## Blue Labels
(SHT 1) CONSOLE | (SHT 10) REDUNDANT POWER PANEL | (SHT 11) PLC PANEL | (SHT 12) PANEL A | (SHT 13) PANEL B | (SHT 14) SURGE NON-I.S. PANEL | (SHT 15) GENERATOR PANEL | (SHT 16) ISOLATOR #1 PANEL | (SHT 17) ISOLATOR #2 PANEL | (SHT 18) BLANK PANEL | (SHT 19) METER PANEL | (SHT 2) TCP | (SHT 20) SWITCH PANEL | (SHT 21) CONSOLE HEATER LIGHT | (SHT 22) BN3500^DOOR PANEL | (SHT 23) BECKWITH #1 | (SHT 24) BECKWITH #2 | (SHT 25) JB70 | (SHT 26) JB70 LEFT RAIL | (SHT 27) JB70 RIGHT RAIL | (SHT 28) JB70 | (SHT 29) JB70 DOOR HEATER PANEL | (SHT 3) CONSOLE | (SHT 31) JB72 | (SHT 32) JB72 DOOR HEATER PANEL | (SHT 33) JB5 | (SHT 35) LIQUID FUEL BOX | (SHT 36) FIRE SYS POWER | (SHT 37) 3-BAY FAN DOOR PANEL | (SHT 38) 1-BAY FAN DOOR PANEL | (SHT 5) PWR DISTRIBUTION RAIL | (SHT 6) FIRE SYSTEM CONTROLLER PANEL | (SHT 7) HEATER PANEL | (SHT 8) FIRE SYSTEM | (SHT 9) VIBRATION PANEL
EL0273 | UJ0031 | UV0600 | FU0080 | XT0240 | FU0460 | AT0140 | EA0741 | EA0760 | GR0140 | PA0771 | HL0411 | HL0704 | HL0750 | AP0625 | RM0460 | RM0462 | HL0171 | KA7000 | XTFGB | IEG1100 | TS7000 | AT0190K | XTA0831 | H7200 | XT0824 | IEG0051 | UV0171 | EF0256 | EF0258 | FU0680 | UV0170 | QS0750 | FU0170 | AF0450
EL0271 | EA0031 | AT0600 | FU0081 | FU0070 | FU0462 | AT0220 | EA0742 | EA0761 | GR0031 | PV0701 | HL0410 | HL0703 |  | AP0624 |  |  | HL0172 | FU7000 | GR1100 | AP1100 | H7000 | AT0190 | XTA0832 | TS7200 | UA1520 | PC0471 | KA0150 | EF0257 | EF0259 | XT0680 | AT0170 | H07500 | FU0171 | XT0400
EL0270 | QS0031 | AP0601 | XT0080 | AU0070 | FU0120 | TM0102 | EA0743 | EA0762 |  | PA0701 | HL0409 | HL0702 |  | AP0622 |  |  | HL0173 | XT7000 |  | XT0001 | XT7001 | AC0201 | XT1008 | XT7201 | XT1521 | FU0018 | KA0151 | FU0256 | FU0275 | XT0563 | KA0172 | GR0750 | FU0172 | IEG0130
HA0273 | XT0031 | AP0602 | XT0085 | AF0070 | FU0121 | VD0121 | EA0744 | EA0763 |  | PF0701 | HL0408 | HL0701 |  | AP0623 |  |  | SA0170 | XTFGA |  | XT1005 | GR0700 |  | KA7200 | GR0701 | XTFGH | FU0020 | KA0152 | FU0257 | FU0276 | FU0560 | KA0174 | XT0750 | KA6510 | XT0130
ZS0273 | GR0030 | AP0603 | AU0080 | AF0071 | FU0332 | VD0122 | EA0745 | EA0764 |  | PA0703 | HL0407 | SA0770 |  | AP0621 |  |  | SB0170 | GR1101 |  | GR1232 |  |  | FU7200 |  | GR1150 | FU0019 | KA0153 | XT0238 | XT7202 | XT0560 | KA0176 | XT0751 | KA6511 | XT0180
ZS0271 | FU0110 | AP0604 | AF0080 | AF0072 | FU0333 | VD0123 | EA0746 | EA0765 |  | PV0700 | SB0400 | SA0710 |  | AP0620 |  |  | HA0472 |  |  | GR1235 |  |  | XT7200 |  | UA1210 | FU0021 | GR0173 |  |  | XT0561 | KA0177 | H07501 | XT0170 | FU0180
ZS0270 | FU0111 | AP0605 | AF0081 | AF0073 | FU0334 | VD0124 | EA0747 | EA0766 |  | PA0700 | HL0406 | SA0740 |  | AP0619 |  |  | SB0472 |  |  | XTA0820 |  |  | GR4142 |  | UA1211 | FU0022 |  |  |  | FU0200 | XT0171 | GR0751 | XT0172 | FU0181
FG0001 | FU0113 | AP0606 | AF0082 | AF0074 | FU0335 | RS0106 | EA0750 | EA0767 |  |  | HL0405 | PF0700 |  | AP0618 | [5 empty] | XTA0823 |  |  | FU0317 |  | UA1220 | FU0023 |  |  |  | FU0190 | GR0171 | TS0750 | GR0170 | FU0182
FG0002 | FU0114 | AP0607 | AF0083 | AF0075 | FU0336 | KA0185 | EA0751 | EA0837 |  |  | HL0404 | SA0700 |  | AP0617 | [5 empty] | XT0821 |  |  | FU0318 |  | UA1221 | FU0024 |  |  |  | FU0273 |  |  | AT0175 | KA0200
| FU0150 | AP0608 | AF0084 | AF0076 | XT0362 | KA0310 | EA0752 | EA1230 |  |  | HL0403 | KA0460 |  | AP0616 | [5 empty] | XT1004 |  |  | FU0319 |  | UA1230 | FU0025 |  |  |  | XT0562 |  |  | AT0177 | KA0201
| XT0110 | AP0609 | AF0085 | FU0103 | XT0120 | KA0320 | EA0753 | EA0845 |  |  | HL0402 | KA0462 |  | AP0615 | [5 empty] | XTA0824 |  |  | XT0833 |  | UA1231 | KA0505 |  |  |  | FU0271 |  |  | AT0179 | KA0202
| XT0033 | UV0700 | AF0086 | FU0104 | XT0332 | KA0329 | EA0754 | EA3510 |  |  | HL0401 | SA0701 |  | AP0614 | [5 empty] | GR1233 |  |  | XT0835 |  | UA1262 | XT0050 | [6 empty] | GR0172 | KA0203
| FU0031 | AT0700 | AF0087 | FU0105 | XT0460 | KA0330 | EA00755 | EA3520 |  |  | HL0400 |  |  | AP0613 | [5 empty] | IEG1200 |  |  | XT1009 |  | UA1263 | XT0700 | [7 empty] | KA0204
| XT1000 | AP0701 | BA0680 | BA0015 | XT0461 | KA0331 | EA00756 | EA3540 |  |  | SH0412 |  |  | AP0612 | [5 empty] | XTA0815 |  |  | XT0836 |  | UA1273 | XTA0700 | [7 empty] | KA0205
| XT1001 | AP0702 | FU0681 | BA0016 | XT0462 | KA0332 | EA00757 | EA0830 |  |  | SH0411 |  |  | AP0611 | [5 empty] | XTA0803 |  |  | XTFGC |  | UA1241 | GR0050 | [7 empty] | KA0206
| GR0110 | AP0703 | GR0134 | BA0017 | XT1002 | KA0333 | EA6121 | EA0831 |  |  | SH0405 |  |  | UV0610 | [5 empty] | XTA0805 |  |  | GR4141 |  | UA1240 | IEG0050 | [7 empty] | KA0207
| IEG0110 | AP0704 | AU0090 | GR0233 | GR0291 | KA0335 | EA6122 | EA0835 |  |  | SH0404 |  |  | UV0611 | [5 empty] | XTA0807 |  |  | GR4181 |  | UA1251 | AU0050 | [7 empty] | KA0208
|  | AP0705 | AF0090 | KA0235 | EA0600 | KA0336 | EA6123 | EA0836 |  |  | SA0400 |  |  | AR0610 | [5 empty] | XTA0813 |  |  |  |  | UA1250 | AF0050 | [7 empty] | GR0181
|  | AP0706 | AF0091 | KA0236 | EA0601 | KA0358 | EA6141 | EA0840 |  |  | SH0410 | [8 empty] | XT1007 |  |  |  |  | UA1272 | AF0051 | [7 empty] | IEG0180
|  | AP0707 | AF0092 | KA0237 | EA0602 | KA0359 | EA6142 | EA0870 |  |  | SH0409 | [8 empty] | GR1134 |  |  |  |  | GR1110 | AF0052 | [7 empty] | AU0180
|  | AP0708 | AF0093 | KA0238 | EA0603 | KA0121 | EA6143 | EA0841 |  |  | SH0401 | [8 empty] | XT0811 | [5 empty] | AF0053 | [7 empty] | AF0180
|  | AP0709 | AF0094 | KA0239 | EA0604 | KA0123 | EA6144 | EA0842 |  |  | SH0400 | [8 empty] | XT0814 | [5 empty] | AF0054 | [7 empty] | AF0181
|  | AP0290 | AF0095 | KA0240 | EA0605 | KA0126 | EA6151 | EA0843 |  |  | XT0564 | [8 empty] | XT0815 | [5 empty] | AF0055 | [7 empty] | AF0182
|  | UV0800 | KA4360 | KA0248 | EA0606 | KA0128 | EA6152 | EA0844 |  |  | AU0200 | [8 empty] | RR0175A | [5 empty] | AF0056 | [7 empty] | AF0183
|  | AP0800 | KA4361 | KA0250 | EA0607 | KA4203 | EA6153 | EA0846 |  |  | AF0200 | [8 empty] | RR0175I | [5 empty] | GR0051 | [7 empty] | AF0184
|  | AP0801 | KA4362 | KA0241 | EA0620 | KA4204 | EA6154 | EA4210 |  |  | AF0201 | [8 empty] | RR0175D | [13 empty] | AF0185
|  | AP0802 | KA9599 | KA0242 | EA0622 | AF0123 | EA6161 | EA4213 |  |  | AF0202 | [8 empty] | RR0175M | [13 empty] | GR0180
|  | AP0803 | KA0610 | KA0243 | EA0623 | AF0122 | EA6162 | EA4216 |  |  | SB0408 | [8 empty] | VD0175A
|  | AP0804 | XT7003 | KA0244 | EA0624 | AF0121 | EA6171 | EA4230 |  |  | SB0407 | [8 empty] | VD0175I
|  | AP0805 | KA0135 | KA0246 | EA0625 | AF0120 | EA6172 | EA4240 |  |  | SH0408 | [8 empty] | VD0175D
|  | AP0806 | KA3103 | KA0247 | EA0626 | AU0120 | EA6221 | EA4250 |  |  | SB0405 | [8 empty] | GR1133
|  | AP0808 | KA3220 | KA0245 | EA0627 | XT1003 | EA6181 | EA4251 |  |  | SB0406 | [8 empty] | XT0800
|  | AP0809 | KA3221 | KA0249 | EA0630 | GR0120 | EA6182 | EA1220 |  |  | SA0401 | [8 empty] | XT0801
|  | AR0600 | KA6211 | KA0231 | EA0631 | XT0334 | EA6183 | GR0275 |  |  | SB0404 | [8 empty] | XT0802
|  | AR0700 | KA6212 | KA0232 | EA0632 | XT0335 | EA6184 | UV0272 |  |  | SB0403 | [8 empty] | XT1006
|  | AR0800 | GR0133 | KA0233 | EA0633 | XT0336 | EA6211 | UAI0760 |  |  | SB0402 | [8 empty] | XT0804
|  | AP0807 | PC0470 | KA0234 | EA0634 | XT0337 | EA4501 | UAI0761 |  |  | SB0401 | [8 empty] | GR1132
|  | TE9900 | FU0090 | KA0130 | EA0635 | XT0343 | GR0273 | UAI0762 |  |  | GR0200
|  | FU0007 | FU0091 | KA0131 | EA0636 | XT0313 | FU0272 | UAI0763
|  | FU0008 | FU0092 | KA0132 | EA0637 | FU0323 | FU0274 | UAI0764
|  | XT0291 | XT0090 | KA0141 | EA0638 | FU0322 | FU0270 | UAI0765
|  | XT0232 | FU0139 | KA0133 | EA0640 | FU0321 | UV0270 | UAI0766
|  | FU0290 | XT0138 | KA0134 | EA0641 | FU0313 | UAI0741 | UAI0767
|  | GR0210 | XT0139 | KA0136 | EA0642 | FU0314 | UAI0742 | UAI1100
|  | FU0010 | XT0134 | KA0137 | EA0643 | FU0315 | UAI0743 | UAI1101
|  | FU0101 | XT0135 | KA0138 | EA0646 | XT0360 | UAI0744 | UAI1102
|  | FU0102 | FU0137 | KA0144 | EA0647 | XT0124 | UAI0745 | UAI2120
|  | XT0005 | FU0136 | KA0209 | EA0650 | XT0370 | UAI0746 | UAI3510
|  | XT0002 | FU0032 | KA0210 | EA0651 | GR0141 | UAI0747 | UAI3520
|  | AT0680 | XT0032 | KA0221 | EA0652 | XT0340 | UAI0750 | UAI3540
|  | BA0013 | GR0131 | KA0222 | EA0653 | XT0341 | UAI0751 | UV0273
|  | BA0011 | QS0011 | KA6200 | EA0710 | XT0342 | UAI0752 | UAI0830
|  | GR0234 | FU0012 | KA9000 | EA0711 | KA0180 | UAI0753 | UAI0831
|  | BA0014 | FU0013 | KA9001 | EA0712 | XT0351 | UAI0754 | UAI0835
|  |  | FU0014 | KA9002 | EA0713 | XT0352 | UAI00755 | UAI0836
|  |  | FU0015 | KA9003 | EA0730 | XT0463 | UAI00756 | UAI0840
|  |  | FU0017 | KA9004 | EA0731 | XT0464 | UAI00757 | UAI0841
|  |  | XT0011 | KA9005 | EA0732 | KA4100 | UV0271 | UAI0842
|  |  | EA0131 | KA9006 | EA0733 | GR0142 | UAI6121 | UAI0843
|  |  | XT0131 | KA9007 | EA0802 | KA0324 | UAI6122 | UAI0844
|  |  | GR0132 | KT0140 | EA0810 | KA0314 | UAI6123 | UAI0846
|  |  | IEG0090 | KT0141 | EA0812 | KA0323 | UAI6141 | UAI4210
|  |  | UJ0131 | KT0142 | EA0823 | KA0313 | UAI6142 | UAI4213
|  |  | IEG0080 | KT0143 | EA0825 | KA0364 | UAI6143 | UAI4216
|  |  | XT0014 | KT0144 | EA0850 | KA0124 | UAI6144 | UAI4230
|  |  | PEG0130 | KT0145 | EA0851 | KA0125 | UAI6151 | UAI4240
|  |  |  | KT0146 | EA0852 | PEG0140 | UAI6152 | UAI4250
|  |  |  | XT0070 | EA0853 |  | UAI6153 | UAI4251
|  |  |  | XT0136 | EA0854 |  | UAI6154 | UAI4260
|  |  |  | XT0137 | EA0855 |  | UAI6161 | GR0274
|  |  |  | GR0232 | EA0856 |  | UAI6162 | EAG02104
|  |  |  | XT0237 | EA0857 |  | UAI6171
|  |  |  | XT0236 | EA0863 |  | UAI6172
|  |  |  | XT0235 | EA0867 |  | UAI6221
|  |  |  | XT0233 | EA0871 |  | UAI6181
|  |  |  | FU0210 | EA0872 |  | UAI6182
|  |  |  | FU0211 | EA0879 |  | UAI6183
|  |  |  | FU0212 | EA01840 |  | UAI6184
|  |  |  | FU0060 | EA01841 |  | UAI6211
|  |  |  | FU0061 | EA01842 |  | UAI1520
|  |  |  | FU0062 | EA1200A |  | GR0272
|  |  |  | FU0063 | EA1200B |  | EAG02102
|  |  |  | XT0060 | EA3201 |  | IEG0210
|  |  |  | KA1020 | EA3202
|  |  |  | AF0065 | EA00821
|  |  |  | AF0064 | EA00826
|  |  |  | AF0063 | EA00827
|  |  |  | AF0062 | EA00829
|  |  |  | AF0061 | EA00873
|  |  |  | AF0060 | EA00874
|  |  |  | AU0060 | EA00875
|  |  |  | GR0231 | EA00906
|  |  |  | IEG0060 | EA008101
|  |  |  | IEG0070 | EA008210
|  |  |  | IEG0230 | EA008211
|  |  |  | IEG0010 | EA008701
EA008702
EA01704
EA01751
EA01756
EA01757
EA01758
EA01752
EA09004
EA09007
EA09008
EA09009
EA0768
EA6212
EA6213
EA6214
EA2105
XT0091
GR0290

## White Labels
(SHT 23) BECKWITH #1 | (SHT 18) BLANK PANEL | (SHT 22) BN3500^DOOR PANEL - (SHT 13) PANEL B | (SHT 3) CONSOLE - (SHT 7) HEATER PANEL | (SHT 36) FIRE SYS POWER | (SHT 15) GENERATOR PANEL | (SHT 15) GENERATOR PANEL - (SHT 12) PANEL A | (SHT 7) HEATER PANEL | (SHT 16) ISOLATOR #1 PANEL | (SHT 16) ISOLATOR #1 PANEL - (SHT 17) ISOLATOR #2 PANEL | (SHT 16) ISOLATOR #1 PANEL - (SHT 13) PANEL B | (SHT 17) ISOLATOR #2 PANEL - (SHT 9) VIBRATION PANEL | (SHT 28) JB70 | (SHT 29) JB70 DOOR HEATER PANEL | (SHT 31) JB72 | (SHT 31) JB72 - (SHT 32) JB72 DOOR HEATER PANEL | (SHT 32) JB72 DOOR HEATER PANEL | (SHT 35) LIQUID FUEL BOX | (SHT 35) LIQUID FUEL BOX - (SHT 13) PANEL B | (SHT 12) PANEL A | (SHT 12) PANEL A - (SHT 13) PANEL B | (SHT 13) PANEL B | (SHT 13) PANEL B - (SHT 11) PLC PANEL | (SHT 13) PANEL B - (SHT 10) REDUNDANT POWER PANEL | (SHT 13) PANEL B - (SHT 2) TCP | (SHT 13) PANEL B - (SHT 9) VIBRATION PANEL | (SHT 11) PLC PANEL | (SHT 11) PLC PANEL - (SHT 10) REDUNDANT POWER PANEL | (SHT 5) PWR DISTRIBUTION RAIL - (SHT 2) TCP | (SHT 10) REDUNDANT POWER PANEL | (SHT 10) REDUNDANT POWER PANEL - (SHT 9) VIBRATION PANEL | (SHT 9) VIBRATION PANEL
AT0140VGENN | GR0140 | IEG023010 | AC0201G | GR0173 | AT0140G1 | PEG0140G | H07500G | EAG02102 | EAG02104 | IEG0120G | IEG01301 | GR1232 | CCH7000G | GR4141 | CCH7200G | GR0701 | FT2220S | FCE2228S1 | 0V | IEG023011 | IEG02304 | GR0234 | IEG0110G | IEG02309 | IEG0130G | UV0600G | IEG01102 | 0V1 | EA0031UPG | IEG01101 | AF045032
DCTX2N |  | IEG023013 |  |  | EXCS |  |  |  |  | IEG02300 | IEG01307 | GR1235 | GR0700 | GR4142 |  |  | FT2240S |  | EA0131UPG | IEG02302 | IEG02305 | IEG02301 |  |  |  | UV0700G |  | ESTOPA |  |  | IEG01303
[5 empty] | PEG01404 |  |  |  |  | IEG023014 |  | IEG12002 |  | GR4181 |  |  | GR0050 |  |  |  | IEG02306 | IEG02307 |  |  |  | UV0800G |  | ESTOPB |  |  | IEG01304
[5 empty] | PEG01405 | [8 empty] | WC8401 |  |  | IEG005113 |  |  |  | IEG0230G | IEG02308 | [5 empty] | FU0139
[5 empty] | WC8003 | [11 empty] | PDT2201S | [10 empty] | FU0200
[5 empty] | WC8004 | [11 empty] | PDT2211S | [10 empty] | KA023612
[5 empty] | WC8101 | [11 empty] | PT2230S | [10 empty] | KA0241A1
[5 empty] | WC8102 | [11 empty] | PT2240S
[5 empty] | WC8103 | [11 empty] | PT2645S
[5 empty] | WC8104 | [11 empty] | PT6402S
[5 empty] | WC8201 | [11 empty] | TE2645S
[5 empty] | WC8202 | [11 empty] | UA2611S
WC8203
WC8301

## Heat Shrink Labels
(SHT 22) BN3500^DOOR PANEL - (SHT 16) ISOLATOR #1 PANEL | (SHT 8) FIRE SYSTEM | (SHT 8) FIRE SYSTEM - (SHT 6) FIRE SYSTEM CONTROLLER PANEL | (SHT 15) GENERATOR PANEL | (SHT 15) GENERATOR PANEL - (SHT 17) ISOLATOR #2 PANEL | (SHT 15) GENERATOR PANEL - (SHT 19) METER PANEL | (SHT 16) ISOLATOR #1 PANEL | (SHT 16) ISOLATOR #1 PANEL - (SHT 13) PANEL B | (SHT 16) ISOLATOR #1 PANEL - (SHT 9) VIBRATION PANEL | (SHT 17) ISOLATOR #2 PANEL | (SHT 17) ISOLATOR #2 PANEL - (SHT 12) PANEL A | (SHT 17) ISOLATOR #2 PANEL - (SHT 13) PANEL B | (SHT 12) PANEL A - (SHT 11) PLC PANEL | (SHT 13) PANEL B - (SHT 11) PLC PANEL | (SHT 13) PANEL B - (SHT 14) SURGE NON-I.S. PANEL | (SHT 11) PLC PANEL | (SHT 11) PLC PANEL - (SHT 14) SURGE NON-I.S. PANEL | (SHT 14) SURGE NON-I.S. PANEL - (SHT 9) VIBRATION PANEL
WC1304 | WC5500 | WC5118 | WC8009 | WC01230 | WC8065 | WC0450 | WC07401 | WC4749 | WC1260 | WC0830 | WC07600 | WC029004 | WC029002 | WC0641 | WTXRX1 | WC00646 | WC1840
WC1328 | WC8066 | WC8069 | WC8010 | WC2170 |  | WCI2101 | WC07402 |  | WC1270 | WC0831 | WC07601 | WC029005 | WC029006 | WC0642 |  | WC00651 | WC1841
WC1329 | WC8068 |  | WC8164 | WC2270 |  | WCI2102 | WC07403 |  | WC2180 | WC0835 | WC07602 | WC02901 | WC029007 | WC0711 |  | WC00652 | WC1842
WC1330 |  |  | WC8165 | WC2370 |  | WCI2103 | WC07404 |  | WCI0765 | WC0836 | WC07603 | WC029013 | WC029008 | WC0712 |  | WC00653
WC1331 |  |  | WC8264 | WC2470 |  | WCI2201 | WC07405 |  | WCI0766 | WC0837 | WC07604 | WC029014 | WC029010 |  |  | WC00730
WC1332 |  |  |  | WC2570 |  | WCI2202 | WC07406 |  | WCI0767 | WC0839 | WC0765 | WC029015 | WC029011 |  |  | WC00731
WC1333 |  |  |  | WC2670 |  | WCI2203 | WC0747 |  | WCI0836 | WC0842 | WC0766 | WC029016 | WC029012 |  |  | WC00732
WC1334 |  |  |  | WC2770 |  | WCI2301 | WC0750 |  | WCI0840 | WC0843 | WC0767 | WC029017 | WC029029 |  |  | WC00733
WC1335 |  |  |  | WC2870 |  | WCI2302 | WC0751 |  | WCI0841 | WC2126 |  | WC029018 | WCO29003 |  |  | WC00852
WC1336 | [5 empty] | WCI2303 | WC0752 |  | WCI0842 | WC2127 |  | WC029019 |  |  |  | WC00855
WC1337 | [5 empty] | WCI2401 | WC0753 |  | WCI0843 | WC2128 |  | WC029020 |  |  |  | WC0650
WC1338 | [5 empty] | WCI2402 | WC0754 |  | WCI0844 | WC2129 |  | WC029021 |  |  |  | WC0850
WC1339 | [5 empty] | WCI2403 | WC0755 |  | WCI0846 | WC2156 |  | WC029022 |  |  |  | WC0851
WC1340 | [5 empty] | WCI6121 | WC0756 |  | WCI1220 | WC2157 |  | WC029023 |  |  |  | WC0853
WC1341 | [5 empty] | WCI6122 | WC0757 |  | WCI2007 | WC2162 |  | WTE9900 |  |  |  | WC0854
WC1342 | [5 empty] | WCI6123 |  |  | WCI2100 | WC2258 | [5 empty] | WC0856
WC1343 | [5 empty] | WCI6141 |  |  | WCI2110 | [6 empty] | WC0863
WC1344 | [5 empty] | WCI6142 |  |  | WCI2129 | [6 empty] | WC0867
WC1345 | [5 empty] | WCI6143 |  |  | WCI2503
WC1346 | [5 empty] | WCI6144 |  |  | WCI2603
[6 empty] | WCI6151 |  |  | WCI2703
[6 empty] | WCI6152 |  |  | WCI2803
[6 empty] | WCI6153 |  |  | WCI2903
[6 empty] | WCI6154 |  |  | WCI3510
[6 empty] | WCI6161 |  |  | WCI3520
[6 empty] | WCI6162 |  |  | WCI3540
[6 empty] | WCI6171 |  |  | WCI4210
[6 empty] | WCI6172 |  |  | WCI4213
[6 empty] | WCI6181 |  |  | WCI4230
[6 empty] | WCI6182 |  |  | WCI4240
[6 empty] | WCI6183 |  |  | WCI4250
[6 empty] | WCI6184 |  |  | WCI4251
[6 empty] | WCI6211 |  |  | WCII4216
WCI6221
WCI7555
WCI7556
WCI7557

## 1-BAY FAN DOOR PANEL
1-BAY FAN DOOR PANEL
Project # | 4H161
Project Name | QATARGAS - NFPS
Revision | D.2
Controls DE | K. NYBERG
Phone: | 0
Controls ME | D. FIGUEROA
Phone:
From | [5 empty] | To
Device ID | Cable (W) Conductor (SC) Jumper Clip (JC) | Wire No. | Wire ID | Gauge/Size | Page/Zone | Device ID | Location | Page/Zone
EF0258: | SC | FU0275 | WHT | 14 | 57.C6 | XT7202:1 | 1-BAY FAN DOOR PANEL | 57.C6 | USED
EF0258: | SC | 0V | WHT | 14 | 57.C6 | XT7202:2 | 1-BAY FAN DOOR PANEL | 57.C6 | USED
EF0259: | SC | FU0276 | WHT | 14 | 57.C6 | XT7202:3 | 1-BAY FAN DOOR PANEL | 57.C6 | USED
EF0259: | SC | 0V | WHT | 14 | 57.C6 | XT7202:4 | 1-BAY FAN DOOR PANEL | 57.C6 | USED
FU0275:LD | SC | FU0275 | WHT | 14 | 57.C5 | XT7202:1 | 1-BAY FAN DOOR PANEL | 57.C6 | USED
FU0275:LI | SC | FU0137 | WHT | 14 | 57.C5 | FU0276:LI | 1-BAY FAN DOOR PANEL | 57.C5 | USED
FU0276:LD | SC | FU0276 | WHT | 14 | 57.C5 | XT7202:3 | 1-BAY FAN DOOR PANEL | 57.C6 | USED
XT7202:4 | SC | 0V | WHT | 14 | 57.C6 | XT7202:2 | 1-BAY FAN DOOR PANEL | 57.C6 | USED
FU0275:LI | SC | FU0137 | WHT | 14 | 57.C5 | FU0270:LI | ISOLATOR #1 PANEL | 54.A6 | USED
XT7202:2 | SC | 0V | WHT | 14 | 57.C6 | XT0235:4 | PANEL B | 20.D4 | USED
SolarTools ver. 7.0.17.15318 (Jul 24, 2024)
Report date: 9/13/2024 1:02 PM

## 3-BAY FAN DOOR PANEL
3-BAY FAN DOOR PANEL
Project # | 4H161
Project Name | QATARGAS - NFPS
Revision | D.2
Controls DE | K. NYBERG
Phone: | 0
Controls ME | D. FIGUEROA
Phone:
From | [5 empty] | To
Device ID | Cable (W) Conductor (SC) Jumper Clip (JC) | Wire No. | Wire ID | Gauge/Size | Page/Zone | Device ID | Location | Page/Zone
EF0256: | SC | FU0256 | WHT | 14 | 20.B6 | XT0238:1 | 3-BAY FAN DOOR PANEL | 20.B6 | USED
EF0256: | SC | 0V | WHT | 14 | 20.B6 | XT0238:3 | 3-BAY FAN DOOR PANEL | 20.B6 | USED
EF0257: | SC | FU0257 | WHT | 14 | 20.C6 | XT0238:2 | 3-BAY FAN DOOR PANEL | 20.C6 | USED
EF0257: | SC | 0V | WHT | 14 | 20.C6 | XT0238:4 | 3-BAY FAN DOOR PANEL | 20.C6 | USED
FU0256:LD | SC | FU0256 | WHT | 14 | 20.B5 | XT0238:1 | 3-BAY FAN DOOR PANEL | 20.B6 | USED
FU0257:LD | SC | FU0257 | WHT | 14 | 20.C5 | XT0238:2 | 3-BAY FAN DOOR PANEL | 20.C6 | USED
FU0256:LI | SC | FU0137 | WHT | 12 | 20.B5 | XT0139:2 | PANEL A | 20.A4 | USED
XT0238:3 | SC | 0V | WHT | 14 | 20.B6 | XT0135:2 | PANEL A | 20.B4 | USED
FU0257:LI | SC | FU0210 | WHT | 14 | 20.C5 | FU0212:LI | PANEL B | 20.C5 | USED
XT0238:4 | SC | 0V | WHT | 14 | 20.C6 | XT0235:4 | PANEL B | 20.D4 | USED
SolarTools ver. 7.0.17.15318 (Jul 24, 2024)
Report date: 9/13/2024 1:02 PM

## BECKWITH #1
BECKWITH #1
Project # | 4H161
Project Name | QATARGAS - NFPS
Revision | D.2
Controls DE | K. NYBERG
Phone: | 0
Controls ME | D. FIGUEROA
Phone:
From | [5 empty] | To
Device ID | Cable (W) Conductor (SC) Jumper Clip (JC) | Wire No. | Wire ID | Gauge/Size | Page/Zone | Device ID | Location | Page/Zone
RM0460:31 | SC | FU0460 | WHT | 14 | 102.A4 | RM0460:33 | BECKWITH #1 | 102.A4 | USED
RM0460:31 | SC | FU0460 | WHT | 14 | 102.A4 | RM0460:62 | BECKWITH #1 | 102.A4 | USED
RM0460:38 | SC | AT0140VGENN | GRN/YEL | 12 | 105.C7 | RM0460:40 | BECKWITH #1 | 105.C7 | USED
RM0460:40 | SC | AT0140VGENN | GRN/YEL | 12 | 105.C7 | RM0460:42 | BECKWITH #1 | 105.C7 | USED
RM0460:47 | SC | DCTX2N | GRN/YEL | 12 | 104.C7 | RM0460:49 | BECKWITH #1 | 104.C7 | USED
RM0460:49 | SC | DCTX2N | GRN/YEL | 12 | 104.C7 | RM0460:51 | BECKWITH #1 | 104.C7 | USED
RM0460:38 | SC | AT0140VGENN | GRN/YEL | 12 | 105.C7 | XT0463:8 | GENERATOR PANEL | 105.C5 | USED
RM0460:39 | SC | AT0140VGENA | RED | 16 | 105.C7 | XT0463:7 | GENERATOR PANEL | 105.C5 | USED
RM0460:41 | SC | AT0140VGENB | RED | 16 | 105.C7 | XT0463:6 | GENERATOR PANEL | 105.C5 | USED
RM0460:43 | SC | AT0140VGENC | RED | 16 | 105.C7 | XT0463:5 | GENERATOR PANEL | 105.C5 | USED
RM0460:46 | SC | DCTAX1 | BLU | 16 | 104.C7 | XT0463:1 | GENERATOR PANEL | 104.C5 | USED
RM0460:47 | SC | DCTX2N | GRN/YEL | 12 | 104.C7 | XT0463:4 | GENERATOR PANEL | 104.C5 | USED
RM0460:48 | SC | DCTBX1 | BLU | 16 | 104.C7 | XT0463:2 | GENERATOR PANEL | 104.C5 | USED
RM0460:50 | SC | DCTCX1 | BLU | 16 | 104.C7 | XT0463:3 | GENERATOR PANEL | 104.C5 | USED
RM0460:54 | SC | DCTA | BLU | 12 | 110.C6 | XT0464:7 | GENERATOR PANEL | 110.C4 | USED
RM0460:55 | SC | DCTAN | BLU | 12 | 110.C6 | XT0464:6 | GENERATOR PANEL | 110.C4 | USED
RM0460:56 | SC | DCTB | BLU | 12 | 110.C6 | XT0464:5 | GENERATOR PANEL | 110.C4 | USED
RM0460:57 | SC | DCTBN | BLU | 12 | 110.C6 | XT0464:4 | GENERATOR PANEL | 110.C4 | USED
RM0460:58 | SC | DCTC | BLU | 12 | 110.C6 | XT0464:3 | GENERATOR PANEL | 110.C4 | USED
RM0460:59 | SC | DCTCN | BLU | 12 | 110.C6 | XT0464:2 | GENERATOR PANEL | 110.C4 | USED
RM0460:10 | SC | RM046010 | WHT | 20 | 102.A4 | XT0460:1 | SURGE NON-I.S. PANEL | 102.A2 | USED
RM0460:11 | SC | RM046011 | WHT | 20 | 102.A4 | XT0460:2 | SURGE NON-I.S. PANEL | 102.A2 | USED
RM0460:12 | SC | RM046012 | WHT | 20 | 102.A4 | XT0460:5 | SURGE NON-I.S. PANEL | 102.A5 | USED
RM0460:13 | SC | RM046013 | WHT | 20 | 102.A4 | XT0460:6 | SURGE NON-I.S. PANEL | 102.A5 | USED
RM0460:15 | SC | RM046015 | WHT | 20 | 102.A4 | XT0460:7 | SURGE NON-I.S. PANEL | 102.A5 | USED
RM0460:16 | SC | RM046016 | WHT | 20 | 102.A4 | XT0460:8 | SURGE NON-I.S. PANEL | 102.B5 | USED
RM0460:18 | SC | RM046018 | WHT | 20 | 102.A4 | XT0460:9 | SURGE NON-I.S. PANEL | 102.B5 | USED
RM0460:19 | SC | RM046019 | WHT | 20 | 102.A4 | XT0460:10 | SURGE NON-I.S. PANEL | 102.B5 | USED
RM0460:29 | SC | RM046029 | WHT | 20 | 102.A4 | XT0460:12 | SURGE NON-I.S. PANEL | 102.C5 | USED
RM0460:30 | SC | RM046030 | WHT | 20 | 102.A4 | XT0460:11 | SURGE NON-I.S. PANEL | 102.C5 | USED
RM0460:62 | SC | FU0460 | WHT | 14 | 102.A4 | XT0460:4 | SURGE NON-I.S. PANEL | 102.C2 | USED
RM0460:63 | SC | 0V | WHT | 14 | 102.A4 | XT0460:3 | SURGE NON-I.S. PANEL | 102.C2 | USED
RM0460:32 | SC | RM046032 | WHT | 20 | 102.A4 | KA0460:G | SWITCH PANEL | 102.C3 | USED
RM0460:33 | SC | FU0460 | WHT | 14 | 102.A4 | KA0460:18 | SWITCH PANEL | 102.C3 | USED
RM0460:34 | SC | KA0358A1 | WHT | 20 | 102.A4 | KA0460:12 | SWITCH PANEL | 102.C3 | USED
SolarTools ver. 7.0.17.15318 (Jul 24, 2024)
Report date: 9/13/2024 1:02 PM

## BECKWITH #2
BECKWITH #2
Project # | 4H161
Project Name | QATARGAS - NFPS
Revision | D.2
Controls DE | K. NYBERG
Phone: | 0
Controls ME | D. FIGUEROA
Phone:
From | [5 empty] | To
Device ID | Cable (W) Conductor (SC) Jumper Clip (JC) | Wire No. | Wire ID | Gauge/Size | Page/Zone | Device ID | Location | Page/Zone
RM0462:31 | SC | FU0462 | WHT | 14 | 103.A4 | RM0462:33 | BECKWITH #2 | 103.A4 | USED
RM0462:31 | SC | FU0462 | WHT | 14 | 103.A4 | RM0462:62 | BECKWITH #2 | 103.A4 | USED
RM0462:38 | SC | AT0140VGENN | GRN/YEL | 12 | 105.D7 | RM0462:40 | BECKWITH #2 | 105.D7 | USED
RM0462:40 | SC | AT0140VGENN | GRN/YEL | 12 | 105.D7 | RM0462:42 | BECKWITH #2 | 105.D7 | USED
RM0462:47 | SC | DCTX2N | GRN/YEL | 12 | 104.D7 | RM0462:49 | BECKWITH #2 | 104.D7 | USED
RM0462:49 | SC | DCTX2N | GRN/YEL | 12 | 104.D7 | RM0462:51 | BECKWITH #2 | 104.D7 | USED
RM0462:38 | SC | AT0140VGENN | GRN/YEL | 12 | 105.D7 | XT0463:8 | GENERATOR PANEL | 105.C5 | USED
RM0462:39 | SC | AT0140VGENA | RED | 16 | 105.D7 | XT0463:7 | GENERATOR PANEL | 105.C5 | USED
RM0462:41 | SC | AT0140VGENB | RED | 16 | 105.D7 | XT0463:6 | GENERATOR PANEL | 105.C5 | USED
RM0462:43 | SC | AT0140VGENC | RED | 16 | 105.D7 | XT0463:5 | GENERATOR PANEL | 105.C5 | USED
RM0462:46 | SC | DCTAX1 | BLU | 16 | 104.D7 | XT0463:1 | GENERATOR PANEL | 104.C5 | USED
RM0462:47 | SC | DCTX2N | GRN/YEL | 12 | 104.D7 | XT0463:4 | GENERATOR PANEL | 104.C5 | USED
RM0462:48 | SC | DCTBX1 | BLU | 16 | 104.D7 | XT0463:2 | GENERATOR PANEL | 104.C5 | USED
RM0462:50 | SC | DCTCX1 | BLU | 16 | 104.D7 | XT0463:3 | GENERATOR PANEL | 104.C5 | USED
RM0462:54 | SC | DCTA | BLU | 12 | 110.C6 | XT0464:7 | GENERATOR PANEL | 110.C4 | USED
RM0462:55 | SC | DCTAN | BLU | 12 | 110.C6 | XT0464:6 | GENERATOR PANEL | 110.C4 | USED
RM0462:56 | SC | DCTB | BLU | 12 | 110.C6 | XT0464:5 | GENERATOR PANEL | 110.C4 | USED
RM0462:57 | SC | DCTBN | BLU | 12 | 110.C6 | XT0464:4 | GENERATOR PANEL | 110.C4 | USED
RM0462:58 | SC | DCTC | BLU | 12 | 110.C6 | XT0464:3 | GENERATOR PANEL | 110.C4 | USED
RM0462:59 | SC | DCTCN | BLU | 12 | 110.C6 | XT0464:2 | GENERATOR PANEL | 110.C4 | USED
RM0462:10 | SC | RM046210 | WHT | 20 | 103.A4 | XT0461:1 | SURGE NON-I.S. PANEL | 103.A2 | USED
RM0462:11 | SC | RM046211 | WHT | 20 | 103.A4 | XT0461:2 | SURGE NON-I.S. PANEL | 103.A2 | USED
RM0462:12 | SC | RM046212 | WHT | 20 | 103.A4 | XT0461:5 | SURGE NON-I.S. PANEL | 103.A5 | USED
RM0462:13 | SC | RM046213 | WHT | 20 | 103.A4 | XT0461:6 | SURGE NON-I.S. PANEL | 103.A5 | USED
RM0462:15 | SC | RM046215 | WHT | 20 | 103.A4 | XT0461:7 | SURGE NON-I.S. PANEL | 103.A5 | USED
RM0462:16 | SC | RM046216 | WHT | 20 | 103.A4 | XT0461:8 | SURGE NON-I.S. PANEL | 103.B5 | USED
RM0462:18 | SC | RM046218 | WHT | 20 | 103.A4 | XT0461:9 | SURGE NON-I.S. PANEL | 103.B5 | USED
RM0462:19 | SC | RM046219 | WHT | 20 | 103.A4 | XT0461:10 | SURGE NON-I.S. PANEL | 103.B5 | USED
RM0462:29 | SC | RM046229 | WHT | 20 | 103.A4 | XT0461:12 | SURGE NON-I.S. PANEL | 103.C5 | USED
RM0462:30 | SC | RM046230 | WHT | 20 | 103.A4 | XT0461:11 | SURGE NON-I.S. PANEL | 103.C5 | USED
RM0462:62 | SC | FU0462 | WHT | 14 | 103.A4 | XT0461:4 | SURGE NON-I.S. PANEL | 103.C2 | USED
RM0462:63 | SC | 0V | WHT | 14 | 103.A4 | XT0461:3 | SURGE NON-I.S. PANEL | 103.C2 | USED
RM0462:32 | SC | RM046232 | WHT | 20 | 103.A4 | KA0462:G | SWITCH PANEL | 103.C3 | USED
RM0462:33 | SC | FU0462 | WHT | 14 | 103.A4 | KA0462:18 | SWITCH PANEL | 103.C3 | USED
RM0462:34 | SC | KA0359A1 | WHT | 20 | 103.A4 | KA0462:12 | SWITCH PANEL | 103.C3 | USED
SolarTools ver. 7.0.17.15318 (Jul 24, 2024)
Report date: 9/13/2024 1:02 PM

## BLANK PANEL
BLANK PANEL
Project # | 4H161
Project Name | QATARGAS - NFPS
Revision | D.2
Controls DE | K. NYBERG
Phone: | 0
Controls ME | D. FIGUEROA
Phone:
From | [5 empty] | To
Device ID | Cable (W) Conductor (SC) Jumper Clip (JC) | Wire No. | Wire ID | Gauge/Size | Page/Zone | Device ID | Location | Page/Zone
GR0031: | SC | GR0031 | GRN/YEL | 14 | 19.C4 | FRAME | BLANK PANEL | 19.C4 | USED
GR0140: | SC | GR0140 | GRN/YEL | 14 | 4.B4 | FG1126:1 | BLANK PANEL | 4.B4 | USED
SolarTools ver. 7.0.17.15318 (Jul 24, 2024)
Report date: 9/13/2024 1:02 PM

## BN3500^DOOR PANEL
BN3500^DOOR PANEL
CONTROL CONSOLE (BN3500 DOOR PANEL)
Project # | 4H161
Project Name | QATARGAS - NFPS
Revision | D.2
Controls DE | K. NYBERG
Phone: | 0
Controls ME | D. FIGUEROA
Phone:
From | [5 empty] | To
Device ID | Cable (W) Conductor (SC) Jumper Clip (JC) | Wire No. | Wire ID | Gauge/Size | Page/Zone | Device ID | Location | Page/Zone
AP0621:SIG1 | WC1304 | UAI62117 | RED | 20 | 81.D7 | UAI6211:7 | ISOLATOR #1 PANEL | 81.D6 | USED
AP0621:COM1 | WC1304 | UAI62118 | BLK | 20 | 81.D7 | UAI6211:8 | ISOLATOR #1 PANEL | 81.D6 | USED
AP0621:SH1 | WC1304 | UAI6211S | SH | 20 | 81.D7 | FLOATING | ISOLATOR #1 PANEL | 81.D6 | USED
AP0622:PWR1 | WC1327 | UAI62217 | RED | 20 | 80.D7 | UAI6221:7- | ISOLATOR #1 PANEL | 80.D6 | USED
AP0622:SIG1 | WC1327 | UAI62218 | BLK | 20 | 80.D7 | UAI6221:8+ | ISOLATOR #1 PANEL | 80.D6 | USED
AP0612:KPHT1 | WC1328 | UAI61217 | RED | 20 | 79.A6 | UAI6121:7 | ISOLATOR #1 PANEL | 79.A6 | USED
AP0612:COMT1 | WC1328 | UAI61218 | BLK | 20 | 79.A6 | UAI6121:8 | ISOLATOR #1 PANEL | 79.A6 | USED
AP0612:SHT1 | WC1328 | UAI6121S | SH | 20 | 79.A6 | FLOATING | ISOLATOR #1 PANEL | 79.A6 | USED
AP0614:SIG1 | WC1329 | UAI61417 | RED | 20 | 79.A6 | UAI6141:7 | ISOLATOR #1 PANEL | 79.A6 | USED
AP0614:COM1 | WC1329 | UAI61418 | BLK | 20 | 79.A6 | UAI6141:8 | ISOLATOR #1 PANEL | 79.A6 | USED
AP0614:SH1 | WC1329 | UAI6141S | SH | 20 | 79.A6 | FLOATING | ISOLATOR #1 PANEL | 79.A6 | USED
AP0614:SIG2 | WC1330 | UAI61427 | RED | 20 | 79.B6 | UAI6142:7 | ISOLATOR #1 PANEL | 79.B6 | USED
AP0614:COM2 | WC1330 | UAI61428 | BLK | 20 | 79.B6 | UAI6142:8 | ISOLATOR #1 PANEL | 79.B6 | USED
AP0614:SH2 | WC1330 | UAI6142S | SH | 20 | 79.B6 | FLOATING | ISOLATOR #1 PANEL | 79.B6 | USED
AP0614:SIG3 | WC1331 | UAI61437 | RED | 20 | 79.B6 | UAI6143:7 | ISOLATOR #1 PANEL | 79.B6 | USED
AP0614:COM3 | WC1331 | UAI61438 | BLK | 20 | 79.B6 | UAI6143:8 | ISOLATOR #1 PANEL | 79.B6 | USED
AP0614:SH3 | WC1331 | UAI6143S | SH | 20 | 79.B6 | FLOATING | ISOLATOR #1 PANEL | 79.B6 | USED
AP0614:SIG4 | WC1332 | UAI61447 | RED | 20 | 79.C6 | UAI6144:7 | ISOLATOR #1 PANEL | 79.C6 | USED
AP0614:COM4 | WC1332 | UAI61448 | BLK | 20 | 79.C6 | UAI6144:8 | ISOLATOR #1 PANEL | 79.C6 | USED
AP0614:SH4 | WC1332 | UAI6144S | SH | 20 | 79.C6 | FLOATING | ISOLATOR #1 PANEL | 79.C6 | USED
AP0615:SIG1 | WC1333 | UAI61517 | RED | 20 | 79.C6 | UAI6151:7 | ISOLATOR #1 PANEL | 79.C6 | USED
AP0615:COM1 | WC1333 | UAI61518 | BLK | 20 | 79.C6 | UAI6151:8 | ISOLATOR #1 PANEL | 79.C6 | USED
AP0615:SH1 | WC1333 | UAI6151S | SH | 20 | 79.C6 | FLOATING | ISOLATOR #1 PANEL | 79.C6 | USED
AP0615:SIG2 | WC1334 | UAI61527 | RED | 20 | 79.D6 | UAI6152:7 | ISOLATOR #1 PANEL | 79.D6 | USED
AP0615:COM2 | WC1334 | UAI61528 | BLK | 20 | 79.D6 | UAI6152:8 | ISOLATOR #1 PANEL | 79.D6 | USED
AP0615:SH2 | WC1334 | UAI6152S | SH | 20 | 79.D6 | FLOATING | ISOLATOR #1 PANEL | 79.D6 | USED
AP0617:SIG1 | WC1335 | UAI61717 | RED | 20 | 79.D6 | UAI6171:7 | ISOLATOR #1 PANEL | 79.D6 | USED
AP0617:COM1 | WC1335 | UAI61718 | BLK | 20 | 79.D6 | UAI6171:8 | ISOLATOR #1 PANEL | 79.D6 | USED
AP0617:SH1 | WC1335 | UAI6171S | SH | 20 | 79.D6 | FLOATING | ISOLATOR #1 PANEL | 79.D6 | USED
AP0612:KPHT2 | WC1336 | UAI61227 | RED | 20 | 80.A6 | UAI6122:7 | ISOLATOR #1 PANEL | 80.A6 | USED
AP0612:COMT2 | WC1336 | UAI61228 | BLK | 20 | 80.A6 | UAI6122:8 | ISOLATOR #1 PANEL | 80.A6 | USED
AP0612:SHT2 | WC1336 | UAI6122S | SH | 20 | 80.A6 | FLOATING | ISOLATOR #1 PANEL | 80.A6 | USED
AP0615:SIG3 | WC1337 | UAI61537 | RED | 20 | 80.A6 | UAI6153:7 | ISOLATOR #1 PANEL | 80.A6 | USED
AP0615:COM3 | WC1337 | UAI61538 | BLK | 20 | 80.A6 | UAI6153:8 | ISOLATOR #1 PANEL | 80.A6 | USED
AP0615:SH3 | WC1337 | UAI6153S | SH | 20 | 80.A6 | FLOATING | ISOLATOR #1 PANEL | 80.B6 | USED
AP0615:SIG4 | WC1338 | UAI61547 | RED | 20 | 80.B6 | UAI6154:7 | ISOLATOR #1 PANEL | 80.B6 | USED
AP0615:COM4 | WC1338 | UAI61548 | BLK | 20 | 80.B6 | UAI6154:8 | ISOLATOR #1 PANEL | 80.B6 | USED
AP0615:SH4 | WC1338 | UAI6154S | SH | 20 | 80.B6 | FLOATING | ISOLATOR #1 PANEL | 80.B6 | USED
AP0616:SIG1 | WC1339 | UAI61617 | RED | 20 | 80.B6 | UAI6161:7 | ISOLATOR #1 PANEL | 80.B6 | USED
AP0616:COM1 | WC1339 | UAI61618 | BLK | 20 | 80.B6 | UAI6161:8 | ISOLATOR #1 PANEL | 80.B6 | USED
AP0616:SH1 | WC1339 | UAI6161S | SH | 20 | 80.B6 | FLOATING | ISOLATOR #1 PANEL | 80.C6 | USED
AP0616:SIG2 | WC1340 | UAI61627 | RED | 20 | 80.C6 | UAI6162:7 | ISOLATOR #1 PANEL | 80.C6 | USED
AP0616:COM2 | WC1340 | UAI61628 | BLK | 20 | 80.C6 | UAI6162:8 | ISOLATOR #1 PANEL | 80.C6 | USED
AP0616:SH2 | WC1340 | UAI6162S | SH | 20 | 80.C6 | FLOATING | ISOLATOR #1 PANEL | 80.C6 | USED
AP0617:SIG2 | WC1341 | UAI61727 | RED | 20 | 80.C6 | UAI6172:7 | ISOLATOR #1 PANEL | 80.C6 | USED
AP0617:COM2 | WC1341 | UAI61728 | BLK | 20 | 80.C6 | UAI6172:8 | ISOLATOR #1 PANEL | 80.C6 | USED
AP0617:SH2 | WC1341 | UAI6172S | SH | 20 | 80.C6 | FLOATING | ISOLATOR #1 PANEL | 80.D6 | USED
AP0612:KPHB1 | WC1342 | UAI61237 | RED | 20 | 82.A6 | UAI6123:7 | ISOLATOR #1 PANEL | 82.A6 | USED
AP0612:COMB1 | WC1342 | UAI61238 | BLK | 20 | 82.A6 | UAI6123:8 | ISOLATOR #1 PANEL | 82.A6 | USED
AP0612:SHB1 | WC1342 | UAI6123S | SH | 20 | 82.A6 | FLOATING | ISOLATOR #1 PANEL | 82.A6 | USED
AP0618:SIG3 | WC1343 | UAI61837 | RED | 20 | 82.A6 | UAI6183:7 | ISOLATOR #1 PANEL | 82.A6 | USED
AP0618:COM3 | WC1343 | UAI61838 | BLK | 20 | 82.A6 | UAI6183:8 | ISOLATOR #1 PANEL | 82.A6 | USED
AP0618:SH3 | WC1343 | UAI6183S | SH | 20 | 82.A6 | FLOATING | ISOLATOR #1 PANEL | 82.B6 | USED
AP0618:SIG4 | WC1344 | UAI61847 | RED | 20 | 82.B6 | UAI6184:7 | ISOLATOR #1 PANEL | 82.B6 | USED
AP0618:COM4 | WC1344 | UAI61848 | BLK | 20 | 82.B6 | UAI6184:8 | ISOLATOR #1 PANEL | 82.B6 | USED
AP0618:SH4 | WC1344 | UAI6184S | SH | 20 | 82.B6 | FLOATING | ISOLATOR #1 PANEL | 82.B6 | USED
AP0618:SIG1 | WC1345 | UAI61817 | RED | 20 | 82.B6 | UAI6181:7 | ISOLATOR #1 PANEL | 82.B6 | USED
AP0618:COM1 | WC1345 | UAI61818 | BLK | 20 | 82.B6 | UAI6181:8 | ISOLATOR #1 PANEL | 82.B6 | USED
AP0618:SH1 | WC1345 | UAI6181S | SH | 20 | 82.B6 | FLOATING | ISOLATOR #1 PANEL | 82.C6 | USED
AP0618:SIG2 | WC1346 | UAI61827 | RED | 20 | 82.C6 | UAI6182:7 | ISOLATOR #1 PANEL | 82.C6 | USED
AP0618:COM2 | WC1346 | UAI61828 | BLK | 20 | 82.C6 | UAI6182:8 | ISOLATOR #1 PANEL | 82.C6 | USED
AP0618:SH2 | WC1346 | UAI6182S | SH | 20 | 82.C6 | FLOATING | ISOLATOR #1 PANEL | 82.C6 | USED
AP0611:ARM | SC | 0611ARM | WHT | 20 | 28.D1 | AF0081:38 | PANEL A | 28.D1 | USED
AP0611:COM | SC | 0611COM | WHT | 20 | 28.D4 | KA0610:14 | PANEL A | 28.D4 | USED
AP0611:NO | SC | 0611NO | WHT | 20 | 28.D1 | AF0081:03 | PANEL A | 28.D1 | USED
AP0611:TM | SC | 0611TM | WHT | 20 | 28.D4 | KA0610:11 | PANEL A | 28.D4 | USED
AP0613:ARM1 | SC | 0613ARM1 | WHT | 20 | 28.D3 | AF0081:40 | PANEL A | 28.D3 | USED
AP0613:ARM2 | SC | 0613ARM2 | WHT | 20 | 28.D2 | AF0081:39 | PANEL A | 28.D2 | USED
AP0613:NC1 | SC | 0613NC1 | WHT | 20 | 28.D3 | AF0081:05 | PANEL A | 28.D3 | USED
AP0613:NC2 | SC | 0613NC2 | WHT | 20 | 28.D2 | AF0081:04 | PANEL A | 28.D2 | USED
UV0610:GND | SC | IEG023010 | GRN | 14 | 28.B1 | IEG0230:10 | PANEL B | 28.C1 | USED
UV0611:GND | SC | IEG023013 | GRN | 14 | 28.C1 | IEG0230:13 | PANEL B | 28.C1 | USED
AP0625:HST1 | WC0625 | AP0804P1 | DB9 | BN3500 CABLE | 28.D7 | AP0804:P1 | PLC PANEL | 6.C6 | USED
AP0625:HST2 | WC06252 | AP0807P1 | DB9 | BN3500 CABLE | 28.D7 | AP0807:PORT 1 | PLC PANEL | 6.C6 | USED
UV0610:(-) | SC | 0V | WHT | 14 | 28.B1 | XT0110:2 | REDUNDANT POWER PANEL | 28.A5 | USED
UV0610:(+) | SC | FU0111 | WHT | 14 | 28.B1 | FU0111:LD | REDUNDANT POWER PANEL | 28.A4 | USED
UV0611:(-) | SC | 0V | WHT | 14 | 28.C1 | XT0110:1 | REDUNDANT POWER PANEL | 28.A5 | USED
UV0611:(+) | SC | FU0150 | WHT | 14 | 28.C1 | FU0150:LD | REDUNDANT POWER PANEL | 28.A4 | USED
Report date: 9/13/2024 1:02 PM |  |  |  |  | SolarTools ver. 7.0.17.15318 (Jul 24, 2024)

## CONSOLE
CONSOLE
CONTROL CONSOLE & CONTROL CONSOLE (DOOR PANELS)
Project # | 4H161
Project Name | QATARGAS - NFPS
Revision | D.2
Controls DE | K. NYBERG
Phone: | 0
Controls ME | D. FIGUEROA
Phone:
From | [5 empty] | To
Device ID | Cable (W) Conductor (SC) Jumper Clip (JC) | Wire No. | Wire ID | Gauge/Size | Page/Zone | Device ID | Location | Page/Zone
AT0190:GND | SC | AT0190G | GRN/YEL | 14 | 15.B4 | FRAME | CONSOLE | 15.C3 | USED
AT0190:USB1 | SC | AT0190K | CABLE | USB | 15.B4 | AT0190K:KI | CONSOLE | 15.C5 | USED
EL0270:B1 | SC | EL0270B1 | WHT | 14 | 54.B5 | ZS0270:2 | CONSOLE | 54.B6 | USED
EL0271:B1 | SC | ZS0271 | WHT | 14 | 15.B4 | ZS0271:2 | CONSOLE | 15.B3 | USED
EL0273:B1 | SC | ZS0273 | WHT | 14 | 15.B4 | ZS0273:2 | CONSOLE | 15.B3 | USED
AC0201:L1 | WCAC0201 | AC0201L1 | BRN | - - - | 10.C4 | XT0750:4 | HEATER PANEL | 10.C2 | USED
AC0201:L2 | WCAC0201 | AC0201L2 | BLU | - - - | 10.C4 | XT0750:5 | HEATER PANEL | 10.C2 | USED
AC0201:GND | WCAC0201 | AC0201G | GRN/YEL | - - - | 10.C4 | XT0750:6 | HEATER PANEL | 10.C2 | USED
ZS0270:1 | SC | FU0270LD | WHT | 14 | 54.B6 | FU0270:LD | ISOLATOR #1 PANEL | 54.A6 | USED
EL0270:W1 | SC | 0V | WHT | 14 | 54.B5 | XT0135:3 | PANEL A | 20.B4 | USED
AT0190:E1 | WC0019 | AT0190E | ENET | CABLE | 15.B4 | AT0680:LAN2 | PLC PANEL | 8.A4 | USED
AT0190:NEG | SC | 0V1 | WHT | 14 | 15.B4 | XT0562:2 | PWR DISTRIBUTION RAIL | 15.C2 | USED
AT0190:POS | SC | FU0190 | WHT | 14 | 15.B4 | FU0190:LD | PWR DISTRIBUTION RAIL | 15.C3 | USED
EL0271:W1 | SC | 0V1 | WHT | 14 | 15.B4 | XT0562:3 | PWR DISTRIBUTION RAIL | 15.C2 | USED
EL0273:W1 | SC | 0V1 | WHT | 14 | 15.B4 | XT0562:1 | PWR DISTRIBUTION RAIL | 15.C2 | USED
ZS0271:1 | SC | FU0271 | WHT | 14 | 15.B3 | FU0271:LD | PWR DISTRIBUTION RAIL | 15.B3 | USED
ZS0273:1 | SC | FU0273 | WHT | 14 | 15.B3 | FU0273:LD | PWR DISTRIBUTION RAIL | 15.B3 | USED
HA0273:(+) | WC5540 | HA0273P | BLK | 16 | 18.A1 | AF0201:10 | TCP | 18.A3 | USED
HA0273:(-) | WC5540 | HA0273N | WHT | 16 | 18.A1 | AF0201:27 | TCP | 18.A3 | USED
SolarTools ver. 7.0.17.15318 (Jul 24, 2024)
Report date: 9/13/2024 1:02 PM

## CONSOLE HEATER LIGHT
CONSOLE HEATER LIGHT
CONTROL CONSOLE^SPACE HEATER LIGHT PANEL
Project # | 4H161
Project Name | QATARGAS - NFPS
Revision | D.2
Controls DE | K. NYBERG
Phone: | 0
Controls ME | D. FIGUEROA
Phone:
From | [5 empty] | To
Device ID | Cable (W) Conductor (SC) Jumper Clip (JC) | Wire No. | Wire ID | Gauge/Size | Page/Zone | Device ID | Location | Page/Zone
HL0750:X1 | SC | QS0750LD3 | RED | 16 | 10.A6 | XT0751:3 | HEATER PANEL | 10.A6 | USED
HL0750:X2 | SC | TS0750NC | RED | 16 | 10.A6 | XT0751:5 | HEATER PANEL | 10.A6 | USED
SolarTools ver. 7.0.17.15318 (Jul 24, 2024)
Report date: 9/13/2024 1:02 PM

## FIRE SYS POWER
FIRE SYS POWER
Project # | 4H161
Project Name | QATARGAS - NFPS
Revision | D.2
Controls DE | K. NYBERG
Phone: | 0
Controls ME | D. FIGUEROA
Phone:
From | [5 empty] | To
Device ID | Cable (W) Conductor (SC) Jumper Clip (JC) | Wire No. | Wire ID | Gauge/Size | Page/Zone | Device ID | Location | Page/Zone
GR0173: | SC | GR0173 | GRN/YEL | 14 | 14.C2 | FG1129:1 | FIRE SYS POWER | 14.C3 | USED
KA0150:2 | SC | KA01502 | WHT | 16 | 14.B3 | UV0171:5(+) | FIRE SYS POWER | 14.B2 | USED
KA0150:3 | SC | KA01503 | WHT | 14 | 14.A4 | KA0151:1 | FIRE SYS POWER | 14.A4 | USED
KA0150:7 | SC | KA01507 | WHT | 16 | 14.B3 | UV0171:6(-) | FIRE SYS POWER | 14.B2 | USED
KA0151:2 | SC | KA01512 | WHT | 16 | 14.B3 | UV0171:7(+) | FIRE SYS POWER | 14.B2 | USED
KA0151:3 | SC | KA01513 | WHT | 14 | 14.A4 | KA0152:3 | FIRE SYS POWER | 14.A4 | USED
KA0151:7 | SC | KA01517 | WHT | 16 | 14.B3 | UV0171:8(-) | FIRE SYS POWER | 14.B2 | USED
UV0171:2(-) | SC | 0V | WHT | 14 | 14.B2 | UV0171:4(-) | FIRE SYS POWER | 14.B2 | USED
UV0171:GND | SC | UV0171G | GRN/YEL | 14 | 14.B2 | FRAME | FIRE SYS POWER | 14.C3 | USED
KA0152:2 | SC | FU0172LD | WHT | 14 | 125.A6 | XT0172:16 | FIRE SYSTEM | 125.A6 | USED
KA0152:7 | SC | 0V | WHT | 14 | 125.A6 | XT0172:17 | FIRE SYSTEM | 125.A6 | USED
UV0171:1(+) | SC | FU0171LD | WHT | 14 | 14.B2 | FU0171:LD | FIRE SYSTEM | 14.B1 | USED
UV0171:13(+) | SC | DTF5P | WHT | 14 | 124.B7 | XT0172:12 | FIRE SYSTEM | 124.A6 | USED
UV0171:14(-) | SC | DTF5N | WHT | 14 | 124.B7 | XT0172:13 | FIRE SYSTEM | 124.A6 | USED
UV0171:15(+) | SC | UV0171N | WHT | 14 | 124.B7 | XT0172:15 | FIRE SYSTEM | 124.D6 | USED
UV0171:16(-) | SC | UV0171P | WHT | 14 | 124.B7 | XT0172:14 | FIRE SYSTEM | 124.D6 | USED
UV0171:2(-) | SC | 0V | WHT | 14 | 14.B2 | XT0170:4 | FIRE SYSTEM | 14.A2 | USED
UV0171:3(+) | SC | FU0171LD | WHT | 14 | 14.B2 | FU0171:LD | FIRE SYSTEM | 14.B1 | USED
KA0150:1 | SC | UV01707 | WHT | 14 | 14.A4 | UV0170:7(+) | FIRE SYSTEM CONTROLLER PANEL | 14.A2 | USED
KA0152:1 | SC | KA01521 | WHT | 14 | 14.A4 | AT0170:3 | FIRE SYSTEM CONTROLLER PANEL | 14.A5 | USED
KA0150:6 | SC | 009543 | WHT | 20 | 114.B6 | AF0095:43 | PANEL A | 114.B6 | USED
KA0150:8 | SC | 009508 | WHT | 20 | 114.B6 | AF0095:08 | PANEL A | 114.B6 | USED
KA0151:6 | SC | 009544 | WHT | 20 | 114.C6 | AF0095:44 | PANEL A | 114.C6 | USED
KA0151:8 | SC | 009509 | WHT | 20 | 114.C6 | AF0095:09 | PANEL A | 114.C6 | USED
KA0152:6 | SC | 009545 | WHT | 20 | 114.C6 | AF0095:45 | PANEL A | 114.C6 | USED
KA0152:8 | SC | 009510 | WHT | 20 | 114.C6 | AF0095:10 | PANEL A | 114.C6 | USED
Report date: 9/13/2024 1:02 PM |  |  |  |  | SolarTools ver. 7.0.17.15318 (Jul 24, 2024)

## FIRE SYSTEM
FIRE SYSTEM
CONTROL CONSOLE (FIRE SYSTEM PANEL)
Project # | 4H161
Project Name | QATARGAS - NFPS
Revision | D.2
Controls DE | K. NYBERG
Phone: | 0
Controls ME | D. FIGUEROA
Phone:
From | [5 empty] | To
Device ID | Cable (W) Conductor (SC) Jumper Clip (JC) | Wire No. | Wire ID | Gauge/Size | Page/Zone | Device ID | Location | Page/Zone
XT0170:1 | JC | FU0170 | CLIP | --- | 14.A2 | XT0170:2 | FIRE SYSTEM | 14.A2 | USED
XT0170:3 | JC | 0V | CLIP | --- | 14.A2 | XT0170:4 | FIRE SYSTEM | 14.A2 | USED
KA6510:12 | SC | KA651012 | WHT | 20 | 115.A6 | AT0175:11 | FIRE SYSTEM | 115.A6 | USED
AT0175:4P1 | SC | AT01754P1 | WHT | 20 | 14.B5 | XT0170:5 | FIRE SYSTEM | 40.A5 | USED
KA6510:A2 | SC | KA6510A2 | WHT | 20 | 14.B5 | AT0175:5P1 | FIRE SYSTEM | 40.A6 | USED
AT0175:GND | SC | AT0175G | GRN/YEL | 14 | 14.B5 | FRAME | FIRE SYSTEM | 14.C6 | USED
AT0177:4P1 | SC | AT01774P1 | WHT | 14 | 14.C5 | AT0179:1P1 | FIRE SYSTEM | 14.D5 | USED
AT0177:5P1 | SC | AT01775P1 | WHT | 14 | 14.C5 | AT0179:2P1 | FIRE SYSTEM | 14.D5 | USED
AT0177:8 | SC | AT01778 | LEAD | --- | 114.B6 | RR0177S3: -10K OHM | FIRE SYSTEM | 114.B6 | USED
AT0177:9 | SC | AT01779 | LEAD | --- | 114.B6 | RR0177S3: -10K OHM | FIRE SYSTEM | 114.B6 | USED
AT0177:GND | SC | AT0177G | GRN/YEL | 14 | 14.C5 | FRAME | FIRE SYSTEM | 14.C6 | USED
AT0179:14 | SC | AT017914 | LEAD | --- | 117.C6 | RR0179S5:-10K OHM | FIRE SYSTEM | 117.C6 | USED
AT0179:15 | SC | AT017915 | LEAD | --- | 117.C6 | RR0179S5:-10K OHM | FIRE SYSTEM | 117.C6 | USED
KA6510:22 | SC | KA651022 | WHT | 20 | 115.C6 | AT0179:17 | FIRE SYSTEM | 115.C5 | USED
AT0179:2 | SC | AT017902 | LEAD | --- | 117.A6 | RR0179S1: -10K OHM | FIRE SYSTEM | 117.A6 | USED
AT0179:20 | SC | AT017920 | LEAD | --- | 117.C6 | RR0179S7:-10K OHM | FIRE SYSTEM | 117.C6 | USED
AT0179:21 | SC | AT017921 | LEAD | --- | 117.C6 | RR0179S7:-10K OHM | FIRE SYSTEM | 117.C6 | USED
AT0179:3 | SC | AT017903 | LEAD | --- | 117.A6 | RR0179S1: -10K OHM | FIRE SYSTEM | 117.A6 | USED
AT0179:GND | SC | AT0179G | GRN/YEL | 14 | 14.D5 | FRAME | FIRE SYSTEM | 14.D6 | USED
FU0170:LD | SC | FU0170 | WHT | 14 | 14.A1 | XT0170:2 | FIRE SYSTEM | 14.A2 | USED
FU0170:LI | SC | FU0136 | WHT | 12 | 14.A1 | FU0171:LI | FIRE SYSTEM | 14.B1 | USED
FU0172:LD | SC | FU0172LD | WHT | 14 | 20.A3 | XT0172:18 | FIRE SYSTEM | 126.B6 | USED
FU0172:LD | SC | FU0172LD | WHT | 14 | 20.A3 | XT0172:16 | FIRE SYSTEM | 125.A6 | USED
GR0170: | SC | GR0170 | GRN/YEL | 14 | 14.A5 | FRAME | FIRE SYSTEM | 14.A6 | USED
GR0172: | SC | GR0172 | GRN/YEL | 14 | 14.A2 | FRAME | FIRE SYSTEM | 14.A3 | USED
KA6510:A1 | SC | SA0170B214 | WHT | 20 | 40.A6 | KA6511:A1 | FIRE SYSTEM | 40.B6 | USED
KA6510:A1 | SC | SA0170B214 | WHT | 20 | 40.A6 | XT0170:6 | FIRE SYSTEM | 40.A5 | USED
KA6510:A2 | SC | KA6510A2 | WHT | 20 | 40.A6 | KA6511:A2 | FIRE SYSTEM | 40.B6 | USED
AT0179:1P2 | WC5500 | LON0A | WHT | 16 | 123.A7 | XT0172:1 | FIRE SYSTEM | 123.A6 | USED
AT0179:2P2 | WC5500 | LON0B | BLK | 16 | 123.A7 | XT0172:2 | FIRE SYSTEM | 123.A6 | USED
AT0179:3P2 | WC5500 | LON0S1 | SH | 16 | 123.A7 | XT0172:3 | FIRE SYSTEM | 123.A6 | USED
AT0175:1P2 | WC8066 | AT01751P2 | WHT | 16 | 14.C7 | AT0177:4P2 | FIRE SYSTEM | 14.C7 | USED
AT0175:2P2 | WC8066 | AT01752P2 | BLK | 16 | 14.C7 | AT0177:5P2 | FIRE SYSTEM | 14.C7 | USED
AT0175:3P2 | WC8066 | AT01753P2 | SH | 16 | 14.C7 | AT0177:6P2 | FIRE SYSTEM | 14.C7 | USED
AT0177:1P2 | WC8068 | AT01771P2 | WHT | 16 | 14.D7 | AT0179:4P2 | FIRE SYSTEM | 14.D7 | USED
AT0177:2P2 | WC8068 | AT01772P2 | BLK | 16 | 14.D7 | AT0179:5P2 | FIRE SYSTEM | 14.D7 | USED
AT0177:3P2 | WC8068 | AT01773P2 | SH | 16 | 14.D7 | AT0179:6P2 | FIRE SYSTEM | 14.D7 | USED
FU0171:LD | SC | FU0171LD | WHT | 14 | 14.B1 | UV0171:3(+) | FIRE SYS POWER | 14.B2 | USED
FU0171:LD | SC | FU0171LD | WHT | 14 | 14.B1 | UV0171:1(+) | FIRE SYS POWER | 14.B2 | USED
XT0170:4 | SC | 0V | WHT | 14 | 14.A2 | UV0171:2(-) | FIRE SYS POWER | 14.B2 | USED
XT0172:12 | SC | DTF5P | WHT | 14 | 124.A6 | UV0171:13(+) | FIRE SYS POWER | 124.B7 | USED
XT0172:13 | SC | DTF5N | WHT | 14 | 124.A6 | UV0171:14(-) | FIRE SYS POWER | 124.B7 | USED
XT0172:14 | SC | UV0171P | WHT | 14 | 124.D6 | UV0171:16(-) | FIRE SYS POWER | 124.B7 | USED
XT0172:15 | SC | UV0171N | WHT | 14 | 124.D6 | UV0171:15(+) | FIRE SYS POWER | 124.B7 | USED
XT0172:16 | SC | FU0172LD | WHT | 14 | 125.A6 | KA0152:2 | FIRE SYS POWER | 125.A6 | USED
XT0172:17 | SC | 0V | WHT | 14 | 125.A6 | KA0152:7 | FIRE SYS POWER | 125.A6 | USED
AT0175:1P1 | SC | UV01709 | WHT | 14 | 14.B5 | UV0170:9(+) | FIRE SYSTEM CONTROLLER PANEL | 14.A2 | USED
AT0175:2P1 | SC | UV017010 | WHT | 14 | 14.B5 | UV0170:10(-) | FIRE SYSTEM CONTROLLER PANEL | 14.A2 | USED
AT0177:1P1 | SC | UV017011 | WHT | 14 | 14.C5 | UV0170:11(+) | FIRE SYSTEM CONTROLLER PANEL | 14.A2 | USED
AT0177:2P1 | SC | UV017012 | WHT | 14 | 14.C5 | UV0170:12(-) | FIRE SYSTEM CONTROLLER PANEL | 14.A2 | USED
XT0170:10 | SC | KA017212 | WHT | 20 | 118.D5 | KA0172:12 | FIRE SYSTEM CONTROLLER PANEL | 118.D6 | USED
XT0170:11 | SC | KA017411 | WHT | 20 | 118.D5 | KA0174:11 | FIRE SYSTEM CONTROLLER PANEL | 118.D6 | USED
XT0170:12 | SC | KA017412 | WHT | 20 | 118.D5 | KA0174:12 | FIRE SYSTEM CONTROLLER PANEL | 118.D6 | USED
XT0170:2 | SC | FU0170 | WHT | 14 | 14.A2 | UV0170:3(+) | FIRE SYSTEM CONTROLLER PANEL | 14.A2 | USED
XT0170:2 | SC | FU0170 | WHT | 14 | 14.A2 | UV0170:1(+) | FIRE SYSTEM CONTROLLER PANEL | 14.A2 | USED
XT0170:3 | SC | 0V | WHT | 14 | 14.A2 | UV0170:4(-) | FIRE SYSTEM CONTROLLER PANEL | 14.A2 | USED
XT0170:3 | SC | 0V | WHT | 14 | 14.A2 | UV0170:2(-) | FIRE SYSTEM CONTROLLER PANEL | 14.A2 | USED
XT0170:3 | SC | 0V | WHT | 20 | 14.A2 | KA0176:A2 | FIRE SYSTEM CONTROLLER PANEL | 129.B5 | USED
XT0170:4 | SC | 0V | WHT | 12 | 14.A2 | KA0172:A2 | FIRE SYSTEM CONTROLLER PANEL | 14.D1 | USED
XT0170:7 | SC | AT017045 | WHT | 20 | 118.D5 | AT0170:45 | FIRE SYSTEM CONTROLLER PANEL | 118.D6 | USED
XT0170:8 | SC | AT017046 | WHT | 20 | 118.D5 | AT0170:46 | FIRE SYSTEM CONTROLLER PANEL | 118.D6 | USED
XT0170:9 | SC | KA017211 | WHT | 20 | 118.D5 | KA0172:11 | FIRE SYSTEM CONTROLLER PANEL | 118.D6 | USED
XT0172:4 | SC | LON0P | WHT | 14 | 123.A6 | UV0170:13(+) | FIRE SYSTEM CONTROLLER PANEL | 123.B7 | USED
XT0172:5 | SC | LON0N | WHT | 14 | 123.A6 | UV0170:14(-) | FIRE SYSTEM CONTROLLER PANEL | 123.B7 | USED
XT0172:6 | SC | LON2N2 | WHT | 14 | 123.D6 | UV0170:16(-) | FIRE SYSTEM CONTROLLER PANEL | 123.B7 | USED
XT0172:7 | SC | LON2P2 | WHT | 14 | 123.D6 | UV0170:15(+) | FIRE SYSTEM CONTROLLER PANEL | 123.B7 | USED
XT0172:21 | WC5118 | LON2A | WHT | 16 | 126.B6 | AT0170:51 | FIRE SYSTEM CONTROLLER PANEL | 126.B7 | USED
XT0172:22 | WC5118 | LON2B | BLK | 16 | 126.B6 | AT0170:52 | FIRE SYSTEM CONTROLLER PANEL | 126.B7 | USED
XT0172:23 | WC5118 | LON2S1 | SH | 16 | 126.B6 | AT0170:53 | FIRE SYSTEM CONTROLLER PANEL | 126.B7 | USED
AT0175:4P2 | WC8069 | AT017050 | WHT | 16 | 14.A7 | AT0170:50 | FIRE SYSTEM CONTROLLER PANEL | 14.A7 | USED
AT0175:5P2 | WC8069 | AT017049 | BLK | 16 | 14.A7 | AT0170:49 | FIRE SYSTEM CONTROLLER PANEL | 14.A7 | USED
AT0175:6P2 | WC8069 | AT017048 | SH | 16 | 14.A7 | AT0170:48 | FIRE SYSTEM CONTROLLER PANEL | 14.A7 | USED
FU0170:LI | SC | FU0136 | WHT | 12 | 14.A1 | XT0138:2 | PANEL A | 20.A3 | USED
FU0172:LI | SC | FU0136 | WHT | 12 | 20.A3 | XT0138:3 | PANEL A | 20.A3 | USED
XT0170:13 | SC | AF008741 | WHT | 20 | 118.C5 | AF0087:41 | PANEL A | 118.C6 | USED
XT0170:14 | SC | AF008706 | WHT | 20 | 118.C5 | AF0087:06 | PANEL A | 118.C6 | USED
XT0170:15 | SC | AF008742 | WHT | 20 | 118.C5 | AF0087:42 | PANEL A | 118.C7 | USED
XT0170:16 | SC | AF008707 | WHT | 20 | 118.C5 | AF0087:07 | PANEL A | 118.C7 | USED
XT0170:17 | SC | AF008743 | WHT | 20 | 118.C5 | AF0087:43 | PANEL A | 118.C6 | USED
XT0170:18 | SC | AF008708 | WHT | 20 | 118.C5 | AF0087:08 | PANEL A | 118.C6 | USED
XT0170:3 | SC | 0V | WHT | 12 | 14.A2 | XT0134:2 | PANEL A | 20.B3 | USED
XT0172:17 | SC | 0V | WHT | 12 | 125.A6 | XT0134:3 | PANEL A | 20.B3 | USED
XT0170:2 | SC | FU0170 | WHT | 20 | 14.A2 | KA0232:21 | PANEL B | 129.A6 | USED
XT0172:19 | SC | 0V | WHT | 20 | 126.B6 | XT0235:1 | PANEL B | 20.D4 | USED
AT0175:17 | SC | VD0175A | WHT | 20 | 40.B6 | EA01756:1 | SURGE NON-I.S. PANEL | 40.B5 | USED
AT0175:18 | SC | HL0171X1 | WHT | 20 | 40.B6 | EA01756:2 | SURGE NON-I.S. PANEL | 40.B5 | USED
AT0175:2 | SC | SB017013 | WHT | 20 | 40.B6 | EA01751:1 | SURGE NON-I.S. PANEL | 40.B5 | USED
AT0175:20 | SC | VD0175I | WHT | 20 | 40.C6 | EA01757:1 | SURGE NON-I.S. PANEL | 40.C5 | USED
AT0175:21 | SC | HL0172X1 | WHT | 20 | 40.C6 | EA01757:2 | SURGE NON-I.S. PANEL | 40.C5 | USED
AT0175:23 | SC | VD0175D | WHT | 20 | 40.C6 | EA01758:1 | SURGE NON-I.S. PANEL | 40.C5 | USED
AT0175:24 | SC | HL0173X1 | WHT | 20 | 40.C6 | EA01758:2 | SURGE NON-I.S. PANEL | 40.C5 | USED
AT0175:3 | SC | SB017014 | WHT | 20 | 40.B6 | EA01751:2 | SURGE NON-I.S. PANEL | 40.B5 | USED
AT0175:5 | SC | TS65401 | WHT | 20 | 114.A6 | EA01752:1 | SURGE NON-I.S. PANEL | 114.A5 | USED
AT0175:6 | SC | TS65402 | WHT | 20 | 114.A6 | EA01752:2 | SURGE NON-I.S. PANEL | 114.A5 | USED
SolarTools ver. 7.0.17.15318 (Jul 24, 2024)
Report date: 9/13/2024 1:02 PM

## FIRE SYSTEM CONTROLLER PANEL
FIRE SYSTEM CONTROLLER PANEL
CONTROL CONSOLE DOOR^(FIRE SYSTEM PANEL)
Project # | 4H161
Project Name | QATARGAS - NFPS
Revision | D.2
Controls DE | K. NYBERG
Phone: | 0
Controls ME | D. FIGUEROA
Phone:
From | [5 empty] | To
Device ID | Cable (W) Conductor (SC) Jumper Clip (JC) | Wire No. | Wire ID | Gauge/Size | Page/Zone | Device ID | Location | Page/Zone
AT0170:1 | SC | UV01705 | WHT | 14 | 14.A5 | UV0170:5(+) | FIRE SYSTEM CONTROLLER PANEL | 14.A2 | USED
AT0170:2 | SC | UV01706 | WHT | 14 | 14.A5 | UV0170:6(-) | FIRE SYSTEM CONTROLLER PANEL | 14.A2 | USED
KA0172:A1 | SC | AT017025 | WHT | 20 | 14.D3 | AT0170:25 | FIRE SYSTEM CONTROLLER PANEL | 14.D1 | USED
KA0174:A1 | SC | AT017031 | WHT | 20 | 14.D3 | AT0170:31 | FIRE SYSTEM CONTROLLER PANEL | 14.D1 | USED
AT0170:4 | SC | UV01708 | WHT | 14 | 14.A5 | UV0170:8(-) | FIRE SYSTEM CONTROLLER PANEL | 14.A2 | USED
AT0170:GND | SC | AT0170G | GRN/YEL | 14 | 14.A5 | FRAME | FIRE SYSTEM CONTROLLER PANEL | 14.B6 | USED
GR0171: | SC | GR0171 | GRN/YEL | 14 | 14.A5 | FRAME | FIRE SYSTEM CONTROLLER PANEL | 14.A6 | USED
KA0172:A2 | SC | 0V | WHT | 12 | 14.D1 | KA0174:A2 | FIRE SYSTEM CONTROLLER PANEL | 14.D1 | USED
KA0176:11 | SC | KA017611 | WHT | 20 | 129.A6 | XT0171:3 | FIRE SYSTEM CONTROLLER PANEL | 129.A5 | USED
KA0176:A1 | SC | KA014422 | WHT | 20 | 129.B5 | KA0177:A1 | FIRE SYSTEM CONTROLLER PANEL | 129.B5 | USED
KA0176:A2 | SC | 0V | WHT | 20 | 129.B5 | KA0177:A2 | FIRE SYSTEM CONTROLLER PANEL | 129.B5 | USED
KA0177:11 | SC | KA017711 | WHT | 20 | 130.A6 | XT0171:1 | FIRE SYSTEM CONTROLLER PANEL | 130.A5 | USED
UV0170:GND | SC | UV0170G | GRN/YEL | 14 | 14.A2 | FRAME | FIRE SYSTEM CONTROLLER PANEL | 14.B3 | USED
VD6211:--1N4007 | SC | KA017611 | LEAD | --- | 129.A5 | XT0171:3 | FIRE SYSTEM CONTROLLER PANEL | 129.A5 | USED
VD6211:+-1N4007 | SC | 009204 | LEAD | --- | 129.A5 | XT0171:4 | FIRE SYSTEM CONTROLLER PANEL | 129.A6 | USED
VD6212:--1N4007 | SC | KA017711 | LEAD | --- | 130.A5 | XT0171:1 | FIRE SYSTEM CONTROLLER PANEL | 130.A5 | USED
VD6212:+-1N4007 | SC | 009203 | LEAD | --- | 130.A5 | XT0171:2 | FIRE SYSTEM CONTROLLER PANEL | 130.A6 | USED
AT0170:3 | SC | KA01521 | WHT | 14 | 14.A5 | KA0152:1 | FIRE SYS POWER | 14.A4 | USED
UV0170:7(+) | SC | UV01707 | WHT | 14 | 14.A2 | KA0150:1 | FIRE SYS POWER | 14.A4 | USED
AT0170:45 | SC | AT017045 | WHT | 20 | 118.D6 | XT0170:7 | FIRE SYSTEM | 118.D5 | USED
AT0170:46 | SC | AT017046 | WHT | 20 | 118.D6 | XT0170:8 | FIRE SYSTEM | 118.D5 | USED
KA0172:11 | SC | KA017211 | WHT | 20 | 118.D6 | XT0170:9 | FIRE SYSTEM | 118.D5 | USED
KA0172:12 | SC | KA017212 | WHT | 20 | 118.D6 | XT0170:10 | FIRE SYSTEM | 118.D5 | USED
KA0172:A2 | SC | 0V | WHT | 12 | 14.D1 | XT0170:4 | FIRE SYSTEM | 14.A2 | USED
KA0174:11 | SC | KA017411 | WHT | 20 | 118.D6 | XT0170:11 | FIRE SYSTEM | 118.D5 | USED
KA0174:12 | SC | KA017412 | WHT | 20 | 118.D6 | XT0170:12 | FIRE SYSTEM | 118.D5 | USED
KA0176:A2 | SC | 0V | WHT | 20 | 129.B5 | XT0170:3 | FIRE SYSTEM | 14.A2 | USED
UV0170:1(+) | SC | FU0170 | WHT | 14 | 14.A2 | XT0170:2 | FIRE SYSTEM | 14.A2 | USED
UV0170:10(-) | SC | UV017010 | WHT | 14 | 14.A2 | AT0175:2P1 | FIRE SYSTEM | 14.B5 | USED
UV0170:11(+) | SC | UV017011 | WHT | 14 | 14.A2 | AT0177:1P1 | FIRE SYSTEM | 14.C5 | USED
UV0170:12(-) | SC | UV017012 | WHT | 14 | 14.A2 | AT0177:2P1 | FIRE SYSTEM | 14.C5 | USED
UV0170:13(+) | SC | LON0P | WHT | 14 | 123.B7 | XT0172:4 | FIRE SYSTEM | 123.A6 | USED
UV0170:14(-) | SC | LON0N | WHT | 14 | 123.B7 | XT0172:5 | FIRE SYSTEM | 123.A6 | USED
UV0170:15(+) | SC | LON2P2 | WHT | 14 | 123.B7 | XT0172:7 | FIRE SYSTEM | 123.D6 | USED
UV0170:16(-) | SC | LON2N2 | WHT | 14 | 123.B7 | XT0172:6 | FIRE SYSTEM | 123.D6 | USED
UV0170:2(-) | SC | 0V | WHT | 14 | 14.A2 | XT0170:3 | FIRE SYSTEM | 14.A2 | USED
UV0170:3(+) | SC | FU0170 | WHT | 14 | 14.A2 | XT0170:2 | FIRE SYSTEM | 14.A2 | USED
UV0170:4(-) | SC | 0V | WHT | 14 | 14.A2 | XT0170:3 | FIRE SYSTEM | 14.A2 | USED
UV0170:9(+) | SC | UV01709 | WHT | 14 | 14.A2 | AT0175:1P1 | FIRE SYSTEM | 14.B5 | USED
AT0170:51 | WC5118 | LON2A | WHT | 16 | 126.B7 | XT0172:21 | FIRE SYSTEM | 126.B6 | USED
AT0170:52 | WC5118 | LON2B | BLK | 16 | 126.B7 | XT0172:22 | FIRE SYSTEM | 126.B6 | USED
AT0170:53 | WC5118 | LON2S1 | SH | 16 | 126.B7 | XT0172:23 | FIRE SYSTEM | 126.B6 | USED
AT0170:50 | WC8069 | AT017050 | WHT | 16 | 14.A7 | AT0175:4P2 | FIRE SYSTEM | 14.A7 | USED
AT0170:49 | WC8069 | AT017049 | BLK | 16 | 14.A7 | AT0175:5P2 | FIRE SYSTEM | 14.A7 | USED
AT0170:48 | WC8069 | AT017048 | SH | 16 | 14.A7 | AT0175:6P2 | FIRE SYSTEM | 14.A7 | USED
KA0176:14 | SC | 009239 | WHT | 20 | 129.A6 | AF0092:39 | PANEL A | 129.A7 | USED
KA0177:14 | SC | 009238 | WHT | 20 | 130.A6 | AF0092:38 | PANEL A | 130.A7 | USED
XT0171:2 | SC | 009203 | WHT | 20 | 130.A6 | AF0092:03 | PANEL A | 130.A7 | USED
XT0171:4 | SC | 009204 | WHT | 20 | 129.A6 | AF0092:04 | PANEL A | 129.A7 | USED
AT0170:24 | SC | FU0139 | WHT | 20 | 14.D3 | XT0240:11 | PANEL B | 22.C4 | USED
AT0170:26 | SC | KA0243A1 | WHT | 20 | 14.D3 | XT0240:6 | PANEL B | 22.C3 | USED
AT0170:30 | SC | FU0139 | WHT | 20 | 14.D3 | XT0240:11 | PANEL B | 22.C4 | USED
AT0170:32 | SC | KA0245A1 | WHT | 20 | 14.D3 | XT0240:7 | PANEL B | 22.D3 | USED
KA0176:A1 | SC | KA014422 | WHT | 20 | 129.B5 | KA0144:22 | PANEL B | 129.A6 | USED
XT0171:1 | SC | KA017711 | WHT | 20 | 130.A5 | KA0247:11 | PANEL B | 130.A5 | USED
XT0171:3 | SC | KA017611 | WHT | 20 | 129.A5 | KA0246:11 | PANEL B | 129.A5 | USED
AT0170:L2 | WC9017 | AT0170L2 | ENET | CABLE | 14.A5 | AP0602:L1 | PLC PANEL | 6.A6 | USED
AT0170:11 | SC | SA0170B113 | WHT | 20 | 40.A6 | EA01704:1 | SURGE NON-I.S. PANEL | 40.A5 | USED
AT0170:12 | SC | SA0170B114 | WHT | 20 | 40.A6 | EA01704:2 | SURGE NON-I.S. PANEL | 40.A5 | USED
AT0170:L1 | WC9018 | AT0170L1 | ENET | CABLE | 14.A5 | AU0200:L2 | TCP | 15.A3 | USED
SolarTools ver. 7.0.17.15318 (Jul 24, 2024)
Report date: 9/13/2024 1:02 PM

## GENERATOR PANEL
GENERATOR PANEL
CONTROL CONSOLE (GENERATOR PANEL)
Project # | 4H161
Project Name | QATARGAS - NFPS
Revision | D.2
Controls DE | K. NYBERG
Phone: | 0
Controls ME | D. FIGUEROA
Phone:
From | [5 empty] | To
Device ID | Cable (W) Conductor (SC) Jumper Clip (JC) | Wire No. | Wire ID | Gauge/Size | Page/Zone | Device ID | Location | Page/Zone
XT0336:2 | JC | 0V | CLIP | --- | 30.C4 | XT0336:3 | GENERATOR PANEL | 30.C4 | USED
XT0336:3 | JC | 0V | CLIP | --- | 30.C4 | XT0336:4 | GENERATOR PANEL | 30.D4 | USED
XT0336:4 | JC | 0V | CLIP | --- | 30.D4 | XT0336:5 | GENERATOR PANEL | 30.D4 | USED
XT0341:4 | JC | AT0140VGENB | CLIP | --- | 25.D2 | XT0341:5 | GENERATOR PANEL | 25.D2 | USED
XT0351:1 | JC | AT0140VGENN | CLIP | --- | 104.A5 | XT0351:2 | GENERATOR PANEL | 104.A5 | USED
XT0351:10 | JC | AT0140VGENA | CLIP | --- | 105.B5 | XT0351:11 | GENERATOR PANEL | 105.B5 | USED
XT0351:12 | JC | AT0140VGENB | CLIP | --- | 105.B5 | XT0351:13 | GENERATOR PANEL | 105.C5 | USED
XT0351:14 | JC | AT0140VGENC | CLIP | --- | 105.C5 | XT0351:15 | GENERATOR PANEL | 105.C5 | USED
XT0351:16 | JC | AT0140VGENN | CLIP | --- | 105.C5 | XT0351:17 | GENERATOR PANEL | 105.C5 | USED
XT0351:2 | JC | AT0140VGENN | CLIP | --- | 104.A5 | XT0351:3 | GENERATOR PANEL | 104.A5 | USED
XT0351:4 | JC | PTBUSA | CLIP | --- | 104.A5 | XT0351:5 | GENERATOR PANEL | 104.A5 | USED
XT0351:6 | JC | PTBUSB | CLIP | --- | 104.A5 | XT0351:7 | GENERATOR PANEL | 104.A5 | USED
XT0351:8 | JC | PTBUSC | CLIP | --- | 104.B5 | XT0351:9 | GENERATOR PANEL | 104.B5 | USED
XT0370:2 | JC | EXC2 | CLIP | --- | 107.C4 | XT0370:5 | GENERATOR PANEL | 107.C5 | USED
XT0370:3 | JC | EXCS | CLIP | --- | 107.C4 | XT0370:6 | GENERATOR PANEL | 107.C5 | USED
KA0121:A1 | SC | 012001 | WHT | 20 | 32.A7 | AF0120:01 | GENERATOR PANEL | 32.A5 | USED
KA0123:A1 | SC | 012003 | WHT | 20 | 32.A7 | AF0120:03 | GENERATOR PANEL | 32.B5 | USED
KA0124:A1 | SC | 012004 | WHT | 20 | 32.C7 | AF0120:04 | GENERATOR PANEL | 32.C5 | USED
KA0125:A1 | SC | 012005 | WHT | 20 | 32.C7 | AF0120:05 | GENERATOR PANEL | 32.C5 | USED
KA0126:A1 | SC | 012006 | WHT | 20 | 32.D7 | AF0120:06 | GENERATOR PANEL | 32.D5 | USED
KA0128:A1 | SC | 012008 | WHT | 20 | 32.B7 | AF0120:08 | GENERATOR PANEL | 32.B5 | USED
KA0336:11 | SC | 012014 | WHT | 20 | 86.A6 | AF0120:14 | GENERATOR PANEL | 86.A5 | USED
AF0120:16 | SC | AU0120N | WHT | 20 | 31.C2 | AU0120:COM | GENERATOR PANEL | 31.C1 | USED
KA0121:A2 | SC | 012018 | WHT | 20 | 32.A7 | AF0120:18 | GENERATOR PANEL | 32.A5 | USED
KA0123:A2 | SC | 012020 | WHT | 20 | 32.A7 | AF0120:20 | GENERATOR PANEL | 32.B5 | USED
KA0126:A2 | SC | 012023 | WHT | 20 | 32.D7 | AF0120:23 | GENERATOR PANEL | 32.D5 | USED
KA0128:A2 | SC | 012025 | WHT | 20 | 32.B7 | AF0120:25 | GENERATOR PANEL | 32.B5 | USED
KA4100:A2 | SC | 012031 | WHT | 20 | 86.A6 | AF0120:31 | GENERATOR PANEL | 86.B6 | USED
AF0120:34 | SC | AU0120P | WHT | 20 | 31.C2 | AU0120:V+ | GENERATOR PANEL | 31.C1 | USED
KA0330:11 | SC | 012100 | WHT | 20 | 34.A7 | AF0121:00 | GENERATOR PANEL | 34.A6 | USED
KA0331:11 | SC | 012101 | WHT | 20 | 34.A7 | AF0121:01 | GENERATOR PANEL | 34.A6 | USED
KA0310:11 | SC | 012102 | WHT | 20 | 34.B7 | AF0121:02 | GENERATOR PANEL | 34.B6 | USED
KA0320:11 | SC | 012108 | WHT | 20 | 34.B7 | AF0121:08 | GENERATOR PANEL | 34.B6 | USED
KA0364:21 | SC | 012109 | WHT | 20 | 36.A6 | AF0121:09 | GENERATOR PANEL | 36.A6 | USED
KA4204:14 | SC | 012110 | WHT | 20 | 108.C7 | AF0121:10 | GENERATOR PANEL | 108.C6 | USED
KA4203:12 | SC | 012111 | WHT | 20 | 108.D7 | AF0121:11 | GENERATOR PANEL | 108.D6 | USED
AF0121:33 | SC | AF0121N | WHT | 20 | 31.C3 | AF0122:35 | GENERATOR PANEL | 31.C3 | USED
KA0330:14 | SC | 012135 | WHT | 20 | 34.A7 | AF0121:35 | GENERATOR PANEL | 34.A6 | USED
KA0331:14 | SC | 012136 | WHT | 20 | 34.A7 | AF0121:36 | GENERATOR PANEL | 34.A6 | USED
KA0310:14 | SC | 012137 | WHT | 20 | 34.B7 | AF0121:37 | GENERATOR PANEL | 34.B6 | USED
KA0320:14 | SC | 012143 | WHT | 20 | 34.B7 | AF0121:43 | GENERATOR PANEL | 34.B6 | USED
KA0364:24 | SC | 012144 | WHT | 20 | 36.A6 | AF0121:44 | GENERATOR PANEL | 36.A6 | USED
KA4204:11 | SC | 012145 | WHT | 20 | 108.C7 | AF0121:45 | GENERATOR PANEL | 108.C6 | USED
KA4203:11 | SC | 012146 | WHT | 20 | 108.D7 | AF0121:46 | GENERATOR PANEL | 108.D6 | USED
AF0121:51 | SC | AF0121P | WHT | 20 | 31.C3 | AF0122:34 | GENERATOR PANEL | 31.C3 | USED
AF0122:50 | SC | AF0122P | WHT | 20 | 31.C3 | AF0123:34 | GENERATOR PANEL | 31.C4 | USED
AF0122:51 | SC | AF0122N | WHT | 20 | 31.C3 | AF0123:35 | GENERATOR PANEL | 31.C4 | USED
XT0464:2 | SC | JBDCT1 | BLU | 12 | 110.C4 | XT0464:1 | GENERATOR PANEL | 110.C4 | USED
XT0464:4 | SC | JBDCT2 | BLU | 12 | 110.C4 | XT0464:2 | GENERATOR PANEL | 110.C4 | USED
XT0464:6 | SC | JBDCT3 | BLU | 12 | 110.C4 | XT0464:4 | GENERATOR PANEL | 110.C4 | USED
AF0123:04 | SC | JP | VIO | 20 | 31.C4 | AF0123:06 | GENERATOR PANEL | 31.C4 | USED
AF0123:06 | SC | JP | VIO | 20 | 31.C4 | AF0123:07 | GENERATOR PANEL | 31.C4 | USED
AF0123:08 | SC | JP | VIO | 20 | 31.C4 | AF0123:10 | GENERATOR PANEL | 31.C4 | USED
AF0123:10 | SC | JP | VIO | 20 | 31.C4 | AF0123:11 | GENERATOR PANEL | 31.C4 | USED
AF0123:12 | SC | JP | VIO | 20 | 31.C4 | AF0123:14 | GENERATOR PANEL | 31.C4 | USED
AF0123:14 | SC | JP | VIO | 20 | 31.C4 | AF0123:15 | GENERATOR PANEL | 31.C4 | USED
AF0123:17 | SC | JP | VIO | 20 | 31.C4 | AF0123:19 | GENERATOR PANEL | 31.C4 | USED
AF0123:19 | SC | JP | VIO | 20 | 31.C4 | AF0123:20 | GENERATOR PANEL | 31.C4 | USED
AF0123:21 | SC | JP | VIO | 20 | 31.C4 | AF0123:23 | GENERATOR PANEL | 31.C4 | USED
AF0123:23 | SC | JP | VIO | 20 | 31.C4 | AF0123:24 | GENERATOR PANEL | 31.C4 | USED
AF0123:25 | SC | JP | VIO | 20 | 31.C4 | AF0123:27 | GENERATOR PANEL | 31.C4 | USED
AF0123:27 | SC | JP | VIO | 20 | 31.C4 | AF0123:28 | GENERATOR PANEL | 31.C4 | USED
AF0123:29 | SC | JP | VIO | 20 | 31.C4 | AF0123:31 | GENERATOR PANEL | 31.C4 | USED
AF0123:31 | SC | JP | VIO | 20 | 31.C4 | AF0123:32 | GENERATOR PANEL | 31.C4 | USED
AF0121:06 | SC | JP1 | VIO | 20 | 34.C7 | AF0121:41 | GENERATOR PANEL | 34.C7 | USED
AT0140:13 VGEN-A | SC | AT0140VGENA | RED | 16 | 105.B7 | XT0351:10 | GENERATOR PANEL | 105.B5 | USED
AT0140:14 VGEN-B | SC | AT0140VGENB | RED | 16 | 105.B7 | XT0351:12 | GENERATOR PANEL | 105.B5 | USED
AT0140:15 VGEN-C | SC | AT0140VGENC | RED | 16 | 105.B7 | XT0351:14 | GENERATOR PANEL | 105.C5 | USED
AT0140:16 VGEN-N | SC | AT0140VGENN | GRN/YEL | 12 | 105.B7 | XT0351:16 | GENERATOR PANEL | 105.C5 | USED
AT0140:17 VBUS-A | SC | PTBUSA | RED | 16 | 104.B7 | XT0351:4 | GENERATOR PANEL | 104.A5 | USED
AT0140:18 VBUS-B | SC | PTBUSB | RED | 16 | 104.B7 | XT0351:6 | GENERATOR PANEL | 104.A5 | USED
AT0140:19 VBUS-C | SC | PTBUSC | RED | 16 | 104.B7 | XT0351:8 | GENERATOR PANEL | 104.B5 | USED
AT0140:20 VBUS-N | SC | AT0140VGENN | GRN/YEL | 12 | 104.B7 | XT0351:3 | GENERATOR PANEL | 104.A5 | USED
KA0310:A2 | SC | KA0310A2 | WHT | 20 | 31.C5 | AT0140:29 FLT | GENERATOR PANEL | 30.B5 | USED
AT0140:3 EX-D(-) | SC | 0V | WHT | 16 | 111.C7 | XT0336:4 | GENERATOR PANEL | 30.D4 | USED
KA0124:A2 | SC | KA0124A2 | WHT | 20 | 31.C5 | AT0140:31 RD_RLY | GENERATOR PANEL | 32.C5 | USED
AT0140:36 I1(+) | SC | MCTA | BLU | 12 | 109.C7 | XT0352:3 | GENERATOR PANEL | 109.B4 | USED
AT0140:37 I1(-) | SC | AT0140I1(-) | BLU | 12 | 109.C7 | AT0220:36 I1(+) | GENERATOR PANEL | 109.D7 | USED
AT0140:38 I2(+) | SC | MCTB | BLU | 12 | 109.C7 | XT0352:4 | GENERATOR PANEL | 109.C4 | USED
AT0140:39 I2(-) | SC | AT0140I2(-) | BLU | 12 | 109.C7 | AT0220:38 I2(+) | GENERATOR PANEL | 109.D7 | USED
KA0123:14 | SC | KA012314 | WHT | 16 | 111.C7 | AT0140:4 EX-D(+) | GENERATOR PANEL | 30.B5 | USED
AT0140:40 I3(+) | SC | MCTC | BLU | 12 | 109.C7 | XT0352:5 | GENERATOR PANEL | 109.C4 | USED
AT0140:41 I3(-) | SC | AT0140I3(-) | BLU | 12 | 109.C7 | AT0220:40 I3(+) | GENERATOR PANEL | 109.D7 | USED
AT0140:47 BAT(+) | SC | FU0334 | WHT | 16 | 31.C5 | XT0335:3 | GENERATOR PANEL | 30.B4 | USED
AT0140:48 BAT(-) | SC | 0V | WHT | 14 | 31.C5 | XT0336:4 | GENERATOR PANEL | 30.D4 | USED
AT0140:FG 56 | SC | AT0140G | GRN/YEL | 12 | 31.C5 | FRAME | GENERATOR PANEL | 31.C6 | USED
AT0220:13 VGEN-A | SC | AT0140VGENA | RED | 16 | 105.C7 | XT0351:10 | GENERATOR PANEL | 105.B5 | USED
AT0220:14 VGEN-B | SC | AT0140VGENB | RED | 16 | 105.C7 | XT0351:12 | GENERATOR PANEL | 105.B5 | USED
AT0220:15 VGEN-C | SC | AT0140VGENC | RED | 16 | 105.C7 | XT0351:14 | GENERATOR PANEL | 105.C5 | USED
AT0220:16 VGEN-N | SC | AT0140VGENN | GRN/YEL | 12 | 105.C7 | XT0351:16 | GENERATOR PANEL | 105.C5 | USED
AT0220:17 VBUS-A | SC | PTBUSA | RED | 16 | 104.C7 | XT0351:5 | GENERATOR PANEL | 104.A5 | USED
AT0220:18 VBUS-B | SC | PTBUSB | RED | 16 | 104.C7 | XT0351:7 | GENERATOR PANEL | 104.A5 | USED
AT0220:19 VBUS-C | SC | PTBUSC | RED | 16 | 104.C7 | XT0351:9 | GENERATOR PANEL | 104.B5 | USED
AT0220:20 VBUS-N | SC | AT0140VGENN | GRN/YEL | 12 | 104.C7 | XT0351:2 | GENERATOR PANEL | 104.A5 | USED
KA0320:A2 | SC | KA0320A2 | WHT | 20 | 31.C7 | AT0220:29 FLT | GENERATOR PANEL | 30.A5 | USED
AT0220:3 EX-D(-) | SC | 0V | WHT | 16 | 111.D7 | XT0336:5 | GENERATOR PANEL | 30.D4 | USED
KA0125:A2 | SC | KA0125A2 | WHT | 20 | 31.C7 | AT0220:31 RD_RLY | GENERATOR PANEL | 32.C5 | USED
AT0220:37 I1(-) | SC | PA07716 | BLU | 12 | 109.D7 | XT0342:3 | GENERATOR PANEL | 25.C2 | USED
AT0220:39 I2(-) | SC | SA074013 | BLU | 12 | 109.D7 | XT0342:4 | GENERATOR PANEL | 25.B3 | USED
KA0126:14 | SC | KA012614 | WHT | 16 | 111.D7 | AT0220:4 EX-D(+) | GENERATOR PANEL | 30.A5 | USED
AT0220:41 I3(-) | SC | PA07035 | BLU | 12 | 109.D7 | XT0342:1 | GENERATOR PANEL | 25.A2 | USED
AT0220:47 BAT(+) | SC | FU0335 | WHT | 16 | 31.C7 | XT0335:2 | GENERATOR PANEL | 30.A4 | USED
AT0220:48 BAT(-) | SC | 0V | WHT | 16 | 31.C7 | XT0336:5 | GENERATOR PANEL | 30.D4 | USED
AT0220:FG 56 | SC | AT0220G | GRN/YEL | 12 | 31.C7 | FRAME | GENERATOR PANEL | 31.C7 | USED
GR0141: | SC | GR0141 | GRN/YEL | 14 | 4.B4 | FRAME | GENERATOR PANEL | 4.B3 | USED
GR0142: | SC | GR0142 | GRN/YEL | 14 | 4.B4 | FRAME | GENERATOR PANEL | 4.B3 | USED
KA0121:11 | SC | KA018511 | WHT | 16 | 33.D4 | XT0337:16 | GENERATOR PANEL | 33.D3 | USED
KA0121:14 | SC | FU0333 | WHT | 20 | 33.D4 | XT0337:10 | GENERATOR PANEL | 33.C3 | USED
KA0123:A1 | SC | 012003 | WHT | 20 | 32.B5 | KA0313:2 | GENERATOR PANEL | 32.A5 | USED
KA0123:A2 | SC | 012020 | WHT | 20 | 32.B5 | KA0313:7 | GENERATOR PANEL | 32.A5 | USED
KA0126:A1 | SC | 012006 | WHT | 20 | 32.D5 | KA0323:2 | GENERATOR PANEL | 32.D5 | USED
KA0126:A2 | SC | 012023 | WHT | 20 | 32.D5 | KA0323:7 | GENERATOR PANEL | 32.D5 | USED
KA0128:11 | SC | KA0333A1 | WHT | 20 | 33.B4 | KA0335:21 | GENERATOR PANEL | 33.B4 | USED
KA0128:14 | SC | FU0333 | WHT | 20 | 33.B4 | KA0335:22 | GENERATOR PANEL | 33.B4 | USED
KA0128:14 | SC | FU0333 | WHT | 20 | 33.B4 | XT0337:7 | GENERATOR PANEL | 33.B3 | USED
KA0128:21 | SC | KA012821 | WHT | 20 | 34.C6 | XT0337:1 | GENERATOR PANEL | 34.C5 | USED
KA0128:24 | SC | KA012824 | WHT | 20 | 34.C6 | XT0337:2 | GENERATOR PANEL | 34.C5 | USED
KA0185:11 | SC | KA018511 | WHT | 16 | 33.D3 | XT0337:16 | GENERATOR PANEL | 33.D3 | USED
KA0185:14 | SC | KA0332A1 | WHT | 20 | 33.D3 | XT0337:18 | GENERATOR PANEL | 33.D3 | USED
KA0185:A2 | SC | KA0185A2 | WHT | 20 | 35.A5 | KA0364:11 | GENERATOR PANEL | 35.B6 | USED
KA0310:21 | SC | KA0333A1 | WHT | 20 | 33.B4 | KA0335:21 | GENERATOR PANEL | 33.B4 | USED
KA0310:21 | SC | KA0333A1 | WHT | 20 | 33.B4 | XT0337:13 | GENERATOR PANEL | 33.B3 | USED
KA0310:24 | SC | KA031024 | WHT | 20 | 33.B4 | KA0320:21 | GENERATOR PANEL | 33.B5 | USED
KA0310:A1 | SC | FU0334 | WHT | 20 | 30.B5 | KA0123:11 | GENERATOR PANEL | 30.B5 | USED
KA0310:A1 | SC | FU0334 | WHT | 20 | 30.B5 | XT0335:3 | GENERATOR PANEL | 30.B4 | USED
KA0313:2 | SC | 012003 | WHT | 20 | 32.A5 | KA0314:2 | GENERATOR PANEL | 32.A5 | USED
KA0313:7 | SC | 012020 | WHT | 20 | 32.A5 | KA0314:7 | GENERATOR PANEL | 32.A5 | USED
KA0320:24 | SC | FU0333 | WHT | 20 | 33.B5 | KA0335:22 | GENERATOR PANEL | 33.B4 | USED
KA0320:A1 | SC | FU0335 | WHT | 20 | 30.A5 | KA0126:11 | GENERATOR PANEL | 30.A5 | USED
KA0320:A1 | SC | FU0335 | WHT | 20 | 30.A5 | XT0335:2 | GENERATOR PANEL | 30.A4 | USED
KA0323:2 | SC | 012006 | WHT | 20 | 32.D5 | KA0324:2 | GENERATOR PANEL | 32.D5 | USED
KA0323:7 | SC | 012023 | WHT | 20 | 32.D5 | KA0324:7 | GENERATOR PANEL | 32.D5 | USED
KA0329:A1 | SC | KA0330A1 | WHT | 20 | 33.C6 | KA0330:A1 | GENERATOR PANEL | 33.B6 | USED
KA0329:A2 | SC | 0V | WHT | 20 | 33.C6 | KA0330:A2 | GENERATOR PANEL | 33.B6 | USED
KA0329:A2 | SC | 0V | WHT | 20 | 33.C6 | KA0358:A2 | GENERATOR PANEL | 33.C6 | USED
KA0330:A1 | SC | KA0330A1 | WHT | 20 | 33.B6 | XT0337:8 | GENERATOR PANEL | 33.B3 | USED
KA0330:A2 | SC | 0V | WHT | 20 | 33.B6 | KA0333:A2 | GENERATOR PANEL | 33.B6 | USED
KA0331:A1 | SC | KA0331A1 | WHT | 20 | 33.C6 | XT0337:15 | GENERATOR PANEL | 33.C3 | USED
KA0331:A2 | SC | 0V | WHT | 20 | 33.C6 | KA0359:A2 | GENERATOR PANEL | 33.C6 | USED
KA0331:A2 | SC | 0V | WHT | 20 | 33.C6 | KA0332:A2 | GENERATOR PANEL | 33.D6 | USED
KA0332:11 | SC | KA033211 | WHT | 20 | 34.D6 | XT0337:3 | GENERATOR PANEL | 34.D5 | USED
KA0332:14 | SC | KA033214 | WHT | 20 | 34.D6 | XT0337:4 | GENERATOR PANEL | 34.D5 | USED
KA0332:A1 | SC | KA0332A1 | WHT | 20 | 33.D6 | XT0337:18 | GENERATOR PANEL | 33.D3 | USED
KA0332:A2 | SC | 0V | WHT | 20 | 33.D6 | XT0337:19 | GENERATOR PANEL | 33.D3 | USED
KA0333:11 | SC | KA033311 | WHT | 20 | 34.D6 | KA0335:11 | GENERATOR PANEL | 34.D6 | USED
KA0333:11 | SC | KA033311 | WHT | 20 | 34.D6 | XT0337:5 | GENERATOR PANEL | 34.D5 | USED
KA0333:14 | SC | KA033314 | WHT | 20 | 34.D6 | KA0335:12 | GENERATOR PANEL | 34.D6 | USED
KA0333:14 | SC | KA033314 | WHT | 20 | 34.D6 | XT0337:6 | GENERATOR PANEL | 34.D5 | USED
KA0333:A1 | SC | KA0333A1 | WHT | 20 | 33.B6 | XT0337:13 | GENERATOR PANEL | 33.B3 | USED
KA0335:11 | SC | KA033311 | WHT | 20 | 34.D6 | KA0358:11 | GENERATOR PANEL | 34.D6 | USED
KA0335:12 | SC | KA033314 | WHT | 20 | 34.D6 | KA0358:14 | GENERATOR PANEL | 34.D6 | USED
KA0335:A1 | SC | ESTOP | WHT | 20 | 30.C5 | XT0336:1 | GENERATOR PANEL | 30.C4 | USED
KA0335:A2 | SC | 0V | WHT | 20 | 30.C5 | XT0336:2 | GENERATOR PANEL | 30.C4 | USED
KA0336:14 | SC | KA033614 | WHT | 20 | 86.A5 | KA4100:A1 | GENERATOR PANEL | 86.B6 | USED
KA0336:A1 | SC | KA0231A1 | WHT | 14 | 30.C3 | XT0334:2 | GENERATOR PANEL | 30.C2 | USED
KA0336:A2 | SC | 0V | WHT | 14 | 30.C3 | XT0336:2 | GENERATOR PANEL | 30.C4 | USED
KA0358:11 | SC | KA033311 | WHT | 20 | 34.D6 | KA0359:11 | GENERATOR PANEL | 34.C6 | USED
KA0358:14 | SC | KA033314 | WHT | 20 | 34.D6 | KA0359:14 | GENERATOR PANEL | 34.C6 | USED
KA0358:A2 | SC | 0V | WHT | 20 | 33.C6 | KA0359:A2 | GENERATOR PANEL | 33.C6 | USED
KA0364:1 | SC | AT0140VGENC | RED | 16 | 25.C1 | XT0351:15 | GENERATOR PANEL | 105.C5 | USED
KA0364:2 | SC | AT0140VGENB | RED | 16 | 25.C1 | XT0351:13 | GENERATOR PANEL | 105.C5 | USED
KA0364:3 | SC | PTBUSC | RED | 16 | 25.C1 | XT0341:3 | GENERATOR PANEL | 25.D2 | USED
KA0364:4 | SC | PTBUSB | RED | 16 | 25.C1 | XT0341:1 | GENERATOR PANEL | 25.D2 | USED
KA4203:A1 | SC | FU0210 | WHT | 20 | 108.B5 | KA4204:A1 | GENERATOR PANEL | 108.B5 | USED
PEG0140:1 | SC | AT0140G1 | GRN/YEL | 12 | 107.A7 | XT0313:1 | GENERATOR PANEL | 107.A6 | USED
PEG0140:2 | SC | EXCS | GRN/YEL | 12 | 107.C7 | XT0124:1 | GENERATOR PANEL | 107.C6 | USED
PEG0140:3 | SC | AT0140G1 | GRN/YEL | 12 | 107.B7 | XT0313:2 | GENERATOR PANEL | 107.B6 | USED
PEG0140:4 | SC | EXCS |  | 12 | 107.D7 | XT0124:2 | GENERATOR PANEL | 107.D6 | USED
PEG0140:5 | SC | PEG01405 | GRN/YEL | 12 | 109.B5 | XT0352:2 | GENERATOR PANEL | 109.B4 | USED
PEG0140:6 | SC | PEG01404 | GRN/YEL | 12 | 110.C5 | XT0464:1 | GENERATOR PANEL | 110.C4 | USED
TM0102:GND | SC | TM0102G | GRN/YEL | 14 | 25.B5 | FRAME | GENERATOR PANEL | 25.C5 | USED
VD0121:- | SC | VD0122 | WHT | 12 | 107.D4 | VD0122:+ | GENERATOR PANEL | 107.D4 | USED
VD0121:+ | SC | EXC2 | WHT | 12 | 107.D4 | XT0370:2 | GENERATOR PANEL | 107.C4 | USED
VD0122:- | SC | VD0123 | WHT | 12 | 107.D4 | VD0123:+ | GENERATOR PANEL | 107.C4 | USED
VD0123:- | SC | VD0124 | WHT | 12 | 107.C4 | VD0124:+ | GENERATOR PANEL | 107.C4 | USED
VD0124:- | SC | EXC0 | WHT | 12 | 107.C4 | XT0370:1 | GENERATOR PANEL | 107.C4 | USED
XT0334:1 | SC | 0V | WHT | 12 | 30.C2 | XT0336:2 | GENERATOR PANEL | 30.C4 | USED
XT0335:4 | SC | FU0333 | WHT | 16 | 30.B4 | XT0337:10 | GENERATOR PANEL | 33.C3 | USED
XT0336:3 | SC | 0V | WHT | 20 | 30.C4 | XT0337:19 | GENERATOR PANEL | 33.D3 | USED
XT0337:10 | SC | FU0333 | WHT | 20 | 33.C3 | XT0337:7 | GENERATOR PANEL | 33.B3 | USED
XT0341:1 | SC | PTBUSB | RED | 16 | 25.D2 | XT0351:7 | GENERATOR PANEL | 104.A5 | USED
XT0341:2 | SC | PTBUSA | RED | 16 | 25.D2 | XT0351:5 | GENERATOR PANEL | 104.A5 | USED
XT0341:3 | SC | PTBUSC | RED | 16 | 25.D2 | XT0351:9 | GENERATOR PANEL | 104.B5 | USED
XT0341:7 | SC | AT0140VGENA | RED | 16 | 25.D2 | XT0351:11 | GENERATOR PANEL | 105.B5 | USED
XT0342:2 | SC | MCTN | BLU | 12 | 25.B2 | XT0352:1 | GENERATOR PANEL | 109.B4 | USED
XT0343:1 | SC | KA018511 | WHT | 16 | 24.C5 | XT0337:16 | GENERATOR PANEL | 33.D3 | USED
XT0343:2 | SC | KA0333A1 | WHT | 16 | 24.C5 | XT0337:13 | GENERATOR PANEL | 33.B3 | USED
XT0343:3 | SC | KA9602NC | WHT | 16 | 24.C5 | XT0337:9 | GENERATOR PANEL | 33.C3 | USED
XT0343:4 | SC | KA0330A1 | WHT | 16 | 24.C5 | XT0337:8 | GENERATOR PANEL | 33.B3 | USED
XT0351:11 | SC | AT0140VGENA | RED | 16 | 105.B5 | XT0463:7 | GENERATOR PANEL | 105.C5 | USED
XT0351:13 | SC | AT0140VGENB | RED | 16 | 105.C5 | XT0341:4 | GENERATOR PANEL | 25.D2 | USED
XT0351:13 | SC | AT0140VGENB | RED | 16 | 105.C5 | XT0463:6 | GENERATOR PANEL | 105.C5 | USED
XT0351:14 | SC | AT0140VGENC | RED | 16 | 105.C5 | XT0463:5 | GENERATOR PANEL | 105.C5 | USED
XT0351:15 | SC | AT0140VGENC | RED | 16 | 105.C5 | XT0341:6 | GENERATOR PANEL | 25.D2 | USED
XT0351:16 | SC | AT0140VGENN | GRN/YEL | 16 | 105.C5 | XT0351:1 | GENERATOR PANEL | 104.A5 | USED
XT0351:17 | SC | AT0140VGENN | GRN/YEL | 12 | 105.C5 | XT0463:8 | GENERATOR PANEL | 105.C5 | USED
AT0220:P2 | WC0012 | AU0120L2 | ENET | CABLE | 31.C7 | AU0120:L2 | GENERATOR PANEL | 31.C1 | USED
AT0140:P1 | WC0022 | AT0220P2 | ENET | CABLE | 31.C5 | AT0220:P1 | GENERATOR PANEL | 31.C7 | USED
FU0323:LD | WC8003 | PMG1 | RED | 12 | 107.B5 | XT0360:1 | GENERATOR PANEL | 107.A4 | USED
FU0321:LD | WC8003 | PMG2 | WHT | 12 | 107.B5 | XT0360:2 | GENERATOR PANEL | 107.A4 | USED
FU0322:LD | WC8003 | PMG3 | BLK | 12 | 107.B5 | XT0360:3 | GENERATOR PANEL | 107.A4 | USED
XT0360:4 | WC8003 | AT0140G1 | SH | 12 | 107.A4 | XT0360:6 | GENERATOR PANEL | 107.B5 | USED
KA0125:13 | WC8004 | EXC1 | WHT | 12 | 107.C6 | XT0370:4 | GENERATOR PANEL | 107.C5 | USED
KA0125:43 | WC8004 | EXC2 | BLK | 12 | 107.D6 | XT0370:5 | GENERATOR PANEL | 107.C5 | USED
XT0370:6 | WC8004 | EXCS | SH | 12 | 107.C5 | XT0124:2 | GENERATOR PANEL | 107.D6 | USED
AT0140:1 LS(+) | WC8009 | AT0140LS(+) | WHT | 16 | 111.C7 | XT0337:21 | GENERATOR PANEL | 111.C4 | USED
AT0140:2 LS(-) | WC8009 | AT0140LS(-) | BLK | 16 | 111.C7 | XT0337:22 | GENERATOR PANEL | 111.C4 | USED
FLOATING | WC8009 | AT0140LS(S) | SH | 16 | 111.C6 | XT0337:23 | GENERATOR PANEL | 111.C4 | USED
AT0220:1 LS(+) | WC8010 | AT0140LS(+) | WHT | 16 | 111.D7 | XT0337:21 | GENERATOR PANEL | 111.C4 | USED
AT0220:2 LS(-) | WC8010 | AT0140LS(-) | BLK | 16 | 111.D7 | XT0337:22 | GENERATOR PANEL | 111.C4 | USED
XT0337:23 | WC8010 | AT0140LS(S) | SH | 16 | 111.C4 | FLOATING | GENERATOR PANEL | 111.D6 | USED
AT0140:RS-232 | WC8061 | AT0220DB9 | CABLE | CABLE | 31.C5 | AT0220:RS-232 | GENERATOR PANEL | 31.C7 | USED
FU0315:LD | WC8101 | PMG1 | RED | 12 | 107.A5 | XT0360:1 | GENERATOR PANEL | 107.A4 | USED
FU0313:LD | WC8101 | PMG2 | WHT | 12 | 107.A5 | XT0360:2 | GENERATOR PANEL | 107.A4 | USED
FU0314:LD | WC8101 | PMG3 | BLK | 12 | 107.A5 | XT0360:3 | GENERATOR PANEL | 107.A4 | USED
XT0360:5 | WC8101 | AT0140G1 | SH | 12 | 107.A5 | XT0360:4 | GENERATOR PANEL | 107.A4 | USED
KA0124:13 | WC8102 | EXC1 | WHT | 12 | 107.C6 | XT0370:4 | GENERATOR PANEL | 107.C5 | USED
KA0124:43 | WC8102 | EXC2 | BLK | 12 | 107.C6 | XT0370:5 | GENERATOR PANEL | 107.C5 | USED
XT0124:1 | WC8102 | EXCS | SH | 12 | 107.C6 | XT0370:6 | GENERATOR PANEL | 107.C5 | USED
KA0324:1 | WC8103 | FU0323 | RED | 12 | 107.B5 | FU0323:LI | GENERATOR PANEL | 107.B6 | USED
KA0323:1 | WC8103 | FU0321 | WHT | 12 | 107.B5 | FU0321:LI | GENERATOR PANEL | 107.B6 | USED
KA0323:8 | WC8103 | FU0322 | BLK | 12 | 107.B5 | FU0322:LI | GENERATOR PANEL | 107.B6 | USED
XT0360:6 | WC8103 | AT0140G1 | SH | 12 | 107.B5 | XT0313:2 | GENERATOR PANEL | 107.B6 | USED
KA0125:14 | WC8104 | EXC22(+) | WHT | 12 | 107.D7 | AT0220:54 EXC(+) | GENERATOR PANEL | 107.C6 | USED
KA0125:44 | WC8104 | EXC22(-) | BLK | 12 | 107.D7 | AT0220:55 EXC(-) | GENERATOR PANEL | 107.D6 | USED
FLOATING | WC8104 | EXCS | SH | 12 | 107.D7 | XT0124:2 | GENERATOR PANEL | 107.D6 | USED
RS0106:2 | WC8164 | EXC1 | WHT | 16 | 24.A4 | XT0340:2 | GENERATOR PANEL | 24.A5 | USED
RS0106:4 | WC8164 | EXC0 | BLK | 16 | 24.A4 | XT0340:3 | GENERATOR PANEL | 24.A5 | USED
XT0340:1 | WC8164 | EXCS | SH | 16 | 24.A4 | XT0340:4 | GENERATOR PANEL | 24.A5 | USED
XT0370:1 | WC8165 | EXC0 | WHT | 16 | 107.C4 | XT0340:5 | GENERATOR PANEL | 24.A5 | USED
XT0340:6 | WC8165 | EXC2 | BLK | 16 | 24.B5 | XT0370:2 | GENERATOR PANEL | 107.C4 | USED
XT0340:7 | WC8165 | EXCS | SH | 16 | 24.B5 | XT0370:6 | GENERATOR PANEL | 107.C5 | USED
KA0314:1 | WC8201 | FU0315 | RED | 12 | 107.A5 | FU0315:LI | GENERATOR PANEL | 107.A6 | USED
KA0313:1 | WC8201 | FU0313 | WHT | 12 | 107.A5 | FU0313:LI | GENERATOR PANEL | 107.A6 | USED
KA0313:8 | WC8201 | FU0314 | BLK | 12 | 107.A5 | FU0314:LI | GENERATOR PANEL | 107.A6 | USED
XT0360:5 | WC8201 | AT0140G1 | SH | 12 | 107.A5 | XT0313:1 | GENERATOR PANEL | 107.A6 | USED
KA0124:14 | WC8202 | EXC14(+) | WHT | 12 | 107.C7 | AT0140:54 EXC(+) | GENERATOR PANEL | 107.C6 | USED
KA0124:44 | WC8202 | EXC14(-) | BLK | 12 | 107.C7 | AT0140:55 EXC(-) | GENERATOR PANEL | 107.C6 | USED
FLOATING | WC8202 | EXCS | SH | 12 | 107.C7 | XT0124:1 | GENERATOR PANEL | 107.C6 | USED
KA0324:3 | WC8203 | PMG22(B) | RED | 12 | 107.B7 | AT0220:49 PMG-A | GENERATOR PANEL | 107.B6 | USED
KA0323:3 | WC8203 | PMG22(C) | WHT | 12 | 107.B7 | AT0220:50 PMG-B | GENERATOR PANEL | 107.B6 | USED
KA0323:6 | WC8203 | PMG22(A) | BLK | 12 | 107.B7 | AT0220:51 PMG-C | GENERATOR PANEL | 107.B6 | USED
FLOATING | WC8203 | AT0140G1 | SH | 12 | 107.B7 | XT0313:2 | GENERATOR PANEL | 107.B6 | USED
XT0340:2 | WC8264 | EXC1 | WHT | 16 | 24.A5 | XT0370:4 | GENERATOR PANEL | 107.C5 | USED
XT0340:3 | WC8264 | EXC0 | BLK | 16 | 24.A5 | XT0370:1 | GENERATOR PANEL | 107.C4 | USED
XT0340:4 | WC8264 | EXCS | SH | 16 | 24.A5 | XT0370:3 | GENERATOR PANEL | 107.C4 | USED
KA0314:3 | WC8301 | PMG14B | RED | 12 | 107.A7 | AT0140:49 PMG-A | GENERATOR PANEL | 107.A6 | USED
KA0313:3 | WC8301 | PMG14C | WHT | 12 | 107.A7 | AT0140:50 PMG-B | GENERATOR PANEL | 107.A6 | USED
KA0313:6 | WC8301 | PMG14A | BLK | 12 | 107.A7 | AT0140:51 PMG-C | GENERATOR PANEL | 107.A6 | USED
FLOATING | WC8301 | AT0140G1 | SH | 12 | 107.A7 | XT0313:1 | GENERATOR PANEL | 107.A6 | USED
XT0463:1 | SC | DCTAX1 | BLU | 16 | 104.C5 | RM0460:46 | BECKWITH #1 | 104.C7 | USED
XT0463:2 | SC | DCTBX1 | BLU | 16 | 104.C5 | RM0460:48 | BECKWITH #1 | 104.C7 | USED
XT0463:3 | SC | DCTCX1 | BLU | 16 | 104.C5 | RM0460:50 | BECKWITH #1 | 104.C7 | USED
XT0463:4 | SC | DCTX2N | GRN/YEL | 12 | 104.C5 | RM0460:47 | BECKWITH #1 | 104.C7 | USED
XT0463:5 | SC | AT0140VGENC | RED | 16 | 105.C5 | RM0460:43 | BECKWITH #1 | 105.C7 | USED
XT0463:6 | SC | AT0140VGENB | RED | 16 | 105.C5 | RM0460:41 | BECKWITH #1 | 105.C7 | USED
XT0463:7 | SC | AT0140VGENA | RED | 16 | 105.C5 | RM0460:39 | BECKWITH #1 | 105.C7 | USED
XT0463:8 | SC | AT0140VGENN | GRN/YEL | 12 | 105.C5 | RM0460:38 | BECKWITH #1 | 105.C7 | USED
XT0464:2 | SC | DCTCN | BLU | 12 | 110.C4 | RM0460:59 | BECKWITH #1 | 110.C6 | USED
XT0464:3 | SC | DCTC | BLU | 12 | 110.C4 | RM0460:58 | BECKWITH #1 | 110.C6 | USED
XT0464:4 | SC | DCTBN | BLU | 12 | 110.C4 | RM0460:57 | BECKWITH #1 | 110.C6 | USED
XT0464:5 | SC | DCTB | BLU | 12 | 110.C4 | RM0460:56 | BECKWITH #1 | 110.C6 | USED
XT0464:6 | SC | DCTAN | BLU | 12 | 110.C4 | RM0460:55 | BECKWITH #1 | 110.C6 | USED
XT0464:7 | SC | DCTA | BLU | 12 | 110.C4 | RM0460:54 | BECKWITH #1 | 110.C6 | USED
XT0463:1 | SC | DCTAX1 | BLU | 16 | 104.C5 | RM0462:46 | BECKWITH #2 | 104.D7 | USED
XT0463:2 | SC | DCTBX1 | BLU | 16 | 104.C5 | RM0462:48 | BECKWITH #2 | 104.D7 | USED
XT0463:3 | SC | DCTCX1 | BLU | 16 | 104.C5 | RM0462:50 | BECKWITH #2 | 104.D7 | USED
XT0463:4 | SC | DCTX2N | GRN/YEL | 12 | 104.C5 | RM0462:47 | BECKWITH #2 | 104.D7 | USED
XT0463:5 | SC | AT0140VGENC | RED | 16 | 105.C5 | RM0462:43 | BECKWITH #2 | 105.D7 | USED
XT0463:6 | SC | AT0140VGENB | RED | 16 | 105.C5 | RM0462:41 | BECKWITH #2 | 105.D7 | USED
XT0463:7 | SC | AT0140VGENA | RED | 16 | 105.C5 | RM0462:39 | BECKWITH #2 | 105.D7 | USED
XT0463:8 | SC | AT0140VGENN | GRN/YEL | 12 | 105.C5 | RM0462:38 | BECKWITH #2 | 105.D7 | USED
XT0464:2 | SC | DCTCN | BLU | 12 | 110.C4 | RM0462:59 | BECKWITH #2 | 110.C6 | USED
XT0464:3 | SC | DCTC | BLU | 12 | 110.C4 | RM0462:58 | BECKWITH #2 | 110.C6 | USED
XT0464:4 | SC | DCTBN | BLU | 12 | 110.C4 | RM0462:57 | BECKWITH #2 | 110.C6 | USED
XT0464:5 | SC | DCTB | BLU | 12 | 110.C4 | RM0462:56 | BECKWITH #2 | 110.C6 | USED
XT0464:6 | SC | DCTAN | BLU | 12 | 110.C4 | RM0462:55 | BECKWITH #2 | 110.C6 | USED
XT0464:7 | SC | DCTA | BLU | 12 | 110.C4 | RM0462:54 | BECKWITH #2 | 110.C6 | USED
AF0123:00 | WC01230 | 012300 | RED | 20 | 54.B7 | UAI1101:+6 | ISOLATOR #2 PANEL | 54.B6 | USED
AF0123:02 | WC01230 | 012302 | WHT | 20 | 54.B7 | UAI1101:+8 | ISOLATOR #2 PANEL | 54.B6 | USED
AF0123:03 | WC01230 | 012303 | BLK | 20 | 54.B7 | UAI1101:-7 | ISOLATOR #2 PANEL | 54.B6 | USED
AF0123:16 | WC01230 | 012316 | SH | 20 | 54.B7 | FLOATING | ISOLATOR #2 PANEL | 54.B6 | USED
AF0122:21 | WC2170 | 012221 | RED | 20 | 83.A7 | UAI4210:+6 | ISOLATOR #2 PANEL | 83.A6 | USED
AF0122:23 | WC2170 | 012223 | WHT | 20 | 83.A7 | UAI4210:+8 | ISOLATOR #2 PANEL | 83.A6 | USED
AF0122:24 | WC2170 | 012224 | BLK | 20 | 83.A7 | UAI4210:-7 | ISOLATOR #2 PANEL | 83.A6 | USED
AF0122:44 | WC2170 | 012244 | SH | 20 | 83.A7 | FLOATING | ISOLATOR #2 PANEL | 83.A6 | USED
AF0122:25 | WC2270 | 012225 | RED | 20 | 83.B7 | UAI4213:+6 | ISOLATOR #2 PANEL | 83.B6 | USED
AF0122:27 | WC2270 | 012227 | WHT | 20 | 83.B7 | UAI4213:+8 | ISOLATOR #2 PANEL | 83.B6 | USED
AF0122:28 | WC2270 | 012228 | BLK | 20 | 83.B7 | UAI4213:-7 | ISOLATOR #2 PANEL | 83.B6 | USED
AF0122:45 | WC2270 | 012245 | SH | 20 | 83.B7 | FLOATING | ISOLATOR #2 PANEL | 83.B6 | USED
AF0122:29 | WC2370 | 012229 | RED | 20 | 83.C7 | UAI4216:+6 | ISOLATOR #2 PANEL | 83.C6 | USED
AF0122:31 | WC2370 | 012231 | WHT | 20 | 83.C7 | UAI4216:+8 | ISOLATOR #2 PANEL | 83.C6 | USED
AF0122:32 | WC2370 | 012232 | BLK | 20 | 83.C7 | UAI4216:-7 | ISOLATOR #2 PANEL | 83.C6 | USED
AF0122:33 | WC2370 | 012233 | SH | 20 | 83.C7 | FLOATING | ISOLATOR #2 PANEL | 83.C6 | USED
AF0122:08 | WC2470 | 012208 | RED | 20 | 84.A7 | UAI4230:+6 | ISOLATOR #2 PANEL | 84.A6 | USED
AF0122:10 | WC2470 | 012210 | WHT | 20 | 84.A7 | UAI4230:+8 | ISOLATOR #2 PANEL | 84.A6 | USED
AF0122:11 | WC2470 | 012211 | BLK | 20 | 84.A7 | UAI4230:-7 | ISOLATOR #2 PANEL | 84.A6 | USED
AF0122:41 | WC2470 | 012241 | SH | 20 | 84.A7 | FLOATING | ISOLATOR #2 PANEL | 84.A6 | USED
AF0122:04 | WC2570 | 012204 | RED | 20 | 84.B7 | UAI4240:+6 | ISOLATOR #2 PANEL | 84.B6 | USED
AF0122:06 | WC2570 | 012206 | WHT | 20 | 84.B7 | UAI4240:+8 | ISOLATOR #2 PANEL | 84.B6 | USED
AF0122:07 | WC2570 | 012207 | BLK | 20 | 84.B7 | UAI4240:-7 | ISOLATOR #2 PANEL | 84.B6 | USED
AF0122:40 | WC2570 | 012240 | SH | 20 | 84.B7 | FLOATING | ISOLATOR #2 PANEL | 84.C6 | USED
AF0122:00 | WC2670 | 012200 | RED | 20 | 85.A7 | UAI4260:+6 | ISOLATOR #2 PANEL | 85.A6 | USED
AF0122:02 | WC2670 | 012202 | WHT | 20 | 85.A7 | UAI4260:+8 | ISOLATOR #2 PANEL | 85.A6 | USED
AF0122:03 | WC2670 | 012203 | BLK | 20 | 85.A7 | UAI4260:-7 | ISOLATOR #2 PANEL | 85.A6 | USED
AF0122:16 | WC2670 | 012216 | SH | 20 | 85.A7 | FLOATING | ISOLATOR #2 PANEL | 85.A6 | USED
AF0122:17 | WC2770 | 012217 | RED | 20 | 85.B7 | UAI4251:+6 | ISOLATOR #2 PANEL | 85.B6 | USED
AF0122:19 | WC2770 | 012219 | WHT | 20 | 85.B7 | UAI4251:+8 | ISOLATOR #2 PANEL | 85.B6 | USED
AF0122:20 | WC2770 | 012220 | BLK | 20 | 85.B7 | UAI4251:-7 | ISOLATOR #2 PANEL | 85.B6 | USED
AF0122:43 | WC2770 | 012243 | SH | 20 | 85.B7 | FLOATING | ISOLATOR #2 PANEL | 85.B6 | USED
AF0122:12 | WC2870 | 012212 | RED | 20 | 85.C7 | UAI4250:+6 | ISOLATOR #2 PANEL | 85.C6 | USED
AF0122:14 | WC2870 | 012214 | WHT | 20 | 85.C7 | UAI4250:+8 | ISOLATOR #2 PANEL | 85.C6 | USED
AF0122:15 | WC2870 | 012215 | BLK | 20 | 85.C7 | UAI4250:-7 | ISOLATOR #2 PANEL | 85.C6 | USED
AF0122:42 | WC2870 | 012242 | SH | 20 | 85.C7 | FLOATING | ISOLATOR #2 PANEL | 85.C6 | USED
KA0180:14 | SC | PF07017 | RED | 16 | 25.B6 | PF0701:7 | METER PANEL | 25.B6 | USED
XT0341:4 | SC | AT0140VGENB | RED | 16 | 25.D2 | PA0771:7 | METER PANEL | 25.C3 | USED
XT0342:1 | SC | PA07035 | BLU | 12 | 25.A2 | PA0703:5 | METER PANEL | 25.A4 | USED
XT0342:3 | SC | PA07716 | BLU | 12 | 25.C2 | PA0771:6 | METER PANEL | 25.C3 | USED
XT0351:15 | SC | AT0140VGENC | RED | 16 | 105.C5 | PA0771:8 | METER PANEL | 25.C3 | USED
RS0106:1 | WC8064 | PA07017 | RED | 20 | 24.A4 | PA0701:7 | METER PANEL | 24.A1 | USED
RS0106:3 | WC8064 | PA07018 | BLK | 20 | 24.A4 | PA0701:8 | METER PANEL | 24.A1 | USED
XT0340:5 | WC8065 | EXC0 | RED | 20 | 24.A5 | PV0701:7 | METER PANEL | 24.A1 | USED
XT0340:6 | WC8065 | EXC2 | BLK | 20 | 24.B5 | PV0701:8 | METER PANEL | 24.A1 | USED
XT0340:7 | WC8065 | EXCS | SH | 20 | 24.B5 | FLOATING | METER PANEL | 24.B1 | USED
PEG0140:0 | SC | PEG0140G | GRN/YEL | 8 | 4.B2 | PEG0130:5 | PANEL A | 4.B2 | USED
KA4204:A1 | SC | FU0210 | WHT | 20 | 108.B5 | XT0233:2 | PANEL B | 20.C4 | USED
XT0334:2 | SC | KA0231A1 | WHT | 20 | 30.C2 | XT0136:4 | PANEL B | 21.B5 | USED
XT0334:1 | SC | 0V | WHT | 14 | 30.C2 | XT0110:3 | REDUNDANT POWER PANEL | 28.A5 | USED
XT0336:1 | SC | ESTOP | WHT | 20 | 30.C4 | XT0110:6 | REDUNDANT POWER PANEL | 28.A5 | USED
AF0121:16 | SC | 0V | WHT | 14 | 31.C3 | XT0120:2 | SURGE NON-I.S. PANEL | 31.D1 | USED
AF0121:34 | SC | FU0121 | WHT | 14 | 31.C3 | FU0121:LD | SURGE NON-I.S. PANEL | 31.D1 | USED
AT0140:30 FLT | SC | 0V | WHT | 14 | 31.C5 | XT0120:1 | SURGE NON-I.S. PANEL | 31.D1 | USED
AT0140:32 RD_RLY | SC | 0V | WHT | 14 | 31.C5 | XT0120:1 | SURGE NON-I.S. PANEL | 31.D1 | USED
AT0220:30 FLT | SC | 0V | WHT | 20 | 31.C7 | XT0120:2 | SURGE NON-I.S. PANEL | 31.D1 | USED
AT0220:32 RD_RLY | SC | 0V | WHT | 14 | 31.C7 | XT0120:2 | SURGE NON-I.S. PANEL | 31.D1 | USED
AU0120:COM | SC | 0V | WHT | 14 | 31.C1 | XT0120:1 | SURGE NON-I.S. PANEL | 31.D1 | USED
AU0120:V+ | SC | FU0120 | WHT | 14 | 31.C1 | FU0120:LD | SURGE NON-I.S. PANEL | 31.D1 | USED
GR0120: | SC | 0V | WHT | 14 | 31.D1 | XT0120:2 | SURGE NON-I.S. PANEL | 31.D1 | USED
KA0329:21 | SC | RM046211 | WHT | 20 | 103.A2 | XT0461:2 | SURGE NON-I.S. PANEL | 103.A2 | USED
KA0329:22 | SC | RM046210 | WHT | 20 | 103.A2 | XT0461:1 | SURGE NON-I.S. PANEL | 103.A2 | USED
KA0330:21 | SC | RM046011 | WHT | 20 | 102.A2 | XT0460:2 | SURGE NON-I.S. PANEL | 102.A2 | USED
KA0330:22 | SC | RM046010 | WHT | 20 | 102.A2 | XT0460:1 | SURGE NON-I.S. PANEL | 102.A2 | USED
KA0358:A1 | SC | KA0358A1 | WHT | 20 | 33.C6 | XT0462:2 | SURGE NON-I.S. PANEL | 102.C2 | USED
KA0359:A1 | SC | KA0359A1 | WHT | 20 | 33.C6 | XT0462:8 | SURGE NON-I.S. PANEL | 103.C2 | USED
KA4203:A1 | SC | FU0210 | WHT | 20 | 108.B5 | XT0362:3 | SURGE NON-I.S. PANEL | 108.B4 | USED
KA4203:A2 | SC | AI4361C | WHT | 20 | 108.B5 | XT0362:2 | SURGE NON-I.S. PANEL | 108.B4 | USED
KA4204:A2 | SC | AI4361D | WHT | 20 | 108.B5 | XT0362:1 | SURGE NON-I.S. PANEL | 108.B4 | USED
XT0335:1 | SC | FU0336 | WHT | 14 | 30.A4 | FU0460:LI | SURGE NON-I.S. PANEL | 102.C2 | USED
XT0335:1 | SC | FU0336 | WHT | 14 | 30.A4 | FU0336:LD | SURGE NON-I.S. PANEL | 30.A3 | USED
XT0335:1 | SC | FU0336 | WHT | 14 | 30.A4 | FU0462:LI | SURGE NON-I.S. PANEL | 103.C2 | USED
XT0335:2 | SC | FU0335 | WHT | 14 | 30.A4 | FU0335:LD | SURGE NON-I.S. PANEL | 30.A3 | USED
XT0335:3 | SC | FU0334 | WHT | 14 | 30.B4 | FU0334:LD | SURGE NON-I.S. PANEL | 30.B3 | USED
XT0335:4 | SC | FU0333 | WHT | 16 | 30.B4 | FU0333:LD | SURGE NON-I.S. PANEL | 30.B3 | USED
XT0336:4 | SC | 0V | WHT | 20 | 30.D4 | XT0462:1 | SURGE NON-I.S. PANEL | 102.C2 | USED
XT0336:4 | SC | 0V | WHT | 20 | 30.D4 | XT0460:3 | SURGE NON-I.S. PANEL | 102.C2 | USED
XT0336:5 | SC | 0V | WHT | 14 | 30.D4 | XT0462:7 | SURGE NON-I.S. PANEL | 103.C2 | USED
XT0336:5 | SC | 0V | WHT | 14 | 30.D4 | XT0461:3 | SURGE NON-I.S. PANEL | 103.C2 | USED
KA0180:11 | SC | AT0140VGENC | RED | 16 | 25.B6 | SA0770:24 | SWITCH PANEL | 25.B6 | USED
TM0102:1 | SC | AT0140VGENA | RED | 16 | 25.B5 | SA0710:16 | SWITCH PANEL | 25.D5 | USED
TM0102:2 | SC | AT0140VGENB | RED | 16 | 25.B5 | SA0710:26 | SWITCH PANEL | 25.C5 | USED
TM0102:3 | SC | AT0140VGENC | RED | 16 | 25.B5 | SA0710:17 | SWITCH PANEL | 25.D5 | USED
TM0102:4 | SC | TM01024 | RED | 16 | 25.B5 | SA0770:13 | SWITCH PANEL | 25.B5 | USED
TM0102:5 | SC | TM01025 | RED | 16 | 25.B5 | SA0770:17 | SWITCH PANEL | 25.B5 | USED
TM0102:6 | SC | TM01026 | RED | 16 | 25.B5 | SA0770:27 | SWITCH PANEL | 25.B5 | USED
TM0102:7 | SC | TM01027 | RED | 16 | 25.B5 | SA0770:23 | SWITCH PANEL | 25.B5 | USED
XT0335:4 | SC | FU0333 | WHT | 16 | 30.B4 | SA0701:14 | SWITCH PANEL | 24.C2 | USED
XT0336:3 | SC | 0V | WHT | 16 | 30.C4 | HL0702:A | SWITCH PANEL | 24.C2 | USED
XT0341:1 | SC | PTBUSB | RED | 16 | 25.D2 | SA0710:23 | SWITCH PANEL | 25.D5 | USED
XT0341:2 | SC | PTBUSA | RED | 16 | 25.D2 | SA0710:12 | SWITCH PANEL | 25.D5 | USED
XT0341:2 | SC | PTBUSA | RED | 16 | 25.D2 | HL0703: | SWITCH PANEL | 25.A5 | USED
XT0341:3 | SC | PTBUSC | RED | 16 | 25.D2 | SA0710:14 | SWITCH PANEL | 25.D5 | USED
XT0341:3 | SC | PTBUSC | RED | 16 | 25.D2 | HL0704: | SWITCH PANEL | 25.A5 | USED
XT0341:4 | SC | AT0140VGENB | RED | 16 | 25.D2 | SA0770:14 | SWITCH PANEL | 25.B6 | USED
XT0341:5 | SC | AT0140VGENB | RED | 16 | 25.D2 | SA0710:27 | SWITCH PANEL | 25.D5 | USED
XT0341:6 | SC | AT0140VGENC | RED | 16 | 25.D2 | SA0700:17 | SWITCH PANEL | 25.A5 | USED
XT0341:6 | SC | AT0140VGENC | RED | 16 | 25.D2 | SA0710:18 | SWITCH PANEL | 25.D5 | USED
XT0341:7 | SC | AT0140VGENA | RED | 16 | 25.D2 | SA0700:13 | SWITCH PANEL | 25.A5 | USED
XT0342:2 | SC | MCTN | BLU | 16 | 25.B2 | SA0740:21 | SWITCH PANEL | 25.B2 | USED
XT0342:4 | SC | SA074013 | BLU | 12 | 25.B3 | SA0740:13 | SWITCH PANEL | 25.B2 | USED
XT0343:1 | SC | KA018511 | WHT | 16 | 24.C5 | SA0700:23 | SWITCH PANEL | 24.C3 | USED
XT0343:2 | SC | KA0333A1 | WHT | 16 | 24.C5 | SA0701:15 | SWITCH PANEL | 24.C2 | USED
XT0343:3 | SC | KA9602NC | WHT | 16 | 24.C5 | HL0701:A+ | SWITCH PANEL | 24.C2 | USED
XT0343:4 | SC | KA0330A1 | WHT | 16 | 24.C5 | HL0702:A+ | SWITCH PANEL | 24.C2 | USED
AT0140:P2 | WC0014 | AT0140L2 | ENET | CABLE | 31.C5 | AU0200:L1 | TCP | 15.A3 | USED
KA0180:A1 | SC | 018000 | WHT | 20 | 35.A5 | AF0180:00 | VIBRATION PANEL | 35.A7 | USED
KA0180:A2 | SC | 018017 | WHT | 20 | 35.A5 | AF0180:17 | VIBRATION PANEL | 35.A7 | USED
KA0185:A1 | SC | 018010 | WHT | 20 | 35.A5 | AF0180:10 | VIBRATION PANEL | 35.A7 | USED
KA0364:14 | SC | 018022 | WHT | 20 | 35.B6 | AF0180:22 | VIBRATION PANEL | 35.A7 | USED
XT0336:3 | SC | 0V | WHT | 14 | 30.C4 | XT0130:2 | VIBRATION PANEL | 31.A5 | USED
AU0120:L1 | WC0018 | AU0180L2 | ENET | CABLE | 31.C1 | AU0180:L2 | VIBRATION PANEL | 15.C3 | USED
SolarTools ver. 7.0.17.15318 (Jul 24, 2024)
Report date: 9/13/2024 1:02 PM

## HEATER PANEL
HEATER PANEL
CONTROL CONSOLE HEATER PANEL
Project # | 4H161
Project Name | QATARGAS - NFPS
Revision | D.2
Controls DE | K. NYBERG
Phone: | 0
Controls ME | D. FIGUEROA
Phone:
From | [5 empty] | To
Device ID | Cable (W) Conductor (SC) Jumper Clip (JC) | Wire No. | Wire ID | Gauge/Size | Page/Zone | Device ID | Location | Page/Zone
XT0751:1 | JC | H07500G | CLIP | --- | 10.A5 | XT0751:2 | HEATER PANEL | 10.B5 | USED
XT0751:3 | JC | QS0750LD3 | CLIP | --- | 10.A6 | XT0751:4 | HEATER PANEL | 10.B6 | USED
XT0751:5 | JC | TS0750NC | CLIP | --- | 10.A6 | XT0751:6 | HEATER PANEL | 10.B6 | USED
GR0750: | SC | GR0750G | GRN/YEL | 14 | 10.B6 | FRAME | HEATER PANEL | 10.B6 | USED
GR0751: | SC | GR0751G | GRN/YEL | 14 | 10.B6 | FRAME | HEATER PANEL | 10.B6 | USED
H07500:GND | SC | H07500G | GRN/YEL | 14 | 10.A7 | XT0751:1 | HEATER PANEL | 10.A5 | USED
H07500:L1 | SC | TS0750NC | RED | 16 | 10.A7 | XT0751:5 | HEATER PANEL | 10.A6 | USED
H07500:L2 | SC | QS0750LD3 | RED | 16 | 10.A7 | XT0751:3 | HEATER PANEL | 10.A6 | USED
H07501:GND | SC | H07500G | GRN/YEL | 14 | 10.B7 | XT0751:2 | HEATER PANEL | 10.B5 | USED
H07501:L1 | SC | TS0750NC | RED | 16 | 10.B7 | XT0751:6 | HEATER PANEL | 10.B6 | USED
H07501:L2 | SC | QS0750LD3 | RED | 16 | 10.B7 | XT0751:4 | HEATER PANEL | 10.B6 | USED
QS0750:LD-1 | SC | TS0750C | RED | 12 | 10.A3 | TS0750:C | HEATER PANEL | 10.A4 | USED
QS0750:LD-3 | SC | QS0750LD3 | RED | 16 | 10.A3 | XT0751:3 | HEATER PANEL | 10.A6 | USED
QS0750:LI-2 | SC | H0750L1 | RED | 12 | 10.A3 | XT0750:1 | HEATER PANEL | 10.A2 | USED
QS0750:LI-4 | SC | H0750L2 | RED | 12 | 10.A3 | XT0750:2 | HEATER PANEL | 10.A2 | USED
TS0750:NC | SC | TS0750NC | RED | 16 | 10.A4 | XT0751:5 | HEATER PANEL | 10.A6 | USED
XT0750:3 | SC | H07500G | GRN/YEL | 14 | 10.A2 | XT0751:1 | HEATER PANEL | 10.A5 | USED
XT0750:4 | WCAC0201 | AC0201L1 | BRN | - - - | 10.C2 | AC0201:L1 | CONSOLE | 10.C4 | USED
XT0750:5 | WCAC0201 | AC0201L2 | BLU | - - - | 10.C2 | AC0201:L2 | CONSOLE | 10.C4 | USED
XT0750:6 | WCAC0201 | AC0201G | GRN/YEL | - - - | 10.C2 | AC0201:GND | CONSOLE | 10.C4 | USED
XT0751:3 | SC | QS0750LD3 | RED | 16 | 10.A6 | HL0750:X1 | CONSOLE HEATER LIGHT | 10.A6 | USED
XT0751:5 | SC | TS0750NC | RED | 16 | 10.A6 | HL0750:X2 | CONSOLE HEATER LIGHT | 10.A6 | USED
SolarTools ver. 7.0.17.15318 (Jul 24, 2024)
Report date: 9/13/2024 1:02 PM

## ISOLATOR #1 PANEL
ISOLATOR #1 PANEL
Project # | 4H161
Project Name | QATARGAS - NFPS
Revision | D.2
Controls DE | K. NYBERG
Phone: | 0
Controls ME | D. FIGUEROA
Phone:
From | [5 empty] | To
Device ID | Cable (W) Conductor (SC) Jumper Clip (JC) | Wire No. | Wire ID | Gauge/Size | Page/Zone | Device ID | Location | Page/Zone
EAG02102: | SC | EAG02102 | GRN | 14 | 4.C4 | IEG0210:4 | ISOLATOR #1 PANEL | 4.C4 | USED
FU0270:LI | SC | FU0137 | WHT | 14 | 54.A6 | FU0274:LI | ISOLATOR #1 PANEL | 54.A6 | USED
FU0272:LD | SC | UV0271P | WHT | 14 | 55.A6 | UV0271:8+ | ISOLATOR #1 PANEL | 55.A5 | USED
FU0274:LD | SC | UV0270P | WHT | 14 | 54.A6 | UV0270:8+ | ISOLATOR #1 PANEL | 54.A5 | USED
GR0272: | SC | GR0272 | GRN/YEL | 14 | 55.A6 | FRAME | ISOLATOR #1 PANEL | 55.A7 | USED
GR0273: | SC | GR0273 | GRN/YEL | 14 | 55.A6 | FRAME | ISOLATOR #1 PANEL | 55.A7 | USED
EA4501:1 | WC0450 | UA1520P | RED | 20 | 61.A5 | UAI1520:+ | ISOLATOR #1 PANEL | 61.A5 | USED
EA4501:2 | WC0450 | UA1520N | WHT | 20 | 61.A5 | UAI1520:- | ISOLATOR #1 PANEL | 61.A5 | USED
UAI1520:IE | WC0450 | UA1520S1 | SH | 20 | 61.A5 | FLOATING | ISOLATOR #1 PANEL | 61.A5 | USED
EA0741:1 | WCI2101 | AP1100P1 | RED | 20 | 55.B5 | UAI0741:4+ | ISOLATOR #1 PANEL | 55.B6 | USED
EA0741:2 | WCI2101 | AP1100N1 | BLK | 20 | 55.B5 | UAI0741:5- | ISOLATOR #1 PANEL | 55.B6 | USED
UAI0741:IE | WCI2101 | AP1100S01 | SH | 20 | 55.B6 | FLOATING | ISOLATOR #1 PANEL | 55.B5 | USED
EA0745:1 | WCI2102 | AP1100P5 | RED | 20 | 55.D5 | UAI0745:4+ | ISOLATOR #1 PANEL | 55.D6 | USED
EA0745:2 | WCI2102 | AP1100N5 | BLK | 20 | 55.D5 | UAI0745:5- | ISOLATOR #1 PANEL | 55.D6 | USED
UAI0745:IE | WCI2102 | AP1100S51 | SH | 20 | 55.D6 | FLOATING | ISOLATOR #1 PANEL | 55.D5 | USED
EA0751:1 | WCI2103 | AP1100P9 | RED | 20 | 56.B5 | UAI0751:4+ | ISOLATOR #1 PANEL | 56.B6 | USED
EA0751:2 | WCI2103 | AP1100N9 | BLK | 20 | 56.B5 | UAI0751:5- | ISOLATOR #1 PANEL | 56.B6 | USED
UAI0751:IE | WCI2103 | AP1100S91 | SH | 20 | 56.B6 | FLOATING | ISOLATOR #1 PANEL | 56.C5 | USED
EA0742:1 | WCI2201 | AP1100P2 | RED | 20 | 55.B5 | UAI0742:4+ | ISOLATOR #1 PANEL | 55.B6 | USED
EA0742:2 | WCI2201 | AP1100N2 | BLK | 20 | 55.B5 | UAI0742:5- | ISOLATOR #1 PANEL | 55.B6 | USED
UAI0742:IE | WCI2201 | AP1100S21 | SH | 20 | 55.B6 | FLOATING | ISOLATOR #1 PANEL | 55.C5 | USED
EA0746:1 | WCI2202 | AP1100P6 | RED | 20 | 55.D5 | UAI0746:4+ | ISOLATOR #1 PANEL | 55.D6 | USED
EA0746:2 | WCI2202 | AP1100N6 | BLK | 20 | 55.D5 | UAI0746:5- | ISOLATOR #1 PANEL | 55.D6 | USED
UAI0746:IE | WCI2202 | AP1100S61 | SH | 20 | 55.D6 | FLOATING | ISOLATOR #1 PANEL | 55.D5 | USED
EA0752:1 | WCI2203 | AP1100P10 | RED | 20 | 56.C5 | UAI0752:4+ | ISOLATOR #1 PANEL | 56.C6 | USED
EA0752:2 | WCI2203 | AP1100N10 | BLK | 20 | 56.C5 | UAI0752:5- | ISOLATOR #1 PANEL | 56.C6 | USED
UAI0752:IE | WCI2203 | AP1100S101 | SH | 20 | 56.C6 | FLOATING | ISOLATOR #1 PANEL | 56.C5 | USED
EA0743:1 | WCI2301 | AP1100P3 | RED | 20 | 55.C5 | UAI0743:4+ | ISOLATOR #1 PANEL | 55.C6 | USED
EA0743:2 | WCI2301 | AP1100N3 | BLK | 20 | 55.C5 | UAI0743:5- | ISOLATOR #1 PANEL | 55.C6 | USED
UAI0743:IE | WCI2301 | AP1100S31 | SH | 20 | 55.C6 | FLOATING | ISOLATOR #1 PANEL | 55.C5 | USED
EA0747:1 | WCI2302 | AP1100P7 | RED | 20 | 56.B5 | UAI0747:4+ | ISOLATOR #1 PANEL | 56.B6 | USED
EA0747:2 | WCI2302 | AP1100N7 | BLK | 20 | 56.B5 | UAI0747:5- | ISOLATOR #1 PANEL | 56.B6 | USED
UAI0747:IE | WCI2302 | AP1100S71 | SH | 20 | 56.B6 | FLOATING | ISOLATOR #1 PANEL | 56.B5 | USED
EA0753:1 | WCI2303 | AP1100P11 | RED | 20 | 56.C5 | UAI0753:4+ | ISOLATOR #1 PANEL | 56.C6 | USED
EA0753:2 | WCI2303 | AP1100N11 | BLK | 20 | 56.C5 | UAI0753:5- | ISOLATOR #1 PANEL | 56.C6 | USED
UAI0753:IE | WCI2303 | AP1100S111 | SH | 20 | 56.C6 | FLOATING | ISOLATOR #1 PANEL | 56.D5 | USED
EA0744:1 | WCI2401 | AP1100P4 | RED | 20 | 55.C5 | UAI0744:4+ | ISOLATOR #1 PANEL | 55.C6 | USED
EA0744:2 | WCI2401 | AP1100N4 | BLK | 20 | 55.C5 | UAI0744:5- | ISOLATOR #1 PANEL | 55.C6 | USED
UAI0744:IE | WCI2401 | AP1100S41 | SH | 20 | 55.C6 | FLOATING | ISOLATOR #1 PANEL | 55.D5 | USED
EA0750:1 | WCI2402 | AP1100P8 | RED | 20 | 56.B5 | UAI0750:4+ | ISOLATOR #1 PANEL | 56.B6 | USED
EA0750:2 | WCI2402 | AP1100N8 | BLK | 20 | 56.B5 | UAI0750:5- | ISOLATOR #1 PANEL | 56.B6 | USED
UAI0750:IE | WCI2402 | AP1100S81 | SH | 20 | 56.B6 | FLOATING | ISOLATOR #1 PANEL | 56.B5 | USED
EA0754:1 | WCI2403 | AP1100P12 | RED | 20 | 56.D5 | UAI0754:4+ | ISOLATOR #1 PANEL | 56.D6 | USED
EA0754:2 | WCI2403 | AP1100N12 | BLK | 20 | 56.D5 | UAI0754:5- | ISOLATOR #1 PANEL | 56.D6 | USED
UAI0754:IE | WCI2403 | AP1100S121 | SH | 20 | 56.D6 | FLOATING | ISOLATOR #1 PANEL | 56.D5 | USED
EA6121:1 | WCI6121 | UA12631 | RED | 20 | 79.A5 | UAI6121:5 | ISOLATOR #1 PANEL | 79.A6 | USED
EA6121:2 | WCI6121 | UA12632 | WHT | 20 | 79.A5 | UAI6121:6 | ISOLATOR #1 PANEL | 79.A6 | USED
EA6121:3 | WCI6121 | UA12633 | BLK | 20 | 79.A5 | UAI6121:4 | ISOLATOR #1 PANEL | 79.A6 | USED
UAI6121:IE | WCI6121 | UA1263S1 | SH | 20 | 79.A6 | FLOATING | ISOLATOR #1 PANEL | 79.A5 | USED
EA6122:1 | WCI6122 | UA12731 | RED | 20 | 80.A5 | UAI6122:5 | ISOLATOR #1 PANEL | 80.A6 | USED
EA6122:2 | WCI6122 | UA12732 | WHT | 20 | 80.A5 | UAI6122:6 | ISOLATOR #1 PANEL | 80.A6 | USED
EA6122:3 | WCI6122 | UA12733 | BLK | 20 | 80.A5 | UAI6122:4 | ISOLATOR #1 PANEL | 80.A6 | USED
UAI6122:IE | WCI6122 | UA1273S1 | SH | 20 | 80.A6 | FLOATING | ISOLATOR #1 PANEL | 80.A5 | USED
EA6123:1 | WCI6123 | UA42011 | RED | 20 | 82.A5 | UAI6123:5 | ISOLATOR #1 PANEL | 82.A6 | USED
EA6123:2 | WCI6123 | UA42012 | WHT | 20 | 82.A5 | UAI6123:6 | ISOLATOR #1 PANEL | 82.A6 | USED
EA6123:3 | WCI6123 | UA42013 | BLK | 20 | 82.A5 | UAI6123:4 | ISOLATOR #1 PANEL | 82.A6 | USED
UAI6123:IE | WCI6123 | UA4201S1 | SH | 20 | 82.A6 | FLOATING | ISOLATOR #1 PANEL | 82.A5 | USED
EA6141:1 | WCI6141 | UA12111 | RED | 20 | 79.A5 | UAI6141:5 | ISOLATOR #1 PANEL | 79.A6 | USED
EA6141:2 | WCI6141 | UA12112 | WHT | 20 | 79.A5 | UAI6141:6 | ISOLATOR #1 PANEL | 79.A6 | USED
EA6141:3 | WCI6141 | UA12113 | BLK | 20 | 79.A5 | UAI6141:4 | ISOLATOR #1 PANEL | 79.A6 | USED
UAI6141:IE | WCI6141 | UA1211S1 | SH | 20 | 79.A6 | FLOATING | ISOLATOR #1 PANEL | 79.A5 | USED
EA6142:1 | WCI6142 | UA12101 | RED | 20 | 79.B5 | UAI6142:5 | ISOLATOR #1 PANEL | 79.B6 | USED
EA6142:2 | WCI6142 | UA12102 | WHT | 20 | 79.B5 | UAI6142:6 | ISOLATOR #1 PANEL | 79.B6 | USED
EA6142:3 | WCI6142 | UA12103 | BLK | 20 | 79.B5 | UAI6142:4 | ISOLATOR #1 PANEL | 79.B6 | USED
UAI6142:IE | WCI6142 | UA1210S1 | SH | 20 | 79.B6 | FLOATING | ISOLATOR #1 PANEL | 79.B5 | USED
EA6143:1 | WCI6143 | UA12211 | RED | 20 | 79.B5 | UAI6143:5 | ISOLATOR #1 PANEL | 79.B6 | USED
EA6143:2 | WCI6143 | UA12212 | WHT | 20 | 79.B5 | UAI6143:6 | ISOLATOR #1 PANEL | 79.B6 | USED
EA6143:3 | WCI6143 | UA12213 | BLK | 20 | 79.B5 | UAI6143:4 | ISOLATOR #1 PANEL | 79.B6 | USED
UAI6143:IE | WCI6143 | UA1221S1 | SH | 20 | 79.B6 | FLOATING | ISOLATOR #1 PANEL | 79.B5 | USED
EA6144:1 | WCI6144 | UA12201 | RED | 20 | 79.C5 | UAI6144:5 | ISOLATOR #1 PANEL | 79.C6 | USED
EA6144:2 | WCI6144 | UA12202 | WHT | 20 | 79.C5 | UAI6144:6 | ISOLATOR #1 PANEL | 79.C6 | USED
EA6144:3 | WCI6144 | UA12203 | BLK | 20 | 79.C5 | UAI6144:4 | ISOLATOR #1 PANEL | 79.C6 | USED
UAI6144:IE | WCI6144 | UA1220S1 | SH | 20 | 79.C6 | FLOATING | ISOLATOR #1 PANEL | 79.C5 | USED
EA6151:1 | WCI6151 | UA12311 | RED | 20 | 79.C5 | UAI6151:5 | ISOLATOR #1 PANEL | 79.C6 | USED
EA6151:2 | WCI6151 | UA12312 | WHT | 20 | 79.C5 | UAI6151:6 | ISOLATOR #1 PANEL | 79.C6 | USED
EA6151:3 | WCI6151 | UA12313 | BLK | 20 | 79.C5 | UAI6151:4 | ISOLATOR #1 PANEL | 79.C6 | USED
UAI6151:IE | WCI6151 | UA1231S1 | SH | 20 | 79.C6 | FLOATING | ISOLATOR #1 PANEL | 79.C5 | USED
EA6152:1 | WCI6152 | UA12301 | RED | 20 | 79.D5 | UAI6152:5 | ISOLATOR #1 PANEL | 79.D6 | USED
EA6152:2 | WCI6152 | UA12302 | WHT | 20 | 79.D5 | UAI6152:6 | ISOLATOR #1 PANEL | 79.D6 | USED
EA6152:3 | WCI6152 | UA12303 | BLK | 20 | 79.D5 | UAI6152:4 | ISOLATOR #1 PANEL | 79.D6 | USED
UAI6152:IE | WCI6152 | UA1230S1 | SH | 20 | 79.D6 | FLOATING | ISOLATOR #1 PANEL | 79.D5 | USED
EA6153:1 | WCI6153 | UA12411 | RED | 20 | 80.A5 | UAI6153:5 | ISOLATOR #1 PANEL | 80.A6 | USED
EA6153:2 | WCI6153 | UA12412 | WHT | 20 | 80.A5 | UAI6153:6 | ISOLATOR #1 PANEL | 80.A6 | USED
EA6153:3 | WCI6153 | UA12413 | BLK | 20 | 80.A5 | UAI6153:4 | ISOLATOR #1 PANEL | 80.A6 | USED
UAI6153:IE | WCI6153 | UA1241S1 | SH | 20 | 80.A6 | FLOATING | ISOLATOR #1 PANEL | 80.B5 | USED
EA6154:1 | WCI6154 | UA12401 | RED | 20 | 80.B5 | UAI6154:5 | ISOLATOR #1 PANEL | 80.B6 | USED
EA6154:2 | WCI6154 | UA12402 | WHT | 20 | 80.B5 | UAI6154:6 | ISOLATOR #1 PANEL | 80.B6 | USED
EA6154:3 | WCI6154 | UA12403 | BLK | 20 | 80.B5 | UAI6154:4 | ISOLATOR #1 PANEL | 80.B6 | USED
UAI6154:IE | WCI6154 | UA1240S1 | SH | 20 | 80.B6 | FLOATING | ISOLATOR #1 PANEL | 80.B5 | USED
EA6161:1 | WCI6161 | UA12511 | RED | 20 | 80.B5 | UAI6161:5 | ISOLATOR #1 PANEL | 80.B6 | USED
EA6161:2 | WCI6161 | UA12512 | WHT | 20 | 80.B5 | UAI6161:6 | ISOLATOR #1 PANEL | 80.B6 | USED
EA6161:3 | WCI6161 | UA12513 | BLK | 20 | 80.B5 | UAI6161:4 | ISOLATOR #1 PANEL | 80.B6 | USED
UAI6161:IE | WCI6161 | UA1251S1 | SH | 20 | 80.B6 | FLOATING | ISOLATOR #1 PANEL | 80.C5 | USED
EA6162:1 | WCI6162 | UA12501 | RED | 20 | 80.C5 | UAI6162:5 | ISOLATOR #1 PANEL | 80.C6 | USED
EA6162:2 | WCI6162 | UA12502 | WHT | 20 | 80.C5 | UAI6162:6 | ISOLATOR #1 PANEL | 80.C6 | USED
EA6162:3 | WCI6162 | UA12503 | BLK | 20 | 80.C5 | UAI6162:4 | ISOLATOR #1 PANEL | 80.C6 | USED
UAI6162:IE | WCI6162 | UA1250S1 | SH | 20 | 80.C6 | FLOATING | ISOLATOR #1 PANEL | 80.C5 | USED
EA6171:1 | WCI6171 | UA12621 | RED | 20 | 79.D5 | UAI6171:5 | ISOLATOR #1 PANEL | 79.D6 | USED
EA6171:2 | WCI6171 | UA12622 | WHT | 20 | 79.D5 | UAI6171:6 | ISOLATOR #1 PANEL | 79.D6 | USED
EA6171:3 | WCI6171 | UA12623 | BLK | 20 | 79.D5 | UAI6171:4 | ISOLATOR #1 PANEL | 79.D6 | USED
UAI6171:IE | WCI6171 | UA1262S1 | SH | 20 | 79.D6 | FLOATING | ISOLATOR #1 PANEL | 79.D5 | USED
EA6172:1 | WCI6172 | UA12721 | RED | 20 | 80.C5 | UAI6172:5 | ISOLATOR #1 PANEL | 80.C6 | USED
EA6172:2 | WCI6172 | UA12722 | WHT | 20 | 80.C5 | UAI6172:6 | ISOLATOR #1 PANEL | 80.C6 | USED
EA6172:3 | WCI6172 | UA12723 | BLK | 20 | 80.C5 | UAI6172:4 | ISOLATOR #1 PANEL | 80.C6 | USED
UAI6172:IE | WCI6172 | UA1272S1 | SH | 20 | 80.C6 | FLOATING | ISOLATOR #1 PANEL | 80.D5 | USED
EA6181:1 | WCI6181 | UA42411 | RED | 20 | 82.B5 | UAI6181:5 | ISOLATOR #1 PANEL | 82.B6 | USED
EA6181:2 | WCI6181 | UA42412 | WHT | 20 | 82.B5 | UAI6181:6 | ISOLATOR #1 PANEL | 82.B6 | USED
EA6181:3 | WCI6181 | UA42413 | BLK | 20 | 82.B5 | UAI6181:4 | ISOLATOR #1 PANEL | 82.B6 | USED
UAI6181:IE | WCI6181 | UA4241S1 | SH | 20 | 82.B6 | FLOATING | ISOLATOR #1 PANEL | 82.C5 | USED
EA6182:1 | WCI6182 | UA42401 | RED | 20 | 82.C5 | UAI6182:5 | ISOLATOR #1 PANEL | 82.C6 | USED
EA6182:2 | WCI6182 | UA42402 | WHT | 20 | 82.C5 | UAI6182:6 | ISOLATOR #1 PANEL | 82.C6 | USED
EA6182:3 | WCI6182 | UA42403 | BLK | 20 | 82.C5 | UAI6182:4 | ISOLATOR #1 PANEL | 82.C6 | USED
UAI6182:IE | WCI6182 | UA4240S1 | SH | 20 | 82.C6 | FLOATING | ISOLATOR #1 PANEL | 82.C5 | USED
EA6183:1 | WCI6183 | UA42311 | RED | 20 | 82.A5 | UAI6183:5 | ISOLATOR #1 PANEL | 82.A6 | USED
EA6183:2 | WCI6183 | UA42312 | WHT | 20 | 82.A5 | UAI6183:6 | ISOLATOR #1 PANEL | 82.A6 | USED
EA6183:3 | WCI6183 | UA42313 | BLK | 20 | 82.A5 | UAI6183:4 | ISOLATOR #1 PANEL | 82.A6 | USED
UAI6183:IE | WCI6183 | UA4231S1 | SH | 20 | 82.A6 | FLOATING | ISOLATOR #1 PANEL | 82.B5 | USED
EA6184:1 | WCI6184 | UA42301 | RED | 20 | 82.B5 | UAI6184:5 | ISOLATOR #1 PANEL | 82.B6 | USED
EA6184:2 | WCI6184 | UA42302 | WHT | 20 | 82.B5 | UAI6184:6 | ISOLATOR #1 PANEL | 82.B6 | USED
EA6184:3 | WCI6184 | UA42303 | BLK | 20 | 82.B5 | UAI6184:4 | ISOLATOR #1 PANEL | 82.B6 | USED
UAI6184:IE | WCI6184 | UA4230S1 | SH | 20 | 82.B6 | FLOATING | ISOLATOR #1 PANEL | 82.B5 | USED
EA6211:1 | WCI6211 | VE47651 | RED | 20 | 81.C5 | UAI6211:5 | ISOLATOR #1 PANEL | 81.D6 | USED
EA6211:2 | WCI6211 | VE47652 | WHT | 20 | 81.C5 | UAI6211:6 | ISOLATOR #1 PANEL | 81.D6 | USED
EA6211:3 | WCI6211 | VE47653 | BLK | 20 | 81.C5 | UAI6211:4 | ISOLATOR #1 PANEL | 81.D6 | USED
UAI6211:IE | WCI6211 | VE4765S1 | SH | 20 | 81.D6 | FLOATING | ISOLATOR #1 PANEL | 81.D5 | USED
EA6221:1 | WCI6221 | VE1204A | RED | 20 | 80.D5 | UAI6221:4+ | ISOLATOR #1 PANEL | 80.D6 | USED
EA6221:2 | WCI6221 | VE1204B | BLK | 20 | 80.D5 | UAI6221:5- | ISOLATOR #1 PANEL | 80.D6 | USED
UAI6221:IE | WCI6221 | * | SH | 20 | 80.D6 | FLOATING | ISOLATOR #1 PANEL | 80.D5 | USED
EA00755:1 | WCI7555 | UAI007554 | RED | 20 | 54.C5 | UAI00755:4+ | ISOLATOR #1 PANEL | 54.C6 | USED
EA00755:2 | WCI7555 | UAI007555 | BLK | 20 | 54.C5 | UAI00755:5- | ISOLATOR #1 PANEL | 54.C6 | USED
UAI00755:IE | WCI7555 | UAI00755S | SH | 20 | 54.C6 | FLOATING | ISOLATOR #1 PANEL | 54.C5 | USED
EA00756:1 | WCI7556 | UAI007564 | RED | 20 | 54.C5 | UAI00756:4+ | ISOLATOR #1 PANEL | 54.C6 | USED
EA00756:2 | WCI7556 | UAI007565 | BLK | 20 | 54.C5 | UAI00756:5- | ISOLATOR #1 PANEL | 54.C6 | USED
UAI00756:IE | WCI7556 | UAI00756S | SH | 20 | 54.C6 | FLOATING | ISOLATOR #1 PANEL | 54.C5 | USED
EA00757:1 | WCI7557 | UAI007574 | RED | 20 | 54.D5 | UAI00757:4+ | ISOLATOR #1 PANEL | 54.D6 | USED
EA00757:2 | WCI7557 | UAI007575 | BLK | 20 | 54.D5 | UAI00757:5- | ISOLATOR #1 PANEL | 54.D6 | USED
UAI00757:IE | WCI7557 | UAI00757S | SH | 20 | 54.D6 | FLOATING | ISOLATOR #1 PANEL | 54.D5 | USED
FU0270:LI | SC | FU0137 | WHT | 14 | 54.A6 | FU0275:LI | 1-BAY FAN DOOR PANEL | 57.C5 | USED
FLOATING | WC1304 | UAI6211S | SH | 20 | 81.D6 | AP0621:SH1 | BN3500^DOOR PANEL | 81.D7 | USED
UAI6211:7 | WC1304 | UAI62117 | RED | 20 | 81.D6 | AP0621:SIG1 | BN3500^DOOR PANEL | 81.D7 | USED
UAI6211:8 | WC1304 | UAI62118 | BLK | 20 | 81.D6 | AP0621:COM1 | BN3500^DOOR PANEL | 81.D7 | USED
UAI6221:7- | WC1327 | UAI62217 | RED | 20 | 80.D6 | AP0622:PWR1 | BN3500^DOOR PANEL | 80.D7 | USED
UAI6221:8+ | WC1327 | UAI62218 | BLK | 20 | 80.D6 | AP0622:SIG1 | BN3500^DOOR PANEL | 80.D7 | USED
FLOATING | WC1328 | UAI6121S | SH | 20 | 79.A6 | AP0612:SHT1 | BN3500^DOOR PANEL | 79.A6 | USED
UAI6121:7 | WC1328 | UAI61217 | RED | 20 | 79.A6 | AP0612:KPHT1 | BN3500^DOOR PANEL | 79.A6 | USED
UAI6121:8 | WC1328 | UAI61218 | BLK | 20 | 79.A6 | AP0612:COMT1 | BN3500^DOOR PANEL | 79.A6 | USED
FLOATING | WC1329 | UAI6141S | SH | 20 | 79.A6 | AP0614:SH1 | BN3500^DOOR PANEL | 79.A6 | USED
UAI6141:7 | WC1329 | UAI61417 | RED | 20 | 79.A6 | AP0614:SIG1 | BN3500^DOOR PANEL | 79.A6 | USED
UAI6141:8 | WC1329 | UAI61418 | BLK | 20 | 79.A6 | AP0614:COM1 | BN3500^DOOR PANEL | 79.A6 | USED
FLOATING | WC1330 | UAI6142S | SH | 20 | 79.B6 | AP0614:SH2 | BN3500^DOOR PANEL | 79.B6 | USED
UAI6142:7 | WC1330 | UAI61427 | RED | 20 | 79.B6 | AP0614:SIG2 | BN3500^DOOR PANEL | 79.B6 | USED
UAI6142:8 | WC1330 | UAI61428 | BLK | 20 | 79.B6 | AP0614:COM2 | BN3500^DOOR PANEL | 79.B6 | USED
FLOATING | WC1331 | UAI6143S | SH | 20 | 79.B6 | AP0614:SH3 | BN3500^DOOR PANEL | 79.B6 | USED
UAI6143:7 | WC1331 | UAI61437 | RED | 20 | 79.B6 | AP0614:SIG3 | BN3500^DOOR PANEL | 79.B6 | USED
UAI6143:8 | WC1331 | UAI61438 | BLK | 20 | 79.B6 | AP0614:COM3 | BN3500^DOOR PANEL | 79.B6 | USED
FLOATING | WC1332 | UAI6144S | SH | 20 | 79.C6 | AP0614:SH4 | BN3500^DOOR PANEL | 79.C6 | USED
UAI6144:7 | WC1332 | UAI61447 | RED | 20 | 79.C6 | AP0614:SIG4 | BN3500^DOOR PANEL | 79.C6 | USED
UAI6144:8 | WC1332 | UAI61448 | BLK | 20 | 79.C6 | AP0614:COM4 | BN3500^DOOR PANEL | 79.C6 | USED
FLOATING | WC1333 | UAI6151S | SH | 20 | 79.C6 | AP0615:SH1 | BN3500^DOOR PANEL | 79.C6 | USED
UAI6151:7 | WC1333 | UAI61517 | RED | 20 | 79.C6 | AP0615:SIG1 | BN3500^DOOR PANEL | 79.C6 | USED
UAI6151:8 | WC1333 | UAI61518 | BLK | 20 | 79.C6 | AP0615:COM1 | BN3500^DOOR PANEL | 79.C6 | USED
FLOATING | WC1334 | UAI6152S | SH | 20 | 79.D6 | AP0615:SH2 | BN3500^DOOR PANEL | 79.D6 | USED
UAI6152:7 | WC1334 | UAI61527 | RED | 20 | 79.D6 | AP0615:SIG2 | BN3500^DOOR PANEL | 79.D6 | USED
UAI6152:8 | WC1334 | UAI61528 | BLK | 20 | 79.D6 | AP0615:COM2 | BN3500^DOOR PANEL | 79.D6 | USED
FLOATING | WC1335 | UAI6171S | SH | 20 | 79.D6 | AP0617:SH1 | BN3500^DOOR PANEL | 79.D6 | USED
UAI6171:7 | WC1335 | UAI61717 | RED | 20 | 79.D6 | AP0617:SIG1 | BN3500^DOOR PANEL | 79.D6 | USED
UAI6171:8 | WC1335 | UAI61718 | BLK | 20 | 79.D6 | AP0617:COM1 | BN3500^DOOR PANEL | 79.D6 | USED
FLOATING | WC1336 | UAI6122S | SH | 20 | 80.A6 | AP0612:SHT2 | BN3500^DOOR PANEL | 80.A6 | USED
UAI6122:7 | WC1336 | UAI61227 | RED | 20 | 80.A6 | AP0612:KPHT2 | BN3500^DOOR PANEL | 80.A6 | USED
UAI6122:8 | WC1336 | UAI61228 | BLK | 20 | 80.A6 | AP0612:COMT2 | BN3500^DOOR PANEL | 80.A6 | USED
FLOATING | WC1337 | UAI6153S | SH | 20 | 80.B6 | AP0615:SH3 | BN3500^DOOR PANEL | 80.A6 | USED
UAI6153:7 | WC1337 | UAI61537 | RED | 20 | 80.A6 | AP0615:SIG3 | BN3500^DOOR PANEL | 80.A6 | USED
UAI6153:8 | WC1337 | UAI61538 | BLK | 20 | 80.A6 | AP0615:COM3 | BN3500^DOOR PANEL | 80.A6 | USED
FLOATING | WC1338 | UAI6154S | SH | 20 | 80.B6 | AP0615:SH4 | BN3500^DOOR PANEL | 80.B6 | USED
UAI6154:7 | WC1338 | UAI61547 | RED | 20 | 80.B6 | AP0615:SIG4 | BN3500^DOOR PANEL | 80.B6 | USED
UAI6154:8 | WC1338 | UAI61548 | BLK | 20 | 80.B6 | AP0615:COM4 | BN3500^DOOR PANEL | 80.B6 | USED
FLOATING | WC1339 | UAI6161S | SH | 20 | 80.C6 | AP0616:SH1 | BN3500^DOOR PANEL | 80.B6 | USED
UAI6161:7 | WC1339 | UAI61617 | RED | 20 | 80.B6 | AP0616:SIG1 | BN3500^DOOR PANEL | 80.B6 | USED
UAI6161:8 | WC1339 | UAI61618 | BLK | 20 | 80.B6 | AP0616:COM1 | BN3500^DOOR PANEL | 80.B6 | USED
FLOATING | WC1340 | UAI6162S | SH | 20 | 80.C6 | AP0616:SH2 | BN3500^DOOR PANEL | 80.C6 | USED
UAI6162:7 | WC1340 | UAI61627 | RED | 20 | 80.C6 | AP0616:SIG2 | BN3500^DOOR PANEL | 80.C6 | USED
UAI6162:8 | WC1340 | UAI61628 | BLK | 20 | 80.C6 | AP0616:COM2 | BN3500^DOOR PANEL | 80.C6 | USED
FLOATING | WC1341 | UAI6172S | SH | 20 | 80.D6 | AP0617:SH2 | BN3500^DOOR PANEL | 80.C6 | USED
UAI6172:7 | WC1341 | UAI61727 | RED | 20 | 80.C6 | AP0617:SIG2 | BN3500^DOOR PANEL | 80.C6 | USED
UAI6172:8 | WC1341 | UAI61728 | BLK | 20 | 80.C6 | AP0617:COM2 | BN3500^DOOR PANEL | 80.C6 | USED
FLOATING | WC1342 | UAI6123S | SH | 20 | 82.A6 | AP0612:SHB1 | BN3500^DOOR PANEL | 82.A6 | USED
UAI6123:7 | WC1342 | UAI61237 | RED | 20 | 82.A6 | AP0612:KPHB1 | BN3500^DOOR PANEL | 82.A6 | USED
UAI6123:8 | WC1342 | UAI61238 | BLK | 20 | 82.A6 | AP0612:COMB1 | BN3500^DOOR PANEL | 82.A6 | USED
FLOATING | WC1343 | UAI6183S | SH | 20 | 82.B6 | AP0618:SH3 | BN3500^DOOR PANEL | 82.A6 | USED
UAI6183:7 | WC1343 | UAI61837 | RED | 20 | 82.A6 | AP0618:SIG3 | BN3500^DOOR PANEL | 82.A6 | USED
UAI6183:8 | WC1343 | UAI61838 | BLK | 20 | 82.A6 | AP0618:COM3 | BN3500^DOOR PANEL | 82.A6 | USED
FLOATING | WC1344 | UAI6184S | SH | 20 | 82.B6 | AP0618:SH4 | BN3500^DOOR PANEL | 82.B6 | USED
UAI6184:7 | WC1344 | UAI61847 | RED | 20 | 82.B6 | AP0618:SIG4 | BN3500^DOOR PANEL | 82.B6 | USED
UAI6184:8 | WC1344 | UAI61848 | BLK | 20 | 82.B6 | AP0618:COM4 | BN3500^DOOR PANEL | 82.B6 | USED
FLOATING | WC1345 | UAI6181S | SH | 20 | 82.C6 | AP0618:SH1 | BN3500^DOOR PANEL | 82.B6 | USED
UAI6181:7 | WC1345 | UAI61817 | RED | 20 | 82.B6 | AP0618:SIG1 | BN3500^DOOR PANEL | 82.B6 | USED
UAI6181:8 | WC1345 | UAI61818 | BLK | 20 | 82.B6 | AP0618:COM1 | BN3500^DOOR PANEL | 82.B6 | USED
FLOATING | WC1346 | UAI6182S | SH | 20 | 82.C6 | AP0618:SH2 | BN3500^DOOR PANEL | 82.C6 | USED
UAI6182:7 | WC1346 | UAI61827 | RED | 20 | 82.C6 | AP0618:SIG2 | BN3500^DOOR PANEL | 82.C6 | USED
UAI6182:8 | WC1346 | UAI61828 | BLK | 20 | 82.C6 | AP0618:COM2 | BN3500^DOOR PANEL | 82.C6 | USED
FU0270:LD | SC | FU0270LD | WHT | 14 | 54.A6 | ZS0270:1 | CONSOLE | 54.B6 | USED
IEG0210:2 | SC | EAG02104 | GRN | 14 | 4.C4 | EAG02104: | ISOLATOR #2 PANEL | 4.C4 | USED
UV0270:11+ | SC | UV02708 | WHT | 16 | 54.A5 | UV0273:8+ | ISOLATOR #2 PANEL | 54.A5 | USED
UV0270:12- | SC | UV02709 | WHT | 16 | 54.A5 | UV0273:9- | ISOLATOR #2 PANEL | 54.A5 | USED
UV0271:11+ | SC | UV02718 | WHT | 16 | 55.A5 | UV0272:8+ | ISOLATOR #2 PANEL | 55.A5 | USED
UV0271:12- | SC | UV02719 | WHT | 16 | 55.A5 | UV0272:9- | ISOLATOR #2 PANEL | 55.A5 | USED
FU0272:LI | SC | FU0137 | WHT | 14 | 55.A6 | XT0139:2 | PANEL A | 20.A4 | USED
FU0274:LI | SC | FU0137 | WHT | 14 | 54.A6 | XT0139:3 | PANEL A | 20.B4 | USED
UV0270:9- | SC | 0V | WHT | 14 | 54.A5 | XT0134:3 | PANEL A | 20.B3 | USED
UV0271:9- | SC | 0V | WHT | 14 | 55.A5 | XT0135:3 | PANEL A | 20.B4 | USED
IEG0210:0 | SC | IEG0120G | GRN | 8 | 4.C2 | IEG0010:5 | PANEL B | 4.C2 | USED
UV0270:IE | SC | IEG02300 | GRN | 14 | 54.A5 | IEG0230:3 | PANEL B | 54.A5 | USED
UV0271:IE | SC | IEG023014 | GRN | 14 | 55.A5 | IEG0230:14 | PANEL B | 55.A5 | USED
FLOATING | WC07401 | 007440 | SH | 20 | 55.B6 | AF0074:40 | PANEL B | 55.B7 | USED
UAI0741:7+ | WC07401 | 007406 | RED | 20 | 55.B6 | AF0074:06 | PANEL B | 55.B7 | USED
UAI0741:8- | WC07401 | 007407 | BLK | 20 | 55.B6 | AF0074:07 | PANEL B | 55.B7 | USED
FLOATING | WC07402 | 007441 | SH | 20 | 55.C6 | AF0074:41 | PANEL B | 55.B7 | USED
UAI0742:7+ | WC07402 | 007410 | RED | 20 | 55.B6 | AF0074:10 | PANEL B | 55.B7 | USED
UAI0742:8- | WC07402 | 007411 | BLK | 20 | 55.B6 | AF0074:11 | PANEL B | 55.B7 | USED
FLOATING | WC07403 | 007442 | SH | 20 | 55.C6 | AF0074:42 | PANEL B | 55.C7 | USED
UAI0743:7+ | WC07403 | 007414 | RED | 20 | 55.C6 | AF0074:14 | PANEL B | 55.C7 | USED
UAI0743:8- | WC07403 | 007415 | BLK | 20 | 55.C6 | AF0074:15 | PANEL B | 55.C7 | USED
FLOATING | WC07404 | 007443 | SH | 20 | 55.D6 | AF0074:43 | PANEL B | 55.C7 | USED
UAI0744:7+ | WC07404 | 007419 | RED | 20 | 55.C6 | AF0074:19 | PANEL B | 55.C7 | USED
UAI0744:8- | WC07404 | 007420 | BLK | 20 | 55.C6 | AF0074:20 | PANEL B | 55.C7 | USED
FLOATING | WC07405 | 007444 | SH | 20 | 55.D6 | AF0074:44 | PANEL B | 55.D7 | USED
UAI0745:7+ | WC07405 | 007423 | RED | 20 | 55.D6 | AF0074:23 | PANEL B | 55.D7 | USED
UAI0745:8- | WC07405 | 007424 | BLK | 20 | 55.D6 | AF0074:24 | PANEL B | 55.D7 | USED
FLOATING | WC07406 | 007445 | SH | 20 | 55.D6 | AF0074:45 | PANEL B | 55.D7 | USED
UAI0746:7+ | WC07406 | 007427 | RED | 20 | 55.D6 | AF0074:27 | PANEL B | 55.D7 | USED
UAI0746:8- | WC07406 | 007428 | BLK | 20 | 55.D6 | AF0074:28 | PANEL B | 55.D7 | USED
FLOATING | WC0747 | 007433 | SH | 20 | 56.B6 | AF0074:33 | PANEL B | 56.B7 | USED
UAI0747:7+ | WC0747 | 007431 | RED | 20 | 56.B6 | AF0074:31 | PANEL B | 56.B7 | USED
UAI0747:8- | WC0747 | 007432 | BLK | 20 | 56.B6 | AF0074:32 | PANEL B | 56.B7 | USED
FLOATING | WC0750 | 007516 | SH | 20 | 56.B6 | AF0075:16 | PANEL B | 56.B7 | USED
UAI0750:7+ | WC0750 | 007502 | RED | 20 | 56.B6 | AF0075:02 | PANEL B | 56.B7 | USED
UAI0750:8- | WC0750 | 007503 | BLK | 20 | 56.B6 | AF0075:03 | PANEL B | 56.B7 | USED
FLOATING | WC0751 | 007508 | SH | 20 | 56.C6 | AF0075:40 | PANEL B | 56.B7 | USED
UAI0751:7+ | WC0751 | 007506 | RED | 20 | 56.B6 | AF0075:06 | PANEL B | 56.B7 | USED
UAI0751:8- | WC0751 | 007507 | BLK | 20 | 56.B6 | AF0075:07 | PANEL B | 56.B7 | USED
FLOATING | WC0752 | 007541 | SH | 20 | 56.C6 | AF0075:41 | PANEL B | 56.C7 | USED
UAI0752:7+ | WC0752 | 007510 | RED | 20 | 56.C6 | AF0075:10 | PANEL B | 56.C7 | USED
UAI0752:8- | WC0752 | 007511 | BLK | 20 | 56.C6 | AF0075:11 | PANEL B | 56.C7 | USED
FLOATING | WC0753 | 007542 | SH | 20 | 56.D6 | AF0075:42 | PANEL B | 56.C7 | USED
UAI0753:7+ | WC0753 | 007514 | RED | 20 | 56.C6 | AF0075:14 | PANEL B | 56.C7 | USED
UAI0753:8- | WC0753 | 007515 | BLK | 20 | 56.C6 | AF0075:15 | PANEL B | 56.C7 | USED
FLOATING | WC0754 | 007543 | SH | 20 | 56.D6 | AF0075:43 | PANEL B | 56.D7 | USED
UAI0754:7+ | WC0754 | 007519 | RED | 20 | 56.D6 | AF0075:19 | PANEL B | 56.D7 | USED
UAI0754:8- | WC0754 | 007520 | BLK | 20 | 56.D6 | AF0075:20 | PANEL B | 56.D7 | USED
FLOATING | WC0755 | 007544 | SH | 20 | 54.C6 | AF0075:44 | PANEL B | 54.C7 | USED
UAI00755:7+ | WC0755 | 007523 | RED | 20 | 54.C6 | AF0075:23 | PANEL B | 54.C7 | USED
UAI00755:8- | WC0755 | 007524 | BLK | 20 | 54.C6 | AF0075:24 | PANEL B | 54.C7 | USED
FLOATING | WC0756 | 007545 | SH | 20 | 54.C6 | AF0075:45 | PANEL B | 54.C7 | USED
UAI00756:7+ | WC0756 | 007527 | RED | 20 | 54.C6 | AF0075:27 | PANEL B | 54.C7 | USED
UAI00756:8- | WC0756 | 007528 | BLK | 20 | 54.C6 | AF0075:28 | PANEL B | 54.C7 | USED
FLOATING | WC0757 | 007533 | SH | 20 | 54.D6 | AF0075:33 | PANEL B | 54.D7 | USED
UAI00757:7+ | WC0757 | 007531 | RED | 20 | 54.D6 | AF0075:31 | PANEL B | 54.D7 | USED
UAI00757:8- | WC0757 | 007532 | BLK | 20 | 54.D6 | AF0075:32 | PANEL B | 54.D7 | USED
UAI1520:+24V | SC | FU0113 | WHT | 20 | 61.A5 | XT0110:5 | REDUNDANT POWER PANEL | 28.A5 | USED
UAI1520:-24V | SC | 0V | WHT | 20 | 61.A5 | XT0110:2 | REDUNDANT POWER PANEL | 28.A5 | USED
FLOATING | WC4749 | UAI1520S | SH | 20 | 61.A6 | AF0450:23 | VIBRATION PANEL | 61.A7 | USED
UAI1520:O/P | WC4749 | UAI1520O/P | RED | 20 | 61.A5 | AF0450:06 | VIBRATION PANEL | 61.A7 | USED
UAI1520:0V | WC4749 | UAI15200V | BLK | 20 | 61.A5 | AF0450:08 | VIBRATION PANEL | 61.A7 | USED
SolarTools ver. 7.0.17.15318 (Jul 24, 2024)
Report date: 9/13/2024 1:02 PM

## ISOLATOR #2 PANEL
ISOLATOR #2 PANEL
Project # | 4H161
Project Name | QATARGAS - NFPS
Revision | D.2
Controls DE | K. NYBERG
Phone: | 0
Controls ME | D. FIGUEROA
Phone:
From | [5 empty] | To
Device ID | Cable (W) Conductor (SC) Jumper Clip (JC) | Wire No. | Wire ID | Gauge/Size | Page/Zone | Device ID | Location | Page/Zone
EA4240:3 | SC | TE42401 |  |  | 84.B5 | UAI4240:4 | ISOLATOR #2 PANEL | 84.B6 | USED
GR0274: | SC | GR0274 | GRN/YEL | 14 | 54.A6 | FRAME | ISOLATOR #2 PANEL | 54.A7 | USED
GR0275: | SC | GR0275 | GRN/YEL | 14 | 54.A6 | FRAME | ISOLATOR #2 PANEL | 54.A7 | USED
UAI0830:1 | SC | TE12703 | WHT | 20 | 78.C6 | UAI0830:2 | ISOLATOR #2 PANEL | 78.C6 | USED
UAI0831:1 | SC | TE12603 | WHT | 20 | 78.B6 | UAI0831:2 | ISOLATOR #2 PANEL | 78.B6 | USED
UAI0835:1 | SC | TE11103 | WHT | 20 | 53.A6 | UAI0835:2 | ISOLATOR #2 PANEL | 53.A6 | USED
UAI0836:1 | SC | AP12003 | WHT | 20 | 58.A6 | UAI0836:2 | ISOLATOR #2 PANEL | 58.A6 | USED
UAI0840:1 | SC | TE32003 | WHT | 20 | 91.A6 | UAI0840:2 | ISOLATOR #2 PANEL | 91.A6 | USED
UAI0841:1 | SC | TE31003 | WHT | 20 | 100.A6 | UAI0841:2 | ISOLATOR #2 PANEL | 100.A6 | USED
UAI0842:1 | SC | TE32203 | WHT | 20 | 97.A6 | UAI0842:2 | ISOLATOR #2 PANEL | 97.A6 | USED
UAI0843:1 | SC | TE32213 | WHT | 20 | 97.B6 | UAI0843:2 | ISOLATOR #2 PANEL | 97.B6 | USED
UAI0844:1 | SC | TE61103 | WHT | 20 | 122.A6 | UAI0844:2 | ISOLATOR #2 PANEL | 122.A6 | USED
UAI0846:1 | SC | TE31073 | WHT | 20 | 100.B6 | UAI0846:2 | ISOLATOR #2 PANEL | 100.B6 | USED
UAI1100:1 | SC | AP11003 | WHT | 20 | 55.A6 | UAI1100:2 | ISOLATOR #2 PANEL | 55.A6 | USED
UAI1101:1 | SC | UAI11013 | WHT | 20 | 54.B6 | UAI1101:2 | ISOLATOR #2 PANEL | 54.B6 | USED
UAI1102:1 | SC | TE21103 | WHT | 20 | 76.C6 | UAI1102:2 | ISOLATOR #2 PANEL | 76.C6 | USED
UAI2120:1 | SC | TE21203 | WHT | 20 | 65.D6 | UAI2120:2 | ISOLATOR #2 PANEL | 65.D6 | USED
UAI3510:1 | SC | TE35103 | WHT | 20 | 90.A6 | UAI3510:2 | ISOLATOR #2 PANEL | 90.A6 | USED
UAI3520:1 | SC | TE35203 | WHT | 20 | 90.B6 | UAI3520:2 | ISOLATOR #2 PANEL | 90.B6 | USED
UAI3540:1 | SC | TE35403 | WHT | 20 | 90.B6 | UAI3540:2 | ISOLATOR #2 PANEL | 90.B6 | USED
UAI4210:1 | SC | TE42103 | WHT | 20 | 83.A6 | UAI4210:2 | ISOLATOR #2 PANEL | 83.A6 | USED
UAI4213:1 | SC | TE42133 | WHT | 20 | 83.B6 | UAI4213:2 | ISOLATOR #2 PANEL | 83.B6 | USED
UAI4216:1 | SC | TE42163 | WHT | 20 | 83.C6 | UAI4216:2 | ISOLATOR #2 PANEL | 83.C6 | USED
UAI4230:1 | SC | TE42303 | WHT | 20 | 84.A6 | UAI4230:2 | ISOLATOR #2 PANEL | 84.A6 | USED
UAI4230:2 | SC | TE42303 |  |  | 84.A6 | EA4230:1 | ISOLATOR #2 PANEL | 84.A5 | USED
UAI4240:1 | SC | TE42403 | WHT | 20 | 84.B6 | UAI4240:2 | ISOLATOR #2 PANEL | 84.B6 | USED
UAI4240:2 | SC | TE42403 |  |  | 84.B6 | EA4240:1 | ISOLATOR #2 PANEL | 84.B5 | USED
UAI4250:1 | SC | TE42601 | WHT | 20 | 85.C6 | UAI4250:2 | ISOLATOR #2 PANEL | 85.C6 | USED
UAI4251:1 | SC | TE42511 | WHT | 20 | 85.B6 | UAI4251:2 | ISOLATOR #2 PANEL | 85.B6 | USED
UAI4260:1 | SC | TE42501 | WHT | 20 | 85.A6 | UAI4260:2 | ISOLATOR #2 PANEL | 85.A6 | USED
EA0831:3 | WC1260 | TE12601 | RED | 20 | 78.B5 | UAI0831:4 | ISOLATOR #2 PANEL | 78.B6 | USED
EA0831:2 | WC1260 | TE12602 | WHT | 20 | 78.B5 | UAI0831:3 | ISOLATOR #2 PANEL | 78.B6 | USED
UAI0831:2 | WC1260 | TE12603 | BLK | 20 | 78.B6 | EA0831:1 | ISOLATOR #2 PANEL | 78.B5 | USED
UAI0831:IE | WC1260 | TE1260S1 | SH | 20 | 78.B6 | FLOATING | ISOLATOR #2 PANEL | 78.B5 | USED
EA0830:3 | WC1270 | TE12701 | RED | 20 | 78.C5 | UAI0830:4 | ISOLATOR #2 PANEL | 78.C6 | USED
EA0830:2 | WC1270 | TE12702 | WHT | 20 | 78.C5 | UAI0830:3 | ISOLATOR #2 PANEL | 78.C6 | USED
UAI0830:2 | WC1270 | TE12703 | BLK | 20 | 78.C6 | EA0830:1 | ISOLATOR #2 PANEL | 78.C5 | USED
UAI0830:IE | WC1270 | TE1270S1 | SH | 20 | 78.C6 | FLOATING | ISOLATOR #2 PANEL | 78.C5 | USED
EA0835:3 | WC2180 | TE11101 | RED | 20 | 53.A5 | UAI0835:4 | ISOLATOR #2 PANEL | 53.A6 | USED
EA0835:2 | WC2180 | TE11102 | WHT | 20 | 53.A5 | UAI0835:3 | ISOLATOR #2 PANEL | 53.A6 | USED
UAI0835:2 | WC2180 | TE11103 | BLK | 20 | 53.A6 | EA0835:1 | ISOLATOR #2 PANEL | 53.A5 | USED
UAI0835:IE | WC2180 | TE1110S2 | SH | 20 | 53.A6 | FLOATING | ISOLATOR #2 PANEL | 53.A5 | USED
EA0765:1 | WCI0765 | AP1200P1 | RED | 20 | 58.B5 | UAI0765:4+ | ISOLATOR #2 PANEL | 58.B6 | USED
EA0765:2 | WCI0765 | AP1200N1 | BLK | 20 | 58.B5 | UAI0765:5- | ISOLATOR #2 PANEL | 58.B6 | USED
UAI0765:IE | WCI0765 | AP1200S11 | SH | 20 | 58.B6 | FLOATING | ISOLATOR #2 PANEL | 58.B5 | USED
EA0766:1 | WCI0766 | AP1200P2 | RED | 20 | 58.B5 | UAI0766:4+ | ISOLATOR #2 PANEL | 58.B6 | USED
EA0766:2 | WCI0766 | AP1200N2 | BLK | 20 | 58.B5 | UAI0766:5- | ISOLATOR #2 PANEL | 58.B6 | USED
UAI0766:IE | WCI0766 | AP1200S21 | SH | 20 | 58.B6 | FLOATING | ISOLATOR #2 PANEL | 58.B5 | USED
EA0767:1 | WCI0767 | AP1200P3 | RED | 20 | 58.C5 | UAI0767:4+ | ISOLATOR #2 PANEL | 58.C6 | USED
EA0767:2 | WCI0767 | AP1200N3 | BLK | 20 | 58.C5 | UAI0767:5- | ISOLATOR #2 PANEL | 58.C6 | USED
UAI0767:IE | WCI0767 | AP1200S31 | SH | 20 | 58.C6 | FLOATING | ISOLATOR #2 PANEL | 58.C5 | USED
EA0836:3 | WCI0836 | AP12001 | RED | 20 | 58.A5 | UAI0836:4 | ISOLATOR #2 PANEL | 58.A6 | USED
EA0836:2 | WCI0836 | AP12002 | WHT | 20 | 58.A5 | UAI0836:3 | ISOLATOR #2 PANEL | 58.A6 | USED
UAI0836:2 | WCI0836 | AP12003 | BLK | 20 | 58.A6 | EA0836:1 | ISOLATOR #2 PANEL | 58.A5 | USED
UAI0836:IE | WCI0836 | AP12001S1 | SH | 20 | 58.A6 | FLOATING | ISOLATOR #2 PANEL | 58.A5 | USED
EA0870:3 | WCI0840 | TE32001 | RED | 20 | 91.A5 | UAI0840:4 | ISOLATOR #2 PANEL | 91.A6 | USED
EA0870:2 | WCI0840 | TE32002 | WHT | 20 | 91.A5 | UAI0840:3 | ISOLATOR #2 PANEL | 91.A6 | USED
UAI0840:2 | WCI0840 | TE32003 | BLK | 20 | 91.A6 | EA0870:1 | ISOLATOR #2 PANEL | 91.A5 | USED
UAI0840:IE | WCI0840 | TE3200S1 | SH | 20 | 91.A6 | FLOATING | ISOLATOR #2 PANEL | 91.A5 | USED
EA0841:3 | WCI0841 | TE31001 | RED | 20 | 100.A5 | UAI0841:4 | ISOLATOR #2 PANEL | 100.A6 | USED
EA0841:2 | WCI0841 | TE31002 | WHT | 20 | 100.A5 | UAI0841:3 | ISOLATOR #2 PANEL | 100.A6 | USED
UAI0841:2 | WCI0841 | TE31003 | BLK | 20 | 100.A6 | EA0841:1 | ISOLATOR #2 PANEL | 100.A5 | USED
UAI0841:IE | WCI0841 | TE3100S1 | SH | 20 | 100.A6 | FLOATING | ISOLATOR #2 PANEL | 100.B5 | USED
EA0842:3 | WCI0842 | TE32201 | RED | 20 | 97.A5 | UAI0842:4 | ISOLATOR #2 PANEL | 97.A6 | USED
EA0842:2 | WCI0842 | TE32202 | WHT | 20 | 97.A5 | UAI0842:3 | ISOLATOR #2 PANEL | 97.A6 | USED
UAI0842:2 | WCI0842 | TE32203 | BLK | 20 | 97.A6 | EA0842:1 | ISOLATOR #2 PANEL | 97.A5 | USED
UAI0842:IE | WCI0842 | TE3220S1 | SH | 20 | 97.A6 | FLOATING | ISOLATOR #2 PANEL | 97.A5 | USED
EA0843:3 | WCI0843 | TE32211 | RED | 20 | 97.B5 | UAI0843:4 | ISOLATOR #2 PANEL | 97.B6 | USED
EA0843:2 | WCI0843 | TE32212 | WHT | 20 | 97.B5 | UAI0843:3 | ISOLATOR #2 PANEL | 97.B6 | USED
UAI0843:2 | WCI0843 | TE32213 | BLK | 20 | 97.B6 | EA0843:1 | ISOLATOR #2 PANEL | 97.B5 | USED
UAI0843:IE | WCI0843 | TE3221S1 | SH | 20 | 97.B6 | FLOATING | ISOLATOR #2 PANEL | 97.C5 | USED
EA0844:3 | WCI0844 | TE61101 | RED | 20 | 122.A5 | UAI0844:4 | ISOLATOR #2 PANEL | 122.A6 | USED
EA0844:2 | WCI0844 | TE61102 | WHT | 20 | 122.A5 | UAI0844:3 | ISOLATOR #2 PANEL | 122.A6 | USED
UAI0844:2 | WCI0844 | TE61103 | BLK | 20 | 122.A6 | EA0844:1 | ISOLATOR #2 PANEL | 122.A5 | USED
UAI0844:IE | WCI0844 | UAI0844S | SH | 20 | 122.A6 | FLOATING | ISOLATOR #2 PANEL | 122.A5 | USED
EA0846:3 | WCI0846 | TE31071 | RED | 20 | 100.B5 | UAI0846:4 | ISOLATOR #2 PANEL | 100.B6 | USED
EA0846:2 | WCI0846 | TE31072 | WHT | 20 | 100.B5 | UAI0846:3 | ISOLATOR #2 PANEL | 100.B6 | USED
UAI0846:2 | WCI0846 | TE31073 | BLK | 20 | 100.B6 | EA0846:1 | ISOLATOR #2 PANEL | 100.B5 | USED
UAI0846:IE | WCI0846 | UAI0846S | SH | 20 | 100.B6 | FLOATING | ISOLATOR #2 PANEL | 100.C5 | USED
EA1220:3 | WCI1220 | TE42503 | RED | 20 | 85.A5 | UAI4260:4 | ISOLATOR #2 PANEL | 85.A6 | USED
EA1220:2 | WCI1220 | TE42502 | WHT | 20 | 85.A5 | UAI4260:3 | ISOLATOR #2 PANEL | 85.A6 | USED
UAI4260:2 | WCI1220 | TE42501 | BLK | 20 | 85.A6 | EA1220:1 | ISOLATOR #2 PANEL | 85.A5 | USED
UAI4260:IE | WCI1220 | TE4260S1 | SH | 20 | 85.A6 | FLOATING | ISOLATOR #2 PANEL | 85.A5 | USED
EA1230:3 | WCI2007 | UAI11011 | RED | 20 | 54.B5 | UAI1101:4 | ISOLATOR #2 PANEL | 54.B6 | USED
EA1230:2 | WCI2007 | UAI11012 | WHT | 20 | 54.B5 | UAI1101:3 | ISOLATOR #2 PANEL | 54.B6 | USED
UAI1101:2 | WCI2007 | UAI11013 | BLK | 20 | 54.B6 | EA1230:1 | ISOLATOR #2 PANEL | 54.B5 | USED
UAI1101:IE | WCI2007 | UAI1101S | SH | 20 | 54.B6 | FLOATING | ISOLATOR #2 PANEL | 54.B5 | USED
EA0837:3 | WCI2100 | AP11001 | RED | 20 | 55.A5 | UAI1100:4 | ISOLATOR #2 PANEL | 55.A6 | USED
EA0837:2 | WCI2100 | AP11002 | WHT | 20 | 55.A5 | UAI1100:3 | ISOLATOR #2 PANEL | 55.A6 | USED
UAI1100:2 | WCI2100 | AP11003 | BLK | 20 | 55.A6 | EA0837:1 | ISOLATOR #2 PANEL | 55.A5 | USED
UAI1100:IE | WCI2100 | AP11001S1 | SH | 20 | 55.A6 | FLOATING | ISOLATOR #2 PANEL | 55.B5 | USED
EA0840:3 | WCI2110 | TE21101 | RED | 20 | 76.C5 | UAI1102:4 | ISOLATOR #2 PANEL | 76.C6 | USED
EA0840:2 | WCI2110 | TE21102 | WHT | 20 | 76.C5 | UAI1102:3 | ISOLATOR #2 PANEL | 76.C6 | USED
UAI1102:2 | WCI2110 | TE21103 | BLK | 20 | 76.C6 | EA0840:1 | ISOLATOR #2 PANEL | 76.C5 | USED
UAI1102:IE | WCI2110 | TE2110S1 | SH | 20 | 76.C6 | FLOATING | ISOLATOR #2 PANEL | 76.D5 | USED
EA0845:3 | WCI2129 | TE21201 | RED | 20 | 65.D5 | UAI2120:4 | ISOLATOR #2 PANEL | 65.D6 | USED
EA0845:2 | WCI2129 | TE21202 | WHT | 20 | 65.D5 | UAI2120:3 | ISOLATOR #2 PANEL | 65.D6 | USED
UAI2120:2 | WCI2129 | TE21203 | BLK | 20 | 65.D6 | EA0845:1 | ISOLATOR #2 PANEL | 65.D5 | USED
UAI2120:IE | WCI2129 | TE2120S1 | SH | 20 | 65.D6 | FLOATING | ISOLATOR #2 PANEL | 65.D5 | USED
EA0760:1 | WCI2503 | AP1100P13 | RED | 20 | 57.A5 | UAI0760:4+ | ISOLATOR #2 PANEL | 57.A6 | USED
EA0760:2 | WCI2503 | AP1100N13 | BLK | 20 | 57.A5 | UAI0760:5- | ISOLATOR #2 PANEL | 57.A6 | USED
UAI0760:IE | WCI2503 | AP1100S131 | SH | 20 | 57.A6 | FLOATING | ISOLATOR #2 PANEL | 57.A5 | USED
EA0761:1 | WCI2603 | AP1100P14 | RED | 20 | 57.A5 | UAI0761:4+ | ISOLATOR #2 PANEL | 57.A6 | USED
EA0761:2 | WCI2603 | AP1100N14 | BLK | 20 | 57.A5 | UAI0761:5- | ISOLATOR #2 PANEL | 57.A6 | USED
UAI0761:IE | WCI2603 | AP1100S141 | SH | 20 | 57.A6 | FLOATING | ISOLATOR #2 PANEL | 57.A5 | USED
EA0762:1 | WCI2703 | AP1100P15 | RED | 20 | 57.B5 | UAI0762:4+ | ISOLATOR #2 PANEL | 57.B6 | USED
EA0762:2 | WCI2703 | AP1100N15 | BLK | 20 | 57.B5 | UAI0762:5- | ISOLATOR #2 PANEL | 57.B6 | USED
UAI0762:IE | WCI2703 | AP1100S151 | SH | 20 | 57.B6 | FLOATING | ISOLATOR #2 PANEL | 57.B5 | USED
EA0763:1 | WCI2803 | AP1100P16 | RED | 20 | 57.B5 | UAI0763:4+ | ISOLATOR #2 PANEL | 57.B6 | USED
EA0763:2 | WCI2803 | AP1100N16 | BLK | 20 | 57.B5 | UAI0763:5- | ISOLATOR #2 PANEL | 57.B6 | USED
UAI0763:IE | WCI2803 | AP1100S161 | SH | 20 | 57.B6 | FLOATING | ISOLATOR #2 PANEL | 57.B5 | USED
EA0764:1 | WCI2903 | AP1100P17 | RED | 20 | 57.B5 | UAI0764:4+ | ISOLATOR #2 PANEL | 57.B6 | USED
EA0764:2 | WCI2903 | AP1100N17 | BLK | 20 | 57.B5 | UAI0764:5- | ISOLATOR #2 PANEL | 57.B6 | USED
UAI0764:IE | WCI2903 | AP1100S171 | SH | 20 | 57.B6 | FLOATING | ISOLATOR #2 PANEL | 57.C5 | USED
EA3510:3 | WCI3510 | TE35101 | RED | 20 | 90.A5 | UAI3510:4 | ISOLATOR #2 PANEL | 90.A6 | USED
EA3510:2 | WCI3510 | TE35102 | WHT | 20 | 90.A5 | UAI3510:3 | ISOLATOR #2 PANEL | 90.A6 | USED
UAI3510:2 | WCI3510 | TE35103 | BLK | 20 | 90.A6 | EA3510:1 | ISOLATOR #2 PANEL | 90.A5 | USED
UAI3510:IE | WCI3510 | TE3510S1 | SH | 20 | 90.A6 | FLOATING | ISOLATOR #2 PANEL | 90.A5 | USED
EA3520:3 | WCI3520 | TE35201 | RED | 20 | 90.B5 | UAI3520:4 | ISOLATOR #2 PANEL | 90.B6 | USED
EA3520:2 | WCI3520 | TE35202 | WHT | 20 | 90.B5 | UAI3520:3 | ISOLATOR #2 PANEL | 90.B6 | USED
UAI3520:2 | WCI3520 | TE35203 | BLK | 20 | 90.B6 | EA3520:1 | ISOLATOR #2 PANEL | 90.B5 | USED
UAI3520:IE | WCI3520 | UAI3520S | SH | 20 | 90.B6 | FLOATING | ISOLATOR #2 PANEL | 90.B5 | USED
EA3540:3 | WCI3540 | TE35401 | RED | 20 | 90.B5 | UAI3540:4 | ISOLATOR #2 PANEL | 90.B6 | USED
EA3540:2 | WCI3540 | TE35402 | WHT | 20 | 90.B5 | UAI3540:3 | ISOLATOR #2 PANEL | 90.B6 | USED
UAI3540:2 | WCI3540 | TE35403 | BLK | 20 | 90.B6 | EA3540:1 | ISOLATOR #2 PANEL | 90.B5 | USED
UAI3540:IE | WCI3540 | UAI3540S | SH | 20 | 90.B6 | FLOATING | ISOLATOR #2 PANEL | 90.C5 | USED
EA4210:3 | WCI4210 | TE42101 | RED | 20 | 83.A5 | UAI4210:4 | ISOLATOR #2 PANEL | 83.A6 | USED
EA4210:2 | WCI4210 | TE42102 | WHT | 20 | 83.A5 | UAI4210:3 | ISOLATOR #2 PANEL | 83.A6 | USED
UAI4210:2 | WCI4210 | TE42103 | BLK | 20 | 83.A6 | EA4210:1 | ISOLATOR #2 PANEL | 83.A5 | USED
UAI4210:IE | WCI4210 | TE4210S1 | SH | 20 | 83.A6 | FLOATING | ISOLATOR #2 PANEL | 83.A5 | USED
EA4213:3 | WCI4213 | TE42131 | RED | 20 | 83.B5 | UAI4213:4 | ISOLATOR #2 PANEL | 83.B6 | USED
EA4213:2 | WCI4213 | TE42132 | WHT | 20 | 83.B5 | UAI4213:3 | ISOLATOR #2 PANEL | 83.B6 | USED
UAI4213:2 | WCI4213 | TE42133 | BLK | 20 | 83.B6 | EA4213:1 | ISOLATOR #2 PANEL | 83.B5 | USED
UAI4213:IE | WCI4213 | TE4213S1 | SH | 20 | 83.B6 | FLOATING | ISOLATOR #2 PANEL | 83.B5 | USED
EA4230:3 | WCI4230 | TE42301 | RED | 20 | 84.A5 | UAI4230:4 | ISOLATOR #2 PANEL | 84.A6 | USED
EA4230:2 | WCI4230 | TE42302 | WHT | 20 | 84.A5 | UAI4230:3 | ISOLATOR #2 PANEL | 84.A6 | USED
UAI4230:IE | WCI4230 | TE4240S1 | SH | 20 | 84.A6 | FLOATING | ISOLATOR #2 PANEL | 84.A5 | USED
EA4240:2 | WCI4240 | TE42402 | WHT | 20 | 84.B5 | UAI4240:3 | ISOLATOR #2 PANEL | 84.B6 | USED
UAI4240:IE | WCI4240 | TE4230S1 | SH | 20 | 84.B6 | FLOATING | ISOLATOR #2 PANEL | 84.C5 | USED
EA4250:3 | WCI4250 | TE42603 | RED | 20 | 85.C5 | UAI4250:4 | ISOLATOR #2 PANEL | 85.C6 | USED
EA4250:2 | WCI4250 | TE42602 | WHT | 20 | 85.C5 | UAI4250:3 | ISOLATOR #2 PANEL | 85.C6 | USED
UAI4250:2 | WCI4250 | TE42601 | BLK | 20 | 85.C6 | EA4250:1 | ISOLATOR #2 PANEL | 85.C5 | USED
UAI4250:IE | WCI4250 | TE4250S1 | SH | 20 | 85.C6 | FLOATING | ISOLATOR #2 PANEL | 85.C5 | USED
EA4251:3 | WCI4251 | TE42513 | RED | 20 | 85.B5 | UAI4251:4 | ISOLATOR #2 PANEL | 85.B6 | USED
EA4251:2 | WCI4251 | TE42512 | WHT | 20 | 85.B5 | UAI4251:3 | ISOLATOR #2 PANEL | 85.B6 | USED
UAI4251:2 | WCI4251 | TE42511 | BLK | 20 | 85.B6 | EA4251:1 | ISOLATOR #2 PANEL | 85.B5 | USED
UAI4251:IE | WCI4251 | TE4251S1 | SH | 20 | 85.B6 | FLOATING | ISOLATOR #2 PANEL | 85.B5 | USED
EA4216:3 | WCII4216 | TE42161 | RED | 20 | 83.C5 | UAI4216:4 | ISOLATOR #2 PANEL | 83.C6 | USED
EA4216:2 | WCII4216 | TE42162 | WHT | 20 | 83.C5 | UAI4216:3 | ISOLATOR #2 PANEL | 83.C6 | USED
UAI4216:2 | WCII4216 | TE42163 | BLK | 20 | 83.C6 | EA4216:1 | ISOLATOR #2 PANEL | 83.C5 | USED
UAI4216:IE | WCII4216 | TE4216S1 | SH | 20 | 83.C6 | FLOATING | ISOLATOR #2 PANEL | 83.C5 | USED
FLOATING | WC01230 | 012316 | SH | 20 | 54.B6 | AF0123:16 | GENERATOR PANEL | 54.B7 | USED
UAI1101:+6 | WC01230 | 012300 | RED | 20 | 54.B6 | AF0123:00 | GENERATOR PANEL | 54.B7 | USED
UAI1101:+8 | WC01230 | 012302 | WHT | 20 | 54.B6 | AF0123:02 | GENERATOR PANEL | 54.B7 | USED
UAI1101:-7 | WC01230 | 012303 | BLK | 20 | 54.B6 | AF0123:03 | GENERATOR PANEL | 54.B7 | USED
FLOATING | WC2170 | 012244 | SH | 20 | 83.A6 | AF0122:44 | GENERATOR PANEL | 83.A7 | USED
UAI4210:+6 | WC2170 | 012221 | RED | 20 | 83.A6 | AF0122:21 | GENERATOR PANEL | 83.A7 | USED
UAI4210:+8 | WC2170 | 012223 | WHT | 20 | 83.A6 | AF0122:23 | GENERATOR PANEL | 83.A7 | USED
UAI4210:-7 | WC2170 | 012224 | BLK | 20 | 83.A6 | AF0122:24 | GENERATOR PANEL | 83.A7 | USED
FLOATING | WC2270 | 012245 | SH | 20 | 83.B6 | AF0122:45 | GENERATOR PANEL | 83.B7 | USED
UAI4213:+6 | WC2270 | 012225 | RED | 20 | 83.B6 | AF0122:25 | GENERATOR PANEL | 83.B7 | USED
UAI4213:+8 | WC2270 | 012227 | WHT | 20 | 83.B6 | AF0122:27 | GENERATOR PANEL | 83.B7 | USED
UAI4213:-7 | WC2270 | 012228 | BLK | 20 | 83.B6 | AF0122:28 | GENERATOR PANEL | 83.B7 | USED
FLOATING | WC2370 | 012233 | SH | 20 | 83.C6 | AF0122:33 | GENERATOR PANEL | 83.C7 | USED
UAI4216:+6 | WC2370 | 012229 | RED | 20 | 83.C6 | AF0122:29 | GENERATOR PANEL | 83.C7 | USED
UAI4216:+8 | WC2370 | 012231 | WHT | 20 | 83.C6 | AF0122:31 | GENERATOR PANEL | 83.C7 | USED
UAI4216:-7 | WC2370 | 012232 | BLK | 20 | 83.C6 | AF0122:32 | GENERATOR PANEL | 83.C7 | USED
FLOATING | WC2470 | 012241 | SH | 20 | 84.A6 | AF0122:41 | GENERATOR PANEL | 84.A7 | USED
UAI4230:+6 | WC2470 | 012208 | RED | 20 | 84.A6 | AF0122:08 | GENERATOR PANEL | 84.A7 | USED
UAI4230:+8 | WC2470 | 012210 | WHT | 20 | 84.A6 | AF0122:10 | GENERATOR PANEL | 84.A7 | USED
UAI4230:-7 | WC2470 | 012211 | BLK | 20 | 84.A6 | AF0122:11 | GENERATOR PANEL | 84.A7 | USED
FLOATING | WC2570 | 012240 | SH | 20 | 84.C6 | AF0122:40 | GENERATOR PANEL | 84.B7 | USED
UAI4240:+6 | WC2570 | 012204 | RED | 20 | 84.B6 | AF0122:04 | GENERATOR PANEL | 84.B7 | USED
UAI4240:+8 | WC2570 | 012206 | WHT | 20 | 84.B6 | AF0122:06 | GENERATOR PANEL | 84.B7 | USED
UAI4240:-7 | WC2570 | 012207 | BLK | 20 | 84.B6 | AF0122:07 | GENERATOR PANEL | 84.B7 | USED
FLOATING | WC2670 | 012216 | SH | 20 | 85.A6 | AF0122:16 | GENERATOR PANEL | 85.A7 | USED
UAI4260:+6 | WC2670 | 012200 | RED | 20 | 85.A6 | AF0122:00 | GENERATOR PANEL | 85.A7 | USED
UAI4260:+8 | WC2670 | 012202 | WHT | 20 | 85.A6 | AF0122:02 | GENERATOR PANEL | 85.A7 | USED
UAI4260:-7 | WC2670 | 012203 | BLK | 20 | 85.A6 | AF0122:03 | GENERATOR PANEL | 85.A7 | USED
FLOATING | WC2770 | 012243 | SH | 20 | 85.B6 | AF0122:43 | GENERATOR PANEL | 85.B7 | USED
UAI4251:+6 | WC2770 | 012217 | RED | 20 | 85.B6 | AF0122:17 | GENERATOR PANEL | 85.B7 | USED
UAI4251:+8 | WC2770 | 012219 | WHT | 20 | 85.B6 | AF0122:19 | GENERATOR PANEL | 85.B7 | USED
UAI4251:-7 | WC2770 | 012220 | BLK | 20 | 85.B6 | AF0122:20 | GENERATOR PANEL | 85.B7 | USED
FLOATING | WC2870 | 012242 | SH | 20 | 85.C6 | AF0122:42 | GENERATOR PANEL | 85.C7 | USED
UAI4250:+6 | WC2870 | 012212 | RED | 20 | 85.C6 | AF0122:12 | GENERATOR PANEL | 85.C7 | USED
UAI4250:+8 | WC2870 | 012214 | WHT | 20 | 85.C6 | AF0122:14 | GENERATOR PANEL | 85.C7 | USED
UAI4250:-7 | WC2870 | 012215 | BLK | 20 | 85.C6 | AF0122:15 | GENERATOR PANEL | 85.C7 | USED
EAG02104: | SC | EAG02104 | GRN | 14 | 4.C4 | IEG0210:2 | ISOLATOR #1 PANEL | 4.C4 | USED
UV0272:8+ | SC | UV02718 | WHT | 16 | 55.A5 | UV0271:11+ | ISOLATOR #1 PANEL | 55.A5 | USED
UV0272:9- | SC | UV02719 | WHT | 16 | 55.A5 | UV0271:12- | ISOLATOR #1 PANEL | 55.A5 | USED
UV0273:8+ | SC | UV02708 | WHT | 16 | 54.A5 | UV0270:11+ | ISOLATOR #1 PANEL | 54.A5 | USED
UV0273:9- | SC | UV02709 | WHT | 16 | 54.A5 | UV0270:12- | ISOLATOR #1 PANEL | 54.A5 | USED
FLOATING | WC0830 | 008316 | SH | 20 | 78.C6 | AF0083:16 | PANEL A | 78.C7 | USED
UAI0830:+6 | WC0830 | 008300 | RED | 20 | 78.C6 | AF0083:00 | PANEL A | 78.C7 | USED
UAI0830:+8 | WC0830 | 008302 | WHT | 20 | 78.C6 | AF0083:02 | PANEL A | 78.C7 | USED
UAI0830:-7 | WC0830 | 008303 | BLK | 20 | 78.C6 | AF0083:03 | PANEL A | 78.C7 | USED
FLOATING | WC0831 | 008340 | SH | 20 | 78.B6 | AF0083:40 | PANEL A | 78.B7 | USED
UAI0831:+6 | WC0831 | 008304 | RED | 20 | 78.B6 | AF0083:04 | PANEL A | 78.B7 | USED
UAI0831:+8 | WC0831 | 008306 | WHT | 20 | 78.B6 | AF0083:06 | PANEL A | 78.B7 | USED
UAI0831:-7 | WC0831 | 008307 | BLK | 20 | 78.B6 | AF0083:07 | PANEL A | 78.B7 | USED
FLOATING | WC0835 | 008344 | SH | 20 | 53.A6 | AF0083:44 | PANEL A | 53.A7 | USED
UAI0835:+6 | WC0835 | 008321 | RED | 20 | 53.A6 | AF0083:21 | PANEL A | 53.A7 | USED
UAI0835:+8 | WC0835 | 008323 | WHT | 20 | 53.A6 | AF0083:23 | PANEL A | 53.A7 | USED
UAI0835:-7 | WC0835 | 008324 | BLK | 20 | 53.A6 | AF0083:24 | PANEL A | 53.A7 | USED
FLOATING | WC0836 | 008345 | SH | 20 | 58.A6 | AF0083:45 | PANEL A | 58.A7 | USED
UAI0836:+6 | WC0836 | 008325 | RED | 20 | 58.A6 | AF0083:25 | PANEL A | 58.A7 | USED
UAI0836:+8 | WC0836 | 008327 | WHT | 20 | 58.A6 | AF0083:27 | PANEL A | 58.A7 | USED
UAI0836:-7 | WC0836 | 008328 | BLK | 20 | 58.A6 | AF0083:28 | PANEL A | 58.A7 | USED
FLOATING | WC0837 | 008333 | SH | 20 | 55.B6 | AF0083:33 | PANEL A | 55.A7 | USED
UAI1100:+6 | WC0837 | 008329 | RED | 20 | 55.A6 | AF0083:29 | PANEL A | 55.A7 | USED
UAI1100:+8 | WC0837 | 008331 | WHT | 20 | 55.A6 | AF0083:31 | PANEL A | 55.A7 | USED
UAI1100:-7 | WC0837 | 008332 | BLK | 20 | 55.A6 | AF0083:32 | PANEL A | 55.A7 | USED
UAI1102:+6 | WC0839 | 008421 | RED | 20 | 76.C6 | AF0084:21 | PANEL A | 76.C7 | USED
UAI1102:+8 | WC0839 | 008423 | WHT | 20 | 76.C6 | AF0084:23 | PANEL A | 76.C7 | USED
UAI1102:-7 | WC0839 | 008424 | BLK | 20 | 76.C6 | AF0084:24 | PANEL A | 76.C7 | USED
FLOATING | WC0839 | 008444 | SH | 20 | 76.D6 | AF0084:44 | PANEL A | 76.C7 | USED
FLOATING | WC0842 | 008441 | SH | 20 | 97.A6 | AF0084:41 | PANEL A | 97.A6 | USED
UAI0842:+6 | WC0842 | 008408 | RED | 20 | 97.A6 | AF0084:08 | PANEL A | 97.A6 | USED
UAI0842:+8 | WC0842 | 008410 | WHT | 20 | 97.A6 | AF0084:10 | PANEL A | 97.A6 | USED
UAI0842:-7 | WC0842 | 008411 | BLK | 20 | 97.A6 | AF0084:11 | PANEL A | 97.A6 | USED
FLOATING | WC0843 | 008442 | SH | 20 | 97.C6 | AF0084:42 | PANEL A | 97.B6 | USED
UAI0843:+6 | WC0843 | 008412 | RED | 20 | 97.B6 | AF0084:12 | PANEL A | 97.B6 | USED
UAI0843:+8 | WC0843 | 008414 | WHT | 20 | 97.B6 | AF0084:14 | PANEL A | 97.B6 | USED
UAI0843:-7 | WC0843 | 008415 | BLK | 20 | 97.B6 | AF0084:15 | PANEL A | 97.B6 | USED
FLOATING | WC2126 | 008416 | SH | 20 | 91.A6 | AF0084:16 | PANEL A | 91.A7 | USED
UAI0840:+6 | WC2126 | 008400 | RED | 20 | 91.A6 | AF0084:00 | PANEL A | 91.A7 | USED
UAI0840:+8 | WC2126 | 008402 | WHT | 20 | 91.A6 | AF0084:02 | PANEL A | 91.A7 | USED
UAI0840:-7 | WC2126 | 008403 | BLK | 20 | 91.A6 | AF0084:03 | PANEL A | 91.A7 | USED
FLOATING | WC2127 | 008440 | SH | 20 | 100.B6 | AF0084:40 | PANEL A | 100.A7 | USED
UAI0841:+6 | WC2127 | 008404 | RED | 20 | 100.A6 | AF0084:04 | PANEL A | 100.A7 | USED
UAI0841:+8 | WC2127 | 008406 | WHT | 20 | 100.A6 | AF0084:06 | PANEL A | 100.A7 | USED
UAI0841:-7 | WC2127 | 008407 | BLK | 20 | 100.A6 | AF0084:07 | PANEL A | 100.A7 | USED
FLOATING | WC2128 | 008342 | SH | 20 | 90.B6 | AF0083:42 | PANEL A | 90.B7 | USED
UAI3520:+6 | WC2128 | 008312 | RED | 20 | 90.B6 | AF0083:12 | PANEL A | 90.B7 | USED
UAI3520:+8 | WC2128 | 008314 | WHT | 20 | 90.B6 | AF0083:14 | PANEL A | 90.B7 | USED
UAI3520:-7 | WC2128 | 008315 | BLK | 20 | 90.B6 | AF0083:15 | PANEL A | 90.B7 | USED
FLOATING | WC2129 | 008433 | SH | 20 | 65.D6 | AF0084:33 | PANEL A | 65.D7 | USED
UAI2120:+6 | WC2129 | 008429 | RED | 20 | 65.D6 | AF0084:29 | PANEL A | 65.D7 | USED
UAI2120:+8 | WC2129 | 008431 | WHT | 20 | 65.D6 | AF0084:31 | PANEL A | 65.D7 | USED
UAI2120:-7 | WC2129 | 008432 | BLK | 20 | 65.D6 | AF0084:32 | PANEL A | 65.D7 | USED
FLOATING | WC2156 | 008341 | SH | 20 | 90.A6 | AF0083:41 | PANEL A | 90.A7 | USED
UAI3510:+6 | WC2156 | 008308 | RED | 20 | 90.A6 | AF0083:08 | PANEL A | 90.A7 | USED
UAI3510:+8 | WC2156 | 008310 | WHT | 20 | 90.A6 | AF0083:10 | PANEL A | 90.A7 | USED
UAI3510:-7 | WC2156 | 008311 | BLK | 20 | 90.A6 | AF0083:11 | PANEL A | 90.A7 | USED
FLOATING | WC2157 | 008343 | SH | 20 | 90.C6 | AF0083:43 | PANEL A | 90.B7 | USED
UAI3540:+6 | WC2157 | 008317 | RED | 20 | 90.B6 | AF0083:17 | PANEL A | 90.B7 | USED
UAI3540:+8 | WC2157 | 008319 | WHT | 20 | 90.B6 | AF0083:19 | PANEL A | 90.B7 | USED
UAI3540:-7 | WC2157 | 008320 | BLK | 20 | 90.B6 | AF0083:20 | PANEL A | 90.B7 | USED
FLOATING | WC2162 | 008443 | SH | 20 | 122.A6 | AF0084:43 | PANEL A | 122.A7 | USED
UAI0844:+6 | WC2162 | 008417 | RED | 20 | 122.A6 | AF0084:17 | PANEL A | 122.A7 | USED
UAI0844:+8 | WC2162 | 008419 | WHT | 20 | 122.A6 | AF0084:19 | PANEL A | 122.A7 | USED
UAI0844:-7 | WC2162 | 008420 | BLK | 20 | 122.A6 | AF0084:20 | PANEL A | 122.A7 | USED
FLOATING | WC2258 | 008445 | SH | 20 | 100.C6 | AF0084:45 | PANEL A | 100.B7 | USED
UAI0846:+6 | WC2258 | 008425 | RED | 20 | 100.B6 | AF0084:25 | PANEL A | 100.B7 | USED
UAI0846:+8 | WC2258 | 008427 | WHT | 20 | 100.B6 | AF0084:27 | PANEL A | 100.B7 | USED
UAI0846:-7 | WC2258 | 008428 | BLK | 20 | 100.B6 | AF0084:28 | PANEL A | 100.B7 | USED
FLOATING | WC07600 | 007616 | SH | 20 | 57.A6 | AF0076:16 | PANEL B | 57.A7 | USED
UAI0760:7+ | WC07600 | 007602 | RED | 20 | 57.A6 | AF0076:02 | PANEL B | 57.A7 | USED
UAI0760:8- | WC07600 | 007603 | BLK | 20 | 57.A6 | AF0076:03 | PANEL B | 57.A7 | USED
FLOATING | WC07601 | 007640 | SH | 20 | 57.A6 | AF0076:40 | PANEL B | 57.A7 | USED
UAI0761:7+ | WC07601 | 007606 | RED | 20 | 57.A6 | AF0076:06 | PANEL B | 57.A7 | USED
UAI0761:8- | WC07601 | 007607 | BLK | 20 | 57.A6 | AF0076:07 | PANEL B | 57.A7 | USED
FLOATING | WC07602 | 007641 | SH | 20 | 57.B6 | AF0076:41 | PANEL B | 57.B7 | USED
UAI0762:7+ | WC07602 | 007610 | RED | 20 | 57.B6 | AF0076:10 | PANEL B | 57.B7 | USED
UAI0762:8- | WC07602 | 007611 | BLK | 20 | 57.B6 | AF0076:11 | PANEL B | 57.B7 | USED
FLOATING | WC07603 | 007642 | SH | 20 | 57.B6 | AF0076:42 | PANEL B | 57.B7 | USED
UAI0763:7+ | WC07603 | 007614 | RED | 20 | 57.B6 | AF0076:14 | PANEL B | 57.B7 | USED
UAI0763:8- | WC07603 | 007615 | BLK | 20 | 57.B6 | AF0076:15 | PANEL B | 57.B7 | USED
FLOATING | WC07604 | 007643 | SH | 20 | 57.C6 | AF0076:43 | PANEL B | 57.B7 | USED
UAI0764:7+ | WC07604 | 007619 | RED | 20 | 57.B6 | AF0076:19 | PANEL B | 57.B7 | USED
UAI0764:8- | WC07604 | 007620 | BLK | 20 | 57.B6 | AF0076:20 | PANEL B | 57.B7 | USED
FLOATING | WC0765 | 007644 | SH | 20 | 58.B6 | AF0076:44 | PANEL B | 58.B7 | USED
UAI0765:+7 | WC0765 | 007623 | RED | 20 | 58.B6 | AF0076:23 | PANEL B | 58.B7 | USED
UAI0765:-8 | WC0765 | 007624 | BLK | 20 | 58.B6 | AF0076:24 | PANEL B | 58.B7 | USED
FLOATING | WC0766 | 007645 | SH | 20 | 58.B6 | AF0076:45 | PANEL B | 58.B7 | USED
UAI0766:+7 | WC0766 | 007627 | RED | 20 | 58.B6 | AF0076:27 | PANEL B | 58.B7 | USED
UAI0766:-8 | WC0766 | 007628 | BLK | 20 | 58.B6 | AF0076:28 | PANEL B | 58.B7 | USED
FLOATING | WC0767 | 007633 | SH | 20 | 58.C6 | AF0076:33 | PANEL B | 58.C7 | USED
UAI0767:+7 | WC0767 | 007631 | RED | 20 | 58.C6 | AF0076:31 | PANEL B | 58.C7 | USED
UAI0767:-8 | WC0767 | 007632 | BLK | 20 | 58.C6 | AF0076:32 | PANEL B | 58.C7 | USED
UV0272:IE | SC | IEG01307 | GRN | 14 | 55.A5 | IEG0130:7 | VIBRATION PANEL | 55.A5 | USED
UV0273:IE | SC | IEG01301 | GRN | 14 | 54.A5 | IEG0130:1 | VIBRATION PANEL | 54.A5 | USED
SolarTools ver. 7.0.17.15318 (Jul 24, 2024)
Report date: 9/13/2024 1:02 PM

## JB5
JB5
Project # | 4H161
Project Name | QATARGAS - NFPS
Revision | D.2
Controls DE | K. NYBERG
Phone: | 0
Controls ME | D. FIGUEROA
Phone:
From | [5 empty] | To
Device ID | Cable (W) Conductor (SC) Jumper Clip (JC) | Wire No. | Wire ID | Gauge/Size | Page/Zone | Device ID | Location | Page/Zone
GR1110: | SC | GR1110 | GRN/YEL | 14 | 4.C6 | FRAME | JB5 | 4.C7 | USED
GR1150: | SC | GR1150 | GRN/YEL | 14 | 4.C6 | FRAME | JB5 | 4.C6 | USED
SolarTools ver. 7.0.17.15318 (Jul 24, 2024)
Report date: 9/13/2024 1:02 PM

## JB70
JB70
Project # | 4H161
Project Name | QATARGAS - NFPS
Revision | D.2
Controls DE | K. NYBERG
Phone: | 0
Controls ME | D. FIGUEROA
Phone:
From | [5 empty] | To
Device ID | Cable (W) Conductor (SC) Jumper Clip (JC) | Wire No. | Wire ID | Gauge/Size | Page/Zone | Device ID | Location | Page/Zone
GR1132: | SC | GR1132 | GRN/YEL | 14 | 4.A6 | FRAME | JB70 | 4.A6 | USED
GR1133: | SC | GR1133 | GRN/YEL | 14 | 4.A6 | FRAME | JB70 | 4.A6 | USED
GR1134: | SC | GR1134 | GRN/YEL | 14 | 4.A6 | FRAME | JB70 | 4.A6 | USED
GR1232: | SC | GR1232 | GRN/YEL | 14 | 4.A6 | FG1127:1 | JB70 | 4.A7 | USED
GR1233: | SC | GR1233 | GRN/YEL | 14 | 4.A6 | FRAME | JB70 | 4.A7 | USED
GR1235: | SC | GR1235 | GRN/YEL | 14 | 4.B6 | FG1128:1 | JB70 | 4.B6 | USED
HL0171:X2 | SC | HL0171X2 | WHT | 20 | 40.B1 | VD0175A:--1N4005/1 | JB70 | 40.B3 | USED
HL0172:X2 | SC | HL0172X2 | WHT | 20 | 40.C1 | VD0175I:--1N4005/1 | JB70 | 40.C3 | USED
HL0173:X2 | SC | HL0173X2 | WHT | 20 | 40.C1 | VD0175D:--1N4005/1 | JB70 | 40.C3 | USED
IEG1100: | SC | IEG12002 | GRN | 14 | 55.A4 | IEG1200:2 | JB70 | 55.A4 | USED
RR0175A: -10K OHM | SC | HL0171X1 | WHT | 20 | 40.B3 | HL0171:X1 | JB70 | 40.B1 | USED
RR0175A: -10K OHM | SC | VD0175A | WHT | 20 | 40.B3 | VD0175A:+-1N4005/1 | JB70 | 40.B3 | USED
RR0175D: -10K OHM | SC | HL0173X1 | WHT | 20 | 40.C3 | HL0173:X1 | JB70 | 40.C1 | USED
RR0175D: -10K OHM | SC | VD0175D | WHT | 20 | 40.C3 | VD0175D:+-1N4005/1 | JB70 | 40.C3 | USED
RR0175I: -10K OHM | SC | HL0172X1 | WHT | 20 | 40.C3 | HL0172:X1 | JB70 | 40.C1 | USED
RR0175I: -10K OHM | SC | VD0175I | WHT | 20 | 40.C3 | VD0175I:+-1N4005/1 | JB70 | 40.C3 | USED
RR0175M: -10K OHM | SC | SB017013 | WHT | 20 | 40.B3 | SB0170:13 | JB70 | 40.B1 | USED
RR0175M: -10K OHM | SC | SB017014 | WHT | 20 | 40.B3 | SB0170:14 | JB70 | 40.B1 | USED
SA0170:B1-13 | SC | SA0170B113 | WHT | 20 | 40.A1 | XT0811:1 | JB70 | 40.A3 | USED
SA0170:B1-14 | SC | SA0170B114 | WHT | 20 | 40.A1 | XT0811:2 | JB70 | 40.A3 | USED
SA0170:B2-13 | SC | AT01754P1 | WHT | 20 | 40.A1 | XT0811:15 | JB70 | 40.A3 | USED
SA0170:B2-14 | SC | SA0170B214 | WHT | 20 | 40.A1 | XT0811:16 | JB70 | 40.A3 | USED
SolarTools ver. 7.0.17.15318 (Jul 24, 2024)
Report date: 9/13/2024 1:02 PM

## JB70 DOOR HEATER PANEL
JB70 DOOR HEATER PANEL
Project # | 4H161
Project Name | QATARGAS - NFPS
Revision | D.2
Controls DE | K. NYBERG
Phone: | 0
Controls ME | D. FIGUEROA
Phone:
From | [5 empty] | To
Device ID | Cable (W) Conductor (SC) Jumper Clip (JC) | Wire No. | Wire ID | Gauge/Size | Page/Zone | Device ID | Location | Page/Zone
GR0700: | SC | GR0700 | GRN/YEL | 16 | 11.B6 | FG1:1 | JB70 DOOR HEATER PANEL | 11.B7 | USED
TS7000:GND | SC | CCH7000G | GRN/YEL | 16 | 11.A7 | XT7001:3 | JB70 DOOR HEATER PANEL | 11.B4 | USED
H7000:L2 | WH7000 | KA700022 | BLU | 14 | 11.A7 | XT7001:2 | JB70 DOOR HEATER PANEL | 11.B4 | USED
H7000:L1 | WH7000 | TS7000 | BRN | 14 | 11.A7 | XT7001:4 | JB70 DOOR HEATER PANEL | 11.B4 | USED
H7000:GND | WH7000 | CCH7000G | GRN/YEL | 14 | 11.A7 | XT7001:3 | JB70 DOOR HEATER PANEL | 11.B4 | USED
TS7000:NC | WTS7000 | TS7000 | BLU | 14 | 11.A7 | XT7001:4 | JB70 DOOR HEATER PANEL | 11.B4 | USED
TS7000:C | WTS7000 | KA700012 | BRN | 14 | 11.A7 | XT7001:1 | JB70 DOOR HEATER PANEL | 11.A4 | USED
XT7001:1 | SC | KA700012 | BLU | 16 | 11.A4 | KA7000:12 | JB70 LEFT RAIL | 11.A4 | USED
XT7001:2 | SC | KA700022 | BLU | 16 | 11.B4 | KA7000:22 | JB70 LEFT RAIL | 11.B4 | USED
XT7001:3 | SC | CCH7000G | GRN/YEL | 16 | 11.B4 | XT7000:3 | JB70 LEFT RAIL | 11.B2 | USED
SolarTools ver. 7.0.17.15318 (Jul 24, 2024)
Report date: 9/13/2024 1:02 PM

## JB70 LEFT RAIL
JB70 LEFT RAIL
JB70 (LEFT RAIL)
Project # | 4H161
Project Name | QATARGAS - NFPS
Revision | D.2
Controls DE | K. NYBERG
Phone: | 0
Controls ME | D. FIGUEROA
Phone:
From | [5 empty] | To
Device ID | Cable (W) Conductor (SC) Jumper Clip (JC) | Wire No. | Wire ID | Gauge/Size | Page/Zone | Device ID | Location | Page/Zone
KA7000:11 | SC | FU7000 | BLU | 16 | 11.A3 | FU7000:LD | JB70 LEFT RAIL | 11.A4 | USED
FU7000:LI | SC | CCH7000L1 | BLU | 16 | 11.A3 | XT7000:1 | JB70 LEFT RAIL | 11.A2 | USED
GR1101: | SC | GR1101 | GRN/YEL | 14 | 4.A6 | FRAME | JB70 LEFT RAIL | 4.A6 | USED
KA7000:21 | SC | CCH7000L2 | BLU | 16 | 11.B4 | XT7000:2 | JB70 LEFT RAIL | 11.B2 | USED
KA7000:12 | SC | KA700012 | BLU | 16 | 11.A4 | XT7001:1 | JB70 DOOR HEATER PANEL | 11.A4 | USED
KA7000:22 | SC | KA700022 | BLU | 16 | 11.B4 | XT7001:2 | JB70 DOOR HEATER PANEL | 11.B4 | USED
XT7000:3 | SC | CCH7000G | GRN/YEL | 16 | 11.B2 | XT7001:3 | JB70 DOOR HEATER PANEL | 11.B4 | USED
SolarTools ver. 7.0.17.15318 (Jul 24, 2024)
Report date: 9/13/2024 1:02 PM

## JB70 RIGHT RAIL
JB70 RIGHT RAIL
JB70 (RIGHT RAIL)
Project # | 4H161
Project Name | QATARGAS - NFPS
Revision | D.2
Controls DE | K. NYBERG
Phone: | 0
Controls ME | D. FIGUEROA
Phone:
From | [5 empty] | To
Device ID | Cable (W) Conductor (SC) Jumper Clip (JC) | Wire No. | Wire ID | Gauge/Size | Page/Zone | Device ID | Location | Page/Zone
GR1100: | SC | GR1100 | GRN/YEL | 14 | 4.A6 | FRAME | JB70 RIGHT RAIL | 4.A7 | USED
SolarTools ver. 7.0.17.15318 (Jul 24, 2024)
Report date: 9/13/2024 1:02 PM

## JB72
JB72
Project # | 4H161
Project Name | QATARGAS - NFPS
Revision | D.2
Controls DE | K. NYBERG
Phone: | 0
Controls ME | D. FIGUEROA
Phone:
From | [5 empty] | To
Device ID | Cable (W) Conductor (SC) Jumper Clip (JC) | Wire No. | Wire ID | Gauge/Size | Page/Zone | Device ID | Location | Page/Zone
XT0833:8 | JC | AT0140G1 | CLIP | --- | 107.A3 | XT0833:9 | JB72 | 107.B3 | USED
XT0834:13 | JC | EXC0 | CLIP | --- | 107.C3 | XT0834:14 | JB72 | 107.C3 | USED
XT0834:15 | JC | EXC2 | CLIP | --- | 107.C3 | XT0834:16 | JB72 | 107.C3 | USED
XT0834:17 | JC | EXCS | CLIP | --- | 107.C3 | XT0834:18 | JB72 | 107.C3 | USED
KA7200:11 | SC | FU7200 | BLU | 16 | 11.D3 | FU7200:LD | JB72 | 11.D3 | USED
FU7200:LI | SC | CCH7200L1 | BLU | 16 | 11.D3 | XT7200:1 | JB72 | 11.D2 | USED
GR4141: | SC | GR4141 | GRN/YEL | 14 | 4.D6 | FG61:1 | JB72 | 4.D7 | USED
GR4142: | SC | GR4142 | GRN/YEL | 14 | 4.D6 | FG61:2 | JB72 | 4.D7 | USED
GR4181: | SC | GR4181 | GRN/YEL | 14 | 4.D6 | FG61:3 | JB72 | 4.D6 | USED
KA7200:21 | SC | CCH7200L2 | BLU | 16 | 11.D3 | XT7200:2 | JB72 | 11.D2 | USED
FU0317:LI | WC8401 | PMG2 | WHT | 12 | 107.A3 | XT0833:3 | JB72 | 107.A3 | USED
FU0318:LI | WC8401 | PMG3 | BLK | 12 | 107.A3 | XT0833:4 | JB72 | 107.A3 | USED
FU0319:LI | WC8401 | PMG1 | RED | 12 | 107.A3 | XT0833:2 | JB72 | 107.A3 | USED
KA7200:12 | SC | KA720012 | BLU | 16 | 11.D3 | XT7201:1 | JB72 DOOR HEATER PANEL | 11.D4 | USED
KA7200:22 | SC | KA720022 | BLU | 16 | 11.D3 | XT7201:2 | JB72 DOOR HEATER PANEL | 11.D4 | USED
XT7200:3 | SC | CCH7200G | GRN/YEL | 16 | 11.D2 | XT7201:3 | JB72 DOOR HEATER PANEL | 11.D4 | USED
SolarTools ver. 7.0.17.15318 (Jul 24, 2024)
Report date: 9/13/2024 1:02 PM

## JB72 DOOR HEATER PANEL
JB72 DOOR HEATER PANEL
Project # | 4H161
Project Name | QATARGAS - NFPS
Revision | D.2
Controls DE | K. NYBERG
Phone: | 0
Controls ME | D. FIGUEROA
Phone:
From | [5 empty] | To
Device ID | Cable (W) Conductor (SC) Jumper Clip (JC) | Wire No. | Wire ID | Gauge/Size | Page/Zone | Device ID | Location | Page/Zone
GR0701: | SC | GR0701 | GRN/YEL | 16 | 11.D6 | FG1:4 | JB72 DOOR HEATER PANEL | 11.D7 | USED
H7200:L2 | WH7200 | KA720022 | BLU | 14 | 11.D7 | XT7201:2 | JB72 DOOR HEATER PANEL | 11.D4 | USED
H7200:L1 | WH7200 | TS7200L1 | BRN | 14 | 11.D7 | XT7201:4 | JB72 DOOR HEATER PANEL | 11.D4 | USED
H7200:GND | WH7200 | CCH7200G | GRN/YEL | 14 | 11.D7 | XT7201:3 | JB72 DOOR HEATER PANEL | 11.D4 | USED
TS7200:NC | WTS7200 | TS7200L1 | BLU | 14 | 11.D7 | XT7201:4 | JB72 DOOR HEATER PANEL | 11.D4 | USED
TS7200:C | WTS7200 | KA720012 | BRN | 14 | 11.D7 | XT7201:1 | JB72 DOOR HEATER PANEL | 11.D4 | USED
TS7200:GND | WTS7200 | CCH7200G | GRN/YEL | 14 | 11.D7 | XT7201:3 | JB72 DOOR HEATER PANEL | 11.D4 | USED
XT7201:1 | SC | KA720012 | BLU | 16 | 11.D4 | KA7200:12 | JB72 | 11.D3 | USED
XT7201:2 | SC | KA720022 | BLU | 16 | 11.D4 | KA7200:22 | JB72 | 11.D3 | USED
XT7201:3 | SC | CCH7200G | GRN/YEL | 16 | 11.D4 | XT7200:3 | JB72 | 11.D2 | USED
SolarTools ver. 7.0.17.15318 (Jul 24, 2024)
Report date: 9/13/2024 1:02 PM

## LIQUID FUEL BOX
LIQUID FUEL BOX
Project # | 4H161
Project Name | QATARGAS - NFPS
Revision | D.2
Controls DE | K. NYBERG
Phone: | 0
Controls ME | D. FIGUEROA
Phone:
From | [5 empty] | To
Device ID | Cable (W) Conductor (SC) Jumper Clip (JC) | Wire No. | Wire ID | Gauge/Size | Page/Zone | Device ID | Location | Page/Zone
XT0050:1 | JC | 0VLF | CLIP | --- | 132.B1 | XT0050:2 | LIQUID FUEL BOX | 132.B1 | USED
XT0050:2 | JC | 0VLF | CLIP | --- | 132.B1 | XT0050:3 | LIQUID FUEL BOX | 132.B1 | USED
XT0050:3 | JC | 0VLF | CLIP | --- | 132.B1 | XT0050:4 | LIQUID FUEL BOX | 132.C1 | USED
XT0050:4 | JC | 0VLF | CLIP | --- | 132.C1 | XT0050:5 | LIQUID FUEL BOX | 132.C1 | USED
AF0050:00 | SC | SV22501 | WHT | 16 | 136.C6 | XT0700:19 | LIQUID FUEL BOX | 136.C5 | USED
AF0050:02 | SC | SV26481 | WHT | 16 | 137.C6 | XT0700:29 | LIQUID FUEL BOX | 137.C5 | USED
AF0050:04 | SC | SV26451 | WHT | 16 | 137.A6 | XT0700:23 | LIQUID FUEL BOX | 137.A5 | USED
AF0050:06 | SC | SV26461 | WHT | 16 | 137.B6 | XT0700:25 | LIQUID FUEL BOX | 137.B5 | USED
AF0050:08 | SC | SV26471 | WHT | 16 | 137.B6 | XT0700:27 | LIQUID FUEL BOX | 137.B5 | USED
KA0505:A1 | SC | 005010 | WHT | 20 | 133.B6 | AF0050:10 | LIQUID FUEL BOX | 133.B5 | USED
AF0050:12 | SC | 005012 | WHT | 16 | 140.A6 | XT0700:37 | LIQUID FUEL BOX | 140.A5 | USED
AF0050:16 | SC | AF0050N | WHT | 20 | 132.A2 | AU0050:COM | LIQUID FUEL BOX | 132.A2 | USED
AF0050:17 | SC | SV22502 | WHT | 16 | 136.C6 | XT0700:20 | LIQUID FUEL BOX | 136.C5 | USED
AF0050:18 | SC | SV26482 | WHT | 16 | 137.C6 | XT0700:30 | LIQUID FUEL BOX | 137.C5 | USED
AF0050:19 | SC | SV26452 | WHT | 16 | 137.A6 | XT0700:24 | LIQUID FUEL BOX | 137.B5 | USED
AF0050:20 | SC | SV26462 | WHT | 16 | 137.B6 | XT0700:26 | LIQUID FUEL BOX | 137.B5 | USED
AF0050:21 | SC | SV26472 | WHT | 16 | 137.B6 | XT0700:28 | LIQUID FUEL BOX | 137.C5 | USED
KA0505:A2 | SC | 005022 | WHT | 20 | 133.B6 | AF0050:22 | LIQUID FUEL BOX | 133.B5 | USED
AF0050:23 | SC | 005023 | WHT | 16 | 140.A6 | XT0700:38 | LIQUID FUEL BOX | 140.A5 | USED
AF0050:34 | SC | AF0050P | WHT | 20 | 132.A2 | AU0050:V+ | LIQUID FUEL BOX | 132.A2 | USED
AF0051:02 | SC | SV64301 | WHT | 16 | 136.D6 | XT0700:21 | LIQUID FUEL BOX | 136.D5 | USED
AF0051:04 | SC | KA024024 | WHT | 20 | 135.B6 | XT0700:11 | LIQUID FUEL BOX | 135.B6 | USED
AF0051:06 | SC | SV26101 | WHT | 16 | 137.C6 | XT0700:31 | LIQUID FUEL BOX | 137.C5 | USED
AF0051:08 | SC | SV26141 | WHT | 16 | 138.A6 | XT0700:33 | LIQUID FUEL BOX | 138.A5 | USED
AF0051:10 | SC | 005110 | WHT | 20 | 135.D6 | XT0700:16 | LIQUID FUEL BOX | 135.D6 | USED
AF0051:12 | SC | 005112 | WHT | 20 | 133.A6 | PC0471:INP_A | LIQUID FUEL BOX | 133.A5 | USED
AF0051:14 | SC | 005114 | WHT | 20 | 133.A6 | PC0471:INP_B | LIQUID FUEL BOX | 133.A5 | USED
AF0051:16 | SC | 0VLF | WHT | 14 | 132.A3 | XT0050:2 | LIQUID FUEL BOX | 132.B1 | USED
AF0051:18 | SC | SV64302 | WHT | 16 | 136.D6 | XT0700:22 | LIQUID FUEL BOX | 136.D5 | USED
AF0051:19 | SC | SV22202 | WHT | 16 | 135.B6 | XT0700:10 | LIQUID FUEL BOX | 135.B4 | USED
AF0051:20 | SC | SV26102 | WHT | 16 | 137.C6 | XT0700:32 | LIQUID FUEL BOX | 137.D5 | USED
AF0051:21 | SC | SV26142 | WHT | 16 | 138.A6 | XT0700:34 | LIQUID FUEL BOX | 138.A5 | USED
AF0051:22 | SC | SV22222 | WHT | 16 | 135.D6 | XT0700:15 | LIQUID FUEL BOX | 135.D4 | USED
AF0051:23 | SC | 005123 | WHT | 20 | 133.A6 | PC0471:-PWR | LIQUID FUEL BOX | 133.A5 | USED
AF0051:34 | SC | FU0020LD | WHT | 14 | 132.A3 | FU0020:LD | LIQUID FUEL BOX | 132.B1 | USED
AF0051:41 | SC | 005141 | WHT | 20 | 133.A6 | PC0471:+PWR | LIQUID FUEL BOX | 133.A5 | USED
AF0052:00 | SC | PS26102 | WHT | 16 | 138.A6 | XT0700:36 | LIQUID FUEL BOX | 138.B5 | USED
AF0052:01 | SC | ZS222012 |  | 16 | 135.A6 | XT0700:8 | LIQUID FUEL BOX | 135.A4 | USED
AF0052:08 | SC | ZS222212 | WHT | 16 | 135.C6 | XT0700:13 | LIQUID FUEL BOX | 135.C4 | USED
AF0052:12 | SC | KA024024 | WHT | 20 | 135.A6 | XT0700:11 | LIQUID FUEL BOX | 135.B6 | USED
AF0052:13 | SC | 005110 | WHT | 20 | 135.C6 | XT0700:16 | LIQUID FUEL BOX | 135.D6 | USED
AF0052:15 | SC | LS2211NO | WHT | 16 | 133.D6 | XT0700:4 | LIQUID FUEL BOX | 133.D5 | USED
AF0052:16 | SC | 0VLF | WHT | 14 | 132.A3 | XT0050:2 | LIQUID FUEL BOX | 132.B1 | USED
AF0052:33 | SC | AF0053N | WHT | 20 | 132.A3 | AF0053:16 | LIQUID FUEL BOX | 132.A4 | USED
AF0052:34 | SC | FU0019LD | WHT | 14 | 132.A3 | FU0019:LD | LIQUID FUEL BOX | 132.B1 | USED
AF0052:35 | SC | PS26101 | WHT | 16 | 138.A6 | XT0700:35 | LIQUID FUEL BOX | 138.A5 | USED
AF0052:36 | SC | ZS222011 |  | 16 | 135.A6 | XT0700:7 | LIQUID FUEL BOX | 135.A4 | USED
AF0052:43 | SC | ZS222211 | WHT | 16 | 135.C6 | XT0700:12 | LIQUID FUEL BOX | 135.C4 | USED
AF0052:50 | SC | LS2211C | WHT | 16 | 133.D6 | XT0700:3 | LIQUID FUEL BOX | 133.D5 | USED
AF0052:51 | SC | AF0053P | WHT | 20 | 132.A3 | AF0053:34 | LIQUID FUEL BOX | 132.A4 | USED
AF0053:03 | SC | FCE22286 | WHT | 16 | 136.A6 | XTA0700:18 | LIQUID FUEL BOX | 136.A5 | USED
AF0053:04 | SC | FT22202 | WHT | 16 | 134.C6 | XTA0700:8 | LIQUID FUEL BOX | 134.D5 | USED
AF0053:05 | SC | FT22203 |  |  | 134.C6 | XTA0700:9 | LIQUID FUEL BOX | 134.D5 | USED
AF0053:06 | SC | FT22402 |  |  | 136.B6 | XTA0700:40 | LIQUID FUEL BOX | 136.B5 | USED
AF0053:07 | SC | FT22403 | WHT | 20 | 136.B6 | AF0053:23 | LIQUID FUEL BOX | 136.B6 | USED
AF0053:07 | SC | FT22403 | WHT | 20 | 136.B6 | XTA0700:41 | LIQUID FUEL BOX | 136.B5 | USED
AF0053:08 | SC | UA26112 | WHT | 16 | 138.B6 | XTA0700:31 | LIQUID FUEL BOX | 138.C5 | USED
AF0053:09 | SC | 005309 | WHT | 20 | 138.B6 | AF0053:25 | LIQUID FUEL BOX | 138.B6 | USED
AF0053:10 | SC | PT64022 | WHT | 16 | 136.C6 | XTA0700:21 | LIQUID FUEL BOX | 136.C5 | USED
AF0053:11 | SC | 005311 | WHT | 20 | 136.C6 | AF0053:27 | LIQUID FUEL BOX | 136.C6 | USED
AF0053:21 | SC | FT22203 |  |  | 134.C6 | XTA0700:9 | LIQUID FUEL BOX | 134.D5 | USED
AF0053:33 | SC | AF0054N | WHT | 20 | 132.A4 | AF0054:16 | LIQUID FUEL BOX | 132.A5 | USED
AF0053:39 | SC | FT22201 |  |  | 134.C6 | XTA0700:7 | LIQUID FUEL BOX | 134.C5 | USED
AF0053:41 | SC | FT22401 | WHT | 16 | 136.B6 | XTA0700:39 | LIQUID FUEL BOX | 136.B5 | USED
AF0053:43 | SC | UA26111 | WHT | 16 | 138.B6 | XTA0700:30 | LIQUID FUEL BOX | 138.B5 | USED
AF0053:45 | SC | PT64021 | WHT | 16 | 136.C6 | XTA0700:20 | LIQUID FUEL BOX | 136.C5 | USED
AF0053:51 | SC | AF0054P | WHT | 20 | 132.A4 | AF0054:34 | LIQUID FUEL BOX | 132.A5 | USED
AF0054:00 | SC | PT22202 | WHT | 16 | 134.D6 | XTA0700:12 | LIQUID FUEL BOX | 134.D5 | USED
AF0054:01 | SC | 005401 | WHT | 20 | 134.D6 | AF0054:17 | LIQUID FUEL BOX | 134.D6 | USED
AF0054:02 | SC | PT22302 | WHT | 16 | 138.C6 | XTA0700:34 | LIQUID FUEL BOX | 138.C5 | USED
AF0054:03 | SC | 005403 | WHT | 20 | 138.C6 | AF0054:19 | LIQUID FUEL BOX | 138.C6 | USED
AF0054:04 | SC | PT22402 | WHT | 16 | 138.D6 | XTA0700:37 | LIQUID FUEL BOX | 138.D5 | USED
AF0054:05 | SC | 005405 | WHT | 20 | 138.D6 | AF0054:21 | LIQUID FUEL BOX | 138.D6 | USED
AF0054:06 | SC | PT26452 | WHT | 16 | 137.A6 | XTA0700:24 | LIQUID FUEL BOX | 137.A5 | USED
AF0054:07 | SC | 005407 | WHT | 20 | 137.A6 | AF0054:23 | LIQUID FUEL BOX | 137.A6 | USED
AF0054:08 | SC | PDT22112 | WHT | 16 | 133.C6 | XTA0700:5 | LIQUID FUEL BOX | 133.C5 | USED
AF0054:09 | SC | 005409 | WHT | 20 | 133.C6 | AF0054:25 | LIQUID FUEL BOX | 133.C6 | USED
AF0054:14 | SC | PDT22012 | WHT | 16 | 133.B6 | XTA0700:2 | LIQUID FUEL BOX | 133.B5 | USED
AF0054:15 | SC | 005415 | WHT | 20 | 133.B6 | AF0054:31 | LIQUID FUEL BOX | 133.B6 | USED
AF0054:33 | SC | AF0055N | WHT | 16 | 132.A5 | AF0055:35 | LIQUID FUEL BOX | 132.A5 | USED
AF0054:35 | SC | PT22201 |  |  | 134.D6 | XTA0700:11 | LIQUID FUEL BOX | 134.D5 | USED
AF0054:37 | SC | PT22301 | WHT | 16 | 138.C6 | XTA0700:33 | LIQUID FUEL BOX | 138.C5 | USED
AF0054:39 | SC | PT22401 | WHT | 16 | 138.D6 | XTA0700:36 | LIQUID FUEL BOX | 138.D5 | USED
AF0054:41 | SC | PT26451 | WHT | 16 | 137.A6 | XTA0700:23 | LIQUID FUEL BOX | 137.A5 | USED
AF0054:43 | SC | PDT22111 | WHT | 16 | 133.C6 | XTA0700:4 | LIQUID FUEL BOX | 133.C5 | USED
AF0054:49 | SC | PDT22011 | WHT | 16 | 133.B6 | XTA0700:1 | LIQUID FUEL BOX | 133.B5 | USED
AF0054:51 | SC | AF0055P | WHT | 16 | 132.A5 | AF0055:34 | LIQUID FUEL BOX | 132.A5 | USED
AF0055:21 | SC | TE26451 | WHT | 16 | 137.D6 | XTA0700:26 | LIQUID FUEL BOX | 137.D5 | USED
AF0055:23 | SC | TE26452 | WHT | 16 | 137.D6 | XTA0700:27 | LIQUID FUEL BOX | 137.D5 | USED
AF0055:24 | SC | TE26453 | WHT | 16 | 137.D6 | XTA0700:28 | LIQUID FUEL BOX | 137.D5 | USED
AF0055:44 | SC | TE2645S | GRN/YEL | 16 | 137.D6 | XTA0700:29 | LIQUID FUEL BOX | 137.D5 | USED
AF0056:00 | SC | FCE22283 |  |  | 136.A6 | XTA0700:14 | LIQUID FUEL BOX | 136.A5 | USED
AF0056:01 | SC | FCE22284 | WHT | 16 | 136.A6 | XTA0700:15 | LIQUID FUEL BOX | 136.A5 | USED
AF0056:16 | SC | 0VLF | WHT | 14 | 132.A6 | XT0050:3 | LIQUID FUEL BOX | 132.B1 | USED
AF0056:34 | SC | FU0023LD | WHT | 16 | 132.A6 | FU0023:LD | LIQUID FUEL BOX | 132.C1 | USED
AF0055:02 | SC | JP | VIO | 20 | 132.A5 | AF0055:03 | LIQUID FUEL BOX | 132.A5 | USED
AF0055:06 | SC | JP | VIO | 20 | 132.A5 | AF0055:07 | LIQUID FUEL BOX | 132.A5 | USED
AF0055:10 | SC | JP | VIO | 20 | 132.A5 | AF0055:11 | LIQUID FUEL BOX | 132.A5 | USED
AF0055:14 | SC | JP | VIO | 20 | 132.A5 | AF0055:15 | LIQUID FUEL BOX | 132.A5 | USED
AF0055:19 | SC | JP | VIO | 20 | 132.A5 | AF0055:20 | LIQUID FUEL BOX | 132.A5 | USED
AF0055:27 | SC | JP | VIO | 20 | 132.A5 | AF0055:28 | LIQUID FUEL BOX | 132.A5 | USED
AF0055:31 | SC | JP | VIO | 20 | 132.A5 | AF0055:32 | LIQUID FUEL BOX | 132.A5 | USED
AU0050:COM | SC | 0VLF | WHT | 14 | 132.A2 | XT0050:1 | LIQUID FUEL BOX | 132.B1 | USED
AU0050:V+ | SC | FU0018 | WHT | 14 | 132.A2 | FU0018:LD | LIQUID FUEL BOX | 132.B1 | USED
FU0018:LI | SC | 24VDC | WHT | 14 | 132.B1 | FU0020:LI | LIQUID FUEL BOX | 132.B1 | USED
FU0019:LI | SC | 24VDC | WHT | 14 | 132.B1 | FU0020:LI | LIQUID FUEL BOX | 132.B1 | USED
FU0019:LI | SC | 24VDC | WHT | 14 | 132.B1 | FU0021:LI | LIQUID FUEL BOX | 132.B1 | USED
FU0021:LD | SC | FU0021LD | WHT | 14 | 132.B1 | XT0700:5 | LIQUID FUEL BOX | 133.D5 | USED
FU0021:LI | SC | 24VDC | WHT | 14 | 132.B1 | FU0022:LI | LIQUID FUEL BOX | 132.B1 | USED
FU0022:LD | SC | FU0022LD | WHT | 16 | 132.B1 | XT0700:17 | LIQUID FUEL BOX | 136.B5 | USED
FU0022:LI | SC | 24VDC | WHT | 14 | 132.B1 | FU0023:LI | LIQUID FUEL BOX | 132.C1 | USED
FU0023:LI | SC | 24VDC | WHT | 14 | 132.C1 | FU0024:LI | LIQUID FUEL BOX | 132.C1 | USED
GR0050: | SC | GR0050 | GRN/YEL | 10 | 132.C1 | FG1:6 | LIQUID FUEL BOX | 132.C2 | USED
GR0051: | SC | 0VLF | WHT | 16 | 132.C1 | XT0050:5 | LIQUID FUEL BOX | 132.C1 | USED
IEG0050: | SC | PT2220S |  |  | 134.D6 | XTA0700:13 | LIQUID FUEL BOX | 134.D5 | USED
IEG0050: | SC | FCE2228S2 |  |  | 136.A6 | XTA0700:19 | LIQUID FUEL BOX | 136.A5 | USED
IEG0050: | SC | IEG005113 | GRN | 14 | 132.B5 | IEG0051:13 | LIQUID FUEL BOX | 132.B5 | USED
IEG0050: | SC | FT2220S | GRN/YEL | 16 | 134.D6 | XTA0700:10 | LIQUID FUEL BOX | 134.D5 | USED
IEG0050: | SC | PT6402S | GRN/YEL | 16 | 136.D6 | XTA0700:22 | LIQUID FUEL BOX | 136.D5 | USED
IEG0050: | SC | PT2645S | GRN/YEL | 16 | 137.A6 | XTA0700:25 | LIQUID FUEL BOX | 137.A5 | USED
IEG0050: | SC | PDT2201S | GRN/YEL | 16 | 133.B6 | XTA0700:3 | LIQUID FUEL BOX | 133.B5 | USED
IEG0050: | SC | UA2611S | GRN/YEL | 16 | 138.C6 | XTA0700:32 | LIQUID FUEL BOX | 138.C5 | USED
IEG0050: | SC | PT2230S | GRN/YEL | 16 | 138.C6 | XTA0700:35 | LIQUID FUEL BOX | 138.C5 | USED
IEG0050: | SC | PT2240S | GRN/YEL | 16 | 138.D6 | XTA0700:38 | LIQUID FUEL BOX | 138.D5 | USED
IEG0050: | SC | FT2240S | GRN/YEL | 16 | 136.C6 | XTA0700:42 | LIQUID FUEL BOX | 136.C5 | USED
IEG0050: | SC | PDT2211S | GRN/YEL | 16 | 133.C6 | XTA0700:6 | LIQUID FUEL BOX | 133.C5 | USED
KA0505:11 | SC | KA050511 | WHT | 16 | 133.B5 | XT0700:2 | LIQUID FUEL BOX | 133.B5 | USED
KA0505:14 | SC | KA050514 | WHT | 16 | 133.B5 | XT0700:1 | LIQUID FUEL BOX | 133.A5 | USED
XT0050:2 | SC | 0VLF | WHT | 14 | 132.B1 | XT0700:6 | LIQUID FUEL BOX | 133.D5 | USED
XT0050:3 | SC | 0VLF | WHT | 14 | 132.B1 | XT0700:18 | LIQUID FUEL BOX | 136.B5 | USED
XT0700:11 | SC | KA024024 | WHT | 20 | 135.B6 | KA0240:24 | PANEL B | 135.B5 | USED
XT0700:14 | SC | SV22221 |  |  | 135.D4 | KA0248:11 | PANEL B | 135.D5 | USED
XT0700:16 | SC | 005110 | WHT | 20 | 135.D6 | KA0248:14 | PANEL B | 135.D5 | USED
XT0700:9 | SC | SV22201 |  |  | 135.B4 | KA0240:21 | PANEL B | 135.B5 | USED
XTA0700:16 | SC | FCE2228S1 | GRN/YEL | 16 | 136.A5 | IEG0070: | PANEL B | 136.A6 | USED
SolarTools ver. 7.0.17.15318 (Jul 24, 2024)
Report date: 9/13/2024 1:02 PM

## METER PANEL
METER PANEL
Project # | 4H161
Project Name | QATARGAS - NFPS
Revision | D.2
Controls DE | K. NYBERG
Phone: | 0
Controls ME | D. FIGUEROA
Phone:
From | [5 empty] | To
Device ID | Cable (W) Conductor (SC) Jumper Clip (JC) | Wire No. | Wire ID | Gauge/Size | Page/Zone | Device ID | Location | Page/Zone
PA0703:1 | SC | PA07714 | BLU | 16 | 25.A4 | PA0771:4 | METER PANEL | 25.C3 | USED
PA0703:5 | SC | PA07035 | BLU | 12 | 25.A4 | XT0342:1 | GENERATOR PANEL | 25.A2 | USED
PA0771:6 | SC | PA07716 | BLU | 12 | 25.C3 | XT0342:3 | GENERATOR PANEL | 25.C2 | USED
PA0771:7 | SC | AT0140VGENB | RED | 16 | 25.C3 | XT0341:4 | GENERATOR PANEL | 25.D2 | USED
PA0771:8 | SC | AT0140VGENC | RED | 16 | 25.C3 | XT0351:15 | GENERATOR PANEL | 105.C5 | USED
PF0701:7 | SC | PF07017 | RED | 16 | 25.B6 | KA0180:14 | GENERATOR PANEL | 25.B6 | USED
PA0701:7 | WC8064 | PA07017 | RED | 20 | 24.A1 | RS0106:1 | GENERATOR PANEL | 24.A4 | USED
PA0701:8 | WC8064 | PA07018 | BLK | 20 | 24.A1 | RS0106:3 | GENERATOR PANEL | 24.A4 | USED
FLOATING | WC8065 | EXCS | SH | 20 | 24.B1 | XT0340:7 | GENERATOR PANEL | 24.B5 | USED
PV0701:7 | WC8065 | EXC0 | RED | 20 | 24.A1 | XT0340:5 | GENERATOR PANEL | 24.A5 | USED
PV0701:8 | WC8065 | EXC2 | BLK | 20 | 24.A1 | XT0340:6 | GENERATOR PANEL | 24.B5 | USED
PA0700:7 | SC | PA07007 | BLU | 16 | 25.B2 | SA0740:11 | SWITCH PANEL | 25.B2 | USED
PA0700:8 | SC | MCTN | BLU | 16 | 25.B2 | SA0740:21 | SWITCH PANEL | 25.B2 | USED
PA0703:2 | SC | PA07032 | RED | 16 | 25.A4 | SA0770:26 | SWITCH PANEL | 25.B5 | USED
PA0703:3 | SC | PA07033 | BLU | 16 | 25.A4 | SA0740:12 | SWITCH PANEL | 25.C2 | USED
PA0703:4 | SC | PA07034 | RED | 16 | 25.A4 | SA0770:22 | SWITCH PANEL | 25.B5 | USED
PA0703:6 | SC | PA07036 | RED | 16 | 25.A4 | SA0770:12 | SWITCH PANEL | 25.B5 | USED
PA0703:7 | SC | PA07037 | BLU | 16 | 25.A4 | SA0740:24 | SWITCH PANEL | 25.B2 | USED
PA0703:8 | SC | PA07038 | RED | 16 | 25.A4 | SA0770:16 | SWITCH PANEL | 25.B5 | USED
PF0701:8 | SC | AT0140VGENB | RED | 16 | 25.B6 | SA0770:28 | SWITCH PANEL | 25.B6 | USED
PV0700:7 | SC | PV07007 | RED | 16 | 25.C5 | SA0710:11 | SWITCH PANEL | 25.D5 | USED
PV0700:8 | SC | PV07008 | RED | 16 | 25.C5 | SA0710:21 | SWITCH PANEL | 25.C5 | USED
SolarTools ver. 7.0.17.15318 (Jul 24, 2024)
Report date: 9/13/2024 1:02 PM

## PANEL A
PANEL A
CONTROL CONSOLE (UNIT PANEL A)
Project # | 4H161
Project Name | QATARGAS - NFPS
Revision | D.2
Controls DE | K. NYBERG
Phone: | 0
Controls ME | D. FIGUEROA
Phone:
From | [5 empty] | To
Device ID | Cable (W) Conductor (SC) Jumper Clip (JC) | Wire No. | Wire ID | Gauge/Size | Page/Zone | Device ID | Location | Page/Zone
XT0011:1 | JC | 523NEG | CLIP | --- | 19.B3 | XT0011:2 | PANEL A | 19.B3 | USED
XT0011:2 | JC | 523NEG | CLIP | --- | 19.B3 | XT0011:3 | PANEL A | 19.B3 | USED
XT0011:3 | JC | 523NEG | CLIP | --- | 19.B3 | XT0011:4 | PANEL A | 19.B3 | USED
XT0032:1 | JC | 0V | CLIP | --- | 19.C5 | XT0032:2 | PANEL A | 19.C5 | USED
XT0032:3 | JC | 24V | CLIP | --- | 19.C5 | XT0032:4 | PANEL A | 19.C5 | USED
XT0080:1 | JC | 0V | CLIP | --- | 12.D1 | XT0080:2 | PANEL A | 12.D1 | USED
XT0080:2 | JC | 0V | CLIP | --- | 12.D1 | XT0080:3 | PANEL A | 12.D1 | USED
XT0090:1 | JC | 0V | CLIP | --- | 12.B1 | XT0090:2 | PANEL A | 12.B1 | USED
XT0131:1 | JC | 521POS | CLIP | --- | 19.B2 | XT0131:2 | PANEL A | 19.B2 | USED
XT0131:3 | JC | 521NEG | CLIP | --- | 19.B2 | XT0131:4 | PANEL A | 19.B2 | USED
XT0134:1 | JC | 0V | CLIP | --- | 20.B3 | XT0134:2 | PANEL A | 20.B3 | USED
XT0134:2 | JC | 0V | CLIP | --- | 20.B3 | XT0134:3 | PANEL A | 20.B3 | USED
XT0134:3 | JC | 0V | CLIP | --- | 20.B3 | XT0134:4 | PANEL A | 20.B3 | USED
XT0135:1 | JC | 0V | CLIP | --- | 20.B4 | XT0135:2 | PANEL A | 20.B4 | USED
XT0135:2 | JC | 0V | CLIP | --- | 20.B4 | XT0135:3 | PANEL A | 20.B4 | USED
XT0138:1 | JC | FU0136 | CLIP | --- | 20.A3 | XT0138:2 | PANEL A | 20.A3 | USED
XT0138:2 | JC | FU0136 | CLIP | --- | 20.A3 | XT0138:3 | PANEL A | 20.A3 | USED
XT0138:3 | JC | FU0136 | CLIP | --- | 20.A3 | XT0138:4 | PANEL A | 20.B3 | USED
XT0139:1 | JC | FU0137 | CLIP | --- | 20.A4 | XT0139:2 | PANEL A | 20.A4 | USED
XT0139:2 | JC | FU0137 | CLIP | --- | 20.A4 | XT0139:3 | PANEL A | 20.B4 | USED
KA0610:A1 | SC | 008006 | WHT | 20 | 28.D4 | AF0080:06 | PANEL A | 28.D4 | USED
AF0080:16 | SC | AU0080N | WHT | 20 | 12.C2 | AU0080:COM | PANEL A | 12.C2 | USED
KA0610:A2 | SC | 008020 | WHT | 20 | 28.D4 | AF0080:20 | PANEL A | 28.D4 | USED
AF0080:34 | SC | AU0080P | WHT | 20 | 12.C2 | AU0080:V+ | PANEL A | 12.C2 | USED
AF0081:16 | SC | 0V | WHT | 14 | 12.C3 | XT0080:2 | PANEL A | 12.D1 | USED
AF0081:33 | SC | AF0081N | WHT | 20 | 12.C3 | AF0082:16 | PANEL A | 12.C3 | USED
AF0081:34 | SC | FU0081 | WHT | 14 | 12.C3 | FU0081:LD | PANEL A | 12.D1 | USED
AF0081:51 | SC | AF0081P | WHT | 20 | 12.C3 | AF0082:34 | PANEL A | 12.C3 | USED
KA9599:14 | SC | KA959914 | WHT | 20 | 45.B7 | AF0082:00 | PANEL A | 45.B6 | USED
AF0082:33 | SC | AF0082N | WHT | 20 | 12.C3 | AF0083:35 | PANEL A | 12.C4 | USED
KA9599:11 | SC | KA959911 | WHT | 20 | 45.B7 | AF0082:35 | PANEL A | 45.B6 | USED
AF0082:51 | SC | AF0082P | WHT | 20 | 12.C3 | AF0083:34 | PANEL A | 12.C4 | USED
AF0083:50 | SC | AF0083P | WHT | 20 | 12.C4 | AF0084:34 | PANEL A | 12.C5 | USED
AF0083:51 | SC | AF0083N | WHT | 20 | 12.C4 | AF0084:35 | PANEL A | 12.C5 | USED
AF0084:50 | SC | AF0084P | WHT | 20 | 12.C5 | AF0085:34 | PANEL A | 12.C5 | USED
AF0084:51 | SC | AF0084N | WHT | 20 | 12.C5 | AF0085:16 | PANEL A | 12.C5 | USED
AF0085:01 | SC | 008501 | WHT | 20 | 58.D7 | AF0085:17 | PANEL A | 58.D7 | USED
AF0085:03 | SC | 008503 | WHT | 20 | 98.A7 | AF0085:19 | PANEL A | 98.A7 | USED
AF0085:05 | SC | 008505 | WHT | 20 | 60.B7 | AF0085:21 | PANEL A | 60.B7 | USED
AF0085:07 | SC | 008507 | WHT | 20 | 91.C7 | AF0085:23 | PANEL A | 91.C7 | USED
AF0085:09 | SC | 008509 | WHT | 20 | 101.A7 | AF0085:25 | PANEL A | 101.A7 | USED
AF0085:11 | SC | 008511 | WHT | 20 | 60.C7 | AF0085:27 | PANEL A | 60.C7 | USED
AF0085:13 | SC | 008513 | WHT | 20 | 91.B7 | AF0085:29 | PANEL A | 91.B7 | USED
AF0085:33 | SC | AF0085N | WHT | 20 | 12.C5 | AF0086:16 | PANEL A | 12.C6 | USED
AF0085:51 | SC | AF0085P | WHT | 20 | 12.C5 | AF0086:34 | PANEL A | 12.C6 | USED
AF0086:01 | SC | 008601 | WHT | 20 | 128.A7 | AF0086:17 | PANEL A | 128.A7 | USED
AF0086:05 | SC | 008605 | WHT | 20 | 131.A7 | AF0086:21 | PANEL A | 131.A7 | USED
AF0086:07 | SC | 008607 | WHT | 20 | 121.A7 | AF0086:23 | PANEL A | 121.A7 | USED
AF0086:09 | SC | 008609 | WHT | 20 | 75.A7 | AF0086:25 | PANEL A | 75.A7 | USED
AF0086:11 | SC | 008611 | WHT | 20 | 75.C7 | AF0086:27 | PANEL A | 75.C7 | USED
AF0086:13 | SC | FT21082 | WHT | 20 | 76.C7 | AF0086:29 | PANEL A | 76.C7 | USED
AF0086:15 | SC | 008631 | WHT | 20 | 74.A7 | AF0086:31 | PANEL A | 74.A7 | USED
AF0086:33 | SC | AF0086N | WHT | 20 | 12.C6 | AF0087:16 | PANEL A | 12.C6 | USED
AF0086:51 | SC | AF0086P | WHT | 20 | 12.C6 | AF0087:34 | PANEL A | 12.C6 | USED
AF0087:11 | SC | 008711 | WHT | 20 | 43.B7 | PC0470:INP_A | PANEL A | 43.B5 | USED
AF0087:28 | SC | 008728 | WHT | 20 | 43.B7 | PC0470:PWR_COM | PANEL A | 43.B5 | USED
AF0087:46 | SC | 008746 | WHT | 20 | 43.B7 | PC0470:(9-28) VDC | PANEL A | 43.B5 | USED
AF0090:01 | SC | UJ0131OK2 | WHT | 20 | 19.B7 | UJ0131:OK2 | PANEL A | 19.B4 | USED
AF0090:16 | SC | AU0090N | WHT | 20 | 12.A2 | AU0090:COM | PANEL A | 12.A2 | USED
AF0090:34 | SC | AU0090P | WHT | 20 | 12.A2 | AU0090:V+ | PANEL A | 12.A2 | USED
AF0090:36 | SC | UJ0131OK1 | WHT | 20 | 19.B7 | UJ0131:OK1 | PANEL A | 19.B4 | USED
KA4360:A1 | SC | KA4360A1 | WHT | 20 | 87.B7 | AF0091:00 | PANEL A | 87.B6 | USED
KA4361:A1 | SC | KA4361A1 | WHT | 20 | 88.B7 | AF0091:01 | PANEL A | 88.B6 | USED
KA4362:A1 | SC | KA4362A1 | WHT | 20 | 89.B7 | AF0091:03 | PANEL A | 89.B6 | USED
KA3103:A1 | SC | 009108 | WHT | 20 | 99.A7 | AF0091:08 | PANEL A | 99.A5 | USED
AF0091:16 | SC | 0V | WHT | 14 | 12.A3 | XT0090:2 | PANEL A | 12.B1 | USED
KA4360:A2 | SC | KA4360A2 | WHT | 20 | 87.B7 | AF0091:17 | PANEL A | 87.B6 | USED
KA4361:A2 | SC | KA4361A2 | WHT | 20 | 88.B7 | AF0091:18 | PANEL A | 88.B6 | USED
KA4362:A2 | SC | KA4362A2 | WHT | 20 | 89.B7 | AF0091:20 | PANEL A | 89.B6 | USED
KA3103:A2 | SC | 009125 | WHT | 20 | 99.A7 | AF0091:25 | PANEL A | 99.A5 | USED
AF0091:34 | SC | FU0091 | WHT | 14 | 12.A3 | FU0091:LD | PANEL A | 12.B1 | USED
KA3220:A1 | SC | 009201 | WHT | 20 | 95.A7 | AF0092:01 | PANEL A | 95.B5 | USED
KA3221:A1 | SC | 009202 | WHT | 20 | 96.A7 | AF0092:02 | PANEL A | 96.B5 | USED
AF0092:16 | SC | 0V | WHT | 14 | 12.A3 | XT0090:2 | PANEL A | 12.B1 | USED
KA3220:A2 | SC | 009218 | WHT | 20 | 95.A7 | AF0092:18 | PANEL A | 95.B5 | USED
KA3221:A2 | SC | 009219 | WHT | 20 | 96.A7 | AF0092:19 | PANEL A | 96.B5 | USED
KA6212:A2 | SC | 009220 | WHT | 20 | 130.A7 | AF0092:20 | PANEL A | 130.A6 | USED
KA6211:A2 | SC | 009221 | WHT | 20 | 129.A7 | AF0092:21 | PANEL A | 129.A6 | USED
AF0092:33 | SC | AF0092N | WHT | 20 | 12.A3 | AF0093:16 | PANEL A | 12.A4 | USED
AF0092:34 | SC | FU0092 | WHT | 14 | 12.A3 | FU0092:LD | PANEL A | 12.B1 | USED
AF0092:51 | SC | AF0092P | WHT | 20 | 12.A3 | AF0093:34 | PANEL A | 12.A4 | USED
AF0093:01 | SC | 009301 | WHT | 20 | 19.C7 | XT0085:3 | PANEL A | 19.C6 | USED
AF0093:05 | SC | UJ0131VIN | WHT | 20 | 19.A7 | UJ0131:VIN | PANEL A | 19.B4 | USED
AF0093:07 | SC | UJ0131IOUT | WHT | 20 | 19.B7 | UJ0131:IOUT | PANEL A | 19.B4 | USED
AF0093:33 | SC | AF0093N | WHT | 20 | 12.A4 | AF0094:35 | PANEL A | 12.A5 | USED
AF0093:51 | SC | AF0093P | WHT | 20 | 12.A4 | AF0094:34 | PANEL A | 12.A5 | USED
AF0094:50 | SC | AF0094P | WHT | 20 | 12.A5 | AF0095:34 | PANEL A | 12.A5 | USED
AF0094:51 | SC | AF0094N | WHT | 20 | 12.A5 | AF0095:16 | PANEL A | 12.A5 | USED
AF0093:02 | SC | JP | VIO | 20 | 12.A4 | AF0093:19 | PANEL A | 12.A4 | USED
AF0093:12 | SC | JP | VIO | 20 | 12.A4 | AF0093:29 | PANEL A | 12.A4 | USED
AF0093:14 | SC | JP | VIO | 20 | 12.A4 | AF0093:31 | PANEL A | 12.A4 | USED
AF0094:04 | SC | JP | VIO | 20 | 12.A5 | AF0094:06 | PANEL A | 12.A5 | USED
AF0094:06 | SC | JP | VIO | 20 | 12.A5 | AF0094:07 | PANEL A | 12.A5 | USED
AF0094:08 | SC | JP | VIO | 20 | 12.A5 | AF0094:10 | PANEL A | 12.A5 | USED
AF0094:10 | SC | JP | VIO | 20 | 12.A5 | AF0094:11 | PANEL A | 12.A5 | USED
AF0094:12 | SC | JP | VIO | 20 | 12.A5 | AF0094:14 | PANEL A | 12.A5 | USED
AF0094:14 | SC | JP | VIO | 20 | 12.A5 | AF0094:15 | PANEL A | 12.A5 | USED
AF0094:17 | SC | JP | VIO | 20 | 12.A5 | AF0094:19 | PANEL A | 12.A5 | USED
AF0094:19 | SC | JP | VIO | 20 | 12.A5 | AF0094:20 | PANEL A | 12.A5 | USED
AF0094:21 | SC | JP | VIO | 20 | 12.A5 | AF0094:23 | PANEL A | 12.A5 | USED
AF0094:23 | SC | JP | VIO | 20 | 12.A5 | AF0094:24 | PANEL A | 12.A5 | USED
AF0094:25 | SC | JP | VIO | 20 | 12.A5 | AF0094:27 | PANEL A | 12.A5 | USED
AF0094:27 | SC | JP | VIO | 20 | 12.A5 | AF0094:28 | PANEL A | 12.A5 | USED
AF0094:29 | SC | JP | VIO | 20 | 12.A5 | AF0094:31 | PANEL A | 12.A5 | USED
AF0094:31 | SC | JP | VIO | 20 | 12.A5 | AF0094:32 | PANEL A | 12.A5 | USED
AF0082:02 | SC | JP2 | VIO | 20 | 44.D7 | AF0082:37 | PANEL A | 44.D7 | USED
AU0080:COM | SC | 0V | WHT | 14 | 12.C2 | XT0080:1 | PANEL A | 12.D1 | USED
AU0080:V+ | SC | FU0080 | WHT | 14 | 12.C2 | FU0080:LD | PANEL A | 12.D1 | USED
AU0090:COM | SC | 0V | WHT | 14 | 12.A2 | XT0090:1 | PANEL A | 12.B1 | USED
AU0090:V+ | SC | FU0090 | WHT | 14 | 12.A2 | FU0090:LD | PANEL A | 12.B1 | USED
BA0680:POS | SC | FU0681 | WHT | 16 | 8.B2 | FU0681:LD | PANEL A | 8.B2 | USED
EA0131:UP:G | SC | EA0131UPG | GRN/YEL | 12 | 19.C3 | XT0131:5 | PANEL A | 19.B3 | USED
EA0131:UP:L | SC | 521POS | WHT | 12 | 19.C3 | XT0131:1 | PANEL A | 19.B2 | USED
EA0131:UP:N | SC | 521NEG | WHT | 12 | 19.C3 | XT0131:4 | PANEL A | 19.B2 | USED
FU0012:LI | SC | 523POS | --- | BUS | 19.A3 | FU0014:LI | PANEL A | 19.A3 | USED
FU0012:LI | SC | 523POS | --- | BUS | 19.A3 | FU0015:LI | PANEL A | 19.A3 | USED
FU0012:LI | SC | 523POS | --- | BUS | 19.A3 | XT0014:1 | PANEL A | 19.A2 | USED
FU0012:LI | SC | 523POS | --- | BUS | 19.A3 | FU0013:LI | PANEL A | 19.A3 | USED
FU0017:LI | SC | 523POS | --- | BUS | 19.A3 | XT0014:1 | PANEL A | 19.A2 | USED
FU0032:LD | SC | 24V | WHT | 10 | 19.C5 | XT0032:3 | PANEL A | 19.C5 | USED
FU0032:LI | SC | 24V1 | WHT | 10 | 19.C5 | UJ0131:OUT(+) | PANEL A | 19.B4 | USED
FU0080:LI | SC | FU0137 | WHT | 14 | 12.D1 | XT0139:1 | PANEL A | 20.A4 | USED
FU0080:LI | SC | FU0137 | WHT | 14 | 12.D1 | FU0081:LI | PANEL A | 12.D1 | USED
FU0090:LI | SC | FU0137 | WHT | 14 | 12.B1 | FU0091:LI | PANEL A | 12.B1 | USED
FU0090:LI | SC | FU0137 | WHT | 14 | 12.B1 | XT0139:2 | PANEL A | 20.A4 | USED
FU0091:LI | SC | FU0137 | WHT | 14 | 12.B1 | FU0092:LI | PANEL A | 12.B1 | USED
FU0136:LD | SC | FU0136 | WHT | 10 | 20.A3 | XT0138:1 | PANEL A | 20.A3 | USED
FU0137:LD | SC | FU0137 | WHT | 12 | 20.A4 | XT0139:1 | PANEL A | 20.A4 | USED
FU0137:LI | SC | FU0136 | WHT | 12 | 20.A4 | XT0138:1 | PANEL A | 20.A3 | USED
GR0131: | SC | GR0131 | GRN/YEL | 14 | 4.A4 | FRAME | PANEL A | 4.A3 | USED
GR0132: | SC | GR0132 | GRN/YEL | 14 | 4.A4 | FRAME | PANEL A | 4.A3 | USED
GR0133: | SC | 0V | WHT | 16 | 12.B1 | XT0090:2 | PANEL A | 12.B1 | USED
GR0134: | SC | 0V | WHT | 14 | 12.D1 | XT0080:3 | PANEL A | 12.D1 | USED
PC0470:INP_A | SC | 008711 | WHT | 20 | 43.B5 | PC0470:INP_B | PANEL A | 43.B5 | USED
PEG0130:3 | SC | 0V | GRN/YEL | 12 | 20.B4 | XT0135:2 | PANEL A | 20.B4 | USED
QS0011:LD-1 | SC | UJ0131P | WHT | 12 | 19.B3 | UJ0131:+ | PANEL A | 19.B4 | USED
QS0011:LD-3 | SC | UJ0131N | WHT | 12 | 19.B3 | UJ0131:- | PANEL A | 19.B4 | USED
QS0011:LI-2 | SC | 521POS | WHT | 12 | 19.B3 | XT0131:2 | PANEL A | 19.B2 | USED
QS0011:LI-4 | SC | 521NEG | WHT | 12 | 19.B3 | XT0131:3 | PANEL A | 19.B2 | USED
RR0851: -3.01K OHM | SC | 009301 | LEAD | --- | 19.C6 | XT0085:3 | PANEL A | 19.C6 | USED
RR0851: -3.01K OHM | SC | 24V | LEAD | --- | 19.C6 | XT0085:2 | PANEL A | 19.C6 | USED
RR0852: -1.0K OHM | SC | 0V | LEAD | --- | 19.C6 | XT0085:1 | PANEL A | 19.C6 | USED
RR0852: -1.0K OHM | SC | 009301 | LEAD | --- | 19.C6 | XT0085:3 | PANEL A | 19.C6 | USED
UJ0131:G | SC | UJ0131G | GRN/YEL | 12 | 19.B4 | FRAME | PANEL A | 19.B4 | USED
UJ0131:OUT(-) | SC | 0V | WHT | 10 | 19.B4 | XT0032:1 | PANEL A | 19.C5 | USED
XT0032:1 | SC | 0V | WHT | 12 | 19.C5 | XT0085:1 | PANEL A | 19.C6 | USED
XT0032:3 | SC | 24V | WHT | 12 | 19.C5 | XT0085:2 | PANEL A | 19.C6 | USED
XT0090:1 | SC | 0V | WHT | 14 | 12.B1 | XT0135:2 | PANEL A | 20.B4 | USED
XT0131:5 | SC | EA0131UPG | GRN/YEL | 12 | 19.B3 | FRAME | PANEL A | 19.B3 | USED
XT0135:1 | SC | 0V | GRN/YEL | 12 | 20.B4 | XT0134:1 | PANEL A | 20.B3 | USED
XT0135:2 | SC | 0V | WHT | 14 | 20.B4 | XT0080:1 | PANEL A | 12.D1 | USED
AU0080:L1 | WC0009 | AU0090L2 | ENET | CABLE | 12.C2 | AU0090:L2 | PANEL A | 12.A2 | USED
XT0135:2 | SC | 0V | WHT | 14 | 20.B4 | XT0238:3 | 3-BAY FAN DOOR PANEL | 20.B6 | USED
XT0139:2 | SC | FU0137 | WHT | 12 | 20.A4 | FU0256:LI | 3-BAY FAN DOOR PANEL | 20.B5 | USED
AF0081:03 | SC | 0611NO | WHT | 20 | 28.D1 | AP0611:NO | BN3500^DOOR PANEL | 28.D1 | USED
AF0081:04 | SC | 0613NC2 | WHT | 20 | 28.D2 | AP0613:NC2 | BN3500^DOOR PANEL | 28.D2 | USED
AF0081:05 | SC | 0613NC1 | WHT | 20 | 28.D3 | AP0613:NC1 | BN3500^DOOR PANEL | 28.D3 | USED
AF0081:38 | SC | 0611ARM | WHT | 20 | 28.D1 | AP0611:ARM | BN3500^DOOR PANEL | 28.D1 | USED
AF0081:39 | SC | 0613ARM2 | WHT | 20 | 28.D2 | AP0613:ARM2 | BN3500^DOOR PANEL | 28.D2 | USED
AF0081:40 | SC | 0613ARM1 | WHT | 20 | 28.D3 | AP0613:ARM1 | BN3500^DOOR PANEL | 28.D3 | USED
KA0610:11 | SC | 0611TM | WHT | 20 | 28.D4 | AP0611:TM | BN3500^DOOR PANEL | 28.D4 | USED
KA0610:14 | SC | 0611COM | WHT | 20 | 28.D4 | AP0611:COM | BN3500^DOOR PANEL | 28.D4 | USED
XT0135:3 | SC | 0V | WHT | 14 | 20.B4 | EL0270:W1 | CONSOLE | 54.B5 | USED
AF0095:08 | SC | 009508 | WHT | 20 | 114.B6 | KA0150:8 | FIRE SYS POWER | 114.B6 | USED
AF0095:09 | SC | 009509 | WHT | 20 | 114.C6 | KA0151:8 | FIRE SYS POWER | 114.C6 | USED
AF0095:10 | SC | 009510 | WHT | 20 | 114.C6 | KA0152:8 | FIRE SYS POWER | 114.C6 | USED
AF0095:43 | SC | 009543 | WHT | 20 | 114.B6 | KA0150:6 | FIRE SYS POWER | 114.B6 | USED
AF0095:44 | SC | 009544 | WHT | 20 | 114.C6 | KA0151:6 | FIRE SYS POWER | 114.C6 | USED
AF0095:45 | SC | 009545 | WHT | 20 | 114.C6 | KA0152:6 | FIRE SYS POWER | 114.C6 | USED
AF0087:06 | SC | AF008706 | WHT | 20 | 118.C6 | XT0170:14 | FIRE SYSTEM | 118.C5 | USED
AF0087:07 | SC | AF008707 | WHT | 20 | 118.C7 | XT0170:16 | FIRE SYSTEM | 118.C5 | USED
AF0087:08 | SC | AF008708 | WHT | 20 | 118.C6 | XT0170:18 | FIRE SYSTEM | 118.C5 | USED
AF0087:41 | SC | AF008741 | WHT | 20 | 118.C6 | XT0170:13 | FIRE SYSTEM | 118.C5 | USED
AF0087:42 | SC | AF008742 | WHT | 20 | 118.C7 | XT0170:15 | FIRE SYSTEM | 118.C5 | USED
AF0087:43 | SC | AF008743 | WHT | 20 | 118.C6 | XT0170:17 | FIRE SYSTEM | 118.C5 | USED
XT0134:2 | SC | 0V | WHT | 12 | 20.B3 | XT0170:3 | FIRE SYSTEM | 14.A2 | USED
XT0134:3 | SC | 0V | WHT | 12 | 20.B3 | XT0172:17 | FIRE SYSTEM | 125.A6 | USED
XT0138:2 | SC | FU0136 | WHT | 12 | 20.A3 | FU0170:LI | FIRE SYSTEM | 14.A1 | USED
XT0138:3 | SC | FU0136 | WHT | 12 | 20.A3 | FU0172:LI | FIRE SYSTEM | 20.A3 | USED
AF0092:03 | SC | 009203 | WHT | 20 | 130.A7 | XT0171:2 | FIRE SYSTEM CONTROLLER PANEL | 130.A6 | USED
AF0092:04 | SC | 009204 | WHT | 20 | 129.A7 | XT0171:4 | FIRE SYSTEM CONTROLLER PANEL | 129.A6 | USED
AF0092:38 | SC | 009238 | WHT | 20 | 130.A7 | KA0177:14 | FIRE SYSTEM CONTROLLER PANEL | 130.A6 | USED
AF0092:39 | SC | 009239 | WHT | 20 | 129.A7 | KA0176:14 | FIRE SYSTEM CONTROLLER PANEL | 129.A6 | USED
PEG0130:5 | SC | PEG0140G | GRN/YEL | 8 | 4.B2 | PEG0140:0 | GENERATOR PANEL | 4.B2 | USED
XT0134:3 | SC | 0V | WHT | 14 | 20.B3 | UV0270:9- | ISOLATOR #1 PANEL | 54.A5 | USED
XT0135:3 | SC | 0V | WHT | 14 | 20.B4 | UV0271:9- | ISOLATOR #1 PANEL | 55.A5 | USED
XT0139:2 | SC | FU0137 | WHT | 14 | 20.A4 | FU0272:LI | ISOLATOR #1 PANEL | 55.A6 | USED
XT0139:3 | SC | FU0137 | WHT | 14 | 20.B4 | FU0274:LI | ISOLATOR #1 PANEL | 54.A6 | USED
AF0083:00 | WC0830 | 008300 | RED | 20 | 78.C7 | UAI0830:+6 | ISOLATOR #2 PANEL | 78.C6 | USED
AF0083:02 | WC0830 | 008302 | WHT | 20 | 78.C7 | UAI0830:+8 | ISOLATOR #2 PANEL | 78.C6 | USED
AF0083:03 | WC0830 | 008303 | BLK | 20 | 78.C7 | UAI0830:-7 | ISOLATOR #2 PANEL | 78.C6 | USED
AF0083:16 | WC0830 | 008316 | SH | 20 | 78.C7 | FLOATING | ISOLATOR #2 PANEL | 78.C6 | USED
AF0083:04 | WC0831 | 008304 | RED | 20 | 78.B7 | UAI0831:+6 | ISOLATOR #2 PANEL | 78.B6 | USED
AF0083:06 | WC0831 | 008306 | WHT | 20 | 78.B7 | UAI0831:+8 | ISOLATOR #2 PANEL | 78.B6 | USED
AF0083:07 | WC0831 | 008307 | BLK | 20 | 78.B7 | UAI0831:-7 | ISOLATOR #2 PANEL | 78.B6 | USED
AF0083:40 | WC0831 | 008340 | SH | 20 | 78.B7 | FLOATING | ISOLATOR #2 PANEL | 78.B6 | USED
AF0083:21 | WC0835 | 008321 | RED | 20 | 53.A7 | UAI0835:+6 | ISOLATOR #2 PANEL | 53.A6 | USED
AF0083:23 | WC0835 | 008323 | WHT | 20 | 53.A7 | UAI0835:+8 | ISOLATOR #2 PANEL | 53.A6 | USED
AF0083:24 | WC0835 | 008324 | BLK | 20 | 53.A7 | UAI0835:-7 | ISOLATOR #2 PANEL | 53.A6 | USED
AF0083:44 | WC0835 | 008344 | SH | 20 | 53.A7 | FLOATING | ISOLATOR #2 PANEL | 53.A6 | USED
AF0083:25 | WC0836 | 008325 | RED | 20 | 58.A7 | UAI0836:+6 | ISOLATOR #2 PANEL | 58.A6 | USED
AF0083:27 | WC0836 | 008327 | WHT | 20 | 58.A7 | UAI0836:+8 | ISOLATOR #2 PANEL | 58.A6 | USED
AF0083:28 | WC0836 | 008328 | BLK | 20 | 58.A7 | UAI0836:-7 | ISOLATOR #2 PANEL | 58.A6 | USED
AF0083:45 | WC0836 | 008345 | SH | 20 | 58.A7 | FLOATING | ISOLATOR #2 PANEL | 58.A6 | USED
AF0083:29 | WC0837 | 008329 | RED | 20 | 55.A7 | UAI1100:+6 | ISOLATOR #2 PANEL | 55.A6 | USED
AF0083:31 | WC0837 | 008331 | WHT | 20 | 55.A7 | UAI1100:+8 | ISOLATOR #2 PANEL | 55.A6 | USED
AF0083:32 | WC0837 | 008332 | BLK | 20 | 55.A7 | UAI1100:-7 | ISOLATOR #2 PANEL | 55.A6 | USED
AF0083:33 | WC0837 | 008333 | SH | 20 | 55.A7 | FLOATING | ISOLATOR #2 PANEL | 55.B6 | USED
AF0084:21 | WC0839 | 008421 | RED | 20 | 76.C7 | UAI1102:+6 | ISOLATOR #2 PANEL | 76.C6 | USED
AF0084:23 | WC0839 | 008423 | WHT | 20 | 76.C7 | UAI1102:+8 | ISOLATOR #2 PANEL | 76.C6 | USED
AF0084:24 | WC0839 | 008424 | BLK | 20 | 76.C7 | UAI1102:-7 | ISOLATOR #2 PANEL | 76.C6 | USED
AF0084:44 | WC0839 | 008444 | SH | 20 | 76.C7 | FLOATING | ISOLATOR #2 PANEL | 76.D6 | USED
AF0084:08 | WC0842 | 008408 | RED | 20 | 97.A6 | UAI0842:+6 | ISOLATOR #2 PANEL | 97.A6 | USED
AF0084:10 | WC0842 | 008410 | WHT | 20 | 97.A6 | UAI0842:+8 | ISOLATOR #2 PANEL | 97.A6 | USED
AF0084:11 | WC0842 | 008411 | BLK | 20 | 97.A6 | UAI0842:-7 | ISOLATOR #2 PANEL | 97.A6 | USED
AF0084:41 | WC0842 | 008441 | SH | 20 | 97.A6 | FLOATING | ISOLATOR #2 PANEL | 97.A6 | USED
AF0084:12 | WC0843 | 008412 | RED | 20 | 97.B6 | UAI0843:+6 | ISOLATOR #2 PANEL | 97.B6 | USED
AF0084:14 | WC0843 | 008414 | WHT | 20 | 97.B6 | UAI0843:+8 | ISOLATOR #2 PANEL | 97.B6 | USED
AF0084:15 | WC0843 | 008415 | BLK | 20 | 97.B6 | UAI0843:-7 | ISOLATOR #2 PANEL | 97.B6 | USED
AF0084:42 | WC0843 | 008442 | SH | 20 | 97.B6 | FLOATING | ISOLATOR #2 PANEL | 97.C6 | USED
AF0084:00 | WC2126 | 008400 | RED | 20 | 91.A7 | UAI0840:+6 | ISOLATOR #2 PANEL | 91.A6 | USED
AF0084:02 | WC2126 | 008402 | WHT | 20 | 91.A7 | UAI0840:+8 | ISOLATOR #2 PANEL | 91.A6 | USED
AF0084:03 | WC2126 | 008403 | BLK | 20 | 91.A7 | UAI0840:-7 | ISOLATOR #2 PANEL | 91.A6 | USED
AF0084:16 | WC2126 | 008416 | SH | 20 | 91.A7 | FLOATING | ISOLATOR #2 PANEL | 91.A6 | USED
AF0084:04 | WC2127 | 008404 | RED | 20 | 100.A7 | UAI0841:+6 | ISOLATOR #2 PANEL | 100.A6 | USED
AF0084:06 | WC2127 | 008406 | WHT | 20 | 100.A7 | UAI0841:+8 | ISOLATOR #2 PANEL | 100.A6 | USED
AF0084:07 | WC2127 | 008407 | BLK | 20 | 100.A7 | UAI0841:-7 | ISOLATOR #2 PANEL | 100.A6 | USED
AF0084:40 | WC2127 | 008440 | SH | 20 | 100.A7 | FLOATING | ISOLATOR #2 PANEL | 100.B6 | USED
AF0083:12 | WC2128 | 008312 | RED | 20 | 90.B7 | UAI3520:+6 | ISOLATOR #2 PANEL | 90.B6 | USED
AF0083:14 | WC2128 | 008314 | WHT | 20 | 90.B7 | UAI3520:+8 | ISOLATOR #2 PANEL | 90.B6 | USED
AF0083:15 | WC2128 | 008315 | BLK | 20 | 90.B7 | UAI3520:-7 | ISOLATOR #2 PANEL | 90.B6 | USED
AF0083:42 | WC2128 | 008342 | SH | 20 | 90.B7 | FLOATING | ISOLATOR #2 PANEL | 90.B6 | USED
AF0084:29 | WC2129 | 008429 | RED | 20 | 65.D7 | UAI2120:+6 | ISOLATOR #2 PANEL | 65.D6 | USED
AF0084:31 | WC2129 | 008431 | WHT | 20 | 65.D7 | UAI2120:+8 | ISOLATOR #2 PANEL | 65.D6 | USED
AF0084:32 | WC2129 | 008432 | BLK | 20 | 65.D7 | UAI2120:-7 | ISOLATOR #2 PANEL | 65.D6 | USED
AF0084:33 | WC2129 | 008433 | SH | 20 | 65.D7 | FLOATING | ISOLATOR #2 PANEL | 65.D6 | USED
AF0083:08 | WC2156 | 008308 | RED | 20 | 90.A7 | UAI3510:+6 | ISOLATOR #2 PANEL | 90.A6 | USED
AF0083:10 | WC2156 | 008310 | WHT | 20 | 90.A7 | UAI3510:+8 | ISOLATOR #2 PANEL | 90.A6 | USED
AF0083:11 | WC2156 | 008311 | BLK | 20 | 90.A7 | UAI3510:-7 | ISOLATOR #2 PANEL | 90.A6 | USED
AF0083:41 | WC2156 | 008341 | SH | 20 | 90.A7 | FLOATING | ISOLATOR #2 PANEL | 90.A6 | USED
AF0083:17 | WC2157 | 008317 | RED | 20 | 90.B7 | UAI3540:+6 | ISOLATOR #2 PANEL | 90.B6 | USED
AF0083:19 | WC2157 | 008319 | WHT | 20 | 90.B7 | UAI3540:+8 | ISOLATOR #2 PANEL | 90.B6 | USED
AF0083:20 | WC2157 | 008320 | BLK | 20 | 90.B7 | UAI3540:-7 | ISOLATOR #2 PANEL | 90.B6 | USED
AF0083:43 | WC2157 | 008343 | SH | 20 | 90.B7 | FLOATING | ISOLATOR #2 PANEL | 90.C6 | USED
AF0084:17 | WC2162 | 008417 | RED | 20 | 122.A7 | UAI0844:+6 | ISOLATOR #2 PANEL | 122.A6 | USED
AF0084:19 | WC2162 | 008419 | WHT | 20 | 122.A7 | UAI0844:+8 | ISOLATOR #2 PANEL | 122.A6 | USED
AF0084:20 | WC2162 | 008420 | BLK | 20 | 122.A7 | UAI0844:-7 | ISOLATOR #2 PANEL | 122.A6 | USED
AF0084:43 | WC2162 | 008443 | SH | 20 | 122.A7 | FLOATING | ISOLATOR #2 PANEL | 122.A6 | USED
AF0084:25 | WC2258 | 008425 | RED | 20 | 100.B7 | UAI0846:+6 | ISOLATOR #2 PANEL | 100.B6 | USED
AF0084:27 | WC2258 | 008427 | WHT | 20 | 100.B7 | UAI0846:+8 | ISOLATOR #2 PANEL | 100.B6 | USED
AF0084:28 | WC2258 | 008428 | BLK | 20 | 100.B7 | UAI0846:-7 | ISOLATOR #2 PANEL | 100.B6 | USED
AF0084:45 | WC2258 | 008445 | SH | 20 | 100.B7 | FLOATING | ISOLATOR #2 PANEL | 100.C6 | USED
AF0080:02 | SC | KT0146B1 | WHT | 20 | 21.B2 | KT0146:B1 | PANEL B | 21.B2 | USED
AF0080:04 | SC | 008004 | WHT | 20 | 70.B7 | KA0221:A1 | PANEL B | 70.B6 | USED
AF0080:08 | SC | KA0134A1 | WHT | 20 | 94.C7 | KA0134:A1 | PANEL B | 21.C6 | USED
AF0080:10 | SC | AF008010 | WHT | 20 | 38.A7 | KA0209:A1 | PANEL B | 38.A5 | USED
AF0080:12 | SC | AF008012 | WHT | 20 | 38.B7 | KA0210:A1 | PANEL B | 38.B5 | USED
AF0080:18 | SC | KT0146A2 | WHT | 20 | 21.B2 | KT0146:A2 | PANEL B | 21.B2 | USED
AF0080:19 | SC | SV21202 | WHT | 20 | 70.B7 | XT0060:4 | PANEL B | 70.B6 | USED
AF0080:22 | SC | AF008022 | WHT | 20 | 38.A7 | KA0209:A2 | PANEL B | 38.A5 | USED
AF0080:23 | SC | AF008023 | WHT | 20 | 38.B7 | KA0210:A2 | PANEL B | 38.B5 | USED
AF0080:36 | SC | 008036 | WHT | 20 | 21.B2 | KA0141:24 | PANEL B | 21.B2 | USED
AF0080:37 | SC | 008037 | WHT | 20 | 70.B7 | KA0221:14 | PANEL B | 70.B6 | USED
AF0081:09 | SC | 008109 | WHT | 20 | 71.A7 | KA0222:11 | PANEL B | 71.A6 | USED
AF0081:12 | SC | KA024214 | WHT | 20 | 22.C7 | KA0242:14 | PANEL B | 22.C6 | USED
AF0082:03 | SC | 008203 | WHT | 20 | 23.C7 | KA0130:14 | PANEL B | 23.D6 | USED
AF0082:04 | SC | KA024314 | WHT | 20 | 22.B7 | KA0243:14 | PANEL B | 22.B6 | USED
AF0082:38 | SC | 008238 | WHT | 20 | 23.C7 | KA0130:A1 | PANEL B | 23.C5 | USED
AF0082:39 | SC | KA024311 | WHT | 20 | 22.B7 | KA0243:11 | PANEL B | 22.B6 | USED
AF0090:03 | SC | KA014114 | WHT | 20 | 21.C2 | KA0141:14 | PANEL B | 21.C2 | USED
AF0090:12 | SC | KA0134A1 | WHT | 20 | 94.C7 | KA0134:A1 | PANEL B | 21.C6 | USED
AF0090:38 | SC | KA014111 | WHT | 20 | 21.C2 | KA0141:11 | PANEL B | 21.C2 | USED
AF0091:02 | SC | KA0133A1 | WHT | 20 | 92.A7 | KA0133:A1 | PANEL B | 21.C6 | USED
AF0091:04 | SC | 009104 | WHT | 20 | 46.A7 | KA0238:11 | PANEL B | 46.A6 | USED
AF0091:06 | SC | KA013114 | WHT | 20 | 92.A7 | KA0131:14 | PANEL B | 21.D4 | USED
AF0091:07 | SC | 009107 | WHT | 20 | 46.C7 | KA0238:21 | PANEL B | 46.C6 | USED
AF0092:00 | SC | 009200 | WHT | 20 | 130.C6 | KA6200:A1 | PANEL B | 130.C6 | USED
AF0092:05 | SC | AF009205 | WHT | 20 | 48.A6 | KA9000:A1 | PANEL B | 48.A6 | USED
AF0092:06 | SC | AF009206 | WHT | 20 | 48.A6 | KA9001:A1 | PANEL B | 48.A6 | USED
AF0092:07 | SC | AF009207 | WHT | 20 | 48.B6 | KA9002:A1 | PANEL B | 48.B6 | USED
AF0092:08 | SC | AF009208 | WHT | 20 | 48.B6 | KA9003:A1 | PANEL B | 48.B6 | USED
AF0092:09 | SC | AF009209 | WHT | 20 | 48.C6 | KA9004:A1 | PANEL B | 48.C6 | USED
AF0092:10 | SC | AF009210 | WHT | 20 | 48.C6 | KA9005:A1 | PANEL B | 48.C6 | USED
AF0092:11 | SC | AF009211 | WHT | 20 | 48.D6 | KA9006:A1 | PANEL B | 48.D6 | USED
AF0092:12 | SC | AF009212 | WHT | 20 | 48.D6 | KA9007:A1 | PANEL B | 48.D6 | USED
AF0092:17 | SC | 009217 | WHT | 20 | 130.C6 | KA6200:A2 | PANEL B | 130.C6 | USED
AF0092:22 | SC | AF009222 | WHT | 20 | 48.A6 | KA9000:A2 | PANEL B | 48.A6 | USED
AF0092:23 | SC | AF009223 | WHT | 20 | 48.A6 | KA9001:A2 | PANEL B | 48.A6 | USED
AF0092:24 | SC | AF009224 | WHT | 20 | 48.B6 | KA9002:A2 | PANEL B | 48.B6 | USED
AF0092:25 | SC | AF009225 | WHT | 20 | 48.B6 | KA9003:A2 | PANEL B | 48.B6 | USED
AF0092:26 | SC | AF009226 | WHT | 20 | 48.C6 | KA9004:A2 | PANEL B | 48.C6 | USED
AF0092:27 | SC | AF009227 | WHT | 20 | 48.C6 | KA9005:A2 | PANEL B | 48.C6 | USED
AF0092:28 | SC | AF009228 | WHT | 20 | 48.D6 | KA9006:A2 | PANEL B | 48.D6 | USED
AF0092:29 | SC | AF009229 | WHT | 20 | 48.D6 | KA9007:A2 | PANEL B | 48.D6 | USED
BA0680:NEG | SC | 0V | WHT | 16 | 8.B2 | XT0235:2 | PANEL B | 20.D4 | USED
FU0139:LD | SC | FU0139 | WHT | 14 | 20.A5 | XT0136:2 | PANEL B | 21.A2 | USED
FU0681:LI | SC | FU0210 | WHT | 16 | 8.B2 | XT0233:2 | PANEL B | 20.C4 | USED
IEG0080: | SC | IEG02302 | GRN | 14 | 12.D6 | IEG0230:2 | PANEL B | 12.D6 | USED
IEG0090: | SC | IEG023011 | GRN | 14 | 12.B4 | IEG0230:11 | PANEL B | 12.B5 | USED
KA0135:A1 | SC | KA0135A1 | WHT | 20 | 21.D6 | KA0144:A1 | PANEL B | 21.C6 | USED
KA0135:A1 | SC | KA0135A1 | WHT | 20 | 21.D6 | KA0131:11 | PANEL B | 21.D4 | USED
KA0135:A2 | SC | 0V | WHT | 20 | 21.D6 | KA0136:A2 | PANEL B | 21.D6 | USED
KA0135:A2 | SC | 0V | WHT | 20 | 21.D6 | KA0144:A2 | PANEL B | 21.C6 | USED
KA6211:A1 | SC | KA6211A1 | WHT | 20 | 129.A6 | KA0246:14 | PANEL B | 129.A5 | USED
KA6212:A1 | SC | KA6212A1 | WHT | 20 | 130.A6 | KA0247:14 | PANEL B | 130.A5 | USED
XT0134:4 | SC | 0V | WHT | 12 | 20.B3 | XT0235:1 | PANEL B | 20.D4 | USED
XT0135:1 | SC | 0V | WHT | 14 | 20.B4 | KA1020:24 | PANEL B | 50.A5 | USED
XT0135:1 | SC | 0V | WHT | 14 | 20.B4 | XT0136:1 | PANEL B | 21.A2 | USED
XT0138:4 | SC | FU0136 | WHT | 12 | 20.B3 | FU0210:LI | PANEL B | 20.C4 | USED
XT0139:3 | SC | FU0137 | WHT | 12 | 20.B4 | FU0211:LI | PANEL B | 20.B4 | USED
XT0139:4 | SC | ESTOP | WHT | 20 | 22.B3 | XT0240:4 | PANEL B | 22.A3 | USED
AU0080:L2 | WC0008 | AU0080L2 | ENET | CABLE | 12.C2 | AU0070:L1 | PANEL B | 13.A2 | USED
FU0139:LI | SC | FU0137 | WHT | 14 | 20.A5 | FU0008:LI | PLC PANEL | 20.A5 | USED
XT0135:1 | SC | 0V | WHT | 14 | 20.B4 | UV0600:(-) | PLC PANEL | 5.A2 | USED
XT0135:3 | SC | 0V | WHT | 14 | 20.B4 | UV0700:(-) | PLC PANEL | 5.B2 | USED
XT0135:3 | SC | 0V | WHT | 14 | 20.B4 | UV0800:(-) | PLC PANEL | 5.C2 | USED
XT0139:1 | SC | FU0137 | WHT | 14 | 20.A4 | FU0010:LI | PLC PANEL | 20.A5 | USED
AU0090:L1 | WC0005 | AP0703L2 | ENET | CABLE | 12.A2 | AP0703:L2 | PLC PANEL | 6.B6 | USED
AF0085:39 | WC029004 | PDT11531 | RED | 20 | 60.B7 | AP0290:O:A4+ | PLC PANEL | 60.B6 | USED
AF0085:04 | WC029004 | PDT11532 | BLK | 20 | 60.B7 | AP0290:O:C4- | PLC PANEL | 60.B6 | USED
FLOATING | WC029004 | PDT1153S1 | SH | 20 | 60.B6 | AP0290:O:B4S | PLC PANEL | 60.B6 | USED
AF0085:45 | WC029005 | PDT11101 | RED | 20 | 60.C7 | AP0290:O:A5+ | PLC PANEL | 60.C6 | USED
AF0085:10 | WC029005 | PDT11102 | BLK | 20 | 60.C7 | AP0290:O:C5- | PLC PANEL | 60.C6 | USED
FLOATING | WC029005 | PDT1110S1 | SH | 20 | 60.C6 | AP0290:O:B5S | PLC PANEL | 60.C6 | USED
AF0085:35 | WC02901 | PT11701 | RED | 20 | 58.D7 | AP0290:O:A1+ | PLC PANEL | 58.D6 | USED
AF0085:00 | WC02901 | PT11702 | BLK | 20 | 58.D7 | AP0290:O:C1- | PLC PANEL | 58.D6 | USED
FLOATING | WC02901 | PT1170SH | SH | 20 | 58.D6 | AP0290:O:B1S | PLC PANEL | 58.D6 | USED
AF0086:49 | WC029013 | PT21201 | RED | 20 | 74.A7 | AP0290:O:A13+ | PLC PANEL | 74.A6 | USED
AF0086:14 | WC029013 | PT21202 | BLK | 20 | 74.A7 | AP0290:O:C13- | PLC PANEL | 74.A6 | USED
FLOATING | WC029013 | PT2120S1 | SH | 20 | 74.A6 | AP0290:O:B13S | PLC PANEL | 74.A6 | USED
AF0086:43 | WC029014 | PDT21001 | RED | 20 | 75.A7 | AP0290:O:A14+ | PLC PANEL | 75.A5 | USED
AF0086:08 | WC029014 | PDT21002 | BLK | 20 | 75.A7 | AP0290:O:C14- | PLC PANEL | 75.A5 | USED
FLOATING | WC029014 | PDT2100S | SH | 20 | 75.A6 | AP0290:O:B14S | PLC PANEL | 75.A5 | USED
AF0086:45 | WC029015 | PDT21101 | RED | 20 | 75.C7 | AP0290:O:A15+ | PLC PANEL | 75.C5 | USED
AF0086:10 | WC029015 | PDT21102 | BLK | 20 | 75.C7 | AP0290:O:C15- | PLC PANEL | 75.C5 | USED
FLOATING | WC029015 | PDT2110S | SH | 20 | 75.C6 | AP0290:O:B15S | PLC PANEL | 75.C5 | USED
AF0086:47 | WC029016 | FT210810 | RED | 20 | 76.C7 | XT0232:1 | PLC PANEL | 76.C5 | USED
AF0086:12 | WC029016 | FT21081 | WHT | 20 | 76.C7 | AP0290:O:A16+ | PLC PANEL | 76.C5 | USED
AF0086:13 | WC029016 | FT21082 | BLK | 20 | 76.C7 | AP0290:O:C16- | PLC PANEL | 76.C5 | USED
FLOATING | WC029016 | FT2108S | SH | 20 | 76.C6 | AP0290:O:B16S | PLC PANEL | 76.C5 | USED
AF0085:47 | WC029017 | PDT32401 | RED | 20 | 91.B7 | AP0290:0:A17+ | PLC PANEL | 91.B6 | USED
AF0085:12 | WC029017 | PDT32402 | BLK | 20 | 91.B7 | AP0290:O:C17- | PLC PANEL | 91.B6 | USED
FLOATING | WC029017 | PDT3240S1 | SH | 20 | 91.B6 | AP0290:O:B17S | PLC PANEL | 91.B6 | USED
AF0085:41 | WC029018 | PT32001 | RED | 20 | 91.C7 | AP0290:O:A18+ | PLC PANEL | 91.C6 | USED
AF0085:06 | WC029018 | PT32002 | BLK | 20 | 91.C7 | AP0290:O:C18- | PLC PANEL | 91.C6 | USED
FLOATING | WC029018 | PT3200S1 | SH | 20 | 91.C6 | AP0290:O:B18S | PLC PANEL | 91.C6 | USED
AF0085:37 | WC029019 | LT31001 | RED | 20 | 98.A7 | AP0290:O:A19+ | PLC PANEL | 98.A6 | USED
AF0085:02 | WC029019 | LT31002 | BLK | 20 | 98.A7 | AP0290:O:C19- | PLC PANEL | 98.A6 | USED
FLOATING | WC029019 | LT3100S1 | SH | 20 | 98.A6 | AP0290:O:B19S | PLC PANEL | 98.A6 | USED
AF0085:43 | WC029020 | PDT31001 | RED | 20 | 101.A7 | AP0290:O:A20+ | PLC PANEL | 101.A6 | USED
AF0085:08 | WC029020 | PDT31002 | BLK | 20 | 101.A7 | AP0290:O:C20- | PLC PANEL | 101.A6 | USED
FLOATING | WC029020 | PDT3100S1 | SH | 20 | 101.B6 | AP0290:O:B20S | PLC PANEL | 101.A6 | USED
AF0086:41 | WC029021 | PDT61801 | RED | 20 | 121.A7 | AP0290:O:A21+ | PLC PANEL | 121.A6 | USED
AF0086:06 | WC029021 | PDT61802 | BLK | 20 | 121.A7 | AP0290:O:C21- | PLC PANEL | 121.A6 | USED
FLOATING | WC029021 | PDT6180S1 | SH | 20 | 121.A6 | AP0290:O:B21S | PLC PANEL | 121.A6 | USED
AF0086:35 | WC029022 | PDT62101 | RED | 20 | 128.A7 | AP0290:O:A22+ | PLC PANEL | 128.A6 | USED
AF0086:00 | WC029022 | PDT62102 | BLK | 20 | 128.A7 | AP0290:O:C22- | PLC PANEL | 128.A6 | USED
FLOATING | WC029022 | PDT6210S | SH | 20 | 128.A6 | AP0290:O:B22S | PLC PANEL | 128.A6 | USED
AF0086:39 | WC029023 | PDT63101 | RED | 20 | 131.A7 | AP0290:O:A23+ | PLC PANEL | 131.A5 | USED
AF0086:04 | WC029023 | PDT63102 | BLK | 20 | 131.A7 | AP0290:O:C23- | PLC PANEL | 131.A5 | USED
FLOATING | WC029023 | PDT6310S | SH | 20 | 131.A6 | AP0290:O:B23S | PLC PANEL | 131.A5 | USED
BA0680:DEVICE | WC0680 | BA0680DEVICE | ENET | CABLE | 8.B2 | AT0680:LAN1 | PLC PANEL | 8.A4 | USED
BA0680:L1 | WC0681 | AP0707L2 | ENET | CABLE | 8.B2 | AP0707:L2 | PLC PANEL | 8.C3 | USED
BA0680:L2 | WC0683 | BA0680L2 | ENET | CABLE | 8.B2 | AP0607:L1 | PLC PANEL | 8.B3 | USED
AF0094:00 | WTE9900 | AF009400 | RED | 20 | 12.B7 | TE9900:+ | PLC PANEL | 12.B5 | USED
AF0094:02 | WTE9900 | AF009402 | WHT | 20 | 12.B7 | TE9900:- | PLC PANEL | 12.B5 | USED
AF0094:03 | WTE9900 | AF009403 | BLK | 20 | 12.B7 | TE9900:G | PLC PANEL | 12.B5 | USED
AF0094:16 | WTE9900 | AF009416 | SH | 20 | 12.B7 | FLOATING | PLC PANEL | 12.C5 | USED
XT0134:2 | SC | 0V | WHT | 12 | 20.B3 | XT0560:2 | PWR DISTRIBUTION RAIL | 15.C1 | USED
XT0138:2 | SC | FU0136 | WHT | 12 | 20.A3 | XT0560:1 | PWR DISTRIBUTION RAIL | 15.A1 | USED
AF0090:02 | SC | UJ0031OK2 | WHT | 20 | 19.D7 | UJ0031:OK2 | REDUNDANT POWER PANEL | 19.D4 | USED
AF0090:37 | SC | UJ0031OK1 | WHT | 20 | 19.D7 | UJ0031:OK1 | REDUNDANT POWER PANEL | 19.D4 | USED
AF0093:09 | SC | UJ0031VIN | WHT | 20 | 19.C7 | UJ0031:VIN | REDUNDANT POWER PANEL | 19.D4 | USED
AF0093:11 | SC | UJ0031IOUT | WHT | 20 | 19.C7 | UJ0031:IOUT | REDUNDANT POWER PANEL | 19.D4 | USED
FU0136:LI | SC | 24V | WHT | 10 | 20.A3 | XT0033:3 | REDUNDANT POWER PANEL | 19.D5 | USED
UJ0131:IS | SC | UJ0131IS | WHT | 20 | 19.B4 | UJ0031:IS | REDUNDANT POWER PANEL | 19.D4 | USED
XT0032:2 | SC | 0V | WHT | 10 | 19.C5 | XT0033:2 | REDUNDANT POWER PANEL | 19.D5 | USED
XT0032:4 | SC | 24V | WHT | 10 | 19.C5 | XT0033:3 | REDUNDANT POWER PANEL | 19.D5 | USED
XT0134:1 | SC | 0V | WHT | 10 | 20.B3 | XT0033:2 | REDUNDANT POWER PANEL | 19.D5 | USED
XT0134:4 | SC | 0V | WHT | 14 | 20.B3 | XT0110:3 | REDUNDANT POWER PANEL | 28.A5 | USED
XT0138:4 | SC | FU0136 | WHT | 14 | 20.B3 | XT0110:4 | REDUNDANT POWER PANEL | 28.A5 | USED
XT0139:4 | SC | ESTOP | WHT | 20 | 22.B3 | XT0110:6 | REDUNDANT POWER PANEL | 28.A5 | USED
AF0081:00 | SC | PS31502 | WHT | 20 | 93.B7 | EA0810:2 | SURGE NON-I.S. PANEL | 93.B5 | USED
AF0081:01 | SC | 008101 | WHT | 20 | 87.C7 | EA6212:2 | SURGE NON-I.S. PANEL | 87.C5 | USED
AF0081:02 | SC | PS31702 | WHT | 20 | 93.A7 | EA0812:2 | SURGE NON-I.S. PANEL | 93.A5 | USED
AF0081:06 | SC | 008106 | WHT | 20 | 87.C7 | EA6213:2 | SURGE NON-I.S. PANEL | 87.C5 | USED
AF0081:10 | SC | 008110 | WHT | 20 | 87.D7 | EA6214:2 | SURGE NON-I.S. PANEL | 87.D5 | USED
AF0081:35 | SC | PS31501 | WHT | 20 | 93.B7 | EA0810:1 | SURGE NON-I.S. PANEL | 93.B5 | USED
AF0081:36 | SC | 008136 | WHT | 20 | 87.C7 | EA6212:1 | SURGE NON-I.S. PANEL | 87.C5 | USED
AF0081:37 | SC | PS31701 | WHT | 20 | 93.A7 | EA0812:1 | SURGE NON-I.S. PANEL | 93.A5 | USED
AF0081:41 | SC | 008141 | WHT | 20 | 87.C7 | EA6213:1 | SURGE NON-I.S. PANEL | 87.C5 | USED
AF0081:45 | SC | 008145 | WHT | 20 | 87.D7 | EA6214:1 | SURGE NON-I.S. PANEL | 87.D5 | USED
AF0082:01 | SC | 008201 | WHT | 20 | 88.C7 | EA00821:2 | SURGE NON-I.S. PANEL | 88.C5 | USED
AF0082:05 | SC | ZS61S | WHT | 20 | 120.A7 | EA0825:2 | SURGE NON-I.S. PANEL | 120.A6 | USED
AF0082:06 | SC | 008206 | WHT | 20 | 88.C7 | EA00826:2 | SURGE NON-I.S. PANEL | 88.C5 | USED
AF0082:07 | SC | 008207 | WHT | 20 | 88.D7 | EA00827:2 | SURGE NON-I.S. PANEL | 88.D5 | USED
AF0082:09 | SC | 008209 | WHT | 20 | 89.C7 | EA00829:2 | SURGE NON-I.S. PANEL | 89.C5 | USED
AF0082:10 | SC | 008210 | WHT | 20 | 89.C7 | EA008210:2 | SURGE NON-I.S. PANEL | 89.C5 | USED
AF0082:11 | SC | 008211 | WHT | 20 | 89.D7 | EA008211:2 | SURGE NON-I.S. PANEL | 89.D5 | USED
AF0082:20 | SC | UA1200J27 | WHT | 20 | 23.C7 | EA0823:2 | SURGE NON-I.S. PANEL | 23.C4 | USED
AF0082:36 | SC | 008236 | WHT | 20 | 88.C7 | EA00821:1 | SURGE NON-I.S. PANEL | 88.C5 | USED
AF0082:40 | SC | ZS61P | WHT | 20 | 120.A7 | EA0825:1 | SURGE NON-I.S. PANEL | 120.A6 | USED
AF0082:41 | SC | 008241 | WHT | 20 | 88.C7 | EA00826:1 | SURGE NON-I.S. PANEL | 88.C5 | USED
AF0082:42 | SC | 008242 | WHT | 20 | 88.D7 | EA00827:1 | SURGE NON-I.S. PANEL | 88.D5 | USED
AF0082:44 | SC | 008244 | WHT | 20 | 89.C7 | EA00829:1 | SURGE NON-I.S. PANEL | 89.C5 | USED
AF0082:45 | SC | 008245 | WHT | 20 | 89.C7 | EA008210:1 | SURGE NON-I.S. PANEL | 89.C5 | USED
AF0082:46 | SC | 008246 | WHT | 20 | 89.D7 | EA008211:1 | SURGE NON-I.S. PANEL | 89.D5 | USED
AF0087:00 | SC | 008700 | WHT | 20 | 95.B7 | EA008701:2 | SURGE NON-I.S. PANEL | 95.B5 | USED
AF0087:01 | SC | 008701 | WHT | 20 | 95.C7 | EA008101:2 | SURGE NON-I.S. PANEL | 95.C5 | USED
AF0087:02 | SC | 008702 | WHT | 20 | 95.C7 | EA008702:2 | SURGE NON-I.S. PANEL | 95.C5 | USED
AF0087:03 | SC | 008703 | WHT | 20 | 96.B7 | EA00873:2 | SURGE NON-I.S. PANEL | 96.B5 | USED
AF0087:04 | SC | 008704 | WHT | 20 | 96.C7 | EA00874:2 | SURGE NON-I.S. PANEL | 96.C5 | USED
AF0087:05 | SC | 008705 | WHT | 20 | 96.C7 | EA00875:2 | SURGE NON-I.S. PANEL | 96.C5 | USED
AF0087:09 | SC | SB0472B12 | WHT | 20 | 42.B7 | EA0879:2 | SURGE NON-I.S. PANEL | 42.B6 | USED
AF0087:35 | SC | 008735 | WHT | 20 | 95.B7 | EA008701:1 | SURGE NON-I.S. PANEL | 95.B5 | USED
AF0087:36 | SC | 008736 | WHT | 20 | 95.C7 | EA008101:1 | SURGE NON-I.S. PANEL | 95.C5 | USED
AF0087:37 | SC | 008737 | WHT | 20 | 95.C7 | EA008702:1 | SURGE NON-I.S. PANEL | 95.C5 | USED
AF0087:38 | SC | 008738 | WHT | 20 | 96.B7 | EA00873:1 | SURGE NON-I.S. PANEL | 96.B5 | USED
AF0087:39 | SC | 008739 | WHT | 20 | 96.C7 | EA00874:1 | SURGE NON-I.S. PANEL | 96.C5 | USED
AF0087:40 | SC | 008740 | WHT | 20 | 96.C7 | EA00875:1 | SURGE NON-I.S. PANEL | 96.C5 | USED
AF0087:44 | SC | SB0472B11 | WHT | 20 | 42.B7 | EA0879:1 | SURGE NON-I.S. PANEL | 42.B6 | USED
AF0090:04 | SC | PS43622 | WHT | 20 | 89.A7 | EA09004:2 | SURGE NON-I.S. PANEL | 89.A5 | USED
AF0090:06 | SC | 009006 | WHT | 20 | 95.A7 | EA00906:2 | SURGE NON-I.S. PANEL | 95.A5 | USED
AF0090:07 | SC | VS32212 | WHT | 20 | 96.A7 | EA09007:2 | SURGE NON-I.S. PANEL | 96.A5 | USED
AF0090:08 | SC | PS43602 | WHT | 20 | 87.A7 | EA09008:2 | SURGE NON-I.S. PANEL | 87.A5 | USED
AF0090:09 | SC | PS43612 | WHT | 20 | 88.A7 | EA09009:2 | SURGE NON-I.S. PANEL | 88.A5 | USED
AF0090:10 | SC | ZSO21062 | WHT | 20 | 46.B7 | EA0850:2 | SURGE NON-I.S. PANEL | 46.B5 | USED
AF0090:11 | SC | ZSC21062 | WHT | 20 | 46.B7 | EA0871:2 | SURGE NON-I.S. PANEL | 46.B5 | USED
AF0090:13 | SC | ZSO21072 | WHT | 20 | 46.D7 | EA0852:2 | SURGE NON-I.S. PANEL | 46.D5 | USED
AF0090:14 | SC | ZSC21072 | WHT | 20 | 46.D7 | EA0872:2 | SURGE NON-I.S. PANEL | 46.D5 | USED
AF0090:39 | SC | PS43624 | WHT | 20 | 89.A7 | EA09004:1 | SURGE NON-I.S. PANEL | 89.A5 | USED
AF0090:41 | SC | 009041 | WHT | 20 | 95.A7 | EA00906:1 | SURGE NON-I.S. PANEL | 95.A5 | USED
AF0090:42 | SC | VS32211 | WHT | 20 | 96.A7 | EA09007:1 | SURGE NON-I.S. PANEL | 96.A5 | USED
AF0090:43 | SC | PS43604 | WHT | 20 | 87.A7 | EA09008:1 | SURGE NON-I.S. PANEL | 87.A5 | USED
AF0090:44 | SC | PS43614 | WHT | 20 | 88.A7 | EA09009:1 | SURGE NON-I.S. PANEL | 88.A5 | USED
AF0090:45 | SC | ZSO21061 | WHT | 20 | 46.B7 | EA0850:1 | SURGE NON-I.S. PANEL | 46.B5 | USED
AF0090:46 | SC | ZSC21061 | WHT | 20 | 46.B7 | EA0871:1 | SURGE NON-I.S. PANEL | 46.B5 | USED
AF0090:48 | SC | ZSO21071 | WHT | 20 | 46.D7 | EA0852:1 | SURGE NON-I.S. PANEL | 46.D5 | USED
AF0090:49 | SC | ZSC21071 | WHT | 20 | 46.D7 | EA0872:1 | SURGE NON-I.S. PANEL | 46.D5 | USED
AF0091:21 | SC | SDY490073B2 | WHT | 20 | 46.A7 | XT0091:2 | SURGE NON-I.S. PANEL | 46.A5 | USED
AF0091:24 | SC | SDY490086B2 | WHT | 20 | 46.C7 | XT0091:8 | SURGE NON-I.S. PANEL | 46.C5 | USED
AF0085:14 | WC0857 | FCE14403 | RED | 20 | 52.A7 | EA0857:1 | SURGE NON-I.S. PANEL | 52.A5 | USED
AF0085:15 | WC0857 | FCE14404 | BLK | 20 | 52.A7 | EA0857:2 | SURGE NON-I.S. PANEL | 52.A5 | USED
SolarTools ver. 7.0.17.15318 (Jul 24, 2024)
Report date: 9/13/2024 1:02 PM

## PANEL B
PANEL B
CONTROL CONSOLE (UNIT PANEL B)
Project # | 4H161
Project Name | QATARGAS - NFPS
Revision | D.2
Controls DE | K. NYBERG
Phone: | 0
Controls ME | D. FIGUEROA
Phone:
From | [5 empty] | To
Device ID | Cable (W) Conductor (SC) Jumper Clip (JC) | Wire No. | Wire ID | Gauge/Size | Page/Zone | Device ID | Location | Page/Zone
XT0060:1 | JC | 0V | CLIP | --- | 13.D1 | XT0060:2 | PANEL B | 13.D1 | USED
XT0136:2 | JC | FU0139 | CLIP | --- | 21.A2 | XT0136:3 | PANEL B | 21.A2 | USED
XT0233:1 | JC | FU0210 | CLIP | --- | 20.C4 | XT0233:2 | PANEL B | 20.C4 | USED
XT0233:2 | JC | FU0210 | CLIP | --- | 20.C4 | XT0233:3 | PANEL B | 20.C4 | USED
XT0235:1 | JC | 0V | CLIP | --- | 20.D4 | XT0235:2 | PANEL B | 20.D4 | USED
XT0235:2 | JC | 0V | CLIP | --- | 20.D4 | XT0235:3 | PANEL B | 20.D4 | USED
XT0235:3 | JC | 0V | CLIP | --- | 20.D4 | XT0235:4 | PANEL B | 20.D4 | USED
XT0240:10 | JC | FU0139 | CLIP | --- | 22.C4 | XT0240:11 | PANEL B | 22.C4 | USED
XT0240:8 | JC | 0V | CLIP | --- | 22.D3 | XT0240:9 | PANEL B | 22.D3 | USED
KA0233:14 | SC | 006002 | WHT | 20 | 51.B7 | AF0060:02 | PANEL B | 51.B6 | USED
KA0237:14 | SC | 006006 | WHT | 20 | 66.B7 | AF0060:06 | PANEL B | 66.B6 | USED
KA0237:24 | SC | 006010 | WHT | 20 | 68.B7 | AF0060:10 | PANEL B | 68.B6 | USED
KA0234:14 | SC | 006014 | WHT | 20 | 52.B7 | AF0060:14 | PANEL B | 52.B6 | USED
AF0060:16 | SC | AU0060N | WHT | 20 | 13.C2 | AU0060:COM | PANEL B | 13.C2 | USED
AF0060:34 | SC | AU0060P | WHT | 20 | 13.C2 | AU0060:V+ | PANEL B | 13.C2 | USED
KA1020:A1 | SC | 006100 | WHT | 20 | 43.A7 | AF0061:00 | PANEL B | 43.A5 | USED
AF0061:16 | SC | 0V | WHT | 14 | 13.C3 | XT0060:2 | PANEL B | 13.D1 | USED
KA1020:A2 | SC | 006117 | WHT | 20 | 43.A7 | AF0061:17 | PANEL B | 43.A5 | USED
AF0061:34 | SC | FU0061 | WHT | 14 | 13.C3 | FU0061:LD | PANEL B | 13.D1 | USED
KT0146:15 | SC | KT014615 | WHT | 20 | 22.C7 | AF0062:02 | PANEL B | 22.C6 | USED
KA0222:A1 | SC | 006206 | WHT | 20 | 71.A7 | AF0062:06 | PANEL B | 71.A6 | USED
AF0062:14 | SC | 006214 | WHT | 20 | 23.C7 | XT0237:1 B2 | PANEL B | 23.C5 | USED
AF0062:16 | SC | 0V | WHT | 14 | 13.C3 | XT0060:2 | PANEL B | 13.D1 | USED
KA0231:A2 | SC | KA0231A2 | WHT | 20 | 22.C7 | AF0062:18 | PANEL B | 22.C6 | USED
AF0062:20 | SC | SV21242 | WHT | 20 | 71.A7 | XT0060:5 | PANEL B | 71.A5 | USED
AF0062:34 | SC | FU0062 | WHT | 14 | 13.C3 | FU0062:LD | PANEL B | 13.D1 | USED
KA0222:14 | SC | 006238 | WHT | 20 | 71.A7 | AF0062:38 | PANEL B | 71.A6 | USED
KA0239:24 | SC | KA023924 | WHT | 20 | 22.A7 | AF0063:11 | PANEL B | 22.B6 | USED
KA0241:11 | SC | UA1200J21 | WHT | 20 | 22.A7 | AF0063:12 | PANEL B | 22.A5 | USED
KA0136:24 | SC | KA013624 | WHT | 20 | 21.B4 | AF0063:13 | PANEL B | 21.B3 | USED
KA0221:11 | SC | 006314 | WHT | 20 | 70.B7 | AF0063:14 | PANEL B | 70.B6 | USED
KA0245:24 | SC | KA024524 | WHT | 20 | 22.B7 | AF0063:15 | PANEL B | 22.B6 | USED
AF0063:16 | SC | 0V | WHT | 14 | 13.C4 | XT0060:2 | PANEL B | 13.D1 | USED
AF0063:33 | SC | AF0063N | WHT | 20 | 13.C4 | AF0064:16 | PANEL B | 13.C5 | USED
AF0063:34 | SC | FU0063 | WHT | 14 | 13.C4 | FU0063:LD | PANEL B | 13.D1 | USED
KA0239:21 | SC | KA023921 | WHT | 20 | 22.A7 | AF0063:46 | PANEL B | 22.B6 | USED
KA0136:21 | SC | KA013621 | WHT | 20 | 21.B4 | AF0063:48 | PANEL B | 21.B3 | USED
KA0245:21 | SC | KA024521 | WHT | 20 | 22.B7 | AF0063:50 | PANEL B | 22.B6 | USED
AF0063:51 | SC | AF0063P | WHT | 20 | 13.C4 | AF0064:34 | PANEL B | 13.C5 | USED
AF0064:13 | SC | 006413 | WHT | 20 | 63.A7 | AF0064:29 | PANEL B | 63.A7 | USED
AF0064:33 | SC | AF0064N | WHT | 20 | 13.C5 | AF0065:16 | PANEL B | 13.C5 | USED
AF0064:51 | SC | AF0064P | WHT | 20 | 13.C5 | AF0065:34 | PANEL B | 13.C5 | USED
AF0065:01 | SC | 006501 | WHT | 20 | 72.A7 | AF0065:17 | PANEL B | 72.A7 | USED
AF0065:03 | SC | 006503 | WHT | 20 | 67.A7 | AF0065:19 | PANEL B | 67.A7 | USED
AF0065:05 | SC | 006505 | WHT | 20 | 69.A7 | AF0065:21 | PANEL B | 69.A7 | USED
AF0065:07 | SC | 006507 | WHT | 20 | 59.A7 | AF0065:23 | PANEL B | 59.A7 | USED
AF0070:07 | SC | 007007 | LEAD | --- | 77.A7 | RR0700: -10K OHM | PANEL B | 77.A6 | USED
AF0070:08 | SC | 007008 | LEAD | --- | 77.B7 | RR0701: -10K OHM | PANEL B | 77.B6 | USED
AF0070:34 | SC | AU0070P | WHT | 20 | 13.A2 | AU0070:V+ | PANEL B | 13.A2 | USED
AF0070:35 | SC | AU0070N | WHT | 20 | 13.A2 | AU0070:COM | PANEL B | 13.A2 | USED
AF0070:50 | SC | AF0070P | WHT | 20 | 13.A2 | AF0071:34 | PANEL B | 13.A3 | USED
AF0070:51 | SC | AF0070N | WHT | 20 | 13.A2 | AF0071:16 | PANEL B | 13.A3 | USED
AF0071:33 | SC | AF0071N | WHT | 20 | 13.A3 | AF0072:16 | PANEL B | 13.A3 | USED
AF0071:51 | SC | AF0071P | WHT | 20 | 13.A3 | AF0072:34 | PANEL B | 13.A3 | USED
AF0072:33 | SC | AF0072N | WHT | 20 | 13.A3 | AF0073:16 | PANEL B | 13.A4 | USED
AF0072:51 | SC | AF0072P | WHT | 20 | 13.A3 | AF0073:34 | PANEL B | 13.A4 | USED
AF0073:01 | SC | 007301 | WHT | 20 | 65.B7 | AF0073:17 | PANEL B | 65.B7 | USED
AF0073:03 | SC | 007303 | WHT | 20 | 67.A7 | AF0073:19 | PANEL B | 67.A7 | USED
AF0073:05 | SC | 007305 | WHT | 20 | 69.A7 | AF0073:21 | PANEL B | 69.A7 | USED
AF0073:07 | SC | 007307 | WHT | 20 | 59.B7 | AF0073:23 | PANEL B | 59.B7 | USED
AF0073:09 | SC | 007309 | WHT | 20 | 129.B6 | AF0073:25 | PANEL B | 129.B6 | USED
AF0073:11 | SC | 007311 | WHT | 20 | 130.B6 | AF0073:27 | PANEL B | 130.B6 | USED
AF0073:33 | SC | AF0073N | WHT | 20 | 13.A4 | AF0074:35 | PANEL B | 13.A5 | USED
AF0073:51 | SC | AF0073P | WHT | 20 | 13.A4 | AF0074:34 | PANEL B | 13.A5 | USED
AF0074:50 | SC | AF0074P | WHT | 20 | 13.A5 | AF0075:34 | PANEL B | 13.A5 | USED
AF0074:51 | SC | AF0074N | WHT | 20 | 13.A5 | AF0075:35 | PANEL B | 13.A5 | USED
AF0075:50 | SC | AF0075P | WHT | 20 | 13.A5 | AF0076:34 | PANEL B | 13.A6 | USED
AF0075:51 | SC | AF0075N | WHT | 20 | 13.A5 | AF0076:35 | PANEL B | 13.A6 | USED
AF0074:02 | SC | JP | VIO | 20 | 13.A5 | AF0074:03 | PANEL B | 13.A5 | USED
XT0240:2 | SC | JP0 | VIO | 20 | 22.A3 | XT0240:1 | PANEL B | 22.A3 | USED
AU0060:COM | SC | 0V | WHT | 14 | 13.C2 | XT0060:1 | PANEL B | 13.D1 | USED
AU0060:V+ | SC | FU0060 | WHT | 14 | 13.C2 | FU0060:LD | PANEL B | 13.C1 | USED
AU0070:COM | SC | 0V | WHT | 14 | 13.A2 | XT0070:1 | PANEL B | 13.B1 | USED
AU0070:V+ | SC | FU0070 | WHT | 14 | 13.A2 | FU0070:LD | PANEL B | 13.B1 | USED
BA0015:V1(+) | SC | FU0103 | WHT | 16 | 3.B5 | FU0103:LD | PANEL B | 3.B6 | USED
BA0016:V1(+) | SC | FU0104 | WHT | 16 | 3.C5 | FU0104:LD | PANEL B | 3.C6 | USED
BA0017:V1(+) | SC | FU0105 | WHT | 16 | 3.D5 | FU0105:LD | PANEL B | 3.D6 | USED
FU0060:LI | SC | FU0210 | WHT | 14 | 13.C1 | XT0233:1 | PANEL B | 20.C4 | USED
FU0060:LI | SC | FU0210 | WHT | 14 | 13.C1 | FU0061:LI | PANEL B | 13.D1 | USED
FU0061:LI | SC | FU0210 | WHT | 14 | 13.D1 | FU0062:LI | PANEL B | 13.D1 | USED
FU0062:LI | SC | FU0210 | WHT | 14 | 13.D1 | FU0063:LI | PANEL B | 13.D1 | USED
FU0070:LI | SC | FU0210 | WHT | 14 | 13.B1 | XT0233:2 | PANEL B | 20.C4 | USED
FU0103:LI | SC | FU0210 | WHT | 14 | 3.B6 | FU0104:LI | PANEL B | 3.C6 | USED
FU0104:LI | SC | FU0210 | WHT | 14 | 3.C6 | FU0105:LI | PANEL B | 3.D6 | USED
FU0210:LD | SC | FU0210 | WHT | 12 | 20.C4 | XT0233:1 | PANEL B | 20.C4 | USED
KA1020:14 | SC | FU0211 | WHT | 14 | 20.B4 | FU0211:LD | PANEL B | 50.A5 | USED
KA0248:21 | SC | FU0212 | WHT | 16 | 20.C5 | FU0212:LD | PANEL B | 23.C6 | USED
FU0212:LD | SC | FU0212 | WHT | 16 | 20.C5 | XT0233:4 | PANEL B | 23.D5 | USED
FU0212:LI | SC | FU0210 | WHT | 14 | 20.C5 | XT0233:1 | PANEL B | 20.C4 | USED
GR0231: | SC | IEG02306 | GRN | 14 | 4.B4 | IEG0230:6 | PANEL B | 4.B3 | USED
GR0232: | SC | GR0232 | GRN/YEL | 14 | 4.B4 | FRAME | PANEL B | 4.B3 | USED
GR0233: | SC | 0V | WHT | 14 | 13.B1 | XT0070:1 | PANEL B | 13.B1 | USED
IEG0010:1 | SC | IEG0230G | GRN | 8 | 4.B2 | IEG0230:0 | PANEL B | 4.B2 | USED
IEG0060: | SC | IEG02304 | GRN | 14 | 13.D5 | IEG0230:4 | PANEL B | 13.D5 | USED
IEG0070: | SC | IEG02305 | GRN | 14 | 13.B3 | IEG0230:5 | PANEL B | 13.B4 | USED
KA0130:A1 | SC | 008238 | WHT | 20 | 23.C5 | KA0130:11 | PANEL B | 23.D6 | USED
KA0131:12 | SC | KA013724 | WHT | 20 | 21.D4 | KA0137:24 | PANEL B | 21.D3 | USED
KA0131:A1 | SC | KA0231A1 | WHT | 20 | 21.B6 | KA0132:A1 | PANEL B | 21.B6 | USED
KA0131:A1 | SC | KA0231A1 | WHT | 20 | 21.B6 | XT0136:4 | PANEL B | 21.B5 | USED
KA0131:A2 | SC | 0V | WHT | 20 | 21.B6 | KA0132:A2 | PANEL B | 21.B6 | USED
KT0145:A2 | SC | 0V | WHT | 20 | 21.B6 | KA0131:A2 | PANEL B | 21.B6 | USED
KA0132:11 | SC | FU0139 | WHT | 20 | 21.A3 | KA0133:11 | PANEL B | 21.A3 | USED
KT0145:15 | SC | FU0139 | WHT | 20 | 21.A3 | KA0132:11 | PANEL B | 21.D2 | USED
KT0142:A1 | SC | KT0141A1 | WHT | 20 | 21.A3 | KA0132:12 | PANEL B | 21.A6 | USED
KA0132:12 | SC | KT0141A1 | WHT | 20 | 21.A3 | KA0133:12 | PANEL B | 21.A3 | USED
KA0132:21 | SC | KA0138A1 | WHT | 20 | 21.D4 | KA0138:A1 | PANEL B | 21.D6 | USED
KA0132:22 | SC | KA013222 | WHT | 20 | 21.D4 | KA0137:14 | PANEL B | 21.D3 | USED
KT0141:18 | SC | KA013222 | WHT | 20 | 21.D4 | KA0132:22 | PANEL B | 21.D2 | USED
KA0132:24 | SC | KA013224 | WHT | 20 | 21.D4 | KA0134:14 | PANEL B | 21.D3 | USED
KA0132:A1 | SC | KA0231A1 | WHT | 20 | 21.B6 | KA0141:A1 | PANEL B | 21.C6 | USED
KA0132:A2 | SC | 0V | WHT | 20 | 21.B6 | KA0141:A2 | PANEL B | 21.C6 | USED
KA0133:11 | SC | FU0139 | WHT | 20 | 21.A3 | KA0134:11 | PANEL B | 21.D3 | USED
KA0133:A2 | SC | 0V | WHT | 20 | 21.C6 | KA0134:A2 | PANEL B | 21.C6 | USED
KA0133:A2 | SC | 0V | WHT | 20 | 21.C6 | KA0141:A2 | PANEL B | 21.C6 | USED
KA0134:11 | SC | FU0139 | WHT | 20 | 21.D3 | KA0136:11 | PANEL B | 21.B4 | USED
KA0134:A2 | SC | 0V | WHT | 20 | 21.C6 | KA0144:A2 | PANEL B | 21.C6 | USED
KA0136:11 | SC | FU0139 | WHT | 20 | 21.B4 | KA0137:21 | PANEL B | 21.D3 | USED
KA0136:14 | SC | KA013821 | WHT | 20 | 21.B4 | KA0138:21 | PANEL B | 21.B5 | USED
KA0136:A2 | SC | 0V | WHT | 20 | 21.D6 | KA0137:A2 | PANEL B | 21.D6 | USED
KA0137:11 | SC | FU0139 | WHT | 20 | 21.D3 | KA0137:21 | PANEL B | 21.D3 | USED
KA0137:24 | SC | KA013724 | WHT | 20 | 21.D3 | AF0063:10 | PANEL B | 21.C4 | USED
KT0142:18 | SC | KA0137A1 | WHT | 20 | 21.D6 | KA0137:A1 | PANEL B | 21.D2 | USED
KA0137:A2 | SC | 0V | WHT | 20 | 21.D6 | KA0138:A2 | PANEL B | 21.D6 | USED
KA0138:11 | SC | KM3170EP | WHT | 20 | 94.B5 | XT0136:10 | PANEL B | 94.B5 | USED
KA0138:14 | SC | FU0139 | WHT | 20 | 94.B5 | XT0136:11 | PANEL B | 94.B6 | USED
KT0144:B1 | SC | KT0144B1 | WHT | 20 | 21.B5 | KA0138:24 | PANEL B | 21.B6 | USED
KT0146:A1 | SC | KT0146A1 | WHT | 20 | 21.B2 | KA0141:21 | PANEL B | 21.B2 | USED
KA0141:21 | SC | KT0146A1 | WHT | 20 | 21.B2 | KA0241:21 | PANEL B | 21.B2 | USED
KA0141:24 | SC | 008036 | WHT | 20 | 21.B2 | KA0241:24 | PANEL B | 21.B2 | USED
KA0144:22 | SC | KA014422 | WHT | 20 | 129.A6 | KA0249:12 | PANEL B | 129.A6 | USED
KA0221:11 | SC | 006314 | WHT | 20 | 70.B6 | KA0235:24 | PANEL B | 70.B5 | USED
KA0221:A2 | SC | SV21202 | WHT | 20 | 70.B6 | XT0060:4 | PANEL B | 70.B6 | USED
KA0222:11 | SC | 008109 | WHT | 20 | 71.A6 | KA0236:24 | PANEL B | 71.A5 | USED
KA0222:A2 | SC | SV21242 | WHT | 20 | 71.A6 | XT0060:5 | PANEL B | 71.A5 | USED
KA0231:11 | SC | KA0231A1 | WHT | 20 | 22.C6 | KA0242:11 | PANEL B | 22.C6 | USED
KA0231:11 | SC | KA0231A1 | WHT | 20 | 22.C6 | KA0231:A1 | PANEL B | 22.C6 | USED
KA0231:14 | SC | KA024214 | WHT | 20 | 22.C6 | KA0242:14 | PANEL B | 22.C6 | USED
KT0146:18 | SC | KA024214 | WHT | 20 | 22.C6 | KA0231:14 | PANEL B | 22.C6 | USED
KA0231:21 | SC | KA023121 | WHT | 20 | 22.A4 | KA0245:14 | PANEL B | 22.A4 | USED
KA0231:A1 | SC | KA0231A1 | WHT | 20 | 22.C6 | KA0232:A1 | PANEL B | 22.D6 | USED
KA0231:A2 | SC | KA0231A2 | WHT | 20 | 22.C6 | KA0232:A2 | PANEL B | 22.D6 | USED
KA0232:22 | SC | KA023222 | WHT | 20 | 129.A6 | KA0144:21 | PANEL B | 129.A6 | USED
KA0232:22 | SC | KA023222 | WHT | 20 | 129.A6 | KA0249:11 | PANEL B | 129.A6 | USED
KA0232:A1 | SC | KA0231A1 | WHT | 20 | 22.D6 | KA0233:A1 | PANEL B | 22.D6 | USED
KA0232:A2 | SC | KA0231A2 | WHT | 20 | 22.D6 | KA0233:A2 | PANEL B | 22.D6 | USED
KA0233:A1 | SC | KA0231A1 | WHT | 20 | 22.D6 | KA0234:A1 | PANEL B | 22.D6 | USED
KA0233:A2 | SC | KA0231A2 | WHT | 20 | 22.D6 | KA0234:A2 | PANEL B | 22.D6 | USED
KA0235:11 | SC | UA1200J21 | WHT | 20 | 22.A5 | KA0241:11 | PANEL B | 22.A5 | USED
KA0235:11 | SC | UA1200J21 | WHT | 20 | 22.A5 | XT0060:3 | PANEL B | 23.D5 | USED
KA0235:14 | SC | KA024114 | WHT | 20 | 22.A5 | KA0241:14 | PANEL B | 22.A5 | USED
KA0235:A1 | SC | ESTOP | WHT | 20 | 22.A2 | KA0236:A1 | PANEL B | 22.B2 | USED
KA0235:A1 | SC | ESTOP | WHT | 20 | 22.A2 | XT0240:4 | PANEL B | 22.A3 | USED
KA0236:11 | SC | FU0139 | WHT | 20 | 22.D4 | KA0244:11 | PANEL B | 22.D4 | USED
KA0236:11 | SC | FU0139 | WHT | 20 | 22.D4 | XT0240:11 | PANEL B | 22.C4 | USED
KA0236:12 | SC | KA023612 | WHT | 20 | 22.D4 | XT0240:12 | PANEL B | 22.D4 | USED
KA0236:A1 | SC | ESTOP | WHT | 20 | 22.B2 | KA0237:A1 | PANEL B | 22.B2 | USED
KA0236:A2 | SC | 0V | WHT | 20 | 22.B2 | KA0235:A2 | PANEL B | 22.A2 | USED
KA0236:A2 | SC | 0V | WHT | 20 | 22.B2 | KA0237:A2 | PANEL B | 22.B2 | USED
KA0237:A1 | SC | ESTOP | WHT | 20 | 22.B2 | KA0238:A1 | PANEL B | 22.B2 | USED
KA0237:A2 | SC | 0V | WHT | 20 | 22.B2 | KA0238:A2 | PANEL B | 22.B2 | USED
KA0238:A1 | SC | ESTOP | WHT | 20 | 22.B2 | KA0239:A1 | PANEL B | 22.B2 | USED
KA0238:A2 | SC | 0V | WHT | 20 | 22.B2 | KA0239:A2 | PANEL B | 22.B2 | USED
KA0239:A1 | SC | ESTOP | WHT | 20 | 22.B2 | KA0240:A1 | PANEL B | 22.B2 | USED
KA0239:A2 | SC | 0V | WHT | 20 | 22.B2 | KA0240:A2 | PANEL B | 22.B2 | USED
KA0240:14 | SC | UF1300 | WHT | 20 | 91.D6 | XT0136:8 | PANEL B | 91.D6 | USED
KA0240:A1 | SC | ESTOP | WHT | 20 | 22.B2 | KA0248:A1 | PANEL B | 22.C2 | USED
KA0240:A2 | SC | 0V | WHT | 20 | 22.B2 | KA0248:A2 | PANEL B | 22.C2 | USED
KA0241:14 | SC | KA024114 | WHT | 20 | 22.A5 | KA0231:24 | PANEL B | 22.A4 | USED
KA0241:A1 | SC | KA0241A1 | WHT | 20 | 22.C2 | KA0242:A1 | PANEL B | 22.C2 | USED
KA0241:A1 | SC | KA0241A1 | WHT | 20 | 22.C2 | XT0240:5 | PANEL B | 22.C3 | USED
KA0241:A2 | SC | 0V | WHT | 20 | 22.C2 | KA0242:A2 | PANEL B | 22.C2 | USED
KA0241:A2 | SC | 0V | WHT | 20 | 22.C2 | KA0250:A2 | PANEL B | 22.C2 | USED
KA0242:11 | SC | KA0231A1 | WHT | 20 | 22.C6 | XT0136:4 | PANEL B | 21.B5 | USED
KA0242:21 | SC | 024221 | WHT | 20 | 23.C6 | XT0237:1 T2 | PANEL B | 23.C5 | USED
KA0242:24 | SC | 024822 | WHT | 20 | 23.C6 | KA0248:22 | PANEL B | 23.C6 | USED
KA0242:A2 | SC | 0V | WHT | 20 | 22.C2 | KA0243:A2 | PANEL B | 22.C2 | USED
KA0243:21 | SC | ESTOPC | WHT | 20 | 22.A3 | XT0240:1 | PANEL B | 22.A3 | USED
KA0243:24 | SC | KA024511 | WHT | 20 | 22.A3 | KA0245:11 | PANEL B | 22.A4 | USED
KA0243:A1 | SC | KA0243A1 | WHT | 20 | 22.C2 | KA0244:A1 | PANEL B | 22.D2 | USED
KA0243:A1 | SC | KA0243A1 | WHT | 20 | 22.C2 | XT0240:6 | PANEL B | 22.C3 | USED
KA0243:A2 | SC | 0V | WHT | 20 | 22.C2 | KA0244:A2 | PANEL B | 22.D2 | USED
KT0145:A1 | SC | KA024412 | WHT | 20 | 22.D4 | KA0244:12 | PANEL B | 21.B6 | USED
KA0244:A1 | SC | KA0243A1 | WHT | 20 | 22.D2 | KA0246:A1 | PANEL B | 22.D2 | USED
KA0244:A2 | SC | 0V | WHT | 20 | 22.D2 | KA0246:A2 | PANEL B | 22.D2 | USED
KA0245:A1 | SC | KA0245A1 | WHT | 20 | 22.D2 | KA0249:A1 | PANEL B | 22.D2 | USED
KA0245:A1 | SC | KA0245A1 | WHT | 20 | 22.D2 | XT0240:7 | PANEL B | 22.D3 | USED
KA0245:A2 | SC | 0V | WHT | 20 | 22.D2 | KA0249:A2 | PANEL B | 22.D2 | USED
KA0245:A2 | SC | 0V | WHT | 20 | 22.D2 | KA0247:A2 | PANEL B | 22.D2 | USED
KA0246:A1 | SC | KA0243A1 | WHT | 20 | 22.D2 | KA0247:A1 | PANEL B | 22.D2 | USED
KA0246:A2 | SC | 0V | WHT | 20 | 22.D2 | KA0247:A2 | PANEL B | 22.D2 | USED
KA0248:A1 | SC | ESTOP | WHT | 20 | 22.C2 | KA0250:A1 | PANEL B | 22.C2 | USED
KA0248:A2 | SC | 0V | WHT | 20 | 22.C2 | KA0250:A2 | PANEL B | 22.C2 | USED
KA0249:A2 | SC | 0V | WHT | 20 | 22.D2 | XT0240:9 | PANEL B | 22.D3 | USED
KT0140:15 | SC | FU0139 | WHT | 20 | 21.D1 | KT0142:15 | PANEL B | 21.D2 | USED
KT0140:15 | SC | FU0139 | WHT | 20 | 21.A2 | XT0136:3 | PANEL B | 21.A2 | USED
KT0140:16 | SC | KT014115 | WHT | 20 | 21.D1 | KT0141:15 | PANEL B | 21.D2 | USED
KT0140:18 | SC | KT0143A1 | WHT | 20 | 21.A2 | KT0143:A1 | PANEL B | 21.A6 | USED
KT0140:A1 | SC | KT0140A1 | WHT | 20 | 21.A6 | KT0143:16 | PANEL B | 21.A5 | USED
KT0140:A2 | SC | 0V | WHT | 20 | 21.A6 | KT0141:A2 | PANEL B | 21.A6 | USED
KT0140:A2 | SC | 0V | WHT | 20 | 21.A6 | XT0136:1 | PANEL B | 21.A2 | USED
KT0141:18 | SC | KA013222 | WHT | 20 | 21.D2 | KT0144:18 | PANEL B | 21.D2 | USED
KT0141:A1 | SC | KT0141A1 | WHT | 20 | 21.A6 | KT0143:15 | PANEL B | 21.A5 | USED
KT0141:A1 | SC | KT0141A1 | WHT | 20 | 21.A6 | KT0142:A1 | PANEL B | 21.A6 | USED
KT0141:A2 | SC | 0V | WHT | 20 | 21.A6 | KT0142:A2 | PANEL B | 21.A6 | USED
KT0142:15 | SC | FU0139 | WHT | 20 | 21.D2 | KT0144:A1 | PANEL B | 21.B6 | USED
KT0142:18 | SC | KA0137A1 | WHT | 20 | 21.D2 | KT0145:18 | PANEL B | 21.D2 | USED
KT0142:A2 | SC | 0V | WHT | 20 | 21.A6 | KT0143:A2 | PANEL B | 21.A6 | USED
KT0143:A2 | SC | 0V | WHT | 20 | 21.A6 | KT0144:A2 | PANEL B | 21.B6 | USED
KT0144:15 | SC | FU0139 | WHT | 20 | 21.D2 | KT0145:15 | PANEL B | 21.D2 | USED
KT0144:15 | SC | FU0139 | WHT | 20 | 21.D2 | KT0144:A1 | PANEL B | 21.B6 | USED
KT0144:A2 | SC | 0V | WHT | 20 | 21.B6 | KT0145:A2 | PANEL B | 21.B6 | USED
RR0700: -10K OHM | SC | SE12601 | LEAD | --- | 77.A6 | AF0070:05 | PANEL B | 77.A7 | USED
RR0701: -10K OHM | SC | SE12701 | LEAD | --- | 77.B6 | AF0070:10 | PANEL B | 77.B7 | USED
XT0070:1 | SC | 0V | WHT | 14 | 13.B1 | XT0235:1 | PANEL B | 20.D4 | USED
XT0136:12 | SC | 0V | WHT | 20 | 94.C6 | XT0136:1 | PANEL B | 21.A2 | USED
XT0136:2 | SC | FU0139 | WHT | 20 | 21.A2 | XT0136:11 | PANEL B | 94.B6 | USED
XT0136:2 | SC | FU0139 | WHT | 20 | 21.A2 | XT0240:11 | PANEL B | 22.C4 | USED
XT0137:1 | SC | ESTOPA | WHT | 20 | 42.B5 | XT0240:3 | PANEL B | 22.A3 | USED
XT0137:2 | SC | ESTOP | WHT | 20 | 42.B5 | XT0240:4 | PANEL B | 22.A3 | USED
XT0235:1 | SC | 0V | WHT | 14 | 20.D4 | XT0060:1 | PANEL B | 13.D1 | USED
XT0235:5 | SC | 0V | WHT | 16 | 23.D5 | XT0235:2 | PANEL B | 20.D4 | USED
XT0240:9 | SC | 0V | WHT | 20 | 22.D3 | XT0136:1 | PANEL B | 21.A2 | USED
AU0060:L1 | WC0007 | AU0070L2 | ENET | CABLE | 13.C2 | AU0070:L2 | PANEL B | 13.A2 | USED
XT0235:4 | SC | 0V | WHT | 14 | 20.D4 | XT7202:2 | 1-BAY FAN DOOR PANEL | 57.C6 | USED
FU0212:LI | SC | FU0210 | WHT | 14 | 20.C5 | FU0257:LI | 3-BAY FAN DOOR PANEL | 20.C5 | USED
XT0235:4 | SC | 0V | WHT | 14 | 20.D4 | XT0238:4 | 3-BAY FAN DOOR PANEL | 20.C6 | USED
IEG0230:10 | SC | IEG023010 | GRN | 14 | 28.C1 | UV0610:GND | BN3500^DOOR PANEL | 28.B1 | USED
IEG0230:13 | SC | IEG023013 | GRN | 14 | 28.C1 | UV0611:GND | BN3500^DOOR PANEL | 28.C1 | USED
BA0015:TX | SC | BA0015TX |  |  | 3.B5 | BA0014:6-RX | PLC PANEL | 3.A3 | USED
BA0016:RX | SC | BA0016RX |  |  | 3.C5 | BA0014:7-TX | PLC PANEL | 3.A3 | USED
BA0016:TX | SC | BA0016TX |  |  | 3.C5 | BA0014:8-RX | PLC PANEL | 3.A3 | USED
BA0017:RX | SC | BA0017RX |  |  | 3.D5 | BA0014:9-TX | PLC PANEL | 3.A3 | USED
BA0017:TX | SC | BA0017TX |  |  | 3.D5 | BA0014:10-RX | PLC PANEL | 3.A3 | USED
KA0232:21 | SC | FU0170 | WHT | 20 | 129.A6 | XT0170:2 | FIRE SYSTEM | 14.A2 | USED
XT0235:1 | SC | 0V | WHT | 20 | 20.D4 | XT0172:19 | FIRE SYSTEM | 126.B6 | USED
KA0144:22 | SC | KA014422 | WHT | 20 | 129.A6 | KA0176:A1 | FIRE SYSTEM CONTROLLER PANEL | 129.B5 | USED
KA0246:11 | SC | KA017611 | WHT | 20 | 129.A5 | XT0171:3 | FIRE SYSTEM CONTROLLER PANEL | 129.A5 | USED
KA0247:11 | SC | KA017711 | WHT | 20 | 130.A5 | XT0171:1 | FIRE SYSTEM CONTROLLER PANEL | 130.A5 | USED
XT0240:11 | SC | FU0139 | WHT | 20 | 22.C4 | AT0170:30 | FIRE SYSTEM CONTROLLER PANEL | 14.D3 | USED
XT0240:11 | SC | FU0139 | WHT | 20 | 22.C4 | AT0170:24 | FIRE SYSTEM CONTROLLER PANEL | 14.D3 | USED
XT0240:6 | SC | KA0243A1 | WHT | 20 | 22.C3 | AT0170:26 | FIRE SYSTEM CONTROLLER PANEL | 14.D3 | USED
XT0240:7 | SC | KA0245A1 | WHT | 20 | 22.D3 | AT0170:32 | FIRE SYSTEM CONTROLLER PANEL | 14.D3 | USED
XT0136:4 | SC | KA0231A1 | WHT | 20 | 21.B5 | XT0334:2 | GENERATOR PANEL | 30.C2 | USED
XT0233:2 | SC | FU0210 | WHT | 20 | 20.C4 | KA4204:A1 | GENERATOR PANEL | 108.B5 | USED
IEG0010:5 | SC | IEG0120G | GRN | 8 | 4.C2 | IEG0210:0 | ISOLATOR #1 PANEL | 4.C2 | USED
IEG0230:14 | SC | IEG023014 | GRN | 14 | 55.A5 | UV0271:IE | ISOLATOR #1 PANEL | 55.A5 | USED
IEG0230:3 | SC | IEG02300 | GRN | 14 | 54.A5 | UV0270:IE | ISOLATOR #1 PANEL | 54.A5 | USED
AF0074:06 | WC07401 | 007406 | RED | 20 | 55.B7 | UAI0741:7+ | ISOLATOR #1 PANEL | 55.B6 | USED
AF0074:07 | WC07401 | 007407 | BLK | 20 | 55.B7 | UAI0741:8- | ISOLATOR #1 PANEL | 55.B6 | USED
AF0074:40 | WC07401 | 007440 | SH | 20 | 55.B7 | FLOATING | ISOLATOR #1 PANEL | 55.B6 | USED
AF0074:10 | WC07402 | 007410 | RED | 20 | 55.B7 | UAI0742:7+ | ISOLATOR #1 PANEL | 55.B6 | USED
AF0074:11 | WC07402 | 007411 | BLK | 20 | 55.B7 | UAI0742:8- | ISOLATOR #1 PANEL | 55.B6 | USED
AF0074:41 | WC07402 | 007441 | SH | 20 | 55.B7 | FLOATING | ISOLATOR #1 PANEL | 55.C6 | USED
AF0074:14 | WC07403 | 007414 | RED | 20 | 55.C7 | UAI0743:7+ | ISOLATOR #1 PANEL | 55.C6 | USED
AF0074:15 | WC07403 | 007415 | BLK | 20 | 55.C7 | UAI0743:8- | ISOLATOR #1 PANEL | 55.C6 | USED
AF0074:42 | WC07403 | 007442 | SH | 20 | 55.C7 | FLOATING | ISOLATOR #1 PANEL | 55.C6 | USED
AF0074:19 | WC07404 | 007419 | RED | 20 | 55.C7 | UAI0744:7+ | ISOLATOR #1 PANEL | 55.C6 | USED
AF0074:20 | WC07404 | 007420 | BLK | 20 | 55.C7 | UAI0744:8- | ISOLATOR #1 PANEL | 55.C6 | USED
AF0074:43 | WC07404 | 007443 | SH | 20 | 55.C7 | FLOATING | ISOLATOR #1 PANEL | 55.D6 | USED
AF0074:23 | WC07405 | 007423 | RED | 20 | 55.D7 | UAI0745:7+ | ISOLATOR #1 PANEL | 55.D6 | USED
AF0074:24 | WC07405 | 007424 | BLK | 20 | 55.D7 | UAI0745:8- | ISOLATOR #1 PANEL | 55.D6 | USED
AF0074:44 | WC07405 | 007444 | SH | 20 | 55.D7 | FLOATING | ISOLATOR #1 PANEL | 55.D6 | USED
AF0074:27 | WC07406 | 007427 | RED | 20 | 55.D7 | UAI0746:7+ | ISOLATOR #1 PANEL | 55.D6 | USED
AF0074:28 | WC07406 | 007428 | BLK | 20 | 55.D7 | UAI0746:8- | ISOLATOR #1 PANEL | 55.D6 | USED
AF0074:45 | WC07406 | 007445 | SH | 20 | 55.D7 | FLOATING | ISOLATOR #1 PANEL | 55.D6 | USED
AF0074:31 | WC0747 | 007431 | RED | 20 | 56.B7 | UAI0747:7+ | ISOLATOR #1 PANEL | 56.B6 | USED
AF0074:32 | WC0747 | 007432 | BLK | 20 | 56.B7 | UAI0747:8- | ISOLATOR #1 PANEL | 56.B6 | USED
AF0074:33 | WC0747 | 007433 | SH | 20 | 56.B7 | FLOATING | ISOLATOR #1 PANEL | 56.B6 | USED
AF0075:02 | WC0750 | 007502 | RED | 20 | 56.B7 | UAI0750:7+ | ISOLATOR #1 PANEL | 56.B6 | USED
AF0075:03 | WC0750 | 007503 | BLK | 20 | 56.B7 | UAI0750:8- | ISOLATOR #1 PANEL | 56.B6 | USED
AF0075:16 | WC0750 | 007516 | SH | 20 | 56.B7 | FLOATING | ISOLATOR #1 PANEL | 56.B6 | USED
AF0075:06 | WC0751 | 007506 | RED | 20 | 56.B7 | UAI0751:7+ | ISOLATOR #1 PANEL | 56.B6 | USED
AF0075:07 | WC0751 | 007507 | BLK | 20 | 56.B7 | UAI0751:8- | ISOLATOR #1 PANEL | 56.B6 | USED
AF0075:40 | WC0751 | 007508 | SH | 20 | 56.B7 | FLOATING | ISOLATOR #1 PANEL | 56.C6 | USED
AF0075:10 | WC0752 | 007510 | RED | 20 | 56.C7 | UAI0752:7+ | ISOLATOR #1 PANEL | 56.C6 | USED
AF0075:11 | WC0752 | 007511 | BLK | 20 | 56.C7 | UAI0752:8- | ISOLATOR #1 PANEL | 56.C6 | USED
AF0075:41 | WC0752 | 007541 | SH | 20 | 56.C7 | FLOATING | ISOLATOR #1 PANEL | 56.C6 | USED
AF0075:14 | WC0753 | 007514 | RED | 20 | 56.C7 | UAI0753:7+ | ISOLATOR #1 PANEL | 56.C6 | USED
AF0075:15 | WC0753 | 007515 | BLK | 20 | 56.C7 | UAI0753:8- | ISOLATOR #1 PANEL | 56.C6 | USED
AF0075:42 | WC0753 | 007542 | SH | 20 | 56.C7 | FLOATING | ISOLATOR #1 PANEL | 56.D6 | USED
AF0075:19 | WC0754 | 007519 | RED | 20 | 56.D7 | UAI0754:7+ | ISOLATOR #1 PANEL | 56.D6 | USED
AF0075:20 | WC0754 | 007520 | BLK | 20 | 56.D7 | UAI0754:8- | ISOLATOR #1 PANEL | 56.D6 | USED
AF0075:43 | WC0754 | 007543 | SH | 20 | 56.D7 | FLOATING | ISOLATOR #1 PANEL | 56.D6 | USED
AF0075:23 | WC0755 | 007523 | RED | 20 | 54.C7 | UAI00755:7+ | ISOLATOR #1 PANEL | 54.C6 | USED
AF0075:24 | WC0755 | 007524 | BLK | 20 | 54.C7 | UAI00755:8- | ISOLATOR #1 PANEL | 54.C6 | USED
AF0075:44 | WC0755 | 007544 | SH | 20 | 54.C7 | FLOATING | ISOLATOR #1 PANEL | 54.C6 | USED
AF0075:27 | WC0756 | 007527 | RED | 20 | 54.C7 | UAI00756:7+ | ISOLATOR #1 PANEL | 54.C6 | USED
AF0075:28 | WC0756 | 007528 | BLK | 20 | 54.C7 | UAI00756:8- | ISOLATOR #1 PANEL | 54.C6 | USED
AF0075:45 | WC0756 | 007545 | SH | 20 | 54.C7 | FLOATING | ISOLATOR #1 PANEL | 54.C6 | USED
AF0075:31 | WC0757 | 007531 | RED | 20 | 54.D7 | UAI00757:7+ | ISOLATOR #1 PANEL | 54.D6 | USED
AF0075:32 | WC0757 | 007532 | BLK | 20 | 54.D7 | UAI00757:8- | ISOLATOR #1 PANEL | 54.D6 | USED
AF0075:33 | WC0757 | 007533 | SH | 20 | 54.D7 | FLOATING | ISOLATOR #1 PANEL | 54.D6 | USED
AF0076:02 | WC07600 | 007602 | RED | 20 | 57.A7 | UAI0760:7+ | ISOLATOR #2 PANEL | 57.A6 | USED
AF0076:03 | WC07600 | 007603 | BLK | 20 | 57.A7 | UAI0760:8- | ISOLATOR #2 PANEL | 57.A6 | USED
AF0076:16 | WC07600 | 007616 | SH | 20 | 57.A7 | FLOATING | ISOLATOR #2 PANEL | 57.A6 | USED
AF0076:06 | WC07601 | 007606 | RED | 20 | 57.A7 | UAI0761:7+ | ISOLATOR #2 PANEL | 57.A6 | USED
AF0076:07 | WC07601 | 007607 | BLK | 20 | 57.A7 | UAI0761:8- | ISOLATOR #2 PANEL | 57.A6 | USED
AF0076:40 | WC07601 | 007640 | SH | 20 | 57.A7 | FLOATING | ISOLATOR #2 PANEL | 57.A6 | USED
AF0076:10 | WC07602 | 007610 | RED | 20 | 57.B7 | UAI0762:7+ | ISOLATOR #2 PANEL | 57.B6 | USED
AF0076:11 | WC07602 | 007611 | BLK | 20 | 57.B7 | UAI0762:8- | ISOLATOR #2 PANEL | 57.B6 | USED
AF0076:41 | WC07602 | 007641 | SH | 20 | 57.B7 | FLOATING | ISOLATOR #2 PANEL | 57.B6 | USED
AF0076:14 | WC07603 | 007614 | RED | 20 | 57.B7 | UAI0763:7+ | ISOLATOR #2 PANEL | 57.B6 | USED
AF0076:15 | WC07603 | 007615 | BLK | 20 | 57.B7 | UAI0763:8- | ISOLATOR #2 PANEL | 57.B6 | USED
AF0076:42 | WC07603 | 007642 | SH | 20 | 57.B7 | FLOATING | ISOLATOR #2 PANEL | 57.B6 | USED
AF0076:19 | WC07604 | 007619 | RED | 20 | 57.B7 | UAI0764:7+ | ISOLATOR #2 PANEL | 57.B6 | USED
AF0076:20 | WC07604 | 007620 | BLK | 20 | 57.B7 | UAI0764:8- | ISOLATOR #2 PANEL | 57.B6 | USED
AF0076:43 | WC07604 | 007643 | SH | 20 | 57.B7 | FLOATING | ISOLATOR #2 PANEL | 57.C6 | USED
AF0076:23 | WC0765 | 007623 | RED | 20 | 58.B7 | UAI0765:+7 | ISOLATOR #2 PANEL | 58.B6 | USED
AF0076:24 | WC0765 | 007624 | BLK | 20 | 58.B7 | UAI0765:-8 | ISOLATOR #2 PANEL | 58.B6 | USED
AF0076:44 | WC0765 | 007644 | SH | 20 | 58.B7 | FLOATING | ISOLATOR #2 PANEL | 58.B6 | USED
AF0076:27 | WC0766 | 007627 | RED | 20 | 58.B7 | UAI0766:+7 | ISOLATOR #2 PANEL | 58.B6 | USED
AF0076:28 | WC0766 | 007628 | BLK | 20 | 58.B7 | UAI0766:-8 | ISOLATOR #2 PANEL | 58.B6 | USED
AF0076:45 | WC0766 | 007645 | SH | 20 | 58.B7 | FLOATING | ISOLATOR #2 PANEL | 58.B6 | USED
AF0076:31 | WC0767 | 007631 | RED | 20 | 58.C7 | UAI0767:+7 | ISOLATOR #2 PANEL | 58.C6 | USED
AF0076:32 | WC0767 | 007632 | BLK | 20 | 58.C7 | UAI0767:-8 | ISOLATOR #2 PANEL | 58.C6 | USED
AF0076:33 | WC0767 | 007633 | SH | 20 | 58.C7 | FLOATING | ISOLATOR #2 PANEL | 58.C6 | USED
IEG0070: | SC | FCE2228S1 | GRN/YEL | 16 | 136.A6 | XTA0700:16 | LIQUID FUEL BOX | 136.A5 | USED
KA0240:21 | SC | SV22201 |  |  | 135.B5 | XT0700:9 | LIQUID FUEL BOX | 135.B4 | USED
KA0240:24 | SC | KA024024 | WHT | 20 | 135.B5 | XT0700:11 | LIQUID FUEL BOX | 135.B6 | USED
KA0248:11 | SC | SV22221 |  |  | 135.D5 | XT0700:14 | LIQUID FUEL BOX | 135.D4 | USED
KA0248:14 | SC | 005110 | WHT | 20 | 135.D5 | XT0700:16 | LIQUID FUEL BOX | 135.D6 | USED
FU0210:LI | SC | FU0136 | WHT | 12 | 20.C4 | XT0138:4 | PANEL A | 20.B3 | USED
FU0211:LI | SC | FU0137 | WHT | 12 | 20.B4 | XT0139:3 | PANEL A | 20.B4 | USED
IEG0230:11 | SC | IEG023011 | GRN | 14 | 12.B5 | IEG0090: | PANEL A | 12.B4 | USED
IEG0230:2 | SC | IEG02302 | GRN | 14 | 12.D6 | IEG0080: | PANEL A | 12.D6 | USED
KA0130:14 | SC | 008203 | WHT | 20 | 23.D6 | AF0082:03 | PANEL A | 23.C7 | USED
KA0130:A1 | SC | 008238 | WHT | 20 | 23.C5 | AF0082:38 | PANEL A | 23.C7 | USED
KA0131:11 | SC | KA0135A1 | WHT | 20 | 21.D4 | KA0135:A1 | PANEL A | 21.D6 | USED
KA0131:14 | SC | KA013114 | WHT | 20 | 21.D4 | AF0091:06 | PANEL A | 92.A7 | USED
KA0133:A1 | SC | KA0133A1 | WHT | 20 | 21.C6 | AF0091:02 | PANEL A | 92.A7 | USED
KA0134:A1 | SC | KA0134A1 | WHT | 20 | 21.C6 | AF0080:08 | PANEL A | 94.C7 | USED
KA0134:A1 | SC | KA0134A1 | WHT | 20 | 21.C6 | AF0090:12 | PANEL A | 94.C7 | USED
KA0136:A2 | SC | 0V | WHT | 20 | 21.D6 | KA0135:A2 | PANEL A | 21.D6 | USED
KA0141:11 | SC | KA014111 | WHT | 20 | 21.C2 | AF0090:38 | PANEL A | 21.C2 | USED
KA0141:14 | SC | KA014114 | WHT | 20 | 21.C2 | AF0090:03 | PANEL A | 21.C2 | USED
KA0141:24 | SC | 008036 | WHT | 20 | 21.B2 | AF0080:36 | PANEL A | 21.B2 | USED
KA0144:A1 | SC | KA0135A1 | WHT | 20 | 21.C6 | KA0135:A1 | PANEL A | 21.D6 | USED
KA0144:A2 | SC | 0V | WHT | 20 | 21.C6 | KA0135:A2 | PANEL A | 21.D6 | USED
KA0209:A1 | SC | AF008010 | WHT | 20 | 38.A5 | AF0080:10 | PANEL A | 38.A7 | USED
KA0209:A2 | SC | AF008022 | WHT | 20 | 38.A5 | AF0080:22 | PANEL A | 38.A7 | USED
KA0210:A1 | SC | AF008012 | WHT | 20 | 38.B5 | AF0080:12 | PANEL A | 38.B7 | USED
KA0210:A2 | SC | AF008023 | WHT | 20 | 38.B5 | AF0080:23 | PANEL A | 38.B7 | USED
KA0221:14 | SC | 008037 | WHT | 20 | 70.B6 | AF0080:37 | PANEL A | 70.B7 | USED
KA0221:A1 | SC | 008004 | WHT | 20 | 70.B6 | AF0080:04 | PANEL A | 70.B7 | USED
KA0222:11 | SC | 008109 | WHT | 20 | 71.A6 | AF0081:09 | PANEL A | 71.A7 | USED
KA0238:11 | SC | 009104 | WHT | 20 | 46.A6 | AF0091:04 | PANEL A | 46.A7 | USED
KA0238:21 | SC | 009107 | WHT | 20 | 46.C6 | AF0091:07 | PANEL A | 46.C7 | USED
KA0242:14 | SC | KA024214 | WHT | 20 | 22.C6 | AF0081:12 | PANEL A | 22.C7 | USED
KA0243:11 | SC | KA024311 | WHT | 20 | 22.B6 | AF0082:39 | PANEL A | 22.B7 | USED
KA0243:14 | SC | KA024314 | WHT | 20 | 22.B6 | AF0082:04 | PANEL A | 22.B7 | USED
KA0246:14 | SC | KA6211A1 | WHT | 20 | 129.A5 | KA6211:A1 | PANEL A | 129.A6 | USED
KA0247:14 | SC | KA6212A1 | WHT | 20 | 130.A5 | KA6212:A1 | PANEL A | 130.A6 | USED
KA1020:24 | SC | 0V | WHT | 14 | 50.A5 | XT0135:1 | PANEL A | 20.B4 | USED
KA6200:A1 | SC | 009200 | WHT | 20 | 130.C6 | AF0092:00 | PANEL A | 130.C6 | USED
KA6200:A2 | SC | 009217 | WHT | 20 | 130.C6 | AF0092:17 | PANEL A | 130.C6 | USED
KA9000:A1 | SC | AF009205 | WHT | 20 | 48.A6 | AF0092:05 | PANEL A | 48.A6 | USED
KA9000:A2 | SC | AF009222 | WHT | 20 | 48.A6 | AF0092:22 | PANEL A | 48.A6 | USED
KA9001:A1 | SC | AF009206 | WHT | 20 | 48.A6 | AF0092:06 | PANEL A | 48.A6 | USED
KA9001:A2 | SC | AF009223 | WHT | 20 | 48.A6 | AF0092:23 | PANEL A | 48.A6 | USED
KA9002:A1 | SC | AF009207 | WHT | 20 | 48.B6 | AF0092:07 | PANEL A | 48.B6 | USED
KA9002:A2 | SC | AF009224 | WHT | 20 | 48.B6 | AF0092:24 | PANEL A | 48.B6 | USED
KA9003:A1 | SC | AF009208 | WHT | 20 | 48.B6 | AF0092:08 | PANEL A | 48.B6 | USED
KA9003:A2 | SC | AF009225 | WHT | 20 | 48.B6 | AF0092:25 | PANEL A | 48.B6 | USED
KA9004:A1 | SC | AF009209 | WHT | 20 | 48.C6 | AF0092:09 | PANEL A | 48.C6 | USED
KA9004:A2 | SC | AF009226 | WHT | 20 | 48.C6 | AF0092:26 | PANEL A | 48.C6 | USED
KA9005:A1 | SC | AF009210 | WHT | 20 | 48.C6 | AF0092:10 | PANEL A | 48.C6 | USED
KA9005:A2 | SC | AF009227 | WHT | 20 | 48.C6 | AF0092:27 | PANEL A | 48.C6 | USED
KA9006:A1 | SC | AF009211 | WHT | 20 | 48.D6 | AF0092:11 | PANEL A | 48.D6 | USED
KA9006:A2 | SC | AF009228 | WHT | 20 | 48.D6 | AF0092:28 | PANEL A | 48.D6 | USED
KA9007:A1 | SC | AF009212 | WHT | 20 | 48.D6 | AF0092:12 | PANEL A | 48.D6 | USED
KA9007:A2 | SC | AF009229 | WHT | 20 | 48.D6 | AF0092:29 | PANEL A | 48.D6 | USED
KT0146:A2 | SC | KT0146A2 | WHT | 20 | 21.B2 | AF0080:18 | PANEL A | 21.B2 | USED
KT0146:B1 | SC | KT0146B1 | WHT | 20 | 21.B2 | AF0080:02 | PANEL A | 21.B2 | USED
XT0060:4 | SC | SV21202 | WHT | 20 | 70.B6 | AF0080:19 | PANEL A | 70.B7 | USED
XT0136:1 | SC | 0V | WHT | 14 | 21.A2 | XT0135:1 | PANEL A | 20.B4 | USED
XT0136:2 | SC | FU0139 | WHT | 14 | 21.A2 | FU0139:LD | PANEL A | 20.A5 | USED
XT0233:2 | SC | FU0210 | WHT | 16 | 20.C4 | FU0681:LI | PANEL A | 8.B2 | USED
XT0235:1 | SC | 0V | WHT | 12 | 20.D4 | XT0134:4 | PANEL A | 20.B3 | USED
XT0235:2 | SC | 0V | WHT | 16 | 20.D4 | BA0680:NEG | PANEL A | 8.B2 | USED
XT0240:4 | SC | ESTOP | WHT | 20 | 22.A3 | XT0139:4 | PANEL A | 22.B3 | USED
AU0070:L1 | WC0008 | AU0080L2 | ENET | CABLE | 13.A2 | AU0080:L2 | PANEL A | 12.C2 | USED
BA0015:V1(-) | SC | 0V | WHT | 16 | 3.B5 | XT0005:4 | PLC PANEL | 3.C6 | USED
BA0016:V1(-) | SC | 0V |  |  | 3.C5 | XT0005:4 | PLC PANEL | 3.C6 | USED
BA0017:V1(-) | SC | 0V | WHT | 16 | 3.D5 | XT0005:4 | PLC PANEL | 3.C6 | USED
FU0103:LI | SC | FU0210 | WHT | 14 | 3.B6 | XT0005:3 | PLC PANEL | 3.B7 | USED
IEG0230:1 | SC | IEG02301 | GRN | 12 | 5.B6 | AR0600:IE2 | PLC PANEL | 5.A1 | USED
IEG0230:12 | SC | GR0234 | GRN | 14 | 4.B4 | GR0234: | PLC PANEL | 4.B4 | USED
IEG0230:7 | SC | IEG02307 | GRN | 12 | 5.C6 | AR0700:IE2 | PLC PANEL | 5.B1 | USED
IEG0230:8 | SC | IEG02308 | GRN | 12 | 5.D6 | AR0800:IE2 | PLC PANEL | 5.C1 | USED
XT0233:3 | SC | FU0210 | WHT | 12 | 20.C4 | XT0005:1 | PLC PANEL | 3.A7 | USED
XT0233:3 | SC | FU0210 | WHT | 14 | 20.C4 | FU0290:LI | PLC PANEL | 9.B5 | USED
XT0235:3 | SC | 0V | WHT | 12 | 20.D4 | XT0005:2 | PLC PANEL | 3.A6 | USED
XT0235:3 | SC | 0V | WHT | 14 | 20.D4 | AP0290:- | PLC PANEL | 9.B4 | USED
BA0017:RJ45 | WC0017 | BA0017RJ45 | ENET | CABLE | 3.D5 | AP0807:PORT 2 | PLC PANEL | 6.C6 | USED
AF0065:41 | WC029002 | PT11201 | RED | 20 | 59.A7 | AP0290:O:A2+ | PLC PANEL | 59.A6 | USED
AF0065:06 | WC029002 | PT11202 | BLK | 20 | 59.A7 | AP0290:O:C2- | PLC PANEL | 59.A6 | USED
FLOATING | WC029002 | PT1120S1 | SH | 20 | 59.A6 | AP0290:O:B2S | PLC PANEL | 59.A6 | USED
AF0064:47 | WC029006 | PT64001 | RED | 20 | 63.A7 | AP0290:O:A6+ | PLC PANEL | 63.A6 | USED
AF0064:12 | WC029006 | PT64002 | BLK | 20 | 63.A7 | AP0290:O:C6- | PLC PANEL | 63.A6 | USED
FLOATING | WC029006 | PT6400S1 | SH | 20 | 63.A6 | AP0290:O:B6S | PLC PANEL | 63.A6 | USED
AF0073:35 | WC029007 | PT21261 | RED | 20 | 65.B7 | AP0290:O:A7+ | PLC PANEL | 65.B6 | USED
AF0073:00 | WC029007 | PT21262 | BLK | 20 | 65.B7 | AP0290:O:C7- | PLC PANEL | 65.B6 | USED
FLOATING | WC029007 | PT2126S1 | SH | 20 | 65.B6 | AP0290:O:B7S | PLC PANEL | 65.B6 | USED
AF0065:37 | WC029008 | PT21301 | RED | 20 | 67.A7 | AP0290:O:A8+ | PLC PANEL | 67.A6 | USED
AF0065:02 | WC029008 | PT21302 | BLK | 20 | 67.A7 | AP0290:O:C8- | PLC PANEL | 67.A6 | USED
FLOATING | WC029008 | PT3120S1 | SH | 20 | 67.A6 | AP0290:O:B8S | PLC PANEL | 67.A6 | USED
AF0065:39 | WC029010 | PT21401 | RED | 20 | 69.A7 | AP0290:O:A10+ | PLC PANEL | 69.A6 | USED
AF0065:04 | WC029010 | PT21402 | BLK | 20 | 69.A7 | AP0290:O:C10- | PLC PANEL | 69.A6 | USED
FLOATING | WC029010 | PT2140S1 | SH | 20 | 69.A6 | AP0290:O:B10S | PLC PANEL | 69.A6 | USED
AF0073:39 | WC029011 | PT21411 | RED | 20 | 69.A7 | AP0290:O:A11+ | PLC PANEL | 69.A6 | USED
AF0073:04 | WC029011 | PT21412 | BLK | 20 | 69.A7 | AP0290:O:C11- | PLC PANEL | 69.A6 | USED
FLOATING | WC029011 | PT2141S1 | SH | 20 | 69.B6 | AP0290:O:B11S | PLC PANEL | 69.A6 | USED
AF0065:35 | WC029012 | PT21211 | RED | 20 | 72.A7 | AP0290:O:A12+ | PLC PANEL | 72.A6 | USED
AF0065:00 | WC029012 | PT21212 | BLK | 20 | 72.A7 | AP0290:O:C12- | PLC PANEL | 72.A6 | USED
FLOATING | WC029012 | PT2121S1 | SH | 20 | 72.B6 | AP0290:O:B12S | PLC PANEL | 72.A6 | USED
AF0073:37 | WC029029 | PT21311 | RED | 20 | 67.A7 | AP0290:O:A9+ | PLC PANEL | 67.A6 | USED
AF0073:02 | WC029029 | PT21312 | BLK | 20 | 67.A7 | AP0290:O:C9- | PLC PANEL | 67.A6 | USED
FLOATING | WC029029 | PT2131S1 | SH | 20 | 67.B6 | AP0290:O:B9S | PLC PANEL | 67.A6 | USED
BA0015:RJ45 | WC9015 | BA0015RJ45 | ENET | CABLE | 3.B5 | AP0801:ENET | PLC PANEL | 6.B6 | USED
BA0016:RJ45 | WC9016 | BA0016RJ45 | ENET | CABLE | 3.C5 | AP0804:P2 | PLC PANEL | 6.C6 | USED
AF0073:41 | WCO29003 | PT11211 | RED | 20 | 59.B7 | AP0290:O:A3+ | PLC PANEL | 59.B6 | USED
AF0073:06 | WCO29003 | PT11212 | BLK | 20 | 59.B7 | AP0290:O:C3- | PLC PANEL | 59.B6 | USED
FLOATING | WCO29003 | PT1121S1 | SH | 20 | 59.B6 | AP0290:O:B3S | PLC PANEL | 59.B6 | USED
XT0233:3 | SC | FU0210 | WHT | 12 | 20.C4 | FU0680:LI | PWR DISTRIBUTION RAIL | 8.A3 | USED
XT0235:3 | SC | 0V | WHT | 12 | 20.D4 | XT0680:2 | PWR DISTRIBUTION RAIL | 8.A4 | USED
XT0240:10 | SC | FU0139 | WHT | 20 | 22.C4 | XT0563:4 | PWR DISTRIBUTION RAIL | 17.C6 | USED
XT0240:12 | SC | KA023612 | WHT | 20 | 22.D4 | XT0563:1 | PWR DISTRIBUTION RAIL | 17.B6 | USED
XT0240:2 | SC | ESTOPB | WHT | 20 | 22.A3 | XT0563:5 | PWR DISTRIBUTION RAIL | 17.D6 | USED
XT0240:3 | SC | ESTOPA | WHT | 20 | 22.A3 | XT0563:6 | PWR DISTRIBUTION RAIL | 17.D6 | USED
XT0240:5 | SC | KA0241A1 | WHT | 20 | 22.C3 | XT0563:3 | PWR DISTRIBUTION RAIL | 17.C6 | USED
XT0240:8 | SC | 0V | WHT | 20 | 22.D3 | XT0563:2 | PWR DISTRIBUTION RAIL | 17.B6 | USED
IEG0010:2 | SC | IEG0110G | GRN | 8 | 4.B2 | IEG0110:0 | REDUNDANT POWER PANEL | 4.B2 | USED
AF0060:00 | SC | FCE14209 | WHT | 20 | 51.C7 | EA0600:1 | SURGE NON-I.S. PANEL | 51.C5 | USED
AF0060:04 | SC | FCE21309 | WHT | 20 | 66.C7 | EA0602:1 | SURGE NON-I.S. PANEL | 66.C5 | USED
AF0060:08 | SC | FCE21409 | WHT | 20 | 68.C7 | EA0604:1 | SURGE NON-I.S. PANEL | 68.C5 | USED
AF0060:12 | SC | FCE14409 | WHT | 20 | 52.C7 | EA0606:1 | SURGE NON-I.S. PANEL | 52.C5 | USED
AF0060:17 | SC | FCE142010 | WHT | 20 | 51.C7 | EA0600:2 | SURGE NON-I.S. PANEL | 51.C5 | USED
AF0060:18 | SC | FCE14208 | WHT | 20 | 51.B7 | EA0601:2 | SURGE NON-I.S. PANEL | 51.B5 | USED
AF0060:19 | SC | FCE213010 | WHT | 20 | 66.C7 | EA0602:2 | SURGE NON-I.S. PANEL | 66.C5 | USED
AF0060:20 | SC | FCE21308 | WHT | 20 | 66.B7 | EA0603:2 | SURGE NON-I.S. PANEL | 66.B5 | USED
AF0060:21 | SC | FCE214010 | WHT | 20 | 68.C7 | EA0604:2 | SURGE NON-I.S. PANEL | 68.C5 | USED
AF0060:22 | SC | FCE21408 | WHT | 20 | 68.B7 | EA0605:2 | SURGE NON-I.S. PANEL | 68.B5 | USED
AF0060:23 | SC | FCE144010 | WHT | 20 | 52.C7 | EA0606:2 | SURGE NON-I.S. PANEL | 52.C5 | USED
AF0060:24 | SC | FCE14408 | WHT | 20 | 52.B7 | EA0607:2 | SURGE NON-I.S. PANEL | 52.B5 | USED
AF0062:00 | SC | SV21501 | WHT | 20 | 73.C7 | EA0620:1 | SURGE NON-I.S. PANEL | 73.C5 | USED
AF0062:04 | SC | SV21211 | WHT | 20 | 72.C7 | EA0622:1 | SURGE NON-I.S. PANEL | 72.C5 | USED
AF0062:08 | SC | SV17201 | WHT | 20 | 62.C7 | EA0624:1 | SURGE NON-I.S. PANEL | 62.C5 | USED
AF0062:10 | SC | SV17101 | WHT | 20 | 62.C7 | EA0625:1 | SURGE NON-I.S. PANEL | 62.C5 | USED
AF0062:12 | SC | UA1200J14 | WHT | 20 | 23.C7 | EA0626:2 | SURGE NON-I.S. PANEL | 23.C4 | USED
AF0062:17 | SC | SV21502 | WHT | 20 | 73.C7 | EA0620:2 | SURGE NON-I.S. PANEL | 73.C5 | USED
AF0062:19 | SC | SV21212 | WHT | 20 | 72.C7 | EA0622:2 | SURGE NON-I.S. PANEL | 72.C5 | USED
AF0062:21 | SC | SV17202 | WHT | 20 | 62.C7 | EA0624:2 | SURGE NON-I.S. PANEL | 62.C5 | USED
AF0062:22 | SC | SV17102 | WHT | 20 | 62.C7 | EA0625:2 | SURGE NON-I.S. PANEL | 62.C5 | USED
AF0063:00 | SC | FCE142014 | WHT | 20 | 51.D7 | EA0630:2 | SURGE NON-I.S. PANEL | 51.D5 | USED
AF0063:01 | SC | FCE142012 | WHT | 20 | 51.C7 | EA0631:2 | SURGE NON-I.S. PANEL | 51.C5 | USED
AF0063:02 | SC | FCE213014 | WHT | 20 | 66.D7 | EA0632:2 | SURGE NON-I.S. PANEL | 66.D5 | USED
AF0063:03 | SC | FCE213012 | WHT | 20 | 66.C7 | EA0633:2 | SURGE NON-I.S. PANEL | 66.C5 | USED
AF0063:04 | SC | FCE214014 | WHT | 20 | 68.D7 | EA0634:2 | SURGE NON-I.S. PANEL | 68.D5 | USED
AF0063:05 | SC | FCE214012 | WHT | 20 | 68.C7 | EA0635:2 | SURGE NON-I.S. PANEL | 68.C5 | USED
AF0063:06 | SC | FCE144014 | WHT | 20 | 52.D7 | EA0636:2 | SURGE NON-I.S. PANEL | 52.D5 | USED
AF0063:07 | SC | FCE144012 | WHT | 20 | 52.C7 | EA0637:2 | SURGE NON-I.S. PANEL | 52.C5 | USED
AF0063:08 | SC | PDS15003 | WHT | 20 | 59.D7 | EA0638:2 | SURGE NON-I.S. PANEL | 59.D5 | USED
AF0063:35 | SC | FCE142013 | WHT | 20 | 51.D7 | EA0630:1 | SURGE NON-I.S. PANEL | 51.D5 | USED
AF0063:36 | SC | FCE142011 | WHT | 20 | 51.C7 | EA0631:1 | SURGE NON-I.S. PANEL | 51.C5 | USED
AF0063:37 | SC | FCE213013 | WHT | 20 | 66.D7 | EA0632:1 | SURGE NON-I.S. PANEL | 66.D5 | USED
AF0063:38 | SC | FCE213011 | WHT | 20 | 66.C7 | EA0633:1 | SURGE NON-I.S. PANEL | 66.C5 | USED
AF0063:39 | SC | FCE214013 | WHT | 20 | 68.D7 | EA0634:1 | SURGE NON-I.S. PANEL | 68.D5 | USED
AF0063:40 | SC | FCE214011 | WHT | 20 | 68.C7 | EA0635:1 | SURGE NON-I.S. PANEL | 68.C5 | USED
AF0063:41 | SC | FCE144013 | WHT | 20 | 52.D7 | EA0636:1 | SURGE NON-I.S. PANEL | 52.D5 | USED
AF0063:42 | SC | FCE144011 | WHT | 20 | 52.C7 | EA0637:1 | SURGE NON-I.S. PANEL | 52.C5 | USED
AF0063:43 | SC | PDS15002 | WHT | 20 | 59.D7 | EA0638:1 | SURGE NON-I.S. PANEL | 59.D5 | USED
KA0130:A2 | SC | UA1200J26 | WHT | 20 | 23.C5 | EA0823:1 | SURGE NON-I.S. PANEL | 23.C4 | USED
KA0136:A1 | SC | PS32002 | WHT | 20 | 21.D6 | EA3201:2 | SURGE NON-I.S. PANEL | 91.D5 | USED
KA0233:11 | SC | FCE14207 | WHT | 20 | 51.B6 | EA0601:1 | SURGE NON-I.S. PANEL | 51.B5 | USED
KA0234:11 | SC | FCE14407 | WHT | 20 | 52.B6 | EA0607:1 | SURGE NON-I.S. PANEL | 52.B5 | USED
KA0235:21 | SC | SV21201 | WHT | 20 | 70.B5 | EA0802:1 | SURGE NON-I.S. PANEL | 70.B5 | USED
KA0236:21 | SC | SV21241 | WHT | 20 | 71.A5 | EA0623:1 | SURGE NON-I.S. PANEL | 71.A5 | USED
KA0237:11 | SC | FCE21307 | WHT | 20 | 66.B6 | EA0603:1 | SURGE NON-I.S. PANEL | 66.B5 | USED
KA0237:21 | SC | FCE21407 | WHT | 20 | 68.B6 | EA0605:1 | SURGE NON-I.S. PANEL | 68.B5 | USED
KA0238:14 | SC | SDY490073B1 | WHT | 20 | 46.A6 | XT0091:1 | SURGE NON-I.S. PANEL | 46.A5 | USED
KA0238:24 | SC | SDY490086B1 | WHT | 20 | 46.C6 | XT0091:7 | SURGE NON-I.S. PANEL | 46.C5 | USED
KA0240:11 | SC | PS32004 | WHT | 20 | 91.D6 | EA3202:1 | SURGE NON-I.S. PANEL | 91.D5 | USED
XT0060:3 | SC | UA1200J21 | WHT | 20 | 23.D5 | EA1200A:1 | SURGE NON-I.S. PANEL | 23.D4 | USED
XT0060:4 | SC | SV21202 | WHT | 20 | 70.B6 | EA0802:2 | SURGE NON-I.S. PANEL | 70.B5 | USED
XT0060:5 | SC | SV21242 | WHT | 20 | 71.A5 | EA0623:2 | SURGE NON-I.S. PANEL | 71.A5 | USED
XT0136:2 | SC | FU0139 | WHT | 20 | 21.A2 | EA3201:1 | SURGE NON-I.S. PANEL | 91.D5 | USED
XT0136:9 | SC | PS32005 | WHT | 20 | 91.D6 | EA3202:2 | SURGE NON-I.S. PANEL | 91.D5 | USED
XT0233:4 | SC | FU0212 | WHT | 16 | 23.D5 | EA1200B:1 | SURGE NON-I.S. PANEL | 23.D4 | USED
XT0233:4 | SC | FU0212 | WHT | 16 | 23.D5 | EA1200A:2 | SURGE NON-I.S. PANEL | 23.D4 | USED
XT0235:2 | SC | 0V | WHT | 16 | 20.D4 | XT0362:4 | SURGE NON-I.S. PANEL | 108.B4 | USED
XT0235:5 | SC | 0V | WHT | 20 | 23.D5 | EA1200B:2 | SURGE NON-I.S. PANEL | 23.D4 | USED
XT0237:1 B1 | SC | UA1200J15 | WHT | 20 | 23.C5 | EA0627:2 | SURGE NON-I.S. PANEL | 23.C4 | USED
AF0064:00 | WC0640 | FCE14205 | RED | 20 | 51.A7 | EA0640:1 | SURGE NON-I.S. PANEL | 51.A5 | USED
AF0064:01 | WC0640 | FCE14206 | BLK | 20 | 51.A7 | EA0640:2 | SURGE NON-I.S. PANEL | 51.A5 | USED
AF0064:02 | WC0641 | FCE21305 | RED | 20 | 66.A7 | EA0641:1 | SURGE NON-I.S. PANEL | 66.A5 | USED
AF0064:03 | WC0641 | FCE21306 | BLK | 20 | 66.A7 | EA0641:2 | SURGE NON-I.S. PANEL | 66.A5 | USED
IEG0060: | WC0641 | FCE21306S | SH | 20 | 66.B6 | FLOATING | SURGE NON-I.S. PANEL | 66.B6 | USED
AF0064:04 | WC0642 | FCE21405 | RED | 20 | 68.A7 | EA0642:1 | SURGE NON-I.S. PANEL | 68.A5 | USED
AF0064:05 | WC0642 | FCE21406 | BLK | 20 | 68.A7 | EA0642:2 | SURGE NON-I.S. PANEL | 68.A5 | USED
IEG0060: | WC0642 | FCE2140S3 | SH | 20 | 68.B6 | FLOATING | SURGE NON-I.S. PANEL | 68.B6 | USED
AF0064:06 | WC0643 | FCE14405 | RED | 20 | 52.B7 | EA0643:1 | SURGE NON-I.S. PANEL | 52.B5 | USED
AF0064:07 | WC0643 | FCE14406 | BLK | 20 | 52.B7 | EA0643:2 | SURGE NON-I.S. PANEL | 52.B5 | USED
AF0064:14 | WC0647 | UA1200J13 | RED | 20 | 23.B7 | EA0647:1 | SURGE NON-I.S. PANEL | 23.B4 | USED
AF0064:15 | WC0647 | UA1200J11 | BLK | 20 | 23.B7 | EA0647:2 | SURGE NON-I.S. PANEL | 23.B4 | USED
AF0071:00 | WC0710 | FCE14201 | RED | 20 | 51.A7 | EA0710:1 | SURGE NON-I.S. PANEL | 51.A5 | USED
AF0071:01 | WC0710 | FCE14202 | BLK | 20 | 51.A7 | EA0710:2 | SURGE NON-I.S. PANEL | 51.A5 | USED
AF0071:04 | WC0711 | FCE21301 | RED | 20 | 66.A7 | EA0711:1 | SURGE NON-I.S. PANEL | 66.A5 | USED
AF0071:05 | WC0711 | FCE21302 | BLK | 20 | 66.A7 | EA0711:2 | SURGE NON-I.S. PANEL | 66.A5 | USED
IEG0070: | WC0711 | FCE2130S | SH | 20 | 66.A6 | FLOATING | SURGE NON-I.S. PANEL | 66.A6 | USED
AF0071:08 | WC0712 | FCE21401 | RED | 20 | 68.A7 | EA0712:1 | SURGE NON-I.S. PANEL | 68.A5 | USED
AF0071:09 | WC0712 | FCE21402 | BLK | 20 | 68.A7 | EA0712:2 | SURGE NON-I.S. PANEL | 68.A5 | USED
IEG0070: | WC0712 | FCE2140S | SH | 20 | 68.A6 | FLOATING | SURGE NON-I.S. PANEL | 68.A6 | USED
AF0071:12 | WC0713 | FCE14401 | RED | 20 | 52.A7 | EA0713:1 | SURGE NON-I.S. PANEL | 52.A5 | USED
AF0071:13 | WC0713 | FCE14402 | BLK | 20 | 52.A7 | EA0713:2 | SURGE NON-I.S. PANEL | 52.A5 | USED
IEG0230:9 | SC | IEG02309 | GRN | 14 | 15.A2 | GR0200: | TCP | 15.A2 | USED
IEG0010:3 | SC | IEG0130G | GRN | 8 | 4.C2 | IEG0130:0 | VIBRATION PANEL | 4.C2 | USED
SolarTools ver. 7.0.17.15318 (Jul 24, 2024)
Report date: 9/13/2024 1:02 PM

## PLC PANEL
PLC PANEL
CONTROL CONSOLE (UNIT PANEL A)
Project # | 4H161
Project Name | QATARGAS - NFPS
Revision | D.2
Controls DE | K. NYBERG
Phone: | 0
Controls ME | D. FIGUEROA
Phone:
From | [5 empty] | To
Device ID | Cable (W) Conductor (SC) Jumper Clip (JC) | Wire No. | Wire ID | Gauge/Size | Page/Zone | Device ID | Location | Page/Zone
BA0013:RX | SC | BA0013TX |  |  | 3.B5 | BA0014:3-TX | PLC PANEL | 3.A3 | USED
BA0013:TX | SC | BA0013RX |  |  | 3.B5 | BA0014:4-RX | PLC PANEL | 3.A3 | USED
AP0290:+ | SC | FU0290 | WHT | 16 | 9.B4 | FU0290:LD | PLC PANEL | 9.B5 | USED
AP0290:TX/RX2(-) | SC | AP0290TX/RX2(-) | LEAD | --- | 9.B4 | RR0290:-120 OHM | PLC PANEL | 9.B3 | USED
AP0290:TX/RX2(+) | SC | AP0290TX/RX2(+) | LEAD | --- | 9.B4 | RR0290:-120 OHM | PLC PANEL | 9.B3 | USED
AR0600:IE1 | SC | UV0600G | GRN | 14 | 5.A1 | UV0600:GND | PLC PANEL | 5.A2 | USED
AR0700:IE1 | SC | UV0700G | GRN | 14 | 5.B1 | UV0700:GND | PLC PANEL | 5.B2 | USED
AR0800:IE1 | SC | UV0800G | GRN | 14 | 5.C1 | UV0800:GND | PLC PANEL | 5.C2 | USED
BA0011:V1(-) | SC | 0V | WHT | 16 | 3.A5 | XT0005:2 | PLC PANEL | 3.A6 | USED
BA0011:V1(+) | SC | FU0101 | WHT | 16 | 3.A5 | FU0101:LD | PLC PANEL | 3.A6 | USED
BA0013:V1(-) | SC | 0V | WHT | 20 | 3.B5 | XT0005:2 | PLC PANEL | 3.A6 | USED
BA0013:V1(+) | SC | FU0102LD | WHT | 16 | 3.B5 | FU0102:LD | PLC PANEL | 3.B6 | USED
FU0007:LD | SC | FU0007 | WHT | 14 | 20.A5 | UV0700:(+) | PLC PANEL | 5.B2 | USED
FU0007:LI | SC | FU0137 | WHT | 14 | 20.A5 | FU0008:LI | PLC PANEL | 20.A5 | USED
FU0007:LI | SC | FU0137 | WHT | 14 | 20.A5 | FU0010:LI | PLC PANEL | 20.A5 | USED
FU0008:LD | SC | FU0008 | WHT | 14 | 20.A5 | UV0800:(+) | PLC PANEL | 5.C2 | USED
FU0010:LD | SC | FU0010 | WHT | 14 | 20.A5 | UV0600:(+) | PLC PANEL | 5.A2 | USED
FU0101:LI | SC | FU0210 | WHT | 16 | 3.A6 | XT0005:1 | PLC PANEL | 3.A7 | USED
FU0102:LI | SC | FU0210 | WHT | 20 | 3.B6 | XT0005:1 | PLC PANEL | 3.A7 | USED
GR0210: | SC | GR0210 | GRN/YEL | 14 | 4.C5 | FRAME | PLC PANEL | 4.C5 | USED
XT0005:1 | SC | FU0210 | WHT | 16 | 3.A7 | XT0005:3 | PLC PANEL | 3.B7 | USED
XT0005:2 | SC | 0V | WHT | 16 | 3.A6 | XT0005:4 | PLC PANEL | 3.C6 | USED
AP0602:L2 | WC0001 | AP0602L2 | ENET | CABLE | 6.A6 | AP0603:L1 | PLC PANEL | 6.A6 | USED
AP0603:L2 | WC0003 | AP0603L2 | ENET | CABLE | 6.A6 | AP0702:L1 | PLC PANEL | 6.B6 | USED
AP0702:L2 | WC0004 | AP0702L2 | ENET | CABLE | 6.B6 | AP0703:L1 | PLC PANEL | 6.B6 | USED
AP0606:L1 | WC0021 | AP0606L1 | ENET | CABLE | 5.A5 | AP0800:L2 | PLC PANEL | 5.C2 | USED
AP0706:L2 | WC0023 | AP0706L2 | ENET | CABLE | 5.B5 | AP0800:L1 | PLC PANEL | 5.C2 | USED
AP0606:L2 | WC0606 | AP0606L2 | ENET | CABLE | 5.A5 | AP0706:L1 | PLC PANEL | 5.B5 | USED
AP0608:L2 | WC0608 | AP0608L2 | ENET | CABLE | 6.A3 | AP0708:L2 | PLC PANEL | 6.A3 | USED
AP0609:CH1 | WC6061 | AP0609CH1 | OPTIC | CABLE | 5.A6 | AP0709:CH1 | PLC PANEL | 5.B6 | USED
AP0609:CH2 | WC6062 | AP0609CH2 | OPTIC | CABLE | 5.A6 | AP0709:CH2 | PLC PANEL | 5.B6 | USED
AT0680:LAN3 | WC9011 | BA0011RJ45 | ENET | CABLE | 8.A4 | BA0011:RJ45 | PLC PANEL | 3.A5 | USED
AP0801:ENET | WC9013 | BA0013RJ45 | ENET | CABLE | 6.B6 | BA0013:RJ45 | PLC PANEL | 3.B5 | USED
AP0290:TX/RX1(+) | WTXRX1 | AP0290TX/RX1(+) | RED | 20 | 9.B4 | XT0291:1 | PLC PANEL | 9.B3 | USED
AP0290:TX/RX1(-) | WTXRX1 | AP0290TX/RX1(-) | BLK | 20 | 9.B4 | XT0291:2 | PLC PANEL | 9.B3 | USED
AP0290:GND(IN) | WTXRX1 | AP0290GN1 | SH | 20 | 9.B4 | XT0291:3 | PLC PANEL | 9.B3 | USED
AP0804:P1 | WC0625 | AP0804P1 | DB9 | BN3500 CABLE | 6.C6 | AP0625:HST1 | BN3500^DOOR PANEL | 28.D7 | USED
AP0807:PORT 1 | WC06252 | AP0807P1 | DB9 | BN3500 CABLE | 6.C6 | AP0625:HST2 | BN3500^DOOR PANEL | 28.D7 | USED
AT0680:LAN2 | WC0019 | AT0190E | ENET | CABLE | 8.A4 | AT0190:E1 | CONSOLE | 15.B4 | USED
AP0602:L1 | WC9017 | AT0170L2 | ENET | CABLE | 6.A6 | AT0170:L2 | FIRE SYSTEM CONTROLLER PANEL | 14.A5 | USED
FU0008:LI | SC | FU0137 | WHT | 14 | 20.A5 | FU0139:LI | PANEL A | 20.A5 | USED
FU0010:LI | SC | FU0137 | WHT | 14 | 20.A5 | XT0139:1 | PANEL A | 20.A4 | USED
UV0600:(-) | SC | 0V | WHT | 14 | 5.A2 | XT0135:1 | PANEL A | 20.B4 | USED
UV0700:(-) | SC | 0V | WHT | 14 | 5.B2 | XT0135:3 | PANEL A | 20.B4 | USED
UV0800:(-) | SC | 0V | WHT | 14 | 5.C2 | XT0135:3 | PANEL A | 20.B4 | USED
AP0703:L2 | WC0005 | AP0703L2 | ENET | CABLE | 6.B6 | AU0090:L1 | PANEL A | 12.A2 | USED
AP0290:O:B4S | WC029004 | PDT1153S1 | SH | 20 | 60.B6 | FLOATING | PANEL A | 60.B6 | USED
AP0290:O:A4+ | WC029004 | PDT11531 | RED | 20 | 60.B6 | AF0085:39 | PANEL A | 60.B7 | USED
AP0290:O:C4- | WC029004 | PDT11532 | BLK | 20 | 60.B6 | AF0085:04 | PANEL A | 60.B7 | USED
AP0290:O:B5S | WC029005 | PDT1110S1 | SH | 20 | 60.C6 | FLOATING | PANEL A | 60.C6 | USED
AP0290:O:A5+ | WC029005 | PDT11101 | RED | 20 | 60.C6 | AF0085:45 | PANEL A | 60.C7 | USED
AP0290:O:C5- | WC029005 | PDT11102 | BLK | 20 | 60.C6 | AF0085:10 | PANEL A | 60.C7 | USED
AP0290:O:B1S | WC02901 | PT1170SH | SH | 20 | 58.D6 | FLOATING | PANEL A | 58.D6 | USED
AP0290:O:A1+ | WC02901 | PT11701 | RED | 20 | 58.D6 | AF0085:35 | PANEL A | 58.D7 | USED
AP0290:O:C1- | WC02901 | PT11702 | BLK | 20 | 58.D6 | AF0085:00 | PANEL A | 58.D7 | USED
AP0290:O:B13S | WC029013 | PT2120S1 | SH | 20 | 74.A6 | FLOATING | PANEL A | 74.A6 | USED
AP0290:O:A13+ | WC029013 | PT21201 | RED | 20 | 74.A6 | AF0086:49 | PANEL A | 74.A7 | USED
AP0290:O:C13- | WC029013 | PT21202 | BLK | 20 | 74.A6 | AF0086:14 | PANEL A | 74.A7 | USED
AP0290:O:B14S | WC029014 | PDT2100S | SH | 20 | 75.A5 | FLOATING | PANEL A | 75.A6 | USED
AP0290:O:A14+ | WC029014 | PDT21001 | RED | 20 | 75.A5 | AF0086:43 | PANEL A | 75.A7 | USED
AP0290:O:C14- | WC029014 | PDT21002 | BLK | 20 | 75.A5 | AF0086:08 | PANEL A | 75.A7 | USED
AP0290:O:B15S | WC029015 | PDT2110S | SH | 20 | 75.C5 | FLOATING | PANEL A | 75.C6 | USED
AP0290:O:A15+ | WC029015 | PDT21101 | RED | 20 | 75.C5 | AF0086:45 | PANEL A | 75.C7 | USED
AP0290:O:C15- | WC029015 | PDT21102 | BLK | 20 | 75.C5 | AF0086:10 | PANEL A | 75.C7 | USED
AP0290:O:B16S | WC029016 | FT2108S | SH | 20 | 76.C5 | FLOATING | PANEL A | 76.C6 | USED
XT0232:1 | WC029016 | FT210810 | RED | 20 | 76.C5 | AF0086:47 | PANEL A | 76.C7 | USED
AP0290:O:A16+ | WC029016 | FT21081 | WHT | 20 | 76.C5 | AF0086:12 | PANEL A | 76.C7 | USED
AP0290:O:C16- | WC029016 | FT21082 | BLK | 20 | 76.C5 | AF0086:13 | PANEL A | 76.C7 | USED
AP0290:O:B17S | WC029017 | PDT3240S1 | SH | 20 | 91.B6 | FLOATING | PANEL A | 91.B6 | USED
AP0290:0:A17+ | WC029017 | PDT32401 | RED | 20 | 91.B6 | AF0085:47 | PANEL A | 91.B7 | USED
AP0290:O:C17- | WC029017 | PDT32402 | BLK | 20 | 91.B6 | AF0085:12 | PANEL A | 91.B7 | USED
AP0290:O:B18S | WC029018 | PT3200S1 | SH | 20 | 91.C6 | FLOATING | PANEL A | 91.C6 | USED
AP0290:O:A18+ | WC029018 | PT32001 | RED | 20 | 91.C6 | AF0085:41 | PANEL A | 91.C7 | USED
AP0290:O:C18- | WC029018 | PT32002 | BLK | 20 | 91.C6 | AF0085:06 | PANEL A | 91.C7 | USED
AP0290:O:B19S | WC029019 | LT3100S1 | SH | 20 | 98.A6 | FLOATING | PANEL A | 98.A6 | USED
AP0290:O:A19+ | WC029019 | LT31001 | RED | 20 | 98.A6 | AF0085:37 | PANEL A | 98.A7 | USED
AP0290:O:C19- | WC029019 | LT31002 | BLK | 20 | 98.A6 | AF0085:02 | PANEL A | 98.A7 | USED
AP0290:O:B20S | WC029020 | PDT3100S1 | SH | 20 | 101.A6 | FLOATING | PANEL A | 101.B6 | USED
AP0290:O:A20+ | WC029020 | PDT31001 | RED | 20 | 101.A6 | AF0085:43 | PANEL A | 101.A7 | USED
AP0290:O:C20- | WC029020 | PDT31002 | BLK | 20 | 101.A6 | AF0085:08 | PANEL A | 101.A7 | USED
AP0290:O:B21S | WC029021 | PDT6180S1 | SH | 20 | 121.A6 | FLOATING | PANEL A | 121.A6 | USED
AP0290:O:A21+ | WC029021 | PDT61801 | RED | 20 | 121.A6 | AF0086:41 | PANEL A | 121.A7 | USED
AP0290:O:C21- | WC029021 | PDT61802 | BLK | 20 | 121.A6 | AF0086:06 | PANEL A | 121.A7 | USED
AP0290:O:B22S | WC029022 | PDT6210S | SH | 20 | 128.A6 | FLOATING | PANEL A | 128.A6 | USED
AP0290:O:A22+ | WC029022 | PDT62101 | RED | 20 | 128.A6 | AF0086:35 | PANEL A | 128.A7 | USED
AP0290:O:C22- | WC029022 | PDT62102 | BLK | 20 | 128.A6 | AF0086:00 | PANEL A | 128.A7 | USED
AP0290:O:B23S | WC029023 | PDT6310S | SH | 20 | 131.A5 | FLOATING | PANEL A | 131.A6 | USED
AP0290:O:A23+ | WC029023 | PDT63101 | RED | 20 | 131.A5 | AF0086:39 | PANEL A | 131.A7 | USED
AP0290:O:C23- | WC029023 | PDT63102 | BLK | 20 | 131.A5 | AF0086:04 | PANEL A | 131.A7 | USED
AT0680:LAN1 | WC0680 | BA0680DEVICE | ENET | CABLE | 8.A4 | BA0680:DEVICE | PANEL A | 8.B2 | USED
AP0707:L2 | WC0681 | AP0707L2 | ENET | CABLE | 8.C3 | BA0680:L1 | PANEL A | 8.B2 | USED
AP0607:L1 | WC0683 | BA0680L2 | ENET | CABLE | 8.B3 | BA0680:L2 | PANEL A | 8.B2 | USED
TE9900:+ | WTE9900 | AF009400 | RED | 20 | 12.B5 | AF0094:00 | PANEL A | 12.B7 | USED
TE9900:- | WTE9900 | AF009402 | WHT | 20 | 12.B5 | AF0094:02 | PANEL A | 12.B7 | USED
TE9900:G | WTE9900 | AF009403 | BLK | 20 | 12.B5 | AF0094:03 | PANEL A | 12.B7 | USED
FLOATING | WTE9900 | AF009416 | SH | 20 | 12.C5 | AF0094:16 | PANEL A | 12.B7 | USED
AP0290:- | SC | 0V | WHT | 14 | 9.B4 | XT0235:3 | PANEL B | 20.D4 | USED
AR0600:IE2 | SC | IEG02301 | GRN | 12 | 5.A1 | IEG0230:1 | PANEL B | 5.B6 | USED
AR0700:IE2 | SC | IEG02307 | GRN | 12 | 5.B1 | IEG0230:7 | PANEL B | 5.C6 | USED
AR0800:IE2 | SC | IEG02308 | GRN | 12 | 5.C1 | IEG0230:8 | PANEL B | 5.D6 | USED
BA0014:10-RX | SC | BA0017TX |  |  | 3.A3 | BA0017:TX | PANEL B | 3.D5 | USED
BA0014:6-RX | SC | BA0015TX |  |  | 3.A3 | BA0015:TX | PANEL B | 3.B5 | USED
BA0014:7-TX | SC | BA0016RX |  |  | 3.A3 | BA0016:RX | PANEL B | 3.C5 | USED
BA0014:8-RX | SC | BA0016TX |  |  | 3.A3 | BA0016:TX | PANEL B | 3.C5 | USED
BA0014:9-TX | SC | BA0017RX |  |  | 3.A3 | BA0017:RX | PANEL B | 3.D5 | USED
FU0290:LI | SC | FU0210 | WHT | 14 | 9.B5 | XT0233:3 | PANEL B | 20.C4 | USED
GR0234: | SC | GR0234 | GRN | 14 | 4.B4 | IEG0230:12 | PANEL B | 4.B4 | USED
XT0005:1 | SC | FU0210 | WHT | 12 | 3.A7 | XT0233:3 | PANEL B | 20.C4 | USED
XT0005:2 | SC | 0V | WHT | 12 | 3.A6 | XT0235:3 | PANEL B | 20.D4 | USED
XT0005:3 | SC | FU0210 | WHT | 14 | 3.B7 | FU0103:LI | PANEL B | 3.B6 | USED
XT0005:4 | SC | 0V |  |  | 3.C6 | BA0016:V1(-) | PANEL B | 3.C5 | USED
XT0005:4 | SC | 0V | WHT | 16 | 3.C6 | BA0017:V1(-) | PANEL B | 3.D5 | USED
XT0005:4 | SC | 0V | WHT | 16 | 3.C6 | BA0015:V1(-) | PANEL B | 3.B5 | USED
AP0807:PORT 2 | WC0017 | BA0017RJ45 | ENET | CABLE | 6.C6 | BA0017:RJ45 | PANEL B | 3.D5 | USED
AP0290:O:A2+ | WC029002 | PT11201 | RED | 20 | 59.A6 | AF0065:41 | PANEL B | 59.A7 | USED
AP0290:O:C2- | WC029002 | PT11202 | BLK | 20 | 59.A6 | AF0065:06 | PANEL B | 59.A7 | USED
AP0290:O:B2S | WC029002 | PT1120S1 | SH | 20 | 59.A6 | FLOATING | PANEL B | 59.A6 | USED
AP0290:O:A6+ | WC029006 | PT64001 | RED | 20 | 63.A6 | AF0064:47 | PANEL B | 63.A7 | USED
AP0290:O:C6- | WC029006 | PT64002 | BLK | 20 | 63.A6 | AF0064:12 | PANEL B | 63.A7 | USED
AP0290:O:B6S | WC029006 | PT6400S1 | SH | 20 | 63.A6 | FLOATING | PANEL B | 63.A6 | USED
AP0290:O:A7+ | WC029007 | PT21261 | RED | 20 | 65.B6 | AF0073:35 | PANEL B | 65.B7 | USED
AP0290:O:C7- | WC029007 | PT21262 | BLK | 20 | 65.B6 | AF0073:00 | PANEL B | 65.B7 | USED
AP0290:O:B7S | WC029007 | PT2126S1 | SH | 20 | 65.B6 | FLOATING | PANEL B | 65.B6 | USED
AP0290:O:A8+ | WC029008 | PT21301 | RED | 20 | 67.A6 | AF0065:37 | PANEL B | 67.A7 | USED
AP0290:O:C8- | WC029008 | PT21302 | BLK | 20 | 67.A6 | AF0065:02 | PANEL B | 67.A7 | USED
AP0290:O:B8S | WC029008 | PT3120S1 | SH | 20 | 67.A6 | FLOATING | PANEL B | 67.A6 | USED
AP0290:O:A10+ | WC029010 | PT21401 | RED | 20 | 69.A6 | AF0065:39 | PANEL B | 69.A7 | USED
AP0290:O:C10- | WC029010 | PT21402 | BLK | 20 | 69.A6 | AF0065:04 | PANEL B | 69.A7 | USED
AP0290:O:B10S | WC029010 | PT2140S1 | SH | 20 | 69.A6 | FLOATING | PANEL B | 69.A6 | USED
AP0290:O:A11+ | WC029011 | PT21411 | RED | 20 | 69.A6 | AF0073:39 | PANEL B | 69.A7 | USED
AP0290:O:C11- | WC029011 | PT21412 | BLK | 20 | 69.A6 | AF0073:04 | PANEL B | 69.A7 | USED
AP0290:O:B11S | WC029011 | PT2141S1 | SH | 20 | 69.A6 | FLOATING | PANEL B | 69.B6 | USED
AP0290:O:A12+ | WC029012 | PT21211 | RED | 20 | 72.A6 | AF0065:35 | PANEL B | 72.A7 | USED
AP0290:O:C12- | WC029012 | PT21212 | BLK | 20 | 72.A6 | AF0065:00 | PANEL B | 72.A7 | USED
AP0290:O:B12S | WC029012 | PT2121S1 | SH | 20 | 72.A6 | FLOATING | PANEL B | 72.B6 | USED
AP0290:O:A9+ | WC029029 | PT21311 | RED | 20 | 67.A6 | AF0073:37 | PANEL B | 67.A7 | USED
AP0290:O:C9- | WC029029 | PT21312 | BLK | 20 | 67.A6 | AF0073:02 | PANEL B | 67.A7 | USED
AP0290:O:B9S | WC029029 | PT2131S1 | SH | 20 | 67.A6 | FLOATING | PANEL B | 67.B6 | USED
AP0801:ENET | WC9015 | BA0015RJ45 | ENET | CABLE | 6.B6 | BA0015:RJ45 | PANEL B | 3.B5 | USED
AP0804:P2 | WC9016 | BA0016RJ45 | ENET | CABLE | 6.C6 | BA0016:RJ45 | PANEL B | 3.C5 | USED
AP0290:O:A3+ | WCO29003 | PT11211 | RED | 20 | 59.B6 | AF0073:41 | PANEL B | 59.B7 | USED
AP0290:O:C3- | WCO29003 | PT11212 | BLK | 20 | 59.B6 | AF0073:06 | PANEL B | 59.B7 | USED
AP0290:O:B3S | WCO29003 | PT1121S1 | SH | 20 | 59.B6 | FLOATING | PANEL B | 59.B6 | USED
AT0680:NEG | SC | 0V | WHT | 14 | 8.A4 | XT0680:2 | PWR DISTRIBUTION RAIL | 8.A4 | USED
AT0680:POS | SC | AT0680POS | WHT | 14 | 8.A4 | XT0680:1 | PWR DISTRIBUTION RAIL | 8.A4 | USED
AP0290:SH-OUT | SC | IEG01102 | GRN | 14 | 9.B4 | IEG0110:2 | REDUNDANT POWER PANEL | 9.B4 | USED
AP0290:I:A6+ | WC00646 | PT64001 | RED | 20 | 63.A6 | EA0646:1 | SURGE NON-I.S. PANEL | 63.A5 | USED
AP0290:I:C6- | WC00646 | PT64002 | BLK | 20 | 63.A6 | EA0646:2 | SURGE NON-I.S. PANEL | 63.A5 | USED
AP0290:I:B6S | WC00646 | PT6400S1 | SH | 20 | 63.A6 | FLOATING | SURGE NON-I.S. PANEL | 63.A5 | USED
AP0290:I:A8+ | WC00651 | PT21301 | RED | 20 | 67.A6 | EA0651:1 | SURGE NON-I.S. PANEL | 67.A5 | USED
AP0290:I:C8- | WC00651 | PT21302 | BLK | 20 | 67.A6 | EA0651:2 | SURGE NON-I.S. PANEL | 67.A5 | USED
AP0290:I:B8S | WC00651 | PT3120S1 | SH | 20 | 67.A6 | FLOATING | SURGE NON-I.S. PANEL | 67.A5 | USED
AP0290:I:A10+ | WC00652 | PT21401 | RED | 20 | 69.A6 | EA0652:1 | SURGE NON-I.S. PANEL | 69.A5 | USED
AP0290:I:C10- | WC00652 | PT21402 | BLK | 20 | 69.A6 | EA0652:2 | SURGE NON-I.S. PANEL | 69.A5 | USED
AP0290:I:B10S | WC00652 | PT2140S1 | SH | 20 | 69.A6 | FLOATING | SURGE NON-I.S. PANEL | 69.A5 | USED
AP0290:I:A2+ | WC00653 | PT11201 | RED | 20 | 59.A6 | EA0653:1 | SURGE NON-I.S. PANEL | 59.A5 | USED
AP0290:I:C2- | WC00653 | PT11202 | BLK | 20 | 59.A6 | EA0653:2 | SURGE NON-I.S. PANEL | 59.A5 | USED
AP0290:I:B2S | WC00653 | PT1120S1 | SH | 20 | 59.A6 | FLOATING | SURGE NON-I.S. PANEL | 59.A5 | USED
AP0290:I:A7+ | WC00730 | PT21261 | RED | 20 | 65.B6 | EA0730:1 | SURGE NON-I.S. PANEL | 65.B5 | USED
AP0290:I:C7- | WC00730 | PT21262 | BLK | 20 | 65.B6 | EA0730:2 | SURGE NON-I.S. PANEL | 65.B5 | USED
AP0290:I:B7S | WC00730 | PT2126S1 | SH | 20 | 65.B6 | FLOATING | SURGE NON-I.S. PANEL | 65.B5 | USED
AP0290:I:A9+ | WC00731 | PT21311 | RED | 20 | 67.A6 | EA0731:1 | SURGE NON-I.S. PANEL | 67.A5 | USED
AP0290:I:C9- | WC00731 | PT21312 | BLK | 20 | 67.A6 | EA0731:2 | SURGE NON-I.S. PANEL | 67.A5 | USED
AP0290:I:B9S | WC00731 | PT2131S1 | SH | 20 | 67.A6 | FLOATING | SURGE NON-I.S. PANEL | 67.B5 | USED
AP0290:I:A11+ | WC00732 | PT21411 | RED | 20 | 69.A6 | EA0732:1 | SURGE NON-I.S. PANEL | 69.A5 | USED
AP0290:I:C11- | WC00732 | PT21412 | BLK | 20 | 69.A6 | EA0732:2 | SURGE NON-I.S. PANEL | 69.A5 | USED
AP0290:I:B11S | WC00732 | PT2141S1 | SH | 20 | 69.A6 | FLOATING | SURGE NON-I.S. PANEL | 69.B5 | USED
AP0290:I:A3+ | WC00733 | PT11211 | RED | 20 | 59.B6 | EA0733:1 | SURGE NON-I.S. PANEL | 59.B5 | USED
AP0290:I:C3- | WC00733 | PT11212 | BLK | 20 | 59.B6 | EA0733:2 | SURGE NON-I.S. PANEL | 59.B5 | USED
AP0290:I:B3S | WC00733 | PT1121S1 | SH | 20 | 59.B6 | FLOATING | SURGE NON-I.S. PANEL | 59.B5 | USED
AP0290:I:A4+ | WC00852 | PDT11531 | RED | 20 | 60.B6 | EA2105:1 | SURGE NON-I.S. PANEL | 60.B5 | USED
AP0290:I:C4- | WC00852 | PDT11532 | BLK | 20 | 60.B6 | EA2105:2 | SURGE NON-I.S. PANEL | 60.B5 | USED
AP0290:I:B4S | WC00852 | PDT1153S1 | SH | 20 | 60.B6 | FLOATING | SURGE NON-I.S. PANEL | 60.B5 | USED
AP0290:I:A5+ | WC00855 | PDT11101 | RED | 20 | 60.C6 | EA0855:1 | SURGE NON-I.S. PANEL | 60.C5 | USED
AP0290:I:C5- | WC00855 | PDT11102 | BLK | 20 | 60.C6 | EA0855:2 | SURGE NON-I.S. PANEL | 60.C5 | USED
AP0290:I:B5S | WC00855 | PDT1110S1 | SH | 20 | 60.C6 | FLOATING | SURGE NON-I.S. PANEL | 60.C5 | USED
AP0290:I:A12+ | WC0650 | PT21211 | RED | 20 | 72.A6 | EA0650:1 | SURGE NON-I.S. PANEL | 72.A5 | USED
AP0290:I:C12- | WC0650 | PT21212 | BLK | 20 | 72.A6 | EA0650:2 | SURGE NON-I.S. PANEL | 72.A5 | USED
AP0290:I:B12S | WC0650 | PT2121S1 | SH | 20 | 72.A6 | FLOATING | SURGE NON-I.S. PANEL | 72.B5 | USED
AP0290:I:A1+ | WC0850 | PT11701 | RED | 20 | 58.D6 | EA0768:1 | SURGE NON-I.S. PANEL | 58.D5 | USED
AP0290:I:C1- | WC0850 | PT11702 | BLK | 20 | 58.D6 | EA0768:2 | SURGE NON-I.S. PANEL | 58.D5 | USED
AP0290:I:B1S | WC0850 | PT1170SH | SH | 20 | 58.D6 | FLOATING | SURGE NON-I.S. PANEL | 58.D5 | USED
AP0290:I:A19+ | WC0851 | LT31001 | RED | 20 | 98.A6 | EA0851:1 | SURGE NON-I.S. PANEL | 98.A5 | USED
AP0290:I:C19- | WC0851 | LT31002 | BLK | 20 | 98.A6 | EA0851:2 | SURGE NON-I.S. PANEL | 98.A5 | USED
AP0290:I:B19S | WC0851 | LT3100S1 | SH | 20 | 98.A6 | FLOATING | SURGE NON-I.S. PANEL | 98.A5 | USED
AP0290:I:A18+ | WC0853 | PT32001 | RED | 20 | 91.C6 | EA0853:1 | SURGE NON-I.S. PANEL | 91.C5 | USED
AP0290:I:C18- | WC0853 | PT32002 | BLK | 20 | 91.C6 | EA0853:2 | SURGE NON-I.S. PANEL | 91.C5 | USED
AP0290:I:B18S | WC0853 | PT3200S1 | SH | 20 | 91.C6 | FLOATING | SURGE NON-I.S. PANEL | 91.C5 | USED
AP0290:I:A20+ | WC0854 | PDT31001 | RED | 20 | 101.A6 | EA0854:1 | SURGE NON-I.S. PANEL | 101.A5 | USED
AP0290:I:C20- | WC0854 | PDT31002 | BLK | 20 | 101.A6 | EA0854:2 | SURGE NON-I.S. PANEL | 101.A5 | USED
AP0290:I:B20S | WC0854 | PDT3100S1 | SH | 20 | 101.A6 | FLOATING | SURGE NON-I.S. PANEL | 101.B5 | USED
AP0290:I:A17+ | WC0856 | PDT32401 | RED | 20 | 91.B6 | EA0856:1 | SURGE NON-I.S. PANEL | 91.B5 | USED
AP0290:I:C17- | WC0856 | PDT32402 | BLK | 20 | 91.B6 | EA0856:2 | SURGE NON-I.S. PANEL | 91.B5 | USED
AP0290:I:B17S | WC0856 | PDT3240S1 | SH | 20 | 91.B6 | FLOATING | SURGE NON-I.S. PANEL | 91.B5 | USED
AP0290:I:A21+ | WC0863 | PDT61801 | RED | 20 | 121.A6 | EA0863:1 | SURGE NON-I.S. PANEL | 121.A5 | USED
AP0290:I:C21- | WC0863 | PDT61802 | BLK | 20 | 121.A6 | EA0863:2 | SURGE NON-I.S. PANEL | 121.A5 | USED
AP0290:I:B21S | WC0863 | PDT6180S1 | SH | 20 | 121.A6 | FLOATING | SURGE NON-I.S. PANEL | 121.A5 | USED
AP0290:I:A13+ | WC0867 | PT21201 | RED | 20 | 74.A6 | EA0867:1 | SURGE NON-I.S. PANEL | 74.A5 | USED
AP0290:I:C13- | WC0867 | PT21202 | BLK | 20 | 74.A6 | EA0867:2 | SURGE NON-I.S. PANEL | 74.A5 | USED
AP0290:I:B13S | WC0867 | PT2120S1 | SH | 20 | 74.A6 | FLOATING | SURGE NON-I.S. PANEL | 74.A5 | USED
SolarTools ver. 7.0.17.15318 (Jul 24, 2024)
Report date: 9/13/2024 1:02 PM

## PWR DISTRIBUTION RAIL
PWR DISTRIBUTION RAIL
CONTROL CONSOLE DOOR (PWR DIST RAIL)
Project # | 4H161
Project Name | QATARGAS - NFPS
Revision | D.2
Controls DE | K. NYBERG
Phone: | 0
Controls ME | D. FIGUEROA
Phone:
From | [5 empty] | To
Device ID | Cable (W) Conductor (SC) Jumper Clip (JC) | Wire No. | Wire ID | Gauge/Size | Page/Zone | Device ID | Location | Page/Zone
XT0561:1 | JC | FU0200LI | CLIP | --- | 15.A2 | XT0561:2 | PWR DISTRIBUTION RAIL | 15.A2 | USED
XT0562:1 | JC | 0V1 | CLIP | --- | 15.C2 | XT0562:2 | PWR DISTRIBUTION RAIL | 15.C2 | USED
XT0562:2 | JC | 0V1 | CLIP | --- | 15.C2 | XT0562:3 | PWR DISTRIBUTION RAIL | 15.C2 | USED
XT0560:2 | SC | JW0 | CLIP | -- | 15.C1 | XT0562:1 | PWR DISTRIBUTION RAIL | 15.C2 | USED
FU0190:LI | SC | FU0200LI | WHT | 14 | 15.C3 | FU0273:LI | PWR DISTRIBUTION RAIL | 15.B3 | USED
FU0200:LI | SC | FU0200LI | WHT | 14 | 15.A3 | FU0271:LI | PWR DISTRIBUTION RAIL | 15.B3 | USED
FU0200:LI | SC | FU0200LI | WHT | 14 | 15.A3 | XT0561:2 | PWR DISTRIBUTION RAIL | 15.A2 | USED
FU0271:LI | SC | FU0200LI | WHT | 14 | 15.B3 | FU0273:LI | PWR DISTRIBUTION RAIL | 15.B3 | USED
FU0560:LD | SC | FU0200LI | WHT | 14 | 15.A2 | XT0561:2 | PWR DISTRIBUTION RAIL | 15.A2 | USED
FU0560:LI | SC | FU0136 | WHT | 12 | 15.A2 | XT0560:1 | PWR DISTRIBUTION RAIL | 15.A1 | USED
FU0680:LD | SC | AT0680POS | WHT | 14 | 8.A3 | XT0680:1 | PWR DISTRIBUTION RAIL | 8.A4 | USED
FU0190:LD | SC | FU0190 | WHT | 14 | 15.C3 | AT0190:POS | CONSOLE | 15.B4 | USED
FU0271:LD | SC | FU0271 | WHT | 14 | 15.B3 | ZS0271:1 | CONSOLE | 15.B3 | USED
FU0273:LD | SC | FU0273 | WHT | 14 | 15.B3 | ZS0273:1 | CONSOLE | 15.B3 | USED
XT0562:1 | SC | 0V1 | WHT | 14 | 15.C2 | EL0273:W1 | CONSOLE | 15.B4 | USED
XT0562:2 | SC | 0V1 | WHT | 14 | 15.C2 | AT0190:NEG | CONSOLE | 15.B4 | USED
XT0562:3 | SC | 0V1 | WHT | 14 | 15.C2 | EL0271:W1 | CONSOLE | 15.B4 | USED
XT0560:1 | SC | FU0136 | WHT | 12 | 15.A1 | XT0138:2 | PANEL A | 20.A3 | USED
XT0560:2 | SC | 0V | WHT | 12 | 15.C1 | XT0134:2 | PANEL A | 20.B3 | USED
FU0680:LI | SC | FU0210 | WHT | 12 | 8.A3 | XT0233:3 | PANEL B | 20.C4 | USED
XT0563:1 | SC | KA023612 | WHT | 20 | 17.B6 | XT0240:12 | PANEL B | 22.D4 | USED
XT0563:2 | SC | 0V | WHT | 20 | 17.B6 | XT0240:8 | PANEL B | 22.D3 | USED
XT0563:3 | SC | KA0241A1 | WHT | 20 | 17.C6 | XT0240:5 | PANEL B | 22.C3 | USED
XT0563:4 | SC | FU0139 | WHT | 20 | 17.C6 | XT0240:10 | PANEL B | 22.C4 | USED
XT0563:5 | SC | ESTOPB | WHT | 20 | 17.D6 | XT0240:2 | PANEL B | 22.A3 | USED
XT0563:6 | SC | ESTOPA | WHT | 20 | 17.D6 | XT0240:3 | PANEL B | 22.A3 | USED
XT0680:2 | SC | 0V | WHT | 12 | 8.A4 | XT0235:3 | PANEL B | 20.D4 | USED
XT0680:1 | SC | AT0680POS | WHT | 14 | 8.A4 | AT0680:POS | PLC PANEL | 8.A4 | USED
XT0680:2 | SC | 0V | WHT | 14 | 8.A4 | AT0680:NEG | PLC PANEL | 8.A4 | USED
FU0200:LD | SC | FU0200 | WHT | 14 | 15.A3 | AU0200:V+ | TCP | 15.A3 | USED
XT0562:1 | SC | 0V1 | WHT | 14 | 15.C2 | AU0200:COM | TCP | 15.A3 | USED
XT0562:2 | SC | 0V1 | WHT | 20 | 15.C2 | SH0400:B | TCP | 17.B5 | USED
XT0563:1 | SC | KA023612 | WHT | 20 | 17.B6 | XT0564:1 B2 | TCP | 17.B5 | USED
XT0563:2 | SC | 0V | WHT | 20 | 17.B6 | HL0410:A | TCP | 17.B5 | USED
XT0563:3 | SC | KA0241A1 | WHT | 20 | 17.C6 | SA0401:1 | TCP | 17.C5 | USED
XT0563:4 | SC | FU0139 | WHT | 20 | 17.C6 | SA0401:2 | TCP | 17.C5 | USED
XT0563:5 | SC | ESTOPB | WHT | 20 | 17.D6 | SB0400:11 | TCP | 17.D5 | USED
XT0563:6 | SC | ESTOPA | WHT | 20 | 17.D6 | SB0400:12 | TCP | 17.D5 | USED
FU0273:LI | SC | FU0200LI | WHT | 14 | 15.B3 | FU0180:LI | VIBRATION PANEL | 15.D3 | USED
XT0562:2 | SC | 0V1 | WHT | 14 | 15.C2 | XT0180:1 | VIBRATION PANEL | 15.D2 | USED
SolarTools ver. 7.0.17.15318 (Jul 24, 2024)
Report date: 9/13/2024 1:02 PM

## REDUNDANT POWER PANEL
REDUNDANT POWER PANEL
Project # | 4H161
Project Name | QATARGAS - NFPS
Revision | D.2
Controls DE | K. NYBERG
Phone: | 0
Controls ME | D. FIGUEROA
Phone:
From | [5 empty] | To
Device ID | Cable (W) Conductor (SC) Jumper Clip (JC) | Wire No. | Wire ID | Gauge/Size | Page/Zone | Device ID | Location | Page/Zone
XT0031:1 | JC | CCGB05241 | CLIP | --- | 19.D2 | XT0031:2 | REDUNDANT POWER PANEL | 19.D2 | USED
XT0031:3 | JC | CCGB05242 | CLIP | --- | 19.D2 | XT0031:4 | REDUNDANT POWER PANEL | 19.D2 | USED
XT0033:1 | JC | 0V | CLIP | --- | 19.D5 | XT0033:2 | REDUNDANT POWER PANEL | 19.D5 | USED
XT0033:3 | JC | 24V | CLIP | --- | 19.D5 | XT0033:4 | REDUNDANT POWER PANEL | 19.D5 | USED
XT0110:1 | JC | 0V | CLIP | --- | 28.A5 | XT0110:2 | REDUNDANT POWER PANEL | 28.A5 | USED
XT0110:2 | JC | 0V | CLIP | --- | 28.A5 | XT0110:3 | REDUNDANT POWER PANEL | 28.A5 | USED
EA0031:UP:G | SC | EA0031UPG | GRN/YEL | 12 | 19.D3 | XT0031:5 | REDUNDANT POWER PANEL | 19.D3 | USED
EA0031:UP:L | SC | CCGB05241 | WHT | 12 | 19.D3 | XT0031:1 | REDUNDANT POWER PANEL | 19.D2 | USED
EA0031:UP:N | SC | CCGB05242 | WHT | 12 | 19.D3 | XT0031:4 | REDUNDANT POWER PANEL | 19.D2 | USED
FU0031:LD | SC | 24V | WHT | 10 | 19.D5 | XT0033:4 | REDUNDANT POWER PANEL | 19.D5 | USED
FU0031:LI | SC | 24V2 | WHT | 10 | 19.D5 | UJ0031:OUT(+) | REDUNDANT POWER PANEL | 19.D4 | USED
FU0110:LD | SC | FU0110 | WHT | 14 | 28.A5 | FU0113:LI | REDUNDANT POWER PANEL | 28.A4 | USED
FU0110:LI | SC | FU0136 | WHT | 14 | 28.A5 | XT0110:4 | REDUNDANT POWER PANEL | 28.A5 | USED
FU0111:LI | SC | FU0110 | WHT | 14 | 28.A4 | FU0114:LI | REDUNDANT POWER PANEL | 28.A4 | USED
FU0111:LI | SC | FU0110 | WHT | 14 | 28.A4 | FU0150:LI | REDUNDANT POWER PANEL | 28.A4 | USED
FU0113:LD | SC | FU0113 | WHT | 16 | 28.A4 | XT0110:5 | REDUNDANT POWER PANEL | 28.A5 | USED
FU0113:LI | SC | FU0110 | WHT | 14 | 28.A4 | FU0114:LI | REDUNDANT POWER PANEL | 28.A4 | USED
GR0030: | SC | GR0030 | GRN/YEL | 14 | 19.C4 | FRAME | REDUNDANT POWER PANEL | 19.C4 | USED
GR0110: | SC | GR0110 | GRN/YEL | 14 | 4.B4 | FRAME | REDUNDANT POWER PANEL | 4.B3 | USED
QS0031:LD-1 | SC | UJ0031P | WHT | 12 | 19.D3 | UJ0031:+ | REDUNDANT POWER PANEL | 19.D4 | USED
QS0031:LD-3 | SC | UJ0031N | WHT | 12 | 19.D3 | UJ0031:- | REDUNDANT POWER PANEL | 19.D4 | USED
QS0031:LI-2 | SC | CCGB05241 | WHT | 12 | 19.D3 | XT0031:2 | REDUNDANT POWER PANEL | 19.D2 | USED
QS0031:LI-4 | SC | CCGB05242 | WHT | 12 | 19.D3 | XT0031:3 | REDUNDANT POWER PANEL | 19.D2 | USED
UJ0031:G | SC | UJ0031G | GRN/YEL | 12 | 19.D4 | FRAME | REDUNDANT POWER PANEL | 19.D4 | USED
UJ0031:OUT(-) | SC | 0V | WHT | 10 | 19.D4 | XT0033:1 | REDUNDANT POWER PANEL | 19.D5 | USED
XT0031:5 | SC | EA0031UPG | GRN/YEL | 12 | 19.D3 | FRAME | REDUNDANT POWER PANEL | 19.D3 | USED
FU0111:LD | SC | FU0111 | WHT | 14 | 28.A4 | UV0610:(+) | BN3500^DOOR PANEL | 28.B1 | USED
FU0150:LD | SC | FU0150 | WHT | 14 | 28.A4 | UV0611:(+) | BN3500^DOOR PANEL | 28.C1 | USED
XT0110:1 | SC | 0V | WHT | 14 | 28.A5 | UV0611:(-) | BN3500^DOOR PANEL | 28.C1 | USED
XT0110:2 | SC | 0V | WHT | 14 | 28.A5 | UV0610:(-) | BN3500^DOOR PANEL | 28.B1 | USED
XT0110:3 | SC | 0V | WHT | 14 | 28.A5 | XT0334:1 | GENERATOR PANEL | 30.C2 | USED
XT0110:6 | SC | ESTOP | WHT | 20 | 28.A5 | XT0336:1 | GENERATOR PANEL | 30.C4 | USED
XT0110:2 | SC | 0V | WHT | 20 | 28.A5 | UAI1520:-24V | ISOLATOR #1 PANEL | 61.A5 | USED
XT0110:5 | SC | FU0113 | WHT | 20 | 28.A5 | UAI1520:+24V | ISOLATOR #1 PANEL | 61.A5 | USED
UJ0031:IOUT | SC | UJ0031IOUT | WHT | 20 | 19.D4 | AF0093:11 | PANEL A | 19.C7 | USED
UJ0031:IS | SC | UJ0131IS | WHT | 20 | 19.D4 | UJ0131:IS | PANEL A | 19.B4 | USED
UJ0031:OK1 | SC | UJ0031OK1 | WHT | 20 | 19.D4 | AF0090:37 | PANEL A | 19.D7 | USED
UJ0031:OK2 | SC | UJ0031OK2 | WHT | 20 | 19.D4 | AF0090:02 | PANEL A | 19.D7 | USED
UJ0031:VIN | SC | UJ0031VIN | WHT | 20 | 19.D4 | AF0093:09 | PANEL A | 19.C7 | USED
XT0033:2 | SC | 0V | WHT | 10 | 19.D5 | XT0134:1 | PANEL A | 20.B3 | USED
XT0033:2 | SC | 0V | WHT | 10 | 19.D5 | XT0032:2 | PANEL A | 19.C5 | USED
XT0033:3 | SC | 24V | WHT | 10 | 19.D5 | FU0136:LI | PANEL A | 20.A3 | USED
XT0033:3 | SC | 24V | WHT | 10 | 19.D5 | XT0032:4 | PANEL A | 19.C5 | USED
XT0110:3 | SC | 0V | WHT | 14 | 28.A5 | XT0134:4 | PANEL A | 20.B3 | USED
XT0110:4 | SC | FU0136 | WHT | 14 | 28.A5 | XT0138:4 | PANEL A | 20.B3 | USED
XT0110:6 | SC | ESTOP | WHT | 20 | 28.A5 | XT0139:4 | PANEL A | 22.B3 | USED
IEG0110:0 | SC | IEG0110G | GRN | 8 | 4.B2 | IEG0010:2 | PANEL B | 4.B2 | USED
IEG0110:2 | SC | IEG01102 | GRN | 14 | 9.B4 | AP0290:SH-OUT | PLC PANEL | 9.B4 | USED
XT0110:4 | SC | FU0136 | WHT | 12 | 28.A5 | XT0332:1 | SURGE NON-I.S. PANEL | 30.B2 | USED
FU0114:LD | SC | FU0114 | WHT | 16 | 28.A4 | AF0450:55 | VIBRATION PANEL | 29.A3 | USED
IEG0110:1 | SC | IEG01101 | GRN | 14 | 29.B6 | XT0400:2 | VIBRATION PANEL | 29.B5 | USED
XT0110:1 | SC | 0V | WHT | 16 | 28.A5 | AF0450:53 | VIBRATION PANEL | 29.A3 | USED
SolarTools ver. 7.0.17.15318 (Jul 24, 2024)
Report date: 9/13/2024 1:02 PM

## SURGE NON-I.S. PANEL
SURGE NON-I.S. PANEL
Project # | 4H161
Project Name | QATARGAS - NFPS
Revision | D.2_M1
Controls DE | K. NYBERG
Phone: | 0
Controls ME | D. FIGUEROA
Phone:
From | [5 empty] | To
Device ID | Cable (W) Conductor (SC) Jumper Clip (JC) | Wire No. | Wire ID | Gauge/Size | Page/Zone | Device ID | Location | Page/Zone
XT0120:1 | JC | 0V | CLIP | --- | 31.D1 | XT0120:2 | SURGE NON-I.S. PANEL | 31.D1 |  | USED
XT1002:7 | JC | SV21201 | CLIP | --- | 70.B4 | XT1002:8 | SURGE NON-I.S. PANEL | 70.B4 | D.2_M1 - Added wires | USED
XT1002:9 | JC | SV21202 | CLIP | --- | 70.B4 | XT1002:10 | SURGE NON-I.S. PANEL | 70.C4 | D.2_M1 - Added wires | USED
EA0802:4 | SC | SV21201 | WHT | 20 | 70.B5 | XT1002:8 | SURGE NON-I.S. PANEL | 70.B4 | D.2_M1 - Added wires | USED
EA0802:5 | SC | SV21202 | WHT | 20 | 70.B5 | XT1002:9 | SURGE NON-I.S. PANEL | 70.B4 | D.2_M1 - Added wires | USED
EA0850:4 | SC | ZSO21061 |  |  | 46.B5 | XT0091:3 | SURGE NON-I.S. PANEL | 46.B5 |  | USED
EA0850:5 | SC | ZSO21062 | WHT | 20 | 46.B5 | XT0091:4 | SURGE NON-I.S. PANEL | 46.B5 |  | USED
EA0852:4 | SC | ZSO21071 | WHT | 20 | 46.D5 | XT0091:9 | SURGE NON-I.S. PANEL | 46.D5 |  | USED
EA0852:5 | SC | ZSO21072 | WHT | 20 | 46.D5 | XT0091:10 | SURGE NON-I.S. PANEL | 46.D5 |  | USED
EA0871:4 | SC | ZSC21061 | WHT | 20 | 46.B5 | XT0091:5 | SURGE NON-I.S. PANEL | 46.B5 |  | USED
EA0871:5 | SC | ZSC21062 | WHT | 20 | 46.B5 | XT0091:6 | SURGE NON-I.S. PANEL | 46.B5 |  | USED
EA0872:4 | SC | ZSC21071 | WHT | 20 | 46.D5 | XT0091:11 | SURGE NON-I.S. PANEL | 46.D5 |  | USED
EA0872:5 | SC | ZSC21072 | WHT | 20 | 46.D5 | XT0091:12 | SURGE NON-I.S. PANEL | 46.D5 |  | USED
FU0120:LI | SC | FU0332 | WHT | 14 | 31.D1 | FU0121:LI | SURGE NON-I.S. PANEL | 31.D1 |  | USED
FU0332:LD | SC | FU0332 | WHT | 14 | 30.B3 | FU0333:LI | SURGE NON-I.S. PANEL | 30.B3 |  | USED
FU0332:LI | SC | FU0136 | WHT | 12 | 30.B3 | XT0332:1 | SURGE NON-I.S. PANEL | 30.B2 |  | USED
FU0333:LI | SC | FU0332 | WHT | 14 | 30.B3 | FU0334:LI | SURGE NON-I.S. PANEL | 30.B3 |  | USED
FU0334:LI | SC | FU0332 | WHT | 14 | 30.B3 | FU0335:LI | SURGE NON-I.S. PANEL | 30.A3 |  | USED
FU0335:LI | SC | FU0332 | WHT | 14 | 30.A3 | FU0336:LI | SURGE NON-I.S. PANEL | 30.A3 |  | USED
FU0460:LD | SC | FU0460 | WHT | 14 | 102.C2 | XT0460:4 | SURGE NON-I.S. PANEL | 102.C2 |  | USED
FU0462:LD | SC | FU0462 | WHT | 14 | 103.C2 | XT0461:4 | SURGE NON-I.S. PANEL | 103.C2 |  | USED
GR0290: | SC | GR0290 | GRN/YEL | 14 | 4.C5 | FRAME | SURGE NON-I.S. PANEL | 4.C5 |  | USED
GR0291: | SC | GR0291 | GRN/YEL | 14 | 4.C5 | FRAME | SURGE NON-I.S. PANEL | 4.C5 |  | USED
VD2120:--1N4005/1 | SC | SV21201 | BLK | 20 | 70.B5 | XT1002:7 | SURGE NON-I.S. PANEL | 70.B4 | D.2_M1 - Added wires | USED
VD2120:+-1N4005/1 | SC | VZ2120 | BLK | 20 | 70.B5 | VZ2120:+ | SURGE NON-I.S. PANEL | 70.C5 | D.2_M1 - Added wires | USED
VZ2120:- | SC | SV21202 | BLK | 20 | 70.C5 | XT1002:10 | SURGE NON-I.S. PANEL | 70.C4 | D.2_M1 - Added wires | USED
XT0460:1 | SC | RM046010 | WHT | 20 | 102.A2 | RM0460:10 | BECKWITH #1 | 102.A4 |  | USED
XT0460:10 | SC | RM046019 | WHT | 20 | 102.B5 | RM0460:19 | BECKWITH #1 | 102.A4 |  | USED
XT0460:11 | SC | RM046030 | WHT | 20 | 102.C5 | RM0460:30 | BECKWITH #1 | 102.A4 |  | USED
XT0460:12 | SC | RM046029 | WHT | 20 | 102.C5 | RM0460:29 | BECKWITH #1 | 102.A4 |  | USED
XT0460:2 | SC | RM046011 | WHT | 20 | 102.A2 | RM0460:11 | BECKWITH #1 | 102.A4 |  | USED
XT0460:3 | SC | 0V | WHT | 14 | 102.C2 | RM0460:63 | BECKWITH #1 | 102.A4 |  | USED
XT0460:4 | SC | FU0460 | WHT | 14 | 102.C2 | RM0460:62 | BECKWITH #1 | 102.A4 |  | USED
XT0460:5 | SC | RM046012 | WHT | 20 | 102.A5 | RM0460:12 | BECKWITH #1 | 102.A4 |  | USED
XT0460:6 | SC | RM046013 | WHT | 20 | 102.A5 | RM0460:13 | BECKWITH #1 | 102.A4 |  | USED
XT0460:7 | SC | RM046015 | WHT | 20 | 102.A5 | RM0460:15 | BECKWITH #1 | 102.A4 |  | USED
XT0460:8 | SC | RM046016 | WHT | 20 | 102.B5 | RM0460:16 | BECKWITH #1 | 102.A4 |  | USED
XT0460:9 | SC | RM046018 | WHT | 20 | 102.B5 | RM0460:18 | BECKWITH #1 | 102.A4 |  | USED
XT0461:1 | SC | RM046210 | WHT | 20 | 103.A2 | RM0462:10 | BECKWITH #2 | 103.A4 |  | USED
XT0461:10 | SC | RM046219 | WHT | 20 | 103.B5 | RM0462:19 | BECKWITH #2 | 103.A4 |  | USED
XT0461:11 | SC | RM046230 | WHT | 20 | 103.C5 | RM0462:30 | BECKWITH #2 | 103.A4 |  | USED
XT0461:12 | SC | RM046229 | WHT | 20 | 103.C5 | RM0462:29 | BECKWITH #2 | 103.A4 |  | USED
XT0461:2 | SC | RM046211 | WHT | 20 | 103.A2 | RM0462:11 | BECKWITH #2 | 103.A4 |  | USED
XT0461:3 | SC | 0V | WHT | 14 | 103.C2 | RM0462:63 | BECKWITH #2 | 103.A4 |  | USED
XT0461:4 | SC | FU0462 | WHT | 14 | 103.C2 | RM0462:62 | BECKWITH #2 | 103.A4 |  | USED
XT0461:5 | SC | RM046212 | WHT | 20 | 103.A5 | RM0462:12 | BECKWITH #2 | 103.A4 |  | USED
XT0461:6 | SC | RM046213 | WHT | 20 | 103.A5 | RM0462:13 | BECKWITH #2 | 103.A4 |  | USED
XT0461:7 | SC | RM046215 | WHT | 20 | 103.A5 | RM0462:15 | BECKWITH #2 | 103.A4 |  | USED
XT0461:8 | SC | RM046216 | WHT | 20 | 103.B5 | RM0462:16 | BECKWITH #2 | 103.A4 |  | USED
XT0461:9 | SC | RM046218 | WHT | 20 | 103.B5 | RM0462:18 | BECKWITH #2 | 103.A4 |  | USED
EA01751:1 | SC | SB017013 | WHT | 20 | 40.B5 | AT0175:2 | FIRE SYSTEM | 40.B6 |  | USED
EA01751:2 | SC | SB017014 | WHT | 20 | 40.B5 | AT0175:3 | FIRE SYSTEM | 40.B6 |  | USED
EA01752:1 | SC | TS65401 | WHT | 20 | 114.A5 | AT0175:5 | FIRE SYSTEM | 114.A6 |  | USED
EA01752:2 | SC | TS65402 | WHT | 20 | 114.A5 | AT0175:6 | FIRE SYSTEM | 114.A6 |  | USED
EA01756:1 | SC | VD0175A | WHT | 20 | 40.B5 | AT0175:17 | FIRE SYSTEM | 40.B6 |  | USED
EA01756:2 | SC | HL0171X1 | WHT | 20 | 40.B5 | AT0175:18 | FIRE SYSTEM | 40.B6 |  | USED
EA01757:1 | SC | VD0175I | WHT | 20 | 40.C5 | AT0175:20 | FIRE SYSTEM | 40.C6 |  | USED
EA01757:2 | SC | HL0172X1 | WHT | 20 | 40.C5 | AT0175:21 | FIRE SYSTEM | 40.C6 |  | USED
EA01758:1 | SC | VD0175D | WHT | 20 | 40.C5 | AT0175:23 | FIRE SYSTEM | 40.C6 |  | USED
EA01758:2 | SC | HL0173X1 | WHT | 20 | 40.C5 | AT0175:24 | FIRE SYSTEM | 40.C6 |  | USED
EA01704:1 | SC | SA0170B113 | WHT | 20 | 40.A5 | AT0170:11 | FIRE SYSTEM CONTROLLER PANEL | 40.A6 |  | USED
EA01704:2 | SC | SA0170B114 | WHT | 20 | 40.A5 | AT0170:12 | FIRE SYSTEM CONTROLLER PANEL | 40.A6 |  | USED
FU0120:LD | SC | FU0120 | WHT | 14 | 31.D1 | AU0120:V+ | GENERATOR PANEL | 31.C1 |  | USED
FU0121:LD | SC | FU0121 | WHT | 14 | 31.D1 | AF0121:34 | GENERATOR PANEL | 31.C3 |  | USED
FU0333:LD | SC | FU0333 | WHT | 16 | 30.B3 | XT0335:4 | GENERATOR PANEL | 30.B4 |  | USED
FU0334:LD | SC | FU0334 | WHT | 14 | 30.B3 | XT0335:3 | GENERATOR PANEL | 30.B4 |  | USED
FU0335:LD | SC | FU0335 | WHT | 14 | 30.A3 | XT0335:2 | GENERATOR PANEL | 30.A4 |  | USED
FU0336:LD | SC | FU0336 | WHT | 14 | 30.A3 | XT0335:1 | GENERATOR PANEL | 30.A4 |  | USED
FU0460:LI | SC | FU0336 | WHT | 14 | 102.C2 | XT0335:1 | GENERATOR PANEL | 30.A4 |  | USED
FU0462:LI | SC | FU0336 | WHT | 14 | 103.C2 | XT0335:1 | GENERATOR PANEL | 30.A4 |  | USED
XT0120:1 | SC | 0V | WHT | 14 | 31.D1 | AT0140:30 FLT | GENERATOR PANEL | 31.C5 |  | USED
XT0120:1 | SC | 0V | WHT | 14 | 31.D1 | AT0140:32 RD_RLY | GENERATOR PANEL | 31.C5 |  | USED
XT0120:1 | SC | 0V | WHT | 14 | 31.D1 | AU0120:COM | GENERATOR PANEL | 31.C1 |  | USED
XT0120:2 | SC | 0V | WHT | 14 | 31.D1 | AT0220:32 RD_RLY | GENERATOR PANEL | 31.C7 |  | USED
XT0120:2 | SC | 0V | WHT | 14 | 31.D1 | GR0120: | GENERATOR PANEL | 31.D1 |  | USED
XT0120:2 | SC | 0V | WHT | 14 | 31.D1 | AF0121:16 | GENERATOR PANEL | 31.C3 |  | USED
XT0120:2 | SC | 0V | WHT | 20 | 31.D1 | AT0220:30 FLT | GENERATOR PANEL | 31.C7 |  | USED
XT0362:1 | SC | AI4361D | WHT | 20 | 108.B4 | KA4204:A2 | GENERATOR PANEL | 108.B5 |  | USED
XT0362:2 | SC | AI4361C | WHT | 20 | 108.B4 | KA4203:A2 | GENERATOR PANEL | 108.B5 |  | USED
XT0362:3 | SC | FU0210 | WHT | 20 | 108.B4 | KA4203:A1 | GENERATOR PANEL | 108.B5 |  | USED
XT0460:1 | SC | RM046010 | WHT | 20 | 102.A2 | KA0330:22 | GENERATOR PANEL | 102.A2 |  | USED
XT0460:2 | SC | RM046011 | WHT | 20 | 102.A2 | KA0330:21 | GENERATOR PANEL | 102.A2 |  | USED
XT0460:3 | SC | 0V | WHT | 20 | 102.C2 | XT0336:4 | GENERATOR PANEL | 30.D4 |  | USED
XT0461:1 | SC | RM046210 | WHT | 20 | 103.A2 | KA0329:22 | GENERATOR PANEL | 103.A2 |  | USED
XT0461:2 | SC | RM046211 | WHT | 20 | 103.A2 | KA0329:21 | GENERATOR PANEL | 103.A2 |  | USED
XT0461:3 | SC | 0V | WHT | 14 | 103.C2 | XT0336:5 | GENERATOR PANEL | 30.D4 |  | USED
XT0462:1 | SC | 0V | WHT | 20 | 102.C2 | XT0336:4 | GENERATOR PANEL | 30.D4 |  | USED
XT0462:2 | SC | KA0358A1 | WHT | 20 | 102.C2 | KA0358:A1 | GENERATOR PANEL | 33.C6 |  | USED
XT0462:7 | SC | 0V | WHT | 14 | 103.C2 | XT0336:5 | GENERATOR PANEL | 30.D4 |  | USED
XT0462:8 | SC | KA0359A1 | WHT | 20 | 103.C2 | KA0359:A1 | GENERATOR PANEL | 33.C6 |  | USED
EA008101:1 | SC | 008736 | WHT | 20 | 95.C5 | AF0087:36 | PANEL A | 95.C7 |  | USED
EA008101:2 | SC | 008701 | WHT | 20 | 95.C5 | AF0087:01 | PANEL A | 95.C7 |  | USED
EA00821:1 | SC | 008236 | WHT | 20 | 88.C5 | AF0082:36 | PANEL A | 88.C7 |  | USED
EA00821:2 | SC | 008201 | WHT | 20 | 88.C5 | AF0082:01 | PANEL A | 88.C7 |  | USED
EA008210:1 | SC | 008245 | WHT | 20 | 89.C5 | AF0082:45 | PANEL A | 89.C7 |  | USED
EA008210:2 | SC | 008210 | WHT | 20 | 89.C5 | AF0082:10 | PANEL A | 89.C7 |  | USED
EA008211:1 | SC | 008246 | WHT | 20 | 89.D5 | AF0082:46 | PANEL A | 89.D7 |  | USED
EA008211:2 | SC | 008211 | WHT | 20 | 89.D5 | AF0082:11 | PANEL A | 89.D7 |  | USED
EA00826:1 | SC | 008241 | WHT | 20 | 88.C5 | AF0082:41 | PANEL A | 88.C7 |  | USED
EA00826:2 | SC | 008206 | WHT | 20 | 88.C5 | AF0082:06 | PANEL A | 88.C7 |  | USED
EA00827:1 | SC | 008242 | WHT | 20 | 88.D5 | AF0082:42 | PANEL A | 88.D7 |  | USED
EA00827:2 | SC | 008207 | WHT | 20 | 88.D5 | AF0082:07 | PANEL A | 88.D7 |  | USED
EA00829:1 | SC | 008244 | WHT | 20 | 89.C5 | AF0082:44 | PANEL A | 89.C7 |  | USED
EA00829:2 | SC | 008209 | WHT | 20 | 89.C5 | AF0082:09 | PANEL A | 89.C7 |  | USED
EA008701:1 | SC | 008735 | WHT | 20 | 95.B5 | AF0087:35 | PANEL A | 95.B7 |  | USED
EA008701:2 | SC | 008700 | WHT | 20 | 95.B5 | AF0087:00 | PANEL A | 95.B7 |  | USED
EA008702:1 | SC | 008737 | WHT | 20 | 95.C5 | AF0087:37 | PANEL A | 95.C7 |  | USED
EA008702:2 | SC | 008702 | WHT | 20 | 95.C5 | AF0087:02 | PANEL A | 95.C7 |  | USED
EA00873:1 | SC | 008738 | WHT | 20 | 96.B5 | AF0087:38 | PANEL A | 96.B7 |  | USED
EA00873:2 | SC | 008703 | WHT | 20 | 96.B5 | AF0087:03 | PANEL A | 96.B7 |  | USED
EA00874:1 | SC | 008739 | WHT | 20 | 96.C5 | AF0087:39 | PANEL A | 96.C7 |  | USED
EA00874:2 | SC | 008704 | WHT | 20 | 96.C5 | AF0087:04 | PANEL A | 96.C7 |  | USED
EA00875:1 | SC | 008740 | WHT | 20 | 96.C5 | AF0087:40 | PANEL A | 96.C7 |  | USED
EA00875:2 | SC | 008705 | WHT | 20 | 96.C5 | AF0087:05 | PANEL A | 96.C7 |  | USED
EA00906:1 | SC | 009041 | WHT | 20 | 95.A5 | AF0090:41 | PANEL A | 95.A7 |  | USED
EA00906:2 | SC | 009006 | WHT | 20 | 95.A5 | AF0090:06 | PANEL A | 95.A7 |  | USED
EA0810:1 | SC | PS31501 | WHT | 20 | 93.B5 | AF0081:35 | PANEL A | 93.B7 |  | USED
EA0810:2 | SC | PS31502 | WHT | 20 | 93.B5 | AF0081:00 | PANEL A | 93.B7 |  | USED
EA0812:1 | SC | PS31701 | WHT | 20 | 93.A5 | AF0081:37 | PANEL A | 93.A7 |  | USED
EA0812:2 | SC | PS31702 | WHT | 20 | 93.A5 | AF0081:02 | PANEL A | 93.A7 |  | USED
EA0823:2 | SC | UA1200J27 | WHT | 20 | 23.C4 | AF0082:20 | PANEL A | 23.C7 |  | USED
EA0825:1 | SC | ZS61P | WHT | 20 | 120.A6 | AF0082:40 | PANEL A | 120.A7 |  | USED
EA0825:2 | SC | ZS61S | WHT | 20 | 120.A6 | AF0082:05 | PANEL A | 120.A7 |  | USED
EA0850:1 | SC | ZSO21061 | WHT | 20 | 46.B5 | AF0090:45 | PANEL A | 46.B7 |  | USED
EA0850:2 | SC | ZSO21062 | WHT | 20 | 46.B5 | AF0090:10 | PANEL A | 46.B7 |  | USED
EA0852:1 | SC | ZSO21071 | WHT | 20 | 46.D5 | AF0090:48 | PANEL A | 46.D7 |  | USED
EA0852:2 | SC | ZSO21072 | WHT | 20 | 46.D5 | AF0090:13 | PANEL A | 46.D7 |  | USED
EA0871:1 | SC | ZSC21061 | WHT | 20 | 46.B5 | AF0090:46 | PANEL A | 46.B7 |  | USED
EA0871:2 | SC | ZSC21062 | WHT | 20 | 46.B5 | AF0090:11 | PANEL A | 46.B7 |  | USED
EA0872:1 | SC | ZSC21071 | WHT | 20 | 46.D5 | AF0090:49 | PANEL A | 46.D7 |  | USED
EA0872:2 | SC | ZSC21072 | WHT | 20 | 46.D5 | AF0090:14 | PANEL A | 46.D7 |  | USED
EA0879:1 | SC | SB0472B11 | WHT | 20 | 42.B6 | AF0087:44 | PANEL A | 42.B7 |  | USED
EA0879:2 | SC | SB0472B12 | WHT | 20 | 42.B6 | AF0087:09 | PANEL A | 42.B7 |  | USED
EA09004:1 | SC | PS43624 | WHT | 20 | 89.A5 | AF0090:39 | PANEL A | 89.A7 |  | USED
EA09004:2 | SC | PS43622 | WHT | 20 | 89.A5 | AF0090:04 | PANEL A | 89.A7 |  | USED
EA09007:1 | SC | VS32211 | WHT | 20 | 96.A5 | AF0090:42 | PANEL A | 96.A7 |  | USED
EA09007:2 | SC | VS32212 | WHT | 20 | 96.A5 | AF0090:07 | PANEL A | 96.A7 |  | USED
EA09008:1 | SC | PS43604 | WHT | 20 | 87.A5 | AF0090:43 | PANEL A | 87.A7 |  | USED
EA09008:2 | SC | PS43602 | WHT | 20 | 87.A5 | AF0090:08 | PANEL A | 87.A7 |  | USED
EA09009:1 | SC | PS43614 | WHT | 20 | 88.A5 | AF0090:44 | PANEL A | 88.A7 |  | USED
EA09009:2 | SC | PS43612 | WHT | 20 | 88.A5 | AF0090:09 | PANEL A | 88.A7 |  | USED
EA6212:1 | SC | 008136 | WHT | 20 | 87.C5 | AF0081:36 | PANEL A | 87.C7 |  | USED
EA6212:2 | SC | 008101 | WHT | 20 | 87.C5 | AF0081:01 | PANEL A | 87.C7 |  | USED
EA6213:1 | SC | 008141 | WHT | 20 | 87.C5 | AF0081:41 | PANEL A | 87.C7 |  | USED
EA6213:2 | SC | 008106 | WHT | 20 | 87.C5 | AF0081:06 | PANEL A | 87.C7 |  | USED
EA6214:1 | SC | 008145 | WHT | 20 | 87.D5 | AF0081:45 | PANEL A | 87.D7 |  | USED
EA6214:2 | SC | 008110 | WHT | 20 | 87.D5 | AF0081:10 | PANEL A | 87.D7 |  | USED
XT0091:2 | SC | SDY490073B2 | WHT | 20 | 46.A5 | AF0091:21 | PANEL A | 46.A7 |  | USED
XT0091:8 | SC | SDY490086B2 | WHT | 20 | 46.C5 | AF0091:24 | PANEL A | 46.C7 |  | USED
EA0857:1 | WC0857 | FCE14403 | RED | 20 | 52.A5 | AF0085:14 | PANEL A | 52.A7 |  | USED
EA0857:2 | WC0857 | FCE14404 | BLK | 20 | 52.A5 | AF0085:15 | PANEL A | 52.A7 |  | USED
EA0600:1 | SC | FCE14209 | WHT | 20 | 51.C5 | AF0060:00 | PANEL B | 51.C7 |  | USED
EA0600:2 | SC | FCE142010 | WHT | 20 | 51.C5 | AF0060:17 | PANEL B | 51.C7 |  | USED
EA0601:1 | SC | FCE14207 | WHT | 20 | 51.B5 | KA0233:11 | PANEL B | 51.B6 |  | USED
EA0601:2 | SC | FCE14208 | WHT | 20 | 51.B5 | AF0060:18 | PANEL B | 51.B7 |  | USED
EA0602:1 | SC | FCE21309 | WHT | 20 | 66.C5 | AF0060:04 | PANEL B | 66.C7 |  | USED
EA0602:2 | SC | FCE213010 | WHT | 20 | 66.C5 | AF0060:19 | PANEL B | 66.C7 |  | USED
EA0603:1 | SC | FCE21307 | WHT | 20 | 66.B5 | KA0237:11 | PANEL B | 66.B6 |  | USED
EA0603:2 | SC | FCE21308 | WHT | 20 | 66.B5 | AF0060:20 | PANEL B | 66.B7 |  | USED
EA0604:1 | SC | FCE21409 | WHT | 20 | 68.C5 | AF0060:08 | PANEL B | 68.C7 |  | USED
EA0604:2 | SC | FCE214010 | WHT | 20 | 68.C5 | AF0060:21 | PANEL B | 68.C7 |  | USED
EA0605:1 | SC | FCE21407 | WHT | 20 | 68.B5 | KA0237:21 | PANEL B | 68.B6 |  | USED
EA0605:2 | SC | FCE21408 | WHT | 20 | 68.B5 | AF0060:22 | PANEL B | 68.B7 |  | USED
EA0606:1 | SC | FCE14409 | WHT | 20 | 52.C5 | AF0060:12 | PANEL B | 52.C7 |  | USED
EA0606:2 | SC | FCE144010 | WHT | 20 | 52.C5 | AF0060:23 | PANEL B | 52.C7 |  | USED
EA0607:1 | SC | FCE14407 | WHT | 20 | 52.B5 | KA0234:11 | PANEL B | 52.B6 |  | USED
EA0607:2 | SC | FCE14408 | WHT | 20 | 52.B5 | AF0060:24 | PANEL B | 52.B7 |  | USED
EA0620:1 | SC | SV21501 | WHT | 20 | 73.C5 | AF0062:00 | PANEL B | 73.C7 |  | USED
EA0620:2 | SC | SV21502 | WHT | 20 | 73.C5 | AF0062:17 | PANEL B | 73.C7 |  | USED
EA0622:1 | SC | SV21211 | WHT | 20 | 72.C5 | AF0062:04 | PANEL B | 72.C7 |  | USED
EA0622:2 | SC | SV21212 | WHT | 20 | 72.C5 | AF0062:19 | PANEL B | 72.C7 |  | USED
EA0623:1 | SC | SV21241 | WHT | 20 | 71.A5 | KA0236:21 | PANEL B | 71.A5 |  | USED
EA0623:2 | SC | SV21242 | WHT | 20 | 71.A5 | XT0060:5 | PANEL B | 71.A5 |  | USED
EA0624:1 | SC | SV17201 | WHT | 20 | 62.C5 | AF0062:08 | PANEL B | 62.C7 |  | USED
EA0624:2 | SC | SV17202 | WHT | 20 | 62.C5 | AF0062:21 | PANEL B | 62.C7 |  | USED
EA0625:1 | SC | SV17101 | WHT | 20 | 62.C5 | AF0062:10 | PANEL B | 62.C7 |  | USED
EA0625:2 | SC | SV17102 | WHT | 20 | 62.C5 | AF0062:22 | PANEL B | 62.C7 |  | USED
EA0626:2 | SC | UA1200J14 | WHT | 20 | 23.C4 | AF0062:12 | PANEL B | 23.C7 |  | USED
EA0627:2 | SC | UA1200J15 | WHT | 20 | 23.C4 | XT0237:1 B1 | PANEL B | 23.C5 |  | USED
EA0630:1 | SC | FCE142013 | WHT | 20 | 51.D5 | AF0063:35 | PANEL B | 51.D7 |  | USED
EA0630:2 | SC | FCE142014 | WHT | 20 | 51.D5 | AF0063:00 | PANEL B | 51.D7 |  | USED
EA0631:1 | SC | FCE142011 | WHT | 20 | 51.C5 | AF0063:36 | PANEL B | 51.C7 |  | USED
EA0631:2 | SC | FCE142012 | WHT | 20 | 51.C5 | AF0063:01 | PANEL B | 51.C7 |  | USED
EA0632:1 | SC | FCE213013 | WHT | 20 | 66.D5 | AF0063:37 | PANEL B | 66.D7 |  | USED
EA0632:2 | SC | FCE213014 | WHT | 20 | 66.D5 | AF0063:02 | PANEL B | 66.D7 |  | USED
EA0633:1 | SC | FCE213011 | WHT | 20 | 66.C5 | AF0063:38 | PANEL B | 66.C7 |  | USED
EA0633:2 | SC | FCE213012 | WHT | 20 | 66.C5 | AF0063:03 | PANEL B | 66.C7 |  | USED
EA0634:1 | SC | FCE214013 | WHT | 20 | 68.D5 | AF0063:39 | PANEL B | 68.D7 |  | USED
EA0634:2 | SC | FCE214014 | WHT | 20 | 68.D5 | AF0063:04 | PANEL B | 68.D7 |  | USED
EA0635:1 | SC | FCE214011 | WHT | 20 | 68.C5 | AF0063:40 | PANEL B | 68.C7 |  | USED
EA0635:2 | SC | FCE214012 | WHT | 20 | 68.C5 | AF0063:05 | PANEL B | 68.C7 |  | USED
EA0636:1 | SC | FCE144013 | WHT | 20 | 52.D5 | AF0063:41 | PANEL B | 52.D7 |  | USED
EA0636:2 | SC | FCE144014 | WHT | 20 | 52.D5 | AF0063:06 | PANEL B | 52.D7 |  | USED
EA0637:1 | SC | FCE144011 | WHT | 20 | 52.C5 | AF0063:42 | PANEL B | 52.C7 |  | USED
EA0637:2 | SC | FCE144012 | WHT | 20 | 52.C5 | AF0063:07 | PANEL B | 52.C7 |  | USED
EA0638:1 | SC | PDS15002 | WHT | 20 | 59.D5 | AF0063:43 | PANEL B | 59.D7 |  | USED
EA0638:2 | SC | PDS15003 | WHT | 20 | 59.D5 | AF0063:08 | PANEL B | 59.D7 |  | USED
EA0802:1 | SC | SV21201 | WHT | 20 | 70.B5 | KA0235:21 | PANEL B | 70.B5 |  | USED
EA0802:2 | SC | SV21202 | WHT | 20 | 70.B5 | XT0060:4 | PANEL B | 70.B6 |  | USED
EA0823:1 | SC | UA1200J26 | WHT | 20 | 23.C4 | KA0130:A2 | PANEL B | 23.C5 |  | USED
EA1200A:1 | SC | UA1200J21 | WHT | 20 | 23.D4 | XT0060:3 | PANEL B | 23.D5 |  | USED
EA1200A:2 | SC | FU0212 | WHT | 16 | 23.D4 | XT0233:4 | PANEL B | 23.D5 |  | USED
EA1200B:1 | SC | FU0212 | WHT | 16 | 23.D4 | XT0233:4 | PANEL B | 23.D5 |  | USED
EA1200B:2 | SC | 0V | WHT | 20 | 23.D4 | XT0235:5 | PANEL B | 23.D5 |  | USED
EA3201:1 | SC | FU0139 | WHT | 20 | 91.D5 | XT0136:2 | PANEL B | 21.A2 |  | USED
EA3201:2 | SC | PS32002 | WHT | 20 | 91.D5 | KA0136:A1 | PANEL B | 21.D6 |  | USED
EA3202:1 | SC | PS32004 | WHT | 20 | 91.D5 | KA0240:11 | PANEL B | 91.D6 |  | USED
EA3202:2 | SC | PS32005 | WHT | 20 | 91.D5 | XT0136:9 | PANEL B | 91.D6 |  | USED
XT0091:1 | SC | SDY490073B1 | WHT | 20 | 46.A5 | KA0238:14 | PANEL B | 46.A6 |  | USED
XT0091:7 | SC | SDY490086B1 | WHT | 20 | 46.C5 | KA0238:24 | PANEL B | 46.C6 |  | USED
XT0362:4 | SC | 0V | WHT | 16 | 108.B4 | XT0235:2 | PANEL B | 20.D4 |  | USED
EA0640:1 | WC0640 | FCE14205 | RED | 20 | 51.A5 | AF0064:00 | PANEL B | 51.A7 |  | USED
EA0640:2 | WC0640 | FCE14206 | BLK | 20 | 51.A5 | AF0064:01 | PANEL B | 51.A7 |  | USED
EA0641:1 | WC0641 | FCE21305 | RED | 20 | 66.A5 | AF0064:02 | PANEL B | 66.A7 |  | USED
EA0641:2 | WC0641 | FCE21306 | BLK | 20 | 66.A5 | AF0064:03 | PANEL B | 66.A7 |  | USED
FLOATING | WC0641 | FCE21306S | SH | 20 | 66.B6 | IEG0060: | PANEL B | 66.B6 |  | USED
EA0642:1 | WC0642 | FCE21405 | RED | 20 | 68.A5 | AF0064:04 | PANEL B | 68.A7 |  | USED
EA0642:2 | WC0642 | FCE21406 | BLK | 20 | 68.A5 | AF0064:05 | PANEL B | 68.A7 |  | USED
FLOATING | WC0642 | FCE2140S3 | SH | 20 | 68.B6 | IEG0060: | PANEL B | 68.B6 |  | USED
EA0643:1 | WC0643 | FCE14405 | RED | 20 | 52.B5 | AF0064:06 | PANEL B | 52.B7 |  | USED
EA0643:2 | WC0643 | FCE14406 | BLK | 20 | 52.B5 | AF0064:07 | PANEL B | 52.B7 |  | USED
EA0647:1 | WC0647 | UA1200J13 | RED | 20 | 23.B4 | AF0064:14 | PANEL B | 23.B7 |  | USED
EA0647:2 | WC0647 | UA1200J11 | BLK | 20 | 23.B4 | AF0064:15 | PANEL B | 23.B7 |  | USED
EA0710:1 | WC0710 | FCE14201 | RED | 20 | 51.A5 | AF0071:00 | PANEL B | 51.A7 |  | USED
EA0710:2 | WC0710 | FCE14202 | BLK | 20 | 51.A5 | AF0071:01 | PANEL B | 51.A7 |  | USED
EA0711:1 | WC0711 | FCE21301 | RED | 20 | 66.A5 | AF0071:04 | PANEL B | 66.A7 |  | USED
EA0711:2 | WC0711 | FCE21302 | BLK | 20 | 66.A5 | AF0071:05 | PANEL B | 66.A7 |  | USED
FLOATING | WC0711 | FCE2130S | SH | 20 | 66.A6 | IEG0070: | PANEL B | 66.A6 |  | USED
EA0712:1 | WC0712 | FCE21401 | RED | 20 | 68.A5 | AF0071:08 | PANEL B | 68.A7 |  | USED
EA0712:2 | WC0712 | FCE21402 | BLK | 20 | 68.A5 | AF0071:09 | PANEL B | 68.A7 |  | USED
FLOATING | WC0712 | FCE2140S | SH | 20 | 68.A6 | IEG0070: | PANEL B | 68.A6 |  | USED
EA0713:1 | WC0713 | FCE14401 | RED | 20 | 52.A5 | AF0071:12 | PANEL B | 52.A7 |  | USED
EA0713:2 | WC0713 | FCE14402 | BLK | 20 | 52.A5 | AF0071:13 | PANEL B | 52.A7 |  | USED
EA0646:1 | WC00646 | PT64001 | RED | 20 | 63.A5 | AP0290:I:A6+ | PLC PANEL | 63.A6 |  | USED
EA0646:2 | WC00646 | PT64002 | BLK | 20 | 63.A5 | AP0290:I:C6- | PLC PANEL | 63.A6 |  | USED
FLOATING | WC00646 | PT6400S1 | SH | 20 | 63.A5 | AP0290:I:B6S | PLC PANEL | 63.A6 |  | USED
EA0651:1 | WC00651 | PT21301 | RED | 20 | 67.A5 | AP0290:I:A8+ | PLC PANEL | 67.A6 |  | USED
EA0651:2 | WC00651 | PT21302 | BLK | 20 | 67.A5 | AP0290:I:C8- | PLC PANEL | 67.A6 |  | USED
FLOATING | WC00651 | PT3120S1 | SH | 20 | 67.A5 | AP0290:I:B8S | PLC PANEL | 67.A6 |  | USED
EA0652:1 | WC00652 | PT21401 | RED | 20 | 69.A5 | AP0290:I:A10+ | PLC PANEL | 69.A6 |  | USED
EA0652:2 | WC00652 | PT21402 | BLK | 20 | 69.A5 | AP0290:I:C10- | PLC PANEL | 69.A6 |  | USED
FLOATING | WC00652 | PT2140S1 | SH | 20 | 69.A5 | AP0290:I:B10S | PLC PANEL | 69.A6 |  | USED
EA0653:1 | WC00653 | PT11201 | RED | 20 | 59.A5 | AP0290:I:A2+ | PLC PANEL | 59.A6 |  | USED
EA0653:2 | WC00653 | PT11202 | BLK | 20 | 59.A5 | AP0290:I:C2- | PLC PANEL | 59.A6 |  | USED
FLOATING | WC00653 | PT1120S1 | SH | 20 | 59.A5 | AP0290:I:B2S | PLC PANEL | 59.A6 |  | USED
EA0730:1 | WC00730 | PT21261 | RED | 20 | 65.B5 | AP0290:I:A7+ | PLC PANEL | 65.B6 |  | USED
EA0730:2 | WC00730 | PT21262 | BLK | 20 | 65.B5 | AP0290:I:C7- | PLC PANEL | 65.B6 |  | USED
FLOATING | WC00730 | PT2126S1 | SH | 20 | 65.B5 | AP0290:I:B7S | PLC PANEL | 65.B6 |  | USED
EA0731:1 | WC00731 | PT21311 | RED | 20 | 67.A5 | AP0290:I:A9+ | PLC PANEL | 67.A6 |  | USED
EA0731:2 | WC00731 | PT21312 | BLK | 20 | 67.A5 | AP0290:I:C9- | PLC PANEL | 67.A6 |  | USED
FLOATING | WC00731 | PT2131S1 | SH | 20 | 67.B5 | AP0290:I:B9S | PLC PANEL | 67.A6 |  | USED
EA0732:1 | WC00732 | PT21411 | RED | 20 | 69.A5 | AP0290:I:A11+ | PLC PANEL | 69.A6 |  | USED
EA0732:2 | WC00732 | PT21412 | BLK | 20 | 69.A5 | AP0290:I:C11- | PLC PANEL | 69.A6 |  | USED
FLOATING | WC00732 | PT2141S1 | SH | 20 | 69.B5 | AP0290:I:B11S | PLC PANEL | 69.A6 |  | USED
EA0733:1 | WC00733 | PT11211 | RED | 20 | 59.B5 | AP0290:I:A3+ | PLC PANEL | 59.B6 |  | USED
EA0733:2 | WC00733 | PT11212 | BLK | 20 | 59.B5 | AP0290:I:C3- | PLC PANEL | 59.B6 |  | USED
FLOATING | WC00733 | PT1121S1 | SH | 20 | 59.B5 | AP0290:I:B3S | PLC PANEL | 59.B6 |  | USED
EA2105:1 | WC00852 | PDT11531 | RED | 20 | 60.B5 | AP0290:I:A4+ | PLC PANEL | 60.B6 |  | USED
EA2105:2 | WC00852 | PDT11532 | BLK | 20 | 60.B5 | AP0290:I:C4- | PLC PANEL | 60.B6 |  | USED
FLOATING | WC00852 | PDT1153S1 | SH | 20 | 60.B5 | AP0290:I:B4S | PLC PANEL | 60.B6 |  | USED
EA0855:1 | WC00855 | PDT11101 | RED | 20 | 60.C5 | AP0290:I:A5+ | PLC PANEL | 60.C6 |  | USED
EA0855:2 | WC00855 | PDT11102 | BLK | 20 | 60.C5 | AP0290:I:C5- | PLC PANEL | 60.C6 |  | USED
FLOATING | WC00855 | PDT1110S1 | SH | 20 | 60.C5 | AP0290:I:B5S | PLC PANEL | 60.C6 |  | USED
EA0650:1 | WC0650 | PT21211 | RED | 20 | 72.A5 | AP0290:I:A12+ | PLC PANEL | 72.A6 |  | USED
EA0650:2 | WC0650 | PT21212 | BLK | 20 | 72.A5 | AP0290:I:C12- | PLC PANEL | 72.A6 |  | USED
FLOATING | WC0650 | PT2121S1 | SH | 20 | 72.B5 | AP0290:I:B12S | PLC PANEL | 72.A6 |  | USED
EA0768:1 | WC0850 | PT11701 | RED | 20 | 58.D5 | AP0290:I:A1+ | PLC PANEL | 58.D6 |  | USED
EA0768:2 | WC0850 | PT11702 | BLK | 20 | 58.D5 | AP0290:I:C1- | PLC PANEL | 58.D6 |  | USED
FLOATING | WC0850 | PT1170SH | SH | 20 | 58.D5 | AP0290:I:B1S | PLC PANEL | 58.D6 |  | USED
EA0851:1 | WC0851 | LT31001 | RED | 20 | 98.A5 | AP0290:I:A19+ | PLC PANEL | 98.A6 |  | USED
EA0851:2 | WC0851 | LT31002 | BLK | 20 | 98.A5 | AP0290:I:C19- | PLC PANEL | 98.A6 |  | USED
FLOATING | WC0851 | LT3100S1 | SH | 20 | 98.A5 | AP0290:I:B19S | PLC PANEL | 98.A6 |  | USED
EA0853:1 | WC0853 | PT32001 | RED | 20 | 91.C5 | AP0290:I:A18+ | PLC PANEL | 91.C6 |  | USED
EA0853:2 | WC0853 | PT32002 | BLK | 20 | 91.C5 | AP0290:I:C18- | PLC PANEL | 91.C6 |  | USED
FLOATING | WC0853 | PT3200S1 | SH | 20 | 91.C5 | AP0290:I:B18S | PLC PANEL | 91.C6 |  | USED
EA0854:1 | WC0854 | PDT31001 | RED | 20 | 101.A5 | AP0290:I:A20+ | PLC PANEL | 101.A6 |  | USED
EA0854:2 | WC0854 | PDT31002 | BLK | 20 | 101.A5 | AP0290:I:C20- | PLC PANEL | 101.A6 |  | USED
FLOATING | WC0854 | PDT3100S1 | SH | 20 | 101.B5 | AP0290:I:B20S | PLC PANEL | 101.A6 |  | USED
EA0856:1 | WC0856 | PDT32401 | RED | 20 | 91.B5 | AP0290:I:A17+ | PLC PANEL | 91.B6 |  | USED
EA0856:2 | WC0856 | PDT32402 | BLK | 20 | 91.B5 | AP0290:I:C17- | PLC PANEL | 91.B6 |  | USED
FLOATING | WC0856 | PDT3240S1 | SH | 20 | 91.B5 | AP0290:I:B17S | PLC PANEL | 91.B6 |  | USED
EA0863:1 | WC0863 | PDT61801 | RED | 20 | 121.A5 | AP0290:I:A21+ | PLC PANEL | 121.A6 |  | USED
EA0863:2 | WC0863 | PDT61802 | BLK | 20 | 121.A5 | AP0290:I:C21- | PLC PANEL | 121.A6 |  | USED
FLOATING | WC0863 | PDT6180S1 | SH | 20 | 121.A5 | AP0290:I:B21S | PLC PANEL | 121.A6 |  | USED
EA0867:1 | WC0867 | PT21201 | RED | 20 | 74.A5 | AP0290:I:A13+ | PLC PANEL | 74.A6 |  | USED
EA0867:2 | WC0867 | PT21202 | BLK | 20 | 74.A5 | AP0290:I:C13- | PLC PANEL | 74.A6 |  | USED
FLOATING | WC0867 | PT2120S1 | SH | 20 | 74.A5 | AP0290:I:B13S | PLC PANEL | 74.A6 |  | USED
XT0332:1 | SC | FU0136 | WHT | 12 | 30.B2 | XT0110:4 | REDUNDANT POWER PANEL | 28.A5 |  | USED
XT0462:1 | SC | 0V | WHT | 14 | 102.C2 | KA0460:B | SWITCH PANEL | 102.C3 |  | USED
XT0462:10 | SC | KA046214 | WHT | 20 | 103.D2 | KA0462:14 | SWITCH PANEL | 103.D3 |  | USED
XT0462:11 | SC | KA046213 | WHT | 20 | 103.D5 | KA0462:13 | SWITCH PANEL | 103.D3 |  | USED
XT0462:12 | SC | KA046211 | WHT | 20 | 103.D5 | KA0462:11 | SWITCH PANEL | 103.D3 |  | USED
XT0462:2 | SC | KA0358A1 | WHT | 20 | 102.C2 | KA0460:12 | SWITCH PANEL | 102.C3 |  | USED
XT0462:3 | SC | KA046016 | WHT | 20 | 102.D2 | KA0460:16 | SWITCH PANEL | 102.D3 |  | USED
XT0462:4 | SC | KA046014 | WHT | 20 | 102.D2 | KA0460:14 | SWITCH PANEL | 102.D3 |  | USED
XT0462:5 | SC | KA046013 | WHT | 20 | 102.D5 | KA0460:13 | SWITCH PANEL | 102.D3 |  | USED
XT0462:6 | SC | KA046011 | WHT | 20 | 102.D5 | KA0460:11 | SWITCH PANEL | 102.D3 |  | USED
XT0462:7 | SC | 0V | WHT | 14 | 103.C2 | KA0462:B | SWITCH PANEL | 103.C3 |  | USED
XT0462:8 | SC | KA0359A1 | WHT | 20 | 103.C2 | KA0462:12 | SWITCH PANEL | 103.C3 |  | USED
XT0462:9 | SC | KA046216 | WHT | 20 | 103.D2 | KA0462:16 | SWITCH PANEL | 103.D3 |  | USED
FU0120:LI | SC | FU0332 | WHT | 14 | 31.D1 | XT0130:3 | VIBRATION PANEL | 31.A5 |  | USED
FU0332:LD | SC | FU0332 | WHT | 14 | 30.B3 | XT0130:3 | VIBRATION PANEL | 31.A5 |  | USED
XT0120:1 | SC | 0V | WHT | 14 | 31.D1 | XT0130:1 | VIBRATION PANEL | 31.A5 |  | USED
XT0460:10 | SC | RM046019 | WHT | 20 | 102.B5 | AF0183:03 | VIBRATION PANEL | 102.B6 |  | USED
XT0460:11 | SC | RM046030 | WHT | 20 | 102.C5 | AF0183:37 | VIBRATION PANEL | 102.C6 |  | USED
XT0460:12 | SC | RM046029 | WHT | 20 | 102.C5 | AF0183:02 | VIBRATION PANEL | 102.C6 |  | USED
XT0460:5 | SC | RM046012 | WHT | 20 | 102.A5 | AF0183:35 | VIBRATION PANEL | 102.A6 |  | USED
XT0460:6 | SC | RM046013 | WHT | 20 | 102.A5 | AF0183:00 | VIBRATION PANEL | 102.A6 |  | USED
XT0460:7 | SC | RM046015 | WHT | 20 | 102.A5 | AF0183:36 | VIBRATION PANEL | 102.A6 |  | USED
XT0460:8 | SC | RM046016 | WHT | 20 | 102.B5 | AF0183:01 | VIBRATION PANEL | 102.A6 |  | USED
XT0460:9 | SC | RM046018 | WHT | 20 | 102.B5 | AF0183:38 | VIBRATION PANEL | 102.B6 |  | USED
XT0461:10 | SC | RM046219 | WHT | 20 | 103.B5 | AF0183:07 | VIBRATION PANEL | 103.B6 |  | USED
XT0461:11 | SC | RM046230 | WHT | 20 | 103.C5 | AF0183:43 | VIBRATION PANEL | 103.C6 |  | USED
XT0461:12 | SC | RM046229 | WHT | 20 | 103.C5 | AF0183:08 | VIBRATION PANEL | 103.C6 |  | USED
XT0461:5 | SC | RM046212 | WHT | 20 | 103.A5 | AF0183:40 | VIBRATION PANEL | 103.A6 |  | USED
XT0461:6 | SC | RM046213 | WHT | 20 | 103.A5 | AF0183:05 | VIBRATION PANEL | 103.A6 |  | USED
XT0461:7 | SC | RM046215 | WHT | 20 | 103.A5 | AF0183:41 | VIBRATION PANEL | 103.A6 |  | USED
XT0461:8 | SC | RM046216 | WHT | 20 | 103.B5 | AF0183:06 | VIBRATION PANEL | 103.A6 |  | USED
XT0461:9 | SC | RM046218 | WHT | 20 | 103.B5 | AF0183:42 | VIBRATION PANEL | 103.B6 |  | USED
XT0462:11 | SC | KA046213 | WHT | 20 | 103.D5 | AF0183:44 | VIBRATION PANEL | 103.D6 |  | USED
XT0462:12 | SC | KA046211 | WHT | 20 | 103.D5 | AF0183:09 | VIBRATION PANEL | 103.D6 |  | USED
XT0462:5 | SC | KA046013 | WHT | 20 | 102.D5 | AF0183:39 | VIBRATION PANEL | 102.D6 |  | USED
XT0462:6 | SC | KA046011 | WHT | 20 | 102.D5 | AF0183:04 | VIBRATION PANEL | 102.D6 |  | USED
EA01840:1 | WC1840 | 018400 | RED | 20 | 37.A5 | AF0184:00 | VIBRATION PANEL | 37.A6 |  | USED
EA01840:2 | WC1840 | 018401 | BLK | 20 | 37.A5 | AF0184:01 | VIBRATION PANEL | 37.A6 |  | USED
FLOATING | WC1840 | * | SH | 20 | 37.A6 | AF0184:39 | VIBRATION PANEL | 37.A6 |  | USED
EA01841:1 | WC1841 | 018404 | RED | 20 | 37.A5 | AF0184:04 | VIBRATION PANEL | 37.A6 |  | USED
EA01841:2 | WC1841 | 018405 | BLK | 20 | 37.A5 | AF0184:05 | VIBRATION PANEL | 37.A6 |  | USED
FLOATING | WC1841 | * | SH | 20 | 37.A6 | AF0184:41 | VIBRATION PANEL | 37.A6 |  | USED
EA01842:1 | WC1842 | 018408 | RED | 20 | 37.B5 | AF0184:08 | VIBRATION PANEL | 37.B6 |  | USED
EA01842:2 | WC1842 | 018409 | BLK | 20 | 37.B5 | AF0184:09 | VIBRATION PANEL | 37.B6 |  | USED
FLOATING | WC1842 | * | SH | 20 | 37.B6 | AF0184:43 | VIBRATION PANEL | 37.B6 |  | USED
SolarTools ver. 7.0.17.15318 (Jul 24, 2024)
Report date: 9/13/2024 1:02 PM

## SWITCH PANEL
SWITCH PANEL
Project # | 4H161
Project Name | QATARGAS - NFPS
Revision | D.2
Controls DE | K. NYBERG
Phone: | 0
Controls ME | D. FIGUEROA
Phone:
From | [5 empty] | To
Device ID | Cable (W) Conductor (SC) Jumper Clip (JC) | Wire No. | Wire ID | Gauge/Size | Page/Zone | Device ID | Location | Page/Zone
HL0702:A | SC | 0V | WHT | 16 | 24.C2 | HL0701:A | SWITCH PANEL | 24.C2 | USED
HL0703: | SC | PTBUSA | RED | 16 | 25.A5 | PF0700:2 | SWITCH PANEL | 25.A4 | USED
HL0703: | SC | PF07008 | RED | 16 | 25.A5 | SA0700:12 | SWITCH PANEL | 25.A5 | USED
HL0704: | SC | PTBUSC | RED | 16 | 25.A5 | PF0700:1 | SWITCH PANEL | 25.A4 | USED
HL0704: | SC | PF07007 | RED | 16 | 25.A5 | SA0700:16 | SWITCH PANEL | 25.A5 | USED
SA0700:12 | SC | PF07008 | RED | 16 | 25.A5 | PF0700:8 | SWITCH PANEL | 25.A4 | USED
SA0700:13 | SC | AT0140VGENA | RED | 16 | 25.A5 | SA0770:18 | SWITCH PANEL | 25.B6 | USED
SA0700:16 | SC | PF07007 | RED | 16 | 25.A5 | PF0700:7 | SWITCH PANEL | 25.A4 | USED
SA0700:17 | SC | AT0140VGENC | RED | 16 | 25.A5 | SA0770:24 | SWITCH PANEL | 25.B6 | USED
SA0700:22 | SC | SA070022 | WHT | 16 | 24.C3 | SA0701:13 | SWITCH PANEL | 24.C2 | USED
SA0701:14 | SC | FU0333 | WHT | 16 | 24.C2 | SA0701:12 | SWITCH PANEL | 24.C2 | USED
SA0710:12 | SC | PTBUSA | RED | 16 | 25.D5 | SA0710:24 | SWITCH PANEL | 25.D5 | USED
SA0710:13 | SC | PTBUSC | RED | 16 | 25.D5 | SA0710:14 | SWITCH PANEL | 25.D5 | USED
SA0710:16 | SC | AT0140VGENA | RED | 16 | 25.D5 | SA0710:28 | SWITCH PANEL | 25.D5 | USED
SA0710:17 | SC | AT0140VGENC | RED | 16 | 25.D5 | SA0710:18 | SWITCH PANEL | 25.D5 | USED
SA0710:22 | SC | PTBUSB | RED | 16 | 25.C5 | SA0710:23 | SWITCH PANEL | 25.D5 | USED
SA0710:26 | SC | AT0140VGENB | RED | 16 | 25.C5 | SA0710:27 | SWITCH PANEL | 25.D5 | USED
SA0710:28 | SC | AT0140VGENA | RED | 16 | 25.D5 | SA0770:18 | SWITCH PANEL | 25.B6 | USED
SA0740:12 | SC | PA07033 | BLU | 16 | 25.C2 | SA0740:22 | SWITCH PANEL | 25.B2 | USED
SA0740:13 | SC | SA074013 | BLU | 12 | 25.B2 | SA0740:23 | SWITCH PANEL | 25.B2 | USED
SA0740:14 | SC | PA07037 | BLU | 16 | 25.B2 | SA0740:24 | SWITCH PANEL | 25.B2 | USED
SA0770:11 | SC | PA07036 | RED | 16 | 25.B6 | SA0770:12 | SWITCH PANEL | 25.B5 | USED
SA0770:14 | SC | AT0140VGENB | RED | 16 | 25.B6 | SA0770:28 | SWITCH PANEL | 25.B6 | USED
SA0770:15 | SC | PA07038 | RED | 16 | 25.B6 | SA0770:16 | SWITCH PANEL | 25.B5 | USED
SA0770:21 | SC | PA07034 | RED | 16 | 25.B6 | SA0770:22 | SWITCH PANEL | 25.B5 | USED
SA0770:25 | SC | PA07032 | RED | 16 | 25.B6 | SA0770:26 | SWITCH PANEL | 25.B5 | USED
KA0460:12 | SC | KA0358A1 | WHT | 20 | 102.C3 | RM0460:34 | BECKWITH #1 | 102.A4 | USED
KA0460:18 | SC | FU0460 | WHT | 14 | 102.C3 | RM0460:33 | BECKWITH #1 | 102.A4 | USED
KA0460:G | SC | RM046032 | WHT | 20 | 102.C3 | RM0460:32 | BECKWITH #1 | 102.A4 | USED
KA0462:12 | SC | KA0359A1 | WHT | 20 | 103.C3 | RM0462:34 | BECKWITH #2 | 103.A4 | USED
KA0462:18 | SC | FU0462 | WHT | 14 | 103.C3 | RM0462:33 | BECKWITH #2 | 103.A4 | USED
KA0462:G | SC | RM046232 | WHT | 20 | 103.C3 | RM0462:32 | BECKWITH #2 | 103.A4 | USED
HL0701:A+ | SC | KA9602NC | WHT | 16 | 24.C2 | XT0343:3 | GENERATOR PANEL | 24.C5 | USED
HL0702:A | SC | 0V | WHT | 16 | 24.C2 | XT0336:3 | GENERATOR PANEL | 30.C4 | USED
HL0702:A+ | SC | KA0330A1 | WHT | 16 | 24.C2 | XT0343:4 | GENERATOR PANEL | 24.C5 | USED
HL0703: | SC | PTBUSA | RED | 16 | 25.A5 | XT0341:2 | GENERATOR PANEL | 25.D2 | USED
HL0704: | SC | PTBUSC | RED | 16 | 25.A5 | XT0341:3 | GENERATOR PANEL | 25.D2 | USED
SA0700:13 | SC | AT0140VGENA | RED | 16 | 25.A5 | XT0341:7 | GENERATOR PANEL | 25.D2 | USED
SA0700:17 | SC | AT0140VGENC | RED | 16 | 25.A5 | XT0341:6 | GENERATOR PANEL | 25.D2 | USED
SA0700:23 | SC | KA018511 | WHT | 16 | 24.C3 | XT0343:1 | GENERATOR PANEL | 24.C5 | USED
SA0701:14 | SC | FU0333 | WHT | 16 | 24.C2 | XT0335:4 | GENERATOR PANEL | 30.B4 | USED
SA0701:15 | SC | KA0333A1 | WHT | 16 | 24.C2 | XT0343:2 | GENERATOR PANEL | 24.C5 | USED
SA0710:12 | SC | PTBUSA | RED | 16 | 25.D5 | XT0341:2 | GENERATOR PANEL | 25.D2 | USED
SA0710:14 | SC | PTBUSC | RED | 16 | 25.D5 | XT0341:3 | GENERATOR PANEL | 25.D2 | USED
SA0710:16 | SC | AT0140VGENA | RED | 16 | 25.D5 | TM0102:1 | GENERATOR PANEL | 25.B5 | USED
SA0710:17 | SC | AT0140VGENC | RED | 16 | 25.D5 | TM0102:3 | GENERATOR PANEL | 25.B5 | USED
SA0710:18 | SC | AT0140VGENC | RED | 16 | 25.D5 | XT0341:6 | GENERATOR PANEL | 25.D2 | USED
SA0710:23 | SC | PTBUSB | RED | 16 | 25.D5 | XT0341:1 | GENERATOR PANEL | 25.D2 | USED
SA0710:26 | SC | AT0140VGENB | RED | 16 | 25.C5 | TM0102:2 | GENERATOR PANEL | 25.B5 | USED
SA0710:27 | SC | AT0140VGENB | RED | 16 | 25.D5 | XT0341:5 | GENERATOR PANEL | 25.D2 | USED
SA0740:13 | SC | SA074013 | BLU | 12 | 25.B2 | XT0342:4 | GENERATOR PANEL | 25.B3 | USED
SA0740:21 | SC | MCTN | BLU | 16 | 25.B2 | XT0342:2 | GENERATOR PANEL | 25.B2 | USED
SA0770:13 | SC | TM01024 | RED | 16 | 25.B5 | TM0102:4 | GENERATOR PANEL | 25.B5 | USED
SA0770:14 | SC | AT0140VGENB | RED | 16 | 25.B6 | XT0341:4 | GENERATOR PANEL | 25.D2 | USED
SA0770:17 | SC | TM01025 | RED | 16 | 25.B5 | TM0102:5 | GENERATOR PANEL | 25.B5 | USED
SA0770:23 | SC | TM01027 | RED | 16 | 25.B5 | TM0102:7 | GENERATOR PANEL | 25.B5 | USED
SA0770:24 | SC | AT0140VGENC | RED | 16 | 25.B6 | KA0180:11 | GENERATOR PANEL | 25.B6 | USED
SA0770:27 | SC | TM01026 | RED | 16 | 25.B5 | TM0102:6 | GENERATOR PANEL | 25.B5 | USED
SA0710:11 | SC | PV07007 | RED | 16 | 25.D5 | PV0700:7 | METER PANEL | 25.C5 | USED
SA0710:21 | SC | PV07008 | RED | 16 | 25.C5 | PV0700:8 | METER PANEL | 25.C5 | USED
SA0740:11 | SC | PA07007 | BLU | 16 | 25.B2 | PA0700:7 | METER PANEL | 25.B2 | USED
SA0740:12 | SC | PA07033 | BLU | 16 | 25.C2 | PA0703:3 | METER PANEL | 25.A4 | USED
SA0740:21 | SC | MCTN | BLU | 16 | 25.B2 | PA0700:8 | METER PANEL | 25.B2 | USED
SA0740:24 | SC | PA07037 | BLU | 16 | 25.B2 | PA0703:7 | METER PANEL | 25.A4 | USED
SA0770:12 | SC | PA07036 | RED | 16 | 25.B5 | PA0703:6 | METER PANEL | 25.A4 | USED
SA0770:16 | SC | PA07038 | RED | 16 | 25.B5 | PA0703:8 | METER PANEL | 25.A4 | USED
SA0770:22 | SC | PA07034 | RED | 16 | 25.B5 | PA0703:4 | METER PANEL | 25.A4 | USED
SA0770:26 | SC | PA07032 | RED | 16 | 25.B5 | PA0703:2 | METER PANEL | 25.A4 | USED
SA0770:28 | SC | AT0140VGENB | RED | 16 | 25.B6 | PF0701:8 | METER PANEL | 25.B6 | USED
KA0460:11 | SC | KA046011 | WHT | 20 | 102.D3 | XT0462:6 | SURGE NON-I.S. PANEL | 102.D5 | USED
KA0460:12 | SC | KA0358A1 | WHT | 20 | 102.C3 | XT0462:2 | SURGE NON-I.S. PANEL | 102.C2 | USED
KA0460:13 | SC | KA046013 | WHT | 20 | 102.D3 | XT0462:5 | SURGE NON-I.S. PANEL | 102.D5 | USED
KA0460:14 | SC | KA046014 | WHT | 20 | 102.D3 | XT0462:4 | SURGE NON-I.S. PANEL | 102.D2 | USED
KA0460:16 | SC | KA046016 | WHT | 20 | 102.D3 | XT0462:3 | SURGE NON-I.S. PANEL | 102.D2 | USED
KA0460:B | SC | 0V | WHT | 14 | 102.C3 | XT0462:1 | SURGE NON-I.S. PANEL | 102.C2 | USED
KA0462:11 | SC | KA046211 | WHT | 20 | 103.D3 | XT0462:12 | SURGE NON-I.S. PANEL | 103.D5 | USED
KA0462:12 | SC | KA0359A1 | WHT | 20 | 103.C3 | XT0462:8 | SURGE NON-I.S. PANEL | 103.C2 | USED
KA0462:13 | SC | KA046213 | WHT | 20 | 103.D3 | XT0462:11 | SURGE NON-I.S. PANEL | 103.D5 | USED
KA0462:14 | SC | KA046214 | WHT | 20 | 103.D3 | XT0462:10 | SURGE NON-I.S. PANEL | 103.D2 | USED
KA0462:16 | SC | KA046216 | WHT | 20 | 103.D3 | XT0462:9 | SURGE NON-I.S. PANEL | 103.D2 | USED
KA0462:B | SC | 0V | WHT | 14 | 103.C3 | XT0462:7 | SURGE NON-I.S. PANEL | 103.C2 | USED
SolarTools ver. 7.0.17.15318 (Jul 24, 2024)
Report date: 9/13/2024 1:01 PM

## TCP
TCP
CONTROL CONSOLE DOOR^(TURBINE CONTROL PANEL)
Project # | 4H161
Project Name | QATARGAS - NFPS
Revision | D.2
Controls DE | K. NYBERG
Phone: | 0
Controls ME | D. FIGUEROA
Phone:
From | [5 empty] | To
Device ID | Cable (W) Conductor (SC) Jumper Clip (JC) | Wire No. | Wire ID | Gauge/Size | Page/Zone | Device ID | Location | Page/Zone
AF0200:00 | SC | TCP01AP | WHT | 20 | 16.A3 | HL0400:A+ | TCP | 16.A1 | USED
AF0200:01 | SC | TCP02AP | WHT | 20 | 16.A3 | HL0401:A+ | TCP | 16.A1 | USED
AF0200:02 | SC | TCP03AP | WHT | 20 | 16.B3 | HL0402:A+ | TCP | 16.B1 | USED
AF0200:03 | SC | TCP04AP | WHT | 20 | 16.B3 | HL0403:A+ | TCP | 16.B1 | USED
AF0200:04 | SC | TCP05AP | WHT | 20 | 16.C3 | HL0404:A+ | TCP | 16.C1 | USED
AF0200:05 | SC | TCP06AP | WHT | 20 | 16.C3 | HL0405:A+ | TCP | 16.C1 | USED
AF0200:06 | SC | TCP06BP | WHT | 20 | 16.D3 | HL0405:B+ | TCP | 16.D1 | USED
AF0200:07 | SC | TCP15AP | WHT | 20 | 16.C7 | SH0409:A+ | TCP | 16.C5 | USED
AF0200:08 | SC | TCP15BP | WHT | 20 | 16.C7 | SH0409:B+ | TCP | 16.C5 | USED
AF0200:09 | SC | TCP16AP | WHT | 20 | 16.D7 | SH0410:A+ | TCP | 16.D5 | USED
AF0200:10 | SC | TCP16BP | WHT | 20 | 16.D7 | SH0410:B+ | TCP | 16.D5 | USED
AF0200:11 | SC | TCP07AP | WHT | 20 | 16.D3 | HL0406:A+ | TCP | 16.D1 | USED
AF0200:12 | SC | TCP08AP | WHT | 20 | 16.A7 | HL0407:A+ | TCP | 16.A5 | USED
AF0200:13 | SC | TCP09AP | WHT | 20 | 16.A7 | HL0408:A+ | TCP | 16.A5 | USED
AF0200:14 | SC | TCP10AP | WHT | 20 | 16.B7 | HL0409:A+ | TCP | 16.B5 | USED
AF0200:15 | SC | TCP11AP | WHT | 20 | 16.B7 | HL0411:A+ | TCP | 16.B5 | USED
AF0200:16 | SC | AU0200N | WHT | 20 | 15.A4 | AU0200:COM | TCP | 15.A3 | USED
AF0200:17 | SC | TCP01A | WHT | 20 | 16.A3 | HL0400:A | TCP | 16.A1 | USED
AF0200:18 | SC | TCP02A | WHT | 20 | 16.A3 | HL0401:A | TCP | 16.A1 | USED
AF0200:19 | SC | TCP03A | WHT | 20 | 16.B3 | HL0402:A | TCP | 16.B1 | USED
AF0200:20 | SC | TCP04A | WHT | 20 | 16.B3 | HL0403:A | TCP | 16.B1 | USED
AF0200:21 | SC | TCP05A | WHT | 20 | 16.C3 | HL0404:A | TCP | 16.C1 | USED
AF0200:22 | SC | TCP06A | WHT | 20 | 16.C3 | HL0405:A | TCP | 16.C1 | USED
AF0200:23 | SC | TCP06B | WHT | 20 | 16.D3 | HL0405:B | TCP | 16.D1 | USED
AF0200:24 | SC | TCP15A | WHT | 20 | 16.C7 | SH0409:A | TCP | 16.C5 | USED
AF0200:25 | SC | TCP15B | WHT | 20 | 16.C7 | SH0409:B | TCP | 16.C5 | USED
AF0200:26 | SC | TCP16A | WHT | 20 | 16.D7 | SH0410:A | TCP | 16.D5 | USED
AF0200:27 | SC | TCP16B | WHT | 20 | 16.D7 | SH0410:B | TCP | 16.D5 | USED
AF0200:28 | SC | TCP07A | WHT | 20 | 16.D3 | HL0406:A | TCP | 16.D1 | USED
AF0200:29 | SC | TCP08A | WHT | 20 | 16.A7 | HL0407:A | TCP | 16.A5 | USED
AF0200:30 | SC | TCP09A | WHT | 20 | 16.A7 | HL0408:A | TCP | 16.A5 | USED
AF0200:31 | SC | TCP10A | WHT | 20 | 16.B7 | HL0409:A | TCP | 16.B5 | USED
AF0200:32 | SC | TCP11A | WHT | 20 | 16.B7 | HL0411:A | TCP | 16.B5 | USED
AF0200:33 | SC | AF0200N | WHT | 20 | 15.A4 | AF0201:16 | TCP | 15.A4 | USED
AF0200:34 | SC | AU0200P | WHT | 20 | 15.A4 | AU0200:V+ | TCP | 15.A3 | USED
AF0200:51 | SC | AF0200P | WHT | 20 | 15.A4 | AF0201:34 | TCP | 15.A4 | USED
AF0201:00 | SC | TCP13NO | WHT | 20 | 17.A3 | SH0400:NO | TCP | 17.A1 | USED
AF0201:01 | SC | TCP14NO | WHT | 20 | 17.A3 | SH0401:NO | TCP | 17.A1 | USED
AF0201:02 | SC | TCP15NO | WHT | 20 | 17.B3 | SH0409:NO | TCP | 17.B1 | USED
AF0201:03 | SC | TCP16NO | WHT | 20 | 17.B3 | SH0410:NO | TCP | 17.B1 | USED
AF0201:04 | SC | TCP17B2 | WHT | 20 | 17.C3 | SA0400:12 | TCP | 17.C1 | USED
AF0201:05 | SC | TCP17A2 | WHT | 20 | 17.C3 | SA0400:14 | TCP | 17.C1 | USED
AF0201:06 | SC | TCP23NC | WHT | 20 | 17.D3 | SB0401:NC | TCP | 17.D1 | USED
AF0201:07 | SC | TCP24NO | WHT | 20 | 17.D3 | SB0402:NO | TCP | 17.D1 | USED
AF0201:08 | SC | TCP25NO | WHT | 20 | 17.A7 | SB0403:NO | TCP | 17.A5 | USED
AF0201:09 | SC | TCP26NO | WHT | 20 | 17.A7 | SB0404:NO | TCP | 17.A5 | USED
AF0201:33 | SC | AF0201N | WHT | 20 | 15.A4 | AF0202:16 | TCP | 15.A5 | USED
AF0201:35 | SC | TCP13C | WHT | 20 | 17.A3 | SH0400:C | TCP | 17.A1 | USED
AF0201:36 | SC | TCP14C | WHT | 20 | 17.A3 | SH0401:C | TCP | 17.A1 | USED
AF0201:37 | SC | TCP15C | WHT | 20 | 17.B3 | SH0409:C | TCP | 17.B1 | USED
AF0201:38 | SC | TCP16C | WHT | 20 | 17.B3 | SH0410:C | TCP | 17.B1 | USED
AF0201:39 | SC | TCP17B1 | WHT | 20 | 17.C3 | SA0400:11 | TCP | 17.C1 | USED
AF0201:40 | SC | TCP17A1 | WHT | 20 | 17.C3 | SA0400:13 | TCP | 17.C1 | USED
AF0201:41 | SC | TCP23C | WHT | 20 | 17.D3 | SB0401:C | TCP | 17.D1 | USED
AF0201:42 | SC | TCP24C | WHT | 20 | 17.D3 | SB0402:C | TCP | 17.D1 | USED
AF0201:43 | SC | TCP25C | WHT | 20 | 17.A7 | SB0403:C | TCP | 17.A5 | USED
AF0201:44 | SC | TCP26C | WHT | 20 | 17.A7 | SB0404:C | TCP | 17.A5 | USED
AF0201:51 | SC | AF0201P | WHT | 20 | 15.A4 | AF0202:34 | TCP | 15.A5 | USED
AF0202:00 | SC | TCP18B2 | WHT | 20 | 17.D6 | SB0400:22 | TCP | 17.D5 | USED
AF0202:01 | SC | TCP19NO | WHT | 20 | 18.A3 | SH0404:NO | TCP | 18.A1 | USED
AF0202:02 | SC | TCP20NO | WHT | 20 | 18.B3 | SH0405:NO | TCP | 18.B1 | USED
AF0202:03 | SC | TCP21NO | WHT | 20 | 18.B3 | SH0411:NO | TCP | 18.B1 | USED
AF0202:04 | SC | TCP22NO | WHT | 20 | 18.C3 | SH0412:NO | TCP | 18.C1 | USED
AF0202:05 | SC | TCP28NC | WHT | 20 | 18.C3 | SB0406:NC | TCP | 18.C1 | USED
AF0202:06 | SC | TCP29NO | WHT | 20 | 18.D3 | SB0405:NO | TCP | 18.D1 | USED
AF0202:07 | SC | TCP30NO | WHT | 20 | 18.D3 | SH0408:NO | TCP | 18.D1 | USED
AF0202:08 | SC | TCP31NO | WHT | 20 | 18.A6 | SB0407:NO | TCP | 18.A5 | USED
AF0202:09 | SC | TCP32NO | WHT | 20 | 18.A6 | SB0408:NO | TCP | 18.A5 | USED
AF0202:10 | SC | TCP19AP | WHT | 20 | 18.B6 | SH0404:A+ | TCP | 18.B5 | USED
AF0202:11 | SC | TCP20AP | WHT | 20 | 18.B6 | SH0405:A+ | TCP | 18.B5 | USED
AF0202:12 | SC | TCP21AP | WHT | 20 | 18.C6 | SH0411:A+ | TCP | 18.C5 | USED
AF0202:13 | SC | TCP22AP | WHT | 20 | 18.C6 | SH0412:A+ | TCP | 18.C5 | USED
AF0202:14 | SC | TCP30AP | WHT | 20 | 18.D6 | SH0408:A+ | TCP | 18.D5 | USED
AF0202:15 | SC | TCP30BP | WHT | 20 | 18.D6 | SH0408:B+ | TCP | 18.D5 | USED
AF0202:27 | SC | TCP19A | WHT | 20 | 18.B6 | SH0404:A | TCP | 18.B5 | USED
AF0202:28 | SC | TCP20A | WHT | 20 | 18.B6 | SH0405:A | TCP | 18.B5 | USED
AF0202:29 | SC | TCP21A | WHT | 20 | 18.C6 | SH0411:A | TCP | 18.C5 | USED
AF0202:30 | SC | TCP22A | WHT | 20 | 18.C6 | SH0412:A | TCP | 18.C5 | USED
AF0202:31 | SC | TCP30A | WHT | 20 | 18.D6 | SH0408:A | TCP | 18.D5 | USED
AF0202:32 | SC | TCP30B | WHT | 20 | 18.D6 | SH0408:B | TCP | 18.D5 | USED
AF0202:35 | SC | TCP18B1 | WHT | 20 | 17.D6 | SB0400:21 | TCP | 17.D5 | USED
AF0202:36 | SC | TCP19C | WHT | 20 | 18.A3 | SH0404:C | TCP | 18.A1 | USED
AF0202:37 | SC | TCP20C | WHT | 20 | 18.B3 | SH0405:C | TCP | 18.B1 | USED
AF0202:38 | SC | TCP21C | WHT | 20 | 18.B3 | SH0411:C | TCP | 18.B1 | USED
AF0202:39 | SC | TCP22C | WHT | 20 | 18.C3 | SH0412:C | TCP | 18.C1 | USED
AF0202:40 | SC | TCP28C | WHT | 20 | 18.C3 | SB0406:C | TCP | 18.C1 | USED
AF0202:41 | SC | TCP29C | WHT | 20 | 18.D3 | SB0405:C | TCP | 18.D1 | USED
AF0202:42 | SC | TCP30C | WHT | 20 | 18.D3 | SH0408:C | TCP | 18.D1 | USED
AF0202:43 | SC | TCP31C | WHT | 20 | 18.A6 | SB0407:C | TCP | 18.A5 | USED
AF0202:44 | SC | TCP32C | WHT | 20 | 18.A6 | SB0408:C | TCP | 18.A5 | USED
HL0400:A | SC | TCP01A | WHT | 20 | 16.A1 | HL0400:B | TCP | 16.A1 | USED
HL0400:A+ | SC | TCP01AP | WHT | 20 | 16.A1 | HL0400:B+ | TCP | 16.A1 | USED
HL0401:A | SC | TCP02A | WHT | 20 | 16.A1 | HL0401:B | TCP | 16.A1 | USED
HL0401:A+ | SC | TCP02AP | WHT | 20 | 16.A1 | HL0401:B+ | TCP | 16.A1 | USED
HL0402:A | SC | TCP03A | WHT | 20 | 16.B1 | HL0402:B | TCP | 16.B1 | USED
HL0402:A+ | SC | TCP03AP | WHT | 20 | 16.B1 | HL0402:B+ | TCP | 16.B1 | USED
HL0403:A | SC | TCP04A | WHT | 20 | 16.B1 | HL0403:B | TCP | 16.B1 | USED
HL0403:A+ | SC | TCP04AP | WHT | 20 | 16.B1 | HL0403:B+ | TCP | 16.B1 | USED
HL0404:A | SC | TCP05A | WHT | 20 | 16.C1 | HL0404:B | TCP | 16.C1 | USED
HL0404:A+ | SC | TCP05AP | WHT | 20 | 16.C1 | HL0404:B+ | TCP | 16.C1 | USED
HL0406:A | SC | TCP07A | WHT | 20 | 16.D1 | HL0406:B | TCP | 16.D1 | USED
HL0406:A+ | SC | TCP07AP | WHT | 20 | 16.D1 | HL0406:B+ | TCP | 16.D1 | USED
HL0407:A | SC | TCP08A | WHT | 20 | 16.A5 | HL0407:B | TCP | 16.A5 | USED
HL0407:A+ | SC | TCP08AP | WHT | 20 | 16.A5 | HL0407:B+ | TCP | 16.A5 | USED
HL0408:A | SC | TCP09A | WHT | 20 | 16.A5 | HL0408:B | TCP | 16.A5 | USED
HL0408:A+ | SC | TCP09AP | WHT | 20 | 16.A5 | HL0408:B+ | TCP | 16.A5 | USED
HL0409:A | SC | TCP10A | WHT | 20 | 16.B5 | HL0409:B | TCP | 16.B5 | USED
HL0409:A+ | SC | TCP10AP | WHT | 20 | 16.B5 | HL0409:B+ | TCP | 16.B5 | USED
HL0410:A | SC | 0V | WHT | 20 | 17.B5 | HL0410:B | TCP | 17.B5 | USED
HL0410:A+ | SC | TCP12AP | WHT | 20 | 17.B5 | XT0564:1 B1 | TCP | 17.B5 | USED
HL0410:A+ | SC | TCP12AP | WHT | 20 | 17.B5 | HL0410:B+ | TCP | 17.B5 | USED
HL0411:A | SC | TCP11A | WHT | 20 | 16.B5 | HL0411:B | TCP | 16.B5 | USED
HL0411:A+ | SC | TCP11AP | WHT | 20 | 16.B5 | HL0411:B+ | TCP | 16.B5 | USED
SB0404:NO | SC | TCP26NO | WHT | 20 | 17.A5 | XT0564:1 T1 | TCP | 17.B5 | USED
SH0400:A | SC | 0V1 | WHT | 20 | 17.B5 | SH0401:A | TCP | 17.C5 | USED
SH0400:A | SC | 0V1 | WHT | 20 | 17.B5 | SH0400:B | TCP | 17.B5 | USED
SH0400:A+ | SC | TCP13AP | WHT | 20 | 17.B5 | XT0564:2 B1 | TCP | 17.B5 | USED
SH0400:B+ | SC | TCP13BP | WHT | 20 | 17.B5 | XT0564:3 B1 | TCP | 17.B5 | USED
SH0401:A | SC | 0V1 | WHT | 20 | 17.C5 | SH0401:B | TCP | 17.C5 | USED
SH0401:A+ | SC | TCP14AP | WHT | 20 | 17.C5 | XT0564:5 B1 | TCP | 17.C5 | USED
SH0401:B+ | SC | TCP14BP | WHT | 20 | 17.C5 | XT0564:4 B1 | TCP | 17.C5 | USED
SH0404:A | SC | TCP19A | WHT | 20 | 18.B5 | SH0404:B | TCP | 18.B5 | USED
SH0404:A+ | SC | TCP19AP | WHT | 20 | 18.B5 | SH0404:B+ | TCP | 18.B5 | USED
SH0405:A | SC | TCP20A | WHT | 20 | 18.B5 | SH0405:B | TCP | 18.B5 | USED
SH0405:A+ | SC | TCP20AP | WHT | 20 | 18.B5 | SH0405:B+ | TCP | 18.B5 | USED
SH0411:A | SC | TCP21A | WHT | 20 | 18.C5 | SH0411:B | TCP | 18.C5 | USED
SH0411:A+ | SC | TCP21AP | WHT | 20 | 18.C5 | SH0411:B+ | TCP | 18.C5 | USED
SH0412:A | SC | TCP22A | WHT | 20 | 18.C5 | SH0412:B | TCP | 18.C5 | USED
SH0412:A+ | SC | TCP22AP | WHT | 20 | 18.C5 | SH0412:B+ | TCP | 18.C5 | USED
XT0564:1 T2 | SC | TCP26NO | WHT | 20 | 17.B5 | XT0564:2 T2 | TCP | 17.B5 | USED
XT0564:2 T1 | SC | TCP26NO | WHT | 20 | 17.B5 | XT0564:3 T1 | TCP | 17.B5 | USED
XT0564:3 T2 | SC | TCP26NO | WHT | 20 | 17.B5 | XT0564:4 T2 | TCP | 17.C5 | USED
XT0564:4 T1 | SC | TCP26NO | WHT | 20 | 17.C5 | XT0564:5 T1 | TCP | 17.C5 | USED
AF0201:10 | WC5540 | HA0273P | BLK | 16 | 18.A3 | HA0273:(+) | CONSOLE | 18.A1 | USED
AF0201:27 | WC5540 | HA0273N | WHT | 16 | 18.A3 | HA0273:(-) | CONSOLE | 18.A1 | USED
AU0200:L2 | WC9018 | AT0170L1 | ENET | CABLE | 15.A3 | AT0170:L1 | FIRE SYSTEM CONTROLLER PANEL | 14.A5 | USED
AU0200:L1 | WC0014 | AT0140L2 | ENET | CABLE | 15.A3 | AT0140:P2 | GENERATOR PANEL | 31.C5 | USED
GR0200: | SC | IEG02309 | GRN | 14 | 15.A2 | IEG0230:9 | PANEL B | 15.A2 | USED
AU0200:COM | SC | 0V1 | WHT | 14 | 15.A3 | XT0562:1 | PWR DISTRIBUTION RAIL | 15.C2 | USED
AU0200:V+ | SC | FU0200 | WHT | 14 | 15.A3 | FU0200:LD | PWR DISTRIBUTION RAIL | 15.A3 | USED
HL0410:A | SC | 0V | WHT | 20 | 17.B5 | XT0563:2 | PWR DISTRIBUTION RAIL | 17.B6 | USED
SA0401:1 | SC | KA0241A1 | WHT | 20 | 17.C5 | XT0563:3 | PWR DISTRIBUTION RAIL | 17.C6 | USED
SA0401:2 | SC | FU0139 | WHT | 20 | 17.C5 | XT0563:4 | PWR DISTRIBUTION RAIL | 17.C6 | USED
SB0400:11 | SC | ESTOPB | WHT | 20 | 17.D5 | XT0563:5 | PWR DISTRIBUTION RAIL | 17.D6 | USED
SB0400:12 | SC | ESTOPA | WHT | 20 | 17.D5 | XT0563:6 | PWR DISTRIBUTION RAIL | 17.D6 | USED
SH0400:B | SC | 0V1 | WHT | 20 | 17.B5 | XT0562:2 | PWR DISTRIBUTION RAIL | 15.C2 | USED
XT0564:1 B2 | SC | KA023612 | WHT | 20 | 17.B5 | XT0563:1 | PWR DISTRIBUTION RAIL | 17.B6 | USED
SolarTools ver. 7.0.17.15318 (Jul 24, 2024)
Report date: 9/13/2024 1:01 PM

## VIBRATION PANEL
VIBRATION PANEL
Project # | 4H161
Project Name | QATARGAS - NFPS
Revision | D.2
Controls DE | K. NYBERG
Phone: | 0
Controls ME | D. FIGUEROA
Phone:
From | [5 empty] | To
Device ID | Cable (W) Conductor (SC) Jumper Clip (JC) | Wire No. | Wire ID | Gauge/Size | Page/Zone | Device ID | Location | Page/Zone
XT0130:1 | JC | 0V | CLIP | --- | 31.A5 | XT0130:2 | VIBRATION PANEL | 31.A5 | USED
XT0180:1 | JC | 0V1 | CLIP | --- | 15.D2 | XT0180:2 | VIBRATION PANEL | 15.D2 | USED
AF0182:00 | SC | JP | VIO | 20 | 15.C5 | AF0182:17 | VIBRATION PANEL | 15.C5 | USED
AF0182:02 | SC | JP | VIO | 20 | 15.C5 | AF0182:19 | VIBRATION PANEL | 15.C5 | USED
AF0182:04 | SC | JP | VIO | 20 | 15.C5 | AF0182:21 | VIBRATION PANEL | 15.C5 | USED
AF0182:06 | SC | JP | VIO | 20 | 15.C5 | AF0182:23 | VIBRATION PANEL | 15.C5 | USED
AF0182:08 | SC | JP | VIO | 20 | 15.C5 | AF0182:25 | VIBRATION PANEL | 15.C5 | USED
AF0182:10 | SC | JP | VIO | 20 | 15.C5 | AF0182:27 | VIBRATION PANEL | 15.C5 | USED
AF0182:12 | SC | JP | VIO | 20 | 15.C5 | AF0182:29 | VIBRATION PANEL | 15.C5 | USED
AF0182:14 | SC | JP | VIO | 20 | 15.C5 | AF0182:31 | VIBRATION PANEL | 15.C5 | USED
AF0181:01 | SC | JP3 | VIO | 20 | 44.A7 | AF0181:36 | VIBRATION PANEL | 44.A7 | USED
KA0200:A1 | SC | 018002 | WHT | 20 | 35.C7 | AF0180:02 | VIBRATION PANEL | 35.C5 | USED
KA0201:A1 | SC | 018004 | WHT | 20 | 35.C7 | AF0180:04 | VIBRATION PANEL | 35.C5 | USED
KA0202:A1 | SC | 018006 | WHT | 20 | 35.D7 | AF0180:06 | VIBRATION PANEL | 35.D5 | USED
KA0203:A1 | SC | 018008 | WHT | 20 | 36.A6 | AF0180:08 | VIBRATION PANEL | 36.A6 | USED
KA0204:A1 | SC | 018012 | WHT | 20 | 36.B6 | AF0180:12 | VIBRATION PANEL | 36.B6 | USED
KA0205:A1 | SC | 018014 | WHT | 20 | 36.B6 | AF0180:14 | VIBRATION PANEL | 36.B6 | USED
AF0180:16 | SC | AU0180N | WHT | 20 | 15.C3 | AU0180:COM | VIBRATION PANEL | 15.C3 | USED
KA0200:A2 | SC | 018018 | WHT | 20 | 35.C7 | AF0180:18 | VIBRATION PANEL | 35.C5 | USED
KA0201:A2 | SC | 018019 | WHT | 20 | 35.C7 | AF0180:19 | VIBRATION PANEL | 35.C5 | USED
KA0202:A2 | SC | 018020 | WHT | 20 | 35.D7 | AF0180:20 | VIBRATION PANEL | 35.D5 | USED
KA0203:A2 | SC | 018021 | WHT | 20 | 36.A6 | AF0180:21 | VIBRATION PANEL | 36.A6 | USED
KA0204:A2 | SC | 018023 | WHT | 20 | 36.B6 | AF0180:23 | VIBRATION PANEL | 36.B6 | USED
KA0205:A2 | SC | 018024 | WHT | 20 | 36.B6 | AF0180:24 | VIBRATION PANEL | 36.B6 | USED
AF0180:34 | SC | AU0180P | WHT | 20 | 15.C3 | AU0180:V+ | VIBRATION PANEL | 15.C3 | USED
AF0181:16 | SC | 0V1 | WHT | 14 | 15.C4 | XT0180:2 | VIBRATION PANEL | 15.D2 | USED
AF0181:33 | SC | AF0181N | WHT | 20 | 15.C4 | AF0182:16 | VIBRATION PANEL | 15.C5 | USED
AF0181:34 | SC | FU0181 | WHT | 14 | 15.C4 | FU0181:LD | VIBRATION PANEL | 15.D3 | USED
AF0181:51 | SC | AF0181P | WHT | 20 | 15.C4 | AF0182:34 | VIBRATION PANEL | 15.C5 | USED
AF0182:33 | SC | AF0182N | WHT | 20 | 15.C5 | AF0183:16 | VIBRATION PANEL | 15.C5 | USED
AF0182:51 | SC | AF0182P | WHT | 20 | 15.C5 | AF0183:34 | VIBRATION PANEL | 15.C5 | USED
AF0184:16 | SC | 0V1 | WHT | 14 | 15.C6 | XT0180:2 | VIBRATION PANEL | 15.D2 | USED
AF0184:33 | SC | AF0184N | WHT | 20 | 15.C6 | AF0185:16 | VIBRATION PANEL | 15.C7 | USED
AF0184:34 | SC | FU0182 | WHT | 14 | 15.C6 | FU0182:LD | VIBRATION PANEL | 15.D3 | USED
AF0184:51 | SC | AF0184P | WHT | 20 | 15.C6 | AF0185:34 | VIBRATION PANEL | 15.C7 | USED
KA0206:A1 | SC | 018500 | WHT | 20 | 36.C6 | AF0185:00 | VIBRATION PANEL | 36.C6 | USED
KA0207:A1 | SC | 018502 | WHT | 20 | 36.C6 | AF0185:02 | VIBRATION PANEL | 36.C6 | USED
KA0208:A1 | SC | 018504 | WHT | 20 | 36.C6 | AF0185:04 | VIBRATION PANEL | 36.C6 | USED
KA0206:A2 | SC | 018517 | WHT | 20 | 36.C6 | AF0185:17 | VIBRATION PANEL | 36.C6 | USED
KA0207:A2 | SC | 018518 | WHT | 20 | 36.C6 | AF0185:18 | VIBRATION PANEL | 36.C6 | USED
KA0208:A2 | SC | 018519 | WHT | 20 | 36.C6 | AF0185:19 | VIBRATION PANEL | 36.C6 | USED
AF0450:32 | SC | AF045032 | GRN | 16 | 29.A3 | XT0400:1 | VIBRATION PANEL | 29.C4 | USED
AU0180:COM | SC | 0V1 | WHT | 14 | 15.C3 | XT0180:1 | VIBRATION PANEL | 15.D2 | USED
AU0180:V+ | SC | FU0180 | WHT | 14 | 15.C3 | FU0180:LD | VIBRATION PANEL | 15.D3 | USED
FU0180:LI | SC | FU0200LI | WHT | 14 | 15.D3 | FU0182:LI | VIBRATION PANEL | 15.D3 | USED
FU0181:LI | SC | FU0200LI | WHT | 14 | 15.D3 | FU0182:LI | VIBRATION PANEL | 15.D3 | USED
GR0180: | SC | IEG01304 | GRN | 14 | 4.C4 | IEG0130:4 | VIBRATION PANEL | 4.C3 | USED
GR0181: | SC | GR0181 | GRN/YEL | 14 | 4.C4 | FRAME | VIBRATION PANEL | 4.C3 | USED
IEG0130:3 | SC | IEG01303 | GRN | 14 | 15.D5 | IEG0180: | VIBRATION PANEL | 15.D5 | USED
AF0450:L2 | WC0045 | AF0450L2 | ENET | CABLE | 29.A3 | AU0180:L1 | VIBRATION PANEL | 15.C3 | USED
AF0180:00 | SC | 018000 | WHT | 20 | 35.A7 | KA0180:A1 | GENERATOR PANEL | 35.A5 | USED
AF0180:10 | SC | 018010 | WHT | 20 | 35.A7 | KA0185:A1 | GENERATOR PANEL | 35.A5 | USED
AF0180:17 | SC | 018017 | WHT | 20 | 35.A7 | KA0180:A2 | GENERATOR PANEL | 35.A5 | USED
AF0180:22 | SC | 018022 | WHT | 20 | 35.A7 | KA0364:14 | GENERATOR PANEL | 35.B6 | USED
XT0130:2 | SC | 0V | WHT | 14 | 31.A5 | XT0336:3 | GENERATOR PANEL | 30.C4 | USED
AU0180:L2 | WC0018 | AU0180L2 | ENET | CABLE | 15.C3 | AU0120:L1 | GENERATOR PANEL | 31.C1 | USED
AF0450:06 | WC4749 | UAI1520O/P | RED | 20 | 61.A7 | UAI1520:O/P | ISOLATOR #1 PANEL | 61.A5 | USED
AF0450:08 | WC4749 | UAI15200V | BLK | 20 | 61.A7 | UAI1520:0V | ISOLATOR #1 PANEL | 61.A5 | USED
AF0450:23 | WC4749 | UAI1520S | SH | 20 | 61.A7 | FLOATING | ISOLATOR #1 PANEL | 61.A6 | USED
IEG0130:1 | SC | IEG01301 | GRN | 14 | 54.A5 | UV0273:IE | ISOLATOR #2 PANEL | 54.A5 | USED
IEG0130:7 | SC | IEG01307 | GRN | 14 | 55.A5 | UV0272:IE | ISOLATOR #2 PANEL | 55.A5 | USED
IEG0130:0 | SC | IEG0130G | GRN | 8 | 4.C2 | IEG0010:3 | PANEL B | 4.C2 | USED
FU0180:LI | SC | FU0200LI | WHT | 14 | 15.D3 | FU0273:LI | PWR DISTRIBUTION RAIL | 15.B3 | USED
XT0180:1 | SC | 0V1 | WHT | 14 | 15.D2 | XT0562:2 | PWR DISTRIBUTION RAIL | 15.C2 | USED
AF0450:53 | SC | 0V | WHT | 16 | 29.A3 | XT0110:1 | REDUNDANT POWER PANEL | 28.A5 | USED
AF0450:55 | SC | FU0114 | WHT | 16 | 29.A3 | FU0114:LD | REDUNDANT POWER PANEL | 28.A4 | USED
XT0400:2 | SC | IEG01101 | GRN | 14 | 29.B5 | IEG0110:1 | REDUNDANT POWER PANEL | 29.B6 | USED
AF0183:00 | SC | RM046013 | WHT | 20 | 102.A6 | XT0460:6 | SURGE NON-I.S. PANEL | 102.A5 | USED
AF0183:01 | SC | RM046016 | WHT | 20 | 102.A6 | XT0460:8 | SURGE NON-I.S. PANEL | 102.B5 | USED
AF0183:02 | SC | RM046029 | WHT | 20 | 102.C6 | XT0460:12 | SURGE NON-I.S. PANEL | 102.C5 | USED
AF0183:03 | SC | RM046019 | WHT | 20 | 102.B6 | XT0460:10 | SURGE NON-I.S. PANEL | 102.B5 | USED
AF0183:04 | SC | KA046011 | WHT | 20 | 102.D6 | XT0462:6 | SURGE NON-I.S. PANEL | 102.D5 | USED
AF0183:05 | SC | RM046213 | WHT | 20 | 103.A6 | XT0461:6 | SURGE NON-I.S. PANEL | 103.A5 | USED
AF0183:06 | SC | RM046216 | WHT | 20 | 103.A6 | XT0461:8 | SURGE NON-I.S. PANEL | 103.B5 | USED
AF0183:07 | SC | RM046219 | WHT | 20 | 103.B6 | XT0461:10 | SURGE NON-I.S. PANEL | 103.B5 | USED
AF0183:08 | SC | RM046229 | WHT | 20 | 103.C6 | XT0461:12 | SURGE NON-I.S. PANEL | 103.C5 | USED
AF0183:09 | SC | KA046211 | WHT | 20 | 103.D6 | XT0462:12 | SURGE NON-I.S. PANEL | 103.D5 | USED
AF0183:35 | SC | RM046012 | WHT | 20 | 102.A6 | XT0460:5 | SURGE NON-I.S. PANEL | 102.A5 | USED
AF0183:36 | SC | RM046015 | WHT | 20 | 102.A6 | XT0460:7 | SURGE NON-I.S. PANEL | 102.A5 | USED
AF0183:37 | SC | RM046030 | WHT | 20 | 102.C6 | XT0460:11 | SURGE NON-I.S. PANEL | 102.C5 | USED
AF0183:38 | SC | RM046018 | WHT | 20 | 102.B6 | XT0460:9 | SURGE NON-I.S. PANEL | 102.B5 | USED
AF0183:39 | SC | KA046013 | WHT | 20 | 102.D6 | XT0462:5 | SURGE NON-I.S. PANEL | 102.D5 | USED
AF0183:40 | SC | RM046212 | WHT | 20 | 103.A6 | XT0461:5 | SURGE NON-I.S. PANEL | 103.A5 | USED
AF0183:41 | SC | RM046215 | WHT | 20 | 103.A6 | XT0461:7 | SURGE NON-I.S. PANEL | 103.A5 | USED
AF0183:42 | SC | RM046218 | WHT | 20 | 103.B6 | XT0461:9 | SURGE NON-I.S. PANEL | 103.B5 | USED
AF0183:43 | SC | RM046230 | WHT | 20 | 103.C6 | XT0461:11 | SURGE NON-I.S. PANEL | 103.C5 | USED
AF0183:44 | SC | KA046213 | WHT | 20 | 103.D6 | XT0462:11 | SURGE NON-I.S. PANEL | 103.D5 | USED
XT0130:1 | SC | 0V | WHT | 14 | 31.A5 | XT0120:1 | SURGE NON-I.S. PANEL | 31.D1 | USED
XT0130:3 | SC | FU0332 | WHT | 14 | 31.A5 | FU0120:LI | SURGE NON-I.S. PANEL | 31.D1 | USED
XT0130:3 | SC | FU0332 | WHT | 14 | 31.A5 | FU0332:LD | SURGE NON-I.S. PANEL | 30.B3 | USED
AF0184:00 | WC1840 | 018400 | RED | 20 | 37.A6 | EA01840:1 | SURGE NON-I.S. PANEL | 37.A5 | USED
AF0184:01 | WC1840 | 018401 | BLK | 20 | 37.A6 | EA01840:2 | SURGE NON-I.S. PANEL | 37.A5 | USED
AF0184:39 | WC1840 | * | SH | 20 | 37.A6 | FLOATING | SURGE NON-I.S. PANEL | 37.A6 | USED
AF0184:04 | WC1841 | 018404 | RED | 20 | 37.A6 | EA01841:1 | SURGE NON-I.S. PANEL | 37.A5 | USED
AF0184:05 | WC1841 | 018405 | BLK | 20 | 37.A6 | EA01841:2 | SURGE NON-I.S. PANEL | 37.A5 | USED
AF0184:41 | WC1841 | * | SH | 20 | 37.A6 | FLOATING | SURGE NON-I.S. PANEL | 37.A6 | USED
AF0184:08 | WC1842 | 018408 | RED | 20 | 37.B6 | EA01842:1 | SURGE NON-I.S. PANEL | 37.B5 | USED
AF0184:09 | WC1842 | 018409 | BLK | 20 | 37.B6 | EA01842:2 | SURGE NON-I.S. PANEL | 37.B5 | USED
AF0184:43 | WC1842 | * | SH | 20 | 37.B6 | FLOATING | SURGE NON-I.S. PANEL | 37.B6 | USED
SolarTools ver. 7.0.17.15318 (Jul 24, 2024)
Report date: 9/13/2024 1:01 PM

## Panel Errors
Panel Errors
Project # | 4H161
Project Name | QATARGAS - NFPS
Revision | D.2
Controls DE | K. NYBERG
Phone: | 0
Controls ME | D. FIGUEROA
Phone:
From | [6 empty] | To
Device ID | Location | Cable (W) Conductor (SC) Jumper Clip (JC) | Wire ID | Wire No. | Gauge/Size | Page/Zone | Device ID | Location | Page/Zone
EF:1 | PANEL | JC | CLIP | EXC0 | --- | 107.C2 | EF:2 | PANEL | 107.C2
EF:3 | PANEL | JC | CLIP | EXC2 | --- | 107.C2 | EF:4 | PANEL | 107.C2
FU0018:LI | LIQUID FUEL BOX | SC | WHT | 24VDC | 14 | 132.B1 | CC24VDC:1 | PANEL | 132.A2
GR1234: | JB70 | SC | GRN/YEL | GR1234 | 14 | 4.A6 | FRAME | JB70 | 4.A7
CC0V:1 | PANEL | SC | WHT | 0VLF | 14 | 132.A2 | XT0050:1 | LIQUID FUEL BOX | 132.B1
CCDLR1:1 | PANEL | W998 | ENET | 0050L1 | CABLE | 132.A2 | AU0050:L1 | LIQUID FUEL BOX | 132.A2
SolarTools ver. 7.0.17.15318 (Jul 24, 2024)
Report date: 9/13/2024 1:01 PM

## Cable Part Numbers
Cable Part Numbers |  |  | SolarTools ver. 7.0.17.15318 (Jul 24, 2024)
Project # | 4H161
Report date: 9/13/2024 1:03 PM
Project Name | QATARGAS - NFPS
Revision | D.2
Controls DE | K. NYBERG
Phone: | 0
Controls ME | D. FIGUEROA
Phone:
Device ID |  | Part Number |  | Description
WC0001 |  | 1302073-36 |  | CABLE, ETHERNET - 36 INCHES
WC0003 |  | 1302073-36 |  | CABLE, ETHERNET - 36 INCHES
WC0004 |  | 1302073-36 |  | CABLE, ETHERNET - 36 INCHES
WC0005 |  | 1302073-36 |  | CABLE, ETHERNET - 36 INCHES
WC0007 |  | 1302073-36 |  | CABLE, ETHERNET - 36 INCHES
WC0008 |  | 1302073-36 |  | CABLE, ETHERNET - 36 INCHES
WC0009 |  | 1302073-36 |  | CABLE, ETHERNET - 36 INCHES
WC0012 |  | 1302073-36 |  | CABLE, ETHERNET - 36 INCHES
WC0014 |  | 1302073-36 |  | CABLE, ETHERNET - 36 INCHES
WC0017 |  | 1302073-36 |  | CABLE, ETHERNET - 36 INCHES
WC0018 |  | 1302073-36 |  | CABLE, ETHERNET - 36 INCHES
WC0019 |  | 1302073-36 |  | CABLE, COMMUNICATION CABLE - 36 INCHES
WC0021 |  | 1302073-36 |  | CABLE, ETHERNET - 36 INCHES
WC0022 |  | 1302073-36 |  | CABLE, ETHERNET - 36 INCHES
WC0023 |  | 1302073-36 |  | CABLE, ETHERNET - 36 INCHES
WC0045 |  | 1302073-36 |  | CABLE, ETHERNET - 36 INCHES
WC00646 |  | 1022941-12 |  | TPE, 1 PAIR TWISTED SHIELDED
WC00651 |  | 1022941-12 |  | TPE, 1 PAIR TWISTED SHIELDED
WC00652 |  | 1022941-12 |  | TPE, 1 PAIR TWISTED SHIELDED
WC00653 |  | 1022941-12 |  | TPE, 1 PAIR TWISTED SHIELDED
WC00730 |  | 1022941-12 |  | TPE, 1 PAIR TWISTED SHIELDED
WC00731 |  | 1022941-12 |  | TPE, 1 PAIR TWISTED SHIELDED
WC00732 |  | 1022941-12 |  | TPE, 1 PAIR TWISTED SHIELDED
WC00733 |  | 1022941-12 |  | TPE, 1 PAIR TWISTED SHIELDED
WC00852 |  | 1022941-12 |  | TPE, 1 PAIR TWISTED SHIELDED
WC00855 |  | 1022941-12 |  | TPE, 1 PAIR TWISTED SHIELDED
WC01230 |  | 1022941-13 |  | TPE, 1 TRIAD TWISTED SHIELDED
WC029002 |  | 1022941-12 |  | TPE, 1 PAIR TWISTED SHIELDED
WC029004 |  | 1022941-12 |  | TPE, 1 PAIR TWISTED SHIELDED
WC029005 |  | 1022941-12 |  | TPE, 1 PAIR TWISTED SHIELDED
WC029006 |  | 1022941-12 |  | TPE, 1 PAIR TWISTED SHIELDED
WC029007 |  | 1022941-12 |  | TPE, 1 PAIR TWISTED SHIELDED
WC029008 |  | 1022941-12 |  | TPE, 1 PAIR TWISTED SHIELDED
WC02901 |  | 1022941-12 |  | TPE, 1 PAIR TWISTED SHIELDED
WC029010 |  | 1022941-12 |  | TPE, 1 PAIR TWISTED SHIELDED
WC029011 |  | 1022941-12 |  | TPE, 1 PAIR TWISTED SHIELDED
WC029012 |  | 1022941-12 |  | TPE, 1 PAIR TWISTED SHIELDED
WC029013 |  | 1022941-12 |  | TPE, 1 PAIR TWISTED SHIELDED
WC029014 |  | 1022941-12 |  | TPE, 1 PAIR TWISTED SHIELDED
WC029015 |  | 1022941-12 |  | TPE, 1 PAIR TWISTED SHIELDED
WC029016 |  | 1022941-13 |  | TPE, 1 TRIAD TWISTED SHIELDED
WC029017 |  | 1022941-12 |  | TPE, 1 PAIR TWISTED SHIELDED
WC029018 |  | 1022941-12 |  | TPE, 1 PAIR TWISTED SHIELDED
WC029019 |  | 1022941-12 |  | TPE, 1 PAIR TWISTED SHIELDED
WC029020 |  | 1022941-12 |  | TPE, 1 PAIR TWISTED SHIELDED
WC029021 |  | 1022941-12 |  | TPE, 1 PAIR TWISTED SHIELDED
WC029022 |  | 1022941-12 |  | TPE, 1 PAIR TWISTED SHIELDED
WC029023 |  | 1022941-12 |  | TPE, 1 PAIR TWISTED SHIELDED
WC029029 |  | 1022941-12 |  | TPE, 1 PAIR TWISTED SHIELDED
WC0450 |  | 1022941-13 |  | TPE, 1 TRIAD TWISTED SHIELDED
WC0606 |  | 1302073-36 |  | CABLE, ETHERNET - 36 INCHES
WC0608 |  | 1302073-36 |  | CABLE, ETHERNET - 36 INCHES
WC0625 |  | 1038124-94 |  | DB9 CABLE, BENTLEY NEVADA BN3500-92
WC06252 |  | 1038124-94 |  | DB9 CABLE, BENTLEY NEVADA BN3500-92
WC0640 |  | 1022941-12 |  | TPE, 1 PAIR TWISTED SHIELDED
WC0641 |  | 1022941-12 |  | TPE, 1 PAIR TWISTED SHIELDED
WC0642 |  | 1022941-12 |  | TPE, 1 PAIR TWISTED SHIELDED
WC0643 |  | 1022941-12 |  | TPE, 1 PAIR TWISTED SHIELDED
WC0647 |  | 1022941-12 |  | TPE, 1 PAIR TWISTED SHIELDED
WC0650 |  | 1022941-12 |  | TPE, 1 PAIR TWISTED SHIELDED
WC0680 |  | 1302073-36 |  | CABLE, ETHERNET - 36 INCHES
WC0681 |  | 1302073-36 |  | CABLE, ETHERNET - 36 INCHES
WC0683 |  | 1302073-36 |  | CABLE, ETHERNET - 36 INCHES
WC0710 |  | 1022941-12 |  | TPE, 1 PAIR TWISTED SHIELDED
WC0711 |  | 1022941-12 |  | TPE, 1 PAIR TWISTED SHIELDED
WC0712 |  | 1022941-12 |  | TPE, 1 PAIR TWISTED SHIELDED
WC0713 |  | 1022941-12 |  | TPE, 1 PAIR TWISTED SHIELDED
WC07401 |  | 1022941-12 |  | TPE, 1 PAIR TWISTED SHIELDED
WC07402 |  | 1022941-12 |  | TPE, 1 PAIR TWISTED SHIELDED
WC07403 |  | 1022941-12 |  | TPE, 1 PAIR TWISTED SHIELDED
WC07404 |  | 1022941-12 |  | TPE, 1 PAIR TWISTED SHIELDED
WC07405 |  | 1022941-12 |  | TPE, 1 PAIR TWISTED SHIELDED
WC07406 |  | 1022941-12 |  | TPE, 1 PAIR TWISTED SHIELDED
WC0747 |  | 1022941-12 |  | TPE, 1 PAIR TWISTED SHIELDED
WC0750 |  | 1022941-12 |  | TPE, 1 PAIR TWISTED SHIELDED
WC0751 |  | 1022941-12 |  | TPE, 1 PAIR TWISTED SHIELDED
WC0752 |  | 1022941-12 |  | TPE, 1 PAIR TWISTED SHIELDED
WC0753 |  | 1022941-12 |  | TPE, 1 PAIR TWISTED SHIELDED
WC0754 |  | 1022941-12 |  | TPE, 1 PAIR TWISTED SHIELDED
WC0755 |  | 1022941-12 |  | TPE, 1 PAIR TWISTED SHIELDED
WC0756 |  | 1022941-12 |  | TPE, 1 PAIR TWISTED SHIELDED
WC0757 |  | 1022941-12 |  | TPE, 1 PAIR TWISTED SHIELDED
WC07600 |  | 1022941-12 |  | TPE, 1 PAIR TWISTED SHIELDED
WC07601 |  | 1022941-12 |  | TPE, 1 PAIR TWISTED SHIELDED
WC07602 |  | 1022941-12 |  | TPE, 1 PAIR TWISTED SHIELDED
WC07603 |  | 1022941-12 |  | TPE, 1 PAIR TWISTED SHIELDED
WC07604 |  | 1022941-12 |  | TPE, 1 PAIR TWISTED SHIELDED
WC0765 |  | 1022941-12 |  | TPE, 1 PAIR TWISTED SHIELDED
WC0766 |  | 1022941-12 |  | TPE, 1 PAIR TWISTED SHIELDED
WC0767 |  | 1022941-12 |  | TPE, 1 PAIR TWISTED SHIELDED
WC0830 |  | 1022941-13 |  | TPE, 1 TRIAD TWISTED SHIELDED
WC0831 |  | 1022941-13 |  | TPE, 1 TRIAD TWISTED SHIELDED
WC0835 |  | 1022941-13 |  | TPE, 1 TRIAD TWISTED SHIELDED
WC0836 |  | 1022941-13 |  | TPE, 1 TRIAD TWISTED SHIELDED
WC0837 |  | 1022941-13 |  | TPE, 1 TRIAD TWISTED SHIELDED
WC0839 |  | 1022941-13 |  | TPE, 1 TRIAD TWISTED SHIELDED
WC0842 |  | 1022941-13 |  | TPE, 1 TRIAD TWISTED SHIELDED
WC0843 |  | 1022941-13 |  | TPE, 1 TRIAD TWISTED SHIELDED
WC0850 |  | 1022941-12 |  | TPE, 1 PAIR TWISTED SHIELDED
WC0851 |  | 1022941-12 |  | TPE, 1 PAIR TWISTED SHIELDED
WC0853 |  | 1022941-12 |  | TPE, 1 PAIR TWISTED SHIELDED
WC0854 |  | 1022941-12 |  | TPE, 1 PAIR TWISTED SHIELDED
WC0856 |  | 1022941-12 |  | TPE, 1 PAIR TWISTED SHIELDED
WC0857 |  | 1022941-12 |  | TPE, 1 PAIR TWISTED SHIELDED
WC0863 |  | 1022941-12 |  | TPE, 1 PAIR TWISTED SHIELDED
WC0867 |  | 1022941-12 |  | TPE, 1 PAIR TWISTED SHIELDED
WC1260 |  | 1022941-13 |  | TPE, 1 TRIAD TWISTED SHIELDED
WC1270 |  | 1022941-13 |  | TPE, 1 TRIAD TWISTED SHIELDED
WC1304 |  | 1022941-12 |  | TPE, 1 PAIR TWISTED SHIELDED
WC1327 |  | 1022941-12 |  | TPE, 1 PAIR TWISTED SHIELDED
WC1328 |  | 1022941-12 |  | TPE, 1 PAIR TWISTED SHIELDED
WC1329 |  | 1022941-12 |  | TPE, 1 PAIR TWISTED SHIELDED
WC1330 |  | 1022941-12 |  | TPE, 1 PAIR TWISTED SHIELDED
WC1331 |  | 1022941-12 |  | TPE, 1 PAIR TWISTED SHIELDED
WC1332 |  | 1022941-12 |  | TPE, 1 PAIR TWISTED SHIELDED
WC1333 |  | 1022941-12 |  | TPE, 1 PAIR TWISTED SHIELDED
WC1334 |  | 1022941-12 |  | TPE, 1 PAIR TWISTED SHIELDED
WC1335 |  | 1022941-12 |  | TPE, 1 PAIR TWISTED SHIELDED
WC1336 |  | 1022941-12 |  | TPE, 1 PAIR TWISTED SHIELDED
WC1337 |  | 1022941-12 |  | TPE, 1 PAIR TWISTED SHIELDED
WC1338 |  | 1022941-12 |  | TPE, 1 PAIR TWISTED SHIELDED
WC1339 |  | 1022941-12 |  | TPE, 1 PAIR TWISTED SHIELDED
WC1340 |  | 1022941-12 |  | TPE, 1 PAIR TWISTED SHIELDED
WC1341 |  | 1022941-12 |  | TPE, 1 PAIR TWISTED SHIELDED
WC1342 |  | 1022941-12 |  | TPE, 1 PAIR TWISTED SHIELDED
WC1343 |  | 1022941-12 |  | TPE, 1 PAIR TWISTED SHIELDED
WC1344 |  | 1022941-12 |  | TPE, 1 PAIR TWISTED SHIELDED
WC1345 |  | 1022941-12 |  | TPE, 1 PAIR TWISTED SHIELDED
WC1346 |  | 1022941-12 |  | TPE, 1 PAIR TWISTED SHIELDED
WC1840 |  | 1022941-12 |  | TPE, 1 PAIR TWISTED SHIELDED
WC1840 |  | 1022941-13 |  | TPE, 1 PAIR TWISTED SHIELDED
WC1841 |  | 1022941-12 |  | TPE, 1 PAIR TWISTED SHIELDED
WC1841 |  | 1022941-13 |  | TPE, 1 PAIR TWISTED SHIELDED
WC1842 |  | 1022941-12 |  | TPE, 1 PAIR TWISTED SHIELDED
WC1842 |  | 1022941-13 |  | TPE, 1 PAIR TWISTED SHIELDED
WC2126 |  | 1022941-13 |  | TPE, 1 TRIAD TWISTED SHIELDED
WC2127 |  | 1022941-13 |  | TPE, 1 TRIAD TWISTED SHIELDED
WC2128 |  | 1022941-13 |  | TPE, 1 TRIAD TWISTED SHIELDED
WC2129 |  | 1022941-13 |  | TPE, 1 TRIAD TWISTED SHIELDED
WC2156 |  | 1022941-13 |  | TPE, 1 TRIAD TWISTED SHIELDED
WC2157 |  | 1022941-13 |  | TPE, 1 TRIAD TWISTED SHIELDED
WC2162 |  | 1022941-13 |  | TPE, 1 TRIAD TWISTED SHIELDED
WC2170 |  | 1022941-13 |  | TPE, 1 TRIAD TWISTED SHIELDED
WC2180 |  | 1022941-13 |  | TPE, 1 TRIAD TWISTED SHIELDED
WC2258 |  | 1022941-13 |  | TPE, 1 TRIAD TWISTED SHIELDED
WC2270 |  | 1022941-13 |  | TPE, 1 TRIAD TWISTED SHIELDED
WC2370 |  | 1022941-13 |  | TPE, 1 TRIAD TWISTED SHIELDED
WC2470 |  | 1022941-13 |  | TPE, 1 TRIAD TWISTED SHIELDED
WC2570 |  | 1022941-13 |  | TPE, 1 TRIAD TWISTED SHIELDED
WC2670 |  | 1022941-13 |  | TPE, 1 TRIAD TWISTED SHIELDED
WC2770 |  | 1022941-13 |  | TPE, 1 TRIAD TWISTED SHIELDED
WC2870 |  | 1022941-13 |  | TPE, 1 TRIAD TWISTED SHIELDED
WC4749 |  | 1022941-12 |  | TPE, 1 PAIR TWISTED SHIELDED
WC5118 |  | 1022941-22 |  | TPE, 1 PAIR TWISTED SHIELDED
WC5500 |  | 1022941-22 |  | TPE, 1 PAIR TWISTED SHIELDED
WC5540 |  | PART OF 1113568-200 |  | CABLE, 2 CONDUCTOR TRIMMED SHIELD PART OF HORN
WC6061 |  | 1089241-11 |  | CABLE, FIBER OPTIC
WC6062 |  | 1089241-11 |  | CABLE, FIBER OPTIC
WC8003 |  | 1022941-33 |  | TPE, 1 TRIAD TWISTED SHIELDED
WC8004 |  | 1022941-32 |  | TPE, 1 PAIR TWISTED SHIELDED
WC8009 |  | 1022941-22 |  | TPE, 1 PAIR TWISTED SHIELDED
WC8010 |  | 1022941-22 |  | TPE, 1 PAIR TWISTED SHIELDED
WC8061 |  | 1046415-40 |  | CABLE, CGCM REDUNDANT INTERFACE
WC8064 |  | 1022941-12 |  | TPE, 1 PAIR TWISTED SHIELDED
WC8065 |  | 1022941-12 |  | TPE, 1 PAIR TWISTED SHIELDED
WC8066 |  | 1022941-22 |  | TPE, 1 PAIR TWISTED SHIELDED
WC8068 |  | 1022941-22 |  | TPE, 1 PAIR TWISTED SHIELDED
WC8069 |  | 1022941-22 |  | TPE, 1 PAIR TWISTED SHIELDED
WC8101 |  | 1022941-33 |  | TPE, 1 TRIAD TWISTED SHIELDED
WC8102 |  | 1022941-32 |  | TPE, 1 PAIR TWISTED SHIELDED
WC8103 |  | 1022941-33 |  | TPE, 1 TRIAD TWISTED SHIELDED
WC8104 |  | 1022941-32 |  | TPE, 1 PAIR TWISTED SHIELDED
WC8164 |  | 1022941-22 |  | TPE, 1 PAIR TWISTED SHIELDED
WC8165 |  | 1022941-22 |  | TPE, 1 PAIR TWISTED SHIELDED
WC8201 |  | 1022941-33 |  | TPE, 1 TRIAD TWISTED SHIELDED
WC8202 |  | 1022941-32 |  | TPE, 1 PAIR TWISTED SHIELDED
WC8203 |  | 1022941-33 |  | TPE, 1 TRIAD TWISTED SHIELDED
WC8264 |  | 1022941-22 |  | TPE, 1 PAIR TWISTED SHIELDED
WC8301 |  | 1022941-33 |  | TPE, 1 TRIAD TWISTED SHIELDED
WC9011 |  | 1302073-36 |  | CABLE, ETHERNET - 36 INCHES
WC9013 |  | 1302073-36 |  | CABLE, ETHERNET - 36 INCHES
WC9015 |  | 1302073-36 |  | CABLE, ETHERNET - 36 INCHES
WC9016 |  | 1302073-36 |  | CABLE, ETHERNET - 36 INCHES
WC9017 |  | 1302073-36 |  | CABLE, ETHERNET - 36 INCHES
WC9018 |  | 1302073-36 |  | CABLE, ETHERNET - 36 INCHES
WCAC0201 |  | CF_CAB0_XXGA |  | CABLE, SUPPLIED BY OTHERS
WCI0765 |  | 1022941-12 |  | TPE, 1 PAIR TWISTED SHIELDED
WCI0766 |  | 1022941-12 |  | TPE, 1 PAIR TWISTED SHIELDED
WCI0767 |  | 1022941-12 |  | TPE, 1 PAIR TWISTED SHIELDED
WCI0836 |  | 1022941-13 |  | TPE, 1 TRIAD TWISTED SHIELDED
WCI0840 |  | 1022941-13 |  | TPE, 1 TRIAD TWISTED SHIELDED
WCI0841 |  | 1022941-13 |  | TPE, 1 TRIAD TWISTED SHIELDED
WCI0842 |  | 1022941-13 |  | TPE, 1 TRIAD TWISTED SHIELDED
WCI0843 |  | 1022941-13 |  | TPE, 1 TRIAD TWISTED SHIELDED
WCI0844 |  | 1022941-13 |  | TPE, 1 TRIAD TWISTED SHIELDED
WCI0846 |  | 1022941-13 |  | TPE, 1 TRIAD TWISTED SHIELDED
WCI1220 |  | 1022941-13 |  | TPE, 1 TRIAD TWISTED SHIELDED
WCI2007 |  | 1022941-13 |  | TPE, 1 TRIAD TWISTED SHIELDED
WCI2100 |  | 1022941-13 |  | TPE, 1 TRIAD TWISTED SHIELDED
WCI2101 |  | 1022941-12 |  | TPE, 1 PAIR TWISTED SHIELDED
WCI2102 |  | 1022941-12 |  | TPE, 1 PAIR TWISTED SHIELDED
WCI2103 |  | 1022941-12 |  | TPE, 1 PAIR TWISTED SHIELDED
WCI2110 |  | 1022941-13 |  | TPE, 1 TRIAD TWISTED SHIELDED
WCI2129 |  | 1022941-13 |  | TPE, 1 TRIAD TWISTED SHIELDED
WCI2201 |  | 1022941-12 |  | TPE, 1 PAIR TWISTED SHIELDED
WCI2202 |  | 1022941-12 |  | TPE, 1 PAIR TWISTED SHIELDED
WCI2203 |  | 1022941-12 |  | TPE, 1 PAIR TWISTED SHIELDED
WCI2301 |  | 1022941-12 |  | TPE, 1 PAIR TWISTED SHIELDED
WCI2302 |  | 1022941-12 |  | TPE, 1 PAIR TWISTED SHIELDED
WCI2303 |  | 1022941-12 |  | TPE, 1 PAIR TWISTED SHIELDED
WCI2401 |  | 1022941-12 |  | TPE, 1 PAIR TWISTED SHIELDED
WCI2402 |  | 1022941-12 |  | TPE, 1 PAIR TWISTED SHIELDED
WCI2403 |  | 1022941-12 |  | TPE, 1 PAIR TWISTED SHIELDED
WCI2503 |  | 1022941-12 |  | TPE, 1 PAIR TWISTED SHIELDED
WCI2603 |  | 1022941-12 |  | TPE, 1 PAIR TWISTED SHIELDED
WCI2703 |  | 1022941-12 |  | TPE, 1 PAIR TWISTED SHIELDED
WCI2803 |  | 1022941-12 |  | TPE, 1 PAIR TWISTED SHIELDED
WCI2903 |  | 1022941-12 |  | TPE, 1 PAIR TWISTED SHIELDED
WCI3510 |  | 1022941-13 |  | TPE, 1 TRIAD TWISTED SHIELDED
WCI3520 |  | 1022941-13 |  | TPE, 1 TRIAD TWISTED SHIELDED
WCI3540 |  | 1022941-13 |  | TPE, 1 TRIAD TWISTED SHIELDED
WCI4210 |  | 1022941-13 |  | TPE, 1 TRIAD TWISTED SHIELDED
WCI4213 |  | 1022941-13 |  | TPE, 1 TRIAD TWISTED SHIELDED
WCI4230 |  | 1022941-13 |  | TPE, 1 TRIAD TWISTED SHIELDED
WCI4240 |  | 1022941-13 |  | TPE, 1 TRIAD TWISTED SHIELDED
WCI4250 |  | 1022941-13 |  | TPE, 1 TRIAD TWISTED SHIELDED
WCI4251 |  | 1022941-13 |  | TPE, 1 TRIAD TWISTED SHIELDED
WCI6121 |  | 1022941-13 |  | TPE, 1 TRIAD TWISTED SHIELDED
WCI6122 |  | 1022941-13 |  | TPE, 1 TRIAD TWISTED SHIELDED
WCI6123 |  | 1022941-13 |  | TPE, 1 TRIAD TWISTED SHIELDED
WCI6141 |  | 1022941-13 |  | TPE, 1 TRIAD TWISTED SHIELDED
WCI6142 |  | 1022941-13 |  | TPE, 1 TRIAD TWISTED SHIELDED
WCI6143 |  | 1022941-13 |  | TPE, 1 TRIAD TWISTED SHIELDED
WCI6144 |  | 1022941-13 |  | TPE, 1 TRIAD TWISTED SHIELDED
WCI6151 |  | 1022941-13 |  | TPE, 1 TRIAD TWISTED SHIELDED
WCI6152 |  | 1022941-13 |  | TPE, 1 TRIAD TWISTED SHIELDED
WCI6153 |  | 1022941-13 |  | TPE, 1 TRIAD TWISTED SHIELDED
WCI6154 |  | 1022941-13 |  | TPE, 1 TRIAD TWISTED SHIELDED
WCI6161 |  | 1022941-13 |  | TPE, 1 TRIAD TWISTED SHIELDED
WCI6162 |  | 1022941-13 |  | TPE, 1 TRIAD TWISTED SHIELDED
WCI6171 |  | 1022941-13 |  | TPE, 1 TRIAD TWISTED SHIELDED
WCI6172 |  | 1022941-13 |  | TPE, 1 TRIAD TWISTED SHIELDED
WCI6181 |  | 1022941-13 |  | TPE, 1 TRIAD TWISTED SHIELDED
WCI6182 |  | 1022941-13 |  | TPE, 1 TRIAD TWISTED SHIELDED
WCI6183 |  | 1022941-13 |  | TPE, 1 TRIAD TWISTED SHIELDED
WCI6184 |  | 1022941-13 |  | TPE, 1 TRIAD TWISTED SHIELDED
WCI6211 |  | 1022941-13 |  | TPE, 1 TRIAD TWISTED SHIELDED
WCI6221 |  | 1022941-12 |  | TPE, 1 PAIR TWISTED SHIELDED
WCI7555 |  | 1022941-12 |  | TPE, 1 PAIR TWISTED SHIELDED
WCI7556 |  | 1022941-12 |  | TPE, 1 PAIR TWISTED SHIELDED
WCI7557 |  | 1022941-12 |  | TPE, 1 PAIR TWISTED SHIELDED
WCII4216 |  | 1022941-13 |  | TPE, 1 TRIAD TWISTED SHIELDED
WCO29003 |  | 1022941-12 |  | TPE, 1 PAIR TWISTED SHIELDED
WH7000 |  | PART OF DEVICE |  | PART OF DEVICE, JUNCTION BOX ASSEMBLY
WH7200 |  | PART OF DEVICE |  | PART OF DEVICE, JUNCTION BOX ASSEMBLY
WTE9900 |  | 1022941-13 |  | TPE, 1 TRIAD TWISTED SHIELDED
WTS7000 |  | PART OF DEVICE |  | PART OF DEVICE, JUNCTION BOX ASSEMBLY
WTS7200 |  | PART OF DEVICE |  | PART OF DEVICE, JUNCTION BOX ASSEMBLY
WTXRX1 |  | 1022941-12 |  | TPE, 1 PAIR TWISTED SHIELDED

## Part Number List
Part Number List |  | SolarTools ver. 7.0.17.15318 (Jul 24, 2024)
Project # | 4H161
Report date: 9/13/2024 1:03 PM
Project Name | QATARGAS - NFPS
Revision | D.2
Controls DE | K. NYBERG
Phone: | 0
Controls ME | D. FIGUEROA
Phone:
Device ID | Part Number | Description | Location
EF0258 | TBD | MOTOR, CONSOLE COOLING FAN 3 | 1-BAY FAN DOOR PANEL
EF0259 | TBD | MOTOR, CONSOLE COOLING FAN 4 | 1-BAY FAN DOOR PANEL
FU0275 | 1043265-1,1043265-3 | FUSE, 2A | 1-BAY FAN DOOR PANEL
FU0276 | 1043265-1,1043265-3 | FUSE, 2A | 1-BAY FAN DOOR PANEL
XT7202 | 1066730-7,1066730-8,1067996-4 | TERMINAL BLOCK, SPRING, 4 CONDUCTOR,30-12 AWG (0.05-3.31 MM2),NON-IS | 1-BAY FAN DOOR PANEL
EF0256 | TBD | MOTOR, CONSOLE COOLING FAN 1 | 3-BAY FAN DOOR PANEL
EF0257 | TBD | MOTOR, CONSOLE COOLING FAN 2 | 3-BAY FAN DOOR PANEL
FU0256 | 1043265-1,1043265-3 | FUSE, 2A | 3-BAY FAN DOOR PANEL
FU0257 | 1043265-1,1043265-3 | FUSE, 2A | 3-BAY FAN DOOR PANEL
XT0238 | 1066730-7,1066730-8,1067996-4 | TERMINAL BLOCK, SPRING, 4 CONDUCTOR,30-12 AWG (0.05-3.31 MM2),NON-IS | 3-BAY FAN DOOR PANEL
RM0460 | 1062941-300 | RELAY, BECKWITH, M3425-A GENERATOR PROTECTION | BECKWITH #1
RM0462 | 1062941-300 | RELAY, BECKWITH, M3425-A GENERATOR PROTECTION | BECKWITH #2
GR0031 | 903849C1 | RAIL GROUND, DIN RAIL GROUNDING | BLANK PANEL
GR0140 | 903849C1 | RAIL GROUND, DIN RAIL GROUNDING | BLANK PANEL
AP0611 | 1038124-22 | BN3500-22, TRANSIENT DATA^100-TX | BN3500^DOOR PANEL
AP0612 | 1038124-25 | BN3500-25, DUAL KEYPHASOR^MONITOR | BN3500^DOOR PANEL
AP0613 | 1038124-36 | BN3500-32M, RELAY^MODULE | BN3500^DOOR PANEL
AP0614 | 1038124-43 | BN3500-42M, PROX/SEISMIC^MONITOR | BN3500^DOOR PANEL
AP0615 | 1038124-43 | BN3500-42M, PROX/SEISMIC^MONITOR | BN3500^DOOR PANEL
AP0616 | 1038124-43 | BN3500-42M, PROX/SEISMIC^MONITOR | BN3500^DOOR PANEL
AP0617 | 1038124-43,1096097-2 | BN3500-42M, PROX/SEISMIC^MONITOR | BN3500^DOOR PANEL
AP0618 | 1038124-43 | BN3500-42M, PROX/SEISMIC^MONITOR | BN3500^DOOR PANEL
AP0619 | 1038124-96 | BLANK, SPARE SLOT | BN3500^DOOR PANEL
AP0620 | 1038124-96 | BLANK, SPARE SLOT | BN3500^DOOR PANEL
AP0621 | 1038124-43 | BN3500-42M, PROX/SEISMIC^MONITOR | BN3500^DOOR PANEL
AP0622 | 1038124-43,1096097-2 | BN3500-42M, PROX/SEISMIC^MONITOR | BN3500^DOOR PANEL
AP0623 | 1038124-96 | BLANK, SPARE SLOT | BN3500^DOOR PANEL
AP0624 | 1038124-96 | BLANK, SPARE SLOT | BN3500^DOOR PANEL
AP0625 | 1038124-92 | BN3500-92, COMMUNICATION^GATEWAY | BN3500^DOOR PANEL
AR0610 | 1038124-5 | RACK CHASSIS, BENTLY NEVADA 3500 MONITORING (15 SLOT) | BN3500^DOOR PANEL
UV0610 | 1038124-15 | POWER SUPPLY, BN3500 CHASSIS | BN3500^DOOR PANEL
UV0611 | 1038124-15 | POWER SUPPLY, BN3500 CHASSIS | BN3500^DOOR PANEL
AC0201 | 1078692-1 | POWER OUTLET, CONTROL CONSOLE 220 VAC | CONSOLE
AT0190 | 1577354-5300 | WORKSTATION, PANEL COMPUTER, TT4000 | CONSOLE
AT0190K | 1068334 | KEYBOARD, TYPING INTERFACE | CONSOLE
EL0270 | 1022899,1024595-100 | LIGHT, CONSOLE FLUORESCENT, WHITE | CONSOLE
EL0271 | 1022899,1024595-100 | LIGHT, CONSOLE FLUORESCENT, WHITE | CONSOLE
EL0273 | 1022899,1024595-100 | LIGHT, CONSOLE FLUORESCENT, WHITE | CONSOLE
HA0273 | 1113568-200 | HORN, AUDIBLE ALARM | CONSOLE
ZS0270 | [2]1113474-1,22650R1,22690R1,23523R1,24556R1,915786C1 | LIMIT SWITCH, CONSOLE DOOR OPEN | CONSOLE
ZS0271 | [2]1113474-1,22650R1,22690R1,23523R1,24556R1,915786C1 | LIMIT SWITCH, CONSOLE DOOR OPEN | CONSOLE
ZS0273 | [2]1113474-1,22650R1,22690R1,23523R1,24556R1,915786C1 | LIMIT SWITCH, CONSOLE DOOR OPEN | CONSOLE
HL0750 | 2380746-7 | LABEL, SPACE HEATER ON, GREEN | CONSOLE HEATER LIGHT
GR0173 | 903849C1 | RAIL GROUND, DIN RAIL GROUNDING | FIRE SYS POWER
KA0150 | 1076251-1 | RELAY, F&G POWER CHECK 1 | FIRE SYS POWER
KA0151 | 1076251-1 | RELAY, F&G POWER CHECK 2 | FIRE SYS POWER
KA0152 | 1076251-1 | RELAY, F&G POWER CHECK 3 | FIRE SYS POWER
UV0171 | 1056244-2 | POWER SUPPLY, EAGLE QUANTUM PREMIER | FIRE SYS POWER
AT0175 | 1056244-5 | 8 CHANNEL ED I/O, EAGLE QUANTUM PREMIER | FIRE SYSTEM
AT0177 | 1056244-5 | 8 CHANNEL ED I/O, EAGLE QUANTUM PREMIER | FIRE SYSTEM
AT0179 | 1056244-5 | 8 CHANNEL ED I/O, EAGLE QUANTUM PREMIER | FIRE SYSTEM
FU0170 | 1043265-1,1043265-7 | FUSE, 20A | FIRE SYSTEM
FU0171 | 1043265-1,1043265-7 | FUSE, 20A | FIRE SYSTEM
FU0172 | 1043265-1,1043265-7 | FUSE, 20A | FIRE SYSTEM
GR0170 | 903849C1 | RAIL GROUND, DIN RAIL GROUNDING | FIRE SYSTEM
GR0172 | 903849C1 | RAIL GROUND, DIN RAIL GROUNDING | FIRE SYSTEM
KA6510 | 1061979-1 | RELAY, FIRE SYSTEM AUTO/INHIBIT | FIRE SYSTEM
KA6511 | 1061979-1 | RELAY, FIRE SYSTEM AUTO/INHIBIT | FIRE SYSTEM
RR0177S3 | 912137C1 | RESISTOR, 10K OHM | FIRE SYSTEM
RR0179S1 | 912137C1 | RESISTOR, 10K OHM | FIRE SYSTEM
RR0179S5 | 912137C1 | RESISTOR, 10K OHM | FIRE SYSTEM
RR0179S7 | 912137C1 | RESISTOR, 10K OHM | FIRE SYSTEM
XT0170 | 1066730-7,1066730-8,1067996-11 | TERMINAL BLOCK, SPRING, 4 CONDUCTOR,30-12 AWG (0.05-3.31 MM2),NON-IS | FIRE SYSTEM
XT0172 | 1066730-7,1066730-8,1067996-11 | TERMINAL BLOCK, SPRING, 4 CONDUCTOR,30-12 AWG (0.05-3.31 MM2),NON-IS | FIRE SYSTEM
AT0170 | 1056244-29 | CONTROLLER, EAGLE QUANTUM PREMIER | FIRE SYSTEM CONTROLLER PANEL
GR0171 | 903849C1 | RAIL GROUND, DIN RAIL GROUNDING | FIRE SYSTEM CONTROLLER PANEL
KA0172 | 1061979-1 | RELAY, FIRE DETECTED (TO CUSTOMER) | FIRE SYSTEM CONTROLLER PANEL
KA0174 | 1061979-1 | RELAY, GAS DETECTED (TO CUSTOMER) | FIRE SYSTEM CONTROLLER PANEL
KA0176 | 1061979-1 | RELAY, VENTILATION REQUIRED | FIRE SYSTEM CONTROLLER PANEL
KA0177 | 1061979-1 | RELAY, VENTILATION REQUIRED | FIRE SYSTEM CONTROLLER PANEL
UV0170 | 1056244-2 | POWER SUPPLY, EAGLE QUANTUM PREMIER | FIRE SYSTEM CONTROLLER PANEL
VD6211 | 960592C1 | DIODE, 15 pF | FIRE SYSTEM CONTROLLER PANEL
VD6212 | 960592C1 | DIODE, 15 pF | FIRE SYSTEM CONTROLLER PANEL
XT0171 | 1066730-7,1066730-8,1067996-11 | TERMINAL BLOCK, SPRING, 4 CONDUCTOR,30-12 AWG (0.05-3.31 MM2),NON-IS | FIRE SYSTEM CONTROLLER PANEL
AF0120 | 1051931-67,1089240-5 | 1794-OB16P, 16 DISCRETE OUTPUT^(CURRENT LIMITING) | GENERATOR PANEL
AF0121 | 1051931-67,1089240-2 | 1794-IB16, 16 DISCRETE INPUT | GENERATOR PANEL
AF0122 | 1051931-71,1089240-31 | 1794-IRT8, 8 TC/RTD FAST INPUT | GENERATOR PANEL
AF0123 | 1051931-71,1089240-31 | 1794-IRT8, 8 TC/RTD FAST INPUT | GENERATOR PANEL
AT0140 | 2769310-1 | MODULE, DECS-250 | GENERATOR PANEL
AT0220 | 2769310-1 | MODULE, DECS-250 | GENERATOR PANEL
AU0120 | 1066730-7,1066730-8,1067996-82,1089240-32 | 1794-AENTR, FLEX I/O^COMMUNICATIONS ADAPTER | GENERATOR PANEL
FU0313 | 1043265-1,1043265-7 | FUSE, 20A | GENERATOR PANEL
FU0314 | 1043265-1,1043265-7 | FUSE, 20A | GENERATOR PANEL
FU0315 | 1043265-1,1043265-7 | FUSE, 20A | GENERATOR PANEL
FU0321 | 1043265-1,1043265-7 | FUSE, 20A | GENERATOR PANEL
FU0322 | 1043265-1,1043265-7 | FUSE, 20A | GENERATOR PANEL
FU0323 | 1043265-1,1043265-7 | FUSE, 20A | GENERATOR PANEL
GR0120 | 903849C1 | RAIL GROUND, DIN RAIL GROUNDING | GENERATOR PANEL
GR0141 | 903849C1 | RAIL GROUND, DIN RAIL GROUNDING | GENERATOR PANEL
GR0142 | 903849C1 | RAIL GROUND, DIN RAIL GROUNDING | GENERATOR PANEL
KA0121 | 1061979-1 | RELAY, AUTOMATIC CLOSE CIRCUIT BREAKER | GENERATOR PANEL
KA0123 | 1061979-1 | RELAY, CGCM #1 ENABLED | GENERATOR PANEL
KA0124 | 1119193-1 | RELAY, EXCITER OUTPUT #1 | GENERATOR PANEL
KA0125 | 1119193-1 | RELAY, EXCITER OUTPUT #2 | GENERATOR PANEL
KA0126 | 1061979-1 | RELAY, CGCM #2 ENABLED | GENERATOR PANEL
KA0128 | 1061979-1 | RELAY, GENERATOR TRIP SUMMARY CIRCUIT BREAKER | GENERATOR PANEL
KA0180 | 1061979-1 | RELAY, 90% SPEED | GENERATOR PANEL
KA0185 | 1061979-1 | RELAY, PERMISSIVE CLOSE CIRCUIT BREAKER | GENERATOR PANEL
KA0310 | 1061979-1 | RELAY, CGCM #1 FAULT | GENERATOR PANEL
KA0313 | 1076251-1,1076251-2 | RELAY, PMG INPUT #1 | GENERATOR PANEL
KA0314 | 1076251-1,1076251-2 | RELAY, PMG INPUT #1 | GENERATOR PANEL
KA0320 | 1061979-1 | RELAY, CGCM #2 FAULT | GENERATOR PANEL
KA0323 | 1076251-1,1076251-2 | RELAY, PMG INPUT #2 | GENERATOR PANEL
KA0324 | 1076251-1,1076251-2 | RELAY, PMG INPUT #2 | GENERATOR PANEL
KA0329 | 1061979-1 | RELAY, CLOSED CIRCUIT BREAKER | GENERATOR PANEL
KA0330 | 1061979-1 | RELAY, GENERATOR CIRCUIT BREAKER CLOSED | GENERATOR PANEL
KA0331 | 1061979-1 | RELAY, MAIN UTILITY BREAKER AUXILIARY CONTACT CLOSED | GENERATOR PANEL
KA0332 | 1061979-1 | RELAY, CLOSE CONTROL CIRCUIT BREAKER | GENERATOR PANEL
KA0333 | 1061979-1 | RELAY, TRIP CONTROL CIRCUIT BREAKER | GENERATOR PANEL
KA0335 | 1061979-1 | RELAY, NO EMERGENCY SHUTDOWN SUMMARY | GENERATOR PANEL
KA0336 | 1061979-1 | RELAY, CONTROLLER ACTIVE | GENERATOR PANEL
KA0358 | 1061979-1 | RELAY, GENERATOR CIRCUIT BREAKER^TRIP CONTROL | GENERATOR PANEL
KA0359 | 1061979-1 | RELAY, GENERATOR CIRCUIT BREAKER^TRIP CONTROL | GENERATOR PANEL
KA0364 | 1031741-4 | RELAY, SYNCHRONIZATION CHECK | GENERATOR PANEL
KA4100 | 1061979-1 | RELAY, GENERATOR HEATER DISABLED | GENERATOR PANEL
KA4203 | 1061979-1 | RELAY, GROUND FAULT MALFUNCTION | GENERATOR PANEL
KA4204 | 1061979-1 | RELAY, NO GROUND FAULT ALARM | GENERATOR PANEL
PEG0140 | 232941-110 | BUS BAR, GENERATOR - POWER EARTH GROUNDING | GENERATOR PANEL
RS0106 | 969787C1 | RESISTIVE SHUNT, EXCITER FIELD CURRENT REGULATOR | GENERATOR PANEL
TM0102 | 908539C1 | TRANSFORMER, PHASE SHIFTING | GENERATOR PANEL
VD0121 | 1013487 | DIODE | GENERATOR PANEL
VD0122 | 1013487 | DIODE | GENERATOR PANEL
VD0123 | 1013487 | DIODE | GENERATOR PANEL
VD0124 | 1013487 | DIODE | GENERATOR PANEL
XT0124 | 1066730-7 | TERMINAL BLOCK, SPRING, 4 CONDUCTOR,30-12 AWG (0.05-3.31 MM2),NON-IS | GENERATOR PANEL
XT0313 | 1066730-7 | TERMINAL BLOCK, SPRING, 4 CONDUCTOR,30-12 AWG (0.05-3.31 MM2),NON-IS | GENERATOR PANEL
XT0334 | 1066730-7,1066730-8 | TERMINAL BLOCK, SPRING, 4 CONDUCTOR,30-12 AWG (0.05-3.31 MM2),NON-IS | GENERATOR PANEL
XT0335 | 1066730-7,1066730-8,1067996-4 | TERMINAL BLOCK, SPRING, 4 CONDUCTOR,30-12 AWG (0.05-3.31 MM2),NON-IS | GENERATOR PANEL
XT0336 | 1066730-7,1066730-8,1067996-4 | TERMINAL BLOCK, SPRING, 4 CONDUCTOR,30-12 AWG (0.05-3.31 MM2),NON-IS | GENERATOR PANEL
XT0337 | 1066730-7,1066730-8,1067996-82 | TERMINAL BLOCK, SPRING, 4 CONDUCTOR,30-12 AWG (0.05-3.31 MM2),NON-IS | GENERATOR PANEL
XT0340 | 1066730-7,1066730-8,1067996-4 | TERMINAL BLOCK, SPRING, 4 CONDUCTOR,30-12 AWG (0.05-3.31 MM2),NON-IS | GENERATOR PANEL
XT0341 | 1066730-7,1066730-8,1067996-82 | TERMINAL BLOCK, SPRING, 4 CONDUCTOR,30-12 AWG (0.05-3.31 MM2),NON-IS | GENERATOR PANEL
XT0342 | 1066730-7,1066730-8,1067996-4 | TERMINAL BLOCK, SPRING, 4 CONDUCTOR,30-12 AWG (0.05-3.31 MM2),NON-IS | GENERATOR PANEL
XT0343 | 1066730-7,1066730-8,1067996-4 | TERMINAL BLOCK, SPRING, 4 CONDUCTOR,30-12 AWG (0.05-3.31 MM2),NON-IS | GENERATOR PANEL
XT0351 | 1066730-7,1066730-8,1067996-82 | TERMINAL BLOCK, SPRING, 4 CONDUCTOR,30-12 AWG (0.05-3.31 MM2),NON-IS | GENERATOR PANEL
XT0352 | 1066730-16,1066730-17,1066730-18 | TERMINAL STRIP, 2 CONDUCTOR | GENERATOR PANEL
XT0360 | 1066730-7,1066730-8,1067996-4 | TERMINAL BLOCK, SPRING, 4 CONDUCTOR,30-12 AWG (0.05-3.31 MM2),NON-IS | GENERATOR PANEL
XT0370 | 1066730-7,1066730-8,1067996-4 | TERMINAL BLOCK, SPRING, 4 CONDUCTOR,30-12 AWG (0.05-3.31 MM2),NON-IS | GENERATOR PANEL
XT0463 | 1066730-7,1066730-8,1067996-82 | TERMINAL BLOCK, SPRING, 4 CONDUCTOR,30-12 AWG (0.05-3.31 MM2),NON-IS | GENERATOR PANEL
XT0464 | 1066730-7 | TERMINAL BLOCK, SPRING, 4 CONDUCTOR,30-12 AWG (0.05-3.31 MM2),NON-IS | GENERATOR PANEL
GR0750 | 903849C1 | RAIL GROUND, DIN RAIL GROUNDING | HEATER PANEL
GR0751 | 903849C1 | RAIL GROUND, DIN RAIL GROUNDING | HEATER PANEL
H07500 | 2299353 | HEATER, SPACE, CONTROL CONSOLE | HEATER PANEL
H07501 | 2299353 | HEATER, SPACE, CONTROL CONSOLE | HEATER PANEL
QS0750 | 1047314 | HEATER, DOUBLE POLE - RAIL MOUNTABLE | HEATER PANEL
TS0750 | 1007704 | THERMOSTAT, CONTROL CONSOLE^SPACE HEATER CONTROL | HEATER PANEL
XT0750 | 1066730-16 | TERMINAL STRIP, 2 CONDUCTOR | HEATER PANEL
XT0751 | 1066730-7 | TERMINAL BLOCK, SPRING, 4 CONDUCTOR,30-12 AWG (0.05-3.31 MM2),NON-IS | HEATER PANEL
EA00755 | 1014136-2 | SURGE SUPPRESSOR, MODULE (MTL-SD32X) | ISOLATOR #1 PANEL
EA00756 | 1014136-2 | SURGE SUPPRESSOR, MODULE (MTL-SD32X) | ISOLATOR #1 PANEL
EA00757 | 1014136-2 | SURGE SUPPRESSOR, MODULE (MTL-SD32X) | ISOLATOR #1 PANEL
EA0741 | 1014136-2 | SURGE SUPPRESSOR, MODULE (MTL-SD32X) | ISOLATOR #1 PANEL
EA0742 | 1014136-2 | SURGE SUPPRESSOR, MODULE (MTL-SD32X) | ISOLATOR #1 PANEL
EA0743 | 1014136-2 | SURGE SUPPRESSOR, MODULE (MTL-SD32X) | ISOLATOR #1 PANEL
EA0744 | 1014136-2 | SURGE SUPPRESSOR, MODULE (MTL-SD32X) | ISOLATOR #1 PANEL
EA0745 | 1014136-2 | SURGE SUPPRESSOR, MODULE (MTL-SD32X) | ISOLATOR #1 PANEL
EA0746 | 1014136-2 | SURGE SUPPRESSOR, MODULE (MTL-SD32X) | ISOLATOR #1 PANEL
EA0747 | 1014136-2 | SURGE SUPPRESSOR, MODULE (MTL-SD32X) | ISOLATOR #1 PANEL
EA0750 | 1014136-2 | SURGE SUPPRESSOR, MODULE (MTL-SD32X) | ISOLATOR #1 PANEL
EA0751 | 1014136-2 | SURGE SUPPRESSOR, MODULE (MTL-SD32X) | ISOLATOR #1 PANEL
EA0752 | 1014136-2 | SURGE SUPPRESSOR, MODULE (MTL-SD32X) | ISOLATOR #1 PANEL
EA0753 | 1014136-2 | SURGE SUPPRESSOR, MODULE (MTL-SD32X) | ISOLATOR #1 PANEL
EA0754 | 1014136-2 | SURGE SUPPRESSOR, MODULE (MTL-SD32X) | ISOLATOR #1 PANEL
EA4501 | 1014136-3 | SURGE SUPPRESSOR, MODULE (MTL-SD32T3) | ISOLATOR #1 PANEL
EA6121 | 1014136-3 | SURGE SUPPRESSOR, MODULE (MTL-SD32T3) | ISOLATOR #1 PANEL
EA6122 | 1014136-3 | SURGE SUPPRESSOR, MODULE (MTL-SD32T3) | ISOLATOR #1 PANEL
EA6123 | 1014136-3 | SURGE SUPPRESSOR, MODULE (MTL-SD32T3) | ISOLATOR #1 PANEL
EA6141 | 1014136-3 | SURGE SUPPRESSOR, MODULE (MTL-SD32T3) | ISOLATOR #1 PANEL
EA6142 | 1014136-3 | SURGE SUPPRESSOR, MODULE (MTL-SD32T3) | ISOLATOR #1 PANEL
EA6143 | 1014136-3 | SURGE SUPPRESSOR, MODULE (MTL-SD32T3) | ISOLATOR #1 PANEL
EA6144 | 1014136-3 | SURGE SUPPRESSOR, MODULE (MTL-SD32T3) | ISOLATOR #1 PANEL
EA6151 | 1014136-3 | SURGE SUPPRESSOR, MODULE (MTL-SD32T3) | ISOLATOR #1 PANEL
EA6152 | 1014136-3 | SURGE SUPPRESSOR, MODULE (MTL-SD32T3) | ISOLATOR #1 PANEL
EA6153 | 1014136-3 | SURGE SUPPRESSOR, MODULE (MTL-SD32T3) | ISOLATOR #1 PANEL
EA6154 | 1014136-3 | SURGE SUPPRESSOR, MODULE (MTL-SD32T3) | ISOLATOR #1 PANEL
EA6161 | 1014136-3 | SURGE SUPPRESSOR, MODULE (MTL-SD32T3) | ISOLATOR #1 PANEL
EA6162 | 1014136-3 | SURGE SUPPRESSOR, MODULE (MTL-SD32T3) | ISOLATOR #1 PANEL
EA6171 | 1014136-3 | SURGE SUPPRESSOR, MODULE (MTL-SD32T3) | ISOLATOR #1 PANEL
EA6172 | 1014136-3 | SURGE SUPPRESSOR, MODULE (MTL-SD32T3) | ISOLATOR #1 PANEL
EA6181 | 1014136-3 | SURGE SUPPRESSOR, MODULE (MTL-SD32T3) | ISOLATOR #1 PANEL
EA6182 | 1014136-3 | SURGE SUPPRESSOR, MODULE (MTL-SD32T3) | ISOLATOR #1 PANEL
EA6183 | 1014136-3 | SURGE SUPPRESSOR, MODULE (MTL-SD32T3) | ISOLATOR #1 PANEL
EA6184 | 1014136-3 | SURGE SUPPRESSOR, MODULE (MTL-SD32T3) | ISOLATOR #1 PANEL
EA6211 | 1014136-3 | SURGE SUPPRESSOR, MODULE (MTL-SD32T3) | ISOLATOR #1 PANEL
EA6221 | 1014136-3 | SURGE SUPPRESSOR, MODULE (MTL-SD32T3) | ISOLATOR #1 PANEL
EAG02102 | 1014136-4,1054025-201 | BUS BAR, INSTRUMENT EARTH (SHIELDING) | ISOLATOR #1 PANEL
FU0270 | 1043265-1,1043265-4 | FUSE, 5A | ISOLATOR #1 PANEL
FU0272 | 1043265-1,1043265-4 | FUSE, 5A | ISOLATOR #1 PANEL
FU0274 | 1043265-1,1043265-4 | FUSE, 5A | ISOLATOR #1 PANEL
GR0272 | 903849C1 | RAIL GROUND, DIN RAIL GROUNDING | ISOLATOR #1 PANEL
GR0273 | 903849C1 | RAIL GROUND, DIN RAIL GROUNDING | ISOLATOR #1 PANEL
IEG0210 | 232941-110 | BUS BAR, INSTRUMENT EARTH GROUNDING, SURGE SUPPRESSOR | ISOLATOR #1 PANEL
UAI00755 | 1053038-35 | ISOLATOR, THERMOCOUPLE ELEMENT | ISOLATOR #1 PANEL
UAI00756 | 1053038-35 | ISOLATOR, THERMOCOUPLE ELEMENT | ISOLATOR #1 PANEL
UAI00757 | 1053038-35 | ISOLATOR, THERMOCOUPLE ELEMENT | ISOLATOR #1 PANEL
UAI0741 | 1053038-35 | ISOLATOR, THERMOCOUPLE ELEMENT | ISOLATOR #1 PANEL
UAI0742 | 1053038-35 | ISOLATOR, THERMOCOUPLE ELEMENT | ISOLATOR #1 PANEL
UAI0743 | 1053038-35 | ISOLATOR, THERMOCOUPLE ELEMENT | ISOLATOR #1 PANEL
UAI0744 | 1053038-35 | ISOLATOR, THERMOCOUPLE ELEMENT | ISOLATOR #1 PANEL
UAI0745 | 1053038-35 | ISOLATOR, THERMOCOUPLE ELEMENT | ISOLATOR #1 PANEL
UAI0746 | 1053038-35 | ISOLATOR, THERMOCOUPLE ELEMENT | ISOLATOR #1 PANEL
UAI0747 | 1053038-35 | ISOLATOR, THERMOCOUPLE ELEMENT | ISOLATOR #1 PANEL
UAI0750 | 1053038-35 | ISOLATOR, THERMOCOUPLE ELEMENT | ISOLATOR #1 PANEL
UAI0751 | 1053038-35 | ISOLATOR, THERMOCOUPLE ELEMENT | ISOLATOR #1 PANEL
UAI0752 | 1053038-35 | ISOLATOR, THERMOCOUPLE ELEMENT | ISOLATOR #1 PANEL
UAI0753 | 1053038-35 | ISOLATOR, THERMOCOUPLE ELEMENT | ISOLATOR #1 PANEL
UAI0754 | 1053038-35 | ISOLATOR, THERMOCOUPLE ELEMENT | ISOLATOR #1 PANEL
UAI1520 | 1105411-5 | ISOLATOR, GALVANIC, BAM 2 | ISOLATOR #1 PANEL
UAI6121 | 1053038-18 | ISOLATOR, VOLTAGE REPEATER | ISOLATOR #1 PANEL
UAI6122 | 1053038-18 | ISOLATOR, VOLTAGE REPEATER | ISOLATOR #1 PANEL
UAI6123 | 1053038-18 | ISOLATOR, VOLTAGE REPEATER | ISOLATOR #1 PANEL
UAI6141 | 1053038-18 | ISOLATOR, VOLTAGE REPEATER | ISOLATOR #1 PANEL
UAI6142 | 1053038-18 | ISOLATOR, VOLTAGE REPEATER | ISOLATOR #1 PANEL
UAI6143 | 1053038-18 | ISOLATOR, VOLTAGE REPEATER | ISOLATOR #1 PANEL
UAI6144 | 1053038-18 | ISOLATOR, VOLTAGE REPEATER | ISOLATOR #1 PANEL
UAI6151 | 1053038-18 | ISOLATOR, VOLTAGE REPEATER | ISOLATOR #1 PANEL
UAI6152 | 1053038-18 | ISOLATOR, VOLTAGE REPEATER | ISOLATOR #1 PANEL
UAI6153 | 1053038-18 | ISOLATOR, VOLTAGE REPEATER | ISOLATOR #1 PANEL
UAI6154 | 1053038-18 | ISOLATOR, VOLTAGE REPEATER | ISOLATOR #1 PANEL
UAI6161 | 1053038-18 | ISOLATOR, VOLTAGE REPEATER | ISOLATOR #1 PANEL
UAI6162 | 1053038-18 | ISOLATOR, VOLTAGE REPEATER | ISOLATOR #1 PANEL
UAI6171 | 1053038-18 | ISOLATOR, VOLTAGE REPEATER | ISOLATOR #1 PANEL
UAI6172 | 1053038-18 | ISOLATOR, VOLTAGE REPEATER | ISOLATOR #1 PANEL
UAI6181 | 1053038-18 | ISOLATOR, VOLTAGE REPEATER | ISOLATOR #1 PANEL
UAI6182 | 1053038-18 | ISOLATOR, VOLTAGE REPEATER | ISOLATOR #1 PANEL
UAI6183 | 1053038-18 | ISOLATOR, VOLTAGE REPEATER | ISOLATOR #1 PANEL
UAI6184 | 1053038-18 | ISOLATOR, VOLTAGE REPEATER | ISOLATOR #1 PANEL
UAI6211 | 1053038-18 | ISOLATOR, VOLTAGE REPEATER | ISOLATOR #1 PANEL
UAI6221 | 1053038-10 | ISOLATOR, VOLTAGE REPEATER | ISOLATOR #1 PANEL
UV0270 | 1053038-19 | POWER FEED MODULE, INTRINSIC SAFETY | ISOLATOR #1 PANEL
UV0271 | 1053038-19 | POWER FEED MODULE, INTRINSIC SAFETY | ISOLATOR #1 PANEL
EA0760 | 1014136-2 | SURGE SUPPRESSOR, MODULE (MTL-SD32X) | ISOLATOR #2 PANEL
EA0761 | 1014136-2 | SURGE SUPPRESSOR, MODULE (MTL-SD32X) | ISOLATOR #2 PANEL
EA0762 | 1014136-2 | SURGE SUPPRESSOR, MODULE (MTL-SD32X) | ISOLATOR #2 PANEL
EA0763 | 1014136-2 | BUS BAR, INSTRUMENT EARTH (SHIELDING) | ISOLATOR #2 PANEL
EA0764 | 1014136-2 | SURGE SUPPRESSOR, MODULE (MTL-SD32X) | ISOLATOR #2 PANEL
EA0765 | 1014136-2 | SURGE SUPPRESSOR, MODULE (MTL-SD32X) | ISOLATOR #2 PANEL
EA0766 | 1014136-2 | SURGE SUPPRESSOR, MODULE (MTL-SD32X) | ISOLATOR #2 PANEL
EA0767 | 1014136-2 | SURGE SUPPRESSOR, MODULE (MTL-SD32X) | ISOLATOR #2 PANEL
EA0830 | 1014136-4 | BUS BAR, MODULE (MTL-SDRTD) | ISOLATOR #2 PANEL
EA0831 | 1014136-4 | SURGE SUPPRESSOR, MODULE (MTL-SDRTD) | ISOLATOR #2 PANEL
EA0835 | 1014136-4 | SURGE SUPPRESSOR, MODULE (MTL-SDRTD) | ISOLATOR #2 PANEL
EA0836 | 1014136-4 | SURGE SUPPRESSOR, MODULE (MTL-SDRTD) | ISOLATOR #2 PANEL
EA0837 | 1014136-4 | SURGE SUPPRESSOR, MODULE (MTL-SDRTD) | ISOLATOR #2 PANEL
EA0840 | 1014136-2 | SURGE SUPPRESSOR, MODULE (MTL-SD32X) | ISOLATOR #2 PANEL
EA0841 | 1014136-4 | SURGE SUPPRESSOR, MODULE (MTL-SD32T3) | ISOLATOR #2 PANEL
EA0842 | 1014136-4 | SURGE SUPPRESSOR, MODULE (MTL-SD32T3) | ISOLATOR #2 PANEL
EA0843 | 1014136-4 | SURGE SUPPRESSOR, MODULE (MTL-SDRTD) | ISOLATOR #2 PANEL
EA0844 | 1014136-4 | SURGE SUPPRESSOR, MODULE (MTL-SD32T3) | ISOLATOR #2 PANEL
EA0845 | 1014136-4 | SURGE SUPPRESSOR, MODULE (MTL-SDRTD) | ISOLATOR #2 PANEL
EA0846 | 1014136-4 | SURGE SUPPRESSOR, MODULE (MTL-SD32T3) | ISOLATOR #2 PANEL
EA0870 | 1014136-4 | SURGE SUPPRESSOR, MODULE (MTL-SD32T3) | ISOLATOR #2 PANEL
EA1220 | 1014136-4 | SURGE SUPPRESSOR, MODULE (MTL-SD32T3) | ISOLATOR #2 PANEL
EA1230 | 1014136-4 | SURGE SUPPRESSOR, MODULE (MTL-SDRTD) | ISOLATOR #2 PANEL
EA3510 | 1014136-4 | BUS BAR, INSTRUMENT EARTH (SHIELDING) | ISOLATOR #2 PANEL
EA3520 | 1014136-4 | SURGE SUPPRESSOR, MODULE (MTL-SDRTD) | ISOLATOR #2 PANEL
EA3540 | 1014136-4 | SURGE SUPPRESSOR, MODULE (MTL-SDRTD) | ISOLATOR #2 PANEL
EA4210 | 1014136-4 | SURGE SUPPRESSOR, MODULE (MTL-SDRTD) | ISOLATOR #2 PANEL
EA4213 | 1014136-4 | SURGE SUPPRESSOR, MODULE (MTL-SDRTD) | ISOLATOR #2 PANEL
EA4216 | 1014136-4 | SURGE SUPPRESSOR, MODULE (MTL-SDRTD) | ISOLATOR #2 PANEL
EA4230 | 1014136-4 | SURGE SUPPRESSOR, MODULE (MTL-SDRTD) | ISOLATOR #2 PANEL
EA4240 | 1014136-4 | SURGE SUPPRESSOR, MODULE (MTL-SDRTD) | ISOLATOR #2 PANEL
EA4250 | 1014136-4 | SURGE SUPPRESSOR, MODULE (MTL-SDRTD) | ISOLATOR #2 PANEL
EA4251 | 1014136-4 | SURGE SUPPRESSOR, MODULE (MTL-SDRTD) | ISOLATOR #2 PANEL
EAG02104 | 1054025-201 | BUS BAR, INSTRUMENT EARTH (SHIELDING) | ISOLATOR #2 PANEL
GR0274 | 903849C1 | RAIL GROUND, DIN RAIL GROUNDING | ISOLATOR #2 PANEL
GR0275 | 903849C1 | RAIL GROUND, DIN RAIL GROUNDING | ISOLATOR #2 PANEL
UAI0760 | 1053038-35 | ISOLATOR, THERMOCOUPLE ELEMENT | ISOLATOR #2 PANEL
UAI0761 | 1053038-35 | ISOLATOR, THERMOCOUPLE ELEMENT | ISOLATOR #2 PANEL
UAI0762 | 1053038-35 | ISOLATOR, THERMOCOUPLE ELEMENT | ISOLATOR #2 PANEL
UAI0763 | 1053038-35 | ISOLATOR, THERMOCOUPLE ELEMENT | ISOLATOR #2 PANEL
UAI0764 | 1053038-35 | ISOLATOR, THERMOCOUPLE ELEMENT | ISOLATOR #2 PANEL
UAI0765 | 1053038-35 | ISOLATOR, THERMOCOUPLE ELEMENT | ISOLATOR #2 PANEL
UAI0766 | 1053038-35 | ISOLATOR, THERMOCOUPLE ELEMENT | ISOLATOR #2 PANEL
UAI0767 | 1053038-35 | ISOLATOR, THERMOCOUPLE ELEMENT | ISOLATOR #2 PANEL
UAI0830 | 1106298-11 | ISOLATOR, RESISTIVE TEMPERATURE DEVICE | ISOLATOR #2 PANEL
UAI0831 | 1106298-11 | ISOLATOR, RESISTIVE TEMPERATURE DEVICE | ISOLATOR #2 PANEL
UAI0835 | 1106298-11 | ISOLATOR, RESISTIVE TEMPERATURE DEVICE | ISOLATOR #2 PANEL
UAI0836 | 1106298-11 | ISOLATOR, RESISTIVE TEMPERATURE DEVICE | ISOLATOR #2 PANEL
UAI0840 | 1106298-11 | ISOLATOR, RESISTIVE TEMPERATURE DEVICE | ISOLATOR #2 PANEL
UAI0841 | 1106298-11 | ISOLATOR, RESISTIVE TEMPERATURE DEVICE | ISOLATOR #2 PANEL
UAI0842 | 1106298-11 | ISOLATOR, RESISTIVE TEMPERATURE DEVICE | ISOLATOR #2 PANEL
UAI0843 | 1106298-11 | ISOLATOR, RESISTIVE TEMPERATURE DEVICE | ISOLATOR #2 PANEL
UAI0844 | 1106298-11 | ISOLATOR, RESISTIVE TEMPERATURE DEVICE | ISOLATOR #2 PANEL
UAI0846 | 1106298-11 | ISOLATOR, RESISTIVE TEMPERATURE DEVICE | ISOLATOR #2 PANEL
UAI1100 | 1106298-11 | ISOLATOR, RESISTIVE TEMPERATURE DEVICE | ISOLATOR #2 PANEL
UAI1101 | 1106298-11 | ISOLATOR, RESISTIVE TEMPERATURE DEVICE | ISOLATOR #2 PANEL
UAI1102 | 1106298-11 | ISOLATOR, RESISTIVE TEMPERATURE DEVICE | ISOLATOR #2 PANEL
UAI2120 | 1106298-11 | ISOLATOR, RESISTIVE TEMPERATURE DEVICE | ISOLATOR #2 PANEL
UAI3510 | 1106298-11 | ISOLATOR, RESISTIVE TEMPERATURE DEVICE | ISOLATOR #2 PANEL
UAI3520 | 1106298-11 | ISOLATOR, RESISTIVE TEMPERATURE DEVICE | ISOLATOR #2 PANEL
UAI3540 | 1106298-11 | ISOLATOR, RESISTIVE TEMPERATURE DEVICE | ISOLATOR #2 PANEL
UAI4210 | 1106298-11 | ISOLATOR, RESISTIVE TEMPERATURE DEVICE | ISOLATOR #2 PANEL
UAI4213 | 1106298-11 | ISOLATOR, RESISTIVE TEMPERATURE DEVICE | ISOLATOR #2 PANEL
UAI4216 | 1106298-11 | ISOLATOR, RESISTIVE TEMPERATURE DEVICE | ISOLATOR #2 PANEL
UAI4230 | 1106298-11 | ISOLATOR, RESISTIVE TEMPERATURE DEVICE | ISOLATOR #2 PANEL
UAI4240 | 1106298-11 | ISOLATOR, RESISTIVE TEMPERATURE DEVICE | ISOLATOR #2 PANEL
UAI4250 | 1106298-11 | ISOLATOR, RESISTIVE TEMPERATURE DEVICE | ISOLATOR #2 PANEL
UAI4251 | 1106298-11 | ISOLATOR, RESISTIVE TEMPERATURE DEVICE | ISOLATOR #2 PANEL
UAI4260 | 1106298-11 | ISOLATOR, RESISTIVE TEMPERATURE DEVICE | ISOLATOR #2 PANEL
UV0272 | 1053038-19 | POWER FEED MODULE, INTRINSIC SAFETY | ISOLATOR #2 PANEL
UV0273 | 1053038-19 | POWER FEED MODULE, INTRINSIC SAFETY | ISOLATOR #2 PANEL
IEG1201 | 232941-200 | BUS BAR, INSTRUMENT EARTH GROUNDING | JB44
UA1200 | 1053834-13 | BUOS MODULE, BACKUP OVERSPEED | JB44
XT0810 | 1066730-7,1066730-8,1067996-4 | TERMINAL BLOCK, SPRING, 4 CONDUCTOR,30-12 AWG (0.05-3.31 MM2),NON-IS | JB44
XTA0810 | 1066730-7,1066730-8,1067996-4 | TERMINAL BLOCK, SPRING, 4 CONDUCTOR,30-12 AWG (0.05-3.31 MM2),NON-IS | JB44
GR1132 | 903849C1 | RAIL GROUND, DIN RAIL GROUNDING | JB70
GR1133 | 903849C1 | RAIL GROUND, DIN RAIL GROUNDING | JB70
GR1134 | 903849C1 | RAIL GROUND, DIN RAIL GROUNDING | JB70
GR1232 | 903849C1 | RAIL GROUND, DIN RAIL GROUNDING | JB70
GR1233 | 903849C1 | RAIL GROUND, DIN RAIL GROUNDING | JB70
GR1234 | 903849C1 | RAIL GROUND, DIN RAIL GROUNDING | JB70
GR1235 | 903849C1 | RAIL GROUND, DIN RAIL GROUNDING | JB70
HA0472 | 1103208-101 | HORN, AUDIBLE ALARM | JB70
HL0172 | PART OF ASY6600 | VISUAL ALARM, FIRE SYSTEM INHIBITED | JB70
IEG1200 | 232941-200 | BUS BAR, INSTRUMENT^EARTH GROUNDING | JB70
RR0175A | 1066738-9 | RESISTOR, 10K OHM | JB70
RR0175D | 1066738-9 | RESISTOR, 10K OHM | JB70
RR0175I | 1066738-9 | RESISTOR, 10K OHM | JB70
RR0175M | 1066738-9 | RESISTOR, 10K OHM | JB70
SA0170 | PART OF ASY6600 | SELECTOR SWITCH, FIRE SYSTEM, AUTO/INHIBIT | JB70
SB0472 | 2380746-4 | PUSHBUTTON SWITCH, EMERGENCY STOP | JB70
VD0175A | 1066738-10 | DIODE, 15 pF | JB70
VD0175D | 1066738-10 | DIODE, 15 pF | JB70
VD0175I | 1066738-10 | DIODE, 15 pF | JB70
XT0804 | 1066730-16,1066730-17,1066730-18 | TERMINAL STRIP, 2 CONDUCTOR | JB70
XT0821 | 1066730-50,1066730-51,1067996-82 | TERMINAL STRIP, 4 CONDUCTOR | JB70
XTA0803 | 1066730-7,1066730-8,1067996-82 | TERMINAL BLOCK, SPRING, 4 CONDUCTOR,30-12 AWG (0.05-3.31 MM2),NON-IS | JB70
XTA0805 | 1066730-7,1066730-8,1067996-4 | TERMINAL BLOCK, SPRING, 4 CONDUCTOR,30-12 AWG (0.05-3.31 MM2),NON-IS | JB70
XTA0815 | 1066730-7,1066730-8,1067996-82 | TERMINAL BLOCK, SPRING, 4 CONDUCTOR,30-12 AWG (0.05-3.31 MM2),NON-IS | JB70
XTA0820 | 1066730-50,1066730-51,1067996-82 | TERMINAL STRIP, 4 CONDUCTOR | JB70
XTA0823 | 1066730-50 | TERMINAL STRIP, 4 CONDUCTOR | JB70
GR0700 | 903849C1 | RAIL GROUND, DIN RAIL GROUNDING | JB70 DOOR HEATER PANEL
H7000 | 1725155-1 | HEATER, SPACE, JB70 SPACE HEATER | JB70 DOOR HEATER PANEL
TS7000 | 1725155-2 | TEMPERATURE SWITCH, JB70 SPACE HEATER | JB70 DOOR HEATER PANEL
XT7001 | 1066730-7,1066730-8,1067996-11 | TERMINAL BLOCK, SPRING, 4 CONDUCTOR,30-12 AWG (0.05-3.31 MM2),NON-IS | JB70 DOOR HEATER PANEL
FU7000 | 1043265-1,1043265-4 | FUSE, 5A | JB70 LEFT RAIL
GR1101 | [2]903849C1 | RAIL GROUND, DIN RAIL GROUNDING | JB70 LEFT RAIL
KA7000 | 1061979-1 | RELAY, H7000 DISABLE | JB70 LEFT RAIL
XT7000 | 1066730-7,1066730-8,1067996-11 | TERMINAL BLOCK, SPRING, 4 CONDUCTOR,30-12 AWG (0.05-3.31 MM2),NON-IS | JB70 LEFT RAIL
GR1100 | 903849C1 | RAIL GROUND, DIN RAIL GROUNDING | JB70 RIGHT RAIL
FU0317 | 1043265-1,1043265-7 | FUSE, 20A | JB72
FU0318 | 1043265-1,1043265-7 | FUSE, 20A | JB72
FU0319 | 1043265-1,1043265-7 | FUSE, 20A | JB72
FU7200 | 1043265-1,1043265-4 | FUSE, 5A | JB72
GR4141 | 903849C1 | RAIL GROUND, DIN RAIL GROUNDING | JB72
GR4142 | 903849C1 | RAIL GROUND, DIN RAIL GROUNDING | JB72
GR4181 | 903849C1 | RAIL GROUND, DIN RAIL GROUNDING | JB72
KA7200 | 1061979-1 | RELAY, H7200 DISABLE | JB72
XT0833 | 1066730-16,1066730-17,1066730-18 | TERMINAL STRIP, 2 CONDUCTOR | JB72
XT0835 | 1066730-16 | TERMINAL STRIP, 2 CONDUCTOR | JB72
XT7200 | 1066730-7,1066730-8,1067996-11 | TERMINAL BLOCK, SPRING, 4 CONDUCTOR,30-12 AWG (0.05-3.31 MM2),NON-IS | JB72
XTA0831 | 1066730-50,1066730-8,1067996-11 | TERMINAL STRIP, 4 CONDUCTOR | JB72
XTA0832 | 1066730-50,1066730-8,1067996-11 | TERMINAL STRIP, 4 CONDUCTOR | JB72
H7200 | 1725155-1 | HEATER, SPACE, JB72 SPACE HEATER | JB72 DOOR HEATER PANEL
TS7200 | 1725155-2 | TEMPERATURE SWITCH, JB72 SPACE HEATER | JB72 DOOR HEATER PANEL
XT7201 | 1066730-7,1066730-8,1067996-11 | TERMINAL BLOCK, SPRING, 4 CONDUCTOR,30-12 AWG (0.05-3.31 MM2),NON-IS | JB72 DOOR HEATER PANEL
AF0050 | 1051931-67,1089240-4 | 1794-OB8EP, 8 DISCRETE OUTPUT^(CURRENT LIMITING) | LIQUID FUEL BOX
AF0051 | 1051931-67,1089240-4 | 1794-OB8EP, 8 DISCRETE OUTPUT^(CURRENT LIMITING) | LIQUID FUEL BOX
AF0052 | 1051931-67,1089240-2 | 1794-IB16, 16 DISCRETE INPUT | LIQUID FUEL BOX
AF0053 | 1051931-67,1089240-18 | 1794-IF8IHNF, 8 ANALOG FAST INPUT^(ISOLATED, HART) | LIQUID FUEL BOX
AF0054 | 1051931-67,1089240-18 | 1794-IF8IHNF, 8 ANALOG FAST INPUT^(ISOLATED, HART) | LIQUID FUEL BOX
AF0055 | 1051931-71,1089240-31 | 1794-IRT8, 8 TC/RTD FAST INPUT | LIQUID FUEL BOX
AF0056 | 1051931-69,1089240-37 | 1794-OF4I, 4 ANALOG FAST OUTPUT^(ISOLATED) | LIQUID FUEL BOX
AU0050 | 1089240-32 | 1794-AENTR, FLEX I/O^COMMUNICATIONS ADAPTER | LIQUID FUEL BOX
FU0018 | 1043265-1,1043265-5 | FUSE, 10A | LIQUID FUEL BOX
FU0019 | 1043265-1,1043265-5 | FUSE, 10A | LIQUID FUEL BOX
FU0020 | 1043265-1,1043265-5 | FUSE, 10A | LIQUID FUEL BOX
FU0021 | 1043265-1,1043265-5 | FUSE, 10A | LIQUID FUEL BOX
FU0022 | 1043265-1,1043265-3 | FUSE, 2A | LIQUID FUEL BOX
FU0023 | 1043265-1,1043265-3 | FUSE, 2A | LIQUID FUEL BOX
FU0024 | 1043265-1,1043265-3 | FUSE, 2A | LIQUID FUEL BOX
GR0050 | 903849C1 | RAIL GROUND, DIN RAIL GROUNDING | LIQUID FUEL BOX
GR0051 | 903849C1 | RAIL GROUND, DIN RAIL GROUNDING | LIQUID FUEL BOX
IEG0050 | 1054025-201 | BUS BAR, INSTRUMENT EARTH (SHIELDING) | LIQUID FUEL BOX
IEG0051 | 232941-300 | BUS BAR, SYSTEM FUNCTION (USE) | LIQUID FUEL BOX
KA0505 | 1061979-1 | RELAY, CLOSE LIQUID FUEL BLOCK VALVE | LIQUID FUEL BOX
PC0471 | 2271605-1 | TIMER/COUNTER, ENGINE HOUR / START COUNTER | LIQUID FUEL BOX
XT0050 | 1066730-32,1066730-7,1066730-8,1067996-4 | TERMINAL BLOCK, SPRING, 4 CONDUCTOR,30-12 AWG (0.05-3.31 MM2),NON-IS | LIQUID FUEL BOX
XT0700 | 1066730-7 | TERMINAL BLOCK, SPRING, 4 CONDUCTOR,30-12 AWG (0.05-3.31 MM2),NON-IS | LIQUID FUEL BOX
XTA0700 | 1066730-7 | TERMINAL BLOCK, SPRING, 4 CONDUCTOR,30-12 AWG (0.05-3.31 MM2),NON-IS | LIQUID FUEL BOX
PA0700 | 1035040-210,1565287-15 | AMMETER, CURRENT MEASUREMENT | METER PANEL
PA0701 | 1035040-200,1616415-2 | AMMETER, EXCITER FIELD CURRENT | METER PANEL
PA0703 | 1035040-1047,1035040-243,1620357-340 | WATT METER, POWER | METER PANEL
PA0771 | 1035040-207,1616419-3 | WATT METER, POWER FACTOR | METER PANEL
PF0701 | 1035040-208,1616418-1 | METER, FREQUENCY MEASUREMENT | METER PANEL
PV0700 | 1035040-211,1620356-34 | VOLT METER, VOLTAGE MEASUREMENT | METER PANEL
PV0701 | 1035040-206,1616416-2 | VOLT METER, EXCITER FIELD VOLTAGE | METER PANEL
CC0V | < no partnumber assigned > | 0V, SYSTEM FUNCTION | PANEL
CC24VDC | < no partnumber assigned > | 24VDC, SYSTEM FUNCTION | PANEL
CCBA1000 | CUSTOMER DEFINED | CUSTOMER CONNECTION, FIELD PROGRAMMING LAPTOP | PANEL
CCDC560500 | CUSTOMER DEFINED | CUSTOMER CONNECTION, Charger Fault Signal | PANEL
CCDLR1 | < no partnumber assigned > | CUSTOMER CONNECTION, SYSTEM FUNCTION | PANEL
CCDLR2 | < no partnumber assigned > | CUSTOMER CONNECTION, SYSTEM FUNCTION | PANEL
CCKA9000 | < no partnumber assigned > | CUSTOMER CONNECTION, SPARE OUTPUT 1 | PANEL
CCKA9001 | < no partnumber assigned > | CUSTOMER CONNECTION, SPARE OUTPUT 2 | PANEL
CCKA9002 | < no partnumber assigned > | CUSTOMER CONNECTION, SPARE OUTPUT 3 | PANEL
CCKA9003 | < no partnumber assigned > | CUSTOMER CONNECTION, SPARE OUTPUT 4 | PANEL
CCKA9004 | < no partnumber assigned > | CUSTOMER CONNECTION, SPARE OUTPUT 5 | PANEL
CCKA9005 | < no partnumber assigned > | CUSTOMER CONNECTION, SPARE OUTPUT 6 | PANEL
CCKA9006 | < no partnumber assigned > | CUSTOMER CONNECTION, SPARE OUTPUT 7 | PANEL
CCKA9007 | < no partnumber assigned > | CUSTOMER CONNECTION, SPARE OUTPUT 8 | PANEL
EF | 1066730-16,1066730-17,1066730-18 | TERMINAL STRIP, 2 CONDUCTOR | PANEL
SV6450 | 1752326-11 | SOLENOID VALVE, MAIN AIR ASSIST SHUTOFF | PANEL
AF0080 | 1051931-67,1089240-4 | 1794-OB8EP, 8 DISCRETE OUTPUT^(CURRENT LIMITING) | PANEL A
AF0081 | 1051931-67,1089240-2 | 1794-IB16, 16 DISCRETE INPUT | PANEL A
AF0082 | 1051931-67,1089240-2 | 1794-IB16, 16 DISCRETE INPUT | PANEL A
AF0083 | 1051931-70,1089240-31 | 1794-IRT8, 8 TC/RTD FAST INPUT | PANEL A
AF0084 | 1051931-71,1089240-31 | 1794-IRT8, 8 TC/RTD FAST INPUT | PANEL A
AF0085 | 1051931-67,1089240-18 | 1794-IF8IHNF, 8 ANALOG FAST INPUT^(ISOLATED, HART) | PANEL A
AF0086 | 1051931-67,1089240-18 | 1794-IF8IHNF, 8 ANALOG FAST INPUT^(ISOLATED, HART) | PANEL A
AF0087 | 1051931-67,1089240-3 | 1794-IB10XOB6, 16 DISCRETE SIGNALS^(10 IN & 6 OUT) | PANEL A
AF0090 | 1051931-67,1089240-2 | 1794-IB16, 16 DISCRETE INPUT | PANEL A
AF0091 | 1051931-67,1089240-5 | 1794-OB16P, 16 DISCRETE OUTPUT^(CURRENT LIMITING) | PANEL A
AF0092 | 1051931-67,1089240-5 | 1794-OB16P, 16 DISCRETE OUTPUT^(CURRENT LIMITING) | PANEL A
AF0093 | 1051931-67,1089240-7 | 1794-IE8, 8 ANALOG INPUT | PANEL A
AF0094 | 1051931-71,1089240-31 | 1794-IRT8, 8 TC/RTD FAST INPUT | PANEL A
AF0095 | 1051931-67,1089240-2 | 1794-IB16, 16 DISCRETE INPUT | PANEL A
AU0080 | 1089240-32 | 1794-AENTR, FLEX I/O^COMMUNICATIONS ADAPTER | PANEL A
AU0090 | 1089240-32 | 1794-AENTR, FLEX I/O^COMMUNICATIONS ADAPTER | PANEL A
BA0680 | 1337728-12 | SWITCH, ETAP, DLR INTERFACE | PANEL A
EA0131 | 1052514-1 | SURGE SUPPRESSOR/FILTER, PRIMARY CONSOLE POWER | PANEL A
FU0012 | 1043265-1,1043265-5 | FUSE, 10A | PANEL A
FU0013 | 1043265-1,1043265-5 | FUSE, 10A | PANEL A
FU0014 | 1043265-1,1043265-5 | FUSE, 10A | PANEL A
FU0015 | 1043265-1,1043265-5 | FUSE, 10A | PANEL A
FU0017 | 1043265-1,1043265-5 | FUSE, 10A | PANEL A
FU0032 | 1043265-1,1043265-9 | FUSE, 30A | PANEL A
FU0080 | 1043265-1,1043265-5 | FUSE, 10A | PANEL A
FU0081 | 1043265-1,1043265-5 | FUSE, 10A | PANEL A
FU0090 | 1043265-1,1043265-5 | FUSE, 10A | PANEL A
FU0091 | 1043265-1,1043265-5 | FUSE, 10A | PANEL A
FU0092 | 1043265-1,1043265-5 | FUSE, 10A | PANEL A
FU0136 | 1043265-1,1043265-9 | FUSE, 30A | PANEL A
FU0137 | 1043265-1,1043265-7 | FUSE, 20A | PANEL A
FU0139 | 1043265-1,1043265-4 | FUSE, 5A | PANEL A
FU0681 | 1043265-1,1043265-3 | FUSE, 2A | PANEL A
GR0131 | 903849C1 | RAIL GROUND, DIN RAIL GROUNDING | PANEL A
GR0132 | 903849C1 | RAIL GROUND, DIN RAIL GROUNDING | PANEL A
GR0133 | 903849C1 | RAIL GROUND, DIN RAIL GROUNDING | PANEL A
GR0134 | 903849C1 | RAIL GROUND, DIN RAIL GROUNDING | PANEL A
IEG0080 | 1054025-201 | BUS BAR, INSTRUMENT EARTH (SHIELDING) | PANEL A
IEG0090 | 1054025-101 | BUS BAR, INSTRUMENT EARTH (SHIELDING) | PANEL A
KA0135 | 1061979-1 | RELAY, AC PRE/POST PUMP DRIVE | PANEL A
KA0610 | 1061979-1 | RELAY, BN3500 TRIP MULTIPLY | PANEL A
KA3103 | 1061979-1 | RELAY, LUBE OIL TANK HEATER | PANEL A
KA3220 | 1061979-1 | RELAY, LUBE OIL COOLER FAN #1 | PANEL A
KA3221 | 1061979-1 | RELAY, LUBE OIL COOLER FAN #2 | PANEL A
KA4360 | 1061979-1 | RELAY, GENERATOR COOLING FAN #1 | PANEL A
KA4361 | 1061979-1 | RELAY, GENERATOR COOLING FAN #2 | PANEL A
KA4362 | 1061979-1 | RELAY, GENERATOR COOLING FAN #3 | PANEL A
KA6211 | 1061979-1 | RELAY, DRIVER ENCLOSURE^VENT FAN #1 | PANEL A
KA6212 | 1061979-1 | RELAY, DRIVER ENCLOSURE^VENT FAN #2 | PANEL A
KA9599 | 1061979-1 | RELAY, CLOCK SYNCHRONIZATION | PANEL A
PC0470 | 2271605-1 | TIMER/COUNTER, ENGINE HOUR / START COUNTER | PANEL A
PEG0130 | 232941-300 | BUS BAR, PANEL A - POWER EARTH GROUNDING | PANEL A
QS0011 | 1126803 | CIRCUIT BREAKER, DOUBLE POLE - RAIL MOUNTABLE | PANEL A
RR0851 | 981090C1 | RESISTOR, 3.01K OHM | PANEL A
RR0852 | 981089C1 | RESISTOR, 1.0K OHM | PANEL A
UJ0131 | 1286570-1 | POWER CONVERTER, AC/DC INPUT TO 28V DC OUTPUT | PANEL A
XT0011 | 1066730-16,1066730-17,1066730-18 | TERMINAL STRIP, 2 CONDUCTOR | PANEL A
XT0014 | 1247052-1 | BUS BAR, SYSTEM FUNCTION (USE) | PANEL A
XT0032 | 1066730-16,1066730-17,1066730-18 | TERMINAL STRIP, 2 CONDUCTOR | PANEL A
XT0080 | 1066730-7,1066730-8,1067996-4 | TERMINAL BLOCK, SPRING, 4 CONDUCTOR,30-12 AWG (0.05-3.31 MM2),NON-IS | PANEL A
XT0085 | 1066730-7,1066730-8,1067996-4 | TERMINAL BLOCK, SPRING, 4 CONDUCTOR,30-12 AWG (0.05-3.31 MM2),NON-IS | PANEL A
XT0090 | 1066730-7,1066730-8,1067996-4 | TERMINAL BLOCK, SPRING, 4 CONDUCTOR,30-12 AWG (0.05-3.31 MM2),NON-IS | PANEL A
XT0131 | 1066730-16,1066730-17,1066730-18 | TERMINAL STRIP, 2 CONDUCTOR | PANEL A
XT0134 | 1066730-16,1066730-17,1066730-18 | TERMINAL STRIP, 2 CONDUCTOR | PANEL A
XT0135 | 1066730-7,1066730-8,1067996-4 | TERMINAL BLOCK, SPRING, 4 CONDUCTOR,30-12 AWG (0.05-3.31 MM2),NON-IS | PANEL A
XT0138 | 1066730-16,1066730-17,1066730-18 | TERMINAL STRIP, 2 CONDUCTOR | PANEL A
XT0139 | 1066730-7,1066730-8,1067996-4 | TERMINAL BLOCK, SPRING, 4 CONDUCTOR,30-12 AWG (0.05-3.31 MM2),NON-IS | PANEL A
AF0060 | 1051931-67,1089240-4 | 1794-OB8EP, 8 DISCRETE OUTPUT^(CURRENT LIMITING) | PANEL B
AF0061 | 1051931-67,1089240-4 | 1794-OB8EP, 8 DISCRETE OUTPUT^(CURRENT LIMITING) | PANEL B
AF0062 | 1051931-67,1089240-4 | 1794-OB8EP, 8 DISCRETE OUTPUT^(CURRENT LIMITING) | PANEL B
AF0063 | 1051931-67,1089240-2 | 1794-IB16, 16 DISCRETE INPUT | PANEL B
AF0064 | 1051931-67,1089240-18 | 1794-IF8IHNF, 8 ANALOG FAST INPUT^(ISOLATED, HART) | PANEL B
AF0065 | 1051931-67,1089240-18 | 1794-IF8IHNF, 8 ANALOG FAST INPUT^(ISOLATED, HART) | PANEL B
AF0070 | 1051931-71,1089240-33 | 1794-IJ2, 2 FREQUENCY FAST INPUT | PANEL B
AF0071 | 1051931-69,1089240-37 | 1794-OF4I, 4 ANALOG FAST OUTPUT^(ISOLATED) | PANEL B
AF0072 | 1051931-69,1089240-37 | 1794-OF4I, 4 ANALOG FAST OUTPUT^(ISOLATED) | PANEL B
AF0073 | 1051931-67,1089240-18 | 1794-IF8IHNF, 8 ANALOG FAST INPUT^(ISOLATED, HART) | PANEL B
AF0074 | 1051931-71,1089240-31 | 1794-IRT8, 8 TC/RTD FAST INPUT | PANEL B
AF0075 | 1051931-71,1089240-31 | 1794-IRT8, 8 TC/RTD FAST INPUT | PANEL B
AF0076 | 1051931-71,1089240-31 | 1794-IRT8, 8 TC/RTD FAST INPUT | PANEL B
AU0060 | 1089240-32 | 1794-AENTR, FLEX I/O^COMMUNICATIONS ADAPTER | PANEL B
AU0070 | 1089240-32 | 1794-AENTR, FLEX I/O^COMMUNICATIONS ADAPTER | PANEL B
BA0015 | 1271449-1 | MEDIA CONVERTER, ETHERNET-FIBER OPTIC | PANEL B
BA0016 | 1271449-1 | MEDIA CONVERTER, ETHERNET-FIBER OPTIC | PANEL B
BA0017 | 1271449-1 | MEDIA CONVERTER, ETHERNET-FIBER OPTIC | PANEL B
FU0060 | 1043265-1,1043265-5 | FUSE, 10A | PANEL B
FU0061 | 1043265-1,1043265-5 | FUSE, 10A | PANEL B
FU0062 | 1043265-1,1043265-5 | FUSE, 10A | PANEL B
FU0063 | 1043265-1,1043265-5 | FUSE, 10A | PANEL B
FU0070 | 1043265-1,1043265-5 | FUSE, 10A | PANEL B
FU0103 | 1043265-1,1043265-3 | FUSE, 2A | PANEL B
FU0104 | 1043265-1,1043265-3 | FUSE, 2A | PANEL B
FU0105 | 1043265-1,1043265-3 | FUSE, 2A | PANEL B
FU0210 | 1043265-1,1043265-7 | FUSE, 20A | PANEL B
FU0211 | 1043265-1,1043265-4 | FUSE, 5A | PANEL B
FU0212 | 1043265-1,1043265-3 | FUSE, 2A | PANEL B
GR0231 | 903849C1 | RAIL GROUND, DIN RAIL GROUNDING | PANEL B
GR0232 | 903849C1 | RAIL GROUND, DIN RAIL GROUNDING | PANEL B
GR0233 | 903849C1 | RAIL GROUND, DIN RAIL GROUNDING | PANEL B
IEG0010 | 1099358-100 | BUS BAR, MARSHALLING INSTRUMENT EARTH GROUNDING | PANEL B
IEG0060 | 1054025-201 | BUS BAR, INSTRUMENT EARTH (SHIELDING) | PANEL B
IEG0070 | 1054025-301 | BUS BAR, INSTRUMENT EARTH (SHIELDING) | PANEL B
IEG0230 | 232941-300 | BUS BAR, PANEL B - INSTRUMENT EARTH GROUNDING | PANEL B
KA0130 | 1061979-1 | RELAY, LOWSPEED/OPEN PROBE SETPOINT | PANEL B
KA0131 | 1061979-1 | RELAY, CONTROLLER ACTIVE | PANEL B
KA0132 | 1061979-1 | RELAY, CONTROLLER ACTIVE | PANEL B
KA0133 | 1061979-1 | RELAY, POST LUBE NOT REQUIRED | PANEL B
KA0134 | 1061979-1 | RELAY, BACKUP COMMAND OFF | PANEL B
KA0136 | 1061979-1 | RELAY, LUBE OIL HEADER PRESSURE HIGH | PANEL B
KA0137 | 1061979-1 | RELAY, LUBE PUMP INHIBIT | PANEL B
KA0138 | 1061979-1 | RELAY, BACKUP LUBE OIL PUMP OFF | PANEL B
KA0141 | 1061979-1 | RELAY, CONTROLLER ACTIVE | PANEL B
KA0144 | 1061979-1 | RELAY, AC PRE/POST PUMP DRIVE | PANEL B
KA0209 | 1061979-1 | RELAY, HIGH T5 | PANEL B
KA0210 | 1061979-1 | RELAY, PMS SYNC CHECK | PANEL B
KA0221 | 1061979-1 | RELAY, PRIMARY GAS FUEL SHUTOFF VALVE | PANEL B
KA0222 | 1061979-1 | RELAY, SECONDARY GAS FUEL SHUTOFF VALVE | PANEL B
KA0231 | 1061979-1 | RELAY, CONTROLLER ACTIVE | PANEL B
KA0232 | 1061979-1 | RELAY, CONTROLLER ACTIVE | PANEL B
KA0233 | 1061979-1 | RELAY, CONTROLLER ACTIVE | PANEL B
KA0234 | 1061979-1 | RELAY, CONTROLLER ACTIVE | PANEL B
KA0235 | 1061979-1 | RELAY, NO EMERGENCY SHUTDOWN SUMMARY | PANEL B
KA0236 | 1061979-1 | RELAY, NO EMERGENCY SHUTDOWN SUMMARY | PANEL B
KA0237 | 1061979-1 | RELAY, NO EMERGENCY SHUTDOWN SUMMARY | PANEL B
KA0238 | 1061979-1 | RELAY, NO EMERGENCY SHUTDOWN SUMMARY | PANEL B
KA0239 | 1061979-1 | RELAY, NO EMERGENCY SHUTDOWN SUMMARY | PANEL B
KA0240 | 1061979-1 | RELAY, NO EMERGENCY SHUTDOWN SUMMARY | PANEL B
KA0241 | 1061979-1 | RELAY, BACKUP SYSTEM RESET | PANEL B
KA0242 | 1061979-1 | RELAY, BACKUP SYSTEM RESET | PANEL B
KA0243 | 1061979-1 | RELAY, NO FIRE DETECTED | PANEL B
KA0244 | 1061979-1 | RELAY, NO FIRE DETECTED | PANEL B
KA0245 | 1061979-1 | RELAY, NO GAS DETECTED | PANEL B
KA0246 | 1061979-1 | RELAY, NO FIRE DETECTED | PANEL B
KA0247 | 1061979-1 | RELAY, NO FIRE DETECTED | PANEL B
KA0248 | 1061979-1 | RELAY, NO EMERGENCY SHUTDOWN SUMMARY | PANEL B
KA0249 | 1061979-1 | RELAY, NO GAS DETECTED | PANEL B
KA0250 | 1061979-1 | RELAY, NO EMERGENCY SHUTDOWN SUMMARY | PANEL B
KA1020 | 1061979-1 | RELAY, IGNITION START | PANEL B
KA6200 | 1061979-1 | RELAY, ENCLOSURE HEATER^ANTI-CONDENSATION | PANEL B
KA9000 | 1061979-1 | RELAY, SPARE OUTPUT 1 | PANEL B
KA9001 | 1061979-1 | RELAY, SPARE OUTPUT 2 | PANEL B
KA9002 | 1061979-1 | RELAY, SPARE OUTPUT 3 | PANEL B
KA9003 | 1061979-1 | RELAY, SPARE OUTPUT 4 | PANEL B
KA9004 | 1061979-1 | RELAY, SPARE OUTPUT 5 | PANEL B
KA9005 | 1061979-1 | RELAY, SPARE OUTPUT 6 | PANEL B
KA9006 | 1061979-1 | RELAY, SPARE OUTPUT 7 | PANEL B
KA9007 | 1061979-1 | RELAY, SPARE OUTPUT 8 | PANEL B
KT0140 | 2651077-1 | TIMER RELAY, BACKUP PUMP POST LUBE OFF CYCLE | PANEL B
KT0141 | 2651077-1 | TIMER RELAY, BACKUP POST LUBE CONTINUOUS | PANEL B
KT0142 | 2651077-1 | TIMER RELAY, TOTAL POST LUBE | PANEL B
KT0143 | 2651077-1 | TIMER RELAY, BACKUP PUMP POST LUBE ON CYCLE | PANEL B
KT0144 | 2651077-1 | TIMER RELAY, HEADER PRESSURE HIGH BACKUP PUMP OFF | PANEL B
KT0145 | 2651077-1 | TIMER RELAY, FIRE DETECTED ROLLDOWN LUBE | PANEL B
KT0146 | 2651077-3 | TIMER RELAY, WATCHDOG | PANEL B
RR0700 | 912137C1 | RESISTOR, 10K OHM | PANEL B
RR0701 | 912137C1 | RESISTOR, 10K OHM | PANEL B
XT0060 | 1066730-7,1066730-8,1067996-4 | TERMINAL BLOCK, SPRING, 4 CONDUCTOR,30-12 AWG (0.05-3.31 MM2),NON-IS | PANEL B
XT0070 | 1066730-7,1066730-8,1067996-4 | TERMINAL BLOCK, SPRING, 4 CONDUCTOR,30-12 AWG (0.05-3.31 MM2),NON-IS | PANEL B
XT0136 | 1066730-7,1066730-8,1067996-82 | TERMINAL BLOCK, SPRING, 4 CONDUCTOR,30-12 AWG (0.05-3.31 MM2),NON-IS | PANEL B
XT0137 | 1066730-5,1066730-7,1067996-4 | TERMINAL BLOCK, SPRING, 4 CONDUCTOR,30-12 AWG (0.05-3.31 MM2),NON-IS | PANEL B
XT0233 | 1066730-7,1066730-8,1067996-4 | TERMINAL BLOCK, SPRING, 4 CONDUCTOR,30-12 AWG (0.05-3.31 MM2),NON-IS | PANEL B
XT0235 | 1066730-7,1066730-8,1067996-4 | TERMINAL BLOCK, SPRING, 4 CONDUCTOR,30-12 AWG (0.05-3.31 MM2),NON-IS | PANEL B
XT0237 | 1066730-10,1066730-9,1067996-4 | DIODE TERMINAL STRIP, 4 CONDUCTOR | PANEL B
XT0240 | 1066730-7,1066730-8,1067996-4 | TERMINAL BLOCK, SPRING, 4 CONDUCTOR,30-12 AWG (0.05-3.31 MM2),NON-IS | PANEL B
AP0290 | 1043695-2,1049089-2 | HART MULTIPLEXER, MODULE & BACKPLANE | PLC PANEL
AP0601 | 1089241-20 | MODULE, BLANK FILLER | PLC PANEL
AP0602 | 1089241-40 | 1756-EN2TRXT, ETHERNET | PLC PANEL
AP0603 | 1089241-40 | 1756-EN2TRXT, ETHERNET | PLC PANEL
AP0604 | 1089241-20 | MODULE, BLANK FILLER | PLC PANEL
AP0605 | 1089241-20 | MODULE, BLANK FILLER | PLC PANEL
AP0606 | 1089241-40 | 1756-EN2TRXT, ETHERNET | PLC PANEL
AP0607 | 1089241-40 | 1756-EN2TRXT, ETHERNET | PLC PANEL
AP0608 | 1089241-40 | 1756-EN2TRXT, ETHERNET | PLC PANEL
AP0609 | 1089241-35 | REDUNDANCY MODULE, 1756-RM2XT | PLC PANEL
AP0701 | 1089241-20 | MODULE, BLANK FILLER | PLC PANEL
AP0702 | 1089241-40 | 1756-EN2TRXT, ETHERNET | PLC PANEL
AP0703 | 1089241-40 | 1756-EN2TRXT, ETHERNET | PLC PANEL
AP0704 | 1089241-20 | MODULE, BLANK FILLER | PLC PANEL
AP0705 | 1089241-20 | MODULE, BLANK FILLER | PLC PANEL
AP0706 | 1089241-40 | 1756-EN2TRXT, ETHERNET | PLC PANEL
AP0707 | 1089241-40 | 1756-EN2TRXT, ETHERNET | PLC PANEL
AP0708 | 1089241-40 | 1756-EN2TRXT, ETHERNET | PLC PANEL
AP0709 | 1089241-35 | REDUNDANCY MODULE, 1756-RM2XT | PLC PANEL
AP0800 | 1089241-40 | 1756-EN2TRXT, ETHERNET | PLC PANEL
AP0801 | 1089241-15 | MVI 56-MNETXT, ETHERNET/MODBUS | PLC PANEL
AP0802 | 1089241-15 | MVI 56-MNETXT, ETHERNET/MODBUS | PLC PANEL
AP0803 | 1089241-36 | 1756-EN2TXT, ETHERNET | PLC PANEL
AP0804 | 1089241-14 | MVI 56E-MCMXT, MODBUS | PLC PANEL
AP0805 | 1089241-15 | MVI 56-MNETXT, ETHERNET/MODBUS | PLC PANEL
AP0806 | 1089241-40 | 1756-EN2TRXT, ETHERNET | PLC PANEL
AP0807 | 1089241-14 | MVI 56E-MCMXT, MODBUS | PLC PANEL
AP0808 | 1089241-20 | MODULE, BLANK FILLER | PLC PANEL
AP0809 | 1089241-20 | MODULE, BLANK FILLER | PLC PANEL
AR0600 | 1057900,1059465,1089241-42,1103759,19298R1,22652R1 | RACK CHASSIS, 1756-A10XT (10 SLOT) | PLC PANEL
AR0700 | 1089241-42 | RACK CHASSIS, 1756-A10XT (10 SLOT) | PLC PANEL
AR0800 | 1089241-42 | RACK CHASSIS, 1756-A10XT (10 SLOT) | PLC PANEL
AT0600 | 1089241-30 | 1756-L73XT, MICROPROCESSOR | PLC PANEL
AT0680 | 1634974-100 | GATEWAY MODULE, TURBOTRONIC GATEWAY | PLC PANEL
AT0700 | 1089241-30 | 1756-L73XT, MICROPROCESSOR | PLC PANEL
BA0011 | 1271449-1 | MEDIA CONVERTER, ETHERNET-FIBER OPTIC | PLC PANEL
BA0013 | 1271449-1 | MEDIA CONVERTER, ETHERNET-FIBER OPTIC | PLC PANEL
FU0007 | 1043265-1,1043265-5 | FUSE, 10A | PLC PANEL
FU0008 | 1043265-1,1043265-5 | FUSE, 10A | PLC PANEL
FU0010 | 1043265-1,1043265-5 | FUSE, 10A | PLC PANEL
FU0101 | 1043265-1,1043265-3 | FUSE, 2A | PLC PANEL
FU0102 | 1043265-1,1043265-3 | FUSE, 2A | PLC PANEL
FU0290 | 1043265-4 | FUSE, 5A | PLC PANEL
GR0210 | 903849C1 | RAIL GROUND, DIN RAIL GROUNDING | PLC PANEL
GR0234 | [2]903849C1 | RAIL GROUND, DIN RAIL GROUNDING | PLC PANEL
RR0290 | 912565C1 | RESISTOR, 120 OHM | PLC PANEL
TE9900 | 700226C1 | TEMPERATURE ELEMENT, BOX INTERNAL TEMPERATURE | PLC PANEL
UV0600 | 1089241-28 | POWER SUPPLY, RSLOGIX CHASSIS | PLC PANEL
UV0700 | 1089241-28 | POWER SUPPLY, RSLOGIX CHASSIS | PLC PANEL
UV0800 | 1089241-28 | POWER SUPPLY, RSLOGIX CHASSIS | PLC PANEL
XT0005 | 1066730-32,1066730-7,1066730-8,1067996-82 | TERMINAL BLOCK, SPRING, 4 CONDUCTOR,30-12 AWG (0.05-3.31 MM2),NON-IS | PLC PANEL
XT0232 | 1066730-7 | TERMINAL BLOCK, SPRING, 4 CONDUCTOR,30-12 AWG (0.05-3.31 MM2),NON-IS | PLC PANEL
XT0291 | 1066730-7 | TERMINAL BLOCK, SPRING, 4 CONDUCTOR,30-12 AWG (0.05-3.31 MM2),NON-IS | PLC PANEL
FU0190 | 1043265-1,1043265-5 | FUSE, 10A | PWR DISTRIBUTION RAIL
FU0200 | 1043265-1,1043265-5 | FUSE, 10A | PWR DISTRIBUTION RAIL
FU0271 | 1043265-1,1043265-4 | FUSE, 5A | PWR DISTRIBUTION RAIL
FU0273 | 1043265-1,1043265-4 | FUSE, 5A | PWR DISTRIBUTION RAIL
FU0560 | 1043265-1,1043265-7 | FUSE, 20A | PWR DISTRIBUTION RAIL
FU0680 | 1043265-1,1043265-4 | FUSE, 5A | PWR DISTRIBUTION RAIL
XT0560 | 1066730-16,1066730-17,1066730-18 | TERMINAL STRIP, 2 CONDUCTOR | PWR DISTRIBUTION RAIL
XT0561 | 1066730-53,1066730-7,1066730-8,1067996-4 | TERMINAL BLOCK, SPRING, 4 CONDUCTOR,30-12 AWG (0.05-3.31 MM2),NON-IS | PWR DISTRIBUTION RAIL
XT0562 | 1066730-53,1066730-7,1066730-8,1067996-4 | TERMINAL BLOCK, SPRING, 4 CONDUCTOR,30-12 AWG (0.05-3.31 MM2),NON-IS | PWR DISTRIBUTION RAIL
XT0563 | 1066730-7,1066730-8,1067996-4 | TERMINAL BLOCK, SPRING, 4 CONDUCTOR,30-12 AWG (0.05-3.31 MM2),NON-IS | PWR DISTRIBUTION RAIL
XT0680 | 1066730-7,1066730-8,1067996-4 | TERMINAL BLOCK, SPRING, 4 CONDUCTOR,30-12 AWG (0.05-3.31 MM2),NON-IS | PWR DISTRIBUTION RAIL
EA0031 | 1052514-1 | SURGE SUPPRESSOR/FILTER, REDUNDANT CONSOLE POWER | REDUNDANT POWER PANEL
FU0031 | 1043265-1,1043265-9 | FUSE, 30A | REDUNDANT POWER PANEL
FU0110 | 1043265-1,1043265-7 | FUSE, 20A | REDUNDANT POWER PANEL
FU0111 | 1043265-1,1043265-5 | FUSE, 10A | REDUNDANT POWER PANEL
FU0113 | 1043265-1,1043265-4 | FUSE, 5A | REDUNDANT POWER PANEL
FU0114 | 1043265-1,1043265-4 | FUSE, 5A | REDUNDANT POWER PANEL
FU0150 | 1043265-1,1043265-5 | FUSE, 10A | REDUNDANT POWER PANEL
GR0030 | 903849C1 | RAIL GROUND, DIN RAIL GROUNDING | REDUNDANT POWER PANEL
GR0110 | 903849C1 | RAIL GROUND, DIN RAIL GROUNDING | REDUNDANT POWER PANEL
IEG0110 | 232941-200 | BUS BAR, ENGINE VIBRATION - INSTRUMENT EARTH GROUNDING | REDUNDANT POWER PANEL
QS0031 | 1126803 | CIRCUIT BREAKER, DOUBLE POLE - RAIL MOUNTABLE | REDUNDANT POWER PANEL
UJ0031 | 1286570-1 | POWER CONVERTER, AC/DC INPUT TO 28V DC OUTPUT | REDUNDANT POWER PANEL
XT0031 | 1066730-16 | TERMINAL STRIP, 2 CONDUCTOR | REDUNDANT POWER PANEL
XT0033 | 1066730-16,1066730-17,1066730-18 | TERMINAL STRIP, 2 CONDUCTOR | REDUNDANT POWER PANEL
XT0110 | 1066730-7,1066730-8,1067996-4 | TERMINAL BLOCK, SPRING, 4 CONDUCTOR,30-12 AWG (0.05-3.31 MM2),NON-IS | REDUNDANT POWER PANEL
EA008101 | 1014136-2 | SURGE SUPPRESSOR, MODULE (MTL-SD32X) | SURGE NON-I.S. PANEL
EA00821 | 1014136-2 | SURGE SUPPRESSOR, MODULE (MTL-SD32X) | SURGE NON-I.S. PANEL
EA008210 | 1014136-2 | SURGE SUPPRESSOR, MODULE (MTL-SD32X) | SURGE NON-I.S. PANEL
EA008211 | 1014136-2 | SURGE SUPPRESSOR, MODULE (MTL-SD32X) | SURGE NON-I.S. PANEL
EA00826 | 1014136-2 | SURGE SUPPRESSOR, MODULE (MTL-SD32X) | SURGE NON-I.S. PANEL
EA00827 | 1014136-2 | SURGE SUPPRESSOR, MODULE (MTL-SD32X) | SURGE NON-I.S. PANEL
EA00829 | 1014136-2 | SURGE SUPPRESSOR, MODULE (MTL-SD32X) | SURGE NON-I.S. PANEL
EA008701 | 1014136-2 | SURGE SUPPRESSOR, MODULE (MTL-SD32X) | SURGE NON-I.S. PANEL
EA008702 | 1014136-2 | SURGE SUPPRESSOR, MODULE (MTL-SD32X) | SURGE NON-I.S. PANEL
EA00873 | 1014136-2 | SURGE SUPPRESSOR, MODULE (MTL-SD32X) | SURGE NON-I.S. PANEL
EA00874 | 1014136-2 | SURGE SUPPRESSOR, MODULE (MTL-SD32X) | SURGE NON-I.S. PANEL
EA00875 | 1014136-2 | SURGE SUPPRESSOR, MODULE (MTL-SD32X) | SURGE NON-I.S. PANEL
EA00906 | 1014136-2 | SURGE SUPPRESSOR, MODULE (MTL-SD32X) | SURGE NON-I.S. PANEL
EA01704 | 1014136-2 | SURGE SUPPRESSOR, MODULE (MTL-SD32X) | SURGE NON-I.S. PANEL
EA01751 | 1014136-2 | SURGE SUPPRESSOR, MODULE (MTL-SD32X) | SURGE NON-I.S. PANEL
EA01752 | 1014136-2 | SURGE SUPPRESSOR, MODULE (MTL-SD32X) | SURGE NON-I.S. PANEL
EA01756 | 1014136-2 | SURGE SUPPRESSOR, MODULE (MTL-SD32X) | SURGE NON-I.S. PANEL
EA01757 | 1014136-2 | SURGE SUPPRESSOR, MODULE (MTL-SD32X) | SURGE NON-I.S. PANEL
EA01758 | 1014136-2 | SURGE SUPPRESSOR, MODULE (MTL-SD32X) | SURGE NON-I.S. PANEL
EA01840 | 1014136-2 | SURGE SUPPRESSOR, MODULE (MTL-SD32X) | SURGE NON-I.S. PANEL
EA01841 | 1014136-2 | SURGE SUPPRESSOR, MODULE (MTL-SD32X) | SURGE NON-I.S. PANEL
EA01842 | 1014136-2 | SURGE SUPPRESSOR, MODULE (MTL-SD32X) | SURGE NON-I.S. PANEL
EA0600 | 1014136-2 | SURGE SUPPRESSOR, MODULE (MTL-SD32X) | SURGE NON-I.S. PANEL
EA0601 | 1014136-2 | SURGE SUPPRESSOR, MODULE (MTL-SD32X) | SURGE NON-I.S. PANEL
EA0602 | 1014136-2 | SURGE SUPPRESSOR, MODULE (MTL-SD32X) | SURGE NON-I.S. PANEL
EA0603 | 1014136-2 | SURGE SUPPRESSOR, MODULE (MTL-SD32X) | SURGE NON-I.S. PANEL
EA0604 | 1014136-2 | SURGE SUPPRESSOR, MODULE (MTL-SD32X) | SURGE NON-I.S. PANEL
EA0605 | 1014136-2 | SURGE SUPPRESSOR, MODULE (MTL-SD32X) | SURGE NON-I.S. PANEL
EA0606 | 1014136-2 | SURGE SUPPRESSOR, MODULE (MTL-SD32X) | SURGE NON-I.S. PANEL
EA0607 | 1014136-2 | SURGE SUPPRESSOR, MODULE (MTL-SD32X) | SURGE NON-I.S. PANEL
EA0620 | 1014136-2 | SURGE SUPPRESSOR, MODULE (MTL-SD32X) | SURGE NON-I.S. PANEL
EA0622 | 1014136-2 | SURGE SUPPRESSOR, MODULE (MTL-SD32X) | SURGE NON-I.S. PANEL
EA0623 | 1014136-2 | SURGE SUPPRESSOR, MODULE (MTL-SD32X) | SURGE NON-I.S. PANEL
EA0624 | 1014136-2 | SURGE SUPPRESSOR, MODULE (MTL-SD32X) | SURGE NON-I.S. PANEL
EA0625 | 1014136-2 | SURGE SUPPRESSOR, MODULE (MTL-SD32X) | SURGE NON-I.S. PANEL
EA0626 | 1014136-2 | SURGE SUPPRESSOR, MODULE (MTL-SD32X) | SURGE NON-I.S. PANEL
EA0627 | 1014136-2 | SURGE SUPPRESSOR, MODULE (MTL-SD32X) | SURGE NON-I.S. PANEL
EA0630 | 1014136-2 | SURGE SUPPRESSOR, MODULE (MTL-SD32X) | SURGE NON-I.S. PANEL
EA0631 | 1014136-2 | SURGE SUPPRESSOR, MODULE (MTL-SD32X) | SURGE NON-I.S. PANEL
EA0632 | 1014136-2 | SURGE SUPPRESSOR, MODULE (MTL-SD32X) | SURGE NON-I.S. PANEL
EA0633 | 1014136-2 | SURGE SUPPRESSOR, MODULE (MTL-SD32X) | SURGE NON-I.S. PANEL
EA0634 | 1014136-2 | SURGE SUPPRESSOR, MODULE (MTL-SD32X) | SURGE NON-I.S. PANEL
EA0635 | 1014136-2 | SURGE SUPPRESSOR, MODULE (MTL-SD32X) | SURGE NON-I.S. PANEL
EA0636 | 1014136-2 | SURGE SUPPRESSOR, MODULE (MTL-SD32X) | SURGE NON-I.S. PANEL
EA0637 | 1014136-2 | SURGE SUPPRESSOR, MODULE (MTL-SD32X) | SURGE NON-I.S. PANEL
EA0638 | 1014136-2 | SURGE SUPPRESSOR, MODULE (MTL-SD32X) | SURGE NON-I.S. PANEL
EA0640 | 1014136-2 | SURGE SUPPRESSOR, MODULE (MTL-SD32X) | SURGE NON-I.S. PANEL
EA0641 | 1014136-2 | SURGE SUPPRESSOR, MODULE (MTL-SD32X) | SURGE NON-I.S. PANEL
EA0642 | 1014136-2 | SURGE SUPPRESSOR, MODULE (MTL-SD32X) | SURGE NON-I.S. PANEL
EA0643 | 1014136-2 | SURGE SUPPRESSOR, MODULE (MTL-SD32X) | SURGE NON-I.S. PANEL
EA0646 | 1014136-2 | SURGE SUPPRESSOR, MODULE (MTL-SD32X) | SURGE NON-I.S. PANEL
EA0647 | 1014136-2 | SURGE SUPPRESSOR, MODULE (MTL-SD32X) | SURGE NON-I.S. PANEL
EA0650 | 1014136-2 | SURGE SUPPRESSOR, MODULE (MTL-SD32X) | SURGE NON-I.S. PANEL
EA0651 | 1014136-2 | SURGE SUPPRESSOR, MODULE (MTL-SD32X) | SURGE NON-I.S. PANEL
EA0652 | 1014136-2 | SURGE SUPPRESSOR, MODULE (MTL-SD32X) | SURGE NON-I.S. PANEL
EA0653 | 1014136-2 | SURGE SUPPRESSOR, MODULE (MTL-SD32X) | SURGE NON-I.S. PANEL
EA0710 | 1014136-2 | SURGE SUPPRESSOR, MODULE (MTL-SD32X) | SURGE NON-I.S. PANEL
EA0711 | 1014136-2 | SURGE SUPPRESSOR, MODULE (MTL-SD32X) | SURGE NON-I.S. PANEL
EA0712 | 1014136-2 | SURGE SUPPRESSOR, MODULE (MTL-SD32X) | SURGE NON-I.S. PANEL
EA0713 | 1014136-2 | SURGE SUPPRESSOR, MODULE (MTL-SD32X) | SURGE NON-I.S. PANEL
EA0730 | 1014136-2 | SURGE SUPPRESSOR, MODULE (MTL-SD32X) | SURGE NON-I.S. PANEL
EA0731 | 1014136-2 | SURGE SUPPRESSOR, MODULE (MTL-SD32X) | SURGE NON-I.S. PANEL
EA0732 | 1014136-2 | SURGE SUPPRESSOR, MODULE (MTL-SD32X) | SURGE NON-I.S. PANEL
EA0733 | 1014136-2 | SURGE SUPPRESSOR, MODULE (MTL-SD32X) | SURGE NON-I.S. PANEL
EA0768 | 1014136-2 | SURGE SUPPRESSOR, MODULE (MTL-SD32X) | SURGE NON-I.S. PANEL
EA0802 | 1014136-2 | SURGE SUPPRESSOR, MODULE (MTL-SD32X) | SURGE NON-I.S. PANEL
EA0810 | 1014136-2 | SURGE SUPPRESSOR, MODULE (MTL-SD32X) | SURGE NON-I.S. PANEL
EA0812 | 1014136-2 | SURGE SUPPRESSOR, MODULE (MTL-SD32X) | SURGE NON-I.S. PANEL
EA0823 | 1014136-2 | SURGE SUPPRESSOR, MODULE (MTL-SD32X) | SURGE NON-I.S. PANEL
EA0825 | 1014136-2 | SURGE SUPPRESSOR, MODULE (MTL-SD32X) | SURGE NON-I.S. PANEL
EA0850 | 1014136-2 | SURGE SUPPRESSOR, MODULE (MTL-SD32X) | SURGE NON-I.S. PANEL
EA0851 | 1014136-2 | SURGE SUPPRESSOR, MODULE (MTL-SD32X) | SURGE NON-I.S. PANEL
EA0852 | 1014136-2 | SURGE SUPPRESSOR, MODULE (MTL-SD32X) | SURGE NON-I.S. PANEL
EA0853 | 1014136-2 | SURGE SUPPRESSOR, MODULE (MTL-SD32X) | SURGE NON-I.S. PANEL
EA0854 | 1014136-2 | SURGE SUPPRESSOR, MODULE (MTL-SD32X) | SURGE NON-I.S. PANEL
EA0855 | 1014136-2 | SURGE SUPPRESSOR, MODULE (MTL-SD32X) | SURGE NON-I.S. PANEL
EA0856 | 1014136-2 | SURGE SUPPRESSOR, MODULE (MTL-SD32X) | SURGE NON-I.S. PANEL
EA0857 | 1014136-2 | SURGE SUPPRESSOR, MODULE (MTL-SD32X) | SURGE NON-I.S. PANEL
EA0863 | 1014136-2 | SURGE SUPPRESSOR, MODULE (MTL-SD32X) | SURGE NON-I.S. PANEL
EA0867 | 1014136-2 | SURGE SUPPRESSOR, MODULE (MTL-SD32X) | SURGE NON-I.S. PANEL
EA0871 | 1014136-2 | SURGE SUPPRESSOR, MODULE (MTL-SD32X) | SURGE NON-I.S. PANEL
EA0872 | 1014136-2 | SURGE SUPPRESSOR, MODULE (MTL-SD32X) | SURGE NON-I.S. PANEL
EA0879 | 1014136-2 | SURGE SUPPRESSOR, MODULE (MTL-SD32X) | SURGE NON-I.S. PANEL
EA09004 | 1014136-2 | SURGE SUPPRESSOR, MODULE (MTL-SD32X) | SURGE NON-I.S. PANEL
EA09007 | 1014136-2 | SURGE SUPPRESSOR, MODULE (MTL-SD32X) | SURGE NON-I.S. PANEL
EA09008 | 1014136-2 | SURGE SUPPRESSOR, MODULE (MTL-SD32X) | SURGE NON-I.S. PANEL
EA09009 | 1014136-2 | SURGE SUPPRESSOR, MODULE (MTL-SD32X) | SURGE NON-I.S. PANEL
EA1200A | 1014136-2 | SURGE SUPPRESSOR, MODULE (MTL-SD32X) | SURGE NON-I.S. PANEL
EA1200B | 1014136-2 | SURGE SUPPRESSOR, MODULE (MTL-SD32X) | SURGE NON-I.S. PANEL
EA2105 | 1014136-2 | SURGE SUPPRESSOR, MODULE (MTL-SD32X) | SURGE NON-I.S. PANEL
EA3201 | 1014136-2 | SURGE SUPPRESSOR, MODULE (MTL-SD32X) | SURGE NON-I.S. PANEL
EA3202 | 1014136-2 | SURGE SUPPRESSOR, MODULE (MTL-SD32X) | SURGE NON-I.S. PANEL
EA6212 | 1014136-2 | SURGE SUPPRESSOR, MODULE (MTL-SD32X) | SURGE NON-I.S. PANEL
EA6213 | 1014136-2 | SURGE SUPPRESSOR, MODULE (MTL-SD32X) | SURGE NON-I.S. PANEL
EA6214 | 1014136-2 | SURGE SUPPRESSOR, MODULE (MTL-SD32X) | SURGE NON-I.S. PANEL
FU0120 | 1043265-1,1043265-5 | FUSE, 10A | SURGE NON-I.S. PANEL
FU0121 | 1043265-1,1043265-5 | FUSE, 10A | SURGE NON-I.S. PANEL
FU0332 | 1043265-1,1043265-7 | FUSE, 20A | SURGE NON-I.S. PANEL
FU0333 | 1043265-1,1043265-4 | FUSE, 5A | SURGE NON-I.S. PANEL
FU0334 | 1043265-1,1043265-4 | FUSE, 5A | SURGE NON-I.S. PANEL
FU0335 | 1043265-1,1043265-4 | FUSE, 5A | SURGE NON-I.S. PANEL
FU0336 | 1043265-1,1043265-7 | FUSE, 20A | SURGE NON-I.S. PANEL
FU0460 | 1043265-1,1043265-5 | FUSE, 10A | SURGE NON-I.S. PANEL
FU0462 | 1043265-1,1043265-5 | FUSE, 10A | SURGE NON-I.S. PANEL
GR0290 | 903849C1 | RAIL GROUND, DIN RAIL GROUNDING | SURGE NON-I.S. PANEL
GR0291 | 903849C1 | RAIL GROUND, DIN RAIL GROUNDING | SURGE NON-I.S. PANEL
XT0091 | 1066730-7 | TERMINAL BLOCK, SPRING, 4 CONDUCTOR,30-12 AWG (0.05-3.31 MM2),NON-IS | SURGE NON-I.S. PANEL
XT0120 | 1066730-7,1066730-8,1067996-4 | TERMINAL BLOCK, SPRING, 4 CONDUCTOR,30-12 AWG (0.05-3.31 MM2),NON-IS | SURGE NON-I.S. PANEL
XT0332 | 1066730-7,1066730-8 | TERMINAL BLOCK, SPRING, 4 CONDUCTOR,30-12 AWG (0.05-3.31 MM2),NON-IS | SURGE NON-I.S. PANEL
XT0362 | 1066730-7 | TERMINAL BLOCK, SPRING, 4 CONDUCTOR,30-12 AWG (0.05-3.31 MM2),NON-IS | SURGE NON-I.S. PANEL
XT0460 | 1066730-7 | TERMINAL BLOCK, SPRING, 4 CONDUCTOR,30-12 AWG (0.05-3.31 MM2),NON-IS | SURGE NON-I.S. PANEL
XT0461 | 1066730-7 | TERMINAL BLOCK, SPRING, 4 CONDUCTOR,30-12 AWG (0.05-3.31 MM2),NON-IS | SURGE NON-I.S. PANEL
XT0462 | 1066730-7 | TERMINAL BLOCK, SPRING, 4 CONDUCTOR,30-12 AWG (0.05-3.31 MM2),NON-IS | SURGE NON-I.S. PANEL
HL0701 | 1035040-201,1751651-2 | LIGHT, GENERATOR CIRCUIT BREAKER OPEN, GREEN | SWITCH PANEL
HL0702 | 1035040-202,1751651-1 | LIGHT, GENERATOR CIRCUIT BREAKER CLOSED, RED | SWITCH PANEL
HL0703 | 910087C1 | LIGHT, GENERATOR SYNCHRONIZING - PHASE A, CLEAR | SWITCH PANEL
HL0704 | 910087C1 | LIGHT, GENERATOR SYNCHRONIZING - PHASE C, CLEAR | SWITCH PANEL
KA0460 | 1021502 | RELAY, LOCKOUT WITH MANUAL RESET | SWITCH PANEL
KA0462 | 1021502 | RELAY, LOCKOUT WITH MANUAL RESET | SWITCH PANEL
PF0700 | 1035040-209,1614318-1 | GAGE, SYNCHROSCOPE | SWITCH PANEL
SA0700 | 1035040-218,1051149-3 | SELECTOR SWITCH, MANUAL SYNCHRONIZATION | SWITCH PANEL
SA0701 | 1035040-203,1051149-5 | SELECTOR SWITCH, CIRCUIT BREAKER CONTROL | SWITCH PANEL
SA0710 | 1035040-213,1051149-4 | SELECTOR SWITCH, VOLTAGE SELECT | SWITCH PANEL
SA0740 | 1035040-212,1051149-2 | SELECTOR SWITCH, CURRENT SELECT | SWITCH PANEL
SA0770 | 1035040-1048,1051149-1 | SELECTOR SWITCH, KW/KVAR SELECT | SWITCH PANEL
AF0200 | 1051931-67,1089240-5,PART OF TCP ASSEMBLY | 1794-OB16P, 16 DISCRETE OUTPUT^(CURRENT LIMITING) | TCP
AF0201 | 1051931-67,1089240-3,PART OF TCP ASSEMBLY | 1794-IB10XOB6, 16 DISCRETE SIGNALS^(10 IN & 6 OUT) | TCP
AF0202 | 1051931-67,1089240-3,PART OF TCP ASSEMBLY | 1794-IB10XOB6, 16 DISCRETE SIGNALS^(10 IN & 6 OUT) | TCP
AU0200 | 1089240-32,PART OF TCP ASSEMBLY | 1794-AENTR, FLEX I/O^COMMUNICATIONS ADAPTER | TCP
GR0200 | PART OF TCP ASSEMBLY | RAIL LUG, DIN RAIL GROUNDING | TCP
HL0400 | 1017510,[2]1035040-21,964903C1,PART OF TCP ASSEMBLY | LIGHT, READY, GREEN | TCP
HL0401 | 1017509,[2]1035040-22,964903C1,PART OF TCP ASSEMBLY | LIGHT, STARTING, WHITE | TCP
HL0402 | 1017509,[2]1035040-23,964903C1,PART OF TCP ASSEMBLY | LIGHT, READY TO LOAD, WHITE | TCP
HL0403 | 1017509,[2]1035040-24,964903C1,PART OF TCP ASSEMBLY | LIGHT, ON LOAD, WHITE | TCP
HL0404 | 1017509,1035040-1070,964903C1,[2]964971C1,PART OF TCP ASSEMBLY | LIGHT, SPARE, WHITE | TCP
HL0405 | 1017509,[2]1035040-853,964903C1,PART OF TCP ASSEMBLY | LIGHT, LOCAL/AUXILIARY SELECT, WHITE | TCP
HL0406 | 1017509,1035040-1071,964903C1,[2]964971C1,PART OF TCP ASSEMBLY | LIGHT, SPARE, WHITE | TCP
HL0407 | 1017509,[2]1035040-26,964903C1,PART OF TCP ASSEMBLY | LIGHT, COOLDOWN, WHITE | TCP
HL0408 | 1017509,[2]1035040-27,964903C1,PART OF TCP ASSEMBLY | LIGHT, STOPPING, WHITE | TCP
HL0409 | 1017501,[2]1035040-28,964903C1,PART OF TCP ASSEMBLY | LIGHT, ALARM SUMMARY, AMBER | TCP
HL0410 | 1017501,[2]1035040-30,964903C1,PART OF TCP ASSEMBLY | LIGHT, BACKUP ACTIVE, AMBER | TCP
HL0411 | 1010205,[2]1035040-29,964903C1,PART OF TCP ASSEMBLY | LIGHT, SHUTDOWN SUMMARY, RED | TCP
SA0400 | 1035040-862,2380746-5,PART OF TCP ASSEMBLY | SELECTOR SWITCH, OFF/LOCAL/AUXILIARY | TCP
SA0401 | 1015213,1035040-33,PART OF TCP ASSEMBLY | SELECTOR SWITCH, BACKUP SYSTEM RESET | TCP
SB0400 | 2380746-4,PART OF TCP ASSEMBLY | PUSHBUTTON SWITCH, EMERGENCY STOP | TCP
SB0401 | [2]1035040-15,964901C1,PART OF TCP ASSEMBLY | PUSHBUTTON SWITCH, HORN SILENCE | TCP
SB0402 | [2]1035040-12,964901C1,PART OF TCP ASSEMBLY | PUSHBUTTON SWITCH, ACKNOWLEDGE | TCP
SB0403 | [2]1035040-13,965112C1,PART OF TCP ASSEMBLY | PUSHBUTTON SWITCH, RESET | TCP
SB0404 | [2]1035040-14,964901C1,PART OF TCP ASSEMBLY | PUSHBUTTON SWITCH, LAMP TEST | TCP
SB0405 | [2]1035040-18,964901C1,PART OF TCP ASSEMBLY | PUSHBUTTON SWITCH, START | TCP
SB0406 | [2]1035040-34,964901C1,PART OF TCP ASSEMBLY | PUSHBUTTON SWITCH, NORMAL STOP | TCP
SB0407 | [2]1035040-19,964901C1,PART OF TCP ASSEMBLY | PUSHBUTTON SWITCH, SPEED/LOAD DECREASE | TCP
SB0408 | [2]1035040-20,964901C1,PART OF TCP ASSEMBLY | PUSHBUTTON SWITCH, SPEED/LOAD INCREASE | TCP
SH0400 | 1013485,1017509,1017511,964902C1,PART OF TCP ASSEMBLY | LIGHTED SWITCH, SPARE, WHITE | TCP
SH0401 | 1013485,1017509,1017511,964902C1,PART OF TCP ASSEMBLY | LIGHTED SWITCH, SPARE, WHITE | TCP
SH0404 | 1013485,1017509,1017511,964902C1,PART OF TCP ASSEMBLY | LIGHTED SWITCH, SPARE, WHITE | TCP
SH0405 | 1013485,1017509,1017511,964902C1,PART OF TCP ASSEMBLY | LIGHTED SWITCH, SPARE, WHITE | TCP
SH0408 | 1013485,1017509,1017511,964902C1,PART OF TCP ASSEMBLY | LIGHTED SWITCH, SPARE, WHITE | TCP
SH0409 | 1017509,1017511,1035040-8,964902C1,PART OF TCP ASSEMBLY | LIGHTED SWITCH, SPARE, WHITE | TCP
SH0410 | 1017509,1017511,1035040-6,964902C1,PART OF TCP ASSEMBLY | LIGHTED SWITCH, SPARE, WHITE | TCP
SH0411 | 1035040-340,PART OF TCP ASSEMBLY | LIGHTED SWITCH, VOLTAGE DECREASE SELECT, WHITE | TCP
SH0412 | 1035040-341,PART OF TCP ASSEMBLY | LIGHTED SWITCH, VOLTAGE INCREASE SELECT, WHITE | TCP
XT0564 | 1066730-10,1066730-68,1066730-9,PART OF TCP ASSEMBLY | TERMINAL STRIP, SYSTEM FUNCTION (USE) | TCP
AF0180 | 1051931-67,1089240-4 | 1794-OB8EP, 8 DISCRETE OUTPUT^(CURRENT LIMITING) | VIBRATION PANEL
AF0181 | 1051931-67,1089240-2 | 1794-IB16, 16 DISCRETE INPUT | VIBRATION PANEL
AF0182 | 1051931-67,1089240-7 | 1794-IE8, 8 ANALOG INPUT | VIBRATION PANEL
AF0183 | 1051931-67,1089240-2 | 1794-IB16, 16 DISCRETE INPUT | VIBRATION PANEL
AF0184 | 1089240-37 | 1794-OF4I, 4 ANALOG FAST OUTPUT^(ISOLATED) | VIBRATION PANEL
AF0185 | 1051931-67,1089240-4 | 1794-OB8EP, 8 DISCRETE OUTPUT^(CURRENT LIMITING) | VIBRATION PANEL
AF0450 | 1322418-11,1322418-20,1322418-70,1322418-71 | 1444-DYN04-01RA, 4-CH VIBRATION INPUT^DYNAMIX 1444 VIBRATION | VIBRATION PANEL
AU0180 | 1089240-32 | 1794-AENTR, FLEX I/O^COMMUNICATIONS ADAPTER | VIBRATION PANEL
FU0180 | 1043265-1,1043265-5 | FUSE, 10A | VIBRATION PANEL
FU0181 | 1043265-1,1043265-5 | FUSE, 10A | VIBRATION PANEL
FU0182 | 1043265-1,1043265-5 | FUSE, 10A | VIBRATION PANEL
GR0180 | 903849C1 | RAIL GROUND, DIN RAIL GROUNDING | VIBRATION PANEL
GR0181 | 903849C1 | RAIL GROUND, DIN RAIL GROUNDING | VIBRATION PANEL
IEG0130 | 232941-110 | BUS BAR, GENERATOR - INSTRUMENT EARTH GROUNDING | VIBRATION PANEL
IEG0180 | 1054025-101 | BUS BAR, INSTRUMENT EARTH (SHIELDING) | VIBRATION PANEL
KA0200 | 1061979-1 | RELAY, RUNNING | VIBRATION PANEL
KA0201 | 1061979-1 | RELAY, SHUTDOWN | VIBRATION PANEL
KA0202 | 1061979-1 | RELAY, DROOP_MODE | VIBRATION PANEL
KA0203 | 1061979-1 | RELAY, COMMON ALARM | VIBRATION PANEL
KA0204 | 1061979-1 | RELAY, TRIP ALARM | VIBRATION PANEL
KA0205 | 1061979-1 | RELAY, LOCAL MODE | VIBRATION PANEL
KA0206 | 1061979-1 | RELAY, READY TO START | VIBRATION PANEL
KA0207 | 1061979-1 | RELAY, FAILED TO START | VIBRATION PANEL
KA0208 | 1061979-1 | RELAY, START PERMISSIVE | VIBRATION PANEL
XT0130 | 1066730-7,1066730-8,1067996-4 | TERMINAL BLOCK, SPRING, 4 CONDUCTOR,30-12 AWG (0.05-3.31 MM2),NON-IS | VIBRATION PANEL
XT0180 | 1066730-7,1066730-8,1067996-4 | TERMINAL BLOCK, SPRING, 4 CONDUCTOR,30-12 AWG (0.05-3.31 MM2),NON-IS | VIBRATION PANEL
XT0400 | 1066730-1,1066730-2,1066730-67 | TERMINAL STRIP, 4 CONDUCTOR | VIBRATION PANEL

## LIQUID FUEL BOX_S
LIQUID FUEL BOX
Project # | 4H161
Project Name | QATARGAS - NFPS
Revision | D.2
Controls DE | K. NYBERG
Phone: | 0
Controls ME | D. FIGUEROA
Phone:
From | [5 empty] | To
Device ID | Wire No. | Wire ID | Gauge/Size | Length | Device ID | Location | Bundle Name
PC0471:INP_A | -005112 | WHT | 20 | 60 | AF0051:12 | LIQUID FUEL BOX | PC0471
PC0471:INP_B | -005114 | WHT | 20 | 60 | AF0051:14 | LIQUID FUEL BOX
PC0471:-PWR | -005123 | WHT | 20 | 60 | AF0051:23 | LIQUID FUEL BOX
PC0471:+PWR | -005141 | WHT | 20 | 60 | AF0051:41 | LIQUID FUEL BOX
AF0051:10 | -005110 | WHT | 20 | 60 | XT0700:16 | LIQUID FUEL BOX | AF/AU
AF0052:13 | -005110 | WHT | 20 | 60 | XT0700:16 | LIQUID FUEL BOX
AF0053:07 | FT22403 | WHT | 20 | 60 | XTA0700:41 | LIQUID FUEL BOX
AF0051:04 | KA024024 | WHT | 20 | 60 | XT0700:11 | LIQUID FUEL BOX
AF0052:12 | KA024024 | WHT | 20 | 60 | XT0700:11 | LIQUID FUEL BOX
AF0050:12 | -005012 | WHT | 16 | 60 | XT0700:37 | LIQUID FUEL BOX
AF0050:23 | -005023 | WHT | 16 | 60 | XT0700:38 | LIQUID FUEL BOX
AF0056:00 | FCE22283 | WHT | 16 | 60 | XTA0700:14 | LIQUID FUEL BOX
AF0056:01 | FCE22284 | WHT | 16 | 60 | XTA0700:15 | LIQUID FUEL BOX
AF0053:03 | FCE22286 | WHT | 16 | 60 | XTA0700:18 | LIQUID FUEL BOX
AF0053:39 | FT22201 | WHT | 16 | 60 | XTA0700:7 | LIQUID FUEL BOX
AF0053:04 | FT22202 | WHT | 16 | 60 | XTA0700:8 | LIQUID FUEL BOX
AF0053:05 | FT22203 | WHT | 16 | 60 | XTA0700:9 | LIQUID FUEL BOX
AF0053:21 | FT22203 | WHT | 16 | 60 | XTA0700:9 | LIQUID FUEL BOX
AF0053:41 | FT22401 | WHT | 16 | 60 | XTA0700:39 | LIQUID FUEL BOX
AF0053:06 | FT22402 | WHT | 16 | 60 | XTA0700:40 | LIQUID FUEL BOX
AF0056:34 | FU0023LD | WHT | 16 | 60 | FU0023:LD | LIQUID FUEL BOX
AF0052:50 | LS2211C | WHT | 16 | 60 | XT0700:3 | LIQUID FUEL BOX
AF0052:15 | LS2211NO | WHT | 16 | 60 | XT0700:4 | LIQUID FUEL BOX
AF0054:49 | PDT22011 | WHT | 16 | 60 | XTA0700:1 | LIQUID FUEL BOX
AF0054:14 | PDT22012 | WHT | 16 | 60 | XTA0700:2 | LIQUID FUEL BOX
AF0054:43 | PDT22111 | WHT | 16 | 60 | XTA0700:4 | LIQUID FUEL BOX
AF0054:08 | PDT22112 | WHT | 16 | 60 | XTA0700:5 | LIQUID FUEL BOX
AF0052:35 | PS26101 | WHT | 16 | 60 | XT0700:35 | LIQUID FUEL BOX
AF0052:00 | PS26102 | WHT | 16 | 60 | XT0700:36 | LIQUID FUEL BOX
AF0054:35 | PT22201 | WHT | 16 | 60 | XTA0700:11 | LIQUID FUEL BOX
AF0054:00 | PT22202 | WHT | 16 | 60 | XTA0700:12 | LIQUID FUEL BOX
AF0054:37 | PT22301 | WHT | 16 | 60 | XTA0700:33 | LIQUID FUEL BOX
AF0054:02 | PT22302 | WHT | 16 | 60 | XTA0700:34 | LIQUID FUEL BOX
AF0054:39 | PT22401 | WHT | 16 | 60 | XTA0700:36 | LIQUID FUEL BOX
AF0054:04 | PT22402 | WHT | 16 | 60 | XTA0700:37 | LIQUID FUEL BOX
AF0054:41 | PT26451 | WHT | 16 | 60 | XTA0700:23 | LIQUID FUEL BOX
AF0054:06 | PT26452 | WHT | 16 | 60 | XTA0700:24 | LIQUID FUEL BOX
AF0053:45 | PT64021 | WHT | 16 | 60 | XTA0700:20 | LIQUID FUEL BOX
AF0053:10 | PT64022 | WHT | 16 | 60 | XTA0700:21 | LIQUID FUEL BOX
AF0051:19 | SV22202 | WHT | 16 | 60 | XT0700:10 | LIQUID FUEL BOX
AF0051:22 | SV22222 | WHT | 16 | 60 | XT0700:15 | LIQUID FUEL BOX
AF0050:00 | SV22501 | WHT | 16 | 60 | XT0700:19 | LIQUID FUEL BOX
AF0050:17 | SV22502 | WHT | 16 | 60 | XT0700:20 | LIQUID FUEL BOX
AF0051:06 | SV26101 | WHT | 16 | 60 | XT0700:31 | LIQUID FUEL BOX
AF0051:20 | SV26102 | WHT | 16 | 60 | XT0700:32 | LIQUID FUEL BOX
AF0051:08 | SV26141 | WHT | 16 | 60 | XT0700:33 | LIQUID FUEL BOX
AF0051:21 | SV26142 | WHT | 16 | 60 | XT0700:34 | LIQUID FUEL BOX
AF0050:04 | SV26451 | WHT | 16 | 60 | XT0700:23 | LIQUID FUEL BOX
AF0050:19 | SV26452 | WHT | 16 | 60 | XT0700:24 | LIQUID FUEL BOX
AF0050:06 | SV26461 | WHT | 16 | 60 | XT0700:25 | LIQUID FUEL BOX
AF0050:20 | SV26462 | WHT | 16 | 60 | XT0700:26 | LIQUID FUEL BOX
AF0050:08 | SV26471 | WHT | 16 | 60 | XT0700:27 | LIQUID FUEL BOX
AF0050:21 | SV26472 | WHT | 16 | 60 | XT0700:28 | LIQUID FUEL BOX
AF0050:02 | SV26481 | WHT | 16 | 60 | XT0700:29 | LIQUID FUEL BOX
AF0050:18 | SV26482 | WHT | 16 | 60 | XT0700:30 | LIQUID FUEL BOX
AF0051:02 | SV64301 | WHT | 16 | 60 | XT0700:21 | LIQUID FUEL BOX
AF0051:18 | SV64302 | WHT | 16 | 60 | XT0700:22 | LIQUID FUEL BOX
AF0055:21 | TE26451 | WHT | 16 | 60 | XTA0700:26 | LIQUID FUEL BOX
AF0055:23 | TE26452 | WHT | 16 | 60 | XTA0700:27 | LIQUID FUEL BOX
AF0055:24 | TE26453 | WHT | 16 | 60 | XTA0700:28 | LIQUID FUEL BOX
AF0053:43 | UA26111 | WHT | 16 | 60 | XTA0700:30 | LIQUID FUEL BOX
AF0053:08 | UA26112 | WHT | 16 | 60 | XTA0700:31 | LIQUID FUEL BOX
AF0052:36 | ZS222011 | WHT | 16 | 60 | XT0700:7 | LIQUID FUEL BOX
AF0052:01 | ZS222012 | WHT | 16 | 60 | XT0700:8 | LIQUID FUEL BOX
AF0052:43 | ZS222211 | WHT | 16 | 60 | XT0700:12 | LIQUID FUEL BOX
AF0052:08 | ZS222212 | WHT | 16 | 60 | XT0700:13 | LIQUID FUEL BOX
AF0051:16 | -0VLF | WHT | 14 | 60 | XT0050:2 | LIQUID FUEL BOX
AF0052:16 | -0VLF | WHT | 14 | 60 | XT0050:2 | LIQUID FUEL BOX
AF0056:16 | -0VLF | WHT | 14 | 60 | XT0050:3 | LIQUID FUEL BOX
AU0050:COM | -0VLF | WHT | 14 | 60 | XT0050:1 | LIQUID FUEL BOX
AU0050:V+ | FU0018 | WHT | 14 | 60 | FU0018:LD | LIQUID FUEL BOX
AF0052:34 | FU0019LD | WHT | 14 | 60 | FU0019:LD | LIQUID FUEL BOX
AF0051:34 | FU0020LD | WHT | 14 | 60 | FU0020:LD | LIQUID FUEL BOX
KA0505:A1 | -005010 | WHT | 20 | 60 | AF0050:10 | LIQUID FUEL BOX | KA
KA0505:A2 | -005022 | WHT | 20 | 60 | AF0050:22 | LIQUID FUEL BOX
KA0505:11 | KA050511 | WHT | 16 | 60 | XT0700:2 | LIQUID FUEL BOX
KA0505:14 | KA050514 | WHT | 16 | 60 | XT0700:1 | LIQUID FUEL BOX
FU0022:LD | FU0022LD | WHT | 16 | 60 | XT0700:17 | LIQUID FUEL BOX | FU
FU0021:LD | FU0021LD | WHT | 14 | 60 | XT0700:5 | LIQUID FUEL BOX
GR0051: | -0VLF | WHT | 16 | 60 | XT0050:5 | LIQUID FUEL BOX | GR/XT
XT0050:2 | -0VLF | WHT | 14 | 60 | XT0700:6 | LIQUID FUEL BOX
XT0050:3 | -0VLF | WHT | 14 | 60 | XT0700:18 | LIQUID FUEL BOX

## Bundle Tag Info
QOC-Q2 (LF)
4H162CB
Rev D.2
LIQUID FUEL | Panel Name | Panel Name | Panel Name | Panel Name | Panel Name | Panel Name | Panel Name | Panel Name | Panel Name | Panel Name | Panel Name | Panel Name | Panel Name | Panel Name | Panel Name | Panel Name | Panel Name | Panel Name | Panel Name | Panel Name | Panel Name | Panel Name | Panel Name | Panel Name | Panel Name | Panel Name | Panel Name | Panel Name | Panel Name
PC0471
AF/AU
KA
FU
GR/XT

## Bundle Tags2
LIQUID FUEL
QOC-Q2 (LF) 4H162CB Rev D.2 LIQUID FUEL PC0471
QOC-Q2 (LF) 4H162CB Rev D.2 LIQUID FUEL AF/AU
QOC-Q2 (LF) 4H162CB Rev D.2 LIQUID FUEL KA
QOC-Q2 (LF) 4H162CB Rev D.2 LIQUID FUEL FU
QOC-Q2 (LF) 4H162CB Rev D.2 LIQUID FUEL GR/XT

## ALL
QOC-Q2 (LF) 4H162CB Rev D.2 LIQUID FUEL PC0471
QOC-Q2 (LF) 4H162CB Rev D.2 LIQUID FUEL AF/AU
QOC-Q2 (LF) 4H162CB Rev D.2 LIQUID FUEL KA
QOC-Q2 (LF) 4H162CB Rev D.2 LIQUID FUEL FU
QOC-Q2 (LF) 4H162CB Rev D.2 LIQUID FUEL GR/XT