## Blue Labels
(SHT 1) JB70 | (SHT 10) GENERATOR PANEL | (SHT 11) MEDIA CONVERTER | (SHT 2) LEFT SIDE RAIL^JB70 | (SHT 3) RIGHT SIDE RAIL^JB70 | (SHT 4) PLC PANEL^JB70 | (SHT 5) TURBINE PANEL A^JB70 | (SHT 6) TURBINE PANEL B^JB70 | (SHT 8) LEFT SIDE RAIL^JB72 | (SHT 9) RIGHT SIDE RAIL^JB72
UV0170 | FU0113 | GR1123 | AT0178 | FU1100 | UV0600 | FU0080 | XT0240 | FU0332 | AF0184
AT0170 | XT0130 | BA0005 | AT0176 | XTFGB | AT0600 | XT0080 | FU0070 | FU0333 | AF0183
HA0472 | FU0313 | BA0006 | AT0175 | GR1100 | AP0601 | XT0081 | FU0071 | FU0334 | AF0182
HL0171 | FU0314 | FU0005 | KA0172 |  | AP0602 | XT0085 | AU0070 | FU0335 | AF0181
HL0172 | XT0360 | FU0006 | KA0174 |  | AP0603 | AU0080 | AF0071 | FU0120 | AU0180
HL0173 | XT0370 | XT0003 | KA0176 |  | AP0604 | AF0081 | AF0072 | FU0121 | GR0180
SA0170 | FU0180 | GR1125 | KA0178 |  | AP0605 | AF0082 | AF0073 | FU0122
SB0170 | FU0181 | IEG1123 | KA0875 |  | AP0606 | AF0083 | AF0074 | KA2162
AT1100 | FU0182 |  | KA6510 |  | AP0607 | AF0084 | AF0075 | XT0120
SB0471 | FU0183 |  | KA6511 |  | AP0608 | AF0085 | AF0076 | AU0120
SB0473 | FU0184 |  | FU0170 |  | AP0609 | AF0086 | AF0077 | AF0121
SB0474 | FU0185 |  | XT0170 |  | AR0600 | AF0087 | FU0009 | AF0122
SA0471 | XTFGC |  | XT0171 |  | XT0001 | XT0136 | BA0009 | AF0123
SA0473 | GR0110 |  | XT0172 |  | FU0001 | XT0137 | KA0222 | GR0120
SH0470 | KA0121 |  | XTFGA |  | FU0002 | XT0050 | KA0124
SB0472 | KA0123 |  | GR0170 |  | BA0002 | GR0134 | XT0089
SA0472 | KA0128 |  |  |  | BA0001 | AU0090 | GR0233
SH0471 | KA0310 |  |  |  | AT0680 | AF0091 | KA0235
SH0472 | KA0330 |  |  |  | FU0680 | AF0092 | KA0236
| KA0331 |  |  |  | XT0680 | AF0093 | KA0237
| KA0332 |  |  |  | GR0234 | AF0094 | KA0238
| KA0333 |  |  |  |  | AF0095 | KA0239
| KA0335 |  |  |  |  | KA1440 | KA0240
| KA0336 |  |  |  |  | KA1441 | KA0248
| XT0332 |  |  |  |  | KA1442 | KA0250
| XT0334 |  |  |  |  | KA1443 | KA0241
| XT0335 |  |  |  |  | KA0130 | KA0242
| XT0336 |  |  |  |  | KA0131 | KA0243
| XT0337 |  |  |  |  | KA0132 | KA0244
| GR0140 |  |  |  |  | KA0141 | KA0246
| IEG0130 |  |  |  |  | KA0133 | KA0247
| AF0400 |  |  |  |  | KA0134 | KA0245
| AF0410 |  |  |  |  | KA0144 | KA0249
| AF0420 |  |  |  |  | KA0136 | KA0231
| AF0440 |  |  |  |  | KA0137 | KA0232
| AF0450 |  |  |  |  | KA0138 | KA0233
| UA1520 |  |  |  |  | KT0140 | KA0234
| XT1521 |  |  |  |  | KT0141 | KA1020
| XT0400 |  |  |  |  | KT0142 | XT0070
| UA1210 |  |  |  |  | KT0143 | XT0005
| UA1211 |  |  |  |  | KT0144 | GR0232
| UA1220 |  |  |  |  | KT0145 | BA1100
| UA1221 |  |  |  |  | KT0146 | FU1101
| UA1230 |  |  |  |  | KA0135 | XT0237
| UA1231 |  |  |  |  | KA3103 | XT0236
| UA1262 |  |  |  |  | KA6211 | XT0235
| UA1263 |  |  |  |  | KA6221 | XT0233
| GR0143 |  |  |  |  | GR0133 | FU0210
| XT0313 |  |  |  |  | PC0470 | FU0211
| XT0180 |  |  |  |  | FU0090 | FU0212
| XT0338 |  |  |  |  | FU0091 | FU0060
| KA4300 |  |  |  |  | FU0092 | FU0061
| KA4100 |  |  |  |  | FU0093 | FU0062
| GR0141 |  |  |  |  | XT0090 | FU0063
| PEG0140 |  |  |  |  | FU0010 | FU0064
| KA0313 |  |  |  |  | FU0139 | XT0060
| KA0180 |  |  |  |  | XT0138 | AF0068
| KA0181 |  |  |  |  | XT0139 | AF0067
| KA0182 |  |  |  |  | XT0134 | AF0066
| KA0183 |  |  |  |  | XT0135 | AF0065
| KA0185 |  |  |  |  | FU0136 | AF0064
| XT0350 |  |  |  |  | FU0137 | AF0063
| XT0351 |  |  |  |  | KA0221 | AF0062
| XT0352 |  |  |  |  | KA2160 | AF0061
| GR0142 |  |  |  |  | KA2161 | AU0060
| AT0140 |  |  |  |  | XT0071 | XT0291
[6 empty] | FU0116 | FU0291
[6 empty] | GR0131 | UV0291
[6 empty] | FU0011 | GR0231
[6 empty] | FU0012 | UA1200
[6 empty] | FU0013 | IEG0230
FU0014
FU0015
FU0017
XT0011
GR0132
UJ0131
XT0014
PEG0130

## White Labels
(SHT 10) GENERATOR PANEL | (SHT 10) GENERATOR PANEL - (SHT 8) LEFT SIDE RAIL^JB72 | (SHT 10) GENERATOR PANEL - (SHT 9) RIGHT SIDE RAIL^JB72 | (SHT 1) JB70 - (SHT 5) TURBINE PANEL A^JB70 | (SHT 11) MEDIA CONVERTER | (SHT 4) PLC PANEL^JB70 | (SHT 4) PLC PANEL^JB70 - (SHT 6) TURBINE PANEL B^JB70 | (SHT 9) RIGHT SIDE RAIL^JB72 | (SHT 5) TURBINE PANEL A^JB70 | (SHT 5) TURBINE PANEL A^JB70 - (SHT 6) TURBINE PANEL B^JB70 | (SHT 6) TURBINE PANEL B^JB70
AT0140LS(S) | IEG01302 | GR0180 | PEG01304 | GR1125 | UV0600G | GR0234 | AF0184SH | 0V | GR0134 | AF0064G
EXCS | IEG01303 | IEG01305 |  |  |  | IEG02301 |  | AF0083G | IEG02303 | AF0065G
GR0143 | [7 empty] | AF0084G |  | AF0066G
IEG01301 | [7 empty] | AF0085G |  | AF0071G
PEG01405 | [7 empty] | IEG023011 |  | AF0072G
PMGS | [7 empty] | IEG02302 |  | AF0073G
WC8101 | [9 empty] | AF0074G
WC8102 | [9 empty] | AF0075G
WC8201 | [9 empty] | GR0233
WC8301 | [9 empty] | IEG02304
XT04001 | [9 empty] | IEG02305
XT04002 | [9 empty] | IEG02306
IEG02308

## Heat Shrink Labels
(SHT 10) GENERATOR PANEL | (SHT 1) JB70 - (SHT 2) LEFT SIDE RAIL^JB70 | (SHT 2) LEFT SIDE RAIL^JB70 | (SHT 6) TURBINE PANEL B^JB70
WC1228 | WC5018 | WC5500 | WC4524
WC1229 | WC8069 | WC8066
WC1230 |  | WC8067
WC1231
WC1232
WC1233
WC1234
WC1235
WC4749
WC8009

## GENERATOR PANEL
GENERATOR PANEL
JB72
Project # | 4K911
Project Name | ERGON REFINING INC
Revision | A
Controls DE | A. MADDI
Phone: | 0
Controls ME
Phone:
From | [5 empty] | To
Device ID | Cable (W) Conductor (SC) Jumper Clip (JC) | Wire No. | Wire ID | Gauge/Size | Page/Zone | Device ID | Location | Page/Zone
XT0130:3 | JC | 0V | CLIP | --- | 20.A5 | XT0130:2 | GENERATOR PANEL | 20.A5 | USED
XT0180:1 | JC | 0V | CLIP | --- | 21.B1 | XT0180:2 | GENERATOR PANEL | 21.B1 | USED
XT0336:2 | JC | 0V | CLIP | --- | 19.C4 | XT0336:3 | GENERATOR PANEL | 19.C4 | USED
XT0336:3 | JC | 0V | CLIP | --- | 19.C4 | XT0336:4 | GENERATOR PANEL | 19.D4 | USED
XT0350:2 | JC | CCT1(+) | CLIP | --- | 83.A4 | XT0350:1 | GENERATOR PANEL | 83.A4 | USED
XT0350:4 | JC | CCT1(-) | CLIP | --- | 83.A4 | XT0350:3 | GENERATOR PANEL | 83.A4 | USED
XT0351:1 | JC | VBUSA | CLIP | --- | 81.B4 | XT0351:2 | GENERATOR PANEL | 81.B4 | USED
XT0351:11 | JC | VGENC | CLIP | --- | 81.D4 | XT0351:12 | GENERATOR PANEL | 81.D4 | USED
XT0351:3 | JC | VBUSB | CLIP | --- | 81.B4 | XT0351:4 | GENERATOR PANEL | 81.B4 | USED
XT0351:5 | JC | VBUSC | CLIP | --- | 81.B4 | XT0351:6 | GENERATOR PANEL | 81.B4 | USED
XT0351:7 | JC | VGENA | CLIP | --- | 81.D4 | XT0351:8 | GENERATOR PANEL | 81.D4 | USED
XT0351:9 | JC | VGENB | CLIP | --- | 81.D4 | XT0351:10 | GENERATOR PANEL | 81.D4 | USED
XT0370:1 | JC | EXC1 | CLIP | --- | 82.C4 | XT0370:2 | GENERATOR PANEL | 82.C5 | USED
XT0370:4 | JC | EXC2 | CLIP | --- | 82.C4 | XT0370:3 | GENERATOR PANEL | 82.C5 | USED
XT0370:5 | JC | EXCS | CLIP | --- | 82.C4 | XT0370:6 | GENERATOR PANEL | 82.C5 | USED
XT0352:4 | SC | JW70 | CLIP | -- | 83.B4 | XT0352:5 | GENERATOR PANEL | 83.B4 | USED
XT0352:5 | SC | JW71 | CLIP | -- | 83.B4 | XT0352:6 | GENERATOR PANEL | 83.B4 | USED
XT0352:6 | SC | JW72 | CLIP | -- | 83.B4 | XT0352:7 | GENERATOR PANEL | 83.B4 | USED
AF0400:12 | SC | XT04001 | GRN | 16 | 18.B6 | XT0400:1 | GENERATOR PANEL | 18.C6 | USED
AF0410:32 | SC | XT04001 | GRN | 16 | 18.B5 | XT0400:1 | GENERATOR PANEL | 18.C6 | USED
AF0410:53 | SC | 0V | WHT | 16 | 18.B5 | XT0130:4 | GENERATOR PANEL | 18.A4 | USED
AF0410:54 | SC | AF0410N | WHT | 16 | 18.B5 | AF0420:53 | GENERATOR PANEL | 18.B5 | USED
AF0410:55 | SC | FU0113 | WHT | 16 | 18.B5 | FU0113:LD | GENERATOR PANEL | 18.A4 | USED
AF0410:56 | SC | AF0410P | WHT | 16 | 18.B5 | AF0420:55 | GENERATOR PANEL | 18.B5 | USED
AF0420:32 | SC | XT04001 | GRN | 16 | 18.B5 | XT0400:1 | GENERATOR PANEL | 18.C6 | USED
AF0420:54 | SC | AF0420N | WHT | 16 | 18.B5 | AF0440:53 | GENERATOR PANEL | 18.B4 | USED
AF0420:56 | SC | AF0420P | WHT | 16 | 18.B5 | AF0440:55 | GENERATOR PANEL | 18.B4 | USED
AF0440:32 | SC | XT04002 | GRN | 16 | 18.B4 | XT0400:2 | GENERATOR PANEL | 18.C3 | USED
AF0440:54 | SC | AF0440N | WHT | 16 | 18.B4 | AF0450:53 | GENERATOR PANEL | 18.B3 | USED
AF0440:56 | SC | AF0440P | WHT | 16 | 18.B4 | AF0450:55 | GENERATOR PANEL | 18.B3 | USED
AF0450:01 | SC | 045001 | WHT | 20 | 63.D6 | AF0450:02 | GENERATOR PANEL | 63.D6 | USED
AF0450:32 | SC | XT04002 | GRN | 16 | 18.B3 | XT0400:2 | GENERATOR PANEL | 18.C3 | USED
AT0140:13 VGEN-A | SC | VGENA | RED | 16 | 81.D7 | XT0351:7 | GENERATOR PANEL | 81.D4 | USED
AT0140:14 VGEN-B | SC | VGENB | RED | 16 | 81.D7 | XT0351:9 | GENERATOR PANEL | 81.D4 | USED
AT0140:15 VGEN-C | SC | VGENC | RED | 16 | 81.D7 | XT0351:11 | GENERATOR PANEL | 81.D4 | USED
AT0140:17 VBUS-A | SC | VBUSA | RED | 16 | 81.B7 | XT0351:2 | GENERATOR PANEL | 81.B4 | USED
AT0140:18 VBUS-B | SC | VBUSB | RED | 16 | 81.B7 | XT0351:3 | GENERATOR PANEL | 81.B4 | USED
AT0140:19 VBUS-C | SC | VBUSC | RED | 16 | 81.B7 | XT0351:5 | GENERATOR PANEL | 81.B4 | USED
AT0140:27 ID RLY | SC | CCT1(+) | BLU | 12 | 83.A7 | XT0350:2 | GENERATOR PANEL | 83.A4 | USED
AT0140:28 ID RLY | SC | CCT1(-) | BLU | 12 | 83.A7 | XT0350:4 | GENERATOR PANEL | 83.A4 | USED
KA0310:A2 | SC | KA0310A2 | WHT | 20 | 20.D5 | AT0140:29 FLT | GENERATOR PANEL | 19.B5 | USED
AT0140:3 EX-D(-) | SC | 0V | WHT | 16 | 84.C7 | XT0336:4 | GENERATOR PANEL | 19.D4 | USED
AT0140:30 FLT | SC | 0V | WHT | 14 | 20.D5 | XT0336:4 | GENERATOR PANEL | 19.D4 | USED
AT0140:33 ID RES(+) | SC | CCT1(+) | BLU | 12 | 83.A7 | XT0350:1 | GENERATOR PANEL | 83.A4 | USED
AT0140:34 ID RES(-) | SC | AT014034 | WHT | 16 | 83.A7 | AT0140:42 ID(+) | GENERATOR PANEL | 83.A7 | USED
AT0140:36 I1(+) | SC | MCTA | BLU | 12 | 83.B7 | XT0352:1 | GENERATOR PANEL | 83.B4 | USED
AT0140:37 I1(-) | SC | MCTAN | BLU | 12 | 83.B7 | XT0352:6 | GENERATOR PANEL | 83.B4 | USED
AT0140:38 I2(+) | SC | MCTB | BLU | 12 | 83.B7 | XT0352:2 | GENERATOR PANEL | 83.B4 | USED
AT0140:39 I2(-) | SC | MCTBN | BLU | 12 | 83.B7 | XT0352:5 | GENERATOR PANEL | 83.B4 | USED
KA0123:14 | SC | KA012314 | WHT | 16 | 84.C7 | AT0140:4 EX-D(+) | GENERATOR PANEL | 19.B5 | USED
AT0140:40 I3(+) | SC | MCTC | BLU | 12 | 83.B7 | XT0352:3 | GENERATOR PANEL | 83.B4 | USED
AT0140:41 I3(-) | SC | MCTN | BLU | 12 | 83.B7 | XT0352:4 | GENERATOR PANEL | 83.B4 | USED
AT0140:43 ID(-) | SC | CCT1(-) | BLU | 12 | 83.A7 | XT0350:3 | GENERATOR PANEL | 83.A4 | USED
AT0140:47 BAT(+) | SC | FU0334 | WHT | 16 | 20.D5 | XT0335:2 | GENERATOR PANEL | 19.B4 | USED
AT0140:48 BAT(-) | SC | 0V | WHT | 16 | 20.D5 | XT0336:4 | GENERATOR PANEL | 19.D4 | USED
AT0140:FG 56 | SC | AT0140G | GRN/YEL | 12 | 20.D5 | FRAME | GENERATOR PANEL | 20.D6 | USED
FU0180:LI | SC | FU0332 | WHT | 14 | 21.B1 | FU0181:LI | GENERATOR PANEL | 21.B1 | USED
FU0180:LI | SC | FU0332 | WHT | 14 | 21.B1 | XT0130:1 | GENERATOR PANEL | 20.A5 | USED
FU0181:LI | SC | FU0332 | WHT | 14 | 21.B1 | FU0182:LI | GENERATOR PANEL | 21.B1 | USED
GR0110: | SC | GR0110 | GRN/YEL | 14 | 5.B4 | FRAME | GENERATOR PANEL | 5.B4 | USED
GR0140: | SC | GR0140 | GRN/YEL | 14 | 5.B3 | FRAME | GENERATOR PANEL | 5.B3 | USED
GR0141: | SC | GR0141 | GRN/YEL | 14 | 5.B3 | FRAME | GENERATOR PANEL | 5.B3 | USED
GR0142: | SC | GR0142 | GRN/YEL | 14 | 5.B3 | FRAME | GENERATOR PANEL | 5.B3 | USED
GR0143: | SC | GR0143 | GRN/YEL | 14 | 5.B3 | FG1126:1 | GENERATOR PANEL | 5.B3 | USED
IEG0130:1 | SC | IEG01301 | GRN | 14 | 18.C6 | XT0400:3 | GENERATOR PANEL | 18.C6 | USED
IEG0130:7 | SC | AT0140LS(S) | GRN | 14 | 84.C6 | XT0337:18 | GENERATOR PANEL | 84.C4 | USED
KA0121:11 | SC | KA018511 | WHT | 20 | 23.C4 | XT0337:13 | GENERATOR PANEL | 23.C3 | USED
KA0121:14 | SC | FU0333 | WHT | 20 | 23.C4 | XT0337:12 | GENERATOR PANEL | 23.C3 | USED
KA0123:A1 | SC | 012103 | WHT | 20 | 22.A5 | KA0313:2 | GENERATOR PANEL | 22.A5 | USED
KA0123:A2 | SC | 012119 | WHT | 20 | 22.A5 | KA0313:7 | GENERATOR PANEL | 22.A5 | USED
KA0128:11 | SC | KA0333A1 | WHT | 20 | 23.B4 | KA0335:21 | GENERATOR PANEL | 23.B4 | USED
KA0128:14 | SC | FU0333 | WHT | 20 | 23.B4 | KA0335:22 | GENERATOR PANEL | 23.B4 | USED
KA0128:14 | SC | FU0333 | WHT | 20 | 23.B4 | XT0337:7 | GENERATOR PANEL | 23.B3 | USED
KA0128:21 | SC | KA012821 | WHT | 20 | 24.C6 | XT0337:1 | GENERATOR PANEL | 24.C5 | USED
KA0128:24 | SC | KA012824 | WHT | 20 | 24.C6 | XT0337:2 | GENERATOR PANEL | 24.C5 | USED
KA0185:11 | SC | KA018511 | WHT | 20 | 23.C3 | XT0337:13 | GENERATOR PANEL | 23.C3 | USED
KA0185:14 | SC | KA0332A1 | WHT | 20 | 23.C3 | XT0337:14 | GENERATOR PANEL | 23.C3 | USED
KA0185:A2 | SC | KA0185A2 | WHT | 20 | 25.A5 | XT0338:1 | GENERATOR PANEL | 25.A5 | USED
KA0310:21 | SC | KA0333A1 | WHT | 20 | 23.B4 | KA0335:21 | GENERATOR PANEL | 23.B4 | USED
KA0310:21 | SC | KA0333A1 | WHT | 20 | 23.B4 | XT0337:8 | GENERATOR PANEL | 23.B3 | USED
KA0310:24 | SC | FU0333 | WHT | 20 | 23.B4 | KA0335:22 | GENERATOR PANEL | 23.B4 | USED
KA0310:A1 | SC | FU0334 | WHT | 20 | 19.B5 | KA0123:11 | GENERATOR PANEL | 19.B5 | USED
KA0310:A1 | SC | FU0334 | WHT | 20 | 19.B5 | XT0335:2 | GENERATOR PANEL | 19.B4 | USED
KA0330:A1 | SC | KA0330A1 | WHT | 20 | 23.B6 | XT0337:9 | GENERATOR PANEL | 23.B3 | USED
KA0330:A2 | SC | 0V | WHT | 20 | 23.B6 | KA0333:A2 | GENERATOR PANEL | 23.B6 | USED
KA0330:A2 | SC | 0V | WHT | 20 | 23.B6 | KA0331:A2 | GENERATOR PANEL | 23.C6 | USED
KA0331:A1 | SC | KA0331A1 | WHT | 20 | 23.C6 | XT0337:11 | GENERATOR PANEL | 23.C3 | USED
KA0331:A2 | SC | 0V | WHT | 20 | 23.C6 | KA0332:A2 | GENERATOR PANEL | 23.C6 | USED
KA0332:11 | SC | KA033211 | WHT | 20 | 24.D6 | XT0337:3 | GENERATOR PANEL | 24.D5 | USED
KA0332:14 | SC | KA033214 | WHT | 20 | 24.D6 | XT0337:4 | GENERATOR PANEL | 24.D5 | USED
KA0332:A1 | SC | KA0332A1 | WHT | 20 | 23.C6 | XT0337:14 | GENERATOR PANEL | 23.C3 | USED
KA0332:A2 | SC | 0V | WHT | 20 | 23.C6 | XT0337:15 | GENERATOR PANEL | 23.D3 | USED
KA0333:11 | SC | KA033311 | WHT | 20 | 24.D6 | KA0335:11 | GENERATOR PANEL | 24.D6 | USED
KA0333:11 | SC | KA033311 | WHT | 20 | 24.D6 | XT0337:5 | GENERATOR PANEL | 24.D5 | USED
KA0333:14 | SC | KA033314 | WHT | 20 | 24.D6 | KA0335:12 | GENERATOR PANEL | 24.D6 | USED
KA0333:14 | SC | KA033314 | WHT | 20 | 24.D6 | XT0337:6 | GENERATOR PANEL | 24.D5 | USED
KA0333:A1 | SC | KA0333A1 | WHT | 20 | 23.B6 | XT0337:8 | GENERATOR PANEL | 23.B3 | USED
KA0335:A1 | SC | ESTOP | WHT | 20 | 19.C5 | XT0336:1 | GENERATOR PANEL | 19.C4 | USED
KA0335:A2 | SC | 0V | WHT | 20 | 19.C5 | XT0336:2 | GENERATOR PANEL | 19.C4 | USED
KA0336:14 | SC | KA033614 | WHT | 20 | 66.A5 | KA4100:A1 | GENERATOR PANEL | 66.B6 | USED
KA0336:24 | SC | 033624 | WHT | 20 | 67.A5 | KA4300:A1 | GENERATOR PANEL | 67.B6 | USED
KA0336:A1 | SC | KA0231A1 | WHT | 14 | 19.C3 | XT0334:2 | GENERATOR PANEL | 19.C2 | USED
KA0336:A2 | SC | 0V | WHT | 14 | 19.C3 | XT0336:2 | GENERATOR PANEL | 19.C4 | USED
PEG0140:1 | SC | PMGS | GRN/YEL | 12 | 82.A6 | XT0313:1 | GENERATOR PANEL | 82.A6 | USED
PEG0140:2 | SC | EXCS | GRN/YEL | 12 | 82.C6 | XT0370:6 | GENERATOR PANEL | 82.C5 | USED
PEG0140:5 | SC | PEG01405 | GRN/YEL | 12 | 83.B5 | XT0352:7 | GENERATOR PANEL | 83.B4 | USED
XT0130:2 | SC | 0V | WHT | 14 | 20.A5 | XT0336:3 | GENERATOR PANEL | 19.C4 | USED
XT0130:3 | SC | 0V | WHT | 14 | 20.A5 | XT0180:1 | GENERATOR PANEL | 21.B1 | USED
XT0130:4 | SC | 0V | WHT | 14 | 18.A4 | XT0336:4 | GENERATOR PANEL | 19.D4 | USED
XT0334:1 | SC | 0V | WHT | 12 | 19.C2 | XT0336:2 | GENERATOR PANEL | 19.C4 | USED
XT0335:1 | SC | FU0333 | WHT | 16 | 19.B4 | XT0337:12 | GENERATOR PANEL | 23.C3 | USED
XT0336:3 | SC | 0V | WHT | 14 | 19.C4 | XT0337:15 | GENERATOR PANEL | 23.D3 | USED
XT0337:12 | SC | FU0333 | WHT | 20 | 23.C3 | XT0337:7 | GENERATOR PANEL | 23.B3 | USED
AF0410:L2 | WC0041 | AF0410L2 | ENET | CABLE | 18.B5 | AF0420:L1 | GENERATOR PANEL | 18.B5 | USED
AF0420:L2 | WC0042 | AF0420L2 | ENET | CABLE | 18.B5 | AF0440:L1 | GENERATOR PANEL | 18.B4 | USED
AF0440:L2 | WC0044 | AF0440L2 | ENET | CABLE | 18.B4 | AF0450:L1 | GENERATOR PANEL | 18.B3 | USED
AF0400:01 | WC1228 | UA12631 | RED | 20 | 62.A6 | UA1263:VT | GENERATOR PANEL | 62.A3 | USED
AF0400:02 | WC1228 | UA12632 | CLR | 20 | 62.A6 | UA1263:OUTPUT | GENERATOR PANEL | 62.A3 | USED
AF0400:03 | WC1228 | UA12633 | BLK | 20 | 62.A6 | UA1263:COM | GENERATOR PANEL | 62.A3 | USED
AF0400:07 | WC1228 | UA1263S | SH | 20 | 62.A6 | FLOATING | GENERATOR PANEL | 62.A3 | USED
AF0410:01 | WC1229 | UA12111 | RED | 20 | 62.B6 | UA1211:VT | GENERATOR PANEL | 62.B3 | USED
AF0410:02 | WC1229 | UA12112 | CLR | 20 | 62.B6 | UA1211:OUTPUT | GENERATOR PANEL | 62.B3 | USED
AF0410:04 | WC1229 | UA12113 | BLK | 20 | 62.B6 | UA1211:COM | GENERATOR PANEL | 62.B3 | USED
AF0410:19 | WC1229 | UA1211S | SH | 20 | 62.B6 | FLOATING | GENERATOR PANEL | 62.B3 | USED
AF0410:05 | WC1230 | UA12101 | RED | 20 | 62.B6 | UA1210:VT | GENERATOR PANEL | 62.B3 | USED
AF0410:06 | WC1230 | UA12102 | CLR | 20 | 62.B6 | UA1210:OUTPUT | GENERATOR PANEL | 62.B3 | USED
AF0410:08 | WC1230 | UA12103 | BLK | 20 | 62.B6 | UA1210:COM | GENERATOR PANEL | 62.B3 | USED
AF0410:23 | WC1230 | UA1210S | SH | 20 | 62.B6 | FLOATING | GENERATOR PANEL | 62.B3 | USED
AF0410:09 | WC1231 | UA12211 | RED | 20 | 62.C6 | UA1221:VT | GENERATOR PANEL | 62.C3 | USED
AF0410:10 | WC1231 | UA12212 | CLR | 20 | 62.C6 | UA1221:OUTPUT | GENERATOR PANEL | 62.C3 | USED
AF0410:12 | WC1231 | UA12213 | BLK | 20 | 62.C6 | UA1221:COM | GENERATOR PANEL | 62.C3 | USED
AF0410:27 | WC1231 | UA1221S | SH | 20 | 62.C6 | FLOATING | GENERATOR PANEL | 62.C3 | USED
AF0410:13 | WC1232 | UA12201 | RED | 20 | 62.C6 | UA1220:VT | GENERATOR PANEL | 62.C3 | USED
AF0410:14 | WC1232 | UA12202 | CLR | 20 | 62.C6 | UA1220:OUTPUT | GENERATOR PANEL | 62.C3 | USED
AF0410:16 | WC1232 | UA12203 | BLK | 20 | 62.C6 | UA1220:COM | GENERATOR PANEL | 62.C3 | USED
AF0410:31 | WC1232 | UA1220S | SH | 20 | 62.C6 | FLOATING | GENERATOR PANEL | 62.C3 | USED
AF0420:01 | WC1233 | UA12311 | RED | 20 | 62.C6 | UA1231:VT | GENERATOR PANEL | 62.C3 | USED
AF0420:02 | WC1233 | UA12312 | CLR | 20 | 62.C6 | UA1231:OUTPUT | GENERATOR PANEL | 62.C3 | USED
AF0420:04 | WC1233 | UA12313 | BLK | 20 | 62.C6 | UA1231:COM | GENERATOR PANEL | 62.C3 | USED
AF0420:19 | WC1233 | UA1231S | SH | 20 | 62.C6 | FLOATING | GENERATOR PANEL | 62.D3 | USED
AF0420:05 | WC1234 | UA12301 | RED | 20 | 62.D6 | UA1230:VT | GENERATOR PANEL | 62.D3 | USED
AF0420:06 | WC1234 | UA12302 | CLR | 20 | 62.D6 | UA1230:OUTPUT | GENERATOR PANEL | 62.D3 | USED
AF0420:08 | WC1234 | UA12303 | BLK | 20 | 62.D6 | UA1230:COM | GENERATOR PANEL | 62.D3 | USED
AF0420:23 | WC1234 | UA1230S | SH | 20 | 62.D6 | FLOATING | GENERATOR PANEL | 62.D3 | USED
AF0450:09 | WC1235 | UA12621 | RED | 20 | 62.D6 | UA1262:VT | GENERATOR PANEL | 62.D3 | USED
AF0450:10 | WC1235 | UA12622 | CLR | 20 | 62.D6 | UA1262:OUTPUT | GENERATOR PANEL | 62.D3 | USED
AF0450:12 | WC1235 | UA12623 | BLK | 20 | 62.D6 | UA1262:COM | GENERATOR PANEL | 62.D3 | USED
AF0450:27 | WC1235 | UA1262S | SH | 20 | 62.D6 | FLOATING | GENERATOR PANEL | 62.D3 | USED
AF0450:05 | WC4749 | UA15201 | RED | 20 | 44.A7 | UA1520:+24 | GENERATOR PANEL | 44.A5 | USED
AF0450:06 | WC4749 | UA15202 | CLR | 20 | 44.A7 | UA1520:OUT | GENERATOR PANEL | 44.A5 | USED
AF0450:08 | WC4749 | UA15203 | BLK | 20 | 44.A7 | UA1520:COM | GENERATOR PANEL | 44.A5 | USED
AF0450:23 | WC4749 | PE1520S | SH | 20 | 44.A7 | XT1521:1 | GENERATOR PANEL | 44.A5 | USED
AT0140:1 LS(+) | WC8009 | AT0140LS(+) | CLR | 16 | 84.C7 | XT0337:16 | GENERATOR PANEL | 84.C4 | USED
AT0140:2 LS(-) | WC8009 | AT0140LS(-) | BLK | 16 | 84.C7 | XT0337:17 | GENERATOR PANEL | 84.C4 | USED
FW140:3 | WC8009 | AT0140LS(S) | SH | 16 | 84.C6 | XT0337:18 | GENERATOR PANEL | 84.C4 | USED
AF0400:LBUS | WC8040 | AF0410RBUS | BUS | CABLE | 18.B6 | AF0410:RBUS | GENERATOR PANEL | 18.B5 | USED
AF0410:LBUS | WC8041 | AF0410LBUS | BUS | CABLE | 18.B5 | AF0420:RBUS | GENERATOR PANEL | 18.B5 | USED
AF0420:LBUS | WC8042 | AF0420LBUS | BUS | CABLE | 18.B5 | AF0440:RBUS | GENERATOR PANEL | 18.B4 | USED
AF0440:LBUS | WC8044 | AF0440LBUS | BUS | CABLE | 18.B4 | AF0450:RBUS | GENERATOR PANEL | 18.B3 | USED
FU0313:LD | WC8101 | PMG1 | WHT | 12 | 82.A5 | XT0360:1 | GENERATOR PANEL | 82.A4 | USED
FU0314:LD | WC8101 | PMG2 | BLK | 12 | 82.A5 | XT0360:2 | GENERATOR PANEL | 82.A4 | USED
XT0360:3 | WC8101 | PMGS | SH | 12 | 82.A4 | XT0360:4 | GENERATOR PANEL | 82.A5 | USED
AT0140:54 EXC(+) | WC8102 | EXC1 | WHT | 12 | 82.C7 | XT0370:2 | GENERATOR PANEL | 82.C5 | USED
AT0140:55 EXC(-) | WC8102 | EXC2 | BLK | 12 | 82.C7 | XT0370:3 | GENERATOR PANEL | 82.C5 | USED
FW140:1 | WC8102 | EXCS | SH | 12 | 82.C6 | XT0370:6 | GENERATOR PANEL | 82.C5 | USED
KA0313:3 | WC8201 | FU0313 | WHT | 12 | 82.A5 | FU0313:LI | GENERATOR PANEL | 82.A6 | USED
KA0313:6 | WC8201 | FU0314 | BLK | 12 | 82.A5 | FU0314:LI | GENERATOR PANEL | 82.A6 | USED
XT0360:4 | WC8201 | PMGS | SH | 12 | 82.A5 | XT0313:1 | GENERATOR PANEL | 82.A6 | USED
KA0313:1 | WC8301 | PMG14C | WHT | 12 | 82.A7 | AT0140:50 PMG-B | GENERATOR PANEL | 82.A6 | USED
KA0313:8 | WC8301 | PMG14A | BLK | 12 | 82.A7 | AT0140:51 PMG-C | GENERATOR PANEL | 82.A6 | USED
FW140:2 | WC8301 | PMGS | SH | 12 | 82.A6 | XT0313:1 | GENERATOR PANEL | 82.A6 | USED
FU0113:LI | SC | FU0332 | WHT | 14 | 18.A4 | FU0335:LI | LEFT SIDE RAIL^JB72 | 19.A3 | USED
IEG0130:2 | SC | IEG01302 | GRN | 14 | 20.D2 | GR0120: | LEFT SIDE RAIL^JB72 | 20.D1 | USED
IEG0130:3 | SC | IEG01303 | GRN | 14 | 20.D4 | AF0123:SH | LEFT SIDE RAIL^JB72 | 20.D3 | USED
KA0121:A1 | SC | 012101 | WHT | 20 | 22.A5 | AF0121:01 | LEFT SIDE RAIL^JB72 | 22.A7 | USED
KA0121:A2 | SC | 012117 | WHT | 20 | 22.A5 | AF0121:17 | LEFT SIDE RAIL^JB72 | 22.A7 | USED
KA0123:A1 | SC | 012103 | WHT | 20 | 22.A5 | AF0121:03 | LEFT SIDE RAIL^JB72 | 22.A7 | USED
KA0123:A2 | SC | 012119 | WHT | 20 | 22.A5 | AF0121:19 | LEFT SIDE RAIL^JB72 | 22.A7 | USED
KA0128:A1 | SC | 012108 | WHT | 20 | 22.B5 | AF0121:08 | LEFT SIDE RAIL^JB72 | 22.B7 | USED
KA0128:A2 | SC | 012124 | WHT | 20 | 22.B5 | AF0121:24 | LEFT SIDE RAIL^JB72 | 22.B7 | USED
KA0310:11 | SC | 012202 | WHT | 20 | 24.B6 | AF0122:02 | LEFT SIDE RAIL^JB72 | 24.B7 | USED
KA0310:14 | SC | 012234 | WHT | 20 | 24.B6 | AF0122:34 | LEFT SIDE RAIL^JB72 | 24.B7 | USED
KA0330:11 | SC | 012200 | WHT | 20 | 24.A6 | AF0122:00 | LEFT SIDE RAIL^JB72 | 24.A7 | USED
KA0330:14 | SC | 012232 | WHT | 20 | 24.A6 | AF0122:32 | LEFT SIDE RAIL^JB72 | 24.A7 | USED
KA0331:11 | SC | 012201 | WHT | 20 | 24.A6 | AF0122:01 | LEFT SIDE RAIL^JB72 | 24.A7 | USED
KA0331:14 | SC | 012233 | WHT | 20 | 24.A6 | AF0122:33 | LEFT SIDE RAIL^JB72 | 24.A7 | USED
KA0336:11 | SC | 012114 | WHT | 20 | 66.A5 | AF0121:14 | LEFT SIDE RAIL^JB72 | 66.A6 | USED
KA0336:21 | SC | 012102 | WHT | 20 | 67.A5 | AF0121:02 | LEFT SIDE RAIL^JB72 | 67.A6 | USED
KA4100:A2 | SC | 012130 | WHT | 20 | 66.B6 | AF0121:30 | LEFT SIDE RAIL^JB72 | 66.A6 | USED
KA4300:A2 | SC | 012118 | WHT | 20 | 67.B6 | AF0121:18 | LEFT SIDE RAIL^JB72 | 67.A6 | USED
XT0130:1 | SC | FU0332 | WHT | 14 | 20.A5 | FU0120:LI | LEFT SIDE RAIL^JB72 | 20.D1 | USED
XT0130:1 | SC | FU0332 | WHT | 14 | 20.A5 | FU0332:LD | LEFT SIDE RAIL^JB72 | 19.B3 | USED
XT0130:2 | SC | 0V | WHT | 14 | 20.A5 | XT0120:1 | LEFT SIDE RAIL^JB72 | 20.D1 | USED
XT0332:1 | SC | FU0136 | WHT | 12 | 19.B2 | FU0332:LI | LEFT SIDE RAIL^JB72 | 19.B3 | USED
XT0335:1 | SC | FU0333 | WHT | 16 | 19.B4 | FU0333:LD | LEFT SIDE RAIL^JB72 | 19.B3 | USED
XT0335:2 | SC | FU0334 | WHT | 14 | 19.B4 | FU0334:LD | LEFT SIDE RAIL^JB72 | 19.B3 | USED
XT0335:3 | SC | FU0335 | WHT | 14 | 19.A4 | FU0335:LD | LEFT SIDE RAIL^JB72 | 19.A3 | USED
AT0140:P2 | WC0012 | AU0120L2 | ENET | CABLE | 20.D5 | AU0120:L2 | LEFT SIDE RAIL^JB72 | 20.C1 | USED
AF0450:L2 | WC0045 | AF0450L2 | ENET | CABLE | 18.B3 | AU0120:L1 | LEFT SIDE RAIL^JB72 | 20.C1 | USED
FU0180:LD | SC | FU0180 | WHT | 16 | 21.B1 | AU0180:V+ | RIGHT SIDE RAIL^JB72 | 21.A2 | USED
FU0181:LD | SC | FU0181 | WHT | 16 | 21.B1 | AF0181:V+ | RIGHT SIDE RAIL^JB72 | 21.B2 | USED
FU0182:LD | SC | FU0182 | WHT | 16 | 21.B1 | AF0182:V+ | RIGHT SIDE RAIL^JB72 | 21.B3 | USED
IEG0130:4 | SC | GR0180 | GRN | 14 | 5.B4 | GR0180: | RIGHT SIDE RAIL^JB72 | 5.B4 | USED
IEG0130:5 | SC | IEG01305 | GRN | 14 | 21.B5 | AF0184:SH | RIGHT SIDE RAIL^JB72 | 21.B4 | USED
KA0180:A1 | SC | 018100 | WHT | 20 | 25.A5 | AF0181:00 | RIGHT SIDE RAIL^JB72 | 25.A7 | USED
KA0180:A2 | SC | 018116 | WHT | 20 | 25.A5 | AF0181:16 | RIGHT SIDE RAIL^JB72 | 25.A7 | USED
KA0181:A1 | SC | 018102 | WHT | 20 | 101.C5 | AF0181:02 | RIGHT SIDE RAIL^JB72 | 101.C7 | USED
KA0181:A2 | SC | 018118 | WHT | 20 | 101.C5 | AF0181:18 | RIGHT SIDE RAIL^JB72 | 101.C7 | USED
KA0185:A1 | SC | 018110 | WHT | 20 | 25.A5 | AF0181:10 | RIGHT SIDE RAIL^JB72 | 25.A7 | USED
XT0180:1 | SC | 0V | WHT | 16 | 21.B1 | AU0180:COM | RIGHT SIDE RAIL^JB72 | 21.A2 | USED
XT0180:2 | SC | 0V | WHT | 16 | 21.B1 | AF0182:COM | RIGHT SIDE RAIL^JB72 | 21.B3 | USED
XT0180:2 | SC | 0V | WHT | 16 | 21.B1 | AF0181:COM | RIGHT SIDE RAIL^JB72 | 21.B2 | USED
XT0338:2 | SC | 018126 | WHT | 20 | 25.A5 | AF0181:26 | RIGHT SIDE RAIL^JB72 | 25.A7 | USED
AT0140:P1 | WC0014 | AT0140L2 | ENET | CABLE | 20.D5 | AU0180:L1 | RIGHT SIDE RAIL^JB72 | 21.A2 | USED
XT0332:1 | WC8019 | FU0136 | 3 | 12 | 19.B2 | XT0138:3 | TURBINE PANEL A^JB70 | 13.A3 | USED
XT0334:1 | WC8019 | 0V | 2 | 12 | 19.C2 | XT0134:3 | TURBINE PANEL A^JB70 | 13.B3 | USED
XT0334:2 | WC8019 | KA0231A1 | 4 | 12 | 19.C2 | XT0136:10 | TURBINE PANEL A^JB70 | 14.B5 | USED
KA0182:A1 | SC | 007614 | WHT | 20 | 101.C5 | AF0076:14 | TURBINE PANEL B^JB70 | 101.C7 | USED
KA0182:A2 | SC | 007630 | WHT | 20 | 101.C5 | AF0076:30 | TURBINE PANEL B^JB70 | 101.C7 | USED
KA0183:A1 | SC | 007615 | WHT | 20 | 101.D5 | AF0076:15 | TURBINE PANEL B^JB70 | 101.D7 | USED
KA0183:A2 | SC | 007631 | WHT | 20 | 101.D5 | AF0076:31 | TURBINE PANEL B^JB70 | 101.D7 | USED
AF0410:L1 | WC0006 | AU0060L2 | ENET | CABLE | 18.B5 | AU0060:L2 | TURBINE PANEL B^JB70 | 10.C2 | USED
XT0336:1 | WC8019 | ESTOP | 1 | 12 | 19.C4 | XT0240:5 | TURBINE PANEL B^JB70 | 15.B3 | USED
SolarTools ver. 24.0.84.24712 (Jul 31, 2025)
Report date: 1/9/2026 11:42 AM

## JB70
JB70
Project # | 4K911
Project Name | ERGON REFINING INC
Revision | A
Controls DE | A. MADDI
Phone: | 0
Controls ME
Phone:
From | [5 empty] | To
Device ID | Cable (W) Conductor (SC) Jumper Clip (JC) | Wire No. | Wire ID | Gauge/Size | Page/Zone | Device ID | Location | Page/Zone
AT0170:1 | SC | UV01705 | WHT | 14 | 11.A5 | UV0170:5(+) | JB70 | 11.A3 | USED
AT0170:2 | SC | UV01706 | WHT | 14 | 11.A5 | UV0170:6(-) | JB70 | 11.A3 | USED
AT0170:3 | SC | UV01707 | WHT | 14 | 11.A5 | UV0170:7(+) | JB70 | 11.A3 | USED
AT0170:4 | SC | UV01708 | WHT | 14 | 11.A5 | UV0170:8(-) | JB70 | 11.A3 | USED
AT0170:GND | SC | AT0170G | GRN/YEL | 14 | 11.A5 | FRAME | JB70 | 11.B6 | USED
UV0170:GND | SC | UV0170G | GRN/YEL | 14 | 11.A3 | FRAME | JB70 | 11.B4 | USED
AT0170:11 | SC | SA0170B113 | WHT | 20 | 27.A6 | XT0170:11 | LEFT SIDE RAIL^JB70 | 27.A6 | USED
AT0170:12 | SC | SA0170B114 | WHT | 20 | 27.A6 | XT0170:12 | LEFT SIDE RAIL^JB70 | 27.A6 | USED
AT0170:25 | SC | AT017025 | WHT | 20 | 11.B3 | KA0172:A1 | LEFT SIDE RAIL^JB70 | 11.B2 | USED
AT0170:31 | SC | AT017031 | WHT | 20 | 11.C3 | KA0174:A1 | LEFT SIDE RAIL^JB70 | 11.C2 | USED
AT0170:45 | SC | AT017045 | WHT | 20 | 85.D6 | XT0170:5 | LEFT SIDE RAIL^JB70 | 85.D5 | USED
AT0170:46 | SC | AT017046 | WHT | 20 | 85.D6 | XT0170:6 | LEFT SIDE RAIL^JB70 | 85.D5 | USED
HL0171:X1 | SC | HL0171X1 | WHT | 20 | 27.B1 | XT0171:9 | LEFT SIDE RAIL^JB70 | 27.B6 | USED
HL0171:X2 | SC | HL0171X2 | WHT | 20 | 27.B1 | XT0171:7 | LEFT SIDE RAIL^JB70 | 27.B5 | USED
HL0172:X1 | SC | HL0172X1 | WHT | 20 | 27.C1 | XT0171:12 | LEFT SIDE RAIL^JB70 | 27.C6 | USED
HL0172:X2 | SC | HL0172X2 | WHT | 20 | 27.C1 | XT0171:10 | LEFT SIDE RAIL^JB70 | 27.C5 | USED
HL0173:X1 | SC | HL0173X1 | WHT | 20 | 27.C1 | XT0171:15 | LEFT SIDE RAIL^JB70 | 27.C6 | USED
HL0173:X2 | SC | HL0173X2 | WHT | 20 | 27.C1 | XT0171:13 | LEFT SIDE RAIL^JB70 | 27.C5 | USED
SA0170:B1-13 | SC | SA0170B113 | WHT | 20 | 27.A1 | XT0170:11 | LEFT SIDE RAIL^JB70 | 27.A6 | USED
SA0170:B1-14 | SC | SA0170B114 | WHT | 20 | 27.A1 | XT0170:12 | LEFT SIDE RAIL^JB70 | 27.A6 | USED
SA0170:B2-13 | SC | AT01754P1 | WHT | 20 | 27.A1 | AT0175:4P1 | LEFT SIDE RAIL^JB70 | 11.B5 | USED
SA0170:B2-14 | SC | SA0170B214 | WHT | 20 | 27.A1 | KA6510:A1 | LEFT SIDE RAIL^JB70 | 27.A5 | USED
SB0170:13 | SC | SB017013 | WHT | 20 | 27.B1 | XT0171:5 | LEFT SIDE RAIL^JB70 | 27.B6 | USED
SB0170:14 | SC | SB017014 | WHT | 20 | 27.B1 | XT0171:6 | LEFT SIDE RAIL^JB70 | 27.B6 | USED
UV0170:1(+) | SC | FU0170 | WHT | 14 | 11.A3 | XT0170:2 | LEFT SIDE RAIL^JB70 | 11.A2 | USED
UV0170:10(-) | SC | UV017010 | WHT | 14 | 11.A3 | AT0175:2P1 | LEFT SIDE RAIL^JB70 | 11.B5 | USED
UV0170:11(+) | SC | UV017011 | WHT | 14 | 11.A3 | AT0176:1P1 | LEFT SIDE RAIL^JB70 | 11.C5 | USED
UV0170:12(-) | SC | UV017012 | WHT | 14 | 11.A3 | AT0176:2P1 | LEFT SIDE RAIL^JB70 | 11.C5 | USED
UV0170:13(+) | SC | LON0P | WHT | 14 | 87.B7 | XT0170:18 | LEFT SIDE RAIL^JB70 | 87.A6 | USED
UV0170:14(-) | SC | LON0N | WHT | 14 | 87.B7 | XT0170:19 | LEFT SIDE RAIL^JB70 | 87.A6 | USED
UV0170:15(+) | SC | LON2P | WHT | 14 | 87.B7 | XT0170:21 | LEFT SIDE RAIL^JB70 | 87.D6 | USED
UV0170:16(-) | SC | LON2N | WHT | 14 | 87.B7 | XT0170:22 | LEFT SIDE RAIL^JB70 | 87.D6 | USED
UV0170:2(-) | SC | 0V | WHT | 14 | 11.A3 | XT0170:3 | LEFT SIDE RAIL^JB70 | 11.A2 | USED
UV0170:3(+) | SC | FU0170 | WHT | 14 | 11.A3 | XT0170:2 | LEFT SIDE RAIL^JB70 | 11.A2 | USED
UV0170:4(-) | SC | 0V | WHT | 14 | 11.A3 | XT0170:3 | LEFT SIDE RAIL^JB70 | 11.A2 | USED
UV0170:9(+) | SC | UV01709 | WHT | 14 | 11.A3 | AT0175:1P1 | LEFT SIDE RAIL^JB70 | 11.B5 | USED
AT0170:53 | WC5018 | LON2A | CLR | 16 | 87.D6 | XT0172:16 | LEFT SIDE RAIL^JB70 | 87.D6 | USED
AT0170:52 | WC5018 | LON2B | BLK | 16 | 87.D6 | XT0172:17 | LEFT SIDE RAIL^JB70 | 87.D6 | USED
AT0170:51 | WC5018 | LON2S1 | SH | 16 | 87.D6 | XT0172:18 | LEFT SIDE RAIL^JB70 | 87.D6 | USED
HA0472:BLK-1 | WC5072 | 0V | 1 | 18 | 27.D1 | XT0170:14 | LEFT SIDE RAIL^JB70 | 27.D5 | USED
HA0472:BLK-2 | WC5072 | HA04722 | 2 | 18 | 27.D1 | XT0170:13 | LEFT SIDE RAIL^JB70 | 27.D5 | USED
AT0170:50 | WC8069 | AT017050 | CLR | 16 | 11.A7 | AT0175:4P2 | LEFT SIDE RAIL^JB70 | 11.A7 | USED
AT0170:49 | WC8069 | AT017049 | BLK | 16 | 11.A7 | AT0175:5P2 | LEFT SIDE RAIL^JB70 | 11.A7 | USED
AT0170:48 | WC8069 | AT017048 | SH | 16 | 11.A7 | AT0175:6P2 | LEFT SIDE RAIL^JB70 | 11.A7 | USED
AT0170:L2 | WC9017 | AT0170L2 | ENET | CABLE | 11.A5 | AP0602:L1 | PLC PANEL^JB70 | 6.A3 | USED
AT1100:GND | SC | PEG01304 | GRN/YEL | 14 | 31.D3 | PEG0130:4 | TURBINE PANEL A^JB70 | 31.D6 | USED
SA0472:B1-13 | SC | SA0472B113 | WHT | 20 | 29.C1 | AF0091:47 | TURBINE PANEL A^JB70 | 29.C7 | USED
SA0472:B1-14 | SC | SA0472B114 | WHT | 20 | 29.C1 | AF0091:15 | TURBINE PANEL A^JB70 | 29.C7 | USED
SA0472:B2-13 | SC | SA0472B213 | WHT | 20 | 29.C1 | AF0091:46 | TURBINE PANEL A^JB70 | 29.C7 | USED
SA0472:B2-14 | SC | SA0472B214 | WHT | 20 | 29.C1 | AF0091:14 | TURBINE PANEL A^JB70 | 29.C7 | USED
SA0473:11 | SC | SA0473W-B2 | WHT | 20 | 30.A1 | AF0087:45 | TURBINE PANEL A^JB70 | 30.A6 | USED
SA0473:12 | SC | SA0473W-B1 | WHT | 20 | 30.A1 | AF0087:13 | TURBINE PANEL A^JB70 | 30.A6 | USED
SA0473:13 | SC | SA0473B-B2 | WHT | 20 | 30.A1 | AF0087:46 | TURBINE PANEL A^JB70 | 30.A6 | USED
SA0473:14 | SC | SA0473B-B1 | WHT | 20 | 30.A1 | AF0087:14 | TURBINE PANEL A^JB70 | 30.A6 | USED
AT0170:24 | SC | FU0139 | WHT | 20 | 11.B3 | XT0240:12 | TURBINE PANEL B^JB70 | 15.C4 | USED
AT0170:26 | SC | KA0243A1 | WHT | 20 | 11.B3 | XT0240:7 | TURBINE PANEL B^JB70 | 15.C3 | USED
AT0170:30 | SC | FU0139 | WHT | 20 | 11.C3 | XT0240:12 | TURBINE PANEL B^JB70 | 15.C4 | USED
AT0170:32 | SC | KA0245A1 | WHT | 20 | 11.C3 | XT0240:8 | TURBINE PANEL B^JB70 | 15.D3 | USED
AT1100:NEG | SC | 0V | WHT | 14 | 31.D3 | XT0291:2 | TURBINE PANEL B^JB70 | 31.D5 | USED
AT0170:L1 | WC0010 | BA1100L2 | ENET | CABLE | 11.A5 | BA1100:L2 | TURBINE PANEL B^JB70 | 31.D1 | USED
AT1100:L1 | WC0101 | BA1100DEVICE | ENET | CABLE | 31.D3 | BA1100:DEVICE | TURBINE PANEL B^JB70 | 31.D1 | USED
SolarTools ver. 24.0.84.24712 (Jul 31, 2025)
Report date: 1/9/2026 11:42 AM

## LEFT SIDE RAIL^JB70
LEFT SIDE RAIL^JB70
Project # | 4K911
Project Name | ERGON REFINING INC
Revision | A
Controls DE | A. MADDI
Phone: | 0
Controls ME
Phone:
From | [5 empty] | To
Device ID | Cable (W) Conductor (SC) Jumper Clip (JC) | Wire No. | Wire ID | Gauge/Size | Page/Zone | Device ID | Location | Page/Zone
XT0170:1 | JC | FU0170 | CLIP | --- | 11.A2 | XT0170:2 | LEFT SIDE RAIL^JB70 | 11.A2 | USED
XT0170:3 | JC | 0V | CLIP | --- | 11.A2 | XT0170:4 | LEFT SIDE RAIL^JB70 | 11.A2 | USED
KA6510:12 | SC | KA651012 | WHT | 20 | 88.A6 | AT0175:11 | LEFT SIDE RAIL^JB70 | 88.A6 | USED
AT0175:14 | SC | AT017514 | LEAD | --- | 88.A6 | RR0175S5: -10K OHM | LEFT SIDE RAIL^JB70 | 88.A6 | USED
AT0175:15 | SC | AT017515 | LEAD | --- | 88.A6 | RR0175S5: -10K OHM | LEFT SIDE RAIL^JB70 | 88.A6 | USED
AT0175:17 | SC | VD0175A | WHT | 20 | 27.B6 | XT0171:8 | LEFT SIDE RAIL^JB70 | 27.B6 | USED
AT0175:18 | SC | HL0171X1 | WHT | 20 | 27.B6 | XT0171:9 | LEFT SIDE RAIL^JB70 | 27.B6 | USED
AT0175:2 | SC | SB017013 | WHT | 20 | 27.B6 | XT0171:5 | LEFT SIDE RAIL^JB70 | 27.B6 | USED
AT0175:20 | SC | VD0175I | WHT | 20 | 27.C6 | XT0171:11 | LEFT SIDE RAIL^JB70 | 27.C6 | USED
AT0175:21 | SC | HL0172X1 | WHT | 20 | 27.C6 | XT0171:12 | LEFT SIDE RAIL^JB70 | 27.C6 | USED
AT0175:23 | SC | VD0175D | WHT | 20 | 27.C6 | XT0171:14 | LEFT SIDE RAIL^JB70 | 27.C6 | USED
AT0175:24 | SC | HL0173X1 | WHT | 20 | 27.C6 | XT0171:15 | LEFT SIDE RAIL^JB70 | 27.C6 | USED
AT0175:3 | SC | SB017014 | WHT | 20 | 27.B6 | XT0171:6 | LEFT SIDE RAIL^JB70 | 27.B6 | USED
KA6510:A2 | SC | KA6510A2 | WHT | 20 | 11.B5 | AT0175:5P1 | LEFT SIDE RAIL^JB70 | 27.A5 | USED
AT0175:GND | SC | AT0175G | GRN/YEL | 14 | 11.B5 | FRAME | LEFT SIDE RAIL^JB70 | 11.C6 | USED
AT0176:11 | SC | AT017611 | LEAD | --- | 88.B6 | RR0176S4: -10K OHM | LEFT SIDE RAIL^JB70 | 88.B6 | USED
AT0176:12 | SC | AT017612 | LEAD | --- | 88.B6 | RR0176S4: -10K OHM | LEFT SIDE RAIL^JB70 | 88.B6 | USED
AT0176:14 | SC | AT017614 | LEAD | --- | 88.D6 | RR0176S5: -10K OHM | LEFT SIDE RAIL^JB70 | 88.D6 | USED
AT0176:15 | SC | AT017615 | LEAD | --- | 88.D6 | RR0176S5: -10K OHM | LEFT SIDE RAIL^JB70 | 88.D6 | USED
KA6511:22 | SC | KA651122 | WHT | 20 | 88.C6 | AT0176:17 | LEFT SIDE RAIL^JB70 | 88.C6 | USED
AT0176:20 | SC | AT017620 | LEAD | --- | 88.C6 | RR0176S7: -10K OHM | LEFT SIDE RAIL^JB70 | 88.C6 | USED
AT0176:21 | SC | AT017621 | LEAD | --- | 88.C6 | RR0176S7: -10K OHM | LEFT SIDE RAIL^JB70 | 88.C6 | USED
AT0176:4P1 | SC | AT01764P1 | WHT | 14 | 11.C5 | AT0178:1P1 | LEFT SIDE RAIL^JB70 | 11.D5 | USED
AT0176:5P1 | SC | AT01765P1 | WHT | 14 | 11.C5 | AT0178:2P1 | LEFT SIDE RAIL^JB70 | 11.D5 | USED
AT0176:GND | SC | AT0176G | GRN/YEL | 14 | 11.C5 | FRAME | LEFT SIDE RAIL^JB70 | 11.C6 | USED
AT0178:20 | SC | ZS61P | WHT | 20 | 92.A6 | XT0170:24 | LEFT SIDE RAIL^JB70 | 92.A6 | USED
AT0178:21 | SC | ZS61S | WHT | 20 | 92.A6 | XT0170:25 | LEFT SIDE RAIL^JB70 | 92.A6 | USED
AT0178:23 | SC | VD0178 | WHT | 20 | 27.D6 | XT0170:16 | LEFT SIDE RAIL^JB70 | 27.D6 | USED
AT0178:24 | SC | KA0178A2 | WHT | 20 | 27.D6 | XT0170:17 | LEFT SIDE RAIL^JB70 | 27.D6 | USED
AT0178:GND | SC | AT0178G | GRN/YEL | 14 | 11.D5 | FRAME | LEFT SIDE RAIL^JB70 | 11.D6 | USED
FU0170:LD | SC | FU0170 | WHT | 14 | 11.A2 | XT0170:2 | LEFT SIDE RAIL^JB70 | 11.A2 | USED
GR0170: | SC | GR0170 | GRN/YEL | 14 | 11.A5 | FRAME | LEFT SIDE RAIL^JB70 | 11.A6 | USED
KA0172:11 | SC | KA017211 | WHT | 20 | 85.D6 | XT0170:7 | LEFT SIDE RAIL^JB70 | 85.D5 | USED
KA0172:12 | SC | KA017212 | WHT | 20 | 85.D6 | XT0170:8 | LEFT SIDE RAIL^JB70 | 85.D5 | USED
KA0172:A2 | SC | 0V | WHT | 20 | 11.B2 | KA0174:A2 | LEFT SIDE RAIL^JB70 | 11.C2 | USED
KA0172:A2 | SC | 0V | WHT | 20 | 11.B2 | XT0170:4 | LEFT SIDE RAIL^JB70 | 11.A2 | USED
KA0174:11 | SC | KA017411 | WHT | 20 | 85.D6 | XT0170:9 | LEFT SIDE RAIL^JB70 | 85.D5 | USED
KA0174:12 | SC | KA017412 | WHT | 20 | 85.D6 | XT0170:10 | LEFT SIDE RAIL^JB70 | 85.D5 | USED
KA0176:11 | SC | KA017611 | WHT | 20 | 97.A6 | XT0171:1 | LEFT SIDE RAIL^JB70 | 97.A5 | USED
KA0176:21 | SC | KA017621 | WHT | 20 | 97.C6 | XT0171:3 | LEFT SIDE RAIL^JB70 | 97.C5 | USED
KA0176:A2 | SC | 0V | WHT | 20 | 97.B5 | XT0170:3 | LEFT SIDE RAIL^JB70 | 11.A2 | USED
KA0178:A1 | SC | KA0178A1 | WHT | 20 | 27.D5 | XT0170:15 | LEFT SIDE RAIL^JB70 | 27.D5 | USED
KA0178:A2 | SC | KA0178A2 | WHT | 20 | 27.D5 | XT0170:17 | LEFT SIDE RAIL^JB70 | 27.D6 | USED
KA0875:11 | SC | HA04722 | WHT | 20 | 27.D6 | KA0178:11 | LEFT SIDE RAIL^JB70 | 27.D5 | USED
KA0875:11 | SC | HA04722 | WHT | 20 | 27.D6 | XT0170:13 | LEFT SIDE RAIL^JB70 | 27.D5 | USED
KA0875:14 | SC | FU0170 | WHT | 20 | 27.D6 | XT0170:1 | LEFT SIDE RAIL^JB70 | 11.A2 | USED
KA6510:A1 | SC | SA0170B214 | WHT | 20 | 27.A5 | KA6511:A1 | LEFT SIDE RAIL^JB70 | 27.A5 | USED
KA6510:A2 | SC | KA6510A2 | WHT | 20 | 27.A5 | KA6511:A2 | LEFT SIDE RAIL^JB70 | 27.A5 | USED
RR0175A: -10K OHM | SC | VD0175A | LEAD | --- | 27.B6 | XT0171:8 | LEFT SIDE RAIL^JB70 | 27.B6 | USED
RR0175A: -10K OHM | SC | HL0171X1 | LEAD | --- | 27.B6 | XT0171:9 | LEFT SIDE RAIL^JB70 | 27.B6 | USED
RR0175D: -10K OHM | SC | VD0175D | LEAD | --- | 27.C6 | XT0171:14 | LEFT SIDE RAIL^JB70 | 27.C6 | USED
RR0175D: -10K OHM | SC | HL0173X1 | LEAD | --- | 27.C6 | XT0171:15 | LEFT SIDE RAIL^JB70 | 27.C6 | USED
RR0175I: -10K OHM | SC | VD0175I | LEAD | --- | 27.C6 | XT0171:11 | LEFT SIDE RAIL^JB70 | 27.C6 | USED
RR0175I: -10K OHM | SC | HL0172X1 | LEAD | --- | 27.C6 | XT0171:12 | LEFT SIDE RAIL^JB70 | 27.C6 | USED
RR0175M: -10K OHM | SC | SB017013 | LEAD | --- | 27.B6 | XT0171:5 | LEFT SIDE RAIL^JB70 | 27.B6 | USED
RR0175M: -10K OHM | SC | SB017014 | LEAD | --- | 27.B6 | XT0171:6 | LEFT SIDE RAIL^JB70 | 27.B6 | USED
RR0178: -10K OHM | SC | VD0178 | LEAD | --- | 27.D6 | XT0170:16 | LEFT SIDE RAIL^JB70 | 27.D6 | USED
RR0178: -10K OHM | SC | KA0178A2 | LEAD | --- | 27.D6 | XT0170:17 | LEFT SIDE RAIL^JB70 | 27.D6 | USED
VD0175A:--1N4007 | SC | HL0171X2 | LEAD | --- | 27.B5 | XT0171:7 | LEFT SIDE RAIL^JB70 | 27.B5 | USED
VD0175A:+-1N4007 | SC | VD0175A | LEAD | --- | 27.B5 | XT0171:8 | LEFT SIDE RAIL^JB70 | 27.B6 | USED
VD0175D:--1N4007 | SC | HL0173X2 | LEAD | --- | 27.C5 | XT0171:13 | LEFT SIDE RAIL^JB70 | 27.C5 | USED
VD0175D:+-1N4007 | SC | VD0175D | LEAD | --- | 27.C5 | XT0171:14 | LEFT SIDE RAIL^JB70 | 27.C6 | USED
VD0175I:--1N4007 | SC | HL0172X2 | LEAD | --- | 27.C5 | XT0171:10 | LEFT SIDE RAIL^JB70 | 27.C5 | USED
VD0175I:+-1N4007 | SC | VD0175I | LEAD | --- | 27.C5 | XT0171:11 | LEFT SIDE RAIL^JB70 | 27.C6 | USED
VD0178:--1N4007 | SC | KA0178A1 | LEAD | --- | 27.D6 | XT0170:15 | LEFT SIDE RAIL^JB70 | 27.D5 | USED
VD0178:+-1N4007 | SC | VD0178 | LEAD | --- | 27.D6 | XT0170:16 | LEFT SIDE RAIL^JB70 | 27.D6 | USED
VD6211:--1N4007 | SC | KA017611 | LEAD | --- | 97.A5 | XT0171:1 | LEFT SIDE RAIL^JB70 | 97.A5 | USED
VD6211:+-1N4007 | SC | 009304 | LEAD | --- | 97.A5 | XT0171:2 | LEFT SIDE RAIL^JB70 | 97.A6 | USED
VD6221:--1N4007 | SC | KA017621 | LEAD | --- | 97.C5 | XT0171:3 | LEFT SIDE RAIL^JB70 | 97.C5 | USED
VD6221:+-1N4007 | SC | 009305 | LEAD | --- | 97.C5 | XT0171:4 | LEFT SIDE RAIL^JB70 | 97.C5 | USED
XT0170:14 | SC | 0V | WHT | 20 | 27.D5 | XT0170:4 | LEFT SIDE RAIL^JB70 | 11.A2 | USED
XT0170:4 | SC | 0V | WHT | 20 | 11.A2 | XT0172:5 | LEFT SIDE RAIL^JB70 | 95.A6 | USED
XT0172:13 | SC | FU0170 | WHT | 14 | 95.B6 | XT0172:7 | LEFT SIDE RAIL^JB70 | 95.D6 | USED
XT0172:14 | SC | 0V | WHT | 14 | 95.B6 | XT0172:8 | LEFT SIDE RAIL^JB70 | 95.D6 | USED
XT0172:15 | SC | LON1S2 | WHT | 14 | 95.B6 | XT0172:9 | LEFT SIDE RAIL^JB70 | 95.D6 | USED
XT0172:4 | SC | FU0170 | WHT | 14 | 95.A6 | XT0170:1 | LEFT SIDE RAIL^JB70 | 11.A2 | USED
XT0172:4 | SC | FU0170 | WHT | 14 | 95.A6 | XT0172:13 | LEFT SIDE RAIL^JB70 | 95.B6 | USED
XT0172:5 | SC | 0V | WHT | 14 | 95.A6 | XT0172:14 | LEFT SIDE RAIL^JB70 | 95.B6 | USED
XT0172:6 | SC | LON1S2 | WHT | 16 | 95.A6 | XT0172:15 | LEFT SIDE RAIL^JB70 | 95.B6 | USED
AT0178:1P2 | WC5500 | LON1A | CLR | 16 | 95.A6 | XT0172:1 | LEFT SIDE RAIL^JB70 | 95.A6 | USED
AT0178:2P2 | WC5500 | LON1B | BLK | 16 | 95.A6 | XT0172:2 | LEFT SIDE RAIL^JB70 | 95.A6 | USED
AT0178:3P2 | WC5500 | LON1S1 | SH | 16 | 95.A6 | XT0172:3 | LEFT SIDE RAIL^JB70 | 95.A6 | USED
AT0175:1P2 | WC8066 | AT01751P2 | CLR | 16 | 11.C7 | AT0176:4P2 | LEFT SIDE RAIL^JB70 | 11.C7 | USED
AT0175:2P2 | WC8066 | AT01752P2 | BLK | 16 | 11.C7 | AT0176:5P2 | LEFT SIDE RAIL^JB70 | 11.C7 | USED
AT0175:3P2 | WC8066 | AT01753P2 | SH | 16 | 11.C7 | AT0176:6P2 | LEFT SIDE RAIL^JB70 | 11.C7 | USED
AT0176:1P2 | WC8067 | AT01761P2 | CLR | 16 | 11.D7 | AT0178:4P2 | LEFT SIDE RAIL^JB70 | 11.D7 | USED
AT0176:2P2 | WC8067 | AT01762P2 | BLK | 16 | 11.D7 | AT0178:5P2 | LEFT SIDE RAIL^JB70 | 11.D7 | USED
AT0176:3P2 | WC8067 | AT01763P2 | SH | 16 | 11.D7 | AT0178:6P2 | LEFT SIDE RAIL^JB70 | 11.D7 | USED
AT0175:1P1 | SC | UV01709 | WHT | 14 | 11.B5 | UV0170:9(+) | JB70 | 11.A3 | USED
AT0175:2P1 | SC | UV017010 | WHT | 14 | 11.B5 | UV0170:10(-) | JB70 | 11.A3 | USED
AT0175:4P1 | SC | AT01754P1 | WHT | 20 | 11.B5 | SA0170:B2-13 | JB70 | 27.A1 | USED
AT0176:1P1 | SC | UV017011 | WHT | 14 | 11.C5 | UV0170:11(+) | JB70 | 11.A3 | USED
AT0176:2P1 | SC | UV017012 | WHT | 14 | 11.C5 | UV0170:12(-) | JB70 | 11.A3 | USED
KA0172:A1 | SC | AT017025 | WHT | 20 | 11.B2 | AT0170:25 | JB70 | 11.B3 | USED
KA0174:A1 | SC | AT017031 | WHT | 20 | 11.C2 | AT0170:31 | JB70 | 11.C3 | USED
KA6510:A1 | SC | SA0170B214 | WHT | 20 | 27.A5 | SA0170:B2-14 | JB70 | 27.A1 | USED
XT0170:11 | SC | SA0170B113 | WHT | 20 | 27.A6 | AT0170:11 | JB70 | 27.A6 | USED
XT0170:11 | SC | SA0170B113 | WHT | 20 | 27.A6 | SA0170:B1-13 | JB70 | 27.A1 | USED
XT0170:12 | SC | SA0170B114 | WHT | 20 | 27.A6 | AT0170:12 | JB70 | 27.A6 | USED
XT0170:12 | SC | SA0170B114 | WHT | 20 | 27.A6 | SA0170:B1-14 | JB70 | 27.A1 | USED
XT0170:18 | SC | LON0P | WHT | 14 | 87.A6 | UV0170:13(+) | JB70 | 87.B7 | USED
XT0170:19 | SC | LON0N | WHT | 14 | 87.A6 | UV0170:14(-) | JB70 | 87.B7 | USED
XT0170:2 | SC | FU0170 | WHT | 14 | 11.A2 | UV0170:3(+) | JB70 | 11.A3 | USED
XT0170:2 | SC | FU0170 | WHT | 14 | 11.A2 | UV0170:1(+) | JB70 | 11.A3 | USED
XT0170:21 | SC | LON2P | WHT | 14 | 87.D6 | UV0170:15(+) | JB70 | 87.B7 | USED
XT0170:22 | SC | LON2N | WHT | 14 | 87.D6 | UV0170:16(-) | JB70 | 87.B7 | USED
XT0170:3 | SC | 0V | WHT | 14 | 11.A2 | UV0170:4(-) | JB70 | 11.A3 | USED
XT0170:3 | SC | 0V | WHT | 14 | 11.A2 | UV0170:2(-) | JB70 | 11.A3 | USED
XT0170:5 | SC | AT017045 | WHT | 20 | 85.D5 | AT0170:45 | JB70 | 85.D6 | USED
XT0170:6 | SC | AT017046 | WHT | 20 | 85.D5 | AT0170:46 | JB70 | 85.D6 | USED
XT0171:10 | SC | HL0172X2 | WHT | 20 | 27.C5 | HL0172:X2 | JB70 | 27.C1 | USED
XT0171:12 | SC | HL0172X1 | WHT | 20 | 27.C6 | HL0172:X1 | JB70 | 27.C1 | USED
XT0171:13 | SC | HL0173X2 | WHT | 20 | 27.C5 | HL0173:X2 | JB70 | 27.C1 | USED
XT0171:15 | SC | HL0173X1 | WHT | 20 | 27.C6 | HL0173:X1 | JB70 | 27.C1 | USED
XT0171:5 | SC | SB017013 | WHT | 20 | 27.B6 | SB0170:13 | JB70 | 27.B1 | USED
XT0171:6 | SC | SB017014 | WHT | 20 | 27.B6 | SB0170:14 | JB70 | 27.B1 | USED
XT0171:7 | SC | HL0171X2 | WHT | 20 | 27.B5 | HL0171:X2 | JB70 | 27.B1 | USED
XT0171:9 | SC | HL0171X1 | WHT | 20 | 27.B6 | HL0171:X1 | JB70 | 27.B1 | USED
XT0172:16 | WC5018 | LON2A | CLR | 16 | 87.D6 | AT0170:53 | JB70 | 87.D6 | USED
XT0172:17 | WC5018 | LON2B | BLK | 16 | 87.D6 | AT0170:52 | JB70 | 87.D6 | USED
XT0172:18 | WC5018 | LON2S1 | SH | 16 | 87.D6 | AT0170:51 | JB70 | 87.D6 | USED
XT0170:14 | WC5072 | 0V | 1 | 18 | 27.D5 | HA0472:BLK-1 | JB70 | 27.D1 | USED
XT0170:13 | WC5072 | HA04722 | 2 | 18 | 27.D5 | HA0472:BLK-2 | JB70 | 27.D1 | USED
AT0175:4P2 | WC8069 | AT017050 | CLR | 16 | 11.A7 | AT0170:50 | JB70 | 11.A7 | USED
AT0175:5P2 | WC8069 | AT017049 | BLK | 16 | 11.A7 | AT0170:49 | JB70 | 11.A7 | USED
AT0175:6P2 | WC8069 | AT017048 | SH | 16 | 11.A7 | AT0170:48 | JB70 | 11.A7 | USED
FU0170:LI | SC | FU0136 | WHT | 12 | 11.A2 | XT0138:2 | TURBINE PANEL A^JB70 | 13.A3 | USED
KA0176:14 | SC | 009336 | WHT | 20 | 97.A6 | AF0093:36 | TURBINE PANEL A^JB70 | 97.A7 | USED
KA0176:24 | SC | 009337 | WHT | 20 | 97.C6 | AF0093:37 | TURBINE PANEL A^JB70 | 97.C7 | USED
KA0176:A1 | SC | KA014422 | WHT | 20 | 97.B5 | KA0144:22 | TURBINE PANEL A^JB70 | 97.A6 | USED
KA0875:A1 | SC | 009212 | WHT | 20 | 11.D2 | AF0092:12 | TURBINE PANEL A^JB70 | 11.D3 | USED
KA0875:A2 | SC | 009228 | WHT | 20 | 11.D2 | AF0092:28 | TURBINE PANEL A^JB70 | 11.D3 | USED
XT0170:3 | SC | 0V | WHT | 12 | 11.A2 | XT0134:2 | TURBINE PANEL A^JB70 | 13.B3 | USED
XT0171:2 | SC | 009304 | WHT | 20 | 97.A6 | AF0093:04 | TURBINE PANEL A^JB70 | 97.A7 | USED
XT0171:4 | SC | 009305 | WHT | 20 | 97.C5 | AF0093:05 | TURBINE PANEL A^JB70 | 97.C7 | USED
KA0178:14 | SC | KA017814 | WHT | 20 | 27.D5 | KA0232:11 | TURBINE PANEL B^JB70 | 27.D6 | USED
KA0875:14 | SC | FU0170 | WHT | 20 | 27.D6 | KA0232:12 | TURBINE PANEL B^JB70 | 27.D6 | USED
XT0170:2 | SC | FU0170 | WHT | 20 | 11.A2 | KA0232:21 | TURBINE PANEL B^JB70 | 97.A6 | USED
XT0171:1 | SC | KA017611 | WHT | 20 | 97.A5 | KA0246:11 | TURBINE PANEL B^JB70 | 97.A5 | USED
XT0171:3 | SC | KA017621 | WHT | 20 | 97.C5 | KA0244:21 | TURBINE PANEL B^JB70 | 97.C5 | USED
SolarTools ver. 24.0.84.24712 (Jul 31, 2025)
Report date: 1/9/2026 11:42 AM

## LEFT SIDE RAIL^JB72
LEFT SIDE RAIL^JB72
Project # | 4K911
Project Name | ERGON REFINING INC
Revision | A
Controls DE | A. MADDI
Phone: | 0
Controls ME
Phone:
From | [5 empty] | To
Device ID | Cable (W) Conductor (SC) Jumper Clip (JC) | Wire No. | Wire ID | Gauge/Size | Page/Zone | Device ID | Location | Page/Zone
XT0120:1 | JC | 0V | CLIP | --- | 20.D1 | XT0120:2 | LEFT SIDE RAIL^JB72 | 20.D1 | USED
AF0122:06 | SC | JP1 | VIO | 20 | 24.C7 | AF0122:38 | LEFT SIDE RAIL^JB72 | 24.C7 | USED
AF0121:COM | SC | 0V | WHT | 14 | 20.D2 | XT0120:2 | LEFT SIDE RAIL^JB72 | 20.D1 | USED
AF0121:J | SC | * |  |  | 20.D2 | AF0122:P | LEFT SIDE RAIL^JB72 | 20.D3 | USED
AF0121:P | SC | * |  |  | 20.D2 | AU0120: | LEFT SIDE RAIL^JB72 | 20.C1 | USED
AF0121:V+ | SC | FU0121 | WHT | 14 | 20.D2 | FU0121:LD | LEFT SIDE RAIL^JB72 | 20.D1 | USED
AF0122:09 | SC | 012209 | WHT | 20 | 26.A6 | XT0120:4 | LEFT SIDE RAIL^JB72 | 26.A6 | USED
AF0122:41 | SC | 012241 | WHT | 20 | 26.A6 | XT0120:3 | LEFT SIDE RAIL^JB72 | 26.A6 | USED
AF0122:COM | SC | AF0122N | WHT | 20 | 20.D3 | AF0123:COM | LEFT SIDE RAIL^JB72 | 20.D3 | USED
AF0122:COM | SC | AU0120N | WHT | 20 | 20.D3 | AU0120:COM | LEFT SIDE RAIL^JB72 | 20.C1 | USED
AF0122:J | SC | * |  |  | 20.D3 | AF0123:P | LEFT SIDE RAIL^JB72 | 20.D3 | USED
AF0122:V+ | SC | AF0122P | WHT | 20 | 20.D3 | AF0123:V+ | LEFT SIDE RAIL^JB72 | 20.D3 | USED
AF0122:V+ | SC | AU0120P | WHT | 20 | 20.D3 | AU0120:V+ | LEFT SIDE RAIL^JB72 | 20.C1 | USED
AU0120:COM | SC | 0V | WHT | 14 | 20.C1 | XT0120:1 | LEFT SIDE RAIL^JB72 | 20.D1 | USED
AU0120:V+ | SC | FU0120 | WHT | 14 | 20.C1 | FU0120:LD | LEFT SIDE RAIL^JB72 | 20.D1 | USED
FU0120:LI | SC | FU0332 | WHT | 14 | 20.D1 | FU0121:LI | LEFT SIDE RAIL^JB72 | 20.D1 | USED
FU0332:LD | SC | FU0332 | WHT | 14 | 19.B3 | FU0333:LI | LEFT SIDE RAIL^JB72 | 19.B3 | USED
FU0333:LI | SC | FU0332 | WHT | 14 | 19.B3 | FU0334:LI | LEFT SIDE RAIL^JB72 | 19.B3 | USED
FU0334:LI | SC | FU0332 | WHT | 14 | 19.B3 | FU0335:LI | LEFT SIDE RAIL^JB72 | 19.A3 | USED
AF0121:01 | SC | 012101 | WHT | 20 | 22.A7 | KA0121:A1 | GENERATOR PANEL | 22.A5 | USED
AF0121:02 | SC | 012102 | WHT | 20 | 67.A6 | KA0336:21 | GENERATOR PANEL | 67.A5 | USED
AF0121:03 | SC | 012103 | WHT | 20 | 22.A7 | KA0123:A1 | GENERATOR PANEL | 22.A5 | USED
AF0121:08 | SC | 012108 | WHT | 20 | 22.B7 | KA0128:A1 | GENERATOR PANEL | 22.B5 | USED
AF0121:14 | SC | 012114 | WHT | 20 | 66.A6 | KA0336:11 | GENERATOR PANEL | 66.A5 | USED
AF0121:17 | SC | 012117 | WHT | 20 | 22.A7 | KA0121:A2 | GENERATOR PANEL | 22.A5 | USED
AF0121:18 | SC | 012118 | WHT | 20 | 67.A6 | KA4300:A2 | GENERATOR PANEL | 67.B6 | USED
AF0121:19 | SC | 012119 | WHT | 20 | 22.A7 | KA0123:A2 | GENERATOR PANEL | 22.A5 | USED
AF0121:24 | SC | 012124 | WHT | 20 | 22.B7 | KA0128:A2 | GENERATOR PANEL | 22.B5 | USED
AF0121:30 | SC | 012130 | WHT | 20 | 66.A6 | KA4100:A2 | GENERATOR PANEL | 66.B6 | USED
AF0122:00 | SC | 012200 | WHT | 20 | 24.A7 | KA0330:11 | GENERATOR PANEL | 24.A6 | USED
AF0122:01 | SC | 012201 | WHT | 20 | 24.A7 | KA0331:11 | GENERATOR PANEL | 24.A6 | USED
AF0122:02 | SC | 012202 | WHT | 20 | 24.B7 | KA0310:11 | GENERATOR PANEL | 24.B6 | USED
AF0122:32 | SC | 012232 | WHT | 20 | 24.A7 | KA0330:14 | GENERATOR PANEL | 24.A6 | USED
AF0122:33 | SC | 012233 | WHT | 20 | 24.A7 | KA0331:14 | GENERATOR PANEL | 24.A6 | USED
AF0122:34 | SC | 012234 | WHT | 20 | 24.B7 | KA0310:14 | GENERATOR PANEL | 24.B6 | USED
AF0123:SH | SC | IEG01303 | GRN | 14 | 20.D3 | IEG0130:3 | GENERATOR PANEL | 20.D4 | USED
FU0120:LI | SC | FU0332 | WHT | 14 | 20.D1 | XT0130:1 | GENERATOR PANEL | 20.A5 | USED
FU0332:LD | SC | FU0332 | WHT | 14 | 19.B3 | XT0130:1 | GENERATOR PANEL | 20.A5 | USED
FU0332:LI | SC | FU0136 | WHT | 12 | 19.B3 | XT0332:1 | GENERATOR PANEL | 19.B2 | USED
FU0333:LD | SC | FU0333 | WHT | 16 | 19.B3 | XT0335:1 | GENERATOR PANEL | 19.B4 | USED
FU0334:LD | SC | FU0334 | WHT | 14 | 19.B3 | XT0335:2 | GENERATOR PANEL | 19.B4 | USED
FU0335:LD | SC | FU0335 | WHT | 14 | 19.A3 | XT0335:3 | GENERATOR PANEL | 19.A4 | USED
FU0335:LI | SC | FU0332 | WHT | 14 | 19.A3 | FU0113:LI | GENERATOR PANEL | 18.A4 | USED
GR0120: | SC | IEG01302 | GRN | 14 | 20.D1 | IEG0130:2 | GENERATOR PANEL | 20.D2 | USED
XT0120:1 | SC | 0V | WHT | 14 | 20.D1 | XT0130:2 | GENERATOR PANEL | 20.A5 | USED
AU0120:L2 | WC0012 | AU0120L2 | ENET | CABLE | 20.C1 | AT0140:P2 | GENERATOR PANEL | 20.D5 | USED
AU0120:L1 | WC0045 | AF0450L2 | ENET | CABLE | 20.C1 | AF0450:L2 | GENERATOR PANEL | 18.B3 | USED
KA2162:A1 | SC | 009200 | WHT | 20 | 100.C5 | AF0092:00 | TURBINE PANEL A^JB70 | 100.C6 | USED
KA2162:A2 | SC | 009216 | WHT | 20 | 100.C5 | AF0092:16 | TURBINE PANEL A^JB70 | 100.C6 | USED
SolarTools ver. 24.0.84.24712 (Jul 31, 2025)
Report date: 1/9/2026 11:42 AM

## MEDIA CONVERTER
MEDIA CONVERTER
Project # | 4K911
Project Name | ERGON REFINING INC
Revision | A
Controls DE | A. MADDI
Phone: | 0
Controls ME
Phone:
From | [5 empty] | To
Device ID | Cable (W) Conductor (SC) Jumper Clip (JC) | Wire No. | Wire ID | Gauge/Size | Page/Zone | Device ID | Location | Page/Zone
BA0005:V1(-) | SC | 0V | WHT | 16 | 3.A6 | XT0003:2 | MEDIA CONVERTER | 3.A5 | USED
BA0005:V1(+) | SC | FU0005 | WHT | 16 | 3.A6 | FU0005:LD | MEDIA CONVERTER | 3.A5 | USED
BA0006:V1(-) | SC | 0V | WHT | 16 | 3.B6 | XT0003:4 | MEDIA CONVERTER | 3.B5 | USED
BA0006:V1(+) | SC | FU0006 | WHT | 16 | 3.B6 | FU0006:LD | MEDIA CONVERTER | 3.B5 | USED
FU0005:LI | SC | FU0210 | WHT | 16 | 3.A5 | XT0003:1 | MEDIA CONVERTER | 3.A5 | USED
FU0006:LI | SC | FU0210 | WHT | 16 | 3.B5 | XT0003:3 | MEDIA CONVERTER | 3.B5 | USED
GR1125: | SC | GR1125 | GRN/YEL | 14 | 5.D4 | FG1125:1 | MEDIA CONVERTER | 5.D4 | USED
SolarTools ver. 24.0.84.24712 (Jul 31, 2025)
Report date: 1/9/2026 11:42 AM

## PLC PANEL^JB70
PLC PANEL^JB70
Project # | 4K911
Project Name | ERGON REFINING INC
Revision | A
Controls DE | A. MADDI
Phone: | 0
Controls ME
Phone:
From | [5 empty] | To
Device ID | Cable (W) Conductor (SC) Jumper Clip (JC) | Wire No. | Wire ID | Gauge/Size | Page/Zone | Device ID | Location | Page/Zone
XT0001:3 | JC | FU0210 | CLIP | --- | 3.B3 | XT0001:4 | PLC PANEL^JB70 | 3.B3 | USED
XT0001:5 | JC | 0V | CLIP | --- | 3.B3 | XT0001:6 | PLC PANEL^JB70 | 3.B3 | USED
AR0600:IE1 | SC | UV0600G | GRN | 14 | 6.A1 | UV0600:GND | PLC PANEL^JB70 | 6.B2 | USED
AT0680:NEG | SC | 0V | WHT | 14 | 8.B4 | XT0680:2 | PLC PANEL^JB70 | 8.B3 | USED
AT0680:POS | SC | AT0680POS | WHT | 14 | 8.B4 | XT0680:1 | PLC PANEL^JB70 | 8.B3 | USED
BA0001:V1(-) | SC | 0V | WHT | 16 | 3.A2 | XT0001:2 | PLC PANEL^JB70 | 3.A3 | USED
BA0001:V1(+) | SC | FU0001 | WHT | 16 | 3.A2 | FU0001:LD | PLC PANEL^JB70 | 3.A3 | USED
BA0002:V1(-) | SC | 0V | WHT | 16 | 3.B2 | XT0001:5 | PLC PANEL^JB70 | 3.B3 | USED
BA0002:V1(+) | SC | FU0002 | WHT | 16 | 3.B2 | FU0002:LD | PLC PANEL^JB70 | 3.B3 | USED
FU0001:LI | SC | FU0210 | WHT | 16 | 3.A3 | XT0001:1 | PLC PANEL^JB70 | 3.A3 | USED
FU0002:LI | SC | FU0210 | WHT | 16 | 3.B3 | XT0001:4 | PLC PANEL^JB70 | 3.B3 | USED
FU0680:LD | SC | AT0680POS | WHT | 14 | 8.B2 | XT0680:1 | PLC PANEL^JB70 | 8.B3 | USED
AP0602:L2 | WC0001 | AP0602L2 | ENET | CABLE | 6.A3 | AP0603:L1 | PLC PANEL^JB70 | 6.A3 | USED
AP0609:L1 | WC0680 | AT0680LAN1 | ENET | CABLE | 6.A6 | AT0680:LAN1 | PLC PANEL^JB70 | 8.B4 | USED
AP0602:L1 | WC9017 | AT0170L2 | ENET | CABLE | 6.A3 | AT0170:L2 | JB70 | 11.A5 | USED
BA0002:RJ45 | WC0018 | AU0180L2 | ENET | CABLE | 3.B2 | AU0180:L2 | RIGHT SIDE RAIL^JB72 | 21.A2 | USED
UV0600:(-) | SC | 0V | WHT | 14 | 6.B2 | XT0135:1 | TURBINE PANEL A^JB70 | 13.B4 | USED
UV0600:(+) | SC | FU0010 | WHT | 14 | 6.B2 | FU0010:LD | TURBINE PANEL A^JB70 | 13.A5 | USED
AP0603:L2 | WC0003 | AP0603L2 | ENET | CABLE | 6.A3 | AU0090:L1 | TURBINE PANEL A^JB70 | 9.C1 | USED
AR0600:IE2 | SC | IEG02301 | GRN | 12 | 6.A1 | IEG0230:1 | TURBINE PANEL B^JB70 | 6.B6 | USED
FU0680:LI | SC | FU0210 | WHT | 14 | 8.B2 | XT0233:3 | TURBINE PANEL B^JB70 | 13.C4 | USED
GR0234: | SC | GR0234 | GRN | 14 | 5.A4 | IEG0230:12 | TURBINE PANEL B^JB70 | 5.A4 | USED
XT0001:1 | SC | FU0210 | WHT | 12 | 3.A3 | XT0233:3 | TURBINE PANEL B^JB70 | 13.C4 | USED
XT0001:2 | SC | 0V | WHT | 12 | 3.A3 | XT0235:3 | TURBINE PANEL B^JB70 | 13.D4 | USED
XT0001:3 | SC | FU0210 | WHT | 16 | 3.B3 | XT0005:1 | TURBINE PANEL B^JB70 | 4.A3 | USED
XT0001:4 | SC | FU0210 | WHT | 12 | 3.B3 | XT0233:3 | TURBINE PANEL B^JB70 | 13.C4 | USED
XT0001:5 | SC | 0V | WHT | 12 | 3.B3 | XT0235:3 | TURBINE PANEL B^JB70 | 13.D4 | USED
XT0001:6 | SC | 0V | WHT | 16 | 3.B3 | XT0005:2 | TURBINE PANEL B^JB70 | 4.A3 | USED
XT0680:2 | SC | 0V | WHT | 14 | 8.B3 | XT0235:3 | TURBINE PANEL B^JB70 | 13.D4 | USED
BA0001:RJ45 | WC9001 | BA0001RJ45 | ENET | CABLE | 3.A2 | BA1100:L1 | TURBINE PANEL B^JB70 | 31.D1 | USED
AT0680:LAN2 | WC9019 | BA0009RJ45 | ENET | CABLE | 8.B4 | BA0009:RJ45 | TURBINE PANEL B^JB70 | 4.A2 | USED
SolarTools ver. 24.0.84.24712 (Jul 31, 2025)
Report date: 1/9/2026 11:42 AM

## RIGHT SIDE RAIL^JB70
RIGHT SIDE RAIL^JB70
Project # | 4K911
Project Name | ERGON REFINING INC
Revision | A
Controls DE | A. MADDI
Phone: | 0
Controls ME
Phone:
From | [5 empty] | To
Device ID | Cable (W) Conductor (SC) Jumper Clip (JC) | Wire No. | Wire ID | Gauge/Size | Page/Zone | Device ID | Location | Page/Zone
GR1100: | SC | GR1100 | GRN/YEL | 14 | 5.A5 | FRAME | RIGHT SIDE RAIL^JB70 | 5.A4 | USED
Report date: 1/9/2026 11:42 AM |  |  |  |  | SolarTools ver. 24.0.84.24712 (Jul 31, 2025)

## RIGHT SIDE RAIL^JB72
RIGHT SIDE RAIL^JB72
Project # | 4K911
Project Name | ERGON REFINING INC
Revision | A
Controls DE | A. MADDI
Phone: | 0
Controls ME
Phone:
From | [5 empty] | To
Device ID | Cable (W) Conductor (SC) Jumper Clip (JC) | Wire No. | Wire ID | Gauge/Size | Page/Zone | Device ID | Location | Page/Zone
AF0182:01 | SC | JP3 | VIO | 20 | 32.A7 | AF0182:33 | RIGHT SIDE RAIL^JB72 | 32.A7 | USED
AF0182:07 | SC | JP4 | VIO | 20 | 101.A7 | AF0182:39 | RIGHT SIDE RAIL^JB72 | 101.A7 | USED
AF0182:15 | SC | JP6 | VIO | 20 | 101.B7 | AF0182:47 | RIGHT SIDE RAIL^JB72 | 101.B7 | USED
AF0181:J | SC | * |  |  | 21.B2 | AF0182:P | RIGHT SIDE RAIL^JB72 | 21.B3 | USED
AF0182:COM | SC | AF0182N | WHT | 16 | 21.B3 | AF0183:COM | RIGHT SIDE RAIL^JB72 | 21.A3 | USED
AF0182:J | SC | * |  |  | 21.B3 | AF0183:P | RIGHT SIDE RAIL^JB72 | 21.A3 | USED
AF0182:V+ | SC | AF0182P | WHT | 16 | 21.B3 | AF0183:V+ | RIGHT SIDE RAIL^JB72 | 21.A3 | USED
AF0183:COM | SC | AF0183N | WHT | 16 | 21.A3 | AF0184:COM | RIGHT SIDE RAIL^JB72 | 21.B4 | USED
AF0183:J | SC | * |  |  | 21.A3 | AF0184:P | RIGHT SIDE RAIL^JB72 | 21.B4 | USED
AF0183:V+ | SC | AF0183P | WHT | 16 | 21.A3 | AF0184:V+ | RIGHT SIDE RAIL^JB72 | 21.B4 | USED
AF0184:SH | SC | AF0184SH | GRN | 14 | 21.B4 | AU0180:GND | RIGHT SIDE RAIL^JB72 | 21.A2 | USED
AF0181:00 | SC | 018100 | WHT | 20 | 25.A7 | KA0180:A1 | GENERATOR PANEL | 25.A5 | USED
AF0181:02 | SC | 018102 | WHT | 20 | 101.C7 | KA0181:A1 | GENERATOR PANEL | 101.C5 | USED
AF0181:10 | SC | 018110 | WHT | 20 | 25.A7 | KA0185:A1 | GENERATOR PANEL | 25.A5 | USED
AF0181:16 | SC | 018116 | WHT | 20 | 25.A7 | KA0180:A2 | GENERATOR PANEL | 25.A5 | USED
AF0181:18 | SC | 018118 | WHT | 20 | 101.C7 | KA0181:A2 | GENERATOR PANEL | 101.C5 | USED
AF0181:26 | SC | 018126 | WHT | 20 | 25.A7 | XT0338:2 | GENERATOR PANEL | 25.A5 | USED
AF0181:COM | SC | 0V | WHT | 16 | 21.B2 | XT0180:2 | GENERATOR PANEL | 21.B1 | USED
AF0181:V+ | SC | FU0181 | WHT | 16 | 21.B2 | FU0181:LD | GENERATOR PANEL | 21.B1 | USED
AF0182:COM | SC | 0V | WHT | 16 | 21.B3 | XT0180:2 | GENERATOR PANEL | 21.B1 | USED
AF0182:V+ | SC | FU0182 | WHT | 16 | 21.B3 | FU0182:LD | GENERATOR PANEL | 21.B1 | USED
AF0184:SH | SC | IEG01305 | GRN | 14 | 21.B4 | IEG0130:5 | GENERATOR PANEL | 21.B5 | USED
AU0180:COM | SC | 0V | WHT | 16 | 21.A2 | XT0180:1 | GENERATOR PANEL | 21.B1 | USED
AU0180:V+ | SC | FU0180 | WHT | 16 | 21.A2 | FU0180:LD | GENERATOR PANEL | 21.B1 | USED
GR0180: | SC | GR0180 | GRN | 14 | 5.B4 | IEG0130:4 | GENERATOR PANEL | 5.B4 | USED
AU0180:L1 | WC0014 | AT0140L2 | ENET | CABLE | 21.A2 | AT0140:P1 | GENERATOR PANEL | 20.D5 | USED
AU0180:L2 | WC0018 | AU0180L2 | ENET | CABLE | 21.A2 | BA0002:RJ45 | PLC PANEL^JB70 | 3.B2 | USED
SolarTools ver. 24.0.84.24712 (Jul 31, 2025)
Report date: 1/9/2026 11:42 AM

## TURBINE PANEL A^JB70
TURBINE PANEL A^JB70
Project # | 4K911
Project Name | ERGON REFINING INC
Revision | A
Controls DE | A. MADDI
Phone: | 0
Controls ME
Phone:
From | [5 empty] | To
Device ID | Cable (W) Conductor (SC) Jumper Clip (JC) | Wire No. | Wire ID | Gauge/Size | Page/Zone | Device ID | Location | Page/Zone
XT0011:2 | JC | 523NEG | CLIP | --- | 12.C3 | XT0011:3 | TURBINE PANEL A^JB70 | 12.C3 | USED
XT0011:3 | JC | 523NEG | CLIP | --- | 12.C3 | XT0011:4 | TURBINE PANEL A^JB70 | 12.C3 | USED
XT0011:4 | JC | 523NEG | CLIP | --- | 12.C3 | XT0011:5 | TURBINE PANEL A^JB70 | 12.C3 | USED
XT0080:1 | JC | 0V | CLIP | --- | 9.B1 | XT0080:2 | TURBINE PANEL A^JB70 | 9.B1 | USED
XT0080:2 | JC | 0V | CLIP | --- | 9.B1 | XT0080:3 | TURBINE PANEL A^JB70 | 9.B1 | USED
XT0081:1 | JC | 0V | CLIP | --- | 9.D1 | XT0081:2 | TURBINE PANEL A^JB70 | 9.D1 | USED
XT0134:1 | JC | 0V | CLIP | --- | 13.B3 | XT0134:2 | TURBINE PANEL A^JB70 | 13.B3 | USED
XT0134:2 | JC | 0V | CLIP | --- | 13.B3 | XT0134:3 | TURBINE PANEL A^JB70 | 13.B3 | USED
XT0134:3 | JC | 0V | CLIP | --- | 13.B3 | XT0134:4 | TURBINE PANEL A^JB70 | 13.B3 | USED
XT0135:1 | JC | 0V | CLIP | --- | 13.B4 | XT0135:2 | TURBINE PANEL A^JB70 | 13.B4 | USED
XT0135:2 | JC | 0V | CLIP | --- | 13.B4 | XT0135:3 | TURBINE PANEL A^JB70 | 13.B4 | USED
XT0135:3 | JC | 0V | CLIP | --- | 13.B4 | XT0135:4 | TURBINE PANEL A^JB70 | 13.C4 | USED
XT0136:1 | JC | FU0139 | CLIP | --- | 14.A2 | XT0136:2 | TURBINE PANEL A^JB70 | 14.A2 | USED
XT0138:1 | JC | FU0136 | CLIP | --- | 13.A3 | XT0138:2 | TURBINE PANEL A^JB70 | 13.A3 | USED
XT0138:2 | JC | FU0136 | CLIP | --- | 13.A3 | XT0138:3 | TURBINE PANEL A^JB70 | 13.A3 | USED
XT0138:3 | JC | FU0136 | CLIP | --- | 13.A3 | XT0138:4 | TURBINE PANEL A^JB70 | 13.B3 | USED
XT0139:1 | JC | FU0137 | CLIP | --- | 13.A4 | XT0139:2 | TURBINE PANEL A^JB70 | 13.A4 | USED
XT0139:2 | JC | FU0137 | CLIP | --- | 13.A4 | XT0139:3 | TURBINE PANEL A^JB70 | 13.B4 | USED
KA0130:14 | SC | 008103 | WHT | 20 | 16.C7 | AF0081:03 | TURBINE PANEL A^JB70 | 16.D6 | USED
KA0130:A1 | SC | 008135 | WHT | 20 | 16.C7 | AF0081:35 | TURBINE PANEL A^JB70 | 16.C5 | USED
AF0081:07 | SC | JP2 | VIO | 20 | 32.D7 | AF0081:39 | TURBINE PANEL A^JB70 | 32.D7 | USED
AF0081:COM | SC | AF0081N | WHT | 16 | 9.A2 | AF0082:COM | TURBINE PANEL A^JB70 | 9.B3 | USED
AF0081:COM | SC | AU0080N | WHT | 20 | 9.A2 | AU0080:COM | TURBINE PANEL A^JB70 | 9.A1 | USED
AF0081:V+ | SC | AF0081P | WHT | 16 | 9.A2 | AF0082:V+ | TURBINE PANEL A^JB70 | 9.B3 | USED
AF0081:V+ | SC | AU0080P | WHT | 20 | 9.A2 | AU0080:V+ | TURBINE PANEL A^JB70 | 9.A1 | USED
AF0082:COM | SC | AF0082N | WHT | 16 | 9.B3 | AF0083:COM | TURBINE PANEL A^JB70 | 9.B3 | USED
AF0082:J | SC | * |  |  | 9.B3 | AF0083:P | TURBINE PANEL A^JB70 | 9.B3 | USED
AF0082:V+ | SC | AF0082P | WHT | 16 | 9.B3 | AF0083:V+ | TURBINE PANEL A^JB70 | 9.B3 | USED
AF0083:COM | SC | AF0083N | WHT | 16 | 9.B3 | AF0084:COM | TURBINE PANEL A^JB70 | 9.B4 | USED
AF0083:J | SC | * |  |  | 9.B3 | AF0084:P | TURBINE PANEL A^JB70 | 9.B4 | USED
AF0083:SH | SC | AF0083G | GRN | 14 | 9.B3 | AF0084:SH | TURBINE PANEL A^JB70 | 9.B4 | USED
AF0083:SH | SC | IEG023011 | GRN | 14 | 9.B3 | AU0080:GND | TURBINE PANEL A^JB70 | 9.A1 | USED
AF0083:V+ | SC | AF0083P | WHT | 16 | 9.B3 | AF0084:V+ | TURBINE PANEL A^JB70 | 9.B4 | USED
AF0084:COM | SC | AF0084N | WHT | 16 | 9.B4 | AF0085:COM | TURBINE PANEL A^JB70 | 9.B4 | USED
AF0084:J | SC | * |  |  | 9.B4 | AF0085:P | TURBINE PANEL A^JB70 | 9.B4 | USED
AF0084:SH | SC | AF0084G | GRN | 14 | 9.B4 | AF0085:SH | TURBINE PANEL A^JB70 | 9.B4 | USED
AF0084:V+ | SC | AF0084P | WHT | 16 | 9.B4 | AF0085:V+ | TURBINE PANEL A^JB70 | 9.B4 | USED
AF0085:COM | SC | AF0085N | WHT | 16 | 9.B4 | AF0086:COM | TURBINE PANEL A^JB70 | 9.B5 | USED
AF0085:J | SC | * |  |  | 9.B4 | AF0086:P | TURBINE PANEL A^JB70 | 9.B5 | USED
AF0085:SH | SC | AF0085G | GRN | 14 | 9.B4 | AF0086:SH | TURBINE PANEL A^JB70 | 9.B5 | USED
AF0085:V+ | SC | AF0085P | WHT | 16 | 9.B4 | AF0086:V+ | TURBINE PANEL A^JB70 | 9.B5 | USED
AF0086:28 | SC | 0V | WHT | 14 | 58.C7 | XT0050:2 | TURBINE PANEL A^JB70 | 58.C5 | USED
AF0086:COM | SC | AF0086N | WHT | 16 | 9.B5 | AF0087:COM | TURBINE PANEL A^JB70 | 9.B6 | USED
AF0086:J | SC | * |  |  | 9.B5 | AF0087:P | TURBINE PANEL A^JB70 | 9.B6 | USED
AF0086:V+ | SC | AF0086P | WHT | 16 | 9.B5 | AF0087:V+ | TURBINE PANEL A^JB70 | 9.B6 | USED
KA0136:24 | SC | KA013624 | WHT | 20 | 14.B4 | AF0087:11 | TURBINE PANEL A^JB70 | 14.B3 | USED
KA0136:21 | SC | KA013621 | WHT | 20 | 14.B4 | AF0087:43 | TURBINE PANEL A^JB70 | 14.B3 | USED
KA0141:14 | SC | KA014114 | WHT | 20 | 14.C2 | AF0091:07 | TURBINE PANEL A^JB70 | 14.C2 | USED
AF0091:09 | SC | UJ0131OK2 | WHT | 20 | 12.B7 | UJ0131:OK2 | TURBINE PANEL A^JB70 | 12.B4 | USED
KA0141:11 | SC | KA014111 | WHT | 20 | 14.C2 | AF0091:39 | TURBINE PANEL A^JB70 | 14.C2 | USED
AF0091:41 | SC | UJ0131OK1 | WHT | 20 | 12.B7 | UJ0131:OK1 | TURBINE PANEL A^JB70 | 12.B4 | USED
AF0091:COM | SC | AF0091N | WHT | 16 | 9.D2 | AF0094:COM | TURBINE PANEL A^JB70 | 9.D4 | USED
AF0091:COM | SC | AU0090N | WHT | 20 | 9.D2 | AU0090:COM | TURBINE PANEL A^JB70 | 9.C1 | USED
AF0091:J | SC | * |  |  | 9.D2 | AF0092:P | TURBINE PANEL A^JB70 | 9.D3 | USED
AF0091:V+ | SC | AF0091P | WHT | 14 | 9.D2 | AF0094:V+ | TURBINE PANEL A^JB70 | 9.D4 | USED
AF0091:V+ | SC | AU0090P | WHT | 20 | 9.D2 | AU0090:V+ | TURBINE PANEL A^JB70 | 9.C1 | USED
KA0133:A1 | SC | KA0133A1 | WHT | 20 | 72.B7 | AF0092:02 | TURBINE PANEL A^JB70 | 14.C6 | USED
KA2160:A1 | SC | 009204 | WHT | 20 | 33.A6 | AF0092:04 | TURBINE PANEL A^JB70 | 33.A5 | USED
KA0131:14 | SC | KA013114 | WHT | 20 | 72.A7 | AF0092:06 | TURBINE PANEL A^JB70 | 14.D4 | USED
KA2161:A1 | SC | 009207 | WHT | 20 | 33.A6 | AF0092:07 | TURBINE PANEL A^JB70 | 33.B5 | USED
KA3103:A1 | SC | 009208 | WHT | 20 | 78.A7 | AF0092:08 | TURBINE PANEL A^JB70 | 78.A5 | USED
KA2160:A2 | SC | 009220 | WHT | 20 | 33.A6 | AF0092:20 | TURBINE PANEL A^JB70 | 33.A5 | USED
KA2161:A2 | SC | 009223 | WHT | 20 | 33.A6 | AF0092:23 | TURBINE PANEL A^JB70 | 33.B5 | USED
KA3103:A2 | SC | 009224 | WHT | 20 | 78.A7 | AF0092:24 | TURBINE PANEL A^JB70 | 78.A5 | USED
AF0092:COM | SC | 0V | WHT | 14 | 9.D3 | XT0081:1 | TURBINE PANEL A^JB70 | 9.D1 | USED
AF0092:J | SC | * |  |  | 9.D3 | AF0093:P | TURBINE PANEL A^JB70 | 9.D3 | USED
AF0092:V+ | SC | FU0091 | WHT | 14 | 9.D3 | FU0091:LD | TURBINE PANEL A^JB70 | 9.D1 | USED
AF0093:12 | SC | 009312 | WHT | 20 | 31.B7 | PC0470:INP_A | TURBINE PANEL A^JB70 | 31.B5 | USED
KA6211:A2 | SC | 009320 | WHT | 20 | 97.A7 | AF0093:20 | TURBINE PANEL A^JB70 | 97.A6 | USED
KA6221:A2 | SC | 009321 | WHT | 20 | 97.C7 | AF0093:21 | TURBINE PANEL A^JB70 | 97.C6 | USED
AF0093:28 | SC | 009328 | WHT | 20 | 31.B7 | PC0470:-PWR | TURBINE PANEL A^JB70 | 31.B5 | USED
AF0093:44 | SC | 009344 | WHT | 20 | 31.B7 | PC0470:+PWR | TURBINE PANEL A^JB70 | 31.B5 | USED
AF0093:COM | SC | 0V | WHT | 14 | 9.D3 | XT0081:2 | TURBINE PANEL A^JB70 | 9.D1 | USED
AF0093:J | SC | * |  |  | 9.D3 | AF0094:P | TURBINE PANEL A^JB70 | 9.D4 | USED
AF0093:V+ | SC | FU0092 | WHT | 14 | 9.D3 | FU0092:LD | TURBINE PANEL A^JB70 | 9.D1 | USED
AF0094:04 | SC | UJ0131VIN | WHT | 20 | 12.A7 | UJ0131:VIN | TURBINE PANEL A^JB70 | 12.B4 | USED
AF0094:05 | SC | 0V | WHT | 20 | 12.A7 | XT0135:4 | TURBINE PANEL A^JB70 | 13.C4 | USED
AF0094:06 | SC | UJ0131IOUT | WHT | 20 | 12.B7 | UJ0131:IOUT | TURBINE PANEL A^JB70 | 12.B4 | USED
AF0094:07 | SC | 0V | WHT | 20 | 12.B7 | XT0135:4 | TURBINE PANEL A^JB70 | 13.C4 | USED
AF0094:J | SC | * |  |  | 9.D4 | AF0095:P | TURBINE PANEL A^JB70 | 9.D4 | USED
AF0094:SH | SC | IEG02302 | GRN | 14 | 9.D4 | AU0090:GND | TURBINE PANEL A^JB70 | 9.C1 | USED
KA0221:14 | SC | 009502 | WHT | 20 | 52.B7 | AF0095:02 | TURBINE PANEL A^JB70 | 52.B6 | USED
AF0095:COM | SC | 0V | WHT | 14 | 9.D4 | XT0081:2 | TURBINE PANEL A^JB70 | 9.D1 | USED
AF0095:V+ | SC | FU0093 | WHT | 14 | 9.D4 | FU0093:LD | TURBINE PANEL A^JB70 | 9.D1 | USED
AU0080:COM | SC | 0V | WHT | 14 | 9.A1 | XT0080:1 | TURBINE PANEL A^JB70 | 9.B1 | USED
AU0080:V+ | SC | FU0080 | WHT | 14 | 9.A1 | FU0080:LD | TURBINE PANEL A^JB70 | 9.B1 | USED
AU0090:COM | SC | 0V | WHT | 14 | 9.C1 | XT0081:1 | TURBINE PANEL A^JB70 | 9.D1 | USED
AU0090:V+ | SC | FU0090 | WHT | 14 | 9.C1 | FU0090:LD | TURBINE PANEL A^JB70 | 9.D1 | USED
FU0010:LI | SC | FU0137 | WHT | 14 | 13.A5 | FU0139:LI | TURBINE PANEL A^JB70 | 13.A5 | USED
FU0010:LI | SC | FU0137 | WHT | 14 | 13.A5 | XT0139:1 | TURBINE PANEL A^JB70 | 13.A4 | USED
FU0011:LD | SC | UJ0131P | WHT | 12 | 12.B3 | UJ0131:+ | TURBINE PANEL A^JB70 | 12.B4 | USED
FU0012:LI | SC | 523POS | --- | BUS | 12.B3 | FU0013:LI | TURBINE PANEL A^JB70 | 12.B3 | USED
FU0012:LI | SC | 523POS | --- | BUS | 12.B3 | XT0014:1 | TURBINE PANEL A^JB70 | 12.B2 | USED
FU0013:LI | SC | 523POS | --- | BUS | 12.B3 | FU0014:LI | TURBINE PANEL A^JB70 | 12.C3 | USED
FU0014:LI | SC | 523POS | --- | BUS | 12.C3 | FU0015:LI | TURBINE PANEL A^JB70 | 12.C3 | USED
FU0015:LI | SC | 523POS | --- | BUS | 12.C3 | FU0017:LI | TURBINE PANEL A^JB70 | 12.C3 | USED
FU0080:LI | SC | FU0137 | WHT | 14 | 9.B1 | XT0139:1 | TURBINE PANEL A^JB70 | 13.A4 | USED
FU0090:LI | SC | FU0137 | WHT | 14 | 9.D1 | XT0139:2 | TURBINE PANEL A^JB70 | 13.A4 | USED
FU0090:LI | SC | FU0137 | WHT | 14 | 9.D1 | FU0091:LI | TURBINE PANEL A^JB70 | 9.D1 | USED
FU0091:LI | SC | FU0137 | WHT | 14 | 9.D1 | FU0092:LI | TURBINE PANEL A^JB70 | 9.D1 | USED
FU0092:LI | SC | FU0137 | WHT | 14 | 9.D1 | FU0093:LI | TURBINE PANEL A^JB70 | 9.D1 | USED
FU0116:LD | SC | FT21081 | WHT | 14 | 13.B5 | XT0050:1 | TURBINE PANEL A^JB70 | 58.C5 | USED
FU0116:LI | SC | FU0137 | WHT | 14 | 13.B5 | XT0139:3 | TURBINE PANEL A^JB70 | 13.B4 | USED
FU0136:LD | SC | FU0136 | WHT | 10 | 13.A3 | XT0138:1 | TURBINE PANEL A^JB70 | 13.A3 | USED
FU0136:LI | SC | 24V | WHT | 10 | 13.A3 | UJ0131:OUT(+) | TURBINE PANEL A^JB70 | 12.B4 | USED
FU0137:LD | SC | FU0137 | WHT | 12 | 13.A4 | XT0139:1 | TURBINE PANEL A^JB70 | 13.A4 | USED
FU0137:LI | SC | FU0136 | WHT | 12 | 13.A4 | XT0138:1 | TURBINE PANEL A^JB70 | 13.A3 | USED
FU0139:LD | SC | FU0139 | WHT | 14 | 13.A5 | XT0136:1 | TURBINE PANEL A^JB70 | 14.A2 | USED
GR0131: | SC | GR0131 | GRN/YEL | 14 | 5.A3 | FRAME | TURBINE PANEL A^JB70 | 5.A3 | USED
GR0132: | SC | GR0132 | GRN/YEL | 14 | 5.A3 | FRAME | TURBINE PANEL A^JB70 | 5.A3 | USED
KA0130:A1 | SC | 008135 | WHT | 20 | 16.C5 | KA0130:11 | TURBINE PANEL A^JB70 | 16.D6 | USED
KA0131:11 | SC | KA0135A1 | WHT | 20 | 14.D4 | KA0135:A1 | TURBINE PANEL A^JB70 | 14.D6 | USED
KA0131:12 | SC | KA013724 | WHT | 20 | 14.D4 | KA0137:24 | TURBINE PANEL A^JB70 | 14.D3 | USED
KA0131:A1 | SC | KA0231A1 | WHT | 20 | 14.B6 | KA0132:A1 | TURBINE PANEL A^JB70 | 14.B6 | USED
KA0131:A1 | SC | KA0231A1 | WHT | 20 | 14.B6 | XT0136:10 | TURBINE PANEL A^JB70 | 14.B5 | USED
KA0131:A2 | SC | 0V | WHT | 20 | 14.B6 | KA0132:A2 | TURBINE PANEL A^JB70 | 14.B6 | USED
KT0145:A2 | SC | 0V | WHT | 20 | 14.B6 | KA0131:A2 | TURBINE PANEL A^JB70 | 14.B6 | USED
KA0132:11 | SC | FU0139 | WHT | 20 | 14.A3 | KA0133:11 | TURBINE PANEL A^JB70 | 14.A3 | USED
KT0145:15 | SC | FU0139 | WHT | 20 | 14.A3 | KA0132:11 | TURBINE PANEL A^JB70 | 14.D2 | USED
KT0142:A1 | SC | KT0141A1 | WHT | 20 | 14.A3 | KA0132:12 | TURBINE PANEL A^JB70 | 14.A6 | USED
KA0132:12 | SC | KT0141A1 | WHT | 20 | 14.A3 | KA0133:12 | TURBINE PANEL A^JB70 | 14.A3 | USED
KA0132:21 | SC | KA0138A1 | WHT | 20 | 14.D4 | KA0138:A1 | TURBINE PANEL A^JB70 | 14.D6 | USED
KA0132:22 | SC | KA013222 | WHT | 20 | 14.D4 | KA0137:14 | TURBINE PANEL A^JB70 | 14.D3 | USED
KT0141:18 | SC | KA013222 | WHT | 20 | 14.D4 | KA0132:22 | TURBINE PANEL A^JB70 | 14.D2 | USED
KA0132:24 | SC | KA013224 | WHT | 20 | 14.D4 | KA0134:14 | TURBINE PANEL A^JB70 | 14.D3 | USED
KA0132:A1 | SC | KA0231A1 | WHT | 20 | 14.B6 | KA0141:A1 | TURBINE PANEL A^JB70 | 14.C6 | USED
KA0132:A2 | SC | 0V | WHT | 20 | 14.B6 | KA0141:A2 | TURBINE PANEL A^JB70 | 14.C6 | USED
KA0133:11 | SC | FU0139 | WHT | 20 | 14.A3 | KA0134:11 | TURBINE PANEL A^JB70 | 14.D3 | USED
KA0133:A2 | SC | 0V | WHT | 20 | 14.C6 | KA0134:A2 | TURBINE PANEL A^JB70 | 14.C6 | USED
KA0133:A2 | SC | 0V | WHT | 20 | 14.C6 | KA0141:A2 | TURBINE PANEL A^JB70 | 14.C6 | USED
KA0134:11 | SC | FU0139 | WHT | 20 | 14.D3 | KA0136:11 | TURBINE PANEL A^JB70 | 14.B4 | USED
KA0134:A1 | SC | KA0134A1 | WHT | 20 | 14.C6 | AF0091:12 | TURBINE PANEL A^JB70 | 74.C7 | USED
KA0134:A2 | SC | 0V | WHT | 20 | 14.C6 | KA0144:A2 | TURBINE PANEL A^JB70 | 14.C6 | USED
KA0135:A1 | SC | KA0135A1 | WHT | 20 | 14.D6 | KA0144:A1 | TURBINE PANEL A^JB70 | 14.C6 | USED
KA0135:A2 | SC | 0V | WHT | 20 | 14.D6 | KA0136:A2 | TURBINE PANEL A^JB70 | 14.D6 | USED
KA0135:A2 | SC | 0V | WHT | 20 | 14.D6 | KA0144:A2 | TURBINE PANEL A^JB70 | 14.C6 | USED
KA0136:11 | SC | FU0139 | WHT | 20 | 14.B4 | KA0137:21 | TURBINE PANEL A^JB70 | 14.D3 | USED
KA0136:14 | SC | KA013821 | WHT | 20 | 14.B4 | KA0138:21 | TURBINE PANEL A^JB70 | 14.B5 | USED
KA0136:A1 | SC | PS32002 | WHT | 20 | 14.D6 | XT0136:5 | TURBINE PANEL A^JB70 | 71.D5 | USED
KA0136:A2 | SC | 0V | WHT | 20 | 14.D6 | KA0137:A2 | TURBINE PANEL A^JB70 | 14.D6 | USED
KA0137:11 | SC | FU0139 | WHT | 20 | 14.D3 | KA0137:21 | TURBINE PANEL A^JB70 | 14.D3 | USED
KA0137:24 | SC | KA013724 | WHT | 20 | 14.D3 | AF0087:09 | TURBINE PANEL A^JB70 | 14.C4 | USED
KT0142:18 | SC | KA0137A1 | WHT | 20 | 14.D6 | KA0137:A1 | TURBINE PANEL A^JB70 | 14.D2 | USED
KA0137:A2 | SC | 0V | WHT | 20 | 14.D6 | KA0138:A2 | TURBINE PANEL A^JB70 | 14.D6 | USED
KA0138:11 | SC | KM3170EP | WHT | 20 | 74.C5 | XT0136:13 | TURBINE PANEL A^JB70 | 74.C5 | USED
KA0138:14 | SC | FU0139 | WHT | 20 | 74.C5 | XT0136:11 | TURBINE PANEL A^JB70 | 74.C6 | USED
KT0144:B1 | SC | KT0144B1 | WHT | 20 | 14.B5 | KA0138:24 | TURBINE PANEL A^JB70 | 14.B6 | USED
KT0146:A1 | SC | KT0146A1 | WHT | 20 | 14.B2 | KA0141:21 | TURBINE PANEL A^JB70 | 14.B2 | USED
KA0141:24 | SC | FU0139 | WHT | 20 | 14.B2 | XT0136:2 | TURBINE PANEL A^JB70 | 14.A2 | USED
KT0140:15 | SC | FU0139 | WHT | 20 | 14.D1 | KT0142:15 | TURBINE PANEL A^JB70 | 14.D2 | USED
KT0140:15 | SC | FU0139 | WHT | 20 | 14.A2 | XT0136:2 | TURBINE PANEL A^JB70 | 14.A2 | USED
KT0140:16 | SC | KT014115 | WHT | 20 | 14.D1 | KT0141:15 | TURBINE PANEL A^JB70 | 14.D2 | USED
KT0140:18 | SC | KT0143A1 | WHT | 20 | 14.A2 | KT0143:A1 | TURBINE PANEL A^JB70 | 14.A6 | USED
KT0140:A1 | SC | KT0140A1 | WHT | 20 | 14.A6 | KT0143:16 | TURBINE PANEL A^JB70 | 14.A5 | USED
KT0140:A2 | SC | 0V | WHT | 20 | 14.A6 | KT0141:A2 | TURBINE PANEL A^JB70 | 14.A6 | USED
KT0140:A2 | SC | 0V | WHT | 20 | 14.A6 | XT0136:3 | TURBINE PANEL A^JB70 | 14.A2 | USED
KT0141:18 | SC | KA013222 | WHT | 20 | 14.D2 | KT0144:18 | TURBINE PANEL A^JB70 | 14.D2 | USED
KT0141:A1 | SC | KT0141A1 | WHT | 20 | 14.A6 | KT0143:15 | TURBINE PANEL A^JB70 | 14.A5 | USED
KT0141:A1 | SC | KT0141A1 | WHT | 20 | 14.A6 | KT0142:A1 | TURBINE PANEL A^JB70 | 14.A6 | USED
KT0141:A2 | SC | 0V | WHT | 20 | 14.A6 | KT0142:A2 | TURBINE PANEL A^JB70 | 14.A6 | USED
KT0142:15 | SC | FU0139 | WHT | 20 | 14.D2 | KT0144:A1 | TURBINE PANEL A^JB70 | 14.B6 | USED
KT0142:18 | SC | KA0137A1 | WHT | 20 | 14.D2 | KT0145:18 | TURBINE PANEL A^JB70 | 14.D2 | USED
KT0142:A2 | SC | 0V | WHT | 20 | 14.A6 | KT0143:A2 | TURBINE PANEL A^JB70 | 14.A6 | USED
KT0143:A2 | SC | 0V | WHT | 20 | 14.A6 | KT0144:A2 | TURBINE PANEL A^JB70 | 14.B6 | USED
KT0144:15 | SC | FU0139 | WHT | 20 | 14.D2 | KT0145:15 | TURBINE PANEL A^JB70 | 14.D2 | USED
KT0144:15 | SC | FU0139 | WHT | 20 | 14.D2 | KT0144:A1 | TURBINE PANEL A^JB70 | 14.B6 | USED
KT0144:A2 | SC | 0V | WHT | 20 | 14.B6 | KT0145:A2 | TURBINE PANEL A^JB70 | 14.B6 | USED
PC0470:INP_A | SC | 009312 | WHT | 20 | 31.B5 | PC0470:INP_B | TURBINE PANEL A^JB70 | 31.B5 | USED
PEG0130:3 | SC | 0V | GRN/YEL | 16 | 13.B4 | XT0135:3 | TURBINE PANEL A^JB70 | 13.B4 | USED
UJ0131:- | SC | 521NEG | WHT | 12 | 12.B4 | XT0011:1 | TURBINE PANEL A^JB70 | 12.B3 | USED
UJ0131:G | SC | UJ0131G | GRN/YEL | 12 | 12.B4 | FRAME | TURBINE PANEL A^JB70 | 12.B4 | USED
UJ0131:OUT(-) | SC | 0V | WHT | 10 | 12.B4 | XT0134:1 | TURBINE PANEL A^JB70 | 13.B3 | USED
XT0050:2 | SC | 0V | WHT | 14 | 58.C5 | XT0134:4 | TURBINE PANEL A^JB70 | 13.B3 | USED
XT0080:1 | SC | 0V | WHT | 14 | 9.B1 | XT0135:2 | TURBINE PANEL A^JB70 | 13.B4 | USED
XT0135:1 | SC | 0V | WHT | 12 | 13.B4 | XT0134:1 | TURBINE PANEL A^JB70 | 13.B3 | USED
XT0135:1 | SC | 0V | WHT | 14 | 13.B4 | XT0136:3 | TURBINE PANEL A^JB70 | 14.A2 | USED
XT0135:2 | SC | 0V | WHT | 14 | 13.B4 | XT0081:1 | TURBINE PANEL A^JB70 | 9.D1 | USED
XT0136:1 | SC | FU0139 | WHT | 20 | 14.A2 | XT0136:11 | TURBINE PANEL A^JB70 | 74.C6 | USED
XT0136:12 | SC | 0V | WHT | 20 | 74.C6 | XT0136:3 | TURBINE PANEL A^JB70 | 14.A2 | USED
XT0136:4 | SC | FU0139 | WHT | 20 | 71.D5 | XT0136:1 | TURBINE PANEL A^JB70 | 14.A2 | USED
AU0080:L1 | WC0009 | AU0080L1 | ENET | CABLE | 9.A1 | AU0090:L2 | TURBINE PANEL A^JB70 | 9.C1 | USED
AF0081:04 | SC | SB0472B212 | WHT | 20 | 29.B7 | SB0472:B2-12 | JB70 | 29.B1 | USED
AF0081:36 | SC | SB0472B211 | WHT | 20 | 29.B7 | SB0472:B2-11 | JB70 | 29.B1 | USED
AF0087:00 | SC | SH047114 | WHT | 20 | 28.A7 | SH0471:14 | JB70 | 28.A1 | USED
AF0087:01 | SC | SH047012 | WHT | 20 | 28.B7 | SH0470:12 | JB70 | 28.B1 | USED
AF0087:02 | SC | SB047112 | WHT | 20 | 28.D7 | SB0471:12 | JB70 | 28.D1 | USED
AF0087:03 | SC | SB047314 | WHT | 20 | 28.D7 | SB0473:14 | JB70 | 28.D1 | USED
AF0087:04 | SC | SB047414 | WHT | 20 | 29.A7 | SB0474:14 | JB70 | 29.A1 | USED
AF0087:07 | SC | SA0471B214 | WHT | 20 | 29.A7 | SA0471:B2-14 | JB70 | 29.A1 | USED
AF0087:08 | SC | SA0471B114 | WHT | 20 | 29.B7 | SA0471:B1-14 | JB70 | 29.B1 | USED
AF0087:32 | SC | SH047113 | WHT | 20 | 28.A7 | SH0471:13 | JB70 | 28.A1 | USED
AF0087:33 | SC | SH047011 | WHT | 20 | 28.B7 | SH0470:11 | JB70 | 28.B1 | USED
AF0087:34 | SC | SB047111 | WHT | 20 | 28.D7 | SB0471:11 | JB70 | 28.D1 | USED
AF0087:35 | SC | SB047313 | WHT | 20 | 28.D7 | SB0473:13 | JB70 | 28.D1 | USED
AF0087:36 | SC | SB047413 | WHT | 20 | 29.A7 | SB0474:13 | JB70 | 29.A1 | USED
AF0087:39 | SC | SA0471B213 | WHT | 20 | 29.A7 | SA0471:B2-13 | JB70 | 29.A1 | USED
AF0087:40 | SC | SA0471B113 | WHT | 20 | 29.B7 | SA0471:B1-13 | JB70 | 29.B1 | USED
AF0093:06 | SC | SH0470X2 | WHT | 20 | 28.B7 | SH0470:X2 | JB70 | 28.B1 | USED
AF0093:15 | SC | SH0471X2 | WHT | 20 | 28.A7 | SH0471:X2 | JB70 | 28.A1 | USED
AF0093:22 | SC | SH0470X1 | WHT | 20 | 28.B7 | SH0470:X1 | JB70 | 28.B1 | USED
AF0093:31 | SC | SH0471X1 | WHT | 20 | 28.A7 | SH0471:X1 | JB70 | 28.A1 | USED
XT0137:1 | SC | ESTOPA | WHT | 20 | 29.B5 | SB0472:B1-11 | JB70 | 29.B1 | USED
XT0137:2 | SC | ESTOP | WHT | 20 | 29.B5 | SB0472:B1-12 | JB70 | 29.B1 | USED
XT0137:3 | SC | SH047111 | WHT | 20 | 28.A5 | SH0471:11 | JB70 | 28.A1 | USED
XT0137:4 | SC | SH047112 | WHT | 20 | 28.A5 | SH0471:12 | JB70 | 28.A1 | USED
XT0137:5 | SC | SH047013 | WHT | 20 | 28.B5 | SH0470:13 | JB70 | 28.B1 | USED
XT0137:6 | SC | SH047014 | WHT | 20 | 28.B5 | SH0470:14 | JB70 | 28.B1 | USED
XT0134:3 | WC8019 | 0V | 2 | 12 | 13.B3 | XT0334:1 | GENERATOR PANEL | 19.C2 | USED
XT0136:10 | WC8019 | KA0231A1 | 4 | 12 | 14.B5 | XT0334:2 | GENERATOR PANEL | 19.C2 | USED
XT0138:3 | WC8019 | FU0136 | 3 | 12 | 13.A3 | XT0332:1 | GENERATOR PANEL | 19.B2 | USED
AF0087:13 | SC | SA0473W-B1 | WHT | 20 | 30.A6 | SA0473:12 | JB70 | 30.A1 | USED
AF0087:14 | SC | SA0473B-B1 | WHT | 20 | 30.A6 | SA0473:14 | JB70 | 30.A1 | USED
AF0087:45 | SC | SA0473W-B2 | WHT | 20 | 30.A6 | SA0473:11 | JB70 | 30.A1 | USED
AF0087:46 | SC | SA0473B-B2 | WHT | 20 | 30.A6 | SA0473:13 | JB70 | 30.A1 | USED
AF0091:14 | SC | SA0472B214 | WHT | 20 | 29.C7 | SA0472:B2-14 | JB70 | 29.C1 | USED
AF0091:15 | SC | SA0472B114 | WHT | 20 | 29.C7 | SA0472:B1-14 | JB70 | 29.C1 | USED
AF0091:46 | SC | SA0472B213 | WHT | 20 | 29.C7 | SA0472:B2-13 | JB70 | 29.C1 | USED
AF0091:47 | SC | SA0472B113 | WHT | 20 | 29.C7 | SA0472:B1-13 | JB70 | 29.C1 | USED
PEG0130:4 | SC | PEG01304 | GRN/YEL | 14 | 31.D6 | AT1100:GND | JB70 | 31.D3 | USED
AF0092:12 | SC | 009212 | WHT | 20 | 11.D3 | KA0875:A1 | LEFT SIDE RAIL^JB70 | 11.D2 | USED
AF0092:28 | SC | 009228 | WHT | 20 | 11.D3 | KA0875:A2 | LEFT SIDE RAIL^JB70 | 11.D2 | USED
AF0093:04 | SC | 009304 | WHT | 20 | 97.A7 | XT0171:2 | LEFT SIDE RAIL^JB70 | 97.A6 | USED
AF0093:05 | SC | 009305 | WHT | 20 | 97.C7 | XT0171:4 | LEFT SIDE RAIL^JB70 | 97.C5 | USED
AF0093:36 | SC | 009336 | WHT | 20 | 97.A7 | KA0176:14 | LEFT SIDE RAIL^JB70 | 97.A6 | USED
AF0093:37 | SC | 009337 | WHT | 20 | 97.C7 | KA0176:24 | LEFT SIDE RAIL^JB70 | 97.C6 | USED
KA0144:22 | SC | KA014422 | WHT | 20 | 97.A6 | KA0176:A1 | LEFT SIDE RAIL^JB70 | 97.B5 | USED
XT0134:2 | SC | 0V | WHT | 12 | 13.B3 | XT0170:3 | LEFT SIDE RAIL^JB70 | 11.A2 | USED
XT0138:2 | SC | FU0136 | WHT | 12 | 13.A3 | FU0170:LI | LEFT SIDE RAIL^JB70 | 11.A2 | USED
AF0092:00 | SC | 009200 | WHT | 20 | 100.C6 | KA2162:A1 | LEFT SIDE RAIL^JB72 | 100.C5 | USED
AF0092:16 | SC | 009216 | WHT | 20 | 100.C6 | KA2162:A2 | LEFT SIDE RAIL^JB72 | 100.C5 | USED
FU0010:LD | SC | FU0010 | WHT | 14 | 13.A5 | UV0600:(+) | PLC PANEL^JB70 | 6.B2 | USED
XT0135:1 | SC | 0V | WHT | 14 | 13.B4 | UV0600:(-) | PLC PANEL^JB70 | 6.B2 | USED
AU0090:L1 | WC0003 | AP0603L2 | ENET | CABLE | 9.C1 | AP0603:L2 | PLC PANEL^JB70 | 6.A3 | USED
AF0081:00 | SC | UA1200J21 | WHT | 20 | 15.A7 | KA0241:11 | TURBINE PANEL B^JB70 | 15.A5 | USED
AF0081:01 | SC | KA024314 | WHT | 20 | 15.B7 | KA0243:14 | TURBINE PANEL B^JB70 | 15.B6 | USED
AF0081:02 | SC | KA024524 | WHT | 20 | 15.B7 | KA0245:24 | TURBINE PANEL B^JB70 | 15.B6 | USED
AF0081:08 | SC | KA024214 | WHT | 20 | 15.C7 | KA0242:14 | TURBINE PANEL B^JB70 | 15.C6 | USED
AF0081:09 | SC | KA023924 | WHT | 20 | 15.A7 | KA0239:24 | TURBINE PANEL B^JB70 | 15.B6 | USED
AF0081:19 | SC | UA1200J27 | WHT | 20 | 16.C7 | UA1200:J2-7 | TURBINE PANEL B^JB70 | 16.B3 | USED
AF0081:33 | SC | KA024311 | WHT | 20 | 15.B7 | KA0243:11 | TURBINE PANEL B^JB70 | 15.B6 | USED
AF0081:34 | SC | KA024521 | WHT | 20 | 15.B7 | KA0245:21 | TURBINE PANEL B^JB70 | 15.B6 | USED
AF0081:41 | SC | KA023921 | WHT | 20 | 15.A7 | KA0239:21 | TURBINE PANEL B^JB70 | 15.B6 | USED
AF0083:SH | SC | IEG023011 | GRN | 14 | 9.B3 | IEG0230:11 | TURBINE PANEL B^JB70 | 9.B3 | USED
AF0092:13 | SC | 009213 | WHT | 20 | 28.C7 | XT0237:2 T2 | TURBINE PANEL B^JB70 | 28.C5 | USED
AF0094:SH | SC | IEG02302 | GRN | 14 | 9.D4 | IEG0230:2 | TURBINE PANEL B^JB70 | 9.D4 | USED
AF0095:18 | SC | SV21202 | WHT | 20 | 52.B7 | XT0060:4 | TURBINE PANEL B^JB70 | 52.B5 | USED
GR0133: | SC | IEG02303 | GRN | 14 | 5.A4 | IEG0230:3 | TURBINE PANEL B^JB70 | 5.A4 | USED
GR0134: | SC | GR0134 | GRN | 14 | 5.A4 | IEG0230:9 | TURBINE PANEL B^JB70 | 5.A4 | USED
KA0130:A2 | SC | UA1200J26 | WHT | 20 | 16.C5 | UA1200:J2-6 | TURBINE PANEL B^JB70 | 16.B3 | USED
KA0134:A1 | SC | KA0134A1 | WHT | 20 | 14.C6 | AF0067:12 | TURBINE PANEL B^JB70 | 74.D7 | USED
KA0141:21 | SC | KT0146A1 | WHT | 20 | 14.B2 | KA0241:21 | TURBINE PANEL B^JB70 | 14.B2 | USED
KA0141:24 | SC | FU0139 | WHT | 20 | 14.B2 | KA0241:24 | TURBINE PANEL B^JB70 | 14.B2 | USED
KA0144:21 | SC | KA023222 | WHT | 20 | 97.A6 | KA0232:22 | TURBINE PANEL B^JB70 | 97.A6 | USED
KA0144:22 | SC | KA014422 | WHT | 20 | 97.A6 | KA0249:12 | TURBINE PANEL B^JB70 | 97.B6 | USED
KA0221:11 | SC | KA022111 | WHT | 20 | 52.B6 | KA0235:24 | TURBINE PANEL B^JB70 | 52.B5 | USED
KA0221:A1 | SC | 007602 | WHT | 20 | 52.B6 | AF0076:02 | TURBINE PANEL B^JB70 | 52.B7 | USED
KA0221:A2 | SC | 007618 | WHT | 20 | 52.B6 | AF0076:18 | TURBINE PANEL B^JB70 | 52.B7 | USED
KA6211:A1 | SC | KA6211A1 | WHT | 20 | 97.A6 | KA0246:14 | TURBINE PANEL B^JB70 | 97.A5 | USED
KA6221:A1 | SC | KA6221A1 | WHT | 20 | 97.C6 | KA0244:24 | TURBINE PANEL B^JB70 | 97.C5 | USED
KT0145:A1 | SC | KA024412 | WHT | 20 | 14.B6 | KA0244:12 | TURBINE PANEL B^JB70 | 15.D4 | USED
KT0146:15 | SC | KT014615 | WHT | 20 | 15.C6 | AF0076:10 | TURBINE PANEL B^JB70 | 15.C7 | USED
KT0146:18 | SC | KA024214 | WHT | 20 | 15.C6 | KA0231:14 | TURBINE PANEL B^JB70 | 15.C6 | USED
KT0146:A2 | SC | KT0146A2 | WHT | 20 | 14.B2 | AF0076:29 | TURBINE PANEL B^JB70 | 14.B2 | USED
KT0146:B1 | SC | KT0146B1 | WHT | 20 | 14.B2 | AF0076:13 | TURBINE PANEL B^JB70 | 14.B2 | USED
XT0134:2 | SC | 0V | WHT | 12 | 13.B3 | XT0089:3 | TURBINE PANEL B^JB70 | 12.D6 | USED
XT0134:3 | SC | 0V | WHT | 14 | 13.B3 | XT0291:2 | TURBINE PANEL B^JB70 | 31.D5 | USED
XT0134:4 | SC | 0V | WHT | 12 | 13.B3 | XT0235:1 | TURBINE PANEL B^JB70 | 13.D4 | USED
XT0135:1 | SC | 0V | WHT | 14 | 13.B4 | KA1020:24 | TURBINE PANEL B^JB70 | 35.A5 | USED
XT0136:1 | SC | FU0139 | WHT | 20 | 14.A2 | XT0240:12 | TURBINE PANEL B^JB70 | 15.C4 | USED
XT0136:10 | SC | KA0231A1 | WHT | 20 | 14.B5 | KA0242:11 | TURBINE PANEL B^JB70 | 15.C6 | USED
XT0136:3 | SC | 0V | WHT | 20 | 14.A2 | XT0240:10 | TURBINE PANEL B^JB70 | 15.D3 | USED
XT0136:6 | SC | PS32004 | WHT | 20 | 71.D5 | KA0240:11 | TURBINE PANEL B^JB70 | 71.D6 | USED
XT0136:7 | SC | UF1300 | WHT | 20 | 71.D6 | KA0240:14 | TURBINE PANEL B^JB70 | 71.D6 | USED
XT0137:1 | SC | ESTOPA | WHT | 20 | 29.B5 | XT0240:3 | TURBINE PANEL B^JB70 | 15.A3 | USED
XT0137:2 | SC | ESTOP | WHT | 20 | 29.B5 | XT0240:4 | TURBINE PANEL B^JB70 | 15.A3 | USED
XT0138:2 | SC | FU0136 | WHT | 12 | 13.A3 | XT0089:1 | TURBINE PANEL B^JB70 | 12.C6 | USED
XT0138:3 | SC | FU0136 | WHT | 14 | 13.A3 | XT0291:1 | TURBINE PANEL B^JB70 | 31.D5 | USED
XT0138:4 | SC | FU0136 | WHT | 12 | 13.B3 | FU0210:LI | TURBINE PANEL B^JB70 | 13.C4 | USED
XT0139:3 | SC | FU0137 | WHT | 14 | 13.B4 | FU0211:LI | TURBINE PANEL B^JB70 | 13.B4 | USED
AU0080:L2 | WC0008 | AU0080L2 | ENET | CABLE | 9.A1 | AU0070:L1 | TURBINE PANEL B^JB70 | 10.A2 | USED
SolarTools ver. 24.0.84.24712 (Jul 31, 2025)
Report date: 1/9/2026 11:42 AM

## TURBINE PANEL B^JB70
TURBINE PANEL B^JB70
Project # | 4K911
Project Name | ERGON REFINING INC
Revision | A
Controls DE | A. MADDI
Phone: | 0
Controls ME
Phone:
From | [5 empty] | To
Device ID | Cable (W) Conductor (SC) Jumper Clip (JC) | Wire No. | Wire ID | Gauge/Size | Page/Zone | Device ID | Location | Page/Zone
XT0060:1 | JC | 0V | CLIP | --- | 10.D1 | XT0060:2 | TURBINE PANEL B^JB70 | 10.D1 | USED
XT0233:1 | JC | FU0210 | CLIP | --- | 13.C4 | XT0233:2 | TURBINE PANEL B^JB70 | 13.C4 | USED
XT0233:2 | JC | FU0210 | CLIP | --- | 13.C4 | XT0233:3 | TURBINE PANEL B^JB70 | 13.C4 | USED
XT0235:1 | JC | 0V | CLIP | --- | 13.D4 | XT0235:2 | TURBINE PANEL B^JB70 | 13.D4 | USED
XT0235:2 | JC | 0V | CLIP | --- | 13.D4 | XT0235:3 | TURBINE PANEL B^JB70 | 13.D4 | USED
XT0240:11 | JC | FU0139 | CLIP | --- | 15.C4 | XT0240:12 | TURBINE PANEL B^JB70 | 15.C4 | USED
XT0240:9 | JC | 0V | CLIP | --- | 15.D3 | XT0240:10 | TURBINE PANEL B^JB70 | 15.D3 | USED
KA0233:14 | SC | 006102 | WHT | 20 | 36.B7 | AF0061:02 | TURBINE PANEL B^JB70 | 36.B5 | USED
KA0234:14 | SC | 006114 | WHT | 20 | 37.B7 | AF0061:14 | TURBINE PANEL B^JB70 | 37.B5 | USED
AF0061:COM | SC | 0V | WHT | 14 | 10.C2 | XT0060:2 | TURBINE PANEL B^JB70 | 10.D1 | USED
AF0061:J | SC | * |  |  | 10.C2 | AF0062:P | TURBINE PANEL B^JB70 | 10.C3 | USED
AF0061:V+ | SC | FU0061 | WHT | 14 | 10.C2 | FU0061:LD | TURBINE PANEL B^JB70 | 10.D1 | USED
KA0222:14 | SC | 006200 | WHT | 20 | 53.A7 | AF0062:00 | TURBINE PANEL B^JB70 | 53.A6 | USED
AF0062:16 | SC | SV21242 | WHT | 20 | 53.A7 | XT0060:5 | TURBINE PANEL B^JB70 | 53.A5 | USED
AF0062:COM | SC | 0V | WHT | 14 | 10.C3 | XT0060:2 | TURBINE PANEL B^JB70 | 10.D1 | USED
AF0062:J | SC | * |  |  | 10.C3 | AF0063:P | TURBINE PANEL B^JB70 | 10.C3 | USED
AF0062:V+ | SC | FU0062 | WHT | 14 | 10.C3 | FU0062:LD | TURBINE PANEL B^JB70 | 10.D1 | USED
AF0063:COM | SC | AF0063N | WHT | 16 | 10.C3 | AF0064:COM | TURBINE PANEL B^JB70 | 10.C4 | USED
AF0063:COM | SC | AU0060N | WHT | 16 | 10.C3 | AU0060:COM | TURBINE PANEL B^JB70 | 10.C2 | USED
AF0063:J | SC | * |  |  | 10.C3 | AF0064:P | TURBINE PANEL B^JB70 | 10.C4 | USED
AF0063:V+ | SC | AF0063P | WHT | 16 | 10.C3 | AF0064:V+ | TURBINE PANEL B^JB70 | 10.C4 | USED
AF0063:V+ | SC | AU0060P | WHT | 16 | 10.C3 | AU0060:V+ | TURBINE PANEL B^JB70 | 10.C2 | USED
AF0064:COM | SC | AF0064N | WHT | 16 | 10.C4 | AF0065:COM | TURBINE PANEL B^JB70 | 10.C5 | USED
AF0064:J | SC | * |  |  | 10.C4 | AF0065:P | TURBINE PANEL B^JB70 | 10.C5 | USED
AF0064:SH | SC | AF0064G | GRN | 14 | 10.C4 | AF0065:SH | TURBINE PANEL B^JB70 | 10.C5 | USED
AF0064:SH | SC | IEG02304 | GRN | 14 | 10.C4 | AU0060:GND | TURBINE PANEL B^JB70 | 10.C2 | USED
AF0064:V+ | SC | AF0064P | WHT | 16 | 10.C4 | AF0065:V+ | TURBINE PANEL B^JB70 | 10.C5 | USED
AF0065:COM | SC | AF0065N | WHT | 16 | 10.C5 | AF0068:COM | TURBINE PANEL B^JB70 | 10.C6 | USED
AF0065:J | SC | * |  |  | 10.C5 | AF0066:P | TURBINE PANEL B^JB70 | 10.C5 | USED
AF0065:SH | SC | AF0065G | GRN | 14 | 10.C5 | AF0066:SH | TURBINE PANEL B^JB70 | 10.C5 | USED
AF0065:V+ | SC | AF0065P | WHT | 16 | 10.C5 | AF0068:V+ | TURBINE PANEL B^JB70 | 10.C6 | USED
AF0066:COM | SC | 0V | WHT | 14 | 10.C5 | XT0060:2 | TURBINE PANEL B^JB70 | 10.D1 | USED
AF0066:J | SC | * |  |  | 10.C5 | AF0067:P | TURBINE PANEL B^JB70 | 10.C6 | USED
AF0066:SH | SC | AF0066G | GRN | 14 | 10.C5 | AF0068:SH | TURBINE PANEL B^JB70 | 10.C6 | USED
AF0066:V+ | SC | FU0063 | WHT | 16 | 10.C5 | FU0063:LD | TURBINE PANEL B^JB70 | 10.D1 | USED
AF0067:COM | SC | 0V | WHT | 14 | 10.C6 | XT0060:2 | TURBINE PANEL B^JB70 | 10.D1 | USED
AF0067:J | SC | * |  |  | 10.C6 | AF0068:P | TURBINE PANEL B^JB70 | 10.C6 | USED
AF0067:V+ | SC | FU0064 | WHT | 16 | 10.C6 | FU0064:LD | TURBINE PANEL B^JB70 | 10.D1 | USED
AF0071:COM | SC | AF0071N | WHT | 16 | 10.B2 | AF0072:COM | TURBINE PANEL B^JB70 | 10.A3 | USED
AF0071:COM | SC | AU0070N | WHT | 16 | 10.B2 | AU0070:COM | TURBINE PANEL B^JB70 | 10.A2 | USED
AF0071:J | SC | * |  |  | 10.B2 | AF0072:P | TURBINE PANEL B^JB70 | 10.A3 | USED
AF0071:SH | SC | AF0071G | GRN | 14 | 10.B2 | AF0072:SH | TURBINE PANEL B^JB70 | 10.A3 | USED
AF0071:SH | SC | IEG02305 | GRN | 14 | 10.B2 | AU0070:GND | TURBINE PANEL B^JB70 | 10.A2 | USED
AF0071:V+ | SC | AF0071P | WHT | 16 | 10.B2 | AF0072:V+ | TURBINE PANEL B^JB70 | 10.A3 | USED
AF0071:V+ | SC | AU0070P | WHT | 16 | 10.B2 | AU0070:V+ | TURBINE PANEL B^JB70 | 10.A2 | USED
AF0072:COM | SC | AF0072N | WHT | 16 | 10.A3 | AF0073:COM | TURBINE PANEL B^JB70 | 10.B3 | USED
AF0072:J | SC | * |  |  | 10.A3 | AF0073:P | TURBINE PANEL B^JB70 | 10.B3 | USED
AF0072:SH | SC | AF0072G | GRN | 14 | 10.A3 | AF0073:SH | TURBINE PANEL B^JB70 | 10.B3 | USED
AF0072:V+ | SC | AF0072P | WHT | 16 | 10.A3 | AF0073:V+ | TURBINE PANEL B^JB70 | 10.B3 | USED
AF0073:COM | SC | AF0073N | WHT | 16 | 10.B3 | AF0074:COM | TURBINE PANEL B^JB70 | 10.B4 | USED
AF0073:J | SC | * |  |  | 10.B3 | AF0074:P | TURBINE PANEL B^JB70 | 10.B4 | USED
AF0073:SH | SC | AF0073G | GRN | 14 | 10.B3 | AF0074:SH | TURBINE PANEL B^JB70 | 10.B4 | USED
AF0073:V+ | SC | AF0073P | WHT | 16 | 10.B3 | AF0074:V+ | TURBINE PANEL B^JB70 | 10.B4 | USED
AF0074:05 | SC | 007405 | WHT | 20 | 12.C7 | XT0089:2 | TURBINE PANEL B^JB70 | 12.C6 | USED
AF0074:21 | SC | 0V | WHT | 20 | 12.C7 | XT0089:3 | TURBINE PANEL B^JB70 | 12.D6 | USED
AF0074:COM | SC | AF0074N | WHT | 16 | 10.B4 | AF0075:COM | TURBINE PANEL B^JB70 | 10.A5 | USED
AF0074:J | SC | * |  |  | 10.B4 | AF0075:P | TURBINE PANEL B^JB70 | 10.A5 | USED
AF0074:SH | SC | AF0074G | GRN | 14 | 10.B4 | AF0075:SH | TURBINE PANEL B^JB70 | 10.A5 | USED
AF0074:V+ | SC | AF0074P | WHT | 16 | 10.B4 | AF0075:V+ | TURBINE PANEL B^JB70 | 10.A5 | USED
AF0075:COM | SC | AF0075N | WHT | 16 | 10.A5 | AF0077:COM | TURBINE PANEL B^JB70 | 10.B6 | USED
AF0075:J | SC | * |  |  | 10.A5 | AF0076:P | TURBINE PANEL B^JB70 | 10.A5 | USED
AF0075:SH | SC | AF0075G | GRN | 14 | 10.A5 | AF0077:SH | TURBINE PANEL B^JB70 | 10.B6 | USED
AF0075:V+ | SC | AF0075P | WHT | 16 | 10.A5 | AF0077:V+ | TURBINE PANEL B^JB70 | 10.B6 | USED
KA0237:14 | SC | 007600 | WHT | 20 | 48.B7 | AF0076:00 | TURBINE PANEL B^JB70 | 48.B5 | USED
KA0237:24 | SC | 007601 | WHT | 20 | 50.B7 | AF0076:01 | TURBINE PANEL B^JB70 | 50.B5 | USED
KA0222:A1 | SC | 007604 | WHT | 20 | 53.A7 | AF0076:04 | TURBINE PANEL B^JB70 | 53.A6 | USED
KA1020:A1 | SC | 007608 | WHT | 20 | 31.A7 | AF0076:08 | TURBINE PANEL B^JB70 | 31.A5 | USED
KA0124:A1 | SC | 007609 | WHT | 20 | 32.D6 | AF0076:09 | TURBINE PANEL B^JB70 | 32.D6 | USED
AF0076:11 | SC | UA1200J14 | WHT | 20 | 16.C7 | UA1200:J1-4 | TURBINE PANEL B^JB70 | 16.B3 | USED
AF0076:12 | SC | 007612 | WHT | 20 | 16.C7 | XT0237:1 B2 | TURBINE PANEL B^JB70 | 16.C5 | USED
KA0222:A2 | SC | 007620 | WHT | 20 | 53.A7 | AF0076:20 | TURBINE PANEL B^JB70 | 53.A6 | USED
KA1020:A2 | SC | 007624 | WHT | 20 | 31.A7 | AF0076:24 | TURBINE PANEL B^JB70 | 31.A5 | USED
KA0124:A2 | SC | 007625 | WHT | 20 | 32.D6 | AF0076:25 | TURBINE PANEL B^JB70 | 32.D6 | USED
KA0231:A2 | SC | KA0231A2 | WHT | 20 | 15.C7 | AF0076:26 | TURBINE PANEL B^JB70 | 15.C6 | USED
AF0076:COM | SC | 0V | WHT | 14 | 10.A5 | XT0070:1 | TURBINE PANEL B^JB70 | 10.B1 | USED
AF0076:J | SC | * |  |  | 10.A5 | AF0077:P | TURBINE PANEL B^JB70 | 10.B6 | USED
AF0076:V+ | SC | FU0071 | WHT | 16 | 10.A5 | FU0071:LD | TURBINE PANEL B^JB70 | 10.B1 | USED
XT0240:3 | SC | JW1 | CLIP | -- | 15.A3 | XT0240:2 | TURBINE PANEL B^JB70 | 15.A3 | USED
XT0240:2 | SC | JP0 | VIO | 20 | 15.A3 | XT0240:1 | TURBINE PANEL B^JB70 | 15.A3 | USED
AU0060:COM | SC | 0V | WHT | 14 | 10.C2 | XT0060:1 | TURBINE PANEL B^JB70 | 10.D1 | USED
AU0060:GND | SC | IEG02304 | GRN | 14 | 10.C2 | IEG0230:4 | TURBINE PANEL B^JB70 | 10.D4 | USED
AU0060:V+ | SC | FU0060 | WHT | 14 | 10.C2 | FU0060:LD | TURBINE PANEL B^JB70 | 10.C1 | USED
AU0070:COM | SC | 0V | WHT | 14 | 10.A2 | XT0070:1 | TURBINE PANEL B^JB70 | 10.B1 | USED
AU0070:GND | SC | IEG02305 | GRN | 14 | 10.A2 | IEG0230:5 | TURBINE PANEL B^JB70 | 10.B2 | USED
AU0070:V+ | SC | FU0070 | WHT | 16 | 10.A2 | FU0070:LD | TURBINE PANEL B^JB70 | 10.B1 | USED
BA0009:V1(-) | SC | 0V | WHT | 16 | 4.A2 | XT0005:2 | TURBINE PANEL B^JB70 | 4.A3 | USED
BA0009:V1(+) | SC | FU0009 | WHT | 16 | 4.A2 | FU0009:LD | TURBINE PANEL B^JB70 | 4.A3 | USED
BA1100:NEG | SC | UV0291N | WHT | 16 | 31.D1 | UV0291:OUT1(-) | TURBINE PANEL B^JB70 | 31.C5 | USED
BA1100:POS | SC | FU1101LD | WHT | 16 | 31.D1 | FU1101:LD | TURBINE PANEL B^JB70 | 31.C2 | USED
FU0009:LI | SC | FU0210 | WHT | 16 | 4.A3 | XT0005:1 | TURBINE PANEL B^JB70 | 4.A3 | USED
FU0060:LI | SC | FU0210 | WHT | 14 | 10.C1 | XT0233:1 | TURBINE PANEL B^JB70 | 13.C4 | USED
FU0060:LI | SC | FU0210 | WHT | 14 | 10.C1 | FU0061:LI | TURBINE PANEL B^JB70 | 10.D1 | USED
FU0061:LI | SC | FU0210 | WHT | 14 | 10.D1 | FU0062:LI | TURBINE PANEL B^JB70 | 10.D1 | USED
FU0062:LI | SC | FU0210 | WHT | 14 | 10.D1 | FU0063:LI | TURBINE PANEL B^JB70 | 10.D1 | USED
FU0063:LI | SC | FU0210 | WHT | 14 | 10.D1 | FU0064:LI | TURBINE PANEL B^JB70 | 10.D1 | USED
FU0070:LI | SC | FU0210 | WHT | 14 | 10.B1 | XT0233:2 | TURBINE PANEL B^JB70 | 13.C4 | USED
FU0070:LI | SC | FU0210 | WHT | 14 | 10.B1 | FU0071:LI | TURBINE PANEL B^JB70 | 10.B1 | USED
FU0210:LD | SC | FU0210 | WHT | 12 | 13.C4 | XT0233:1 | TURBINE PANEL B^JB70 | 13.C4 | USED
KA1020:14 | SC | FU0211 | WHT | 14 | 13.B4 | FU0211:LD | TURBINE PANEL B^JB70 | 35.A5 | USED
KA0248:21 | SC | FU0212 | WHT | 16 | 13.C5 | FU0212:LD | TURBINE PANEL B^JB70 | 16.C6 | USED
FU0212:LD | SC | FU0212 | WHT | 16 | 13.C5 | XT0233:4 | TURBINE PANEL B^JB70 | 16.D5 | USED
FU0212:LI | SC | FU0210 | WHT | 14 | 13.C5 | XT0233:1 | TURBINE PANEL B^JB70 | 13.C4 | USED
FU0291:LD | SC | FU0291LD | WHT | 14 | 31.C5 | UV0291:24V(+) | TURBINE PANEL B^JB70 | 31.C5 | USED
FU0291:LI | SC | FU0136 | WHT | 14 | 31.C5 | XT0291:1 | TURBINE PANEL B^JB70 | 31.D5 | USED
FU1101:LI | SC | UV0291P | WHT | 16 | 31.C2 | UV0291:OUT1(+) | TURBINE PANEL B^JB70 | 31.C5 | USED
GR0231: | SC | IEG02306 | GRN | 14 | 5.A3 | IEG0230:6 | TURBINE PANEL B^JB70 | 5.A3 | USED
GR0232: | SC | GR0232 | GRN/YEL | 14 | 5.A3 | FRAME | TURBINE PANEL B^JB70 | 5.A3 | USED
GR0233: | SC | GR0233 | GRN | 14 | 10.B3 | IEG0230:7 | TURBINE PANEL B^JB70 | 10.B2 | USED
IEG0230:8 | SC | IEG02308 | GRN | 16 | 16.D6 | UA1200:J3-4 | TURBINE PANEL B^JB70 | 16.B3 | USED
KA0222:11 | SC | KA022211 | WHT | 20 | 53.A6 | KA0236:24 | TURBINE PANEL B^JB70 | 53.A5 | USED
KA0231:11 | SC | KA0231A1 | WHT | 20 | 15.C6 | KA0242:11 | TURBINE PANEL B^JB70 | 15.C6 | USED
KA0231:11 | SC | KA0231A1 | WHT | 20 | 15.C6 | KA0231:A1 | TURBINE PANEL B^JB70 | 15.C6 | USED
KA0231:14 | SC | KA024214 | WHT | 20 | 15.C6 | KA0242:14 | TURBINE PANEL B^JB70 | 15.C6 | USED
KA0231:21 | SC | KA023121 | WHT | 20 | 15.A4 | KA0245:14 | TURBINE PANEL B^JB70 | 15.A4 | USED
KA0231:A1 | SC | KA0231A1 | WHT | 20 | 15.C6 | KA0232:A1 | TURBINE PANEL B^JB70 | 15.D6 | USED
KA0231:A2 | SC | KA0231A2 | WHT | 20 | 15.C6 | KA0232:A2 | TURBINE PANEL B^JB70 | 15.D6 | USED
KA0232:22 | SC | KA023222 | WHT | 20 | 97.A6 | KA0249:11 | TURBINE PANEL B^JB70 | 97.B6 | USED
KA0232:A1 | SC | KA0231A1 | WHT | 20 | 15.D6 | KA0233:A1 | TURBINE PANEL B^JB70 | 15.D6 | USED
KA0232:A2 | SC | KA0231A2 | WHT | 20 | 15.D6 | KA0233:A2 | TURBINE PANEL B^JB70 | 15.D6 | USED
KA0233:A1 | SC | KA0231A1 | WHT | 20 | 15.D6 | KA0234:A1 | TURBINE PANEL B^JB70 | 15.D6 | USED
KA0233:A2 | SC | KA0231A2 | WHT | 20 | 15.D6 | KA0234:A2 | TURBINE PANEL B^JB70 | 15.D6 | USED
KA0235:11 | SC | UA1200J21 | WHT | 20 | 15.A5 | KA0241:11 | TURBINE PANEL B^JB70 | 15.A5 | USED
KA0235:11 | SC | UA1200J21 | WHT | 20 | 15.A5 | XT0060:3 | TURBINE PANEL B^JB70 | 16.D5 | USED
KA0235:14 | SC | KA024114 | WHT | 20 | 15.A5 | KA0241:14 | TURBINE PANEL B^JB70 | 15.A5 | USED
KA0235:A1 | SC | ESTOP | WHT | 20 | 15.A2 | KA0236:A1 | TURBINE PANEL B^JB70 | 15.B2 | USED
KA0235:A1 | SC | ESTOP | WHT | 20 | 15.A2 | XT0240:4 | TURBINE PANEL B^JB70 | 15.A3 | USED
KA0236:11 | SC | FU0139 | WHT | 20 | 15.D4 | KA0244:11 | TURBINE PANEL B^JB70 | 15.D4 | USED
KA0236:11 | SC | FU0139 | WHT | 20 | 15.D4 | XT0240:12 | TURBINE PANEL B^JB70 | 15.C4 | USED
KA0236:12 | SC | KA023612 | WHT | 20 | 15.D4 | XT0240:13 | TURBINE PANEL B^JB70 | 15.D4 | USED
KA0236:A1 | SC | ESTOP | WHT | 20 | 15.B2 | KA0237:A1 | TURBINE PANEL B^JB70 | 15.B2 | USED
KA0236:A2 | SC | 0V | WHT | 20 | 15.B2 | KA0235:A2 | TURBINE PANEL B^JB70 | 15.A2 | USED
KA0236:A2 | SC | 0V | WHT | 20 | 15.B2 | KA0237:A2 | TURBINE PANEL B^JB70 | 15.B2 | USED
KA0237:A1 | SC | ESTOP | WHT | 20 | 15.B2 | KA0238:A1 | TURBINE PANEL B^JB70 | 15.B2 | USED
KA0237:A2 | SC | 0V | WHT | 20 | 15.B2 | KA0238:A2 | TURBINE PANEL B^JB70 | 15.B2 | USED
KA0238:A1 | SC | ESTOP | WHT | 20 | 15.B2 | KA0239:A1 | TURBINE PANEL B^JB70 | 15.B2 | USED
KA0238:A2 | SC | 0V | WHT | 20 | 15.B2 | KA0239:A2 | TURBINE PANEL B^JB70 | 15.B2 | USED
KA0239:A1 | SC | ESTOP | WHT | 20 | 15.B2 | KA0240:A1 | TURBINE PANEL B^JB70 | 15.B2 | USED
KA0239:A2 | SC | 0V | WHT | 20 | 15.B2 | KA0240:A2 | TURBINE PANEL B^JB70 | 15.B2 | USED
KA0240:A1 | SC | ESTOP | WHT | 20 | 15.B2 | KA0248:A1 | TURBINE PANEL B^JB70 | 15.C2 | USED
KA0240:A2 | SC | 0V | WHT | 20 | 15.B2 | KA0248:A2 | TURBINE PANEL B^JB70 | 15.C2 | USED
KA0241:14 | SC | KA024114 | WHT | 20 | 15.A5 | KA0231:24 | TURBINE PANEL B^JB70 | 15.A4 | USED
KA0241:A1 | SC | KA0241A1 | WHT | 20 | 15.C2 | KA0242:A1 | TURBINE PANEL B^JB70 | 15.C2 | USED
KA0241:A1 | SC | KA0241A1 | WHT | 20 | 15.C2 | XT0240:6 | TURBINE PANEL B^JB70 | 15.C3 | USED
KA0241:A2 | SC | 0V | WHT | 20 | 15.C2 | KA0242:A2 | TURBINE PANEL B^JB70 | 15.C2 | USED
KA0241:A2 | SC | 0V | WHT | 20 | 15.C2 | KA0250:A2 | TURBINE PANEL B^JB70 | 15.C2 | USED
KA0242:21 | SC | 024221 | WHT | 20 | 16.C6 | XT0237:1 T2 | TURBINE PANEL B^JB70 | 16.C5 | USED
KA0242:24 | SC | 024822 | WHT | 20 | 16.C6 | KA0248:22 | TURBINE PANEL B^JB70 | 16.C6 | USED
KA0242:A2 | SC | 0V | WHT | 20 | 15.C2 | KA0243:A2 | TURBINE PANEL B^JB70 | 15.C2 | USED
KA0243:21 | SC | ESTOPC | WHT | 20 | 15.A3 | XT0240:1 | TURBINE PANEL B^JB70 | 15.A3 | USED
KA0243:24 | SC | KA024511 | WHT | 20 | 15.A3 | KA0245:11 | TURBINE PANEL B^JB70 | 15.A4 | USED
KA0243:A1 | SC | KA0243A1 | WHT | 20 | 15.C2 | KA0244:A1 | TURBINE PANEL B^JB70 | 15.D2 | USED
KA0243:A1 | SC | KA0243A1 | WHT | 20 | 15.C2 | XT0240:7 | TURBINE PANEL B^JB70 | 15.C3 | USED
KA0243:A2 | SC | 0V | WHT | 20 | 15.C2 | KA0244:A2 | TURBINE PANEL B^JB70 | 15.D2 | USED
KA0244:A1 | SC | KA0243A1 | WHT | 20 | 15.D2 | KA0246:A1 | TURBINE PANEL B^JB70 | 15.D2 | USED
KA0244:A2 | SC | 0V | WHT | 20 | 15.D2 | KA0246:A2 | TURBINE PANEL B^JB70 | 15.D2 | USED
KA0245:A1 | SC | KA0245A1 | WHT | 20 | 15.D2 | KA0249:A1 | TURBINE PANEL B^JB70 | 15.D2 | USED
KA0245:A1 | SC | KA0245A1 | WHT | 20 | 15.D2 | XT0240:8 | TURBINE PANEL B^JB70 | 15.D3 | USED
KA0245:A2 | SC | 0V | WHT | 20 | 15.D2 | KA0249:A2 | TURBINE PANEL B^JB70 | 15.D2 | USED
KA0245:A2 | SC | 0V | WHT | 20 | 15.D2 | KA0247:A2 | TURBINE PANEL B^JB70 | 15.D2 | USED
KA0246:A1 | SC | KA0243A1 | WHT | 20 | 15.D2 | KA0247:A1 | TURBINE PANEL B^JB70 | 15.D2 | USED
KA0246:A2 | SC | 0V | WHT | 20 | 15.D2 | KA0247:A2 | TURBINE PANEL B^JB70 | 15.D2 | USED
KA0248:A1 | SC | ESTOP | WHT | 20 | 15.C2 | KA0250:A1 | TURBINE PANEL B^JB70 | 15.C2 | USED
KA0248:A2 | SC | 0V | WHT | 20 | 15.C2 | KA0250:A2 | TURBINE PANEL B^JB70 | 15.C2 | USED
KA0249:A2 | SC | 0V | WHT | 20 | 15.D2 | XT0240:10 | TURBINE PANEL B^JB70 | 15.D3 | USED
RR0941:-3.01K OHM | SC | 007405 | LEAD | --- | 12.C6 | XT0089:2 | TURBINE PANEL B^JB70 | 12.C6 | USED
RR0941:-3.01K OHM | SC | FU0136 | LEAD | --- | 12.C6 | XT0089:1 | TURBINE PANEL B^JB70 | 12.C6 | USED
RR0942:-1.0K OHM | SC | 0V | LEAD | --- | 12.D6 | XT0089:3 | TURBINE PANEL B^JB70 | 12.D6 | USED
RR0942:-1.0K OHM | SC | 007405 | LEAD | --- | 12.D6 | XT0089:2 | TURBINE PANEL B^JB70 | 12.C6 | USED
UA1200:J1-10 | SC | FU0212 | WHT | 20 | 16.B3 | XT0233:4 | TURBINE PANEL B^JB70 | 16.D5 | USED
UA1200:J1-5 | SC | UA1200J15 | WHT | 20 | 16.B3 | XT0237:1 B1 | TURBINE PANEL B^JB70 | 16.C5 | USED
UA1200:J1-8 | SC | UA1200J | WHT | 20 | 60.B6 | UA1200:J3-5 | TURBINE PANEL B^JB70 | 60.B6 | USED
UA1200:J1-9 | SC | 0V | WHT | 20 | 16.B3 | XT0235:4 | TURBINE PANEL B^JB70 | 16.D5 | USED
UA1200:J2-1 | SC | UA1200J21 | WHT | 20 | 16.B3 | XT0060:3 | TURBINE PANEL B^JB70 | 16.D5 | USED
UA1200:J2-2 | SC | FU0212 | WHT | 20 | 16.B3 | XT0233:4 | TURBINE PANEL B^JB70 | 16.D5 | USED
UV0291:24V(-) | SC | 0V | WHT | 14 | 31.C5 | XT0291:2 | TURBINE PANEL B^JB70 | 31.D5 | USED
XT0070:1 | SC | 0V | WHT | 14 | 10.B1 | XT0235:1 | TURBINE PANEL B^JB70 | 13.D4 | USED
XT0235:1 | SC | 0V | WHT | 14 | 13.D4 | XT0060:1 | TURBINE PANEL B^JB70 | 10.D1 | USED
XT0235:4 | SC | 0V | WHT | 16 | 16.D5 | XT0235:2 | TURBINE PANEL B^JB70 | 13.D4 | USED
XT0236:1 | SC | FU0139 | WHT | 20 | 28.B5 | XT0240:11 | TURBINE PANEL B^JB70 | 15.C4 | USED
XT0236:2 | SC | KA0241A1 | WHT | 20 | 28.B5 | XT0240:6 | TURBINE PANEL B^JB70 | 15.C3 | USED
XT0236:3 | SC | 0V | WHT | 16 | 28.C5 | XT0240:9 | TURBINE PANEL B^JB70 | 15.D3 | USED
XT0237:2 B2 | SC | KA023612 | WHT | 20 | 28.C5 | XT0240:13 | TURBINE PANEL B^JB70 | 15.D4 | USED
XT0240:5 | SC | ESTOP | WHT | 20 | 15.B3 | XT0240:4 | TURBINE PANEL B^JB70 | 15.A3 | USED
AU0060:L1 | WC0007 | AU0070L2 | ENET | CABLE | 10.C2 | AU0070:L2 | TURBINE PANEL B^JB70 | 10.A2 | USED
AF0065:12 | WC4524 | UA1200J13 | CLR | 20 | 16.B7 | UA1200:J1-3 | TURBINE PANEL B^JB70 | 16.B3 | USED
AF0065:28 | WC4524 | UA1200J11 | BLK | 20 | 16.B7 | UA1200:J1-1 | TURBINE PANEL B^JB70 | 16.B3 | USED
AF0065:60 | WC4524 | UA1200S | SH | 20 | 16.B7 | FLOATING | TURBINE PANEL B^JB70 | 16.B3 | USED
XT0236:1 | SC | FU0139 | WHT | 20 | 28.B5 | SH0472:13 | JB70 | 28.B1 | USED
XT0236:2 | SC | KA0241A1 | WHT | 20 | 28.B5 | SH0472:14 | JB70 | 28.B1 | USED
XT0236:3 | SC | 0V | WHT | 20 | 28.C5 | SH0472:X1 | JB70 | 28.C1 | USED
XT0236:4 | SC | SH047211 | WHT | 20 | 28.C5 | SH0472:11 | JB70 | 28.C1 | USED
XT0236:5 | SC | SH047212 | WHT | 20 | 28.C5 | SH0472:12 | JB70 | 28.C1 | USED
XT0237:2 B1 | SC | SH0472X2 | WHT | 20 | 28.C5 | SH0472:X2 | JB70 | 28.C1 | USED
XT0291:1 | SC | FU0136 | WHT | 14 | 31.D5 | FU1100:LI | JB70 | 31.D3 | USED
AF0076:14 | SC | 007614 | WHT | 20 | 101.C7 | KA0182:A1 | GENERATOR PANEL | 101.C5 | USED
AF0076:15 | SC | 007615 | WHT | 20 | 101.D7 | KA0183:A1 | GENERATOR PANEL | 101.D5 | USED
AF0076:30 | SC | 007630 | WHT | 20 | 101.C7 | KA0182:A2 | GENERATOR PANEL | 101.C5 | USED
AF0076:31 | SC | 007631 | WHT | 20 | 101.D7 | KA0183:A2 | GENERATOR PANEL | 101.D5 | USED
AU0060:L2 | WC0006 | AU0060L2 | ENET | CABLE | 10.C2 | AF0410:L1 | GENERATOR PANEL | 18.B5 | USED
XT0240:5 | WC8019 | ESTOP | 1 | 12 | 15.B3 | XT0336:1 | GENERATOR PANEL | 19.C4 | USED
XT0240:12 | SC | FU0139 | WHT | 20 | 15.C4 | AT0170:30 | JB70 | 11.C3 | USED
XT0240:12 | SC | FU0139 | WHT | 20 | 15.C4 | AT0170:24 | JB70 | 11.B3 | USED
XT0240:7 | SC | KA0243A1 | WHT | 20 | 15.C3 | AT0170:26 | JB70 | 11.B3 | USED
XT0240:8 | SC | KA0245A1 | WHT | 20 | 15.D3 | AT0170:32 | JB70 | 11.C3 | USED
XT0291:2 | SC | 0V | WHT | 14 | 31.D5 | AT1100:NEG | JB70 | 31.D3 | USED
BA1100:L2 | WC0010 | BA1100L2 | ENET | CABLE | 31.D1 | AT0170:L1 | JB70 | 11.A5 | USED
BA1100:DEVICE | WC0101 | BA1100DEVICE | ENET | CABLE | 31.D1 | AT1100:L1 | JB70 | 31.D3 | USED
KA0232:11 | SC | KA017814 | WHT | 20 | 27.D6 | KA0178:14 | LEFT SIDE RAIL^JB70 | 27.D5 | USED
KA0232:12 | SC | FU0170 | WHT | 20 | 27.D6 | KA0875:14 | LEFT SIDE RAIL^JB70 | 27.D6 | USED
KA0232:21 | SC | FU0170 | WHT | 20 | 97.A6 | XT0170:2 | LEFT SIDE RAIL^JB70 | 11.A2 | USED
KA0244:21 | SC | KA017621 | WHT | 20 | 97.C5 | XT0171:3 | LEFT SIDE RAIL^JB70 | 97.C5 | USED
KA0246:11 | SC | KA017611 | WHT | 20 | 97.A5 | XT0171:1 | LEFT SIDE RAIL^JB70 | 97.A5 | USED
IEG0230:1 | SC | IEG02301 | GRN | 12 | 6.B6 | AR0600:IE2 | PLC PANEL^JB70 | 6.A1 | USED
IEG0230:12 | SC | GR0234 | GRN | 14 | 5.A4 | GR0234: | PLC PANEL^JB70 | 5.A4 | USED
XT0005:1 | SC | FU0210 | WHT | 16 | 4.A3 | XT0001:3 | PLC PANEL^JB70 | 3.B3 | USED
XT0005:2 | SC | 0V | WHT | 16 | 4.A3 | XT0001:6 | PLC PANEL^JB70 | 3.B3 | USED
XT0233:3 | SC | FU0210 | WHT | 12 | 13.C4 | XT0001:4 | PLC PANEL^JB70 | 3.B3 | USED
XT0233:3 | SC | FU0210 | WHT | 12 | 13.C4 | XT0001:1 | PLC PANEL^JB70 | 3.A3 | USED
XT0233:3 | SC | FU0210 | WHT | 14 | 13.C4 | FU0680:LI | PLC PANEL^JB70 | 8.B2 | USED
XT0235:3 | SC | 0V | WHT | 12 | 13.D4 | XT0001:5 | PLC PANEL^JB70 | 3.B3 | USED
XT0235:3 | SC | 0V | WHT | 12 | 13.D4 | XT0001:2 | PLC PANEL^JB70 | 3.A3 | USED
XT0235:3 | SC | 0V | WHT | 14 | 13.D4 | XT0680:2 | PLC PANEL^JB70 | 8.B3 | USED
BA1100:L1 | WC9001 | BA0001RJ45 | ENET | CABLE | 31.D1 | BA0001:RJ45 | PLC PANEL^JB70 | 3.A2 | USED
BA0009:RJ45 | WC9019 | BA0009RJ45 | ENET | CABLE | 4.A2 | AT0680:LAN2 | PLC PANEL^JB70 | 8.B4 | USED
AF0067:12 | SC | KA0134A1 | WHT | 20 | 74.D7 | KA0134:A1 | TURBINE PANEL A^JB70 | 14.C6 | USED
AF0076:02 | SC | 007602 | WHT | 20 | 52.B7 | KA0221:A1 | TURBINE PANEL A^JB70 | 52.B6 | USED
AF0076:10 | SC | KT014615 | WHT | 20 | 15.C7 | KT0146:15 | TURBINE PANEL A^JB70 | 15.C6 | USED
AF0076:13 | SC | KT0146B1 | WHT | 20 | 14.B2 | KT0146:B1 | TURBINE PANEL A^JB70 | 14.B2 | USED
AF0076:18 | SC | 007618 | WHT | 20 | 52.B7 | KA0221:A2 | TURBINE PANEL A^JB70 | 52.B6 | USED
AF0076:29 | SC | KT0146A2 | WHT | 20 | 14.B2 | KT0146:A2 | TURBINE PANEL A^JB70 | 14.B2 | USED
FU0210:LI | SC | FU0136 | WHT | 12 | 13.C4 | XT0138:4 | TURBINE PANEL A^JB70 | 13.B3 | USED
FU0211:LI | SC | FU0137 | WHT | 14 | 13.B4 | XT0139:3 | TURBINE PANEL A^JB70 | 13.B4 | USED
IEG0230:11 | SC | IEG023011 | GRN | 14 | 9.B3 | AF0083:SH | TURBINE PANEL A^JB70 | 9.B3 | USED
IEG0230:2 | SC | IEG02302 | GRN | 14 | 9.D4 | AF0094:SH | TURBINE PANEL A^JB70 | 9.D4 | USED
IEG0230:3 | SC | IEG02303 | GRN | 14 | 5.A4 | GR0133: | TURBINE PANEL A^JB70 | 5.A4 | USED
IEG0230:9 | SC | GR0134 | GRN | 14 | 5.A4 | GR0134: | TURBINE PANEL A^JB70 | 5.A4 | USED
KA0231:14 | SC | KA024214 | WHT | 20 | 15.C6 | KT0146:18 | TURBINE PANEL A^JB70 | 15.C6 | USED
KA0232:22 | SC | KA023222 | WHT | 20 | 97.A6 | KA0144:21 | TURBINE PANEL A^JB70 | 97.A6 | USED
KA0235:24 | SC | KA022111 | WHT | 20 | 52.B5 | KA0221:11 | TURBINE PANEL A^JB70 | 52.B6 | USED
KA0239:21 | SC | KA023921 | WHT | 20 | 15.B6 | AF0081:41 | TURBINE PANEL A^JB70 | 15.A7 | USED
KA0239:24 | SC | KA023924 | WHT | 20 | 15.B6 | AF0081:09 | TURBINE PANEL A^JB70 | 15.A7 | USED
KA0240:11 | SC | PS32004 | WHT | 20 | 71.D6 | XT0136:6 | TURBINE PANEL A^JB70 | 71.D5 | USED
KA0240:14 | SC | UF1300 | WHT | 20 | 71.D6 | XT0136:7 | TURBINE PANEL A^JB70 | 71.D6 | USED
KA0241:11 | SC | UA1200J21 | WHT | 20 | 15.A5 | AF0081:00 | TURBINE PANEL A^JB70 | 15.A7 | USED
KA0241:21 | SC | KT0146A1 | WHT | 20 | 14.B2 | KA0141:21 | TURBINE PANEL A^JB70 | 14.B2 | USED
KA0241:24 | SC | FU0139 | WHT | 20 | 14.B2 | KA0141:24 | TURBINE PANEL A^JB70 | 14.B2 | USED
KA0242:11 | SC | KA0231A1 | WHT | 20 | 15.C6 | XT0136:10 | TURBINE PANEL A^JB70 | 14.B5 | USED
KA0242:14 | SC | KA024214 | WHT | 20 | 15.C6 | AF0081:08 | TURBINE PANEL A^JB70 | 15.C7 | USED
KA0243:11 | SC | KA024311 | WHT | 20 | 15.B6 | AF0081:33 | TURBINE PANEL A^JB70 | 15.B7 | USED
KA0243:14 | SC | KA024314 | WHT | 20 | 15.B6 | AF0081:01 | TURBINE PANEL A^JB70 | 15.B7 | USED
KA0244:12 | SC | KA024412 | WHT | 20 | 15.D4 | KT0145:A1 | TURBINE PANEL A^JB70 | 14.B6 | USED
KA0244:24 | SC | KA6221A1 | WHT | 20 | 97.C5 | KA6221:A1 | TURBINE PANEL A^JB70 | 97.C6 | USED
KA0245:21 | SC | KA024521 | WHT | 20 | 15.B6 | AF0081:34 | TURBINE PANEL A^JB70 | 15.B7 | USED
KA0245:24 | SC | KA024524 | WHT | 20 | 15.B6 | AF0081:02 | TURBINE PANEL A^JB70 | 15.B7 | USED
KA0246:14 | SC | KA6211A1 | WHT | 20 | 97.A5 | KA6211:A1 | TURBINE PANEL A^JB70 | 97.A6 | USED
KA0249:12 | SC | KA014422 | WHT | 20 | 97.B6 | KA0144:22 | TURBINE PANEL A^JB70 | 97.A6 | USED
KA1020:24 | SC | 0V | WHT | 14 | 35.A5 | XT0135:1 | TURBINE PANEL A^JB70 | 13.B4 | USED
UA1200:J2-6 | SC | UA1200J26 | WHT | 20 | 16.B3 | KA0130:A2 | TURBINE PANEL A^JB70 | 16.C5 | USED
UA1200:J2-7 | SC | UA1200J27 | WHT | 20 | 16.B3 | AF0081:19 | TURBINE PANEL A^JB70 | 16.C7 | USED
XT0060:4 | SC | SV21202 | WHT | 20 | 52.B5 | AF0095:18 | TURBINE PANEL A^JB70 | 52.B7 | USED
XT0089:1 | SC | FU0136 | WHT | 12 | 12.C6 | XT0138:2 | TURBINE PANEL A^JB70 | 13.A3 | USED
XT0089:3 | SC | 0V | WHT | 12 | 12.D6 | XT0134:2 | TURBINE PANEL A^JB70 | 13.B3 | USED
XT0235:1 | SC | 0V | WHT | 12 | 13.D4 | XT0134:4 | TURBINE PANEL A^JB70 | 13.B3 | USED
XT0237:2 T2 | SC | 009213 | WHT | 20 | 28.C5 | AF0092:13 | TURBINE PANEL A^JB70 | 28.C7 | USED
XT0240:10 | SC | 0V | WHT | 20 | 15.D3 | XT0136:3 | TURBINE PANEL A^JB70 | 14.A2 | USED
XT0240:12 | SC | FU0139 | WHT | 20 | 15.C4 | XT0136:1 | TURBINE PANEL A^JB70 | 14.A2 | USED
XT0240:3 | SC | ESTOPA | WHT | 20 | 15.A3 | XT0137:1 | TURBINE PANEL A^JB70 | 29.B5 | USED
XT0240:4 | SC | ESTOP | WHT | 20 | 15.A3 | XT0137:2 | TURBINE PANEL A^JB70 | 29.B5 | USED
XT0291:1 | SC | FU0136 | WHT | 14 | 31.D5 | XT0138:3 | TURBINE PANEL A^JB70 | 13.A3 | USED
XT0291:2 | SC | 0V | WHT | 14 | 31.D5 | XT0134:3 | TURBINE PANEL A^JB70 | 13.B3 | USED
AU0070:L1 | WC0008 | AU0080L2 | ENET | CABLE | 10.A2 | AU0080:L2 | TURBINE PANEL A^JB70 | 9.A1 | USED
SolarTools ver. 24.0.84.24712 (Jul 31, 2025)
Report date: 1/9/2026 11:42 AM

## Panel Errors
Panel Errors
Project # | 4K911
Project Name | ERGON REFINING INC
Revision | A
Controls DE | A. MADDI
Phone: | 0
Controls ME
Phone:
From | [6 empty] | To
Device ID | Location | Cable (W) Conductor (SC) Jumper Clip (JC) | Wire ID | Wire No. | Gauge/Size | Page/Zone | Device ID | Location | Page/Zone
Report date: 1/9/2026 11:42 AM |  |  |  | SolarTools ver. 24.0.84.24712 (Jul 31, 2025)

## Cable Part Numbers
Cable Part Numbers |  |  | SolarTools ver. 24.0.84.24712 (Jul 31, 2025)
Project # | 4K911
Report date: 1/9/2026 11:43 AM
Project Name | ERGON REFINING INC
Revision | A
Controls DE | A. MADDI
Phone: | 0
Controls ME
Phone:
Device ID |  | Part Number |  | Description
WC5072 |  | PART OF 1103208-100 |  | CABLE, 2 CONDUCTOR UNSHIELDED PART OF HORN
WC0001 |  | 1302073-36 |  | CABLE, ETHERNET - 36 INCHES
WC0003 |  | 1302073-36 |  | CABLE, ETHERNET - 36 INCHES
WC0007 |  | 1302073-36 |  | CABLE, ETHERNET - 36 INCHES
WC0008 |  | 1302073-36 |  | CABLE, ETHERNET - 36 INCHES
WC0009 |  | 1302073-36 |  | CABLE, ETHERNET - 36 INCHES
WC0010 |  | 1302073-36 |  | CABLE, ETHERNET - 36 INCHES
WC0012 |  | 1302073-36 |  | CABLE, ETHERNET - 36 INCHES
WC0014 |  | 1302073-36 |  | CABLE, ETHERNET - 36 INCHES
WC0041 |  | 1302073-36 |  | CABLE, COMMUNICATION CABLE - 36 INCHES
WC0042 |  | 1302073-36 |  | CABLE, COMMUNICATION CABLE - 36 INCHES
WC0044 |  | 1302073-36 |  | CABLE, COMMUNICATION CABLE - 36 INCHES
WC0045 |  | 1302073-36 |  | CABLE, ETHERNET - 36 INCHES
WC0101 |  | 1302073-36 |  | CABLE, COMMUNICATION CABLE - 36 INCHES
WC0680 |  | 1302073-36 |  | CABLE, COMMUNICATION CABLE - 36 INCHES
WC1228 |  | 1075034-5 |  | PVC, 1 TRIAD TWISTED SHIELDED
WC1229 |  | 1075034-5 |  | PVC, 1 TRIAD TWISTED SHIELDED
WC1230 |  | 1075034-5 |  | PVC, 1 TRIAD TWISTED SHIELDED
WC1231 |  | 1075034-5 |  | PVC, 1 TRIAD TWISTED SHIELDED
WC1232 |  | 1075034-5 |  | PVC, 1 TRIAD TWISTED SHIELDED
WC1233 |  | 1075034-5 |  | PVC, 1 TRIAD TWISTED SHIELDED
WC1234 |  | 1075034-5 |  | PVC, 1 TRIAD TWISTED SHIELDED
WC1235 |  | 1075034-5 |  | PVC, 1 TRIAD TWISTED SHIELDED
WC4524 |  | 1075034-2 |  | PVC, 1 PAIR TWISTED SHIELDED
WC4749 |  | 1075034-5 |  | PVC, 1 TRIAD TWISTED SHIELDED
WC5018 |  | 1075034-3 |  | PVC, 1 PAIR TWISTED SHIELDED
WC5500 |  | 1075034-3 |  | PVC, 1 PAIR TWISTED SHIELDED
WC8009 |  | 1075034-3 |  | PVC, 1 PAIR TWISTED SHIELDED
WC8040 |  | 1322418-90 |  | CABLE, SYTSTEM FUNCTION
WC8041 |  | 1322418-90 |  | CABLE, SYTSTEM FUNCTION
WC8042 |  | 1322418-90 |  | CABLE, SYTSTEM FUNCTION
WC8044 |  | 1322418-90 |  | CABLE, SYTSTEM FUNCTION
WC8066 |  | 1075034-3 |  | PVC, 1 PAIR TWISTED SHIELDED
WC8067 |  | 1075034-3 |  | PVC, 1 PAIR TWISTED SHIELDED
WC8069 |  | 1075034-3 |  | PVC, 1 PAIR TWISTED SHIELDED
WC8101 |  | 1022941-32 |  | TPE, 1 PAIR TWISTED SHIELDED
WC8102 |  | 1022941-32 |  | TPE, 1 PAIR TWISTED SHIELDED
WC8201 |  | 1022941-32 |  | TPE, 1 PAIR TWISTED SHIELDED
WC8301 |  | 1022941-32 |  | TPE, 1 PAIR TWISTED SHIELDED
WC9001 |  | 1302073-36 |  | CABLE, ETHERNET - 36 INCHES
WC9017 |  | 1302073-36 |  | CABLE, COMMUNICATION CABLE - 36 INCHES
WC9019 |  | 1302073-36 |  | CABLE, ETHERNET - 36 INCHES

## Part Number List
Part Number List |  | SolarTools ver. 24.0.84.24712 (Jul 31, 2025)
Project # | 4K911
Report date: 1/9/2026 11:43 AM
Project Name | ERGON REFINING INC
Revision | A
Controls DE | A. MADDI
Phone: | 0
Controls ME
Phone:
Device ID | Part Number | Description | Location
CCAT0170 | CUSTOMER DEFINED | CUSTOMER CONNECTION, TROUBLE ALARM SIGNAL | CUSTOMER FIRE AND GAS SIGNALS
CCKA0982 | CUSTOMER DEFINED | CUSTOMER CONNECTION, FIRE DETECTED SIGNAL | CUSTOMER FIRE AND GAS SIGNALS
CCKA0984 | CUSTOMER DEFINED | CUSTOMER CONNECTION, GAS DETECTED SIGNAL | CUSTOMER FIRE AND GAS SIGNALS
CCKA2160 | CUSTOMER DEFINED | CUSTOMER CONNECTION, CLOSE GAS BLOCK VALVE | GAS FUEL BLOCK BLEED VALVE
CCKA2161 | CUSTOMER DEFINED | CUSTOMER CONNECTION, OPEN GAS BLEED VALVE | GAS FUEL BLOCK BLEED VALVE
AF0400 | 1322418-31,1322418-40,1322418-72,1322418-73 | 1444-TSCX02-02RB, 2-CH TACHOMETER INPUT^DYNAMIX 1444 VIBRATION | GENERATOR PANEL
AF0410 | 1322418-11,1322418-20,1322418-70,1322418-71 | 1444-DYN04-01RA, 4-CH VIBRATION INPUT^DYNAMIX 1444 VIBRATION | GENERATOR PANEL
AF0420 | 1322418-11,1322418-20,1322418-70,1322418-71 | 1444-DYN04-01RA, 4-CH VIBRATION INPUT^DYNAMIX 1444 VIBRATION | GENERATOR PANEL
AF0440 | 1322418-11,1322418-20,1322418-70,1322418-71 | 1444-DYN04-01RA, 4-CH VIBRATION INPUT^DYNAMIX 1444 VIBRATION | GENERATOR PANEL
AF0450 | 1322418-11,1322418-20,1322418-70,1322418-71 | 1444-DYN04-01RA, 4-CH VIBRATION INPUT^DYNAMIX 1444 VIBRATION | GENERATOR PANEL
AT0140 | 2769310-1,2769310-4 | MODULE, DESC-250 | GENERATOR PANEL
FU0113 | [2]1043265-1,[2]1043265-4 | FUSE, 5A | GENERATOR PANEL
FU0180 | 1043265-1,1043265-5 | FUSE, 10A | GENERATOR PANEL
FU0181 | 1043265-1,1043265-5 | FUSE, 10A | GENERATOR PANEL
FU0182 | 1043265-1,1043265-5 | FUSE, 10A | GENERATOR PANEL
FU0313 | 1043265-1,1043265-7 | FUSE, 20A | GENERATOR PANEL
FU0314 | 1043265-1,1043265-7 | FUSE, 20A | GENERATOR PANEL
GR0110 | 903849C1 | RAIL GROUND, DIN RAIL GROUNDING | GENERATOR PANEL
GR0140 | [2]903849C1 | RAIL GROUND, DIN RAIL GROUNDING | GENERATOR PANEL
GR0141 | 903849C1 | RAIL GROUND, DIN RAIL GROUNDING | GENERATOR PANEL
GR0142 | 903849C1 | RAIL GROUND, DIN RAIL GROUNDING | GENERATOR PANEL
GR0143 | 903849C1 | RAIL GROUND, DIN RAIL GROUNDING | GENERATOR PANEL
IEG0130 | 232941-110 | BUS BAR, GENERATOR - INSTRUMENT EARTH GROUNDING | GENERATOR PANEL
KA0121 | 1061979-1 | RELAY, AUTOMATIC CLOSE CIRCUIT BREAKER | GENERATOR PANEL
KA0123 | 1061979-1 | RELAY, CGCM #1 ENABLED | GENERATOR PANEL
KA0128 | 1061979-1 | RELAY, GENERATOR TRIP SUMMARY CIRCUIT BREAKER | GENERATOR PANEL
KA0180 | 1061979-1 | RELAY, 90% SPEED | GENERATOR PANEL
KA0181 | 1061979-1 | RELAY, TURBINE RUNNING STATUS | GENERATOR PANEL
KA0182 | 1061979-1 | RELAY, WHRS PURGE FLOW ESTABLISHED | GENERATOR PANEL
KA0183 | 1061979-1 | RELAY, WASTE HEAT READY | GENERATOR PANEL
KA0185 | 1061979-1 | RELAY, PERMISSIVE CLOSE CIRCUIT BREAKER | GENERATOR PANEL
KA0310 | 1061979-1 | RELAY, CGCM #1 FAULT | GENERATOR PANEL
KA0313 | 1076251-1,1076251-2 | RELAY, PMG INPUT #1 | GENERATOR PANEL
KA0330 | 1061979-1 | RELAY, CLOSED CIRCUIT BREAKER | GENERATOR PANEL
KA0331 | 1061979-1 | RELAY, MAIN UTILITY BREAKER AUXILIARY CONTACT CLOSED | GENERATOR PANEL
KA0332 | 1061979-1 | RELAY, CLOSE CONTROL CIRCUIT BREAKER | GENERATOR PANEL
KA0333 | 1061979-1 | RELAY, TRIP CONTROL CIRCUIT BREAKER | GENERATOR PANEL
KA0335 | 1061979-1 | RELAY, NO EMERGENCY SHUTDOWN SUMMARY | GENERATOR PANEL
KA0336 | 1061979-1 | RELAY, CONTROLLER ACTIVE | GENERATOR PANEL
KA4100 | 1061979-1 | RELAY, GENERATOR HEATER DISABLED | GENERATOR PANEL
KA4300 | 1061979-1 | RELAY, EXCITER HEATER DISABLED | GENERATOR PANEL
PEG0140 | 232941-200 | BUS BAR, GENERATOR - POWER EARTH GROUNDING | GENERATOR PANEL
UA1210 | 190816-120,190817-14 | PROXIMITOR, ENGINE BEARING #1^(GAS PRODUCER X-AXIS) | GENERATOR PANEL
UA1211 | 190816-120,190817-14 | PROXIMITOR, ENGINE BEARING #1^(GAS PRODUCER Y-AXIS) | GENERATOR PANEL
UA1220 | 190816-120,190817-141 | PROXIMITOR, ENGINE BEARING #2^(GAS PRODUCER X-AXIS) | GENERATOR PANEL
UA1221 | 190816-120,190817-141 | PROXIMITOR, ENGINE BEARING #2^(GAS PRODUCER Y-AXIS) | GENERATOR PANEL
UA1230 | 190816-120,190817-14 | PROXIMITOR, ENGINE BEARING #3^(GAS PRODUCER X-AXIS) | GENERATOR PANEL
UA1231 | 190816-120,190817-14 | PROXIMITOR, ENGINE BEARING #3^(GAS PRODUCER Y-AXIS) | GENERATOR PANEL
UA1262 | 190816-120,190817-14 | PROXIMITOR, ENGINE BEARING AXIAL^(GAS PRODUCER Z-AXIS) | GENERATOR PANEL
UA1263 | 190816-120,190817-14 | PROXIMITOR, ENGINE KEYPHASOR^(GAS PRODUCER) | GENERATOR PANEL
UA1520 | 1105411-11 | SIGNAL CONVERTER, BAM 2 SIGNAL CONDITIONER | GENERATOR PANEL
XT0130 | 1066730-32,[2]1066730-7,[2]1066730-8,1067996-4,1067996-82 | TERMINAL BLOCK, SPRING, 4 CONDUCTOR,30-12 AWG (0.05-3.31 MM2),NON-IS | GENERATOR PANEL
XT0180 | 1066730-7,1066730-8,1067996-4 | TERMINAL BLOCK, SPRING, 4 CONDUCTOR,30-12 AWG (0.05-3.31 MM2),NON-IS | GENERATOR PANEL
XT0313 | 1066730-7,1066730-8,1067996-4 | TERMINAL BLOCK, SPRING, 4 CONDUCTOR,30-12 AWG (0.05-3.31 MM2),NON-IS | GENERATOR PANEL
XT0332 | 1066730-7,1066730-8,1067996-4 | TERMINAL BLOCK, SPRING, 4 CONDUCTOR,30-12 AWG (0.05-3.31 MM2),NON-IS | GENERATOR PANEL
XT0334 | 1066730-7,1066730-8,1067996-4 | TERMINAL BLOCK, SPRING, 4 CONDUCTOR,30-12 AWG (0.05-3.31 MM2),NON-IS | GENERATOR PANEL
XT0335 | 1066730-7,1066730-8,1067996-4 | TERMINAL BLOCK, SPRING, 4 CONDUCTOR,30-12 AWG (0.05-3.31 MM2),NON-IS | GENERATOR PANEL
XT0336 | 1066730-7,1066730-8,1067996-4 | TERMINAL BLOCK, SPRING, 4 CONDUCTOR,30-12 AWG (0.05-3.31 MM2),NON-IS | GENERATOR PANEL
XT0337 | 1066730-7,1066730-8,1067996-82 | TERMINAL BLOCK, SPRING, 4 CONDUCTOR,30-12 AWG (0.05-3.31 MM2),NON-IS | GENERATOR PANEL
XT0338 | 1066730-7 | TERMINAL BLOCK, SPRING, 4 CONDUCTOR,30-12 AWG (0.05-3.31 MM2),NON-IS | GENERATOR PANEL
XT0350 | 1066730-16,1066730-17,1066730-18 | TERMINAL STRIP, 2 CONDUCTOR | GENERATOR PANEL
XT0351 | 1066730-7,1066730-8,1067996-82 | TERMINAL BLOCK, SPRING, 4 CONDUCTOR,30-12 AWG (0.05-3.31 MM2),NON-IS | GENERATOR PANEL
XT0352 | 1066730-16,1066730-17,1066730-18 | TERMINAL STRIP, 2 CONDUCTOR | GENERATOR PANEL
XT0360 | 1066730-7,1066730-8,1067996-4 | TERMINAL BLOCK, SPRING, 4 CONDUCTOR,30-12 AWG (0.05-3.31 MM2),NON-IS | GENERATOR PANEL
XT0370 | 1066730-7,1066730-8,1067996-4 | TERMINAL BLOCK, SPRING, 4 CONDUCTOR,30-12 AWG (0.05-3.31 MM2),NON-IS | GENERATOR PANEL
XT0400 | 1066730-1,1066730-7,1066730-8,1067996-4 | TERMINAL STRIP, 4 CONDUCTOR | GENERATOR PANEL
XT1521 | 1066730-7 | TERMINAL BLOCK, SPRING, 4 CONDUCTOR,30-12 AWG (0.05-3.31 MM2),NON-IS | GENERATOR PANEL
AT0170 | 1056244-29 | CONTROLLER, EAGLE QUANTUM PREMIER | JB70
AT1100 | 1577354-4501 | WORKSTATION, VERSA VIEW 1200H | JB70
FU1100 | 1043265-1,1043265-5 | FUSE, 10A | JB70
HA0472 | 1103208-101 | HORN, ACUSTIC DEVICE | JB70
HL0171 | 2380746-7 | LIGHT, FIRE SYSTEM AUTO, GREEN | JB70
HL0172 | 2380746-7 | LIGHT, FIRE SYSTEM INHIBIT, AMBER | JB70
HL0173 | 2380746-7 | LIGHT, FIRE SYSTEM DISCHARGED, RED | JB70
SA0170 | 2380746-9 | SELECTOR SWITCH, FIRE SYSTEM AUTO/INHIBIT | JB70
SA0471 | 2380746-2 | SELECTOR SWITCH, SPEED/LOAD | JB70
SA0472 | 2380746-2 | SELECTOR SWITCH, VOLTAGE | JB70
SA0473 | 2380746-5 | SELECTOR SWITCH, OFF/LOC/AUX | JB70
SB0170 | 2380746-10 | PUSHBUTTON SWITCH, MANUAL RELEASE | JB70
SB0471 | 2380746-1 | PUSHBUTTON SWITCH, HORN SILENCE | JB70
SB0472 | 2380746-4 | PUSHBUTTON SWITCH, EMERGENCY STOP | JB70
SB0473 | 2380746-1 | PUSHBUTTON SWITCH, ACKNOWLEDGE | JB70
SB0474 | 2380746-1 | PUSHBUTTON SWITCH, RESET | JB70
SH0470 | 2380746-3 | LIGHTED SWITCH, STOP/STOPPING, RED | JB70
SH0471 | 2380746-3 | LIGHTED SWITCH, START/STARTING, GREEN | JB70
SH0472 | 2380746-3 | LIGHTED SWITCH, BACKUP SYSTEM ACTIVE/RESET, AMBER | JB70
UV0170 | 1056244-2 | POWER SUPPLY, EAGLE QUANTUM PREMIER | JB70
AT0175 | 1056244-5 | 8 CHANNEL ED I/O, EAGLE QUANTUM PREMIER | LEFT SIDE RAIL^JB70
AT0176 | 1056244-5 | 8 CHANNEL ED I/O, EAGLE QUANTUM PREMIER | LEFT SIDE RAIL^JB70
AT0178 | 1056244-5 | 8 CHANNEL ED I/O, EAGLE QUANTUM PREMIER | LEFT SIDE RAIL^JB70
FU0170 | 1043265-1,1043265-6 | FUSE, 15A | LEFT SIDE RAIL^JB70
GR0170 | 903849C1 | RAIL GROUND, DIN RAIL GROUNDING | LEFT SIDE RAIL^JB70
KA0172 | 1061979-1 | RELAY, FIRE DETECTED (CUSTOMER) | LEFT SIDE RAIL^JB70
KA0174 | 1061979-1 | RELAY, GAS DETECTED (CUSTOMER) | LEFT SIDE RAIL^JB70
KA0176 | 1061979-1 | RELAY, VENTILATION REQUIRED | LEFT SIDE RAIL^JB70
KA0178 | 1061979-1 | RELAY, LOCAL HORN CONTROL (EQP) | LEFT SIDE RAIL^JB70
KA0875 | 1061979-1 | RELAY, LOCAL HORN CONTROL (PLC) | LEFT SIDE RAIL^JB70
KA6510 | 1061979-1 | RELAY, FIRE SYSTEM AUTO/INHIBIT | LEFT SIDE RAIL^JB70
KA6511 | 1061979-1 | RELAY, FIRE SYSTEM AUTO/INHIBIT | LEFT SIDE RAIL^JB70
RR0175A | 912137C1 | RESISTOR, 10K OHM | LEFT SIDE RAIL^JB70
RR0175D | 912137C1 | RESISTOR, 10K OHM | LEFT SIDE RAIL^JB70
RR0175I | 912137C1 | RESISTOR, 10K OHM | LEFT SIDE RAIL^JB70
RR0175M | 912137C1 | RESISTOR, 10K OHM | LEFT SIDE RAIL^JB70
RR0175S5 | 912137C1 | RESISTOR, 10K OHM | LEFT SIDE RAIL^JB70
RR0176S4 | 912137C1 | RESISTOR, 10K OHM | LEFT SIDE RAIL^JB70
RR0176S5 | 912137C1 | RESISTOR, 10K OHM | LEFT SIDE RAIL^JB70
RR0176S7 | 912137C1 | RESISTOR, 10K OHM | LEFT SIDE RAIL^JB70
RR0178 | 912137C1 | RESISTOR, 10K OHM | LEFT SIDE RAIL^JB70
VD0175A | 960592C1 | DIODE, 15 pF | LEFT SIDE RAIL^JB70
VD0175D | 960592C1 | DIODE, 15 pF | LEFT SIDE RAIL^JB70
VD0175I | 960592C1 | DIODE, 15 pF | LEFT SIDE RAIL^JB70
VD0178 | 960592C1 | DIODE, 15 pF | LEFT SIDE RAIL^JB70
VD6211 | 960592C1 | DIODE, 15 pF | LEFT SIDE RAIL^JB70
VD6221 | 960592C1 | DIODE, 15 pF | LEFT SIDE RAIL^JB70
XT0170 | 1066730-7,1066730-8,1067996-11 | TERMINAL BLOCK, SPRING, 4 CONDUCTOR,30-12 AWG (0.05-3.31 MM2),NON-IS | LEFT SIDE RAIL^JB70
XT0171 | 1066730-7,1066730-8,1067996-11 | TERMINAL BLOCK, SPRING, 4 CONDUCTOR,30-12 AWG (0.05-3.31 MM2),NON-IS | LEFT SIDE RAIL^JB70
XT0172 | 1066730-7,1066730-8,1067996-11 | TERMINAL BLOCK, SPRING, 4 CONDUCTOR,30-12 AWG (0.05-3.31 MM2),NON-IS | LEFT SIDE RAIL^JB70
AF0121 | 2684693-17,2684693-24 | 5094-OB16XT, 16 DISCRETE OUTPUT | LEFT SIDE RAIL^JB72
AF0122 | 2684693-17,2684693-23 | 5094-IB16XT, 16 DISCRETE INPUT | LEFT SIDE RAIL^JB72
AF0123 | 2684693-19,2684693-33 | 5094-IY8XT, 8 ANALOG INPUT,TC/RTD/I&V | LEFT SIDE RAIL^JB72
AU0120 | 2684693-22 | 5094-AENTRXT, FLEX 5000 I/O | LEFT SIDE RAIL^JB72
FU0120 | 1043265-1,1043265-5 | FUSE, 10A | LEFT SIDE RAIL^JB72
FU0121 | 1043265-1,1043265-5 | FUSE, 10A | LEFT SIDE RAIL^JB72
FU0332 | 1043265-1,1043265-7 | FUSE, 20A | LEFT SIDE RAIL^JB72
FU0333 | 1043265-1,1043265-4 | FUSE, 5A | LEFT SIDE RAIL^JB72
FU0334 | 1043265-1,1043265-4 | FUSE, 5A | LEFT SIDE RAIL^JB72
FU0335 | 1043265-1,1043265-4 | FUSE, 5A | LEFT SIDE RAIL^JB72
GR0120 | 903849C1 | RAIL GROUND, DIN RAIL GROUNDING | LEFT SIDE RAIL^JB72
KA2162 | 1061979-1 | RELAY, SOLONOX OPERATION MODE | LEFT SIDE RAIL^JB72
XT0120 | 1066730-7,1066730-8,1067996-4 | TERMINAL BLOCK, SPRING, 4 CONDUCTOR,30-12 AWG (0.05-3.31 MM2),NON-IS | LEFT SIDE RAIL^JB72
BA0005 | 1271449-1 | MEDIA CONVERTER, ETHERNET-FIBER OPTIC | MEDIA CONVERTER
BA0006 | 1271449-1 | MEDIA CONVERTER, ETHERNET-FIBER OPTIC | MEDIA CONVERTER
FU0005 | 1043265-1,1043265-3 | FUSE, 2A | MEDIA CONVERTER
FU0006 | 1043265-1,1043265-3 | FUSE, 2A | MEDIA CONVERTER
GR1123 | 903849C1 | RAIL GROUND, DIN RAIL GROUNDING | MEDIA CONVERTER
GR1125 | 903849C1 | RAIL GROUND, DIN RAIL GROUNDING | MEDIA CONVERTER
XT0003 | 1066730-32,1066730-7,1066730-8,1067996-82 | TERMINAL BLOCK, SPRING, 4 CONDUCTOR,30-12 AWG (0.05-3.31 MM2),NON-IS | MEDIA CONVERTER
CCKA0124 | CUSTOMER DEFINED | CUSTOMER CONNECTION, SINGLE PHASE AC POWER | PANEL
SB7510 | CUSTOMER DEFINED | PUSHBUTTON SWITCH, START (CUSTOMER) | PANEL
SB7511 | CUSTOMER DEFINED | PUSHBUTTON SWITCH, NORMAL STOP (CUSTOMER) | PANEL
SB7512 | CUSTOMER DEFINED | PUSHBUTTON SWITCH, EMERGENCY STOP (CUSTOMER) | PANEL
SB7551 | CUSTOMER DEFINED | PUSHBUTTON SWITCH, VOLTAGE INCREASE (CUSTOMER) | PANEL
SB7552 | CUSTOMER DEFINED | PUSHBUTTON SWITCH, VOLTAGE DECREASE (CUSTOMER) | PANEL
SB7554 | CUSTOMER DEFINED | PUSHBUTTON SWITCH, SPEED INCREASE (CUSTOMER) | PANEL
SB7555 | CUSTOMER DEFINED | PUSHBUTTON SWITCH, SPEED DECREASE (CUSTOMER) | PANEL
AP0601 | [2]1089241-20 | MODULE, BLANK FILLER | PLC PANEL^JB70
AP0602 | 1089241-40 | 1756-EN2TRXT, ETHERNET | PLC PANEL^JB70
AP0603 | 1089241-40 | 1756-EN2TRXT, ETHERNET | PLC PANEL^JB70
AP0604 | 1089241-20 | MODULE, BLANK FILLER | PLC PANEL^JB70
AP0605 | 1089241-20 | MODULE, BLANK FILLER | PLC PANEL^JB70
AP0606 | 1089241-20 | MODULE, BLANK FILLER | PLC PANEL^JB70
AP0607 | 1089241-20,1089241-36 | 1756-EN2TXT, ETHERNET | PLC PANEL^JB70
AP0608 | 1089241-20 | MODULE, BLANK FILLER | PLC PANEL^JB70
AP0609 | 1089241-40 | 1756-EN2TRXT, ETHERNET | PLC PANEL^JB70
AR0600 | 1057900,1059465,1089241-42,1103759,19298R1,22652R1 | RACK CHASSIS, 1756-A10XT (10 SLOT) | PLC PANEL^JB70
AT0600 | 1089241-43 | 1756-L83EXTS, CONTROLLER^GUARDLOGIX | PLC PANEL^JB70
AT0680 | 1634974-100 | GATEWAY MODULE, TURBOTRONIC GATEWAY | PLC PANEL^JB70
BA0001 | 1271449-1 | MEDIA CONVERTER, ETHERNET-FIBER OPTIC | PLC PANEL^JB70
BA0002 | 1271449-1 | MEDIA CONVERTER, ETHERNET-FIBER OPTIC | PLC PANEL^JB70
FU0001 | 1043265-1,1043265-3 | FUSE, 2A | PLC PANEL^JB70
FU0002 | 1043265-1,1043265-3 | FUSE, 2A | PLC PANEL^JB70
FU0680 | 1043265-1,1043265-4 | FUSE, 5A | PLC PANEL^JB70
GR0234 | [2]903849C1 | RAIL GROUND, DIN RAIL GROUNDING | PLC PANEL^JB70
UV0600 | 1089241-28 | POWER SUPPLY, RSLOGIX CHASSIS | PLC PANEL^JB70
XT0001 | 1066730-32,1066730-7,1066730-8,1067996-82 | TERMINAL BLOCK, SPRING, 4 CONDUCTOR,30-12 AWG (0.05-3.31 MM2),NON-IS | PLC PANEL^JB70
XT0680 | 1066730-7,1066730-8,1067996-4 | TERMINAL BLOCK, SPRING, 4 CONDUCTOR,30-12 AWG (0.05-3.31 MM2),NON-IS | PLC PANEL^JB70
GR1100 | 903849C1 | RAIL GROUND, DIN RAIL GROUNDING | RIGHT SIDE RAIL^JB70
AF0181 | 2684693-17,2684693-25 | 5094-OB8XT, 8 DISCRETE OUTPUT | RIGHT SIDE RAIL^JB72
AF0182 | 2684693-17,2684693-23 | 5094-IB16XT, 16 DISCRETE INPUT | RIGHT SIDE RAIL^JB72
AF0183 | 2684693-18,2684693-28 | 5094-IB16SXT, 16 DISCRETE INPUT, S | RIGHT SIDE RAIL^JB72
AF0184 | 2684693-19,2684693-33 | 5094-IY8XT, 8 ANALOG INPUT, TC/RTD/ I&V | RIGHT SIDE RAIL^JB72
AU0180 | 2684693-22 | 5094-AENTRXT, FLEX 5000 I/O | RIGHT SIDE RAIL^JB72
GR0180 | 903849C1 | RAIL GROUND, DIN RAIL GROUNDING | RIGHT SIDE RAIL^JB72
AF0081 | 2684693-18,2684693-28 | 5094-IB16SXT, 16 DISCRETE INPUT, S | TURBINE PANEL A^JB70
AF0082 | 2684693-17,2684693-23 | 5094-IB16XT, 16 DISCRETE INPUT | TURBINE PANEL A^JB70
AF0083 | 2684693-19,2684693-33 | 5094-IY8XT, 8 ANALOG INPUT, TC/RTD/ I&V | TURBINE PANEL A^JB70
AF0084 | 2684693-19,2684693-33 | 5094-IY8XT, 8 ANALOG INPUT,TC/RTD/I&V | TURBINE PANEL A^JB70
AF0085 | 2684693-18,2684693-56 | 5094-IF8IHXT, 8 ANALOG INPUT, ISOLATED | TURBINE PANEL A^JB70
AF0086 | 2684693-18,2684693-56 | 5094-IF8IHXT, 8 ANALOG INPUT, ISOLATED | TURBINE PANEL A^JB70
AF0087 | 2684693-17,2684693-23 | 5094-IB16XT, 16 DISCRETE INPUT | TURBINE PANEL A^JB70
AF0091 | 2684693-17,2684693-23 | 5094-IB16XT, 16 DISCRETE INPUT | TURBINE PANEL A^JB70
AF0092 | 2684693-17,2684693-24 | 5094-OB16XT, 16 DISCRETE OUTPUT | TURBINE PANEL A^JB70
AF0093 | 2684693-17,2684693-24 | 5094-OB16XT, 16 DISCRETE OUTPUT | TURBINE PANEL A^JB70
AF0094 | 2684693-19,2684693-33 | 5094-IY8XT, 8 ANALOG INPUT, TC/RTD/ I&V | TURBINE PANEL A^JB70
AF0095 | 2684693-17,2684693-25 | 5094-OB8XT, 8 DISCRETE OUTPUT | TURBINE PANEL A^JB70
AU0080 | 2684693-22 | 5094-AENTRXT, FLEX 5000 I/O | TURBINE PANEL A^JB70
AU0090 | 2684693-22 | 5094-AENTRXT, FLEX 5000 I/O | TURBINE PANEL A^JB70
FU0010 | 1043265-1,1043265-5 | FUSE, 10A | TURBINE PANEL A^JB70
FU0011 | 1043265-1,1043265-7 | FUSE, 20A | TURBINE PANEL A^JB70
FU0012 | 1043265-1,1043265-5 | FUSE, 10A | TURBINE PANEL A^JB70
FU0013 | 1043265-1,1043265-5 | FUSE, 10A | TURBINE PANEL A^JB70
FU0014 | 1043265-1,1043265-5 | FUSE, 10A | TURBINE PANEL A^JB70
FU0015 | 1043265-1,1043265-5 | FUSE, 10A | TURBINE PANEL A^JB70
FU0017 | [2]1043265-1,[2]1043265-5 | FUSE, 10A | TURBINE PANEL A^JB70
FU0080 | 1043265-1,1043265-5 | FUSE, 10A | TURBINE PANEL A^JB70
FU0090 | 1043265-1,1043265-5 | FUSE, 10A | TURBINE PANEL A^JB70
FU0091 | 1043265-1,1043265-5 | FUSE, 10A | TURBINE PANEL A^JB70
FU0092 | 1043265-1,1043265-5 | FUSE, 10A | TURBINE PANEL A^JB70
FU0093 | 1043265-1,1043265-5 | FUSE, 10A | TURBINE PANEL A^JB70
FU0116 | 1043265-1,1043265-4 | FUSE, 5A | TURBINE PANEL A^JB70
FU0136 | 1043265-1,1043265-9 | FUSE, 30A | TURBINE PANEL A^JB70
FU0137 | 1043265-1,1043265-7 | FUSE, 20A | TURBINE PANEL A^JB70
FU0139 | 1043265-1,1043265-4 | FUSE, 5A | TURBINE PANEL A^JB70
GR0131 | 903849C1 | RAIL GROUND, DIN RAIL GROUNDING | TURBINE PANEL A^JB70
GR0132 | 903849C1 | RAIL GROUND, DIN RAIL GROUNDING | TURBINE PANEL A^JB70
GR0133 | 903849C1 | RAIL GROUND, DIN RAIL GROUNDING | TURBINE PANEL A^JB70
GR0134 | 903849C1 | RAIL GROUND, DIN RAIL GROUNDING | TURBINE PANEL A^JB70
KA0130 | 1061979-1 | RELAY, LOWSPEED/OPEN PROBE SETPOINT | TURBINE PANEL A^JB70
KA0131 | 1061979-1 | RELAY, CONTROLLER ACTIVE | TURBINE PANEL A^JB70
KA0132 | 1061979-1 | RELAY, CONTROLLER ACTIVE | TURBINE PANEL A^JB70
KA0133 | 1061979-1 | RELAY, POST LUBE NOT REQUIRED | TURBINE PANEL A^JB70
KA0134 | 1061979-1 | RELAY, BACKUP COMMAND OFF | TURBINE PANEL A^JB70
KA0135 | 1061979-1 | RELAY, AC PRE/POST PUMP DRIVE | TURBINE PANEL A^JB70
KA0136 | 1061979-1 | RELAY, LUBE OIL HEADER PRESSURE HIGH | TURBINE PANEL A^JB70
KA0137 | 1061979-1 | RELAY, LUBE PUMP INHIBIT | TURBINE PANEL A^JB70
KA0138 | 1061979-1 | RELAY, BACKUP LUBE OIL PUMP OFF | TURBINE PANEL A^JB70
KA0141 | 1061979-1 | RELAY, CONTROLLER ACTIVE | TURBINE PANEL A^JB70
KA0144 | 1061979-1 | RELAY, AC PRE/POST PUMP DRIVE | TURBINE PANEL A^JB70
KA0221 | 1061979-1 | RELAY, PRIMARY GAS FUEL SHUTOFF VALVE | TURBINE PANEL A^JB70
KA2160 | 1061979-1 | RELAY, CLOSE GAS BLOCK VALVE | TURBINE PANEL A^JB70
KA2161 | 1061979-1 | RELAY, OPEN GAS BLEED VALVE | TURBINE PANEL A^JB70
KA3103 | 1061979-1 | RELAY, LUBE OIL TANK HEATER | TURBINE PANEL A^JB70
KA6211 | 1061979-1 | RELAY, DRIVER ENCLOSURE^VENT FAN #1 | TURBINE PANEL A^JB70
KA6221 | 1061979-1 | RELAY, DRIVEN ENCLOSURE^VENT FAN #1 | TURBINE PANEL A^JB70
KT0140 | 2651077-1 | TIMER RELAY, BACKUP PUMP POST LUBE OFF CYCLE | TURBINE PANEL A^JB70
KT0141 | 2651077-1 | TIMER RELAY, BACKUP POST LUBE CONTINUOUS | TURBINE PANEL A^JB70
KT0142 | 2651077-1 | TIMER RELAY, TOTAL POST LUBE | TURBINE PANEL A^JB70
KT0143 | 2651077-1 | TIMER RELAY, BACKUP PUMP POST LUBE ON CYCLE | TURBINE PANEL A^JB70
KT0144 | 2651077-1 | TIMER RELAY, HEADER PRESSURE HIGH BACKUP PUMP OFF | TURBINE PANEL A^JB70
KT0145 | 2651077-1 | TIMER RELAY, FIRE DETECTED ROLLDOWN LUBE | TURBINE PANEL A^JB70
KT0146 | 2651077-3 | TIMER RELAY, WATCHDOG | TURBINE PANEL A^JB70
PC0470 | 2271605-1 | TIMER/COUNTER, ENGINE HOUR / START COUNTER | TURBINE PANEL A^JB70
PEG0130 | 232941-300 | BUS BAR, PANEL A - POWER EARTH GROUNDING | TURBINE PANEL A^JB70
UJ0131 | 1286570-1 | POWER CONVERTER, AC/DC INPUT TO 28V DC OUTPUT | TURBINE PANEL A^JB70
XT0011 | 1066730-16,1066730-17,1066730-18 | TERMINAL STRIP, 2 CONDUCTOR | TURBINE PANEL A^JB70
XT0014 | 1247052-1 | BUS BAR, SYSTEM FUNCTION (USE) | TURBINE PANEL A^JB70
XT0050 | 1066730-7,1066730-8,1067996-4 | TERMINAL BLOCK, SPRING, 4 CONDUCTOR,30-12 AWG (0.05-3.31 MM2),NON-IS | TURBINE PANEL A^JB70
XT0071 | 1066730-7 | TERMINAL BLOCK, SPRING, 4 CONDUCTOR,30-12 AWG (0.05-3.31 MM2),NON-IS | TURBINE PANEL A^JB70
XT0080 | 1066730-7,1066730-8,1067996-4 | TERMINAL BLOCK, SPRING, 4 CONDUCTOR,30-12 AWG (0.05-3.31 MM2),NON-IS | TURBINE PANEL A^JB70
XT0081 | 1066730-4,1066730-7,1066730-8 | TERMINAL BLOCK, SPRING, 4 CONDUCTOR,30-12 AWG (0.05-3.31 MM2),NON-IS | TURBINE PANEL A^JB70
XT0134 | 1066730-16,1066730-17,1066730-18 | TERMINAL STRIP, 2 CONDUCTOR | TURBINE PANEL A^JB70
XT0135 | 1066730-7,1066730-8,1067996-4 | TERMINAL BLOCK, SPRING, 4 CONDUCTOR,30-12 AWG (0.05-3.31 MM2),NON-IS | TURBINE PANEL A^JB70
XT0136 | 1066730-7,1066730-8,1067996-82 | TERMINAL BLOCK, SPRING, 4 CONDUCTOR,30-12 AWG (0.05-3.31 MM2),NON-IS | TURBINE PANEL A^JB70
XT0137 | 1066730-5,1066730-7,1067996-4 | TERMINAL BLOCK, SPRING, 4 CONDUCTOR,30-12 AWG (0.05-3.31 MM2),NON-IS | TURBINE PANEL A^JB70
XT0138 | 1066730-16,1066730-17,1066730-18 | TERMINAL STRIP, 2 CONDUCTOR | TURBINE PANEL A^JB70
XT0139 | 1066730-7,1066730-8,1067996-4 | TERMINAL BLOCK, SPRING, 4 CONDUCTOR,30-12 AWG (0.05-3.31 MM2),NON-IS | TURBINE PANEL A^JB70
AF0061 | 2684693-17,2684693-25 | 5094-OB8XT, 8 DISCRETE OUTPUT | TURBINE PANEL B^JB70
AF0062 | 2684693-17,2684693-25 | 5094-OB8XT, 8 DISCRETE OUTPUT | TURBINE PANEL B^JB70
AF0063 | 2684693-17,2684693-23 | 5094-IB16XT, 16 DISCRETE INPUT | TURBINE PANEL B^JB70
AF0064 | 2684693-18,2684693-30 | 5094-IF4IHSXT, 4 ANALOG INPUT, S | TURBINE PANEL B^JB70
AF0065 | 2684693-18,2684693-30 | 5094-IF4IHSXT, 4 ANALOG INPUT, S | TURBINE PANEL B^JB70
AF0066 | 2684693-18,2684693-27 | 5094-OF8IHXT, 8 ANALOG OUTPUT, ISOLATED | TURBINE PANEL B^JB70
AF0067 | 2684693-17,2684693-25 | 5094-OB8XT, 8 DISCRETE OUTPUT | TURBINE PANEL B^JB70
AF0068 | 2684693-21,2684693-36 | 5094-IRT8SXT, 8 RTD/TC ANALOG INPUT, S | TURBINE PANEL B^JB70
AF0071 | 2684693-18,2684693-32 | 5094-IJ2ISXT, 2 FAST COUNTER INPUT, S | TURBINE PANEL B^JB70
AF0072 | 2684693-18,2684693-30 | 5094-IF4IHSXT, 4 ANALOG INPUT, S | TURBINE PANEL B^JB70
AF0073 | 2684693-21,2684693-36 | 5094-IRT8SXT, 8 RTD/TC ANALOG INPUT, S | TURBINE PANEL B^JB70
AF0074 | 2684693-18,2684693-56 | 5094-IF8IHXT, 8 ANALOG INPUT, ISOLATED | TURBINE PANEL B^JB70
AF0075 | 2684693-18,2684693-30 | 5094-IF4IHSXT, 4 ANALOG INPUT, S | TURBINE PANEL B^JB70
AF0076 | 2684693-18,2684693-55 | 5094-OB16SXT, 16 DISCRETE OUTPUT, S | TURBINE PANEL B^JB70
AF0077 | 2684693-19,2684693-33 | 5094-IY8XT, 8 ANALOG INPUT, TC/RTD/ I&V | TURBINE PANEL B^JB70
AU0060 | 2684693-22 | 5094-AENTRXT, FLEX 5000 I/O | TURBINE PANEL B^JB70
AU0070 | 2684693-22 | 5094-AENTRXT, FLEX 5000 I/O | TURBINE PANEL B^JB70
BA0009 | 1271449-1 | MEDIA CONVERTER, ETHERNET-FIBER OPTIC | TURBINE PANEL B^JB70
BA1100 | 1337728-10 | SWITCH, ETAP, DLR INTERFACE | TURBINE PANEL B^JB70
FU0009 | 1043265-1,1043265-3 | FUSE, 2A | TURBINE PANEL B^JB70
FU0060 | 1043265-1,1043265-5 | FUSE, 10A | TURBINE PANEL B^JB70
FU0061 | 1043265-1,1043265-5 | FUSE, 10A | TURBINE PANEL B^JB70
FU0062 | 1043265-1,1043265-5 | FUSE, 10A | TURBINE PANEL B^JB70
FU0063 | 1043265-1,1043265-5 | FUSE, 10A | TURBINE PANEL B^JB70
FU0064 | 1043265-1,1043265-5 | FUSE, 10A | TURBINE PANEL B^JB70
FU0070 | 1043265-1,1043265-5 | FUSE, 10A | TURBINE PANEL B^JB70
FU0071 | 1043265-1,1043265-5 | FUSE, 10A | TURBINE PANEL B^JB70
FU0210 | 1043265-1,1043265-7 | FUSE, 20A | TURBINE PANEL B^JB70
FU0211 | 1043265-1,1043265-4 | FUSE, 5A | TURBINE PANEL B^JB70
FU0212 | 1043265-1,1043265-3 | FUSE, 2A | TURBINE PANEL B^JB70
FU0291 | 1043265-4 | FUSE, 5A | TURBINE PANEL B^JB70
FU1101 | 1043265-1,1043265-3 | FUSE, 2A | TURBINE PANEL B^JB70
GR0231 | 903849C1 | RAIL GROUND, DIN RAIL GROUNDING | TURBINE PANEL B^JB70
GR0232 | 903849C1 | RAIL GROUND, DIN RAIL GROUNDING | TURBINE PANEL B^JB70
GR0233 | 903849C1 | RAIL GROUND, DIN RAIL GROUNDING | TURBINE PANEL B^JB70
IEG0230 | 232941-300 | BUS BAR, PANEL B - INSTRUMENT EARTH GROUNDING | TURBINE PANEL B^JB70
KA0124 | 1061979-1 | RELAY, EMERGENCY SHUTDOWN ACTIVE | TURBINE PANEL B^JB70
KA0222 | 1061979-1 | RELAY, SECONDARY GAS FUEL SHUTOFF VALVE | TURBINE PANEL B^JB70
KA0231 | 1061979-1 | RELAY, CONTROLLER ACTIVE | TURBINE PANEL B^JB70
KA0232 | 1061979-1 | RELAY, CONTROLLER ACTIVE | TURBINE PANEL B^JB70
KA0233 | 1061979-1 | RELAY, CONTROLLER ACTIVE | TURBINE PANEL B^JB70
KA0234 | 1061979-1 | RELAY, CONTROLLER ACTIVE | TURBINE PANEL B^JB70
KA0235 | 1061979-1 | RELAY, NO EMERGENCY SHUTDOWN SUMMARY | TURBINE PANEL B^JB70
KA0236 | 1061979-1 | RELAY, NO EMERGENCY SHUTDOWN SUMMARY | TURBINE PANEL B^JB70
KA0237 | 1061979-1 | RELAY, NO EMERGENCY SHUTDOWN SUMMARY | TURBINE PANEL B^JB70
KA0238 | 1061979-1 | RELAY, NO EMERGENCY SHUTDOWN SUMMARY | TURBINE PANEL B^JB70
KA0239 | 1061979-1 | RELAY, NO EMERGENCY SHUTDOWN SUMMARY | TURBINE PANEL B^JB70
KA0240 | 1061979-1 | RELAY, NO EMERGENCY SHUTDOWN SUMMARY | TURBINE PANEL B^JB70
KA0241 | 1061979-1 | RELAY, BACKUP SYSTEM RESET | TURBINE PANEL B^JB70
KA0242 | 1061979-1 | RELAY, BACKUP SYSTEM RESET | TURBINE PANEL B^JB70
KA0243 | 1061979-1 | RELAY, NO FIRE DETECTED | TURBINE PANEL B^JB70
KA0244 | 1061979-1 | RELAY, NO FIRE DETECTED | TURBINE PANEL B^JB70
KA0245 | 1061979-1 | RELAY, NO GAS DETECTED | TURBINE PANEL B^JB70
KA0246 | 1061979-1 | RELAY, NO FIRE DETECTED | TURBINE PANEL B^JB70
KA0247 | 1061979-1 | RELAY, NO FIRE DETECTED | TURBINE PANEL B^JB70
KA0248 | 1061979-1 | RELAY, NO EMERGENCY SHUTDOWN SUMMARY | TURBINE PANEL B^JB70
KA0249 | 1061979-1 | RELAY, NO GAS DETECTED | TURBINE PANEL B^JB70
KA0250 | 1061979-1 | RELAY, NO EMERGENCY SHUTDOWN SUMMARY | TURBINE PANEL B^JB70
KA1020 | 1061979-1 | RELAY, IGNITION START | TURBINE PANEL B^JB70
RR0941 | 981090C1 | RESISTOR, 3.01K OHM | TURBINE PANEL B^JB70
RR0942 | 981089C1 | RESISTOR, 1.0K OHM | TURBINE PANEL B^JB70
UA1200 | 1053834-8 | BUOS MODULE, BACKUP OVERSPEED | TURBINE PANEL B^JB70
UV0291 | 1088442-4 | POWER CONVERTER, DC/DC INPUT TO 24V DC OUTPUT | TURBINE PANEL B^JB70
XT0005 | 1066730-32,1066730-7,1066730-8,1067996-82 | TERMINAL BLOCK, SPRING, 4 CONDUCTOR,30-12 AWG (0.05-3.31 MM2),NON-IS | TURBINE PANEL B^JB70
XT0060 | 1066730-7,1066730-8,1067996-4 | TERMINAL BLOCK, SPRING, 4 CONDUCTOR,30-12 AWG (0.05-3.31 MM2),NON-IS | TURBINE PANEL B^JB70
XT0070 | 1066730-7 | TERMINAL BLOCK, SPRING, 4 CONDUCTOR,30-12 AWG (0.05-3.31 MM2),NON-IS | TURBINE PANEL B^JB70
XT0089 | 1066730-7,1066730-8,1067996-4 | TERMINAL BLOCK, SPRING, 4 CONDUCTOR,30-12 AWG (0.05-3.31 MM2),NON-IS | TURBINE PANEL B^JB70
XT0233 | 1066730-7,1066730-8,1067996-4 | TERMINAL BLOCK, SPRING, 4 CONDUCTOR,30-12 AWG (0.05-3.31 MM2),NON-IS | TURBINE PANEL B^JB70
XT0235 | 1066730-7,1066730-8,1067996-4 | TERMINAL BLOCK, SPRING, 4 CONDUCTOR,30-12 AWG (0.05-3.31 MM2),NON-IS | TURBINE PANEL B^JB70
XT0236 | 1066730-7,1066730-8,1067996-82 | TERMINAL BLOCK, SPRING, 4 CONDUCTOR,30-12 AWG (0.05-3.31 MM2),NON-IS | TURBINE PANEL B^JB70
XT0237 | 1066730-10,1066730-9,1067996-4 | DIODE TERMINAL STRIP, 4 CONDUCTOR | TURBINE PANEL B^JB70
XT0240 | 1066730-7,1066730-8,1067996-4 | TERMINAL BLOCK, SPRING, 4 CONDUCTOR,30-12 AWG (0.05-3.31 MM2),NON-IS | TURBINE PANEL B^JB70
XT0291 | 1066730-7 | TERMINAL BLOCK, SPRING, 4 CONDUCTOR,30-12 AWG (0.05-3.31 MM2),NON-IS | TURBINE PANEL B^JB70

## JB70_S
JB70
Project # | 4K911
Project Name | ERGON REFINING INC
Revision | A
Controls DE | A. MADDI
Phone: | 0
Controls ME
Phone:
From | [5 empty] | To
Device ID | Wire No. | Wire ID | Gauge/Size | Length | Device ID | Location | Bundle Name
AT1100:NEG | -0V | WHT | 14 | 220 | XT0291:2 | B PANEL | AT1100
AT1100:POS | FU1100 | WHT | 14 | 160 | FU1100:LD | JB70 RIGHT RAIL
AT0170:1 | UV01705 | WHT | 14 | 60 | UV0170:5(+) | JB70 | AT0170
AT0170:2 | UV01706 | WHT | 14 | 60 | UV0170:6(-) | JB70
AT0170:3 | UV01707 | WHT | 14 | 60 | UV0170:7(+) | JB70
AT0170:4 | UV01708 | WHT | 14 | 60 | UV0170:8(-) | JB70
SA0472:B1-13 | SA0472B113 | WHT | 20 | 240 | AF0091:47 | A PANEL | SA0472
SA0472:B1-14 | SA0472B114 | WHT | 20 | 240 | AF0091:15 | A PANEL
SA0472:B2-13 | SA0472B213 | WHT | 20 | 240 | AF0091:46 | A PANEL
SA0472:B2-14 | SA0472B214 | WHT | 20 | 240 | AF0091:14 | A PANEL
SA0473:14 | SA0473B-B1 | WHT | 20 | 240 | AF0087:14 | A PANEL | SA0473
SA0473:13 | SA0473B-B2 | WHT | 20 | 240 | AF0087:46 | A PANEL
SA0473:12 | SA0473W-B1 | WHT | 20 | 240 | AF0087:13 | A PANEL
SA0473:11 | SA0473W-B2 | WHT | 20 | 240 | AF0087:45 | A PANEL
SB0472:B1-12 | ESTOP | WHT | 20 | 240 | XT0137:2 | A PANEL | SB0472
SB0472:B1-11 | ESTOPA | WHT | 20 | 240 | XT0137:1 | A PANEL
SB0472:B2-11 | SB0472B211 | WHT | 20 | 240 | AF0081:36 | A PANEL
SB0472:B2-12 | SB0472B212 | WHT | 20 | 240 | AF0081:04 | A PANEL
SA0471:B1-13 | SA0471B113 | WHT | 20 | 240 | AF0087:40 | A PANEL | SA0471
SA0471:B1-14 | SA0471B114 | WHT | 20 | 240 | AF0087:08 | A PANEL
SA0471:B2-13 | SA0471B213 | WHT | 20 | 240 | AF0087:39 | A PANEL
SA0471:B2-14 | SA0471B214 | WHT | 20 | 240 | AF0087:07 | A PANEL
SB0471:11 | SB047111 | WHT | 20 | 240 | AF0087:34 | A PANEL | SB0471
SB0471:12 | SB047112 | WHT | 20 | 240 | AF0087:02 | A PANEL
SB0473:13 | SB047313 | WHT | 20 | 240 | AF0087:35 | A PANEL | SB0473
SB0473:14 | SB047314 | WHT | 20 | 240 | AF0087:03 | A PANEL
SB0474:13 | SB047413 | WHT | 20 | 240 | AF0087:36 | A PANEL | SB0474
SB0474:14 | SB047414 | WHT | 20 | 240 | AF0087:04 | A PANEL
SH0470:11 | SH047011 | WHT | 20 | 240 | AF0087:33 | A PANEL | SH0470
SH0470:12 | SH047012 | WHT | 20 | 240 | AF0087:01 | A PANEL
SH0470:13 | SH047013 | WHT | 20 | 240 | XT0137:5 | A PANEL
SH0470:14 | SH047014 | WHT | 20 | 240 | XT0137:6 | A PANEL
SH0470:X1 | SH0470X1 | WHT | 20 | 240 | AF0093:22 | A PANEL
SH0470:X2 | SH0470X2 | WHT | 20 | 240 | AF0093:06 | A PANEL
SH0471:11 | SH047111 | WHT | 20 | 240 | XT0137:3 | A PANEL | SH0471
SH0471:12 | SH047112 | WHT | 20 | 240 | XT0137:4 | A PANEL
SH0471:13 | SH047113 | WHT | 20 | 240 | AF0087:32 | A PANEL
SH0471:14 | SH047114 | WHT | 20 | 240 | AF0087:00 | A PANEL
SH0471:X1 | SH0471X1 | WHT | 20 | 240 | AF0093:31 | A PANEL
SH0471:X2 | SH0471X2 | WHT | 20 | 240 | AF0093:15 | A PANEL
SH0472:X1 | -0V | WHT | 20 | 200 | XT0236:3 | B PANEL | SH0472
SH0472:13 | FU0139 | WHT | 20 | 200 | XT0236:1 | B PANEL
SH0472:14 | KA0241A1 | WHT | 20 | 200 | XT0236:2 | B PANEL
SH0472:11 | SH047211 | WHT | 20 | 200 | XT0236:4 | B PANEL
SH0472:12 | SH047212 | WHT | 20 | 200 | XT0236:5 | B PANEL
SH0472:X2 | SH0472X2 | WHT | 20 | 200 | XT0237:2 B1 | B PANEL

## LEFT SIDE RAIL^JB70_S
LEFT SIDE RAIL^JB70
Project # | 4K911
Project Name | ERGON REFINING INC
Revision | A
Controls DE | A. MADDI
Phone: | 0
Controls ME
Phone:
From | [5 empty] | To
Device ID | Wire No. | Wire ID | Gauge/Size | Length | Device ID | Location | Bundle Name
AT0175:18 | HL0171X1 | WHT | 20 | 120 | XT0171:9 | LEFT SIDE RAIL^JB70 | AT0175
AT0175:21 | HL0172X1 | WHT | 20 | 120 | XT0171:12 | LEFT SIDE RAIL^JB70
AT0175:24 | HL0173X1 | WHT | 20 | 120 | XT0171:15 | LEFT SIDE RAIL^JB70
AT0175:2 | SB017013 | WHT | 20 | 120 | XT0171:5 | LEFT SIDE RAIL^JB70
AT0175:3 | SB017014 | WHT | 20 | 120 | XT0171:6 | LEFT SIDE RAIL^JB70
AT0175:17 | VD0175A | WHT | 20 | 120 | XT0171:8 | LEFT SIDE RAIL^JB70
AT0175:23 | VD0175D | WHT | 20 | 120 | XT0171:14 | LEFT SIDE RAIL^JB70
AT0175:20 | VD0175I | WHT | 20 | 120 | XT0171:11 | LEFT SIDE RAIL^JB70
AT0176:4P1 | AT01764P1 | WHT | 14 | 60 | AT0178:1P1 | LEFT SIDE RAIL^JB70 | AT0176
AT0176:5P1 | AT01765P1 | WHT | 14 | 60 | AT0178:2P1 | LEFT SIDE RAIL^JB70
AT0178:24 | KA0178A2 | WHT | 20 | 120 | XT0170:17 | LEFT SIDE RAIL^JB70 | AT0178
AT0178:23 | VD0178 | WHT | 20 | 120 | XT0170:16 | LEFT SIDE RAIL^JB70
AT0178:20 | ZS61P | WHT | 20 | 120 | XT0170:24 | LEFT SIDE RAIL^JB70
AT0178:21 | ZS61S | WHT | 20 | 120 | XT0170:25 | LEFT SIDE RAIL^JB70
KA0178:A1 | KA0178A1 | WHT | 20 | 100 | XT0170:15 | LEFT SIDE RAIL^JB70 | KA A1/A2
KA0172:A2 | -0V | WHT | 20 | 100 | XT0170:4 | LEFT SIDE RAIL^JB70
KA0176:A2 | -0V | WHT | 20 | 100 | XT0170:3 | LEFT SIDE RAIL^JB70
KA0178:A2 | KA0178A2 | WHT | 20 | 100 | XT0170:17 | LEFT SIDE RAIL^JB70
KA6510:A2 | KA6510A2 | WHT | 20 | 140 | AT0175:5P1 | LEFT SIDE RAIL^JB70
KA0875:14 | FU0170 | WHT | 20 | 60 | XT0170:1 | LEFT SIDE RAIL^JB70 | KA
KA0875:11 | HA04722 | WHT | 20 | 60 | KA0178:11 | LEFT SIDE RAIL^JB70
KA0875:11 | HA04722 | WHT | 20 | 60 | XT0170:13 | LEFT SIDE RAIL^JB70
KA0172:11 | KA017211 | WHT | 20 | 60 | XT0170:7 | LEFT SIDE RAIL^JB70
KA0172:12 | KA017212 | WHT | 20 | 60 | XT0170:8 | LEFT SIDE RAIL^JB70
KA0174:11 | KA017411 | WHT | 20 | 60 | XT0170:9 | LEFT SIDE RAIL^JB70
KA0174:12 | KA017412 | WHT | 20 | 60 | XT0170:10 | LEFT SIDE RAIL^JB70
KA0176:11 | KA017611 | WHT | 20 | 60 | XT0171:1 | LEFT SIDE RAIL^JB70
KA0176:21 | KA017621 | WHT | 20 | 60 | XT0171:3 | LEFT SIDE RAIL^JB70
KA6510:12 | KA651012 | WHT | 20 | 140 | AT0175:11 | LEFT SIDE RAIL^JB70
KA6511:22 | KA651122 | WHT | 20 | 140 | AT0176:17 | LEFT SIDE RAIL^JB70
XT0170:14 | -0V | WHT | 20 | 60 | XT0170:4 | LEFT SIDE RAIL^JB70 | XT/FU
XT0170:4 | -0V | WHT | 20 | 60 | XT0172:5 | LEFT SIDE RAIL^JB70
XT0172:6 | LON1S2 | WHT | 16 | 60 | XT0172:15 | LEFT SIDE RAIL^JB70
XT0172:14 | -0V | WHT | 14 | 60 | XT0172:8 | LEFT SIDE RAIL^JB70
XT0172:5 | -0V | WHT | 14 | 60 | XT0172:14 | LEFT SIDE RAIL^JB70
XT0172:13 | FU0170 | WHT | 14 | 60 | XT0172:7 | LEFT SIDE RAIL^JB70
XT0172:4 | FU0170 | WHT | 14 | 60 | XT0170:1 | LEFT SIDE RAIL^JB70
XT0172:4 | FU0170 | WHT | 14 | 60 | XT0172:13 | LEFT SIDE RAIL^JB70
XT0172:15 | LON1S2 | WHT | 14 | 60 | XT0172:9 | LEFT SIDE RAIL^JB70
FU0170:LD | FU0170 | WHT | 14 | 60 | XT0170:2 | LEFT SIDE RAIL^JB70
AT0175:4P1 | AT01754P1 | WHT | 20 | 200 | SA0170:B2-13 | JB70 | AT-DOOR
AT0175:1P1 | UV01709 | WHT | 14 | 200 | UV0170:9(+) | JB70
AT0175:2P1 | UV017010 | WHT | 14 | 200 | UV0170:10(-) | JB70
AT0176:1P1 | UV017011 | WHT | 14 | 200 | UV0170:11(+) | JB70
AT0176:2P1 | UV017012 | WHT | 14 | 200 | UV0170:12(-) | JB70
KA0172:A1 | AT017025 | WHT | 20 | 160 | AT0170:25 | JB70 | KA-DOOR
KA0174:A1 | AT017031 | WHT | 20 | 160 | AT0170:31 | JB70
KA6510:A1 | SA0170B214 | WHT | 20 | 160 | SA0170:B2-14 | JB70
XT0170:5 | AT017045 | WHT | 20 | 180 | AT0170:45 | JB70 | XT-DOOR
XT0170:6 | AT017046 | WHT | 20 | 180 | AT0170:46 | JB70
XT0171:9 | HL0171X1 | WHT | 20 | 160 | HL0171:X1 | JB70
XT0171:7 | HL0171X2 | WHT | 20 | 160 | HL0171:X2 | JB70
XT0171:12 | HL0172X1 | WHT | 20 | 160 | HL0172:X1 | JB70
XT0171:10 | HL0172X2 | WHT | 20 | 160 | HL0172:X2 | JB70
XT0171:15 | HL0173X1 | WHT | 20 | 160 | HL0173:X1 | JB70
XT0171:13 | HL0173X2 | WHT | 20 | 160 | HL0173:X2 | JB70
XT0170:11 | SA0170B113 | WHT | 20 | 180 | AT0170:11 | JB70
XT0170:11 | SA0170B113 | WHT | 20 | 160 | SA0170:B1-13 | JB70
XT0170:12 | SA0170B114 | WHT | 20 | 180 | AT0170:12 | JB70
XT0170:12 | SA0170B114 | WHT | 20 | 160 | SA0170:B1-14 | JB70
XT0171:5 | SB017013 | WHT | 20 | 160 | SB0170:13 | JB70
XT0171:6 | SB017014 | WHT | 20 | 160 | SB0170:14 | JB70
XT0170:3 | -0V | WHT | 14 | 180 | UV0170:4(-) | JB70
XT0170:3 | -0V | WHT | 14 | 180 | UV0170:2(-) | JB70
XT0170:2 | FU0170 | WHT | 14 | 180 | UV0170:3(+) | JB70
XT0170:2 | FU0170 | WHT | 14 | 180 | UV0170:1(+) | JB70
XT0170:19 | LON0N | WHT | 14 | 180 | UV0170:14(-) | JB70
XT0170:18 | LON0P | WHT | 14 | 180 | UV0170:13(+) | JB70
XT0170:22 | LON2N | WHT | 14 | 180 | UV0170:16(-) | JB70
XT0170:21 | LON2P | WHT | 14 | 180 | UV0170:15(+) | JB70
KA0875:A1 | -009212 | WHT | 20 | 200 | AF0092:12 | A PANEL | KA-A
KA0875:A2 | -009228 | WHT | 20 | 200 | AF0092:28 | A PANEL
KA0176:14 | -009336 | WHT | 20 | 160 | AF0093:36 | A PANEL
KA0176:24 | -009337 | WHT | 20 | 160 | AF0093:37 | A PANEL
KA0176:A1 | KA014422 | WHT | 20 | 200 | KA0144:22 | A PANEL
XT0171:2 | -009304 | WHT | 20 | 160 | AF0093:04 | A PANEL | XT/FU-A
XT0171:4 | -009305 | WHT | 20 | 160 | AF0093:05 | A PANEL
XT0170:3 | -0V | WHT | 12 | 160 | XT0134:2 | A PANEL
FU0170:LI | FU0136 | WHT | 12 | 200 | XT0138:2 | A PANEL
KA0875:14 | FU0170 | WHT | 20 | 220 | KA0232:12 | B PANEL | KA/XT-B
KA0178:14 | KA017814 | WHT | 20 | 220 | KA0232:11 | B PANEL
XT0170:2 | FU0170 | WHT | 20 | 220 | KA0232:21 | B PANEL
XT0171:1 | KA017611 | WHT | 20 | 220 | KA0246:11 | B PANEL
XT0171:3 | KA017621 | WHT | 20 | 220 | KA0244:21 | B PANEL
AT0170:24 | FU0139 | WHT | 20 | 300 | XT0240:12 | B PANEL | THRU RAIL
AT0170:30 | FU0139 | WHT | 20 | 300 | XT0240:12 | B PANEL
AT0170:26 | KA0243A1 | WHT | 20 | 300 | XT0240:7 | B PANEL
AT0170:32 | KA0245A1 | WHT | 20 | 300 | XT0240:8 | B PANEL

## PLC PANEL^JB70_S
PLC PANEL^JB70
Project # | 4K911
Project Name | ERGON REFINING INC
Revision | A
Controls DE | A. MADDI
Phone: | 0
Controls ME
Phone:
From | [5 empty] | To
Device ID | Wire No. | Wire ID | Gauge/Size | Length | Device ID | Location | Bundle Name
BA0001:V1(-) | -0V | WHT | 16 | 60 | XT0001:2 | PLC PANEL | BA
BA0002:V1(-) | -0V | WHT | 16 | 60 | XT0001:5 | PLC PANEL
BA0001:V1(+) | FU0001 | WHT | 16 | 60 | FU0001:LD | PLC PANEL
BA0002:V1(+) | FU0002 | WHT | 16 | 60 | FU0002:LD | PLC PANEL
AT0680:NEG | -0V | WHT | 14 | 60 | XT0680:2 | PLC PANEL | AT0680
AT0680:POS | AT0680POS | WHT | 14 | 60 | XT0680:1 | PLC PANEL
FU0001:LI | FU0210 | WHT | 16 | 60 | XT0001:1 | PLC PANEL | FU
FU0002:LI | FU0210 | WHT | 16 | 60 | XT0001:4 | PLC PANEL
FU0680:LD | AT0680POS | WHT | 14 | 60 | XT0680:1 | PLC PANEL
UV0600:(-) | -0V | WHT | 14 | 120 | XT0135:1 | A PANEL | UV-A
UV0600:(+) | FU0010 | WHT | 14 | 120 | FU0010:LD | A PANEL
FU0680:LI | FU0210 | WHT | 14 | 120 | XT0233:3 | B PANEL | FU/XT-B
XT0001:6 | -0V | WHT | 16 | 120 | XT0005:2 | B PANEL
XT0001:3 | FU0210 | WHT | 16 | 120 | XT0005:1 | B PANEL
XT0680:2 | -0V | WHT | 14 | 120 | XT0235:3 | B PANEL
XT0001:2 | -0V | WHT | 12 | 120 | XT0235:3 | B PANEL
XT0001:5 | -0V | WHT | 12 | 120 | XT0235:3 | B PANEL
XT0001:1 | FU0210 | WHT | 12 | 120 | XT0233:3 | B PANEL
XT0001:4 | FU0210 | WHT | 12 | 120 | XT0233:3 | B PANEL

## TURBINE PANEL A^JB70_S
TURBINE PANEL A^JB70
Project # | 4K911
Project Name | ERGON REFINING INC
Revision | A
Controls DE | A. MADDI
Phone: | 0
Controls ME
Phone:
From | [5 empty] | To
Device ID | Wire No. | Wire ID | Gauge/Size | Length | Device ID | Location | Bundle Name
PC0470:INP_A | -009312 | WHT | 20 | 60 | AF0093:12 | A PANEL | PC0470
PC0470:-PWR | -009328 | WHT | 20 | 60 | AF0093:28 | A PANEL
PC0470:+PWR | -009344 | WHT | 20 | 60 | AF0093:44 | A PANEL
AU0080:COM | -0V | WHT | 14 | 60 | XT0080:1 | A PANEL | AU
AU0090:COM | -0V | WHT | 14 | 60 | XT0081:1 | A PANEL
AU0080:V+ | FU0080 | WHT | 14 | 60 | FU0080:LD | A PANEL
AU0090:V+ | FU0090 | WHT | 14 | 60 | FU0090:LD | A PANEL
AF0094:05 | -0V | WHT | 20 | 60 | XT0135:4 | A PANEL | AF
AF0094:07 | -0V | WHT | 20 | 60 | XT0135:4 | A PANEL
AF0092:COM | -0V | WHT | 14 | 80 | XT0081:1 | A PANEL
AF0093:COM | -0V | WHT | 14 | 80 | XT0081:2 | A PANEL
AF0095:COM | -0V | WHT | 14 | 80 | XT0081:2 | A PANEL
AF0091:COM | AF0091N | WHT | 14 | 60 | AF0094:COM | A PANEL
AF0091:V+ | AF0091P | WHT | 14 | 60 | AF0094:V+ | A PANEL
AF0092:V+ | FU0091 | WHT | 14 | 60 | FU0091:LD | A PANEL
AF0093:V+ | FU0092 | WHT | 14 | 60 | FU0092:LD | A PANEL
AF0095:V+ | FU0093 | WHT | 14 | 60 | FU0093:LD | A PANEL
AF0086:28 | -0V | WHT | 14 | 60 | XT0050:2 | A PANEL
KA0130:A1 | -008135 | WHT | 20 | 80 | AF0081:35 | A PANEL | KA A1
KA0130:A1 | -008135 | WHT | 20 | 100 | KA0130:11 | A PANEL
KA2160:A1 | -009204 | WHT | 20 | 60 | AF0092:04 | A PANEL
KA2161:A1 | -009207 | WHT | 20 | 60 | AF0092:07 | A PANEL
KA3103:A1 | -009208 | WHT | 20 | 80 | AF0092:08 | A PANEL
KA0133:A1 | KA0133A1 | WHT | 20 | 60 | AF0092:02 | A PANEL
KA0134:A1 | KA0134A1 | WHT | 20 | 60 | AF0091:12 | A PANEL
KA0135:A1 | KA0135A1 | WHT | 20 | 60 | KA0144:A1 | A PANEL
KA0137:A1 | KA0137A1 | WHT | 20 | 60 | KT0142:18 | A PANEL
KA0131:A1 | KA0231A1 | WHT | 20 | 120 | XT0136:10 | A PANEL
KA0136:A1 | PS32002 | WHT | 20 | 120 | XT0136:5 | A PANEL
KA2160:A2 | -009220 | WHT | 20 | 60 | AF0092:20 | A PANEL | KA A2
KA2161:A2 | -009223 | WHT | 20 | 60 | AF0092:23 | A PANEL
KA3103:A2 | -009224 | WHT | 20 | 80 | AF0092:24 | A PANEL
KA6211:A2 | -009320 | WHT | 20 | 80 | AF0093:20 | A PANEL
KA6221:A2 | -009321 | WHT | 20 | 60 | AF0093:21 | A PANEL
KA0131:A2 | -0V | WHT | 20 | 60 | KT0145:A2 | A PANEL
KA0135:A2 | -0V | WHT | 20 | 60 | KA0136:A2 | A PANEL
KA0135:A2 | -0V | WHT | 20 | 60 | KA0144:A2 | A PANEL
KA0130:14 | -008103 | WHT | 20 | 60 | AF0081:03 | A PANEL | KA
KA0221:14 | -009502 | WHT | 20 | 60 | AF0095:02 | A PANEL
KA0132:11 | FU0139 | WHT | 20 | 60 | KA0133:11 | A PANEL
KA0134:11 | FU0139 | WHT | 20 | 60 | KA0136:11 | A PANEL
KA0138:14 | FU0139 | WHT | 20 | 60 | XT0136:11 | A PANEL
KA0141:24 | FU0139 | WHT | 20 | 60 | XT0136:2 | A PANEL
KA0132:11 | FU0139 | WHT | 20 | 60 | KT0145:15 | A PANEL
KA0131:14 | KA013114 | WHT | 20 | 80 | AF0092:06 | A PANEL
KA0132:22 | KA013222 | WHT | 20 | 60 | KA0137:14 | A PANEL
KA0132:22 | KA013222 | WHT | 20 | 120 | KT0141:18 | A PANEL
KA0132:24 | KA013224 | WHT | 20 | 60 | KA0134:14 | A PANEL
KA0131:11 | KA0135A1 | WHT | 20 | 140 | KA0135:A1 | A PANEL
KA0136:21 | KA013621 | WHT | 20 | 60 | AF0087:43 | A PANEL
KA0136:24 | KA013624 | WHT | 20 | 60 | AF0087:11 | A PANEL
KA0131:12 | KA013724 | WHT | 20 | 60 | KA0137:24 | A PANEL
KA0137:24 | KA013724 | WHT | 20 | 60 | AF0087:09 | A PANEL
KA0136:14 | KA013821 | WHT | 20 | 60 | KA0138:21 | A PANEL
KA0132:21 | KA0138A1 | WHT | 20 | 60 | KA0138:A1 | A PANEL
KA0141:11 | KA014111 | WHT | 20 | 80 | AF0091:39 | A PANEL
KA0141:14 | KA014114 | WHT | 20 | 80 | AF0091:07 | A PANEL
KA0138:11 | KM3170EP | WHT | 20 | 60 | XT0136:13 | A PANEL
KA0132:12 | KT0141A1 | WHT | 20 | 60 | KA0133:12 | A PANEL
KA0132:12 | KT0141A1 | WHT | 20 | 60 | KT0142:A1 | A PANEL
KA0138:24 | KT0144B1 | WHT | 20 | 60 | KT0144:B1 | A PANEL
KA0141:21 | KT0146A1 | WHT | 20 | 60 | KT0146:A1 | A PANEL
KT0140:A2 | -0V | WHT | 20 | 120 | XT0136:3 | A PANEL | KT L/S
KT0141:18 | KA013222 | WHT | 20 | 60 | KT0144:18 | A PANEL
KT0142:18 | KA0137A1 | WHT | 20 | 60 | KT0145:18 | A PANEL
KT0140:16 | KT014115 | WHT | 20 | 120 | KT0141:15 | A PANEL
KT0140:18 | KT0143A1 | WHT | 20 | 120 | KT0143:A1 | A PANEL
KT0140:15 | FU0139 | WHT | 20 | 60 | KT0142:15 | A PANEL | KT R/S
KT0140:15 | FU0139 | WHT | 20 | 60 | XT0136:2 | A PANEL
KT0142:15 | FU0139 | WHT | 20 | 60 | KT0144:A1 | A PANEL
KT0140:A1 | KT0140A1 | WHT | 20 | 120 | KT0143:16 | A PANEL
KT0141:A1 | KT0141A1 | WHT | 20 | 60 | KT0143:15 | A PANEL
XT0136:12 | -0V | WHT | 20 | 60 | XT0136:3 | A PANEL | XT
XT0136:1 | FU0139 | WHT | 20 | 60 | XT0136:11 | A PANEL
XT0136:4 | FU0139 | WHT | 20 | 60 | XT0136:1 | A PANEL
XT0050:2 | -0V | WHT | 14 | 120 | XT0134:4 | A PANEL
XT0080:1 | -0V | WHT | 14 | 80 | XT0135:2 | A PANEL
XT0135:1 | -0V | WHT | 14 | 120 | XT0136:3 | A PANEL
XT0135:2 | -0V | WHT | 14 | 80 | XT0081:1 | A PANEL
XT0135:1 | -0V | WHT | 12 | 60 | XT0134:1 | A PANEL
FU0116:LD | FT21081 | WHT | 14 | 120 | XT0050:1 | A PANEL | FU
FU0010:LI | FU0137 | WHT | 14 | 60 | XT0139:1 | A PANEL
FU0080:LI | FU0137 | WHT | 14 | 80 | XT0139:1 | A PANEL
FU0090:LI | FU0137 | WHT | 14 | 60 | XT0139:2 | A PANEL
FU0116:LI | FU0137 | WHT | 14 | 60 | XT0139:3 | A PANEL
FU0139:LD | FU0139 | WHT | 14 | 60 | XT0136:1 | A PANEL
FU0137:LI | FU0136 | WHT | 12 | 60 | XT0138:1 | A PANEL
FU0137:LD | FU0137 | WHT | 12 | 60 | XT0139:1 | A PANEL
UJ0131:IOUT | UJ0131IOUT | WHT | 20 | 60 | AF0094:06 | A PANEL | UJ0131
UJ0131:OK1 | UJ0131OK1 | WHT | 20 | 60 | AF0091:41 | A PANEL
UJ0131:OK2 | UJ0131OK2 | WHT | 20 | 60 | AF0091:09 | A PANEL
UJ0131:VIN | UJ0131VIN | WHT | 20 | 60 | AF0094:04 | A PANEL
UJ0131:- | -521NEG | WHT | 12 | 60 | XT0011:1 | A PANEL
UJ0131:+ | UJ0131P | WHT | 12 | 60 | FU0011:LD | A PANEL
AF0081:41 | KA023921 | WHT | 20 | 160 | KA0239:21 | B PANEL | AF-B
AF0081:09 | KA023924 | WHT | 20 | 160 | KA0239:24 | B PANEL
AF0081:08 | KA024214 | WHT | 20 | 160 | KA0242:14 | B PANEL
AF0081:33 | KA024311 | WHT | 20 | 160 | KA0243:11 | B PANEL
AF0081:01 | KA024314 | WHT | 20 | 160 | KA0243:14 | B PANEL
AF0081:34 | KA024521 | WHT | 20 | 160 | KA0245:21 | B PANEL
AF0081:02 | KA024524 | WHT | 20 | 160 | KA0245:24 | B PANEL
AF0081:00 | UA1200J21 | WHT | 20 | 160 | KA0241:11 | B PANEL
AF0081:19 | UA1200J27 | WHT | 20 | 160 | UA1200:J2-7 | B PANEL
AF0092:13 | -009213 | WHT | 20 | 160 | XT0237:2 T2 | B PANEL
AF0095:18 | SV21202 | WHT | 20 | 160 | XT0060:4 | B PANEL
KA0221:A1 | -007602 | WHT | 20 | 160 | AF0076:02 | B PANEL | KA A1/2-B
KA0134:A1 | KA0134A1 | WHT | 20 | 160 | AF0067:12 | B PANEL
KA6211:A1 | KA6211A1 | WHT | 20 | 160 | KA0246:14 | B PANEL
KA6221:A1 | KA6221A1 | WHT | 20 | 160 | KA0244:24 | B PANEL
KA0221:A2 | -007618 | WHT | 20 | 160 | AF0076:18 | B PANEL
KA0130:A2 | UA1200J26 | WHT | 20 | 160 | UA1200:J2-6 | B PANEL
KA0141:24 | FU0139 | WHT | 20 | 160 | KA0241:24 | B PANEL | KA-B
KA0144:22 | KA014422 | WHT | 20 | 160 | KA0249:12 | B PANEL
KA0221:11 | KA022111 | WHT | 20 | 160 | KA0235:24 | B PANEL
KA0144:21 | KA023222 | WHT | 20 | 160 | KA0232:22 | B PANEL
KA0141:21 | KT0146A1 | WHT | 20 | 160 | KA0241:21 | B PANEL
KT0146:18 | KA024214 | WHT | 20 | 160 | KA0231:14 | B PANEL | KT-B
KT0145:A1 | KA024412 | WHT | 20 | 160 | KA0244:12 | B PANEL
KT0146:15 | KT014615 | WHT | 20 | 160 | AF0076:10 | B PANEL
KT0146:A2 | KT0146A2 | WHT | 20 | 160 | AF0076:29 | B PANEL
KT0146:B1 | KT0146B1 | WHT | 20 | 160 | AF0076:13 | B PANEL
XT0136:3 | -0V | WHT | 20 | 160 | XT0240:10 | B PANEL | XT-B
XT0137:2 | ESTOP | WHT | 20 | 160 | XT0240:4 | B PANEL
XT0137:1 | ESTOPA | WHT | 20 | 160 | XT0240:3 | B PANEL
XT0136:1 | FU0139 | WHT | 20 | 160 | XT0240:12 | B PANEL
XT0136:10 | KA0231A1 | WHT | 20 | 160 | KA0242:11 | B PANEL
XT0136:6 | PS32004 | WHT | 20 | 160 | KA0240:11 | B PANEL
XT0136:7 | UF1300 | WHT | 20 | 160 | KA0240:14 | B PANEL
XT0134:3 | -0V | WHT | 14 | 160 | XT0291:2 | B PANEL
XT0135:1 | -0V | WHT | 14 | 160 | KA1020:24 | B PANEL
XT0138:3 | FU0136 | WHT | 14 | 160 | XT0291:1 | B PANEL
XT0139:3 | FU0137 | WHT | 14 | 160 | FU0211:LI | B PANEL
XT0134:2 | -0V | WHT | 12 | 160 | XT0089:3 | B PANEL
XT0134:4 | -0V | WHT | 12 | 160 | XT0235:1 | B PANEL
XT0138:2 | FU0136 | WHT | 12 | 160 | XT0089:1 | B PANEL
XT0138:4 | FU0136 | WHT | 12 | 160 | FU0210:LI | B PANEL

## TURBINE PANEL B^JB70_S
TURBINE PANEL B^JB70
Project # | 4K911
Project Name | ERGON REFINING INC
Revision | A
Controls DE | A. MADDI
Phone: | 0
Controls ME
Phone:
From | [5 empty] | To
Device ID | Wire No. | Wire ID | Gauge/Size | Length | Device ID | Location | Bundle Name
AU0060:COM | -0V | WHT | 14 | 60 | XT0060:1 | B PANEL | AU
AU0070:COM | -0V | WHT | 14 | 60 | XT0070:1 | B PANEL
AU0060:V+ | FU0060 | WHT | 14 | 80 | FU0060:LD | B PANEL
AU0070:V+ | FU0070 | WHT | 14 | 60 | FU0070:LD | B PANEL
AF0062:16 | SV21242 | WHT | 20 | 60 | XT0060:5 | B PANEL | AF0060'S
AF0065:COM | AF0065N | WHT | 16 | 60 | AF0068:COM | B PANEL
AF0065:V+ | AF0065P | WHT | 16 | 60 | AF0068:V+ | B PANEL
AF0063:COM | AU0060N | WHT | 16 | 60 | AU0060:COM | B PANEL
AF0063:V+ | AU0060P | WHT | 16 | 60 | AU0060:V+ | B PANEL
AF0066:V+ | FU0063 | WHT | 16 | 60 | FU0063:LD | B PANEL
AF0067:V+ | FU0064 | WHT | 16 | 60 | FU0064:LD | B PANEL
AF0061:COM | -0V | WHT | 14 | 60 | XT0060:2 | B PANEL
AF0062:COM | -0V | WHT | 14 | 60 | XT0060:2 | B PANEL
AF0066:COM | -0V | WHT | 14 | 60 | XT0060:2 | B PANEL
AF0067:COM | -0V | WHT | 14 | 60 | XT0060:2 | B PANEL
AF0061:V+ | FU0061 | WHT | 14 | 60 | FU0061:LD | B PANEL
AF0062:V+ | FU0062 | WHT | 14 | 60 | FU0062:LD | B PANEL
AF0074:05 | -007405 | WHT | 20 | 60 | XT0089:2 | B PANEL | AF0070'S
AF0076:12 | -007612 | WHT | 20 | 100 | XT0237:1 B2 | B PANEL
AF0074:21 | -0V | WHT | 20 | 60 | XT0089:3 | B PANEL
AF0075:COM | AF0075N | WHT | 16 | 60 | AF0077:COM | B PANEL
AF0075:V+ | AF0075P | WHT | 16 | 60 | AF0077:V+ | B PANEL
AF0076:COM | -0V | WHT | 14 | 60 | XT0070:1 | B PANEL
AF0076:V+ | FU0071 | WHT | 14 | 60 | FU0071:LD | B PANEL
KA0222:A1 | -007604 | WHT | 20 | 60 | AF0076:04 | B PANEL | KA A1
KA1020:A1 | -007608 | WHT | 20 | 100 | AF0076:08 | B PANEL
KA0124:A1 | -007609 | WHT | 20 | 60 | AF0076:09 | B PANEL
KA0235:A1 | ESTOP | WHT | 20 | 60 | XT0240:4 | B PANEL
KA0241:A1 | KA0241A1 | WHT | 20 | 80 | XT0240:6 | B PANEL
KA0243:A1 | KA0243A1 | WHT | 20 | 80 | XT0240:7 | B PANEL
KA0245:A1 | KA0245A1 | WHT | 20 | 80 | XT0240:8 | B PANEL
KA0222:A2 | -007620 | WHT | 20 | 60 | AF0076:20 | B PANEL | KA A2
KA1020:A2 | -007624 | WHT | 20 | 100 | AF0076:24 | B PANEL
KA0124:A2 | -007625 | WHT | 20 | 60 | AF0076:25 | B PANEL
KA0249:A2 | -0V | WHT | 20 | 80 | XT0240:10 | B PANEL
KA0231:A2 | KA0231A2 | WHT | 20 | 100 | AF0076:26 | B PANEL
KA0233:14 | -006102 | WHT | 20 | 100 | AF0061:02 | B PANEL | KA
KA0234:14 | -006114 | WHT | 20 | 100 | AF0061:14 | B PANEL
KA0222:14 | -006200 | WHT | 20 | 120 | AF0062:00 | B PANEL
KA0237:14 | -007600 | WHT | 20 | 60 | AF0076:00 | B PANEL
KA0237:24 | -007601 | WHT | 20 | 60 | AF0076:01 | B PANEL
KA0242:21 | -024221 | WHT | 20 | 80 | XT0237:1 T2 | B PANEL
KA0242:24 | -024822 | WHT | 20 | 60 | KA0248:22 | B PANEL
KA0243:21 | ESTOPC | WHT | 20 | 60 | XT0240:1 | B PANEL
KA0236:11 | FU0139 | WHT | 20 | 60 | KA0244:11 | B PANEL
KA0236:11 | FU0139 | WHT | 20 | 60 | XT0240:12 | B PANEL
KA0222:11 | KA022211 | WHT | 20 | 60 | KA0236:24 | B PANEL
KA0231:21 | KA023121 | WHT | 20 | 60 | KA0245:14 | B PANEL
KA0231:11 | KA0231A1 | WHT | 20 | 80 | KA0231:A1 | B PANEL
KA0231:11 | KA0231A1 | WHT | 20 | 60 | KA0242:11 | B PANEL
KA0232:22 | KA023222 | WHT | 20 | 60 | KA0249:11 | B PANEL
KA0236:12 | KA023612 | WHT | 20 | 60 | XT0240:13 | B PANEL
KA0235:14 | KA024114 | WHT | 20 | 60 | KA0241:14 | B PANEL
KA0241:14 | KA024114 | WHT | 20 | 60 | KA0231:24 | B PANEL
KA0231:14 | KA024214 | WHT | 20 | 60 | KA0242:14 | B PANEL
KA0243:24 | KA024511 | WHT | 20 | 60 | KA0245:11 | B PANEL
KA0235:11 | UA1200J21 | WHT | 20 | 60 | KA0241:11 | B PANEL
KA0235:11 | UA1200J21 | WHT | 20 | 80 | XT0060:3 | B PANEL
KA0248:21 | FU0212 | WHT | 16 | 80 | FU0212:LD | B PANEL
KA1020:14 | FU0211 | WHT | 14 | 80 | FU0211:LD | B PANEL
UA1200:J1-9 | -0V | WHT | 20 | 120 | XT0235:4 | B PANEL | UA1200
UA1200:J1-10 | FU0212 | WHT | 20 | 120 | XT0233:4 | B PANEL
UA1200:J2-2 | FU0212 | WHT | 20 | 120 | XT0233:4 | B PANEL
UA1200:J1-8 | UA1200J | WHT | 20 | 60 | UA1200:J3-5 | B PANEL
UA1200:J1-4 | UA1200J14 | WHT | 20 | 80 | AF0076:11 | B PANEL
UA1200:J1-5 | UA1200J15 | WHT | 20 | 120 | XT0237:1 B1 | B PANEL
UA1200:J2-1 | UA1200J21 | WHT | 20 | 120 | XT0060:3 | B PANEL
XT0236:1 | FU0139 | WHT | 20 | 80 | XT0240:11 | B PANEL | XT
XT0237:2 B2 | KA023612 | WHT | 20 | 80 | XT0240:13 | B PANEL
XT0236:2 | KA0241A1 | WHT | 20 | 80 | XT0240:6 | B PANEL
XT0236:3 | -0V | WHT | 16 | 80 | XT0240:9 | B PANEL
XT0070:1 | -0V | WHT | 14 | 60 | XT0235:1 | B PANEL
XT0235:1 | -0V | WHT | 14 | 60 | XT0060:1 | B PANEL
UV0291:OUT1(-) | UV0291N | WHT | 16 | 100 | BA1100:NEG | B PANEL | UV0291
UV0291:OUT1(+) | UV0291P | WHT | 16 | 100 | FU1101:LI | B PANEL
UV0291:24V(-) | -0V | WHT | 14 | 60 | XT0291:2 | B PANEL
UV0291:24V(+) | FU0291LD | WHT | 14 | 60 | FU0291:LD | B PANEL
BA0009:V1(-) | -0V | WHT | 16 | 60 | XT0005:2 | B PANEL | BA
BA0009:V1(+) | FU0009 | WHT | 16 | 60 | FU0009:LD | B PANEL
BA1100:POS | FU1101LD | WHT | 16 | 60 | FU1101:LD | B PANEL
FU0009:LI | FU0210 | WHT | 16 | 60 | XT0005:1 | B PANEL | FU
FU0212:LD | FU0212 | WHT | 16 | 60 | XT0233:4 | B PANEL
FU0291:LI | FU0136 | WHT | 14 | 60 | XT0291:1 | B PANEL
FU0060:LI | FU0210 | WHT | 14 | 60 | XT0233:1 | B PANEL
FU0070:LI | FU0210 | WHT | 14 | 80 | XT0233:2 | B PANEL
FU0212:LI | FU0210 | WHT | 14 | 60 | XT0233:1 | B PANEL
FU0210:LD | FU0210 | WHT | 12 | 60 | XT0233:1 | B PANEL

## LEFT SIDE RAIL^JB72_S
LEFT SIDE RAIL^JB72
Project # | 4K911
Project Name | ERGON REFINING INC
Revision | A
Controls DE | A. MADDI
Phone: | 0
Controls ME
Phone:
From | [5 empty] | To
Device ID | Wire No. | Wire ID | Gauge/Size | Length | Device ID | Location | Bundle Name
AF0122:09 | -012209 | WHT | 20 | 60 | XT0120:4 | JB72 L/RAIL | AF/FU
AF0122:41 | -012241 | WHT | 20 | 60 | XT0120:3 | JB72 L/RAIL
AU0120:COM | -0V | WHT | 14 | 60 | XT0120:1 | JB72 L/RAIL
AF0121:COM | -0V | WHT | 14 | 60 | XT0120:2 | JB72 L/RAIL
AF0122:COM | AU0120N | WHT | 20 | 60 | AU0120:COM | JB72 L/RAIL
AF0122:V+ | AU0120P | WHT | 20 | 60 | AU0120:V+ | JB72 L/RAIL
AU0120:V+ | FU0120 | WHT | 14 | 60 | FU0120:LD | JB72 L/RAIL
AF0121:V+ | FU0121 | WHT | 14 | 60 | FU0121:LD | JB72 L/RAIL
FU0332:LD | FU0332 | WHT | 14 | 60 | FU0333:LI | JB72 L/RAIL
AF0121:01 | -012101 | WHT | 20 | 160 | KA0121:A1 | GENERATOR PANEL | AF-GEN
AF0121:02 | -012102 | WHT | 20 | 160 | KA0336:21 | GENERATOR PANEL
AF0121:03 | -012103 | WHT | 20 | 160 | KA0123:A1 | GENERATOR PANEL
AF0121:08 | -012108 | WHT | 20 | 160 | KA0128:A1 | GENERATOR PANEL
AF0121:14 | -012114 | WHT | 20 | 160 | KA0336:11 | GENERATOR PANEL
AF0121:17 | -012117 | WHT | 20 | 160 | KA0121:A2 | GENERATOR PANEL
AF0121:18 | -012118 | WHT | 20 | 160 | KA4300:A2 | GENERATOR PANEL
AF0121:19 | -012119 | WHT | 20 | 160 | KA0123:A2 | GENERATOR PANEL
AF0121:24 | -012124 | WHT | 20 | 160 | KA0128:A2 | GENERATOR PANEL
AF0121:30 | -012130 | WHT | 20 | 160 | KA4100:A2 | GENERATOR PANEL
AF0122:00 | -012200 | WHT | 20 | 160 | KA0330:11 | GENERATOR PANEL
AF0122:01 | -012201 | WHT | 20 | 160 | KA0331:11 | GENERATOR PANEL
AF0122:02 | -012202 | WHT | 20 | 160 | KA0310:11 | GENERATOR PANEL
AF0122:32 | -012232 | WHT | 20 | 160 | KA0330:14 | GENERATOR PANEL
AF0122:33 | -012233 | WHT | 20 | 160 | KA0331:14 | GENERATOR PANEL
AF0122:34 | -012234 | WHT | 20 | 160 | KA0310:14 | GENERATOR PANEL
FU0333:LD | FU0333 | WHT | 16 | 160 | XT0335:1 | GENERATOR PANEL | FU/XT-GEN
FU0120:LI | FU0332 | WHT | 14 | 160 | XT0130:1 | GENERATOR PANEL
FU0332:LD | FU0332 | WHT | 14 | 160 | XT0130:1 | GENERATOR PANEL
FU0335:LI | FU0332 | WHT | 14 | 160 | FU0113:LI | GENERATOR PANEL
FU0334:LD | FU0334 | WHT | 14 | 160 | XT0335:2 | GENERATOR PANEL
FU0335:LD | FU0335 | WHT | 14 | 160 | XT0335:3 | GENERATOR PANEL
FU0332:LI | FU0136 | WHT | 12 | 160 | XT0332:1 | GENERATOR PANEL
XT0120:1 | -0V | WHT | 14 | 160 | XT0130:2 | GENERATOR PANEL

## RIGHT SIDE RAIL^JB72_S
RIGHT SIDE RAIL^JB72
Project # | 4K911
Project Name | ERGON REFINING INC
Revision | A
Controls DE | A. MADDI
Phone: | 0
Controls ME
Phone:
From | [5 empty] | To
Device ID | Wire No. | Wire ID | Gauge/Size | Length | Device ID | Location | Bundle Name
AF0181:00 | -018100 | WHT | 20 | 160 | KA0180:A1 | GENERATOR PANEL | AF-GEN
AF0181:02 | -018102 | WHT | 20 | 160 | KA0181:A1 | GENERATOR PANEL
AF0181:10 | -018110 | WHT | 20 | 160 | KA0185:A1 | GENERATOR PANEL
AF0181:16 | -018116 | WHT | 20 | 160 | KA0180:A2 | GENERATOR PANEL
AF0181:18 | -018118 | WHT | 20 | 160 | KA0181:A2 | GENERATOR PANEL
AF0181:26 | -018126 | WHT | 20 | 160 | XT0338:2 | GENERATOR PANEL
AF0181:COM | -0V | WHT | 16 | 160 | XT0180:2 | GENERATOR PANEL
AF0182:COM | -0V | WHT | 16 | 160 | XT0180:2 | GENERATOR PANEL
AU0180:COM | -0V | WHT | 16 | 160 | XT0180:1 | GENERATOR PANEL
AU0180:V+ | FU0180 | WHT | 16 | 160 | FU0180:LD | GENERATOR PANEL
AF0181:V+ | FU0181 | WHT | 16 | 160 | FU0181:LD | GENERATOR PANEL
AF0182:V+ | FU0182 | WHT | 16 | 160 | FU0182:LD | GENERATOR PANEL

## GENERATOR PANEL_S
GENERATOR PANEL
JB72
Project # | 4K911
Project Name | ERGON REFINING INC
Revision | A
Controls DE | A. MADDI
Phone: | 0
Controls ME
Phone:
From | [5 empty] | To
Device ID | Wire No. | Wire ID | Gauge/Size | Length | Device ID | Location | Bundle Name
AF0410:53 | -0V | WHT | 16 | 60 | XT0130:4 | GEN PANEL | AF
AF0410:54 | AF0410N | WHT | 16 | 60 | AF0420:53 | GEN PANEL
AF0410:56 | AF0410P | WHT | 16 | 60 | AF0420:55 | GEN PANEL
AF0420:54 | AF0420N | WHT | 16 | 60 | AF0440:53 | GEN PANEL
AF0420:56 | AF0420P | WHT | 16 | 60 | AF0440:55 | GEN PANEL
AF0440:54 | AF0440N | WHT | 16 | 60 | AF0450:53 | GEN PANEL
AF0440:56 | AF0440P | WHT | 16 | 60 | AF0450:55 | GEN PANEL
AF0410:55 | FU0113 | WHT | 16 | 60 | FU0113:LD | GEN PANEL
KA0123:A1 | -012103 | WHT | 20 | 80 | KA0313:2 | GEN PANEL | KA A1
KA0335:A1 | ESTOP | WHT | 20 | 60 | XT0336:1 | GEN PANEL
KA0310:A1 | FU0334 | WHT | 20 | 80 | KA0123:11 | GEN PANEL
KA0310:A1 | FU0334 | WHT | 20 | 60 | XT0335:2 | GEN PANEL
KA0330:A1 | KA0330A1 | WHT | 20 | 60 | XT0337:9 | GEN PANEL
KA0331:A1 | KA0331A1 | WHT | 20 | 60 | XT0337:11 | GEN PANEL
KA0332:A1 | KA0332A1 | WHT | 20 | 60 | XT0337:14 | GEN PANEL
KA0333:A1 | KA0333A1 | WHT | 20 | 60 | XT0337:8 | GEN PANEL
KA0336:A1 | KA0231A1 | WHT | 14 | 60 | XT0334:2 | GEN PANEL
KA0123:A2 | -012119 | WHT | 20 | 80 | KA0313:7 | GEN PANEL | KA A2
KA0330:A2 | -0V | WHT | 20 | 60 | KA0333:A2 | GEN PANEL
KA0332:A2 | -0V | WHT | 20 | 60 | XT0337:15 | GEN PANEL
KA0335:A2 | -0V | WHT | 20 | 60 | XT0336:2 | GEN PANEL
KA0185:A2 | KA0185A2 | WHT | 20 | 80 | XT0338:1 | GEN PANEL
KA0336:A2 | -0V | WHT | 14 | 60 | XT0336:2 | GEN PANEL
KA0336:24 | -033624 | WHT | 20 | 120 | KA4300:A1 | GEN PANEL | KA
KA0121:14 | FU0333 | WHT | 20 | 60 | XT0337:12 | GEN PANEL
KA0128:14 | FU0333 | WHT | 20 | 60 | KA0335:22 | GEN PANEL
KA0128:14 | FU0333 | WHT | 20 | 60 | XT0337:7 | GEN PANEL
KA0310:24 | FU0333 | WHT | 20 | 60 | KA0335:22 | GEN PANEL
KA0128:21 | KA012821 | WHT | 20 | 60 | XT0337:1 | GEN PANEL
KA0128:24 | KA012824 | WHT | 20 | 60 | XT0337:2 | GEN PANEL
KA0121:11 | KA018511 | WHT | 20 | 60 | XT0337:13 | GEN PANEL
KA0185:11 | KA018511 | WHT | 20 | 80 | XT0337:13 | GEN PANEL
KA0332:11 | KA033211 | WHT | 20 | 60 | XT0337:3 | GEN PANEL
KA0332:14 | KA033214 | WHT | 20 | 60 | XT0337:4 | GEN PANEL
KA0185:14 | KA0332A1 | WHT | 20 | 80 | XT0337:14 | GEN PANEL
KA0333:11 | KA033311 | WHT | 20 | 60 | KA0335:11 | GEN PANEL
KA0333:11 | KA033311 | WHT | 20 | 60 | XT0337:5 | GEN PANEL
KA0333:14 | KA033314 | WHT | 20 | 60 | KA0335:12 | GEN PANEL
KA0333:14 | KA033314 | WHT | 20 | 60 | XT0337:6 | GEN PANEL
KA0128:11 | KA0333A1 | WHT | 20 | 60 | KA0335:21 | GEN PANEL
KA0310:21 | KA0333A1 | WHT | 20 | 60 | KA0335:21 | GEN PANEL
KA0310:21 | KA0333A1 | WHT | 20 | 60 | XT0337:8 | GEN PANEL
KA0336:14 | KA033614 | WHT | 20 | 120 | KA4100:A1 | GEN PANEL
XT0337:12 | FU0333 | WHT | 20 | 60 | XT0337:7 | GEN PANEL | XT/FU
XT0335:1 | FU0333 | WHT | 16 | 60 | XT0337:12 | GEN PANEL
XT0130:2 | -0V | WHT | 14 | 60 | XT0336:3 | GEN PANEL
XT0130:3 | -0V | WHT | 14 | 60 | XT0180:1 | GEN PANEL
XT0130:4 | -0V | WHT | 14 | 60 | XT0336:4 | GEN PANEL
XT0336:3 | -0V | WHT | 14 | 60 | XT0337:15 | GEN PANEL
XT0334:1 | -0V | WHT | 12 | 60 | XT0336:2 | GEN PANEL
FU0180:LI | FU0332 | WHT | 14 | 60 | XT0130:1 | GEN PANEL
AT0140:29 FLT | KA0310A2 | WHT | 20 | 100 | KA0310:A2 | GEN PANEL | AT0140
AT0140:3 EX-D(-) | -0V | WHT | 16 | 100 | XT0336:4 | GEN PANEL
AT0140:48 BAT(-) | -0V | WHT | 16 | 100 | XT0336:4 | GEN PANEL
AT0140:34 ID RES(-) | AT014034 | WHT | 16 | 60 | AT0140:42 ID(+) | GEN PANEL
AT0140:47 BAT(+) | FU0334 | WHT | 16 | 100 | XT0335:2 | GEN PANEL
AT0140:4 EX-D(+) | KA012314 | WHT | 16 | 100 | KA0123:14 | GEN PANEL
AT0140:30 FLT | -0V | WHT | 14 | 100 | XT0336:4 | GEN PANEL
AT0140:17 VBUS-A | VBUSA | RED | 16R | 120 | XT0351:2 | GEN PANEL
AT0140:18 VBUS-B | VBUSB | RED | 16R | 120 | XT0351:3 | GEN PANEL
AT0140:19 VBUS-C | VBUSC | RED | 16R | 120 | XT0351:5 | GEN PANEL
AT0140:13 VGEN-A | VGENA | RED | 16R | 120 | XT0351:7 | GEN PANEL
AT0140:14 VGEN-B | VGENB | RED | 16R | 120 | XT0351:9 | GEN PANEL
AT0140:15 VGEN-C | VGENC | RED | 16R | 120 | XT0351:11 | GEN PANEL
AT0140:28 ID RLY | CCT1N | BLU | 12B | 120 | XT0350:4 | GEN PANEL
AT0140:43 ID(-) | CCT1N | BLU | 12B | 120 | XT0350:3 | GEN PANEL
AT0140:27 ID RLY | CCT1P | BLU | 12B | 120 | XT0350:2 | GEN PANEL
AT0140:33 ID RES(+) | CCT1P | BLU | 12B | 120 | XT0350:1 | GEN PANEL
AT0140:36 I1(+) | MCTA | BLU | 12B | 120 | XT0352:1 | GEN PANEL
AT0140:37 I1(-) | MCTAN | BLU | 12B | 120 | XT0352:6 | GEN PANEL
AT0140:38 I2(+) | MCTB | BLU | 12B | 120 | XT0352:2 | GEN PANEL
AT0140:39 I2(-) | MCTBN | BLU | 12B | 120 | XT0352:5 | GEN PANEL
AT0140:40 I3(+) | MCTC | BLU | 12B | 120 | XT0352:3 | GEN PANEL
AT0140:41 I3(-) | MCTN | BLU | 12B | 120 | XT0352:4 | GEN PANEL

## MEDIA CONVERTER_S
MEDIA CONVERTER
Project # | 4K911
Project Name | ERGON REFINING INC
Revision | A
Controls DE | A. MADDI
Phone: | 0
Controls ME
Phone:
From | [5 empty] | To
Device ID | Wire No. | Wire ID | Gauge/Size | Length | Device ID | Location | Bundle Name
BA0005:V1(-) | -0V | WHT | 16 | 60 | XT0003:2 | MEDIA CONVERTER | BA/FU
BA0006:V1(-) | -0V | WHT | 16 | 60 | XT0003:4 | MEDIA CONVERTER
BA0005:V1(+) | FU0005 | WHT | 16 | 60 | FU0005:LD | MEDIA CONVERTER
BA0006:V1(+) | FU0006 | WHT | 16 | 60 | FU0006:LD | MEDIA CONVERTER
FU0005:LI | FU0210 | WHT | 16 | 60 | XT0003:1 | MEDIA CONVERTER
FU0006:LI | FU0210 | WHT | 16 | 60 | XT0003:3 | MEDIA CONVERTER

## Bundle Tag Info
ERGON-V #1
4K911
Rev A
JB70 | L/RAIL JB70 | PLC | A | B | L/RAIL JB72 | R/RAIL JB72 | GEN PNL | MED CONV | Panel Name | Panel Name | Panel Name | Panel Name | Panel Name | Panel Name | Panel Name | Panel Name | Panel Name | Panel Name | Panel Name | Panel Name | Panel Name | Panel Name | Panel Name | Panel Name | Panel Name | Panel Name | Panel Name | Panel Name | Panel Name
AT1100 | AT0175 | BA | PC0470 | AU | AF/FU | AF-GEN | AF | BA/FU
AT0170 | AT0176 | AT0680 | AU | AF0060'S | AF-GEN |  | KA A1
SA0472 | AT0178 | FU | AF | AF0070'S | FU/XT-GEN |  | KA A2
SA0473 | KA A1/A2 | UV-A | KA A1 | KA A1 |  |  | KA
SB0472 | KA | FU/XT-B | KA A2 | KA A2 |  |  | XT/FU
SA0471 | XT/FU |  | KA | KA |  |  | AT0140
SB0471 | AT-DOOR |  | KT L/S | UA1200
SB0473 | KA-DOOR |  | KT R/S | XT
SB0474 | XT-DOOR |  | XT | UV0291
SH0470 | KA-A |  | FU | BA
SH0471 | XT/FU-A |  | UJ0131 | FU
SH0472 | KA/XT-B |  | AF-B
| THRU RAIL |  | KA A1/2-B
KA-B
KT-B
XT-B

## Bundle Tags2
JB70 | L/RAIL JB70 | PLC | A | B | L/RAIL JB72 | R/RAIL JB72 | GEN PNL | MED CONV
ERGON-V #1 4K911 Rev A JB70 AT1100 | ERGON-V #1 4K911 Rev A L/RAIL JB70 AT0175 | ERGON-V #1 4K911 Rev A PLC BA | ERGON-V #1 4K911 Rev A A PC0470 | ERGON-V #1 4K911 Rev A B AU | ERGON-V #1 4K911 Rev A L/RAIL JB72 AF/FU | ERGON-V #1 4K911 Rev A R/RAIL JB72 AF-GEN | ERGON-V #1 4K911 Rev A GEN PNL AF | ERGON-V #1 4K911 Rev A MED CONV BA/FU
ERGON-V #1 4K911 Rev A JB70 AT0170 | ERGON-V #1 4K911 Rev A L/RAIL JB70 AT0176 | ERGON-V #1 4K911 Rev A PLC AT0680 | ERGON-V #1 4K911 Rev A A AU | ERGON-V #1 4K911 Rev A B AF0060'S | ERGON-V #1 4K911 Rev A L/RAIL JB72 AF-GEN |  | ERGON-V #1 4K911 Rev A GEN PNL KA A1
ERGON-V #1 4K911 Rev A JB70 SA0472 | ERGON-V #1 4K911 Rev A L/RAIL JB70 AT0178 | ERGON-V #1 4K911 Rev A PLC FU | ERGON-V #1 4K911 Rev A A AF | ERGON-V #1 4K911 Rev A B AF0070'S | ERGON-V #1 4K911 Rev A L/RAIL JB72 FU/XT-GEN |  | ERGON-V #1 4K911 Rev A GEN PNL KA A2
ERGON-V #1 4K911 Rev A JB70 SA0473 | ERGON-V #1 4K911 Rev A L/RAIL JB70 KA A1/A2 | ERGON-V #1 4K911 Rev A PLC UV-A | ERGON-V #1 4K911 Rev A A KA A1 | ERGON-V #1 4K911 Rev A B KA A1 |  |  | ERGON-V #1 4K911 Rev A GEN PNL KA
ERGON-V #1 4K911 Rev A JB70 SB0472 | ERGON-V #1 4K911 Rev A L/RAIL JB70 KA | ERGON-V #1 4K911 Rev A PLC FU/XT-B | ERGON-V #1 4K911 Rev A A KA A2 | ERGON-V #1 4K911 Rev A B KA A2 |  |  | ERGON-V #1 4K911 Rev A GEN PNL XT/FU
ERGON-V #1 4K911 Rev A JB70 SA0471 | ERGON-V #1 4K911 Rev A L/RAIL JB70 XT/FU |  | ERGON-V #1 4K911 Rev A A KA | ERGON-V #1 4K911 Rev A B KA |  |  | ERGON-V #1 4K911 Rev A GEN PNL AT0140
ERGON-V #1 4K911 Rev A JB70 SB0471 | ERGON-V #1 4K911 Rev A L/RAIL JB70 AT-DOOR |  | ERGON-V #1 4K911 Rev A A KT L/S | ERGON-V #1 4K911 Rev A B UA1200
ERGON-V #1 4K911 Rev A JB70 SB0473 | ERGON-V #1 4K911 Rev A L/RAIL JB70 KA-DOOR |  | ERGON-V #1 4K911 Rev A A KT R/S | ERGON-V #1 4K911 Rev A B XT
ERGON-V #1 4K911 Rev A JB70 SB0474 | ERGON-V #1 4K911 Rev A L/RAIL JB70 XT-DOOR |  | ERGON-V #1 4K911 Rev A A XT | ERGON-V #1 4K911 Rev A B UV0291
ERGON-V #1 4K911 Rev A JB70 SH0470 | ERGON-V #1 4K911 Rev A L/RAIL JB70 KA-A |  | ERGON-V #1 4K911 Rev A A FU | ERGON-V #1 4K911 Rev A B BA
ERGON-V #1 4K911 Rev A JB70 SH0471 | ERGON-V #1 4K911 Rev A L/RAIL JB70 XT/FU-A |  | ERGON-V #1 4K911 Rev A A UJ0131 | ERGON-V #1 4K911 Rev A B FU
ERGON-V #1 4K911 Rev A JB70 SH0472 | ERGON-V #1 4K911 Rev A L/RAIL JB70 KA/XT-B |  | ERGON-V #1 4K911 Rev A A AF-B
| ERGON-V #1 4K911 Rev A L/RAIL JB70 THRU RAIL |  | ERGON-V #1 4K911 Rev A A KA A1/2-B
ERGON-V #1 4K911 Rev A A KA-B
ERGON-V #1 4K911 Rev A A KT-B
ERGON-V #1 4K911 Rev A A XT-B

## ALL
ERGON-V #1 4K911 Rev A JB70 AT1100
ERGON-V #1 4K911 Rev A JB70 AT0170
ERGON-V #1 4K911 Rev A JB70 SA0472
ERGON-V #1 4K911 Rev A JB70 SA0473
ERGON-V #1 4K911 Rev A JB70 SB0472
ERGON-V #1 4K911 Rev A JB70 SA0471
ERGON-V #1 4K911 Rev A JB70 SB0471
ERGON-V #1 4K911 Rev A JB70 SB0473
ERGON-V #1 4K911 Rev A JB70 SB0474
ERGON-V #1 4K911 Rev A JB70 SH0470
ERGON-V #1 4K911 Rev A JB70 SH0471
ERGON-V #1 4K911 Rev A JB70 SH0472
ERGON-V #1 4K911 Rev A MED CONV BA/FU
ERGON-V #1 4K911 Rev A GEN PNL AF
ERGON-V #1 4K911 Rev A GEN PNL KA A1
ERGON-V #1 4K911 Rev A GEN PNL KA A2
ERGON-V #1 4K911 Rev A GEN PNL KA
ERGON-V #1 4K911 Rev A GEN PNL XT/FU
ERGON-V #1 4K911 Rev A GEN PNL AT0140
ERGON-V #1 4K911 Rev A R/RAIL JB72 AF-GEN
ERGON-V #1 4K911 Rev A L/RAIL JB72 AF/FU
ERGON-V #1 4K911 Rev A L/RAIL JB72 AF-GEN
ERGON-V #1 4K911 Rev A L/RAIL JB72 FU/XT-GEN
ERGON-V #1 4K911 Rev A B AU
ERGON-V #1 4K911 Rev A B AF0060'S
ERGON-V #1 4K911 Rev A B AF0070'S
ERGON-V #1 4K911 Rev A B KA A1
ERGON-V #1 4K911 Rev A B KA A2
ERGON-V #1 4K911 Rev A B KA
ERGON-V #1 4K911 Rev A B UA1200
ERGON-V #1 4K911 Rev A B XT
ERGON-V #1 4K911 Rev A B UV0291
ERGON-V #1 4K911 Rev A B BA
ERGON-V #1 4K911 Rev A B FU
ERGON-V #1 4K911 Rev A A PC0470
ERGON-V #1 4K911 Rev A A AU
ERGON-V #1 4K911 Rev A A AF
ERGON-V #1 4K911 Rev A A KA A1
ERGON-V #1 4K911 Rev A A KA A2
ERGON-V #1 4K911 Rev A A KA
ERGON-V #1 4K911 Rev A A KT L/S
ERGON-V #1 4K911 Rev A A KT R/S
ERGON-V #1 4K911 Rev A A XT
ERGON-V #1 4K911 Rev A A FU
ERGON-V #1 4K911 Rev A A UJ0131
ERGON-V #1 4K911 Rev A A AF-B
ERGON-V #1 4K911 Rev A A KA A1/2-B
ERGON-V #1 4K911 Rev A A KA-B
ERGON-V #1 4K911 Rev A A KT-B
ERGON-V #1 4K911 Rev A A XT-B
ERGON-V #1 4K911 Rev A PLC BA
ERGON-V #1 4K911 Rev A PLC AT0680
ERGON-V #1 4K911 Rev A PLC FU
ERGON-V #1 4K911 Rev A PLC UV-A
ERGON-V #1 4K911 Rev A PLC FU/XT-B
ERGON-V #1 4K911 Rev A L/RAIL JB70 AT0175
ERGON-V #1 4K911 Rev A L/RAIL JB70 AT0176
ERGON-V #1 4K911 Rev A L/RAIL JB70 AT0178
ERGON-V #1 4K911 Rev A L/RAIL JB70 KA A1/A2
ERGON-V #1 4K911 Rev A L/RAIL JB70 KA
ERGON-V #1 4K911 Rev A L/RAIL JB70 XT/FU
ERGON-V #1 4K911 Rev A L/RAIL JB70 AT-DOOR
ERGON-V #1 4K911 Rev A L/RAIL JB70 KA-DOOR
ERGON-V #1 4K911 Rev A L/RAIL JB70 XT-DOOR
ERGON-V #1 4K911 Rev A L/RAIL JB70 KA-A
ERGON-V #1 4K911 Rev A L/RAIL JB70 XT/FU-A
ERGON-V #1 4K911 Rev A L/RAIL JB70 KA/XT-B
ERGON-V #1 4K911 Rev A L/RAIL JB70 THRU RAIL