## Blue Labels (hidden)
(SHT 1) CONTROL,JB70 | (SHT 10) FG&E CTRL,SMT130 | (SHT 11) POWERDIST, PANEL | (SHT 12) MCC PNL,SMT130 | (SHT 13) GEN CMPNT | (SHT 14) PROX,TURB | (SHT 2) PNL A,SMT130 | (SHT 3) PNL B,SMT130 | (SHT 4) PNL,DOOR,2-BAY | (SHT 5) CONTROL,2-BAY | (SHT 6) BECKWITH RELAY,SMT130 | (SHT 7) TCP, SMT130 | (SHT 8) PWR DST,DR,SMT130 | (SHT 9) PLC, PANEL
XTFGA | UV0170 | FU2700 | FU0290 | AT0140 | UA1263 | FU0081 | FU0110 | AT0190K | EL0273 | KA0460 | HL0411 | XT2930 | UV0600
GR1100 | AT0170 | FU2701 | FU0291 | KA0313 | UA1211 | FU0082 | XT0110 | SB6500 |  |  | HL0410 | XT0563 | AR0600
GR1000 | FU0171 | FU2703 | FU0294 | FU0332 | UA1210 | XT0082 | XT0400 | AT0190 |  |  | HL0409 | FU0560 | AT0600
HA0472 | FU0172 | XT0027 | FU0295 | FU0333 | UA1262 | AU0080 | AF0400 | HA0273 |  |  | HL0408 | FU0200 | AP0601
| XT0170 | BA0700 | XT0295 | FU0334 | UA1221 | AF0081 | AF0410 | KA0461 |  |  | HL0407 | FU0201 | AP0602
| XT0171 | BA0703 | XT0290 | FU0335 | UA1220 | AF0082 | AF0420 |  |  |  | SB0400 | FU0273 | AP0603
| XT0172 | BA0701 | XT2920 | FU0336 | UA1231 | AF0083 | AF0450 |  |  |  | HL0406 | FU0190 | AP0604
| KA0172 | GR0146 | XT0292 | XT0130 | UA1230 | AF0084 | FU0210 |  |  |  | HL0405 | FU0701 | AP0605
| KA0174 | FU0136 | KA2960 | XT0190 | GR1210 | AF0085 | FU0060 |  |  |  | HL0404 | FU6500 | AP0606
| KA0179 | XT0102 | KA2970 | KA0121 | UA1520 | AF0086 | FU0211 |  |  |  | HL0403 | XT0562 | AP0607
| KA6510 | FU0010 | AU0290 | KA0128 | XT1521 | XT0137 | FU0212 |  |  |  | HL0402 |  | AP0608
| XT0173 | FU0460 | AF0291 | KA0185 | XTFGH | XT0237 | FU0213 |  |  |  | HL0401 |  | AP0609
| UAI6611 | XT0104 | AF0292 | KA0310 | GR1211 | XT0233 | FU0214 |  |  |  | HL0400
| UAI6621 | GR0145 | AF0293 | KA0330 |  | KA0130 | XT0235 |  |  |  | SH0412
| XT0550 | UJ0131 | AF0294 | KA0331 |  | KA0178 | XT0240 |  |  |  | SH0411
| GR0170 | XT0011 | AF0295 | KA0332 |  | KA0875 | KA0233 |  |  |  | SH0405
| AT0171 | FU0011 | AF0296 | KA0333 |  | XT0089 | KA0234 |  |  |  | SH0404
| AT0175 | XTFGP | AF0297 | KA0334 |  | XT1135 | KA0221 |  |  |  | SA0400
| AT0176 | GR0144 | GR0290 | KA0335 |  | KA0135 | KA0222 |  |  |  | SH0410
| AT0178 | IEG2240 | GR0291 | KA0336 |  | KA6211 | KA0240 |  |  |  | SH0409
| GR0172 |  | PEG2240 | XT0332 |  | KA6212 | KA0251 |  |  |  | SH0401
| FU0510 |  |  | XT0334 |  | KA6221 | GR0233 |  |  |  | SH0400
| XT0510 |  |  | XT0335 |  | KA6222 | FU0070 |  |  |  | SB0408
| AF0510 |  |  | XT0120 |  | GR0111 | FU0071 |  |  |  | SB0407
| AF0500 |  |  | FU0120 |  | FU0090 | XT0070 |  |  |  | SH0408
| XT0500 |  |  | FU0121 |  | FU0091 | AU0070 |  |  |  | SB0405
| IEG0356 |  |  | FU0180 |  | XT0090 | AF0071 |  |  |  | SB0406
|  |  |  | FU0181 |  | AU0090 | AF0072 |  |  |  | SA0401
|  |  |  | XT0180 |  | AF0091 | AF0073 |  |  |  | SB0404
|  |  |  | XT0181 |  | AF0092 | AF0074 |  |  |  | SB0403
|  |  |  | XT0183 |  | AF0093 | AF0075 |  |  |  | SB0402
|  |  |  | XT0460 |  | KA1020 | GR0244 |  |  |  | SB0401
|  |  |  | XT0337 |  | KA0133 | AF0068 |  |  |  | XT0201
|  |  |  | XT0336 |  | KA0136 | AF0067 |  |  |  | XT0564
|  |  |  | XT0370 |  | KA0138 | AF0066 |  |  |  | AU0200
|  |  |  | GR0139 |  | KA0134 | AF0065 |  |  |  | AF0201
|  |  |  | IEG0140 |  | KA0137 | AF0064 |  |  |  | AF0202
|  |  |  | KA0314 |  | KA0131 | AF0063 |  |  |  | GR0200
|  |  |  | XT0313 |  | KA0132 | AF0062
|  |  |  | FU0313 |  | KA0141 | AF0061
|  |  |  | FU0314 |  | KA0230 | AU0060
|  |  |  | FU0315 |  | KA0231 | FU0061
|  |  |  | XT0360 |  | KA0232 | FU0062
|  |  |  | XT0351 |  | KA0176 | FU0063
|  |  |  | XT0352 |  | KA0177 | FU0064
|  |  |  | XT0350 |  | KA0243 | XT0060
|  |  |  | XT0353 |  | KA0244 | GR0251
|  |  |  | XT0454 |  | KA0246 | UA1200
|  |  |  | XT2910 |  | KA0247 | IEG0230
|  |  |  | KA3103 |  | KA0249
|  |  |  | KA0123 |  | KA0245
|  |  |  | KA2320 |  | KA0260
|  |  |  | KA3420 |  | KA0241
|  |  |  | KA4100 |  | KA0242
|  |  |  | GR0141 |  | KA0235
|  |  |  | AF0123 |  | KA0236
|  |  |  | AF0122 |  | KA0237
|  |  |  | AF0121 |  | KA0239
|  |  |  | AU0120 |  | KT0140
|  |  |  | KA0340 |  | KT0141
|  |  |  | AF0182 |  | KT0142
|  |  |  | AF0181 |  | KT0143
|  |  |  | AU0180 |  | KT0144
|  |  |  | KA2672 |  | KT0145
|  |  |  | KA2685 |  | KT0146
|  |  |  | GR0140 |  | GR0134
|  |  |  | PEG0140 |  | PC0470
FU0137
FU0080
FU0139
FU0140
FU2100
XT0135
XT0138
XT0134
XT0139
XT0136
XT0080
XT0081
GR0131
XT0015
XT0016
XT0017
GR0132

## White Labels (hidden)
(SHT 6) BECKWITH RELAY,SMT130 - (SHT 13) GEN CMPNT | (SHT 10) FG&E CTRL,SMT130 | (SHT 10) FG&E CTRL,SMT130 - (SHT 11) POWERDIST, PANEL | (SHT 13) GEN CMPNT | (SHT 13) GEN CMPNT - (SHT 12) MCC PNL,SMT130 | (SHT 13) GEN CMPNT - (SHT 9) PLC, PANEL | (SHT 13) GEN CMPNT - (SHT 11) POWERDIST, PANEL | (SHT 12) MCC PNL,SMT130 | (SHT 12) MCC PNL,SMT130 - (SHT 11) POWERDIST, PANEL | (SHT 9) PLC, PANEL | (SHT 2) PNL A,SMT130 | (SHT 2) PNL A,SMT130 - (SHT 3) PNL B,SMT130 | (SHT 3) PNL B,SMT130 | (SHT 11) POWERDIST, PANEL | (SHT 11) POWERDIST, PANEL - (SHT 7) TCP, SMT130 | (SHT 7) TCP, SMT130
VGENN | IEG03562 | IEG224013 | AT0140LS(S) | PEG224014 | IEG01407 | IEG224014 | AF0294G | 0V | UV0600G | AF0083G | IEG02303 | AF0065G | GR0146 | IEG22404 | AU0200G
| XT05002 |  | AU0120G |  |  |  | AF0295G | GR0290 |  | AF0084G | IEG02304 | AF0066G
|  |  | AU0180G |  |  |  | AU0290G | IEG22403 |  | AF0085G | IEG02305 | AF0067G
|  |  | EXCS | [6 empty] | AU0080G | IEG02307 | AF0071G
|  |  | IEG01401 | [8 empty] | AF0072G
|  |  | IEG01402 | [8 empty] | AF0073G
|  |  | IEG01404 | [8 empty] | AF045032
|  |  | PEG0140 | [8 empty] | AU0060G
|  |  | PEG01404 | [8 empty] | AU0070G
|  |  | PMGS | [8 empty] | IEG02301
|  |  | VBUSN | [8 empty] | IEG023011
|  |  | WC8101 | [8 empty] | IEG02302
|  |  | WC8102 | [8 empty] | IEG02306
|  |  | WC8201 | [8 empty] | IEG02308
|  |  | WC8301 | [8 empty] | IEG02309
XT04001

## Heat Shrink Labels (hidden)
(SHT 10) FG&E CTRL,SMT130 | (SHT 13) GEN CMPNT | (SHT 13) GEN CMPNT - (SHT 12) MCC PNL,SMT130 | (SHT 3) PNL B,SMT130
WC1242 | WC8009 | WC7622 | WC4524
WC1243
WC1244
WC1245
WC1246
WC8066
WC8067
WC8069
WC8071

## BECKWITH RELAY,SMT130 (hidden)
BECKWITH RELAY,SMT130
Project # | 4L341
Project Name | SMT130 Stock Units October 2024
Revision | 0.5
Controls DE
Phone:
Controls ME
Phone:
From | [5 empty] | To
Device ID | Cable (W) Conductor (SC) Jumper Clip (JC) | Wire No. | Wire ID | Gauge/Size | Page/Zone | Device ID | Location | Page/Zone
KA0460:10 | SC | KA046010 | WHT | 20 | 45.A3 | KA0330:22 | GEN CMPNT | 45.A2 | USED
KA0460:11 | SC | KA046011 | WHT | 20 | 45.A3 | KA2672:11 | GEN CMPNT | 45.A2 | USED
KA0460:12 | SC | KA046012 | WHT | 20 | 45.A3 | AF0181:39 | GEN CMPNT | 45.A6 | USED
KA0460:13 | SC | KA046013 | WHT | 20 | 45.A3 | AF0181:07 | GEN CMPNT | 45.A6 | USED
KA0460:15 | SC | KA046015 | WHT | 20 | 45.A3 | AF0181:40 | GEN CMPNT | 45.B6 | USED
KA0460:16 | SC | KA046016 | WHT | 20 | 45.A3 | AF0181:08 | GEN CMPNT | 45.B6 | USED
KA0460:18 | SC | KA046018 | WHT | 20 | 45.A3 | AF0181:41 | GEN CMPNT | 45.B6 | USED
KA0460:19 | SC | KA046019 | WHT | 20 | 45.A3 | AF0181:09 | GEN CMPNT | 45.B6 | USED
KA0460:23 | SC | KA046023 | WHT | 20 | 45.A3 | AF0122:09 | GEN CMPNT | 45.C6 | USED
KA0460:24 | SC | KA046024 | WHT | 20 | 45.A3 | AF0122:41 | GEN CMPNT | 45.C6 | USED
KA0460:29 | SC | KA046029 | WHT | 20 | 45.A3 | AF0181:10 | GEN CMPNT | 45.C6 | USED
KA0460:30 | SC | KA046030 | WHT | 20 | 45.A3 | AF0181:42 | GEN CMPNT | 45.C6 | USED
KA0460:31 | SC | FU0460 | WHT | 14 | 45.A3 | XT0460:2 | GEN CMPNT | 45.C3 | USED
KA0460:32 | SC | KA046032 | WHT | 14 | 45.A3 | XT0460:4 | GEN CMPNT | 45.C3 | USED
KA0460:33 | SC | FU0460 | WHT | 14 | 45.A3 | XT0460:3 | GEN CMPNT | 45.C3 | USED
KA0460:34 | SC | KA0333A1 | WHT | 20 | 45.A3 | XT0460:5 | GEN CMPNT | 45.D3 | USED
KA0460:38 | SC | VGENN | GRN/YEL | 14 | 115.D7 | XT0351:13 | GEN CMPNT | 115.D5 | USED
KA0460:39 | SC | VGENA | RED | 16 | 115.D7 | XT0351:9 | GEN CMPNT | 115.C5 | USED
KA0460:40 | SC | VGENN | GRN/YEL | 14 | 115.D7 | XT0351:13 | GEN CMPNT | 115.D5 | USED
KA0460:41 | SC | VGENB | RED | 16 | 115.D7 | XT0351:10 | GEN CMPNT | 115.D5 | USED
KA0460:42 | SC | VGENN | GRN/YEL | 14 | 115.D7 | XT0351:14 | GEN CMPNT | 115.D5 | USED
KA0460:43 | SC | VGENC | RED | 16 | 115.D7 | XT0351:11 | GEN CMPNT | 115.D5 | USED
KA0460:46 | SC | DCTAX1 | BLU | 12 | 115.A7 | XT0353:1 | GEN CMPNT | 115.A5 | USED
KA0460:47 | SC | DCTX2N | BLU | 12 | 115.A7 | XT0353:4 | GEN CMPNT | 115.A6 | USED
KA0460:48 | SC | DCTBX1 | BLU | 12 | 115.A7 | XT0353:2 | GEN CMPNT | 115.A5 | USED
KA0460:49 | SC | DCTX2N | BLU | 12 | 115.A7 | XT0353:5 | GEN CMPNT | 115.A6 | USED
KA0460:5 | SC | KA04605 | WHT | 20 | 45.A3 | KA0330:24 | GEN CMPNT | 45.A2 | USED
KA0460:50 | SC | DCTCX1 | BLU | 12 | 115.A7 | XT0353:3 | GEN CMPNT | 115.A5 | USED
KA0460:51 | SC | DCTX2N | BLU | 12 | 115.A7 | XT0353:6 | GEN CMPNT | 115.A6 | USED
KA0460:54 | SC | DCT01 | BLU | 12 | 110.C7 | XT0454:4 | GEN CMPNT | 110.C4 | USED
KA0460:55 | SC | DCT02 | BLU | 12 | 110.C7 | XT0454:1 | GEN CMPNT | 110.C4 | USED
KA0460:56 | SC | DCT01 | BLU | 12 | 110.C7 | XT0454:5 | GEN CMPNT | 110.C4 | USED
KA0460:57 | SC | DCT03 | BLU | 12 | 110.C7 | XT0454:2 | GEN CMPNT | 110.C4 | USED
KA0460:58 | SC | DCT01 | BLU | 12 | 110.C7 | XT0454:6 | GEN CMPNT | 110.D4 | USED
KA0460:59 | SC | DCT06 | BLU | 12 | 110.C7 | XT0454:3 | GEN CMPNT | 110.D4 | USED
KA0460:6 | SC | KA04606 | WHT | 20 | 45.A3 | KA2672:14 | GEN CMPNT | 45.A2 | USED
KA0460:62 | SC | FU0460 | WHT | 14 | 45.A3 | XT0460:1 | GEN CMPNT | 45.C3 | USED
KA0460:64 | SC | VBUSB | RED | 16 | 115.C6 | XT0351:3 | GEN CMPNT | 115.B5 | USED
KA0460:65 | SC | VBUSA | RED | 16 | 115.C6 | XT0351:1 | GEN CMPNT | 115.B5 | USED
KA0460:63 | SC | 0V | WHT | 14 | 45.A3 | XT0104:5 | POWERDIST, PANEL | 19.B4 | USED
SolarTools ver. 24.0.84.24712 (Jul 31, 2025)
Report date: 2/13/2026 2:20 PM

## CONTROL,2-BAY (hidden)
CONTROL,2-BAY
Project # | 4L341
Project Name | SMT130 Stock Units October 2024
Revision | 0.5
Controls DE
Phone:
Controls ME
Phone:
From | [5 empty] | To
Device ID | Cable (W) Conductor (SC) Jumper Clip (JC) | Wire No. | Wire ID | Gauge/Size | Page/Zone | Device ID | Location | Page/Zone
EL0273:B1 | SC | FU0273 | WHT | 16 | 41.B4 | FU0273:LD | PWR DST,DR,SMT130 | 41.B3 | USED
EL0273:W1 | SC | 0V | WHT | 16 | 41.B4 | XT0562:2 | PWR DST,DR,SMT130 | 41.B2 | USED
SolarTools ver. 24.0.84.24712 (Jul 31, 2025)
Report date: 2/13/2026 2:20 PM

## CONTROL,JB70 (hidden)
CONTROL,JB70
Project # | 4L341
Project Name | SMT130 Stock Units October 2024
Revision | 0.5
Controls DE
Phone:
Controls ME
Phone:
From | [5 empty] | To
Device ID | Cable (W) Conductor (SC) Jumper Clip (JC) | Wire No. | Wire ID | Gauge/Size | Page/Zone | Device ID | Location | Page/Zone
GR1000: | SC | GR1000 | GRN/YEL | 14 | 31.B4 | FRAME | CONTROL,JB70 | 31.B4 | USED
GR1100: | SC | GR1100 | GRN/YEL | 14 | 31.B4 | FRAME | CONTROL,JB70 | 31.B4 | USED
HA0472:BLK-2 | WC5072 | KA087511 | BLK | 16 | 34.A1 | XT0136:1 | PNL A,SMT130 | 34.A5 | USED
HA0472:BLK-1 | WC5072 | KA0875A2 | WHT | 16 | 34.A1 | XT0136:2 | PNL A,SMT130 | 34.A5 | USED
SolarTools ver. 24.0.84.24712 (Jul 31, 2025)
Report date: 2/13/2026 2:20 PM

## FG&E CTRL,SMT130 (hidden)
FG&E CTRL,SMT130
Project # | 4L341
Project Name | SMT130 Stock Units October 2024
Revision | 0.5
Controls DE
Phone:
Controls ME
Phone:
From | [5 empty] | To
Device ID | Cable (W) Conductor (SC) Jumper Clip (JC) | Wire No. | Wire ID | Gauge/Size | Page/Zone | Device ID | Location | Page/Zone
XT0170:1 | JC | 0V | CLIP | --- | 40.A2 | XT0170:2 | FG&E CTRL,SMT130 | 40.A2 | USED
XT0171:1 | JC | FU0172 | CLIP | --- | 40.B3 | XT0171:2 | FG&E CTRL,SMT130 | 40.C3 | USED
XT0173:2 | JC | FU0171 | CLIP | --- | 40.A2 | XT0173:1 | FG&E CTRL,SMT130 | 40.A2 | USED
XT0510:2 | JC | FU0136 | CLIP | --- | 39.A5 | XT0510:1 | FG&E CTRL,SMT130 | 39.A5 | USED
XT0510:3 | JC | 0V | CLIP | --- | 39.A5 | XT0510:4 | FG&E CTRL,SMT130 | 39.A5 | USED
AF0500:12 | SC | XT05002 | GRN | 16 | 39.B5 | XT0500:2 | FG&E CTRL,SMT130 | 39.C5 | USED
AF0510:32 | SC | XT05002 | GRN | 16 | 39.B4 | XT0500:2 | FG&E CTRL,SMT130 | 39.C5 | USED
AF0510:53 | SC | 0V | WHT | 16 | 39.B4 | XT0510:3 | FG&E CTRL,SMT130 | 39.A5 | USED
AF0510:55 | SC | FU0510 | WHT | 16 | 39.B4 | FU0510:LD | FG&E CTRL,SMT130 | 39.A4 | USED
AT0170:1 | SC | UV01705 | WHT | 14 | 40.A5 | UV0170:5(+) | FG&E CTRL,SMT130 | 40.A3 | USED
AT0170:11 | SC | SA017023 | WHT | 20 | 52.A6 | XT0171:3 | FG&E CTRL,SMT130 | 52.A6 | USED
AT0170:12 | SC | SA017024 | WHT | 20 | 52.A6 | XT0171:4 | FG&E CTRL,SMT130 | 52.A6 | USED
AT0170:2 | SC | UV01706 | WHT | 14 | 40.A5 | UV0170:6(-) | FG&E CTRL,SMT130 | 40.A3 | USED
AT0170:24 | SC | FU0172 | WHT | 20 | 40.B3 | XT0171:1 | FG&E CTRL,SMT130 | 40.B3 | USED
KA0172:A1 | SC | KA0172A1 | WHT | 20 | 40.B3 | AT0170:25 | FG&E CTRL,SMT130 | 40.B2 | USED
AT0170:3 | SC | UV01707 | WHT | 14 | 40.A5 | UV0170:7(+) | FG&E CTRL,SMT130 | 40.A3 | USED
AT0170:30 | SC | FU0172 | WHT | 20 | 40.C3 | XT0171:2 | FG&E CTRL,SMT130 | 40.C3 | USED
KA0174:A1 | SC | KA0174A1 | WHT | 20 | 40.C3 | AT0170:31 | FG&E CTRL,SMT130 | 40.C2 | USED
AT0170:4 | SC | UV01708 | WHT | 14 | 40.A5 | UV0170:8(-) | FG&E CTRL,SMT130 | 40.A3 | USED
AT0170:42 | SC | FU0172 | WHT | 20 | 40.C3 | XT0171:2 | FG&E CTRL,SMT130 | 40.C3 | USED
KA0179:A1 | SC | KA0179A1 | WHT | 20 | 40.C3 | AT0170:43 | FG&E CTRL,SMT130 | 40.C2 | USED
AT0170:51 | SC | LON2S1 | WHT | 14 | 136.B6 | XT0170:8 | FG&E CTRL,SMT130 | 136.B6 | USED
AT0170:52 | SC | LON2B | WHT | 14 | 136.B6 | XT0170:7 | FG&E CTRL,SMT130 | 136.B6 | USED
AT0170:53 | SC | LON2A | WHT | 14 | 136.B6 | XT0170:6 | FG&E CTRL,SMT130 | 136.B6 | USED
AT0170:GND | SC | AT0170G | GRN/YEL | 14 | 40.A5 | FRAME | FG&E CTRL,SMT130 | 40.B6 | USED
AT0171:17 | SC | VD0975A | WHT | 20 | 54.A6 | XT0171:17 | FG&E CTRL,SMT130 | 54.A6 | USED
AT0171:18 | SC | HL09712 | WHT | 20 | 54.A6 | XT0171:18 | FG&E CTRL,SMT130 | 54.B6 | USED
AT0171:1P1 | SC | AT01784P1 | WHT | 14 | 40.D1 | AT0178:4P1 | FG&E CTRL,SMT130 | 40.D5 | USED
AT0171:2 | SC | SB097023 | WHT | 20 | 54.A6 | XT0171:15 | FG&E CTRL,SMT130 | 54.A6 | USED
AT0171:20 | SC | VD0975I | WHT | 20 | 54.B6 | XT0171:19 | FG&E CTRL,SMT130 | 54.B6 | USED
AT0171:21 | SC | HL09722 | WHT | 20 | 54.B6 | XT0171:20 | FG&E CTRL,SMT130 | 54.B6 | USED
AT0171:23 | SC | VD0975D | WHT | 20 | 54.B6 | XT0171:21 | FG&E CTRL,SMT130 | 54.B6 | USED
AT0171:24 | SC | HL09732 | WHT | 20 | 54.B6 | XT0171:22 | FG&E CTRL,SMT130 | 54.B6 | USED
AT0171:2P1 | SC | AT01785P1 | WHT | 14 | 40.D1 | AT0178:5P1 | FG&E CTRL,SMT130 | 40.D5 | USED
AT0171:3 | SC | SB097024 | WHT | 20 | 54.A6 | XT0171:16 | FG&E CTRL,SMT130 | 54.A6 | USED
AT0171:5 | SC | AT01715 | LEAD | --- | 142.B6 | RR1712: -10K OHM | FG&E CTRL,SMT130 | 142.B6 | USED
AT0171:6 | SC | AT01716 | LEAD | --- | 142.B6 | RR1712: -10K OHM | FG&E CTRL,SMT130 | 142.B6 | USED
AT0171:GND | SC | AT0171G | GRN/YEL | 14 | 40.D1 | FRAME | FG&E CTRL,SMT130 | 40.D2 | USED
KA6510:12 | SC | 017511 | WHT | 20 | 123.A6 | AT0175:11 | FG&E CTRL,SMT130 | 123.A6 | USED
AT0175:14 | SC | AT017514 | LEAD | --- | 123.A6 | RR1755: -10K OHM | FG&E CTRL,SMT130 | 123.A6 | USED
AT0175:15 | SC | AT017515 | LEAD | --- | 123.A6 | RR1755: -10K OHM | FG&E CTRL,SMT130 | 123.A6 | USED
AT0175:17 | SC | VD0175A | WHT | 20 | 52.B6 | XT0171:9 | FG&E CTRL,SMT130 | 52.B6 | USED
AT0175:18 | SC | HL01712 | WHT | 20 | 52.B6 | XT0171:10 | FG&E CTRL,SMT130 | 52.B6 | USED
AT0175:1P1 | SC | UV01709 | WHT | 14 | 40.B5 | UV0170:9(+) | FG&E CTRL,SMT130 | 40.A3 | USED
AT0175:2 | SC | SB017023 | WHT | 20 | 52.B6 | XT0171:7 | FG&E CTRL,SMT130 | 52.B6 | USED
AT0175:20 | SC | VD0175I | WHT | 20 | 52.C6 | XT0171:11 | FG&E CTRL,SMT130 | 52.C6 | USED
AT0175:21 | SC | HL01722 | WHT | 20 | 52.C6 | XT0171:12 | FG&E CTRL,SMT130 | 52.C6 | USED
AT0175:23 | SC | VD0175D | WHT | 20 | 52.C6 | XT0171:13 | FG&E CTRL,SMT130 | 52.C6 | USED
AT0175:24 | SC | HL01732 | WHT | 20 | 52.C6 | XT0171:14 | FG&E CTRL,SMT130 | 52.C6 | USED
AT0175:2P1 | SC | UV017010 | WHT | 14 | 40.B5 | UV0170:10(-) | FG&E CTRL,SMT130 | 40.A3 | USED
AT0175:3 | SC | SB017024 | WHT | 20 | 52.B6 | XT0171:8 | FG&E CTRL,SMT130 | 52.B6 | USED
AT0175:4P1 | SC | AT01754P1 | WHT | 20 | 40.B5 | XT0171:5 | FG&E CTRL,SMT130 | 52.A5 | USED
KA6510:A2 | SC | KA6510A2 | WHT | 20 | 40.B5 | AT0175:5P1 | FG&E CTRL,SMT130 | 52.A5 | USED
AT0175:GND | SC | AT0175G | GRN/YEL | 14 | 40.B5 | FRAME | FG&E CTRL,SMT130 | 40.C6 | USED
AT0176:14 | SC | AT017614 | LEAD | --- | 142.B6 | RR1765:-10K OHM | FG&E CTRL,SMT130 | 142.B6 | USED
AT0176:15 | SC | AT017615 | LEAD | --- | 142.B6 | RR1765:-10K OHM | FG&E CTRL,SMT130 | 142.B6 | USED
KA6510:22 | SC | 017617 | WHT | 20 | 123.B6 | AT0176:17 | FG&E CTRL,SMT130 | 123.B6 | USED
AT0176:1P1 | SC | UV017011 | WHT | 14 | 40.C5 | UV0170:11(+) | FG&E CTRL,SMT130 | 40.A3 | USED
AT0176:20 | SC | AT017620 | LEAD | --- | 142.C6 | RR1767:-10K OHM | FG&E CTRL,SMT130 | 142.C6 | USED
AT0176:21 | SC | AT017621 | LEAD | --- | 142.C6 | RR1767:-10K OHM | FG&E CTRL,SMT130 | 142.C6 | USED
AT0176:2P1 | SC | UV017012 | WHT | 14 | 40.C5 | UV0170:12(-) | FG&E CTRL,SMT130 | 40.A3 | USED
AT0176:4P1 | SC | AT01764P1 | WHT | 14 | 40.C5 | AT0178:1P1 | FG&E CTRL,SMT130 | 40.D5 | USED
AT0176:5P1 | SC | AT01765P1 | WHT | 14 | 40.C5 | AT0178:2P1 | FG&E CTRL,SMT130 | 40.D5 | USED
AT0176:GND | SC | AT0176G | GRN/YEL | 14 | 40.C5 | FRAME | FG&E CTRL,SMT130 | 40.C6 | USED
AT0178:23 | SC | AT017823 | WHT | 20 | 34.D6 | XT0172:3 | FG&E CTRL,SMT130 | 34.D6 | USED
AT0178:24 | SC | AT017824 | WHT | 20 | 34.D6 | XT0172:4 | FG&E CTRL,SMT130 | 34.D6 | USED
AT0178:GND | SC | AT0178G | GRN/YEL | 14 | 40.D5 | FRAME | FG&E CTRL,SMT130 | 40.D6 | USED
FU0171:LD | SC | FU0171 | WHT | 16 | 40.A2 | XT0173:1 | FG&E CTRL,SMT130 | 40.A2 | USED
FU0171:LI | SC | FU0136 | WHT | 14 | 40.A2 | FU0172:LI | FG&E CTRL,SMT130 | 40.B2 | USED
FU0172:LD | SC | FU0172 | WHT | 16 | 40.B2 | XT0171:1 | FG&E CTRL,SMT130 | 40.B3 | USED
FU0510:LI | SC | FU0136 | WHT | 14 | 39.A4 | XT0510:1 | FG&E CTRL,SMT130 | 39.A5 | USED
GR0170: | SC | GR0170 | GRN/YEL | 14 | 17.B4 | FRAME | FG&E CTRL,SMT130 | 17.B4 | USED
GR0172: | SC | GR0172 | GRN/YEL | 14 | 17.C4 | FRAME | FG&E CTRL,SMT130 | 17.C4 | USED
IEG0356:2 | SC | IEG03562 | GRN | 14 | 39.C5 | XT0500:1 | FG&E CTRL,SMT130 | 39.C5 | USED
KA0172:12 | SC | KA017212 | WHT | 20 | 140.B6 | KA0179:11 | FG&E CTRL,SMT130 | 140.B6 | USED
KA0172:A2 | SC | 0V | WHT | 20 | 40.B2 | KA0174:A2 | FG&E CTRL,SMT130 | 40.C2 | USED
KA0172:A2 | SC | 0V | WHT | 20 | 40.B2 | XT0170:2 | FG&E CTRL,SMT130 | 40.A2 | USED
KA0174:A2 | SC | 0V | WHT | 20 | 40.C2 | KA0179:A2 | FG&E CTRL,SMT130 | 40.C2 | USED
KA6510:A1 | SC | SA017013 | WHT | 20 | 52.A5 | XT0171:6 | FG&E CTRL,SMT130 | 52.A5 | USED
RR0178: -10K OHM | SC | AT017823 | LEAD | --- | 34.D6 | XT0172:3 | FG&E CTRL,SMT130 | 34.D6 | USED
RR0178: -10K OHM | SC | AT017824 | LEAD | --- | 34.D6 | XT0172:4 | FG&E CTRL,SMT130 | 34.D6 | USED
RR7614: -10K OHM | SC | AT01782 | LEAD | --- | 121.B6 | UAI6611:7 | FG&E CTRL,SMT130 | 121.B5 | USED
RR7614: -10K OHM | SC | AT01783 | LEAD | --- | 121.B6 | UAI6611:8 | FG&E CTRL,SMT130 | 121.B5 | USED
RR7615: -10K OHM | SC | AT01785 | LEAD | --- | 121.B6 | UAI6611:10 | FG&E CTRL,SMT130 | 121.B5 | USED
RR7615: -10K OHM | SC | AT01786 | LEAD | --- | 121.B6 | UAI6611:11 | FG&E CTRL,SMT130 | 121.B5 | USED
RR7616: -10K OHM | SC | AT01788 | LEAD | --- | 121.D6 | UAI6621:7 | FG&E CTRL,SMT130 | 121.D5 | USED
RR7616: -10K OHM | SC | AT01789 | LEAD | --- | 121.D6 | UAI6621:8 | FG&E CTRL,SMT130 | 121.D5 | USED
RR7617: -10K OHM | SC | AT017811 | LEAD | --- | 121.D6 | UAI6621:10 | FG&E CTRL,SMT130 | 121.D5 | USED
RR7617: -10K OHM | SC | AT017812 | LEAD | --- | 121.D6 | UAI6621:11 | FG&E CTRL,SMT130 | 121.D5 | USED
UAI6611:10 | SC | AT01785 | WHT | 20 | 121.B5 | AT0178:5 | FG&E CTRL,SMT130 | 121.B6 | USED
UAI6611:11 | SC | AT01786 | WHT | 20 | 121.B5 | AT0178:6 | FG&E CTRL,SMT130 | 121.B6 | USED
UAI6611:14+ | SC | FU0171 | WHT | 14 | 121.B5 | XT0173:2 | FG&E CTRL,SMT130 | 40.A2 | USED
UAI6611:15- | SC | 0V | WHT | 14 | 121.B5 | XT0173:3 | FG&E CTRL,SMT130 | 40.B2 | USED
UAI6611:7 | SC | AT01782 | WHT | 20 | 121.B5 | AT0178:2 | FG&E CTRL,SMT130 | 121.B6 | USED
UAI6611:8 | SC | AT01783 | WHT | 20 | 121.B5 | AT0178:3 | FG&E CTRL,SMT130 | 121.B6 | USED
UAI6621:10 | SC | AT017811 | WHT | 20 | 121.D5 | AT0178:11 | FG&E CTRL,SMT130 | 121.D6 | USED
UAI6621:11 | SC | AT017812 | WHT | 20 | 121.D5 | AT0178:12 | FG&E CTRL,SMT130 | 121.D6 | USED
UAI6621:14+ | SC | FU0171 | WHT | 14 | 121.D5 | XT0173:2 | FG&E CTRL,SMT130 | 40.A2 | USED
UAI6621:15- | SC | 0V | WHT | 14 | 121.D5 | XT0173:3 | FG&E CTRL,SMT130 | 40.B2 | USED
UAI6621:7 | SC | AT01788 | WHT | 20 | 121.D5 | AT0178:8 | FG&E CTRL,SMT130 | 121.D6 | USED
UAI6621:8 | SC | AT01789 | WHT | 20 | 121.D5 | AT0178:9 | FG&E CTRL,SMT130 | 121.D6 | USED
UV0170:1(+) | SC | FU0171 | WHT | 16 | 40.A3 | XT0173:1 | FG&E CTRL,SMT130 | 40.A2 | USED
UV0170:13(+) | SC | LON0P | WHT | 14 | 136.A6 | XT0170:3 | FG&E CTRL,SMT130 | 136.A6 | USED
UV0170:14(-) | SC | LON0N | WHT | 14 | 136.A6 | XT0170:4 | FG&E CTRL,SMT130 | 136.A6 | USED
UV0170:15(+) | SC | LON2P | WHT | 14 | 136.A6 | XT0170:9 | FG&E CTRL,SMT130 | 136.B6 | USED
UV0170:16(-) | SC | LON2N | WHT | 14 | 136.A6 | XT0170:10 | FG&E CTRL,SMT130 | 136.C6 | USED
UV0170:2(-) | SC | 0V | WHT | 16 | 40.A3 | XT0170:1 | FG&E CTRL,SMT130 | 40.A2 | USED
UV0170:3(+) | SC | FU0171 | WHT | 16 | 40.A3 | XT0173:1 | FG&E CTRL,SMT130 | 40.A2 | USED
UV0170:4(-) | SC | 0V | WHT | 16 | 40.A3 | XT0170:1 | FG&E CTRL,SMT130 | 40.A2 | USED
UV0170:GND | SC | UV0170G | GRN/YEL | 14 | 40.A3 | FRAME | FG&E CTRL,SMT130 | 40.B4 | USED
VD0178:--1N4007 | SC | KA0178A1 | LEAD | --- | 34.D6 | XT0172:1 | FG&E CTRL,SMT130 | 34.D5 | USED
VD0178:+-1N4007 | SC | AT017823 | LEAD | --- | 34.D6 | XT0172:3 | FG&E CTRL,SMT130 | 34.D6 | USED
XT0170:2 | SC | 0V | WHT | 16 | 40.A2 | XT0173:3 | FG&E CTRL,SMT130 | 40.B2 | USED
XT0172:2 | SC | AT017824 | WHT | 20 | 34.D5 | XT0172:4 | FG&E CTRL,SMT130 | 34.D6 | USED
AF0500:01 | WC1242 | UA42011 | RED | 20 | 106.A6 | XT0550:1 | FG&E CTRL,SMT130 | 106.A5 | USED
AF0500:02 | WC1242 | UA42012 | WHT | 20 | 106.A6 | XT0550:2 | FG&E CTRL,SMT130 | 106.A5 | USED
AF0500:03 | WC1242 | UA42013 | BLK | 20 | 106.A6 | XT0550:3 | FG&E CTRL,SMT130 | 106.A5 | USED
AF0500:07 | WC1242 | UA4201S | SH | 20 | 106.A6 | XT0550:4 | FG&E CTRL,SMT130 | 106.A5 | USED
AF0510:09 | WC1243 | UA42311 | RED | 20 | 106.B6 | XT0550:5 | FG&E CTRL,SMT130 | 106.B5 | USED
AF0510:10 | WC1243 | UA42312 | WHT | 20 | 106.B6 | XT0550:6 | FG&E CTRL,SMT130 | 106.B5 | USED
AF0510:12 | WC1243 | UA42313 | BLK | 20 | 106.B6 | XT0550:7 | FG&E CTRL,SMT130 | 106.B5 | USED
AF0510:27 | WC1243 | UA4231S | SH | 20 | 106.B6 | XT0550:8 | FG&E CTRL,SMT130 | 106.B5 | USED
AF0510:13 | WC1244 | UA42301 | RED | 20 | 106.B6 | XT0550:9 | FG&E CTRL,SMT130 | 106.B5 | USED
AF0510:14 | WC1244 | UA42302 | WHT | 20 | 106.B6 | XT0550:10 | FG&E CTRL,SMT130 | 106.B5 | USED
AF0510:16 | WC1244 | UA42303 | BLK | 20 | 106.B6 | XT0550:11 | FG&E CTRL,SMT130 | 106.B5 | USED
AF0510:31 | WC1244 | UA4230S | SH | 20 | 106.B6 | XT0550:12 | FG&E CTRL,SMT130 | 106.B5 | USED
AF0510:01 | WC1245 | UA42411 | RED | 20 | 106.C6 | XT0550:13 | FG&E CTRL,SMT130 | 106.C5 | USED
AF0510:02 | WC1245 | UA42412 | WHT | 20 | 106.C6 | XT0550:14 | FG&E CTRL,SMT130 | 106.C5 | USED
AF0510:04 | WC1245 | UA42413 | BLK | 20 | 106.C6 | XT0550:15 | FG&E CTRL,SMT130 | 106.C5 | USED
AF0510:19 | WC1245 | UA4241S | SH | 20 | 106.C6 | XT0550:16 | FG&E CTRL,SMT130 | 106.C5 | USED
AF0510:05 | WC1246 | UA42401 | RED | 20 | 106.C6 | XT0550:17 | FG&E CTRL,SMT130 | 106.C5 | USED
AF0510:06 | WC1246 | UA42402 | WHT | 20 | 106.C6 | XT0550:18 | FG&E CTRL,SMT130 | 106.C5 | USED
AF0510:08 | WC1246 | UA42403 | BLK | 20 | 106.C6 | XT0550:19 | FG&E CTRL,SMT130 | 106.C5 | USED
AF0510:23 | WC1246 | UA4240S | SH | 20 | 106.C6 | XT0550:20 | FG&E CTRL,SMT130 | 106.C5 | USED
AF0500:LBUS | WC8050 | AF0510RBUS | BUS | CABLE | 39.B5 | AF0510:RBUS | FG&E CTRL,SMT130 | 39.B4 | USED
AT0175:1P2 | WC8066 | AT01751P2 | WHT | 16 | 40.C7 | AT0176:4P2 | FG&E CTRL,SMT130 | 40.C7 | USED
AT0175:2P2 | WC8066 | AT01752P2 | BLK | 16 | 40.C7 | AT0176:5P2 | FG&E CTRL,SMT130 | 40.C7 | USED
AT0175:3P2 | WC8066 | AT01753P2 | SH | 16 | 40.C7 | AT0176:6P2 | FG&E CTRL,SMT130 | 40.C7 | USED
AT0176:1P2 | WC8067 | AT01761P2 | WHT | 16 | 40.D7 | AT0178:4P2 | FG&E CTRL,SMT130 | 40.D7 | USED
AT0176:2P2 | WC8067 | AT01762P2 | BLK | 16 | 40.D7 | AT0178:5P2 | FG&E CTRL,SMT130 | 40.D7 | USED
AT0176:3P2 | WC8067 | AT01763P2 | SH | 16 | 40.D7 | AT0178:6P2 | FG&E CTRL,SMT130 | 40.D7 | USED
AT0170:50 | WC8069 | AT017050 | WHT | 16 | 40.A7 | AT0171:4P2 | FG&E CTRL,SMT130 | 40.A7 | USED
AT0170:49 | WC8069 | AT017049 | BLK | 16 | 40.A7 | AT0171:5P2 | FG&E CTRL,SMT130 | 40.A7 | USED
AT0170:48 | WC8069 | AT017048 | SH | 16 | 40.A7 | AT0171:6P2 | FG&E CTRL,SMT130 | 40.A7 | USED
AT0171:1P2 | WC8071 | AT01711P2 | WHT | 16 | 40.B7 | AT0175:4P2 | FG&E CTRL,SMT130 | 40.B7 | USED
AT0171:2P2 | WC8071 | AT01712P2 | BLK | 16 | 40.B7 | AT0175:5P2 | FG&E CTRL,SMT130 | 40.B7 | USED
AT0171:3P2 | WC8071 | AT01713P2 | SH | 16 | 40.B7 | AT0175:6P2 | FG&E CTRL,SMT130 | 40.B7 | USED
AT0170:45 | SC | AT017045 | WHT | 20 | 140.A6 | XT0337:19 | GEN CMPNT | 140.A5 | USED
AT0170:46 | SC | AT017046 | WHT | 20 | 140.A6 | XT0337:20 | GEN CMPNT | 140.B5 | USED
KA0172:11 | SC | KA017211 | WHT | 20 | 140.B6 | XT0337:21 | GEN CMPNT | 140.B5 | USED
KA0174:11 | SC | KA017411 | WHT | 20 | 140.B6 | XT0337:23 | GEN CMPNT | 140.B5 | USED
KA0174:12 | SC | KA017412 | WHT | 20 | 140.B6 | XT0337:24 | GEN CMPNT | 140.B5 | USED
KA0179:12 | SC | KA017912 | WHT | 20 | 140.B6 | XT0337:22 | GEN CMPNT | 140.B5 | USED
AF0510:L1 | WC0014 | AT0140P2 | ENET | CABLE | 2.C4 | AT0140:P2 | GEN CMPNT | 2.C4 | USED
AT0170:L2 | WC0017 | AT0170L2 | ENET | CABLE | 2.B2 | AP0602:L1 | PLC, PANEL | 2.B3 | USED
FU0171:LI | SC | FU0136 | WHT | 14 | 40.A2 | XT0102:4 | POWERDIST, PANEL | 19.B4 | USED
IEG0356:0 | SC | IEG224013 | GRN | 8 | 17.C2 | IEG2240:13 | POWERDIST, PANEL | 17.C2 | USED
XT0170:1 | SC | 0V | WHT | 14 | 40.A2 | XT0104:4 | POWERDIST, PANEL | 19.B4 | USED
XT0510:1 | SC | FU0136 | WHT | 14 | 39.A5 | XT0102:5 | POWERDIST, PANEL | 19.B4 | USED
XT0510:3 | SC | 0V | WHT | 14 | 39.A5 | XT0104:5 | POWERDIST, PANEL | 19.B4 | USED
SolarTools ver. 24.0.84.24712 (Jul 31, 2025)
Report date: 2/13/2026 2:20 PM

## GEN CMPNT (hidden)
GEN CMPNT
Project # | 4L341
Project Name | SMT130 Stock Units October 2024
Revision | 0.5
Controls DE
Phone:
Controls ME
Phone:
From | [5 empty] | To
Device ID | Cable (W) Conductor (SC) Jumper Clip (JC) | Wire No. | Wire ID | Gauge/Size | Page/Zone | Device ID | Location | Page/Zone
XT0120:1 | JC | 0V | CLIP | --- | 36.B1 | XT0120:2 | GEN CMPNT | 36.B1 |  | USED
XT0180:1 | JC | 0V | CLIP | --- | 36.D1 | XT0180:2 | GEN CMPNT | 36.D1 |  | USED
XT0335:1 | JC | FU0332 | CLIP | --- | 20.A4 | XT0335:2 | GEN CMPNT | 20.A4 |  | USED
XT0335:2 | JC | FU0332 | CLIP | --- | 20.A4 | XT0335:3 | GEN CMPNT | 20.B4 |  | USED
XT0335:3 | JC | FU0332 | CLIP | --- | 20.B4 | XT0335:4 | GEN CMPNT | 20.B4 |  | USED
XT0336:1 | JC | 0V | CLIP | --- | 20.A4 | XT0336:2 | GEN CMPNT | 20.B4 |  | USED
XT0336:2 | JC | 0V | CLIP | --- | 20.B4 | XT0336:3 | GEN CMPNT | 20.B4 |  | USED
XT0336:3 | JC | 0V | CLIP | --- | 20.B4 | XT0336:4 | GEN CMPNT | 20.B4 |  | USED
XT0337:11 | JC | FU0333 | CLIP | --- | 37.A3 | XT0337:12 | GEN CMPNT | 37.B5 |  | USED
XT0337:16 | JC | 0V | CLIP | --- | 37.A6 | XT0337:17 | GEN CMPNT | 37.A6 |  | USED
XT0350:2 | JC | CCT1(+) | CLIP | --- | 110.A4 | XT0350:1 | GEN CMPNT | 110.A4 |  | USED
XT0350:4 | JC | CCT1(-) | CLIP | --- | 110.A4 | XT0350:3 | GEN CMPNT | 110.A4 |  | USED
XT0351:1 | JC | VBUSA | CLIP | --- | 115.B5 | XT0351:2 | GEN CMPNT | 115.B5 |  | USED
XT0351:12 | JC | VGENN | CLIP | --- | 115.D5 | XT0351:13 | GEN CMPNT | 115.D5 |  | USED
XT0351:13 | JC | VGENN | CLIP | --- | 115.D5 | XT0351:14 | GEN CMPNT | 115.D5 |  | USED
XT0351:3 | JC | VBUSB | CLIP | --- | 115.B5 | XT0351:4 | GEN CMPNT | 115.B5 |  | USED
XT0351:5 | JC | VBUSC | CLIP | --- | 115.B5 | XT0351:6 | GEN CMPNT | 115.C5 |  | USED
XT0351:7 | JC | VBUSN | CLIP | --- | 115.C5 | XT0351:8 | GEN CMPNT | 115.C5 |  | USED
XT0353:4 | JC | DCTX2N | CLIP | --- | 115.A6 | XT0353:5 | GEN CMPNT | 115.A6 |  | USED
XT0353:5 | JC | DCTX2N | CLIP | --- | 115.A6 | XT0353:6 | GEN CMPNT | 115.A6 |  | USED
XT0454:4 | JC | DCT01 | CLIP | --- | 110.C4 | XT0454:5 | GEN CMPNT | 110.C4 |  | USED
XT0454:5 | JC | DCT01 | CLIP | --- | 110.C4 | XT0454:6 | GEN CMPNT | 110.D4 |  | USED
XT0460:1 | JC | FU0460 | CLIP | --- | 45.C3 | XT0460:2 | GEN CMPNT | 45.C3 |  | USED
XT0460:2 | JC | FU0460 | CLIP | --- | 45.C3 | XT0460:3 | GEN CMPNT | 45.C3 |  | USED
KA0121:A1 | SC | 012101 | WHT | 20 | 37.D3 | AF0121:01 | GEN CMPNT | 37.D2 |  | USED
KA0123:A1 | SC | 012103 | WHT | 20 | 35.C7 | AF0121:03 | GEN CMPNT | 35.C5 |  | USED
KA0185:A1 | SC | 012104 | WHT | 20 | 139.D7 | AF0121:04 | GEN CMPNT | 139.D6 |  | USED
KA2685:A1 | SC | KA2685A1 | WHT | 20 | 117.B6 | AF0121:05 | GEN CMPNT | 117.B6 |  | USED
KA0128:A1 | SC | 012108 | WHT | 20 | 37.D3 | AF0121:08 | GEN CMPNT | 37.D2 |  | USED
KA0340:A1 | SC | KA0340A1 | WHT | 20 | 138.A6 | AF0121:10 | GEN CMPNT | 138.A5 |  | USED
KA2672:A1 | SC | 012112 | WHT | 20 | 45.A6 | AF0121:12 | GEN CMPNT | 45.A5 |  | USED
KA0121:A2 | SC | 012117 | WHT | 20 | 37.D3 | AF0121:17 | GEN CMPNT | 37.D2 |  | USED
KA0123:A2 | SC | 012119 | WHT | 20 | 35.C7 | AF0121:19 | GEN CMPNT | 35.C5 |  | USED
KA0185:A2 | SC | 012120 | WHT | 20 | 139.D7 | AF0121:20 | GEN CMPNT | 139.D6 |  | USED
KA2685:A2 | SC | KA2685A2 | WHT | 20 | 117.B6 | AF0121:21 | GEN CMPNT | 117.B6 |  | USED
KA0128:A2 | SC | 012124 | WHT | 20 | 37.D3 | AF0121:24 | GEN CMPNT | 37.D2 |  | USED
KA0340:A2 | SC | KA0340A2 | WHT | 20 | 138.A6 | AF0121:26 | GEN CMPNT | 138.A5 |  | USED
KA2672:A2 | SC | 012128 | WHT | 20 | 45.A6 | AF0121:28 | GEN CMPNT | 45.A5 |  | USED
KA4100:A2 | SC | KA4100A2 | WHT | 20 | 101.A6 | AF0121:30 | GEN CMPNT | 101.B6 |  | USED
KA0336:14 | SC | 012146 | WHT | 20 | 101.A6 | AF0121:46 | GEN CMPNT | 101.A6 |  | USED
AF0121:COM | SC | 0V | WHT | 16 | 36.B2 | XT0120:2 | GEN CMPNT | 36.B1 |  | USED
AF0121:J | SC | * |  |  | 36.B2 | AF0122:P | GEN CMPNT | 36.B3 |  | USED
AF0121:V+ | SC | FU0121 | WHT | 16 | 36.B2 | FU0121:LD | GEN CMPNT | 36.B1 |  | USED
KA0330:11 | SC | 012200 | WHT | 20 | 37.D6 | AF0122:00 | GEN CMPNT | 37.D5 |  | USED
KA0331:11 | SC | 012201 | WHT | 20 | 37.D6 | AF0122:01 | GEN CMPNT | 37.D5 |  | USED
KA0310:11 | SC | 012202 | WHT | 20 | 35.B7 | AF0122:02 | GEN CMPNT | 35.B6 |  | USED
AF0122:10 | SC | KA046111 | WHT | 20 | 45.D6 | XT0460:8 | GEN CMPNT | 45.D5 |  | USED
KA0330:14 | SC | 012232 | WHT | 20 | 37.D6 | AF0122:32 | GEN CMPNT | 37.D5 |  | USED
KA0331:14 | SC | 012233 | WHT | 20 | 37.D6 | AF0122:33 | GEN CMPNT | 37.D5 |  | USED
KA0310:14 | SC | 012234 | WHT | 20 | 35.B7 | AF0122:34 | GEN CMPNT | 35.B6 |  | USED
XT0352:4 | SC | JW03524 | CLIP | -- | 110.B4 | XT0352:5 | GEN CMPNT | 110.B4 |  | USED
XT0352:5 | SC | JW03525 | CLIP | -- | 110.B4 | XT0352:6 | GEN CMPNT | 110.B4 |  | USED
XT0352:6 | SC | JW03526 | CLIP | -- | 110.B4 | XT0352:7 | GEN CMPNT | 110.B4 |  | USED
AF0122:05 | SC | JW012205 | VIO | 20 | 107.D7 | AF0122:37 | GEN CMPNT | 107.D7 |  | USED
AF0122:42 | SC | KA046113 | WHT | 20 | 45.D6 | XT0460:7 | GEN CMPNT | 45.D5 |  | USED
AF0122:COM | SC | AF0123N | WHT | 16 | 36.B3 | AF0123:COM | GEN CMPNT | 36.B3 |  | USED
AF0122:COM | SC | AU0120N | WHT | 16 | 36.B3 | AU0120:COM | GEN CMPNT | 36.A2 |  | USED
AF0122:J | SC | * |  |  | 36.B3 | AF0123:P | GEN CMPNT | 36.B3 |  | USED
AF0122:V+ | SC | AF0123P | WHT | 16 | 36.B3 | AF0123:V+ | GEN CMPNT | 36.B3 |  | USED
AF0122:V+ | SC | AU0120P | WHT | 16 | 36.B3 | AU0120:V+ | GEN CMPNT | 36.A2 |  | USED
AF0123:SH | SC | IEG01401 | GRN | 14 | 36.B3 | IEG0140:1 | GEN CMPNT | 36.B4 |  | USED
AF0123:SH | SC | AU0120G | GRN | 14 | 36.B3 | AU0120:GND | GEN CMPNT | 36.A2 |  | USED
AF0181:02 | SC | SB75012 | WHT | 20 | 139.A7 | XT0183:2 | GEN CMPNT | 139.A5 |  | USED
AF0181:03 | SC | SB75022 | WHT | 20 | 139.A7 | XT0183:4 | GEN CMPNT | 139.A5 |  | USED
AF0181:04 | SC | SB75032 | WHT | 20 | 139.B7 | XT0181:6 | GEN CMPNT | 139.B5 |  | USED
AF0181:05 | SC | KA7500NO | WHT | 20 | 139.B7 | XT0181:2 | GEN CMPNT | 139.B5 |  | USED
AF0181:06 | SC | SB7500NO | WHT | 20 | 139.C7 | XT0181:4 | GEN CMPNT | 139.C5 |  | USED
AF0181:34 | SC | SB75011 | WHT | 20 | 139.A7 | XT0183:1 | GEN CMPNT | 139.A5 |  | USED
AF0181:35 | SC | SB75021 | WHT | 20 | 139.A7 | XT0183:3 | GEN CMPNT | 139.A5 |  | USED
AF0181:36 | SC | SB75031 | WHT | 20 | 139.B7 | XT0181:5 | GEN CMPNT | 139.B5 |  | USED
AF0181:37 | SC | KA7500C | WHT | 20 | 139.B7 | XT0181:1 | GEN CMPNT | 139.B5 |  | USED
AF0181:38 | SC | SB7500C | WHT | 20 | 139.C7 | XT0181:3 | GEN CMPNT | 139.C5 |  | USED
AF0181:COM | SC | AF0181N | WHT | 16 | 36.C2 | AF0182:COM | GEN CMPNT | 36.C3 |  | USED
AF0181:COM | SC | AU0180N | WHT | 16 | 36.C2 | AU0180:COM | GEN CMPNT | 36.C2 |  | USED
AF0181:J | SC | * |  |  | 36.C2 | AF0182:P | GEN CMPNT | 36.C3 |  | USED
AF0181:V+ | SC | AF0182P | WHT | 16 | 36.C2 | AF0182:V+ | GEN CMPNT | 36.C3 |  | USED
AF0181:V+ | SC | AU0180P | WHT | 16 | 36.C2 | AU0180:V+ | GEN CMPNT | 36.C2 |  | USED
AF0182:08 | SC | 018208 | WHT | 20 | 36.D5 | XT0181:8 | GEN CMPNT | 36.D4 |  | USED
AF0182:24 | SC | 0V | WHT | 16 | 36.D5 | XT0181:9 | GEN CMPNT | 36.D4 |  | USED
AF0182:SH | SC | IEG01404 | GRN | 14 | 36.C3 | IEG0140:4 | GEN CMPNT | 36.D4 |  | USED
AF0182:SH | SC | AU0180G | GRN | 14 | 36.C3 | AU0180:GND | GEN CMPNT | 36.C2 |  | USED
AT0140:13 VGEN-A | SC | VGENA | RED | 16 | 115.D7 | XT0351:9 | GEN CMPNT | 115.C5 |  | USED
AT0140:14 VGEN-B | SC | VGENB | RED | 16 | 115.D7 | XT0351:10 | GEN CMPNT | 115.D5 |  | USED
AT0140:15 VGEN-C | SC | VGENC | RED | 16 | 115.D7 | XT0351:11 | GEN CMPNT | 115.D5 |  | USED
AT0140:16 VGEN-N | SC | VGENN | GRN/YEL | 14 | 115.D7 | XT0351:12 | GEN CMPNT | 115.D5 |  | USED
AT0140:17 VBUS-A | SC | VBUSA | RED | 16 | 115.C7 | XT0351:1 | GEN CMPNT | 115.B5 |  | USED
AT0140:18 VBUS-B | SC | VBUSB | RED | 16 | 115.C7 | XT0351:3 | GEN CMPNT | 115.B5 |  | USED
AT0140:19 VBUS-C | SC | VBUSC | RED | 16 | 115.C7 | XT0351:5 | GEN CMPNT | 115.B5 |  | USED
AT0140:20 VBUS-N | SC | VBUSN | GRN/YEL | 14 | 115.C7 | XT0351:7 | GEN CMPNT | 115.C5 |  | USED
AT0140:27 ID RLY | SC | CCT1(+) | BLU | 12 | 110.A7 | XT0350:2 | GEN CMPNT | 110.A4 |  | USED
AT0140:28 ID RLY | SC | CCT1(-) | BLU | 12 | 110.A7 | XT0350:4 | GEN CMPNT | 110.A4 |  | USED
AT0140:3 EX-D(-) | SC | 0V | WHT | 16 | 107.C7 | XT0336:3 | GEN CMPNT | 20.B4 |  | USED
AT0140:33 ID RES(+) | SC | CCT1(+) | BLU | 12 | 110.A7 | XT0350:1 | GEN CMPNT | 110.A4 |  | USED
AT0140:34 ID RES(-) | SC | AT014034 | WHT | 16 | 110.A7 | AT0140:42 ID(+) | GEN CMPNT | 110.A7 |  | USED
AT0140:36 I1(+) | SC | MCTA | BLU | 12 | 110.B7 | XT0352:1 | GEN CMPNT | 110.B4 |  | USED
AT0140:37 I1(-) | SC | MCTAN | BLU | 12 | 110.B7 | XT0352:6 | GEN CMPNT | 110.B4 |  | USED
AT0140:38 I2(+) | SC | MCTB | BLU | 12 | 110.B7 | XT0352:2 | GEN CMPNT | 110.B4 |  | USED
AT0140:39 I2(-) | SC | MCTBN | BLU | 12 | 110.B7 | XT0352:5 | GEN CMPNT | 110.B4 |  | USED
KA0123:14 | SC | KA012314 | WHT | 16 | 107.C7 | AT0140:4 EX-D(+) | GEN CMPNT | 35.A6 |  | USED
AT0140:40 I3(+) | SC | MCTC | BLU | 12 | 110.B7 | XT0352:3 | GEN CMPNT | 110.B4 |  | USED
AT0140:41 I3(-) | SC | MCTN | BLU | 12 | 110.B7 | XT0352:4 | GEN CMPNT | 110.B4 |  | USED
AT0140:43 ID(-) | SC | CCT1(-) | BLU | 12 | 110.A7 | XT0350:3 | GEN CMPNT | 110.A4 |  | USED
AT0140:56 FG | SC | AT0140G | GRN/YEL | 12 | 35.B3 | FRAME | GEN CMPNT | 35.B2 |  | USED
AT0140:BAT(-) 48 | SC | 0V | WHT | 16 | 35.B3 | XT0336:3 | GEN CMPNT | 20.B4 |  | USED
AT0140:BAT(+) 47 | SC | FU0334 | WHT | 20 | 35.B3 | XT0130:3 | GEN CMPNT | 35.B5 |  | USED
KA0310:A2 | SC | KA0310A2 | WHT | 16 | 35.B3 | AT0140:FLT 29 | GEN CMPNT | 35.B4 |  | USED
AT0140:FLT 30 | SC | 0V | WHT | 16 | 35.B3 | XT0336:3 | GEN CMPNT | 20.B4 |  | USED
AU0120:COM | SC | 0V | WHT | 16 | 36.A2 | XT0120:1 | GEN CMPNT | 36.B1 |  | USED
AU0120:V+ | SC | FU0120 | WHT | 16 | 36.A2 | FU0120:LD | GEN CMPNT | 36.B1 |  | USED
AU0180:COM | SC | 0V | WHT | 16 | 36.C2 | XT0180:1 | GEN CMPNT | 36.D1 |  | USED
AU0180:V+ | SC | FU0180 | WHT | 16 | 36.C2 | FU0180:LD | GEN CMPNT | 36.D1 |  | USED
FU0120:LI | SC | FU0332 | WHT | 14 | 36.B1 | XT0130:1 | GEN CMPNT | 36.A4 |  | USED
FU0120:LI | SC | FU0332 | WHT | 14 | 36.B1 | FU0121:LI | GEN CMPNT | 36.B1 |  | USED
FU0121:LI | SC | FU0332 | WHT | 14 | 36.B1 | FU0180:LI | GEN CMPNT | 36.D1 |  | USED
FU0180:LI | SC | FU0332 | WHT | 14 | 36.D1 | FU0181:LI | GEN CMPNT | 36.D1 |  | USED
FU0181:LD | SC | FU0181 | WHT | 16 | 36.D1 | XT0181:7 | GEN CMPNT | 36.D4 |  | USED
FU0332:LD | SC | FU0332 | WHT | 12 | 20.A3 | XT0335:1 | GEN CMPNT | 20.A4 |  | USED
FU0333:LD | SC | FU0333 | WHT | 16 | 37.A2 | XT0337:11 | GEN CMPNT | 37.A3 |  | USED
FU0333:LI | SC | FU0332 | WHT | 16 | 37.A2 | XT0335:4 | GEN CMPNT | 20.B4 |  | USED
FU0334:LD | SC | FU0334 | WHT | 16 | 35.A6 | XT0130:3 | GEN CMPNT | 35.B5 |  | USED
FU0334:LI | SC | FU0332 | WHT | 16 | 35.A6 | XT0335:3 | GEN CMPNT | 20.B4 |  | USED
GR0139: | SC | GR0139 | GRN/YEL | 14 | 17.B4 | FRAME | GEN CMPNT | 17.B4 |  | USED
GR0140: | SC | IEG01402 | GRN | 14 | 17.B4 | IEG0140:2 | GEN CMPNT | 17.B4 |  | USED
GR0141: | SC | GR0141 | GRN/YEL | 14 | 17.B4 | FRAME | GEN CMPNT | 17.B4 |  | USED
IEG0140:3 | SC | AT0140LS(S) | GRN | 14 | 107.C6 | XT0337:3 | GEN CMPNT | 107.C4 |  | USED
KA0121:11 | SC | FU0333 | WHT | 20 | 37.B3 | XT0337:11 | GEN CMPNT | 37.A3 |  | USED
KA0121:14 | SC | KA018511 | WHT | 20 | 37.B3 | KA0185:11 | GEN CMPNT | 37.B4 |  | USED
KA0123:11 | SC | FU0334 | WHT | 16 | 35.A6 | XT0130:3 | GEN CMPNT | 35.B5 |  | USED
KA0123:A1 | SC | 012103 | WHT | 20 | 35.C5 | KA0313:2 | GEN CMPNT | 35.C5 |  | USED
KA0123:A2 | SC | 012119 | WHT | 20 | 35.C5 | KA0313:7 | GEN CMPNT | 35.C5 |  | USED
KA0128:11 | SC | FU0333 | WHT | 20 | 37.A3 | XT0337:11 | GEN CMPNT | 37.A3 |  | USED
KA0128:11 | SC | FU0333 | WHT | 20 | 37.A3 | KA0335:21 | GEN CMPNT | 37.A3 |  | USED
KA0185:14 | SC | KA0332A1 | WHT | 20 | 37.B4 | KA0332:A1 | GEN CMPNT | 37.B5 |  | USED
KA0310:24 | SC | KA0333A1 | WHT | 20 | 37.A3 | XT0337:18 | GEN CMPNT | 37.A5 |  | USED
KA0310:24 | SC | KA0333A1 | WHT | 20 | 37.A3 | KA0335:22 | GEN CMPNT | 37.A3 |  | USED
KA0310:A1 | SC | FU0334 | WHT | 20 | 35.B4 | XT0130:3 | GEN CMPNT | 35.B5 |  | USED
KA0313:2 | SC | 012103 | WHT | 20 | 35.C5 | KA0314:2 | GEN CMPNT | 35.C5 |  | USED
KA0313:7 | SC | 012119 | WHT | 20 | 35.C5 | KA0314:7 | GEN CMPNT | 35.C5 |  | USED
KA0330:21 | SC | KA046011 | WHT | 20 | 45.A2 | KA0330:21 | GEN CMPNT | 45.A2 | Removed | USED
KA0330:21 | SC | KA046011 | WHT | 20 | 45.A2 | KA2672:11 | GEN CMPNT | 45.A2 |  | USED
KA0330:A1 | SC | KA0330A1 | WHT | 20 | 37.C5 | XT0337:15 | GEN CMPNT | 37.C5 |  | USED
KA0330:A2 | SC | 0V | WHT | 20 | 37.C5 | KA0331:A2 | GEN CMPNT | 37.B5 |  | USED
KA0331:A1 | SC | KA0331A1 | WHT | 20 | 37.B5 | XT0337:13 | GEN CMPNT | 37.B5 |  | USED
KA0331:A2 | SC | 0V | WHT | 20 | 37.B5 | KA0332:A2 | GEN CMPNT | 37.B5 |  | USED
KA0332:11 | SC | KA033211 | WHT | 20 | 37.C5 | XT0337:7 | GEN CMPNT | 37.C5 |  | USED
KA0332:14 | SC | KA033214 | WHT | 20 | 37.C5 | XT0337:8 | GEN CMPNT | 37.C5 |  | USED
KA0332:A2 | SC | 0V | WHT | 20 | 37.B5 | KA0333:A2 | GEN CMPNT | 37.A5 |  | USED
KA0333:11 | SC | KA033311 | WHT | 20 | 37.C5 | XT0337:9 | GEN CMPNT | 37.C5 |  | USED
KA0333:11 | SC | KA033311 | WHT | 20 | 37.C5 | KA0335:11 | GEN CMPNT | 37.C5 |  | USED
KA0333:14 | SC | KA033314 | WHT | 20 | 37.C5 | KA0335:12 | GEN CMPNT | 37.C5 |  | USED
KA0333:14 | SC | KA033314 | WHT | 20 | 37.C5 | XT0337:10 | GEN CMPNT | 37.C5 |  | USED
KA0333:A1 | SC | KA0333A1 | WHT | 20 | 37.A5 | XT0337:18 | GEN CMPNT | 37.A5 |  | USED
KA0333:A2 | SC | 0V | WHT | 20 | 37.A5 | XT0337:16 | GEN CMPNT | 37.A6 |  | USED
KA0334:A1 | SC | ESTOP | WHT | 20 | 38.A5 | KA0335:A1 | GEN CMPNT | 38.A5 |  | USED
KA0334:A2 | SC | 0V | WHT | 20 | 38.A5 | KA0335:A2 | GEN CMPNT | 38.A5 |  | USED
KA0334:A2 | SC | 0V | WHT | 20 | 38.A5 | XT0337:16 | GEN CMPNT | 37.A6 |  | USED
KA0335:21 | SC | FU0333 | WHT | 20 | 37.A3 | KA0310:21 | GEN CMPNT | 37.A3 |  | USED
KA0335:22 | SC | KA0333A1 | WHT | 20 | 37.A3 | KA0128:14 | GEN CMPNT | 37.A3 |  | USED
KA0335:A1 | SC | ESTOP | WHT | 20 | 38.A5 | XT0334:1 | GEN CMPNT | 38.A3 |  | USED
KA0335:A2 | SC | 0V | WHT | 20 | 38.A5 | KA0336:A2 | GEN CMPNT | 38.B5 |  | USED
KA0336:11 | SC | KA033611 | WHT | 20 | 101.A6 | AF0121:14 | GEN CMPNT | 101.A6 |  | USED
KA0336:11 | SC | KA033611 | WHT | 20 | 101.A6 | KA4100:A1 | GEN CMPNT | 101.B6 |  | USED
KA0336:A1 | SC | KA0131A1 | WHT | 20 | 38.B5 | XT0334:2 | GEN CMPNT | 38.B3 |  | USED
KA2320:11 | SC | KM3220EP | RED | 16 | 99.C5 | XT2910:9 | GEN CMPNT | 99.B5 |  | USED
KA2320:14 | SC | KM3220EN | RED | 16 | 99.C5 | XT2910:10 | GEN CMPNT | 99.C5 |  | USED
KA3103:11 | SC | KM3103EN | RED | 16 | 87.A5 | XT2910:2 | GEN CMPNT | 87.A5 |  | USED
KA3103:14 | SC | KM3103EP | RED | 16 | 87.A5 | XT2910:1 | GEN CMPNT | 87.A5 |  | USED
KA3420:11 | SC | KM3420EN | RED | 16 | 108.C5 | XT2910:8 | GEN CMPNT | 108.C5 |  | USED
KA3420:14 | SC | KM3420EP | RED | 16 | 108.C5 | XT2910:7 | GEN CMPNT | 108.B5 |  | USED
KA4100:11 | SC | KM4100EN | RED | 16 | 101.A5 | XT2910:6 | GEN CMPNT | 101.A5 |  | USED
KA4100:12 | SC | KM4100EP | RED | 16 | 101.A5 | XT2910:5 | GEN CMPNT | 101.A5 |  | USED
PEG0140:2 | SC | PMGS | GRN/YEL | 12 | 102.A6 | XT0313:1 | GEN CMPNT | 102.A6 |  | USED
PEG0140:3 | SC | EXCS | GRN/YEL | 16 | 102.C6 | XT0370:3 | GEN CMPNT | 102.C5 |  | USED
PEG0140:4 | SC | PEG0140 | GRN/YEL | 12 | 110.B5 | XT0352:7 | GEN CMPNT | 110.B4 |  | USED
PEG0140:5 | SC | PEG01404 | GRN/YEL | 12 | 110.D5 | XT0454:7 | GEN CMPNT | 110.D4 |  | USED
RR2921: -3.01K OHM | SC | FU0181 | LEAD | --- | 36.D4 | XT0181:7 | GEN CMPNT | 36.D4 |  | USED
RR2921: -3.01K OHM | SC | 018208 | LEAD | --- | 36.D4 | XT0181:8 | GEN CMPNT | 36.D4 |  | USED
RR2922: -1.0K OHM | SC | 0V | LEAD | --- | 36.D4 | XT0181:9 | GEN CMPNT | 36.D4 |  | USED
RR2922: -1.0K OHM | SC | 018208 | LEAD | --- | 36.D4 | XT0181:8 | GEN CMPNT | 36.D4 |  | USED
XT0120:1 | SC | 0V | WHT | 14 | 36.B1 | XT0130:2 | GEN CMPNT | 36.A4 |  | USED
XT0120:2 | SC | 0V | WHT | 14 | 36.B1 | XT0180:1 | GEN CMPNT | 36.D1 |  | USED
XT0180:2 | SC | 0V | WHT | 16 | 36.D1 | XT0181:9 | GEN CMPNT | 36.D4 |  | USED
XT0335:2 | SC | FU0332 | WHT | 14 | 20.A4 | XT0130:1 | GEN CMPNT | 36.A4 |  | USED
XT0336:2 | SC | 0V | WHT | 14 | 20.B4 | XT0130:2 | GEN CMPNT | 36.A4 |  | USED
XT0336:4 | SC | 0V | WHT | 20 | 20.B4 | XT0337:16 | GEN CMPNT | 37.A6 |  | USED
XT0337:12 | SC | FU0333 | WHT | 20 | 37.B5 | XT0337:14 | GEN CMPNT | 37.C5 |  | USED
XT0337:17 | SC | 0V | WHT | 20 | 37.A6 | XT0460:6 | GEN CMPNT | 45.D5 |  | USED
AU0120:L2 | WC0012 | AU0120L2 | ENET | CABLE | 2.B6 | AU0180:L1 | GEN CMPNT | 2.C3 |  | USED
AT0140:P1 | WC0018 | AU0180L2 | ENET | CABLE | 2.C4 | AU0180:L2 | GEN CMPNT | 2.C3 |  | USED
AT0140:1 LS(+) | WC8009 | AT0140LS(+) | WHT | 16 | 107.C7 | XT0337:1 | GEN CMPNT | 107.C4 |  | USED
AT0140:2 LS(-) | WC8009 | AT0140LS(-) | BLK | 16 | 107.C7 | XT0337:2 | GEN CMPNT | 107.C4 |  | USED
FW5:1 | WC8009 | AT0140LS(S) | SH | 16 | 107.C6 | XT0337:3 | GEN CMPNT | 107.C4 |  | USED
FU0315:LD | WC8101 | PMG1 | RED | 12 | 102.A5 | XT0360:1 | GEN CMPNT | 102.A4 |  | USED
FU0313:LD | WC8101 | PMG2 | WHT | 12 | 102.A5 | XT0360:2 | GEN CMPNT | 102.A4 |  | USED
FU0314:LD | WC8101 | PMG3 | BLK | 12 | 102.A5 | XT0360:3 | GEN CMPNT | 102.A4 |  | USED
XT0360:5 | WC8101 | PMGS | SH | 12 | 102.A4 | XT0360:4 | GEN CMPNT | 102.A5 |  | USED
AT0140:54 EXC(+) | WC8102 | EXC1 | WHT | 12 | 102.C7 | XT0370:1 | GEN CMPNT | 102.C5 |  | USED
AT0140:55 EXC(-) | WC8102 | EXC2 | BLK | 12 | 102.C7 | XT0370:2 | GEN CMPNT | 102.C5 |  | USED
FW3:1 | WC8102 | EXCS | SH | 12 | 102.C6 | XT0370:3 | GEN CMPNT | 102.C5 |  | USED
KA0314:1 | WC8201 | FU0315 | RED | 12 | 102.A5 | FU0315:LI | GEN CMPNT | 102.A6 |  | USED
KA0313:1 | WC8201 | FU0313 | WHT | 12 | 102.A5 | FU0313:LI | GEN CMPNT | 102.A6 |  | USED
KA0313:8 | WC8201 | FU0314 | BLK | 12 | 102.A5 | FU0314:LI | GEN CMPNT | 102.A6 |  | USED
XT0360:4 | WC8201 | PMGS | SH | 12 | 102.A5 | XT0313:1 | GEN CMPNT | 102.A6 |  | USED
KA0314:3 | WC8301 | KA03143 | RED | 12 | 102.A7 | AT0140:49 PMG-A | GEN CMPNT | 102.A6 |  | USED
KA0313:3 | WC8301 | KA03133 | WHT | 12 | 102.A7 | AT0140:50 PMG-B | GEN CMPNT | 102.A6 |  | USED
KA0313:6 | WC8301 | KA03136 | BLK | 12 | 102.A7 | AT0140:51 PMG-C | GEN CMPNT | 102.A6 |  | USED
FLOATING | WC8301 | PMGS | SH | 12 | 102.A6 | XT0313:1 | GEN CMPNT | 102.A6 |  | USED
XT0350:1 | SC | CCT1(+) | BLU | 12 | 110.A4 | XT7720:1 | JB772 | 107.A3 |  | USED
XT0337:1 | WC7701 | AT0140LS(+) | WHT-PR1 | 18 | 107.C4 | XT7701:5 | JB770 | 107.C3 |  | USED
XT0337:2 | WC7701 | AT0140LS(-) | BLK-PR1 | 18 | 107.C4 | XT7701:6 | JB770 | 107.C3 |  | USED
XT0337:3 | WC7701 | AT0140LS(S) | SH-PR1 | 18 | 107.C4 | XT7701:7 | JB770 | 107.C3 |  | USED
XT0337:4 | WC7701 | 029338 | WHT-PR2 | 18 | 139.C5 | XT7701:18 | JB770 | 139.C4 |  | USED
XT0337:5 | WC7701 | 029306 | BLK-PR2 | 18 | 139.C5 | XT7701:19 | JB770 | 139.C4 |  | USED
XT0337:6 | WC7701 | 029354 | SH-PR2 | 18 | 139.C5 | XT7701:20 | JB770 | 139.C4 |  | USED
XT0337:12 | WC7901 | FU0333 | 1 | 16GA | 37.B5 | XT7701:27 | JB770 | 37.B2 |  | USED
XT0337:13 | WC7901 | KA0331A1 | 2 | 16GA | 37.B5 | XT7701:28 | JB770 | 37.B2 |  | USED
AF0122:38 | WC7901 | KA96041 | 3 | 16GA | 107.D7 | XT7701:21 | JB770 | 107.D3 |  | USED
AF0122:06 | WC7901 | KA96042 | 4 | 16GA | 107.D7 | XT7701:22 | JB770 | 107.D3 |  | USED
KA0340:11 | WC7901 | KA034011 | 5 | 16GA | 138.A6 | XT7701:1 | JB770 | 138.A3 |  | USED
KA0340:12 | WC7901 | KA034012 | 6 | 16GA | 138.A6 | XT7701:2 | JB770 | 138.A3 |  | USED
XT0183:1 | WC7901 | SB75011 | 7 | 16GA | 139.A5 | XT7701:8 | JB770 | 139.A4 |  | USED
XT0183:2 | WC7901 | SB75012 | 8 | 16GA | 139.A5 | XT7701:9 | JB770 | 139.A4 |  | USED
XT0183:3 | WC7901 | SB75021 | 9 | 16GA | 139.A5 | XT7701:10 | JB770 | 139.A4 |  | USED
XT0183:4 | WC7901 | SB75022 | 10 | 16GA | 139.A5 | XT7701:11 | JB770 | 139.A4 |  | USED
XT0181:5 | WC7901 | SB75031 | 11 | 16GA | 139.B5 | XT7701:12 | JB770 | 139.B4 |  | USED
XT0181:6 | WC7901 | SB75032 | 12 | 16GA | 139.B5 | XT7701:13 | JB770 | 139.B4 |  | USED
XT0181:1 | WC7901 | KA7500C | 13 | 16GA | 139.B5 | XT7701:14 | JB770 | 139.B4 |  | USED
XT0181:2 | WC7901 | KA7500NO | 14 | 16GA | 139.B5 | XT7701:15 | JB770 | 139.B4 |  | USED
XT0181:3 | WC7901 | SB7500C | 15 | 16GA | 139.C5 | XT7701:16 | JB770 | 139.C4 |  | USED
XT0181:4 | WC7901 | SB7500NO | 16 | 16GA | 139.C5 | XT7701:17 | JB770 | 139.C4 |  | USED
XT0337:19 | WC7901 | AT017045 | 19 | 16GA | 140.A5 | XT7701:35 | JB770 | 140.A4 |  | USED
XT0337:20 | WC7901 | AT017046 | 20 | 16GA | 140.B5 | XT7701:36 | JB770 | 140.B4 |  | USED
XT0337:21 | WC7901 | KA017211 | 21 | 16GA | 140.B5 | XT7701:37 | JB770 | 140.B4 |  | USED
XT0337:22 | WC7901 | KA017912 | 22 | 16GA | 140.B5 | XT7701:38 | JB770 | 140.B4 |  | USED
XT0337:23 | WC7901 | KA017411 | 23 | 16GA | 140.B5 | XT7701:39 | JB770 | 140.B4 |  | USED
XT0337:24 | WC7901 | KA017412 | 24 | 16GA | 140.B5 | XT7701:40 | JB770 | 140.B4 |  | USED
XT0337:25 | WC7901 | SB951211 | 25 | 16GA | 144.B5 | XT7701:31 | JB770 | 144.B3 |  | USED
XT0337:26 | WC7901 | SB951212 | 26 | 16GA | 144.B5 | XT7701:32 | JB770 | 144.B3 |  | USED
XT0337:27 | WC7901 | ESTOPB | 27 | 16GA | 144.B5 | XT7701:33 | JB770 | 144.B3 |  | USED
XT0337:28 | WC7901 | ESTOPA | 28 | 16GA | 144.B5 | XT7701:34 | JB770 | 144.B3 |  | USED
XT0350:4 | WC8084 | CCT1(-) | 2 | 12 | 110.A4 | XT7720:2 | JB772 | 107.B3 |  | USED
XT0351:2 | WC8085 | VBUSA | 1 | 12 | 115.B5 | XT7720:3 | JB772 | 107.A3 |  | USED
XT0351:4 | WC8085 | VBUSB | 2 | 12 | 115.B5 | XT7720:4 | JB772 | 107.A3 |  | USED
XT0351:6 | WC8085 | VBUSC | 3 | 12 | 115.C5 | XT7720:5 | JB772 | 107.A3 |  | USED
XT0351:8 | WC8085 | VBUSN | GY | 12 | 115.C5 | XT7720:6 | JB772 | 107.A3 |  | USED
AF0122:09 | SC | KA046023 | WHT | 20 | 45.C6 | KA0460:23 | BECKWITH RELAY,SMT130 | 45.A3 |  | USED
AF0122:41 | SC | KA046024 | WHT | 20 | 45.C6 | KA0460:24 | BECKWITH RELAY,SMT130 | 45.A3 |  | USED
AF0181:07 | SC | KA046013 | WHT | 20 | 45.A6 | KA0460:13 | BECKWITH RELAY,SMT130 | 45.A3 |  | USED
AF0181:08 | SC | KA046016 | WHT | 20 | 45.B6 | KA0460:16 | BECKWITH RELAY,SMT130 | 45.A3 |  | USED
AF0181:09 | SC | KA046019 | WHT | 20 | 45.B6 | KA0460:19 | BECKWITH RELAY,SMT130 | 45.A3 |  | USED
AF0181:10 | SC | KA046029 | WHT | 20 | 45.C6 | KA0460:29 | BECKWITH RELAY,SMT130 | 45.A3 |  | USED
AF0181:39 | SC | KA046012 | WHT | 20 | 45.A6 | KA0460:12 | BECKWITH RELAY,SMT130 | 45.A3 |  | USED
AF0181:40 | SC | KA046015 | WHT | 20 | 45.B6 | KA0460:15 | BECKWITH RELAY,SMT130 | 45.A3 |  | USED
AF0181:41 | SC | KA046018 | WHT | 20 | 45.B6 | KA0460:18 | BECKWITH RELAY,SMT130 | 45.A3 |  | USED
AF0181:42 | SC | KA046030 | WHT | 20 | 45.C6 | KA0460:30 | BECKWITH RELAY,SMT130 | 45.A3 |  | USED
KA0330:22 | SC | KA046010 | WHT | 20 | 45.A2 | KA0460:10 | BECKWITH RELAY,SMT130 | 45.A3 |  | USED
KA0330:24 | SC | KA04605 | WHT | 20 | 45.A2 | KA0460:5 | BECKWITH RELAY,SMT130 | 45.A3 |  | USED
KA2672:11 | SC | KA046011 | WHT | 20 | 45.A2 | KA0460:11 | BECKWITH RELAY,SMT130 | 45.A3 |  | USED
KA2672:14 | SC | KA04606 | WHT | 20 | 45.A2 | KA0460:6 | BECKWITH RELAY,SMT130 | 45.A3 |  | USED
XT0351:1 | SC | VBUSA | RED | 16 | 115.B5 | KA0460:65 | BECKWITH RELAY,SMT130 | 115.C6 |  | USED
XT0351:10 | SC | VGENB | RED | 16 | 115.D5 | KA0460:41 | BECKWITH RELAY,SMT130 | 115.D7 |  | USED
XT0351:11 | SC | VGENC | RED | 16 | 115.D5 | KA0460:43 | BECKWITH RELAY,SMT130 | 115.D7 |  | USED
XT0351:13 | SC | VGENN | GRN/YEL | 14 | 115.D5 | KA0460:40 | BECKWITH RELAY,SMT130 | 115.D7 |  | USED
XT0351:13 | SC | VGENN | GRN/YEL | 14 | 115.D5 | KA0460:38 | BECKWITH RELAY,SMT130 | 115.D7 |  | USED
XT0351:14 | SC | VGENN | GRN/YEL | 14 | 115.D5 | KA0460:42 | BECKWITH RELAY,SMT130 | 115.D7 |  | USED
XT0351:3 | SC | VBUSB | RED | 16 | 115.B5 | KA0460:64 | BECKWITH RELAY,SMT130 | 115.C6 |  | USED
XT0351:9 | SC | VGENA | RED | 16 | 115.C5 | KA0460:39 | BECKWITH RELAY,SMT130 | 115.D7 |  | USED
XT0353:1 | SC | DCTAX1 | BLU | 12 | 115.A5 | KA0460:46 | BECKWITH RELAY,SMT130 | 115.A7 |  | USED
XT0353:2 | SC | DCTBX1 | BLU | 12 | 115.A5 | KA0460:48 | BECKWITH RELAY,SMT130 | 115.A7 |  | USED
XT0353:3 | SC | DCTCX1 | BLU | 12 | 115.A5 | KA0460:50 | BECKWITH RELAY,SMT130 | 115.A7 |  | USED
XT0353:4 | SC | DCTX2N | BLU | 12 | 115.A6 | KA0460:47 | BECKWITH RELAY,SMT130 | 115.A7 |  | USED
XT0353:5 | SC | DCTX2N | BLU | 12 | 115.A6 | KA0460:49 | BECKWITH RELAY,SMT130 | 115.A7 |  | USED
XT0353:6 | SC | DCTX2N | BLU | 12 | 115.A6 | KA0460:51 | BECKWITH RELAY,SMT130 | 115.A7 |  | USED
XT0454:1 | SC | DCT02 | BLU | 12 | 110.C4 | KA0460:55 | BECKWITH RELAY,SMT130 | 110.C7 |  | USED
XT0454:2 | SC | DCT03 | BLU | 12 | 110.C4 | KA0460:57 | BECKWITH RELAY,SMT130 | 110.C7 |  | USED
XT0454:3 | SC | DCT06 | BLU | 12 | 110.D4 | KA0460:59 | BECKWITH RELAY,SMT130 | 110.C7 |  | USED
XT0454:4 | SC | DCT01 | BLU | 12 | 110.C4 | KA0460:54 | BECKWITH RELAY,SMT130 | 110.C7 |  | USED
XT0454:5 | SC | DCT01 | BLU | 12 | 110.C4 | KA0460:56 | BECKWITH RELAY,SMT130 | 110.C7 |  | USED
XT0454:6 | SC | DCT01 | BLU | 12 | 110.D4 | KA0460:58 | BECKWITH RELAY,SMT130 | 110.C7 |  | USED
XT0460:1 | SC | FU0460 | WHT | 14 | 45.C3 | KA0460:62 | BECKWITH RELAY,SMT130 | 45.A3 |  | USED
XT0460:2 | SC | FU0460 | WHT | 14 | 45.C3 | KA0460:31 | BECKWITH RELAY,SMT130 | 45.A3 |  | USED
XT0460:3 | SC | FU0460 | WHT | 14 | 45.C3 | KA0460:33 | BECKWITH RELAY,SMT130 | 45.A3 |  | USED
XT0460:4 | SC | KA046032 | WHT | 14 | 45.C3 | KA0460:32 | BECKWITH RELAY,SMT130 | 45.A3 |  | USED
XT0460:5 | SC | KA0333A1 | WHT | 20 | 45.D3 | KA0460:34 | BECKWITH RELAY,SMT130 | 45.A3 |  | USED
XT0337:19 | SC | AT017045 | WHT | 20 | 140.A5 | AT0170:45 | FG&E CTRL,SMT130 | 140.A6 |  | USED
XT0337:20 | SC | AT017046 | WHT | 20 | 140.B5 | AT0170:46 | FG&E CTRL,SMT130 | 140.A6 |  | USED
XT0337:21 | SC | KA017211 | WHT | 20 | 140.B5 | KA0172:11 | FG&E CTRL,SMT130 | 140.B6 |  | USED
XT0337:22 | SC | KA017912 | WHT | 20 | 140.B5 | KA0179:12 | FG&E CTRL,SMT130 | 140.B6 |  | USED
XT0337:23 | SC | KA017411 | WHT | 20 | 140.B5 | KA0174:11 | FG&E CTRL,SMT130 | 140.B6 |  | USED
XT0337:24 | SC | KA017412 | WHT | 20 | 140.B5 | KA0174:12 | FG&E CTRL,SMT130 | 140.B6 |  | USED
AT0140:P2 | WC0014 | AT0140P2 | ENET | CABLE | 2.C4 | AF0510:L1 | FG&E CTRL,SMT130 | 2.C4 |  | USED
KA2320:A1 | SC | 029104 | WHT | 20 | 99.C6 | AF0291:04 | MCC PNL,SMT130 | 99.B7 |  | USED
KA2320:A2 | SC | 029120 | WHT | 20 | 99.C6 | AF0291:20 | MCC PNL,SMT130 | 99.B7 |  | USED
KA3103:A1 | SC | KA3103A1 | WHT | 20 | 87.A5 | AF0291:05 | MCC PNL,SMT130 | 87.A6 |  | USED
KA3103:A2 | SC | KA3103A2 | WHT | 20 | 87.A5 | AF0291:21 | MCC PNL,SMT130 | 87.A6 |  | USED
KA3420:A1 | SC | KA3420A1 | WHT | 20 | 108.B5 | AF0291:00 | MCC PNL,SMT130 | 108.B7 |  | USED
KA3420:A2 | SC | KA3420A2 | WHT | 20 | 108.B5 | AF0291:16 | MCC PNL,SMT130 | 108.B7 |  | USED
PEG0140:0 | SC | PEG224014 | GRN/YEL | 8 | 17.B2 | PEG2240:14 | MCC PNL,SMT130 | 17.B2 |  | USED
XT0334:1 | SC | ESTOP | WHT | 20 | 38.A3 | XT2920:9 | MCC PNL,SMT130 | 38.A2 |  | USED
XT0334:2 | SC | KA0131A1 | WHT | 20 | 38.B3 | XT2920:10 | MCC PNL,SMT130 | 38.B2 |  | USED
XT0337:25 | SC | SB951211 | WHT | 20 | 144.B5 | XT2920:5 | MCC PNL,SMT130 | 144.B5 |  | USED
XT0337:26 | SC | SB951212 | WHT | 20 | 144.B5 | XT2920:6 | MCC PNL,SMT130 | 144.B5 |  | USED
XT0337:27 | SC | ESTOPB | WHT | 20 | 144.B5 | XT2920:7 | MCC PNL,SMT130 | 144.B5 |  | USED
XT0337:28 | SC | ESTOPA | WHT | 20 | 144.B5 | XT2920:8 | MCC PNL,SMT130 | 144.B5 |  | USED
XT0337:4 | WC7622 | 029338 | RED | 20 | 139.C5 | AF0293:38 | MCC PNL,SMT130 | 139.C7 |  | USED
XT0337:5 | WC7622 | 029306 | BLK | 20 | 139.C5 | AF0293:06 | MCC PNL,SMT130 | 139.C7 |  | USED
XT0337:6 | WC7622 | 029354 | SH | 20 | 139.C5 | AF0293:54 | MCC PNL,SMT130 | 139.C7 |  | USED
IEG0140:7 | SC | IEG01407 | GRN | 12 | 4.B6 | AR0600:IE2 | PLC, PANEL | 4.A1 |  | USED
XT0337:18 | SC | KA0333A1 | WHT | 20 | 37.A5 | KA0461:16 | PNL,DOOR,2-BAY | 45.D3 |  | USED
XT0460:2 | SC | FU0460 | WHT | 14 | 45.C3 | KA0461:14 | PNL,DOOR,2-BAY | 45.D3 |  | USED
XT0460:4 | SC | KA046032 | WHT | 14 | 45.C3 | KA0461:G | PNL,DOOR,2-BAY | 45.D3 |  | USED
XT0460:5 | SC | KA0333A1 | WHT | 20 | 45.D3 | KA0461:16 | PNL,DOOR,2-BAY | 45.D3 |  | USED
XT0460:6 | SC | 0V | WHT | 20 | 45.D5 | KA0461:B | PNL,DOOR,2-BAY | 45.D3 |  | USED
XT0460:7 | SC | KA046113 | WHT | 20 | 45.D5 | KA0461:13 | PNL,DOOR,2-BAY | 45.D3 |  | USED
XT0460:8 | SC | KA046111 | WHT | 20 | 45.D5 | KA0461:11 | PNL,DOOR,2-BAY | 45.D3 |  | USED
FU0332:LI | SC | FU0136 | WHT | 12 | 20.A3 | XT0102:3 | POWERDIST, PANEL | 19.B4 |  | USED
IEG0140:0 | SC | IEG224014 | GRN | 8 | 17.B2 | IEG2240:14 | POWERDIST, PANEL | 17.B2 |  | USED
XT0336:1 | SC | 0V | WHT | 12 | 20.A4 | XT0104:3 | POWERDIST, PANEL | 19.B4 |  | USED
XT0460:1 | SC | FU0460 | WHT | 14 | 45.C3 | FU0460:LD | POWERDIST, PANEL | 45.C2 |  | USED
KA0334:11 | SC | FU0701 | WHT | 16 | 41.D4 | FU0701:LD | PWR DST,DR,SMT130 | 41.D3 |  | USED
KA0334:12 | SC | KA033412 | WHT | 20 | 41.D4 | XT0563:3 | PWR DST,DR,SMT130 | 43.B6 |  | USED
AU0120:L1 | WC0020 | AU0200L2 | ENET | CABLE | 2.B6 | AU0200:L2 | TCP, SMT130 | 2.B5 |  | USED
SolarTools ver. 24.0.84.24712 (Jul 31, 2025)
Report date: 2/13/2026 2:20 PM

## MCC PNL,SMT130 (hidden)
MCC PNL,SMT130
Project # | 4L341
Project Name | SMT130 Stock Units October 2024
Revision | 0.5
Controls DE
Phone:
Controls ME
Phone:
From | [5 empty] | To
Device ID | Cable (W) Conductor (SC) Jumper Clip (JC) | Wire No. | Wire ID | Gauge/Size | Page/Zone | Device ID | Location | Page/Zone
XT0295:1 | JC | 0V | CLIP | --- | 46.B1 | XT0295:2 | MCC PNL,SMT130 | 46.B1 | USED
XT0295:2 | JC | 0V | CLIP | --- | 46.B1 | XT0295:3 | MCC PNL,SMT130 | 46.C1 | USED
XT2920:6 | SC | JW29205 | VIO | 20 | 144.B5 | XT2920:5 | MCC PNL,SMT130 | 144.B5 | USED
XT2920:8 | SC | JW2920 | VIO | 20 | 144.B5 | XT2920:7 | MCC PNL,SMT130 | 144.B5 | USED
KA2970:A1 | SC | KA2970A1 | WHT | 20 | 100.B7 | AF0291:01 | MCC PNL,SMT130 | 100.B6 | USED
KA2960:A1 | SC | KA2960A1 | WHT | 20 | 112.B6 | AF0291:03 | MCC PNL,SMT130 | 112.B6 | USED
AF0291:07 | SC | SH04715 | WHT | 20 | 50.A7 | XT0292:8 | MCC PNL,SMT130 | 50.A5 | USED
AF0291:08 | SC | SH04705 | WHT | 20 | 50.B7 | XT0292:14 | MCC PNL,SMT130 | 50.B5 | USED
AF0291:09 | SC | SH04755 | WHT | 20 | 49.A6 | XT0292:26 | MCC PNL,SMT130 | 49.A5 | USED
AF0291:10 | SC | HL0409BA | WHT | 20 | 50.C7 | XT0292:18 | MCC PNL,SMT130 | 50.C5 | USED
AF0291:11 | SC | HL0411BA | WHT | 20 | 50.D7 | XT0292:20 | MCC PNL,SMT130 | 50.D5 | USED
KA2970:A2 | SC | KA2970A2 | WHT | 20 | 100.B7 | AF0291:17 | MCC PNL,SMT130 | 100.B6 | USED
KA2960:A2 | SC | KA2960A2 | WHT | 20 | 112.B6 | AF0291:19 | MCC PNL,SMT130 | 112.B6 | USED
AF0291:23 | SC | SH04716 | WHT | 20 | 50.A7 | XT0292:9 | MCC PNL,SMT130 | 50.A5 | USED
AF0291:24 | SC | SH04706 | WHT | 20 | 50.B7 | XT0292:15 | MCC PNL,SMT130 | 50.C5 | USED
AF0291:25 | SC | SH04756 | WHT | 20 | 49.A6 | XT0292:27 | MCC PNL,SMT130 | 49.A5 | USED
AF0291:26 | SC | HL0409BB | WHT | 20 | 50.C7 | XT0292:19 | MCC PNL,SMT130 | 50.D5 | USED
AF0291:27 | SC | HL0411BB | WHT | 20 | 50.D7 | XT0292:21 | MCC PNL,SMT130 | 50.D5 | USED
AF0291:COM | SC | 0V | WHT | 16 | 46.B2 | XT0295:1 | MCC PNL,SMT130 | 46.B1 | USED
AF0291:P | SC | * |  |  | 46.B2 | AU0290:J | MCC PNL,SMT130 | 46.A2 | USED
AF0291:V+ | SC | FU0291 | WHT | 16 | 46.B2 | FU0291:LD | MCC PNL,SMT130 | 46.B1 | USED
AF0292:COM | SC | AF0292N | WHT | 16 | 46.B3 | AF0293:COM | MCC PNL,SMT130 | 46.B3 | USED
AF0292:COM | SC | 0V | WHT | 16 | 46.B3 | XT0295:2 | MCC PNL,SMT130 | 46.B1 | USED
AF0292:V+ | SC | AF0292P | WHT | 16 | 46.B3 | AF0293:V+ | MCC PNL,SMT130 | 46.B3 | USED
AF0292:V+ | SC | FU0294 | WHT | 16 | 46.B3 | FU0294:LD | MCC PNL,SMT130 | 46.B1 | USED
AF0293:01 | SC | 0V | WHT | 20 | 18.A7 | XT0295:3 | MCC PNL,SMT130 | 46.C1 | USED
AF0293:03 | SC | 0V | WHT | 16 | 18.A7 | XT0295:3 | MCC PNL,SMT130 | 46.C1 | USED
AF0293:COM | SC | AF0293N | WHT | 16 | 46.B3 | AF0294:COM | MCC PNL,SMT130 | 46.A4 | USED
AF0293:SH | SC | AF0294G | GRN | 14 | 46.B3 | AF0294:SH | MCC PNL,SMT130 | 46.A4 | USED
AF0293:SH | SC | AU0290G | GRN | 14 | 46.B3 | AU0290:GND | MCC PNL,SMT130 | 46.A2 | USED
AF0293:V+ | SC | AF0293P | WHT | 16 | 46.B3 | AF0294:V+ | MCC PNL,SMT130 | 46.A4 | USED
AF0294:COM | SC | AF0294N | WHT | 16 | 46.A4 | AF0295:COM | MCC PNL,SMT130 | 46.A5 | USED
AF0294:SH | SC | AF0295G | GRN | 14 | 46.A4 | AF0295:SH | MCC PNL,SMT130 | 46.A5 | USED
AF0294:V+ | SC | AF0294P | WHT | 16 | 46.A4 | AF0295:V+ | MCC PNL,SMT130 | 46.A5 | USED
AF0295:COM | SC | AF0295N | WHT | 16 | 46.A5 | AF0296:COM | MCC PNL,SMT130 | 46.B5 | USED
AF0295:V+ | SC | AF0295P | WHT | 16 | 46.A5 | AF0296:V+ | MCC PNL,SMT130 | 46.B5 | USED
AF0296:00 | SC | SH04714 | WHT | 20 | 50.A7 | XT0292:5 | MCC PNL,SMT130 | 50.A5 | USED
AF0296:01 | SC | SH04702 | WHT | 20 | 50.B7 | XT0292:11 | MCC PNL,SMT130 | 50.B5 | USED
AF0296:02 | SC | SB047112 | WHT | 20 | 50.C7 | XT0292:17 | MCC PNL,SMT130 | 50.C5 | USED
AF0296:03 | SC | SH04754 | WHT | 20 | 49.A6 | XT0292:23 | MCC PNL,SMT130 | 49.A5 | USED
AF0296:06 | SC | SB0402BNO | WHT | 20 | 49.B6 | XT0292:29 | MCC PNL,SMT130 | 49.B5 | USED
AF0296:07 | SC | SB0403BNO | WHT | 20 | 49.B6 | XT0292:31 | MCC PNL,SMT130 | 49.B5 | USED
AF0296:09 | SC | SA047524 | WHT | 20 | 51.B6 | XT0290:11 | MCC PNL,SMT130 | 51.B6 | USED
AF0296:10 | SC | SA047512 | WHT | 20 | 51.B6 | XT0290:13 | MCC PNL,SMT130 | 51.B6 | USED
AF0296:32 | SC | SH04713 | WHT | 20 | 50.A7 | XT0292:4 | MCC PNL,SMT130 | 50.A5 | USED
AF0296:33 | SC | SH04701 | WHT | 20 | 50.B7 | XT0292:10 | MCC PNL,SMT130 | 50.B5 | USED
AF0296:34 | SC | SB047111 | WHT | 20 | 50.C7 | XT0292:16 | MCC PNL,SMT130 | 50.C5 | USED
AF0296:35 | SC | SH04753 | WHT | 20 | 49.A6 | XT0292:22 | MCC PNL,SMT130 | 49.A5 | USED
AF0296:38 | SC | SB0402BC | WHT | 20 | 49.B6 | XT0292:28 | MCC PNL,SMT130 | 49.B5 | USED
AF0296:39 | SC | SB0403BC | WHT | 20 | 49.B6 | XT0292:30 | MCC PNL,SMT130 | 49.B5 | USED
AF0296:41 | SC | SA047523 | WHT | 20 | 51.B6 | XT0290:10 | MCC PNL,SMT130 | 51.B6 | USED
AF0296:42 | SC | SA047511 | WHT | 20 | 51.B6 | XT0290:12 | MCC PNL,SMT130 | 51.B6 | USED
AF0296:COM | SC | AF0296N | WHT | 16 | 46.B5 | AF0297:COM | MCC PNL,SMT130 | 46.A6 | USED
AF0296:V+ | SC | AF0296P | WHT | 16 | 46.B5 | AF0297:V+ | MCC PNL,SMT130 | 46.A6 | USED
AF0297:01 | SC | SB851212 | WHT | 20 | 144.A7 | XT2920:2 | MCC PNL,SMT130 | 144.A5 | USED
AF0297:02 | SC | SB951212 | WHT | 20 | 144.B7 | XT2920:6 | MCC PNL,SMT130 | 144.B5 | USED
AF0297:03 | SC | SB047222 | WHT | 20 | 51.A6 | XT0290:7 | MCC PNL,SMT130 | 51.A6 | USED
AF0297:33 | SC | SB851211 | WHT | 20 | 144.A7 | XT2920:1 | MCC PNL,SMT130 | 144.A5 | USED
AF0297:34 | SC | SB951211 | WHT | 20 | 144.B7 | XT2920:5 | MCC PNL,SMT130 | 144.B5 | USED
AF0297:35 | SC | SB047221 | WHT | 20 | 51.A6 | XT0290:6 | MCC PNL,SMT130 | 51.A6 | USED
AU0290:COM | SC | 0V | WHT | 16 | 46.A2 | XT0295:1 | MCC PNL,SMT130 | 46.B1 | USED
AU0290:V+ | SC | FU0290 | WHT | 16 | 46.A2 | FU0290:LD | MCC PNL,SMT130 | 46.B1 | USED
FU0290:LI | SC | FU0136 | WHT | 14 | 46.B1 | FU0291:LI | MCC PNL,SMT130 | 46.B1 | USED
FU0291:LI | SC | FU0136 | WHT | 14 | 46.B1 | FU0294:LI | MCC PNL,SMT130 | 46.B1 | USED
FU0294:LI | SC | FU0136 | WHT | 14 | 46.B1 | FU0295:LI | MCC PNL,SMT130 | 46.B1 | USED
FU0295:LD | SC | FU0295 | WHT | 16 | 46.B1 | XT0292:35 | MCC PNL,SMT130 | 151.C6 | USED
GR0291: | SC | GR0291 | GRN/YEL | 14 | 17.A4 | FRAME | MCC PNL,SMT130 | 17.A4 | USED
KA2960:11 | SC | CCATS29601 | WHT | 16 | 112.B5 | XT0292:37 | MCC PNL,SMT130 | 112.B5 | USED
KA2960:14 | SC | CCATS29602 | WHT | 16 | 112.B5 | XT0292:38 | MCC PNL,SMT130 | 112.B5 | USED
KA2970:11 | SC | KA297011 | RED | 16 | 100.C5 | XT0290:4 | MCC PNL,SMT130 | 100.B5 | USED
KA2970:14 | SC | KA297014 | RED | 16 | 100.C5 | XT0290:5 | MCC PNL,SMT130 | 100.C5 | USED
XT0290:9 | SC | ESTOPB | WHT | 20 | 51.A6 | XT2920:7 | MCC PNL,SMT130 | 144.B5 | USED
XT0295:2 | SC | 0V | WHT | 16 | 46.B1 | XT0292:36 | MCC PNL,SMT130 | 151.C6 | USED
AF0293:25 | WC7890 | TE7100A1 | RED-TR1 | 18 | 119.A6 | XT7100:1 | JB7100 | 119.A2 | USED
AF0293:09 | WC7890 | TE7100A2 | WHT-TR1 | 18 | 119.A6 | XT7100:2 | JB7100 | 119.A2 | USED
AF0293:08 | WC7890 | TE7100A3 | BLK-TR1 | 18 | 119.A6 | XT7100:3 | JB7100 | 119.A2 | USED
AF0293:56 | WC7890 | TE7100AS | SH-TR1 | 18 | 119.A6 | FW1:1 | JB7100 | 119.A2 | USED
AF0293:27 | WC7890 | TE7100B1 | RED-TR2 | 18 | 119.A6 | XT7100:4 | JB7100 | 119.A2 | USED
AF0293:11 | WC7890 | TE7100B2 | WHT-TR2 | 18 | 119.A6 | XT7100:5 | JB7100 | 119.A2 | USED
AF0293:10 | WC7890 | TE7100B3 | BLK-TR2 | 18 | 119.A6 | XT7100:6 | JB7100 | 119.B2 | USED
AF0293:58 | WC7890 | TE7100BS | SH-TR2 | 18 | 119.A6 | FW2:1 | JB7100 | 119.B2 | USED
AF0293:29 | WC7890 | TE7100C1 | RED-TR3 | 18 | 119.B6 | XT7100:7 | JB7100 | 119.B2 | USED
AF0293:13 | WC7890 | TE7100C2 | WHT-TR3 | 18 | 119.B6 | XT7100:8 | JB7100 | 119.B2 | USED
AF0293:12 | WC7890 | TE7100C3 | BLK-TR3 | 18 | 119.B6 | XT7100:9 | JB7100 | 119.B2 | USED
AF0293:60 | WC7890 | TE7100CS | SH-TR3 | 18 | 119.B6 | FW3:1 | JB7100 | 119.B2 | USED
AF0291:00 | SC | KA3420A1 | WHT | 20 | 108.B7 | KA3420:A1 | GEN CMPNT | 108.B5 | USED
AF0291:04 | SC | 029104 | WHT | 20 | 99.B7 | KA2320:A1 | GEN CMPNT | 99.C6 | USED
AF0291:05 | SC | KA3103A1 | WHT | 20 | 87.A6 | KA3103:A1 | GEN CMPNT | 87.A5 | USED
AF0291:16 | SC | KA3420A2 | WHT | 20 | 108.B7 | KA3420:A2 | GEN CMPNT | 108.B5 | USED
AF0291:20 | SC | 029120 | WHT | 20 | 99.B7 | KA2320:A2 | GEN CMPNT | 99.C6 | USED
AF0291:21 | SC | KA3103A2 | WHT | 20 | 87.A6 | KA3103:A2 | GEN CMPNT | 87.A5 | USED
PEG2240:14 | SC | PEG224014 | GRN/YEL | 8 | 17.B2 | PEG0140:0 | GEN CMPNT | 17.B2 | USED
XT2920:10 | SC | KA0131A1 | WHT | 20 | 38.B2 | XT0334:2 | GEN CMPNT | 38.B3 | USED
XT2920:5 | SC | SB951211 | WHT | 20 | 144.B5 | XT0337:25 | GEN CMPNT | 144.B5 | USED
XT2920:6 | SC | SB951212 | WHT | 20 | 144.B5 | XT0337:26 | GEN CMPNT | 144.B5 | USED
XT2920:7 | SC | ESTOPB | WHT | 20 | 144.B5 | XT0337:27 | GEN CMPNT | 144.B5 | USED
XT2920:8 | SC | ESTOPA | WHT | 20 | 144.B5 | XT0337:28 | GEN CMPNT | 144.B5 | USED
XT2920:9 | SC | ESTOP | WHT | 20 | 38.A2 | XT0334:1 | GEN CMPNT | 38.A3 | USED
AF0293:38 | WC7622 | 029338 | RED | 20 | 139.C7 | XT0337:4 | GEN CMPNT | 139.C5 | USED
AF0293:06 | WC7622 | 029306 | BLK | 20 | 139.C7 | XT0337:5 | GEN CMPNT | 139.C5 | USED
AF0293:54 | WC7622 | 029354 | SH | 20 | 139.C7 | XT0337:6 | GEN CMPNT | 139.C5 | USED
AU0290:L1 | WC0603 | AP0603L2 | ENET | CABLE | 2.B4 | AP0603:L2 | PLC, PANEL | 2.B4 | USED
AF0292:00 | SC | UJ0131OK2 | WHT | 20 | 18.B7 | UJ0131:OK2 | POWERDIST, PANEL | 18.B4 | USED
AF0292:32 | SC | UJ0131OK1 | WHT | 20 | 18.B7 | UJ0131:OK1 | POWERDIST, PANEL | 18.B4 | USED
AF0293:00 | SC | UJ0131VIN | WHT | 20 | 18.A7 | UJ0131:VIN | POWERDIST, PANEL | 18.B4 | USED
AF0293:02 | SC | UJ0131IOUT | WHT | 20 | 18.A7 | UJ0131:IOUT | POWERDIST, PANEL | 18.B4 | USED
AF0295:SH | SC | IEG22403 | GRN | 14 | 46.A5 | IEG2240:3 | POWERDIST, PANEL | 46.B6 | USED
FU0290:LI | SC | FU0136 | WHT | 14 | 46.B1 | XT0102:4 | POWERDIST, PANEL | 19.B4 | USED
GR0290: | SC | GR0290 | GRN | 14 | 17.A4 | IEG2240:1 | POWERDIST, PANEL | 17.A4 | USED
PEG2240:1 | SC | 0V | GRN/YEL | 14 | 19.C5 | XT0104:6 | POWERDIST, PANEL | 19.C4 | USED
XT0295:1 | SC | 0V | WHT | 14 | 46.B1 | XT0104:4 | POWERDIST, PANEL | 19.B4 | USED
XT0290:8 | SC | ESTOPC | WHT | 20 | 51.A6 | XT0563:2 | PWR DST,DR,SMT130 | 43.D6 | USED
XT2920:4 | SC | ESTOPD | WHT | 20 | 144.A5 | XT0563:1 | PWR DST,DR,SMT130 | 43.D6 | USED
AF0297:04 | SC | SB0400B212 | WHT | 20 | 44.A3 | SB0400:B2-12 | TCP, SMT130 | 44.A1 | USED
AF0297:36 | SC | SB0400B211 | WHT | 20 | 44.A3 | SB0400:B2-11 | TCP, SMT130 | 44.A1 | USED
AU0290:L2 | WC0029 | AU0290L2 | ENET | CABLE | 2.B4 | AU0200:L1 | TCP, SMT130 | 2.B5 | USED
SolarTools ver. 24.0.84.24712 (Jul 31, 2025)
Report date: 2/13/2026 2:19 PM

## PLC, PANEL (hidden)
PLC, PANEL
Project # | 4L341
Project Name | SMT130 Stock Units October 2024
Revision | 0.5
Controls DE
Phone:
Controls ME
Phone:
From | [5 empty] | To
Device ID | Cable (W) Conductor (SC) Jumper Clip (JC) | Wire No. | Wire ID | Gauge/Size | Page/Zone | Device ID | Location | Page/Zone
AR0600:IE1 | SC | UV0600G | GRN | 14 | 4.A1 | UV0600:GND | PLC, PANEL | 4.B2 | USED
AP0602:L2 | WC0602 | AP0602L2 | ENET | CABLE | 2.B3 | AP0603:L1 | PLC, PANEL | 2.B4 | USED
AP0606:L1 | WC0606 | AP0606L1 | ENET | CABLE | 4.C3 | LSENET1:1 | JB774 | 4.C2 | USED
AP0606:L2 | WC0607 | AP0606L2 | ENET | CABLE | 4.C3 | LSENET2:1 | JB774 | 4.C2 | USED
AP0609:L1 | WC0609 | AP0609L1 | ENET | CABLE | 4.D3 | CCAP0609:1 | JB774 | 4.D2 | USED
AP0602:L1 | WC0017 | AT0170L2 | ENET | CABLE | 2.B3 | AT0170:L2 | FG&E CTRL,SMT130 | 2.B2 | USED
AR0600:IE2 | SC | IEG01407 | GRN | 12 | 4.A1 | IEG0140:7 | GEN CMPNT | 4.B6 | USED
AP0603:L2 | WC0603 | AP0603L2 | ENET | CABLE | 2.B4 | AU0290:L1 | MCC PNL,SMT130 | 2.B4 | USED
UV0600:(-) | SC | 0V | WHT | 14 | 4.B2 | XT0104:3 | POWERDIST, PANEL | 19.B4 | USED
UV0600:(+) | SC | FU0010 | WHT | 16 | 4.B2 | FU0010:LD | POWERDIST, PANEL | 4.B1 | USED
AP0607:L2 | WC7028 | BA0701ENET | ENET | CABLE | 4.A5 | BA0701:ENET | POWERDIST, PANEL | 5.B3 | USED
AP0607:L1 | WC7071 | AP0607L1 | ENET | CABLE | 4.A5 | BA0700:2 | POWERDIST, PANEL | 5.A4 | USED
SolarTools ver. 24.0.84.24712 (Jul 31, 2025)
Report date: 2/13/2026 2:19 PM

## PNL A,SMT130 (hidden)
PNL A,SMT130
Project # | 4L341
Project Name | SMT130 Stock Units October 2024
Revision | 0.5
Controls DE
Phone:
Controls ME
Phone:
From | [5 empty] | To
Device ID | Cable (W) Conductor (SC) Jumper Clip (JC) | Wire No. | Wire ID | Gauge/Size | Page/Zone | Device ID | Location | Page/Zone
XT0080:1 | JC | 0V | CLIP | --- | 22.A6 | XT0080:2 | PNL A,SMT130 | 23.A6 | USED
XT0080:2 | JC | 0V | CLIP | --- | 23.A6 | XT0080:3 | PNL A,SMT130 | 28.A6 | USED
XT0080:3 | JC | 0V | CLIP | --- | 28.A6 | XT0080:4 | PNL A,SMT130 | 29.A6 | USED
XT0081:2 | JC | FU0139 | CLIP | --- | 23.A2 | XT0081:3 | PNL A,SMT130 | 28.A2 | USED
XT0081:3 | JC | FU0139 | CLIP | --- | 28.A2 | XT0081:4 | PNL A,SMT130 | 29.A3 | USED
XT0081:4 | JC | FU0139 | CLIP | --- | 29.A3 | XT0081:5 | PNL A,SMT130 | 29.A3 | USED
XT0081:5 | JC | FU0139 | CLIP | --- | 29.A3 | XT0081:6 | PNL A,SMT130 | 29.A3 | USED
XT0082:1 | JC | 0V | CLIP | --- | 25.A1 | XT0082:2 | PNL A,SMT130 | 25.B1 | USED
XT0082:2 | JC | 0V | CLIP | --- | 25.B1 | XT0082:3 | PNL A,SMT130 | 25.B1 | USED
XT0089:1 | JC | KA0131A1 | CLIP | --- | 24.D4 | XT0089:2 | PNL A,SMT130 | 24.D4 | USED
XT0090:1 | JC | 0V | CLIP | --- | 25.D1 | XT0090:2 | PNL A,SMT130 | 25.D1 | USED
XT0134:1 | JC | 0V | CLIP | --- | 26.A4 | XT0134:2 | PNL A,SMT130 | 26.A4 | USED
XT0134:2 | JC | 0V | CLIP | --- | 26.A4 | XT0134:3 | PNL A,SMT130 | 26.A4 | USED
XT0134:3 | JC | 0V | CLIP | --- | 26.A4 | XT0134:4 | PNL A,SMT130 | 26.B4 | USED
XT0135:1 | JC | 0V | CLIP | --- | 21.A1 | XT0135:2 | PNL A,SMT130 | 21.A1 | USED
XT0135:2 | JC | 0V | CLIP | --- | 21.A1 | XT0135:3 | PNL A,SMT130 | 21.B1 | USED
XT0138:1 | JC | FU0136 | CLIP | --- | 26.A4 | XT0138:2 | PNL A,SMT130 | 26.A4 | USED
XT0138:2 | JC | FU0136 | CLIP | --- | 26.A4 | XT0138:3 | PNL A,SMT130 | 26.A4 | USED
XT0138:3 | JC | FU0136 | CLIP | --- | 26.A4 | XT0138:4 | PNL A,SMT130 | 26.A4 | USED
AF0081:COM | SC | 0V | WHT | 16 | 25.B2 | XT0082:3 | PNL A,SMT130 | 25.B1 | USED
AF0081:J | SC | * |  |  | 25.B2 | AF0082:P | PNL A,SMT130 | 25.B3 | USED
AF0081:V+ | SC | FU0082 | WHT | 16 | 25.B2 | FU0082:LD | PNL A,SMT130 | 25.B1 | USED
AF0082:COM | SC | AF0082N | WHT | 16 | 25.B3 | AF0083:COM | PNL A,SMT130 | 25.B3 | USED
AF0082:COM | SC | AU0080N | WHT | 16 | 25.B3 | AU0080:COM | PNL A,SMT130 | 25.A2 | USED
AF0082:J | SC | * |  |  | 25.B3 | AF0083:P | PNL A,SMT130 | 25.B3 | USED
AF0082:V+ | SC | AF0082P | WHT | 16 | 25.B3 | AF0083:V+ | PNL A,SMT130 | 25.B3 | USED
AF0082:V+ | SC | AU0080P | WHT | 16 | 25.B3 | AU0080:V+ | PNL A,SMT130 | 25.A2 | USED
AF0083:COM | SC | AF0083N | WHT | 16 | 25.B3 | AF0084:COM | PNL A,SMT130 | 25.B4 | USED
AF0083:J | SC | * |  |  | 25.B3 | AF0084:P | PNL A,SMT130 | 25.B4 | USED
AF0083:SH | SC | AF0083G | GRN | 14 | 25.B3 | AF0084:SH | PNL A,SMT130 | 25.B4 | USED
AF0083:SH | SC | AU0080G | GRN | 14 | 25.B3 | AU0080:GND | PNL A,SMT130 | 25.A2 | USED
AF0083:V+ | SC | AF0083P | WHT | 16 | 25.B3 | AF0084:V+ | PNL A,SMT130 | 25.B4 | USED
AF0084:COM | SC | AF0084N | WHT | 16 | 25.B4 | AF0085:COM | PNL A,SMT130 | 25.B5 | USED
AF0084:J | SC | * |  |  | 25.B4 | AF0085:P | PNL A,SMT130 | 25.B5 | USED
AF0084:SH | SC | AF0084G | GRN | 14 | 25.B4 | AF0085:SH | PNL A,SMT130 | 25.B5 | USED
AF0084:V+ | SC | AF0084P | WHT | 16 | 25.B4 | AF0085:V+ | PNL A,SMT130 | 25.B5 | USED
AF0085:COM | SC | AF0085N | WHT | 16 | 25.B5 | AF0086:COM | PNL A,SMT130 | 25.B5 | USED
AF0085:J | SC | * |  |  | 25.B5 | AF0086:P | PNL A,SMT130 | 25.B5 | USED
AF0085:SH | SC | AF0085G | GRN | 14 | 25.B5 | AF0086:SH | PNL A,SMT130 | 25.B5 | USED
AF0085:V+ | SC | AF0085P | WHT | 16 | 25.B5 | AF0086:V+ | PNL A,SMT130 | 25.B5 | USED
KA0141:14 | SC | KA014114 | WHT | 20 | 24.A6 | AF0091:03 | PNL A,SMT130 | 24.A5 | USED
KA0136:24 | SC | KA013624 | WHT | 20 | 22.D3 | AF0091:04 | PNL A,SMT130 | 22.D3 | USED
KA0134:A1 | SC | KA0134A1 | WHT | 20 | 22.D5 | AF0091:07 | PNL A,SMT130 | 22.D6 | USED
AF0091:15 | SC | SB6200C | WHT | 20 | 53.B6 | XT0139:8 | PNL A,SMT130 | 53.B5 | USED
KA0141:11 | SC | KA014111 | WHT | 20 | 24.A6 | AF0091:35 | PNL A,SMT130 | 24.A5 | USED
KA0136:21 | SC | KA013621 | WHT | 20 | 22.D3 | AF0091:36 | PNL A,SMT130 | 22.D3 | USED
AF0091:47 | SC | SB6200NO | WHT | 20 | 53.B6 | XT0139:7 | PNL A,SMT130 | 53.B5 | USED
AF0091:COM | SC | AF0091N | WHT | 16 | 25.D2 | AF0093:COM | PNL A,SMT130 | 25.C3 | USED
AF0091:COM | SC | AU0090N | WHT | 16 | 25.D2 | AU0090:COM | PNL A,SMT130 | 25.C2 | USED
AF0091:J | SC | * |  |  | 25.D2 | AF0092:P | PNL A,SMT130 | 25.D3 | USED
AF0091:V+ | SC | AF0091P | WHT | 16 | 25.D2 | AF0093:V+ | PNL A,SMT130 | 25.C3 | USED
AF0091:V+ | SC | AU0090P | WHT | 16 | 25.D2 | AU0090:V+ | PNL A,SMT130 | 25.C2 | USED
KA0133:A1 | SC | KA0133A1 | WHT | 20 | 22.B4 | AF0092:02 | PNL A,SMT130 | 22.B6 | USED
AF0092:04 | SC | 009204 | WHT | 20 | 152.B7 | XT0137:2 | PNL A,SMT130 | 152.B6 | USED
KA0131:14 | SC | KA013114 | WHT | 20 | 23.B3 | AF0092:06 | PNL A,SMT130 | 23.B4 | USED
AF0092:07 | SC | 009207 | WHT | 20 | 21.D7 | PC0470:INP_A | PNL A,SMT130 | 21.D5 | USED
KA0875:A1 | SC | 009208 | WHT | 20 | 34.A6 | AF0092:08 | PNL A,SMT130 | 34.A6 | USED
AF0092:13 | SC | 009213 | WHT | 20 | 153.A7 | XT0137:4 | PNL A,SMT130 | 153.A6 | USED
AF0092:15 | SC | HL62002 | WHT | 20 | 53.B6 | XT0139:5 | PNL A,SMT130 | 53.B5 | USED
KA6211:A2 | SC | 009220 | WHT | 20 | 152.B7 | AF0092:20 | PNL A,SMT130 | 152.B6 | USED
AF0092:23 | SC | 009223 | WHT | 20 | 21.D7 | PC0470:-PWR | PNL A,SMT130 | 21.D5 | USED
AF0092:24 | SC | KA0875A2 | WHT | 20 | 34.A6 | XT0136:2 | PNL A,SMT130 | 34.A5 | USED
KA6212:A2 | SC | 009229 | WHT | 20 | 153.A7 | AF0092:29 | PNL A,SMT130 | 153.A6 | USED
AF0092:31 | SC | HL62001 | WHT | 20 | 53.B6 | XT0139:6 | PNL A,SMT130 | 53.B5 | USED
KA0176:14 | SC | 009236 | WHT | 20 | 152.B7 | AF0092:36 | PNL A,SMT130 | 152.B6 | USED
AF0092:39 | SC | 009239 | WHT | 20 | 21.D7 | PC0470:+PWR | PNL A,SMT130 | 21.D5 | USED
KA0177:14 | SC | 009245 | WHT | 20 | 153.A7 | AF0092:45 | PNL A,SMT130 | 153.A6 | USED
AF0092:COM | SC | 0V | WHT | 16 | 25.D3 | XT0090:2 | PNL A,SMT130 | 25.D1 | USED
AF0092:J | SC | * |  |  | 25.D3 | AF0093:P | PNL A,SMT130 | 25.C3 | USED
AF0092:V+ | SC | FU0091 | WHT | 16 | 25.D3 | FU0091:LD | PNL A,SMT130 | 25.D1 | USED
AF0093:00 | SC | UA1200J21 | WHT | 20 | 33.D7 | XT0233:1 | PNL A,SMT130 | 33.D4 | USED
KA0243:14 | SC | KA024314 | WHT | 20 | 28.C6 | AF0093:02 | PNL A,SMT130 | 28.C5 | USED
KA0245:14 | SC | KA024514 | WHT | 20 | 28.D6 | AF0093:03 | PNL A,SMT130 | 28.D5 | USED
KA0260:14 | SC | KA026014 | WHT | 20 | 28.D6 | AF0093:05 | PNL A,SMT130 | 28.D5 | USED
KA0130:14 | SC | 009306 | WHT | 20 | 33.C7 | AF0093:06 | PNL A,SMT130 | 33.D6 | USED
KA0239:14 | SC | KA023914 | WHT | 20 | 29.B6 | AF0093:07 | PNL A,SMT130 | 29.B5 | USED
AF0093:10 | SC | SB047312 | WHT | 20 | 53.A6 | XT0139:2 | PNL A,SMT130 | 53.A5 | USED
AF0093:11 | SC | SB751212 | WHT | 16 | 143.A7 | XT0139:10 | PNL A,SMT130 | 143.A5 | USED
KT0146:18 | SC | KT014618 | WHT | 20 | 24.B6 | AF0093:12 | PNL A,SMT130 | 24.B2 | USED
KA0131:A2 | SC | KA0131A2 | WHT | 20 | 24.B6 | AF0093:28 | PNL A,SMT130 | 24.C5 | USED
KA0243:11 | SC | KA024311 | WHT | 20 | 28.C6 | AF0093:34 | PNL A,SMT130 | 28.C5 | USED
KA0245:11 | SC | KA024511 | WHT | 20 | 28.D6 | AF0093:35 | PNL A,SMT130 | 28.D5 | USED
KA0260:11 | SC | KA026011 | WHT | 20 | 28.D6 | AF0093:37 | PNL A,SMT130 | 28.D5 | USED
KA0130:A1 | SC | 009338 | WHT | 20 | 33.C7 | AF0093:38 | PNL A,SMT130 | 33.C5 | USED
KA0239:11 | SC | KA023911 | WHT | 20 | 29.B6 | AF0093:39 | PNL A,SMT130 | 29.B5 | USED
AF0093:42 | SC | SB047311 | WHT | 20 | 53.A6 | XT0139:1 | PNL A,SMT130 | 53.A5 | USED
AF0093:43 | SC | SB751211 | WHT | 16 | 143.A7 | XT0139:9 | PNL A,SMT130 | 143.A5 | USED
KA0141:24 | SC | KA014124 | WHT | 20 | 24.B6 | AF0093:44 | PNL A,SMT130 | 24.B5 | USED
AU0080:COM | SC | 0V | WHT | 16 | 25.A2 | XT0082:2 | PNL A,SMT130 | 25.B1 | USED
AU0080:V+ | SC | FU0081 | WHT | 16 | 25.A2 | FU0081:LD | PNL A,SMT130 | 25.B1 | USED
AU0090:COM | SC | 0V | WHT | 16 | 25.C2 | XT0090:1 | PNL A,SMT130 | 25.D1 | USED
AU0090:V+ | SC | FU0090 | WHT | 16 | 25.C2 | FU0090:LD | PNL A,SMT130 | 25.D1 | USED
FU0080:LI | SC | FU0137 | WHT | 14 | 21.A1 | FU0137:LD | PNL A,SMT130 | 21.A2 | USED
FU0080:LI | SC | FU0137 | WHT | 14 | 21.A1 | FU0139:LI | PNL A,SMT130 | 21.A1 | USED
FU0081:LI | SC | FU0080 | WHT | 14 | 25.B1 | FU0080:LD | PNL A,SMT130 | 21.A1 | USED
FU0081:LI | SC | FU0080 | WHT | 14 | 25.B1 | FU0082:LI | PNL A,SMT130 | 25.B1 | USED
FU0082:LI | SC | FU0080 | WHT | 14 | 25.B1 | FU0090:LI | PNL A,SMT130 | 25.D1 | USED
FU0090:LI | SC | FU0080 | WHT | 14 | 25.D1 | FU0091:LI | PNL A,SMT130 | 25.D1 | USED
FU0137:LI | SC | FU0136 | WHT | 14 | 21.A2 | XT0138:2 | PNL A,SMT130 | 26.A4 | USED
FU0139:LD | SC | FU0139 | WHT | 16 | 21.A1 | XT0081:1 | PNL A,SMT130 | 22.A2 | USED
FU0139:LI | SC | FU0137 | WHT | 14 | 21.A1 | FU0140:LI | PNL A,SMT130 | 21.A1 | USED
KA0138:14 | SC | FU0140 | WHT | 16 | 21.A1 | FU0140:LD | PNL A,SMT130 | 94.C6 | USED
FU0140:LI | SC | FU0137 | WHT | 14 | 21.A1 | FU2100:LI | PNL A,SMT130 | 21.B1 | USED
GR0131: | SC | GR0131 | GRN/YEL | 14 | 31.A4 | FRAME | PNL A,SMT130 | 31.A4 | USED
GR0132: | SC | GR0132 | GRN/YEL | 14 | 31.A4 | FRAME | PNL A,SMT130 | 31.A4 | USED
KA0130:A1 | SC | 009338 | WHT | 20 | 33.C5 | KA0130:11 | PNL A,SMT130 | 33.D6 | USED
KA0131:11 | SC | KA0135A1 | WHT | 20 | 23.B4 | KA0135:A1 | PNL A,SMT130 | 23.B6 | USED
KA0131:12 | SC | KA013112 | WHT | 20 | 23.B4 | KA0137:24 | PNL A,SMT130 | 23.B1 | USED
KA0131:A1 | SC | KA0131A1 | WHT | 20 | 24.C5 | KA0132:A1 | PNL A,SMT130 | 24.C5 | USED
KA0131:A1 | SC | KA0131A1 | WHT | 20 | 24.C5 | KA0242:14 | PNL A,SMT130 | 24.C3 | USED
KA0131:A2 | SC | KA0131A2 | WHT | 20 | 24.C5 | KA0132:A2 | PNL A,SMT130 | 24.C5 | USED
KA0132:11 | SC | FU0139 | WHT | 20 | 22.A1 | KA0133:11 | PNL A,SMT130 | 22.B1 | USED
KA0132:11 | SC | FU0139 | WHT | 20 | 22.A1 | XT0081:1 | PNL A,SMT130 | 22.A2 | USED
KT0142:A1 | SC | KT014315 | WHT | 20 | 22.A1 | KA0132:12 | PNL A,SMT130 | 22.A6 | USED
KA0132:12 | SC | KT014315 | WHT | 20 | 22.A1 | KA0133:12 | PNL A,SMT130 | 22.B1 | USED
KA0132:21 | SC | KA0138A1 | WHT | 20 | 22.C3 | KA0138:A1 | PNL A,SMT130 | 22.C6 | USED
KT0141:18 | SC | KA013222 | WHT | 20 | 22.C3 | KA0132:22 | PNL A,SMT130 | 22.C2 | USED
KA0132:24 | SC | KA013224 | WHT | 20 | 22.C3 | KA0134:14 | PNL A,SMT130 | 22.C1 | USED
KA0132:A1 | SC | KA0131A1 | WHT | 20 | 24.C5 | KA0141:A1 | PNL A,SMT130 | 24.C5 | USED
KA0132:A2 | SC | KA0131A2 | WHT | 20 | 24.C5 | KA0141:A2 | PNL A,SMT130 | 24.C5 | USED
KT0144:A1 | SC | FU0139 | WHT | 20 | 22.B1 | KA0133:11 | PNL A,SMT130 | 22.B6 | USED
KA0133:A2 | SC | 0V | WHT | 20 | 22.B6 | KA0136:A2 | PNL A,SMT130 | 22.C6 | USED
KT0144:A2 | SC | 0V | WHT | 20 | 22.B6 | KA0133:A2 | PNL A,SMT130 | 22.B6 | USED
KT0144:15 | SC | FU0139 | WHT | 20 | 22.C1 | KA0134:11 | PNL A,SMT130 | 22.C1 | USED
KA0134:11 | SC | FU0139 | WHT | 20 | 22.C1 | KA0136:11 | PNL A,SMT130 | 22.B1 | USED
KA0134:A1 | SC | KA0134A1 | WHT | 20 | 22.D6 | AF0081:08 | PNL A,SMT130 | 22.D4 | USED
KT0143:A2 | SC | 0V | WHT | 20 | 22.D6 | KA0134:A2 | PNL A,SMT130 | 22.D6 | USED
KA0135:11 | SC | KM3150EN | RED | 16 | 93.B7 | XT1135:2 | PNL A,SMT130 | 93.B7 | USED
KA0135:12 | SC | KM3150EP | RED | 16 | 93.B7 | XT1135:1 | PNL A,SMT130 | 93.B7 | USED
KA0135:21 | SC | KA013521 | WHT | 20 | 28.A4 | KA0249:11 | PNL A,SMT130 | 28.A4 | USED
KA0135:21 | SC | KA013521 | WHT | 20 | 28.A4 | KA0232:22 | PNL A,SMT130 | 28.A3 | USED
KA0135:22 | SC | KA0176A1 | WHT | 20 | 28.A4 | KA0176:A1 | PNL A,SMT130 | 28.A6 | USED
KA0135:22 | SC | KA0176A1 | WHT | 20 | 28.A4 | KA0249:12 | PNL A,SMT130 | 28.A4 | USED
KA0135:A2 | SC | 0V | WHT | 20 | 23.B6 | KA0137:A2 | PNL A,SMT130 | 23.A6 | USED
KT0144:A1 | SC | FU0139 | WHT | 20 | 22.B1 | KA0136:11 | PNL A,SMT130 | 22.B6 | USED
KA0136:14 | SC | KA013821 | WHT | 20 | 22.B1 | KA0138:21 | PNL A,SMT130 | 22.B2 | USED
KA0136:A1 | SC | PS32002 | WHT | 20 | 22.C6 | XT0136:5 | PNL A,SMT130 | 91.D5 | USED
KA0136:A2 | SC | 0V | WHT | 20 | 22.C6 | KA0138:A2 | PNL A,SMT130 | 22.C6 | USED
KT0140:15 | SC | FU0139 | WHT | 20 | 22.C1 | KA0137:11 | PNL A,SMT130 | 22.C1 | USED
KT0144:15 | SC | FU0139 | WHT | 20 | 22.C1 | KA0137:11 | PNL A,SMT130 | 22.C1 | USED
KT0141:18 | SC | KA013222 | WHT | 20 | 22.C1 | KA0137:14 | PNL A,SMT130 | 22.C2 | USED
KT0144:18 | SC | KA013222 | WHT | 20 | 22.C1 | KA0137:14 | PNL A,SMT130 | 22.C1 | USED
KA0137:24 | SC | KA013112 | WHT | 20 | 23.B1 | AF0091:05 | PNL A,SMT130 | 23.B2 | USED
KT0145:18 | SC | KA0137A1 | WHT | 20 | 23.A6 | KA0137:A1 | PNL A,SMT130 | 23.A1 | USED
KT0145:A2 | SC | 0V | WHT | 20 | 23.A6 | KA0137:A2 | PNL A,SMT130 | 23.A6 | USED
KA0138:11 | SC | KM31701 | WHT | 20 | 94.C6 | XT0136:9 | PNL A,SMT130 | 94.C6 | USED
KT0144:B1 | SC | KT0144B1 | WHT | 20 | 22.B2 | KA0138:24 | PNL A,SMT130 | 22.B6 | USED
KT0143:A2 | SC | 0V | WHT | 20 | 22.C6 | KA0138:A2 | PNL A,SMT130 | 22.D6 | USED
KA0141:21 | SC | KT0146A1 | WHT | 20 | 24.B5 | KA0241:21 | PNL A,SMT130 | 24.A5 | USED
KT0146:A1 | SC | KT0146A1 | WHT | 20 | 24.B5 | KA0141:21 | PNL A,SMT130 | 24.B4 | USED
KA0141:24 | SC | KA014124 | WHT | 20 | 24.B5 | KA0241:24 | PNL A,SMT130 | 24.A5 | USED
KA0141:A1 | SC | KA0131A1 | WHT | 20 | 24.C5 | KA0230:A1 | PNL A,SMT130 | 24.C5 | USED
KA0141:A2 | SC | KA0131A2 | WHT | 20 | 24.C5 | KA0230:A2 | PNL A,SMT130 | 24.C5 | USED
KA0176:11 | SC | KA024611 | WHT | 20 | 152.B6 | XT0137:1 | PNL A,SMT130 | 152.B5 | USED
KA0176:A1 | SC | KA0176A1 | WHT | 20 | 28.A6 | KA0177:A1 | PNL A,SMT130 | 28.A6 | USED
KA0176:A2 | SC | 0V | WHT | 20 | 28.A6 | KA0177:A2 | PNL A,SMT130 | 28.A6 | USED
KA0176:A2 | SC | 0V | WHT | 20 | 28.A6 | XT0080:3 | PNL A,SMT130 | 28.A6 | USED
KA0177:11 | SC | KA024711 | WHT | 20 | 153.A6 | XT0137:3 | PNL A,SMT130 | 153.A5 | USED
KA0177:A2 | SC | 0V | WHT | 20 | 28.A6 | KA0243:A2 | PNL A,SMT130 | 28.A6 | USED
KA0178:11 | SC | KA087511 | WHT | 20 | 34.A5 | KA0875:11 | PNL A,SMT130 | 34.A6 | USED
KA0178:14 | SC | KA017814 | WHT | 20 | 34.A5 | KA0232:11 | PNL A,SMT130 | 34.A6 | USED
KA0178:A1 | SC | KA0178A1 | WHT | 20 | 34.D3 | XT0136:11 | PNL A,SMT130 | 34.D3 | USED
KA0178:A2 | SC | AT017824 | WHT | 20 | 34.D3 | XT0136:12 | PNL A,SMT130 | 34.D3 | USED
KA0230:A1 | SC | KA0131A1 | WHT | 20 | 24.C5 | KA0231:A1 | PNL A,SMT130 | 24.C5 | USED
KA0230:A2 | SC | KA0131A2 | WHT | 20 | 24.C5 | KA0231:A2 | PNL A,SMT130 | 24.C5 | USED
KA0231:24 | SC | KA023124 | WHT | 20 | 29.C2 | KA0245:21 | PNL A,SMT130 | 29.C3 | USED
KA0231:A1 | SC | KA0131A1 | WHT | 20 | 24.C5 | KA0232:A1 | PNL A,SMT130 | 24.D5 | USED
KA0231:A2 | SC | KA0131A2 | WHT | 20 | 24.C5 | KA0232:A2 | PNL A,SMT130 | 24.D5 | USED
KA0232:21 | SC | FU0139 | WHT | 20 | 28.A3 | XT0081:3 | PNL A,SMT130 | 28.A2 | USED
KA0235:A1 | SC | ESTOP | WHT | 20 | 29.C6 | XT0139:12 | PNL A,SMT130 | 143.A5 | USED
KA0235:A1 | SC | ESTOP | WHT | 20 | 29.C6 | KA0236:A1 | PNL A,SMT130 | 29.C6 | USED
KA0235:A2 | SC | 0V | WHT | 20 | 29.C6 | KA0236:A2 | PNL A,SMT130 | 29.C6 | USED
KA0235:A2 | SC | 0V | WHT | 20 | 29.C6 | KA0242:A2 | PNL A,SMT130 | 29.B6 | USED
KA0236:11 | SC | PS32004 | WHT | 20 | 91.D6 | XT0136:6 | PNL A,SMT130 | 91.D5 | USED
KA0236:14 | SC | UF1300P | WHT | 20 | 91.D6 | XT0136:7 | PNL A,SMT130 | 91.D6 | USED
KA0236:24 | SC | KA024114 | WHT | 20 | 29.C2 | KA0241:14 | PNL A,SMT130 | 29.C2 | USED
KA0236:A1 | SC | ESTOP | WHT | 20 | 29.C6 | KA0237:A1 | PNL A,SMT130 | 29.C6 | USED
KA0236:A2 | SC | 0V | WHT | 20 | 29.C6 | KA0237:A2 | PNL A,SMT130 | 29.C6 | USED
KA0237:21 | SC | KA023721 | WHT | 20 | 33.C4 | KA0242:24 | PNL A,SMT130 | 33.C3 | USED
KA0237:22 | SC | FU0212 | WHT | 20 | 33.C4 | XT0233:2 | PNL A,SMT130 | 33.D4 | USED
KA0237:A1 | SC | ESTOP | WHT | 20 | 29.C6 | KA0239:A1 | PNL A,SMT130 | 29.C6 | USED
KA0237:A2 | SC | 0V | WHT | 20 | 29.C6 | KA0239:A2 | PNL A,SMT130 | 29.C6 | USED
KA0241:11 | SC | UA1200J21 | WHT | 20 | 29.C2 | KA0236:21 | PNL A,SMT130 | 29.C2 | USED
KA0241:11 | SC | UA1200J21 | WHT | 20 | 29.C2 | XT0233:1 | PNL A,SMT130 | 33.D4 | USED
KA0241:14 | SC | KA024114 | WHT | 20 | 29.C2 | KA0231:21 | PNL A,SMT130 | 29.C2 | USED
KA0241:A1 | SC | KA0241A1 | WHT | 20 | 29.A6 | KA0242:A1 | PNL A,SMT130 | 29.B6 | USED
KA0241:A1 | SC | KA0241A1 | WHT | 20 | 29.A6 | XT0081:7 | PNL A,SMT130 | 29.A3 | USED
KA0241:A2 | SC | 0V | WHT | 20 | 29.A6 | KA0242:A2 | PNL A,SMT130 | 29.B6 | USED
KA0241:A2 | SC | 0V | WHT | 20 | 29.A6 | XT0080:4 | PNL A,SMT130 | 29.A6 | USED
KA0242:11 | SC | KT014618 | WHT | 20 | 24.C3 | KA0231:11 | PNL A,SMT130 | 24.C3 | USED
KT0146:18 | SC | KT014618 | WHT | 20 | 24.C3 | KA0242:11 | PNL A,SMT130 | 24.B2 | USED
KA0242:14 | SC | KA0131A1 | WHT | 20 | 24.C3 | KA0231:14 | PNL A,SMT130 | 24.C3 | USED
KA0242:21 | SC | KA024221 | WHT | 20 | 33.C3 | XT0237:1 T2 | PNL A,SMT130 | 33.C3 | USED
KA0243:21 | SC | KA024524 | WHT | 20 | 29.C4 | KA0245:24 | PNL A,SMT130 | 29.C3 | USED
KA0243:24 | SC | ESTOPF | WHT | 20 | 29.C4 | XT0139:3 | PNL A,SMT130 | 53.A5 | USED
KA0243:A1 | SC | KA0243A1 | WHT | 20 | 28.A6 | KA0244:A1 | PNL A,SMT130 | 28.B6 | USED
KA0243:A1 | SC | KA0243A1 | WHT | 20 | 28.A6 | XT0089:3 | PNL A,SMT130 | 28.A5 | USED
KA0243:A2 | SC | 0V | WHT | 20 | 28.A6 | KA0244:A2 | PNL A,SMT130 | 28.B6 | USED
KA0244:11 | SC | FU0139 | WHT | 20 | 23.A1 | XT0081:2 | PNL A,SMT130 | 23.A2 | USED
KT0142:15 | SC | FU0139 | WHT | 20 | 23.A1 | KA0244:11 | PNL A,SMT130 | 23.A1 | USED
KT0145:A1 | SC | KT0145A1 | WHT | 20 | 23.A1 | KA0244:12 | PNL A,SMT130 | 23.A6 | USED
KA0244:A1 | SC | KA0243A1 | WHT | 20 | 28.B6 | KA0246:A1 | PNL A,SMT130 | 28.B6 | USED
KA0244:A2 | SC | 0V | WHT | 20 | 28.B6 | KA0246:A2 | PNL A,SMT130 | 28.B6 | USED
KA0245:A1 | SC | KA0245A1 | WHT | 20 | 28.C6 | KA0249:A1 | PNL A,SMT130 | 28.B6 | USED
KA0245:A1 | SC | KA0245A1 | WHT | 20 | 28.C6 | XT0089:4 | PNL A,SMT130 | 28.C5 | USED
KA0245:A2 | SC | 0V | WHT | 20 | 28.C6 | KA0260:A2 | PNL A,SMT130 | 28.C6 | USED
KA0245:A2 | SC | 0V | WHT | 20 | 28.C6 | KA0249:A2 | PNL A,SMT130 | 28.B6 | USED
KA0246:11 | SC | KA024611 | WHT | 20 | 152.B5 | XT0137:1 | PNL A,SMT130 | 152.B5 | USED
KA0246:14 | SC | KA6211A1 | WHT | 20 | 152.B5 | KA6211:A1 | PNL A,SMT130 | 152.B6 | USED
KA0246:A1 | SC | KA0243A1 | WHT | 20 | 28.B6 | KA0247:A1 | PNL A,SMT130 | 28.B6 | USED
KA0246:A2 | SC | 0V | WHT | 20 | 28.B6 | KA0247:A2 | PNL A,SMT130 | 28.B6 | USED
KA0247:11 | SC | KA024711 | WHT | 20 | 153.A5 | XT0137:3 | PNL A,SMT130 | 153.A5 | USED
KA0247:14 | SC | KA6212A1 | WHT | 20 | 153.A5 | KA6212:A1 | PNL A,SMT130 | 153.A6 | USED
KA0247:A2 | SC | 0V | WHT | 20 | 28.B6 | KA0249:A2 | PNL A,SMT130 | 28.B6 | USED
KA0260:A1 | SC | KA0260A1 | WHT | 20 | 28.C6 | XT0089:5 | PNL A,SMT130 | 28.C5 | USED
KA0875:11 | SC | KA087511 | WHT | 20 | 34.A6 | XT0136:1 | PNL A,SMT130 | 34.A5 | USED
KA0875:14 | SC | FU0213 | WHT | 20 | 34.A6 | KA0232:12 | PNL A,SMT130 | 34.A6 | USED
KA0875:14 | SC | FU0213 | WHT | 20 | 34.A6 | XT0089:7 | PNL A,SMT130 | 34.A7 | USED
KA0875:A2 | SC | KA0875A2 | WHT | 20 | 34.A6 | XT0136:2 | PNL A,SMT130 | 34.A5 | USED
KA6211:11 | SC | KM6211EN | RED | 16 | 152.B6 | XT1135:4 | PNL A,SMT130 | 152.B6 | USED
KA6211:14 | SC | KM6211EP | RED | 16 | 152.B6 | XT1135:3 | PNL A,SMT130 | 152.A6 | USED
KA6212:11 | SC | KM6212EN | RED | 16 | 153.B6 | XT1135:6 | PNL A,SMT130 | 153.B5 | USED
KA6212:14 | SC | KM6212EP | RED | 16 | 153.B6 | XT1135:5 | PNL A,SMT130 | 153.A5 | USED
KT0140:16 | SC | KT014115 | WHT | 20 | 22.C1 | KT0141:15 | PNL A,SMT130 | 22.C2 | USED
KT0140:18 | SC | KT0143A1 | WHT | 20 | 22.D1 | KT0143:A1 | PNL A,SMT130 | 22.D6 | USED
KT0140:A1 | SC | KT0140A1 | WHT | 20 | 22.A6 | KT0143:16 | PNL A,SMT130 | 22.A5 | USED
KT0140:A2 | SC | 0V | WHT | 20 | 22.A6 | KT0141:A2 | PNL A,SMT130 | 22.A6 | USED
KT0140:A2 | SC | 0V | WHT | 20 | 22.A6 | XT0080:1 | PNL A,SMT130 | 22.A6 | USED
KT0141:A1 | SC | KT014315 | WHT | 20 | 22.A6 | KT0143:15 | PNL A,SMT130 | 22.A5 | USED
KT0141:A1 | SC | KT014315 | WHT | 20 | 22.A6 | KT0142:A1 | PNL A,SMT130 | 22.A6 | USED
KT0141:A2 | SC | 0V | WHT | 20 | 22.A6 | KT0142:A2 | PNL A,SMT130 | 22.A6 | USED
KT0142:15 | SC | FU0139 | WHT | 20 | 23.A1 | KT0145:15 | PNL A,SMT130 | 23.A1 | USED
KT0142:A2 | SC | 0V | WHT | 20 | 22.A6 | KT0144:A2 | PNL A,SMT130 | 22.B6 | USED
KA0137:21 | SC | FU0139 | WHT | 20 | 23.A1 | KT0145:15 | PNL A,SMT130 | 23.B1 | USED
KT0145:18 | SC | KA0137A1 | WHT | 20 | 23.A1 | KT0142:18 | PNL A,SMT130 | 23.A1 | USED
KT0145:A2 | SC | 0V | WHT | 20 | 23.A6 | XT0080:2 | PNL A,SMT130 | 23.A6 | USED
PC0470:INP_A | SC | 009207 | WHT | 20 | 21.D5 | PC0470:INP_B | PNL A,SMT130 | 21.D5 | USED
VD6211:--1N4007 | SC | KA024611 | LEAD | --- | 152.B5 | XT0137:1 | PNL A,SMT130 | 152.B5 | USED
VD6211:+-1N4007 | SC | 009204 | LEAD | --- | 152.B5 | XT0137:2 | PNL A,SMT130 | 152.B6 | USED
VD6212:--1N4007 | SC | KA024711 | LEAD | --- | 153.A5 | XT0137:3 | PNL A,SMT130 | 153.A5 | USED
VD6212:+-1N4007 | SC | 009213 | LEAD | --- | 153.A5 | XT0137:4 | PNL A,SMT130 | 153.A6 | USED
XT0080:1 | SC | 0V | WHT | 20 | 22.A6 | XT0135:2 | PNL A,SMT130 | 21.A1 | USED
XT0081:1 | SC | FU0139 | WHT | 20 | 22.A2 | XT0081:2 | PNL A,SMT130 | 23.A2 | USED
XT0081:4 | SC | FU0139 | WHT | 14 | 29.A3 | XT0136:4 | PNL A,SMT130 | 91.D5 | USED
XT0082:3 | SC | 0V | WHT | 16 | 25.B1 | XT0090:1 | PNL A,SMT130 | 25.D1 | USED
XT0135:1 | SC | 0V | WHT | 14 | 21.A1 | XT0134:2 | PNL A,SMT130 | 26.A4 | USED
XT0135:2 | SC | 0V | WHT | 14 | 21.A1 | XT0082:1 | PNL A,SMT130 | 25.A1 | USED
XT0135:3 | SC | 0V | WHT | 16 | 21.B1 | XT0136:10 | PNL A,SMT130 | 94.C6 | USED
AU0080:L1 | WC0009 | AU0090L2 | ENET | CABLE | 2.A3 | AU0090:L2 | PNL A,SMT130 | 2.A2 | USED
XT0136:1 | WC5072 | KA087511 | BLK | 16 | 34.A5 | HA0472:BLK-2 | CONTROL,JB70 | 34.A1 | USED
XT0136:2 | WC5072 | KA0875A2 | WHT | 16 | 34.A5 | HA0472:BLK-1 | CONTROL,JB70 | 34.A1 | USED
AF0081:04 | SC | 008104 | WHT | 20 | 72.B7 | KA0221:14 | PNL B,SMT130 | 72.B6 | USED
AF0081:20 | SC | SV21202 | WHT | 20 | 72.B7 | XT0240:1 | PNL B,SMT130 | 72.B5 | USED
AF0086:SH | SC | IEG02304 | GRN | 14 | 25.B5 | IEG0230:4 | PNL B,SMT130 | 25.B6 | USED
AF0093:22 | SC | UA1200J27 | WHT | 20 | 33.C7 | UA1200:J2-7 | PNL B,SMT130 | 33.B1 | USED
AU0090:GND | SC | IEG02305 | GRN | 14 | 25.C2 | IEG0230:5 | PNL B,SMT130 | 25.D2 | USED
GR0111: | SC | IEG02303 | GRN | 14 | 31.A4 | IEG0230:3 | PNL B,SMT130 | 31.A4 | USED
GR0134: | SC | IEG02307 | GRN | 14 | 31.A4 | IEG0230:7 | PNL B,SMT130 | 31.A4 | USED
KA0130:A2 | SC | UA1200J26 | WHT | 20 | 33.C5 | UA1200:J2-6 | PNL B,SMT130 | 33.B1 | USED
KA0232:A1 | SC | KA0131A1 | WHT | 20 | 24.D5 | KA0233:A1 | PNL B,SMT130 | 24.D5 | USED
KA0232:A2 | SC | KA0131A2 | WHT | 20 | 24.D5 | KA0233:A2 | PNL B,SMT130 | 24.D5 | USED
KA0239:A1 | SC | ESTOP | WHT | 20 | 29.C6 | KA0240:A1 | PNL B,SMT130 | 29.C6 | USED
KA0239:A2 | SC | 0V | WHT | 20 | 29.C6 | KA0240:A2 | PNL B,SMT130 | 29.C6 | USED
KA1020:14 | SC | FU0211 | WHT | 16 | 69.A5 | FU0211:LD | PNL B,SMT130 | 27.A1 | USED
KA1020:24 | SC | 0V | WHT | 16 | 69.A5 | XT0235:2 | PNL B,SMT130 | 27.A1 | USED
KA1020:A1 | SC | KA1020A1 | WHT | 20 | 27.C5 | AF0075:07 | PNL B,SMT130 | 27.C7 | USED
KA1020:A2 | SC | KA1020A2 | WHT | 20 | 27.C5 | AF0075:23 | PNL B,SMT130 | 27.C7 | USED
KT0146:15 | SC | KT014615 | WHT | 20 | 24.B2 | AF0075:08 | PNL B,SMT130 | 24.B2 | USED
KT0146:A2 | SC | KT0146A2 | WHT | 20 | 24.B4 | AF0075:25 | PNL B,SMT130 | 24.B6 | USED
KT0146:B1 | SC | KT0146B1 | WHT | 20 | 24.B4 | AF0075:09 | PNL B,SMT130 | 24.B6 | USED
XT0089:1 | SC | KA0131A1 | WHT | 20 | 24.D4 | KA0234:A1 | PNL B,SMT130 | 24.D5 | USED
XT0089:6 | SC | ESTOP | WHT | 20 | 29.D5 | KA0251:A1 | PNL B,SMT130 | 29.D6 | USED
XT0089:7 | SC | FU0213 | WHT | 16 | 34.A7 | FU0213:LD | PNL B,SMT130 | 27.B1 | USED
XT0134:1 | SC | 0V | WHT | 14 | 26.A4 | XT0235:1 | PNL B,SMT130 | 27.A1 | USED
XT0134:3 | SC | 0V | WHT | 14 | 26.A4 | XT0110:1 | PNL B,SMT130 | 32.A4 | USED
XT0138:1 | SC | FU0136 | WHT | 12 | 26.A4 | FU0210:LI | PNL B,SMT130 | 27.A2 | USED
XT0138:3 | SC | FU0136 | WHT | 14 | 26.A4 | FU0110:LI | PNL B,SMT130 | 32.A4 | USED
XT0233:1 | SC | UA1200J21 | WHT | 20 | 33.D4 | UA1200:J2-1 | PNL B,SMT130 | 33.B1 | USED
XT0233:2 | SC | FU0212 | WHT | 16 | 33.D4 | FU0212:LD | PNL B,SMT130 | 27.B1 | USED
XT0233:2 | SC | FU0212 | WHT | 20 | 33.D4 | UA1200:J1-10 | PNL B,SMT130 | 33.B1 | USED
XT0233:2 | SC | FU0212 | WHT | 20 | 33.D4 | UA1200:J2-2 | PNL B,SMT130 | 33.B1 | USED
XT0233:3 | SC | 0V | WHT | 20 | 33.D4 | XT0235:3 | PNL B,SMT130 | 27.B1 | USED
XT0233:3 | SC | 0V | WHT | 20 | 33.D4 | UA1200:J1-9 | PNL B,SMT130 | 33.B1 | USED
XT0237:1 B1 | SC | UA1200J15 | WHT | 20 | 33.C3 | UA1200:J1-5 | PNL B,SMT130 | 33.B1 | USED
XT0237:1 B2 | SC | 007511 | WHT | 20 | 33.C3 | AF0075:11 | PNL B,SMT130 | 33.C7 | USED
AU0080:L2 | WC0008 | AU0080L2 | ENET | CABLE | 2.A3 | AU0070:L1 | PNL B,SMT130 | 2.A4 | USED
SolarTools ver. 24.0.84.24712 (Jul 31, 2025)
Report date: 2/13/2026 2:19 PM

## PNL B,SMT130 (hidden)
PNL B,SMT130
Project # | 4L341
Project Name | SMT130 Stock Units October 2024
Revision | 0.5
Controls DE
Phone:
Controls ME
Phone:
From | [5 empty] | To
Device ID | Cable (W) Conductor (SC) Jumper Clip (JC) | Wire No. | Wire ID | Gauge/Size | Page/Zone | Device ID | Location | Page/Zone
XT0060:1 | JC | 0V | CLIP | --- | 30.A1 | XT0060:2 | PNL B,SMT130 | 30.B1 | USED
XT0060:2 | JC | 0V | CLIP | --- | 30.B1 | XT0060:3 | PNL B,SMT130 | 30.B1 | USED
XT0070:1 | JC | 0V | CLIP | --- | 30.D1 | XT0070:2 | PNL B,SMT130 | 30.D1 | USED
XT0235:1 | JC | 0V | CLIP | --- | 27.A1 | XT0235:2 | PNL B,SMT130 | 27.A1 | USED
XT0235:2 | JC | 0V | CLIP | --- | 27.A1 | XT0235:3 | PNL B,SMT130 | 27.B1 | USED
KA0233:14 | SC | 006102 | WHT | 20 | 65.B7 | AF0061:02 | PNL B,SMT130 | 65.B5 | USED
KA0234:14 | SC | 006114 | WHT | 20 | 63.B7 | AF0061:14 | PNL B,SMT130 | 63.B5 | USED
AF0061:COM | SC | 0V | WHT | 16 | 30.B2 | XT0060:2 | PNL B,SMT130 | 30.B1 | USED
AF0061:V+ | SC | FU0062 | WHT | 16 | 30.B2 | FU0062:LD | PNL B,SMT130 | 30.B1 | USED
AF0062:COM | SC | 0V | WHT | 16 | 30.B3 | XT0060:3 | PNL B,SMT130 | 30.B1 | USED
AF0062:V+ | SC | FU0063 | WHT | 16 | 30.B3 | FU0063:LD | PNL B,SMT130 | 30.B1 | USED
KA0222:14 | SC | 006306 | WHT | 20 | 72.C7 | AF0063:06 | PNL B,SMT130 | 72.C6 | USED
AF0063:22 | SC | SV21242 | WHT | 20 | 72.C7 | XT0240:2 | PNL B,SMT130 | 72.C5 | USED
AF0063:COM | SC | 0V | WHT | 16 | 30.B3 | XT0060:3 | PNL B,SMT130 | 30.B1 | USED
AF0063:V+ | SC | FU0064 | WHT | 16 | 30.B3 | FU0064:LD | PNL B,SMT130 | 30.B1 | USED
AF0064:COM | SC | AF0064N | WHT | 16 | 30.B4 | AF0065:COM | PNL B,SMT130 | 30.A5 | USED
AF0064:COM | SC | AU0060N | WHT | 16 | 30.B4 | AU0060:COM | PNL B,SMT130 | 30.A2 | USED
AF0064:V+ | SC | AF0064P | WHT | 16 | 30.B4 | AF0065:V+ | PNL B,SMT130 | 30.A5 | USED
AF0064:V+ | SC | AU0060P | WHT | 16 | 30.B4 | AU0060:V+ | PNL B,SMT130 | 30.A2 | USED
AF0065:COM | SC | AF0065N | WHT | 16 | 30.A5 | AF0066:COM | PNL B,SMT130 | 30.B5 | USED
AF0065:J | SC | * |  |  | 30.A5 | AF0066:P | PNL B,SMT130 | 30.B5 | USED
AF0065:SH | SC | AF0065G | GRN | 14 | 30.A5 | AF0066:SH | PNL B,SMT130 | 30.B5 | USED
AF0065:SH | SC | AU0060G | GRN | 14 | 30.A5 | AU0060:GND | PNL B,SMT130 | 30.A2 | USED
AF0065:V+ | SC | AF0065P | WHT | 16 | 30.A5 | AF0066:V+ | PNL B,SMT130 | 30.B5 | USED
AF0066:COM | SC | AF0066N | WHT | 16 | 30.B5 | AF0067:COM | PNL B,SMT130 | 30.A6 | USED
AF0066:SH | SC | AF0066G | GRN | 14 | 30.B5 | AF0067:SH | PNL B,SMT130 | 30.A6 | USED
AF0066:V+ | SC | AF0066P | WHT | 16 | 30.B5 | AF0067:V+ | PNL B,SMT130 | 30.A6 | USED
AF0067:COM | SC | AF0067N | WHT | 16 | 30.A6 | AF0068:COM | PNL B,SMT130 | 30.B6 | USED
AF0067:J | SC | * |  |  | 30.A6 | AF0068:P | PNL B,SMT130 | 30.B6 | USED
AF0067:SH | SC | AF0067G | GRN | 14 | 30.A6 | AF0068:SH | PNL B,SMT130 | 30.B6 | USED
AF0067:V+ | SC | AF0067P | WHT | 16 | 30.A6 | AF0068:V+ | PNL B,SMT130 | 30.B6 | USED
AF0068:SH | SC | IEG02302 | GRN | 14 | 30.B6 | IEG0230:2 | PNL B,SMT130 | 30.B6 | USED
AF0071:COM | SC | AF0071N | WHT | 16 | 30.D2 | AF0072:COM | PNL B,SMT130 | 30.D3 | USED
AF0071:COM | SC | AU0070N | WHT | 16 | 30.D2 | AU0070:COM | PNL B,SMT130 | 30.C2 | USED
AF0071:J | SC | * |  |  | 30.D2 | AF0072:P | PNL B,SMT130 | 30.D3 | USED
AF0071:SH | SC | AF0071G | GRN | 14 | 30.D2 | AF0072:SH | PNL B,SMT130 | 30.D3 | USED
AF0071:SH | SC | AU0070G | GRN | 14 | 30.D2 | AU0070:GND | PNL B,SMT130 | 30.C2 | USED
AF0071:V+ | SC | AF0071P | WHT | 16 | 30.D2 | AF0072:V+ | PNL B,SMT130 | 30.D3 | USED
AF0071:V+ | SC | AU0070P | WHT | 16 | 30.D2 | AU0070:V+ | PNL B,SMT130 | 30.C2 | USED
AF0072:COM | SC | AF0072N | WHT | 16 | 30.D3 | AF0073:COM | PNL B,SMT130 | 30.C3 | USED
AF0072:J | SC | * |  |  | 30.D3 | AF0073:P | PNL B,SMT130 | 30.C3 | USED
AF0072:SH | SC | AF0072G | GRN | 14 | 30.D3 | AF0073:SH | PNL B,SMT130 | 30.C3 | USED
AF0072:V+ | SC | AF0072P | WHT | 16 | 30.D3 | AF0073:V+ | PNL B,SMT130 | 30.C3 | USED
AF0073:COM | SC | AF0073N | WHT | 16 | 30.C3 | AF0074:COM | PNL B,SMT130 | 30.D4 | USED
AF0073:J | SC | * |  |  | 30.C3 | AF0074:P | PNL B,SMT130 | 30.D4 | USED
AF0073:SH | SC | AF0073G | GRN | 16 | 30.C3 | AF0074:SH | PNL B,SMT130 | 30.D4 | USED
AF0073:V+ | SC | AF0073P | WHT | 16 | 30.C3 | AF0074:V+ | PNL B,SMT130 | 30.D4 | USED
AF0074:SH | SC | IEG02301 | GRN | 14 | 30.D4 | IEG0230:1 | PNL B,SMT130 | 30.D5 | USED
KA0251:14 | SC | KA025114 | WHT | 20 | 76.B7 | AF0075:00 | PNL B,SMT130 | 76.B5 | USED
KA0251:24 | SC | KA025124 | WHT | 20 | 77.B7 | AF0075:01 | PNL B,SMT130 | 77.B5 | USED
KA0221:A1 | SC | KA0221A1 | WHT | 20 | 72.B7 | AF0075:03 | PNL B,SMT130 | 72.B6 | USED
KA0222:A1 | SC | KA0222A1 | WHT | 20 | 72.C7 | AF0075:04 | PNL B,SMT130 | 72.C6 | USED
AF0075:10 | SC | UA1200J14 | WHT | 20 | 33.C7 | UA1200:J1-4 | PNL B,SMT130 | 33.B1 | USED
KA0221:A2 | SC | KA0221A2 | WHT | 20 | 72.B7 | AF0075:19 | PNL B,SMT130 | 72.B6 | USED
KA0222:A2 | SC | KA0222A2 | WHT | 20 | 72.C7 | AF0075:20 | PNL B,SMT130 | 72.C6 | USED
AF0075:COM | SC | 0V | WHT | 16 | 30.C5 | XT0070:2 | PNL B,SMT130 | 30.D1 | USED
AF0075:V+ | SC | FU0071 | WHT | 16 | 30.C5 | FU0071:LD | PNL B,SMT130 | 30.D1 | USED
AF0400:12 | SC | XT04001 | GRN | 16 | 32.B6 | XT0400:1 | PNL B,SMT130 | 32.C5 | USED
AF0410:32 | SC | XT04001 | GRN | 16 | 32.B5 | XT0400:1 | PNL B,SMT130 | 32.C5 | USED
AF0410:53 | SC | 0V | WHT | 20 | 32.B5 | XT0110:1 | PNL B,SMT130 | 32.A4 | USED
AF0410:54 | SC | 0V | WHT | 16 | 32.B5 | AF0420:53 | PNL B,SMT130 | 32.B4 | USED
AF0410:55 | SC | FU0110 | WHT | 16 | 32.B5 | FU0110:LD | PNL B,SMT130 | 32.A4 | USED
AF0410:56 | SC | FU0110 | WHT | 16 | 32.B5 | AF0420:55 | PNL B,SMT130 | 32.B4 | USED
AF0420:32 | SC | XT04001 | GRN | 16 | 32.B4 | XT0400:1 | PNL B,SMT130 | 32.C5 | USED
AF0420:54 | SC | 0V | WHT | 16 | 32.B4 | AF0450:53 | PNL B,SMT130 | 32.B3 | USED
AF0420:56 | SC | FU0110 | WHT | 16 | 32.B4 | AF0450:55 | PNL B,SMT130 | 32.B3 | USED
AF0450:32 | SC | AF045032 | GRN | 16 | 32.B3 | XT0400:2 | PNL B,SMT130 | 32.C3 | USED
AU0060:COM | SC | 0V | WHT | 16 | 30.A2 | XT0060:2 | PNL B,SMT130 | 30.B1 | USED
AU0060:V+ | SC | FU0061 | WHT | 16 | 30.A2 | FU0061:LD | PNL B,SMT130 | 30.B1 | USED
AU0070:COM | SC | 0V | WHT | 16 | 30.C2 | XT0070:1 | PNL B,SMT130 | 30.D1 | USED
AU0070:V+ | SC | FU0070 | WHT | 16 | 30.C2 | FU0070:LD | PNL B,SMT130 | 30.D1 | USED
FU0060:LI | SC | FU0210 | WHT | 14 | 27.A1 | FU0210:LD | PNL B,SMT130 | 27.A2 | USED
FU0060:LI | SC | FU0210 | WHT | 14 | 27.A1 | FU0211:LI | PNL B,SMT130 | 27.A1 | USED
FU0061:LI | SC | FU0060 | WHT | 14 | 30.B1 | FU0060:LD | PNL B,SMT130 | 27.A1 | USED
FU0061:LI | SC | FU0060 | WHT | 14 | 30.B1 | FU0062:LI | PNL B,SMT130 | 30.B1 | USED
FU0062:LI | SC | FU0060 | WHT | 14 | 30.B1 | FU0063:LI | PNL B,SMT130 | 30.B1 | USED
FU0063:LI | SC | FU0060 | WHT | 14 | 30.B1 | FU0064:LI | PNL B,SMT130 | 30.B1 | USED
FU0064:LI | SC | FU0060 | WHT | 14 | 30.B1 | FU0070:LI | PNL B,SMT130 | 30.D1 | USED
FU0070:LI | SC | FU0060 | WHT | 14 | 30.D1 | FU0071:LI | PNL B,SMT130 | 30.D1 | USED
FU0211:LI | SC | FU0210 | WHT | 14 | 27.A1 | FU0212:LI | PNL B,SMT130 | 27.B1 | USED
FU0212:LI | SC | FU0210 | WHT | 14 | 27.B1 | FU0213:LI | PNL B,SMT130 | 27.B1 | USED
FU0213:LI | SC | FU0210 | WHT | 14 | 27.B1 | FU0214:LI | PNL B,SMT130 | 27.B1 | USED
FU0214:LD | SC | FU0214 | WHT | 16 | 27.B1 | XT0240:6 | PNL B,SMT130 | 135.A4 | USED
GR0233: | SC | GR0233 | GRN | 14 | 31.B4 | FRAME | PNL B,SMT130 | 31.B4 | USED
GR0244: | SC | IEG023011 | GRN | 14 | 31.A4 | IEG0230:11 | PNL B,SMT130 | 31.A4 | USED
GR0251: | SC | IEG02306 | GRN | 14 | 31.B4 | IEG0230:6 | PNL B,SMT130 | 31.B4 | USED
IEG0230:8 | SC | IEG02308 | GRN | 16 | 33.D2 | UA1200:J3-4 | PNL B,SMT130 | 33.B1 | USED
IEG0230:9 | SC | IEG02309 | GRN | 14 | 32.C6 | XT0400:3 | PNL B,SMT130 | 32.C6 | USED
KA0221:11 | SC | KA024014 | WHT | 20 | 72.B6 | KA0240:14 | PNL B,SMT130 | 72.B5 | USED
KA0222:11 | SC | KA024024 | WHT | 20 | 72.C6 | KA0240:24 | PNL B,SMT130 | 72.C5 | USED
KA0233:A1 | SC | KA0131A1 | WHT | 20 | 24.D5 | KA0234:A1 | PNL B,SMT130 | 24.D5 | USED
KA0233:A2 | SC | KA0131A2 | WHT | 20 | 24.D5 | KA0234:A2 | PNL B,SMT130 | 24.D5 | USED
KA0240:A1 | SC | ESTOP | WHT | 20 | 29.C6 | KA0251:A1 | PNL B,SMT130 | 29.D6 | USED
KA0240:A2 | SC | 0V | WHT | 20 | 29.C6 | KA0251:A2 | PNL B,SMT130 | 29.D6 | USED
UA1200:J1-8 | SC | UA1200J | WHT | 20 | 62.B6 | UA1200:J3-5 | PNL B,SMT130 | 62.B6 | USED
XT0060:1 | SC | 0V | WHT | 14 | 30.A1 | XT0235:2 | PNL B,SMT130 | 27.A1 | USED
XT0060:3 | SC | 0V | WHT | 14 | 30.B1 | XT0070:1 | PNL B,SMT130 | 30.D1 | USED
XT0235:3 | SC | 0V | WHT | 16 | 27.B1 | XT0240:7 | PNL B,SMT130 | 135.A4 | USED
XT0240:6 | SC | FU0214 | WHT | 16 | 135.A4 | XT0240:12 | PNL B,SMT130 | 135.D6 | USED
XT0240:7 | SC | 0V | WHT | 16 | 135.A4 | XT0240:13 | PNL B,SMT130 | 135.D6 | USED
XT0240:8 | SC | LON1S2 | WHT | 16 | 135.A4 | XT0240:14 | PNL B,SMT130 | 135.D6 | USED
AF0410:L1 | WC0006 | AU0060L2 | ENET | CABLE | 2.A2 | AU0060:L2 | PNL B,SMT130 | 2.A5 | USED
AU0060:L1 | WC0007 | AU0070L2 | ENET | CABLE | 2.A5 | AU0070:L2 | PNL B,SMT130 | 2.A4 | USED
AF0410:L2 | WC0041 | AF0410L2 | ENET | CABLE | 2.A2 | AF0420:L1 | PNL B,SMT130 | 2.A3 | USED
AF0420:L2 | WC0042 | AF0420L2 | ENET | CABLE | 2.A3 | AF0450:L1 | PNL B,SMT130 | 2.A4 | USED
AF0067:12 | WC4524 | UA1200J13 | RED | 20 | 33.B7 | UA1200:J1-3 | PNL B,SMT130 | 33.B1 | USED
AF0067:28 | WC4524 | UA1200J11 | BLK | 20 | 33.B7 | UA1200:J1-1 | PNL B,SMT130 | 33.B1 | USED
AF0067:60 | WC4524 | UA1200S | SH | 20 | 33.B7 | FW1:1 | PNL B,SMT130 | 33.B2 | USED
AF0400:LBUS | WC8040 | AF0410RBUS | BUS | CABLE | 32.B6 | AF0410:RBUS | PNL B,SMT130 | 32.B5 | USED
AF0410:LBUS | WC8041 | AF0420RBUS | BUS | CABLE | 32.B5 | AF0420:RBUS | PNL B,SMT130 | 32.B4 | USED
AF0420:LBUS | WC8042 | AF0420LBUS | BUS | CABLE | 32.B4 | AF0450:RBUS | PNL B,SMT130 | 32.B3 | USED
AF0075:07 | SC | KA1020A1 | WHT | 20 | 27.C7 | KA1020:A1 | PNL A,SMT130 | 27.C5 | USED
AF0075:08 | SC | KT014615 | WHT | 20 | 24.B2 | KT0146:15 | PNL A,SMT130 | 24.B2 | USED
AF0075:09 | SC | KT0146B1 | WHT | 20 | 24.B6 | KT0146:B1 | PNL A,SMT130 | 24.B4 | USED
AF0075:11 | SC | 007511 | WHT | 20 | 33.C7 | XT0237:1 B2 | PNL A,SMT130 | 33.C3 | USED
AF0075:23 | SC | KA1020A2 | WHT | 20 | 27.C7 | KA1020:A2 | PNL A,SMT130 | 27.C5 | USED
AF0075:25 | SC | KT0146A2 | WHT | 20 | 24.B6 | KT0146:A2 | PNL A,SMT130 | 24.B4 | USED
FU0110:LI | SC | FU0136 | WHT | 14 | 32.A4 | XT0138:3 | PNL A,SMT130 | 26.A4 | USED
FU0210:LI | SC | FU0136 | WHT | 12 | 27.A2 | XT0138:1 | PNL A,SMT130 | 26.A4 | USED
FU0211:LD | SC | FU0211 | WHT | 16 | 27.A1 | KA1020:14 | PNL A,SMT130 | 69.A5 | USED
FU0212:LD | SC | FU0212 | WHT | 16 | 27.B1 | XT0233:2 | PNL A,SMT130 | 33.D4 | USED
FU0213:LD | SC | FU0213 | WHT | 16 | 27.B1 | XT0089:7 | PNL A,SMT130 | 34.A7 | USED
IEG0230:3 | SC | IEG02303 | GRN | 14 | 31.A4 | GR0111: | PNL A,SMT130 | 31.A4 | USED
IEG0230:4 | SC | IEG02304 | GRN | 14 | 25.B6 | AF0086:SH | PNL A,SMT130 | 25.B5 | USED
IEG0230:5 | SC | IEG02305 | GRN | 14 | 25.D2 | AU0090:GND | PNL A,SMT130 | 25.C2 | USED
IEG0230:7 | SC | IEG02307 | GRN | 14 | 31.A4 | GR0134: | PNL A,SMT130 | 31.A4 | USED
KA0221:14 | SC | 008104 | WHT | 20 | 72.B6 | AF0081:04 | PNL A,SMT130 | 72.B7 | USED
KA0233:A1 | SC | KA0131A1 | WHT | 20 | 24.D5 | KA0232:A1 | PNL A,SMT130 | 24.D5 | USED
KA0233:A2 | SC | KA0131A2 | WHT | 20 | 24.D5 | KA0232:A2 | PNL A,SMT130 | 24.D5 | USED
KA0234:A1 | SC | KA0131A1 | WHT | 20 | 24.D5 | XT0089:1 | PNL A,SMT130 | 24.D4 | USED
KA0240:A1 | SC | ESTOP | WHT | 20 | 29.C6 | KA0239:A1 | PNL A,SMT130 | 29.C6 | USED
KA0240:A2 | SC | 0V | WHT | 20 | 29.C6 | KA0239:A2 | PNL A,SMT130 | 29.C6 | USED
KA0251:A1 | SC | ESTOP | WHT | 20 | 29.D6 | XT0089:6 | PNL A,SMT130 | 29.D5 | USED
UA1200:J1-10 | SC | FU0212 | WHT | 20 | 33.B1 | XT0233:2 | PNL A,SMT130 | 33.D4 | USED
UA1200:J1-5 | SC | UA1200J15 | WHT | 20 | 33.B1 | XT0237:1 B1 | PNL A,SMT130 | 33.C3 | USED
UA1200:J1-9 | SC | 0V | WHT | 20 | 33.B1 | XT0233:3 | PNL A,SMT130 | 33.D4 | USED
UA1200:J2-1 | SC | UA1200J21 | WHT | 20 | 33.B1 | XT0233:1 | PNL A,SMT130 | 33.D4 | USED
UA1200:J2-2 | SC | FU0212 | WHT | 20 | 33.B1 | XT0233:2 | PNL A,SMT130 | 33.D4 | USED
UA1200:J2-6 | SC | UA1200J26 | WHT | 20 | 33.B1 | KA0130:A2 | PNL A,SMT130 | 33.C5 | USED
UA1200:J2-7 | SC | UA1200J27 | WHT | 20 | 33.B1 | AF0093:22 | PNL A,SMT130 | 33.C7 | USED
XT0110:1 | SC | 0V | WHT | 14 | 32.A4 | XT0134:3 | PNL A,SMT130 | 26.A4 | USED
XT0235:1 | SC | 0V | WHT | 14 | 27.A1 | XT0134:1 | PNL A,SMT130 | 26.A4 | USED
XT0235:2 | SC | 0V | WHT | 16 | 27.A1 | KA1020:24 | PNL A,SMT130 | 69.A5 | USED
XT0235:3 | SC | 0V | WHT | 20 | 27.B1 | XT0233:3 | PNL A,SMT130 | 33.D4 | USED
XT0240:1 | SC | SV21202 | WHT | 20 | 72.B5 | AF0081:20 | PNL A,SMT130 | 72.B7 | USED
AU0070:L1 | WC0008 | AU0080L2 | ENET | CABLE | 2.A4 | AU0080:L2 | PNL A,SMT130 | 2.A3 | USED
SolarTools ver. 24.0.84.24712 (Jul 31, 2025)
Report date: 2/13/2026 2:19 PM

## PNL,DOOR,2-BAY (hidden)
PNL,DOOR,2-BAY
Project # | 4L341
Project Name | SMT130 Stock Units October 2024
Revision | 0.5
Controls DE
Phone:
Controls ME
Phone:
From | [5 empty] | To
Device ID | Cable (W) Conductor (SC) Jumper Clip (JC) | Wire No. | Wire ID | Gauge/Size | Page/Zone | Device ID | Location | Page/Zone
AT0190:GND | SC | AT0190G | GRN/YEL | 14 | 41.C4 | FRAME | PNL,DOOR,2-BAY | 41.C3 | USED
AT0190:USB | SC | AT0190K | CABLE | USB | 41.C4 | AT0190K:KI | PNL,DOOR,2-BAY | 41.C5 | USED
KA0461:11 | SC | KA046111 | WHT | 20 | 45.D3 | XT0460:8 | GEN CMPNT | 45.D5 | USED
KA0461:13 | SC | KA046113 | WHT | 20 | 45.D3 | XT0460:7 | GEN CMPNT | 45.D5 | USED
KA0461:14 | SC | FU0460 | WHT | 14 | 45.D3 | XT0460:2 | GEN CMPNT | 45.C3 | USED
KA0461:16 | SC | KA0333A1 | WHT | 20 | 45.D3 | XT0460:5 | GEN CMPNT | 45.D3 | USED
KA0461:16 | SC | KA0333A1 | WHT | 20 | 45.D3 | XT0337:18 | GEN CMPNT | 37.A5 | USED
KA0461:B | SC | 0V | WHT | 20 | 45.D3 | XT0460:6 | GEN CMPNT | 45.D5 | USED
KA0461:G | SC | KA046032 | WHT | 14 | 45.D3 | XT0460:4 | GEN CMPNT | 45.C3 | USED
AT0190:ENET2 | WC0019 | AT0190ENET2 | ENET | CABLE | 41.C4 | BA0703:LAN | POWERDIST, PANEL | 5.C4 | USED
AT0190:ENET1 | WC7024 | AT0190ENET1 | ENET | CABLE | 41.C4 | BA0700:1 | POWERDIST, PANEL | 5.A4 | USED
AT0190:NEG | SC | 0V | WHT | 14 | 41.C4 | XT0562:3 | PWR DST,DR,SMT130 | 41.C2 | USED
AT0190:POS | SC | FU0190 | WHT | 14 | 41.C4 | FU0190:LD | PWR DST,DR,SMT130 | 41.C3 | USED
SB6500:11 | SC | SB650011 | WHT | 20 | 41.D4 | XT2930:2 | PWR DST,DR,SMT130 | 120.A5 | USED
SB6500:12 | SC | FU6500 | WHT | 16 | 41.D4 | FU6500:LD | PWR DST,DR,SMT130 | 41.D3 | USED
HA0273:(+) | WC5540 | HA0273P | BLK | 16 | 43.D4 | AF0202:23 | TCP, SMT130 | 43.D6 | USED
HA0273:(-) | WC5540 | HA0273N | WHT | 16 | 43.D4 | AF0202:55 | TCP, SMT130 | 43.D6 | USED
SolarTools ver. 24.0.84.24712 (Jul 31, 2025)
Report date: 2/13/2026 2:19 PM

## POWERDIST, PANEL (hidden)
h
Project # | 4L341
Project Name | SMT130 Stock Units October 2024
Revision | 0.5
Controls DE
Phone:
Controls ME
Phone:
From | [5 empty] | To
Device ID | Cable (W) Conductor (SC) Jumper Clip (JC) | Wire No. | Wire ID | Gauge/Size | Page/Zone | Device ID | Location | Page/Zone
XT0027:1 | JC | 0V | CLIP | --- | 5.A2 | XT0027:2 | POWERDIST, PANEL | 5.B2 | USED
XT0027:2 | JC | 0V | CLIP | --- | 5.B2 | XT0027:3 | POWERDIST, PANEL | 5.C2 | USED
XT0102:1 | JC | FU0136 | CLIP | --- | 19.A4 | XT0102:2 | POWERDIST, PANEL | 19.A4 | USED
XT0102:2 | JC | FU0136 | CLIP | --- | 19.A4 | XT0102:3 | POWERDIST, PANEL | 19.B4 | USED
XT0102:3 | JC | FU0136 | CLIP | --- | 19.B4 | XT0102:4 | POWERDIST, PANEL | 19.B4 | USED
XT0102:4 | JC | FU0136 | CLIP | --- | 19.B4 | XT0102:5 | POWERDIST, PANEL | 19.B4 | USED
XT0102:5 | JC | FU0136 | CLIP | --- | 19.B4 | XT0102:6 | POWERDIST, PANEL | 19.B4 | USED
XT0104:1 | JC | 0V | CLIP | --- | 19.A4 | XT0104:2 | POWERDIST, PANEL | 19.B4 | USED
XT0104:2 | JC | 0V | CLIP | --- | 19.B4 | XT0104:3 | POWERDIST, PANEL | 19.B4 | USED
XT0104:3 | JC | 0V | CLIP | --- | 19.B4 | XT0104:4 | POWERDIST, PANEL | 19.B4 | USED
XT0104:4 | JC | 0V | CLIP | --- | 19.B4 | XT0104:5 | POWERDIST, PANEL | 19.B4 | USED
XT0104:5 | JC | 0V | CLIP | --- | 19.B4 | XT0104:6 | POWERDIST, PANEL | 19.C4 | USED
BA0700:V1(-) | SC | 0V | WHT | 16 | 5.A4 | XT0027:1 | POWERDIST, PANEL | 5.A2 | USED
BA0700:V1(+) | SC | FU2700 | WHT | 16 | 5.A4 | FU2700:LD | POWERDIST, PANEL | 5.A3 | USED
BA0701:0V | SC | 0V | WHT | 16 | 5.B3 | XT0027:2 | POWERDIST, PANEL | 5.B2 | USED
BA0701:24V | SC | FU2701 | WHT | 16 | 5.B3 | FU2701:LD | POWERDIST, PANEL | 5.B3 | USED
BA0703:V1- | SC | 0V | WHT | 16 | 5.C4 | XT0027:3 | POWERDIST, PANEL | 5.C2 | USED
BA0703:V1+ | SC | FU2703 | WHT | 16 | 5.C4 | FU2703:LD | POWERDIST, PANEL | 5.C3 | USED
FU0010:LI | SC | FU0136 | WHT | 14 | 4.B1 | XT0102:3 | POWERDIST, PANEL | 19.B4 | USED
FU0011:LD | SC | UJ0131P | WHT | 12 | 18.B3 | UJ0131:+ | POWERDIST, PANEL | 18.B4 | USED
FU0136:LD | SC | FU0136 | WHT | 10 | 19.A2 | XT0102:1 | POWERDIST, PANEL | 19.A4 | USED
FU0136:LI | SC | 24V | WHT | 10 | 19.A2 | UJ0131:OUT(+) | POWERDIST, PANEL | 18.B4 | USED
FU0460:LI | SC | FU0136 | WHT | 14 | 45.C2 | XT0102:5 | POWERDIST, PANEL | 19.B4 | USED
FU2700:LI | SC | FU0136 | WHT | 14 | 5.A3 | XT0102:2 | POWERDIST, PANEL | 19.A4 | USED
FU2700:LI | SC | FU0136 | WHT | 14 | 5.A3 | FU2701:LI | POWERDIST, PANEL | 5.B3 | USED
FU2701:LI | SC | FU0136 | WHT | 14 | 5.B3 | FU2703:LI | POWERDIST, PANEL | 5.C3 | USED
GR0144: | SC | GR0144 | GRN/YEL | 14 | 17.A4 | FRAME | POWERDIST, PANEL | 17.A4 | USED
GR0145: | SC | GR0145 | GRN/YEL | 14 | 17.A4 | FRAME | POWERDIST, PANEL | 17.A4 | USED
GR0146: | SC | GR0146 | GRN | 14 | 17.A4 | IEG2240:2 | POWERDIST, PANEL | 17.A4 | USED
UJ0131:- | SC | 521NEG | WHT | 12 | 18.B4 | XT0011:1 | POWERDIST, PANEL | 18.B3 | USED
UJ0131:G | SC | UJ0131G | GRN/YEL | 12 | 18.B4 | FRAME | POWERDIST, PANEL | 18.B4 | USED
UJ0131:OUT(-) | SC | 0V | WHT | 10 | 18.B4 | XT0104:1 | POWERDIST, PANEL | 19.A4 | USED
XT0027:1 | SC | 0V | WHT | 14 | 5.A2 | XT0104:2 | POWERDIST, PANEL | 19.B4 | USED
BA0700:8 | WC0701 | BA07008 | ENET | CABLE | 5.A4 | CCENET1:1 | JB774 | 5.A7 | USED
BA0700:7 | WC0702 | BA07007 | ENET | CABLE | 5.A4 | CCENET2:1 | JB774 | 5.B7 | USED
BA0700:6 | WC0703 | BA07006 | ENET | CABLE | 5.A4 | CCENET3:1 | JB774 | 5.B7 | USED
XT0104:5 | SC | 0V | WHT | 14 | 19.B4 | KA0460:63 | BECKWITH RELAY,SMT130 | 45.A3 | USED
IEG2240:13 | SC | IEG224013 | GRN | 8 | 17.C2 | IEG0356:0 | FG&E CTRL,SMT130 | 17.C2 | USED
XT0102:4 | SC | FU0136 | WHT | 14 | 19.B4 | FU0171:LI | FG&E CTRL,SMT130 | 40.A2 | USED
XT0102:5 | SC | FU0136 | WHT | 14 | 19.B4 | XT0510:1 | FG&E CTRL,SMT130 | 39.A5 | USED
XT0104:4 | SC | 0V | WHT | 14 | 19.B4 | XT0170:1 | FG&E CTRL,SMT130 | 40.A2 | USED
XT0104:5 | SC | 0V | WHT | 14 | 19.B4 | XT0510:3 | FG&E CTRL,SMT130 | 39.A5 | USED
FU0460:LD | SC | FU0460 | WHT | 14 | 45.C2 | XT0460:1 | GEN CMPNT | 45.C3 | USED
IEG2240:14 | SC | IEG224014 | GRN | 8 | 17.B2 | IEG0140:0 | GEN CMPNT | 17.B2 | USED
XT0102:3 | SC | FU0136 | WHT | 12 | 19.B4 | FU0332:LI | GEN CMPNT | 20.A3 | USED
XT0104:3 | SC | 0V | WHT | 12 | 19.B4 | XT0336:1 | GEN CMPNT | 20.A4 | USED
IEG2240:1 | SC | GR0290 | GRN | 14 | 17.A4 | GR0290: | MCC PNL,SMT130 | 17.A4 | USED
IEG2240:3 | SC | IEG22403 | GRN | 14 | 46.B6 | AF0295:SH | MCC PNL,SMT130 | 46.A5 | USED
UJ0131:IOUT | SC | UJ0131IOUT | WHT | 20 | 18.B4 | AF0293:02 | MCC PNL,SMT130 | 18.A7 | USED
UJ0131:OK1 | SC | UJ0131OK1 | WHT | 20 | 18.B4 | AF0292:32 | MCC PNL,SMT130 | 18.B7 | USED
UJ0131:OK2 | SC | UJ0131OK2 | WHT | 20 | 18.B4 | AF0292:00 | MCC PNL,SMT130 | 18.B7 | USED
UJ0131:VIN | SC | UJ0131VIN | WHT | 20 | 18.B4 | AF0293:00 | MCC PNL,SMT130 | 18.A7 | USED
XT0102:4 | SC | FU0136 | WHT | 14 | 19.B4 | FU0290:LI | MCC PNL,SMT130 | 46.B1 | USED
XT0104:4 | SC | 0V | WHT | 14 | 19.B4 | XT0295:1 | MCC PNL,SMT130 | 46.B1 | USED
XT0104:6 | SC | 0V | GRN/YEL | 14 | 19.C4 | PEG2240:1 | MCC PNL,SMT130 | 19.C5 | USED
FU0010:LD | SC | FU0010 | WHT | 16 | 4.B1 | UV0600:(+) | PLC, PANEL | 4.B2 | USED
XT0104:3 | SC | 0V | WHT | 14 | 19.B4 | UV0600:(-) | PLC, PANEL | 4.B2 | USED
BA0701:ENET | WC7028 | BA0701ENET | ENET | CABLE | 5.B3 | AP0607:L2 | PLC, PANEL | 4.A5 | USED
BA0700:2 | WC7071 | AP0607L1 | ENET | CABLE | 5.A4 | AP0607:L1 | PLC, PANEL | 4.A5 | USED
BA0703:LAN | WC0019 | AT0190ENET2 | ENET | CABLE | 5.C4 | AT0190:ENET2 | PNL,DOOR,2-BAY | 41.C4 | USED
BA0700:1 | WC7024 | AT0190ENET1 | ENET | CABLE | 5.A4 | AT0190:ENET1 | PNL,DOOR,2-BAY | 41.C4 | USED
XT0102:2 | SC | FU0136 | WHT | 14 | 19.A4 | FU0560:LI | PWR DST,DR,SMT130 | 41.A2 | USED
XT0104:2 | SC | 0V | WHT | 14 | 19.B4 | XT0562:1 | PWR DST,DR,SMT130 | 41.B2 | USED
IEG2240:4 | SC | IEG22404 | GRN | 14 | 41.A3 | GR0200: | TCP, SMT130 | 41.A3 | USED
SolarTools ver. 24.0.84.24712 (Jul 31, 2025)
Report date: 2/13/2026 2:19 PM

## PROX,TURB (hidden)
PROX,TURB
Project # | 4L341
Project Name | SMT130 Stock Units October 2024
Revision | 0.5
Controls DE
Phone:
Controls ME
Phone:
From | [5 empty] | To
Device ID | Cable (W) Conductor (SC) Jumper Clip (JC) | Wire No. | Wire ID | Gauge/Size | Page/Zone | Device ID | Location | Page/Zone
GR1210: | SC | GR1210 | GRN/YEL | 14 | 31.A6 | FRAME | PROX,TURB | 31.A6 | USED
GR1211: | SC | GR1211 | GRN/YEL | 14 | 31.A6 | FRAME | PROX,TURB | 31.A6 | USED
SolarTools ver. 24.0.84.24712 (Jul 31, 2025)
Report date: 2/13/2026 2:19 PM

## PWR DST,DR,SMT130 (hidden)
PWR DST,DR,SMT130
Project # | 4L341
Project Name | SMT130 Stock Units October 2024
Revision | 0.5
Controls DE
Phone:
Controls ME
Phone:
From | [5 empty] | To
Device ID | Cable (W) Conductor (SC) Jumper Clip (JC) | Wire No. | Wire ID | Gauge/Size | Page/Zone | Device ID | Location | Page/Zone
XT0562:1 | JC | 0V | CLIP | --- | 41.B2 | XT0562:2 | PWR DST,DR,SMT130 | 41.B2 | USED
XT0562:2 | JC | 0V | CLIP | --- | 41.B2 | XT0562:3 | PWR DST,DR,SMT130 | 41.C2 | USED
XT0562:3 | JC | 0V | CLIP | --- | 41.C2 | XT0562:4 | PWR DST,DR,SMT130 | 41.D2 | USED
XT2930:1 | JC | SB650011 | CLIP | --- | 120.A5 | XT2930:2 | PWR DST,DR,SMT130 | 120.A5 | USED
XT2930:3 | JC | 0V | CLIP | --- | 120.A5 | XT2930:4 | PWR DST,DR,SMT130 | 120.A5 | USED
FU0190:LI | SC | FU0560 | WHT | 12 | 41.C3 | FU0701:LI | PWR DST,DR,SMT130 | 41.D3 | USED
FU0190:LI | SC | FU0560 | WHT | 12 | 41.C3 | FU0273:LI | PWR DST,DR,SMT130 | 41.B3 | USED
FU0200:LI | SC | FU0560 | WHT | 12 | 41.A3 | FU0201:LI | PWR DST,DR,SMT130 | 41.B3 | USED
FU0200:LI | SC | FU0560 | WHT | 12 | 41.A3 | FU0560:LD | PWR DST,DR,SMT130 | 41.A2 | USED
FU0201:LI | SC | FU0560 | WHT | 12 | 41.B3 | FU0273:LI | PWR DST,DR,SMT130 | 41.B3 | USED
FU0701:LI | SC | FU0560 | WHT | 12 | 41.D3 | FU6500:LI | PWR DST,DR,SMT130 | 41.D3 | USED
XT0562:3 | SC | 0V | WHT | 20 | 41.C2 | XT0563:4 | PWR DST,DR,SMT130 | 43.B6 | USED
XT0562:4 | SC | 0V | WHT | 20 | 41.D2 | XT2930:3 | PWR DST,DR,SMT130 | 120.A5 | USED
FU0273:LD | SC | FU0273 | WHT | 16 | 41.B3 | EL0273:B1 | CONTROL,2-BAY | 41.B4 | USED
XT0562:2 | SC | 0V | WHT | 16 | 41.B2 | EL0273:W1 | CONTROL,2-BAY | 41.B4 | USED
FU0701:LD | SC | FU0701 | WHT | 16 | 41.D3 | KA0334:11 | GEN CMPNT | 41.D4 | USED
XT0563:3 | SC | KA033412 | WHT | 20 | 43.B6 | KA0334:12 | GEN CMPNT | 41.D4 | USED
XT0563:1 | SC | ESTOPD | WHT | 20 | 43.D6 | XT2920:4 | MCC PNL,SMT130 | 144.A5 | USED
XT0563:2 | SC | ESTOPC | WHT | 20 | 43.D6 | XT0290:8 | MCC PNL,SMT130 | 51.A6 | USED
FU0190:LD | SC | FU0190 | WHT | 14 | 41.C3 | AT0190:POS | PNL,DOOR,2-BAY | 41.C4 | USED
FU6500:LD | SC | FU6500 | WHT | 16 | 41.D3 | SB6500:12 | PNL,DOOR,2-BAY | 41.D4 | USED
XT0562:3 | SC | 0V | WHT | 14 | 41.C2 | AT0190:NEG | PNL,DOOR,2-BAY | 41.C4 | USED
XT2930:2 | SC | SB650011 | WHT | 20 | 120.A5 | SB6500:11 | PNL,DOOR,2-BAY | 41.D4 | USED
FU0560:LI | SC | FU0136 | WHT | 14 | 41.A2 | XT0102:2 | POWERDIST, PANEL | 19.A4 | USED
XT0562:1 | SC | 0V | WHT | 14 | 41.B2 | XT0104:2 | POWERDIST, PANEL | 19.B4 | USED
FU0200:LD | SC | FU0200 | WHT | 16 | 41.A3 | AU0200:V+ | TCP, SMT130 | 41.A4 | USED
FU0201:LD | SC | FU0201 | WHT | 16 | 41.B3 | AF0202:V+ | TCP, SMT130 | 41.A6 | USED
XT0562:1 | SC | 0V | WHT | 16 | 41.B2 | AF0202:COM | TCP, SMT130 | 41.A6 | USED
XT0562:1 | SC | 0V | WHT | 16 | 41.B2 | AU0200:COM | TCP, SMT130 | 41.A4 | USED
XT0563:1 | SC | ESTOPD | WHT | 20 | 43.D6 | SB0400:B1-11 | TCP, SMT130 | 43.D5 | USED
XT0563:2 | SC | ESTOPC | WHT | 20 | 43.D6 | SB0400:B1-12 | TCP, SMT130 | 43.D5 | USED
XT0563:3 | SC | KA033412 | WHT | 20 | 43.B6 | XT0564:1 B2 | TCP, SMT130 | 43.B5 | USED
XT0563:4 | SC | 0V | WHT | 20 | 43.B6 | SH0400:B | TCP, SMT130 | 43.B5 | USED
XT0563:4 | SC | 0V | WHT | 20 | 43.B6 | HL0410:A | TCP, SMT130 | 43.B5 | USED
XT0563:5 | SC | KA0241A1 | WHT | 20 | 43.C6 | SA0401:1 | TCP, SMT130 | 43.C5 | USED
XT0563:6 | SC | FU0139 | WHT | 20 | 43.C6 | SA0401:2 | TCP, SMT130 | 43.C5 | USED
SolarTools ver. 24.0.84.24712 (Jul 31, 2025)
Report date: 2/13/2026 2:19 PM

## TCP, SMT130 (hidden)
h
Project # | 4L341
Project Name | SMT130 Stock Units October 2024
Revision | 0.5
Controls DE
Phone:
Controls ME
Phone:
From | [5 empty] | To
Device ID | Cable (W) Conductor (SC) Jumper Clip (JC) | Wire No. | Wire ID | Gauge/Size | Page/Zone | Device ID | Location | Page/Zone
AF0201:00 | SC | TCP13NO | WHT | 20 | 43.A3 | SH0400:NO | TCP, SMT130 | 43.A1 | USED
AF0201:01 | SC | TCP14NO | WHT | 20 | 43.A3 | SH0401:NO | TCP, SMT130 | 43.A1 | USED
AF0201:02 | SC | TCP15NO | WHT | 20 | 43.B3 | SH0409:NO | TCP, SMT130 | 43.B1 | USED
AF0201:03 | SC | TCP16NO | WHT | 20 | 43.B3 | SH0410:NO | TCP, SMT130 | 43.B1 | USED
AF0201:04 | SC | TCP17A2 | WHT | 20 | 43.C3 | SA0400:B2-14 | TCP, SMT130 | 43.C1 | USED
AF0201:05 | SC | TCP17B2 | WHT | 20 | 43.C3 | SA0400:B1-12 | TCP, SMT130 | 43.C1 | USED
AF0201:08 | SC | TCP23NC | WHT | 20 | 43.D3 | SB0401:NC | TCP, SMT130 | 43.D1 | USED
AF0201:09 | SC | TCP24NO | WHT | 20 | 43.D3 | SB0402:NO | TCP, SMT130 | 43.D1 | USED
AF0201:10 | SC | TCP25NO | WHT | 20 | 43.A7 | SB0403:NO | TCP, SMT130 | 43.A5 | USED
AF0201:11 | SC | TCP26NO | WHT | 20 | 43.A7 | SB0404:NO | TCP, SMT130 | 43.A5 | USED
AF0201:12 | SC | TCP29NO | WHT | 20 | 44.C3 | SB0405:NO | TCP, SMT130 | 44.C1 | USED
AF0201:13 | SC | TCP28NC | WHT | 20 | 44.D3 | SB0406:NC | TCP, SMT130 | 44.D1 | USED
AF0201:14 | SC | TCP31NO | WHT | 20 | 44.A6 | SB0407:NO | TCP, SMT130 | 44.A5 | USED
AF0201:15 | SC | TCP32NO | WHT | 20 | 44.A6 | SB0408:NO | TCP, SMT130 | 44.A5 | USED
AF0201:16 | SC | TCP30NO | WHT | 20 | 44.D3 | SH0408:NO | TCP, SMT130 | 44.D1 | USED
AF0201:17 | SC | TCP19NO | WHT | 20 | 44.A3 | SH0404:NO | TCP, SMT130 | 44.A1 | USED
AF0201:18 | SC | TCP20NO | WHT | 20 | 44.B3 | SH0405:NO | TCP, SMT130 | 44.B1 | USED
AF0201:19 | SC | TCP21NO | WHT | 20 | 44.B3 | SH0411:NO | TCP, SMT130 | 44.B1 | USED
AF0201:20 | SC | TCP22NO | WHT | 20 | 44.C3 | SH0412:NO | TCP, SMT130 | 44.C1 | USED
AF0201:32 | SC | TCP13C | WHT | 20 | 43.A3 | SH0400:C | TCP, SMT130 | 43.A1 | USED
AF0201:33 | SC | TCP14C | WHT | 20 | 43.A3 | SH0401:C | TCP, SMT130 | 43.A1 | USED
AF0201:34 | SC | TCP15C | WHT | 20 | 43.B3 | SH0409:C | TCP, SMT130 | 43.B1 | USED
AF0201:35 | SC | TCP16C | WHT | 20 | 43.B3 | SH0410:C | TCP, SMT130 | 43.B1 | USED
AF0201:36 | SC | TCP17A1 | WHT | 20 | 43.C3 | SA0400:B2-13 | TCP, SMT130 | 43.C1 | USED
AF0201:37 | SC | TCP17B1 | WHT | 20 | 43.C3 | SA0400:B1-11 | TCP, SMT130 | 43.C1 | USED
AF0201:40 | SC | TCP23C | WHT | 20 | 43.D3 | SB0401:C | TCP, SMT130 | 43.D1 | USED
AF0201:41 | SC | TCP24C | WHT | 20 | 43.D3 | SB0402:C | TCP, SMT130 | 43.D1 | USED
AF0201:42 | SC | TCP25C | WHT | 20 | 43.A7 | SB0403:C | TCP, SMT130 | 43.A5 | USED
AF0201:43 | SC | TCP26C | WHT | 20 | 43.A7 | SB0404:C | TCP, SMT130 | 43.A5 | USED
AF0201:44 | SC | TCP29C | WHT | 20 | 44.C3 | SB0405:C | TCP, SMT130 | 44.C1 | USED
AF0201:45 | SC | TCP28C | WHT | 20 | 44.D3 | SB0406:C | TCP, SMT130 | 44.D1 | USED
AF0201:46 | SC | TCP31C | WHT | 20 | 44.A6 | SB0407:C | TCP, SMT130 | 44.A5 | USED
AF0201:47 | SC | TCP32C | WHT | 20 | 44.A6 | SB0408:C | TCP, SMT130 | 44.A5 | USED
AF0201:48 | SC | TCP30C | WHT | 20 | 44.D3 | SH0408:C | TCP, SMT130 | 44.D1 | USED
AF0201:49 | SC | TCP19C | WHT | 20 | 44.A3 | SH0404:C | TCP, SMT130 | 44.A1 | USED
AF0201:50 | SC | TCP20C | WHT | 20 | 44.B3 | SH0405:C | TCP, SMT130 | 44.B1 | USED
AF0201:51 | SC | TCP21C | WHT | 20 | 44.B3 | SH0411:C | TCP, SMT130 | 44.B1 | USED
AF0201:52 | SC | TCP22C | WHT | 20 | 44.C3 | SH0412:C | TCP, SMT130 | 44.C1 | USED
AF0201:COM | SC | AU0200N | WHT | 16 | 41.A5 | AU0200:COM | TCP, SMT130 | 41.A4 | USED
AF0201:J | SC | * |  |  | 41.A5 | AF0202:P | TCP, SMT130 | 41.A6 | USED
AF0201:SHLD | SC | AF0201V+ | WHT | 16 | 41.D6 | AF0201:V+ | TCP, SMT130 | 41.D6 | USED
AF0201:V+ | SC | AU0200P | WHT | 16 | 41.A5 | AU0200:V+ | TCP, SMT130 | 41.A4 | USED
AF0202:00 | SC | TCP01AP | WHT | 20 | 42.A3 | HL0400:A+ | TCP, SMT130 | 42.A1 | USED
AF0202:01 | SC | TCP02AP | WHT | 20 | 42.A3 | HL0401:A+ | TCP, SMT130 | 42.A1 | USED
AF0202:02 | SC | TCP03AP | WHT | 20 | 42.B3 | HL0402:A+ | TCP, SMT130 | 42.B1 | USED
AF0202:03 | SC | TCP04AP | WHT | 20 | 42.B3 | HL0403:A+ | TCP, SMT130 | 42.B1 | USED
AF0202:04 | SC | TCP05AP | WHT | 20 | 42.C3 | HL0404:A+ | TCP, SMT130 | 42.C1 | USED
AF0202:05 | SC | TCP06AP | WHT | 20 | 42.C3 | HL0405:A+ | TCP, SMT130 | 42.C1 | USED
AF0202:06 | SC | TCP06BP | WHT | 20 | 42.D3 | HL0405:B+ | TCP, SMT130 | 42.D1 | USED
AF0202:08 | SC | TCP07AP | WHT | 20 | 42.D3 | HL0406:A+ | TCP, SMT130 | 42.D1 | USED
AF0202:09 | SC | TCP08AP | WHT | 20 | 42.A7 | HL0407:A+ | TCP, SMT130 | 42.A5 | USED
AF0202:10 | SC | TCP09AP | WHT | 20 | 42.A7 | HL0408:A+ | TCP, SMT130 | 42.A5 | USED
AF0202:11 | SC | TCP10AP | WHT | 20 | 42.B7 | HL0409:A+ | TCP, SMT130 | 42.B5 | USED
AF0202:12 | SC | TCP11AP | WHT | 20 | 42.B7 | HL0411:A+ | TCP, SMT130 | 42.B5 | USED
AF0202:13 | SC | TCP15AP | WHT | 20 | 42.C7 | SH0409:A+ | TCP, SMT130 | 42.C5 | USED
AF0202:14 | SC | TCP15BP | WHT | 20 | 42.C7 | SH0409:B+ | TCP, SMT130 | 42.C5 | USED
AF0202:15 | SC | TCP16AP | WHT | 20 | 42.D7 | SH0410:A+ | TCP, SMT130 | 42.D5 | USED
AF0202:16 | SC | TCP16BP | WHT | 20 | 42.D7 | SH0410:B+ | TCP, SMT130 | 42.D5 | USED
AF0202:17 | SC | TCP19AP | WHT | 20 | 44.B6 | SH0404:A+ | TCP, SMT130 | 44.B5 | USED
AF0202:18 | SC | TCP20AP | WHT | 20 | 44.B6 | SH0405:A+ | TCP, SMT130 | 44.B5 | USED
AF0202:19 | SC | TCP21AP | WHT | 20 | 44.C6 | SH0411:A+ | TCP, SMT130 | 44.C5 | USED
AF0202:20 | SC | TCP22AP | WHT | 20 | 44.C6 | SH0412:A+ | TCP, SMT130 | 44.C5 | USED
AF0202:21 | SC | TCP30AP | WHT | 20 | 44.D6 | SH0408:A+ | TCP, SMT130 | 44.D5 | USED
AF0202:22 | SC | TCP30BP | WHT | 20 | 44.D6 | SH0408:B+ | TCP, SMT130 | 44.D5 | USED
AF0202:32 | SC | TCP01A | WHT | 20 | 42.A3 | HL0400:A | TCP, SMT130 | 42.A1 | USED
AF0202:33 | SC | TCP02A | WHT | 20 | 42.A3 | HL0401:A | TCP, SMT130 | 42.A1 | USED
AF0202:34 | SC | TCP03A | WHT | 20 | 42.B3 | HL0402:A | TCP, SMT130 | 42.B1 | USED
AF0202:35 | SC | TCP04A | WHT | 20 | 42.B3 | HL0403:A | TCP, SMT130 | 42.B1 | USED
AF0202:36 | SC | TCP05A | WHT | 20 | 42.C3 | HL0404:A | TCP, SMT130 | 42.C1 | USED
AF0202:37 | SC | TCP06A | WHT | 20 | 42.C3 | HL0405:A | TCP, SMT130 | 42.C1 | USED
AF0202:38 | SC | TCP06B | WHT | 20 | 42.D3 | HL0405:B | TCP, SMT130 | 42.D1 | USED
AF0202:40 | SC | TCP07A | WHT | 20 | 42.D3 | HL0406:A | TCP, SMT130 | 42.D1 | USED
AF0202:41 | SC | TCP08A | WHT | 20 | 42.A7 | HL0407:A | TCP, SMT130 | 42.A5 | USED
AF0202:42 | SC | TCP09A | WHT | 20 | 42.A7 | HL0408:A | TCP, SMT130 | 42.A5 | USED
AF0202:43 | SC | TCP10A | WHT | 20 | 42.B7 | HL0409:A | TCP, SMT130 | 42.B5 | USED
AF0202:44 | SC | TCP11A | WHT | 20 | 42.B7 | HL0411:A | TCP, SMT130 | 42.B5 | USED
AF0202:45 | SC | TCP15A | WHT | 20 | 42.C7 | SH0409:A | TCP, SMT130 | 42.C5 | USED
AF0202:46 | SC | TCP15B | WHT | 20 | 42.C7 | SH0409:B | TCP, SMT130 | 42.C5 | USED
AF0202:47 | SC | TCP16A | WHT | 20 | 42.D7 | SH0410:A | TCP, SMT130 | 42.D5 | USED
AF0202:48 | SC | TCP16B | WHT | 20 | 42.D7 | SH0410:B | TCP, SMT130 | 42.D5 | USED
AF0202:49 | SC | TCP19A | WHT | 20 | 44.B6 | SH0404:A | TCP, SMT130 | 44.B5 | USED
AF0202:50 | SC | TCP20A | WHT | 20 | 44.B6 | SH0405:A | TCP, SMT130 | 44.B5 | USED
AF0202:51 | SC | TCP21A | WHT | 20 | 44.C6 | SH0411:A | TCP, SMT130 | 44.C5 | USED
AF0202:52 | SC | TCP22A | WHT | 20 | 44.C6 | SH0412:A | TCP, SMT130 | 44.C5 | USED
AF0202:53 | SC | TCP30A | WHT | 20 | 44.D6 | SH0408:A | TCP, SMT130 | 44.D5 | USED
AF0202:54 | SC | TCP30B | WHT | 20 | 44.D6 | SH0408:B | TCP, SMT130 | 44.D5 | USED
AF0202:COM | SC | AF0202COM | WHT | 16 | 41.D7 | AF0202:SHLD | TCP, SMT130 | 41.D7 | USED
AU0200:GND | SC | AU0200G | GRN | 14 | 41.A4 | XT0201:1 | TCP, SMT130 | 41.B4 | USED
HL0400:A | SC | TCP01A | WHT | 20 | 42.A1 | HL0400:B | TCP, SMT130 | 42.A1 | USED
HL0400:A+ | SC | TCP01AP | WHT | 20 | 42.A1 | HL0400:B+ | TCP, SMT130 | 42.A1 | USED
HL0401:A | SC | TCP02A | WHT | 20 | 42.A1 | HL0401:B | TCP, SMT130 | 42.A1 | USED
HL0401:A+ | SC | TCP02AP | WHT | 20 | 42.A1 | HL0401:B+ | TCP, SMT130 | 42.A1 | USED
HL0402:A | SC | TCP03A | WHT | 20 | 42.B1 | HL0402:B | TCP, SMT130 | 42.B1 | USED
HL0402:A+ | SC | TCP03AP | WHT | 20 | 42.B1 | HL0402:B+ | TCP, SMT130 | 42.B1 | USED
HL0403:A | SC | TCP04A | WHT | 20 | 42.B1 | HL0403:B | TCP, SMT130 | 42.B1 | USED
HL0403:A+ | SC | TCP04AP | WHT | 20 | 42.B1 | HL0403:B+ | TCP, SMT130 | 42.B1 | USED
HL0404:A | SC | TCP05A | WHT | 20 | 42.C1 | HL0404:B | TCP, SMT130 | 42.C1 | USED
HL0404:A+ | SC | TCP05AP | WHT | 20 | 42.C1 | HL0404:B+ | TCP, SMT130 | 42.C1 | USED
HL0406:A | SC | TCP07A | WHT | 20 | 42.D1 | HL0406:B | TCP, SMT130 | 42.D1 | USED
HL0406:A+ | SC | TCP07AP | WHT | 20 | 42.D1 | HL0406:B+ | TCP, SMT130 | 42.D1 | USED
HL0407:A | SC | TCP08A | WHT | 20 | 42.A5 | HL0407:B | TCP, SMT130 | 42.A5 | USED
HL0407:A+ | SC | TCP08AP | WHT | 20 | 42.A5 | HL0407:B+ | TCP, SMT130 | 42.A5 | USED
HL0408:A | SC | TCP09A | WHT | 20 | 42.A5 | HL0408:B | TCP, SMT130 | 42.A5 | USED
HL0408:A+ | SC | TCP09AP | WHT | 20 | 42.A5 | HL0408:B+ | TCP, SMT130 | 42.A5 | USED
HL0409:A | SC | TCP10A | WHT | 20 | 42.B5 | HL0409:B | TCP, SMT130 | 42.B5 | USED
HL0409:A+ | SC | TCP10AP | WHT | 20 | 42.B5 | HL0409:B+ | TCP, SMT130 | 42.B5 | USED
HL0410:A | SC | 0V | WHT | 20 | 43.B5 | HL0410:B | TCP, SMT130 | 43.B5 | USED
HL0410:A+ | SC | TCP12AP | WHT | 20 | 43.B5 | XT0564:1 B1 | TCP, SMT130 | 43.B5 | USED
HL0410:A+ | SC | TCP12AP | WHT | 20 | 43.B5 | HL0410:B+ | TCP, SMT130 | 43.B5 | USED
HL0411:A | SC | TCP11A | WHT | 20 | 42.B5 | HL0411:B | TCP, SMT130 | 42.B5 | USED
HL0411:A+ | SC | TCP11AP | WHT | 20 | 42.B5 | HL0411:B+ | TCP, SMT130 | 42.B5 | USED
SB0404:NO | SC | TCP26NO | WHT | 20 | 43.A5 | XT0564:1 T1 | TCP, SMT130 | 43.B5 | USED
SH0400:A | SC | 0V | WHT | 20 | 43.B5 | SH0401:A | TCP, SMT130 | 43.C5 | USED
SH0400:A | SC | 0V | WHT | 20 | 43.B5 | SH0400:B | TCP, SMT130 | 43.B5 | USED
SH0400:A+ | SC | TCP13AP | WHT | 20 | 43.B5 | XT0564:2 B1 | TCP, SMT130 | 43.B5 | USED
SH0400:B+ | SC | TCP13BP | WHT | 20 | 43.B5 | XT0564:3 B1 | TCP, SMT130 | 43.B5 | USED
SH0401:A | SC | 0V | WHT | 20 | 43.C5 | SH0401:B | TCP, SMT130 | 43.C5 | USED
SH0401:A+ | SC | TCP14AP | WHT | 20 | 43.C5 | XT0564:5 B1 | TCP, SMT130 | 43.C5 | USED
SH0401:B+ | SC | TCP14BP | WHT | 20 | 43.C5 | XT0564:4 B1 | TCP, SMT130 | 43.C5 | USED
SH0404:A | SC | TCP19A | WHT | 20 | 44.B5 | SH0404:B | TCP, SMT130 | 44.B5 | USED
SH0404:A+ | SC | TCP19AP | WHT | 20 | 44.B5 | SH0404:B+ | TCP, SMT130 | 44.B5 | USED
SH0405:A | SC | TCP20A | WHT | 20 | 44.B5 | SH0405:B | TCP, SMT130 | 44.B5 | USED
SH0405:A+ | SC | TCP20AP | WHT | 20 | 44.B5 | SH0405:B+ | TCP, SMT130 | 44.B5 | USED
SH0411:A | SC | TCP21A | WHT | 20 | 44.C5 | SH0411:B | TCP, SMT130 | 44.C5 | USED
SH0411:A+ | SC | TCP21AP | WHT | 20 | 44.C5 | SH0411:B+ | TCP, SMT130 | 44.C5 | USED
SH0412:A | SC | TCP22A | WHT | 20 | 44.C5 | SH0412:B | TCP, SMT130 | 44.C5 | USED
SH0412:A+ | SC | TCP22AP | WHT | 20 | 44.C5 | SH0412:B+ | TCP, SMT130 | 44.C5 | USED
XT0564:1 T2 | SC | TCP26NO | WHT | 20 | 43.B5 | XT0564:2 T2 | TCP, SMT130 | 43.B5 | USED
XT0564:2 T1 | SC | TCP26NO | WHT | 20 | 43.B5 | XT0564:3 T1 | TCP, SMT130 | 43.B5 | USED
XT0564:3 T2 | SC | TCP26NO | WHT | 20 | 43.B5 | XT0564:4 T2 | TCP, SMT130 | 43.C5 | USED
XT0564:4 T1 | SC | TCP26NO | WHT | 20 | 43.C5 | XT0564:5 T1 | TCP, SMT130 | 43.C5 | USED
AU0200:L2 | WC0020 | AU0200L2 | ENET | CABLE | 2.B5 | AU0120:L1 | GEN CMPNT | 2.B6 | USED
SB0400:B2-11 | SC | SB0400B211 | WHT | 20 | 44.A1 | AF0297:36 | MCC PNL,SMT130 | 44.A3 | USED
SB0400:B2-12 | SC | SB0400B212 | WHT | 20 | 44.A1 | AF0297:04 | MCC PNL,SMT130 | 44.A3 | USED
AU0200:L1 | WC0029 | AU0290L2 | ENET | CABLE | 2.B5 | AU0290:L2 | MCC PNL,SMT130 | 2.B4 | USED
AF0202:23 | WC5540 | HA0273P | BLK | 16 | 43.D6 | HA0273:(+) | PNL,DOOR,2-BAY | 43.D4 | USED
AF0202:55 | WC5540 | HA0273N | WHT | 16 | 43.D6 | HA0273:(-) | PNL,DOOR,2-BAY | 43.D4 | USED
GR0200: | SC | IEG22404 | GRN | 14 | 41.A3 | IEG2240:4 | POWERDIST, PANEL | 41.A3 | USED
AF0202:COM | SC | 0V | WHT | 16 | 41.A6 | XT0562:1 | PWR DST,DR,SMT130 | 41.B2 | USED
AF0202:V+ | SC | FU0201 | WHT | 16 | 41.A6 | FU0201:LD | PWR DST,DR,SMT130 | 41.B3 | USED
AU0200:COM | SC | 0V | WHT | 16 | 41.A4 | XT0562:1 | PWR DST,DR,SMT130 | 41.B2 | USED
AU0200:V+ | SC | FU0200 | WHT | 16 | 41.A4 | FU0200:LD | PWR DST,DR,SMT130 | 41.A3 | USED
HL0410:A | SC | 0V | WHT | 20 | 43.B5 | XT0563:4 | PWR DST,DR,SMT130 | 43.B6 | USED
SA0401:1 | SC | KA0241A1 | WHT | 20 | 43.C5 | XT0563:5 | PWR DST,DR,SMT130 | 43.C6 | USED
SA0401:2 | SC | FU0139 | WHT | 20 | 43.C5 | XT0563:6 | PWR DST,DR,SMT130 | 43.C6 | USED
SB0400:B1-11 | SC | ESTOPD | WHT | 20 | 43.D5 | XT0563:1 | PWR DST,DR,SMT130 | 43.D6 | USED
SB0400:B1-12 | SC | ESTOPC | WHT | 20 | 43.D5 | XT0563:2 | PWR DST,DR,SMT130 | 43.D6 | USED
SH0400:B | SC | 0V | WHT | 20 | 43.B5 | XT0563:4 | PWR DST,DR,SMT130 | 43.B6 | USED
XT0564:1 B2 | SC | KA033412 | WHT | 20 | 43.B5 | XT0563:3 | PWR DST,DR,SMT130 | 43.B6 | USED
SolarTools ver. 24.0.84.24712 (Jul 31, 2025)
Report date: 2/13/2026 2:19 PM

## Panel Errors (hidden)
Panel Errors
Project # | 4L341
Project Name | SMT130 Stock Units October 2024
Revision | 0.5
Controls DE
Phone:
Controls ME
Phone:
From | [6 empty] | To
Device ID | Location | Cable (W) Conductor (SC) Jumper Clip (JC) | Wire ID | Wire No. | Gauge/Size | Page/Zone | Device ID | Location | Page/Zone
Report date: 2/13/2026 2:19 PM |  |  |  | SolarTools ver. 24.0.84.24712 (Jul 31, 2025)

## Cable Part Numbers (hidden)
Cable Part Numbers |  |  | SolarTools ver. 24.0.84.24712 (Jul 31, 2025)
Project # | 4L341
Report date: 2/13/2026 2:21 PM
Project Name | SMT130 Stock Units October 2024
Revision | 0.5
Controls DE
Phone:
Controls ME
Phone:
Device ID |  | Part Number |  | Description
WC0006 |  | 1302073-36 |  | CABLE, ETHERNET - 36 INCHES
WC0007 |  | 1302073-36 |  | CABLE, ETHERNET - 36 INCHES
WC0008 |  | 1302073-36 |  | CABLE, ETHERNET - 36 INCHES
WC0009 |  | 1302073-36 |  | CABLE, ETHERNET - 36 INCHES
WC0012 |  | 1302073-36 |  | CABLE, ETHERNET - 36 INCHES
WC0014 |  | 1302073-36 |  | CABLE, ETHERNET - 36 INCHES
WC0017 |  | 1302073-36 |  | CABLE, ETHERNET - 36 INCHES
WC0018 |  | 1302073-36 |  | CABLE, ETHERNET - 36 INCHES
WC0019 |  | 1302073-36 |  | CABLE, ETHERNET - 36 INCHES
WC0020 |  | 1302073-36 |  | CABLE, ETHERNET - 36 INCHES
WC0029 |  | 1302073-36 |  | CABLE, ETHERNET - 36 INCHES
WC0041 |  | 1302073-36 |  | CABLE, ETHERNET - 36 INCHES
WC0042 |  | 1302073-36 |  | CABLE, ETHERNET - 36 INCHES
WC0602 |  | 1302073-36 |  | CABLE, ETHERNET - 36 INCHES
WC0603 |  | 1302073-36 |  | CABLE, ETHERNET - 36 INCHES
WC1242 |  | 1022941-13 |  | TPE, 1 TRIAD TWISTED SHIELDED
WC1243 |  | 1022941-13 |  | TPE, 1 TRIAD TWISTED SHIELDED
WC1244 |  | 1022941-13 |  | TPE, 1 TRIAD TWISTED SHIELDED
WC1245 |  | 1022941-13 |  | TPE, 1 TRIAD TWISTED SHIELDED
WC1246 |  | 1022941-13 |  | TPE, 1 TRIAD TWISTED SHIELDED
WC4524 |  | 1022941-12 |  | TPE, 1 PAIR TWISTED SHIELDED
WC5072 |  | PART OF 1113568-200 |  | CABLE, 2 CONDUCTOR TRIMMED SHIELD PART OF HORN
WC5540 |  | PART OF 1113568-200 |  | CABLE, 2 CONDUCTOR TRIMMED SHIELD PART OF HORN
WC7024 |  | 1302073-36 |  | CABLE, ETHERNET - 36 INCHES
WC7028 |  | 1302073-36 |  | CABLE, ETHERNET - 36 INCHES
WC7071 |  | 1302073-36 |  | CABLE, ETHERNET - 36 INCHES
WC7622 |  | 1022941-12 |  | TPE, 1 PAIR TWISTED SHIELDED
WC8009 |  | 1022941-22 |  | TPE, 1 PAIR TWISTED SHIELDED
WC8040 |  | 1322418-90 |  | CABLE, DYNAMIX 1444 BUS
WC8041 |  | 1322418-90 |  | CABLE, DYNAMIX 1444 BUS
WC8042 |  | 1322418-90 |  | CABLE, DYNAMIX 1444 BUS
WC8050 |  | 1322418-90 |  | CABLE, DYNAMIX 1444 BUS
WC8066 |  | 1022941-22 |  | TPE, 1 PAIR TWISTED SHIELDED
WC8067 |  | 1022941-22 |  | TPE, 1 PAIR TWISTED SHIELDED
WC8069 |  | 1022941-22 |  | TPE, 1 PAIR TWISTED SHIELDED
WC8071 |  | 1022941-22 |  | TPE, 1 PAIR TWISTED SHIELDED
WC8101 |  | 1022941-33 |  | TPE, 1 TRIAD TWISTED SHIELDED
WC8102 |  | 1022941-32 |  | TPE, 1 PAIR TWISTED SHIELDED
WC8201 |  | 1022941-33 |  | TPE, 1 TRIAD TWISTED SHIELDED
WC8301 |  | 1022941-33 |  | TPE, 1 TRIAD TWISTED SHIELDED

## Part Number List (hidden)
Part Number List |  | SolarTools ver. 24.0.84.24712 (Jul 31, 2025)
Project # | 4L341
Report date: 2/13/2026 2:21 PM
Project Name | SMT130 Stock Units October 2024
Revision | 0.5
Controls DE
Phone:
Controls ME
Phone:
Device ID | Part Number | Description | Location
KA0460 | 1062941-400 | RELAY, BECKWITH, M3425-A GENERATOR PROTECTION | BECKWITH RELAY,SMT130
EL0273 | 2403630-1 | LIGHT, LED, CONSOLE FLUORESCENT, WHITE | CONTROL,2-BAY
GR1000 | 903849C1 | RAIL GROUND, DIN RAIL GROUNDING | CONTROL,JB70
GR1100 | 903849C1 | RAIL GROUND, DIN RAIL GROUNDING | CONTROL,JB70
HA0472 | 1103208-101 | HORN, CONTROL SYSTEM ALARM | CONTROL,JB70
AF0500 | 1322418-31,1322418-40,1322418-72,1322418-73 | 1444-TSCX02-02RB, 2-CH TACHOMETER INPUT^DYNAMIX 1444 VIBRATION | FG&E CTRL,SMT130
AF0510 | 1322418-11,1322418-20,1322418-70,1322418-71 | 1444-DYN04-01RA, 4-CH VIBRATION INPUT^DYNAMIX 1444 VIBRATION | FG&E CTRL,SMT130
AT0170 | 1056244-29 | CONTROLLER, EAGLE QUANTUM PREMIER | FG&E CTRL,SMT130
AT0171 | 1056244-5 | 8 CHANNEL ED I/O, EAGLE QUANTUM PREMIER | FG&E CTRL,SMT130
AT0175 | 1056244-5 | 8 CHANNEL ED I/O, EAGLE QUANTUM PREMIER | FG&E CTRL,SMT130
AT0176 | 1056244-5 | 8 CHANNEL ED I/O, EAGLE QUANTUM PREMIER | FG&E CTRL,SMT130
AT0178 | 1056244-5 | 8 CHANNEL ED I/O, EAGLE QUANTUM PREMIER | FG&E CTRL,SMT130
FU0171 | 1043265-1,1043265-5 | FUSE, 10A | FG&E CTRL,SMT130
FU0172 | 1043265-1,1043265-3 | FUSE, 2A | FG&E CTRL,SMT130
FU0510 | 1043265-1,1043265-4 | FUSE, 5A | FG&E CTRL,SMT130
GR0170 | 903849C1 | RAIL GROUND, DIN RAIL GROUNDING | FG&E CTRL,SMT130
GR0172 | 903849C1 | RAIL GROUND, DIN RAIL GROUNDING | FG&E CTRL,SMT130
IEG0356 | 232941-200 | BUS BAR, FIRE SYSTEM PANEL - INSTRUMENTATION GROUNDING | FG&E CTRL,SMT130
KA0172 | 1061979-1 | RELAY, FIRE DETECTED (CUSTOMER) | FG&E CTRL,SMT130
KA0174 | 1061979-1 | RELAY, GAS DETECTED (CUSTOMER) | FG&E CTRL,SMT130
KA0179 | 1061979-1 | RELAY, MV FIRE (CUSTOMER) | FG&E CTRL,SMT130
KA6510 | 1061979-1 | RELAY, FIRE SYSTEM AUTO/INHIBIT | FG&E CTRL,SMT130
RR0178 | 912137C1 | RESISTOR, 10K OHM | FG&E CTRL,SMT130
RR1712 | 912137C1 | RESISTOR, 10K OHM | FG&E CTRL,SMT130
RR1755 | 912137C1 | RESISTOR, 10K OHM | FG&E CTRL,SMT130
RR1765 | 912137C1 | RESISTOR, 10K OHM | FG&E CTRL,SMT130
RR1767 | 912137C1 | RESISTOR, 10K OHM | FG&E CTRL,SMT130
RR7614 | CUSTOMER SUPPLIED | RESISTOR, 10K OHM | FG&E CTRL,SMT130
RR7615 | CUSTOMER SUPPLIED | RESISTOR, 10K OHM | FG&E CTRL,SMT130
RR7616 | CUSTOMER SUPPLIED | RESISTOR, 10K OHM | FG&E CTRL,SMT130
RR7617 | CUSTOMER SUPPLIED | RESISTOR, 10K OHM | FG&E CTRL,SMT130
UAI6611 | 1053038-28 | ISOLATOR, DISCRETE INPUT SIGNAL | FG&E CTRL,SMT130
UAI6621 | 1053038-28 | ISOLATOR, DISCRETE INPUT SIGNAL | FG&E CTRL,SMT130
UV0170 | 1056244-2 | POWER SUPPLY, EAGLE QUANTUM PREMIER | FG&E CTRL,SMT130
VD0178 | 960592C1 | DIODE, 15 pF | FG&E CTRL,SMT130
XT0170 | 1066730-7,1066730-8,1067996-11 | TERMINAL BLOCK, SPRING, 4 CONDUCTOR,30-12 AWG (0.05-3.31 MM2),NON-IS | FG&E CTRL,SMT130
XT0171 | 1066730-7,1066730-8,1067996-11 | TERMINAL BLOCK, SPRING, 4 CONDUCTOR,30-12 AWG (0.05-3.31 MM2),NON-IS | FG&E CTRL,SMT130
XT0172 | 1066730-7,1066730-8,1067996-11 | TERMINAL BLOCK, SPRING, 4 CONDUCTOR,30-12 AWG (0.05-3.31 MM2),NON-IS | FG&E CTRL,SMT130
XT0173 | 1066730-7 | TERMINAL BLOCK, SPRING, 4 CONDUCTOR,30-12 AWG (0.05-3.31 MM2),NON-IS | FG&E CTRL,SMT130
XT0500 | 1066730-1,1066730-2,1067996-4 | TERMINAL STRIP, 4 CONDUCTOR | FG&E CTRL,SMT130
XT0510 | 1066730-7,1066730-8,1067996-4 | TERMINAL BLOCK, SPRING, 4 CONDUCTOR,30-12 AWG (0.05-3.31 MM2),NON-IS | FG&E CTRL,SMT130
XT0550 | 1066730-7,1066730-8,1067996-11 | TERMINAL BLOCK, SPRING, 4 CONDUCTOR,30-12 AWG (0.05-3.31 MM2),NON-IS | FG&E CTRL,SMT130
AF0121 | 2684693-17,2684693-24 | 5094-OB16XT, 16 DISCRETE OUTPUT | GEN CMPNT
AF0122 | 2684693-17,2684693-23 | 5094-IB16XT, 16 DISCRETE INPUT | GEN CMPNT
AF0123 | 2684693-19,2684693-33 | 5094-IY8XT, 8 ANALOG INPUT,TC/RTD/I&V | GEN CMPNT
AF0181 | 2684693-17,2684693-23 | 5094-IB16XT, 16 DISCRETE INPUT | GEN CMPNT
AF0182 | 2684693-18,2684693-56 | 5094-IF8IHXT, 8 ANALOG INPUT, ISOLATED | GEN CMPNT
AT0140 | 2769310-1,2769310-4 | MODULE, DESC-250 | GEN CMPNT
AU0120 | 2684693-22 | 5094-AENTRXT, FLEX 5000 I/O | GEN CMPNT
AU0180 | 2684693-22 | 5094-AENTRXT, FLEX 5000 I/O | GEN CMPNT
FU0120 | 1043265-1,1043265-5 | FUSE, 10A | GEN CMPNT
FU0121 | 1043265-1,1043265-5 | FUSE, 10A | GEN CMPNT
FU0180 | 1043265-1,1043265-5 | FUSE, 10A | GEN CMPNT
FU0181 | 1043265-1,1043265-5 | FUSE, 10A | GEN CMPNT
FU0313 | 1043265-1,1043265-7 | FUSE, 20A | GEN CMPNT
FU0314 | 1043265-1,1043265-7 | FUSE, 20A | GEN CMPNT
FU0315 | 1043265-1,1043265-7 | FUSE, 20A | GEN CMPNT
FU0332 | 1043265-1,1043265-7 | FUSE, 20A | GEN CMPNT
FU0333 | 1043265-1,1043265-4 | FUSE, 5A | GEN CMPNT
FU0334 | 1043265-1,1043265-4 | FUSE, 5A | GEN CMPNT
GR0139 | 903849C1 | RAIL GROUND, DIN RAIL GROUNDING | GEN CMPNT
GR0140 | 903849C1 | RAIL GROUND, DIN RAIL GROUNDING | GEN CMPNT
GR0141 | 903849C1 | RAIL GROUND, DIN RAIL GROUNDING | GEN CMPNT
IEG0140 | 232941-110 | BUS BAR, GENERATOR PANEL - INSTRUMENTATION GROUNDING | GEN CMPNT
KA0121 | 1061979-1 | RELAY, AUTOMATIC CLOSE CIRCUIT BREAKER | GEN CMPNT
KA0123 | 1061979-1 | RELAY, CGCM #1 ENABLED | GEN CMPNT
KA0128 | 1061979-1 | RELAY, GENERATOR TRIP SUMMARY CIRCUIT BREAKER | GEN CMPNT
KA0185 | 1061979-1 | RELAY, PERMISSIVE CLOSE CIRCUIT BREAKER | GEN CMPNT
KA0310 | 1061979-1 | RELAY, CGCM #1 FAULT | GEN CMPNT
KA0313 | 1076251-1,1076251-2 | RELAY, PMG INPUT #1 | GEN CMPNT
KA0314 | 1076251-1,1076251-2 | RELAY, PMG INPUT #1 | GEN CMPNT
KA0330 | 1061979-1 | RELAY, CLOSED CIRCUIT BREAKER | GEN CMPNT
KA0331 | 1061979-1 | RELAY, MAIN UTILITY BREAKER^AUXILIARY CONTACT CLOSED | GEN CMPNT
KA0332 | 1061979-1 | RELAY, CLOSE CONTROL CIRCUIT BREAKER | GEN CMPNT
KA0333 | 1061979-1 | RELAY, TRIP CONTROL CIRCUIT BREAKER | GEN CMPNT
KA0334 | 1061979-1 | RELAY, NO EMERGENCY SHUTDOWN SUMMARY | GEN CMPNT
KA0335 | 1061979-1 | RELAY, NO EMERGENCY SHUTDOWN SUMMARY | GEN CMPNT
KA0336 | 1061979-1 | RELAY, CONTROLLER ACTIVE | GEN CMPNT
KA0340 | 1061979-1 | RELAY, BLACK START GEN REMOTE CONTROL | GEN CMPNT
KA2320 | 1061979-1 | RELAY, LUBE OIL COOLER^ENABLE | GEN CMPNT
KA2672 | 1061979-1 | RELAY, GENERATOR VOLT SELECTION | GEN CMPNT
KA2685 | 1061979-1 | RELAY, LBS AUX REMOTE OPEN | GEN CMPNT
KA3103 | 1061979-1 | RELAY, LUBE OIL TANK HEATER | GEN CMPNT
KA3420 | 1061979-1 | RELAY, GENERATOR JACKING OIL | GEN CMPNT
KA4100 | 1061979-1 | RELAY, GENERATOR HEATER ENABLED | GEN CMPNT
PEG0140 | 232941-110 | BUS BAR, GENERATOR PANEL - POWER EARTH GROUNDING | GEN CMPNT
RR2921 | 981090C1 | RESISTOR, 3.01K OHM | GEN CMPNT
RR2922 | 981089C1 | RESISTOR, 1.0K OHM | GEN CMPNT
XT0120 | 1066730-7,1066730-8,1067996-4 | TERMINAL BLOCK, SPRING, 4 CONDUCTOR,30-12 AWG (0.05-3.31 MM2),NON-IS | GEN CMPNT
XT0130 | 1066730-7,1066730-8,1067996-4 | TERMINAL BLOCK, SPRING, 4 CONDUCTOR,30-12 AWG (0.05-3.31 MM2),NON-IS | GEN CMPNT
XT0180 | 1066730-7,1066730-8,1067996-4 | TERMINAL BLOCK, SPRING, 4 CONDUCTOR,30-12 AWG (0.05-3.31 MM2),NON-IS | GEN CMPNT
XT0181 | 1066730-7,1066730-8,1067996-4 | TERMINAL BLOCK, SPRING, 4 CONDUCTOR,30-12 AWG (0.05-3.31 MM2),NON-IS | GEN CMPNT
XT0183 | 1066730-7,1066730-8,1067996-4 | TERMINAL BLOCK, SPRING, 4 CONDUCTOR,30-12 AWG (0.05-3.31 MM2),NON-IS | GEN CMPNT
XT0313 | 1066730-7,1066730-8,1067996-4 | TERMINAL BLOCK, SPRING, 4 CONDUCTOR,30-12 AWG (0.05-3.31 MM2),NON-IS | GEN CMPNT
XT0334 | 1066730-7,1066730-8,1067996-4 | TERMINAL BLOCK, SPRING, 4 CONDUCTOR,30-12 AWG (0.05-3.31 MM2),NON-IS | GEN CMPNT
XT0335 | 1066730-7,1066730-8,1067996-4 | TERMINAL BLOCK, SPRING, 4 CONDUCTOR,30-12 AWG (0.05-3.31 MM2),NON-IS | GEN CMPNT
XT0336 | 1066730-7,1066730-8,1067996-4 | TERMINAL BLOCK, SPRING, 4 CONDUCTOR,30-12 AWG (0.05-3.31 MM2),NON-IS | GEN CMPNT
XT0337 | 1066730-7 | TERMINAL BLOCK, SPRING, 4 CONDUCTOR,30-12 AWG (0.05-3.31 MM2),NON-IS | GEN CMPNT
XT0350 | 1066730-16,1066730-17,1066730-18 | TERMINAL STRIP, 2 CONDUCTOR | GEN CMPNT
XT0351 | 1066730-7,1066730-8,1067996-4 | TERMINAL BLOCK, SPRING, 4 CONDUCTOR,30-12 AWG (0.05-3.31 MM2),NON-IS | GEN CMPNT
XT0352 | 1066730-16,1066730-17,1066730-18 | TERMINAL STRIP, 2 CONDUCTOR | GEN CMPNT
XT0353 | 1066730-16,1066730-17,1066730-18 | TERMINAL STRIP, 2 CONDUCTOR | GEN CMPNT
XT0360 | 1066730-7,1066730-8,1067996-4 | TERMINAL BLOCK, SPRING, 4 CONDUCTOR,30-12 AWG (0.05-3.31 MM2),NON-IS | GEN CMPNT
XT0370 | 1066730-7,1066730-8,1067996-4 | TERMINAL BLOCK, SPRING, 4 CONDUCTOR,30-12 AWG (0.05-3.31 MM2),NON-IS | GEN CMPNT
XT0454 | 1066730-16,1066730-17,1066730-18 | TERMINAL STRIP, 2 CONDUCTOR | GEN CMPNT
XT0460 | 1066730-7,1066730-8 | TERMINAL BLOCK, SPRING, 4 CONDUCTOR,30-12 AWG (0.05-3.31 MM2),NON-IS | GEN CMPNT
XT2910 | 1066730-7,1066730-8,1067996-4 | TERMINAL BLOCK, SPRING, 4 CONDUCTOR,30-12 AWG (0.05-3.31 MM2),NON-IS | GEN CMPNT
XT7100 | PART OF ASSEMBLY | TERMINAL STRIP, SYSTEM FUNCTION (USE) | JB7100
XT7701 | 1066730-22 | TERMINAL STRIP, 2 CONDUCTOR | JB770
XT7720 | 1066730-16 | TERMINAL STRIP, 2 CONDUCTOR | JB772
CCAP0609 | PART OF ASSEMBLY | ETHERNET CONNECTION, SUPERVISORY PORT | JB774
CCENET1 | PART OF ASSEMBLY | CUSTOMER CONNECTION, ETHERNET PORT A | JB774
CCENET2 | PART OF ASSEMBLY | CUSTOMER CONNECTION, ETHERNET PORT B | JB774
CCENET3 | PART OF ASSEMBLY | CUSTOMER CONNECTION, ETHERNET PORT C | JB774
LSENET1 | PART OF ASSEMBLY | LOAD SHARE CONNECTION, LS PORT A | JB774
LSENET2 | PART OF ASSEMBLY | LOAD SHARE CONNECTION, LS PORT B | JB774
AF0291 | 2684693-17,2684693-24 | 5094-OB16XT, 16 DISCRETE OUTPUT | MCC PNL,SMT130
AF0292 | 2684693-17,2684693-23 | 5094-IB16XT, 16 DISCRETE INPUT | MCC PNL,SMT130
AF0293 | 2684693-19,2684693-33 | 5094-IY8XT, 8 ANALOG INPUT,TC/RTD/I&V | MCC PNL,SMT130
AF0294 | 2684693-18,2684693-30 | 5094-IF4IHSXT, 4 ANALOG INPUT, S | MCC PNL,SMT130
AF0295 | 2684693-18,2684693-30 | 5094-IF4IHSXT, 4 ANALOG INPUT, S | MCC PNL,SMT130
AF0296 | 2684693-17,2684693-23 | 5094-IB16XT, 16 DISCRETE INPUT | MCC PNL,SMT130
AF0297 | 2684693-18,2684693-28 | 5094-IB16SXT, 16 DISCRETE INPUT, S | MCC PNL,SMT130
AU0290 | 2684693-22 | 5094-AENTRXT, FLEX 5000 I/O | MCC PNL,SMT130
FU0290 | 1043265-1,1043265-5 | FUSE, 10A | MCC PNL,SMT130
FU0291 | 1043265-1,1043265-5 | FUSE, 10A | MCC PNL,SMT130
FU0294 | 1043265-1,1043265-5 | FUSE, 10A | MCC PNL,SMT130
FU0295 | 1043265-1,1043265-4 | FUSE, 5A | MCC PNL,SMT130
GR0290 | 903849C1 | RAIL GROUND, DIN RAIL GROUNDING | MCC PNL,SMT130
GR0291 | 903849C1 | RAIL GROUND, DIN RAIL GROUNDING | MCC PNL,SMT130
KA2960 | 1061979-1 | RELAY, ATS CB TRIP^SUMMARY | MCC PNL,SMT130
KA2970 | 1061979-1 | RELAY, LUBE OIL DEMISTER^ENABLE | MCC PNL,SMT130
PEG2240 | 232941-300 | BUS BAR, POWER DISTRIBUTION - POWER EARTH GROUNDING | MCC PNL,SMT130
XT0290 | 1066730-7,1066730-8,1067996-4 | TERMINAL BLOCK, SPRING, 4 CONDUCTOR,30-12 AWG (0.05-3.31 MM2),NON-IS | MCC PNL,SMT130
XT0292 | 1066730-7,1066730-8,1067996-4 | TERMINAL BLOCK, SPRING, 4 CONDUCTOR,30-12 AWG (0.05-3.31 MM2),NON-IS | MCC PNL,SMT130
XT0295 | 1066730-7,1066730-8,1067996-4 | TERMINAL BLOCK, SPRING, 4 CONDUCTOR,30-12 AWG (0.05-3.31 MM2),NON-IS | MCC PNL,SMT130
XT2920 | 1066730-7,1066730-8,1067996-4 | TERMINAL BLOCK, SPRING, 4 CONDUCTOR,30-12 AWG (0.05-3.31 MM2),NON-IS | MCC PNL,SMT130
AP0601 | 1089241-20 | MODULE, BLANK FILLER | PLC, PANEL
AP0602 | 1089241-40 | 1756-EN2TRXT, ETHERNET | PLC, PANEL
AP0603 | 1089241-40 | 1756-EN2TRXT, ETHERNET | PLC, PANEL
AP0604 | 1089241-20 | MODULE, BLANK FILLER | PLC, PANEL
AP0605 | 1089241-20 | MODULE, BLANK FILLER | PLC, PANEL
AP0606 | 1089241-40 | 1756-EN2TRXT, ETHERNET | PLC, PANEL
AP0607 | 1089241-40 | 1756-EN2TRXT, ETHERNET | PLC, PANEL
AP0608 | 1089241-36 | 1756-EN2TXT, ETHERNET | PLC, PANEL
AP0609 | 1089241-36 | 1756-EN2TXT, ETHERNET | PLC, PANEL
AR0600 | 1089241-42 | RACK CHASSIS, 1756-A10XT (10 SLOT) | PLC, PANEL
AT0600 | 1089241-43 | 1756-L83EXTS, CONTROLLER^GUARDLOGIX | PLC, PANEL
UV0600 | 1089241-28 | POWER SUPPLY, RSLOGIX CHASSIS | PLC, PANEL
AF0081 | 2684693-17,2684693-25 | 5094-OB8XT, 8 DISCRETE OUTPUT | PNL A,SMT130
AF0082 | 2684693-17,2684693-23 | 5094-IB16XT, 16 DISCRETE INPUT | PNL A,SMT130
AF0083 | 2684693-19,2684693-33 | 5094-IY8XT, 8 ANALOG INPUT,TC/RTD/I&V | PNL A,SMT130
AF0084 | 2684693-18,2684693-56 | 5094-IF8IHXT, 8 ANALOG INPUT, ISOLATED | PNL A,SMT130
AF0085 | 2684693-18,2684693-56 | 5094-IF8IHXT, 8 ANALOG INPUT, ISOLATED | PNL A,SMT130
AF0086 | 2684693-19,2684693-33 | 5094-IY8XT, 8 ANALOG INPUT,TC/RTD/I&V | PNL A,SMT130
AF0091 | 2684693-17,2684693-23 | 5094-IB16XT, 16 DISCRETE INPUT | PNL A,SMT130
AF0092 | 2684693-17,2684693-24 | 5094-OB16XT, 16 DISCRETE OUTPUT | PNL A,SMT130
AF0093 | 2684693-18,2684693-28 | 5094-IB16SXT, 16 DISCRETE INPUT, S | PNL A,SMT130
AU0080 | 2684693-22 | 5094-AENTRXT, FLEX 5000 I/O | PNL A,SMT130
AU0090 | 2684693-22 | 5094-AENTRXT, FLEX 5000 I/O | PNL A,SMT130
FU0080 | 1043265-1,1043265-5 | FUSE, 10A | PNL A,SMT130
FU0081 | 1043265-1,1043265-5 | FUSE, 10A | PNL A,SMT130
FU0082 | 1043265-1,1043265-5 | FUSE, 10A | PNL A,SMT130
FU0090 | 1043265-1,1043265-5 | FUSE, 10A | PNL A,SMT130
FU0091 | 1043265-1,1043265-5 | FUSE, 10A | PNL A,SMT130
FU0137 | 1043265-1,1043265-7 | FUSE, 20A | PNL A,SMT130
FU0139 | 1043265-4 | FUSE, 5A | PNL A,SMT130
FU0140 | 1043265-1,1043265-4 | FUSE, 5A | PNL A,SMT130
FU2100 | 1043265-1,1043265-4 | FUSE, 5A | PNL A,SMT130
GR0111 | 903849C1 | RAIL GROUND, DIN RAIL GROUNDING | PNL A,SMT130
GR0131 | 903849C1 | RAIL GROUND, DIN RAIL GROUNDING | PNL A,SMT130
GR0132 | 903849C1 | RAIL GROUND, DIN RAIL GROUNDING | PNL A,SMT130
GR0134 | 903849C1 | RAIL GROUND, DIN RAIL GROUNDING | PNL A,SMT130
KA0130 | 1061979-1 | RELAY, LOWSPEED/OPEN PROBE SETPOINT | PNL A,SMT130
KA0131 | 1061979-1 | RELAY, CONTROLLER ACTIVE | PNL A,SMT130
KA0132 | 1061979-1 | RELAY, CONTROLLER ACTIVE | PNL A,SMT130
KA0133 | 1061979-1 | RELAY, POST LUBE TIMER RESET | PNL A,SMT130
KA0134 | 1061979-1 | RELAY, BACKUP COMMAND OFF | PNL A,SMT130
KA0135 | 1061979-1 | RELAY, AC PRE/POST PUMP DRIVE | PNL A,SMT130
KA0136 | 1061979-1 | RELAY, LUBE OIL HEADER^PRESSURE HIGH | PNL A,SMT130
KA0137 | 1061979-1 | RELAY, LUBE PUMP INHIBIT | PNL A,SMT130
KA0138 | 1061979-1 | RELAY, BACKUP LUBE OIL PUMP OFF | PNL A,SMT130
KA0141 | 1061979-1 | RELAY, CONTROLLER ACTIVE | PNL A,SMT130
KA0176 | 1061979-1 | RELAY, VENTILATION REQUIRED | PNL A,SMT130
KA0177 | 1061979-1 | RELAY, VENTILATION REQUIRED | PNL A,SMT130
KA0178 | 1061979-1 | RELAY, LOCAL HORN CONTROL (EQP) | PNL A,SMT130
KA0230 | 1061979-1 | RELAY, CONTROLLER ACTIVE | PNL A,SMT130
KA0231 | 1061979-1 | RELAY, CONTROLLER ACTIVE | PNL A,SMT130
KA0232 | 1061979-1 | RELAY, CONTROLLER ACTIVE | PNL A,SMT130
KA0235 | 1061979-1 | RELAY, NO EMERGENCY SHUTDOWN SUMMARY | PNL A,SMT130
KA0236 | 1061979-1 | RELAY, NO EMERGENCY SHUTDOWN SUMMARY | PNL A,SMT130
KA0237 | 1061979-1 | RELAY, NO EMERGENCY^SHUTDOWN SUMMARY | PNL A,SMT130
KA0239 | 1061979-1 | RELAY, NO EMERGENCY SHUTDOWN SUMMARY | PNL A,SMT130
KA0241 | 1061979-1 | RELAY, BACKUP SYSTEM RESET | PNL A,SMT130
KA0242 | 1061979-1 | RELAY, BACKUP SYSTEM RESET | PNL A,SMT130
KA0243 | 1061979-1 | RELAY, NO FIRE DETECTED | PNL A,SMT130
KA0244 | 1061979-1 | RELAY, NO FIRE DETECTED | PNL A,SMT130
KA0245 | 1061979-1 | RELAY, NO GAS DETECTED | PNL A,SMT130
KA0246 | 1061979-1 | RELAY, NO FIRE DETECTED | PNL A,SMT130
KA0247 | 1061979-1 | RELAY, NO FIRE DETECTED | PNL A,SMT130
KA0249 | 1061979-1 | RELAY, NO GAS DETECTED | PNL A,SMT130
KA0260 | 1061979-1 | RELAY, NO MV FIRE DETECTED | PNL A,SMT130
KA0875 | 1061979-1 | RELAY, LOCAL HORN CONTROL (PLC) | PNL A,SMT130
KA1020 | 1061979-1 | RELAY, IGNITION START | PNL A,SMT130
KA6211 | 1061979-1 | RELAY, DRIVER ENCLOSURE^VENT FAN #1 | PNL A,SMT130
KA6212 | 1061979-1 | RELAY, DRIVER ENCLOSURE^VENT FAN #2 | PNL A,SMT130
KT0140 | 2651077-1 | TIMER RELAY, BACKUP PUMP^POST LUBE OFF CYCLE | PNL A,SMT130
KT0141 | 2651077-1 | TIMER RELAY, BACKUP POST LUBE CONTINUOUS | PNL A,SMT130
KT0142 | 2651077-1 | TIMER RELAY, TOTAL POST LUBE | PNL A,SMT130
KT0143 | 2651077-1 | TIMER RELAY, BACKUP PUMP POST LUBE ON CYCLE | PNL A,SMT130
KT0144 | 2651077-1 | TIMER RELAY, HEADER PRESSURE HIGH^BACKUP PUMP OFF | PNL A,SMT130
KT0145 | 2651077-1 | TIMER RELAY, FIRE DETECTED ROLLDOWN LUBE | PNL A,SMT130
KT0146 | 2651077-3 | TIMER RELAY, WATCHDOG | PNL A,SMT130
PC0470 | 2271605-1 | TIMER/COUNTER, ENGINE HOUR / START COUNTER | PNL A,SMT130
VD6211 | 960592C1 | DIODE, 15 pF | PNL A,SMT130
VD6212 | 960592C1 | DIODE, 15 pF | PNL A,SMT130
XT0015 | 1066730-16,1066730-17,1066730-18 | TERMINAL STRIP, 2 CONDUCTOR | PNL A,SMT130
XT0016 | 1066730-16,1066730-17,1066730-18 | TERMINAL STRIP, 2 CONDUCTOR | PNL A,SMT130
XT0017 | 1066730-16,1066730-17,1066730-18 | TERMINAL STRIP, 2 CONDUCTOR | PNL A,SMT130
XT0080 | 1066730-7,1066730-8,1067996-3 | TERMINAL BLOCK, SPRING, 4 CONDUCTOR,30-12 AWG (0.05-3.31 MM2),NON-IS | PNL A,SMT130
XT0081 | 1066730-7,1066730-8,1067996-3 | TERMINAL BLOCK, SPRING, 4 CONDUCTOR,30-12 AWG (0.05-3.31 MM2),NON-IS | PNL A,SMT130
XT0082 | 1066730-7,1066730-8,1067996-4 | TERMINAL BLOCK, SPRING, 4 CONDUCTOR,30-12 AWG (0.05-3.31 MM2),NON-IS | PNL A,SMT130
XT0089 | 1066730-7,1066730-8,1067996-3 | TERMINAL BLOCK, SPRING, 4 CONDUCTOR,30-12 AWG (0.05-3.31 MM2),NON-IS | PNL A,SMT130
XT0090 | 1066730-7,1066730-8,1067996-4 | TERMINAL BLOCK, SPRING, 4 CONDUCTOR,30-12 AWG (0.05-3.31 MM2),NON-IS | PNL A,SMT130
XT0134 | 1066730-16,1066730-17,1067996-4 | TERMINAL STRIP, 2 CONDUCTOR | PNL A,SMT130
XT0135 | 1066730-7,1066730-8,1067996-4 | TERMINAL BLOCK, SPRING, 4 CONDUCTOR,30-12 AWG (0.05-3.31 MM2),NON-IS | PNL A,SMT130
XT0136 | 1066730-7 | TERMINAL BLOCK, SPRING, 4 CONDUCTOR,30-12 AWG (0.05-3.31 MM2),NON-IS | PNL A,SMT130
XT0137 | 1066730-7,1066730-8,1067996-3 | TERMINAL BLOCK, SPRING, 4 CONDUCTOR,30-12 AWG (0.05-3.31 MM2),NON-IS | PNL A,SMT130
XT0138 | 1066730-16,1066730-17,1067996-4 | TERMINAL STRIP, 2 CONDUCTOR | PNL A,SMT130
XT0139 | 1066730-7,1066730-8,1067996-3 | TERMINAL BLOCK, SPRING, 4 CONDUCTOR,30-12 AWG (0.05-3.31 MM2),NON-IS | PNL A,SMT130
XT0233 | 1066730-7,1066730-8,1067996-3 | TERMINAL BLOCK, SPRING, 4 CONDUCTOR,30-12 AWG (0.05-3.31 MM2),NON-IS | PNL A,SMT130
XT0237 | 1066730-7,1066730-8,1067996-3 | TERMINAL BLOCK, SPRING, 4 CONDUCTOR,30-12 AWG (0.05-3.31 MM2),NON-IS | PNL A,SMT130
XT1135 | 1066730-7,1066730-8,1067996-3 | TERMINAL BLOCK, SPRING, 4 CONDUCTOR,30-12 AWG (0.05-3.31 MM2),NON-IS | PNL A,SMT130
AF0061 | 2684693-17,2684693-25 | 5094-OB8XT, 8 DISCRETE OUTPUT | PNL B,SMT130
AF0062 | 2684693-17,2684693-25 | 5094-OB8XT, 8 DISCRETE OUTPUT | PNL B,SMT130
AF0063 | 2684693-17,2684693-25 | 5094-OB8XT, 8 DISCRETE OUTPUT | PNL B,SMT130
AF0064 | 2684693-17,2684693-23 | 5094-IB16XT, 16 DISCRETE INPUT | PNL B,SMT130
AF0065 | 2684693-18,2684693-30 | 5094-IF4IHSXT, 4 ANALOG INPUT, S | PNL B,SMT130
AF0066 | 2684693-21,2684693-36 | 5094-IRT8SXT, 8 RTD/TC ANALOG INPUT, S | PNL B,SMT130
AF0067 | 2684693-18,2684693-30 | 5094-IF4IHSXT, 4 ANALOG INPUT, S | PNL B,SMT130
AF0068 | 2684693-18,2684693-27 | 5094-OF8IHXT, 8 ANALOG OUTPUT, ISOLATED | PNL B,SMT130
AF0071 | 2684693-18,2684693-32 | 5094-IJ2ISXT, 2 FAST COUNTER INPUT, S | PNL B,SMT130
AF0072 | 2684693-18,2684693-56 | 5094-IF8IHXT, 8 ANALOG INPUT, ISOLATED | PNL B,SMT130
AF0073 | 2684693-18,2684693-30 | 5094-IF4IHSXT, 4 ANALOG INPUT, S | PNL B,SMT130
AF0074 | 2684693-21,2684693-36 | 5094-IRT8SXT, 8 RTD/TC ANALOG INPUT, S | PNL B,SMT130
AF0075 | 2684693-18,2684693-55 | 5094-OB16SXT, 16 DISCRETE OUTPUT, S | PNL B,SMT130
AF0400 | 1322418-31,1322418-40,1322418-72,1322418-73 | 1444-TSCX02-02RB, 2-CH TACHOMETER INPUT^DYNAMIX 1444 VIBRATION | PNL B,SMT130
AF0410 | 1322418-11,1322418-20,1322418-70,1322418-71 | 1444-DYN04-01RA, 4-CH VIBRATION INPUT^DYNAMIX 1444 VIBRATION | PNL B,SMT130
AF0420 | 1322418-11,1322418-20,1322418-70,1322418-71 | 1444-DYN04-01RA, 4-CH VIBRATION INPUT^DYNAMIX 1444 VIBRATION | PNL B,SMT130
AF0450 | 1322418-11,1322418-20,1322418-70,1322418-71 | 1444-DYN04-01RA, 4-CH VIBRATION INPUT^DYNAMIX 1444 VIBRATION | PNL B,SMT130
AU0060 | 2684693-22 | 5094-AENTRXT, FLEX 5000 I/O | PNL B,SMT130
AU0070 | 2684693-22 | 5094-AENTRXT, FLEX 5000 I/O | PNL B,SMT130
FU0060 | 1043265-1,1043265-5 | FUSE, 10A | PNL B,SMT130
FU0061 | 1043265-1,1043265-5 | FUSE, 10A | PNL B,SMT130
FU0062 | 1043265-1,1043265-5 | FUSE, 10A | PNL B,SMT130
FU0063 | 1043265-1,1043265-5 | FUSE, 10A | PNL B,SMT130
FU0064 | 1043265-1,1043265-5 | FUSE, 10A | PNL B,SMT130
FU0070 | 1043265-1,1043265-5 | FUSE, 10A | PNL B,SMT130
FU0071 | 1043265-1,1043265-5 | FUSE, 10A | PNL B,SMT130
FU0110 | 1043265-1,1043265-4 | FUSE, 5A | PNL B,SMT130
FU0210 | 1043265-1,1043265-7 | FUSE, 20A | PNL B,SMT130
FU0211 | 1043265-1,1043265-4 | FUSE, 5A | PNL B,SMT130
FU0212 | 1043265-1,1043265-3 | FUSE, 2A | PNL B,SMT130
FU0213 | 1043265-1,1043265-4 | FUSE, 5A | PNL B,SMT130
FU0214 | 1043265-1,1043265-5 | FUSE, 10A | PNL B,SMT130
GR0233 | 903849C1 | RAIL GROUND, DIN RAIL GROUNDING | PNL B,SMT130
GR0244 | 903849C1 | RAIL GROUND, DIN RAIL GROUNDING | PNL B,SMT130
GR0251 | 903849C1 | RAIL GROUND, DIN RAIL GROUNDING | PNL B,SMT130
IEG0230 | 232941-300 | BUS BAR, PANEL B - INSTRUMENT EARTH GROUNDING | PNL B,SMT130
KA0221 | 1061979-1 | RELAY | PNL B,SMT130
KA0222 | 1061979-1 | RELAY | PNL B,SMT130
KA0233 | 1061979-1 | RELAY, CONTROLLER ACTIVE | PNL B,SMT130
KA0234 | 1061979-1 | RELAY, CONTROLLER ACTIVE | PNL B,SMT130
KA0240 | 1061979-1 | RELAY, NO EMERGENCY SHUTDOWN SUMMARY | PNL B,SMT130
KA0251 | 1061979-1 | RELAY, NO EMERGENCY SHUTDOWN SUMMARY | PNL B,SMT130
UA1200 | 1053834-11 | BUOS MODULE, BACKUP OVERSPEED | PNL B,SMT130
XT0060 | 1066730-7,1066730-8,1067996-4 | TERMINAL BLOCK, SPRING, 4 CONDUCTOR,30-12 AWG (0.05-3.31 MM2),NON-IS | PNL B,SMT130
XT0070 | 1066730-7,1066730-8,1067996-4 | TERMINAL BLOCK, SPRING, 4 CONDUCTOR,30-12 AWG (0.05-3.31 MM2),NON-IS | PNL B,SMT130
XT0110 | 1066730-7,1066730-8,1067996-4 | TERMINAL BLOCK, SPRING, 4 CONDUCTOR,30-12 AWG (0.05-3.31 MM2),NON-IS | PNL B,SMT130
XT0235 | 1066730-7,1066730-8,1067996-4 | TERMINAL BLOCK, SPRING, 4 CONDUCTOR,30-12 AWG (0.05-3.31 MM2),NON-IS | PNL B,SMT130
XT0240 | 1066730-7,1066730-8,1067996-4 | TERMINAL BLOCK, SPRING, 4 CONDUCTOR,30-12 AWG (0.05-3.31 MM2),NON-IS | PNL B,SMT130
XT0400 | 1066730-1,1066730-2 | TERMINAL STRIP, 4 CONDUCTOR | PNL B,SMT130
AT0190 | 1577354-5100 | WORKSTATION, PANEL COMPUTER, TT4000 | PNL,DOOR,2-BAY
AT0190K | 1047273-2,1068334 | KEYBOARD, TYPING INTERFACE | PNL,DOOR,2-BAY
HA0273 | 1113568-200 | HORN, AUDIBLE ALARM | PNL,DOOR,2-BAY
KA0461 | 1021502 | RELAY, LOCKOUT WITH MANUAL RESET | PNL,DOOR,2-BAY
SB6500 | 2380746-1 | PUSHBUTTON SWITCH, SMOKE DETECTOR RESET | PNL,DOOR,2-BAY
BA0700 | 2127397-1 | SWITCH, ETHERNET, MANAGED | POWERDIST, PANEL
BA0701 | 1901587-1 | MODULE, TIME SYNC | POWERDIST, PANEL
BA0703 | 2127397-2 | WIRELESS BRIDGE, *OPT* | POWERDIST, PANEL
FU0010 | 1043265-1,1043265-5 | FUSE, 10A | POWERDIST, PANEL
FU0011 | 1043265-1,1043265-7 | FUSE, 20A | POWERDIST, PANEL
FU0136 | 1043265-1,1043265-9 | FUSE, 30A | POWERDIST, PANEL
FU0460 | 1043265-1,1043265-5 | FUSE, 10A | POWERDIST, PANEL
FU2700 | 1043265-1,1043265-4 | FUSE, 5A | POWERDIST, PANEL
FU2701 | 1043265-1,1043265-4 | FUSE, 5A | POWERDIST, PANEL
FU2703 | 1043265-1,1043265-4 | FUSE, 5A | POWERDIST, PANEL
GR0144 | 903849C1 | RAIL GROUND, DIN RAIL GROUNDING | POWERDIST, PANEL
GR0145 | 903849C1 | RAIL GROUND, DIN RAIL GROUNDING | POWERDIST, PANEL
GR0146 | 903849C1 | RAIL GROUND, DIN RAIL GROUNDING | POWERDIST, PANEL
IEG2240 | 232941-300 | BUS BAR, POWER DISTRIBUTION - INSTRUMENTATION GROUNDING | POWERDIST, PANEL
UJ0131 | 1286570-1 | POWER CONVERTER, AC/DC INPUT TO 28V DC OUTPUT | POWERDIST, PANEL
XT0011 | 1066730-16,1066730-17,1066730-18 | TERMINAL STRIP, 2 CONDUCTOR | POWERDIST, PANEL
XT0027 | 1066730-7 | TERMINAL BLOCK, SPRING, 4 CONDUCTOR,30-12 AWG (0.05-3.31 MM2),NON-IS | POWERDIST, PANEL
XT0102 | 1066730-16 | TERMINAL STRIP, 2 CONDUCTOR | POWERDIST, PANEL
XT0104 | 1066730-16 | TERMINAL STRIP, 2 CONDUCTOR | POWERDIST, PANEL
FU0190 | 1043265-1,1043265-5 | FUSE, 10A | PWR DST,DR,SMT130
FU0200 | 1043265-1,1043265-5 | FUSE, 10A | PWR DST,DR,SMT130
FU0201 | 1043265-1,1043265-5 | FUSE, 10A | PWR DST,DR,SMT130
FU0273 | 1043265-1,1043265-4 | FUSE, 5A | PWR DST,DR,SMT130
FU0560 | 1043265-1,1043265-7 | FUSE, 20A | PWR DST,DR,SMT130
FU0701 | 1043265-1,1043265-4 | FUSE, 5A | PWR DST,DR,SMT130
FU6500 | 1043265-1,1043265-3 | FUSE, 2A | PWR DST,DR,SMT130
XT0562 | 1066730-7,1066730-8,1067996-4 | TERMINAL BLOCK, SPRING, 4 CONDUCTOR,30-12 AWG (0.05-3.31 MM2),NON-IS | PWR DST,DR,SMT130
XT0563 | 1066730-7,1066730-8,1067996-4 | TERMINAL BLOCK, SPRING, 4 CONDUCTOR,30-12 AWG (0.05-3.31 MM2),NON-IS | PWR DST,DR,SMT130
XT2930 | 1066730-7,1066730-8,1067996-4 | TERMINAL BLOCK, SPRING, 4 CONDUCTOR,30-12 AWG (0.05-3.31 MM2),NON-IS | PWR DST,DR,SMT130
AF0201 | PARTOFTCPASSY | 5094-IB32XT, 32 DISCRETE INPUT | TCP, SMT130
AF0202 | PARTOFTCPASSY | 5094-OB32XT, 32 DISCRETE OUTPUT | TCP, SMT130
AU0200 | PARTOFTCPASSY | 5094-AENTRXT, FLEX 5000 I/O | TCP, SMT130
GR0200 | PARTOFTCPASSY | RAIL LUG, DIN RAIL GROUNDING | TCP, SMT130
HL0400 | PARTOFTCPASSY | LIGHT, READY, GREEN | TCP, SMT130
HL0401 | PARTOFTCPASSY | LIGHT, STARTING, WHITE | TCP, SMT130
HL0402 | PARTOFTCPASSY | LIGHT, READY TO LOAD, WHITE | TCP, SMT130
HL0403 | PARTOFTCPASSY | LIGHT, ON LOAD, WHITE | TCP, SMT130
HL0404 | PARTOFTCPASSY | LIGHT, SPARE, WHITE | TCP, SMT130
HL0405 | PARTOFTCPASSY | LIGHT, LOCAL/AUXILIARY SELECT, WHITE | TCP, SMT130
HL0406 | PARTOFTCPASSY | LIGHT, SPARE, WHITE | TCP, SMT130
HL0407 | PARTOFTCPASSY | LIGHT, COOLDOWN, WHITE | TCP, SMT130
HL0408 | PARTOFTCPASSY | LIGHT, STOPPING, WHITE | TCP, SMT130
HL0409 | PARTOFTCPASSY | LIGHT, ALARM SUMMARY, AMBER | TCP, SMT130
HL0410 | PARTOFTCPASSY | LIGHT, BACKUP ACTIVE, AMBER | TCP, SMT130
HL0411 | PARTOFTCPASSY | LIGHT, SHUTDOWN SUMMARY, RED | TCP, SMT130
SA0400 | PARTOFTCPASSY | SELECTOR SWITCH, OFF/LOCAL/AUXILIARY | TCP, SMT130
SA0401 | PARTOFTCPASSY | SELECTOR SWITCH, BACKUP SYSTEM RESET | TCP, SMT130
SB0400 | PARTOFTCPASSY | PUSHBUTTON SWITCH, EMERGENCY STOP | TCP, SMT130
SB0401 | PARTOFTCPASSY | PUSHBUTTON SWITCH, HORN SILENCE | TCP, SMT130
SB0402 | PARTOFTCPASSY | PUSHBUTTON SWITCH, ACKNOWLEDGE | TCP, SMT130
SB0403 | PARTOFTCPASSY | PUSHBUTTON SWITCH, RESET | TCP, SMT130
SB0404 | PARTOFTCPASSY | PUSHBUTTON SWITCH, LAMP TEST | TCP, SMT130
SB0405 | PARTOFTCPASSY | PUSHBUTTON SWITCH, START | TCP, SMT130
SB0406 | PARTOFTCPASSY | PUSHBUTTON SWITCH, NORMAL STOP | TCP, SMT130
SB0407 | PARTOFTCPASSY | PUSHBUTTON SWITCH, SPEED/LOAD DECREASE | TCP, SMT130
SB0408 | PARTOFTCPASSY | PUSHBUTTON SWITCH, SPEED/LOAD INCREASE | TCP, SMT130
SH0400 | PARTOFTCPASSY | LIGHTED SWITCH, SPARE, WHITE | TCP, SMT130
SH0401 | PARTOFTCPASSY | LIGHTED SWITCH, SPARE, WHITE | TCP, SMT130
SH0404 | PARTOFTCPASSY | LIGHTED SWITCH, SPARE, WHITE | TCP, SMT130
SH0405 | PARTOFTCPASSY | LIGHTED SWITCH, SPARE, WHITE | TCP, SMT130
SH0408 | PARTOFTCPASSY | LIGHTED SWITCH, SPARE, WHITE | TCP, SMT130
SH0409 | PARTOFTCPASSY | LIGHTED SWITCH, SPARE, WHITE | TCP, SMT130
SH0410 | PARTOFTCPASSY | LIGHTED SWITCH, SPARE, WHITE | TCP, SMT130
SH0411 | PARTOFTCPASSY | LIGHTED SWITCH, VOLTAGE DECREASE SELECT, WHITE | TCP, SMT130
SH0412 | PARTOFTCPASSY | LIGHTED SWITCH, VOLTAGE INCREASE SELECT, WHITE | TCP, SMT130
XT0201 | 1066730-1,1066730-2 | TERMINAL STRIP, 4 CONDUCTOR | TCP, SMT130
XT0564 | PARTOFTCPASSY | TERMINAL STRIP, SYSTEM FUNCTION (USE) | TCP, SMT130

## A_S
PNL A
Project # | 4M011
Project Name | SMT130 Stock Units October 2024
Revision | 0.5
Controls DE
Phone:
Controls ME
Phone:
From | [5 empty] | To
Device ID | Wire No. | Wire ID | Gauge/Size | Length | Device ID | Location | Bundle Name
PC0470:INP_A | -009207 | WHT | 20 | 60 | AF0092:07 | PNL A | PC0470
PC0470:-PWR | -009223 | WHT | 20 | 60 | AF0092:23 | PNL A
PC0470:+PWR | -009239 | WHT | 20 | 60 | AF0092:39 | PNL A
AF0092:04 | -009204 | WHT | 20 | 100 | XT0137:2 | PNL A | AF0090'S
AF0092:13 | -009213 | WHT | 20 | 100 | XT0137:4 | PNL A
AF0092:31 | HL62001 | WHT | 20 | 60 | XT0139:6 | PNL A
AF0092:15 | HL62002 | WHT | 20 | 60 | XT0139:5 | PNL A
AF0092:24 | KA0875A2 | WHT | 20 | 60 | XT0136:2 | PNL A
AF0093:42 | SB047311 | WHT | 20 | 60 | XT0139:1 | PNL A
AF0093:10 | SB047312 | WHT | 20 | 60 | XT0139:2 | PNL A
AF0091:15 | SB6200C | WHT | 20 | 60 | XT0139:8 | PNL A
AF0091:47 | SB6200NO | WHT | 20 | 60 | XT0139:7 | PNL A
AF0093:00 | UA1200J21 | WHT | 20 | 100 | XT0233:1 | PNL A
AU0090:COM | -0V | WHT | 16 | 60 | XT0090:1 | PNL A
AF0092:COM | -0V | WHT | 16 | 60 | XT0090:2 | PNL A
AF0091:COM | AF0091N | WHT | 16 | 60 | AF0093:COM | PNL A
AF0091:V+ | AF0091P | WHT | 16 | 60 | AF0093:V+ | PNL A
AU0090:V+ | FU0090 | WHT | 16 | 60 | FU0090:LD | PNL A
AF0092:V+ | FU0091 | WHT | 16 | 60 | FU0091:LD | PNL A
AF0093:43 | SB751211 | WHT | 16 | 60 | XT0139:9 | PNL A
AF0093:11 | SB751212 | WHT | 16 | 60 | XT0139:10 | PNL A
AU0080:COM | -0V | WHT | 16 | 60 | XT0082:2 | PNL A | AF0080'S
AF0081:COM | -0V | WHT | 16 | 60 | XT0082:3 | PNL A
AU0080:COM | AU0080N | WHT | 16 | 60 | AF0082:COM | PNL A
AU0080:V+ | AU0080P | WHT | 16 | 60 | AF0082:V+ | PNL A
AU0080:V+ | FU0081 | WHT | 16 | 60 | FU0081:LD | PNL A
AF0081:V+ | FU0082 | WHT | 16 | 60 | FU0082:LD | PNL A
FU0139:LD | FU0139 | WHT | 16 | 60 | XT0081:1 | PNL A | FU
FU0081:LI | FU0080 | WHT | 14 | 60 | FU0080:LD | PNL A
FU0082:LI | FU0080 | WHT | 14 | 60 | FU0090:LI | PNL A
FU0137:LI | FU0136 | WHT | 14 | 100 | XT0138:2 | PNL A
FU0080:LI | FU0137 | WHT | 14 | 60 | FU0137:LD | PNL A
KA0875:A1 | -009208 | WHT | 20 | 100 | AF0092:08 | PNL A | KA/A1
KA0130:A1 | -009338 | WHT | 20 | 100 | AF0093:38 | PNL A
KA0130:A1 | -009338 | WHT | 20 | 60 | KA0130:11 | PNL A
KA0235:A1 | ESTOP | WHT | 20 | 60 | XT0139:12 | PNL A
KA0131:A1 | KA0131A1 | WHT | 20 | 100 | KA0242:14 | PNL A
KA0133:A1 | KA0133A1 | WHT | 20 | 60 | AF0092:02 | PNL A
KA0134:A1 | KA0134A1 | WHT | 20 | 80 | AF0081:08 | PNL A
KA0134:A1 | KA0134A1 | WHT | 20 | 60 | AF0091:07 | PNL A
KA0135:A1 | KA0135A1 | WHT | 20 | 60 | KA0131:11 | PNL A
KA0137:A1 | KA0137A1 | WHT | 20 | 60 | KT0145:18 | PNL A
KA0138:A1 | KA0138A1 | WHT | 20 | 80 | KA0132:21 | PNL A
KA0176:A1 | KA0176A1 | WHT | 20 | 60 | KA0135:22 | PNL A
KA0178:A1 | KA0178A1 | WHT | 20 | 120 | XT0136:11 | PNL A
KA0241:A1 | KA0241A1 | WHT | 20 | 60 | XT0081:7 | PNL A
KA0243:A1 | KA0243A1 | WHT | 20 | 120 | XT0089:3 | PNL A
KA0245:A1 | KA0245A1 | WHT | 20 | 120 | XT0089:4 | PNL A
KA0260:A1 | KA0260A1 | WHT | 20 | 120 | XT0089:5 | PNL A
KA6211:A1 | KA6211A1 | WHT | 20 | 60 | KA0246:14 | PNL A
KA6212:A1 | KA6212A1 | WHT | 20 | 60 | KA0247:14 | PNL A
KA0136:A1 | PS32002 | WHT | 20 | 60 | XT0136:5 | PNL A
KA6211:A2 | -009220 | WHT | 20 | 100 | AF0092:20 | PNL A | KA/A2
KA6212:A2 | -009229 | WHT | 20 | 100 | AF0092:29 | PNL A
KA0135:A2 | -0V | WHT | 20 | 100 | KA0137:A2 | PNL A
KA0176:A2 | -0V | WHT | 20 | 60 | XT0080:3 | PNL A
KA0241:A2 | -0V | WHT | 20 | 60 | XT0080:4 | PNL A
KA0134:A2 | -0V | WHT | 20 | 60 | KT0143:A2 | PNL A
KA0138:A2 | -0V | WHT | 20 | 60 | KT0143:A2 | PNL A
KA0133:A2 | -0V | WHT | 20 | 60 | KT0144:A2 | PNL A
KA0137:A2 | -0V | WHT | 20 | 60 | KT0145:A2 | PNL A
KA0178:A2 | AT017824 | WHT | 20 | 100 | XT0136:12 | PNL A
KA0131:A2 | KA0131A2 | WHT | 20 | 60 | AF0093:28 | PNL A
KA0875:A2 | KA0875A2 | WHT | 20 | 100 | XT0136:2 | PNL A
KA0176:14 | -009236 | WHT | 20 | 80 | AF0092:36 | PNL A | KA
KA0177:14 | -009245 | WHT | 20 | 80 | AF0092:45 | PNL A
KA0130:14 | -009306 | WHT | 20 | 100 | AF0093:06 | PNL A
KA0243:24 | ESTOPF | WHT | 20 | 100 | XT0139:3 | PNL A
KA0132:11 | FU0139 | WHT | 20 | 60 | KA0133:11 | PNL A
KA0132:11 | FU0139 | WHT | 20 | 100 | XT0081:1 | PNL A
KA0133:11 | FU0139 | WHT | 20 | 60 | KT0144:A1 | PNL A
KA0134:11 | FU0139 | WHT | 20 | 60 | KA0136:11 | PNL A
KA0134:11 | FU0139 | WHT | 20 | 60 | KT0144:15 | PNL A
KA0136:11 | FU0139 | WHT | 20 | 60 | KT0144:A1 | PNL A
KA0137:11 | FU0139 | WHT | 20 | 60 | KT0140:15 | PNL A
KA0137:11 | FU0139 | WHT | 20 | 60 | KT0144:15 | PNL A
KA0137:21 | FU0139 | WHT | 20 | 60 | KT0145:15 | PNL A
KA0232:21 | FU0139 | WHT | 20 | 100 | XT0081:3 | PNL A
KA0244:11 | FU0139 | WHT | 20 | 100 | XT0081:2 | PNL A
KA0244:11 | FU0139 | WHT | 20 | 60 | KT0142:15 | PNL A
KA0237:22 | FU0212 | WHT | 20 | 60 | XT0233:2 | PNL A
KA0875:14 | FU0213 | WHT | 20 | 60 | KA0232:12 | PNL A
KA0875:14 | FU0213 | WHT | 20 | 60 | XT0089:7 | PNL A
KA0137:24 | KA013112 | WHT | 20 | 80 | AF0091:05 | PNL A
KA0131:14 | KA013114 | WHT | 20 | 80 | AF0092:06 | PNL A
KA0242:14 | KA0131A1 | WHT | 20 | 60 | KA0231:14 | PNL A
KA0132:22 | KA013222 | WHT | 20 | 100 | KT0141:18 | PNL A
KA0137:14 | KA013222 | WHT | 20 | 100 | KT0141:18 | PNL A
KA0137:14 | KA013222 | WHT | 20 | 100 | KT0144:18 | PNL A
KA0132:24 | KA013224 | WHT | 20 | 60 | KA0134:14 | PNL A
KA0135:21 | KA013521 | WHT | 20 | 60 | KA0232:22 | PNL A
KA0135:21 | KA013521 | WHT | 20 | 60 | KA0249:11 | PNL A
KA0136:21 | KA013621 | WHT | 20 | 80 | AF0091:36 | PNL A
KA0136:24 | KA013624 | WHT | 20 | 80 | AF0091:04 | PNL A
KA0136:14 | KA013821 | WHT | 20 | 60 | KA0138:21 | PNL A
KA0141:11 | KA014111 | WHT | 20 | 80 | AF0091:35 | PNL A
KA0141:14 | KA014114 | WHT | 20 | 80 | AF0091:03 | PNL A
KA0141:24 | KA014124 | WHT | 20 | 80 | AF0093:44 | PNL A
KA0141:24 | KA014124 | WHT | 20 | 60 | KA0241:24 | PNL A
KA0135:22 | KA0176A1 | WHT | 20 | 60 | KA0249:12 | PNL A
KA0178:14 | KA017814 | WHT | 20 | 60 | KA0232:11 | PNL A
KA0231:24 | KA023124 | WHT | 20 | 60 | KA0245:21 | PNL A
KA0237:21 | KA023721 | WHT | 20 | 60 | KA0242:24 | PNL A
KA0239:11 | KA023911 | WHT | 20 | 80 | AF0093:39 | PNL A
KA0239:14 | KA023914 | WHT | 20 | 80 | AF0093:07 | PNL A
KA0236:24 | KA024114 | WHT | 20 | 60 | KA0241:14 | PNL A
KA0241:14 | KA024114 | WHT | 20 | 60 | KA0231:21 | PNL A
KA0242:21 | KA024221 | WHT | 20 | 60 | XT0237:1 T2 | PNL A
KA0243:11 | KA024311 | WHT | 20 | 80 | AF0093:34 | PNL A
KA0243:14 | KA024314 | WHT | 20 | 80 | AF0093:02 | PNL A
KA0245:11 | KA024511 | WHT | 20 | 80 | AF0093:35 | PNL A
KA0245:14 | KA024514 | WHT | 20 | 80 | AF0093:03 | PNL A
KA0243:21 | KA024524 | WHT | 20 | 60 | KA0245:24 | PNL A
KA0176:11 | KA024611 | WHT | 20 | 60 | XT0137:1 | PNL A
KA0246:11 | KA024611 | WHT | 20 | 60 | XT0137:1 | PNL A
KA0177:11 | KA024711 | WHT | 20 | 60 | XT0137:3 | PNL A
KA0247:11 | KA024711 | WHT | 20 | 60 | XT0137:3 | PNL A
KA0260:11 | KA026011 | WHT | 20 | 80 | AF0093:37 | PNL A
KA0260:14 | KA026014 | WHT | 20 | 80 | AF0093:05 | PNL A
KA0875:11 | KA087511 | WHT | 20 | 60 | XT0136:1 | PNL A
KA0138:11 | KM31701 | WHT | 20 | 100 | XT0136:9 | PNL A
KA0132:12 | KT014315 | WHT | 20 | 60 | KA0133:12 | PNL A
KA0132:12 | KT014315 | WHT | 20 | 60 | KT0142:A1 | PNL A
KA0138:24 | KT0144B1 | WHT | 20 | 60 | KT0144:B1 | PNL A
KA0244:12 | KT0145A1 | WHT | 20 | 60 | KT0145:A1 | PNL A
KA0242:11 | KT014618 | WHT | 20 | 60 | KA0231:11 | PNL A
KA0242:11 | KT014618 | WHT | 20 | 120 | KT0146:18 | PNL A
KA0141:21 | KT0146A1 | WHT | 20 | 60 | KA0241:21 | PNL A
KA0141:21 | KT0146A1 | WHT | 20 | 60 | KT0146:A1 | PNL A
KA0236:11 | PS32004 | WHT | 20 | 100 | XT0136:6 | PNL A
KA0241:11 | UA1200J21 | WHT | 20 | 60 | KA0236:21 | PNL A
KA0241:11 | UA1200J21 | WHT | 20 | 60 | XT0233:1 | PNL A
KA0236:14 | UF1300P | WHT | 20 | 100 | XT0136:7 | PNL A
KA0138:14 | FU0140 | WHT | 16 | 80 | FU0140:LD | PNL A
KT0140:A2 | -0V | WHT | 20 | 60 | XT0080:1 | PNL A | KT L/S
KT0142:A2 | -0V | WHT | 20 | 60 | KT0144:A2 | PNL A
KT0145:A2 | -0V | WHT | 20 | 60 | XT0080:2 | PNL A
KT0145:18 | KA0137A1 | WHT | 20 | 60 | KT0142:18 | PNL A
KT0140:18 | KT0143A1 | WHT | 20 | 60 | KT0143:A1 | PNL A
KT0146:18 | KT014618 | WHT | 20 | 60 | AF0093:12 | PNL A
KT0142:15 | FU0139 | WHT | 20 | 60 | KT0145:15 | PNL A | KT R/S
KT0140:A1 | KT0140A1 | WHT | 20 | 120 | KT0143:16 | PNL A
KT0141:A1 | KT014315 | WHT | 20 | 60 | KT0143:15 | PNL A
XT0080:1 | -0V | WHT | 20 | 60 | XT0135:2 | PNL A | XT
XT0082:3 | -0V | WHT | 16 | 60 | XT0090:1 | PNL A
XT0135:3 | -0V | WHT | 16 | 60 | XT0136:10 | PNL A
XT0135:1 | -0V | WHT | 14 | 60 | XT0134:2 | PNL A
XT0135:2 | -0V | WHT | 14 | 60 | XT0082:1 | PNL A
XT0081:4 | FU0139 | WHT | 14 | 60 | XT0136:4 | PNL A
KA0135:11 | KM3150EN | RED | 16R | 60 | XT1135:2 | PNL A | KA RED
KA0135:12 | KM3150EP | RED | 16R | 60 | XT1135:1 | PNL A
KA6211:11 | KM6211EN | RED | 16R | 60 | XT1135:4 | PNL A
KA6211:14 | KM6211EP | RED | 16R | 60 | XT1135:3 | PNL A
KA6212:11 | KM6212EN | RED | 16R | 60 | XT1135:6 | PNL A
KA6212:14 | KM6212EP | RED | 16R | 60 | XT1135:5 | PNL A
AF0081:04 | -008104 | WHT | 20 | 160 | KA0221:14 | PNL B | AF-B
AF0081:20 | SV21202 | WHT | 20 | 160 | XT0240:1 | PNL B
AF0093:22 | UA1200J27 | WHT | 20 | 180 | UA1200:J2-7 | PNL B
KA0239:A1 | ESTOP | WHT | 20 | 160 | KA0240:A1 | PNL B | KA-B
KA0232:A1 | KA0131A1 | WHT | 20 | 160 | KA0233:A1 | PNL B
KA1020:A1 | KA1020A1 | WHT | 20 | 160 | AF0075:07 | PNL B
KA0239:A2 | -0V | WHT | 20 | 160 | KA0240:A2 | PNL B
KA0232:A2 | KA0131A2 | WHT | 20 | 160 | KA0233:A2 | PNL B
KA1020:A2 | KA1020A2 | WHT | 20 | 160 | AF0075:23 | PNL B
KT0146:A2 | KT0146A2 | WHT | 20 | 160 | AF0075:25 | PNL B
KA0130:A2 | UA1200J26 | WHT | 20 | 180 | UA1200:J2-6 | PNL B
KA1020:24 | -0V | WHT | 16 | 160 | XT0235:2 | PNL B
KA1020:14 | FU0211 | WHT | 16 | 160 | FU0211:LD | PNL B
KT0146:15 | KT014615 | WHT | 20 | 160 | AF0075:08 | PNL B | KT-B
KT0146:B1 | KT0146B1 | WHT | 20 | 160 | AF0075:09 | PNL B
XT0237:1 B2 | -007511 | WHT | 20 | 160 | AF0075:11 | PNL B | XT-B
XT0233:3 | -0V | WHT | 20 | 160 | XT0235:3 | PNL B
XT0233:3 | -0V | WHT | 20 | 180 | UA1200:J1-9 | PNL B
XT0089:6 | ESTOP | WHT | 20 | 160 | KA0251:A1 | PNL B
XT0233:2 | FU0212 | WHT | 20 | 180 | UA1200:J1-10 | PNL B
XT0233:2 | FU0212 | WHT | 20 | 180 | UA1200:J2-2 | PNL B
XT0089:1 | KA0131A1 | WHT | 20 | 160 | KA0234:A1 | PNL B
XT0237:1 B1 | UA1200J15 | WHT | 20 | 180 | UA1200:J1-5 | PNL B
XT0233:1 | UA1200J21 | WHT | 20 | 180 | UA1200:J2-1 | PNL B
XT0233:2 | FU0212 | WHT | 16 | 160 | FU0212:LD | PNL B
XT0089:7 | FU0213 | WHT | 16 | 160 | FU0213:LD | PNL B
XT0134:1 | -0V | WHT | 14 | 160 | XT0235:1 | PNL B
XT0134:3 | -0V | WHT | 14 | 160 | XT0110:1 | PNL B
XT0138:3 | FU0136 | WHT | 14 | 160 | FU0110:LI | PNL B
XT0138:1 | FU0136 | WHT | 12 | 160 | FU0210:LI | PNL B

## B_S
PNL B,SMT130
Project # | 4M011
Project Name | SMT130 Stock Units October 2024
Revision | 0.5
Controls DE
Phone:
Controls ME
Phone:
From | [5 empty] | To
Device ID | Wire No. | Wire ID | Gauge/Size | Length | Device ID | Location | Bundle Name
UA1200:J1-8 | UA1200J | WHT | 20 | 60 | UA1200:J3-5 | PNL B | UA1200'S
UA1200:J1-4 | UA1200J14 | WHT | 20 | 120 | AF0075:10 | PNL B
AF0063:22 | SV21242 | WHT | 20 | 80 | XT0240:2 | PNL B | AF/AU0060'S
AF0061:COM | -0V | WHT | 16 | 60 | XT0060:2 | PNL B
AF0062:COM | -0V | WHT | 16 | 60 | XT0060:3 | PNL B
AF0063:COM | -0V | WHT | 16 | 60 | XT0060:3 | PNL B
AU0060:COM | -0V | WHT | 16 | 60 | XT0060:2 | PNL B
AF0064:COM | AU0060N | WHT | 16 | 60 | AU0060:COM | PNL B
AF0064:V+ | AU0060P | WHT | 16 | 60 | AU0060:V+ | PNL B
AU0060:V+ | FU0061 | WHT | 16 | 60 | FU0061:LD | PNL B
AF0061:V+ | FU0062 | WHT | 16 | 60 | FU0062:LD | PNL B
AF0062:V+ | FU0063 | WHT | 16 | 60 | FU0063:LD | PNL B
AF0063:V+ | FU0064 | WHT | 16 | 60 | FU0064:LD | PNL B
AF0075:COM | -0V | WHT | 16 | 60 | XT0070:2 | PNL B | AF/AU0070'S
AU0070:COM | -0V | WHT | 16 | 60 | XT0070:1 | PNL B
AU0070:V+ | FU0070 | WHT | 16 | 60 | FU0070:LD | PNL B
AF0075:V+ | FU0071 | WHT | 16 | 80 | FU0071:LD | PNL B
AF0410:53 | -0V | WHT | 16 | 60 | XT0110:1 | PNL B | 1444'S
AF0410:54 | -0V | WHT | 16 | 60 | AF0420:53 | PNL B
AF0420:54 | -0V | WHT | 16 | 60 | AF0450:53 | PNL B
AF0410:55 | FU0110 | WHT | 16 | 60 | FU0110:LD | PNL B
AF0410:56 | FU0110 | WHT | 16 | 60 | AF0420:55 | PNL B
AF0420:56 | FU0110 | WHT | 16 | 60 | AF0450:55 | PNL B
FU0214:LD | FU0214 | WHT | 16 | 60 | XT0240:6 | PNL B | FU
FU0061:LI | FU0060 | WHT | 14 | 60 | FU0060:LD | PNL B
FU0064:LI | FU0060 | WHT | 14 | 80 | FU0070:LI | PNL B
FU0060:LI | FU0210 | WHT | 14 | 60 | FU0210:LD | PNL B
KA0221:A1 | KA0221A1 | WHT | 20 | 80 | AF0075:03 | PNL B | KA A1/A2
KA0222:A1 | KA0222A1 | WHT | 20 | 80 | AF0075:04 | PNL B
KA0221:A2 | KA0221A2 | WHT | 20 | 80 | AF0075:19 | PNL B
KA0222:A2 | KA0222A2 | WHT | 20 | 80 | AF0075:20 | PNL B
KA0233:14 | -006102 | WHT | 20 | 80 | AF0061:02 | PNL B | KA
KA0234:14 | -006114 | WHT | 20 | 80 | AF0061:14 | PNL B
KA0222:14 | -006306 | WHT | 20 | 80 | AF0063:06 | PNL B
KA0221:11 | KA024014 | WHT | 20 | 60 | KA0240:14 | PNL B
KA0251:14 | KA025114 | WHT | 20 | 80 | AF0075:00 | PNL B
KA0251:24 | KA025124 | WHT | 20 | 80 | AF0075:01 | PNL B
XT0235:3 | -0V | WHT | 16 | 60 | XT0240:7 | PNL B | XT
XT0240:7 | -0V | WHT | 16 | 60 | XT0240:13 | PNL B
XT0240:6 | FU0214 | WHT | 16 | 60 | XT0240:12 | PNL B
XT0240:8 | LON1S2 | WHT | 16 | 60 | XT0240:14 | PNL B
XT0060:1 | -0V | WHT | 14 | 100 | XT0235:2 | PNL B
XT0060:3 | -0V | WHT | 14 | 80 | XT0070:1 | PNL B
Note on D35: [Threaded comment] Your version of Excel allows you to read this threaded comment; however, any edits to it will get removed if the file is opened in a newer version of Excel. Learn more: https://go.microsoft.com/fwlink/?linkid=870924 Comment: 1444 20G mainly used for jumpers Was: 20G Changed to: 16G MRCA:

## Lights_S
CONTROL,2-BAY
Project # | 4M011
Project Name | SMT130 Stock Units October 2024
Revision | 0.5
Controls DE
Phone:
Controls ME
Phone:
From | [5 empty] | To
Device ID | Wire No. | Wire ID | Gauge/Size | Length | Device ID | Location | Bundle Name
EL0273:W1 | -0V | WHT | 16 | 100 | XT0562:2 | PWR DST RAIL | EL0
EL0273:B1 | FU0273 | WHT | 16 | 100 | FU0273:LD | PWR DST RAIL

## BECKWITH_S
BECKWITH RELAY,SMT130
Project # | 4M011
Project Name | SMT130 Stock Units October 2024
Revision | 0.5
Controls DE
Phone:
Controls ME
Phone:
From | [5 empty] | To
Device ID | Wire No. | Wire ID | Gauge/Size | Length | Device ID | Location | Bundle Name
KA0460:34 | KA0333A1 | WHT | 20 | 280 | XT0460:5 | GEN CMPNT | KA - GEN
KA0460:10 | KA046010 | WHT | 20 | 300 | KA0330:22 | GEN CMPNT
KA0460:11 | KA046011 | WHT | 20 | 300 | KA2672:11 | GEN CMPNT
KA0460:12 | KA046012 | WHT | 20 | 300 | AF0181:39 | GEN CMPNT
KA0460:13 | KA046013 | WHT | 20 | 300 | AF0181:07 | GEN CMPNT
KA0460:15 | KA046015 | WHT | 20 | 300 | AF0181:40 | GEN CMPNT
KA0460:16 | KA046016 | WHT | 20 | 300 | AF0181:08 | GEN CMPNT
KA0460:18 | KA046018 | WHT | 20 | 300 | AF0181:41 | GEN CMPNT
KA0460:19 | KA046019 | WHT | 20 | 300 | AF0181:09 | GEN CMPNT
KA0460:23 | KA046023 | WHT | 20 | 300 | AF0122:09 | GEN CMPNT
KA0460:24 | KA046024 | WHT | 20 | 300 | AF0122:41 | GEN CMPNT
KA0460:29 | KA046029 | WHT | 20 | 300 | AF0181:10 | GEN CMPNT
KA0460:30 | KA046030 | WHT | 20 | 300 | AF0181:42 | GEN CMPNT
KA0460:5 | KA04605 | WHT | 20 | 300 | KA0330:24 | GEN CMPNT
KA0460:6 | KA04606 | WHT | 20 | 300 | KA2672:14 | GEN CMPNT
KA0460:31 | FU0460 | WHT | 14 | 280 | XT0460:2 | GEN CMPNT
KA0460:33 | FU0460 | WHT | 14 | 280 | XT0460:3 | GEN CMPNT
KA0460:62 | FU0460 | WHT | 14 | 280 | XT0460:1 | GEN CMPNT
KA0460:32 | KA046032 | WHT | 14 | 280 | XT0460:4 | GEN CMPNT
KA0460:65 | VBUSA | RED | 16R | 280 | XT0351:1 | GEN CMPNT | KA RED
KA0460:64 | VBUSB | RED | 16R | 280 | XT0351:3 | GEN CMPNT
KA0460:39 | VGENA | RED | 16R | 280 | XT0351:9 | GEN CMPNT
KA0460:41 | VGENB | RED | 16R | 280 | XT0351:10 | GEN CMPNT
KA0460:43 | VGENC | RED | 16R | 280 | XT0351:11 | GEN CMPNT
KA0460:54 | DCT01 | BLU | 12B | 280 | XT0454:4 | GEN CMPNT | KA BLU
KA0460:56 | DCT01 | BLU | 12B | 280 | XT0454:5 | GEN CMPNT
KA0460:58 | DCT01 | BLU | 12B | 280 | XT0454:6 | GEN CMPNT
KA0460:55 | DCT02 | BLU | 12B | 280 | XT0454:1 | GEN CMPNT
KA0460:57 | DCT03 | BLU | 12B | 280 | XT0454:2 | GEN CMPNT
KA0460:59 | DCT06 | BLU | 12B | 280 | XT0454:3 | GEN CMPNT
KA0460:46 | DCTAX1 | BLU | 12B | 280 | XT0353:1 | GEN CMPNT
KA0460:48 | DCTBX1 | BLU | 12B | 280 | XT0353:2 | GEN CMPNT
KA0460:50 | DCTCX1 | BLU | 12B | 280 | XT0353:3 | GEN CMPNT
KA0460:47 | DCTX2N | BLU | 12B | 280 | XT0353:4 | GEN CMPNT
KA0460:49 | DCTX2N | BLU | 12B | 280 | XT0353:5 | GEN CMPNT
KA0460:51 | DCTX2N | BLU | 12B | 280 | XT0353:6 | GEN CMPNT
KA0460:63 | -0V | WHT | 14 | 220 | XT0104:5 | POWERDIST PNL | KA - PWR

## PNL,DOOR,2-BAY_S
PNL,DOOR,2-BAY
Project # | 4M011
Project Name | SMT130 Stock Units October 2024
Revision | 0.5
Controls DE
Phone:
Controls ME
Phone:
From | [5 empty] | To
Device ID | Wire No. | Wire ID | Gauge/Size | Length | Device ID | Location | Bundle Name
AT0190:NEG | -0V | WHT | 14 | 80 | XT0562:3 | PWR DST RAIL | AT0190
AT0190:POS | FU0190 | WHT | 14 | 80 | FU0190:LD | PWR DST RAIL
SB6500:11 | SB650011 | WHT | 20 | 80 | XT2930:2 | PWR DST RAIL | SB6500
SB6500:12 | FU6500 | WHT | 16 | 80 | FU6500:LD | PWR DST RAIL
KA0461:B | -0V | WHT | 20 | 160 | XT0460:6 | GEN CMPNT | KA0461
KA0461:16 | KA0333A1 | WHT | 20 | 160 | XT0337:18 | GEN CMPNT
KA0461:16 | KA0333A1 | WHT | 20 | 160 | XT0460:5 | GEN CMPNT
KA0461:11 | KA046111 | WHT | 20 | 160 | XT0460:8 | GEN CMPNT
KA0461:13 | KA046113 | WHT | 20 | 160 | XT0460:7 | GEN CMPNT
KA0461:14 | FU0460 | WHT | 14 | 160 | XT0460:2 | GEN CMPNT
KA0461:G | KA046032 | WHT | 14 | 160 | XT0460:4 | GEN CMPNT

## PWR DST RAIL_S
PWR DST,DR,SMT130
Project # | 4M011
Project Name | SMT130 Stock Units October 2024
Revision | 0.5
Controls DE
Phone:
Controls ME
Phone:
From | [5 empty] | To
Device ID | Wire No. | Wire ID | Gauge/Size | Length | Device ID | Location | Bundle Name
XT0562:3 | -0V | WHT | 20 | 60 | XT0563:4 | PWR DST RAIL | XT/FU
XT0562:4 | -0V | WHT | 20 | 60 | XT2930:3 | PWR DST RAIL
FU0200:LI | FU0560 | WHT | 12 | 60 | FU0560:LD | PWR DST RAIL
XT0563:2 | ESTOPC | WHT | 20 | 220 | XT0290:8 | MCC | XT-MCC
XT0563:1 | ESTOPD | WHT | 20 | 220 | XT2920:4 | MCC
XT0562:1 | -0V | WHT | 14 | 80 | XT0104:2 | POWERDIST PNL | FU/XT-PWR PNL
FU0560:LI | FU0136 | WHT | 14 | 80 | XT0102:2 | POWERDIST PNL
XT0563:3 | KA033412 | WHT | 20 | 260 | KA0334:12 | GEN CMPNT | FU/XT-GEN
FU0701:LD | FU0701 | WHT | 16 | 260 | KA0334:11 | GEN CMPNT

## FG&E CTRL,SMT130_S
FG&E CTRL,SMT130
Project # | 4M011
Project Name | SMT130 Stock Units October 2024
Revision | 0.5
Controls DE
Phone:
Controls ME
Phone:
From | [5 empty] | To
Device ID | Wire No. | Wire ID | Gauge/Size | Length | Device ID | Location | Bundle Name
AF0510:53 | -0V | WHT | 16 | 60 | XT0510:3 | FG&E CTRL | 1444s
AF0510:55 | FU0510 | WHT | 16 | 60 | FU0510:LD | FG&E CTRL
AT0170:24 | FU0172 | WHT | 20 | 80 | XT0171:1 | FG&E CTRL | AT170
AT0170:30 | FU0172 | WHT | 20 | 80 | XT0171:2 | FG&E CTRL
AT0170:42 | FU0172 | WHT | 20 | 80 | XT0171:2 | FG&E CTRL
AT0170:11 | SA017023 | WHT | 20 | 80 | XT0171:3 | FG&E CTRL
AT0170:12 | SA017024 | WHT | 20 | 80 | XT0171:4 | FG&E CTRL
AT0170:53 | LON2A | WHT | 14 | 60 | XT0170:6 | FG&E CTRL
AT0170:52 | LON2B | WHT | 14 | 60 | XT0170:7 | FG&E CTRL
AT0170:51 | LON2S1 | WHT | 14 | 60 | XT0170:8 | FG&E CTRL
AT0170:1 | UV01705 | WHT | 14 | 60 | UV0170:5(+) | FG&E CTRL
AT0170:2 | UV01706 | WHT | 14 | 60 | UV0170:6(-) | FG&E CTRL
AT0170:3 | UV01707 | WHT | 14 | 60 | UV0170:7(+) | FG&E CTRL
AT0170:4 | UV01708 | WHT | 14 | 60 | UV0170:8(-) | FG&E CTRL
AT0171:18 | HL09712 | WHT | 20 | 60 | XT0171:18 | FG&E CTRL | AT171
AT0171:21 | HL09722 | WHT | 20 | 60 | XT0171:20 | FG&E CTRL
AT0171:24 | HL09732 | WHT | 20 | 60 | XT0171:22 | FG&E CTRL
AT0171:2 | SB097023 | WHT | 20 | 60 | XT0171:15 | FG&E CTRL
AT0171:3 | SB097024 | WHT | 20 | 60 | XT0171:16 | FG&E CTRL
AT0171:17 | VD0975A | WHT | 20 | 60 | XT0171:17 | FG&E CTRL
AT0171:23 | VD0975D | WHT | 20 | 60 | XT0171:21 | FG&E CTRL
AT0171:20 | VD0975I | WHT | 20 | 60 | XT0171:19 | FG&E CTRL
AT0171:1P1 | AT01784P1 | WHT | 14 | 80 | AT0178:4P1 | FG&E CTRL
AT0171:2P1 | AT01785P1 | WHT | 14 | 80 | AT0178:5P1 | FG&E CTRL
AT0175:4P1 | AT01754P1 | WHT | 20 | 60 | XT0171:5 | FG&E CTRL | AT175
AT0175:18 | HL01712 | WHT | 20 | 60 | XT0171:10 | FG&E CTRL
AT0175:21 | HL01722 | WHT | 20 | 60 | XT0171:12 | FG&E CTRL
AT0175:24 | HL01732 | WHT | 20 | 60 | XT0171:14 | FG&E CTRL
AT0175:2 | SB017023 | WHT | 20 | 60 | XT0171:7 | FG&E CTRL
AT0175:3 | SB017024 | WHT | 20 | 60 | XT0171:8 | FG&E CTRL
AT0175:17 | VD0175A | WHT | 20 | 60 | XT0171:9 | FG&E CTRL
AT0175:23 | VD0175D | WHT | 20 | 60 | XT0171:13 | FG&E CTRL
AT0175:20 | VD0175I | WHT | 20 | 60 | XT0171:11 | FG&E CTRL
AT0175:2P1 | UV017010 | WHT | 14 | 100 | UV0170:10(-) | FG&E CTRL
AT0175:1P1 | UV01709 | WHT | 14 | 100 | UV0170:9(+) | FG&E CTRL
AT0176:4P1 | AT01764P1 | WHT | 14 | 60 | AT0178:1P1 | FG&E CTRL | AT176
AT0176:5P1 | AT01765P1 | WHT | 14 | 60 | AT0178:2P1 | FG&E CTRL
AT0176:1P1 | UV017011 | WHT | 14 | 100 | UV0170:11(+) | FG&E CTRL
AT0176:2P1 | UV017012 | WHT | 14 | 100 | UV0170:12(-) | FG&E CTRL
AT0178:23 | AT017823 | WHT | 20 | 60 | XT0172:3 | FG&E CTRL | AT178
AT0178:24 | AT017824 | WHT | 20 | 60 | XT0172:4 | FG&E CTRL
KA0172:A1 | KA0172A1 | WHT | 20 | 80 | AT0170:25 | FG&E CTRL | KA
KA0174:A1 | KA0174A1 | WHT | 20 | 80 | AT0170:31 | FG&E CTRL
KA0179:A1 | KA0179A1 | WHT | 20 | 80 | AT0170:43 | FG&E CTRL
KA6510:A1 | SA017013 | WHT | 20 | 60 | XT0171:6 | FG&E CTRL
KA0172:A2 | -0V | WHT | 20 | 60 | XT0170:2 | FG&E CTRL
KA6510:A2 | KA6510A2 | WHT | 20 | 80 | AT0175:5P1 | FG&E CTRL
KA6510:12 | -017511 | WHT | 20 | 60 | AT0175:11 | FG&E CTRL
KA6510:22 | -017617 | WHT | 20 | 60 | AT0176:17 | FG&E CTRL
KA0172:12 | KA017212 | WHT | 20 | 60 | KA0179:11 | FG&E CTRL
UAI6621:10 | AT017811 | WHT | 20 | 100 | AT0178:11 | FG&E CTRL | UAI
UAI6621:11 | AT017812 | WHT | 20 | 100 | AT0178:12 | FG&E CTRL
UAI6611:7 | AT01782 | WHT | 20 | 100 | AT0178:2 | FG&E CTRL
UAI6611:8 | AT01783 | WHT | 20 | 100 | AT0178:3 | FG&E CTRL
UAI6611:10 | AT01785 | WHT | 20 | 100 | AT0178:5 | FG&E CTRL
UAI6611:11 | AT01786 | WHT | 20 | 100 | AT0178:6 | FG&E CTRL
UAI6621:7 | AT01788 | WHT | 20 | 100 | AT0178:8 | FG&E CTRL
UAI6621:8 | AT01789 | WHT | 20 | 100 | AT0178:9 | FG&E CTRL
UAI6611:15- | -0V | WHT | 14 | 60 | XT0173:3 | FG&E CTRL
UAI6621:15- | -0V | WHT | 14 | 60 | XT0173:3 | FG&E CTRL
UAI6611:14+ | FU0171 | WHT | 14 | 60 | XT0173:2 | FG&E CTRL
UAI6621:14+ | FU0171 | WHT | 14 | 60 | XT0173:2 | FG&E CTRL
UV0170:2(-) | -0V | WHT | 16 | 60 | XT0170:1 | FG&E CTRL | UV
UV0170:4(-) | -0V | WHT | 16 | 60 | XT0170:1 | FG&E CTRL
UV0170:1(+) | FU0171 | WHT | 16 | 80 | XT0173:1 | FG&E CTRL
UV0170:3(+) | FU0171 | WHT | 16 | 80 | XT0173:1 | FG&E CTRL
UV0170:14(-) | LON0N | WHT | 14 | 60 | XT0170:4 | FG&E CTRL
UV0170:13(+) | LON0P | WHT | 14 | 60 | XT0170:3 | FG&E CTRL
UV0170:16(-) | LON2N | WHT | 14 | 60 | XT0170:10 | FG&E CTRL
UV0170:15(+) | LON2P | WHT | 14 | 60 | XT0170:9 | FG&E CTRL
XT0170:2 | -0V | WHT | 16 | 60 | XT0173:3 | FG&E CTRL | FU/XT
FU0171:LD | FU0171 | WHT | 16 | 60 | XT0173:1 | FG&E CTRL
FU0172:LD | FU0172 | WHT | 16 | 60 | XT0171:1 | FG&E CTRL
FU0510:LI | FU0136 | WHT | 14 | 60 | XT0510:1 | FG&E CTRL
XT0170:1 | -0V | WHT | 14 | 180 | XT0104:4 | POWERDIST PNL | FU/XT-PWR PNL
XT0510:3 | -0V | WHT | 14 | 180 | XT0104:5 | POWERDIST PNL
FU0171:LI | FU0136 | WHT | 14 | 180 | XT0102:4 | POWERDIST PNL
XT0510:1 | FU0136 | WHT | 14 | 180 | XT0102:5 | POWERDIST PNL
AT0170:45 | AT017045 | WHT | 20 | 200 | XT0337:19 | GEN CMPNT | KA/AT-GEN
AT0170:46 | AT017046 | WHT | 20 | 200 | XT0337:20 | GEN CMPNT
KA0172:11 | KA017211 | WHT | 20 | 200 | XT0337:21 | GEN CMPNT
KA0174:11 | KA017411 | WHT | 20 | 200 | XT0337:23 | GEN CMPNT
KA0174:12 | KA017412 | WHT | 20 | 200 | XT0337:24 | GEN CMPNT
KA0179:12 | KA017912 | WHT | 20 | 200 | XT0337:22 | GEN CMPNT

## PLC, PANEL_S
PLC, PANEL
Project # | 4M011
Project Name | SMT130 Stock Units October 2024
Revision | 0.5
Controls DE
Phone:
Controls ME
Phone:
From | [5 empty] | To
Device ID | Wire No. | Wire ID | Gauge/Size | Length | Device ID | Location | Bundle Name
UV0600:(+) | FU0010 | WHT | 16 | 80 | FU0010:LD | POWERDIST PNL | UV0600
UV0600:(-) | -0V | WHT | 14 | 80 | XT0104:3 | POWERDIST PNL

## POWERDIST, PANEL_S
POWERDIST PNL
Project # | 4M011
Project Name | SMT130 Stock Units October 2024
Revision | 0.5
Controls DE
Phone:
Controls ME
Phone:
From | [5 empty] | To
Device ID | Wire No. | Wire ID | Gauge/Size | Length | Device ID | Location | Bundle Name
BA0700:V1(-) | -0V | WHT | 16 | 60 | XT0027:1 | POWERDIST PNL | BA
BA0701:0V | -0V | WHT | 16 | 60 | XT0027:2 | POWERDIST PNL
BA0703:V1- | -0V | WHT | 16 | 60 | XT0027:3 | POWERDIST PNL
BA0700:V1(+) | FU2700 | WHT | 16 | 60 | FU2700:LD | POWERDIST PNL
BA0701:24V | FU2701 | WHT | 16 | 60 | FU2701:LD | POWERDIST PNL
BA0703:V1+ | FU2703 | WHT | 16 | 60 | FU2703:LD | POWERDIST PNL
XT0027:1 | -0V | WHT | 14 | 60 | XT0104:2 | POWERDIST PNL | FU/XT
FU0010:LI | FU0136 | WHT | 14 | 60 | XT0102:3 | POWERDIST PNL
FU0460:LI | FU0136 | WHT | 14 | 60 | XT0102:5 | POWERDIST PNL
FU2700:LI | FU0136 | WHT | 14 | 60 | FU2701:LI | POWERDIST PNL
FU2700:LI | FU0136 | WHT | 14 | 60 | XT0102:2 | POWERDIST PNL
FU2701:LI | FU0136 | WHT | 14 | 60 | FU2703:LI | POWERDIST PNL
UJ0131:- | -521NEG | WHT | 12 | 60 | XT0011:1 | POWERDIST PNL | UJ0131
UJ0131:+ | UJ0131P | WHT | 12 | 60 | FU0011:LD | POWERDIST PNL
UJ0131:IOUT | UJ0131IOUT | WHT | 20 | 120 | AF0293:02 | MCC | UJ/XT-MCC
UJ0131:OK1 | UJ0131OK1 | WHT | 20 | 120 | AF0292:32 | MCC
UJ0131:OK2 | UJ0131OK2 | WHT | 20 | 120 | AF0292:00 | MCC
UJ0131:VIN | UJ0131VIN | WHT | 20 | 120 | AF0293:00 | MCC
XT0102:4 | FU0136 | WHT | 14 | 120 | FU0290:LI | MCC
XT0104:4 | -0V | WHT | 14 | 120 | XT0295:1 | MCC
FU0460:LD | FU0460 | WHT | 14 | 160 | XT0460:1 | GEN CMPNT | FU/XT-GEN
XT0104:3 | -0V | WHT | 12 | 160 | XT0336:1 | GEN CMPNT
XT0102:3 | FU0136 | WHT | 12 | 160 | FU0332:LI | GEN CMPNT

## MCC PNL,SMT130_S
MCC PNL,SMT130
Project # | 4M011
Project Name | SMT130 Stock Units October 2024
Revision | 0.5
Controls DE
Phone:
Controls ME
Phone:
From | [5 empty] | To
Device ID | Wire No. | Wire ID | Gauge/Size | Length | Device ID | Location | Bundle Name
AF0293:01 | -0V | WHT | 20 | 60 | XT0295:3 | MCC | AF/AU290s
AF0291:10 | HL0409BA | WHT | 20 | 60 | XT0292:18 | MCC
AF0291:26 | HL0409BB | WHT | 20 | 60 | XT0292:19 | MCC
AF0291:11 | HL0411BA | WHT | 20 | 60 | XT0292:20 | MCC
AF0291:27 | HL0411BB | WHT | 20 | 60 | XT0292:21 | MCC
AF0296:42 | SA047511 | WHT | 20 | 80 | XT0290:12 | MCC
AF0296:10 | SA047512 | WHT | 20 | 80 | XT0290:13 | MCC
AF0296:41 | SA047523 | WHT | 20 | 80 | XT0290:10 | MCC
AF0296:09 | SA047524 | WHT | 20 | 80 | XT0290:11 | MCC
AF0296:38 | SB0402BC | WHT | 20 | 60 | XT0292:28 | MCC
AF0296:06 | SB0402BNO | WHT | 20 | 60 | XT0292:29 | MCC
AF0296:39 | SB0403BC | WHT | 20 | 60 | XT0292:30 | MCC
AF0296:07 | SB0403BNO | WHT | 20 | 60 | XT0292:31 | MCC
AF0296:34 | SB047111 | WHT | 20 | 60 | XT0292:16 | MCC
AF0296:02 | SB047112 | WHT | 20 | 60 | XT0292:17 | MCC
AF0297:35 | SB047221 | WHT | 20 | 80 | XT0290:6 | MCC
AF0297:03 | SB047222 | WHT | 20 | 80 | XT0290:7 | MCC
AF0297:33 | SB851211 | WHT | 20 | 80 | XT2920:1 | MCC
AF0297:01 | SB851212 | WHT | 20 | 80 | XT2920:2 | MCC
AF0297:34 | SB951211 | WHT | 20 | 80 | XT2920:5 | MCC
AF0297:02 | SB951212 | WHT | 20 | 80 | XT2920:6 | MCC
AF0296:33 | SH04701 | WHT | 20 | 60 | XT0292:10 | MCC
AF0296:01 | SH04702 | WHT | 20 | 60 | XT0292:11 | MCC
AF0291:08 | SH04705 | WHT | 20 | 60 | XT0292:14 | MCC
AF0291:24 | SH04706 | WHT | 20 | 60 | XT0292:15 | MCC
AF0296:32 | SH04713 | WHT | 20 | 60 | XT0292:4 | MCC
AF0296:00 | SH04714 | WHT | 20 | 60 | XT0292:5 | MCC
AF0291:07 | SH04715 | WHT | 20 | 60 | XT0292:8 | MCC
AF0291:23 | SH04716 | WHT | 20 | 60 | XT0292:9 | MCC
AF0296:35 | SH04753 | WHT | 20 | 60 | XT0292:22 | MCC
AF0296:03 | SH04754 | WHT | 20 | 60 | XT0292:23 | MCC
AF0291:09 | SH04755 | WHT | 20 | 60 | XT0292:26 | MCC
AF0291:25 | SH04756 | WHT | 20 | 60 | XT0292:27 | MCC
AF0291:COM | -0V | WHT | 16 | 60 | XT0295:1 | MCC
AF0292:COM | -0V | WHT | 16 | 60 | XT0295:2 | MCC
AF0293:03 | -0V | WHT | 16 | 60 | XT0295:3 | MCC
AU0290:COM | -0V | WHT | 16 | 60 | XT0295:1 | MCC
AU0290:V+ | FU0290 | WHT | 16 | 80 | FU0290:LD | MCC
AF0291:V+ | FU0291 | WHT | 16 | 80 | FU0291:LD | MCC
AF0292:V+ | FU0294 | WHT | 16 | 80 | FU0294:LD | MCC
KA2960:A1 | KA2960A1 | WHT | 20 | 60 | AF0291:03 | MCC | KA
KA2970:A1 | KA2970A1 | WHT | 20 | 60 | AF0291:01 | MCC
KA2960:A2 | KA2960A2 | WHT | 20 | 60 | AF0291:19 | MCC
KA2970:A2 | KA2970A2 | WHT | 20 | 60 | AF0291:17 | MCC
KA2960:11 | CCATS29601 | WHT | 16 | 60 | XT0292:37 | MCC
KA2960:14 | CCATS29602 | WHT | 16 | 60 | XT0292:38 | MCC
KA2970:11 | KA297011 | RED | 16R | 60 | XT0290:4 | MCC | KA RED
KA2970:14 | KA297014 | RED | 16R | 60 | XT0290:5 | MCC
XT0290:9 | ESTOPB | WHT | 20 | 60 | XT2920:7 | MCC | FU/XT
XT0295:2 | -0V | WHT | 16 | 60 | XT0292:36 | MCC
FU0295:LD | FU0295 | WHT | 16 | 60 | XT0292:35 | MCC
AF0291:04 | -029104 | WHT | 20 | 180 | KA2320:A1 | GEN CMPNT | AF-GEN
AF0291:20 | -029120 | WHT | 20 | 180 | KA2320:A2 | GEN CMPNT
AF0291:05 | KA3103A1 | WHT | 20 | 180 | KA3103:A1 | GEN CMPNT
AF0291:21 | KA3103A2 | WHT | 20 | 180 | KA3103:A2 | GEN CMPNT
AF0291:00 | KA3420A1 | WHT | 20 | 180 | KA3420:A1 | GEN CMPNT
AF0291:16 | KA3420A2 | WHT | 20 | 180 | KA3420:A2 | GEN CMPNT
XT2920:9 | ESTOP | WHT | 20 | 180 | XT0334:1 | GEN CMPNT | XT-GEN
XT2920:8 | ESTOPA | WHT | 20 | 180 | XT0337:28 | GEN CMPNT
XT2920:7 | ESTOPB | WHT | 20 | 180 | XT0337:27 | GEN CMPNT
XT2920:10 | KA0131A1 | WHT | 20 | 180 | XT0334:2 | GEN CMPNT
XT2920:5 | SB951211 | WHT | 20 | 180 | XT0337:25 | GEN CMPNT
XT2920:6 | SB951212 | WHT | 20 | 180 | XT0337:26 | GEN CMPNT

## GEN CMPNT_S
GEN CMPNT
Project # | 4M011
Project Name | SMT130 Stock Units October 2024
Revision | 0.5
Controls DE
Phone:
Controls ME
Phone:
From | [5 empty] | To
Device ID | Wire No. | Wire ID | Gauge/Size | Length | Device ID | Location | Bundle Name
AF0122:10 | KA046111 | WHT | 20 | 60 | XT0460:8 | GEN CMPNT | AF/AU0120s
AF0122:42 | KA046113 | WHT | 20 | 60 | XT0460:7 | GEN CMPNT
AF0121:COM | -0V | WHT | 16 | 60 | XT0120:2 | GEN CMPNT
AU0120:COM | -0V | WHT | 16 | 60 | XT0120:1 | GEN CMPNT
AF0122:COM | AU0120N | WHT | 16 | 60 | AU0120:COM | GEN CMPNT
AF0122:V+ | AU0120P | WHT | 16 | 60 | AU0120:V+ | GEN CMPNT
AU0120:V+ | FU0120 | WHT | 16 | 60 | FU0120:LD | GEN CMPNT
AF0121:V+ | FU0121 | WHT | 16 | 60 | FU0121:LD | GEN CMPNT
AF0182:08 | -018208 | WHT | 20 | 80 | XT0181:8 | GEN CMPNT | AF/AU0180s
AF0181:37 | KA7500C | WHT | 20 | 80 | XT0181:1 | GEN CMPNT
AF0181:05 | KA7500NO | WHT | 20 | 80 | XT0181:2 | GEN CMPNT
AF0181:38 | SB7500C | WHT | 20 | 80 | XT0181:3 | GEN CMPNT
AF0181:06 | SB7500NO | WHT | 20 | 80 | XT0181:4 | GEN CMPNT
AF0181:34 | SB75011 | WHT | 20 | 80 | XT0183:1 | GEN CMPNT
AF0181:02 | SB75012 | WHT | 20 | 80 | XT0183:2 | GEN CMPNT
AF0181:35 | SB75021 | WHT | 20 | 80 | XT0183:3 | GEN CMPNT
AF0181:03 | SB75022 | WHT | 20 | 80 | XT0183:4 | GEN CMPNT
AF0181:36 | SB75031 | WHT | 20 | 80 | XT0181:5 | GEN CMPNT
AF0181:04 | SB75032 | WHT | 20 | 80 | XT0181:6 | GEN CMPNT
AF0182:24 | -0V | WHT | 16 | 80 | XT0181:9 | GEN CMPNT
AU0180:COM | -0V | WHT | 16 | 80 | XT0180:1 | GEN CMPNT
AU0180:V+ | FU0180 | WHT | 16 | 80 | FU0180:LD | GEN CMPNT
FU0181:LD | FU0181 | WHT | 16 | 60 | XT0181:7 | GEN CMPNT | FU
FU0333:LI | FU0332 | WHT | 16 | 60 | XT0335:4 | GEN CMPNT
FU0334:LI | FU0332 | WHT | 16 | 60 | XT0335:3 | GEN CMPNT
FU0333:LD | FU0333 | WHT | 16 | 60 | XT0337:11 | GEN CMPNT
FU0334:LD | FU0334 | WHT | 16 | 60 | XT0130:3 | GEN CMPNT
FU0120:LI | FU0332 | WHT | 14 | 60 | XT0130:1 | GEN CMPNT
FU0332:LD | FU0332 | WHT | 12 | 60 | XT0335:1 | GEN CMPNT
KA0121:A1 | -012101 | WHT | 20 | 60 | AF0121:01 | GEN CMPNT | KA A1
KA0123:A1 | -012103 | WHT | 20 | 60 | AF0121:03 | GEN CMPNT
KA0123:A1 | -012103 | WHT | 20 | 80 | KA0313:2 | GEN CMPNT
KA0185:A1 | -012104 | WHT | 20 | 60 | AF0121:04 | GEN CMPNT
KA0128:A1 | -012108 | WHT | 20 | 60 | AF0121:08 | GEN CMPNT
KA2672:A1 | -012112 | WHT | 20 | 60 | AF0121:12 | GEN CMPNT
KA0335:A1 | ESTOP | WHT | 20 | 60 | XT0334:1 | GEN CMPNT
KA0310:A1 | FU0334 | WHT | 20 | 60 | XT0130:3 | GEN CMPNT
KA0336:A1 | KA0131A1 | WHT | 20 | 60 | XT0334:2 | GEN CMPNT
KA0330:A1 | KA0330A1 | WHT | 20 | 60 | XT0337:15 | GEN CMPNT
KA0331:A1 | KA0331A1 | WHT | 20 | 60 | XT0337:13 | GEN CMPNT
KA0332:A1 | KA0332A1 | WHT | 20 | 60 | KA0185:14 | GEN CMPNT
KA0333:A1 | KA0333A1 | WHT | 20 | 60 | XT0337:18 | GEN CMPNT
KA0340:A1 | KA0340A1 | WHT | 20 | 60 | AF0121:10 | GEN CMPNT
KA2685:A1 | KA2685A1 | WHT | 20 | 60 | AF0121:05 | GEN CMPNT
KA0121:A2 | -012117 | WHT | 20 | 60 | AF0121:17 | GEN CMPNT | KA A2
KA0123:A2 | -012119 | WHT | 20 | 100 | AF0121:19 | GEN CMPNT
KA0123:A2 | -012119 | WHT | 20 | 80 | KA0313:7 | GEN CMPNT
KA0185:A2 | -012120 | WHT | 20 | 60 | AF0121:20 | GEN CMPNT
KA0128:A2 | -012124 | WHT | 20 | 60 | AF0121:24 | GEN CMPNT
KA2672:A2 | -012128 | WHT | 20 | 60 | AF0121:28 | GEN CMPNT
KA0333:A2 | -0V | WHT | 20 | 60 | XT0337:16 | GEN CMPNT
KA0334:A2 | -0V | WHT | 20 | 60 | XT0337:16 | GEN CMPNT
KA0340:A2 | KA0340A2 | WHT | 20 | 60 | AF0121:26 | GEN CMPNT
KA2685:A2 | KA2685A2 | WHT | 20 | 60 | AF0121:21 | GEN CMPNT
KA4100:A2 | KA4100A2 | WHT | 20 | 60 | AF0121:30 | GEN CMPNT
KA0313:2 | -012103 | WHT | 20 | 60 | KA0314:2 | GEN CMPNT | KA
KA0313:7 | -012119 | WHT | 20 | 60 | KA0314:7 | GEN CMPNT
KA0336:14 | -012146 | WHT | 20 | 60 | AF0121:46 | GEN CMPNT
KA0330:11 | -012200 | WHT | 20 | 60 | AF0122:00 | GEN CMPNT
KA0331:11 | -012201 | WHT | 20 | 60 | AF0122:01 | GEN CMPNT
KA0310:11 | -012202 | WHT | 20 | 60 | AF0122:02 | GEN CMPNT
KA0330:14 | -012232 | WHT | 20 | 60 | AF0122:32 | GEN CMPNT
KA0331:14 | -012233 | WHT | 20 | 60 | AF0122:33 | GEN CMPNT
KA0310:14 | -012234 | WHT | 20 | 60 | AF0122:34 | GEN CMPNT
KA0121:11 | FU0333 | WHT | 20 | 60 | XT0337:11 | GEN CMPNT
KA0128:11 | FU0333 | WHT | 20 | 60 | KA0335:21 | GEN CMPNT
KA0128:11 | FU0333 | WHT | 20 | 60 | XT0337:11 | GEN CMPNT
KA0335:21 | FU0333 | WHT | 20 | 60 | KA0310:21 | GEN CMPNT
KA0121:14 | KA018511 | WHT | 20 | 60 | KA0185:11 | GEN CMPNT
KA0332:11 | KA033211 | WHT | 20 | 60 | XT0337:7 | GEN CMPNT
KA0332:14 | KA033214 | WHT | 20 | 60 | XT0337:8 | GEN CMPNT
KA0333:11 | KA033311 | WHT | 20 | 60 | KA0335:11 | GEN CMPNT
KA0333:11 | KA033311 | WHT | 20 | 60 | XT0337:9 | GEN CMPNT
KA0333:14 | KA033314 | WHT | 20 | 60 | KA0335:12 | GEN CMPNT
KA0333:14 | KA033314 | WHT | 20 | 60 | XT0337:10 | GEN CMPNT
KA0310:24 | KA0333A1 | WHT | 20 | 60 | KA0335:22 | GEN CMPNT
KA0310:24 | KA0333A1 | WHT | 20 | 60 | XT0337:18 | GEN CMPNT
KA0335:22 | KA0333A1 | WHT | 20 | 60 | KA0128:14 | GEN CMPNT
KA0336:11 | KA033611 | WHT | 20 | 60 | AF0121:14 | GEN CMPNT
KA0336:11 | KA033611 | WHT | 20 | 80 | KA4100:A1 | GEN CMPNT
KA0330:21 | KA046011 | WHT | 20 | 80 | KA2672:11 | GEN CMPNT
KA0123:11 | FU0334 | WHT | 16 | 80 | XT0130:3 | GEN CMPNT
XT0336:4 | -0V | WHT | 20 | 60 | XT0337:16 | GEN CMPNT | XT
XT0337:17 | -0V | WHT | 20 | 60 | XT0460:6 | GEN CMPNT
XT0180:2 | -0V | WHT | 16 | 60 | XT0181:9 | GEN CMPNT
XT0120:1 | -0V | WHT | 14 | 60 | XT0130:2 | GEN CMPNT
XT0120:2 | -0V | WHT | 14 | 60 | XT0180:1 | GEN CMPNT
XT0336:2 | -0V | WHT | 14 | 60 | XT0130:2 | GEN CMPNT
XT0335:2 | FU0332 | WHT | 14 | 60 | XT0130:1 | GEN CMPNT
AT0140:BAT(+) 47 | FU0334 | WHT | 20 | 60 | XT0130:3 | GEN CMPNT | AT
AT0140:3 EX-D(-) | -0V | WHT | 16 | 100 | XT0336:3 | GEN CMPNT
AT0140:BAT(-) 48 | -0V | WHT | 16 | 100 | XT0336:3 | GEN CMPNT
AT0140:FLT 30 | -0V | WHT | 16 | 100 | XT0336:3 | GEN CMPNT
AT0140:34 ID RES(-) | AT014034 | WHT | 16 | 60 | AT0140:42 ID(+) | GEN CMPNT
AT0140:4 EX-D(+) | KA012314 | WHT | 16 | 120 | KA0123:14 | GEN CMPNT
AT0140:FLT 29 | KA0310A2 | WHT | 16 | 80 | KA0310:A2 | GEN CMPNT
AT0140:13 VGEN-A | VGENA | RED | 16R | 120 | XT0351:9 | GEN CMPNT | AT RED
AT0140:14 VGEN-B | VGENB | RED | 16R | 120 | XT0351:10 | GEN CMPNT
AT0140:15 VGEN-C | VGENC | RED | 16R | 120 | XT0351:11 | GEN CMPNT
AT0140:17 VBUS-A | VBUSA | RED | 16R | 120 | XT0351:1 | GEN CMPNT
AT0140:18 VBUS-B | VBUSB | RED | 16R | 120 | XT0351:3 | GEN CMPNT
AT0140:19 VBUS-C | VBUSC | RED | 16R | 120 | XT0351:5 | GEN CMPNT
KA2320:11 | KM3220EP | RED | 16R | 60 | XT2910:9 | GEN CMPNT | KA RED
KA2320:14 | KM3220EN | RED | 16R | 60 | XT2910:10 | GEN CMPNT
KA3103:11 | KM3103EN | RED | 16R | 60 | XT2910:2 | GEN CMPNT
KA3103:14 | KM3103EP | RED | 16R | 60 | XT2910:1 | GEN CMPNT
KA3420:11 | KM3420EN | RED | 16R | 60 | XT2910:8 | GEN CMPNT
KA3420:14 | KM3420EP | RED | 16R | 60 | XT2910:7 | GEN CMPNT
KA4100:11 | KM4100EN | RED | 16R | 60 | XT2910:6 | GEN CMPNT
KA4100:12 | KM4100EP | RED | 16R | 60 | XT2910:5 | GEN CMPNT
AT0140:27 ID RLY | CCT1(+) | BLU | 12B | 120 | XT0350:2 | GEN CMPNT | AT BLU
AT0140:28 ID RLY | CCT1(-) | BLU | 12B | 120 | XT0350:4 | GEN CMPNT
AT0140:33 ID RES(+) | CCT1(+) | BLU | 12B | 120 | XT0350:1 | GEN CMPNT
AT0140:36 I1(+) | MCTA | BLU | 12B | 120 | XT0352:1 | GEN CMPNT
AT0140:37 I1(-) | MCTAN | BLU | 12B | 120 | XT0352:6 | GEN CMPNT
AT0140:38 I2(+) | MCTB | BLU | 12B | 120 | XT0352:2 | GEN CMPNT
AT0140:39 I2(-) | MCTBN | BLU | 12B | 120 | XT0352:5 | GEN CMPNT
AT0140:40 I3(+) | MCTC | BLU | 12B | 120 | XT0352:3 | GEN CMPNT
AT0140:41 I3(-) | MCTN | BLU | 12B | 120 | XT0352:4 | GEN CMPNT
AT0140:43 ID(-) | CCT1(-) | BLU | 12B | 120 | XT0350:3 | GEN CMPNT

## Bundle Tag Info
PROP-87 #1
4M011
0.5
A | B | LIGHTS | BECKWITH | DOOR | PWR DST RAIL | FG&E | PLC | PWR DST PNL | MCC | GEN | Panel Name | Panel Name | Panel Name | Panel Name | Panel Name | Panel Name | Panel Name | Panel Name | Panel Name | Panel Name | Panel Name | Panel Name | Panel Name | Panel Name | Panel Name | Panel Name | Panel Name | Panel Name | Panel Name
PC0470 | UA1200'S | EL0 | KA - GEN | AT0190 | XT/FU | 1444s | UV0600 | BA | AF/AU290s | AF/AU0120s
AF0090'S | AF/AU0060'S |  | KA RED | SB6500 | XT-MCC | AT170 |  | FU/XT | KA | AF/AU0180s
AF0080'S | AF/AU0070'S |  | KA BLU | KA0461 | FU/XT-PWR PNL | AT171 |  | UJ0131 | KA RED | FU
FU | 1444'S |  | KA - PWR |  | FU/XT-GEN | AT178 |  | UJ/XT-MCC | FU/XT | KA A1
KA/A1 | FU |  |  |  |  | KA |  | FU/XT-GEN | AF-GEN | KA A2
KA/A2 | KA A1/A2 |  |  |  |  | UAI |  |  | XT-GEN | KA
KA | KA |  |  |  |  | UV |  |  |  | XT
KT L/S | XT |  |  |  |  | FU/XT |  |  |  | AT
KT R/S | [5 empty] | FU/XT-PWR PNL |  |  |  | AT RED
XT | [5 empty] | KA/AT-GEN |  |  |  | KA RED
KA RED | [9 empty] | AT BLU
AF-B
KA-B
KT-B
XT-B

## Bundle Tags2
A | B | LIGHTS | BECKWITH | DOOR | PWR DST RAIL | FG&E | PLC | PWR DST PNL | MCC | GEN
PROP-87 #1 4M011 0.5 A PC0470 | PROP-87 #1 4M011 0.5 B UA1200'S | PROP-87 #1 4M011 0.5 LIGHTS EL0 | PROP-87 #1 4M011 0.5 BECKWITH KA - GEN | PROP-87 #1 4M011 0.5 DOOR AT0190 | PROP-87 #1 4M011 0.5 PWR DST RAIL XT/FU | PROP-87 #1 4M011 0.5 FG&E 1444s | PROP-87 #1 4M011 0.5 PLC UV0600 | PROP-87 #1 4M011 0.5 PWR DST PNL BA | PROP-87 #1 4M011 0.5 MCC AF/AU290s | PROP-87 #1 4M011 0.5 GEN AF/AU0120s
PROP-87 #1 4M011 0.5 A AF0090'S | PROP-87 #1 4M011 0.5 B AF/AU0060'S |  | PROP-87 #1 4M011 0.5 BECKWITH KA RED | PROP-87 #1 4M011 0.5 DOOR SB6500 | PROP-87 #1 4M011 0.5 PWR DST RAIL XT-MCC | PROP-87 #1 4M011 0.5 FG&E AT170 |  | PROP-87 #1 4M011 0.5 PWR DST PNL FU/XT | PROP-87 #1 4M011 0.5 MCC KA | PROP-87 #1 4M011 0.5 GEN AF/AU0180s
PROP-87 #1 4M011 0.5 A AF0080'S | PROP-87 #1 4M011 0.5 B AF/AU0070'S |  | PROP-87 #1 4M011 0.5 BECKWITH KA BLU | PROP-87 #1 4M011 0.5 DOOR KA0461 | PROP-87 #1 4M011 0.5 PWR DST RAIL FU/XT-PWR PNL | PROP-87 #1 4M011 0.5 FG&E AT171 |  | PROP-87 #1 4M011 0.5 PWR DST PNL UJ0131 | PROP-87 #1 4M011 0.5 MCC KA RED | PROP-87 #1 4M011 0.5 GEN FU
PROP-87 #1 4M011 0.5 A FU | PROP-87 #1 4M011 0.5 B 1444'S |  | PROP-87 #1 4M011 0.5 BECKWITH KA - PWR |  | PROP-87 #1 4M011 0.5 PWR DST RAIL FU/XT-GEN | PROP-87 #1 4M011 0.5 FG&E AT178 |  | PROP-87 #1 4M011 0.5 PWR DST PNL UJ/XT-MCC | PROP-87 #1 4M011 0.5 MCC FU/XT | PROP-87 #1 4M011 0.5 GEN KA A1
PROP-87 #1 4M011 0.5 A KA/A1 | PROP-87 #1 4M011 0.5 B FU |  |  |  |  | PROP-87 #1 4M011 0.5 FG&E KA |  | PROP-87 #1 4M011 0.5 PWR DST PNL FU/XT-GEN | PROP-87 #1 4M011 0.5 MCC AF-GEN | PROP-87 #1 4M011 0.5 GEN KA A2
PROP-87 #1 4M011 0.5 A KA/A2 | PROP-87 #1 4M011 0.5 B KA A1/A2 |  |  |  |  | PROP-87 #1 4M011 0.5 FG&E UAI |  |  | PROP-87 #1 4M011 0.5 MCC XT-GEN | PROP-87 #1 4M011 0.5 GEN KA
PROP-87 #1 4M011 0.5 A KA | PROP-87 #1 4M011 0.5 B KA |  |  |  |  | PROP-87 #1 4M011 0.5 FG&E UV |  |  |  | PROP-87 #1 4M011 0.5 GEN XT
PROP-87 #1 4M011 0.5 A KT L/S | PROP-87 #1 4M011 0.5 B XT |  |  |  |  | PROP-87 #1 4M011 0.5 FG&E FU/XT |  |  |  | PROP-87 #1 4M011 0.5 GEN AT
PROP-87 #1 4M011 0.5 A KT R/S | [5 empty] | PROP-87 #1 4M011 0.5 FG&E FU/XT-PWR PNL |  |  |  | PROP-87 #1 4M011 0.5 GEN AT RED
PROP-87 #1 4M011 0.5 A XT | [5 empty] | PROP-87 #1 4M011 0.5 FG&E KA/AT-GEN |  |  |  | PROP-87 #1 4M011 0.5 GEN KA RED
PROP-87 #1 4M011 0.5 A KA RED | [9 empty] | PROP-87 #1 4M011 0.5 GEN AT BLU
PROP-87 #1 4M011 0.5 A AF-B
PROP-87 #1 4M011 0.5 A KA-B
PROP-87 #1 4M011 0.5 A KT-B
PROP-87 #1 4M011 0.5 A XT-B

## ALL
ALL
PROP-87 #1 4M011 0.5 A PC0470
PROP-87 #1 4M011 0.5 A AF0090'S
PROP-87 #1 4M011 0.5 A AF0080'S
PROP-87 #1 4M011 0.5 A FU
PROP-87 #1 4M011 0.5 A KA/A1
PROP-87 #1 4M011 0.5 A KA/A2
PROP-87 #1 4M011 0.5 A KA
PROP-87 #1 4M011 0.5 A KT L/S
PROP-87 #1 4M011 0.5 A KT R/S
PROP-87 #1 4M011 0.5 A XT
PROP-87 #1 4M011 0.5 A KA RED
PROP-87 #1 4M011 0.5 A AF-B
PROP-87 #1 4M011 0.5 A KA-B
PROP-87 #1 4M011 0.5 A KT-B
PROP-87 #1 4M011 0.5 A XT-B
PROP-87 #1 4M011 0.5 B UA1200'S
PROP-87 #1 4M011 0.5 B AF/AU0060'S
PROP-87 #1 4M011 0.5 B AF/AU0070'S
PROP-87 #1 4M011 0.5 B 1444'S
PROP-87 #1 4M011 0.5 B FU
PROP-87 #1 4M011 0.5 B KA A1/A2
PROP-87 #1 4M011 0.5 B KA
PROP-87 #1 4M011 0.5 B XT
PROP-87 #1 4M011 0.5 LIGHTS EL0
PROP-87 #1 4M011 0.5 BECKWITH KA - GEN
PROP-87 #1 4M011 0.5 BECKWITH KA RED
PROP-87 #1 4M011 0.5 BECKWITH KA BLU
PROP-87 #1 4M011 0.5 BECKWITH KA - PWR
PROP-87 #1 4M011 0.5 DOOR AT0190
PROP-87 #1 4M011 0.5 DOOR SB6500
PROP-87 #1 4M011 0.5 DOOR KA0461
PROP-87 #1 4M011 0.5 PWR DST RAIL XT/FU
PROP-87 #1 4M011 0.5 PWR DST RAIL XT-MCC
PROP-87 #1 4M011 0.5 PWR DST RAIL FU/XT-PWR PNL
PROP-87 #1 4M011 0.5 PWR DST RAIL FU/XT-GEN
PROP-87 #1 4M011 0.5 FG&E 1444s
PROP-87 #1 4M011 0.5 FG&E AT170
PROP-87 #1 4M011 0.5 FG&E AT171
PROP-87 #1 4M011 0.5 FG&E AT178
PROP-87 #1 4M011 0.5 FG&E KA
PROP-87 #1 4M011 0.5 FG&E UAI
PROP-87 #1 4M011 0.5 FG&E UV
PROP-87 #1 4M011 0.5 FG&E FU/XT
PROP-87 #1 4M011 0.5 FG&E FU/XT-PWR PNL
PROP-87 #1 4M011 0.5 FG&E KA/AT-GEN
PROP-87 #1 4M011 0.5 PLC UV0600
PROP-87 #1 4M011 0.5 PWR DST PNL BA
PROP-87 #1 4M011 0.5 PWR DST PNL FU/XT
PROP-87 #1 4M011 0.5 PWR DST PNL UJ0131
PROP-87 #1 4M011 0.5 PWR DST PNL UJ/XT-MCC
PROP-87 #1 4M011 0.5 PWR DST PNL FU/XT-GEN
PROP-87 #1 4M011 0.5 MCC AF/AU290s
PROP-87 #1 4M011 0.5 MCC KA
PROP-87 #1 4M011 0.5 MCC KA RED
PROP-87 #1 4M011 0.5 MCC FU/XT
PROP-87 #1 4M011 0.5 MCC AF-GEN
PROP-87 #1 4M011 0.5 MCC XT-GEN
PROP-87 #1 4M011 0.5 GEN AF/AU0120s
PROP-87 #1 4M011 0.5 GEN AF/AU0180s
PROP-87 #1 4M011 0.5 GEN FU
PROP-87 #1 4M011 0.5 GEN KA A1
PROP-87 #1 4M011 0.5 GEN KA A2
PROP-87 #1 4M011 0.5 GEN KA
PROP-87 #1 4M011 0.5 GEN XT
PROP-87 #1 4M011 0.5 GEN AT
PROP-87 #1 4M011 0.5 GEN AT RED
PROP-87 #1 4M011 0.5 GEN KA RED
PROP-87 #1 4M011 0.5 GEN AT BLU