## Blue Labels
(SHT 1) CONSOLE | (SHT 10) PLC PANEL | (SHT 11) PANEL A | (SHT 12) PANEL B | (SHT 13) ISOLATOR PANEL | (SHT 14) GENERATOR PANEL | (SHT 15) ORBIT 60 | (SHT 16) VIBRATION DOOR PANEL | (SHT 17) JB70 | (SHT 18) JB70 LEFT RAIL | (SHT 19) JB70 RIGHT RAIL | (SHT 2) CONSOLE | (SHT 20) JB70 | (SHT 21) JB72 | (SHT 22) JB4 | (SHT 23) GROUNDING BOX | (SHT 4) TCP | (SHT 5) PWR DISTRIBUTION RAIL | (SHT 6) REDUNDANT POWER SUPPLY | (SHT 7) BLANK PANEL | (SHT 8) GENERATOR VIBRATION PANEL | (SHT 9) CUSTOMER^PANEL
AT0190K | UV0600 | XT0137 | FU0003 | FU0272 | AT0140 | AR0610 | AF0450 | HL0171 | XTFGA | FU1100 | EL0273 | IEG1100 | FU0317 | UA1240 | IEG0010 | HL0411 | AT0680 | UJ0031 | GR0170 | KA0181 | GR0290
AT0190 | AT0600 | XT0136 | FU0004 | UV0271 | FU0332 | AP0629 | XT0400 | HL0172 | GR1101 | XTFGB | EL0271 | AP1100 | FU0318 | UA1241 |  | HL0410 | XT0680 | QS0031 | GR0171 | KA0182 | GR0292
| AP0601 | FU0080 | FU0101 | UAI0741 | FU0333 | AP0628 |  | HL0173 |  | GR1100 | HA0273 | BA0001 | FU0319 | UA1250 |  | HL0409 | FU0560 | GR0030 |  | KA0183 | IEG0130
| AP0602 | XT0080 | XT0002 | UAI0742 | FU0334 | AP0627 |  | SB0471 |  |  | ZS0273 | BA0002 | XT0833 | UA1251 |  | HL0408 | FU0680 | XT0033 |  | KA7921 | GR0291
| AP0603 | XT0081 | XT0005 | UAI0743 | FU0335 | AP0626 |  | SB0473 |  |  | ZS0271 | FU0001 | XT0834 | UA1272 |  | HL0407 | FU0200 | FU0031 |  | KA7922
| AP0604 | XT0085 | XT0240 | UAI0744 | KA0185 | AP0625 |  | SB0474 |  |  | FG0000 | GR1235 | XT0835 | UA1273 |  | SB0400 | FU0201 | GR0031 |  | KA7923
| AP0605 | AU0080 | XT0071 | UAI0745 | KA0310 | AP0624 |  | SA0170 |  |  |  | FU0002 | XT0836 | GR1250 |  | HL0406 | FU0190 |  |  | FU0701
| AP0606 | AF0081 | XT0070 | UAI0746 | KA0330 | AP0623 |  | SB0170 |  |  |  | XT0001 | XT0837 |  |  | HL0405 | FU0273 |  |  | FU0702
| AP0607 | AF0082 | FU0070 | UAI0747 | KA0331 | AP0622 |  | SH0470 |  |  |  | XT0815 | XT0838 |  |  | HL0404 | XT0560 |  |  | FU0110
| AP0608 | AF0083 | AU0070 | UAI0750 | KA0332 | AP0621 |  | SH0471 |  |  |  | UA1210 | GR4142 |  |  | HL0403 | XT0561 |  |  | FU0113
| AP0609 | AF0084 | FU0071 | UAI0751 | KA0333 | AP0620 |  | SH0472 |  |  |  | UA1211 | XT0831 |  |  | HL0402 | XT0562 |  |  | XT0110
| AR0600 | AF0085 | AF0071 | UAI0752 | KA0335 | AP0619 |  | AT1100 |  |  |  | UA1220 | XT0832 |  |  | HL0401 | XT0563 |  |  | KA0186
| BA1200 | AF0086 | AF0072 | UAI0753 | KA0336 | AP0618 |  | SA0472 |  |  |  | UA1221 | XTFGC |  |  | HL0400 |  |  |  | KA0187
| BA1201 | AF0087 | AF0073 | UAI0754 | XT0332 | AP0617 |  | HA0472 |  |  |  | UA1230 | GR4141 |  |  | SH0412 |  |  |  | KA0188
| BA1202 | AF0088 | AF0074 | UAI0755 | XT0334 | AP0616 |  | SA0471 |  |  |  | UA1231 | GR4181 |  |  | SH0411 |  |  |  | KA0189
| BA0004 | KA0176 | AF0075 | UAI0756 | XT0335 | AP0615 |  | SB0472 |  |  |  | UA1262 |  |  |  | SH0405 |  |  |  | GR0110
| BA0003 | KA0177 | AF0076 | UAI0757 | XT0336 | AP0614 | [5 empty] | UA1263 |  |  |  | SH0404 |  |  |  | AP0290
| BA0011 | XT0171 | AF0077 | UAI0760 | XT0337 | AP0613 | [5 empty] | FU1211 |  |  |  | SA0400 |  |  |  | AP0291
| GR0234 | KA4360 | GR0233 | UAI0770 | XT0313 | AP0612 | [5 empty] | FU1101 |  |  |  | SH0410 |  |  |  | XT0130
|  | KA4361 | XT0237 | UAI0771 | FU0313 | UV0610 | [5 empty] | XT1211 |  |  |  | SH0409 |  |  |  | XT0180
|  | KA4362 | XT0236 | UAI0772 | FU0314 | UV0611 | [5 empty] | BA1211 |  |  |  | SH0401 |  |  |  | FU0180
|  | KA6200 | XT0235 | UAI0773 | FU0315 | [6 empty] | BA1100 |  |  |  | SH0400 |  |  |  | FU0181
|  | GR0134 | XT0233 | UAI0774 | XT0360 | [6 empty] | GR1232 |  |  |  | XT0564 |  |  |  | FU0290
|  | AU0090 | FU0210 | UAI0775 | XT0362 | [6 empty] | XT0810 |  |  |  | AU0200 |  |  |  | FU0291
|  | AF0091 | FU0211 | UAI0776 | XT0370 | [6 empty] | XT0811 |  |  |  | XT0201 |  |  |  | XT0290
|  | AF0092 | FU0212 | UAI0777 | GR0141 | [6 empty] | XT0820 |  |  |  | GR0200 |  |  |  | FU2108
|  | AF0093 | FU0050 | UAI0836 | XT0340 | [6 empty] | XT0821 |  |  |  | SB0408 |  |  |  | FU2220
|  | AF0094 | FU0051 | UAI1100 | XT0341 | [6 empty] | XT0822 |  |  |  | SB0407 |  |  |  | XT0681
|  | AF0095 | FU0052 | UAI1110 | XT0342 | [6 empty] | XT0825 |  |  |  | SH0408 |  |  |  | XT0682
|  | AF0096 | FU0053 | UAI1111 | XT0343 | [6 empty] | XT1213 |  |  |  | SB0405 |  |  |  | XT0291
|  | AF0097 | FU0054 | UAI1112 | KA0180 | [6 empty] | XT1214 |  |  |  | SB0406 |  |  |  | GR0181
|  | XT0091 | FU0055 | UAI1170 | XT0351 | [6 empty] | XT0824 |  |  |  | SA0401 |  |  |  | AU0180
|  | KA0110 | FU0060 | UAI1204 | XT0352 | [6 empty] | GR1233 |  |  |  | SB0404 |  |  |  | AF0181
|  | KA0111 | FU0061 | UAI1210 | XT0350 | [6 empty] | IEG1200 |  |  |  | SB0403 |  |  |  | AF0182
|  | KA0112 | FU0062 | UAI1211 | XT0338 | [6 empty] | XT0805 |  |  |  | SB0402 |  |  |  | AF0183
|  | KA0113 | FU0063 | UAI1214 | KA4100 | [6 empty] | XT0806 |  |  |  | SB0401 |  |  |  | AF0184
|  | KA0115 | FU0064 | UAI1220 | GR0142 | [6 empty] | XT0807 |  |  |  | AF0201 |  |  |  | AF0185
|  | KA0130 | XT0060 | UAI1221 | FU0120 | [6 empty] | XT0808 |  |  |  | AF0202 |  |  |  | GR0180
|  | KA0131 | KA1020 | UV0272 | FU0121 | [6 empty] | XT0809
|  | KA0132 | AF0068 | UAI1230 | FU0122 | [6 empty] | RR0175A
|  | KA0141 | AF0067 | UAI1231 | FU0130 | [6 empty] | RR0175I
|  | KA0133 | AF0066 | UAI1240 | KA0121 | [6 empty] | RR0175D
|  | KA0134 | AF0065 | UAI1241 | KA0123 | [6 empty] | RR0175M
|  | KA0136 | AF0064 | UAI1250 | KA0128 | [6 empty] | VD0175A
|  | KA0137 | AF0063 | UAI1251 | XT0120 | [6 empty] | VD0175I
|  | KA0138 | AF0062 | UAI1260 | AF0125 | [6 empty] | VD0175D
|  | KA0142 | AF0061 | UAI1262 | AF0124 | [6 empty] | GR1133
|  | KA0144 | AU0060 | UAI1263 | AF0123 | [6 empty] | XT0801
|  | KA3502 | GR0231 | UAI1265 | AF0122 | [6 empty] | XT0802
|  | KT0110 | KA0222 | UAI1270 | AF0121 | [6 empty] | XT0803
|  | KT0140 | KA0223 | UAI1272 | AU0120 | [6 empty] | XT0804
|  | KT0141 | KA0224 | UAI1273 | GR0120 | [6 empty] | GR1132
|  | KT0142 | KA0235 | UAI2120 | KA0313 | [6 empty] | XT0800
|  | KT0143 | KA0236 | UAI3100 | KA0314 | [6 empty] | XT0812
|  | KT0144 | KA0237 | UAI3200 | PEG0140 | [6 empty] | XT0813
|  | KT0145 | KA0238 | UAI3300 | [7 empty] | XT0814
|  | KT0146 | KA0239 | UAI3400 | [7 empty] | GR1134
|  | KA0135 | KA0240 | UAI3510 | [7 empty] | UA1200
|  | KA2645 | KA0248 | UAI3520 | [7 empty] | GR1234
|  | KA3103 | KA0250 | UAI3530
|  | KA3220 | KA0241 | UAI3540
|  | KA3221 | KA0242 | UAI4201
|  | KA3420 | KA0243 | UAI4210
|  | KA3500 | KA0244 | UAI4213
|  | KA6211 | KA0246 | UAI4216
|  | KA6212 | KA0247 | UAI4219
|  | GR0133 | KA0245 | UAI4221
|  | PC0470 | KA0249 | UAI4223
|  | FU0090 | KA0231 | UAI4225
|  | FU0091 | KA0232 | UAI4227
|  | FU0092 | KA0233 | UAI4230
|  | FU0093 | KA0234 | UAI4231
|  | FU0010 | KA0505 | UAI4240
|  | FU0137 | KA0977 | UAI4241
|  | FU0136 | KA9421 | UAI4764
|  | FU0138 | KA9422 | UAI4765
|  | FU0139 | KA9423 | UAI4774
|  | FU9130 | KA9424 | UAI0842
|  | FU0170 | KA9425 | UAI0851
|  | KA9130 | KA9426 | UAI1520
|  | XT0090 | XT0050 | GR0272
|  | XT0138 | AU0050 | GR0273
|  | XT0139 | AF0051
|  | XT0134 | AF0052
|  | XT0135 | AF0053
|  | KA0221 | AF0054
|  | KA2160 | AF0055
|  | KA2161 | AF0056
|  | KA0140 | GR0232
|  | KA1306 | IEG0230
KA4203
KA4204
FU0032
XT0032
GR0131
QS0011
FU0012
FU0013
FU0014
FU0015
FU0016
FU0017
XT0011
XT0012
GR0132
UJ0131
XT0014
PEG0130

## White Labels
(SHT 7) BLANK PANEL | (SHT 9) CUSTOMER^PANEL - (SHT 14) GENERATOR PANEL | (SHT 9) CUSTOMER^PANEL - (SHT 8) GENERATOR VIBRATION PANEL | (SHT 9) CUSTOMER^PANEL - (SHT 23) GROUNDING BOX | (SHT 9) CUSTOMER^PANEL - (SHT 13) ISOLATOR PANEL | (SHT 9) CUSTOMER^PANEL - (SHT 15) ORBIT 60 | (SHT 9) CUSTOMER^PANEL - (SHT 16) VIBRATION DOOR PANEL | (SHT 14) GENERATOR PANEL | (SHT 14) GENERATOR PANEL - (SHT 11) PANEL A | (SHT 14) GENERATOR PANEL - (SHT 12) PANEL B | (SHT 8) GENERATOR VIBRATION PANEL | (SHT 8) GENERATOR VIBRATION PANEL - (SHT 12) PANEL B | (SHT 23) GROUNDING BOX - (SHT 11) PANEL A | (SHT 23) GROUNDING BOX - (SHT 12) PANEL B | (SHT 13) ISOLATOR PANEL - (SHT 12) PANEL B | (SHT 17) JB70 | (SHT 20) JB70 | (SHT 21) JB72 | (SHT 11) PANEL A | (SHT 11) PANEL A - (SHT 12) PANEL B | (SHT 12) PANEL B | (SHT 12) PANEL B - (SHT 10) PLC PANEL | (SHT 12) PANEL B - (SHT 4) TCP | (SHT 10) PLC PANEL | (SHT 5) PWR DISTRIBUTION RAIL - (SHT 4) TCP | (SHT 4) TCP | (SHT 16) VIBRATION DOOR PANEL
GR0171 | AT0140LS(S) | IEG01303 | IEG0130G | IEG01307 | UV0610SHLD | IEG01308 | AF0123G | PEG0140G | GR0120 | AU0180GND | AP0291G | IEG00104 | IEG0230G | IEG023014 | AT1100G | GR1232 | WC8401 | 0V2 | IEG023011 | AF0055G | IEG02301 | IEG02308 | UV0600G | 0V | AU0200GND | XT04001
| IEG01301 | IEG01304 |  |  | UV0611SHLD |  | AU0120GND |  |  |  | IEG02306 | IEG00105 |  |  |  | IEG12001 |  | AF0083G | IEG02302 | AF0064G | IEG023012 |  |  | 0V1
[7 empty] | EXCS | [8 empty] | IEG12002 |  | AF0084G |  | AF0065G |  |  |  | ESTOPA
[7 empty] | FU0122 | [8 empty] | IEG12004 |  | AF0085G |  | AF0066G |  |  |  | ESTOPB
[7 empty] | PEG01405 | [10 empty] | AF0086G |  | AF0071G |  |  |  | FU0139
[7 empty] | PMGS | [10 empty] | AF0094G |  | AF0072G |  |  |  | FU0200
[7 empty] | VBUSN | [10 empty] | AF0096G |  | AF0073G |  |  |  | FU0201
[7 empty] | WC8101 | [10 empty] | AU0080GND |  | AF0074G |  |  |  | KA023612
[7 empty] | WC8102 | [10 empty] | AU0090GND |  | AF0075G |  |  |  | KA0241A1
[7 empty] | WC8201 | [12 empty] | AU0050GND |  |  |  | TCP18B1
[7 empty] | WC8301 | [12 empty] | AU0060GND |  |  |  | TCP18B2
AU0070GND
IEG023010
IEG023013
IEG02303
IEG02304
IEG02305
IEG02307

## Heat Shrink Labels
(SHT 14) GENERATOR PANEL | (SHT 14) GENERATOR PANEL - (SHT 8) GENERATOR VIBRATION PANEL | (SHT 14) GENERATOR PANEL - (SHT 13) ISOLATOR PANEL | (SHT 8) GENERATOR VIBRATION PANEL | (SHT 8) GENERATOR VIBRATION PANEL - (SHT 11) PANEL A | (SHT 8) GENERATOR VIBRATION PANEL - (SHT 12) PANEL B | (SHT 13) ISOLATOR PANEL - (SHT 15) ORBIT 60 | (SHT 13) ISOLATOR PANEL - (SHT 11) PANEL A | (SHT 13) ISOLATOR PANEL - (SHT 12) PANEL B | (SHT 13) ISOLATOR PANEL - (SHT 16) VIBRATION DOOR PANEL | (SHT 20) JB70
WC8009 | WC029101 | WC2170 | WTXRX1 | WC029003 | WC029001 | WC1203 | WC2110 | WC2100 | WC4649 | WC4524
| WC029102 | WC2270 | WTXRX2 | WC029004 | WC029002 | WC1304 | WC2126 | WC2101
| WC029103 | WC2370 |  | WC029005 | WC029009 | WC1305 | WC2127 | WC2102
| WC029104 | WC2470 |  | WC029006 | WC029014 | WC1306 | WC2128 | WC2103
| WC029105 | WC2570 |  | WC029007 | WC029015 | WC1327 | WC2137 | WC2104
| WC029106 | WC2670 |  | WC029008 | WC029016 | WC1328 | WC2153 | WC2105
|  | WC2770 |  | WC029010 | WC029017 | WC1329 | WC2154 | WC2129
|  | WC2870 |  | WC029011 | WC029018 | WC1330 | WC2155 | WC2201
|  |  |  | WC029012 | WC029019 | WC1331 | WC2156 | WC2202
|  |  |  | WC029013 | WC029020 | WC1332 | WC2157 | WC2203
|  |  |  | WC029023 | WC029021 | WC1333 | WC2161 | WC2204
|  |  |  | WC029024 | WC029022 | WC1334 | WC2162 | WC2205
|  |  |  | WC029025 | WC029027 | WC1335 | WC2180 | WC2301
|  |  |  | WC029026 | WC029028 | WC1336 | WC2181 | WC2302
|  |  |  | WC029029 | WC029031 | WC1337 | WC2182 | WC2303
|  |  |  | WC029030 | WC029109 | WC1338 | WC2206 | WC2304
|  |  |  | WC029032 | WC029110 | WC1339 | WC2207 | WC2305
|  |  |  | WC029107 | WC029111 | WC1340 | WC2306 | WC2401
|  |  |  | WC029108 | WC029112 | WC1341 | WC2406 | WC2402
[5 empty] | WC029113 | WC1342 | WC3320 | WC2403
[5 empty] | WC029114 | WC1343 | WC3321 | WC2404
[5 empty] | WC029115 | WC1344 | WC6670 | WC2405
[5 empty] | WC029118 | WC1345
[5 empty] | WC029119 | WC1346
WC029120
WC029121
WC029122

## BLANK PANEL
BLANK PANEL
Project # | 4M401
Project Name | FPSO GTG GENERATORS
Revision | C.2
Controls DE | J. SHORTER
Phone: | 0
Controls ME
Phone:
From | [5 empty] | To
Device ID | Cable (W) Conductor (SC) Jumper Clip (JC) | Wire No. | Wire ID | Gauge/Size | Page/Zone | Device ID | Location | Page/Zone
GR0170: | SC | GR0170 | GRN/YEL | 14 | 5.B5 | FRAME | BLANK PANEL | 5.B4 | USED
GR0171: | SC | GR0171 | GRN/YEL | 14 | 5.B5 | FG0001:1 | BLANK PANEL | 5.B4 | USED
SolarTools ver. 24.0.84.24712 (Jul 31, 2025)
Report date: 2/20/2026 3:00 PM

## CONSOLE
CONSOLE
CONTROL CONSOLE & CONTROL CONSOLE (DOOR PANELS)
Project # | 4M401
Project Name | FPSO GTG GENERATORS
Revision | C.2
Controls DE | J. SHORTER
Phone: | 0
Controls ME
Phone:
From | [5 empty] | To
Device ID | Cable (W) Conductor (SC) Jumper Clip (JC) | Wire No. | Wire ID | Gauge/Size | Page/Zone | Device ID | Location | Page/Zone
AT0190:GND | SC | AT0190G | GRN/YEL | 14 | 13.B4 | FRAME | CONSOLE | 13.C3 | USED
AT0190:USB1 | SC | AT0190K | CABLE | USB | 13.B4 | AT0190K:KI | CONSOLE | 13.C5 | USED
EL0271:B1 | SC | EL0273B | WHT | 14 | 13.B6 | EL0273:B2 | CONSOLE | 13.B4 | USED
EL0271:B2 | SC | ZS0271 | WHT | 14 | 13.B6 | ZS0271:2 | CONSOLE | 13.B6 | USED
EL0271:W1 | SC | EL0273W | WHT | 14 | 13.B6 | EL0273:W2 | CONSOLE | 13.B4 | USED
EL0273:B1 | SC | ZS0273 | WHT | 14 | 13.B4 | ZS0273:2 | CONSOLE | 13.B4 | USED
AT0190:NEG | SC | 0V1 | WHT | 14 | 13.B4 | XT0562:2 | PWR DISTRIBUTION RAIL | 13.B2 | USED
AT0190:POS | SC | FU0190 | WHT | 14 | 13.B4 | FU0190:LD | PWR DISTRIBUTION RAIL | 13.C3 | USED
EL0273:W1 | SC | 0V1 | WHT | 14 | 13.B4 | XT0562:1 | PWR DISTRIBUTION RAIL | 13.B2 | USED
ZS0271:1 | SC | FU0273 | WHT | 14 | 13.B6 | FU0273:LD | PWR DISTRIBUTION RAIL | 13.B3 | USED
ZS0273:1 | SC | FU0273 | WHT | 14 | 13.B4 | FU0273:LD | PWR DISTRIBUTION RAIL | 13.B3 | USED
AT0190:ENET | WC0019 | AT0190E | ENET | CABLE | 13.B4 | AT0680:LAN2 | PWR DISTRIBUTION RAIL | 8.B4 | USED
HA0273:(+) | WC5540 | HA0273P | BLK | 16 | 16.A1 | AF0202:23 | TCP | 16.A3 | USED
HA0273:(-) | WC5540 | HA0273N | WHT | 16 | 16.A1 | AF0202:55 | TCP | 16.A3 | USED
SolarTools ver. 24.0.84.24712 (Jul 31, 2025)
Report date: 2/20/2026 3:00 PM

## CUSTOMER^PANEL
CUSTOMER^PANEL
Project # | 4M401
Project Name | FPSO GTG GENERATORS
Revision | C.2
Controls DE | J. SHORTER
Phone: | 0
Controls ME
Phone:
From | [5 empty] | To
Device ID | Cable (W) Conductor (SC) Jumper Clip (JC) | Wire No. | Wire ID | Gauge/Size | Page/Zone | Device ID | Location | Page/Zone
GR0290: | SC | GR0290 | GRN/YEL | 14 | 9.C1 | FRAME | CUSTOMER^PANEL | 9.C2 | USED
GR0291: | SC | GR0291 | GRN/YEL | 14 | 9.C1 | FRAME | CUSTOMER^PANEL | 9.C2 | USED
GR0292: | SC | GR0292 | GRN/YEL | 14 | 9.C1 | FRAME | CUSTOMER^PANEL | 9.C2 | USED
IEG0130:00 | SC | AT0140LS(S) | GRN | 14 | 123.C6 | XT0337:18 | GENERATOR PANEL | 123.C4 | USED
IEG0130:1 | SC | IEG01301 | GRN | 14 | 28.D3 | AF0123:SH | GENERATOR PANEL | 28.D3 | USED
IEG0130:3 | SC | IEG01303 | GRN | 14 | 13.D7 | AF0184:SH | GENERATOR VIBRATION PANEL | 13.D6 | USED
IEG0130:4 | SC | IEG01304 | GRN | 14 | 5.B4 | GR0180: | GENERATOR VIBRATION PANEL | 5.B5 | USED
IEG0130:0 | SC | IEG0130G | GRN | 8 | 5.B2 | IEG0010:2 | GROUNDING BOX | 5.B2 | USED
IEG0130:7 | SC | IEG01307 | GRN | 14 | 51.A5 | UV0272:IE | ISOLATOR PANEL | 51.A5 | USED
IEG0130:5 | SC | UV0610SHLD | GRN | 14 | 24.B5 | UV0610:SHLD | ORBIT 60 | 24.A1 | USED
IEG0130:6 | SC | UV0611SHLD | GRN | 14 | 24.C5 | UV0611:SHLD | ORBIT 60 | 24.B1 | USED
IEG0130:8 | SC | IEG01308 | GRN | 14 | 26.C4 | XT0400:3 | VIBRATION DOOR PANEL | 26.C4 | USED
SolarTools ver. 24.0.84.24712 (Jul 31, 2025)
Report date: 2/20/2026 3:00 PM

## GENERATOR PANEL
GENERATOR PANEL
CONTROL CONSOLE (GENERATOR PANEL)
Project # | 4M401
Project Name | FPSO GTG GENERATORS
Revision | C.2
Controls DE | J. SHORTER
Phone: | 0
Controls ME
Phone:
From | [5 empty] | To
Device ID | Cable (W) Conductor (SC) Jumper Clip (JC) | Wire No. | Wire ID | Gauge/Size | Page/Zone | Device ID | Location | Page/Zone
XT0120:1 | JC | 0V | CLIP | --- | 28.D1 | XT0120:2 | GENERATOR PANEL | 28.D1 | USED
XT0336:2 | JC | 0V | CLIP | --- | 27.C4 | XT0336:3 | GENERATOR PANEL | 27.C4 | USED
XT0336:3 | JC | 0V | CLIP | --- | 27.C4 | XT0336:4 | GENERATOR PANEL | 27.D4 | USED
XT0351:1 | JC | VBUSA | CLIP | --- | 119.B4 | XT0351:2 | GENERATOR PANEL | 119.B4 | USED
XT0351:11 | JC | VGEN-B | CLIP | --- | 119.C4 | XT0351:12 | GENERATOR PANEL | 119.D4 | USED
XT0351:13 | JC | VGEN-C | CLIP | --- | 119.D4 | XT0351:14 | GENERATOR PANEL | 119.D4 | USED
XT0351:3 | JC | VBUSB | CLIP | --- | 119.B4 | XT0351:4 | GENERATOR PANEL | 119.B4 | USED
XT0351:5 | JC | VBUSC | CLIP | --- | 119.B4 | XT0351:6 | GENERATOR PANEL | 119.B4 | USED
XT0351:7 | JC | VBUSN | CLIP | --- | 119.B4 | XT0351:8 | GENERATOR PANEL | 119.B4 | USED
XT0351:9 | JC | VGEN-A | CLIP | --- | 119.C4 | XT0351:10 | GENERATOR PANEL | 119.C4 | USED
XT0370:1 | JC | EXC1 | CLIP | --- | 120.C4 | XT0370:2 | GENERATOR PANEL | 120.C5 | USED
XT0370:4 | JC | EXC2 | CLIP | --- | 120.D4 | XT0370:3 | GENERATOR PANEL | 120.D5 | USED
XT0370:5 | JC | EXCS | CLIP | --- | 120.D4 | XT0370:6 | GENERATOR PANEL | 120.D5 | USED
XT0352:4 | SC | JW70 | CLIP | -- | 122.B5 | XT0352:5 | GENERATOR PANEL | 122.B5 | USED
XT0352:5 | SC | JW71 | CLIP | -- | 122.B5 | XT0352:6 | GENERATOR PANEL | 122.B5 | USED
XT0352:6 | SC | JW72 | CLIP | -- | 122.B5 | XT0352:7 | GENERATOR PANEL | 122.B5 | USED
AF0122:06 | SC | JP1 | VIO | 20 | 33.C7 | AF0122:38 | GENERATOR PANEL | 33.C7 | USED
KA0121:A1 | SC | 012101 | WHT | 20 | 31.A7 | AF0121:01 | GENERATOR PANEL | 31.A5 | USED
KA0123:A1 | SC | 012103 | WHT | 20 | 31.A7 | AF0121:03 | GENERATOR PANEL | 31.B5 | USED
KA0128:A1 | SC | 012108 | WHT | 20 | 31.B7 | AF0121:08 | GENERATOR PANEL | 31.B5 | USED
KA0336:11 | SC | 012114 | WHT | 20 | 104.A6 | AF0121:14 | GENERATOR PANEL | 104.A5 | USED
KA0121:A2 | SC | 012117 | WHT | 20 | 31.A7 | AF0121:17 | GENERATOR PANEL | 31.A5 | USED
KA0123:A2 | SC | 012119 | WHT | 20 | 31.A7 | AF0121:19 | GENERATOR PANEL | 31.B5 | USED
KA0128:A2 | SC | 012124 | WHT | 20 | 31.B7 | AF0121:24 | GENERATOR PANEL | 31.B5 | USED
KA4100:A2 | SC | 012130 | WHT | 20 | 104.A6 | AF0121:30 | GENERATOR PANEL | 104.B6 | USED
AF0121:COM | SC | 0V | WHT | 14 | 28.D2 | XT0120:2 | GENERATOR PANEL | 28.D1 | USED
AF0121:V+ | SC | FU0121 | WHT | 14 | 28.D2 | FU0121:LD | GENERATOR PANEL | 28.D1 | USED
KA0330:11 | SC | 012200 | WHT | 20 | 33.A7 | AF0122:00 | GENERATOR PANEL | 33.A6 | USED
KA0331:11 | SC | 012201 | WHT | 20 | 33.A7 | AF0122:01 | GENERATOR PANEL | 33.A6 | USED
KA0310:11 | SC | 012202 | WHT | 20 | 33.B7 | AF0122:02 | GENERATOR PANEL | 33.B6 | USED
AF0122:09 | SC | 012209 | WHT | 20 | 35.A6 | XT0120:4 | GENERATOR PANEL | 35.A6 | USED
KA0330:14 | SC | 012232 | WHT | 20 | 33.A7 | AF0122:32 | GENERATOR PANEL | 33.A6 | USED
KA0331:14 | SC | 012233 | WHT | 20 | 33.A7 | AF0122:33 | GENERATOR PANEL | 33.A6 | USED
KA0310:14 | SC | 012234 | WHT | 20 | 33.B7 | AF0122:34 | GENERATOR PANEL | 33.B6 | USED
AF0122:41 | SC | 012241 | WHT | 20 | 35.A6 | XT0120:3 | GENERATOR PANEL | 35.A6 | USED
AF0122:COM | SC | AF0122N | WHT | 20 | 28.D3 | AF0123:COM | GENERATOR PANEL | 28.D3 | USED
AF0122:COM | SC | AU0120N | WHT | 20 | 28.D3 | AU0120:COM | GENERATOR PANEL | 28.C1 | USED
AF0122:V+ | SC | AF0122P | WHT | 20 | 28.D3 | AF0123:V+ | GENERATOR PANEL | 28.D3 | USED
AF0122:V+ | SC | AU0120P | WHT | 20 | 28.D3 | AU0120:V+ | GENERATOR PANEL | 28.C1 | USED
AF0123:SH | SC | AF0123G | GRN | 14 | 28.D3 | AF0125:SH | GENERATOR PANEL | 28.D5 | USED
AF0124:COM | SC | 0V | WHT | 14 | 28.D4 | XT0120:2 | GENERATOR PANEL | 28.D1 | USED
AF0124:COM | SC | AF0124N | WHT | 20 | 28.D4 | AF0125:COM | GENERATOR PANEL | 28.D5 | USED
AF0124:V+ | SC | FU0122 | GRN | 14 | 28.D4 | FU0122:LD | GENERATOR PANEL | 28.D1 | USED
AF0124:V+ | SC | AF0124P | WHT | 20 | 28.D4 | AF0125:V+ | GENERATOR PANEL | 28.D5 | USED
AF0125:SH | SC | AU0120GND | GRN | 14 | 28.D5 | AU0120:GND | GENERATOR PANEL | 28.C1 | USED
AT0140:13 VGEN-A | SC | VGEN-A | RED | 16 | 119.D7 | XT0351:9 | GENERATOR PANEL | 119.C4 | USED
AT0140:14 VGEN-B | SC | VGEN-B | RED | 16 | 119.D7 | XT0351:11 | GENERATOR PANEL | 119.C4 | USED
AT0140:15 VGEN-C | SC | VGEN-C | RED | 16 | 119.D7 | XT0351:13 | GENERATOR PANEL | 119.D4 | USED
AT0140:16 VGEN-N | SC | VBUSN | GRN/YEL | 14 | 119.D7 | XT0351:8 | GENERATOR PANEL | 119.B4 | USED
AT0140:17 VBUS-A | SC | VBUSA | RED | 16 | 119.B7 | XT0351:2 | GENERATOR PANEL | 119.B4 | USED
AT0140:18 VBUS-B | SC | VBUSB | RED | 16 | 119.B7 | XT0351:3 | GENERATOR PANEL | 119.B4 | USED
AT0140:19 VBUS-C | SC | VBUSC | RED | 16 | 119.B7 | XT0351:5 | GENERATOR PANEL | 119.B4 | USED
AT0140:20 VBUS-N | SC | VBUSN | GRN/YEL | 14 | 119.B7 | XT0351:7 | GENERATOR PANEL | 119.B4 | USED
KA0310:A2 | SC | KA0310A2 | WHT | 20 | 30.D5 | AT0140:29 FLT | GENERATOR PANEL | 27.B5 | USED
AT0140:3 EX-D(-) | SC | 0V | WHT | 16 | 123.C7 | XT0336:4 | GENERATOR PANEL | 27.D4 | USED
AT0140:30 FLT | SC | 0V | WHT | 16 | 30.D5 | XT0336:4 | GENERATOR PANEL | 27.D4 | USED
AT0140:36 I1(+) | SC | MCTA | BLU | 12 | 122.B7 | XT0352:1 | GENERATOR PANEL | 122.B5 | USED
AT0140:37 I1(-) | SC | MCTAN | BLU | 12 | 122.B7 | XT0352:6 | GENERATOR PANEL | 122.B5 | USED
AT0140:38 I2(+) | SC | MCTB | BLU | 12 | 122.B7 | XT0352:2 | GENERATOR PANEL | 122.B5 | USED
AT0140:39 I2(-) | SC | MCTBN | BLU | 12 | 122.B7 | XT0352:5 | GENERATOR PANEL | 122.B5 | USED
KA0123:14 | SC | KA012314 | WHT | 16 | 123.C7 | AT0140:4 EX-D(+) | GENERATOR PANEL | 27.B5 | USED
AT0140:40 I3(+) | SC | MCTC | BLU | 12 | 122.B7 | XT0352:3 | GENERATOR PANEL | 122.B5 | USED
AT0140:41 I3(-) | SC | MCTN | BLU | 12 | 122.B7 | XT0352:4 | GENERATOR PANEL | 122.B5 | USED
AT0140:47 BAT(+) | SC | FU0334 | WHT | 16 | 30.D5 | XT0335:2 | GENERATOR PANEL | 27.B4 | USED
AT0140:48 BAT(-) | SC | 0V | WHT | 16 | 30.D5 | XT0336:4 | GENERATOR PANEL | 27.D4 | USED
AT0140:FG 56 | SC | AT0140G | GRN/YEL | 12 | 30.D5 | FRAME | GENERATOR PANEL | 30.D6 | USED
AU0120:COM | SC | 0V | WHT | 14 | 28.C1 | XT0120:1 | GENERATOR PANEL | 28.D1 | USED
AU0120:V+ | SC | FU0120 | WHT | 14 | 28.C1 | FU0120:LD | GENERATOR PANEL | 28.D1 | USED
FU0120:LI | SC | FU0332 | WHT | 14 | 28.D1 | FU0130:LI | GENERATOR PANEL | 28.C1 | USED
FU0120:LI | SC | FU0332 | WHT | 14 | 28.D1 | FU0121:LI | GENERATOR PANEL | 28.D1 | USED
FU0121:LI | SC | FU0332 | WHT | 14 | 28.D1 | FU0122:LI | GENERATOR PANEL | 28.D1 | USED
FU0332:LD | SC | FU0332 | WHT | 14 | 27.B3 | FU0333:LI | GENERATOR PANEL | 27.B3 | USED
FU0332:LI | SC | FU0136 | WHT | 12 | 27.B3 | XT0332:1 | GENERATOR PANEL | 27.B2 | USED
FU0333:LD | SC | FU0333 | WHT | 16 | 27.B3 | XT0335:1 | GENERATOR PANEL | 27.B4 | USED
FU0333:LI | SC | FU0332 | WHT | 14 | 27.B3 | FU0334:LI | GENERATOR PANEL | 27.B3 | USED
FU0334:LD | SC | FU0334 | WHT | 14 | 27.B3 | XT0335:2 | GENERATOR PANEL | 27.B4 | USED
FU0334:LI | SC | FU0332 | WHT | 14 | 27.B3 | FU0335:LI | GENERATOR PANEL | 27.A3 | USED
FU0335:LD | SC | FU0335 | WHT | 14 | 27.A3 | XT0335:3 | GENERATOR PANEL | 27.A4 | USED
GR0141: | SC | GR0141 | GRN/YEL | 14 | 5.B4 | FRAME | GENERATOR PANEL | 5.B3 | USED
GR0142: | SC | GR0142 | GRN/YEL | 14 | 5.B4 | FRAME | GENERATOR PANEL | 5.B3 | USED
KA0121:11 | SC | KA018511 | WHT | 20 | 32.C4 | XT0337:13 | GENERATOR PANEL | 32.C3 | USED
KA0121:14 | SC | FU0333 | WHT | 20 | 32.C4 | XT0337:12 | GENERATOR PANEL | 32.C3 | USED
KA0123:A1 | SC | 012103 | WHT | 20 | 31.B5 | KA0313:2 | GENERATOR PANEL | 31.A5 | USED
KA0123:A2 | SC | 012119 | WHT | 20 | 31.B5 | KA0313:7 | GENERATOR PANEL | 31.A5 | USED
KA0128:11 | SC | KA0333A1 | WHT | 20 | 32.B4 | KA0335:21 | GENERATOR PANEL | 32.B4 | USED
KA0128:14 | SC | FU0333 | WHT | 20 | 32.B4 | KA0335:22 | GENERATOR PANEL | 32.B4 | USED
KA0128:14 | SC | FU0333 | WHT | 20 | 32.B4 | XT0337:7 | GENERATOR PANEL | 32.B3 | USED
KA0128:21 | SC | KA012821 | WHT | 20 | 33.C6 | XT0337:1 | GENERATOR PANEL | 33.C5 | USED
KA0128:24 | SC | KA012824 | WHT | 20 | 33.C6 | XT0337:2 | GENERATOR PANEL | 33.C5 | USED
KA0185:11 | SC | KA018511 | WHT | 20 | 32.C3 | XT0337:13 | GENERATOR PANEL | 32.C3 | USED
KA0185:14 | SC | KA0332A1 | WHT | 20 | 32.C3 | XT0337:14 | GENERATOR PANEL | 32.C3 | USED
KA0185:A2 | SC | KA0185A2 | WHT | 20 | 34.A5 | XT0338:1 | GENERATOR PANEL | 34.A5 | USED
KA0310:21 | SC | KA0333A1 | WHT | 20 | 32.B4 | KA0335:21 | GENERATOR PANEL | 32.B4 | USED
KA0310:21 | SC | KA0333A1 | WHT | 20 | 32.B4 | XT0337:8 | GENERATOR PANEL | 32.B3 | USED
KA0310:24 | SC | FU0333 | WHT | 20 | 32.B4 | KA0335:22 | GENERATOR PANEL | 32.B4 | USED
KA0310:A1 | SC | FU0334 | WHT | 20 | 27.B5 | KA0123:11 | GENERATOR PANEL | 27.B5 | USED
KA0310:A1 | SC | FU0334 | WHT | 20 | 27.B5 | XT0335:2 | GENERATOR PANEL | 27.B4 | USED
KA0313:2 | SC | 012103 | WHT | 20 | 31.A5 | KA0314:2 | GENERATOR PANEL | 31.A5 | USED
KA0313:7 | SC | 012119 | WHT | 20 | 31.A5 | KA0314:7 | GENERATOR PANEL | 31.A5 | USED
KA0330:A1 | SC | KA0330A1 | WHT | 20 | 32.B6 | XT0337:9 | GENERATOR PANEL | 32.B3 | USED
KA0330:A2 | SC | 0V | WHT | 20 | 32.B6 | KA0333:A2 | GENERATOR PANEL | 32.B6 | USED
KA0330:A2 | SC | 0V | WHT | 20 | 32.B6 | KA0331:A2 | GENERATOR PANEL | 32.C6 | USED
KA0331:A1 | SC | KA0331A1 | WHT | 20 | 32.C6 | XT0337:11 | GENERATOR PANEL | 32.C3 | USED
KA0331:A2 | SC | 0V | WHT | 20 | 32.C6 | KA0332:A2 | GENERATOR PANEL | 32.C6 | USED
KA0332:11 | SC | KA033211 | WHT | 20 | 33.D6 | XT0337:3 | GENERATOR PANEL | 33.D5 | USED
KA0332:14 | SC | KA033214 | WHT | 20 | 33.D6 | XT0337:4 | GENERATOR PANEL | 33.D5 | USED
KA0332:A1 | SC | KA0332A1 | WHT | 20 | 32.C6 | XT0337:14 | GENERATOR PANEL | 32.C3 | USED
KA0332:A2 | SC | 0V | WHT | 20 | 32.C6 | XT0337:15 | GENERATOR PANEL | 32.D3 | USED
KA0333:11 | SC | KA033311 | WHT | 20 | 33.D6 | KA0335:11 | GENERATOR PANEL | 33.D6 | USED
KA0333:11 | SC | KA033311 | WHT | 20 | 33.D6 | XT0337:5 | GENERATOR PANEL | 33.D5 | USED
KA0333:14 | SC | KA033314 | WHT | 20 | 33.D6 | KA0335:12 | GENERATOR PANEL | 33.D6 | USED
KA0333:14 | SC | KA033314 | WHT | 20 | 33.D6 | XT0337:6 | GENERATOR PANEL | 33.D5 | USED
KA0333:A1 | SC | KA0333A1 | WHT | 20 | 32.B6 | XT0337:8 | GENERATOR PANEL | 32.B3 | USED
KA0335:A1 | SC | ESTOP | WHT | 20 | 27.C5 | XT0336:1 | GENERATOR PANEL | 27.C4 | USED
KA0335:A2 | SC | 0V | WHT | 20 | 27.C5 | XT0336:2 | GENERATOR PANEL | 27.C4 | USED
KA0336:14 | SC | KA033614 | WHT | 20 | 104.A5 | KA4100:A1 | GENERATOR PANEL | 104.B6 | USED
KA0336:A1 | SC | KA0231A1 | WHT | 14 | 27.C3 | XT0334:2 | GENERATOR PANEL | 27.C2 | USED
KA0336:A2 | SC | 0V | WHT | 14 | 27.C3 | XT0336:2 | GENERATOR PANEL | 27.C4 | USED
PEG0140:1 | SC | PMGS | GRN/YEL | 12 | 120.C6 | XT0313:1 | GENERATOR PANEL | 120.C6 | USED
PEG0140:2 | SC | EXCS | GRN/YEL | 12 | 120.D6 | XT0370:6 | GENERATOR PANEL | 120.D5 | USED
PEG0140:5 | SC | PEG01405 | GRN/YEL | 12 | 122.B6 | XT0352:7 | GENERATOR PANEL | 122.B5 | USED
XT0334:1 | SC | 0V | WHT | 12 | 27.C2 | XT0336:2 | GENERATOR PANEL | 27.C4 | USED
XT0335:1 | SC | FU0333 | WHT | 16 | 27.B4 | XT0337:12 | GENERATOR PANEL | 32.C3 | USED
XT0336:3 | SC | 0V | WHT | 14 | 27.C4 | XT0337:15 | GENERATOR PANEL | 32.D3 | USED
XT0337:12 | SC | FU0333 | WHT | 20 | 32.C3 | XT0337:7 | GENERATOR PANEL | 32.B3 | USED
AT0140:P1 | WC0012 | AU0120L2 | ENET | CABLE | 30.D5 | AU0120:L2 | GENERATOR PANEL | 28.C1 | USED
AT0140:1 LS(+) | WC8009 | AT0140LS(+) | WHT | 16 | 123.C7 | XT0337:16 | GENERATOR PANEL | 123.C4 | USED
AT0140:2 LS(-) | WC8009 | AT0140LS(-) | BLK | 16 | 123.C7 | XT0337:17 | GENERATOR PANEL | 123.C4 | USED
FW140:3 | WC8009 | AT0140LS(S) | SH | 16 | 123.C6 | XT0337:18 | GENERATOR PANEL | 123.C4 | USED
FU0315:LD | WC8101 | PMG1 | RED | 12 | 120.C5 | XT0360:1 | GENERATOR PANEL | 120.C4 | USED
FU0313:LD | WC8101 | PMG2 | WHT | 12 | 120.C5 | XT0360:2 | GENERATOR PANEL | 120.C4 | USED
FU0314:LD | WC8101 | PMG3 | BLK | 12 | 120.C5 | XT0360:3 | GENERATOR PANEL | 120.C4 | USED
XT0360:5 | WC8101 | PMGS | SH | 12 | 120.C4 | XT0360:4 | GENERATOR PANEL | 120.C5 | USED
AT0140:54 EXC(+) | WC8102 | EXC1 | WHT | 12 | 120.D7 | XT0370:2 | GENERATOR PANEL | 120.C5 | USED
AT0140:55 EXC(-) | WC8102 | EXC2 | BLK | 12 | 120.D7 | XT0370:3 | GENERATOR PANEL | 120.D5 | USED
FW140:1 | WC8102 | EXCS | SH | 12 | 120.D6 | XT0370:6 | GENERATOR PANEL | 120.D5 | USED
KA0314:1 | WC8201 | FU0315 | RED | 12 | 120.C5 | FU0315:LI | GENERATOR PANEL | 120.C6 | USED
KA0313:1 | WC8201 | FU0313 | WHT | 12 | 120.C5 | FU0313:LI | GENERATOR PANEL | 120.C6 | USED
KA0313:8 | WC8201 | FU0314 | BLK | 12 | 120.C5 | FU0314:LI | GENERATOR PANEL | 120.C6 | USED
XT0360:4 | WC8201 | PMGS | SH | 12 | 120.C5 | XT0313:1 | GENERATOR PANEL | 120.C6 | USED
KA0314:3 | WC8301 | PMG14B | RED | 12 | 120.C7 | AT0140:49 PMG-A | GENERATOR PANEL | 120.C6 | USED
KA0313:3 | WC8301 | PMG14C | WHT | 12 | 120.C7 | AT0140:50 PMG-B | GENERATOR PANEL | 120.C6 | USED
KA0313:6 | WC8301 | PMG14A | BLK | 12 | 120.C7 | AT0140:51 PMG-C | GENERATOR PANEL | 120.C6 | USED
FW140:2 | WC8301 | PMGS | SH | 12 | 120.C6 | XT0313:1 | GENERATOR PANEL | 120.C6 | USED
AF0123:SH | SC | IEG01301 | GRN | 14 | 28.D3 | IEG0130:1 | CUSTOMER^PANEL | 28.D3 | USED
XT0337:18 | SC | AT0140LS(S) | GRN | 14 | 123.C4 | IEG0130:00 | CUSTOMER^PANEL | 123.C6 | USED
FU0130:LI | SC | FU0332 | WHT | 14 | 28.C1 | XT0130:1 | GENERATOR VIBRATION PANEL | 28.A5 | USED
FU0332:LD | SC | FU0332 | WHT | 14 | 27.B3 | XT0130:1 | GENERATOR VIBRATION PANEL | 28.A5 | USED
KA0180:A1 | SC | 018100 | WHT | 20 | 34.A5 | AF0181:00 | GENERATOR VIBRATION PANEL | 34.A7 | USED
KA0180:A2 | SC | 018116 | WHT | 20 | 34.A5 | AF0181:16 | GENERATOR VIBRATION PANEL | 34.A7 | USED
KA0185:A1 | SC | 018110 | WHT | 20 | 34.A5 | AF0181:10 | GENERATOR VIBRATION PANEL | 34.A7 | USED
XT0120:1 | SC | 0V | WHT | 14 | 28.D1 | XT0130:3 | GENERATOR VIBRATION PANEL | 28.A5 | USED
XT0332:1 | SC | FU0136 | WHT | 14 | 27.B2 | XT0110:1 | GENERATOR VIBRATION PANEL | 24.A6 | USED
XT0334:1 | SC | 0V | WHT | 12 | 27.C2 | XT0110:4 | GENERATOR VIBRATION PANEL | 24.C6 | USED
XT0336:3 | SC | 0V | WHT | 14 | 27.C4 | XT0130:2 | GENERATOR VIBRATION PANEL | 28.A5 | USED
XT0338:2 | SC | 018126 | WHT | 20 | 34.B5 | AF0181:26 | GENERATOR VIBRATION PANEL | 34.A7 | USED
AU0120:L1 | WC0018 | AU0180L2 | ENET | CABLE | 28.C1 | AU0180:L2 | GENERATOR VIBRATION PANEL | 13.C3 | USED
AF0125:32 | WC029101 | PT36201 | RED | 20 | 109.A7 | AP0291:O:A1+ | GENERATOR VIBRATION PANEL | 109.A5 | USED
AF0125:00 | WC029101 | PT36202 | BLK | 20 | 109.A7 | AP0291:O:C1- | GENERATOR VIBRATION PANEL | 109.A5 | USED
FLOATING | WC029101 | PT3620S | SH | 20 | 109.A6 | AP0291:O:B1S | GENERATOR VIBRATION PANEL | 109.A5 | USED
AF0125:34 | WC029102 | PT36301 | RED | 20 | 109.B7 | AP0291:O:A2+ | GENERATOR VIBRATION PANEL | 109.B5 | USED
AF0125:02 | WC029102 | PT36302 | BLK | 20 | 109.B7 | AP0291:O:C2- | GENERATOR VIBRATION PANEL | 109.B5 | USED
FLOATING | WC029102 | PT3630S | SH | 20 | 109.B6 | AP0291:O:B2S | GENERATOR VIBRATION PANEL | 109.B5 | USED
AF0125:36 | WC029103 | PDT36211 | RED | 20 | 109.B7 | AP0291:O:A3+ | GENERATOR VIBRATION PANEL | 109.B5 | USED
AF0125:04 | WC029103 | PDT36212 | BLK | 20 | 109.B7 | AP0291:O:C3- | GENERATOR VIBRATION PANEL | 109.B5 | USED
FLOATING | WC029103 | PDT3621S | SH | 20 | 109.B6 | AP0291:O:B3S | GENERATOR VIBRATION PANEL | 109.B5 | USED
AF0125:38 | WC029104 | PDT36221 | RED | 20 | 109.C7 | AP0291:O:A4+ | GENERATOR VIBRATION PANEL | 109.C5 | USED
AF0125:06 | WC029104 | PDT36222 | BLK | 20 | 109.C7 | AP0291:O:C4- | GENERATOR VIBRATION PANEL | 109.C5 | USED
FLOATING | WC029104 | PDT3622 | SH | 20 | 109.C6 | AP0291:O:B4S | GENERATOR VIBRATION PANEL | 109.C5 | USED
AF0125:40 | WC029105 | PDT36311 | RED | 20 | 109.C7 | AP0291:O:A5+ | GENERATOR VIBRATION PANEL | 109.C5 | USED
AF0125:08 | WC029105 | PDT36312 | BLK | 20 | 109.C7 | AP0291:O:C5- | GENERATOR VIBRATION PANEL | 109.C5 | USED
FLOATING | WC029105 | PDT3631 | SH | 20 | 109.D6 | AP0291:O:B5S | GENERATOR VIBRATION PANEL | 109.C5 | USED
AF0125:42 | WC029106 | PDT36321 | RED | 20 | 109.D7 | AP0291:O:A6+ | GENERATOR VIBRATION PANEL | 109.D5 | USED
AF0125:10 | WC029106 | PDT36322 | BLK | 20 | 109.D7 | AP0291:O:C6- | GENERATOR VIBRATION PANEL | 109.D5 | USED
FLOATING | WC029106 | PDT3632 | SH | 20 | 109.D6 | AP0291:O:B6S | GENERATOR VIBRATION PANEL | 109.D5 | USED
AF0123:27 | WC2170 | 012327 | RED | 20 | 95.A7 | UAI4210:-7 | ISOLATOR PANEL | 95.A5 | USED
AF0123:11 | WC2170 | 012311 | WHT | 20 | 95.A7 | UAI4210:-5 | ISOLATOR PANEL | 95.A5 | USED
AF0123:10 | WC2170 | 012310 | BLK | 20 | 95.A7 | UAI4210:+6 | ISOLATOR PANEL | 95.A5 | USED
AF0123:58 | WC2170 | 012358 | SH | 20 | 95.A7 | FLOATING | ISOLATOR PANEL | 95.A6 | USED
AF0123:29 | WC2270 | 012329 | RED | 20 | 95.C7 | UAI4213:-7 | ISOLATOR PANEL | 95.C5 | USED
AF0123:13 | WC2270 | 012313 | WHT | 20 | 95.C7 | UAI4213:-5 | ISOLATOR PANEL | 95.C5 | USED
AF0123:12 | WC2270 | 012312 | BLK | 20 | 95.C7 | UAI4213:+6 | ISOLATOR PANEL | 95.C5 | USED
AF0123:60 | WC2270 | 012360 | SH | 20 | 95.C7 | FLOATING | ISOLATOR PANEL | 95.C6 | USED
AF0123:17 | WC2370 | 012317 | RED | 20 | 96.A7 | UAI4216:-7 | ISOLATOR PANEL | 96.A5 | USED
AF0123:01 | WC2370 | 012301 | WHT | 20 | 96.A7 | UAI4216:-5 | ISOLATOR PANEL | 96.A5 | USED
AF0123:00 | WC2370 | 012300 | BLK | 20 | 96.A7 | UAI4216:+6 | ISOLATOR PANEL | 96.A5 | USED
AF0123:48 | WC2370 | 012348 | SH | 20 | 96.A7 | FLOATING | ISOLATOR PANEL | 96.A6 | USED
AF0123:21 | WC2470 | 012321 | RED | 20 | 97.A7 | UAI4219:-7 | ISOLATOR PANEL | 97.A5 | USED
AF0123:05 | WC2470 | 012305 | WHT | 20 | 97.A7 | UAI4219:-5 | ISOLATOR PANEL | 97.A5 | USED
AF0123:04 | WC2470 | 012304 | BLK | 20 | 97.A7 | UAI4219:+6 | ISOLATOR PANEL | 97.A5 | USED
AF0123:52 | WC2470 | 012352 | SH | 20 | 97.A7 | FLOATING | ISOLATOR PANEL | 97.A6 | USED
AF0123:19 | WC2570 | 012319 | RED | 20 | 97.B7 | UAI4221:-7 | ISOLATOR PANEL | 97.B5 | USED
AF0123:03 | WC2570 | 012303 | WHT | 20 | 97.B7 | UAI4221:-5 | ISOLATOR PANEL | 97.B5 | USED
AF0123:02 | WC2570 | 012302 | BLK | 20 | 97.B7 | UAI4221:+6 | ISOLATOR PANEL | 97.B5 | USED
AF0123:50 | WC2570 | 012350 | SH | 20 | 97.B7 | FLOATING | ISOLATOR PANEL | 97.C6 | USED
AF0123:23 | WC2670 | 012323 | RED | 20 | 98.A7 | UAI4223:-7 | ISOLATOR PANEL | 98.A5 | USED
AF0123:07 | WC2670 | 012307 | WHT | 20 | 98.A7 | UAI4223:-5 | ISOLATOR PANEL | 98.A5 | USED
AF0123:06 | WC2670 | 012306 | BLK | 20 | 98.A7 | UAI4223:+6 | ISOLATOR PANEL | 98.A5 | USED
AF0123:54 | WC2670 | 012354 | SH | 20 | 98.A7 | FLOATING | ISOLATOR PANEL | 98.A6 | USED
AF0123:25 | WC2770 | 012325 | RED | 20 | 98.B7 | UAI4225:-7 | ISOLATOR PANEL | 98.B5 | USED
AF0123:09 | WC2770 | 012309 | WHT | 20 | 98.B7 | UAI4225:-5 | ISOLATOR PANEL | 98.B5 | USED
AF0123:08 | WC2770 | 012308 | BLK | 20 | 98.B7 | UAI4225:+6 | ISOLATOR PANEL | 98.B5 | USED
AF0123:56 | WC2770 | 012356 | SH | 20 | 98.B7 | FLOATING | ISOLATOR PANEL | 98.B6 | USED
AF0123:31 | WC2870 | 012331 | RED | 20 | 98.C7 | UAI4227:-7 | ISOLATOR PANEL | 98.C5 | USED
AF0123:15 | WC2870 | 012315 | WHT | 20 | 98.C7 | UAI4227:-5 | ISOLATOR PANEL | 98.C5 | USED
AF0123:14 | WC2870 | 012314 | BLK | 20 | 98.C7 | UAI4227:+6 | ISOLATOR PANEL | 98.C5 | USED
AF0123:62 | WC2870 | 012362 | SH | 20 | 98.C7 | FLOATING | ISOLATOR PANEL | 98.C6 | USED
PEG0140:0 | SC | PEG0140G | GRN/YEL | 8 | 5.B2 | PEG0130:5 | PANEL A | 5.B2 | USED
XT0334:2 | SC | KA0231A1 | WHT | 14 | 27.C2 | XT0136:10 | PANEL A | 19.B5 | USED
XT0336:1 | SC | ESTOP | WHT | 20 | 27.C4 | XT0139:5 | PANEL A | 21.B3 | USED
XT0362:1 | SC | AI4361C | WHT | 20 | 121.A5 | KA4203:A2 | PANEL A | 121.A5 | USED
XT0362:2 | SC | AI4361D1 | WHT | 20 | 121.A5 | KA4204:A2 | PANEL A | 121.A5 | USED
XT0362:3 | SC | FU0210 | WHT | 20 | 121.B5 | KA4204:A1 | PANEL A | 121.A5 | USED
GR0120: | SC | GR0120 | GRN | 14 | 28.D4 | IEG0230:9 | PANEL B | 28.D5 | USED
XT0362:4 | SC | 0V | WHT | 14 | 121.B5 | XT0235:3 | PANEL B | 18.D4 | USED
AT0140:P2 | WC0014 | AT0140L2 | ENET | CABLE | 30.D5 | AU0200:L1 | TCP | 13.A3 | USED
SolarTools ver. 24.0.84.24712 (Jul 31, 2025)
Report date: 2/20/2026 3:00 PM

## GENERATOR VIBRATION PANEL
GENERATOR VIBRATION PANEL
CONTROL CONSOLE^(GENERATOR VIBRATION PANEL)
Project # | 4M401
Project Name | FPSO GTG GENERATORS
Revision | C.2
Controls DE | J. SHORTER
Phone: | 0
Controls ME
Phone:
From | [5 empty] | To
Device ID | Cable (W) Conductor (SC) Jumper Clip (JC) | Wire No. | Wire ID | Gauge/Size | Page/Zone | Device ID | Location | Page/Zone
XT0110:3 | JC | 0V | CLIP | --- | 24.B6 | XT0110:4 | GENERATOR VIBRATION PANEL | 24.C6 | USED
XT0130:3 | JC | 0V | CLIP | --- | 28.A5 | XT0130:2 | GENERATOR VIBRATION PANEL | 28.A5 | USED
XT0180:1 | JC | 0V1 | CLIP | --- | 13.D2 | XT0180:2 | GENERATOR VIBRATION PANEL | 13.D2 | USED
XT0290:1 | JC | FU0137 | CLIP | --- | 9.B6 | XT0290:2 | GENERATOR VIBRATION PANEL | 9.B6 | USED
XT0290:4 | JC | 0V | CLIP | --- | 9.B6 | XT0290:5 | GENERATOR VIBRATION PANEL | 9.B6 | USED
AF0182:01 | SC | JP3 | VIO | 20 | 41.A7 | AF0182:33 | GENERATOR VIBRATION PANEL | 41.A7 | USED
AF0182:07 | SC | JP4 | VIO | 20 | 148.A7 | AF0182:39 | GENERATOR VIBRATION PANEL | 148.A7 | USED
AF0182:14 | SC | JP7 | VIO | 20 | 34.C7 | AF0182:46 | GENERATOR VIBRATION PANEL | 34.C7 | USED
AF0182:15 | SC | JP6 | VIO | 20 | 148.B7 | AF0182:47 | GENERATOR VIBRATION PANEL | 148.B7 | USED
KA0181:A1 | SC | 018102 | WHT | 20 | 148.C7 | AF0181:02 | GENERATOR VIBRATION PANEL | 148.C5 | USED
KA0183:A1 | SC | 018106 | WHT | 20 | 148.D7 | AF0181:06 | GENERATOR VIBRATION PANEL | 148.D5 | USED
KA7923:A1 | SC | KA7923A1 | WHT | 20 | 36.D6 | AF0181:08 | GENERATOR VIBRATION PANEL | 36.D6 | USED
KA7921:A1 | SC | KA7921A1 | WHT | 20 | 36.C6 | AF0181:12 | GENERATOR VIBRATION PANEL | 36.C6 | USED
KA7922:A1 | SC | KA7922A1 | WHT | 20 | 36.C6 | AF0181:14 | GENERATOR VIBRATION PANEL | 36.D6 | USED
KA0181:A2 | SC | 018118 | WHT | 20 | 148.C7 | AF0181:18 | GENERATOR VIBRATION PANEL | 148.C5 | USED
KA0183:A2 | SC | 018122 | WHT | 20 | 148.D7 | AF0181:22 | GENERATOR VIBRATION PANEL | 148.D5 | USED
KA7923:A2 | SC | KA7923A2 | WHT | 20 | 36.D6 | AF0181:24 | GENERATOR VIBRATION PANEL | 36.D6 | USED
KA7921:A2 | SC | KA7921A2 | WHT | 20 | 36.C6 | AF0181:28 | GENERATOR VIBRATION PANEL | 36.C6 | USED
KA7922:A2 | SC | KA7922A2 | WHT | 20 | 36.C6 | AF0181:30 | GENERATOR VIBRATION PANEL | 36.D6 | USED
AF0181:COM | SC | 0V1 | WHT | 16 | 13.D4 | XT0180:2 | GENERATOR VIBRATION PANEL | 13.D2 | USED
AF0181:V+ | SC | FU0181 | WHT | 16 | 13.D4 | FU0181:LD | GENERATOR VIBRATION PANEL | 13.D3 | USED
KA0186:2 | SC | 018207 | WHT | 20 | 148.A7 | AF0182:07 | GENERATOR VIBRATION PANEL | 148.A6 | USED
KA0188:2 | SC | 018215 | WHT | 20 | 148.B7 | AF0182:15 | GENERATOR VIBRATION PANEL | 148.B6 | USED
KA0186:1 | SC | 018239 | WHT | 20 | 148.A7 | AF0182:39 | GENERATOR VIBRATION PANEL | 148.A6 | USED
KA0188:1 | SC | 018247 | WHT | 20 | 148.B7 | AF0182:47 | GENERATOR VIBRATION PANEL | 148.B6 | USED
AF0182:COM | SC | AF0182N | WHT | 16 | 13.D5 | AF0183:COM | GENERATOR VIBRATION PANEL | 13.C5 | USED
AF0182:COM | SC | AU0180N | WHT | 16 | 13.D5 | AU0180:COM | GENERATOR VIBRATION PANEL | 13.C3 | USED
AF0182:V+ | SC | AF0182P | WHT | 16 | 13.D5 | AF0183:V+ | GENERATOR VIBRATION PANEL | 13.C5 | USED
AF0182:V+ | SC | AU0180P | WHT | 16 | 13.D5 | AU0180:V+ | GENERATOR VIBRATION PANEL | 13.C3 | USED
KA0189:2 | SC | 018300 | WHT | 20 | 148.B7 | AF0183:00 | GENERATOR VIBRATION PANEL | 148.B6 | USED
KA0187:2 | SC | 018301 | WHT | 20 | 148.A7 | AF0183:01 | GENERATOR VIBRATION PANEL | 148.A6 | USED
KA0189:1 | SC | 018332 | WHT | 20 | 148.B7 | AF0183:32 | GENERATOR VIBRATION PANEL | 148.B6 | USED
KA0187:1 | SC | 018333 | WHT | 20 | 148.A7 | AF0183:33 | GENERATOR VIBRATION PANEL | 148.A6 | USED
AF0183:COM | SC | AF0183N | WHT | 16 | 13.C5 | AF0184:COM | GENERATOR VIBRATION PANEL | 13.D6 | USED
AF0183:V+ | SC | AF0183P | WHT | 16 | 13.C5 | AF0184:V+ | GENERATOR VIBRATION PANEL | 13.D6 | USED
AF0184:COM | SC | AF0184N | WHT | 16 | 13.D6 | AF0185:COM | GENERATOR VIBRATION PANEL | 13.D6 | USED
AF0184:SH | SC | AU0180GND | GRN | 14 | 13.D6 | AU0180:GND | GENERATOR VIBRATION PANEL | 13.C3 | USED
AF0184:V+ | SC | AF0184P | WHT | 16 | 13.D6 | AF0185:V+ | GENERATOR VIBRATION PANEL | 13.D6 | USED
AP0290:- | SC | 0V | WHT | 16 | 9.B4 | XT0290:4 | GENERATOR VIBRATION PANEL | 9.B6 | USED
AP0290:+ | SC | FU0290 | WHT | 16 | 9.B4 | FU0290:LD | GENERATOR VIBRATION PANEL | 9.B5 | USED
AP0290:O:C24- | SC | 0V | WHT | 20 | 72.C5 | XT0681:2 | GENERATOR VIBRATION PANEL | 72.C5 | USED
AP0291:- | SC | 0V | WHT | 16 | 9.C4 | XT0290:5 | GENERATOR VIBRATION PANEL | 9.B6 | USED
AP0291:+ | SC | FU0291 | WHT | 16 | 9.C4 | FU0291:LD | GENERATOR VIBRATION PANEL | 9.C5 | USED
AP0291:O:C11- | SC | 0V | WHT | 20 | 78.C5 | XT0682:2 | GENERATOR VIBRATION PANEL | 78.C5 | USED
AP0291:TX/RX2(-) | SC | AP0291TX/RX2(-) | LEAD | --- | 9.C4 | RR0292:-120 OHM | GENERATOR VIBRATION PANEL | 9.C3 | USED
AP0291:TX/RX2(+) | SC | AP0291TX/RX2(+) | LEAD | --- | 9.C4 | RR0292:-120 OHM | GENERATOR VIBRATION PANEL | 9.C3 | USED
AU0180:COM | SC | 0V1 | WHT | 16 | 13.C3 | XT0180:1 | GENERATOR VIBRATION PANEL | 13.D2 | USED
AU0180:V+ | SC | FU0180 | WHT | 16 | 13.C3 | FU0180:LD | GENERATOR VIBRATION PANEL | 13.D3 | USED
FU0110:LD | SC | FU0110 | WHT | 14 | 24.A6 | FU0701:LI | GENERATOR VIBRATION PANEL | 24.B5 | USED
FU0110:LD | SC | FU0110 | WHT | 14 | 24.A6 | FU0113:LI | GENERATOR VIBRATION PANEL | 24.A5 | USED
FU0110:LI | SC | FU0136 | WHT | 14 | 24.A6 | XT0110:1 | GENERATOR VIBRATION PANEL | 24.A6 | USED
FU0113:LD | SC | FU0113 | WHT | 16 | 24.A5 | XT0110:2 | GENERATOR VIBRATION PANEL | 24.A6 | USED
FU0180:LI | SC | FU0200LI | WHT | 14 | 13.D3 | FU0181:LI | GENERATOR VIBRATION PANEL | 13.D3 | USED
FU0290:LI | SC | FU0137 | WHT | 14 | 9.B5 | XT0290:1 | GENERATOR VIBRATION PANEL | 9.B6 | USED
FU0291:LI | SC | FU0137 | WHT | 14 | 9.C5 | XT0290:2 | GENERATOR VIBRATION PANEL | 9.B6 | USED
FU0701:LI | SC | FU0110 | WHT | 14 | 24.B5 | FU0702:LI | GENERATOR VIBRATION PANEL | 24.B5 | USED
FU2108:LD | SC | FT21081 | WHT | 16 | 18.A2 | XT0681:1 | GENERATOR VIBRATION PANEL | 72.C5 | USED
FU2108:LI | SC | FU0136 | WHT | 14 | 18.A2 | FU2220:LI | GENERATOR VIBRATION PANEL | 18.A2 | USED
FU2220:LD | SC | FU2220 | WHT | 16 | 18.A2 | XT0682:1 | GENERATOR VIBRATION PANEL | 78.C5 | USED
GR0110: | SC | GR0110 | GRN/YEL | 14 | 5.B4 | FRAME | GENERATOR VIBRATION PANEL | 5.B4 | USED
GR0181: | SC | GR0181 | GRN/YEL | 14 | 5.B5 | FRAME | GENERATOR VIBRATION PANEL | 5.B4 | USED
XT0681:2 | SC | 0V | WHT | 16 | 72.C5 | XT0682:2 | GENERATOR VIBRATION PANEL | 78.C5 | USED
AP0290:TX/RX1(+) | WTXRX1 | AP0290TX/RX1(+) | RED | 20 | 9.B4 | XT0291:1 | GENERATOR VIBRATION PANEL | 9.B3 | USED
AP0290:TX/RX1(-) | WTXRX1 | AP0290TX/RX1(-) | BLK | 20 | 9.B4 | XT0291:2 | GENERATOR VIBRATION PANEL | 9.B3 | USED
AP0290:GND(IN) | WTXRX1 | AP0290GN1 | SH | 20 | 9.B4 | XT0291:3 | GENERATOR VIBRATION PANEL | 9.B3 | USED
AP0290:TX/RX2(+) | WTXRX2 | AP0290-TX/RX2-P | RED | 20 | 9.B4 | AP0291:GND(IN) | GENERATOR VIBRATION PANEL | 9.C4 | USED
AP0290:TX/RX2(-) | WTXRX2 | AP0290-TX/RX2-N | BLK | 20 | 9.B4 | AP0291:TX/RX1(-) | GENERATOR VIBRATION PANEL | 9.C4 | USED
AP0290:GND(IN) | WTXRX2 | AP0290G | SH | 20 | 9.B4 | AP0291:TX/RX1(+) | GENERATOR VIBRATION PANEL | 9.C4 | USED
AF0184:SH | SC | IEG01303 | GRN | 14 | 13.D6 | IEG0130:3 | CUSTOMER^PANEL | 13.D7 | USED
GR0180: | SC | IEG01304 | GRN | 14 | 5.B5 | IEG0130:4 | CUSTOMER^PANEL | 5.B4 | USED
AF0181:00 | SC | 018100 | WHT | 20 | 34.A7 | KA0180:A1 | GENERATOR PANEL | 34.A5 | USED
AF0181:10 | SC | 018110 | WHT | 20 | 34.A7 | KA0185:A1 | GENERATOR PANEL | 34.A5 | USED
AF0181:16 | SC | 018116 | WHT | 20 | 34.A7 | KA0180:A2 | GENERATOR PANEL | 34.A5 | USED
AF0181:26 | SC | 018126 | WHT | 20 | 34.A7 | XT0338:2 | GENERATOR PANEL | 34.B5 | USED
XT0110:1 | SC | FU0136 | WHT | 14 | 24.A6 | XT0332:1 | GENERATOR PANEL | 27.B2 | USED
XT0110:4 | SC | 0V | WHT | 12 | 24.C6 | XT0334:1 | GENERATOR PANEL | 27.C2 | USED
XT0130:1 | SC | FU0332 | WHT | 14 | 28.A5 | FU0130:LI | GENERATOR PANEL | 28.C1 | USED
XT0130:1 | SC | FU0332 | WHT | 14 | 28.A5 | FU0332:LD | GENERATOR PANEL | 27.B3 | USED
XT0130:2 | SC | 0V | WHT | 14 | 28.A5 | XT0336:3 | GENERATOR PANEL | 27.C4 | USED
XT0130:3 | SC | 0V | WHT | 14 | 28.A5 | XT0120:1 | GENERATOR PANEL | 28.D1 | USED
AU0180:L2 | WC0018 | AU0180L2 | ENET | CABLE | 13.C3 | AU0120:L1 | GENERATOR PANEL | 28.C1 | USED
AP0291:O:A1+ | WC029101 | PT36201 | RED | 20 | 109.A5 | AF0125:32 | GENERATOR PANEL | 109.A7 | USED
AP0291:O:C1- | WC029101 | PT36202 | BLK | 20 | 109.A5 | AF0125:00 | GENERATOR PANEL | 109.A7 | USED
AP0291:O:B1S | WC029101 | PT3620S | SH | 20 | 109.A5 | FLOATING | GENERATOR PANEL | 109.A6 | USED
AP0291:O:A2+ | WC029102 | PT36301 | RED | 20 | 109.B5 | AF0125:34 | GENERATOR PANEL | 109.B7 | USED
AP0291:O:C2- | WC029102 | PT36302 | BLK | 20 | 109.B5 | AF0125:02 | GENERATOR PANEL | 109.B7 | USED
AP0291:O:B2S | WC029102 | PT3630S | SH | 20 | 109.B5 | FLOATING | GENERATOR PANEL | 109.B6 | USED
AP0291:O:A3+ | WC029103 | PDT36211 | RED | 20 | 109.B5 | AF0125:36 | GENERATOR PANEL | 109.B7 | USED
AP0291:O:C3- | WC029103 | PDT36212 | BLK | 20 | 109.B5 | AF0125:04 | GENERATOR PANEL | 109.B7 | USED
AP0291:O:B3S | WC029103 | PDT3621S | SH | 20 | 109.B5 | FLOATING | GENERATOR PANEL | 109.B6 | USED
AP0291:O:A4+ | WC029104 | PDT36221 | RED | 20 | 109.C5 | AF0125:38 | GENERATOR PANEL | 109.C7 | USED
AP0291:O:C4- | WC029104 | PDT36222 | BLK | 20 | 109.C5 | AF0125:06 | GENERATOR PANEL | 109.C7 | USED
AP0291:O:B4S | WC029104 | PDT3622 | SH | 20 | 109.C5 | FLOATING | GENERATOR PANEL | 109.C6 | USED
AP0291:O:A5+ | WC029105 | PDT36311 | RED | 20 | 109.C5 | AF0125:40 | GENERATOR PANEL | 109.C7 | USED
AP0291:O:C5- | WC029105 | PDT36312 | BLK | 20 | 109.C5 | AF0125:08 | GENERATOR PANEL | 109.C7 | USED
AP0291:O:B5S | WC029105 | PDT3631 | SH | 20 | 109.C5 | FLOATING | GENERATOR PANEL | 109.D6 | USED
AP0291:O:A6+ | WC029106 | PDT36321 | RED | 20 | 109.D5 | AF0125:42 | GENERATOR PANEL | 109.D7 | USED
AP0291:O:C6- | WC029106 | PDT36322 | BLK | 20 | 109.D5 | AF0125:10 | GENERATOR PANEL | 109.D7 | USED
AP0291:O:B6S | WC029106 | PDT3632 | SH | 20 | 109.D5 | FLOATING | GENERATOR PANEL | 109.D6 | USED
XT0110:2 | SC | FU0113 | WHT | 20 | 24.A6 | UAI1520:+14 | ISOLATOR PANEL | 60.A5 | USED
XT0110:3 | SC | 0V | WHT | 20 | 24.B6 | UAI1520:-13 | ISOLATOR PANEL | 60.A5 | USED
FU0701:LD | SC | FU0701 | WHT | 14 | 24.B5 | UV0610:+DC | ORBIT 60 | 24.A1 | USED
FU0702:LD | SC | FU0702 | WHT | 14 | 24.B5 | UV0611:+DC | ORBIT 60 | 24.B1 | USED
XT0110:3 | SC | 0V | WHT | 16 | 24.B6 | UV0611:COM | ORBIT 60 | 24.B1 | USED
XT0110:3 | SC | 0V | WHT | 16 | 24.B6 | UV0610:COM | ORBIT 60 | 24.A1 | USED
FU2108:LI | SC | FU0136 | WHT | 14 | 18.A2 | XT0138:3 | PANEL A | 18.A3 | USED
XT0110:1 | SC | FU0136 | WHT | 14 | 24.A6 | XT0138:4 | PANEL A | 18.A3 | USED
XT0110:4 | SC | 0V | WHT | 14 | 24.C6 | XT0134:4 | PANEL A | 18.B3 | USED
XT0290:1 | SC | FU0137 | WHT | 14 | 9.B6 | XT0139:4 | PANEL A | 18.A4 | USED
XT0290:5 | SC | 0V | WHT | 16 | 9.B6 | XT0135:3 | PANEL A | 18.B4 | USED
XT0681:2 | SC | 0V | WHT | 14 | 72.C5 | XT0134:3 | PANEL A | 18.B3 | USED
AP0290:O:A3+ | WC029003 | PDT11901 | RED | 20 | 57.A5 | AF0088:42 | PANEL A | 57.A7 | USED
AP0290:O:C3- | WC029003 | PDT11902 | BLK | 20 | 57.A5 | AF0088:10 | PANEL A | 57.A7 | USED
AP0290:O:B3S | WC029003 | PDT1190S | SH | 20 | 57.A5 | FLOATING | PANEL A | 57.A6 | USED
AP0290:O:A4+ | WC029004 | PDT11911 | RED | 20 | 57.A5 | AF0088:44 | PANEL A | 57.A7 | USED
AP0290:O:C4- | WC029004 | PDT11912 | BLK | 20 | 57.A5 | AF0088:12 | PANEL A | 57.A7 | USED
AP0290:O:B4S | WC029004 | PDT1191S | SH | 20 | 57.A5 | FLOATING | PANEL A | 57.B6 | USED
AP0290:O:A5+ | WC029005 | PDT11921 | RED | 20 | 57.B5 | AF0088:46 | PANEL A | 57.B7 | USED
AP0290:O:C5- | WC029005 | PDT11922 | BLK | 20 | 57.B5 | AF0088:14 | PANEL A | 57.B7 | USED
AP0290:O:B5S | WC029005 | PDT1192S | SH | 20 | 57.B5 | FLOATING | PANEL A | 57.B6 | USED
AP0290:O:A6+ | WC029006 | PT11501 | RED | 20 | 57.B5 | AF0088:34 | PANEL A | 57.B7 | USED
AP0290:O:C6- | WC029006 | PT11502 | BLK | 20 | 57.B5 | AF0088:02 | PANEL A | 57.B7 | USED
AP0290:O:B6S | WC029006 | PT1150S | SH | 20 | 57.B5 | FLOATING | PANEL A | 57.C6 | USED
AP0290:O:A7+ | WC029007 | PDT11531 | RED | 20 | 57.C5 | AF0088:38 | PANEL A | 57.C7 | USED
AP0290:O:C7- | WC029007 | PDT11532 | BLK | 20 | 57.C5 | AF0088:06 | PANEL A | 57.C7 | USED
AP0290:O:B7S | WC029007 | PDT1153S | SH | 20 | 57.C5 | FLOATING | PANEL A | 57.C6 | USED
AP0290:O:A8+ | WC029008 | PT11971 | RED | 20 | 57.C5 | AF0088:40 | PANEL A | 57.C7 | USED
AP0290:O:C8- | WC029008 | PT11972 | BLK | 20 | 57.C5 | AF0088:08 | PANEL A | 57.C7 | USED
AP0290:O:B8S | WC029008 | PT1197S | SH | 20 | 57.C5 | FLOATING | PANEL A | 57.D6 | USED
AP0290:O:A10+ | WC029010 | PDT11101 | RED | 20 | 58.C5 | AF0085:42 | PANEL A | 58.C7 | USED
AP0290:O:C10- | WC029010 | PDT11102 | BLK | 20 | 58.C5 | AF0085:10 | PANEL A | 58.C7 | USED
AP0290:O:B10S | WC029010 | PDT1110S | SH | 20 | 58.C5 | FLOATING | PANEL A | 58.C6 | USED
AP0290:O:A11+ | WC029011 | PT11111 | RED | 20 | 58.C5 | AF0088:32 | PANEL A | 58.C7 | USED
AP0290:O:C11- | WC029011 | PT11112 | BLK | 20 | 58.C5 | AF0088:00 | PANEL A | 58.C7 | USED
AP0290:O:B11S | WC029011 | PT1111S | SH | 20 | 58.C5 | FLOATING | PANEL A | 58.D6 | USED
AP0290:O:A12+ | WC029012 | PDT11121 | RED | 20 | 58.D5 | AF0088:36 | PANEL A | 58.D7 | USED
AP0290:O:C12- | WC029012 | PDT11122 | BLK | 20 | 58.D5 | AF0088:04 | PANEL A | 58.D7 | USED
AP0290:O:B12S | WC029012 | PDT1112S | SH | 20 | 58.D5 | FLOATING | PANEL A | 58.D6 | USED
AP0290:O:A13+ | WC029013 | PT11701 | RED | 20 | 59.D5 | AF0086:42 | PANEL A | 59.D7 | USED
AP0290:O:C13- | WC029013 | PT11702 | BLK | 20 | 59.D5 | AF0086:10 | PANEL A | 59.D7 | USED
AP0290:O:B13S | WC029013 | PT1170S | SH | 20 | 59.D5 | FLOATING | PANEL A | 59.D6 | USED
AP0290:O:A23+ | WC029023 | PDT21001 | RED | 20 | 71.A5 | AF0086:40 | PANEL A | 71.A7 | USED
AP0290:O:C23- | WC029023 | PDT21002 | BLK | 20 | 71.A5 | AF0086:08 | PANEL A | 71.A7 | USED
AP0290:O:B23S | WC029023 | PDT2100S | SH | 20 | 71.A5 | FLOATING | PANEL A | 71.A6 | USED
AP0290:O:A24+ | WC029024 | FT21082 | WHT | 16 | 72.C5 | AF0086:12 | PANEL A | 72.C7 | USED
AP0290:O:B24S | WC029024 | FT2108S | SH | 16 | 72.C5 | FLOATING | PANEL A | 72.C6 | USED
XT0681:2 | WC029024 | 0V | BLK | 16 | 72.C5 | AF0086:28 | PANEL A | 72.C7 | USED
AP0290:O:A25+ | WC029025 | PT33201 | RED | 20 | 110.C5 | AF0085:36 | PANEL A | 110.C7 | USED
AP0290:O:C25- | WC029025 | PT33202 | BLK | 20 | 110.C5 | AF0085:04 | PANEL A | 110.C7 | USED
AP0290:O:B25S | WC029025 | PT3320S | SH | 20 | 110.C5 | FLOATING | PANEL A | 110.C6 | USED
AP0290:O:A26+ | WC029026 | PT32001 | RED | 20 | 110.B5 | AF0085:38 | PANEL A | 110.B7 | USED
AP0290:O:C26- | WC029026 | PT32002 | BLK | 20 | 110.B5 | AF0085:06 | PANEL A | 110.B7 | USED
AP0290:O:B26S | WC029026 | PT3200S | SH | 20 | 110.B5 | FLOATING | PANEL A | 110.B6 | USED
AP0290:O:A29+ | WC029029 | PDT31001 | RED | 20 | 118.A5 | AF0085:40 | PANEL A | 118.A7 | USED
AP0290:O:C29- | WC029029 | PDT31002 | BLK | 20 | 118.A5 | AF0085:08 | PANEL A | 118.A7 | USED
AP0290:O:B29S | WC029029 | PDT3100S | SH | 20 | 118.A5 | FLOATING | PANEL A | 118.B6 | USED
AP0290:O:A30+ | WC029030 | PDT61801 | RED | 20 | 136.A5 | AF0086:38 | PANEL A | 136.A7 | USED
AP0290:O:C30- | WC029030 | PDT61802 | BLK | 20 | 136.A5 | AF0086:06 | PANEL A | 136.A7 | USED
AP0290:O:B30S | WC029030 | PDT6180S | SH | 20 | 136.A5 | FLOATING | PANEL A | 136.A6 | USED
AP0290:O:A32+ | WC029032 | PDT63101 | RED | 20 | 146.A5 | AF0086:36 | PANEL A | 146.A7 | USED
AP0290:O:C32- | WC029032 | PDT63102 | BLK | 20 | 146.A5 | AF0086:04 | PANEL A | 146.A7 | USED
AP0290:O:B32S | WC029032 | PDT6310S | SH | 20 | 146.A5 | FLOATING | PANEL A | 146.A6 | USED
AP0291:O:A7+ | WC029107 | PDT32401 | RED | 20 | 110.B5 | AF0085:44 | PANEL A | 110.B7 | USED
AP0291:O:C7- | WC029107 | PDT32402 | BLK | 20 | 110.B5 | AF0085:12 | PANEL A | 110.B7 | USED
AP0291:O:B7S | WC029107 | PDT3240S | SH | 20 | 110.B5 | FLOATING | PANEL A | 110.B6 | USED
AP0291:O:A8+ | WC029108 | LT31001 | RED | 20 | 115.A5 | AF0085:34 | PANEL A | 115.A7 | USED
AP0291:O:C8- | WC029108 | LT31002 | BLK | 20 | 115.A5 | AF0085:02 | PANEL A | 115.A7 | USED
AP0291:O:B8S | WC029108 | LT3100S | SH | 20 | 115.A5 | FLOATING | PANEL A | 115.A6 | USED
AP0290:SH-OUT | SC | IEG02306 | GRN | 14 | 9.B4 | IEG0230:6 | PANEL B | 9.B4 | USED
AP0291:SH-OUT | SC | AP0291G | GRN | 14 | 9.C4 | IEG0230:0 | PANEL B | 9.C4 | USED
KA0182:A1 | SC | 007614 | WHT | 20 | 148.C5 | AF0076:14 | PANEL B | 148.C7 | USED
KA0182:A2 | SC | 007630 | WHT | 20 | 148.C5 | AF0076:30 | PANEL B | 148.C7 | USED
AU0180:L1 | WC0005 | AU0050L2 | ENET | CABLE | 13.C3 | AU0050:L2 | PANEL B | 12.A2 | USED
AP0290:O:A1+ | WC029001 | PT11201 | RED | 20 | 56.A5 | AF0065:32 | PANEL B | 56.A7 | USED
AP0290:O:C1- | WC029001 | PT11202 | BLK | 20 | 56.A5 | AF0065:00 | PANEL B | 56.A7 | USED
AP0290:O:B1S | WC029001 | PT1120S | SH | 20 | 56.A5 | FLOATING | PANEL B | 56.A6 | USED
AP0290:O:A2+ | WC029002 | PT11211 | RED | 20 | 56.B5 | AF0075:44 | PANEL B | 56.B7 | USED
AP0290:O:C2- | WC029002 | PT11212 | BLK | 20 | 56.B5 | AF0075:12 | PANEL B | 56.B7 | USED
AP0290:O:B2S | WC029002 | PT1121S | SH | 20 | 56.B5 | FLOATING | PANEL B | 56.B6 | USED
AP0290:O:A9+ | WC029009 | PT11981 | RED | 20 | 57.D5 | AF0074:42 | PANEL B | 57.D7 | USED
AP0290:O:C9- | WC029009 | PT11982 | BLK | 20 | 57.D5 | AF0074:10 | PANEL B | 57.D7 | USED
AP0290:O:B9S | WC029009 | PT1198S | SH | 20 | 57.D5 | FLOATING | PANEL B | 57.D6 | USED
AP0290:O:A14+ | WC029014 | PT64001 | RED | 20 | 62.A5 | AF0072:44 | PANEL B | 62.A7 | USED
AP0290:O:C14- | WC029014 | PT64002 | BLK | 20 | 62.A5 | AF0072:12 | PANEL B | 62.A7 | USED
AP0290:O:B14S | WC029014 | PT6400S | SH | 20 | 62.A5 | FLOATING | PANEL B | 62.A6 | USED
AP0290:O:A15+ | WC029015 | PT64101 | RED | 20 | 62.A5 | AF0064:44 | PANEL B | 62.A7 | USED
AP0290:O:C15- | WC029015 | PT64102 | BLK | 20 | 62.A5 | AF0064:12 | PANEL B | 62.A7 | USED
AP0290:O:B15S | WC029015 | PT6410S | SH | 20 | 62.A5 | FLOATING | PANEL B | 62.B6 | USED
AP0290:O:A16+ | WC029016 | PT21261 | RED | 20 | 63.B5 | AF0075:40 | PANEL B | 63.B7 | USED
AP0290:O:C16- | WC029016 | PT21262 | BLK | 20 | 63.B5 | AF0075:08 | PANEL B | 63.B7 | USED
AP0290:O:B16S | WC029016 | PT2126S | SH | 20 | 63.B5 | FLOATING | PANEL B | 63.B6 | USED
AP0290:0:A17+ | WC029017 | PT21301 | RED | 20 | 65.A5 | AF0064:36 | PANEL B | 65.A7 | USED
AP0290:O:C17- | WC029017 | PT21302 | BLK | 20 | 65.A5 | AF0064:04 | PANEL B | 65.A7 | USED
AP0290:O:B17S | WC029017 | PT2130S | SH | 20 | 65.A5 | FLOATING | PANEL B | 65.A6 | USED
AP0290:O:A18+ | WC029018 | PT21311 | RED | 20 | 65.A5 | AF0075:36 | PANEL B | 65.A7 | USED
AP0290:O:C18- | WC029018 | PT21312 | BLK | 20 | 65.A5 | AF0075:04 | PANEL B | 65.A7 | USED
AP0290:O:B18S | WC029018 | PT2131S | SH | 20 | 65.A5 | FLOATING | PANEL B | 65.B6 | USED
AP0290:O:A19+ | WC029019 | PT26401 | RED | 20 | 73.B5 | AF0055:42 | PANEL B | 73.B7 | USED
AP0290:O:C19- | WC029019 | PT26402 | BLK | 20 | 73.B5 | AF0055:10 | PANEL B | 73.B7 | USED
AP0290:O:B19S | WC029019 | PT2640S | SH | 20 | 73.B5 | FLOATING | PANEL B | 73.B6 | USED
AP0290:O:A20+ | WC029020 | PT31101 | RED | 20 | 112.D5 | AF0074:46 | PANEL B | 112.D7 | USED
AP0290:O:C20- | WC029020 | PT31102 | BLK | 20 | 112.D5 | AF0074:14 | PANEL B | 112.D7 | USED
AP0290:O:B20S | WC029020 | PT3110S | SH | 20 | 112.D5 | FLOATING | PANEL B | 112.D6 | USED
AP0290:O:A21+ | WC029021 | PT21211 | RED | 20 | 68.A5 | AF0064:32 | PANEL B | 68.A7 | USED
AP0290:O:C21- | WC029021 | PT21212 | BLK | 20 | 68.A5 | AF0064:00 | PANEL B | 68.A7 | USED
AP0290:O:B21S | WC029021 | PT2121S | SH | 20 | 68.A5 | FLOATING | PANEL B | 68.B6 | USED
AP0290:O:A22+ | WC029022 | PT21201 | RED | 20 | 70.A5 | AF0072:40 | PANEL B | 70.A7 | USED
AP0290:O:C22- | WC029022 | PT21202 | BLK | 20 | 70.A5 | AF0072:08 | PANEL B | 70.A7 | USED
AP0290:O:B22S | WC029022 | PT2120S | SH | 20 | 70.A5 | FLOATING | PANEL B | 70.A6 | USED
AP0290:O:A27+ | WC029027 | PT31701 | RED | 20 | 112.C5 | AF0074:34 | PANEL B | 112.C7 | USED
AP0290:O:C27- | WC029027 | PT31702 | BLK | 20 | 112.C5 | AF0074:02 | PANEL B | 112.C7 | USED
AP0290:O:B27S | WC029027 | PT3170S | SH | 20 | 112.C5 | FLOATING | PANEL B | 112.C6 | USED
AP0290:O:A28+ | WC029028 | PT31501 | RED | 20 | 112.C5 | AF0074:38 | PANEL B | 112.C7 | USED
AP0290:O:C28- | WC029028 | PT31502 | BLK | 20 | 112.C5 | AF0074:06 | PANEL B | 112.C7 | USED
AP0290:O:B28S | WC029028 | PT3150S | SH | 20 | 112.C5 | FLOATING | PANEL B | 112.C6 | USED
AP0290:O:A31+ | WC029031 | PDT63111 | RED | 20 | 146.B5 | AF0055:40 | PANEL B | 146.B7 | USED
AP0290:O:C31- | WC029031 | PDT63112 | BLK | 20 | 146.B5 | AF0055:08 | PANEL B | 146.B7 | USED
AP0290:O:B31S | WC029031 | PDT6311S | SH | 20 | 146.B5 | FLOATING | PANEL B | 146.B6 | USED
AP0291:O:A9+ | WC029109 | PDT22011 | RED | 20 | 76.A5 | AF0056:42 | PANEL B | 76.A7 | USED
AP0291:O:C9- | WC029109 | PDT22012 | BLK | 20 | 76.A5 | AF0056:10 | PANEL B | 76.A7 | USED
AP0291:O:B9S | WC029109 | PDT2201S | SH | 20 | 76.A5 | FLOATING | PANEL B | 76.A6 | USED
AP0291:O:A10+ | WC029110 | PDT22111 | RED | 20 | 76.C5 | AF0056:40 | PANEL B | 76.C7 | USED
AP0291:O:C10- | WC029110 | PDT22112 | BLK | 20 | 76.C5 | AF0056:08 | PANEL B | 76.C7 | USED
AP0291:O:B10S | WC029110 | PDT2211S | SH | 20 | 76.C5 | FLOATING | PANEL B | 76.C6 | USED
AP0291:O:A11+ | WC029111 | FT22202 | WHT | 16 | 78.C5 | AF0055:04 | PANEL B | 78.C7 | USED
AP0291:O:B11S | WC029111 | FT2220S | SH | 16 | 78.C5 | FLOATING | PANEL B | 78.C6 | USED
XT0682:2 | WC029111 | 0V | BLK | 16 | 78.C5 | AF0055:20 | PANEL B | 78.C7 | USED
AP0291:O:A12+ | WC029112 | PT22201 | RED | 20 | 79.A5 | AF0056:32 | PANEL B | 79.A7 | USED
AP0291:O:C12- | WC029112 | PT22202 | BLK | 20 | 79.A5 | AF0056:00 | PANEL B | 79.A7 | USED
AP0291:O:B12S | WC029112 | PT2220S | SH | 20 | 79.A5 | FLOATING | PANEL B | 79.A6 | USED
AP0291:O:A13+ | WC029113 | PT26451 | RED | 20 | 84.A5 | AF0056:38 | PANEL B | 84.A7 | USED
AP0291:O:C13- | WC029113 | PT26452 | BLK | 20 | 84.A5 | AF0056:06 | PANEL B | 84.A7 | USED
AP0291:O:B13S | WC029113 | PT2645S | SH | 20 | 84.A5 | FLOATING | PANEL B | 84.A6 | USED
AP0291:O:A14+ | WC029114 | PT22301 | RED | 20 | 86.A5 | AF0056:34 | PANEL B | 86.A7 | USED
AP0291:O:C14- | WC029114 | PT22302 | BLK | 20 | 86.A5 | AF0056:02 | PANEL B | 86.A7 | USED
AP0291:O:B14S | WC029114 | PT2230S | SH | 20 | 86.A5 | FLOATING | PANEL B | 86.A6 | USED
AP0291:O:A15+ | WC029115 | PT22401 | RED | 20 | 87.A5 | AF0056:36 | PANEL B | 87.A7 | USED
AP0291:O:C15- | WC029115 | PT22402 | BLK | 20 | 87.A5 | AF0056:04 | PANEL B | 87.A7 | USED
AP0291:O:B15S | WC029115 | PT2240S | SH | 20 | 87.A5 | FLOATING | PANEL B | 87.A6 | USED
AP0291:O:A18+ | WC029118 | PT35001 | RED | 20 | 107.C5 | AF0055:34 | PANEL B | 107.C7 | USED
AP0291:O:C18- | WC029118 | PT35002 | BLK | 20 | 107.C5 | AF0055:02 | PANEL B | 107.C7 | USED
AP0291:O:B18S | WC029118 | PT3500S | SH | 20 | 107.C5 | FLOATING | PANEL B | 107.C6 | USED
AP0291:O:A19+ | WC029119 | PT35021 | RED | 20 | 107.C5 | AF0055:38 | PANEL B | 107.C7 | USED
AP0291:O:C19- | WC029119 | PT35022 | BLK | 20 | 107.C5 | AF0055:06 | PANEL B | 107.C7 | USED
AP0291:O:B19S | WC029119 | PT3502S | SH | 20 | 107.C5 | FLOATING | PANEL B | 107.D6 | USED
AP0291:O:A20+ | WC029120 | PT34201 | RED | 20 | 103.A5 | AF0055:44 | PANEL B | 103.A7 | USED
AP0291:O:C20- | WC029120 | PT34202 | BLK | 20 | 103.A5 | AF0055:12 | PANEL B | 103.A7 | USED
AP0291:O:B20S | WC029120 | PT3420S | SH | 20 | 103.A5 | FLOATING | PANEL B | 103.A6 | USED
AP0291:O:A21+ | WC029121 | PT34301 | RED | 20 | 103.B5 | AF0055:46 | PANEL B | 103.B7 | USED
AP0291:O:C21- | WC029121 | PT34302 | BLK | 20 | 103.B5 | AF0055:14 | PANEL B | 103.B7 | USED
AP0291:O:B21S | WC029121 | PT3430S | SH | 20 | 103.B5 | FLOATING | PANEL B | 103.B6 | USED
AP0291:O:A22+ | WC029122 | PDT63121 | RED | 20 | 146.B5 | AF0055:32 | PANEL B | 146.B7 | USED
AP0291:O:C22- | WC029122 | PDT63122 | BLK | 20 | 146.B5 | AF0055:00 | PANEL B | 146.B7 | USED
AP0291:O:B22S | WC029122 | PDT6312S | SH | 20 | 146.B5 | FLOATING | PANEL B | 146.C6 | USED
FU0180:LI | SC | FU0200LI | WHT | 14 | 13.D3 | FU0190:LI | PWR DISTRIBUTION RAIL | 13.C3 | USED
XT0180:1 | SC | 0V1 | WHT | 14 | 13.D2 | XT0562:2 | PWR DISTRIBUTION RAIL | 13.B2 | USED
XT0110:2 | SC | FU0113 | WHT | 16 | 24.A6 | AF0450:55 | VIBRATION DOOR PANEL | 26.A3 | USED
XT0110:3 | SC | 0V | WHT | 20 | 24.B6 | AF0450:53 | VIBRATION DOOR PANEL | 26.A3 | USED
SolarTools ver. 24.0.84.24712 (Jul 31, 2025)
Report date: 2/20/2026 3:00 PM

## GROUNDING BOX
GROUNDING BOX
Project # | 4M401
Project Name | FPSO GTG GENERATORS
Revision | C.2
Controls DE | J. SHORTER
Phone: | 0
Controls ME
Phone:
From | [5 empty] | To
Device ID | Cable (W) Conductor (SC) Jumper Clip (JC) | Wire No. | Wire ID | Gauge/Size | Page/Zone | Device ID | Location | Page/Zone
IEG0010:2 | SC | IEG0130G | GRN | 8 | 5.B2 | IEG0130:0 | CUSTOMER^PANEL | 5.B2 | USED
IEG0010:4 | SC | IEG00104 | GRN | 14 | 5.A3 | GR0133: | PANEL A | 5.A4 | USED
IEG0010:5 | SC | IEG00105 | GRN | 14 | 5.A3 | GR0134: | PANEL A | 5.A4 | USED
IEG0010:1 | SC | IEG0230G | GRN | 8 | 5.B2 | IEG0230:0 | PANEL B | 5.B2 | USED
SolarTools ver. 24.0.84.24712 (Jul 31, 2025)
Report date: 2/20/2026 2:59 PM

## ISOLATOR PANEL
ISOLATOR PANEL
CONTROL CONSOLE (ISOLATOR PANEL)
Project # | 4M401
Project Name | FPSO GTG GENERATORS
Revision | C.2
Controls DE | J. SHORTER
Phone: | 0
Controls ME
Phone:
From | [5 empty] | To
Device ID | Cable (W) Conductor (SC) Jumper Clip (JC) | Wire No. | Wire ID | Gauge/Size | Page/Zone | Device ID | Location | Page/Zone
FU0272:LD | SC | UV0271P | WHT | 14 | 51.A6 | UV0271:8+ | ISOLATOR PANEL | 51.A5 | USED
GR0272: | SC | GR0272 | GRN/YEL | 14 | 51.A6 | FRAME | ISOLATOR PANEL | 51.A7 | USED
GR0273: | SC | GR0273 | GRN/YEL | 14 | 51.A6 | FRAME | ISOLATOR PANEL | 51.A7 | USED
UAI0836:1 | SC | TE61103 | WHT | 20 | 137.C5 | UAI0836:2 | ISOLATOR PANEL | 137.C5 | USED
UAI0842:1 | SC | TE26453 | WHT | 20 | 84.D5 | UAI0842:2 | ISOLATOR PANEL | 84.D5 | USED
UAI0851:1 | SC | TE66003 | WHT | 20 | 133.A5 | UAI0851:2 | ISOLATOR PANEL | 133.A5 | USED
UAI1100:1 | SC | AP11003 | WHT | 20 | 51.A5 | UAI1100:2 | ISOLATOR PANEL | 51.A5 | USED
UAI1110:1 | SC | TE11103 | WHT | 20 | 50.A5 | UAI1110:2 | ISOLATOR PANEL | 50.A5 | USED
UAI1111:1 | SC | TE11113 | WHT | 20 | 50.A5 | UAI1111:2 | ISOLATOR PANEL | 50.A5 | USED
UAI1112:1 | SC | TE11123 | WHT | 20 | 50.B5 | UAI1112:2 | ISOLATOR PANEL | 50.B5 | USED
UAI1170:1 | SC | AP11703 | WHT | 20 | 54.C5 | UAI1170:2 | ISOLATOR PANEL | 54.C5 | USED
UAI1204:2 | SC | UAI12042 | WHT | 20 | 92.D5 | UAI1204:3 | ISOLATOR PANEL | 92.D5 | USED
UAI1260:1 | SC | TE12603 | WHT | 20 | 90.A5 | UAI1260:2 | ISOLATOR PANEL | 90.A5 | USED
UAI1265:1 | SC | TE12653 | WHT | 20 | 90.B5 | UAI1265:2 | ISOLATOR PANEL | 90.B5 | USED
UAI1270:1 | SC | TE12703 | WHT | 20 | 90.C5 | UAI1270:2 | ISOLATOR PANEL | 90.C5 | USED
UAI1520:1 | SC | PE15202 | WHT | 20 | 60.A5 | UAI1520:2 | ISOLATOR PANEL | 60.A5 | USED
UAI2120:1 | SC | TE21203 | WHT | 20 | 63.D5 | UAI2120:2 | ISOLATOR PANEL | 63.D5 | USED
UAI3100:1 | SC | TE31003 | WHT | 20 | 117.A5 | UAI3100:2 | ISOLATOR PANEL | 117.A5 | USED
UAI3200:1 | SC | TE32003 | WHT | 20 | 110.A5 | UAI3200:2 | ISOLATOR PANEL | 110.A5 | USED
UAI3300:1 | SC | TE32203 | WHT | 20 | 117.B5 | UAI3300:2 | ISOLATOR PANEL | 117.B5 | USED
UAI3400:1 | SC | TE32213 | WHT | 20 | 117.C5 | UAI3400:2 | ISOLATOR PANEL | 117.C5 | USED
UAI3510:1 | SC | TE35103 | WHT | 20 | 106.A5 | UAI3510:2 | ISOLATOR PANEL | 106.A5 | USED
UAI3520:1 | SC | TE35203 | WHT | 20 | 106.A5 | UAI3520:2 | ISOLATOR PANEL | 106.A5 | USED
UAI3530:1 | SC | TE35303 | WHT | 20 | 106.C5 | UAI3530:2 | ISOLATOR PANEL | 106.C5 | USED
UAI3540:1 | SC | TE35403 | WHT | 20 | 106.B5 | UAI3540:2 | ISOLATOR PANEL | 106.B5 | USED
UAI4210:1 | SC | TE42103 | WHT | 20 | 95.A5 | UAI4210:2 | ISOLATOR PANEL | 95.A5 | USED
UAI4213:1 | SC | TE42133 | WHT | 20 | 95.C5 | UAI4213:2 | ISOLATOR PANEL | 95.C5 | USED
UAI4216:1 | SC | TE42163 | WHT | 20 | 96.A5 | UAI4216:2 | ISOLATOR PANEL | 96.A5 | USED
UAI4219:1 | SC | TE42403 | WHT | 20 | 97.A5 | UAI4219:2 | ISOLATOR PANEL | 97.A5 | USED
UAI4221:1 | SC | TE42303 | WHT | 20 | 97.B5 | UAI4221:2 | ISOLATOR PANEL | 97.B5 | USED
UAI4223:1 | SC | TE42501 | WHT | 20 | 98.A5 | UAI4223:2 | ISOLATOR PANEL | 98.A5 | USED
UAI4225:1 | SC | TE42511 | WHT | 20 | 98.B5 | UAI4225:2 | ISOLATOR PANEL | 98.B5 | USED
UAI4227:1 | SC | TE42601 | WHT | 20 | 98.C5 | UAI4227:2 | ISOLATOR PANEL | 98.C5 | USED
UAI4764:2 | SC | UAI47642 | WHT | 20 | 94.D5 | UAI4764:3 | ISOLATOR PANEL | 94.D5 | USED
UAI4774:2 | SC | UAI47742 | WHT | 20 | 94.D5 | UAI4774:3 | ISOLATOR PANEL | 94.D5 | USED
UV0271:11+ | SC | UV02718 | WHT | 16 | 51.A5 | UV0272:8+ | ISOLATOR PANEL | 51.A5 | USED
UV0271:12- | SC | UV02719 | WHT | 16 | 51.A5 | UV0272:9- | ISOLATOR PANEL | 51.A5 | USED
UV0272:IE | SC | IEG01307 | GRN | 14 | 51.A5 | IEG0130:7 | CUSTOMER^PANEL | 51.A5 | USED
UAI4210:-7 | WC2170 | 012327 | RED | 20 | 95.A5 | AF0123:27 | GENERATOR PANEL | 95.A7 | USED
UAI4210:-5 | WC2170 | 012311 | WHT | 20 | 95.A5 | AF0123:11 | GENERATOR PANEL | 95.A7 | USED
UAI4210:+6 | WC2170 | 012310 | BLK | 20 | 95.A5 | AF0123:10 | GENERATOR PANEL | 95.A7 | USED
FLOATING | WC2170 | 012358 | SH | 20 | 95.A6 | AF0123:58 | GENERATOR PANEL | 95.A7 | USED
UAI4213:-7 | WC2270 | 012329 | RED | 20 | 95.C5 | AF0123:29 | GENERATOR PANEL | 95.C7 | USED
UAI4213:-5 | WC2270 | 012313 | WHT | 20 | 95.C5 | AF0123:13 | GENERATOR PANEL | 95.C7 | USED
UAI4213:+6 | WC2270 | 012312 | BLK | 20 | 95.C5 | AF0123:12 | GENERATOR PANEL | 95.C7 | USED
FLOATING | WC2270 | 012360 | SH | 20 | 95.C6 | AF0123:60 | GENERATOR PANEL | 95.C7 | USED
UAI4216:-7 | WC2370 | 012317 | RED | 20 | 96.A5 | AF0123:17 | GENERATOR PANEL | 96.A7 | USED
UAI4216:-5 | WC2370 | 012301 | WHT | 20 | 96.A5 | AF0123:01 | GENERATOR PANEL | 96.A7 | USED
UAI4216:+6 | WC2370 | 012300 | BLK | 20 | 96.A5 | AF0123:00 | GENERATOR PANEL | 96.A7 | USED
FLOATING | WC2370 | 012348 | SH | 20 | 96.A6 | AF0123:48 | GENERATOR PANEL | 96.A7 | USED
UAI4219:-7 | WC2470 | 012321 | RED | 20 | 97.A5 | AF0123:21 | GENERATOR PANEL | 97.A7 | USED
UAI4219:-5 | WC2470 | 012305 | WHT | 20 | 97.A5 | AF0123:05 | GENERATOR PANEL | 97.A7 | USED
UAI4219:+6 | WC2470 | 012304 | BLK | 20 | 97.A5 | AF0123:04 | GENERATOR PANEL | 97.A7 | USED
FLOATING | WC2470 | 012352 | SH | 20 | 97.A6 | AF0123:52 | GENERATOR PANEL | 97.A7 | USED
UAI4221:-7 | WC2570 | 012319 | RED | 20 | 97.B5 | AF0123:19 | GENERATOR PANEL | 97.B7 | USED
UAI4221:-5 | WC2570 | 012303 | WHT | 20 | 97.B5 | AF0123:03 | GENERATOR PANEL | 97.B7 | USED
UAI4221:+6 | WC2570 | 012302 | BLK | 20 | 97.B5 | AF0123:02 | GENERATOR PANEL | 97.B7 | USED
FLOATING | WC2570 | 012350 | SH | 20 | 97.C6 | AF0123:50 | GENERATOR PANEL | 97.B7 | USED
UAI4223:-7 | WC2670 | 012323 | RED | 20 | 98.A5 | AF0123:23 | GENERATOR PANEL | 98.A7 | USED
UAI4223:-5 | WC2670 | 012307 | WHT | 20 | 98.A5 | AF0123:07 | GENERATOR PANEL | 98.A7 | USED
UAI4223:+6 | WC2670 | 012306 | BLK | 20 | 98.A5 | AF0123:06 | GENERATOR PANEL | 98.A7 | USED
FLOATING | WC2670 | 012354 | SH | 20 | 98.A6 | AF0123:54 | GENERATOR PANEL | 98.A7 | USED
UAI4225:-7 | WC2770 | 012325 | RED | 20 | 98.B5 | AF0123:25 | GENERATOR PANEL | 98.B7 | USED
UAI4225:-5 | WC2770 | 012309 | WHT | 20 | 98.B5 | AF0123:09 | GENERATOR PANEL | 98.B7 | USED
UAI4225:+6 | WC2770 | 012308 | BLK | 20 | 98.B5 | AF0123:08 | GENERATOR PANEL | 98.B7 | USED
FLOATING | WC2770 | 012356 | SH | 20 | 98.B6 | AF0123:56 | GENERATOR PANEL | 98.B7 | USED
UAI4227:-7 | WC2870 | 012331 | RED | 20 | 98.C5 | AF0123:31 | GENERATOR PANEL | 98.C7 | USED
UAI4227:-5 | WC2870 | 012315 | WHT | 20 | 98.C5 | AF0123:15 | GENERATOR PANEL | 98.C7 | USED
UAI4227:+6 | WC2870 | 012314 | BLK | 20 | 98.C5 | AF0123:14 | GENERATOR PANEL | 98.C7 | USED
FLOATING | WC2870 | 012362 | SH | 20 | 98.C6 | AF0123:62 | GENERATOR PANEL | 98.C7 | USED
UAI1520:+14 | SC | FU0113 | WHT | 20 | 60.A5 | XT0110:2 | GENERATOR VIBRATION PANEL | 24.A6 | USED
UAI1520:-13 | SC | 0V | WHT | 20 | 60.A5 | XT0110:3 | GENERATOR VIBRATION PANEL | 24.B6 | USED
UAI1214:7 | WC1203 | UAI12147 | RED | 20 | 93.A5 | AP0624:SIG4 | ORBIT 60 | 93.A6 | USED
UAI1214:8 | WC1203 | UAI12148 | BLK | 20 | 93.A5 | AP0624:COM4 | ORBIT 60 | 93.A6 | USED
FLOATING | WC1203 | UAI1214S | SH | 20 | 93.A6 | AP0624:SHLD4 | ORBIT 60 | 93.A6 | USED
UAI4765:7 | WC1304 | UAI47657 | RED | 20 | 94.C5 | AP0624:SIG1 | ORBIT 60 | 94.C6 | USED
UAI4765:8 | WC1304 | UAI47658 | BLK | 20 | 94.C5 | AP0624:COM1 | ORBIT 60 | 94.C6 | USED
FLOATING | WC1304 | UAI4765S | SH | 20 | 94.D6 | AP0624:SHLD1 | ORBIT 60 | 94.C6 | USED
UAI4764:7 | WC1305 | UAI47647 | RED | 20 | 94.D5 | AP0624:SIG2 | ORBIT 60 | 94.D6 | USED
UAI4764:8 | WC1305 | UAI47648 | BLK | 20 | 94.D5 | AP0624:COM2 | ORBIT 60 | 94.D6 | USED
FLOATING | WC1305 | UAI4764S | SH | 20 | 94.D6 | AP0624:SHLD2 | ORBIT 60 | 94.D6 | USED
UAI4774:7 | WC1306 | UAI47747 | RED | 20 | 94.D5 | AP0624:SIG3 | ORBIT 60 | 94.D6 | USED
UAI4774:8 | WC1306 | UAI47748 | BLK | 20 | 94.D5 | AP0624:COM3 | ORBIT 60 | 94.D6 | USED
FLOATING | WC1306 | UAI4774S | SH | 20 | 94.D6 | AP0624:SHLD3 | ORBIT 60 | 94.D6 | USED
UAI1204:7 | WC1327 | UAI12047 | RED | 20 | 92.D5 | AP0625:SIG1 | ORBIT 60 | 92.D6 | USED
UAI1204:8 | WC1327 | UAI12048 | BLK | 20 | 92.D5 | AP0625:COM1 | ORBIT 60 | 92.D6 | USED
FLOATING | WC1327 | UAI1204S | SH | 20 | 92.D6 | AP0625:SHLD1 | ORBIT 60 | 92.D6 | USED
UAI1263:7 | WC1328 | UAI12637 | RED | 20 | 91.A5 | AP0616:SIG1 | ORBIT 60 | 91.A6 | USED
UAI1263:8 | WC1328 | UAI12638 | BLK | 20 | 91.A5 | AP0616:COM1 | ORBIT 60 | 91.A6 | USED
FLOATING | WC1328 | UAI1263S | SH | 20 | 91.A6 | AP0616:SHLD1 | ORBIT 60 | 91.A6 | USED
UAI1211:7 | WC1329 | UAI12117 | RED | 20 | 91.B5 | AP0617:SIG1 | ORBIT 60 | 91.B6 | USED
UAI1211:8 | WC1329 | UAI12118 | BLK | 20 | 91.B5 | AP0617:COM1 | ORBIT 60 | 91.B6 | USED
FLOATING | WC1329 | UAI1211S | SH | 20 | 91.B6 | AP0617:SHLD1 | ORBIT 60 | 91.B6 | USED
UAI1210:7 | WC1330 | UAI12107 | RED | 20 | 91.B5 | AP0617:SIG2 | ORBIT 60 | 91.B6 | USED
UAI1210:8 | WC1330 | UAI12108 | BLK | 20 | 91.B5 | AP0617:COM2 | ORBIT 60 | 91.B6 | USED
FLOATING | WC1330 | UAI1210S | SH | 20 | 91.B6 | AP0617:SHLD2 | ORBIT 60 | 91.B6 | USED
UAI1221:7 | WC1331 | UAI12217 | RED | 20 | 91.C5 | AP0617:SIG3 | ORBIT 60 | 91.C6 | USED
UAI1221:8 | WC1331 | UAI12218 | BLK | 20 | 91.C5 | AP0617:COM3 | ORBIT 60 | 91.C6 | USED
FLOATING | WC1331 | UAI1221S | SH | 20 | 91.C6 | AP0617:SHLD3 | ORBIT 60 | 91.C6 | USED
UAI1220:7 | WC1332 | UAI12207 | RED | 20 | 91.C5 | AP0617:SIG4 | ORBIT 60 | 91.C6 | USED
UAI1220:8 | WC1332 | UAI12208 | BLK | 20 | 91.C5 | AP0617:COM4 | ORBIT 60 | 91.C6 | USED
FLOATING | WC1332 | UAI1220S | SH | 20 | 91.C6 | AP0617:SHLD4 | ORBIT 60 | 91.C6 | USED
UAI1231:7 | WC1333 | UAI12317 | RED | 20 | 91.C5 | AP0618:SIG1 | ORBIT 60 | 91.C6 | USED
UAI1231:8 | WC1333 | UAI12318 | BLK | 20 | 91.C5 | AP0618:COM1 | ORBIT 60 | 91.C6 | USED
FLOATING | WC1333 | UAI1231S | SH | 20 | 91.D6 | AP0618:SHLD1 | ORBIT 60 | 91.C6 | USED
UAI1230:7 | WC1334 | UAI12307 | RED | 20 | 91.D5 | AP0618:SIG2 | ORBIT 60 | 91.D6 | USED
UAI1230:8 | WC1334 | UAI12308 | BLK | 20 | 91.D5 | AP0618:COM2 | ORBIT 60 | 91.D6 | USED
FLOATING | WC1334 | UAI1230S | SH | 20 | 91.D6 | AP0618:SHLD2 | ORBIT 60 | 91.D6 | USED
UAI1262:7 | WC1335 | UAI12627 | RED | 20 | 91.D5 | AP0618:SIG3 | ORBIT 60 | 91.D6 | USED
UAI1262:8 | WC1335 | UAI12628 | BLK | 20 | 91.D5 | AP0618:COM3 | ORBIT 60 | 91.D6 | USED
FLOATING | WC1335 | UAI1262S | SH | 20 | 91.D6 | AP0618:SHLD3 | ORBIT 60 | 91.D6 | USED
UAI1273:7 | WC1336 | UAI12737 | RED | 20 | 92.A5 | AP0616:SIG2 | ORBIT 60 | 92.A6 | USED
UAI1273:8 | WC1336 | UAI12738 | BLK | 20 | 92.A5 | AP0616:COM2 | ORBIT 60 | 92.A6 | USED
FLOATING | WC1336 | UAI1273S | SH | 20 | 92.A6 | AP0616:SHLD2 | ORBIT 60 | 92.A6 | USED
UAI1241:7 | WC1337 | UAI12417 | RED | 20 | 92.B5 | AP0619:SIG1 | ORBIT 60 | 92.B6 | USED
UAI1241:8 | WC1337 | UAI12418 | BLK | 20 | 92.B5 | AP0619:COM1 | ORBIT 60 | 92.B6 | USED
FLOATING | WC1337 | UAI1241S | SH | 20 | 92.B6 | AP0619:SHLD1 | ORBIT 60 | 92.B6 | USED
UAI1240:7 | WC1338 | UAI12407 | RED | 20 | 92.B5 | AP0619:SIG2 | ORBIT 60 | 92.B6 | USED
UAI1240:8 | WC1338 | UAI12408 | BLK | 20 | 92.B5 | AP0619:COM2 | ORBIT 60 | 92.B6 | USED
FLOATING | WC1338 | UAI1240S | SH | 20 | 92.B6 | AP0619:SHLD2 | ORBIT 60 | 92.B6 | USED
UAI1251:7 | WC1339 | UAI12517 | RED | 20 | 92.C5 | AP0619:SIG3 | ORBIT 60 | 92.C6 | USED
UAI1251:8 | WC1339 | UAI12518 | BLK | 20 | 92.C5 | AP0619:COM3 | ORBIT 60 | 92.C6 | USED
FLOATING | WC1339 | UAI1251S | SH | 20 | 92.C6 | AP0619:SHLD3 | ORBIT 60 | 92.C6 | USED
UAI1250:7 | WC1340 | UAI12507 | RED | 20 | 92.C5 | AP0619:SIG4 | ORBIT 60 | 92.C6 | USED
UAI1250:8 | WC1340 | UAI12508 | BLK | 20 | 92.C5 | AP0619:COM4 | ORBIT 60 | 92.C6 | USED
FLOATING | WC1340 | UAI1250S | SH | 20 | 92.C6 | AP0619:SHLD4 | ORBIT 60 | 92.C6 | USED
UAI1272:7 | WC1341 | UAI12727 | RED | 20 | 92.C5 | AP0618:SIG4 | ORBIT 60 | 92.C6 | USED
UAI1272:8 | WC1341 | UAI12728 | BLK | 20 | 92.C5 | AP0618:COM4 | ORBIT 60 | 92.C6 | USED
FLOATING | WC1341 | UAI1272S | SH | 20 | 92.D6 | AP0618:SHLD4 | ORBIT 60 | 92.C6 | USED
UAI4201:7 | WC1342 | UAI42017 | RED | 20 | 105.A5 | AP0616:SIG4 | ORBIT 60 | 105.A6 | USED
UAI4201:8 | WC1342 | UAI42018 | BLK | 20 | 105.A5 | AP0616:COM4 | ORBIT 60 | 105.A6 | USED
FLOATING | WC1342 | UAI4201S | SH | 20 | 105.A6 | AP0616:SHLD4 | ORBIT 60 | 105.A6 | USED
UAI4231:7 | WC1343 | UAI42317 | RED | 20 | 105.B5 | AP0621:SIG3 | ORBIT 60 | 105.B6 | USED
UAI4231:8 | WC1343 | UAI42318 | BLK | 20 | 105.B5 | AP0621:COM3 | ORBIT 60 | 105.B6 | USED
FLOATING | WC1343 | UAI4231S | SH | 20 | 105.B6 | AP0621:SHLD3 | ORBIT 60 | 105.B6 | USED
UAI4230:7 | WC1344 | UAI42307 | RED | 20 | 105.B5 | AP0621:SIG4 | ORBIT 60 | 105.B6 | USED
UAI4230:8 | WC1344 | UAI42308 | BLK | 20 | 105.B5 | AP0621:COM4 | ORBIT 60 | 105.B6 | USED
FLOATING | WC1344 | UAI4230S | SH | 20 | 105.B6 | AP0621:SHLD4 | ORBIT 60 | 105.B6 | USED
UAI4241:7 | WC1345 | UAI42417 | RED | 20 | 105.B5 | AP0621:SIG1 | ORBIT 60 | 105.B6 | USED
UAI4241:8 | WC1345 | UAI42418 | BLK | 20 | 105.B5 | AP0621:COM1 | ORBIT 60 | 105.B6 | USED
FLOATING | WC1345 | UAI4241S | SH | 20 | 105.B6 | AP0621:SHLD1 | ORBIT 60 | 105.B6 | USED
UAI4240:7 | WC1346 | UAI42407 | RED | 20 | 105.C5 | AP0621:SIG2 | ORBIT 60 | 105.C6 | USED
UAI4240:8 | WC1346 | UAI42408 | BLK | 20 | 105.C5 | AP0621:COM2 | ORBIT 60 | 105.C6 | USED
FLOATING | WC1346 | UAI4240S | SH | 20 | 105.C6 | AP0621:SHLD2 | ORBIT 60 | 105.C6 | USED
FU0272:LI | SC | FU0137 | WHT | 14 | 51.A6 | XT0139:2 | PANEL A | 18.A4 | USED
UV0271:9- | SC | 0V | WHT | 14 | 51.A5 | XT0135:3 | PANEL A | 18.B4 | USED
UAI1170:-7 | WC2110 | 008423 | RED | 20 | 54.C5 | AF0084:23 | PANEL A | 54.C7 | USED
UAI1170:-5 | WC2110 | 008407 | WHT | 20 | 54.C5 | AF0084:07 | PANEL A | 54.C7 | USED
UAI1170:+6 | WC2110 | 008406 | BLK | 20 | 54.C5 | AF0084:06 | PANEL A | 54.C7 | USED
FLOATING | WC2110 | 008454 | SH | 20 | 54.C6 | AF0084:54 | PANEL A | 54.C7 | USED
UAI3200:-7 | WC2126 | 008417 | RED | 20 | 110.A5 | AF0084:17 | PANEL A | 110.A7 | USED
UAI3200:-5 | WC2126 | 008401 | WHT | 20 | 110.A5 | AF0084:01 | PANEL A | 110.A7 | USED
UAI3200:+6 | WC2126 | 008400 | BLK | 20 | 110.A5 | AF0084:00 | PANEL A | 110.A7 | USED
FLOATING | WC2126 | 008448 | SH | 20 | 110.A6 | AF0084:48 | PANEL A | 110.A7 | USED
UAI3100:-7 | WC2127 | 008419 | RED | 20 | 117.A5 | AF0084:19 | PANEL A | 117.A7 | USED
UAI3100:-5 | WC2127 | 008403 | WHT | 20 | 117.A5 | AF0084:03 | PANEL A | 117.A7 | USED
UAI3100:+6 | WC2127 | 008402 | BLK | 20 | 117.A5 | AF0084:02 | PANEL A | 117.A7 | USED
FLOATING | WC2127 | 008450 | SH | 20 | 117.B6 | AF0084:50 | PANEL A | 117.A7 | USED
UAI3520:-7 | WC2128 | 008323 | RED | 20 | 106.A5 | AF0083:23 | PANEL A | 106.A7 | USED
UAI3520:-5 | WC2128 | 008307 | WHT | 20 | 106.A5 | AF0083:07 | PANEL A | 106.A7 | USED
UAI3520:+6 | WC2128 | 008306 | BLK | 20 | 106.A5 | AF0083:06 | PANEL A | 106.A7 | USED
FLOATING | WC2128 | 008354 | SH | 20 | 106.B6 | AF0083:54 | PANEL A | 106.A7 | USED
UAI0842:-7 | WC2137 | 008421 | RED | 20 | 84.D5 | AF0084:21 | PANEL A | 84.D7 | USED
UAI0842:-5 | WC2137 | 008405 | WHT | 20 | 84.D5 | AF0084:05 | PANEL A | 84.D7 | USED
UAI0842:+6 | WC2137 | 008404 | BLK | 20 | 84.D5 | AF0084:04 | PANEL A | 84.D7 | USED
FLOATING | WC2137 | 008441 | SH | 20 | 84.D6 | AF0084:52 | PANEL A | 84.D7 | USED
UAI1265:-7 | WC2153 | 008331 | RED | 20 | 90.B5 | AF0083:31 | PANEL A | 90.B7 | USED
UAI1265:-5 | WC2153 | 008315 | WHT | 20 | 90.B5 | AF0083:15 | PANEL A | 90.B7 | USED
UAI1265:+6 | WC2153 | 008314 | BLK | 20 | 90.B5 | AF0083:14 | PANEL A | 90.B7 | USED
FLOATING | WC2153 | 008362 | SH | 20 | 90.B6 | AF0083:62 | PANEL A | 90.B7 | USED
UAI1260:-7 | WC2154 | 008319 | RED | 20 | 90.A5 | AF0083:19 | PANEL A | 90.A7 | USED
UAI1260:-5 | WC2154 | 008303 | WHT | 20 | 90.A5 | AF0083:03 | PANEL A | 90.A7 | USED
UAI1260:+6 | WC2154 | 008302 | BLK | 20 | 90.A5 | AF0083:02 | PANEL A | 90.A7 | USED
FLOATING | WC2154 | 008350 | SH | 20 | 90.A6 | AF0083:50 | PANEL A | 90.A7 | USED
UAI1270:-7 | WC2155 | 008317 | RED | 20 | 90.C5 | AF0083:17 | PANEL A | 90.C7 | USED
UAI1270:-5 | WC2155 | 008301 | WHT | 20 | 90.C5 | AF0083:01 | PANEL A | 90.C7 | USED
UAI1270:+6 | WC2155 | 008300 | BLK | 20 | 90.C5 | AF0083:00 | PANEL A | 90.C7 | USED
FLOATING | WC2155 | 008348 | SH | 20 | 90.C6 | AF0083:48 | PANEL A | 90.C7 | USED
UAI3510:-7 | WC2156 | 008321 | RED | 20 | 106.A5 | AF0083:21 | PANEL A | 106.A7 | USED
UAI3510:-5 | WC2156 | 008305 | WHT | 20 | 106.A5 | AF0083:05 | PANEL A | 106.A7 | USED
UAI3510:+6 | WC2156 | 008304 | BLK | 20 | 106.A5 | AF0083:04 | PANEL A | 106.A7 | USED
FLOATING | WC2156 | 008352 | SH | 20 | 106.A6 | AF0083:52 | PANEL A | 106.A7 | USED
UAI3540:-7 | WC2157 | 008325 | RED | 20 | 106.B5 | AF0083:25 | PANEL A | 106.B7 | USED
UAI3540:-5 | WC2157 | 008309 | WHT | 20 | 106.B5 | AF0083:09 | PANEL A | 106.B7 | USED
UAI3540:+6 | WC2157 | 008308 | BLK | 20 | 106.B5 | AF0083:08 | PANEL A | 106.B7 | USED
FLOATING | WC2157 | 008356 | SH | 20 | 106.B6 | AF0083:56 | PANEL A | 106.B7 | USED
UAI3530:-7 | WC2161 | 008425 | RED | 20 | 106.C5 | AF0084:25 | PANEL A | 106.C7 | USED
UAI3530:-5 | WC2161 | 008409 | WHT | 20 | 106.C5 | AF0084:09 | PANEL A | 106.C7 | USED
UAI3530:+6 | WC2161 | 008408 | BLK | 20 | 106.C5 | AF0084:08 | PANEL A | 106.C7 | USED
FLOATING | WC2161 | 008456 | SH | 20 | 106.C6 | AF0084:56 | PANEL A | 106.C7 | USED
UAI0836:-7 | WC2162 | 008329 | RED | 20 | 137.C5 | AF0083:29 | PANEL A | 137.C7 | USED
UAI0836:-5 | WC2162 | 008313 | WHT | 20 | 137.C5 | AF0083:13 | PANEL A | 137.C7 | USED
UAI0836:+6 | WC2162 | 008312 | BLK | 20 | 137.C5 | AF0083:12 | PANEL A | 137.C7 | USED
FLOATING | WC2162 | 008360 | SH | 20 | 137.C6 | AF0083:60 | PANEL A | 137.C7 | USED
UAI1110:-7 | WC2180 | 008327 | RED | 20 | 50.A5 | AF0083:27 | PANEL A | 50.A6 | USED
UAI1110:-5 | WC2180 | 008311 | WHT | 20 | 50.A5 | AF0083:11 | PANEL A | 50.A6 | USED
UAI1110:+6 | WC2180 | 008310 | BLK | 20 | 50.A5 | AF0083:10 | PANEL A | 50.A6 | USED
FLOATING | WC2180 | 008358 | SH | 20 | 50.A6 | AF0083:58 | PANEL A | 50.A6 | USED
UAI1111:-7 | WC2181 | 009429 | RED | 20 | 50.A5 | AF0094:29 | PANEL A | 50.A6 | USED
UAI1111:-5 | WC2181 | 009413 | WHT | 20 | 50.A5 | AF0094:13 | PANEL A | 50.A6 | USED
UAI1111:+6 | WC2181 | 009412 | BLK | 20 | 50.A5 | AF0094:12 | PANEL A | 50.A6 | USED
FLOATING | WC2181 | 009460 | SH | 20 | 50.B6 | AF0094:60 | PANEL A | 50.A6 | USED
UAI1112:-7 | WC2182 | 009431 | RED | 20 | 50.B5 | AF0094:31 | PANEL A | 50.B6 | USED
UAI1112:-5 | WC2182 | 009415 | WHT | 20 | 50.B5 | AF0094:15 | PANEL A | 50.B6 | USED
UAI1112:+6 | WC2182 | 009414 | BLK | 20 | 50.B5 | AF0094:14 | PANEL A | 50.B6 | USED
FLOATING | WC2182 | 009462 | SH | 20 | 50.B6 | AF0094:62 | PANEL A | 50.B6 | USED
UAI0755:7+ | WC2206 | 008410 | RED | 20 | 54.A5 | AF0084:10 | PANEL A | 54.A7 | USED
UAI0755:8- | WC2206 | 008411 | BLK | 20 | 54.A5 | AF0084:11 | PANEL A | 54.A7 | USED
FLOATING | WC2206 | 008458 | SH | 20 | 54.A6 | AF0084:58 | PANEL A | 54.A7 | USED
UAI0760:+7 | WC2207 | 009402 | RED | 20 | 55.A5 | AF0094:02 | PANEL A | 55.A7 | USED
UAI0760:-8 | WC2207 | 009403 | BLK | 20 | 55.A5 | AF0094:03 | PANEL A | 55.A7 | USED
FLOATING | WC2207 | 009450 | SH | 20 | 55.A6 | AF0094:50 | PANEL A | 55.A7 | USED
UAI0756:7+ | WC2306 | 008412 | RED | 20 | 54.A5 | AF0084:12 | PANEL A | 54.A7 | USED
UAI0756:8- | WC2306 | 008413 | BLK | 20 | 54.A5 | AF0084:13 | PANEL A | 54.A7 | USED
FLOATING | WC2306 | 008460 | SH | 20 | 54.A6 | AF0084:60 | PANEL A | 54.A7 | USED
UAI0757:7+ | WC2406 | 008414 | RED | 20 | 54.B5 | AF0084:14 | PANEL A | 54.B7 | USED
UAI0757:8- | WC2406 | 008415 | BLK | 20 | 54.B5 | AF0084:15 | PANEL A | 54.B7 | USED
FLOATING | WC2406 | 008462 | SH | 20 | 54.B6 | AF0084:62 | PANEL A | 54.B7 | USED
UAI3300:-7 | WC3320 | 009717 | RED | 20 | 117.B5 | AF0097:17 | PANEL A | 117.B7 | USED
UAI3300:-5 | WC3320 | 009701 | WHT | 20 | 117.B5 | AF0097:01 | PANEL A | 117.B7 | USED
UAI3300:+6 | WC3320 | 009700 | BLK | 20 | 117.B5 | AF0097:00 | PANEL A | 117.B7 | USED
FLOATING | WC3320 | 009748 | SH | 20 | 117.C6 | AF0097:48 | PANEL A | 117.B7 | USED
UAI3400:-7 | WC3321 | 009719 | RED | 20 | 117.C5 | AF0097:19 | PANEL A | 117.C7 | USED
UAI3400:-5 | WC3321 | 009703 | WHT | 20 | 117.C5 | AF0097:03 | PANEL A | 117.C7 | USED
UAI3400:+6 | WC3321 | 009702 | BLK | 20 | 117.C5 | AF0097:02 | PANEL A | 117.C7 | USED
FLOATING | WC3321 | 009750 | SH | 20 | 117.C6 | AF0097:50 | PANEL A | 117.C7 | USED
UAI0851:-7 | WC6670 | * | RED | 20 | 133.A5 | AF0097:21 | PANEL A | 133.A6 | USED
UAI0851:-5 | WC6670 | * | WHT | 20 | 133.A5 | AF0097:05 | PANEL A | 133.A6 | USED
UAI0851:+6 | WC6670 | * | BLK | 20 | 133.A5 | AF0097:04 | PANEL A | 133.A6 | USED
FW26:1 | WC6670 | * | SH | 20 | 133.A6 | AF0097:52 | PANEL A | 133.A6 | USED
UV0271:IE | SC | IEG023014 | GRN | 14 | 51.A5 | IEG0230:14 | PANEL B | 51.A5 | USED
UAI1100:-7 | WC2100 | 006845 | RED | 20 | 51.A5 | AF0068:45 | PANEL B | 51.A7 | USED
UAI1100:-5 | WC2100 | 006829 | WHT | 20 | 51.A5 | AF0068:29 | PANEL B | 51.A7 | USED
UAI1100:+6 | WC2100 | 006828 | BLK | 20 | 51.A5 | AF0068:28 | PANEL B | 51.A7 | USED
FLOATING | WC2100 | 006860 | SH | 20 | 51.B6 | AF0068:60 | PANEL B | 51.A7 | USED
UAI0741:7+ | WC2101 | 006800 | RED | 20 | 51.B5 | AF0068:00 | PANEL B | 51.B7 | USED
UAI0741:8- | WC2101 | 006801 | BLK | 20 | 51.B5 | AF0068:01 | PANEL B | 51.B7 | USED
FLOATING | WC2101 | 006848 | SH | 20 | 51.B6 | AF0068:48 | PANEL B | 51.B7 | USED
UAI0745:+7 | WC2102 | 006804 | RED | 20 | 51.D5 | AF0068:04 | PANEL B | 51.D7 | USED
UAI0745:-8 | WC2102 | 006805 | BLK | 20 | 51.D5 | AF0068:05 | PANEL B | 51.D7 | USED
FLOATING | WC2102 | 006852 | SH | 20 | 51.D6 | AF0068:52 | PANEL B | 51.D7 | USED
UAI0751:+7 | WC2103 | 006808 | RED | 20 | 52.B5 | AF0068:08 | PANEL B | 52.B7 | USED
UAI0751:-8 | WC2103 | 006809 | BLK | 20 | 52.B5 | AF0068:09 | PANEL B | 52.B7 | USED
FLOATING | WC2103 | 006856 | SH | 20 | 52.C6 | AF0068:56 | PANEL B | 52.B7 | USED
UAI0770:7+ | WC2104 | 007700 | RED | 20 | 53.A5 | AF0077:00 | PANEL B | 53.A7 | USED
UAI0770:8- | WC2104 | 007701 | BLK | 20 | 53.A5 | AF0077:01 | PANEL B | 53.A7 | USED
FLOATING | WC2104 | 007748 | SH | 20 | 53.A6 | AF0077:48 | PANEL B | 53.A7 | USED
UAI0774:7+ | WC2105 | 007708 | RED | 20 | 53.C5 | AF0077:08 | PANEL B | 53.C7 | USED
UAI0774:8- | WC2105 | 007709 | BLK | 20 | 53.C5 | AF0077:09 | PANEL B | 53.C7 | USED
FLOATING | WC2105 | 007756 | SH | 20 | 53.C6 | AF0077:56 | PANEL B | 53.C7 | USED
UAI2120:-7 | WC2129 | 007345 | RED | 20 | 63.D5 | AF0073:45 | PANEL B | 63.D7 | USED
UAI2120:-5 | WC2129 | 007329 | WHT | 20 | 63.D5 | AF0073:29 | PANEL B | 63.D7 | USED
UAI2120:+6 | WC2129 | 007328 | BLK | 20 | 63.D5 | AF0073:28 | PANEL B | 63.D7 | USED
FLOATING | WC2129 | 007360 | SH | 20 | 63.D6 | AF0073:60 | PANEL B | 63.D7 | USED
UAI0742:+7 | WC2201 | 007300 | RED | 20 | 51.B5 | AF0073:00 | PANEL B | 51.B7 | USED
UAI0742:-8 | WC2201 | 007301 | BLK | 20 | 51.B5 | AF0073:01 | PANEL B | 51.B7 | USED
FLOATING | WC2201 | 007348 | SH | 20 | 51.C6 | AF0073:48 | PANEL B | 51.B7 | USED
UAI0746:+7 | WC2202 | 007304 | RED | 20 | 51.D5 | AF0073:04 | PANEL B | 51.D7 | USED
UAI0746:-8 | WC2202 | 007305 | BLK | 20 | 51.D5 | AF0073:05 | PANEL B | 51.D7 | USED
FLOATING | WC2202 | 007352 | SH | 20 | 51.D6 | AF0073:52 | PANEL B | 51.D7 | USED
UAI0752:+7 | WC2203 | 007308 | RED | 20 | 52.C5 | AF0073:08 | PANEL B | 52.C7 | USED
UAI0752:-8 | WC2203 | 007309 | BLK | 20 | 52.C5 | AF0073:09 | PANEL B | 52.C7 | USED
FLOATING | WC2203 | 007356 | SH | 20 | 52.C6 | AF0073:56 | PANEL B | 52.C7 | USED
UAI0771:7+ | WC2204 | 007702 | RED | 20 | 53.A5 | AF0077:02 | PANEL B | 53.A7 | USED
UAI0771:8- | WC2204 | 007703 | BLK | 20 | 53.A5 | AF0077:03 | PANEL B | 53.A7 | USED
FLOATING | WC2204 | 007750 | SH | 20 | 53.A6 | AF0077:50 | PANEL B | 53.A7 | USED
UAI0775:7+ | WC2205 | 007710 | RED | 20 | 53.C5 | AF0077:10 | PANEL B | 53.C7 | USED
UAI0775:8- | WC2205 | 007711 | BLK | 20 | 53.C5 | AF0077:11 | PANEL B | 53.C7 | USED
FLOATING | WC2205 | 007758 | SH | 20 | 53.C6 | AF0077:58 | PANEL B | 53.C7 | USED
UAI0743:+7 | WC2301 | 006802 | RED | 20 | 51.C5 | AF0068:02 | PANEL B | 51.C7 | USED
UAI0743:-8 | WC2301 | 006803 | BLK | 20 | 51.C5 | AF0068:03 | PANEL B | 51.C7 | USED
FLOATING | WC2301 | 006850 | SH | 20 | 51.C6 | AF0068:50 | PANEL B | 51.C7 | USED
UAI0747:+7 | WC2302 | 006806 | RED | 20 | 52.B5 | AF0068:06 | PANEL B | 52.B7 | USED
UAI0747:-8 | WC2302 | 006807 | BLK | 20 | 52.B5 | AF0068:07 | PANEL B | 52.B7 | USED
FLOATING | WC2302 | 006854 | SH | 20 | 52.B6 | AF0068:54 | PANEL B | 52.B7 | USED
UAI0753:+7 | WC2303 | 006810 | RED | 20 | 52.C5 | AF0068:10 | PANEL B | 52.C7 | USED
UAI0753:-8 | WC2303 | 006811 | BLK | 20 | 52.C5 | AF0068:11 | PANEL B | 52.C7 | USED
FLOATING | WC2303 | 006858 | SH | 20 | 52.D6 | AF0068:58 | PANEL B | 52.C7 | USED
UAI0772:7+ | WC2304 | 007704 | RED | 20 | 53.B5 | AF0077:04 | PANEL B | 53.B7 | USED
UAI0772:8- | WC2304 | 007705 | BLK | 20 | 53.B5 | AF0077:05 | PANEL B | 53.B7 | USED
FLOATING | WC2304 | 007752 | SH | 20 | 53.B6 | AF0077:52 | PANEL B | 53.B7 | USED
UAI0776:7+ | WC2305 | 007712 | RED | 20 | 53.C5 | AF0077:12 | PANEL B | 53.C7 | USED
UAI0776:8- | WC2305 | 007713 | BLK | 20 | 53.C5 | AF0077:13 | PANEL B | 53.C7 | USED
FLOATING | WC2305 | 007760 | SH | 20 | 53.D6 | AF0077:60 | PANEL B | 53.C7 | USED
UAI0744:7+ | WC2401 | 007302 | RED | 20 | 51.C5 | AF0073:02 | PANEL B | 51.C7 | USED
UAI0744:8- | WC2401 | 007303 | BLK | 20 | 51.C5 | AF0073:03 | PANEL B | 51.C7 | USED
FLOATING | WC2401 | 007350 | SH | 20 | 51.D6 | AF0073:50 | PANEL B | 51.C7 | USED
UAI0750:+7 | WC2402 | 007306 | RED | 20 | 52.B5 | AF0073:06 | PANEL B | 52.B7 | USED
UAI0750:-8 | WC2402 | 007307 | BLK | 20 | 52.B5 | AF0073:07 | PANEL B | 52.B7 | USED
FLOATING | WC2402 | 007355 | SH | 20 | 52.B6 | AF0073:54 | PANEL B | 52.B7 | USED
UAI0754:+7 | WC2403 | 007310 | RED | 20 | 52.D5 | AF0073:10 | PANEL B | 52.D7 | USED
UAI0754:-8 | WC2403 | 007311 | BLK | 20 | 52.D5 | AF0073:11 | PANEL B | 52.D7 | USED
FLOATING | WC2403 | 007358 | SH | 20 | 52.D6 | AF0073:58 | PANEL B | 52.D7 | USED
UAI0773:7+ | WC2404 | 007706 | RED | 20 | 53.B5 | AF0077:06 | PANEL B | 53.B7 | USED
UAI0773:8- | WC2404 | 007707 | BLK | 20 | 53.B5 | AF0077:07 | PANEL B | 53.B7 | USED
FLOATING | WC2404 | 007754 | SH | 20 | 53.B6 | AF0077:54 | PANEL B | 53.B7 | USED
UAI0777:7+ | WC2405 | 007714 | RED | 20 | 53.D5 | AF0077:14 | PANEL B | 53.D7 | USED
UAI0777:8- | WC2405 | 007715 | BLK | 20 | 53.D5 | AF0077:15 | PANEL B | 53.D7 | USED
FLOATING | WC2405 | 007762 | SH | 20 | 53.D6 | AF0077:62 | PANEL B | 53.D7 | USED
UAI1520:11 | WC4649 | UAI152012 | RED | 20 | 60.A5 | AF0450:06 | VIBRATION DOOR PANEL | 60.A7 | USED
UAI1520:12 | WC4649 | UAI152011 | BLK | 20 | 60.A5 | AF0450:08 | VIBRATION DOOR PANEL | 60.A7 | USED
FLOATING | WC4649 | UAI1520S | SH | 20 | 60.A6 | AF0450:23 | VIBRATION DOOR PANEL | 60.A7 | USED
SolarTools ver. 24.0.84.24712 (Jul 31, 2025)
Report date: 2/20/2026 2:59 PM

## JB4
JB4
POWER TURBINE PROXIMITOR BOX (JB4)
Project # | 4M401
Project Name | FPSO GTG GENERATORS
Revision | C.2
Controls DE | J. SHORTER
Phone: | 0
Controls ME
Phone:
From | [5 empty] | To
Device ID | Cable (W) Conductor (SC) Jumper Clip (JC) | Wire No. | Wire ID | Gauge/Size | Page/Zone | Device ID | Location | Page/Zone
GR1250: | SC | GR1250 | GRN/YEL | 14 | 92.D3 | FRAME | JB4 | 92.D3 | USED
SolarTools ver. 24.0.84.24712 (Jul 31, 2025)
Report date: 2/20/2026 2:59 PM

## JB70
JB70
Project # | 4M401
Project Name | FPSO GTG GENERATORS
Revision | C.2
Controls DE | J. SHORTER
Phone: | 0
Controls ME
Phone:
From | [5 empty] | To
Device ID | Cable (W) Conductor (SC) Jumper Clip (JC) | Wire No. | Wire ID | Gauge/Size | Page/Zone | Device ID | Location | Page/Zone
XT0001:3 | JC | FU0210 | CLIP | --- | 3.B3 | XT0001:4 | JB70 | 3.B3 | USED
XT0001:5 | JC | 0V | CLIP | --- | 3.B3 | XT0001:6 | JB70 | 3.B3 | USED
AT1100:GND | SC | AT1100G | GRN/YEL | 14 | 40.D3 | XT0800:41 | JB70 | 40.D4 | USED
AT1100:NEG | SC | 0V | WHT | 14 | 40.D3 | XT0800:40 | JB70 | 40.D4 | USED
BA0001:V1(-) | SC | 0V | WHT | 16 | 3.A2 | XT0001:2 | JB70 | 3.A3 | USED
BA0001:V1(+) | SC | FU0001 | WHT | 16 | 3.A2 | FU0001:LD | JB70 | 3.A3 | USED
BA0002:V1(-) | SC | 0V | WHT | 16 | 3.B2 | XT0001:5 | JB70 | 3.B3 | USED
BA0002:V1(+) | SC | FU0002 | WHT | 16 | 3.B2 | FU0002:LD | JB70 | 3.B3 | USED
BA1100:NEG | SC | 0V | WHT | 16 | 40.D1 | XT1211:2 | JB70 | 40.D4 | USED
BA1100:POS | SC | FU1101LD | WHT | 16 | 40.D1 | FU1101:LD | JB70 | 40.C2 | USED
BA1211:NEG | SC | 0V | WHT | 16 | 40.B1 | XT1211:2 | JB70 | 40.D4 | USED
BA1211:POS | SC | FU1211LD | WHT | 16 | 40.B1 | FU1211:LD | JB70 | 40.B2 | USED
FU0001:LI | SC | FU0210 | WHT | 16 | 3.A3 | XT0001:1 | JB70 | 3.A3 | USED
FU0002:LI | SC | FU0210 | WHT | 16 | 3.B3 | XT0001:4 | JB70 | 3.B3 | USED
FU1101:LI | SC | FU0136 | WHT | 14 | 40.C2 | XT1211:1 | JB70 | 40.C4 | USED
FU1211:LI | SC | FU0136 | WHT | 14 | 40.B2 | XT1211:1 | JB70 | 40.C4 | USED
GR1132: | SC | GR1132 | GRN/YEL | 14 | 5.A6 | FRAME | JB70 | 5.A6 | USED
GR1133: | SC | GR1133 | GRN/YEL | 14 | 5.A6 | FRAME | JB70 | 5.A6 | USED
GR1134: | SC | GR1134 | GRN/YEL | 14 | 5.A6 | FRAME | JB70 | 5.A6 | USED
GR1232: | SC | GR1232 | GRN | 14 | 5.A6 | IEG1200:5 | JB70 | 5.A7 | USED
GR1233: | SC | GR1233 | GRN/YEL | 14 | 5.A6 | FRAME | JB70 | 5.A7 | USED
GR1234: | SC | GR1234 | GRN/YEL | 14 | 5.A6 | FRAME | JB70 | 5.A7 | USED
GR1235: | SC | IEG12004 | GRN | 14 | 5.A6 | IEG1200:4 | JB70 | 5.A6 | USED
HL0171:X2 | SC | HL0171X2 | WHT | 20 | 37.B1 | VD0175A:--1N4005/1 | JB70 | 37.B3 | USED
HL0172:X2 | SC | HL0172X2 | WHT | 20 | 37.C1 | VD0175I:--1N4005/1 | JB70 | 37.C3 | USED
HL0173:X2 | SC | HL0173X2 | WHT | 20 | 37.C1 | VD0175D:--1N4005/1 | JB70 | 37.C3 | USED
IEG1100: | SC | IEG12002 | GRN | 14 | 51.A4 | IEG1200:2 | JB70 | 51.A4 | USED
IEG1200:1 | SC | IEG12001 | GRN | 16 | 22.D4 | UA1200:J3-4 | JB70 | 22.B3 | USED
RR0175A: -10K OHM | SC | HL0171X1 | WHT | 20 | 37.B3 | HL0171:X1 | JB70 | 37.B1 | USED
RR0175A: -10K OHM | SC | VD0175A | WHT | 20 | 37.B3 | VD0175A:+-1N4005/1 | JB70 | 37.B3 | USED
RR0175D: -10K OHM | SC | HL0173X1 | WHT | 20 | 37.C3 | HL0173:X1 | JB70 | 37.C1 | USED
RR0175D: -10K OHM | SC | VD0175D | WHT | 20 | 37.C3 | VD0175D:+-1N4005/1 | JB70 | 37.C3 | USED
RR0175I: -10K OHM | SC | HL0172X1 | WHT | 20 | 37.C3 | HL0172:X1 | JB70 | 37.C1 | USED
RR0175I: -10K OHM | SC | VD0175I | WHT | 20 | 37.C3 | VD0175I:+-1N4005/1 | JB70 | 37.C3 | USED
RR0175M: -10K OHM | SC | SB017013 | WHT | 20 | 37.B3 | SB0170:13 | JB70 | 37.B1 | USED
RR0175M: -10K OHM | SC | SB017014 | WHT | 20 | 37.B3 | SB0170:14 | JB70 | 37.B1 | USED
SA0170:B1-13 | SC | SA0170B113 | WHT | 20 | 37.A1 | XT0811:1 | JB70 | 37.A3 | USED
SA0170:B1-14 | SC | SA0170B114 | WHT | 20 | 37.A1 | XT0811:2 | JB70 | 37.A3 | USED
SA0170:B2-13 | SC | SA0170B213 | WHT | 20 | 37.A1 | XT0811:32 | JB70 | 37.A3 | USED
SA0170:B2-14 | SC | SA0170B214 | WHT | 20 | 37.A1 | XT0811:33 | JB70 | 37.A3 | USED
SA0471:B1-13 | SC | SA0471B113 | WHT | 20 | 39.B1 | XT0800:29 | JB70 | 39.B4 | USED
SA0471:B1-14 | SC | SA0471B114 | WHT | 20 | 39.B1 | XT0800:30 | JB70 | 39.B4 | USED
SA0471:B2-13 | SC | SA0471B213 | WHT | 20 | 39.A1 | XT0800:27 | JB70 | 39.A4 | USED
SA0471:B2-14 | SC | SA0471B214 | WHT | 20 | 39.A1 | XT0800:28 | JB70 | 39.A4 | USED
SA0472:B1-13 | SC | SA0472B113 | WHT | 20 | 39.C1 | XT0800:37 | JB70 | 39.C4 | USED
SA0472:B1-14 | SC | SA0472B114 | WHT | 20 | 39.C1 | XT0800:38 | JB70 | 39.C4 | USED
SA0472:B2-13 | SC | SA0472B213 | WHT | 20 | 39.C1 | XT0800:35 | JB70 | 39.C4 | USED
SA0472:B2-14 | SC | SA0472B214 | WHT | 20 | 39.C1 | XT0800:36 | JB70 | 39.C4 | USED
SB0471:11 | SC | SB047111 | WHT | 20 | 38.D1 | XT0800:21 | JB70 | 38.D4 | USED
SB0471:12 | SC | SB047112 | WHT | 20 | 38.D1 | XT0800:22 | JB70 | 38.D4 | USED
SB0472:B1-11 | SC | ESTOPA | WHT | 20 | 39.B1 | XT0800:31 | JB70 | 39.B4 | USED
SB0472:B1-12 | SC | ESTOP | WHT | 20 | 39.B1 | XT0800:32 | JB70 | 39.B4 | USED
SB0472:B2-11 | SC | SB0472B11 | WHT | 20 | 39.B1 | XT0800:33 | JB70 | 39.B4 | USED
SB0472:B2-12 | SC | SB0472B12 | WHT | 20 | 39.B1 | XT0800:34 | JB70 | 39.B4 | USED
SB0473:13 | SC | SB047313 | WHT | 20 | 38.D1 | XT0800:23 | JB70 | 38.D4 | USED
SB0473:14 | SC | SB047314 | WHT | 20 | 38.D1 | XT0800:24 | JB70 | 38.D4 | USED
SB0474:13 | SC | SB047413 | WHT | 20 | 39.A1 | XT0800:25 | JB70 | 39.A4 | USED
SB0474:14 | SC | SB047414 | WHT | 20 | 39.A1 | XT0800:26 | JB70 | 39.A4 | USED
SH0470:11 | SC | SH047011 | WHT | 20 | 38.B1 | XT0800:7 | JB70 | 38.B4 | USED
SH0470:12 | SC | SH047012 | WHT | 20 | 38.B1 | XT0800:8 | JB70 | 38.B4 | USED
SH0470:13 | SC | SH047013 | WHT | 20 | 38.B1 | XT0800:9 | JB70 | 38.B4 | USED
SH0470:14 | SC | SH047014 | WHT | 20 | 38.B1 | XT0800:10 | JB70 | 38.B4 | USED
SH0470:X1 | SC | SH0470X1 | WHT | 20 | 38.B1 | XT0800:12 | JB70 | 38.B4 | USED
SH0470:X2 | SC | SH0470X2 | WHT | 20 | 38.B1 | XT0800:11 | JB70 | 38.B4 | USED
SH0471:11 | SC | SH047111 | WHT | 20 | 38.A1 | XT0800:3 | JB70 | 38.A4 | USED
SH0471:12 | SC | SH047112 | WHT | 20 | 38.A1 | XT0800:4 | JB70 | 38.A4 | USED
SH0471:13 | SC | SH047113 | WHT | 20 | 38.A1 | XT0800:1 | JB70 | 38.A4 | USED
SH0471:14 | SC | SH047114 | WHT | 20 | 38.A1 | XT0800:2 | JB70 | 38.A4 | USED
SH0471:X1 | SC | SH0471X1 | WHT | 20 | 38.A1 | XT0800:6 | JB70 | 38.A4 | USED
SH0471:X2 | SC | SH0471X2 | WHT | 20 | 38.A1 | XT0800:5 | JB70 | 38.A4 | USED
SH0472:11 | SC | SH047211 | WHT | 20 | 38.C1 | XT0800:15 | JB70 | 38.C4 | USED
SH0472:12 | SC | SH047212 | WHT | 20 | 38.C1 | XT0800:16 | JB70 | 38.C4 | USED
SH0472:13 | SC | FU0139 | WHT | 20 | 38.C1 | XT0800:13 | JB70 | 38.C4 | USED
SH0472:14 | SC | KA0241A1 | WHT | 20 | 38.C1 | XT0800:14 | JB70 | 38.C4 | USED
SH0472:X1 | SC | 0V | WHT | 20 | 38.C1 | XT0800:18 | JB70 | 38.C4 | USED
SH0472:X2 | SC | SH0472X2 | WHT | 20 | 38.C1 | XT0800:17 | JB70 | 38.C4 | USED
UA1200:J1-10 | SC | FU0212 | WHT | 20 | 22.B3 | XT0805:16 | JB70 | 22.D4 | USED
UA1200:J1-4 | SC | UA1200J14 | WHT | 20 | 22.B3 | XT0805:10 | JB70 | 22.C4 | USED
UA1200:J1-5 | SC | UA1200J15 | WHT | 20 | 22.B3 | XT0805:11 | JB70 | 22.C4 | USED
UA1200:J1-8 | SC | UA1200J | WHT | 20 | 89.B6 | UA1200:J3-5 | JB70 | 89.B6 | USED
UA1200:J1-9 | SC | 0V | WHT | 20 | 22.B3 | XT0805:17 | JB70 | 22.D4 | USED
UA1200:J2-1 | SC | UA1200J21 | WHT | 20 | 22.B3 | XT0805:14 | JB70 | 22.D4 | USED
UA1200:J2-2 | SC | FU0212 | WHT | 20 | 22.B3 | XT0805:15 | JB70 | 22.D4 | USED
UA1200:J2-6 | SC | UA1200J26 | WHT | 20 | 22.B3 | XT0805:12 | JB70 | 22.C4 | USED
UA1200:J2-7 | SC | UA1200J27 | WHT | 20 | 22.B3 | XT0805:13 | JB70 | 22.D4 | USED
XT0800:39 | SC | FU0136 | WHT | 14 | 40.D4 | XT1211:1 | JB70 | 40.C4 | USED
XT0800:40 | SC | 0V | WHT | 14 | 40.D4 | XT1211:2 | JB70 | 40.D4 | USED
BA0002:RJ45 | WC0010 | BA1100L2 | ENET | CABLE | 3.B2 | BA1100:L2 | JB70 | 40.D1 | USED
AT1100:L1 | WC0101 | BA1100DEVICE | ENET | CABLE | 40.D3 | BA1100:DEVICE | JB70 | 40.D1 | USED
UA1200:J1-3 | WC4524 | UA1200J13 | RED | 20 | 22.B3 | XT0805:7 | JB70 | 22.B4 | USED
UA1200:J1-1 | WC4524 | UA1200J11 | BLK | 20 | 22.B3 | XT0805:8 | JB70 | 22.B4 | USED
FLOATING | WC4524 | UA1200S | SH | 20 | 22.B3 | XT0805:9 | JB70 | 22.B4 | USED
HA0472:BLK-1 | WC5072 | HA04721 | 1 | 18 | 38.C1 | XT0800:20 | JB70 | 38.C4 | USED
HA0472:BLK-2 | WC5072 | HA04722 | 2 | 18 | 38.C1 | XT0800:19 | JB70 | 38.C4 | USED
BA0001:RJ45 | WC9001 | BA0001RJ45 | ENET | CABLE | 3.A2 | BA1211:L1 | JB70 | 40.B1 | USED
BA1100:L1 | WC9211 | BA1211L2 | ENET | CABLE | 40.D1 | BA1211:L2 | JB70 | 40.B1 | USED
AT1100:POS | SC | FU1100 | WHT | 14 | 40.D3 | FU1100:LD | JB70 RIGHT RAIL | 40.D3 | USED
XT0800:39 | SC | FU0136 | WHT | 14 | 40.D4 | FU1100:LI | JB70 RIGHT RAIL | 40.D3 | USED
SolarTools ver. 24.0.84.24712 (Jul 31, 2025)
Report date: 2/20/2026 2:59 PM

## JB70 LEFT RAIL
JB70 LEFT RAIL
JB70 (LEFT RAIL)
Project # | 4M401
Project Name | FPSO GTG GENERATORS
Revision | C.2
Controls DE | J. SHORTER
Phone: | 0
Controls ME
Phone:
From | [5 empty] | To
Device ID | Cable (W) Conductor (SC) Jumper Clip (JC) | Wire No. | Wire ID | Gauge/Size | Page/Zone | Device ID | Location | Page/Zone
GR1101: | SC | GR1101 | GRN/YEL | 14 | 5.A6 | FRAME | JB70 LEFT RAIL | 5.A6 | USED
SolarTools ver. 24.0.84.24712 (Jul 31, 2025)
Report date: 2/20/2026 2:59 PM

## JB70 RIGHT RAIL
JB70 RIGHT RAIL
JB70 (RIGHT RAIL)
Project # | 4M401
Project Name | FPSO GTG GENERATORS
Revision | C.2
Controls DE | J. SHORTER
Phone: | 0
Controls ME
Phone:
From | [5 empty] | To
Device ID | Cable (W) Conductor (SC) Jumper Clip (JC) | Wire No. | Wire ID | Gauge/Size | Page/Zone | Device ID | Location | Page/Zone
GR1100: | SC | GR1100 | GRN/YEL | 14 | 5.A6 | FRAME | JB70 RIGHT RAIL | 5.A7 | USED
FU1100:LD | SC | FU1100 | WHT | 14 | 40.D3 | AT1100:POS | JB70 | 40.D3 | USED
FU1100:LI | SC | FU0136 | WHT | 14 | 40.D3 | XT0800:39 | JB70 | 40.D4 | USED
SolarTools ver. 24.0.84.24712 (Jul 31, 2025)
Report date: 2/20/2026 2:59 PM

## JB72
JB72
Project # | 4M401
Project Name | FPSO GTG GENERATORS
Revision | C.2
Controls DE | J. SHORTER
Phone: | 0
Controls ME
Phone:
From | [5 empty] | To
Device ID | Cable (W) Conductor (SC) Jumper Clip (JC) | Wire No. | Wire ID | Gauge/Size | Page/Zone | Device ID | Location | Page/Zone
GR4141: | SC | GR4141 | GRN/YEL | 14 | 5.C6 | FRAME | JB72 | 5.C7 | USED
GR4142: | SC | GR4142 | GRN/YEL | 14 | 5.C6 | FRAME | JB72 | 5.C7 | USED
GR4181: | SC | GR4181 | GRN/YEL | 14 | 5.C6 | FRAME | JB72 | 5.C6 | USED
FU0319:LI | WC8401 | PMG1 | RED | 12 | 120.C3 | XT0833:1 | JB72 | 120.C3 | USED
FU0317:LI | WC8401 | PMG2 | WHT | 12 | 120.C3 | XT0833:2 | JB72 | 120.C3 | USED
FU0318:LI | WC8401 | PMG3 | BLK | 12 | 120.C3 | XT0833:3 | JB72 | 120.C3 | USED
XT0833:6 | WC8401 | PMGS | SH | 12 | 120.C3 | XT0833:4 | JB72 | 120.C3 | USED
SolarTools ver. 24.0.84.24712 (Jul 31, 2025)
Report date: 2/20/2026 2:59 PM

## ORBIT 60
ORBIT 60
Project # | 4M401
Project Name | FPSO GTG GENERATORS
Revision | C.2
Controls DE | J. SHORTER
Phone: | 0
Controls ME
Phone:
From | [5 empty] | To
Device ID | Cable (W) Conductor (SC) Jumper Clip (JC) | Wire No. | Wire ID | Gauge/Size | Page/Zone | Device ID | Location | Page/Zone
UV0610:P.E. | SC | UV0610G | GRN/YEL | 14 | 24.A1 | FRAME | ORBIT 60 | 24.B5 | USED
UV0611:P.E. | SC | UV0611G | GRN/YEL | 14 | 24.B1 | FRAME | ORBIT 60 | 24.C5 | USED
UV0610:SHLD | SC | UV0610SHLD | GRN | 14 | 24.A1 | IEG0130:5 | CUSTOMER^PANEL | 24.B5 | USED
UV0611:SHLD | SC | UV0611SHLD | GRN | 14 | 24.B1 | IEG0130:6 | CUSTOMER^PANEL | 24.C5 | USED
UV0610:+DC | SC | FU0701 | WHT | 14 | 24.A1 | FU0701:LD | GENERATOR VIBRATION PANEL | 24.B5 | USED
UV0610:COM | SC | 0V | WHT | 16 | 24.A1 | XT0110:3 | GENERATOR VIBRATION PANEL | 24.B6 | USED
UV0611:+DC | SC | FU0702 | WHT | 14 | 24.B1 | FU0702:LD | GENERATOR VIBRATION PANEL | 24.B5 | USED
UV0611:COM | SC | 0V | WHT | 16 | 24.B1 | XT0110:3 | GENERATOR VIBRATION PANEL | 24.B6 | USED
AP0624:SIG4 | WC1203 | UAI12147 | RED | 20 | 93.A6 | UAI1214:7 | ISOLATOR PANEL | 93.A5 | USED
AP0624:COM4 | WC1203 | UAI12148 | BLK | 20 | 93.A6 | UAI1214:8 | ISOLATOR PANEL | 93.A5 | USED
AP0624:SHLD4 | WC1203 | UAI1214S | SH | 20 | 93.A6 | FLOATING | ISOLATOR PANEL | 93.A6 | USED
AP0624:SIG1 | WC1304 | UAI47657 | RED | 20 | 94.C6 | UAI4765:7 | ISOLATOR PANEL | 94.C5 | USED
AP0624:COM1 | WC1304 | UAI47658 | BLK | 20 | 94.C6 | UAI4765:8 | ISOLATOR PANEL | 94.C5 | USED
AP0624:SHLD1 | WC1304 | UAI4765S | SH | 20 | 94.C6 | FLOATING | ISOLATOR PANEL | 94.D6 | USED
AP0624:SIG2 | WC1305 | UAI47647 | RED | 20 | 94.D6 | UAI4764:7 | ISOLATOR PANEL | 94.D5 | USED
AP0624:COM2 | WC1305 | UAI47648 | BLK | 20 | 94.D6 | UAI4764:8 | ISOLATOR PANEL | 94.D5 | USED
AP0624:SHLD2 | WC1305 | UAI4764S | SH | 20 | 94.D6 | FLOATING | ISOLATOR PANEL | 94.D6 | USED
AP0624:SIG3 | WC1306 | UAI47747 | RED | 20 | 94.D6 | UAI4774:7 | ISOLATOR PANEL | 94.D5 | USED
AP0624:COM3 | WC1306 | UAI47748 | BLK | 20 | 94.D6 | UAI4774:8 | ISOLATOR PANEL | 94.D5 | USED
AP0624:SHLD3 | WC1306 | UAI4774S | SH | 20 | 94.D6 | FLOATING | ISOLATOR PANEL | 94.D6 | USED
AP0625:SIG1 | WC1327 | UAI12047 | RED | 20 | 92.D6 | UAI1204:7 | ISOLATOR PANEL | 92.D5 | USED
AP0625:COM1 | WC1327 | UAI12048 | BLK | 20 | 92.D6 | UAI1204:8 | ISOLATOR PANEL | 92.D5 | USED
AP0625:SHLD1 | WC1327 | UAI1204S | SH | 20 | 92.D6 | FLOATING | ISOLATOR PANEL | 92.D6 | USED
AP0616:SIG1 | WC1328 | UAI12637 | RED | 20 | 91.A6 | UAI1263:7 | ISOLATOR PANEL | 91.A5 | USED
AP0616:COM1 | WC1328 | UAI12638 | BLK | 20 | 91.A6 | UAI1263:8 | ISOLATOR PANEL | 91.A5 | USED
AP0616:SHLD1 | WC1328 | UAI1263S | SH | 20 | 91.A6 | FLOATING | ISOLATOR PANEL | 91.A6 | USED
AP0617:SIG1 | WC1329 | UAI12117 | RED | 20 | 91.B6 | UAI1211:7 | ISOLATOR PANEL | 91.B5 | USED
AP0617:COM1 | WC1329 | UAI12118 | BLK | 20 | 91.B6 | UAI1211:8 | ISOLATOR PANEL | 91.B5 | USED
AP0617:SHLD1 | WC1329 | UAI1211S | SH | 20 | 91.B6 | FLOATING | ISOLATOR PANEL | 91.B6 | USED
AP0617:SIG2 | WC1330 | UAI12107 | RED | 20 | 91.B6 | UAI1210:7 | ISOLATOR PANEL | 91.B5 | USED
AP0617:COM2 | WC1330 | UAI12108 | BLK | 20 | 91.B6 | UAI1210:8 | ISOLATOR PANEL | 91.B5 | USED
AP0617:SHLD2 | WC1330 | UAI1210S | SH | 20 | 91.B6 | FLOATING | ISOLATOR PANEL | 91.B6 | USED
AP0617:SIG3 | WC1331 | UAI12217 | RED | 20 | 91.C6 | UAI1221:7 | ISOLATOR PANEL | 91.C5 | USED
AP0617:COM3 | WC1331 | UAI12218 | BLK | 20 | 91.C6 | UAI1221:8 | ISOLATOR PANEL | 91.C5 | USED
AP0617:SHLD3 | WC1331 | UAI1221S | SH | 20 | 91.C6 | FLOATING | ISOLATOR PANEL | 91.C6 | USED
AP0617:SIG4 | WC1332 | UAI12207 | RED | 20 | 91.C6 | UAI1220:7 | ISOLATOR PANEL | 91.C5 | USED
AP0617:COM4 | WC1332 | UAI12208 | BLK | 20 | 91.C6 | UAI1220:8 | ISOLATOR PANEL | 91.C5 | USED
AP0617:SHLD4 | WC1332 | UAI1220S | SH | 20 | 91.C6 | FLOATING | ISOLATOR PANEL | 91.C6 | USED
AP0618:SIG1 | WC1333 | UAI12317 | RED | 20 | 91.C6 | UAI1231:7 | ISOLATOR PANEL | 91.C5 | USED
AP0618:COM1 | WC1333 | UAI12318 | BLK | 20 | 91.C6 | UAI1231:8 | ISOLATOR PANEL | 91.C5 | USED
AP0618:SHLD1 | WC1333 | UAI1231S | SH | 20 | 91.C6 | FLOATING | ISOLATOR PANEL | 91.D6 | USED
AP0618:SIG2 | WC1334 | UAI12307 | RED | 20 | 91.D6 | UAI1230:7 | ISOLATOR PANEL | 91.D5 | USED
AP0618:COM2 | WC1334 | UAI12308 | BLK | 20 | 91.D6 | UAI1230:8 | ISOLATOR PANEL | 91.D5 | USED
AP0618:SHLD2 | WC1334 | UAI1230S | SH | 20 | 91.D6 | FLOATING | ISOLATOR PANEL | 91.D6 | USED
AP0618:SIG3 | WC1335 | UAI12627 | RED | 20 | 91.D6 | UAI1262:7 | ISOLATOR PANEL | 91.D5 | USED
AP0618:COM3 | WC1335 | UAI12628 | BLK | 20 | 91.D6 | UAI1262:8 | ISOLATOR PANEL | 91.D5 | USED
AP0618:SHLD3 | WC1335 | UAI1262S | SH | 20 | 91.D6 | FLOATING | ISOLATOR PANEL | 91.D6 | USED
AP0616:SIG2 | WC1336 | UAI12737 | RED | 20 | 92.A6 | UAI1273:7 | ISOLATOR PANEL | 92.A5 | USED
AP0616:COM2 | WC1336 | UAI12738 | BLK | 20 | 92.A6 | UAI1273:8 | ISOLATOR PANEL | 92.A5 | USED
AP0616:SHLD2 | WC1336 | UAI1273S | SH | 20 | 92.A6 | FLOATING | ISOLATOR PANEL | 92.A6 | USED
AP0619:SIG1 | WC1337 | UAI12417 | RED | 20 | 92.B6 | UAI1241:7 | ISOLATOR PANEL | 92.B5 | USED
AP0619:COM1 | WC1337 | UAI12418 | BLK | 20 | 92.B6 | UAI1241:8 | ISOLATOR PANEL | 92.B5 | USED
AP0619:SHLD1 | WC1337 | UAI1241S | SH | 20 | 92.B6 | FLOATING | ISOLATOR PANEL | 92.B6 | USED
AP0619:SIG2 | WC1338 | UAI12407 | RED | 20 | 92.B6 | UAI1240:7 | ISOLATOR PANEL | 92.B5 | USED
AP0619:COM2 | WC1338 | UAI12408 | BLK | 20 | 92.B6 | UAI1240:8 | ISOLATOR PANEL | 92.B5 | USED
AP0619:SHLD2 | WC1338 | UAI1240S | SH | 20 | 92.B6 | FLOATING | ISOLATOR PANEL | 92.B6 | USED
AP0619:SIG3 | WC1339 | UAI12517 | RED | 20 | 92.C6 | UAI1251:7 | ISOLATOR PANEL | 92.C5 | USED
AP0619:COM3 | WC1339 | UAI12518 | BLK | 20 | 92.C6 | UAI1251:8 | ISOLATOR PANEL | 92.C5 | USED
AP0619:SHLD3 | WC1339 | UAI1251S | SH | 20 | 92.C6 | FLOATING | ISOLATOR PANEL | 92.C6 | USED
AP0619:SIG4 | WC1340 | UAI12507 | RED | 20 | 92.C6 | UAI1250:7 | ISOLATOR PANEL | 92.C5 | USED
AP0619:COM4 | WC1340 | UAI12508 | BLK | 20 | 92.C6 | UAI1250:8 | ISOLATOR PANEL | 92.C5 | USED
AP0619:SHLD4 | WC1340 | UAI1250S | SH | 20 | 92.C6 | FLOATING | ISOLATOR PANEL | 92.C6 | USED
AP0618:SIG4 | WC1341 | UAI12727 | RED | 20 | 92.C6 | UAI1272:7 | ISOLATOR PANEL | 92.C5 | USED
AP0618:COM4 | WC1341 | UAI12728 | BLK | 20 | 92.C6 | UAI1272:8 | ISOLATOR PANEL | 92.C5 | USED
AP0618:SHLD4 | WC1341 | UAI1272S | SH | 20 | 92.C6 | FLOATING | ISOLATOR PANEL | 92.D6 | USED
AP0616:SIG4 | WC1342 | UAI42017 | RED | 20 | 105.A6 | UAI4201:7 | ISOLATOR PANEL | 105.A5 | USED
AP0616:COM4 | WC1342 | UAI42018 | BLK | 20 | 105.A6 | UAI4201:8 | ISOLATOR PANEL | 105.A5 | USED
AP0616:SHLD4 | WC1342 | UAI4201S | SH | 20 | 105.A6 | FLOATING | ISOLATOR PANEL | 105.A6 | USED
AP0621:SIG3 | WC1343 | UAI42317 | RED | 20 | 105.B6 | UAI4231:7 | ISOLATOR PANEL | 105.B5 | USED
AP0621:COM3 | WC1343 | UAI42318 | BLK | 20 | 105.B6 | UAI4231:8 | ISOLATOR PANEL | 105.B5 | USED
AP0621:SHLD3 | WC1343 | UAI4231S | SH | 20 | 105.B6 | FLOATING | ISOLATOR PANEL | 105.B6 | USED
AP0621:SIG4 | WC1344 | UAI42307 | RED | 20 | 105.B6 | UAI4230:7 | ISOLATOR PANEL | 105.B5 | USED
AP0621:COM4 | WC1344 | UAI42308 | BLK | 20 | 105.B6 | UAI4230:8 | ISOLATOR PANEL | 105.B5 | USED
AP0621:SHLD4 | WC1344 | UAI4230S | SH | 20 | 105.B6 | FLOATING | ISOLATOR PANEL | 105.B6 | USED
AP0621:SIG1 | WC1345 | UAI42417 | RED | 20 | 105.B6 | UAI4241:7 | ISOLATOR PANEL | 105.B5 | USED
AP0621:COM1 | WC1345 | UAI42418 | BLK | 20 | 105.B6 | UAI4241:8 | ISOLATOR PANEL | 105.B5 | USED
AP0621:SHLD1 | WC1345 | UAI4241S | SH | 20 | 105.B6 | FLOATING | ISOLATOR PANEL | 105.B6 | USED
AP0621:SIG2 | WC1346 | UAI42407 | RED | 20 | 105.C6 | UAI4240:7 | ISOLATOR PANEL | 105.C5 | USED
AP0621:COM2 | WC1346 | UAI42408 | BLK | 20 | 105.C6 | UAI4240:8 | ISOLATOR PANEL | 105.C5 | USED
AP0621:SHLD2 | WC1346 | UAI4240S | SH | 20 | 105.C6 | FLOATING | ISOLATOR PANEL | 105.C6 | USED
AP0612:ARM | SC | AP0612ARM | WHT | 16 | 25.A2 | AF0091:34 | PANEL A | 25.A6 | USED
AP0612:NO | SC | AP0612NO | WHT | 16 | 25.A2 | AF0091:02 | PANEL A | 25.A6 | USED
AP0628:ARM1 | SC | AP0628ARM1 | WHT | 16 | 25.C2 | AF0091:40 | PANEL A | 25.B6 | USED
AP0628:ARM2 | SC | AP0628ARM2 | WHT | 16 | 25.C2 | AF0091:43 | PANEL A | 25.C6 | USED
AP0628:ARM3 | SC | AP0628ARM3 | WHT | 16 | 25.D2 | AF0091:45 | PANEL A | 25.D6 | USED
AP0628:NC1 | SC | AP0628NC1 | WHT | 16 | 25.C2 | AF0091:08 | PANEL A | 25.B6 | USED
AP0628:NC2 | SC | AP0628NC2 | WHT | 16 | 25.C2 | AF0091:11 | PANEL A | 25.C6 | USED
AP0628:NC3 | SC | AP0628NC3 | WHT | 16 | 25.D2 | AF0091:13 | PANEL A | 25.D6 | USED
AP0615:PORT A | WC0601 | AP0601ENET | ENET | CABLE | 24.A1 | AP0601:ENET | PLC PANEL | 24.A5 | USED
SolarTools ver. 24.0.84.24712 (Jul 31, 2025)
Report date: 2/20/2026 2:59 PM

## PANEL A
PANEL A
CONTROL CONSOLE (UNIT PANEL A)
Project # | 4M401
Project Name | FPSO GTG GENERATORS
Revision | C.2
Controls DE | J. SHORTER
Phone: | 0
Controls ME
Phone:
From | [5 empty] | To
Device ID | Cable (W) Conductor (SC) Jumper Clip (JC) | Wire No. | Wire ID | Gauge/Size | Page/Zone | Device ID | Location | Page/Zone
XT0011:2 | JC | 523NEG | CLIP | --- | 17.C3 | XT0011:3 | PANEL A | 17.C3 | USED
XT0011:3 | JC | 523NEG | CLIP | --- | 17.C3 | XT0011:4 | PANEL A | 17.C3 | USED
XT0011:4 | JC | 523NEG | CLIP | --- | 17.C3 | XT0011:5 | PANEL A | 17.C3 | USED
XT0032:1 | JC | 24V | CLIP | --- | 17.C5 | XT0032:2 | PANEL A | 17.C5 | USED
XT0032:3 | JC | 0V | CLIP | --- | 17.C5 | XT0032:4 | PANEL A | 17.C5 | USED
XT0080:1 | JC | 0V | CLIP | --- | 10.B1 | XT0080:2 | PANEL A | 10.B1 | USED
XT0080:2 | JC | 0V | CLIP | --- | 10.B1 | XT0080:3 | PANEL A | 10.B1 | USED
XT0081:1 | JC | 0V | CLIP | --- | 10.D1 | XT0081:2 | PANEL A | 10.D1 | USED
XT0134:1 | JC | 0V | CLIP | --- | 18.B3 | XT0134:2 | PANEL A | 18.B3 | USED
XT0134:2 | JC | 0V | CLIP | --- | 18.B3 | XT0134:3 | PANEL A | 18.B3 | USED
XT0134:3 | JC | 0V | CLIP | --- | 18.B3 | XT0134:4 | PANEL A | 18.B3 | USED
XT0135:1 | JC | 0V | CLIP | --- | 18.B4 | XT0135:2 | PANEL A | 18.B4 | USED
XT0135:2 | JC | 0V | CLIP | --- | 18.B4 | XT0135:3 | PANEL A | 18.B4 | USED
XT0135:3 | JC | 0V | CLIP | --- | 18.B4 | XT0135:4 | PANEL A | 18.B4 | USED
XT0136:1 | JC | FU0139 | CLIP | --- | 19.A2 | XT0136:2 | PANEL A | 19.A2 | USED
XT0138:1 | JC | FU0136 | CLIP | --- | 18.A3 | XT0138:2 | PANEL A | 18.A3 | USED
XT0138:2 | JC | FU0136 | CLIP | --- | 18.A3 | XT0138:3 | PANEL A | 18.A3 | USED
XT0138:3 | JC | FU0136 | CLIP | --- | 18.A3 | XT0138:4 | PANEL A | 18.A3 | USED
XT0139:1 | JC | FU0137 | CLIP | --- | 18.A4 | XT0139:2 | PANEL A | 18.A4 | USED
XT0139:2 | JC | FU0137 | CLIP | --- | 18.A4 | XT0139:3 | PANEL A | 18.A4 | USED
XT0139:3 | JC | FU0137 | CLIP | --- | 18.A4 | XT0139:4 | PANEL A | 18.A4 | USED
KA0130:14 | SC | 008103 | WHT | 20 | 22.C7 | AF0081:03 | PANEL A | 22.D6 | USED
KA0130:A1 | SC | 008135 | WHT | 20 | 22.C7 | AF0081:35 | PANEL A | 22.C5 | USED
AF0081:07 | SC | JP2 | VIO | 20 | 41.D7 | AF0081:39 | PANEL A | 41.D7 | USED
AF0081:COM | SC | AF0081N | WHT | 16 | 10.A2 | AF0082:COM | PANEL A | 10.B3 | USED
AF0081:COM | SC | AU0080N | WHT | 20 | 10.A2 | AU0080:COM | PANEL A | 10.A1 | USED
AF0081:V+ | SC | AF0081P | WHT | 16 | 10.A2 | AF0082:V+ | PANEL A | 10.B3 | USED
AF0081:V+ | SC | AU0080P | WHT | 20 | 10.A2 | AU0080:V+ | PANEL A | 10.A1 | USED
KA4204:14 | SC | 008204 | WHT | 20 | 121.C6 | AF0082:04 | PANEL A | 121.C6 | USED
KA4203:14 | SC | 008205 | WHT | 20 | 121.C6 | AF0082:05 | PANEL A | 121.C6 | USED
KA4204:11 | SC | 008236 | WHT | 20 | 121.C6 | AF0082:36 | PANEL A | 121.C6 | USED
KA4203:11 | SC | 008237 | WHT | 20 | 121.C6 | AF0082:37 | PANEL A | 121.C6 | USED
AF0082:COM | SC | AF0082N | WHT | 16 | 10.B3 | AF0083:COM | PANEL A | 10.B3 | USED
AF0082:V+ | SC | AF0082P | WHT | 16 | 10.B3 | AF0083:V+ | PANEL A | 10.B3 | USED
AF0083:COM | SC | AF0083N | WHT | 16 | 10.B3 | AF0084:COM | PANEL A | 10.B4 | USED
AF0083:SH | SC | AF0083G | GRN | 14 | 10.B3 | AF0084:SH | PANEL A | 10.B4 | USED
AF0083:V+ | SC | AF0083P | WHT | 16 | 10.B3 | AF0084:V+ | PANEL A | 10.B4 | USED
AF0084:COM | SC | AF0084N | WHT | 16 | 10.B4 | AF0085:COM | PANEL A | 10.B4 | USED
AF0084:SH | SC | AF0084G | GRN | 14 | 10.B4 | AF0085:SH | PANEL A | 10.B4 | USED
AF0084:V+ | SC | AF0084P | WHT | 16 | 10.B4 | AF0085:V+ | PANEL A | 10.B4 | USED
AF0085:COM | SC | AF0085N | WHT | 16 | 10.B4 | AF0086:COM | PANEL A | 10.B5 | USED
AF0085:SH | SC | AF0085G | GRN | 14 | 10.B4 | AF0086:SH | PANEL A | 10.B5 | USED
AF0085:V+ | SC | AF0085P | WHT | 16 | 10.B4 | AF0086:V+ | PANEL A | 10.B5 | USED
AF0086:COM | SC | AF0086N | WHT | 16 | 10.B5 | AF0087:COM | PANEL A | 10.B6 | USED
AF0086:SH | SC | AF0086G | GRN | 14 | 10.B5 | AF0088:SH | PANEL A | 10.B6 | USED
AF0086:V+ | SC | AF0086P | WHT | 16 | 10.B5 | AF0087:V+ | PANEL A | 10.B6 | USED
AF0087:10 | SC | ZS61S | WHT | 20 | 135.A6 | XT0171:6 | PANEL A | 135.A6 | USED
KA0136:24 | SC | KA013624 | WHT | 20 | 19.B4 | AF0087:11 | PANEL A | 19.B3 | USED
AF0087:42 | SC | ZS61P | WHT | 20 | 135.A6 | XT0171:5 | PANEL A | 135.A6 | USED
KA0136:21 | SC | KA013621 | WHT | 20 | 19.B4 | AF0087:43 | PANEL A | 19.B3 | USED
AF0087:COM | SC | AF0087N | WHT | 16 | 10.B6 | AF0088:COM | PANEL A | 10.B6 | USED
AF0087:V+ | SC | AF0087P | WHT | 16 | 10.B6 | AF0088:V+ | PANEL A | 10.B6 | USED
AF0088:SH | SC | AU0080GND | GRN | 14 | 10.B6 | AU0080:GND | PANEL A | 10.A1 | USED
KA9130:11 | SC | 009100 | WHT | 16 | 18.D2 | AF0091:00 | PANEL A | 18.D1 | USED
KA0113:14 | SC | 009101 | WHT | 20 | 107.A7 | AF0091:01 | PANEL A | 107.A6 | USED
KA0141:14 | SC | KA014114 | WHT | 20 | 19.C2 | AF0091:07 | PANEL A | 19.C2 | USED
AF0091:09 | SC | UJ0131OK2 | WHT | 20 | 17.B7 | UJ0131:OK2 | PANEL A | 17.B4 | USED
KA0113:A2 | SC | 009117 | WHT | 20 | 107.A7 | AF0091:17 | PANEL A | 107.A5 | USED
KA9130:14 | SC | 009132 | WHT | 16 | 18.D2 | AF0091:32 | PANEL A | 18.D1 | USED
KA0113:11 | SC | PS35001 | WHT | 20 | 107.A7 | AF0091:33 | PANEL A | 107.A6 | USED
KA0141:11 | SC | KA014111 | WHT | 20 | 19.C2 | AF0091:39 | PANEL A | 19.C2 | USED
AF0091:41 | SC | UJ0131OK1 | WHT | 20 | 17.B7 | UJ0131:OK1 | PANEL A | 17.B4 | USED
AF0091:COM | SC | AF0091N | WHT | 16 | 10.D2 | AF0094:COM | PANEL A | 10.D4 | USED
AF0091:COM | SC | AU0090N | WHT | 20 | 10.D2 | AU0090:COM | PANEL A | 10.C1 | USED
AF0091:V+ | SC | AF0091P | WHT | 14 | 10.D2 | AF0094:V+ | PANEL A | 10.D4 | USED
AF0091:V+ | SC | AU0090P | WHT | 20 | 10.D2 | AU0090:V+ | PANEL A | 10.C1 | USED
KA3420:A1 | SC | 009200 | WHT | 20 | 102.A7 | AF0092:00 | PANEL A | 102.A5 | USED
AF0092:01 | SC | 009201 | LEAD | --- | 108.C7 | VD3502:+-1N4007 | PANEL A | 108.C6 | USED
KA0133:A1 | SC | KA0133A1 | WHT | 20 | 111.A7 | AF0092:02 | PANEL A | 19.C6 | USED
KA2160:A1 | SC | 009204 | WHT | 20 | 42.A6 | AF0092:04 | PANEL A | 42.A5 | USED
KA0131:14 | SC | KA013114 | WHT | 20 | 111.A7 | AF0092:06 | PANEL A | 19.D4 | USED
KA2161:A1 | SC | 009207 | WHT | 20 | 42.A6 | AF0092:07 | PANEL A | 42.B5 | USED
KA3103:A1 | SC | 009208 | WHT | 20 | 116.A7 | AF0092:08 | PANEL A | 116.A5 | USED
KA0111:11 | SC | 009209 | WHT | 20 | 108.A7 | AF0092:09 | PANEL A | 108.A5 | USED
KA6200:A1 | SC | 009210 | WHT | 20 | 145.A6 | AF0092:10 | PANEL A | 145.A6 | USED
KA3420:A2 | SC | 009216 | WHT | 20 | 102.A7 | AF0092:16 | PANEL A | 102.A5 | USED
KA3502:A2 | SC | 009217 | WHT | 20 | 108.C7 | AF0092:17 | PANEL A | 108.D6 | USED
KA2160:A2 | SC | 009220 | WHT | 20 | 42.A6 | AF0092:20 | PANEL A | 42.A5 | USED
KA2161:A2 | SC | 009223 | WHT | 20 | 42.A6 | AF0092:23 | PANEL A | 42.B5 | USED
KA3103:A2 | SC | 009224 | WHT | 20 | 116.A7 | AF0092:24 | PANEL A | 116.A5 | USED
KA3500:A2 | SC | 009225 | WHT | 20 | 108.A7 | AF0092:25 | PANEL A | 108.A6 | USED
KA6200:A2 | SC | 009226 | WHT | 20 | 145.A6 | AF0092:26 | PANEL A | 145.A6 | USED
KA0131:22 | SC | 009241 | WHT | 20 | 108.A7 | AF0092:41 | PANEL A | 108.A6 | USED
AF0092:COM | SC | 0V | WHT | 14 | 10.D3 | XT0081:1 | PANEL A | 10.D1 | USED
AF0092:V+ | SC | FU0091 | WHT | 14 | 10.D3 | FU0091:LD | PANEL A | 10.D1 | USED
KA3220:A1 | SC | 009301 | WHT | 20 | 114.A7 | AF0093:01 | PANEL A | 114.B5 | USED
KA1306:A1 | SC | 009303 | WHT | 20 | 45.C7 | AF0093:03 | PANEL A | 45.C5 | USED
AF0093:04 | SC | 009304 | WHT | 20 | 143.A7 | XT0171:2 | PANEL A | 143.A6 | USED
KA4360:A1 | SC | KA4360A1 | WHT | 20 | 99.B7 | AF0093:05 | PANEL A | 99.B6 | USED
KA4361:A1 | SC | KA4361A1 | WHT | 20 | 99.D7 | AF0093:07 | PANEL A | 99.D6 | USED
KA4362:A1 | SC | KA4362A1 | WHT | 20 | 100.B7 | AF0093:08 | PANEL A | 100.B6 | USED
KA3221:A1 | SC | 009311 | WHT | 20 | 114.C7 | AF0093:11 | PANEL A | 114.D5 | USED
AF0093:12 | SC | 009312 | WHT | 20 | 40.B7 | PC0470:INP_A | PANEL A | 40.B5 | USED
AF0093:13 | SC | 009313 | WHT | 20 | 144.A7 | XT0171:4 | PANEL A | 144.A6 | USED
KA3220:A2 | SC | 009317 | WHT | 20 | 114.A7 | AF0093:17 | PANEL A | 114.B5 | USED
KA1306:A2 | SC | 009319 | WHT | 20 | 45.C7 | AF0093:19 | PANEL A | 45.C5 | USED
KA6211:A2 | SC | 009320 | WHT | 20 | 143.A7 | AF0093:20 | PANEL A | 143.A6 | USED
KA4360:A2 | SC | KA4360A2 | WHT | 20 | 99.B7 | AF0093:21 | PANEL A | 99.B6 | USED
KA4361:A2 | SC | KA4361A2 | WHT | 20 | 99.D7 | AF0093:23 | PANEL A | 99.D6 | USED
KA4362:A2 | SC | KA4362A2 | WHT | 20 | 100.B7 | AF0093:24 | PANEL A | 100.B6 | USED
KA3221:A2 | SC | 009327 | WHT | 20 | 114.C7 | AF0093:27 | PANEL A | 114.D5 | USED
AF0093:28 | SC | 009328 | WHT | 20 | 40.B7 | PC0470:-PWR | PANEL A | 40.B5 | USED
KA6212:A2 | SC | 009329 | WHT | 20 | 144.A7 | AF0093:29 | PANEL A | 144.A6 | USED
KA0176:14 | SC | 009336 | WHT | 20 | 143.A7 | AF0093:36 | PANEL A | 143.A6 | USED
AF0093:44 | SC | 009344 | WHT | 20 | 40.B7 | PC0470:+PWR | PANEL A | 40.B5 | USED
KA0177:14 | SC | 009345 | WHT | 20 | 144.A7 | AF0093:45 | PANEL A | 144.A6 | USED
AF0093:COM | SC | 0V | WHT | 14 | 10.D3 | XT0081:2 | PANEL A | 10.D1 | USED
AF0093:V+ | SC | FU0092 | WHT | 14 | 10.D3 | FU0092:LD | PANEL A | 10.D1 | USED
AF0094:04 | SC | UJ0131VIN | WHT | 20 | 17.A7 | UJ0131:VIN | PANEL A | 17.B4 | USED
AF0094:05 | SC | 0V | WHT | 16 | 17.A7 | XT0135:4 | PANEL A | 18.B4 | USED
AF0094:05 | SC | 0V | WHT | 20 | 17.A7 | AF0094:09 | PANEL A | 17.C7 | USED
AF0094:06 | SC | UJ0131IOUT | WHT | 20 | 17.B7 | UJ0131:IOUT | PANEL A | 17.B4 | USED
AF0094:07 | SC | 0V | WHT | 14 | 17.B7 | XT0135:4 | PANEL A | 18.B4 | USED
AF0094:07 | SC | 0V | WHT | 20 | 17.B7 | AF0094:11 | PANEL A | 17.C7 | USED
AF0094:SH | SC | AF0094G | GRN | 14 | 10.D4 | AF0096:SH | PANEL A | 10.D5 | USED
KA0221:14 | SC | 009502 | WHT | 20 | 66.B7 | AF0095:02 | PANEL A | 66.B6 | USED
AF0095:COM | SC | 0V | WHT | 14 | 10.D4 | XT0081:2 | PANEL A | 10.D1 | USED
AF0095:COM | SC | AF0095N | WHT | 16 | 10.D4 | AF0096:COM | PANEL A | 10.D5 | USED
AF0095:V+ | SC | FU0093 | WHT | 14 | 10.D4 | FU0093:LD | PANEL A | 10.D1 | USED
AF0095:V+ | SC | AF0095P | WHT | 16 | 10.D4 | AF0096:V+ | PANEL A | 10.D5 | USED
AF0096:COM | SC | AF0096N | WHT | 16 | 10.D5 | AF0097:COM | PANEL A | 10.D6 | USED
AF0096:SH | SC | AF0096G | GRN | 14 | 10.D5 | AF0097:SH | PANEL A | 10.D6 | USED
AF0096:V+ | SC | AF0096P | WHT | 16 | 10.D5 | AF0097:V+ | PANEL A | 10.D6 | USED
AF0097:SH | SC | AU0090GND | GRN | 14 | 10.D6 | AU0090:GND | PANEL A | 10.C1 | USED
AU0080:COM | SC | 0V | WHT | 14 | 10.A1 | XT0080:1 | PANEL A | 10.B1 | USED
AU0080:V+ | SC | FU0080 | WHT | 14 | 10.A1 | FU0080:LD | PANEL A | 10.B1 | USED
AU0090:COM | SC | 0V | WHT | 14 | 10.C1 | XT0081:1 | PANEL A | 10.D1 | USED
AU0090:V+ | SC | FU0090 | WHT | 14 | 10.C1 | FU0090:LD | PANEL A | 10.D1 | USED
FU0010:LI | SC | FU0137 | WHT | 14 | 18.A5 | FU0139:LI | PANEL A | 18.A5 | USED
FU0010:LI | SC | FU0137 | WHT | 14 | 18.A5 | XT0139:1 | PANEL A | 18.A4 | USED
FU0012:LI | SC | 523POS | --- | BUS | 17.B3 | FU0013:LI | PANEL A | 17.B3 | USED
FU0012:LI | SC | 523POS | --- | BUS | 17.B3 | XT0014:1 | PANEL A | 17.B2 | USED
FU0013:LI | SC | 523POS | --- | BUS | 17.B3 | FU0014:LI | PANEL A | 17.C3 | USED
FU0014:LI | SC | 523POS | --- | BUS | 17.C3 | FU0015:LI | PANEL A | 17.C3 | USED
FU0015:LI | SC | 523POS | --- | BUS | 17.C3 | FU0016:LI | PANEL A | 17.C3 | USED
FU0016:LI | SC | 523POS | --- | BUS | 17.C3 | FU0017:LI | PANEL A | 17.C3 | USED
FU0032:LD | SC | 24V | WHT | 10 | 17.C5 | XT0032:1 | PANEL A | 17.C5 | USED
FU0032:LI | SC | 24V1 | WHT | 10 | 17.C5 | UJ0131:OUT(+) | PANEL A | 17.B4 | USED
FU0080:LI | SC | FU0137 | WHT | 14 | 10.B1 | XT0139:1 | PANEL A | 18.A4 | USED
FU0090:LI | SC | FU0137 | WHT | 14 | 10.D1 | FU0091:LI | PANEL A | 10.D1 | USED
FU0090:LI | SC | FU0137 | WHT | 14 | 10.D1 | XT0139:2 | PANEL A | 18.A4 | USED
FU0091:LI | SC | FU0137 | WHT | 14 | 10.D1 | FU0092:LI | PANEL A | 10.D1 | USED
FU0092:LI | SC | FU0137 | WHT | 14 | 10.D1 | FU0093:LI | PANEL A | 10.D1 | USED
FU0136:LD | SC | FU0136 | WHT | 10 | 18.A3 | XT0138:1 | PANEL A | 18.A3 | USED
FU0137:LD | SC | FU0137 | WHT | 14 | 18.A4 | XT0139:1 | PANEL A | 18.A4 | USED
FU0137:LI | SC | FU0136 | WHT | 10 | 18.A4 | XT0138:1 | PANEL A | 18.A3 | USED
FU0138:LI | SC | FU0137 | WHT | 14 | 18.A5 | XT0139:3 | PANEL A | 18.A4 | USED
FU0139:LD | SC | FU0139 | WHT | 14 | 18.A5 | XT0136:1 | PANEL A | 19.A2 | USED
FU0170:LI | SC | FU0136 | WHT | 12 | 18.A3 | XT0138:2 | PANEL A | 18.A3 | USED
FU9130:LD | SC | 0V2 | WHT | 16 | 18.B4 | XT0135:5 | PANEL A | 18.B5 | USED
FU9130:LI | SC | 0V | WHT | 16 | 18.B4 | XT0135:4 | PANEL A | 18.B4 | USED
GR0131: | SC | GR0131 | GRN/YEL | 14 | 5.A4 | FRAME | PANEL A | 5.A3 | USED
GR0132: | SC | GR0132 | GRN/YEL | 14 | 5.A4 | FRAME | PANEL A | 5.A3 | USED
KT0110:A1 | SC | FU0139 | WHT | 20 | 20.C1 | KA0110:11 | PANEL A | 20.C6 | USED
KA0110:11 | SC | FU0139 | WHT | 20 | 20.C1 | KA0112:11 | PANEL A | 20.B1 | USED
KA0110:A1 | SC | KA0137A1 | WHT | 20 | 19.D6 | KA0137:A1 | PANEL A | 19.D6 | USED
KA0110:A2 | SC | 0V | WHT | 20 | 19.D6 | KA0138:A2 | PANEL A | 19.D6 | USED
KA0110:A2 | SC | 0V | WHT | 20 | 19.D6 | KA0137:A2 | PANEL A | 19.D6 | USED
KA0111:11 | SC | 009209 | WHT | 20 | 108.A5 | KA3500:A1 | PANEL A | 108.A6 | USED
KA0111:14 | SC | KA011114 | WHT | 20 | 108.A5 | KA0131:21 | PANEL A | 108.A6 | USED
KA0111:A1 | SC | KA0111A1 | WHT | 20 | 20.C6 | KA0115:24 | PANEL A | 20.C2 | USED
KA0111:A2 | SC | 0V | WHT | 20 | 20.C6 | KA0112:A2 | PANEL A | 20.C6 | USED
KT0110:A2 | SC | 0V | WHT | 20 | 20.C6 | KA0111:A2 | PANEL A | 20.C6 | USED
KT0110:15 | SC | FU0139 | WHT | 20 | 20.B1 | KA0112:11 | PANEL A | 20.B1 | USED
KT0140:25 | SC | KT014025 | WHT | 20 | 20.B1 | KA0112:12 | PANEL A | 20.B2 | USED
KT0144:25 | SC | FU0139 | WHT | 20 | 20.C1 | KA0112:21 | PANEL A | 20.C1 | USED
KA0112:21 | SC | FU0139 | WHT | 20 | 20.C1 | KA0113:21 | PANEL A | 20.C1 | USED
KA0112:22 | SC | KA011521 | WHT | 20 | 20.C1 | KA0115:21 | PANEL A | 20.C2 | USED
KT0144:28 | SC | KA0112A1 | WHT | 20 | 20.C6 | KA0112:A1 | PANEL A | 20.C1 | USED
KA0113:11 | SC | PS35001 | WHT | 20 | 107.A6 | XT0091:1 | PANEL A | 107.A5 | USED
KT0110:A1 | SC | FU0139 | WHT | 20 | 20.C1 | KA0113:21 | PANEL A | 20.C6 | USED
KT0110:B1 | SC | KT0110B1 | WHT | 20 | 20.C1 | KA0113:24 | PANEL A | 20.C6 | USED
KA0113:A1 | SC | PS35002 | WHT | 20 | 107.A5 | XT0091:2 | PANEL A | 107.A5 | USED
KA0115:A1 | SC | KA0138A1 | WHT | 20 | 19.D6 | KA0138:A1 | PANEL A | 19.D6 | USED
KA0115:A2 | SC | 0V | WHT | 20 | 19.D6 | KA0138:A2 | PANEL A | 19.D6 | USED
KA0130:A1 | SC | 008135 | WHT | 20 | 22.C5 | KA0130:11 | PANEL A | 22.D6 | USED
KA0131:11 | SC | KA0135A1 | WHT | 20 | 19.D4 | KA0135:A1 | PANEL A | 19.D6 | USED
KA0131:12 | SC | KA013724 | WHT | 20 | 19.D4 | KA0137:24 | PANEL A | 19.D3 | USED
KA0131:A1 | SC | KA0231A1 | WHT | 20 | 19.B6 | KA0132:A1 | PANEL A | 19.B6 | USED
KA0131:A1 | SC | KA0231A1 | WHT | 20 | 19.B6 | XT0136:10 | PANEL A | 19.B5 | USED
KA0131:A2 | SC | 0V | WHT | 20 | 19.B6 | KA0132:A2 | PANEL A | 19.B6 | USED
KT0145:A2 | SC | 0V | WHT | 20 | 19.B6 | KA0131:A2 | PANEL A | 19.B6 | USED
KA0132:11 | SC | FU0139 | WHT | 20 | 19.A3 | KA0133:11 | PANEL A | 19.A3 | USED
KT0145:15 | SC | FU0139 | WHT | 20 | 19.A3 | KA0132:11 | PANEL A | 19.D2 | USED
KT0142:A1 | SC | KT0141A1 | WHT | 20 | 19.A3 | KA0132:12 | PANEL A | 19.A6 | USED
KA0132:12 | SC | KT0141A1 | WHT | 20 | 19.A3 | KA0133:12 | PANEL A | 19.A3 | USED
KA0132:21 | SC | KA0138A1 | WHT | 20 | 19.D4 | KA0138:A1 | PANEL A | 19.D6 | USED
KA0132:22 | SC | KA013222 | WHT | 20 | 19.D4 | KA0137:14 | PANEL A | 19.D3 | USED
KT0141:18 | SC | KA013222 | WHT | 20 | 19.D4 | KA0132:22 | PANEL A | 19.D2 | USED
KA0132:24 | SC | KA013224 | WHT | 20 | 19.D4 | KA0134:14 | PANEL A | 19.D3 | USED
KA0132:A1 | SC | KA0231A1 | WHT | 20 | 19.B6 | KA0141:A1 | PANEL A | 19.C6 | USED
KA0132:A2 | SC | 0V | WHT | 20 | 19.B6 | KA0141:A2 | PANEL A | 19.C6 | USED
KA0133:11 | SC | FU0139 | WHT | 20 | 19.A3 | KA0134:11 | PANEL A | 19.D3 | USED
KA0133:A2 | SC | 0V | WHT | 20 | 19.C6 | KA0134:A2 | PANEL A | 19.C6 | USED
KA0133:A2 | SC | 0V | WHT | 20 | 19.C6 | KA0141:A2 | PANEL A | 19.C6 | USED
KA0134:11 | SC | FU0139 | WHT | 20 | 19.D3 | KA0136:11 | PANEL A | 19.B4 | USED
KA0134:A1 | SC | KA0134A1 | WHT | 20 | 19.C6 | AF0091:12 | PANEL A | 113.C7 | USED
KA0134:A2 | SC | 0V | WHT | 20 | 19.C6 | KA0142:A2 | PANEL A | 20.B6 | USED
KA0135:A1 | SC | KA0135A1 | WHT | 20 | 19.D6 | KA0144:A1 | PANEL A | 19.C6 | USED
KA0135:A2 | SC | 0V | WHT | 20 | 19.D6 | KA0136:A2 | PANEL A | 19.D6 | USED
KA0135:A2 | SC | 0V | WHT | 20 | 19.D6 | KA0144:A2 | PANEL A | 19.C6 | USED
KA0136:11 | SC | FU0139 | WHT | 20 | 19.B4 | KA0137:21 | PANEL A | 19.D3 | USED
KA0136:14 | SC | KA013821 | WHT | 20 | 19.B4 | KA0138:21 | PANEL A | 19.B5 | USED
KA0136:A1 | SC | PS32002 | WHT | 20 | 19.D6 | XT0136:5 | PANEL A | 110.D5 | USED
KA0136:A2 | SC | 0V | WHT | 20 | 19.D6 | KA0137:A2 | PANEL A | 19.D6 | USED
KA0137:11 | SC | FU0139 | WHT | 20 | 19.D3 | KA0137:21 | PANEL A | 19.D3 | USED
KA0137:24 | SC | KA013724 | WHT | 20 | 19.D3 | AF0087:09 | PANEL A | 19.C4 | USED
KT0142:18 | SC | KA0137A1 | WHT | 20 | 19.D6 | KA0137:A1 | PANEL A | 19.D2 | USED
KA0138:11 | SC | KM3170EP | WHT | 20 | 113.C5 | XT0136:13 | PANEL A | 113.C5 | USED
KA0138:14 | SC | FU0139 | WHT | 20 | 113.C5 | XT0136:11 | PANEL A | 113.C6 | USED
KT0144:B1 | SC | KT0144B1 | WHT | 20 | 19.B5 | KA0138:24 | PANEL A | 19.B6 | USED
KA0140:21 | SC | KA130614 | WHT | 20 | 45.C6 | KA1306:14 | PANEL A | 45.C5 | USED
KA0140:24 | SC | FU0139 | WHT | 20 | 45.C6 | XT0136:11 | PANEL A | 113.C6 | USED
KA0140:A1 | SC | PS32002 | WHT | 20 | 19.A6 | XT0136:5 | PANEL A | 110.D5 | USED
KT0140:A2 | SC | 0V | WHT | 20 | 19.A6 | KA0140:A2 | PANEL A | 19.A6 | USED
KA0140:A2 | SC | 0V | WHT | 20 | 19.A6 | XT0136:3 | PANEL A | 19.A2 | USED
KT0146:A1 | SC | KT0146A1 | WHT | 20 | 19.B2 | KA0141:21 | PANEL A | 19.B2 | USED
KA0141:24 | SC | FU0139 | WHT | 20 | 19.B2 | XT0136:2 | PANEL A | 19.A2 | USED
KT0110:18 | SC | KA0142A1 | WHT | 20 | 20.B6 | KA0142:A1 | PANEL A | 20.B1 | USED
KA0142:A2 | SC | 0V | WHT | 20 | 20.B6 | KA0144:A2 | PANEL A | 19.C6 | USED
KT0110:A2 | SC | 0V | WHT | 20 | 20.B6 | KA0142:A2 | PANEL A | 20.C6 | USED
KA0144:22 | SC | KA014422 | WHT | 20 | 143.A6 | KA0176:A1 | PANEL A | 143.B5 | USED
KA0176:11 | SC | KA017611 | WHT | 20 | 143.A6 | XT0171:1 | PANEL A | 143.A5 | USED
KA0176:A1 | SC | KA014422 | WHT | 20 | 143.B5 | KA0177:A1 | PANEL A | 143.B5 | USED
KA0176:A2 | SC | 0V | WHT | 20 | 143.B5 | XT0171:7 | PANEL A | 143.B6 | USED
KA0176:A2 | SC | 0V | WHT | 20 | 143.B5 | KA0177:A2 | PANEL A | 143.B5 | USED
KA0177:11 | SC | KA017711 | WHT | 20 | 144.A6 | XT0171:3 | PANEL A | 144.A5 | USED
KA1306:11 | SC | KM1306EP | WHT | 20 | 45.C5 | XT0136:9 | PANEL A | 45.C5 | USED
KA3502:14 | SC | FU0139 | WHT | 20 | 113.C5 | XT0136:11 | PANEL A | 113.C6 | USED
KA3502:A1 | SC | KA3502A1 | LEAD | --- | 108.D6 | VD3502:--1N4007 | PANEL A | 108.C6 | USED
KA4203:A1 | SC | FU0210 | WHT | 20 | 121.A5 | KA4204:A1 | PANEL A | 121.A5 | USED
KA9130:A1 | SC | FU0137 | WHT | 14 | 18.B5 | XT0139:3 | PANEL A | 18.A4 | USED
KA9130:A2 | SC | 0V2 | WHT | 16 | 18.B5 | XT0135:5 | PANEL A | 18.B5 | USED
KT0110:15 | SC | FU0139 | WHT | 20 | 20.B1 | XT0136:2 | PANEL A | 19.A2 | USED
KT0110:18 | SC | KA0142A1 | WHT | 20 | 20.B1 | KT0141:28 | PANEL A | 20.B3 | USED
KT0140:15 | SC | FU0139 | WHT | 20 | 19.D1 | KT0142:15 | PANEL A | 19.D2 | USED
KT0140:15 | SC | FU0139 | WHT | 20 | 19.A2 | XT0136:2 | PANEL A | 19.A2 | USED
KT0140:16 | SC | KT014115 | WHT | 20 | 19.D1 | KT0141:15 | PANEL A | 19.D2 | USED
KT0140:18 | SC | KT0143A1 | WHT | 20 | 19.A2 | KT0143:A1 | PANEL A | 19.A6 | USED
KT0140:26 | SC | KT014125 | WHT | 20 | 20.B2 | KT0141:25 | PANEL A | 20.B3 | USED
KT0140:A1 | SC | KT0140A1 | WHT | 20 | 19.A6 | KT0143:16 | PANEL A | 19.A5 | USED
KT0140:A2 | SC | 0V | WHT | 20 | 19.A6 | KT0141:A2 | PANEL A | 19.A6 | USED
KT0141:18 | SC | KA013222 | WHT | 20 | 19.D2 | KT0144:18 | PANEL A | 19.D2 | USED
KA0110:14 | SC | KA0142A1 | WHT | 20 | 20.B3 | KT0141:28 | PANEL A | 20.C1 | USED
KT0141:A1 | SC | KT0141A1 | WHT | 20 | 19.A6 | KT0143:15 | PANEL A | 19.A5 | USED
KT0141:A1 | SC | KT0141A1 | WHT | 20 | 19.A6 | KT0142:A1 | PANEL A | 19.A6 | USED
KT0141:A2 | SC | 0V | WHT | 20 | 19.A6 | KT0142:A2 | PANEL A | 19.A6 | USED
KT0142:15 | SC | FU0139 | WHT | 20 | 19.D2 | KT0144:A1 | PANEL A | 19.B6 | USED
KT0142:18 | SC | KA0137A1 | WHT | 20 | 19.D2 | KT0145:18 | PANEL A | 19.D2 | USED
KT0142:A2 | SC | 0V | WHT | 20 | 19.A6 | KT0143:A2 | PANEL A | 19.A6 | USED
KT0143:A2 | SC | 0V | WHT | 20 | 19.A6 | KT0144:A2 | PANEL A | 19.B6 | USED
KT0144:15 | SC | FU0139 | WHT | 20 | 19.D2 | KT0145:15 | PANEL A | 19.D2 | USED
KT0144:15 | SC | FU0139 | WHT | 20 | 19.D2 | KT0144:A1 | PANEL A | 19.B6 | USED
KT0144:A2 | SC | 0V | WHT | 20 | 19.B6 | KT0145:A2 | PANEL A | 19.B6 | USED
PC0470:INP_A | SC | 009312 | WHT | 20 | 40.B5 | PC0470:INP_B | PANEL A | 40.B5 | USED
PEG0130:3 | SC | 0V2 | GRN/YEL | 12 | 18.C5 | XT0135:5 | PANEL A | 18.B5 | USED
QS0011:LD-1 | SC | UJ0131P | WHT | 12 | 17.B3 | UJ0131:+ | PANEL A | 17.B4 | USED
QS0011:LD-3 | SC | UJ0131N | WHT | 12 | 17.B3 | UJ0131:- | PANEL A | 17.B4 | USED
RR0851: -3.01K OHM | SC | 007405 | LEAD | --- | 17.C6 | XT0085:2 | PANEL A | 17.C6 | USED
RR0851: -3.01K OHM | SC | 24V | LEAD | --- | 17.C6 | XT0085:1 | PANEL A | 17.C6 | USED
RR0852: -1.0K OHM | SC | 007405 | LEAD | --- | 17.C6 | XT0085:2 | PANEL A | 17.C6 | USED
UJ0131:G | SC | UJ0131G | GRN/YEL | 12 | 17.B4 | FRAME | PANEL A | 17.B4 | USED
UJ0131:OUT(-) | SC | 0V | WHT | 10 | 17.B4 | XT0032:3 | PANEL A | 17.C5 | USED
KA0115:11 | SC | KA3502A1 | LEAD | --- | 108.C6 | VD3502:--1N4007 | PANEL A | 108.C5 | USED
VD6211:--1N4007 | SC | KA017611 | LEAD | --- | 143.A5 | XT0171:1 | PANEL A | 143.A5 | USED
VD6211:+-1N4007 | SC | 009304 | LEAD | --- | 143.A5 | XT0171:2 | PANEL A | 143.A6 | USED
VD6212:--1N4007 | SC | KA017711 | LEAD | --- | 144.A5 | XT0171:3 | PANEL A | 144.A5 | USED
VD6212:+-1N4007 | SC | 009313 | LEAD | --- | 144.A5 | XT0171:4 | PANEL A | 144.A6 | USED
XT0032:1 | SC | 24V | WHT | 12 | 17.C5 | XT0085:1 | PANEL A | 17.C6 | USED
XT0032:3 | SC | 0V | WHT | 12 | 17.C5 | XT0085:3 | PANEL A | 17.C6 | USED
XT0080:1 | SC | 0V | WHT | 16 | 10.B1 | XT0135:2 | PANEL A | 18.B4 | USED
XT0134:3 | SC | 0V | WHT | 14 | 18.B3 | XT0137:4 | PANEL A | 40.D5 | USED
XT0135:1 | SC | 0V | WHT | 14 | 18.B4 | XT0134:1 | PANEL A | 18.B3 | USED
XT0135:1 | SC | 0V | WHT | 16 | 18.B4 | XT0136:3 | PANEL A | 19.A2 | USED
XT0135:2 | SC | 0V | WHT | 14 | 18.B4 | XT0081:1 | PANEL A | 10.D1 | USED
XT0136:1 | SC | FU0139 | WHT | 14 | 19.A2 | XT0136:4 | PANEL A | 110.D5 | USED
XT0136:11 | SC | FU0139 | WHT | 14 | 113.C6 | XT0136:1 | PANEL A | 19.A2 | USED
XT0136:12 | SC | 0V | WHT | 20 | 113.C6 | XT0136:3 | PANEL A | 19.A2 | USED
XT0138:3 | SC | FU0136 | WHT | 14 | 18.A3 | XT0137:3 | PANEL A | 40.D5 | USED
XT0171:7 | SC | 0V | WHT | 14 | 143.B6 | XT0134:2 | PANEL A | 18.B3 | USED
AU0080:L1 | WC0009 | AU0080L1 | ENET | CABLE | 10.A1 | AU0090:L2 | PANEL A | 10.C1 | USED
KA4203:A2 | SC | AI4361C | WHT | 20 | 121.A5 | XT0362:1 | GENERATOR PANEL | 121.A5 | USED
KA4204:A1 | SC | FU0210 | WHT | 20 | 121.A5 | XT0362:3 | GENERATOR PANEL | 121.B5 | USED
KA4204:A2 | SC | AI4361D1 | WHT | 20 | 121.A5 | XT0362:2 | GENERATOR PANEL | 121.A5 | USED
PEG0130:5 | SC | PEG0140G | GRN/YEL | 8 | 5.B2 | PEG0140:0 | GENERATOR PANEL | 5.B2 | USED
XT0136:10 | SC | KA0231A1 | WHT | 14 | 19.B5 | XT0334:2 | GENERATOR PANEL | 27.C2 | USED
XT0139:5 | SC | ESTOP | WHT | 20 | 21.B3 | XT0336:1 | GENERATOR PANEL | 27.C4 | USED
XT0134:3 | SC | 0V | WHT | 14 | 18.B3 | XT0681:2 | GENERATOR VIBRATION PANEL | 72.C5 | USED
XT0134:4 | SC | 0V | WHT | 14 | 18.B3 | XT0110:4 | GENERATOR VIBRATION PANEL | 24.C6 | USED
XT0135:3 | SC | 0V | WHT | 16 | 18.B4 | XT0290:5 | GENERATOR VIBRATION PANEL | 9.B6 | USED
XT0138:3 | SC | FU0136 | WHT | 14 | 18.A3 | FU2108:LI | GENERATOR VIBRATION PANEL | 18.A2 | USED
XT0138:4 | SC | FU0136 | WHT | 14 | 18.A3 | XT0110:1 | GENERATOR VIBRATION PANEL | 24.A6 | USED
XT0139:4 | SC | FU0137 | WHT | 14 | 18.A4 | XT0290:1 | GENERATOR VIBRATION PANEL | 9.B6 | USED
AF0088:42 | WC029003 | PDT11901 | RED | 20 | 57.A7 | AP0290:O:A3+ | GENERATOR VIBRATION PANEL | 57.A5 | USED
AF0088:10 | WC029003 | PDT11902 | BLK | 20 | 57.A7 | AP0290:O:C3- | GENERATOR VIBRATION PANEL | 57.A5 | USED
FLOATING | WC029003 | PDT1190S | SH | 20 | 57.A6 | AP0290:O:B3S | GENERATOR VIBRATION PANEL | 57.A5 | USED
AF0088:44 | WC029004 | PDT11911 | RED | 20 | 57.A7 | AP0290:O:A4+ | GENERATOR VIBRATION PANEL | 57.A5 | USED
AF0088:12 | WC029004 | PDT11912 | BLK | 20 | 57.A7 | AP0290:O:C4- | GENERATOR VIBRATION PANEL | 57.A5 | USED
FLOATING | WC029004 | PDT1191S | SH | 20 | 57.B6 | AP0290:O:B4S | GENERATOR VIBRATION PANEL | 57.A5 | USED
AF0088:46 | WC029005 | PDT11921 | RED | 20 | 57.B7 | AP0290:O:A5+ | GENERATOR VIBRATION PANEL | 57.B5 | USED
AF0088:14 | WC029005 | PDT11922 | BLK | 20 | 57.B7 | AP0290:O:C5- | GENERATOR VIBRATION PANEL | 57.B5 | USED
FLOATING | WC029005 | PDT1192S | SH | 20 | 57.B6 | AP0290:O:B5S | GENERATOR VIBRATION PANEL | 57.B5 | USED
AF0088:34 | WC029006 | PT11501 | RED | 20 | 57.B7 | AP0290:O:A6+ | GENERATOR VIBRATION PANEL | 57.B5 | USED
AF0088:02 | WC029006 | PT11502 | BLK | 20 | 57.B7 | AP0290:O:C6- | GENERATOR VIBRATION PANEL | 57.B5 | USED
FLOATING | WC029006 | PT1150S | SH | 20 | 57.C6 | AP0290:O:B6S | GENERATOR VIBRATION PANEL | 57.B5 | USED
AF0088:38 | WC029007 | PDT11531 | RED | 20 | 57.C7 | AP0290:O:A7+ | GENERATOR VIBRATION PANEL | 57.C5 | USED
AF0088:06 | WC029007 | PDT11532 | BLK | 20 | 57.C7 | AP0290:O:C7- | GENERATOR VIBRATION PANEL | 57.C5 | USED
FLOATING | WC029007 | PDT1153S | SH | 20 | 57.C6 | AP0290:O:B7S | GENERATOR VIBRATION PANEL | 57.C5 | USED
AF0088:40 | WC029008 | PT11971 | RED | 20 | 57.C7 | AP0290:O:A8+ | GENERATOR VIBRATION PANEL | 57.C5 | USED
AF0088:08 | WC029008 | PT11972 | BLK | 20 | 57.C7 | AP0290:O:C8- | GENERATOR VIBRATION PANEL | 57.C5 | USED
FLOATING | WC029008 | PT1197S | SH | 20 | 57.D6 | AP0290:O:B8S | GENERATOR VIBRATION PANEL | 57.C5 | USED
AF0085:42 | WC029010 | PDT11101 | RED | 20 | 58.C7 | AP0290:O:A10+ | GENERATOR VIBRATION PANEL | 58.C5 | USED
AF0085:10 | WC029010 | PDT11102 | BLK | 20 | 58.C7 | AP0290:O:C10- | GENERATOR VIBRATION PANEL | 58.C5 | USED
FLOATING | WC029010 | PDT1110S | SH | 20 | 58.C6 | AP0290:O:B10S | GENERATOR VIBRATION PANEL | 58.C5 | USED
AF0088:32 | WC029011 | PT11111 | RED | 20 | 58.C7 | AP0290:O:A11+ | GENERATOR VIBRATION PANEL | 58.C5 | USED
AF0088:00 | WC029011 | PT11112 | BLK | 20 | 58.C7 | AP0290:O:C11- | GENERATOR VIBRATION PANEL | 58.C5 | USED
FLOATING | WC029011 | PT1111S | SH | 20 | 58.D6 | AP0290:O:B11S | GENERATOR VIBRATION PANEL | 58.C5 | USED
AF0088:36 | WC029012 | PDT11121 | RED | 20 | 58.D7 | AP0290:O:A12+ | GENERATOR VIBRATION PANEL | 58.D5 | USED
AF0088:04 | WC029012 | PDT11122 | BLK | 20 | 58.D7 | AP0290:O:C12- | GENERATOR VIBRATION PANEL | 58.D5 | USED
FLOATING | WC029012 | PDT1112S | SH | 20 | 58.D6 | AP0290:O:B12S | GENERATOR VIBRATION PANEL | 58.D5 | USED
AF0086:42 | WC029013 | PT11701 | RED | 20 | 59.D7 | AP0290:O:A13+ | GENERATOR VIBRATION PANEL | 59.D5 | USED
AF0086:10 | WC029013 | PT11702 | BLK | 20 | 59.D7 | AP0290:O:C13- | GENERATOR VIBRATION PANEL | 59.D5 | USED
FLOATING | WC029013 | PT1170S | SH | 20 | 59.D6 | AP0290:O:B13S | GENERATOR VIBRATION PANEL | 59.D5 | USED
AF0086:40 | WC029023 | PDT21001 | RED | 20 | 71.A7 | AP0290:O:A23+ | GENERATOR VIBRATION PANEL | 71.A5 | USED
AF0086:08 | WC029023 | PDT21002 | BLK | 20 | 71.A7 | AP0290:O:C23- | GENERATOR VIBRATION PANEL | 71.A5 | USED
FLOATING | WC029023 | PDT2100S | SH | 20 | 71.A6 | AP0290:O:B23S | GENERATOR VIBRATION PANEL | 71.A5 | USED
AF0086:12 | WC029024 | FT21082 | WHT | 16 | 72.C7 | AP0290:O:A24+ | GENERATOR VIBRATION PANEL | 72.C5 | USED
AF0086:28 | WC029024 | 0V | BLK | 16 | 72.C7 | XT0681:2 | GENERATOR VIBRATION PANEL | 72.C5 | USED
FLOATING | WC029024 | FT2108S | SH | 16 | 72.C6 | AP0290:O:B24S | GENERATOR VIBRATION PANEL | 72.C5 | USED
AF0085:36 | WC029025 | PT33201 | RED | 20 | 110.C7 | AP0290:O:A25+ | GENERATOR VIBRATION PANEL | 110.C5 | USED
AF0085:04 | WC029025 | PT33202 | BLK | 20 | 110.C7 | AP0290:O:C25- | GENERATOR VIBRATION PANEL | 110.C5 | USED
FLOATING | WC029025 | PT3320S | SH | 20 | 110.C6 | AP0290:O:B25S | GENERATOR VIBRATION PANEL | 110.C5 | USED
AF0085:38 | WC029026 | PT32001 | RED | 20 | 110.B7 | AP0290:O:A26+ | GENERATOR VIBRATION PANEL | 110.B5 | USED
AF0085:06 | WC029026 | PT32002 | BLK | 20 | 110.B7 | AP0290:O:C26- | GENERATOR VIBRATION PANEL | 110.B5 | USED
FLOATING | WC029026 | PT3200S | SH | 20 | 110.B6 | AP0290:O:B26S | GENERATOR VIBRATION PANEL | 110.B5 | USED
AF0085:40 | WC029029 | PDT31001 | RED | 20 | 118.A7 | AP0290:O:A29+ | GENERATOR VIBRATION PANEL | 118.A5 | USED
AF0085:08 | WC029029 | PDT31002 | BLK | 20 | 118.A7 | AP0290:O:C29- | GENERATOR VIBRATION PANEL | 118.A5 | USED
FLOATING | WC029029 | PDT3100S | SH | 20 | 118.B6 | AP0290:O:B29S | GENERATOR VIBRATION PANEL | 118.A5 | USED
AF0086:38 | WC029030 | PDT61801 | RED | 20 | 136.A7 | AP0290:O:A30+ | GENERATOR VIBRATION PANEL | 136.A5 | USED
AF0086:06 | WC029030 | PDT61802 | BLK | 20 | 136.A7 | AP0290:O:C30- | GENERATOR VIBRATION PANEL | 136.A5 | USED
FLOATING | WC029030 | PDT6180S | SH | 20 | 136.A6 | AP0290:O:B30S | GENERATOR VIBRATION PANEL | 136.A5 | USED
AF0086:36 | WC029032 | PDT63101 | RED | 20 | 146.A7 | AP0290:O:A32+ | GENERATOR VIBRATION PANEL | 146.A5 | USED
AF0086:04 | WC029032 | PDT63102 | BLK | 20 | 146.A7 | AP0290:O:C32- | GENERATOR VIBRATION PANEL | 146.A5 | USED
FLOATING | WC029032 | PDT6310S | SH | 20 | 146.A6 | AP0290:O:B32S | GENERATOR VIBRATION PANEL | 146.A5 | USED
AF0085:44 | WC029107 | PDT32401 | RED | 20 | 110.B7 | AP0291:O:A7+ | GENERATOR VIBRATION PANEL | 110.B5 | USED
AF0085:12 | WC029107 | PDT32402 | BLK | 20 | 110.B7 | AP0291:O:C7- | GENERATOR VIBRATION PANEL | 110.B5 | USED
FLOATING | WC029107 | PDT3240S | SH | 20 | 110.B6 | AP0291:O:B7S | GENERATOR VIBRATION PANEL | 110.B5 | USED
AF0085:34 | WC029108 | LT31001 | RED | 20 | 115.A7 | AP0291:O:A8+ | GENERATOR VIBRATION PANEL | 115.A5 | USED
AF0085:02 | WC029108 | LT31002 | BLK | 20 | 115.A7 | AP0291:O:C8- | GENERATOR VIBRATION PANEL | 115.A5 | USED
FLOATING | WC029108 | LT3100S | SH | 20 | 115.A6 | AP0291:O:B8S | GENERATOR VIBRATION PANEL | 115.A5 | USED
GR0133: | SC | IEG00104 | GRN | 14 | 5.A4 | IEG0010:4 | GROUNDING BOX | 5.A3 | USED
GR0134: | SC | IEG00105 | GRN | 14 | 5.A4 | IEG0010:5 | GROUNDING BOX | 5.A3 | USED
XT0135:3 | SC | 0V | WHT | 14 | 18.B4 | UV0271:9- | ISOLATOR PANEL | 51.A5 | USED
XT0139:2 | SC | FU0137 | WHT | 14 | 18.A4 | FU0272:LI | ISOLATOR PANEL | 51.A6 | USED
AF0084:23 | WC2110 | 008423 | RED | 20 | 54.C7 | UAI1170:-7 | ISOLATOR PANEL | 54.C5 | USED
AF0084:07 | WC2110 | 008407 | WHT | 20 | 54.C7 | UAI1170:-5 | ISOLATOR PANEL | 54.C5 | USED
AF0084:06 | WC2110 | 008406 | BLK | 20 | 54.C7 | UAI1170:+6 | ISOLATOR PANEL | 54.C5 | USED
AF0084:54 | WC2110 | 008454 | SH | 20 | 54.C7 | FLOATING | ISOLATOR PANEL | 54.C6 | USED
AF0084:17 | WC2126 | 008417 | RED | 20 | 110.A7 | UAI3200:-7 | ISOLATOR PANEL | 110.A5 | USED
AF0084:01 | WC2126 | 008401 | WHT | 20 | 110.A7 | UAI3200:-5 | ISOLATOR PANEL | 110.A5 | USED
AF0084:00 | WC2126 | 008400 | BLK | 20 | 110.A7 | UAI3200:+6 | ISOLATOR PANEL | 110.A5 | USED
AF0084:48 | WC2126 | 008448 | SH | 20 | 110.A7 | FLOATING | ISOLATOR PANEL | 110.A6 | USED
AF0084:19 | WC2127 | 008419 | RED | 20 | 117.A7 | UAI3100:-7 | ISOLATOR PANEL | 117.A5 | USED
AF0084:03 | WC2127 | 008403 | WHT | 20 | 117.A7 | UAI3100:-5 | ISOLATOR PANEL | 117.A5 | USED
AF0084:02 | WC2127 | 008402 | BLK | 20 | 117.A7 | UAI3100:+6 | ISOLATOR PANEL | 117.A5 | USED
AF0084:50 | WC2127 | 008450 | SH | 20 | 117.A7 | FLOATING | ISOLATOR PANEL | 117.B6 | USED
AF0083:23 | WC2128 | 008323 | RED | 20 | 106.A7 | UAI3520:-7 | ISOLATOR PANEL | 106.A5 | USED
AF0083:07 | WC2128 | 008307 | WHT | 20 | 106.A7 | UAI3520:-5 | ISOLATOR PANEL | 106.A5 | USED
AF0083:06 | WC2128 | 008306 | BLK | 20 | 106.A7 | UAI3520:+6 | ISOLATOR PANEL | 106.A5 | USED
AF0083:54 | WC2128 | 008354 | SH | 20 | 106.A7 | FLOATING | ISOLATOR PANEL | 106.B6 | USED
AF0084:21 | WC2137 | 008421 | RED | 20 | 84.D7 | UAI0842:-7 | ISOLATOR PANEL | 84.D5 | USED
AF0084:05 | WC2137 | 008405 | WHT | 20 | 84.D7 | UAI0842:-5 | ISOLATOR PANEL | 84.D5 | USED
AF0084:04 | WC2137 | 008404 | BLK | 20 | 84.D7 | UAI0842:+6 | ISOLATOR PANEL | 84.D5 | USED
AF0084:52 | WC2137 | 008441 | SH | 20 | 84.D7 | FLOATING | ISOLATOR PANEL | 84.D6 | USED
AF0083:31 | WC2153 | 008331 | RED | 20 | 90.B7 | UAI1265:-7 | ISOLATOR PANEL | 90.B5 | USED
AF0083:15 | WC2153 | 008315 | WHT | 20 | 90.B7 | UAI1265:-5 | ISOLATOR PANEL | 90.B5 | USED
AF0083:14 | WC2153 | 008314 | BLK | 20 | 90.B7 | UAI1265:+6 | ISOLATOR PANEL | 90.B5 | USED
AF0083:62 | WC2153 | 008362 | SH | 20 | 90.B7 | FLOATING | ISOLATOR PANEL | 90.B6 | USED
AF0083:19 | WC2154 | 008319 | RED | 20 | 90.A7 | UAI1260:-7 | ISOLATOR PANEL | 90.A5 | USED
AF0083:03 | WC2154 | 008303 | WHT | 20 | 90.A7 | UAI1260:-5 | ISOLATOR PANEL | 90.A5 | USED
AF0083:02 | WC2154 | 008302 | BLK | 20 | 90.A7 | UAI1260:+6 | ISOLATOR PANEL | 90.A5 | USED
AF0083:50 | WC2154 | 008350 | SH | 20 | 90.A7 | FLOATING | ISOLATOR PANEL | 90.A6 | USED
AF0083:17 | WC2155 | 008317 | RED | 20 | 90.C7 | UAI1270:-7 | ISOLATOR PANEL | 90.C5 | USED
AF0083:01 | WC2155 | 008301 | WHT | 20 | 90.C7 | UAI1270:-5 | ISOLATOR PANEL | 90.C5 | USED
AF0083:00 | WC2155 | 008300 | BLK | 20 | 90.C7 | UAI1270:+6 | ISOLATOR PANEL | 90.C5 | USED
AF0083:48 | WC2155 | 008348 | SH | 20 | 90.C7 | FLOATING | ISOLATOR PANEL | 90.C6 | USED
AF0083:21 | WC2156 | 008321 | RED | 20 | 106.A7 | UAI3510:-7 | ISOLATOR PANEL | 106.A5 | USED
AF0083:05 | WC2156 | 008305 | WHT | 20 | 106.A7 | UAI3510:-5 | ISOLATOR PANEL | 106.A5 | USED
AF0083:04 | WC2156 | 008304 | BLK | 20 | 106.A7 | UAI3510:+6 | ISOLATOR PANEL | 106.A5 | USED
AF0083:52 | WC2156 | 008352 | SH | 20 | 106.A7 | FLOATING | ISOLATOR PANEL | 106.A6 | USED
AF0083:25 | WC2157 | 008325 | RED | 20 | 106.B7 | UAI3540:-7 | ISOLATOR PANEL | 106.B5 | USED
AF0083:09 | WC2157 | 008309 | WHT | 20 | 106.B7 | UAI3540:-5 | ISOLATOR PANEL | 106.B5 | USED
AF0083:08 | WC2157 | 008308 | BLK | 20 | 106.B7 | UAI3540:+6 | ISOLATOR PANEL | 106.B5 | USED
AF0083:56 | WC2157 | 008356 | SH | 20 | 106.B7 | FLOATING | ISOLATOR PANEL | 106.B6 | USED
AF0084:25 | WC2161 | 008425 | RED | 20 | 106.C7 | UAI3530:-7 | ISOLATOR PANEL | 106.C5 | USED
AF0084:09 | WC2161 | 008409 | WHT | 20 | 106.C7 | UAI3530:-5 | ISOLATOR PANEL | 106.C5 | USED
AF0084:08 | WC2161 | 008408 | BLK | 20 | 106.C7 | UAI3530:+6 | ISOLATOR PANEL | 106.C5 | USED
AF0084:56 | WC2161 | 008456 | SH | 20 | 106.C7 | FLOATING | ISOLATOR PANEL | 106.C6 | USED
AF0083:29 | WC2162 | 008329 | RED | 20 | 137.C7 | UAI0836:-7 | ISOLATOR PANEL | 137.C5 | USED
AF0083:13 | WC2162 | 008313 | WHT | 20 | 137.C7 | UAI0836:-5 | ISOLATOR PANEL | 137.C5 | USED
AF0083:12 | WC2162 | 008312 | BLK | 20 | 137.C7 | UAI0836:+6 | ISOLATOR PANEL | 137.C5 | USED
AF0083:60 | WC2162 | 008360 | SH | 20 | 137.C7 | FLOATING | ISOLATOR PANEL | 137.C6 | USED
AF0083:27 | WC2180 | 008327 | RED | 20 | 50.A6 | UAI1110:-7 | ISOLATOR PANEL | 50.A5 | USED
AF0083:11 | WC2180 | 008311 | WHT | 20 | 50.A6 | UAI1110:-5 | ISOLATOR PANEL | 50.A5 | USED
AF0083:10 | WC2180 | 008310 | BLK | 20 | 50.A6 | UAI1110:+6 | ISOLATOR PANEL | 50.A5 | USED
AF0083:58 | WC2180 | 008358 | SH | 20 | 50.A6 | FLOATING | ISOLATOR PANEL | 50.A6 | USED
AF0094:29 | WC2181 | 009429 | RED | 20 | 50.A6 | UAI1111:-7 | ISOLATOR PANEL | 50.A5 | USED
AF0094:13 | WC2181 | 009413 | WHT | 20 | 50.A6 | UAI1111:-5 | ISOLATOR PANEL | 50.A5 | USED
AF0094:12 | WC2181 | 009412 | BLK | 20 | 50.A6 | UAI1111:+6 | ISOLATOR PANEL | 50.A5 | USED
AF0094:60 | WC2181 | 009460 | SH | 20 | 50.A6 | FLOATING | ISOLATOR PANEL | 50.B6 | USED
AF0094:31 | WC2182 | 009431 | RED | 20 | 50.B6 | UAI1112:-7 | ISOLATOR PANEL | 50.B5 | USED
AF0094:15 | WC2182 | 009415 | WHT | 20 | 50.B6 | UAI1112:-5 | ISOLATOR PANEL | 50.B5 | USED
AF0094:14 | WC2182 | 009414 | BLK | 20 | 50.B6 | UAI1112:+6 | ISOLATOR PANEL | 50.B5 | USED
AF0094:62 | WC2182 | 009462 | SH | 20 | 50.B6 | FLOATING | ISOLATOR PANEL | 50.B6 | USED
AF0084:10 | WC2206 | 008410 | RED | 20 | 54.A7 | UAI0755:7+ | ISOLATOR PANEL | 54.A5 | USED
AF0084:11 | WC2206 | 008411 | BLK | 20 | 54.A7 | UAI0755:8- | ISOLATOR PANEL | 54.A5 | USED
AF0084:58 | WC2206 | 008458 | SH | 20 | 54.A7 | FLOATING | ISOLATOR PANEL | 54.A6 | USED
AF0094:02 | WC2207 | 009402 | RED | 20 | 55.A7 | UAI0760:+7 | ISOLATOR PANEL | 55.A5 | USED
AF0094:03 | WC2207 | 009403 | BLK | 20 | 55.A7 | UAI0760:-8 | ISOLATOR PANEL | 55.A5 | USED
AF0094:50 | WC2207 | 009450 | SH | 20 | 55.A7 | FLOATING | ISOLATOR PANEL | 55.A6 | USED
AF0084:12 | WC2306 | 008412 | RED | 20 | 54.A7 | UAI0756:7+ | ISOLATOR PANEL | 54.A5 | USED
AF0084:13 | WC2306 | 008413 | BLK | 20 | 54.A7 | UAI0756:8- | ISOLATOR PANEL | 54.A5 | USED
AF0084:60 | WC2306 | 008460 | SH | 20 | 54.A7 | FLOATING | ISOLATOR PANEL | 54.A6 | USED
AF0084:14 | WC2406 | 008414 | RED | 20 | 54.B7 | UAI0757:7+ | ISOLATOR PANEL | 54.B5 | USED
AF0084:15 | WC2406 | 008415 | BLK | 20 | 54.B7 | UAI0757:8- | ISOLATOR PANEL | 54.B5 | USED
AF0084:62 | WC2406 | 008462 | SH | 20 | 54.B7 | FLOATING | ISOLATOR PANEL | 54.B6 | USED
AF0097:17 | WC3320 | 009717 | RED | 20 | 117.B7 | UAI3300:-7 | ISOLATOR PANEL | 117.B5 | USED
AF0097:01 | WC3320 | 009701 | WHT | 20 | 117.B7 | UAI3300:-5 | ISOLATOR PANEL | 117.B5 | USED
AF0097:00 | WC3320 | 009700 | BLK | 20 | 117.B7 | UAI3300:+6 | ISOLATOR PANEL | 117.B5 | USED
AF0097:48 | WC3320 | 009748 | SH | 20 | 117.B7 | FLOATING | ISOLATOR PANEL | 117.C6 | USED
AF0097:19 | WC3321 | 009719 | RED | 20 | 117.C7 | UAI3400:-7 | ISOLATOR PANEL | 117.C5 | USED
AF0097:03 | WC3321 | 009703 | WHT | 20 | 117.C7 | UAI3400:-5 | ISOLATOR PANEL | 117.C5 | USED
AF0097:02 | WC3321 | 009702 | BLK | 20 | 117.C7 | UAI3400:+6 | ISOLATOR PANEL | 117.C5 | USED
AF0097:50 | WC3321 | 009750 | SH | 20 | 117.C7 | FLOATING | ISOLATOR PANEL | 117.C6 | USED
AF0097:21 | WC6670 | * | RED | 20 | 133.A6 | UAI0851:-7 | ISOLATOR PANEL | 133.A5 | USED
AF0097:05 | WC6670 | * | WHT | 20 | 133.A6 | UAI0851:-5 | ISOLATOR PANEL | 133.A5 | USED
AF0097:04 | WC6670 | * | BLK | 20 | 133.A6 | UAI0851:+6 | ISOLATOR PANEL | 133.A5 | USED
AF0097:52 | WC6670 | * | SH | 20 | 133.A6 | FW26:1 | ISOLATOR PANEL | 133.A6 | USED
AF0091:02 | SC | AP0612NO | WHT | 16 | 25.A6 | AP0612:NO | ORBIT 60 | 25.A2 | USED
AF0091:08 | SC | AP0628NC1 | WHT | 16 | 25.B6 | AP0628:NC1 | ORBIT 60 | 25.C2 | USED
AF0091:11 | SC | AP0628NC2 | WHT | 16 | 25.C6 | AP0628:NC2 | ORBIT 60 | 25.C2 | USED
AF0091:13 | SC | AP0628NC3 | WHT | 16 | 25.D6 | AP0628:NC3 | ORBIT 60 | 25.D2 | USED
AF0091:34 | SC | AP0612ARM | WHT | 16 | 25.A6 | AP0612:ARM | ORBIT 60 | 25.A2 | USED
AF0091:40 | SC | AP0628ARM1 | WHT | 16 | 25.B6 | AP0628:ARM1 | ORBIT 60 | 25.C2 | USED
AF0091:43 | SC | AP0628ARM2 | WHT | 16 | 25.C6 | AP0628:ARM2 | ORBIT 60 | 25.C2 | USED
AF0091:45 | SC | AP0628ARM3 | WHT | 16 | 25.D6 | AP0628:ARM3 | ORBIT 60 | 25.D2 | USED
AF0081:00 | SC | UA1200J21 | WHT | 20 | 21.A7 | KA0241:11 | PANEL B | 21.A5 | USED
AF0081:01 | SC | KA024314 | WHT | 20 | 21.B7 | KA0243:14 | PANEL B | 21.B6 | USED
AF0081:02 | SC | KA024524 | WHT | 20 | 21.B7 | KA0245:24 | PANEL B | 21.B6 | USED
AF0081:08 | SC | KA024214 | WHT | 20 | 21.C7 | KA0242:14 | PANEL B | 21.C6 | USED
AF0081:09 | SC | KA023924 | WHT | 20 | 21.A7 | KA0239:24 | PANEL B | 21.B6 | USED
AF0081:33 | SC | KA024311 | WHT | 20 | 21.B7 | KA0243:11 | PANEL B | 21.B6 | USED
AF0081:34 | SC | KA024521 | WHT | 20 | 21.B7 | KA0245:21 | PANEL B | 21.B6 | USED
AF0081:41 | SC | KA023921 | WHT | 20 | 21.A7 | KA0239:21 | PANEL B | 21.B6 | USED
AF0083:SH | SC | IEG023011 | GRN | 14 | 10.B3 | IEG0230:11 | PANEL B | 10.B3 | USED
AF0092:13 | SC | 009213 | WHT | 20 | 38.C7 | XT0237:2 T2 | PANEL B | 38.C5 | USED
AF0092:33 | SC | 009233 | WHT | 20 | 108.C7 | KA0234:22 | PANEL B | 108.C6 | USED
AF0093:09 | SC | 009309 | WHT | 20 | 49.B7 | KA0233:24 | PANEL B | 49.B5 | USED
AF0094:SH | SC | IEG02302 | GRN | 14 | 10.D4 | IEG0230:2 | PANEL B | 10.D4 | USED
AF0095:18 | SC | SV21202 | WHT | 20 | 66.B7 | XT0060:4 | PANEL B | 66.B5 | USED
FU0138:LD | SC | FU0138 | WHT | 14 | 18.A5 | XT0071:1 | PANEL B | 88.A5 | USED
FU0170:LD | SC | FU0170 | WHT | 16 | 18.A3 | KA0232:21 | PANEL B | 143.A6 | USED
KA0115:14 | SC | KA023421 | WHT | 20 | 108.C5 | KA0234:21 | PANEL B | 108.C6 | USED
KA0134:A1 | SC | KA0134A1 | WHT | 20 | 19.C6 | AF0067:12 | PANEL B | 113.D7 | USED
KA0141:21 | SC | KT0146A1 | WHT | 20 | 19.B2 | KA0241:21 | PANEL B | 19.B2 | USED
KA0141:24 | SC | FU0139 | WHT | 20 | 19.B2 | KA0241:24 | PANEL B | 19.B2 | USED
KA0144:21 | SC | KA023222 | WHT | 20 | 143.A6 | KA0232:22 | PANEL B | 143.A6 | USED
KA0144:22 | SC | KA014422 | WHT | 20 | 143.A6 | KA0249:12 | PANEL B | 143.A6 | USED
KA0221:11 | SC | KA022111 | WHT | 20 | 66.B6 | KA0235:24 | PANEL B | 66.B5 | USED
KA0221:A1 | SC | 007602 | WHT | 20 | 66.B6 | AF0076:02 | PANEL B | 66.B7 | USED
KA0221:A2 | SC | 007618 | WHT | 20 | 66.B6 | AF0076:18 | PANEL B | 66.B7 | USED
KA2645:A1 | SC | 005200 | WHT | 20 | 85.B5 | AF0052:00 | PANEL B | 85.B7 | USED
KA2645:A2 | SC | 005216 | WHT | 20 | 85.B5 | AF0052:16 | PANEL B | 85.B7 | USED
KA4203:A1 | SC | FU0210 | WHT | 20 | 121.A5 | XT0233:3 | PANEL B | 18.C4 | USED
KA6211:A1 | SC | KA6211A1 | WHT | 20 | 143.A6 | KA0246:14 | PANEL B | 143.A5 | USED
KA6212:A1 | SC | KA6212A1 | WHT | 20 | 144.A6 | KA0247:14 | PANEL B | 144.A5 | USED
KT0145:A1 | SC | KA024412 | WHT | 20 | 19.B6 | KA0244:12 | PANEL B | 21.D4 | USED
KT0146:15 | SC | KT014615 | WHT | 20 | 21.C6 | AF0076:10 | PANEL B | 21.C7 | USED
KT0146:18 | SC | KA024214 | WHT | 20 | 21.C6 | KA0231:14 | PANEL B | 21.C6 | USED
KT0146:A2 | SC | KT0146A2 | WHT | 20 | 19.B2 | AF0076:29 | PANEL B | 19.B2 | USED
KT0146:B1 | SC | KT0146B1 | WHT | 20 | 19.B2 | AF0076:13 | PANEL B | 19.B2 | USED
XT0085:2 | SC | 007405 | WHT | 20 | 17.C6 | AF0074:05 | PANEL B | 17.B7 | USED
XT0134:4 | SC | 0V | WHT | 14 | 18.B3 | XT0235:1 | PANEL B | 18.D4 | USED
XT0135:1 | SC | 0V | WHT | 16 | 18.B4 | KA1020:24 | PANEL B | 46.A5 | USED
XT0136:1 | SC | FU0139 | WHT | 14 | 19.A2 | XT0240:11 | PANEL B | 21.C4 | USED
XT0136:10 | SC | KA0231A1 | WHT | 20 | 19.B5 | KA0242:11 | PANEL B | 21.C6 | USED
XT0136:3 | SC | 0V | WHT | 14 | 19.A2 | XT0240:10 | PANEL B | 21.D3 | USED
XT0136:6 | SC | PS32004 | WHT | 20 | 110.D5 | KA0240:11 | PANEL B | 110.D6 | USED
XT0136:7 | SC | UF1300 | WHT | 20 | 110.D6 | KA0240:14 | PANEL B | 110.D6 | USED
XT0137:1 | SC | ESTOPA | WHT | 20 | 39.B5 | XT0240:3 | PANEL B | 21.A3 | USED
XT0137:2 | SC | ESTOP | WHT | 20 | 39.B5 | XT0240:4 | PANEL B | 21.A3 | USED
XT0138:4 | SC | FU0136 | WHT | 12 | 18.A3 | FU0210:LI | PANEL B | 18.C4 | USED
XT0139:3 | SC | FU0137 | WHT | 14 | 18.A4 | FU0211:LI | PANEL B | 18.A4 | USED
XT0139:5 | SC | ESTOP | WHT | 20 | 21.B3 | XT0240:4 | PANEL B | 21.A3 | USED
XT0171:1 | SC | KA017611 | WHT | 20 | 143.A5 | KA0246:11 | PANEL B | 143.A5 | USED
XT0171:3 | SC | KA017711 | WHT | 20 | 144.A5 | KA0247:11 | PANEL B | 144.A5 | USED
AU0080:L2 | WC0008 | AU0080L2 | ENET | CABLE | 10.A1 | AU0070:L1 | PANEL B | 11.A2 | USED
FU0010:LD | SC | FU0010 | WHT | 14 | 18.A5 | UV0600:(+) | PLC PANEL | 6.B2 | USED
XT0135:1 | SC | 0V | WHT | 14 | 18.B4 | UV0600:(-) | PLC PANEL | 6.B2 | USED
XT0135:3 | SC | 0V | WHT | 16 | 18.B4 | BA1201:V1(-) | PLC PANEL | 4.B6 | USED
XT0135:3 | SC | 0V | WHT | 16 | 18.B4 | BA1200:V1(-) | PLC PANEL | 4.C6 | USED
XT0135:4 | SC | 0V | WHT | 16 | 18.B4 | BA1202:V1(-) | PLC PANEL | 4.A6 | USED
XT0139:4 | SC | FU0137 | WHT | 16 | 18.A4 | BA1200:V1(+) | PLC PANEL | 4.C6 | USED
XT0139:4 | SC | FU0137 | WHT | 16 | 18.A4 | BA1202:V1(+) | PLC PANEL | 4.A6 | USED
XT0139:4 | SC | FU0137 | WHT | 16 | 18.A4 | BA1201:V1(+) | PLC PANEL | 4.B6 | USED
AF0081:05 | SC | TCP18B2 | WHT | 20 | 15.D6 | XT0563:9 | PWR DISTRIBUTION RAIL | 15.D6 | USED
AF0081:37 | SC | TCP18B1 | WHT | 20 | 15.D6 | XT0563:8 | PWR DISTRIBUTION RAIL | 15.D6 | USED
XT0134:2 | SC | 0V | WHT | 16 | 18.B3 | XT0560:2 | PWR DISTRIBUTION RAIL | 13.B2 | USED
XT0138:2 | SC | FU0136 | WHT | 16 | 18.A3 | XT0560:1 | PWR DISTRIBUTION RAIL | 13.A2 | USED
AF0091:10 | SC | UJ0031OK2 | WHT | 20 | 17.D7 | UJ0031:OK2 | REDUNDANT POWER SUPPLY | 17.D4 | USED
AF0091:42 | SC | UJ0031OK1 | WHT | 20 | 17.D7 | UJ0031:OK1 | REDUNDANT POWER SUPPLY | 17.D4 | USED
AF0094:08 | SC | UJ0031VIN | WHT | 20 | 17.C7 | UJ0031:VIN | REDUNDANT POWER SUPPLY | 17.D4 | USED
AF0094:10 | SC | UJ0031IOUT | WHT | 20 | 17.C7 | UJ0031:IOUT | REDUNDANT POWER SUPPLY | 17.D4 | USED
FU0136:LI | SC | 24V | WHT | 10 | 18.A3 | XT0033:2 | REDUNDANT POWER SUPPLY | 17.D5 | USED
UJ0131:IS | SC | UJ0131IS | WHT | 20 | 17.B4 | UJ0031:IS | REDUNDANT POWER SUPPLY | 17.D4 | USED
XT0012:1 | SC | QS00311 | WHT | 12 | 17.D3 | QS0031:LI-2 | REDUNDANT POWER SUPPLY | 17.D3 | USED
XT0012:2 | SC | QS00312 | WHT | 12 | 17.D3 | QS0031:LI-4 | REDUNDANT POWER SUPPLY | 17.D3 | USED
XT0032:2 | SC | 24V | WHT | 10 | 17.C5 | XT0033:2 | REDUNDANT POWER SUPPLY | 17.D5 | USED
XT0032:4 | SC | 0V | WHT | 10 | 17.C5 | XT0033:3 | REDUNDANT POWER SUPPLY | 17.D5 | USED
XT0134:1 | SC | 0V | WHT | 14 | 18.B3 | XT0033:3 | REDUNDANT POWER SUPPLY | 17.D5 | USED
AU0090:L1 | WC0045 | AF0450L2 | ENET | CABLE | 10.C1 | AF0450:L2 | VIBRATION DOOR PANEL | 26.C3 | USED
SolarTools ver. 24.0.84.24712 (Jul 31, 2025)
Report date: 2/20/2026 2:59 PM

## PANEL B
PANEL B
CONTROL CONSOLE (UNIT PANEL B)
Project # | 4M401
Project Name | FPSO GTG GENERATORS
Revision | C.2
Controls DE | J. SHORTER
Phone: | 0
Controls ME
Phone:
From | [5 empty] | To
Device ID | Cable (W) Conductor (SC) Jumper Clip (JC) | Wire No. | Wire ID | Gauge/Size | Page/Zone | Device ID | Location | Page/Zone
XT0002:3 | JC | FU0210 | CLIP | --- | 3.C5 | XT0002:4 | PANEL B | 3.D5 | USED
XT0002:5 | JC | 0V | CLIP | --- | 3.D5 | XT0002:6 | PANEL B | 3.D5 | USED
XT0050:1 | JC | 0V | CLIP | --- | 12.B1 | XT0050:2 | PANEL B | 12.B1 | USED
XT0050:2 | JC | 0V | CLIP | --- | 12.B1 | XT0050:3 | PANEL B | 12.B1 | USED
XT0060:1 | JC | 0V | CLIP | --- | 11.D1 | XT0060:2 | PANEL B | 11.D1 | USED
XT0233:1 | JC | FU0210 | CLIP | --- | 18.C4 | XT0233:2 | PANEL B | 18.C4 | USED
XT0233:2 | JC | FU0210 | CLIP | --- | 18.C4 | XT0233:3 | PANEL B | 18.C4 | USED
XT0235:1 | JC | 0V | CLIP | --- | 18.D4 | XT0235:2 | PANEL B | 18.D4 | USED
XT0235:2 | JC | 0V | CLIP | --- | 18.D4 | XT0235:3 | PANEL B | 18.D4 | USED
XT0240:11 | JC | FU0139 | CLIP | --- | 21.C4 | XT0240:12 | PANEL B | 21.C4 | USED
XT0240:12 | JC | FU0139 | CLIP | --- | 21.C4 | XT0240:17 | PANEL B | 21.D4 | USED
XT0240:9 | JC | 0V | CLIP | --- | 21.D3 | XT0240:10 | PANEL B | 21.D3 | USED
KA0505:A1 | SC | 005110 | WHT | 20 | 43.A7 | AF0051:10 | PANEL B | 43.A5 | USED
KA0505:A2 | SC | 005126 | WHT | 20 | 43.A7 | AF0051:26 | PANEL B | 43.A5 | USED
AF0051:COM | SC | 0V | WHT | 14 | 12.B2 | XT0050:2 | PANEL B | 12.B1 | USED
AF0051:V+ | SC | FU0051 | WHT | 14 | 12.B2 | FU0051:LD | PANEL B | 12.B1 | USED
KA0224:14 | SC | KA022414 | WHT | 20 | 81.B7 | AF0052:04 | PANEL B | 81.B6 | USED
AF0052:COM | SC | 0V | WHT | 14 | 12.B3 | XT0050:2 | PANEL B | 12.B1 | USED
AF0052:V+ | SC | FU0052 | WHT | 14 | 12.B3 | FU0052:LD | PANEL B | 12.B1 | USED
KA9421:13(+) | SC | 005304 | WHT | 20 | 29.A7 | AF0053:04 | PANEL B | 29.A6 | USED
KA9422:13(+) | SC | 005306 | WHT | 20 | 29.A7 | AF0053:06 | PANEL B | 29.A6 | USED
KA9423:13(+) | SC | 005308 | WHT | 20 | 29.B7 | AF0053:08 | PANEL B | 29.B6 | USED
KA9424:13(+) | SC | 005310 | WHT | 20 | 29.B7 | AF0053:10 | PANEL B | 29.B6 | USED
KA9426:13(+) | SC | 005314 | WHT | 20 | 29.C7 | AF0053:14 | PANEL B | 29.C6 | USED
KA9421:14(-) | SC | 005320 | WHT | 20 | 29.A7 | AF0053:20 | PANEL B | 29.A6 | USED
KA9422:14(-) | SC | 005322 | WHT | 20 | 29.A7 | AF0053:22 | PANEL B | 29.A6 | USED
KA9423:14(-) | SC | 005324 | WHT | 20 | 29.B7 | AF0053:24 | PANEL B | 29.B6 | USED
KA9424:14(-) | SC | 005326 | WHT | 20 | 29.B7 | AF0053:26 | PANEL B | 29.B6 | USED
KA9426:14(-) | SC | 005330 | WHT | 20 | 29.C7 | AF0053:30 | PANEL B | 29.C6 | USED
AF0053:COM | SC | 0V | WHT | 14 | 12.B3 | XT0050:3 | PANEL B | 12.B1 | USED
AF0053:V+ | SC | FU0053 | WHT | 16 | 12.B3 | FU0053:LD | PANEL B | 12.B1 | USED
KA0977:11 | SC | 005402 | WHT | 20 | 132.B6 | AF0054:02 | PANEL B | 132.B6 | USED
KA0977:14 | SC | 005434 | WHT | 20 | 132.B6 | AF0054:34 | PANEL B | 132.B6 | USED
AF0054:COM | SC | AU0050N | WHT | 16 | 12.B4 | AU0050:COM | PANEL B | 12.A2 | USED
AF0054:COM | SC | AF0054N | WHT | 20 | 12.B4 | AF0055:COM | PANEL B | 12.B5 | USED
AF0054:V+ | SC | AU0050P | WHT | 14 | 12.B4 | AU0050:V+ | PANEL B | 12.A2 | USED
AF0054:V+ | SC | AF0054P | WHT | 20 | 12.B4 | AF0055:V+ | PANEL B | 12.B5 | USED
AF0055:COM | SC | AF0055N | WHT | 20 | 12.B5 | AF0056:COM | PANEL B | 12.B5 | USED
AF0055:SH | SC | IEG023013 | GRN | 14 | 12.B5 | IEG0230:13 | PANEL B | 12.B4 | USED
AF0055:SH | SC | AF0055G | GRN | 16 | 12.B5 | AF0056:SH | PANEL B | 12.B5 | USED
AF0055:V+ | SC | AF0055P | WHT | 20 | 12.B5 | AF0056:V+ | PANEL B | 12.B5 | USED
AF0056:SH | SC | AU0050GND | GRN | 14 | 12.B5 | AU0050:GND | PANEL B | 12.A2 | USED
KA0233:14 | SC | 006102 | WHT | 20 | 47.B7 | AF0061:02 | PANEL B | 47.B5 | USED
KA0234:14 | SC | 006114 | WHT | 20 | 48.B7 | AF0061:14 | PANEL B | 48.B5 | USED
AF0061:COM | SC | 0V | WHT | 14 | 11.C2 | XT0060:2 | PANEL B | 11.D1 | USED
AF0061:V+ | SC | FU0061 | WHT | 14 | 11.C2 | FU0061:LD | PANEL B | 11.D1 | USED
KA0222:14 | SC | 006200 | WHT | 20 | 67.A7 | AF0062:00 | PANEL B | 67.A6 | USED
AF0062:16 | SC | SV21242 | WHT | 20 | 67.A7 | XT0060:6 | PANEL B | 67.A5 | USED
AF0062:COM | SC | 0V | WHT | 14 | 11.C3 | XT0060:2 | PANEL B | 11.D1 | USED
AF0062:V+ | SC | FU0062 | WHT | 14 | 11.C3 | FU0062:LD | PANEL B | 11.D1 | USED
AF0063:COM | SC | AF0063N | WHT | 16 | 11.C3 | AF0064:COM | PANEL B | 11.C4 | USED
AF0063:COM | SC | AU0060N | WHT | 16 | 11.C3 | AU0060:COM | PANEL B | 11.C2 | USED
AF0063:V+ | SC | AF0063P | WHT | 16 | 11.C3 | AF0064:V+ | PANEL B | 11.C4 | USED
AF0063:V+ | SC | AU0060P | WHT | 16 | 11.C3 | AU0060:V+ | PANEL B | 11.C2 | USED
AF0064:COM | SC | AF0064N | WHT | 16 | 11.C4 | AF0065:COM | PANEL B | 11.C5 | USED
AF0064:SH | SC | AF0064G | GRN | 14 | 11.C4 | AF0065:SH | PANEL B | 11.C5 | USED
AF0064:SH | SC | IEG02304 | GRN | 14 | 11.C4 | IEG0230:4 | PANEL B | 11.D4 | USED
AF0064:V+ | SC | AF0064P | WHT | 16 | 11.C4 | AF0065:V+ | PANEL B | 11.C5 | USED
AF0065:COM | SC | AF0065N | WHT | 16 | 11.C5 | AF0068:COM | PANEL B | 11.C6 | USED
AF0065:SH | SC | AF0065G | GRN | 14 | 11.C5 | AF0066:SH | PANEL B | 11.C5 | USED
AF0065:V+ | SC | AF0065P | WHT | 16 | 11.C5 | AF0068:V+ | PANEL B | 11.C6 | USED
AF0066:COM | SC | 0V | WHT | 14 | 11.C5 | XT0060:2 | PANEL B | 11.D1 | USED
AF0066:SH | SC | AF0066G | GRN | 14 | 11.C5 | AF0068:SH | PANEL B | 11.C6 | USED
AF0066:V+ | SC | FU0063 | WHT | 16 | 11.C5 | FU0063:LD | PANEL B | 11.D1 | USED
KA0223:11 | SC | KA022311 | WHT | 20 | 80.B7 | AF0067:06 | PANEL B | 80.B6 | USED
AF0067:COM | SC | 0V | WHT | 14 | 11.C6 | XT0060:2 | PANEL B | 11.D1 | USED
AF0067:V+ | SC | FU0064 | WHT | 16 | 11.C6 | FU0064:LD | PANEL B | 11.D1 | USED
AF0068:SH | SC | AU0060GND | GRN | 14 | 11.C6 | AU0060:GND | PANEL B | 11.C2 | USED
AF0071:COM | SC | AF0071N | WHT | 16 | 11.B2 | AF0072:COM | PANEL B | 11.A3 | USED
AF0071:COM | SC | AU0070N | WHT | 16 | 11.B2 | AU0070:COM | PANEL B | 11.A2 | USED
AF0071:SH | SC | AF0071G | GRN | 14 | 11.B2 | AF0072:SH | PANEL B | 11.A3 | USED
AF0071:SH | SC | IEG02305 | GRN | 14 | 11.B2 | IEG0230:5 | PANEL B | 11.B2 | USED
AF0071:V+ | SC | AF0071P | WHT | 16 | 11.B2 | AF0072:V+ | PANEL B | 11.A3 | USED
AF0071:V+ | SC | AU0070P | WHT | 16 | 11.B2 | AU0070:V+ | PANEL B | 11.A2 | USED
AF0072:COM | SC | AF0072N | WHT | 16 | 11.A3 | AF0073:COM | PANEL B | 11.B3 | USED
AF0072:SH | SC | AF0072G | GRN | 14 | 11.A3 | AF0073:SH | PANEL B | 11.B3 | USED
AF0072:V+ | SC | AF0072P | WHT | 16 | 11.A3 | AF0073:V+ | PANEL B | 11.B3 | USED
AF0073:COM | SC | AF0073N | WHT | 16 | 11.B3 | AF0074:COM | PANEL B | 11.B4 | USED
AF0073:SH | SC | AF0073G | GRN | 14 | 11.B3 | AF0074:SH | PANEL B | 11.B4 | USED
AF0073:V+ | SC | AF0073P | WHT | 16 | 11.B3 | AF0074:V+ | PANEL B | 11.B4 | USED
AF0074:21 | SC | 0V | LEAD | --- | 17.B7 | RR0852: -1.0K OHM | PANEL B | 17.C6 | USED
AF0074:COM | SC | AF0074N | WHT | 16 | 11.B4 | AF0075:COM | PANEL B | 11.A5 | USED
AF0074:SH | SC | AF0074G | GRN | 14 | 11.B4 | AF0075:SH | PANEL B | 11.A5 | USED
AF0074:V+ | SC | AF0074P | WHT | 16 | 11.B4 | AF0075:V+ | PANEL B | 11.A5 | USED
AF0075:COM | SC | AF0075N | WHT | 16 | 11.A5 | AF0077:COM | PANEL B | 11.B6 | USED
AF0075:SH | SC | AF0075G | GRN | 14 | 11.A5 | AF0077:SH | PANEL B | 11.B6 | USED
AF0075:V+ | SC | AF0075P | WHT | 16 | 11.A5 | AF0077:V+ | PANEL B | 11.B6 | USED
KA0237:14 | SC | 007600 | WHT | 20 | 64.B7 | AF0076:00 | PANEL B | 64.B5 | USED
KA0222:A1 | SC | 007604 | WHT | 20 | 67.A7 | AF0076:04 | PANEL B | 67.A5 | USED
KA0223:A1 | SC | KA0223A1 | WHT | 20 | 80.B7 | AF0076:05 | PANEL B | 80.B6 | USED
KA0224:A1 | SC | KA0224A1 | WHT | 20 | 81.B7 | AF0076:06 | PANEL B | 81.B6 | USED
KA1020:A1 | SC | 007608 | WHT | 20 | 40.A7 | AF0076:08 | PANEL B | 40.A5 | USED
AF0076:12 | SC | 007612 | WHT | 20 | 22.C7 | XT0237:1 B2 | PANEL B | 22.C5 | USED
KA9425:13(+) | SC | 007615 | WHT | 20 | 29.C6 | AF0076:15 | PANEL B | 29.C6 | USED
KA0222:A2 | SC | 007620 | WHT | 20 | 67.A7 | AF0076:20 | PANEL B | 67.A5 | USED
KA0223:A2 | SC | KA0223A2 | WHT | 20 | 80.B7 | AF0076:21 | PANEL B | 80.B6 | USED
KA0224:A2 | SC | KA0224A2 | WHT | 20 | 81.B7 | AF0076:22 | PANEL B | 81.B6 | USED
KA1020:A2 | SC | 007624 | WHT | 20 | 40.A7 | AF0076:24 | PANEL B | 40.A5 | USED
KA0231:A2 | SC | KA0231A2 | WHT | 20 | 21.C7 | AF0076:26 | PANEL B | 21.C6 | USED
KA9425:14(-) | SC | 007631 | WHT | 20 | 29.C6 | AF0076:31 | PANEL B | 29.C6 | USED
AF0076:COM | SC | 0V | WHT | 14 | 11.A5 | XT0070:1 | PANEL B | 11.B1 | USED
AF0076:V+ | SC | FU0071 | WHT | 16 | 11.A5 | FU0071:LD | PANEL B | 11.B1 | USED
AF0077:SH | SC | AU0070GND | GRN | 14 | 11.B6 | AU0070:GND | PANEL B | 11.A2 | USED
XT0240:2 | SC | JP0 | VIO | 20 | 21.A3 | XT0240:1 | PANEL B | 21.A3 | USED
XT0240:7 | SC | JP82 | VIO | 20 | 21.C3 | XT0240:12 | PANEL B | 21.C4 | USED
XT0240:8 | SC | JP84 | VIO | 20 | 21.D3 | XT0240:17 | PANEL B | 21.D4 | USED
AU0050:COM | SC | 0V | WHT | 14 | 12.A2 | XT0050:1 | PANEL B | 12.B1 | USED
AU0050:V+ | SC | FU0050 | WHT | 14 | 12.A2 | FU0050:LD | PANEL B | 12.B1 | USED
AU0060:COM | SC | 0V | WHT | 14 | 11.C2 | XT0060:1 | PANEL B | 11.D1 | USED
AU0060:V+ | SC | FU0060 | WHT | 14 | 11.C2 | FU0060:LD | PANEL B | 11.C1 | USED
AU0070:COM | SC | 0V | WHT | 14 | 11.A2 | XT0070:1 | PANEL B | 11.B1 | USED
AU0070:V+ | SC | FU0070 | WHT | 16 | 11.A2 | FU0070:LD | PANEL B | 11.B1 | USED
FU0003:LI | SC | FU0210 | WHT | 16 | 3.D5 | XT0002:4 | PANEL B | 3.D5 | USED
FU0004:LI | SC | FU0210 | WHT | 16 | 3.C5 | XT0002:1 | PANEL B | 3.C5 | USED
FU0050:LI | SC | FU0210 | WHT | 14 | 12.B1 | FU0051:LI | PANEL B | 12.B1 | USED
FU0050:LI | SC | FU0210 | WHT | 14 | 12.B1 | XT0233:2 | PANEL B | 18.C4 | USED
FU0051:LI | SC | FU0210 | WHT | 14 | 12.B1 | FU0052:LI | PANEL B | 12.B1 | USED
FU0052:LI | SC | FU0210 | WHT | 14 | 12.B1 | FU0053:LI | PANEL B | 12.B1 | USED
FU0053:LI | SC | FU0210 | WHT | 14 | 12.B1 | FU0054:LI | PANEL B | 12.B1 | USED
FU0054:LI | SC | FU0210 | WHT | 14 | 12.B1 | FU0055:LI | PANEL B | 12.B1 | USED
FU0060:LI | SC | FU0210 | WHT | 14 | 11.C1 | XT0233:1 | PANEL B | 18.C4 | USED
FU0060:LI | SC | FU0210 | WHT | 14 | 11.C1 | FU0061:LI | PANEL B | 11.D1 | USED
FU0061:LI | SC | FU0210 | WHT | 14 | 11.D1 | FU0062:LI | PANEL B | 11.D1 | USED
FU0062:LI | SC | FU0210 | WHT | 14 | 11.D1 | FU0063:LI | PANEL B | 11.D1 | USED
FU0063:LI | SC | FU0210 | WHT | 14 | 11.D1 | FU0064:LI | PANEL B | 11.D1 | USED
FU0070:LI | SC | FU0210 | WHT | 14 | 11.B1 | XT0233:2 | PANEL B | 18.C4 | USED
FU0070:LI | SC | FU0210 | WHT | 14 | 11.B1 | FU0071:LI | PANEL B | 11.B1 | USED
FU0101:LI | SC | FU0210 | WHT | 16 | 4.B3 | XT0005:3 | PANEL B | 4.B3 | USED
FU0210:LD | SC | FU0210 | WHT | 14 | 18.C4 | XT0233:1 | PANEL B | 18.C4 | USED
KA1020:14 | SC | FU0211 | WHT | 14 | 18.A4 | FU0211:LD | PANEL B | 46.A5 | USED
KA0248:11 | SC | FU0212 | WHT | 16 | 18.C5 | FU0212:LD | PANEL B | 22.C6 | USED
FU0212:LD | SC | FU0212 | WHT | 16 | 18.C5 | XT0233:4 | PANEL B | 22.D5 | USED
FU0212:LI | SC | FU0210 | WHT | 14 | 18.C5 | XT0233:1 | PANEL B | 18.C4 | USED
GR0231: | SC | IEG023010 | GRN | 14 | 5.B4 | IEG0230:10 | PANEL B | 5.B3 | USED
GR0232: | SC | IEG02307 | GRN | 14 | 5.B4 | IEG0230:7 | PANEL B | 5.B3 | USED
GR0233: | SC | IEG02303 | GRN | 14 | 11.B3 | IEG0230:3 | PANEL B | 11.B2 | USED
KA0222:11 | SC | KA022211 | WHT | 20 | 67.A6 | KA0236:24 | PANEL B | 67.A5 | USED
KA0223:14 | SC | KA024024 | WHT | 20 | 80.B6 | KA0240:24 | PANEL B | 80.B5 | USED
KA0224:11 | SC | KA023814 | WHT | 20 | 81.B6 | KA0238:14 | PANEL B | 81.B5 | USED
KA0231:11 | SC | KA0231A1 | WHT | 20 | 21.C6 | KA0242:11 | PANEL B | 21.C6 | USED
KA0231:11 | SC | KA0231A1 | WHT | 20 | 21.C6 | KA0231:A1 | PANEL B | 21.C6 | USED
KA0231:14 | SC | KA024214 | WHT | 20 | 21.C6 | KA0242:14 | PANEL B | 21.C6 | USED
KA0231:21 | SC | KA023121 | WHT | 20 | 21.A4 | KA0245:14 | PANEL B | 21.A4 | USED
KA0231:A1 | SC | KA0231A1 | WHT | 20 | 21.C6 | KA0232:A1 | PANEL B | 21.D6 | USED
KA0231:A2 | SC | KA0231A2 | WHT | 20 | 21.C6 | KA0232:A2 | PANEL B | 21.D6 | USED
KA0232:22 | SC | KA023222 | WHT | 20 | 143.A6 | KA0249:11 | PANEL B | 143.A6 | USED
KA0232:A1 | SC | KA0231A1 | WHT | 20 | 21.D6 | KA0233:A1 | PANEL B | 21.D6 | USED
KA0232:A2 | SC | KA0231A2 | WHT | 20 | 21.D6 | KA0233:A2 | PANEL B | 21.D6 | USED
KA0233:A1 | SC | KA0231A1 | WHT | 20 | 21.D6 | KA0234:A1 | PANEL B | 21.D6 | USED
KA0233:A2 | SC | KA0231A2 | WHT | 20 | 21.D6 | KA0234:A2 | PANEL B | 21.D6 | USED
KA0235:11 | SC | UA1200J21 | WHT | 20 | 21.A5 | KA0241:11 | PANEL B | 21.A5 | USED
KA0235:11 | SC | UA1200J21 | WHT | 20 | 21.A5 | XT0060:3 | PANEL B | 22.D5 | USED
KA0235:14 | SC | KA024114 | WHT | 20 | 21.A5 | KA0241:14 | PANEL B | 21.A5 | USED
KA0235:A1 | SC | ESTOP | WHT | 20 | 21.A2 | KA0236:A1 | PANEL B | 21.B2 | USED
KA0235:A1 | SC | ESTOP | WHT | 20 | 21.A2 | XT0240:4 | PANEL B | 21.A3 | USED
KA0236:11 | SC | FU0139 | WHT | 20 | 21.D4 | KA0244:11 | PANEL B | 21.D4 | USED
KA0236:11 | SC | FU0139 | WHT | 20 | 21.D4 | XT0240:11 | PANEL B | 21.C4 | USED
KA0236:12 | SC | KA023612 | WHT | 20 | 21.D4 | XT0240:13 | PANEL B | 21.D4 | USED
KA0236:A1 | SC | ESTOP | WHT | 20 | 21.B2 | KA0237:A1 | PANEL B | 21.B2 | USED
KA0236:A2 | SC | 0V | WHT | 20 | 21.B2 | KA0235:A2 | PANEL B | 21.A2 | USED
KA0236:A2 | SC | 0V | WHT | 20 | 21.B2 | KA0237:A2 | PANEL B | 21.B2 | USED
KA0237:A1 | SC | ESTOP | WHT | 20 | 21.B2 | KA0238:A1 | PANEL B | 21.B2 | USED
KA0237:A2 | SC | 0V | WHT | 20 | 21.B2 | KA0238:A2 | PANEL B | 21.B2 | USED
KA0238:A1 | SC | ESTOP | WHT | 20 | 21.B2 | KA0239:A1 | PANEL B | 21.B2 | USED
KA0238:A2 | SC | 0V | WHT | 20 | 21.B2 | KA0239:A2 | PANEL B | 21.B2 | USED
KA0239:A1 | SC | ESTOP | WHT | 20 | 21.B2 | KA0240:A1 | PANEL B | 21.B2 | USED
KA0239:A2 | SC | 0V | WHT | 20 | 21.B2 | KA0240:A2 | PANEL B | 21.B2 | USED
KA0240:A1 | SC | ESTOP | WHT | 20 | 21.B2 | KA0248:A1 | PANEL B | 21.C2 | USED
KA0240:A2 | SC | 0V | WHT | 20 | 21.B2 | KA0248:A2 | PANEL B | 21.C2 | USED
KA0241:14 | SC | KA024114 | WHT | 20 | 21.A5 | KA0231:24 | PANEL B | 21.A4 | USED
KA0241:A1 | SC | KA0241A1 | WHT | 20 | 21.C2 | KA0242:A1 | PANEL B | 21.C2 | USED
KA0241:A1 | SC | KA0241A1 | WHT | 20 | 21.C2 | XT0240:6 | PANEL B | 21.C3 | USED
KA0241:A2 | SC | 0V | WHT | 20 | 21.C2 | KA0242:A2 | PANEL B | 21.C2 | USED
KA0241:A2 | SC | 0V | WHT | 20 | 21.C2 | KA0250:A2 | PANEL B | 21.C2 | USED
KA0242:21 | SC | 024221 | WHT | 20 | 22.C6 | XT0237:1 T2 | PANEL B | 22.C5 | USED
KA0242:24 | SC | 024812 | WHT | 20 | 22.C6 | KA0248:12 | PANEL B | 22.C6 | USED
KA0242:A2 | SC | 0V | WHT | 20 | 21.C2 | KA0243:A2 | PANEL B | 21.C2 | USED
KA0243:21 | SC | ESTOPC | WHT | 20 | 21.A3 | XT0240:1 | PANEL B | 21.A3 | USED
KA0243:24 | SC | KA024511 | WHT | 20 | 21.A3 | KA0245:11 | PANEL B | 21.A4 | USED
KA0243:A1 | SC | KA0243A1 | WHT | 20 | 21.C2 | KA0244:A1 | PANEL B | 21.D2 | USED
KA0243:A1 | SC | KA0243A1 | WHT | 20 | 21.C2 | XT0240:7 | PANEL B | 21.C3 | USED
KA0243:A2 | SC | 0V | WHT | 20 | 21.C2 | KA0244:A2 | PANEL B | 21.D2 | USED
KA0244:A1 | SC | KA0243A1 | WHT | 20 | 21.D2 | KA0246:A1 | PANEL B | 21.D2 | USED
KA0244:A2 | SC | 0V | WHT | 20 | 21.D2 | KA0246:A2 | PANEL B | 21.D2 | USED
KA0245:A1 | SC | KA0245A1 | WHT | 20 | 21.D2 | KA0249:A1 | PANEL B | 21.D2 | USED
KA0245:A1 | SC | KA0245A1 | WHT | 20 | 21.D2 | XT0240:8 | PANEL B | 21.D3 | USED
KA0245:A2 | SC | 0V | WHT | 20 | 21.D2 | KA0249:A2 | PANEL B | 21.D2 | USED
KA0245:A2 | SC | 0V | WHT | 20 | 21.D2 | KA0247:A2 | PANEL B | 21.D2 | USED
KA0246:A1 | SC | KA0243A1 | WHT | 20 | 21.D2 | KA0247:A1 | PANEL B | 21.D2 | USED
KA0246:A2 | SC | 0V | WHT | 20 | 21.D2 | KA0247:A2 | PANEL B | 21.D2 | USED
KA0248:A1 | SC | ESTOP | WHT | 20 | 21.C2 | KA0250:A1 | PANEL B | 21.C2 | USED
KA0248:A2 | SC | 0V | WHT | 20 | 21.C2 | KA0250:A2 | PANEL B | 21.C2 | USED
KA0249:A2 | SC | 0V | WHT | 20 | 21.D2 | XT0240:10 | PANEL B | 21.D3 | USED
XT0002:1 | SC | FU0210 | WHT | 12 | 3.C5 | XT0233:3 | PANEL B | 18.C4 | USED
XT0002:2 | SC | 0V | WHT | 14 | 3.C5 | XT0235:3 | PANEL B | 18.D4 | USED
XT0002:3 | SC | FU0210 | WHT | 16 | 3.C5 | XT0005:3 | PANEL B | 4.B3 | USED
XT0002:6 | SC | 0V | WHT | 16 | 3.D5 | XT0005:4 | PANEL B | 4.B3 | USED
XT0050:1 | SC | 0V | WHT | 14 | 12.B1 | XT0235:1 | PANEL B | 18.D4 | USED
XT0070:1 | SC | 0V | WHT | 14 | 11.B1 | XT0235:1 | PANEL B | 18.D4 | USED
XT0233:3 | SC | FU0210 | WHT | 14 | 18.C4 | XT0002:4 | PANEL B | 3.D5 | USED
XT0235:1 | SC | 0V | WHT | 14 | 18.D4 | XT0060:1 | PANEL B | 11.D1 | USED
XT0235:2 | SC | 0V | WHT | 16 | 18.D4 | XT0071:2 | PANEL B | 88.A5 | USED
XT0235:3 | SC | 0V | WHT | 16 | 18.D4 | XT0002:5 | PANEL B | 3.D5 | USED
XT0235:4 | SC | 0V | WHT | 16 | 22.D5 | XT0235:2 | PANEL B | 18.D4 | USED
XT0236:1 | SC | FU0139 | WHT | 20 | 38.C5 | XT0240:11 | PANEL B | 21.C4 | USED
XT0236:2 | SC | KA0241A1 | WHT | 20 | 38.C5 | XT0240:6 | PANEL B | 21.C3 | USED
XT0236:3 | SC | 0V | WHT | 20 | 38.C5 | XT0240:9 | PANEL B | 21.D3 | USED
XT0237:2 B2 | SC | KA023612 | WHT | 20 | 38.C5 | XT0240:13 | PANEL B | 21.D4 | USED
AU0050:L1 | WC0006 | AU0060L2 | ENET | CABLE | 12.A2 | AU0060:L2 | PANEL B | 11.C2 | USED
AU0060:L1 | WC0007 | AU0070L2 | ENET | CABLE | 11.C2 | AU0070:L2 | PANEL B | 11.A2 | USED
IEG0230:9 | SC | GR0120 | GRN | 14 | 28.D5 | GR0120: | GENERATOR PANEL | 28.D4 | USED
XT0235:3 | SC | 0V | WHT | 14 | 18.D4 | XT0362:4 | GENERATOR PANEL | 121.B5 | USED
AF0076:14 | SC | 007614 | WHT | 20 | 148.C7 | KA0182:A1 | GENERATOR VIBRATION PANEL | 148.C5 | USED
AF0076:30 | SC | 007630 | WHT | 20 | 148.C7 | KA0182:A2 | GENERATOR VIBRATION PANEL | 148.C5 | USED
IEG0230:0 | SC | AP0291G | GRN | 14 | 9.C4 | AP0291:SH-OUT | GENERATOR VIBRATION PANEL | 9.C4 | USED
IEG0230:6 | SC | IEG02306 | GRN | 14 | 9.B4 | AP0290:SH-OUT | GENERATOR VIBRATION PANEL | 9.B4 | USED
AU0050:L2 | WC0005 | AU0050L2 | ENET | CABLE | 12.A2 | AU0180:L1 | GENERATOR VIBRATION PANEL | 13.C3 | USED
AF0065:32 | WC029001 | PT11201 | RED | 20 | 56.A7 | AP0290:O:A1+ | GENERATOR VIBRATION PANEL | 56.A5 | USED
AF0065:00 | WC029001 | PT11202 | BLK | 20 | 56.A7 | AP0290:O:C1- | GENERATOR VIBRATION PANEL | 56.A5 | USED
FLOATING | WC029001 | PT1120S | SH | 20 | 56.A6 | AP0290:O:B1S | GENERATOR VIBRATION PANEL | 56.A5 | USED
AF0075:44 | WC029002 | PT11211 | RED | 20 | 56.B7 | AP0290:O:A2+ | GENERATOR VIBRATION PANEL | 56.B5 | USED
AF0075:12 | WC029002 | PT11212 | BLK | 20 | 56.B7 | AP0290:O:C2- | GENERATOR VIBRATION PANEL | 56.B5 | USED
FLOATING | WC029002 | PT1121S | SH | 20 | 56.B6 | AP0290:O:B2S | GENERATOR VIBRATION PANEL | 56.B5 | USED
AF0074:42 | WC029009 | PT11981 | RED | 20 | 57.D7 | AP0290:O:A9+ | GENERATOR VIBRATION PANEL | 57.D5 | USED
AF0074:10 | WC029009 | PT11982 | BLK | 20 | 57.D7 | AP0290:O:C9- | GENERATOR VIBRATION PANEL | 57.D5 | USED
FLOATING | WC029009 | PT1198S | SH | 20 | 57.D6 | AP0290:O:B9S | GENERATOR VIBRATION PANEL | 57.D5 | USED
AF0072:44 | WC029014 | PT64001 | RED | 20 | 62.A7 | AP0290:O:A14+ | GENERATOR VIBRATION PANEL | 62.A5 | USED
AF0072:12 | WC029014 | PT64002 | BLK | 20 | 62.A7 | AP0290:O:C14- | GENERATOR VIBRATION PANEL | 62.A5 | USED
FLOATING | WC029014 | PT6400S | SH | 20 | 62.A6 | AP0290:O:B14S | GENERATOR VIBRATION PANEL | 62.A5 | USED
AF0064:44 | WC029015 | PT64101 | RED | 20 | 62.A7 | AP0290:O:A15+ | GENERATOR VIBRATION PANEL | 62.A5 | USED
AF0064:12 | WC029015 | PT64102 | BLK | 20 | 62.A7 | AP0290:O:C15- | GENERATOR VIBRATION PANEL | 62.A5 | USED
FLOATING | WC029015 | PT6410S | SH | 20 | 62.B6 | AP0290:O:B15S | GENERATOR VIBRATION PANEL | 62.A5 | USED
AF0075:40 | WC029016 | PT21261 | RED | 20 | 63.B7 | AP0290:O:A16+ | GENERATOR VIBRATION PANEL | 63.B5 | USED
AF0075:08 | WC029016 | PT21262 | BLK | 20 | 63.B7 | AP0290:O:C16- | GENERATOR VIBRATION PANEL | 63.B5 | USED
FLOATING | WC029016 | PT2126S | SH | 20 | 63.B6 | AP0290:O:B16S | GENERATOR VIBRATION PANEL | 63.B5 | USED
AF0064:36 | WC029017 | PT21301 | RED | 20 | 65.A7 | AP0290:0:A17+ | GENERATOR VIBRATION PANEL | 65.A5 | USED
AF0064:04 | WC029017 | PT21302 | BLK | 20 | 65.A7 | AP0290:O:C17- | GENERATOR VIBRATION PANEL | 65.A5 | USED
FLOATING | WC029017 | PT2130S | SH | 20 | 65.A6 | AP0290:O:B17S | GENERATOR VIBRATION PANEL | 65.A5 | USED
AF0075:36 | WC029018 | PT21311 | RED | 20 | 65.A7 | AP0290:O:A18+ | GENERATOR VIBRATION PANEL | 65.A5 | USED
AF0075:04 | WC029018 | PT21312 | BLK | 20 | 65.A7 | AP0290:O:C18- | GENERATOR VIBRATION PANEL | 65.A5 | USED
FLOATING | WC029018 | PT2131S | SH | 20 | 65.B6 | AP0290:O:B18S | GENERATOR VIBRATION PANEL | 65.A5 | USED
AF0055:42 | WC029019 | PT26401 | RED | 20 | 73.B7 | AP0290:O:A19+ | GENERATOR VIBRATION PANEL | 73.B5 | USED
AF0055:10 | WC029019 | PT26402 | BLK | 20 | 73.B7 | AP0290:O:C19- | GENERATOR VIBRATION PANEL | 73.B5 | USED
FLOATING | WC029019 | PT2640S | SH | 20 | 73.B6 | AP0290:O:B19S | GENERATOR VIBRATION PANEL | 73.B5 | USED
AF0074:46 | WC029020 | PT31101 | RED | 20 | 112.D7 | AP0290:O:A20+ | GENERATOR VIBRATION PANEL | 112.D5 | USED
AF0074:14 | WC029020 | PT31102 | BLK | 20 | 112.D7 | AP0290:O:C20- | GENERATOR VIBRATION PANEL | 112.D5 | USED
FLOATING | WC029020 | PT3110S | SH | 20 | 112.D6 | AP0290:O:B20S | GENERATOR VIBRATION PANEL | 112.D5 | USED
AF0064:32 | WC029021 | PT21211 | RED | 20 | 68.A7 | AP0290:O:A21+ | GENERATOR VIBRATION PANEL | 68.A5 | USED
AF0064:00 | WC029021 | PT21212 | BLK | 20 | 68.A7 | AP0290:O:C21- | GENERATOR VIBRATION PANEL | 68.A5 | USED
FLOATING | WC029021 | PT2121S | SH | 20 | 68.B6 | AP0290:O:B21S | GENERATOR VIBRATION PANEL | 68.A5 | USED
AF0072:40 | WC029022 | PT21201 | RED | 20 | 70.A7 | AP0290:O:A22+ | GENERATOR VIBRATION PANEL | 70.A5 | USED
AF0072:08 | WC029022 | PT21202 | BLK | 20 | 70.A7 | AP0290:O:C22- | GENERATOR VIBRATION PANEL | 70.A5 | USED
FLOATING | WC029022 | PT2120S | SH | 20 | 70.A6 | AP0290:O:B22S | GENERATOR VIBRATION PANEL | 70.A5 | USED
AF0074:34 | WC029027 | PT31701 | RED | 20 | 112.C7 | AP0290:O:A27+ | GENERATOR VIBRATION PANEL | 112.C5 | USED
AF0074:02 | WC029027 | PT31702 | BLK | 20 | 112.C7 | AP0290:O:C27- | GENERATOR VIBRATION PANEL | 112.C5 | USED
FLOATING | WC029027 | PT3170S | SH | 20 | 112.C6 | AP0290:O:B27S | GENERATOR VIBRATION PANEL | 112.C5 | USED
AF0074:38 | WC029028 | PT31501 | RED | 20 | 112.C7 | AP0290:O:A28+ | GENERATOR VIBRATION PANEL | 112.C5 | USED
AF0074:06 | WC029028 | PT31502 | BLK | 20 | 112.C7 | AP0290:O:C28- | GENERATOR VIBRATION PANEL | 112.C5 | USED
FLOATING | WC029028 | PT3150S | SH | 20 | 112.C6 | AP0290:O:B28S | GENERATOR VIBRATION PANEL | 112.C5 | USED
AF0055:40 | WC029031 | PDT63111 | RED | 20 | 146.B7 | AP0290:O:A31+ | GENERATOR VIBRATION PANEL | 146.B5 | USED
AF0055:08 | WC029031 | PDT63112 | BLK | 20 | 146.B7 | AP0290:O:C31- | GENERATOR VIBRATION PANEL | 146.B5 | USED
FLOATING | WC029031 | PDT6311S | SH | 20 | 146.B6 | AP0290:O:B31S | GENERATOR VIBRATION PANEL | 146.B5 | USED
AF0056:42 | WC029109 | PDT22011 | RED | 20 | 76.A7 | AP0291:O:A9+ | GENERATOR VIBRATION PANEL | 76.A5 | USED
AF0056:10 | WC029109 | PDT22012 | BLK | 20 | 76.A7 | AP0291:O:C9- | GENERATOR VIBRATION PANEL | 76.A5 | USED
FLOATING | WC029109 | PDT2201S | SH | 20 | 76.A6 | AP0291:O:B9S | GENERATOR VIBRATION PANEL | 76.A5 | USED
AF0056:40 | WC029110 | PDT22111 | RED | 20 | 76.C7 | AP0291:O:A10+ | GENERATOR VIBRATION PANEL | 76.C5 | USED
AF0056:08 | WC029110 | PDT22112 | BLK | 20 | 76.C7 | AP0291:O:C10- | GENERATOR VIBRATION PANEL | 76.C5 | USED
FLOATING | WC029110 | PDT2211S | SH | 20 | 76.C6 | AP0291:O:B10S | GENERATOR VIBRATION PANEL | 76.C5 | USED
AF0055:04 | WC029111 | FT22202 | WHT | 16 | 78.C7 | AP0291:O:A11+ | GENERATOR VIBRATION PANEL | 78.C5 | USED
AF0055:20 | WC029111 | 0V | BLK | 16 | 78.C7 | XT0682:2 | GENERATOR VIBRATION PANEL | 78.C5 | USED
FLOATING | WC029111 | FT2220S | SH | 16 | 78.C6 | AP0291:O:B11S | GENERATOR VIBRATION PANEL | 78.C5 | USED
AF0056:32 | WC029112 | PT22201 | RED | 20 | 79.A7 | AP0291:O:A12+ | GENERATOR VIBRATION PANEL | 79.A5 | USED
AF0056:00 | WC029112 | PT22202 | BLK | 20 | 79.A7 | AP0291:O:C12- | GENERATOR VIBRATION PANEL | 79.A5 | USED
FLOATING | WC029112 | PT2220S | SH | 20 | 79.A6 | AP0291:O:B12S | GENERATOR VIBRATION PANEL | 79.A5 | USED
AF0056:38 | WC029113 | PT26451 | RED | 20 | 84.A7 | AP0291:O:A13+ | GENERATOR VIBRATION PANEL | 84.A5 | USED
AF0056:06 | WC029113 | PT26452 | BLK | 20 | 84.A7 | AP0291:O:C13- | GENERATOR VIBRATION PANEL | 84.A5 | USED
FLOATING | WC029113 | PT2645S | SH | 20 | 84.A6 | AP0291:O:B13S | GENERATOR VIBRATION PANEL | 84.A5 | USED
AF0056:34 | WC029114 | PT22301 | RED | 20 | 86.A7 | AP0291:O:A14+ | GENERATOR VIBRATION PANEL | 86.A5 | USED
AF0056:02 | WC029114 | PT22302 | BLK | 20 | 86.A7 | AP0291:O:C14- | GENERATOR VIBRATION PANEL | 86.A5 | USED
FLOATING | WC029114 | PT2230S | SH | 20 | 86.A6 | AP0291:O:B14S | GENERATOR VIBRATION PANEL | 86.A5 | USED
AF0056:36 | WC029115 | PT22401 | RED | 20 | 87.A7 | AP0291:O:A15+ | GENERATOR VIBRATION PANEL | 87.A5 | USED
AF0056:04 | WC029115 | PT22402 | BLK | 20 | 87.A7 | AP0291:O:C15- | GENERATOR VIBRATION PANEL | 87.A5 | USED
FLOATING | WC029115 | PT2240S | SH | 20 | 87.A6 | AP0291:O:B15S | GENERATOR VIBRATION PANEL | 87.A5 | USED
AF0055:34 | WC029118 | PT35001 | RED | 20 | 107.C7 | AP0291:O:A18+ | GENERATOR VIBRATION PANEL | 107.C5 | USED
AF0055:02 | WC029118 | PT35002 | BLK | 20 | 107.C7 | AP0291:O:C18- | GENERATOR VIBRATION PANEL | 107.C5 | USED
FLOATING | WC029118 | PT3500S | SH | 20 | 107.C6 | AP0291:O:B18S | GENERATOR VIBRATION PANEL | 107.C5 | USED
AF0055:38 | WC029119 | PT35021 | RED | 20 | 107.C7 | AP0291:O:A19+ | GENERATOR VIBRATION PANEL | 107.C5 | USED
AF0055:06 | WC029119 | PT35022 | BLK | 20 | 107.C7 | AP0291:O:C19- | GENERATOR VIBRATION PANEL | 107.C5 | USED
FLOATING | WC029119 | PT3502S | SH | 20 | 107.D6 | AP0291:O:B19S | GENERATOR VIBRATION PANEL | 107.C5 | USED
AF0055:44 | WC029120 | PT34201 | RED | 20 | 103.A7 | AP0291:O:A20+ | GENERATOR VIBRATION PANEL | 103.A5 | USED
AF0055:12 | WC029120 | PT34202 | BLK | 20 | 103.A7 | AP0291:O:C20- | GENERATOR VIBRATION PANEL | 103.A5 | USED
FLOATING | WC029120 | PT3420S | SH | 20 | 103.A6 | AP0291:O:B20S | GENERATOR VIBRATION PANEL | 103.A5 | USED
AF0055:46 | WC029121 | PT34301 | RED | 20 | 103.B7 | AP0291:O:A21+ | GENERATOR VIBRATION PANEL | 103.B5 | USED
AF0055:14 | WC029121 | PT34302 | BLK | 20 | 103.B7 | AP0291:O:C21- | GENERATOR VIBRATION PANEL | 103.B5 | USED
FLOATING | WC029121 | PT3430S | SH | 20 | 103.B6 | AP0291:O:B21S | GENERATOR VIBRATION PANEL | 103.B5 | USED
AF0055:32 | WC029122 | PDT63121 | RED | 20 | 146.B7 | AP0291:O:A22+ | GENERATOR VIBRATION PANEL | 146.B5 | USED
AF0055:00 | WC029122 | PDT63122 | BLK | 20 | 146.B7 | AP0291:O:C22- | GENERATOR VIBRATION PANEL | 146.B5 | USED
FLOATING | WC029122 | PDT6312S | SH | 20 | 146.C6 | AP0291:O:B22S | GENERATOR VIBRATION PANEL | 146.B5 | USED
IEG0230:0 | SC | IEG0230G | GRN | 8 | 5.B2 | IEG0010:1 | GROUNDING BOX | 5.B2 | USED
IEG0230:14 | SC | IEG023014 | GRN | 14 | 51.A5 | UV0271:IE | ISOLATOR PANEL | 51.A5 | USED
AF0068:45 | WC2100 | 006845 | RED | 20 | 51.A7 | UAI1100:-7 | ISOLATOR PANEL | 51.A5 | USED
AF0068:29 | WC2100 | 006829 | WHT | 20 | 51.A7 | UAI1100:-5 | ISOLATOR PANEL | 51.A5 | USED
AF0068:28 | WC2100 | 006828 | BLK | 20 | 51.A7 | UAI1100:+6 | ISOLATOR PANEL | 51.A5 | USED
AF0068:60 | WC2100 | 006860 | SH | 20 | 51.A7 | FLOATING | ISOLATOR PANEL | 51.B6 | USED
AF0068:00 | WC2101 | 006800 | RED | 20 | 51.B7 | UAI0741:7+ | ISOLATOR PANEL | 51.B5 | USED
AF0068:01 | WC2101 | 006801 | BLK | 20 | 51.B7 | UAI0741:8- | ISOLATOR PANEL | 51.B5 | USED
AF0068:48 | WC2101 | 006848 | SH | 20 | 51.B7 | FLOATING | ISOLATOR PANEL | 51.B6 | USED
AF0068:04 | WC2102 | 006804 | RED | 20 | 51.D7 | UAI0745:+7 | ISOLATOR PANEL | 51.D5 | USED
AF0068:05 | WC2102 | 006805 | BLK | 20 | 51.D7 | UAI0745:-8 | ISOLATOR PANEL | 51.D5 | USED
AF0068:52 | WC2102 | 006852 | SH | 20 | 51.D7 | FLOATING | ISOLATOR PANEL | 51.D6 | USED
AF0068:08 | WC2103 | 006808 | RED | 20 | 52.B7 | UAI0751:+7 | ISOLATOR PANEL | 52.B5 | USED
AF0068:09 | WC2103 | 006809 | BLK | 20 | 52.B7 | UAI0751:-8 | ISOLATOR PANEL | 52.B5 | USED
AF0068:56 | WC2103 | 006856 | SH | 20 | 52.B7 | FLOATING | ISOLATOR PANEL | 52.C6 | USED
AF0077:00 | WC2104 | 007700 | RED | 20 | 53.A7 | UAI0770:7+ | ISOLATOR PANEL | 53.A5 | USED
AF0077:01 | WC2104 | 007701 | BLK | 20 | 53.A7 | UAI0770:8- | ISOLATOR PANEL | 53.A5 | USED
AF0077:48 | WC2104 | 007748 | SH | 20 | 53.A7 | FLOATING | ISOLATOR PANEL | 53.A6 | USED
AF0077:08 | WC2105 | 007708 | RED | 20 | 53.C7 | UAI0774:7+ | ISOLATOR PANEL | 53.C5 | USED
AF0077:09 | WC2105 | 007709 | BLK | 20 | 53.C7 | UAI0774:8- | ISOLATOR PANEL | 53.C5 | USED
AF0077:56 | WC2105 | 007756 | SH | 20 | 53.C7 | FLOATING | ISOLATOR PANEL | 53.C6 | USED
AF0073:45 | WC2129 | 007345 | RED | 20 | 63.D7 | UAI2120:-7 | ISOLATOR PANEL | 63.D5 | USED
AF0073:29 | WC2129 | 007329 | WHT | 20 | 63.D7 | UAI2120:-5 | ISOLATOR PANEL | 63.D5 | USED
AF0073:28 | WC2129 | 007328 | BLK | 20 | 63.D7 | UAI2120:+6 | ISOLATOR PANEL | 63.D5 | USED
AF0073:60 | WC2129 | 007360 | SH | 20 | 63.D7 | FLOATING | ISOLATOR PANEL | 63.D6 | USED
AF0073:00 | WC2201 | 007300 | RED | 20 | 51.B7 | UAI0742:+7 | ISOLATOR PANEL | 51.B5 | USED
AF0073:01 | WC2201 | 007301 | BLK | 20 | 51.B7 | UAI0742:-8 | ISOLATOR PANEL | 51.B5 | USED
AF0073:48 | WC2201 | 007348 | SH | 20 | 51.B7 | FLOATING | ISOLATOR PANEL | 51.C6 | USED
AF0073:04 | WC2202 | 007304 | RED | 20 | 51.D7 | UAI0746:+7 | ISOLATOR PANEL | 51.D5 | USED
AF0073:05 | WC2202 | 007305 | BLK | 20 | 51.D7 | UAI0746:-8 | ISOLATOR PANEL | 51.D5 | USED
AF0073:52 | WC2202 | 007352 | SH | 20 | 51.D7 | FLOATING | ISOLATOR PANEL | 51.D6 | USED
AF0073:08 | WC2203 | 007308 | RED | 20 | 52.C7 | UAI0752:+7 | ISOLATOR PANEL | 52.C5 | USED
AF0073:09 | WC2203 | 007309 | BLK | 20 | 52.C7 | UAI0752:-8 | ISOLATOR PANEL | 52.C5 | USED
AF0073:56 | WC2203 | 007356 | SH | 20 | 52.C7 | FLOATING | ISOLATOR PANEL | 52.C6 | USED
AF0077:02 | WC2204 | 007702 | RED | 20 | 53.A7 | UAI0771:7+ | ISOLATOR PANEL | 53.A5 | USED
AF0077:03 | WC2204 | 007703 | BLK | 20 | 53.A7 | UAI0771:8- | ISOLATOR PANEL | 53.A5 | USED
AF0077:50 | WC2204 | 007750 | SH | 20 | 53.A7 | FLOATING | ISOLATOR PANEL | 53.A6 | USED
AF0077:10 | WC2205 | 007710 | RED | 20 | 53.C7 | UAI0775:7+ | ISOLATOR PANEL | 53.C5 | USED
AF0077:11 | WC2205 | 007711 | BLK | 20 | 53.C7 | UAI0775:8- | ISOLATOR PANEL | 53.C5 | USED
AF0077:58 | WC2205 | 007758 | SH | 20 | 53.C7 | FLOATING | ISOLATOR PANEL | 53.C6 | USED
AF0068:02 | WC2301 | 006802 | RED | 20 | 51.C7 | UAI0743:+7 | ISOLATOR PANEL | 51.C5 | USED
AF0068:03 | WC2301 | 006803 | BLK | 20 | 51.C7 | UAI0743:-8 | ISOLATOR PANEL | 51.C5 | USED
AF0068:50 | WC2301 | 006850 | SH | 20 | 51.C7 | FLOATING | ISOLATOR PANEL | 51.C6 | USED
AF0068:06 | WC2302 | 006806 | RED | 20 | 52.B7 | UAI0747:+7 | ISOLATOR PANEL | 52.B5 | USED
AF0068:07 | WC2302 | 006807 | BLK | 20 | 52.B7 | UAI0747:-8 | ISOLATOR PANEL | 52.B5 | USED
AF0068:54 | WC2302 | 006854 | SH | 20 | 52.B7 | FLOATING | ISOLATOR PANEL | 52.B6 | USED
AF0068:10 | WC2303 | 006810 | RED | 20 | 52.C7 | UAI0753:+7 | ISOLATOR PANEL | 52.C5 | USED
AF0068:11 | WC2303 | 006811 | BLK | 20 | 52.C7 | UAI0753:-8 | ISOLATOR PANEL | 52.C5 | USED
AF0068:58 | WC2303 | 006858 | SH | 20 | 52.C7 | FLOATING | ISOLATOR PANEL | 52.D6 | USED
AF0077:04 | WC2304 | 007704 | RED | 20 | 53.B7 | UAI0772:7+ | ISOLATOR PANEL | 53.B5 | USED
AF0077:05 | WC2304 | 007705 | BLK | 20 | 53.B7 | UAI0772:8- | ISOLATOR PANEL | 53.B5 | USED
AF0077:52 | WC2304 | 007752 | SH | 20 | 53.B7 | FLOATING | ISOLATOR PANEL | 53.B6 | USED
AF0077:12 | WC2305 | 007712 | RED | 20 | 53.C7 | UAI0776:7+ | ISOLATOR PANEL | 53.C5 | USED
AF0077:13 | WC2305 | 007713 | BLK | 20 | 53.C7 | UAI0776:8- | ISOLATOR PANEL | 53.C5 | USED
AF0077:60 | WC2305 | 007760 | SH | 20 | 53.C7 | FLOATING | ISOLATOR PANEL | 53.D6 | USED
AF0073:02 | WC2401 | 007302 | RED | 20 | 51.C7 | UAI0744:7+ | ISOLATOR PANEL | 51.C5 | USED
AF0073:03 | WC2401 | 007303 | BLK | 20 | 51.C7 | UAI0744:8- | ISOLATOR PANEL | 51.C5 | USED
AF0073:50 | WC2401 | 007350 | SH | 20 | 51.C7 | FLOATING | ISOLATOR PANEL | 51.D6 | USED
AF0073:06 | WC2402 | 007306 | RED | 20 | 52.B7 | UAI0750:+7 | ISOLATOR PANEL | 52.B5 | USED
AF0073:07 | WC2402 | 007307 | BLK | 20 | 52.B7 | UAI0750:-8 | ISOLATOR PANEL | 52.B5 | USED
AF0073:54 | WC2402 | 007355 | SH | 20 | 52.B7 | FLOATING | ISOLATOR PANEL | 52.B6 | USED
AF0073:10 | WC2403 | 007310 | RED | 20 | 52.D7 | UAI0754:+7 | ISOLATOR PANEL | 52.D5 | USED
AF0073:11 | WC2403 | 007311 | BLK | 20 | 52.D7 | UAI0754:-8 | ISOLATOR PANEL | 52.D5 | USED
AF0073:58 | WC2403 | 007358 | SH | 20 | 52.D7 | FLOATING | ISOLATOR PANEL | 52.D6 | USED
AF0077:06 | WC2404 | 007706 | RED | 20 | 53.B7 | UAI0773:7+ | ISOLATOR PANEL | 53.B5 | USED
AF0077:07 | WC2404 | 007707 | BLK | 20 | 53.B7 | UAI0773:8- | ISOLATOR PANEL | 53.B5 | USED
AF0077:54 | WC2404 | 007754 | SH | 20 | 53.B7 | FLOATING | ISOLATOR PANEL | 53.B6 | USED
AF0077:14 | WC2405 | 007714 | RED | 20 | 53.D7 | UAI0777:7+ | ISOLATOR PANEL | 53.D5 | USED
AF0077:15 | WC2405 | 007715 | BLK | 20 | 53.D7 | UAI0777:8- | ISOLATOR PANEL | 53.D5 | USED
AF0077:62 | WC2405 | 007762 | SH | 20 | 53.D7 | FLOATING | ISOLATOR PANEL | 53.D6 | USED
AF0052:00 | SC | 005200 | WHT | 20 | 85.B7 | KA2645:A1 | PANEL A | 85.B5 | USED
AF0052:16 | SC | 005216 | WHT | 20 | 85.B7 | KA2645:A2 | PANEL A | 85.B5 | USED
AF0067:12 | SC | KA0134A1 | WHT | 20 | 113.D7 | KA0134:A1 | PANEL A | 19.C6 | USED
AF0074:05 | SC | 007405 | WHT | 20 | 17.B7 | XT0085:2 | PANEL A | 17.C6 | USED
AF0076:02 | SC | 007602 | WHT | 20 | 66.B7 | KA0221:A1 | PANEL A | 66.B6 | USED
AF0076:10 | SC | KT014615 | WHT | 20 | 21.C7 | KT0146:15 | PANEL A | 21.C6 | USED
AF0076:13 | SC | KT0146B1 | WHT | 20 | 19.B2 | KT0146:B1 | PANEL A | 19.B2 | USED
AF0076:18 | SC | 007618 | WHT | 20 | 66.B7 | KA0221:A2 | PANEL A | 66.B6 | USED
AF0076:29 | SC | KT0146A2 | WHT | 20 | 19.B2 | KT0146:A2 | PANEL A | 19.B2 | USED
FU0210:LI | SC | FU0136 | WHT | 12 | 18.C4 | XT0138:4 | PANEL A | 18.A3 | USED
FU0211:LI | SC | FU0137 | WHT | 14 | 18.A4 | XT0139:3 | PANEL A | 18.A4 | USED
IEG0230:11 | SC | IEG023011 | GRN | 14 | 10.B3 | AF0083:SH | PANEL A | 10.B3 | USED
IEG0230:2 | SC | IEG02302 | GRN | 14 | 10.D4 | AF0094:SH | PANEL A | 10.D4 | USED
KA0231:14 | SC | KA024214 | WHT | 20 | 21.C6 | KT0146:18 | PANEL A | 21.C6 | USED
KA0232:21 | SC | FU0170 | WHT | 16 | 143.A6 | FU0170:LD | PANEL A | 18.A3 | USED
KA0232:22 | SC | KA023222 | WHT | 20 | 143.A6 | KA0144:21 | PANEL A | 143.A6 | USED
KA0233:24 | SC | 009309 | WHT | 20 | 49.B5 | AF0093:09 | PANEL A | 49.B7 | USED
KA0234:21 | SC | KA023421 | WHT | 20 | 108.C6 | KA0115:14 | PANEL A | 108.C5 | USED
KA0234:22 | SC | 009233 | WHT | 20 | 108.C6 | AF0092:33 | PANEL A | 108.C7 | USED
KA0235:24 | SC | KA022111 | WHT | 20 | 66.B5 | KA0221:11 | PANEL A | 66.B6 | USED
KA0239:21 | SC | KA023921 | WHT | 20 | 21.B6 | AF0081:41 | PANEL A | 21.A7 | USED
KA0239:24 | SC | KA023924 | WHT | 20 | 21.B6 | AF0081:09 | PANEL A | 21.A7 | USED
KA0240:11 | SC | PS32004 | WHT | 20 | 110.D6 | XT0136:6 | PANEL A | 110.D5 | USED
KA0240:14 | SC | UF1300 | WHT | 20 | 110.D6 | XT0136:7 | PANEL A | 110.D6 | USED
KA0241:11 | SC | UA1200J21 | WHT | 20 | 21.A5 | AF0081:00 | PANEL A | 21.A7 | USED
KA0241:21 | SC | KT0146A1 | WHT | 20 | 19.B2 | KA0141:21 | PANEL A | 19.B2 | USED
KA0241:24 | SC | FU0139 | WHT | 20 | 19.B2 | KA0141:24 | PANEL A | 19.B2 | USED
KA0242:11 | SC | KA0231A1 | WHT | 20 | 21.C6 | XT0136:10 | PANEL A | 19.B5 | USED
KA0242:14 | SC | KA024214 | WHT | 20 | 21.C6 | AF0081:08 | PANEL A | 21.C7 | USED
KA0243:11 | SC | KA024311 | WHT | 20 | 21.B6 | AF0081:33 | PANEL A | 21.B7 | USED
KA0243:14 | SC | KA024314 | WHT | 20 | 21.B6 | AF0081:01 | PANEL A | 21.B7 | USED
KA0244:12 | SC | KA024412 | WHT | 20 | 21.D4 | KT0145:A1 | PANEL A | 19.B6 | USED
KA0245:21 | SC | KA024521 | WHT | 20 | 21.B6 | AF0081:34 | PANEL A | 21.B7 | USED
KA0245:24 | SC | KA024524 | WHT | 20 | 21.B6 | AF0081:02 | PANEL A | 21.B7 | USED
KA0246:11 | SC | KA017611 | WHT | 20 | 143.A5 | XT0171:1 | PANEL A | 143.A5 | USED
KA0246:14 | SC | KA6211A1 | WHT | 20 | 143.A5 | KA6211:A1 | PANEL A | 143.A6 | USED
KA0247:11 | SC | KA017711 | WHT | 20 | 144.A5 | XT0171:3 | PANEL A | 144.A5 | USED
KA0247:14 | SC | KA6212A1 | WHT | 20 | 144.A5 | KA6212:A1 | PANEL A | 144.A6 | USED
KA0249:12 | SC | KA014422 | WHT | 20 | 143.A6 | KA0144:22 | PANEL A | 143.A6 | USED
KA1020:24 | SC | 0V | WHT | 16 | 46.A5 | XT0135:1 | PANEL A | 18.B4 | USED
XT0060:4 | SC | SV21202 | WHT | 20 | 66.B5 | AF0095:18 | PANEL A | 66.B7 | USED
XT0071:1 | SC | FU0138 | WHT | 14 | 88.A5 | FU0138:LD | PANEL A | 18.A5 | USED
XT0233:3 | SC | FU0210 | WHT | 20 | 18.C4 | KA4203:A1 | PANEL A | 121.A5 | USED
XT0235:1 | SC | 0V | WHT | 14 | 18.D4 | XT0134:4 | PANEL A | 18.B3 | USED
XT0237:2 T2 | SC | 009213 | WHT | 20 | 38.C5 | AF0092:13 | PANEL A | 38.C7 | USED
XT0240:10 | SC | 0V | WHT | 14 | 21.D3 | XT0136:3 | PANEL A | 19.A2 | USED
XT0240:11 | SC | FU0139 | WHT | 14 | 21.C4 | XT0136:1 | PANEL A | 19.A2 | USED
XT0240:3 | SC | ESTOPA | WHT | 20 | 21.A3 | XT0137:1 | PANEL A | 39.B5 | USED
XT0240:4 | SC | ESTOP | WHT | 20 | 21.A3 | XT0137:2 | PANEL A | 39.B5 | USED
XT0240:4 | SC | ESTOP | WHT | 20 | 21.A3 | XT0139:5 | PANEL A | 21.B3 | USED
AU0070:L1 | WC0008 | AU0080L2 | ENET | CABLE | 11.A2 | AU0080:L2 | PANEL A | 10.A1 | USED
FU0003:LD | SC | FU0003 | WHT | 16 | 3.D5 | BA0003:V1(+) | PLC PANEL | 3.D6 | USED
FU0004:LD | SC | FU0004 | WHT | 16 | 3.C5 | BA0004:V1(+) | PLC PANEL | 3.C6 | USED
FU0101:LD | SC | FU0101 | WHT | 16 | 4.B3 | BA0011:V1(+) | PLC PANEL | 4.B2 | USED
IEG0230:1 | SC | IEG02301 | GRN | 12 | 6.B6 | AR0600:IE2 | PLC PANEL | 6.A1 | USED
IEG0230:12 | SC | IEG023012 | GRN | 14 | 5.B4 | GR0234: | PLC PANEL | 5.B4 | USED
XT0002:2 | SC | 0V | WHT | 16 | 3.C5 | BA0004:V1(-) | PLC PANEL | 3.C6 | USED
XT0002:5 | SC | 0V | WHT | 16 | 3.D5 | BA0003:V1(-) | PLC PANEL | 3.D6 | USED
XT0005:4 | SC | 0V | WHT | 16 | 4.B3 | BA0011:V1(-) | PLC PANEL | 4.B2 | USED
XT0233:3 | SC | FU0210 | WHT | 14 | 18.C4 | FU0680:LI | PWR DISTRIBUTION RAIL | 8.B2 | USED
XT0235:3 | SC | 0V | WHT | 16 | 18.D4 | XT0680:2 | PWR DISTRIBUTION RAIL | 8.B3 | USED
XT0240:11 | SC | FU0139 | WHT | 20 | 21.C4 | XT0563:6 | PWR DISTRIBUTION RAIL | 15.C6 | USED
XT0240:13 | SC | KA023612 | WHT | 20 | 21.D4 | XT0563:3 | PWR DISTRIBUTION RAIL | 15.B6 | USED
XT0240:2 | SC | ESTOPB | WHT | 20 | 21.A3 | XT0563:1 | PWR DISTRIBUTION RAIL | 15.D6 | USED
XT0240:3 | SC | ESTOPA | WHT | 20 | 21.A3 | XT0563:2 | PWR DISTRIBUTION RAIL | 15.D6 | USED
XT0240:6 | SC | KA0241A1 | WHT | 20 | 21.C3 | XT0563:5 | PWR DISTRIBUTION RAIL | 15.C6 | USED
XT0240:9 | SC | 0V | WHT | 20 | 21.D3 | XT0563:4 | PWR DISTRIBUTION RAIL | 15.B6 | USED
IEG0230:8 | SC | IEG02308 | GRN | 14 | 13.A2 | GR0200: | TCP | 13.A3 | USED
Report date: 2/20/2026 2:59 PM |  |  |  |  | SolarTools ver. 24.0.84.24712 (Jul 31, 2025)

## PLC PANEL
PLC PANEL
CONTROL CONSOLE (UNIT PANEL A)
Project # | 4M401
Project Name | FPSO GTG GENERATORS
Revision | C.2
Controls DE | J. SHORTER
Phone: | 0
Controls ME
Phone:
From | [5 empty] | To
Device ID | Cable (W) Conductor (SC) Jumper Clip (JC) | Wire No. | Wire ID | Gauge/Size | Page/Zone | Device ID | Location | Page/Zone
AR0600:IE1 | SC | UV0600G | GRN | 14 | 6.A1 | UV0600:GND | PLC PANEL | 6.B2 | USED
AP0602:L2 | WC0001 | AP0602L2 | ENET | CABLE | 6.A3 | AP0603:L1 | PLC PANEL | 6.A3 | USED
AP0607:ENET | WC1200 | AP0607ENET | ENET | CABLE | 4.C6 | BA1200:RJ45 | PLC PANEL | 4.C6 | USED
AP0606:ENET | WC1201 | AP0606ENET | ENET | CABLE | 4.C6 | BA1201:RJ45 | PLC PANEL | 4.B6 | USED
AP0604:ENET | WC1202 | AP0604ENET | ENET | CABLE | 4.B6 | BA1202:RJ45 | PLC PANEL | 4.A6 | USED
AP0602:L1 | WC9003 | BA0003RJ45 | ENET | CABLE | 6.A3 | BA0003:RJ45 | PLC PANEL | 3.D6 | USED
AP0601:ENET | WC0601 | AP0601ENET | ENET | CABLE | 24.A5 | AP0615:PORT A | ORBIT 60 | 24.A1 | USED
BA1200:V1(-) | SC | 0V | WHT | 16 | 4.C6 | XT0135:3 | PANEL A | 18.B4 | USED
BA1200:V1(+) | SC | FU0137 | WHT | 16 | 4.C6 | XT0139:4 | PANEL A | 18.A4 | USED
BA1201:V1(-) | SC | 0V | WHT | 16 | 4.B6 | XT0135:3 | PANEL A | 18.B4 | USED
BA1201:V1(+) | SC | FU0137 | WHT | 16 | 4.B6 | XT0139:4 | PANEL A | 18.A4 | USED
BA1202:V1(-) | SC | 0V | WHT | 16 | 4.A6 | XT0135:4 | PANEL A | 18.B4 | USED
BA1202:V1(+) | SC | FU0137 | WHT | 16 | 4.A6 | XT0139:4 | PANEL A | 18.A4 | USED
UV0600:(-) | SC | 0V | WHT | 14 | 6.B2 | XT0135:1 | PANEL A | 18.B4 | USED
UV0600:(+) | SC | FU0010 | WHT | 14 | 6.B2 | FU0010:LD | PANEL A | 18.A5 | USED
AR0600:IE2 | SC | IEG02301 | GRN | 12 | 6.A1 | IEG0230:1 | PANEL B | 6.B6 | USED
BA0003:V1(-) | SC | 0V | WHT | 16 | 3.D6 | XT0002:5 | PANEL B | 3.D5 | USED
BA0003:V1(+) | SC | FU0003 | WHT | 16 | 3.D6 | FU0003:LD | PANEL B | 3.D5 | USED
BA0004:V1(-) | SC | 0V | WHT | 16 | 3.C6 | XT0002:2 | PANEL B | 3.C5 | USED
BA0004:V1(+) | SC | FU0004 | WHT | 16 | 3.C6 | FU0004:LD | PANEL B | 3.C5 | USED
BA0011:V1(-) | SC | 0V | WHT | 16 | 4.B2 | XT0005:4 | PANEL B | 4.B3 | USED
BA0011:V1(+) | SC | FU0101 | WHT | 16 | 4.B2 | FU0101:LD | PANEL B | 4.B3 | USED
GR0234: | SC | IEG023012 | GRN | 14 | 5.B4 | IEG0230:12 | PANEL B | 5.B4 | USED
AP0609:L1 | WC0680 | AT0680LAN1 | ENET | CABLE | 6.A6 | AT0680:LAN1 | PWR DISTRIBUTION RAIL | 8.B4 | USED
BA0011:RJ45 | WC9011 | BA0011RJ45 | ENET | CABLE | 4.B2 | AT0680:LAN3 | PWR DISTRIBUTION RAIL | 8.B4 | USED
BA0004:RJ45 | WC0020 | AU0200L2 | ENET | CABLE | 3.C6 | AU0200:L2 | TCP | 13.A3 | USED
AP0603:L2 | WC0003 | AP0603L2 | ENET | CABLE | 6.A3 | AF0450:L1 | VIBRATION DOOR PANEL | 26.C3 | USED
SolarTools ver. 24.0.84.24712 (Jul 31, 2025)
Report date: 2/20/2026 2:59 PM

## PWR DISTRIBUTION RAIL
PWR DISTRIBUTION RAIL
CONTROL CONSOLE DOOR (PWR DIST RAIL)
Project # | 4M401
Project Name | FPSO GTG GENERATORS
Revision | C.2
Controls DE | J. SHORTER
Phone: | 0
Controls ME
Phone:
From | [5 empty] | To
Device ID | Cable (W) Conductor (SC) Jumper Clip (JC) | Wire No. | Wire ID | Gauge/Size | Page/Zone | Device ID | Location | Page/Zone
XT0561:2 | JC | FU0200LI | CLIP | --- | 13.A2 | XT0561:1 | PWR DISTRIBUTION RAIL | 13.A2 | USED
XT0562:1 | JC | 0V1 | CLIP | --- | 13.B2 | XT0562:2 | PWR DISTRIBUTION RAIL | 13.B2 | USED
XT0562:2 | JC | 0V1 | CLIP | --- | 13.B2 | XT0562:3 | PWR DISTRIBUTION RAIL | 13.B2 | USED
XT0560:2 | SC | JW0 | CLIP | -- | 13.B2 | XT0562:1 | PWR DISTRIBUTION RAIL | 13.B2 | USED
AT0680:NEG | SC | 0V | WHT | 14 | 8.B4 | XT0680:2 | PWR DISTRIBUTION RAIL | 8.B3 | USED
AT0680:POS | SC | AT0680POS | WHT | 14 | 8.B4 | XT0680:1 | PWR DISTRIBUTION RAIL | 8.B3 | USED
FU0190:LI | SC | FU0200LI | WHT | 14 | 13.C3 | FU0273:LI | PWR DISTRIBUTION RAIL | 13.B3 | USED
FU0200:LI | SC | FU0200LI | WHT | 14 | 13.A3 | FU0201:LI | PWR DISTRIBUTION RAIL | 13.B3 | USED
FU0200:LI | SC | FU0200LI | WHT | 14 | 13.A3 | XT0561:1 | PWR DISTRIBUTION RAIL | 13.A2 | USED
FU0201:LI | SC | FU0200LI | WHT | 14 | 13.B3 | FU0273:LI | PWR DISTRIBUTION RAIL | 13.B3 | USED
FU0560:LD | SC | FU0200LI | WHT | 14 | 13.A2 | XT0561:1 | PWR DISTRIBUTION RAIL | 13.A2 | USED
FU0560:LI | SC | FU0136 | WHT | 12 | 13.A2 | XT0560:1 | PWR DISTRIBUTION RAIL | 13.A2 | USED
FU0680:LD | SC | AT0680POS | WHT | 14 | 8.B2 | XT0680:1 | PWR DISTRIBUTION RAIL | 8.B3 | USED
FU0190:LD | SC | FU0190 | WHT | 14 | 13.C3 | AT0190:POS | CONSOLE | 13.B4 | USED
FU0273:LD | SC | FU0273 | WHT | 14 | 13.B3 | ZS0271:1 | CONSOLE | 13.B6 | USED
FU0273:LD | SC | FU0273 | WHT | 14 | 13.B3 | ZS0273:1 | CONSOLE | 13.B4 | USED
XT0562:1 | SC | 0V1 | WHT | 14 | 13.B2 | EL0273:W1 | CONSOLE | 13.B4 | USED
XT0562:2 | SC | 0V1 | WHT | 14 | 13.B2 | AT0190:NEG | CONSOLE | 13.B4 | USED
AT0680:LAN2 | WC0019 | AT0190E | ENET | CABLE | 8.B4 | AT0190:ENET | CONSOLE | 13.B4 | USED
FU0190:LI | SC | FU0200LI | WHT | 14 | 13.C3 | FU0180:LI | GENERATOR VIBRATION PANEL | 13.D3 | USED
XT0562:2 | SC | 0V1 | WHT | 14 | 13.B2 | XT0180:1 | GENERATOR VIBRATION PANEL | 13.D2 | USED
XT0560:1 | SC | FU0136 | WHT | 16 | 13.A2 | XT0138:2 | PANEL A | 18.A3 | USED
XT0560:2 | SC | 0V | WHT | 16 | 13.B2 | XT0134:2 | PANEL A | 18.B3 | USED
XT0563:8 | SC | TCP18B1 | WHT | 20 | 15.D6 | AF0081:37 | PANEL A | 15.D6 | USED
XT0563:9 | SC | TCP18B2 | WHT | 20 | 15.D6 | AF0081:05 | PANEL A | 15.D6 | USED
FU0680:LI | SC | FU0210 | WHT | 14 | 8.B2 | XT0233:3 | PANEL B | 18.C4 | USED
XT0563:1 | SC | ESTOPB | WHT | 20 | 15.D6 | XT0240:2 | PANEL B | 21.A3 | USED
XT0563:2 | SC | ESTOPA | WHT | 20 | 15.D6 | XT0240:3 | PANEL B | 21.A3 | USED
XT0563:3 | SC | KA023612 | WHT | 20 | 15.B6 | XT0240:13 | PANEL B | 21.D4 | USED
XT0563:4 | SC | 0V | WHT | 20 | 15.B6 | XT0240:9 | PANEL B | 21.D3 | USED
XT0563:5 | SC | KA0241A1 | WHT | 20 | 15.C6 | XT0240:6 | PANEL B | 21.C3 | USED
XT0563:6 | SC | FU0139 | WHT | 20 | 15.C6 | XT0240:11 | PANEL B | 21.C4 | USED
XT0680:2 | SC | 0V | WHT | 16 | 8.B3 | XT0235:3 | PANEL B | 18.D4 | USED
AT0680:LAN1 | WC0680 | AT0680LAN1 | ENET | CABLE | 8.B4 | AP0609:L1 | PLC PANEL | 6.A6 | USED
AT0680:LAN3 | WC9011 | BA0011RJ45 | ENET | CABLE | 8.B4 | BA0011:RJ45 | PLC PANEL | 4.B2 | USED
FU0200:LD | SC | FU0200 | WHT | 14 | 13.A3 | AU0200:V+ | TCP | 13.A3 | USED
FU0201:LD | SC | FU0201 | GRN | 14 | 13.B3 | AF0202:V+ | TCP | 13.A5 | USED
XT0562:1 | SC | 0V1 | WHT | 14 | 13.B2 | AF0202:COM | TCP | 13.A5 | USED
XT0562:1 | SC | 0V1 | WHT | 14 | 13.B2 | AU0200:COM | TCP | 13.A3 | USED
XT0562:2 | SC | 0V1 | WHT | 20 | 13.B2 | SH0400:B | TCP | 15.B5 | USED
XT0563:1 | SC | ESTOPB | WHT | 20 | 15.D6 | SB0400:11 | TCP | 15.D5 | USED
XT0563:2 | SC | ESTOPA | WHT | 20 | 15.D6 | SB0400:12 | TCP | 15.D5 | USED
XT0563:3 | SC | KA023612 | WHT | 20 | 15.B6 | XT0564:1 B2 | TCP | 15.B5 | USED
XT0563:4 | SC | 0V | WHT | 20 | 15.B6 | HL0410:A | TCP | 15.B5 | USED
XT0563:5 | SC | KA0241A1 | WHT | 20 | 15.C6 | SA0401:1 | TCP | 15.C5 | USED
XT0563:6 | SC | FU0139 | WHT | 20 | 15.C6 | SA0401:2 | TCP | 15.C5 | USED
XT0563:8 | SC | TCP18B1 | WHT | 20 | 15.D6 | SB0400:21 | TCP | 15.D5 | USED
XT0563:9 | SC | TCP18B2 | WHT | 20 | 15.D6 | SB0400:22 | TCP | 15.D5 | USED
SolarTools ver. 24.0.84.24712 (Jul 31, 2025)
Report date: 2/20/2026 2:59 PM

## REDUNDANT POWER SUPPLY
REDUNDANT POWER SUPPLY
CONTROL CONSOLE^(REDUNDANT POWER SUPPLY)
Project # | 4M401
Project Name | FPSO GTG GENERATORS
Revision | C.2
Controls DE | J. SHORTER
Phone: | 0
Controls ME
Phone:
From | [5 empty] | To
Device ID | Cable (W) Conductor (SC) Jumper Clip (JC) | Wire No. | Wire ID | Gauge/Size | Page/Zone | Device ID | Location | Page/Zone
XT0033:2 | JC | 24V | CLIP | --- | 17.D5 | XT0033:1 | REDUNDANT POWER SUPPLY | 17.D5 | USED
XT0033:4 | JC | 0V | CLIP | --- | 17.D5 | XT0033:3 | REDUNDANT POWER SUPPLY | 17.D5 | USED
FU0031:LD | SC | 24V | WHT | 10 | 17.D5 | XT0033:1 | REDUNDANT POWER SUPPLY | 17.D5 | USED
FU0031:LI | SC | 24V2 | WHT | 10 | 17.D5 | UJ0031:OUT(+) | REDUNDANT POWER SUPPLY | 17.D4 | USED
GR0030: | SC | GR0030 | GRN/YEL | 14 | 17.D3 | FRAME | REDUNDANT POWER SUPPLY | 17.D3 | USED
GR0031: | SC | GR0031 | GRN/YEL | 14 | 17.D3 | FRAME | REDUNDANT POWER SUPPLY | 17.D3 | USED
QS0031:LD-1 | SC | UJ0031P | WHT | 12 | 17.D3 | UJ0031:+ | REDUNDANT POWER SUPPLY | 17.D4 | USED
QS0031:LD-3 | SC | UJ0031N | WHT | 12 | 17.D3 | UJ0031:- | REDUNDANT POWER SUPPLY | 17.D4 | USED
UJ0031:G | SC | UJ0031G | GRN/YEL | 12 | 17.D4 | FRAME | REDUNDANT POWER SUPPLY | 17.D4 | USED
UJ0031:OUT(-) | SC | 0V | WHT | 10 | 17.D4 | XT0033:4 | REDUNDANT POWER SUPPLY | 17.D5 | USED
QS0031:LI-2 | SC | QS00311 | WHT | 12 | 17.D3 | XT0012:1 | PANEL A | 17.D3 | USED
QS0031:LI-4 | SC | QS00312 | WHT | 12 | 17.D3 | XT0012:2 | PANEL A | 17.D3 | USED
UJ0031:IOUT | SC | UJ0031IOUT | WHT | 20 | 17.D4 | AF0094:10 | PANEL A | 17.C7 | USED
UJ0031:IS | SC | UJ0131IS | WHT | 20 | 17.D4 | UJ0131:IS | PANEL A | 17.B4 | USED
UJ0031:OK1 | SC | UJ0031OK1 | WHT | 20 | 17.D4 | AF0091:42 | PANEL A | 17.D7 | USED
UJ0031:OK2 | SC | UJ0031OK2 | WHT | 20 | 17.D4 | AF0091:10 | PANEL A | 17.D7 | USED
UJ0031:VIN | SC | UJ0031VIN | WHT | 20 | 17.D4 | AF0094:08 | PANEL A | 17.C7 | USED
XT0033:2 | SC | 24V | WHT | 10 | 17.D5 | FU0136:LI | PANEL A | 18.A3 | USED
XT0033:2 | SC | 24V | WHT | 10 | 17.D5 | XT0032:2 | PANEL A | 17.C5 | USED
XT0033:3 | SC | 0V | WHT | 10 | 17.D5 | XT0032:4 | PANEL A | 17.C5 | USED
XT0033:3 | SC | 0V | WHT | 14 | 17.D5 | XT0134:1 | PANEL A | 18.B3 | USED
SolarTools ver. 24.0.84.24712 (Jul 31, 2025)
Report date: 2/20/2026 2:59 PM

## TCP
TCP
CONTROL CONSOLE DOOR^(TURBINE CONTROL PANEL)
Project # | 4M401
Project Name | FPSO GTG GENERATORS
Revision | C.2
Controls DE | J. SHORTER
Phone: | 0
Controls ME
Phone:
From | [5 empty] | To
Device ID | Cable (W) Conductor (SC) Jumper Clip (JC) | Wire No. | Wire ID | Gauge/Size | Page/Zone | Device ID | Location | Page/Zone
AF0201:00 | SC | TCP13NO | WHT | 20 | 15.A3 | SH0400:NO | TCP | 15.A1 | USED
AF0201:01 | SC | TCP14NO | WHT | 20 | 15.A3 | SH0401:NO | TCP | 15.A1 | USED
AF0201:02 | SC | TCP15NO | WHT | 20 | 15.B3 | SH0409:NO | TCP | 15.B1 | USED
AF0201:03 | SC | TCP16NO | WHT | 20 | 15.B3 | SH0410:NO | TCP | 15.B1 | USED
AF0201:04 | SC | TCP17A2 | WHT | 20 | 15.C3 | SA0400:14 | TCP | 15.C1 | USED
AF0201:05 | SC | TCP17B2 | WHT | 20 | 15.C3 | SA0400:22 | TCP | 15.C1 | USED
AF0201:08 | SC | TCP23NC | WHT | 20 | 15.D3 | SB0401:NC | TCP | 15.D1 | USED
AF0201:09 | SC | TCP24NO | WHT | 20 | 15.D3 | SB0402:NO | TCP | 15.D1 | USED
AF0201:10 | SC | TCP25NO | WHT | 20 | 15.A6 | SB0403:NO | TCP | 15.A5 | USED
AF0201:11 | SC | TCP26NO | WHT | 20 | 15.A7 | SB0404:NO | TCP | 15.A5 | USED
AF0201:12 | SC | TCP29NO | WHT | 20 | 16.D3 | SB0405:NO | TCP | 16.D1 | USED
AF0201:13 | SC | TCP28NC | WHT | 20 | 16.C3 | SB0406:NC | TCP | 16.C1 | USED
AF0201:14 | SC | TCP31NO | WHT | 20 | 16.A6 | SB0407:NO | TCP | 16.A5 | USED
AF0201:15 | SC | TCP32NO | WHT | 20 | 16.A6 | SB0408:NO | TCP | 16.A5 | USED
AF0201:16 | SC | TCP30NO | WHT | 20 | 16.D3 | SH0408:NO | TCP | 16.D1 | USED
AF0201:17 | SC | TCP19NO | WHT | 20 | 16.A3 | SH0404:NO | TCP | 16.A1 | USED
AF0201:18 | SC | TCP20NO | WHT | 20 | 16.B3 | SH0405:NO | TCP | 16.B1 | USED
AF0201:19 | SC | TCP21NO | WHT | 20 | 16.B3 | SH0411:NO | TCP | 16.B1 | USED
AF0201:20 | SC | TCP22NO | WHT | 20 | 16.C3 | SH0412:NO | TCP | 16.C1 | USED
AF0201:32 | SC | TCP13C | WHT | 20 | 15.A3 | SH0400:C | TCP | 15.A1 | USED
AF0201:33 | SC | TCP14C | WHT | 20 | 15.A3 | SH0401:C | TCP | 15.A1 | USED
AF0201:34 | SC | TCP15C | WHT | 20 | 15.B3 | SH0409:C | TCP | 15.B1 | USED
AF0201:35 | SC | TCP16C | WHT | 20 | 15.B3 | SH0410:C | TCP | 15.B1 | USED
AF0201:36 | SC | TCP17A1 | WHT | 20 | 15.C3 | SA0400:13 | TCP | 15.C1 | USED
AF0201:37 | SC | TCP17B1 | WHT | 20 | 15.C3 | SA0400:21 | TCP | 15.C1 | USED
AF0201:40 | SC | TCP23C | WHT | 20 | 15.D3 | SB0401:C | TCP | 15.D1 | USED
AF0201:41 | SC | TCP24C | WHT | 20 | 15.D3 | SB0402:C | TCP | 15.D1 | USED
AF0201:42 | SC | TCP25C | WHT | 20 | 15.A6 | SB0403:C | TCP | 15.A5 | USED
AF0201:43 | SC | TCP26C | WHT | 20 | 15.A7 | SB0404:C | TCP | 15.A5 | USED
AF0201:44 | SC | TCP29C | WHT | 20 | 16.D3 | SB0405:C | TCP | 16.D1 | USED
AF0201:45 | SC | TCP28C | WHT | 20 | 16.C3 | SB0406:C | TCP | 16.C1 | USED
AF0201:46 | SC | TCP31C | WHT | 20 | 16.A6 | SB0407:C | TCP | 16.A5 | USED
AF0201:47 | SC | TCP32C | WHT | 20 | 16.A6 | SB0408:C | TCP | 16.A5 | USED
AF0201:48 | SC | TCP30C | WHT | 20 | 16.D3 | SH0408:C | TCP | 16.D1 | USED
AF0201:49 | SC | TCP19C | WHT | 20 | 16.A3 | SH0404:C | TCP | 16.A1 | USED
AF0201:50 | SC | TCP20C | WHT | 20 | 16.B3 | SH0405:C | TCP | 16.B1 | USED
AF0201:51 | SC | TCP21C | WHT | 20 | 16.B3 | SH0411:C | TCP | 16.B1 | USED
AF0201:52 | SC | TCP22C | WHT | 20 | 16.C3 | SH0412:C | TCP | 16.C1 | USED
AF0201:COM | SC | AU0200N | WHT | 16 | 13.A4 | AU0200:COM | TCP | 13.A3 | USED
AF0201:SHLD | SC | 0201SHLD | WHT | 16 | 13.C1 | AF0201:V+L | TCP | 13.C1 | USED
AF0201:V+ | SC | AU0200P | WHT | 16 | 13.A4 | AU0200:V+ | TCP | 13.A3 | USED
AF0202:00 | SC | TCP01AP | WHT | 20 | 14.A3 | HL0400:A+ | TCP | 14.A1 | USED
AF0202:01 | SC | TCP02AP | WHT | 20 | 14.A3 | HL0401:A+ | TCP | 14.A1 | USED
AF0202:02 | SC | TCP03AP | WHT | 20 | 14.B3 | HL0402:A+ | TCP | 14.B1 | USED
AF0202:03 | SC | TCP04AP | WHT | 20 | 14.B3 | HL0403:A+ | TCP | 14.B1 | USED
AF0202:04 | SC | TCP05AP | WHT | 20 | 14.C3 | HL0404:A+ | TCP | 14.C1 | USED
AF0202:05 | SC | TCP06AP | WHT | 20 | 14.C3 | HL0405:A+ | TCP | 14.C1 | USED
AF0202:06 | SC | TCP06BP | WHT | 20 | 14.D3 | HL0405:B+ | TCP | 14.D1 | USED
AF0202:08 | SC | TCP07AP | WHT | 20 | 14.D3 | HL0406:A+ | TCP | 14.D1 | USED
AF0202:09 | SC | TCP08AP | WHT | 20 | 14.A7 | HL0407:A+ | TCP | 14.A5 | USED
AF0202:10 | SC | TCP09AP | WHT | 20 | 14.A7 | HL0408:A+ | TCP | 14.A5 | USED
AF0202:11 | SC | TCP10AP | WHT | 20 | 14.B7 | HL0409:A+ | TCP | 14.B5 | USED
AF0202:12 | SC | TCP11AP | WHT | 20 | 14.B7 | HL0411:A+ | TCP | 14.B5 | USED
AF0202:13 | SC | TCP15AP | WHT | 20 | 14.C7 | SH0409:A+ | TCP | 14.C5 | USED
AF0202:14 | SC | TCP15BP | WHT | 20 | 14.C7 | SH0409:B+ | TCP | 14.C5 | USED
AF0202:15 | SC | TCP16AP | WHT | 20 | 14.D7 | SH0410:A+ | TCP | 14.D5 | USED
AF0202:16 | SC | TCP16BP | WHT | 20 | 14.D7 | SH0410:B+ | TCP | 14.D5 | USED
AF0202:17 | SC | TCP19AP | WHT | 20 | 16.B6 | SH0404:A+ | TCP | 16.B5 | USED
AF0202:18 | SC | TCP20AP | WHT | 20 | 16.B6 | SH0405:A+ | TCP | 16.B5 | USED
AF0202:19 | SC | TCP21AP | WHT | 20 | 16.C6 | SH0411:A+ | TCP | 16.C5 | USED
AF0202:20 | SC | TCP22AP | WHT | 20 | 16.C6 | SH0412:A+ | TCP | 16.C5 | USED
AF0202:21 | SC | TCP30AP | WHT | 20 | 16.D6 | SH0408:A+ | TCP | 16.D5 | USED
AF0202:22 | SC | TCP30BP | WHT | 20 | 16.D6 | SH0408:B+ | TCP | 16.D5 | USED
AF0202:32 | SC | TCP01A | WHT | 20 | 14.A3 | HL0400:A | TCP | 14.A1 | USED
AF0202:33 | SC | TCP02A | WHT | 20 | 14.A3 | HL0401:A | TCP | 14.A1 | USED
AF0202:34 | SC | TCP03A | WHT | 20 | 14.B3 | HL0402:A | TCP | 14.B1 | USED
AF0202:35 | SC | TCP04A | WHT | 20 | 14.B3 | HL0403:A | TCP | 14.B1 | USED
AF0202:36 | SC | TCP05A | WHT | 20 | 14.C3 | HL0404:A | TCP | 14.C1 | USED
AF0202:37 | SC | TCP06A | WHT | 20 | 14.C3 | HL0405:A | TCP | 14.C1 | USED
AF0202:38 | SC | TCP06B | WHT | 20 | 14.D3 | HL0405:B | TCP | 14.D1 | USED
AF0202:40 | SC | TCP07A | WHT | 20 | 14.D3 | HL0406:A | TCP | 14.D1 | USED
AF0202:41 | SC | TCP08A | WHT | 20 | 14.A7 | HL0407:A | TCP | 14.A5 | USED
AF0202:42 | SC | TCP09A | WHT | 20 | 14.A7 | HL0408:A | TCP | 14.A5 | USED
AF0202:43 | SC | TCP10A | WHT | 20 | 14.B7 | HL0409:A | TCP | 14.B5 | USED
AF0202:44 | SC | TCP11A | WHT | 20 | 14.B7 | HL0411:A | TCP | 14.B5 | USED
AF0202:45 | SC | TCP15A | WHT | 20 | 14.C7 | SH0409:A | TCP | 14.C5 | USED
AF0202:46 | SC | TCP15B | WHT | 20 | 14.C7 | SH0409:B | TCP | 14.C5 | USED
AF0202:47 | SC | TCP16A | WHT | 20 | 14.D7 | SH0410:A | TCP | 14.D5 | USED
AF0202:48 | SC | TCP16B | WHT | 20 | 14.D7 | SH0410:B | TCP | 14.D5 | USED
AF0202:49 | SC | TCP19A | WHT | 20 | 16.B6 | SH0404:A | TCP | 16.B5 | USED
AF0202:50 | SC | TCP20A | WHT | 20 | 16.B6 | SH0405:A | TCP | 16.B5 | USED
AF0202:51 | SC | TCP21A | WHT | 20 | 16.C6 | SH0411:A | TCP | 16.C5 | USED
AF0202:52 | SC | TCP22A | WHT | 20 | 16.C6 | SH0412:A | TCP | 16.C5 | USED
AF0202:53 | SC | TCP30A | WHT | 20 | 16.D6 | SH0408:A | TCP | 16.D5 | USED
AF0202:54 | SC | TCP30B | WHT | 20 | 16.D6 | SH0408:B | TCP | 16.D5 | USED
AF0202:COML | SC | 0202SHLD | WHT | 16 | 13.C1 | AF0202:SHLD | TCP | 13.C1 | USED
AU0200:GND | SC | AU0200GND | GRN | 14 | 13.A3 | XT0201:1 | TCP | 13.C3 | USED
HL0400:A | SC | TCP01A | WHT | 20 | 14.A1 | HL0400:B | TCP | 14.A1 | USED
HL0400:A+ | SC | TCP01AP | WHT | 20 | 14.A1 | HL0400:B+ | TCP | 14.A1 | USED
HL0401:A | SC | TCP02A | WHT | 20 | 14.A1 | HL0401:B | TCP | 14.A1 | USED
HL0401:A+ | SC | TCP02AP | WHT | 20 | 14.A1 | HL0401:B+ | TCP | 14.A1 | USED
HL0402:A | SC | TCP03A | WHT | 20 | 14.B1 | HL0402:B | TCP | 14.B1 | USED
HL0402:A+ | SC | TCP03AP | WHT | 20 | 14.B1 | HL0402:B+ | TCP | 14.B1 | USED
HL0403:A | SC | TCP04A | WHT | 20 | 14.B1 | HL0403:B | TCP | 14.B1 | USED
HL0403:A+ | SC | TCP04AP | WHT | 20 | 14.B1 | HL0403:B+ | TCP | 14.B1 | USED
HL0404:A | SC | TCP05A | WHT | 20 | 14.C1 | HL0404:B | TCP | 14.C1 | USED
HL0404:A+ | SC | TCP05AP | WHT | 20 | 14.C1 | HL0404:B+ | TCP | 14.C1 | USED
HL0406:A | SC | TCP07A | WHT | 20 | 14.D1 | HL0406:B | TCP | 14.D1 | USED
HL0406:A+ | SC | TCP07AP | WHT | 20 | 14.D1 | HL0406:B+ | TCP | 14.D1 | USED
HL0407:A | SC | TCP08A | WHT | 20 | 14.A5 | HL0407:B | TCP | 14.A5 | USED
HL0407:A+ | SC | TCP08AP | WHT | 20 | 14.A5 | HL0407:B+ | TCP | 14.A5 | USED
HL0408:A | SC | TCP09A | WHT | 20 | 14.A5 | HL0408:B | TCP | 14.A5 | USED
HL0408:A+ | SC | TCP09AP | WHT | 20 | 14.A5 | HL0408:B+ | TCP | 14.A5 | USED
HL0409:A | SC | TCP10A | WHT | 20 | 14.B5 | HL0409:B | TCP | 14.B5 | USED
HL0409:A+ | SC | TCP10AP | WHT | 20 | 14.B5 | HL0409:B+ | TCP | 14.B5 | USED
HL0410:A | SC | 0V | WHT | 20 | 15.B5 | HL0410:B | TCP | 15.B5 | USED
HL0410:A+ | SC | TCP12AP | WHT | 20 | 15.B5 | XT0564:1 B1 | TCP | 15.B5 | USED
HL0410:A+ | SC | TCP12AP | WHT | 20 | 15.B5 | HL0410:B+ | TCP | 15.B5 | USED
HL0411:A | SC | TCP11A | WHT | 20 | 14.B5 | HL0411:B | TCP | 14.B5 | USED
HL0411:A+ | SC | TCP11AP | WHT | 20 | 14.B5 | HL0411:B+ | TCP | 14.B5 | USED
SB0404:NO | SC | TCP26NO | WHT | 20 | 15.A5 | XT0564:1 T1 | TCP | 15.B5 | USED
SH0400:A | SC | 0V1 | WHT | 20 | 15.B5 | SH0401:A | TCP | 15.C5 | USED
SH0400:A | SC | 0V1 | WHT | 20 | 15.B5 | SH0400:B | TCP | 15.B5 | USED
SH0400:A+ | SC | TCP13AP | WHT | 20 | 15.B5 | XT0564:2 B1 | TCP | 15.B5 | USED
SH0400:B+ | SC | TCP13BP | WHT | 20 | 15.B5 | XT0564:3 B1 | TCP | 15.B5 | USED
SH0401:A | SC | 0V1 | WHT | 20 | 15.C5 | SH0401:B | TCP | 15.C5 | USED
SH0401:A+ | SC | TCP14AP | WHT | 20 | 15.C5 | XT0564:5 B1 | TCP | 15.C5 | USED
SH0401:B+ | SC | TCP14BP | WHT | 20 | 15.C5 | XT0564:4 B1 | TCP | 15.C5 | USED
SH0404:A | SC | TCP19A | WHT | 20 | 16.B5 | SH0404:B | TCP | 16.B5 | USED
SH0404:A+ | SC | TCP19AP | WHT | 20 | 16.B5 | SH0404:B+ | TCP | 16.B5 | USED
SH0405:A | SC | TCP20A | WHT | 20 | 16.B5 | SH0405:B | TCP | 16.B5 | USED
SH0405:A+ | SC | TCP20AP | WHT | 20 | 16.B5 | SH0405:B+ | TCP | 16.B5 | USED
SH0411:A | SC | TCP21A | WHT | 20 | 16.C5 | SH0411:B | TCP | 16.C5 | USED
SH0411:A+ | SC | TCP21AP | WHT | 20 | 16.C5 | SH0411:B+ | TCP | 16.C5 | USED
SH0412:A | SC | TCP22A | WHT | 20 | 16.C5 | SH0412:B | TCP | 16.C5 | USED
SH0412:A+ | SC | TCP22AP | WHT | 20 | 16.C5 | SH0412:B+ | TCP | 16.C5 | USED
XT0564:1 T2 | SC | TCP26NO | WHT | 20 | 15.B5 | XT0564:2 T2 | TCP | 15.B5 | USED
XT0564:2 T1 | SC | TCP26NO | WHT | 20 | 15.B5 | XT0564:3 T1 | TCP | 15.B5 | USED
XT0564:3 T2 | SC | TCP26NO | WHT | 20 | 15.B5 | XT0564:4 T2 | TCP | 15.C5 | USED
XT0564:4 T1 | SC | TCP26NO | WHT | 20 | 15.C5 | XT0564:5 T1 | TCP | 15.C5 | USED
AF0202:23 | WC5540 | HA0273P | BLK | 16 | 16.A3 | HA0273:(+) | CONSOLE | 16.A1 | USED
AF0202:55 | WC5540 | HA0273N | WHT | 16 | 16.A3 | HA0273:(-) | CONSOLE | 16.A1 | USED
AU0200:L1 | WC0014 | AT0140L2 | ENET | CABLE | 13.A3 | AT0140:P2 | GENERATOR PANEL | 30.D5 | USED
GR0200: | SC | IEG02308 | GRN | 14 | 13.A3 | IEG0230:8 | PANEL B | 13.A2 | USED
AU0200:L2 | WC0020 | AU0200L2 | ENET | CABLE | 13.A3 | BA0004:RJ45 | PLC PANEL | 3.C6 | USED
AF0202:COM | SC | 0V1 | WHT | 14 | 13.A5 | XT0562:1 | PWR DISTRIBUTION RAIL | 13.B2 | USED
AF0202:V+ | SC | FU0201 | GRN | 14 | 13.A5 | FU0201:LD | PWR DISTRIBUTION RAIL | 13.B3 | USED
AU0200:COM | SC | 0V1 | WHT | 14 | 13.A3 | XT0562:1 | PWR DISTRIBUTION RAIL | 13.B2 | USED
AU0200:V+ | SC | FU0200 | WHT | 14 | 13.A3 | FU0200:LD | PWR DISTRIBUTION RAIL | 13.A3 | USED
HL0410:A | SC | 0V | WHT | 20 | 15.B5 | XT0563:4 | PWR DISTRIBUTION RAIL | 15.B6 | USED
SA0401:1 | SC | KA0241A1 | WHT | 20 | 15.C5 | XT0563:5 | PWR DISTRIBUTION RAIL | 15.C6 | USED
SA0401:2 | SC | FU0139 | WHT | 20 | 15.C5 | XT0563:6 | PWR DISTRIBUTION RAIL | 15.C6 | USED
SB0400:11 | SC | ESTOPB | WHT | 20 | 15.D5 | XT0563:1 | PWR DISTRIBUTION RAIL | 15.D6 | USED
SB0400:12 | SC | ESTOPA | WHT | 20 | 15.D5 | XT0563:2 | PWR DISTRIBUTION RAIL | 15.D6 | USED
SB0400:21 | SC | TCP18B1 | WHT | 20 | 15.D5 | XT0563:8 | PWR DISTRIBUTION RAIL | 15.D6 | USED
SB0400:22 | SC | TCP18B2 | WHT | 20 | 15.D5 | XT0563:9 | PWR DISTRIBUTION RAIL | 15.D6 | USED
SH0400:B | SC | 0V1 | WHT | 20 | 15.B5 | XT0562:2 | PWR DISTRIBUTION RAIL | 13.B2 | USED
XT0564:1 B2 | SC | KA023612 | WHT | 20 | 15.B5 | XT0563:3 | PWR DISTRIBUTION RAIL | 15.B6 | USED
SolarTools ver. 24.0.84.24712 (Jul 31, 2025)
Report date: 2/20/2026 2:59 PM

## VIBRATION DOOR PANEL
VIBRATION DOOR PANEL
Project # | 4M401
Project Name | FPSO GTG GENERATORS
Revision | C.2
Controls DE | J. SHORTER
Phone: | 0
Controls ME
Phone:
From | [5 empty] | To
Device ID | Cable (W) Conductor (SC) Jumper Clip (JC) | Wire No. | Wire ID | Gauge/Size | Page/Zone | Device ID | Location | Page/Zone
AF0450:32 | SC | XT04001 | GRN | 16 | 26.A3 | XT0400:1 | VIBRATION DOOR PANEL | 26.B4 | USED
XT0400:3 | SC | IEG01308 | GRN | 14 | 26.C4 | IEG0130:8 | CUSTOMER^PANEL | 26.C4 | USED
AF0450:53 | SC | 0V | WHT | 20 | 26.A3 | XT0110:3 | GENERATOR VIBRATION PANEL | 24.B6 | USED
AF0450:55 | SC | FU0113 | WHT | 16 | 26.A3 | XT0110:2 | GENERATOR VIBRATION PANEL | 24.A6 | USED
AF0450:06 | WC4649 | UAI152012 | RED | 20 | 60.A7 | UAI1520:11 | ISOLATOR PANEL | 60.A5 | USED
AF0450:08 | WC4649 | UAI152011 | BLK | 20 | 60.A7 | UAI1520:12 | ISOLATOR PANEL | 60.A5 | USED
AF0450:23 | WC4649 | UAI1520S | SH | 20 | 60.A7 | FLOATING | ISOLATOR PANEL | 60.A6 | USED
AF0450:L2 | WC0045 | AF0450L2 | ENET | CABLE | 26.C3 | AU0090:L1 | PANEL A | 10.C1 | USED
AF0450:L1 | WC0003 | AP0603L2 | ENET | CABLE | 26.C3 | AP0603:L2 | PLC PANEL | 6.A3 | USED
SolarTools ver. 24.0.84.24712 (Jul 31, 2025)
Report date: 2/20/2026 2:59 PM

## Panel Errors
Panel Errors
Project # | 4M401
Project Name | FPSO GTG GENERATORS
Revision | C.2
Controls DE | J. SHORTER
Phone: | 0
Controls ME
Phone:
From | [6 empty] | To
Device ID | Location | Cable (W) Conductor (SC) Jumper Clip (JC) | Wire ID | Wire No. | Gauge/Size | Page/Zone | Device ID | Location | Page/Zone
Report date: 2/20/2026 2:59 PM |  |  |  | SolarTools ver. 24.0.84.24712 (Jul 31, 2025)

## Cable Part Numbers
Cable Part Numbers |  |  | SolarTools ver. 24.0.84.24712 (Jul 31, 2025)
Project # | 4M401
Report date: 2/20/2026 3:02 PM
Project Name | FPSO GTG GENERATORS
Revision | C.2
Controls DE | J. SHORTER
Phone: | 0
Controls ME
Phone:
Device ID |  | Part Number |  | Description
WC4524 |  | 1022941-12 |  | TPE, 1 PAIR TWISTED SHIELDED
WC5072 |  | PART OF 1103208-100 |  | CABLE, 2 CONDUCTOR UNSHIELDED PART OF HORN
WC0001 |  | 1302073-36 |  | CABLE, ETHERNET - 36 INCHES
WC0003 |  | 1302073-36 |  | CABLE, ETHERNET - 36 INCHES
WC0005 |  | 1302073-36 |  | CABLE, COMMUNICATION CABLE - 36 INCHES
WC0006 |  | 1302073-36 |  | CABLE, ETHERNET - 36 INCHES
WC0007 |  | 1302073-36 |  | CABLE, ETHERNET - 36 INCHES
WC0008 |  | 1302073-36 |  | CABLE, ETHERNET - 36 INCHES
WC0009 |  | 1302073-36 |  | CABLE, ETHERNET - 36 INCHES
WC0010 |  | 1302073-36 |  | CABLE, ETHERNET - 36 INCHES
WC0012 |  | 1302073-36 |  | CABLE, ETHERNET - 36 INCHES
WC0014 |  | 1302073-36 |  | CABLE, ETHERNET - 36 INCHES
WC0018 |  | 1302073-36 |  | CABLE, ETHERNET - 36 INCHES
WC0019 |  | 1302073-36 |  | CABLE, COMMUNICATION CABLE - 36 INCHES
WC0020 |  | 1302073-36 |  | CABLE, ETHERNET - 36 INCHES
WC0045 |  | 1302073-36 |  | CABLE, ETHERNET - 36 INCHES
WC0101 |  | 1302073-36 |  | CABLE, COMMUNICATION CABLE - 36 INCHES
WC029001 |  | 1022941-12 |  | TPE, 1 PAIR TWISTED SHIELDED
WC029002 |  | 1022941-12 |  | TPE, 1 PAIR TWISTED SHIELDED
WC029003 |  | 1022941-12 |  | TPE, 1 PAIR TWISTED SHIELDED
WC029004 |  | 1022941-12 |  | TPE, 1 PAIR TWISTED SHIELDED
WC029005 |  | 1022941-12 |  | TPE, 1 PAIR TWISTED SHIELDED
WC029006 |  | 1022941-12 |  | TPE, 1 PAIR TWISTED SHIELDED
WC029007 |  | 1022941-12 |  | TPE, 1 PAIR TWISTED SHIELDED
WC029008 |  | 1022941-12 |  | TPE, 1 PAIR TWISTED SHIELDED
WC029009 |  | 1022941-12 |  | TPE, 1 PAIR TWISTED SHIELDED
WC029010 |  | 1022941-12 |  | TPE, 1 PAIR TWISTED SHIELDED
WC029011 |  | 1022941-12 |  | TPE, 1 PAIR TWISTED SHIELDED
WC029012 |  | 1022941-12 |  | TPE, 1 PAIR TWISTED SHIELDED
WC029013 |  | 1022941-12 |  | TPE, 1 PAIR TWISTED SHIELDED
WC029014 |  | 1022941-12 |  | TPE, 1 PAIR TWISTED SHIELDED
WC029015 |  | 1022941-12 |  | TPE, 1 PAIR TWISTED SHIELDED
WC029016 |  | 1022941-12 |  | TPE, 1 PAIR TWISTED SHIELDED
WC029017 |  | 1022941-12 |  | TPE, 1 PAIR TWISTED SHIELDED
WC029018 |  | 1022941-12 |  | TPE, 1 PAIR TWISTED SHIELDED
WC029019 |  | 1022941-12 |  | TPE, 1 PAIR TWISTED SHIELDED
WC029020 |  | 1022941-12 |  | TPE, 1 PAIR TWISTED SHIELDED
WC029021 |  | 1022941-12 |  | TPE, 1 PAIR TWISTED SHIELDED
WC029022 |  | 1022941-12 |  | TPE, 1 PAIR TWISTED SHIELDED
WC029023 |  | 1022941-12 |  | TPE, 1 PAIR TWISTED SHIELDED
WC029024 |  | 1022941-22 |  | TPE, 1 PAIR TWISTED SHIELDED
WC029025 |  | 1022941-12 |  | TPE, 1 PAIR TWISTED SHIELDED
WC029026 |  | 1022941-12 |  | TPE, 1 PAIR TWISTED SHIELDED
WC029027 |  | 1022941-12 |  | TPE, 1 PAIR TWISTED SHIELDED
WC029028 |  | 1022941-12 |  | TPE, 1 PAIR TWISTED SHIELDED
WC029029 |  | 1022941-12 |  | TPE, 1 PAIR TWISTED SHIELDED
WC029030 |  | 1022941-12 |  | TPE, 1 PAIR TWISTED SHIELDED
WC029031 |  | 1022941-12 |  | TPE, 1 PAIR TWISTED SHIELDED
WC029032 |  | 1022941-12 |  | TPE, 1 PAIR TWISTED SHIELDED
WC029101 |  | 1022941-12 |  | TPE, 1 PAIR TWISTED SHIELDED
WC029102 |  | 1022941-12 |  | TPE, 1 PAIR TWISTED SHIELDED
WC029103 |  | 1022941-12 |  | TPE, 1 PAIR TWISTED SHIELDED
WC029104 |  | 1022941-12 |  | TPE, 1 PAIR TWISTED SHIELDED
WC029105 |  | 1022941-12 |  | TPE, 1 PAIR TWISTED SHIELDED
WC029106 |  | 1022941-12 |  | TPE, 1 PAIR TWISTED SHIELDED
WC029107 |  | 1022941-12 |  | TPE, 1 PAIR TWISTED SHIELDED
WC029108 |  | 1022941-12 |  | TPE, 1 PAIR TWISTED SHIELDED
WC029109 |  | 1022941-12 |  | TPE, 1 PAIR TWISTED SHIELDED
WC029110 |  | 1022941-12 |  | TPE, 1 PAIR TWISTED SHIELDED
WC029111 |  | 1022941-22 |  | TPE, 1 PAIR TWISTED SHIELDED
WC029112 |  | 1022941-12 |  | TPE, 1 PAIR TWISTED SHIELDED
WC029113 |  | 1022941-12 |  | TPE, 1 PAIR TWISTED SHIELDED
WC029114 |  | 1022941-12 |  | TPE, 1 PAIR TWISTED SHIELDED
WC029115 |  | 1022941-12 |  | TPE, 1 PAIR TWISTED SHIELDED
WC029118 |  | 1022941-12 |  | TPE, 1 PAIR TWISTED SHIELDED
WC029119 |  | 1022941-12 |  | TPE, 1 PAIR TWISTED SHIELDED
WC029120 |  | 1022941-12 |  | TPE, 1 PAIR TWISTED SHIELDED
WC029121 |  | 1022941-12 |  | TPE, 1 PAIR TWISTED SHIELDED
WC029122 |  | 1022941-12 |  | TPE, 1 PAIR TWISTED SHIELDED
WC0601 |  | 1302073-36 |  | CABLE, ETHERNET - 36 INCHES
WC0680 |  | 1302073-36 |  | CABLE, COMMUNICATION CABLE - 36 INCHES
WC1200 |  | 1302073-36 |  | CABLE, ETHERNET - 36 INCHES
WC1201 |  | 1302073-36 |  | CABLE, ETHERNET - 36 INCHES
WC1202 |  | 1302073-36 |  | CABLE, ETHERNET - 36 INCHES
WC1203 |  | 1022941-12 |  | TPE, 1 PAIR TWISTED SHIELDED
WC1304 |  | 1022941-12 |  | TPE, 1 PAIR TWISTED SHIELDED
WC1305 |  | 1022941-12 |  | TPE, 1 PAIR TWISTED SHIELDED
WC1306 |  | 1022941-12 |  | TPE, 1 PAIR TWISTED SHIELDED
WC1327 |  | 1022941-12 |  | TPE, 1 PAIR TWISTED SHIELDED
WC1328 |  | 1022941-12 |  | TPE, 1 PAIR TWISTED SHIELDED
WC1329 |  | 1022941-12 |  | TPE, 1 PAIR TWISTED SHIELDED
WC1330 |  | 1022941-12 |  | TPE, 1 PAIR TWISTED SHIELDED
WC1331 |  | 1022941-12 |  | TPE, 1 PAIR TWISTED SHIELDED
WC1332 |  | 1022941-12 |  | TPE, 1 PAIR TWISTED SHIELDED
WC1333 |  | 1022941-12 |  | TPE, 1 PAIR TWISTED SHIELDED
WC1334 |  | 1022941-12 |  | TPE, 1 PAIR TWISTED SHIELDED
WC1335 |  | 1022941-12 |  | TPE, 1 PAIR TWISTED SHIELDED
WC1336 |  | 1022941-12 |  | TPE, 1 PAIR TWISTED SHIELDED
WC1337 |  | 1022941-12 |  | TPE, 1 PAIR TWISTED SHIELDED
WC1338 |  | 1022941-12 |  | TPE, 1 PAIR TWISTED SHIELDED
WC1339 |  | 1022941-12 |  | TPE, 1 PAIR TWISTED SHIELDED
WC1340 |  | 1022941-12 |  | TPE, 1 PAIR TWISTED SHIELDED
WC1341 |  | 1022941-12 |  | TPE, 1 PAIR TWISTED SHIELDED
WC1342 |  | 1022941-12 |  | TPE, 1 PAIR TWISTED SHIELDED
WC1343 |  | 1022941-12 |  | TPE, 1 PAIR TWISTED SHIELDED
WC1344 |  | 1022941-12 |  | TPE, 1 PAIR TWISTED SHIELDED
WC1345 |  | 1022941-12 |  | TPE, 1 PAIR TWISTED SHIELDED
WC1346 |  | 1022941-12 |  | TPE, 1 PAIR TWISTED SHIELDED
WC2100 |  | 1022941-13 |  | TPE, 1 TRIAD TWISTED SHIELDED
WC2101 |  | 1022941-12 |  | TPE, 1 PAIR TWISTED SHIELDED
WC2102 |  | 1022941-12 |  | TPE, 1 PAIR TWISTED SHIELDED
WC2103 |  | 1022941-12 |  | TPE, 1 PAIR TWISTED SHIELDED
WC2104 |  | 1022941-12 |  | TPE, 1 PAIR TWISTED SHIELDED
WC2105 |  | 1022941-12 |  | TPE, 1 PAIR TWISTED SHIELDED
WC2110 |  | 1022941-13 |  | TPE, 1 TRIAD TWISTED SHIELDED
WC2126 |  | 1022941-13 |  | TPE, 1 TRIAD TWISTED SHIELDED
WC2127 |  | 1022941-13 |  | TPE, 1 TRIAD TWISTED SHIELDED
WC2128 |  | 1022941-13 |  | TPE, 1 TRIAD TWISTED SHIELDED
WC2129 |  | 1022941-13 |  | TPE, 1 TRIAD TWISTED SHIELDED
WC2137 |  | 1022941-13 |  | TPE, 1 TRIAD TWISTED SHIELDED
WC2153 |  | 1022941-13 |  | TPE, 1 TRIAD TWISTED SHIELDED
WC2154 |  | 1022941-13 |  | TPE, 1 TRIAD TWISTED SHIELDED
WC2155 |  | 1022941-13 |  | TPE, 1 TRIAD TWISTED SHIELDED
WC2156 |  | 1022941-13 |  | TPE, 1 TRIAD TWISTED SHIELDED
WC2157 |  | 1022941-13 |  | TPE, 1 TRIAD TWISTED SHIELDED
WC2161 |  | 1022941-13 |  | TPE, 1 TRIAD TWISTED SHIELDED
WC2162 |  | 1022941-13 |  | TPE, 1 TRIAD TWISTED SHIELDED
WC2170 |  | 1022941-13 |  | TPE, 1 TRIAD TWISTED SHIELDED
WC2180 |  | 1022941-13 |  | TPE, 1 TRIAD TWISTED SHIELDED
WC2181 |  | 1022941-13 |  | TPE, 1 TRIAD TWISTED SHIELDED
WC2182 |  | 1022941-13 |  | TPE, 1 TRIAD TWISTED SHIELDED
WC2201 |  | 1022941-12 |  | TPE, 1 PAIR TWISTED SHIELDED
WC2202 |  | 1022941-12 |  | TPE, 1 PAIR TWISTED SHIELDED
WC2203 |  | 1022941-12 |  | TPE, 1 PAIR TWISTED SHIELDED
WC2204 |  | 1022941-12 |  | TPE, 1 PAIR TWISTED SHIELDED
WC2205 |  | 1022941-12 |  | TPE, 1 PAIR TWISTED SHIELDED
WC2206 |  | 1022941-12 |  | TPE, 1 PAIR TWISTED SHIELDED
WC2207 |  | 1022941-12 |  | TPE, 1 PAIR TWISTED SHIELDED
WC2270 |  | 1022941-13 |  | TPE, 1 TRIAD TWISTED SHIELDED
WC2301 |  | 1022941-12 |  | TPE, 1 PAIR TWISTED SHIELDED
WC2302 |  | 1022941-12 |  | TPE, 1 PAIR TWISTED SHIELDED
WC2303 |  | 1022941-12 |  | TPE, 1 PAIR TWISTED SHIELDED
WC2304 |  | 1022941-12 |  | TPE, 1 PAIR TWISTED SHIELDED
WC2305 |  | 1022941-12 |  | TPE, 1 PAIR TWISTED SHIELDED
WC2306 |  | 1022941-12 |  | TPE, 1 PAIR TWISTED SHIELDED
WC2370 |  | 1022941-13 |  | TPE, 1 TRIAD TWISTED SHIELDED
WC2401 |  | 1022941-12 |  | TPE, 1 PAIR TWISTED SHIELDED
WC2402 |  | 1022941-12 |  | TPE, 1 PAIR TWISTED SHIELDED
WC2403 |  | 1022941-12 |  | TPE, 1 PAIR TWISTED SHIELDED
WC2404 |  | 1022941-12 |  | TPE, 1 PAIR TWISTED SHIELDED
WC2405 |  | 1022941-12 |  | TPE, 1 PAIR TWISTED SHIELDED
WC2406 |  | 1022941-12 |  | TPE, 1 PAIR TWISTED SHIELDED
WC2470 |  | 1022941-13 |  | TPE, 1 TRIAD TWISTED SHIELDED
WC2570 |  | 1022941-13 |  | TPE, 1 TRIAD TWISTED SHIELDED
WC2670 |  | 1022941-13 |  | TPE, 1 TRIAD TWISTED SHIELDED
WC2770 |  | 1022941-13 |  | TPE, 1 TRIAD TWISTED SHIELDED
WC2870 |  | 1022941-13 |  | TPE, 1 TRIAD TWISTED SHIELDED
WC3320 |  | 1022941-13 |  | TPE, 1 TRIAD TWISTED SHIELDED
WC3321 |  | 1022941-13 |  | TPE, 1 TRIAD TWISTED SHIELDED
WC4649 |  | 1022941-12 |  | TPE, 1 PAIR TWISTED SHIELDED
WC5540 |  | PART OF 1113568-200 |  | CABLE, 2 CONDUCTOR TRIMMED SHIELD PART OF HORN
WC6670 |  | 1022941-13 |  | TPE, 1 TRIAD TWISTED SHIELDED
WC8009 |  | 1022941-22 |  | TPE, 1 PAIR TWISTED SHIELDED
WC8101 |  | 1022941-33 |  | TPE, 1 TRIAD TWISTED SHIELDED
WC8102 |  | 1022941-32 |  | TPE, 1 PAIR TWISTED SHIELDED
WC8201 |  | 1022941-33 |  | TPE, 1 TRIAD TWISTED SHIELDED
WC8301 |  | 1022941-33 |  | TPE, 1 TRIAD TWISTED SHIELDED
WC9001 |  | 1302073-36 |  | CABLE, ETHERNET - 36 INCHES
WC9003 |  | 1302073-36 |  | CABLE, ETHERNET - 36 INCHES
WC9011 |  | 1302073-36 |  | CABLE, ETHERNET - 36 INCHES
WC9211 |  | 1302073-36 |  | CABLE, ETHERNET - 36 INCHES
WTXRX1 |  | 1022941-12 |  | TPE, 1 PAIR TWISTED SHIELDED
WTXRX2 |  | 1022941-12 |  | TPE, 1 PAIR TWISTED SHIELDED

## Part Number List
Part Number List |  | SolarTools ver. 24.0.84.24712 (Jul 31, 2025)
Project # | 4M401
Report date: 2/20/2026 3:01 PM
Project Name | FPSO GTG GENERATORS
Revision | C.2
Controls DE | J. SHORTER
Phone: | 0
Controls ME
Phone:
Device ID | Part Number | Description | Location
GR0170 | 903849C1 | RAIL GROUND, DIN RAIL GROUNDING | BLANK PANEL
GR0171 | 903849C1 | RAIL GROUND, DIN RAIL GROUNDING | BLANK PANEL
AT0190 | 1577354-5100 | WORKSTATION, PANEL COMPUTER, TT4000 | CONSOLE
AT0190K | 1068334 | KEYBOARD, TYPING INTERFACE | CONSOLE
EL0271 | 1022899 | LIGHT, LED, WHITE | CONSOLE
EL0273 | 1022899,1024595-100 | LIGHT, LED, WHITE | CONSOLE
HA0273 | 1113568-200 | HORN, AUDIBLE ALARM | CONSOLE
ZS0271 | 1113474-1,22650R1,22690R1,23523R1,24556R1,915786C1 | LIMIT SWITCH, CONSOLE DOOR OPEN | CONSOLE
ZS0273 | [2]1113474-1,22650R1,22690R1,23523R1,24556R1,915786C1 | LIMIT SWITCH, CONSOLE DOOR OPEN | CONSOLE
GR0290 | 903849C1 | RAIL GROUND, DIN RAIL GROUNDING | CUSTOMER^PANEL
GR0291 | 903849C1 | RAIL GROUND, DIN RAIL GROUNDING | CUSTOMER^PANEL
GR0292 | 903849C1 | RAIL GROUND, DIN RAIL GROUNDING | CUSTOMER^PANEL
IEG0130 | 232941-110 | BUS BAR, ENGINE VIBRATION/GENERATOR - INSTRUMENT EARTH GROUNDING | CUSTOMER^PANEL
AF0121 | 2684693-17,2684693-24 | 5094-OB16XT, 16 DISCRETE OUTPUT | GENERATOR PANEL
AF0122 | 2684693-17,2684693-23 | 5094-IB16XT, 16 DISCRETE INPUT | GENERATOR PANEL
AF0123 | 2684693-19,2684693-33 | 5094-IY8XT, 8 ANALOG INPUT, TC/RTD/ I&V | GENERATOR PANEL
AF0124 | 2684693-17,2684693-25 | 5094-OB8XT, 8 DISCRETE OUTPUT | GENERATOR PANEL
AF0125 | 2684693-18,2684693-26 | 5094-IF8IHXT, 8 ANALOG INPUT, ISOLATED | GENERATOR PANEL
AT0140 | 2769310-1,2769310-4 | MODULE, DECS-250 | GENERATOR PANEL
AU0120 | 2684693-22 | 5094-AENTRXT, FLEX 5000 I/O | GENERATOR PANEL
FU0120 | 1043265-1,1043265-5 | FUSE, 10A | GENERATOR PANEL
FU0121 | 1043265-1,1043265-5 | FUSE, 10A | GENERATOR PANEL
FU0122 | 1043265-1,1043265-5 | FUSE, 10A | GENERATOR PANEL
FU0130 | 1043265-1,1043265-4 | FUSE, 5A | GENERATOR PANEL
FU0313 | 1043265-1,1043265-7 | FUSE, 20A | GENERATOR PANEL
FU0314 | 1043265-1,1043265-7 | FUSE, 20A | GENERATOR PANEL
FU0315 | 1043265-1,1043265-7 | FUSE, 20A | GENERATOR PANEL
FU0332 | 1043265-1,1043265-7 | FUSE, 20A | GENERATOR PANEL
FU0333 | 1043265-1,1043265-4 | FUSE, 5A | GENERATOR PANEL
FU0334 | 1043265-1,1043265-4 | FUSE, 5A | GENERATOR PANEL
FU0335 | 1043265-1,1043265-4 | FUSE, 5A | GENERATOR PANEL
GR0120 | 903849C1 | RAIL GROUND, DIN RAIL GROUNDING | GENERATOR PANEL
GR0141 | 903849C1 | RAIL GROUND, DIN RAIL GROUNDING | GENERATOR PANEL
GR0142 | 903849C1 | RAIL GROUND, DIN RAIL GROUNDING | GENERATOR PANEL
KA0121 | 1061979-1 | RELAY, AUTOMATIC CLOSE CIRCUIT BREAKER | GENERATOR PANEL
KA0123 | 1061979-1 | RELAY, CGCM #1 ENABLED | GENERATOR PANEL
KA0128 | 1061979-1 | RELAY, GENERATOR TRIP SUMMARY CIRCUIT BREAKER | GENERATOR PANEL
KA0180 | 1061979-1 | RELAY, 90% SPEED | GENERATOR PANEL
KA0185 | 1061979-1 | RELAY, PERMISSIVE CLOSE CIRCUIT BREAKER | GENERATOR PANEL
KA0310 | 1061979-1 | RELAY, CGCM #1 FAULT | GENERATOR PANEL
KA0313 | 1076251-1,1076251-2 | RELAY, PMG INPUT #1 | GENERATOR PANEL
KA0314 | 1076251-1,1076251-2 | RELAY, PMG INPUT #1 | GENERATOR PANEL
KA0330 | 1061979-1 | RELAY, CLOSED CIRCUIT BREAKER | GENERATOR PANEL
KA0331 | 1061979-1 | RELAY, MAIN UTILITY BREAKER AUXILIARY CONTACT CLOSED | GENERATOR PANEL
KA0332 | 1061979-1 | RELAY, CLOSE CONTROL CIRCUIT BREAKER | GENERATOR PANEL
KA0333 | 1061979-1 | RELAY, TRIP CONTROL CIRCUIT BREAKER | GENERATOR PANEL
KA0335 | 1061979-1 | RELAY, NO EMERGENCY SHUTDOWN SUMMARY | GENERATOR PANEL
KA0336 | 1061979-1 | RELAY, CONTROLLER ACTIVE | GENERATOR PANEL
KA4100 | 1061979-1 | RELAY, GENERATOR HEATER DISABLED | GENERATOR PANEL
PEG0140 | 232941-200 | BUS BAR, GENERATOR - POWER EARTH GROUNDING | GENERATOR PANEL
XT0120 | 1066730-7,1066730-8,1067996-4 | TERMINAL BLOCK, SPRING, 4 CONDUCTOR,30-12 AWG (0.05-3.31 MM2),NON-IS | GENERATOR PANEL
XT0313 | 1066730-7 | TERMINAL BLOCK, SPRING, 4 CONDUCTOR,30-12 AWG (0.05-3.31 MM2),NON-IS | GENERATOR PANEL
XT0332 | 1066730-7,1067996-4 | TERMINAL BLOCK, SPRING, 4 CONDUCTOR,30-12 AWG (0.05-3.31 MM2),NON-IS | GENERATOR PANEL
XT0334 | 1066730-7,1067996-4 | TERMINAL BLOCK, SPRING, 4 CONDUCTOR,30-12 AWG (0.05-3.31 MM2),NON-IS | GENERATOR PANEL
XT0335 | 1066730-7,1066730-8,1067996-4 | TERMINAL BLOCK, SPRING, 4 CONDUCTOR,30-12 AWG (0.05-3.31 MM2),NON-IS | GENERATOR PANEL
XT0336 | 1066730-7,1066730-8,1067996-4 | TERMINAL BLOCK, SPRING, 4 CONDUCTOR,30-12 AWG (0.05-3.31 MM2),NON-IS | GENERATOR PANEL
XT0337 | 1066730-7,1066730-8,1067996-82 | TERMINAL BLOCK, SPRING, 4 CONDUCTOR,30-12 AWG (0.05-3.31 MM2),NON-IS | GENERATOR PANEL
XT0338 | 1066730-32,1066730-67,1066730-7,1066730-8 | TERMINAL BLOCK, SPRING, 4 CONDUCTOR,30-12 AWG (0.05-3.31 MM2),NON-IS | GENERATOR PANEL
XT0351 | 1066730-7,1066730-8,1067996-82 | TERMINAL BLOCK, SPRING, 4 CONDUCTOR,30-12 AWG (0.05-3.31 MM2),NON-IS | GENERATOR PANEL
XT0352 | 1066730-16,1066730-17,1066730-18 | TERMINAL STRIP, 2 CONDUCTOR | GENERATOR PANEL
XT0360 | 1066730-7,1066730-8,1067996-4 | TERMINAL BLOCK, SPRING, 4 CONDUCTOR,30-12 AWG (0.05-3.31 MM2),NON-IS | GENERATOR PANEL
XT0362 | 1066730-7 | TERMINAL BLOCK, SPRING, 4 CONDUCTOR,30-12 AWG (0.05-3.31 MM2),NON-IS | GENERATOR PANEL
XT0370 | 1066730-7,1066730-8,1067996-4 | TERMINAL BLOCK, SPRING, 4 CONDUCTOR,30-12 AWG (0.05-3.31 MM2),NON-IS | GENERATOR PANEL
AF0181 | 2684693-17,2684693-25 | 5094-OB8XT, 8 DISCRETE OUTPUT | GENERATOR VIBRATION PANEL
AF0182 | 2684693-17,2684693-23 | 5094-IB16XT, 16 DISCRETE INPUT | GENERATOR VIBRATION PANEL
AF0183 | 2684693-18,2684693-28 | 5094-IB16SXT, 16 DISCRETE INPUT, S | GENERATOR VIBRATION PANEL
AF0184 | 2684693-18,2684693-27 | 5094-OF8IHXT, 8 ANALOG OUTPUT, ISOLATED | GENERATOR VIBRATION PANEL
AF0185 | 2684693-17,2684693-23 | 5094-IB16XT, 16 DISCRETE INPUT | GENERATOR VIBRATION PANEL
AP0290 | 1043695-2,1049089-2 | HART MULTIPLEXER, MODULE & BACKPLANE | GENERATOR VIBRATION PANEL
AP0291 | 1043695-2,1049089-2 | HART MULTIPLEXER, MODULE & BACKPLANE | GENERATOR VIBRATION PANEL
AU0180 | 2684693-22 | 5094-AENTRXT, FLEX 5000 I/O | GENERATOR VIBRATION PANEL
FU0110 | [2]1043265-1,[2]1043265-7 | FUSE, 20A | GENERATOR VIBRATION PANEL
FU0113 | [2]1043265-1,[2]1043265-4 | FUSE, 5A | GENERATOR VIBRATION PANEL
FU0180 | 1043265-1,1043265-5 | FUSE, 10A | GENERATOR VIBRATION PANEL
FU0181 | 1043265-1,1043265-5 | FUSE, 10A | GENERATOR VIBRATION PANEL
FU0290 | 1043265-4 | FUSE, 5A | GENERATOR VIBRATION PANEL
FU0291 | 1043265-4 | FUSE, 5A | GENERATOR VIBRATION PANEL
FU0701 | 1043265-1,1043265-5 | FUSE, 10A | GENERATOR VIBRATION PANEL
FU0702 | 1043265-1,1043265-4 | FUSE, 5A | GENERATOR VIBRATION PANEL
FU2108 | 1043265-4 | FUSE, 5A | GENERATOR VIBRATION PANEL
FU2220 | 1043265-4 | FUSE, 5A | GENERATOR VIBRATION PANEL
GR0110 | 903849C1 | RAIL GROUND, DIN RAIL GROUNDING | GENERATOR VIBRATION PANEL
GR0180 | 903849C1 | RAIL GROUND, DIN RAIL GROUNDING | GENERATOR VIBRATION PANEL
GR0181 | 903849C1 | RAIL GROUND, DIN RAIL GROUNDING | GENERATOR VIBRATION PANEL
KA0181 | 1061979-1 | RELAY, TURBINE RUNNING STATUS | GENERATOR VIBRATION PANEL
KA0182 | 1061979-1 | RELAY, WHRS PURGE FLOW ESTABLISHED | GENERATOR VIBRATION PANEL
KA0183 | 1061979-1 | RELAY, WASTE HEAT READY | GENERATOR VIBRATION PANEL
KA0186 | 1096409-1 | RELAY SAFETY MODULE, WHRS START PERM | GENERATOR VIBRATION PANEL
KA0187 | 1096409-1 | RELAY SAFETY MODULE, WHRS TURBINE IGNITION PERM | GENERATOR VIBRATION PANEL
KA0188 | 1096409-1 | RELAY SAFETY MODULE, WHRS ALARM SUMMARY | GENERATOR VIBRATION PANEL
KA0189 | 1096409-1 | RELAY SAFETY MODULE, WHRS TURBINE SHUTDOWN | GENERATOR VIBRATION PANEL
KA7921 | 1061979-1 | RELAY, GTG ISOC/DROOP^MODE STATUS | GENERATOR VIBRATION PANEL
KA7922 | 1061979-1 | RELAY, UCP EXTERNAL SPEED-VOLTAGE^CONTROL ENABLE (TO PMS) | GENERATOR VIBRATION PANEL
KA7923 | 1061979-1 | RELAY, GTG STOPPED STATUS (TO PMS) | GENERATOR VIBRATION PANEL
RR0292 | 912565C1 | RESISTOR, 120 OHM | GENERATOR VIBRATION PANEL
XT0110 | [2]1066730-7,[2]1066730-8,[2]1067996-4 | TERMINAL BLOCK, SPRING, 4 CONDUCTOR,30-12 AWG (0.05-3.31 MM2),NON-IS | GENERATOR VIBRATION PANEL
XT0130 | 1066730-7,1066730-8,1067996-4 | TERMINAL BLOCK, SPRING, 4 CONDUCTOR,30-12 AWG (0.05-3.31 MM2),NON-IS | GENERATOR VIBRATION PANEL
XT0180 | 1066730-7,1066730-8,1067996-4 | TERMINAL BLOCK, SPRING, 4 CONDUCTOR,30-12 AWG (0.05-3.31 MM2),NON-IS | GENERATOR VIBRATION PANEL
XT0290 | 1066730-7 | TERMINAL BLOCK, SPRING, 4 CONDUCTOR,30-12 AWG (0.05-3.31 MM2),NON-IS | GENERATOR VIBRATION PANEL
XT0291 | 1066730-7 | TERMINAL BLOCK, SPRING, 4 CONDUCTOR,30-12 AWG (0.05-3.31 MM2),NON-IS | GENERATOR VIBRATION PANEL
XT0681 | 1066730-7 | TERMINAL BLOCK, SPRING, 4 CONDUCTOR,30-12 AWG (0.05-3.31 MM2),NON-IS | GENERATOR VIBRATION PANEL
XT0682 | 1066730-7 | TERMINAL BLOCK, SPRING, 4 CONDUCTOR,30-12 AWG (0.05-3.31 MM2),NON-IS | GENERATOR VIBRATION PANEL
IEG0010 | 1099358-100 | BUS BAR, MARSHALLING INSTRUMENT EARTH GROUNDING | GROUNDING BOX
FU0272 | 1043265-1,1043265-4 | FUSE, 5A | ISOLATOR PANEL
GR0272 | 903849C1 | RAIL GROUND, DIN RAIL GROUNDING | ISOLATOR PANEL
GR0273 | 903849C1 | RAIL GROUND, DIN RAIL GROUNDING | ISOLATOR PANEL
UAI0741 | 1053038-35 | ISOLATOR, THERMOCOUPLE ELEMENT | ISOLATOR PANEL
UAI0742 | 1053038-35 | ISOLATOR, THERMOCOUPLE ELEMENT | ISOLATOR PANEL
UAI0743 | 1053038-35 | ISOLATOR, THERMOCOUPLE ELEMENT | ISOLATOR PANEL
UAI0744 | 1053038-35 | ISOLATOR, THERMOCOUPLE ELEMENT | ISOLATOR PANEL
UAI0745 | 1053038-35 | ISOLATOR, THERMOCOUPLE ELEMENT | ISOLATOR PANEL
UAI0746 | 1053038-35 | ISOLATOR, THERMOCOUPLE ELEMENT | ISOLATOR PANEL
UAI0747 | 1053038-37 | ISOLATOR, UNIVERSAL TEMPERATURE CONVERTER | ISOLATOR PANEL
UAI0750 | 1053038-35 | ISOLATOR, THERMOCOUPLE ELEMENT | ISOLATOR PANEL
UAI0751 | 1053038-35 | ISOLATOR, THERMOCOUPLE ELEMENT | ISOLATOR PANEL
UAI0752 | 1053038-35 | ISOLATOR, THERMOCOUPLE ELEMENT | ISOLATOR PANEL
UAI0753 | 1053038-35 | ISOLATOR, THERMOCOUPLE ELEMENT | ISOLATOR PANEL
UAI0754 | 1053038-35 | ISOLATOR, THERMOCOUPLE ELEMENT | ISOLATOR PANEL
UAI0755 | 1053038-35 | ISOLATOR, THERMOCOUPLE ELEMENT | ISOLATOR PANEL
UAI0756 | 1053038-35 | ISOLATOR, THERMOCOUPLE ELEMENT | ISOLATOR PANEL
UAI0757 | 1053038-35 | ISOLATOR, THERMOCOUPLE ELEMENT | ISOLATOR PANEL
UAI0760 | 1053038-53 | ISOLATOR, ANALOG SPLITTER | ISOLATOR PANEL
UAI0770 | 1053038-35 | ISOLATOR, THERMOCOUPLE ELEMENT | ISOLATOR PANEL
UAI0771 | 1053038-35 | ISOLATOR, THERMOCOUPLE ELEMENT | ISOLATOR PANEL
UAI0772 | 1053038-35 | ISOLATOR, THERMOCOUPLE ELEMENT | ISOLATOR PANEL
UAI0773 | 1053038-35 | ISOLATOR, THERMOCOUPLE ELEMENT | ISOLATOR PANEL
UAI0774 | 1053038-35 | ISOLATOR, THERMOCOUPLE ELEMENT | ISOLATOR PANEL
UAI0775 | 1053038-35 | ISOLATOR, THERMOCOUPLE ELEMENT | ISOLATOR PANEL
UAI0776 | 1053038-35 | ISOLATOR, THERMOCOUPLE ELEMENT | ISOLATOR PANEL
UAI0777 | 1053038-35 | ISOLATOR, THERMOCOUPLE ELEMENT | ISOLATOR PANEL
UAI0836 | 1106298-11 | ISOLATOR, RESISTIVE TEMPERATURE DEVICE | ISOLATOR PANEL
UAI0842 | 1106298-11 | ISOLATOR, RESISTIVE TEMPERATURE DEVICE | ISOLATOR PANEL
UAI0851 | 1106298-11 | ISOLATOR, RESISTIVE TEMPERATURE DEVICE | ISOLATOR PANEL
UAI1100 | 1106298-11 | ISOLATOR, RESISTIVE TEMPERATURE DEVICE | ISOLATOR PANEL
UAI1110 | 1106298-11 | ISOLATOR, RESISTIVE TEMPERATURE DEVICE | ISOLATOR PANEL
UAI1111 | 1106298-11 | ISOLATOR, RESISTIVE TEMPERATURE DEVICE | ISOLATOR PANEL
UAI1112 | 1106298-11 | ISOLATOR, RESISTIVE TEMPERATURE DEVICE | ISOLATOR PANEL
UAI1170 | 1106298-11 | ISOLATOR, RESISTIVE TEMPERATURE DEVICE | ISOLATOR PANEL
UAI1204 | 1053038-18 | ISOLATOR, VOLTAGE REPEATER | ISOLATOR PANEL
UAI1210 | 1053038-18 | ISOLATOR, VOLTAGE REPEATER | ISOLATOR PANEL
UAI1211 | 1053038-18 | ISOLATOR, VOLTAGE REPEATER | ISOLATOR PANEL
UAI1214 | 1053038-18 | ISOLATOR, VOLTAGE REPEATER | ISOLATOR PANEL
UAI1220 | 1053038-18 | ISOLATOR, VOLTAGE REPEATER | ISOLATOR PANEL
UAI1221 | 1053038-18 | ISOLATOR, VOLTAGE REPEATER | ISOLATOR PANEL
UAI1230 | 1053038-18 | ISOLATOR, VOLTAGE REPEATER | ISOLATOR PANEL
UAI1231 | 1053038-18 | ISOLATOR, VOLTAGE REPEATER | ISOLATOR PANEL
UAI1240 | 1053038-18 | ISOLATOR, VOLTAGE REPEATER | ISOLATOR PANEL
UAI1241 | 1053038-18 | ISOLATOR, VOLTAGE REPEATER | ISOLATOR PANEL
UAI1250 | 1053038-18 | ISOLATOR, VOLTAGE REPEATER | ISOLATOR PANEL
UAI1251 | 1053038-18 | ISOLATOR, VOLTAGE REPEATER | ISOLATOR PANEL
UAI1260 | 1106298-11 | ISOLATOR, RESISTIVE TEMPERATURE DEVICE | ISOLATOR PANEL
UAI1262 | 1053038-18 | ISOLATOR, VOLTAGE REPEATER | ISOLATOR PANEL
UAI1263 | 1053038-18 | ISOLATOR, VOLTAGE REPEATER | ISOLATOR PANEL
UAI1265 | 1106298-11 | ISOLATOR, RESISTIVE TEMPERATURE DEVICE | ISOLATOR PANEL
UAI1270 | 1106298-11 | ISOLATOR, RESISTIVE TEMPERATURE DEVICE | ISOLATOR PANEL
UAI1272 | 1053038-18 | ISOLATOR, VOLTAGE REPEATER | ISOLATOR PANEL
UAI1273 | 1053038-18 | ISOLATOR, VOLTAGE REPEATER | ISOLATOR PANEL
UAI1520 | 1102668-2 | ISOLATOR, INTRINSIC SAFETY^VIBRATION TRANSDUCER INTERFACE | ISOLATOR PANEL
UAI2120 | 1106298-11 | ISOLATOR, RESISTIVE TEMPERATURE DEVICE | ISOLATOR PANEL
UAI3100 | 1106298-11 | ISOLATOR, RESISTIVE TEMPERATURE DEVICE | ISOLATOR PANEL
UAI3200 | 1106298-11 | ISOLATOR, RESISTIVE TEMPERATURE DEVICE | ISOLATOR PANEL
UAI3300 | 1106298-11 | ISOLATOR, RESISTIVE TEMPERATURE DEVICE | ISOLATOR PANEL
UAI3400 | 1106298-11 | ISOLATOR, RESISTIVE TEMPERATURE DEVICE | ISOLATOR PANEL
UAI3510 | 1106298-11 | ISOLATOR, RESISTIVE TEMPERATURE DEVICE | ISOLATOR PANEL
UAI3520 | 1106298-11 | ISOLATOR, RESISTIVE TEMPERATURE DEVICE | ISOLATOR PANEL
UAI3530 | 1106298-11 | ISOLATOR, RESISTIVE TEMPERATURE DEVICE | ISOLATOR PANEL
UAI3540 | 1106298-11 | ISOLATOR, RESISTIVE TEMPERATURE DEVICE | ISOLATOR PANEL
UAI4201 | 1053038-18 | ISOLATOR, VOLTAGE REPEATER | ISOLATOR PANEL
UAI4210 | 1106298-11 | ISOLATOR, RESISTIVE TEMPERATURE DEVICE | ISOLATOR PANEL
UAI4213 | 1106298-11 | ISOLATOR, RESISTIVE TEMPERATURE DEVICE | ISOLATOR PANEL
UAI4216 | 1106298-11 | ISOLATOR, RESISTIVE TEMPERATURE DEVICE | ISOLATOR PANEL
UAI4219 | 1106298-11 | ISOLATOR, RESISTIVE TEMPERATURE DEVICE | ISOLATOR PANEL
UAI4221 | 1106298-11 | ISOLATOR, RESISTIVE TEMPERATURE DEVICE | ISOLATOR PANEL
UAI4223 | 1106298-11 | ISOLATOR, RESISTIVE TEMPERATURE DEVICE | ISOLATOR PANEL
UAI4225 | 1106298-11 | ISOLATOR, RESISTIVE TEMPERATURE DEVICE | ISOLATOR PANEL
UAI4227 | 1106298-11 | ISOLATOR, RESISTIVE TEMPERATURE DEVICE | ISOLATOR PANEL
UAI4230 | 1053038-18 | ISOLATOR, VOLTAGE REPEATER | ISOLATOR PANEL
UAI4231 | 1053038-18 | ISOLATOR, VOLTAGE REPEATER | ISOLATOR PANEL
UAI4240 | 1053038-18 | ISOLATOR, VOLTAGE REPEATER | ISOLATOR PANEL
UAI4241 | 1053038-18 | ISOLATOR, VOLTAGE REPEATER | ISOLATOR PANEL
UAI4764 | 1053038-18 | ISOLATOR, VOLTAGE REPEATER | ISOLATOR PANEL
UAI4765 | 1053038-18 | ISOLATOR, VOLTAGE REPEATER | ISOLATOR PANEL
UAI4774 | 1053038-18 | ISOLATOR, VOLTAGE REPEATER | ISOLATOR PANEL
UV0271 | 1053038-19 | POWER FEED MODULE, INTRINSIC SAFETY | ISOLATOR PANEL
UV0272 | 1053038-19 | POWER FEED MODULE, INTRINSIC SAFETY | ISOLATOR PANEL
AT1100 | 1577354-4502 | WORKSTATION, VERSA VIEW 1200H | JB70
BA0001 | 1271449-4 | MEDIA CONVERTER, ETHERNET-FIBER OPTIC | JB70
BA0002 | 1271449-4 | MEDIA CONVERTER, ETHERNET-FIBER OPTIC | JB70
BA1100 | 1337728-10 | SWITCH, ETAP, DLR INTERFACE | JB70
BA1211 | 1337728-11 | SWITCH, ETAP, DLR INTERFACE | JB70
FU0001 | 1043265-1,1043265-3 | FUSE, 2A | JB70
FU0002 | 1043265-1,1043265-3 | FUSE, 2A | JB70
FU1101 | 1043265-1,1043265-3 | FUSE, 2A | JB70
FU1211 | 1043265-1,1043265-3 | FUSE, 2A | JB70
GR1132 | 903849C1 | RAIL GROUND, DIN RAIL GROUNDING | JB70
GR1133 | 903849C1 | RAIL GROUND, DIN RAIL GROUNDING | JB70
GR1134 | 903849C1 | RAIL GROUND, DIN RAIL GROUNDING | JB70
GR1232 | 903849C1 | RAIL GROUND, DIN RAIL GROUNDING | JB70
GR1233 | 903849C1 | RAIL GROUND, DIN RAIL GROUNDING | JB70
GR1234 | 903849C1 | RAIL GROUND, DIN RAIL GROUNDING | JB70
GR1235 | 903849C1 | RAIL GROUND, DIN RAIL GROUNDING | JB70
HA0472 | 1103208-101 | HORN, AUDIBLE ALARM | JB70
HL0171 | 2380746-7 | LIGHT, FIRE SYSTEM AUTO, GREEN | JB70
HL0172 | 2380746-7 | LIGHT, FIRE SYSTEM INHIBIT, AMBER | JB70
HL0173 | 2380746-7 | LIGHT, FIRE SYSTEM DISCHARGED, RED | JB70
IEG1100 | 1054025-2 | BUS BAR, INSTRUMENT EARTH (SHIELDING) | JB70
IEG1200 | 232941-200 | BUS BAR, INSTRUMENT EARTH GROUNDING | JB70
RR0175A | 1066738-9 | RESISTOR, 10K OHM | JB70
RR0175D | 1066738-9 | RESISTOR, 10K OHM | JB70
RR0175I | 1066738-9 | RESISTOR, 10K OHM | JB70
RR0175M | 1066738-9 | RESISTOR, 10K OHM | JB70
SA0170 | 2380746-9 | SELECTOR SWITCH, FIRE SYSTEM AUTO/INHIBIT | JB70
SA0471 | 2380746-2 | SELECTOR SWITCH, SPEED/LOAD | JB70
SA0472 | 2380746-2 | SELECTOR SWITCH, VOLTAGE | JB70
SB0170 | 2380746-10 | PUSHBUTTON SWITCH, MANUAL RELEASE | JB70
SB0471 | 2380746-1 | PUSHBUTTON SWITCH, HORN SILENCE | JB70
SB0472 | 2380746-4 | PUSHBUTTON SWITCH, EMERGENCY STOP | JB70
SB0473 | 2380746-1 | PUSHBUTTON SWITCH, ACKNOWLEDGE | JB70
SB0474 | 2380746-1 | PUSHBUTTON SWITCH, RESET | JB70
SH0470 | 2380746-3 | LIGHTED SWITCH, STOP/STOPPING, RED | JB70
SH0471 | 2380746-3 | LIGHTED SWITCH, START/STARTING, GREEN | JB70
SH0472 | 2380746-3 | LIGHTED SWITCH, BACKUP SYSTEM ACTIVE/RESET, AMBER | JB70
UA1200 | 1053834-76 | SIGNAL CONVERTER, BACKUP OVERSPEED | JB70
UA1210 | 190817-14 | PROXIMITOR, ENGINE BEARING #1^(GAS PRODUCER X-AXIS) | JB70
UA1211 | 190817-14 | PROXIMITOR, ENGINE BEARING #1^(GAS PRODUCER Y-AXIS) | JB70
UA1220 | 190817-14 | PROXIMITOR, ENGINE BEARING #2^(GAS PRODUCER X-AXIS) | JB70
UA1221 | 190817-14 | PROXIMITOR, ENGINE BEARING #2^(GAS PRODUCER Y-AXIS) | JB70
UA1230 | 190817-14 | PROXIMITOR, ENGINE BEARING #3^(GAS PRODUCER X-AXIS) | JB70
UA1231 | 190817-14 | PROXIMITOR, ENGINE BEARING #3^(GAS PRODUCER Y-AXIS) | JB70
UA1262 | 190817-14 | PROXIMITOR, ENGINE BEARING AXIAL^(GAS PRODUCER Z-AXIS) | JB70
UA1263 | 190817-14 | PROXIMITOR, ENGINE KEYPHASOR^(GAS PRODUCER) | JB70
VD0175A | 1066738-10 | DIODE, 15 pF | JB70
VD0175D | 1066738-10 | DIODE, 15 pF | JB70
VD0175I | 1066738-10 | DIODE, 15 pF | JB70
XT0001 | 1066730-32,1066730-7,1066730-8,1067996-82 | TERMINAL BLOCK, SPRING, 4 CONDUCTOR,30-12 AWG (0.05-3.31 MM2),NON-IS | JB70
XT0800 | 1066730-7,1066730-8,1067996-82 | TERMINAL BLOCK, SPRING, 4 CONDUCTOR,30-12 AWG (0.05-3.31 MM2),NON-IS | JB70
XT0801 | 1066730-7,1066730-8,1067996-82 | TERMINAL BLOCK, SPRING, 4 CONDUCTOR,30-12 AWG (0.05-3.31 MM2),NON-IS | JB70
XT0802 | 1066730-7,1066730-8,1067996-82 | TERMINAL BLOCK, SPRING, 4 CONDUCTOR,30-12 AWG (0.05-3.31 MM2),NON-IS | JB70
XT0803 | 1066730-7,1066730-8,1067996-82 | TERMINAL BLOCK, SPRING, 4 CONDUCTOR,30-12 AWG (0.05-3.31 MM2),NON-IS | JB70
XT0804 | 1066730-16,1066730-17,1066730-18 | TERMINAL STRIP, 2 CONDUCTOR | JB70
XT0805 | 1066730-7,1066730-8,1067996-4 | TERMINAL BLOCK, SPRING, 4 CONDUCTOR,30-12 AWG (0.05-3.31 MM2),NON-IS | JB70
XT0807 | 1066730-7,1066730-8,1067996-82 | TERMINAL BLOCK, SPRING, 4 CONDUCTOR,30-12 AWG (0.05-3.31 MM2),NON-IS | JB70
XT0808 | 1066730-7,1066730-8,1067996-82 | TERMINAL BLOCK, SPRING, 4 CONDUCTOR,30-12 AWG (0.05-3.31 MM2),NON-IS | JB70
XT0809 | 1066730-7,1066730-8,1067996-82 | TERMINAL BLOCK, SPRING, 4 CONDUCTOR,30-12 AWG (0.05-3.31 MM2),NON-IS | JB70
XT0810 | 1066730-7 | TERMINAL BLOCK, SPRING, 4 CONDUCTOR,30-12 AWG (0.05-3.31 MM2),NON-IS | JB70
XT0811 | 1066730-7,1066730-8,1067996-82 | TERMINAL BLOCK, SPRING, 4 CONDUCTOR,30-12 AWG (0.05-3.31 MM2),NON-IS | JB70
XT0812 | 1066730-7,1066730-8,1067996-82 | TERMINAL BLOCK, SPRING, 4 CONDUCTOR,30-12 AWG (0.05-3.31 MM2),NON-IS | JB70
XT0813 | 1066730-7,1066730-8,1067996-82 | TERMINAL BLOCK, SPRING, 4 CONDUCTOR,30-12 AWG (0.05-3.31 MM2),NON-IS | JB70
XT0814 | 1066730-7,1066730-8,1067996-82 | TERMINAL BLOCK, SPRING, 4 CONDUCTOR,30-12 AWG (0.05-3.31 MM2),NON-IS | JB70
XT0820 | 1066730-50,1066730-51,1067996-82 | TERMINAL STRIP, 4 CONDUCTOR | JB70
XT0821 | 1066730-50,1066730-51,1067996-82 | TERMINAL STRIP, 4 CONDUCTOR | JB70
XT0822 | 1066730-50,1066730-51,1067996-82 | TERMINAL STRIP, 4 CONDUCTOR | JB70
XT0824 | 1066730-50,1066730-51 | TERMINAL STRIP, 4 CONDUCTOR | JB70
XT0825 | 1066730-50,1066730-51,1067996-82 | TERMINAL STRIP, 4 CONDUCTOR | JB70
XT1211 | 1066730-7,1066730-8,1067996-4 | TERMINAL BLOCK, SPRING, 4 CONDUCTOR,30-12 AWG (0.05-3.31 MM2),NON-IS | JB70
XT1213 | 1066730-50,1066730-51,1067996-82 | TERMINAL STRIP, 4 CONDUCTOR | JB70
XT1214 | 1066730-50,1066730-51,1067996-82 | TERMINAL STRIP, 4 CONDUCTOR | JB70
GR1101 | [2]903849C1 | RAIL GROUND, DIN RAIL GROUNDING | JB70 LEFT RAIL
FU1100 | 1043265-1,1043265-5 | FUSE, 10A | JB70 RIGHT RAIL
GR1100 | 903849C1 | RAIL GROUND, DIN RAIL GROUNDING | JB70 RIGHT RAIL
FU0317 | 1043265-1,1043265-7 | FUSE, 20A | JB72
FU0318 | 1043265-1,1043265-7 | FUSE, 20A | JB72
FU0319 | 1043265-1,1043265-7 | FUSE, 20A | JB72
GR4141 | 903849C1 | RAIL GROUND, DIN RAIL GROUNDING | JB72
GR4142 | 903849C1 | RAIL GROUND, DIN RAIL GROUNDING | JB72
GR4181 | 903849C1 | RAIL GROUND, DIN RAIL GROUNDING | JB72
XT0831 | 1066730-50,1066730-8,1067996-11 | TERMINAL STRIP, 4 CONDUCTOR | JB72
XT0832 | 1066730-50,1066730-8,1067996-11 | TERMINAL STRIP, 4 CONDUCTOR | JB72
XT0833 | 1066730-16,1066730-17,1066730-18 | TERMINAL STRIP, 2 CONDUCTOR | JB72
XT0834 | 1066730-16,1066730-17,1066730-18 | TERMINAL STRIP, 2 CONDUCTOR | JB72
XT0835 | 1066730-16 | TERMINAL STRIP, 2 CONDUCTOR | JB72
XT0836 | 1066730-7,1066730-8,1067996-4 | TERMINAL BLOCK, SPRING, 4 CONDUCTOR,30-12 AWG (0.05-3.31 MM2),NON-IS | JB72
XT0837 | [3]1066730-7,[2]1066730-8,[2]1067996-4 | TERMINAL BLOCK, SPRING, 4 CONDUCTOR,30-12 AWG (0.05-3.31 MM2),NON-IS | JB72
XT0838 | 1066730-7 | TERMINAL BLOCK, SPRING, 4 CONDUCTOR,30-12 AWG (0.05-3.31 MM2),NON-IS | JB72
AP0612 | 2762566-6 | ORBIT 60, SYSTEM INTERFACE MODULE (SIM) | ORBIT 60
AP0613 | 2762566-7 | ORBIT 60, PROTECTION PROCESSING MODULE (PPM) | ORBIT 60
AP0614 | 2762566-19 | ORBIT 60, BLANK MODULE SLOT COVER | ORBIT 60
AP0615 | 2762566-9 | ORBIT 60, COMMUNICATION GATEWAY MODULE (CGW) | ORBIT 60
AP0616 | 2762566-11 | ORBIT 60, KEYPHASOR INPUT MODULE (KPH) | ORBIT 60
AP0617 | 2762566-12 | ORBIT 60, DYNAMIC INPUT MODULE (PAV) | ORBIT 60
AP0618 | 2762566-12 | ORBIT 60, DYNAMIC INPUT MODULE (PAV) | ORBIT 60
AP0619 | 2762566-12 | ORBIT 60, DYNAMIC INPUT MODULE (PAV) | ORBIT 60
AP0620 | 2762566-19 | ORBIT 60, BLANK MODULE SLOT COVER | ORBIT 60
AP0621 | 2762566-12 | ORBIT 60, DYNAMIC INPUT MODULE (PAV) | ORBIT 60
AP0622 | 2762566-12 | ORBIT 60, DYNAMIC INPUT MODULE (PAV) | ORBIT 60
AP0623 | 2762566-19 | ORBIT 60, BLANK MODULE SLOT COVER | ORBIT 60
AP0624 | 2762566-12 | ORBIT 60, DYNAMIC INPUT MODULE (PAV) | ORBIT 60
AP0625 | 2762566-13 | ORBIT 60, DYNAMIC INPUT MODULE (PAS) | ORBIT 60
AP0626 | 2762566-19 | ORBIT 60, BLANK MODULE SLOT COVER | ORBIT 60
AP0627 | 2762566-19 | ORBIT 60, BLANK MODULE SLOT COVER | ORBIT 60
AP0628 | 2762566-17 | ORBIT 60, SOLID STATE RELAY MODULE (SSR) | ORBIT 60
AP0629 | 2762566-8 | ORBIT 60, CONDITIONING MONITORING MODULE (CCM) | ORBIT 60
AR0610 | 2762566-1,2762566-3 | PANEL MOUNT CHASSIS, ORBIT 60 3U 19 SLOT, 20 TOTAL | ORBIT 60
UV0610 | 2762566-5 | POWER SUPPLY, ORBIT 60 RACK | ORBIT 60
UV0611 | 2762566-5 | POWER SUPPLY, ORBIT 60 RACK | ORBIT 60
CC9001 | CUSTOMER DEFINED | CUSTOMER CONNECTION, SPINNING RESERVE^TO PMS | PANEL
CCAP0612 | CUSTOMER DEFINED | CUSTOMER CONNECTION, ORBIT 60 SIM | PANEL
CCAP0629 | CUSTOMER DEFINED | CUSTOMER CONNECTION, ORBIT 60 CMM | PANEL
CCGB0524 | CUSTOMER DEFINED | CUSTOMER CONNECTION, VOLTAGE INPUT: 100-240VAC/90-340VDC^FREQ INPUT: 50/60HZ | PANEL
KA7512 | CUSTOMER DEFINED | RELAY CONTACT, ESD SHUTDOWN | PANEL
SB7510 | CUSTOMER DEFINED | PUSHBUTTON SWITCH, START (PMS PROVISION-SPARE) | PANEL
SB7511 | CUSTOMER DEFINED | PUSHBUTTON SWITCH, NORMAL STOP (PMS PROVISION-SPARE) | PANEL
SB7551 | CUSTOMER DEFINED | PUSHBUTTON SWITCH, VOLTAGE INCREASE (PMS) | PANEL
SB7552 | CUSTOMER DEFINED | PUSHBUTTON SWITCH, VOLTAGE DECREASE (PMS) | PANEL
SB7554 | CUSTOMER DEFINED | PUSHBUTTON SWITCH, SPEED INCREASE (PMS) | PANEL
SB7555 | CUSTOMER DEFINED | PUSHBUTTON SWITCH, SPEED DECREASE (PMS) | PANEL
AF0081 | 2684693-18,2684693-28 | 5094-IB16SXT, 16 DISCRETE INPUT, S | PANEL A
AF0082 | 2684693-17,2684693-23 | 5094-IB16XT, 16 DISCRETE INPUT | PANEL A
AF0083 | 2684693-19,2684693-33 | 5094-IY8XT, 8 ANALOG INPUT, TC/RTD/ I&V | PANEL A
AF0084 | 2684693-19,2684693-33 | 5094-IY8XT, 8 ANALOG INPUT, TC/RTD/ I&V | PANEL A
AF0085 | 2684693-18,2684693-26 | 5094-IF8IHXT, 8 ANALOG INPUT, ISOLATED | PANEL A
AF0086 | 2684693-18,2684693-26 | 5094-IF8IHXT, 8 ANALOG INPUT, ISOLATED | PANEL A
AF0087 | 2684693-17,2684693-23 | 5094-IB16XT, 16 DISCRETE INPUT | PANEL A
AF0088 | 2684693-18,2684693-26 | 5094-IF8IHXT, 8 ANALOG INPUT, ISOLATED | PANEL A
AF0091 | 2684693-17,2684693-23 | 5094-IB16XT, 16 DISCRETE INPUT | PANEL A
AF0092 | 2684693-17,2684693-24 | 5094-OB16XT, 16 DISCRETE OUTPUT | PANEL A
AF0093 | 2684693-17,2684693-24 | 5094-OB16XT, 16 DISCRETE OUTPUT | PANEL A
AF0094 | 2684693-19,2684693-33 | 5094-IY8XT, 8 ANALOG INPUT, TC/RTD/ I&V | PANEL A
AF0095 | 2684693-17,2684693-25 | 5094-OB8XT, 8 DISCRETE OUTPUT | PANEL A
AF0096 | 2684693-18,2684693-53 | 5094-IJ2IXT, 2 FAST COUNTER INPUT, S | PANEL A
AF0097 | 2684693-19,2684693-33 | 5094-IY8XT, 8 ANALOG INPUT, TC/RTD/ I&V | PANEL A
AU0080 | 2684693-22 | 5094-AENTRXT, FLEX 5000 I/O | PANEL A
AU0090 | 2684693-22 | 5094-AENTRXT, FLEX 5000 I/O | PANEL A
FU0010 | 1043265-1,1043265-5 | FUSE, 10A | PANEL A
FU0012 | 1043265-1,1043265-5 | FUSE, 10A | PANEL A
FU0013 | 1043265-1,1043265-5 | FUSE, 10A | PANEL A
FU0014 | 1043265-1,1043265-5 | FUSE, 10A | PANEL A
FU0015 | 1043265-1,1043265-5 | FUSE, 10A | PANEL A
FU0016 | 1043265-1,1043265-5 | FUSE, 10A | PANEL A
FU0017 | 1043265-1,1043265-5 | FUSE, 10A | PANEL A
FU0032 | 1043265-1,1043265-9 | FUSE, 30A | PANEL A
FU0080 | 1043265-1,1043265-5 | FUSE, 10A | PANEL A
FU0090 | 1043265-1,1043265-5 | FUSE, 10A | PANEL A
FU0091 | 1043265-1,1043265-5 | FUSE, 10A | PANEL A
FU0092 | 1043265-1,1043265-5 | FUSE, 10A | PANEL A
FU0093 | 1043265-1,1043265-5 | FUSE, 10A | PANEL A
FU0136 | 1043265-1,1043265-9 | FUSE, 30A | PANEL A
FU0137 | 1043265-1,1043265-7 | FUSE, 20A | PANEL A
FU0138 | [2]1043265-1,1043265-3,1043265-5 | FUSE, 10A | PANEL A
FU0139 | 1043265-1,1043265-4 | FUSE, 5A | PANEL A
FU0170 | 1043265-4 | FUSE, 5A | PANEL A
FU9130 | 1043265-1,1043265-12 | FUSE, 0.5A | PANEL A
GR0131 | 903849C1 | RAIL GROUND, DIN RAIL GROUNDING | PANEL A
GR0132 | 903849C1 | RAIL GROUND, DIN RAIL GROUNDING | PANEL A
GR0133 | 903849C1 | RAIL GROUND, DIN RAIL GROUNDING | PANEL A
GR0134 | 903849C1 | RAIL GROUND, DIN RAIL GROUNDING | PANEL A
KA0110 | 1061979-1 | RELAY, LUBE PUMP INHIBIT | PANEL A
KA0111 | 1061979-1 | RELAY, AC SCAVENGE PUMP OFF | PANEL A
KA0112 | 1061979-1 | RELAY, HEADER PRESSURE HIGH^BACKUP PUMP OFF | PANEL A
KA0113 | 1061979-1 | RELAY, AC SCAVENGE PUMP PRESSURIZED | PANEL A
KA0115 | 1061979-1 | RELAY, BACKUP LUBE OIL PUMP OFF | PANEL A
KA0130 | 1061979-1 | RELAY, LOWSPEED/OPEN PROBE SETPOINT | PANEL A
KA0131 | 1061979-1 | RELAY, CONTROLLER ACTIVE | PANEL A
KA0132 | 1061979-1 | RELAY, CONTROLLER ACTIVE | PANEL A
KA0133 | 1061979-1 | RELAY, POST LUBE NOT REQUIRED | PANEL A
KA0134 | 1061979-1 | RELAY, BACKUP COMMAND OFF | PANEL A
KA0135 | 1061979-1 | RELAY, AC PRE/POST PUMP DRIVE | PANEL A
KA0136 | 1061979-1 | RELAY, LUBE OIL HEADER PRESSURE HIGH | PANEL A
KA0137 | 1061979-1 | RELAY, LUBE PUMP INHIBIT | PANEL A
KA0138 | 1061979-1 | RELAY, BACKUP LUBE OIL PUMP OFF | PANEL A
KA0140 | 1061979-1 | RELAY, LUBE OIL PRESSURE ESTABLISHED | PANEL A
KA0141 | 1061979-1 | RELAY, CONTROLLER ACTIVE | PANEL A
KA0142 | 1061979-1 | RELAY, BACKUP LUBE OIL SCAVENGE PUMP OFF | PANEL A
KA0144 | 1061979-1 | RELAY, AC PRE/POST PUMP DRIVE | PANEL A
KA0176 | 1061979-1 | RELAY, VENTILATION REQUIRED | PANEL A
KA0177 | 1061979-1 | RELAY, VENTILATION REQUIRED | PANEL A
KA0221 | 1061979-1 | RELAY, PRIMARY GAS FUEL SHUTOFF VALVE | PANEL A
KA1306 | 1061979-1 | RELAY, TURNING GEAR MOTOR ON | PANEL A
KA2160 | 1061979-1 | RELAY, CLOSE GAS BLOCK VALVE (SPARE) | PANEL A
KA2161 | 1061979-1 | RELAY, OPEN GAS BLEED VALVE (SPARE) | PANEL A
KA2645 | 1061979-1 | RELAY, LF MANIFOLD PURGE PCD COOLER | PANEL A
KA3103 | 1061979-1 | RELAY, LUBE OIL TANK HEATER | PANEL A
KA3220 | 1061979-1 | RELAY, LUBE OIL COOLER FAN #1 | PANEL A
KA3221 | 1061979-1 | RELAY, LUBE OIL COOLER FAN #2 | PANEL A
KA3420 | 1061979-1 | RELAY, GENERATOR JACKING OIL | PANEL A
KA3500 | 1061979-1 | RELAY, SCAVENGING PUMP SUPPLY AC | PANEL A
KA3502 | [2]1061979-1 | RELAY, SCAVENGING PUMP SUPPLY | PANEL A
KA4203 | 1061979-1 | RELAY, GROUND FAULT MALFUNCTION | PANEL A
KA4204 | 1061979-1 | RELAY, NO GROUND FAULT ALARM | PANEL A
KA4360 | 1061979-1 | RELAY, GENERATOR HEAT EXCHANGER FAN #1 | PANEL A
KA4361 | 1061979-1 | RELAY, GENERATOR HEAT EXCHANGER FAN #2 | PANEL A
KA4362 | 1061979-1 | RELAY, GENERATOR HEAT EXCHANGER FAN #3 | PANEL A
KA6200 | 1061979-1 | RELAY, ENCLOSURE SPACE HEATER | PANEL A
KA6211 | 1061979-1 | RELAY, DRIVER ENCLOSURE^VENT FAN #1 | PANEL A
KA6212 | 1061979-1 | RELAY, DRIVER ENCLOSURE^VENT FAN #2 | PANEL A
KA9130 | 1061979-1 | RELAY, GROUND FUSE NOT BLOWN | PANEL A
KT0110 | 2651077-1 | TIMER RELAY, AC SCAVENGE PRESS HIGH^DC SCAVENGE OFF | PANEL A
KT0140 | 2651077-2 | TIMER RELAY, BACKUP PUMP^POST LUBE OFF CYCLE | PANEL A
KT0141 | 2651077-2 | TIMER RELAY, BACKUP POST LUBE CONTINUOUS | PANEL A
KT0142 | 2651077-1 | TIMER RELAY, TOTAL POST LUBE | PANEL A
KT0143 | 2651077-1 | TIMER RELAY, BACKUP PUMP POST LUBE ON CYCLE | PANEL A
KT0144 | 2651077-1,2651077-2 | TIMER RELAY, HEADER PRESSURE HIGH^BACKUP PUMP OFF | PANEL A
KT0145 | 2651077-1 | TIMER RELAY, FIRE DETECTED ROLLDOWN LUBE | PANEL A
KT0146 | 2651077-3 | TIMER RELAY, WATCHDOG | PANEL A
PC0470 | 2271605-1 | TIMER/COUNTER, ENGINE HOUR / START COUNTER | PANEL A
PEG0130 | 232941-300 | BUS BAR, PANEL A - POWER EARTH GROUNDING | PANEL A
QS0011 | 1126803 | CIRCUIT BREAKER, DOUBLE POLE - RAIL MOUNTABLE | PANEL A
RR0851 | 981090C1 | RESISTOR, 3.01K OHM | PANEL A
UJ0131 | 1286570-1 | POWER CONVERTER, AC/DC INPUT TO 28V DC OUTPUT | PANEL A
VD3502 | 960592C1 | DIODE, 15 pF | PANEL A
VD6211 | 960592C1 | DIODE, 15 pF | PANEL A
VD6212 | 960592C1 | DIODE, 15 pF | PANEL A
XT0011 | 1066730-16,1066730-17,1066730-18 | TERMINAL STRIP, 2 CONDUCTOR | PANEL A
XT0012 | 1066730-16,1066730-17,1066730-18 | TERMINAL STRIP, 2 CONDUCTOR | PANEL A
XT0014 | 1247052-1 | BUS BAR, SYSTEM FUNCTION (USE) | PANEL A
XT0032 | 1066730-16,1066730-17,1066730-18 | TERMINAL STRIP, 2 CONDUCTOR | PANEL A
XT0080 | 1066730-7,1066730-8,1067996-4 | TERMINAL BLOCK, SPRING, 4 CONDUCTOR,30-12 AWG (0.05-3.31 MM2),NON-IS | PANEL A
XT0081 | 1066730-4,1066730-7,1066730-8 | TERMINAL BLOCK, SPRING, 4 CONDUCTOR,30-12 AWG (0.05-3.31 MM2),NON-IS | PANEL A
XT0085 | 1066730-7,1066730-8,1067996-4 | TERMINAL BLOCK, SPRING, 4 CONDUCTOR,30-12 AWG (0.05-3.31 MM2),NON-IS | PANEL A
XT0091 | 1066730-7 | TERMINAL BLOCK, SPRING, 4 CONDUCTOR,30-12 AWG (0.05-3.31 MM2),NON-IS | PANEL A
XT0134 | 1066730-16,1066730-17,1066730-18 | TERMINAL STRIP, 2 CONDUCTOR | PANEL A
XT0135 | 1066730-7,1066730-8,1067996-4 | TERMINAL BLOCK, SPRING, 4 CONDUCTOR,30-12 AWG (0.05-3.31 MM2),NON-IS | PANEL A
XT0136 | 1066730-7,1066730-8,1067996-82 | TERMINAL BLOCK, SPRING, 4 CONDUCTOR,30-12 AWG (0.05-3.31 MM2),NON-IS | PANEL A
XT0137 | 1066730-5,1066730-7,1067996-4 | TERMINAL BLOCK, SPRING, 4 CONDUCTOR,30-12 AWG (0.05-3.31 MM2),NON-IS | PANEL A
XT0138 | 1066730-16,1066730-17,1066730-18 | TERMINAL STRIP, 2 CONDUCTOR | PANEL A
XT0139 | 1066730-7,1066730-8,1067996-4 | TERMINAL BLOCK, SPRING, 4 CONDUCTOR,30-12 AWG (0.05-3.31 MM2),NON-IS | PANEL A
XT0171 | 1066730-7,1066730-8,1067996-11 | TERMINAL BLOCK, SPRING, 4 CONDUCTOR,30-12 AWG (0.05-3.31 MM2),NON-IS | PANEL A
AF0051 | 2684693-17,2684693-25 | 5094-OB8XT, 8 DISCRETE OUTPUT | PANEL B
AF0052 | 2684693-17,2684693-25 | 5094-OB8XT, 8 DISCRETE OUTPUT | PANEL B
AF0053 | 2684693-17,2684693-25 | 5094-OB8XT, 8 DISCRETE OUTPUT | PANEL B
AF0054 | 2684693-17,2684693-23 | 5094-IB16XT, 16 DISCRETE INPUT | PANEL B
AF0055 | 2684693-18,2684693-26 | 5094-IF8IHXT, 8 ANALOG INPUT, ISOLATED | PANEL B
AF0056 | 2684693-18,2684693-26 | 5094-IF8IHXT, 8 ANALOG INPUT, ISOLATED | PANEL B
AF0061 | 2684693-17,2684693-25 | 5094-OB8XT, 8 DISCRETE OUTPUT | PANEL B
AF0062 | 2684693-17,2684693-25 | 5094-OB8XT, 8 DISCRETE OUTPUT | PANEL B
AF0063 | 2684693-17,2684693-23 | 5094-IB16XT, 16 DISCRETE INPUT | PANEL B
AF0064 | 2684693-18,2684693-30 | 5094-IF4IHSXT, 4 ANALOG INPUT, S | PANEL B
AF0065 | 2684693-18,2684693-30 | 5094-IF4IHSXT, 4 ANALOG INPUT, S | PANEL B
AF0066 | 2684693-18,2684693-27 | 5094-OF8IHXT, 8 ANALOG OUTPUT, ISOLATED | PANEL B
AF0067 | 2684693-17,2684693-25 | 5094-OB8XT, 8 DISCRETE OUTPUT | PANEL B
AF0068 | 2684693-21,2684693-36 | 5094-IRT8SXT, 8 TC/RTD INPUT | PANEL B
AF0071 | 2684693-18,2684693-32 | 5094-IJ2ISXT, 2 FAST COUNTER INPUT, S | PANEL B
AF0072 | 2684693-18,2684693-30 | 5094-IF4IHSXT, 4 ANALOG INPUT, S | PANEL B
AF0073 | 2684693-21,2684693-36 | 5094-IRT8SXT, 8 RTD/TC ANALOG INPUT, S | PANEL B
AF0074 | 2684693-18,2684693-26 | 5094-IF8IHXT, 8 ANALOG INPUT, ISOLATED | PANEL B
AF0075 | 2684693-18,2684693-30 | 5094-IF4IHSXT, 4 ANALOG INPUT, S | PANEL B
AF0076 | 2684693-18,2684693-29 | 5094-OB16SXT, 16 DISCRETE OUTPUT, S | PANEL B
AF0077 | 2684693-19,2684693-33 | 5094-IY8XT, 8 ANALOG INPUT, TC/RTD/ I&V | PANEL B
AU0050 | 2684693-22 | 5094-AENTRXT, FLEX 5000 I/O | PANEL B
AU0060 | 2684693-22 | 5094-AENTRXT, FLEX 5000 I/O | PANEL B
AU0070 | 2684693-22 | 5094-AENTRXT, FLEX 5000 I/O | PANEL B
FU0003 | 1043265-1,1043265-3 | FUSE, 2A | PANEL B
FU0004 | 1043265-1,1043265-3 | FUSE, 2A | PANEL B
FU0050 | 1043265-1,1043265-5 | FUSE, 10A | PANEL B
FU0051 | 1043265-1,1043265-5 | FUSE, 10A | PANEL B
FU0052 | 1043265-1,1043265-5 | FUSE, 10A | PANEL B
FU0053 | 1043265-1,1043265-5 | FUSE, 10A | PANEL B
FU0054 | 1043265-1,1043265-5 | FUSE, 10A | PANEL B
FU0055 | 1043265-1,1043265-3 | FUSE, 2A | PANEL B
FU0060 | 1043265-1,1043265-5 | FUSE, 10A | PANEL B
FU0061 | 1043265-1,1043265-5 | FUSE, 10A | PANEL B
FU0062 | 1043265-1,1043265-5 | FUSE, 10A | PANEL B
FU0063 | 1043265-1,1043265-5 | FUSE, 10A | PANEL B
FU0064 | 1043265-1,1043265-5 | FUSE, 10A | PANEL B
FU0070 | 1043265-1,1043265-5 | FUSE, 10A | PANEL B
FU0071 | [2]1043265-1,1043265-3,1043265-5 | FUSE, 10A | PANEL B
FU0101 | 1043265-1,1043265-3 | FUSE, 2A | PANEL B
FU0210 | 1043265-1,1043265-7 | FUSE, 20A | PANEL B
FU0211 | 1043265-1,1043265-4 | FUSE, 5A | PANEL B
FU0212 | 1043265-1,1043265-3 | FUSE, 2A | PANEL B
GR0231 | 903849C1 | RAIL GROUND, DIN RAIL GROUNDING | PANEL B
GR0232 | 903849C1 | RAIL GROUND, DIN RAIL GROUNDING | PANEL B
GR0233 | 903849C1 | RAIL GROUND, DIN RAIL GROUNDING | PANEL B
IEG0230 | 232941-300 | BUS BAR, PANEL B - INSTRUMENT EARTH GROUNDING | PANEL B
KA0222 | 1061979-1 | RELAY, SECONDARY GAS FUEL SHUTOFF VALVE | PANEL B
KA0223 | 1061979-1 | RELAY, PRIMARY LF SHUT-OFF VALVE | PANEL B
KA0224 | 1061979-1 | RELAY, SECONDARY LF SHUT-OFF VALVE | PANEL B
KA0231 | 1061979-1 | RELAY, CONTROLLER ACTIVE | PANEL B
KA0232 | 1061979-1 | RELAY, CONTROLLER ACTIVE | PANEL B
KA0233 | 1061979-1 | RELAY, CONTROLLER ACTIVE | PANEL B
KA0234 | 1061979-1 | RELAY, CONTROLLER ACTIVE | PANEL B
KA0235 | 1061979-1 | RELAY, NO EMERGENCY SHUTDOWN SUMMARY | PANEL B
KA0236 | 1061979-1 | RELAY, NO EMERGENCY SHUTDOWN SUMMARY | PANEL B
KA0237 | 1061979-1 | RELAY, NO EMERGENCY SHUTDOWN SUMMARY | PANEL B
KA0238 | 1061979-1 | RELAY, NO EMERGENCY SHUTDOWN SUMMARY | PANEL B
KA0239 | 1061979-1 | RELAY, NO EMERGENCY SHUTDOWN SUMMARY | PANEL B
KA0240 | 1061979-1 | RELAY, NO EMERGENCY SHUTDOWN SUMMARY | PANEL B
KA0241 | 1061979-1 | RELAY, BACKUP SYSTEM RESET | PANEL B
KA0242 | 1061979-1 | RELAY, BACKUP SYSTEM RESET | PANEL B
KA0243 | 1061979-1 | RELAY, NO FIRE DETECTED | PANEL B
KA0244 | 1061979-1 | RELAY, NO FIRE DETECTED | PANEL B
KA0245 | 1061979-1 | RELAY, NO GAS DETECTED | PANEL B
KA0246 | 1061979-1 | RELAY, NO FIRE DETECTED | PANEL B
KA0247 | 1061979-1 | RELAY, NO FIRE DETECTED | PANEL B
KA0248 | 1061979-1 | RELAY, NO EMERGENCY SHUTDOWN SUMMARY | PANEL B
KA0249 | 1061979-1 | RELAY, NO GAS DETECTED | PANEL B
KA0250 | 1061979-1 | RELAY, NO EMERGENCY SHUTDOWN SUMMARY | PANEL B
KA0505 | 1061979-1 | RELAY, CLOSE LIQUID FUEL BLOCK VALVE (SPARE) | PANEL B
KA0977 | 1061979-1 | RELAY, FIRE & GAS SYSTEM INHIBITED | PANEL B
KA1020 | 1061979-1 | RELAY, IGNITION START | PANEL B
KA9421 | 1096409-1 | RELAY SAFETY MODULE, SPARE | PANEL B
KA9422 | 1096409-1 | RELAY SAFETY MODULE, SPARE | PANEL B
KA9423 | 1096409-1 | RELAY SAFETY MODULE, SPARE | PANEL B
KA9424 | 1096409-1 | RELAY SAFETY MODULE, COMMON UCP ALARM | PANEL B
KA9425 | 1096409-1 | RELAY SAFETY MODULE, UNIT ESD ACTIVE | PANEL B
KA9426 | 1096409-1 | RELAY SAFETY MODULE, SPARE | PANEL B
RR0852 | 981089C1 | RESISTOR, 1.0K OHM | PANEL B
XT0002 | 1066730-32,1066730-7,1066730-8,1067996-82 | TERMINAL BLOCK, SPRING, 4 CONDUCTOR,30-12 AWG (0.05-3.31 MM2),NON-IS | PANEL B
XT0005 | 1066730-32,1066730-7,1066730-8,1067996-82 | TERMINAL BLOCK, SPRING, 4 CONDUCTOR,30-12 AWG (0.05-3.31 MM2),NON-IS | PANEL B
XT0050 | 1066730-32,1066730-7,1066730-8,1067996-4 | TERMINAL BLOCK, SPRING, 4 CONDUCTOR,30-12 AWG (0.05-3.31 MM2),NON-IS | PANEL B
XT0060 | 1066730-7,1066730-8,1067996-4 | TERMINAL BLOCK, SPRING, 4 CONDUCTOR,30-12 AWG (0.05-3.31 MM2),NON-IS | PANEL B
XT0070 | 1066730-7,1066730-8,1067996-4 | TERMINAL BLOCK, SPRING, 4 CONDUCTOR,30-12 AWG (0.05-3.31 MM2),NON-IS | PANEL B
XT0071 | 1066730-7,1066730-8,1067996-4 | TERMINAL BLOCK, SPRING, 4 CONDUCTOR,30-12 AWG (0.05-3.31 MM2),NON-IS | PANEL B
XT0233 | 1066730-7,1066730-8,1067996-4 | TERMINAL BLOCK, SPRING, 4 CONDUCTOR,30-12 AWG (0.05-3.31 MM2),NON-IS | PANEL B
XT0235 | 1066730-7,1066730-8,1067996-4 | TERMINAL BLOCK, SPRING, 4 CONDUCTOR,30-12 AWG (0.05-3.31 MM2),NON-IS | PANEL B
XT0236 | 1066730-7,1066730-8,1067996-82 | TERMINAL BLOCK, SPRING, 4 CONDUCTOR,30-12 AWG (0.05-3.31 MM2),NON-IS | PANEL B
XT0237 | 1066730-10,1066730-9,1067996-4 | DIODE TERMINAL STRIP, 4 CONDUCTOR | PANEL B
XT0240 | 1066730-7,1066730-8,1067996-4 | TERMINAL BLOCK, SPRING, 4 CONDUCTOR,30-12 AWG (0.05-3.31 MM2),NON-IS | PANEL B
AP0601 | 1089241-15 | MVI 56-MNETXT, ETHERNET/MODBUS | PLC PANEL
AP0602 | 1089241-40 | 1756-EN2TRXT, ETHERNET | PLC PANEL
AP0603 | 1089241-40 | 1756-EN2TRXT, ETHERNET | PLC PANEL
AP0604 | 1089241-15 | MVI 56-MNETXT, ETHERNET/MODBUS | PLC PANEL
AP0605 | 1089241-20,1089241-36 | 1756-EN2TXT, ETHERNET | PLC PANEL
AP0606 | 1089241-15 | MVI 56-MNETXT, ETHERNET/MODBUS | PLC PANEL
AP0607 | 1089241-15 | MVI 56-MNETXT, ETHERNET/MODBUS | PLC PANEL
AP0608 | 1089241-40 | 1756-EN2TRXT, ETHERNET | PLC PANEL
AP0609 | 1089241-40 | 1756-EN2TRXT, ETHERNET | PLC PANEL
AR0600 | 1057900,1059465,1089241-42,1103759,19298R1,22652R1 | RACK CHASSIS, 1756-A10XT (10 SLOT) | PLC PANEL
AT0600 | 1089241-43 | 1756-L83EXTS, CONTROLLER^GUARDLOGIX | PLC PANEL
BA0003 | 1271449-4 | MEDIA CONVERTER, ETHERNET-FIBER OPTIC | PLC PANEL
BA0004 | 1271449-4 | MEDIA CONVERTER, ETHERNET-FIBER OPTIC | PLC PANEL
BA0011 | 1271449-4 | MEDIA CONVERTER, ETHERNET-FIBER OPTIC | PLC PANEL
BA1200 | 1271449-4 | MEDIA CONVERTER, ETHERNET-FIBER OPTIC | PLC PANEL
BA1201 | 1271449-4 | MEDIA CONVERTER, ETHERNET-FIBER OPTIC | PLC PANEL
BA1202 | 1271449-4 | MEDIA CONVERTER, ETHERNET-FIBER OPTIC | PLC PANEL
GR0234 | [2]903849C1 | RAIL GROUND, DIN RAIL GROUNDING | PLC PANEL
UV0600 | 1089241-28 | POWER SUPPLY, RSLOGIX CHASSIS | PLC PANEL
AT0680 | 1634974-100 | GATEWAY MODULE, TURBOTRONIC GATEWAY | PWR DISTRIBUTION RAIL
FU0190 | 1043265-1,1043265-5 | FUSE, 10A | PWR DISTRIBUTION RAIL
FU0200 | 1043265-1,1043265-5 | FUSE, 10A | PWR DISTRIBUTION RAIL
FU0201 | 1043265-1,1043265-5 | FUSE, 10A | PWR DISTRIBUTION RAIL
FU0273 | 1043265-1,1043265-4 | FUSE, 5A | PWR DISTRIBUTION RAIL
FU0560 | 1043265-1,1043265-7 | FUSE, 20A | PWR DISTRIBUTION RAIL
FU0680 | 1043265-1,1043265-4 | FUSE, 5A | PWR DISTRIBUTION RAIL
XT0560 | 1066730-16,1066730-17,1066730-18 | TERMINAL STRIP, 2 CONDUCTOR | PWR DISTRIBUTION RAIL
XT0561 | 1066730-53,1066730-7,1066730-8,1067996-4 | TERMINAL BLOCK, SPRING, 4 CONDUCTOR,30-12 AWG (0.05-3.31 MM2),NON-IS | PWR DISTRIBUTION RAIL
XT0562 | 1066730-53,1066730-7,1066730-8,1067996-4 | TERMINAL BLOCK, SPRING, 4 CONDUCTOR,30-12 AWG (0.05-3.31 MM2),NON-IS | PWR DISTRIBUTION RAIL
XT0563 | 1066730-7,1066730-8,1067996-4 | TERMINAL BLOCK, SPRING, 4 CONDUCTOR,30-12 AWG (0.05-3.31 MM2),NON-IS | PWR DISTRIBUTION RAIL
XT0680 | 1066730-7,1066730-8,1067996-4 | TERMINAL BLOCK, SPRING, 4 CONDUCTOR,30-12 AWG (0.05-3.31 MM2),NON-IS | PWR DISTRIBUTION RAIL
FU0031 | 1043265-1,1043265-9 | FUSE, 30A | REDUNDANT POWER SUPPLY
GR0030 | 903849C1 | RAIL GROUND, DIN RAIL GROUNDING | REDUNDANT POWER SUPPLY
GR0031 | 903849C1 | RAIL GROUND, DIN RAIL GROUNDING | REDUNDANT POWER SUPPLY
QS0031 | 1126803 | CIRCUIT BREAKER, DOUBLE POLE - RAIL MOUNTABLE | REDUNDANT POWER SUPPLY
UJ0031 | 1286570-1 | POWER CONVERTER, AC/DC INPUT TO 28V DC OUTPUT | REDUNDANT POWER SUPPLY
XT0033 | 1066730-16,1066730-17,1066730-18 | TERMINAL STRIP, 2 CONDUCTOR | REDUNDANT POWER SUPPLY
AF0201 | 2684693-48,2684693-51 | 5094-IB32XT, 32 DISCRETE INPUT | TCP
AF0202 | 2684693-49,2684693-52 | 5094-OB32XT, 32 DISCRETE OUTPUT | TCP
AU0200 | PART OF TCP ASSEMBLY | 5094-AENTRXT, FLEX 5000 I/O | TCP
GR0200 | PART OF TCP ASSEMBLY | RAIL LUG, DIN RAIL GROUNDING | TCP
HL0400 | 1035040-21,PART OF TCP ASSEMBLY | LIGHT, READY, GREEN | TCP
HL0401 | 1035040-22,PART OF TCP ASSEMBLY | LIGHT, STARTING, WHITE | TCP
HL0402 | 1035040-23,PART OF TCP ASSEMBLY | LIGHT, READY TO LOAD, WHITE | TCP
HL0403 | 1035040-24,PART OF TCP ASSEMBLY | LIGHT, ON LOAD, WHITE | TCP
HL0404 | 1035040-1070,964971C1,PART OF TCP ASSEMBLY | LIGHT, SPARE, WHITE | TCP
HL0405 | 1035040-853,PART OF TCP ASSEMBLY | LIGHT, LOCAL/AUXILIARY SELECT, WHITE | TCP
HL0406 | 1035040-1071,964971C1,PART OF TCP ASSEMBLY | LIGHT, SPARE, WHITE | TCP
HL0407 | 1035040-26,PART OF TCP ASSEMBLY | LIGHT, COOLDOWN, WHITE | TCP
HL0408 | 1035040-27,PART OF TCP ASSEMBLY | LIGHT, STOPPING, WHITE | TCP
HL0409 | 1035040-28,PART OF TCP ASSEMBLY | LIGHT, ALARM SUMMARY, AMBER | TCP
HL0410 | 1035040-30,PART OF TCP ASSEMBLY | LIGHT, BACKUP ACTIVE, AMBER | TCP
HL0411 | 1035040-29,PART OF TCP ASSEMBLY | LIGHT, SHUTDOWN SUMMARY, RED | TCP
SA0400 | 1035040-862,PART OF TCP ASSEMBLY | SELECTOR SWITCH, OFF/LOCAL/AUXILIARY | TCP
SA0401 | 1035040-33,PART OF TCP ASSEMBLY | SELECTOR SWITCH, BACKUP SYSTEM RESET | TCP
SB0400 | PART OF TCP ASSEMBLY | PUSHBUTTON SWITCH, EMERGENCY STOP | TCP
SB0401 | 1035040-15,PART OF TCP ASSEMBLY | PUSHBUTTON SWITCH, HORN SILENCE | TCP
SB0402 | 1035040-12,PART OF TCP ASSEMBLY | PUSHBUTTON SWITCH, ACKNOWLEDGE | TCP
SB0403 | 1035040-13,PART OF TCP ASSEMBLY | PUSHBUTTON SWITCH, RESET | TCP
SB0404 | 1035040-14,PART OF TCP ASSEMBLY | PUSHBUTTON SWITCH, LAMP TEST | TCP
SB0405 | 1035040-18,PART OF TCP ASSEMBLY | PUSHBUTTON SWITCH, START | TCP
SB0406 | 1035040-34,PART OF TCP ASSEMBLY | PUSHBUTTON SWITCH, NORMAL STOP | TCP
SB0407 | 1035040-19,PART OF TCP ASSEMBLY | PUSHBUTTON SWITCH, SPEED/LOAD DECREASE | TCP
SB0408 | 1035040-20,PART OF TCP ASSEMBLY | PUSHBUTTON SWITCH, SPEED/LOAD INCREASE | TCP
SH0400 | 1013485,PART OF TCP ASSEMBLY | LIGHTED SWITCH, SPARE, WHITE | TCP
SH0401 | 1013485,PART OF TCP ASSEMBLY | LIGHTED SWITCH, SPARE, WHITE | TCP
SH0404 | 1013485,PART OF TCP ASSEMBLY | LIGHTED SWITCH, SPARE, WHITE | TCP
SH0405 | 1013485,PART OF TCP ASSEMBLY | LIGHTED SWITCH, SPARE, WHITE | TCP
SH0408 | 1013485,PART OF TCP ASSEMBLY | LIGHTED SWITCH, SPARE, WHITE | TCP
SH0409 | 1035040-8,PART OF TCP ASSEMBLY | LIGHTED SWITCH, GAS/LIQUID FUEL SELECT, WHITE | TCP
SH0410 | 1035040-6,PART OF TCP ASSEMBLY | LIGHTED SWITCH, SPARE, WHITE | TCP
SH0411 | 1035040-340,PART OF TCP ASSEMBLY | LIGHTED SWITCH, VOLTAGE DECREASE SELECT, WHITE | TCP
SH0412 | 1035040-341,PART OF TCP ASSEMBLY | LIGHTED SWITCH, VOLTAGE INCREASE SELECT, WHITE | TCP
XT0201 | 1066730-1 | TERMINAL STRIP, 4 CONDUCTOR | TCP
XT0564 | PART OF TCP ASSEMBLY | TERMINAL STRIP, SYSTEM FUNCTION (USE) | TCP
AF0450 | 1322418-11,1322418-20,1322418-70,1322418-71 | 1444-DYN04-01RA, 4-CH VIBRATION INPUT^DYNAMIX 1444 VIBRATION | VIBRATION DOOR PANEL
XT0400 | 1066730-1,1066730-2,1066730-67 | TERMINAL STRIP, 4 CONDUCTOR | VIBRATION DOOR PANEL

## JB70_S
JB70
Project # | 4M401
Project Name | FPSO GTG GENERATORS
Revision | C.2
Controls DE | J. SHORTER
Phone: | 0
Controls ME
Phone:
From | [5 empty] | To
Device ID | Wire No. | Wire ID | Gauge/Size | Length | Device ID | Location | Bundle Name
AT1100:NEG | -0V | WHT | 14 | 240 | XT0800:40 | A PNL | AT1100
AT1100:POS | FU1100 | WHT | 14 | 180 | FU1100:LD | JB70 R/RAIL
HL0171:X1 | HL0171X1 | WHT | 20 | 200 | RR0175A: -10K OHM | A PNL | HL0171
HL0171:X2 | HL0171X2 | WHT | 20 | 200 | VD0175A:--1N4005/1 | A PNL
HL0172:X1 | HL0172X1 | WHT | 20 | 200 | RR0175I: -10K OHM | A PNL | HL0172
HL0172:X2 | HL0172X2 | WHT | 20 | 200 | VD0175I:--1N4005/1 | A PNL
HL0173:X1 | HL0173X1 | WHT | 20 | 200 | RR0175D: -10K OHM | A PNL | HL0173
HL0173:X2 | HL0173X2 | WHT | 20 | 200 | VD0175D:--1N4005/1 | A PNL
SA0170:B1-13 | SA0170B113 | WHT | 20 | 200 | XT0811:1 | A PNL | SA0170
SA0170:B1-14 | SA0170B114 | WHT | 20 | 200 | XT0811:2 | A PNL
SA0170:B2-13 | SA0170B213 | WHT | 20 | 200 | XT0811:32 | A PNL
SA0170:B2-14 | SA0170B214 | WHT | 20 | 200 | XT0811:33 | A PNL
SB0170:13 | SB017013 | WHT | 20 | 200 | RR0175M: -10K OHM | A PNL | SB0170
SB0170:14 | SB017014 | WHT | 20 | 200 | RR0175M: -10K OHM | A PNL
SB0471:11 | SB047111 | WHT | 20 | 240 | XT0800:21 | A PNL | SB0471
SB0471:12 | SB047112 | WHT | 20 | 240 | XT0800:22 | A PNL
SB0473:13 | SB047313 | WHT | 20 | 240 | XT0800:23 | A PNL | SB0473
SB0473:14 | SB047314 | WHT | 20 | 240 | XT0800:24 | A PNL
SB0474:13 | SB047413 | WHT | 20 | 240 | XT0800:25 | A PNL | SB0474
SB0474:14 | SB047414 | WHT | 20 | 240 | XT0800:26 | A PNL
SB0472:B1-12 | ESTOP | WHT | 20 | 240 | XT0800:32 | A PNL | SB0472
SB0472:B1-11 | ESTOPA | WHT | 20 | 240 | XT0800:31 | A PNL
SB0472:B2-11 | SB0472B11 | WHT | 20 | 240 | XT0800:33 | A PNL
SB0472:B2-12 | SB0472B12 | WHT | 20 | 240 | XT0800:34 | A PNL
SH0470:11 | SH047011 | WHT | 20 | 240 | XT0800:7 | A PNL | SH0470
SH0470:12 | SH047012 | WHT | 20 | 240 | XT0800:8 | A PNL
SH0470:13 | SH047013 | WHT | 20 | 240 | XT0800:9 | A PNL
SH0470:14 | SH047014 | WHT | 20 | 240 | XT0800:10 | A PNL
SH0470:X1 | SH0470X1 | WHT | 20 | 240 | XT0800:12 | A PNL
SH0470:X2 | SH0470X2 | WHT | 20 | 240 | XT0800:11 | A PNL
SH0471:11 | SH047111 | WHT | 20 | 240 | XT0800:3 | A PNL | SH0471
SH0471:12 | SH047112 | WHT | 20 | 240 | XT0800:4 | A PNL
SH0471:13 | SH047113 | WHT | 20 | 240 | XT0800:1 | A PNL
SH0471:14 | SH047114 | WHT | 20 | 240 | XT0800:2 | A PNL
SH0471:X1 | SH0471X1 | WHT | 20 | 240 | XT0800:6 | A PNL
SH0471:X2 | SH0471X2 | WHT | 20 | 240 | XT0800:5 | A PNL
SH0472:X1 | -0V | WHT | 20 | 240 | XT0800:18 | A PNL | SH0472
SH0472:13 | FU0139 | WHT | 20 | 240 | XT0800:13 | A PNL
SH0472:14 | KA0241A1 | WHT | 20 | 240 | XT0800:14 | A PNL
SH0472:11 | SH047211 | WHT | 20 | 240 | XT0800:15 | A PNL
SH0472:12 | SH047212 | WHT | 20 | 240 | XT0800:16 | A PNL
SH0472:X2 | SH0472X2 | WHT | 20 | 240 | XT0800:17 | A PNL
SA0471:B1-13 | SA0471B113 | WHT | 20 | 240 | XT0800:29 | A PNL | SA0471
SA0471:B1-14 | SA0471B114 | WHT | 20 | 240 | XT0800:30 | A PNL
SA0471:B2-13 | SA0471B213 | WHT | 20 | 240 | XT0800:27 | A PNL
SA0471:B2-14 | SA0471B214 | WHT | 20 | 240 | XT0800:28 | A PNL
SA0472:B1-13 | SA0472B113 | WHT | 20 | 240 | XT0800:37 | A PNL | SA0472
SA0472:B1-14 | SA0472B114 | WHT | 20 | 240 | XT0800:38 | A PNL
SA0472:B2-13 | SA0472B213 | WHT | 20 | 240 | XT0800:35 | A PNL
SA0472:B2-14 | SA0472B214 | WHT | 20 | 240 | XT0800:36 | A PNL

## JB70 RIGHT RAIL_S
JB70 RIGHT RAIL
JB70 (RIGHT RAIL)
Project # | 4M401
Project Name | FPSO GTG GENERATORS
Revision | C.2
Controls DE | J. SHORTER
Phone: | 0
Controls ME
Phone:
From | [5 empty] | To
Device ID | Wire No. | Wire ID | Gauge/Size | Length | Device ID | Location | Bundle Name
FU1100:LI | FU0136 | WHT | 14 | 180 | XT0800:39 | A PNL | FU-A

## A PNL_S
A PANEL
Project # | 4M401
Project Name | FPSO GTG GENERATORS
Revision | C.2
Controls DE | J. SHORTER
Phone: | 0
Controls ME
Phone:
From | [5 empty] | To
Device ID | Wire No. | Wire ID | Gauge/Size | Length | Device ID | Location | Bundle Name
RR0175A: -10K OHM | VD0175A | WHT | 20 | 60 | VD0175A:+-1N4005/1 | A PNL | RR0175
RR0175D: -10K OHM | VD0175D | WHT | 20 | 60 | VD0175D:+-1N4005/1 | A PNL
RR0175I: -10K OHM | VD0175I | WHT | 20 | 60 | VD0175I:+-1N4005/1 | A PNL
UA1200:J1-9 | -0V | WHT | 20 | 120 | XT0805:17 | A PNL | UA1200
UA1200:J1-10 | FU0212 | WHT | 20 | 120 | XT0805:16 | A PNL
UA1200:J2-2 | FU0212 | WHT | 20 | 120 | XT0805:15 | A PNL
UA1200:J1-8 | UA1200J | WHT | 20 | 60 | UA1200:J3-5 | A PNL
UA1200:J1-4 | UA1200J14 | WHT | 20 | 120 | XT0805:10 | A PNL
UA1200:J1-5 | UA1200J15 | WHT | 20 | 120 | XT0805:11 | A PNL
UA1200:J2-1 | UA1200J21 | WHT | 20 | 120 | XT0805:14 | A PNL
UA1200:J2-6 | UA1200J26 | WHT | 20 | 120 | XT0805:12 | A PNL
UA1200:J2-7 | UA1200J27 | WHT | 20 | 120 | XT0805:13 | A PNL
XT0800:40 | -0V | WHT | 14 | 180 | XT1211:2 | B PNL | XT-B
XT0800:39 | FU0136 | WHT | 14 | 180 | XT1211:1 | B PNL

## B PNL_S
B PANEL
Project # | 4M401
Project Name | FPSO GTG GENERATORS
Revision | C.2
Controls DE | J. SHORTER
Phone: | 0
Controls ME
Phone:
From | [5 empty] | To
Device ID | Wire No. | Wire ID | Gauge/Size | Length | Device ID | Location | Bundle Name
BA0001:V1(-) | -0V | WHT | 16 | 60 | XT0001:2 | B PNL | BA
BA0002:V1(-) | -0V | WHT | 16 | 60 | XT0001:5 | B PNL
BA1100:NEG | -0V | WHT | 16 | 60 | XT1211:2 | B PNL
BA1211:NEG | -0V | WHT | 16 | 60 | XT1211:2 | B PNL
BA0001:V1(+) | FU0001 | WHT | 16 | 60 | FU0001:LD | B PNL
BA0002:V1(+) | FU0002 | WHT | 16 | 60 | FU0002:LD | B PNL
BA1100:POS | FU1101LD | WHT | 16 | 60 | FU1101:LD | B PNL
BA1211:POS | FU1211LD | WHT | 16 | 60 | FU1211:LD | B PNL
FU0001:LI | FU0210 | WHT | 16 | 60 | XT0001:1 | B PNL | FU
FU0002:LI | FU0210 | WHT | 16 | 60 | XT0001:4 | B PNL
FU1101:LI | FU0136 | WHT | 14 | 60 | XT1211:1 | B PNL
FU1211:LI | FU0136 | WHT | 14 | 60 | XT1211:1 | B PNL

## Bundle Tag Info
SHL-GMG NTB #1
4M401
Rev C.2
JB70 | JB70 R/RAIL | A PNL | B PNL | Panel Name | Panel Name | Panel Name | Panel Name | Panel Name | Panel Name | Panel Name | Panel Name | Panel Name | Panel Name | Panel Name | Panel Name | Panel Name | Panel Name | Panel Name | Panel Name | Panel Name | Panel Name | Panel Name | Panel Name | Panel Name | Panel Name | Panel Name | Panel Name | Panel Name | Panel Name
AT1100 | FU-A | RR0175 | BA
HL0171 |  | UA1200 | FU
HL0172 |  | XT-B
HL0173
SA0170
SB0170
SB0471
SB0473
SB0474
SB0472
SH0470
SH0471
SH0472
SA0471
SA0472

## Bundle Tags2
JB70 | JB70 R/RAIL | A PNL | B PNL
SHL-GMG NTB #1 4M401 Rev C.2 JB70 AT1100 | SHL-GMG NTB #1 4M401 Rev C.2 JB70 R/RAIL FU-A | SHL-GMG NTB #1 4M401 Rev C.2 A PNL RR0175 | SHL-GMG NTB #1 4M401 Rev C.2 B PNL BA
SHL-GMG NTB #1 4M401 Rev C.2 JB70 HL0171 |  | SHL-GMG NTB #1 4M401 Rev C.2 A PNL UA1200 | SHL-GMG NTB #1 4M401 Rev C.2 B PNL FU
SHL-GMG NTB #1 4M401 Rev C.2 JB70 HL0172 |  | SHL-GMG NTB #1 4M401 Rev C.2 A PNL XT-B
SHL-GMG NTB #1 4M401 Rev C.2 JB70 HL0173
SHL-GMG NTB #1 4M401 Rev C.2 JB70 SA0170
SHL-GMG NTB #1 4M401 Rev C.2 JB70 SB0170
SHL-GMG NTB #1 4M401 Rev C.2 JB70 SB0471
SHL-GMG NTB #1 4M401 Rev C.2 JB70 SB0473
SHL-GMG NTB #1 4M401 Rev C.2 JB70 SB0474
SHL-GMG NTB #1 4M401 Rev C.2 JB70 SB0472
SHL-GMG NTB #1 4M401 Rev C.2 JB70 SH0470
SHL-GMG NTB #1 4M401 Rev C.2 JB70 SH0471
SHL-GMG NTB #1 4M401 Rev C.2 JB70 SH0472
SHL-GMG NTB #1 4M401 Rev C.2 JB70 SA0471
SHL-GMG NTB #1 4M401 Rev C.2 JB70 SA0472

## ALL
SHL-GMG NTB #1 4M401 Rev C.2 JB70 AT1100
SHL-GMG NTB #1 4M401 Rev C.2 JB70 HL0171
SHL-GMG NTB #1 4M401 Rev C.2 JB70 HL0172
SHL-GMG NTB #1 4M401 Rev C.2 JB70 HL0173
SHL-GMG NTB #1 4M401 Rev C.2 JB70 SA0170
SHL-GMG NTB #1 4M401 Rev C.2 JB70 SB0170
SHL-GMG NTB #1 4M401 Rev C.2 JB70 SB0471
SHL-GMG NTB #1 4M401 Rev C.2 JB70 SB0473
SHL-GMG NTB #1 4M401 Rev C.2 JB70 SB0474
SHL-GMG NTB #1 4M401 Rev C.2 JB70 SB0472
SHL-GMG NTB #1 4M401 Rev C.2 JB70 SH0470
SHL-GMG NTB #1 4M401 Rev C.2 JB70 SH0471
SHL-GMG NTB #1 4M401 Rev C.2 JB70 SH0472
SHL-GMG NTB #1 4M401 Rev C.2 JB70 SA0471
SHL-GMG NTB #1 4M401 Rev C.2 JB70 SA0472
SHL-GMG NTB #1 4M401 Rev C.2 B PNL BA
SHL-GMG NTB #1 4M401 Rev C.2 B PNL FU
SHL-GMG NTB #1 4M401 Rev C.2 A PNL RR0175
SHL-GMG NTB #1 4M401 Rev C.2 A PNL UA1200
SHL-GMG NTB #1 4M401 Rev C.2 A PNL XT-B
SHL-GMG NTB #1 4M401 Rev C.2 JB70 R/RAIL FU-A