## Blue Labels
(SHT 1) CONTROL,JB70;TT6 | (SHT 10) RAIL,LEFT,JB74 | (SHT 12) RAIL,RIGHT,JB73 | (SHT 13) HPC CTRL | (SHT 15) PROX,TURB | (SHT 16) PROX,HPC | (SHT 17) FO CONV,VFD | (SHT 2) RAIL,RIGHT,JB70 | (SHT 3) F&G EDIO ONSK | (SHT 4) F&G PWR,ONSK | (SHT 5) HMI-S PWR | (SHT 6) PLC | (SHT 7) CONTROL A | (SHT 8) CONTROL B | (SHT 9) BOP CTRL
HL0171 | BA1212 | XT0845 | WC8058 | UA1263 | UA4473 | GR1123 | XT0291 | XT0535 | XT0173 | GR0341 | UV0600 | XT0080 | PC0470 | IEG0257
HL0172 | BA0007 | XTFGE | AF1206 | UA1211 | UA4461 | BA0005 | BA0009 | XT0536 | GR0171 | UV0291 | AT0600 | AU0080 | XT0062 | KA0531
HL0173 | BA0008 | GR1163 | AF1205 | UA1210 | UA4460 | BA0006 | BA0002 | FU0535 | AT0170 | FU0291 | AP0601 | AF0081 | FU0113 | KA0532
SA0170 | FU1212 |  | AF1204 | UA1262 | UA4471 | FU0005 | BA0001 | FU0294 | UV0170 | FU1100 | AP0602 | AF0082 | FU0114 | KA0533
SB0170 | FU0007 |  | AF1203 | UA1221 | UA4470 | FU0006 | XT0051 | FU0295 |  | FU1101 | AP0603 | AF0083 | FU0115 | KA0534
SB0471 | FU0008 |  | AF1202 | UA1220 | UA4462 | XT0005 | FU0010 | FU0170 |  | BA1100 | AP0604 | AU0090 | FU0212 | KA0535
SB0473 | XT0007 |  | AF1201 | UA1231 | GR4460 | GR1125 | FU0029 | FU0171 |  |  | AP0605 | AF0091 | FU0060 | KA0536
SB0474 | KT0571 |  | GR0161 | UA1230 |  | UJ0012 | FU0001 | FU0172 |  |  | AP0606 | AF0092 | FU0061 | KA0537
SH0470 | KT0572 |  | AU1200 | GR1210 |  | GR1126 | FU0002 | XT0170 |  |  | AP0607 | AF0093 | FU0062 | KA0538
SH0472 | KT0573 |  | AF1207 | UA1273 |  | BA1123 | XT0111 | XT0171 |  |  | AP0608 | AF0094 | FU0063 | KA0540
SA0474 | KT05722 |  | AF1208 | UA1241 |  | IEG1123 | XTFGB | KA0172 |  |  | AP0609 | AF0095 | FU0064 | KA0541
SA0473 | KT05732 |  | AF1209 | UA1240 |  |  | GR0532 | KA0173 |  |  | AR0600 | GR0133 | AF0068 | KA0550
HA0472 | XT1212 |  | AF1210 | UA1251 |  |  | BA0013 | KA0174 |  |  | AT0680 | FU0080 | AF0067 | KA0551
SH0471 | GR0180 |  | AF1211 | UA1250 |  |  |  | KA6510 |  |  | FU0680 | FU0081 | AF0066 | KA0552
SA0471 |  |  | GR0163 | UA1272 |  |  |  | KA0178 |  |  | XT0680 | FU0137 | AF0065 | KA0553
AT1100 |  |  | IEG0160 | UA1520 |  |  |  | KA0246 |  |  | GR0680 | AF0087 | AF0064 | KA0554
SB0472 |  |  | FU0510 | XT1521 |  |  |  | KA0254 |  |  |  | AF0086 | AF0063 | KA0555
|  |  | XT0510 | XT1520 |  |  |  | KA0249 |  |  |  | AF0085 | AF0062 | XT0573
|  |  | AF0520 | XTFGH |  |  |  | KA0176 |  |  |  | AF0084 | AF0061 | FU0140
|  |  | AF0510 | GR1211 |  |  |  | KA0145 |  |  |  | XT0081 | AU0060 | FU0141
|  |  | AF0500 |  |  |  |  | KA0255 |  |  |  | XT0082 | GR0231 | FU0142
|  |  | XT0500 |  |  |  |  | KA0247 |  |  |  | FU0090 | XT0060 | FU0143
|  |  | FU0120 |  |  |  |  | KA0177 |  |  |  | FU0091 | FU0100 | FU0146
|  |  | FU0121 |  |  |  |  | KA0179 |  |  |  | FU0092 | FU0210 | FU0180
|  |  | FU0122 |  |  |  |  | XT0290 |  |  |  | FU0093 | FU0070 | FU0181
|  |  | XT0120 |  |  |  |  | XT0292 |  |  |  | FU0094 | FU0076 | FU0182
|  |  | KA0120 |  |  |  |  | AT0175 |  |  |  | FU0139 | KA1020 | FU0183
|  |  | KA4401 |  |  |  |  | AT0176 |  |  |  | GR0134 | KA0221 | GR0181
|  |  | XT0121 |  |  |  |  | AT0178 |  |  |  | XT0003 | KA0222 | BA1214
|  |  | FU0332 |  |  |  |  | GR0431 |  |  |  | XT0002 | KA0233 | AU0140
|  |  | XT0335 | [8 empty] | FU0136 | KA0234 | AF0141
|  |  | XT0336 | [8 empty] | KA2160 | KA0235 | AF0142
|  |  | GR0162 | [8 empty] | KA2161 | KA0237 | AF0143
[12 empty] | KA00920 | KA0251 | AF0144
[12 empty] | XT0091 | AU0070 | AF0145
[12 empty] | KA6211 | AF0071 | AF0146
[12 empty] | KA3103 | AF0072 | GR0182
[12 empty] | KA0135 | AF0073 | AU0180
[12 empty] | GR0132 | AF0074 | AF0181
[12 empty] | FU0387 | AF0075 | AF0182
[12 empty] | FU0388 | AF0076 | AF0183
[12 empty] | FU0389 | AF0077 | AF0184
[12 empty] | FU0390 | KA0224 | AF0185
[12 empty] | XT0089 | GR0233 | XT0140
[12 empty] | KT0140 | XT0400 | XT0572
[12 empty] | KT0141 | XT0401 | KA7320
[12 empty] | KT0142 | FU0410 | KA7321
[12 empty] | KT0143 | AF0400 | GR0183
[12 empty] | KT0144 | AF0410
[12 empty] | KT0145 | AF0420
[12 empty] | KT0146 | AF0430
[12 empty] | KA0130 | AF0450
[12 empty] | KA0131 | BA1213
[12 empty] | KA0132 | IEG0230
KA0133
KA0134
KA0136
KA0137
KA0138
KA0141
KA0231
KA0236
KA0239
KA0241
KA0242
KA0243
KA0244
KA0245
KA0230
KA0232
KA0875
KA0240
XT0084
XT0237
GR0135
FU0011
XT0011
XT0012
FU0012
FU0013
FU0014
FU0015
FU0016
FU0017
FU0018
GR0131
WC0080
UJ0131
XT0014
UA1200
PEG0130
IEG0010

## White Labels
(SHT 9) BOP CTRL | (SHT 9) BOP CTRL - (SHT 10) RAIL,LEFT,JB74 | (SHT 7) CONTROL A | (SHT 7) CONTROL A - (SHT 8) CONTROL B | (SHT 7) CONTROL A - (SHT 1) CONTROL,JB70;TT6 | (SHT 8) CONTROL B | (SHT 8) CONTROL B - (SHT 5) HMI-S PWR | (SHT 8) CONTROL B - (SHT 6) PLC | (SHT 8) CONTROL B - (SHT 2) RAIL,RIGHT,JB70 | (SHT 17) FO CONV,VFD | (SHT 5) HMI-S PWR - (SHT 2) RAIL,RIGHT,JB70 | (SHT 13) HPC CTRL | (SHT 6) PLC
AF0143SH | IEG02574 | AF0083G | IEG00104 | AT1100G | AF0064G | IEG023011 | IEG02306 | IEG02302 | GR1125 | FU0136 | AF1204G | GR0680
AF0144SH |  | AF0084G | IEG02300 |  | AF0065G |  |  |  | GR1126 |  | AF1205G | UV0600G
AU0140GND |  | AF0085G |  |  | AF0066G |  |  |  | IEG11231 |  | AF1206G
AU0180GND |  | AU0080GND |  |  | AF0071G | [5 empty] | AF1208G
GR0181 |  | AU0090GND |  |  | AF0072G | [5 empty] | AF1209G
IEG02571 |  | IEG001012 |  |  | AF0073G | [5 empty] | AF1210G
IEG02572 |  | IEG001013 |  |  | AF0074G | [5 empty] | AF1211G
IEG02573 |  | IEG00102 |  |  | AF0075G | [5 empty] | AU1200GND
IEG02575 |  | IEG00106 |  |  | AU0060GND | [5 empty] | IEG01601
|  | IEG00108 |  |  | AU0070GND | [5 empty] | IEG01602
[5 empty] | IEG02301 | [5 empty] | IEG01603
[5 empty] | IEG02303 | [5 empty] | IEG01604
[5 empty] | IEG02304 | [5 empty] | XT05001
IEG02308
XT04001
XT04002

## Heat Shrink Labels
(SHT 7) CONTROL A - (SHT 8) CONTROL B | (SHT 3) F&G EDIO ONSK | (SHT 3) F&G EDIO ONSK - (SHT 4) F&G PWR,ONSK
WC4524 | WC8066 | WC8069
WC8067

## BOP CTRL
BOP CTRL
JB74
Project # | 4L801
Project Name | ET-CIS
Revision | B.6
Controls DE | J. SHORTER
Phone:
Controls ME | S. LOZA
Phone:
From | [5 empty] | To
Device ID | Cable (W) Conductor (SC) Jumper Clip (JC) | Wire No. | Wire ID | Gauge/Size | Page/Zone | Device ID | Location | Page/Zone
XT0140:1 | JC | 0V | CLIP | --- | 36.A1 | XT0140:2 | BOP CTRL | 36.B1 | USED
XT0140:2 | JC | 0V | CLIP | --- | 36.B1 | XT0140:3 | BOP CTRL | 36.B1 | USED
XT0140:3 | JC | 0V | CLIP | --- | 36.B1 | XT0140:4 | BOP CTRL | 36.C1 | USED
XT0140:4 | JC | 0V | CLIP | --- | 36.C1 | XT0140:5 | BOP CTRL | 36.D1 | USED
XT0140:5 | JC | 0V | CLIP | --- | 36.D1 | XT0140:6 | BOP CTRL | 36.D1 | USED
AF0182:01 | SC | JP4 | VIO | 20 | 38.A7 | AF0182:33 | BOP CTRL | 38.A7 | USED
AF0182:03 | SC | JP5 | VIO | 20 | 38.B7 | AF0182:35 | BOP CTRL | 38.B7 | USED
AF0182:06 | SC | JB7 | VIO | 20 | 38.B7 | AF0182:38 | BOP CTRL | 38.B7 | USED
KA0531:24 | SC | KA053121 | WHT | 20 | 128.A7 | AF0141:00 | BOP CTRL | 128.A5 | USED
KA0552:14 | SC | 014102 | WHT | 20 | 128.C7 | AF0141:02 | BOP CTRL | 128.C6 | USED
KA0532:21 | SC | KA053221 | WHT | 20 | 129.A6 | AF0141:04 | BOP CTRL | 129.A5 | USED
KA0553:11 | SC | KA055311 | WHT | 20 | 129.C7 | AF0141:06 | BOP CTRL | 129.C6 | USED
KA0555:14 | SC | KA055514 | WHT | 20 | 130.A7 | AF0141:08 | BOP CTRL | 130.A6 | USED
AF0141:10 | SC | 014110 | WHT | 20 | 127.B7 | XT0573:1 B2 | BOP CTRL | 127.B5 | USED
KA0554:11 | SC | KA055411 | WHT | 20 | 130.C7 | AF0141:12 | BOP CTRL | 130.C6 | USED
KA0531:11 | SC | KA053111 | WHT | 20 | 127.A7 | AF0141:14 | BOP CTRL | 127.A5 | USED
AF0141:16 | SC | SV76212 | WHT | 20 | 128.A7 | XT0572:3 | BOP CTRL | 128.A4 | USED
AF0141:20 | SC | SV76412 | WHT | 20 | 129.A6 | XT0572:5 | BOP CTRL | 129.A4 | USED
KA0550:14 | SC | KA055011 | WHT | 20 | 128.A7 | AF0141:32 | BOP CTRL | 128.A6 | USED
KA0551:11 | SC | KA055111 | WHT | 20 | 129.A6 | AF0141:36 | BOP CTRL | 129.A6 | USED
AF0141:COM | SC | 0V | WHT | 16 | 36.B2 | XT0140:2 | BOP CTRL | 36.B1 | USED
AF0141:J | SC | * |  |  | 36.B2 | AF0142:P | BOP CTRL | 36.B3 | USED
AF0141:V+ | SC | FU0141 | WHT | 16 | 36.B2 | FU0141:LD | BOP CTRL | 36.B1 | USED
AF0142:07 | SC | ZSC76112 | WHT | 20 | 127.B7 | XT0572:2 | BOP CTRL | 127.B5 | USED
AF0142:COM | SC | AF0142N | WHT | 16 | 36.B3 | AF0143:COM | BOP CTRL | 36.B3 | USED
AF0142:COM | SC | AU0140N | WHT | 16 | 36.B3 | AU0140:COM | BOP CTRL | 36.A2 | USED
AF0142:J | SC | * |  |  | 36.B3 | AF0143:P | BOP CTRL | 36.B3 | USED
AF0142:V+ | SC | AF0142P | WHT | 16 | 36.B3 | AF0143:V+ | BOP CTRL | 36.B3 | USED
AF0142:V+ | SC | AU0140P | WHT | 16 | 36.B3 | AU0140:V+ | BOP CTRL | 36.A2 | USED
AF0143:COM | SC | AF0143N | WHT | 16 | 36.B3 | AF0144:COM | BOP CTRL | 36.B4 | USED
AF0143:J | SC | * |  |  | 36.B3 | AF0144:P | BOP CTRL | 36.B4 | USED
AF0143:SH | SC | AF0143SH | GRN | 14 | 36.B3 | AF0144:SH | BOP CTRL | 36.B4 | USED
AF0143:SH | SC | IEG02571 | GRN | 14 | 36.B3 | IEG0257:1 | BOP CTRL | 36.B3 | USED
AF0143:V+ | SC | AF0143P | WHT | 16 | 36.B3 | AF0144:V+ | BOP CTRL | 36.B4 | USED
AF0144:COM | SC | AF0144N | WHT | 16 | 36.B4 | AF0145:COM | BOP CTRL | 36.B5 | USED
AF0144:J | SC | * |  |  | 36.B4 | AF0145:P | BOP CTRL | 36.B5 | USED
AF0144:SH | SC | AF0144SH | GRN | 14 | 36.B4 | AF0145:SH | BOP CTRL | 36.B5 | USED
AF0144:V+ | SC | AF0144P | WHT | 16 | 36.B4 | AF0145:V+ | BOP CTRL | 36.B5 | USED
AF0145:J | SC | * |  |  | 36.B5 | AF0146:P | BOP CTRL | 36.B5 | USED
AF0145:SH | SC | AU0140GND | GRN | 14 | 36.B5 | AU0140:GND | BOP CTRL | 36.A2 | USED
KA0532:14 | SC | 014612 | WHT | 20 | 131.A7 | AF0146:12 | BOP CTRL | 131.A5 | USED
AF0146:COM | SC | 0V | WHT | 16 | 36.B5 | XT0140:3 | BOP CTRL | 36.B1 | USED
AF0146:V+ | SC | FU0142 | WHT | 16 | 36.B5 | FU0142:LD | BOP CTRL | 36.B1 | USED
KA7320:A1 | SC | KA7320A1 | WHT | 20 | 133.A7 | AF0181:00 | BOP CTRL | 133.A6 | USED
KA7321:A1 | SC | KA7321A1 | WHT | 20 | 133.A7 | AF0181:02 | BOP CTRL | 133.B6 | USED
KA7320:A2 | SC | KA7320A2 | WHT | 20 | 133.A7 | AF0181:16 | BOP CTRL | 133.A6 | USED
KA7321:A2 | SC | KA7321A2 | WHT | 20 | 133.A7 | AF0181:18 | BOP CTRL | 133.B6 | USED
AF0181:COM | SC | 0V | WHT | 16 | 36.C2 | XT0140:4 | BOP CTRL | 36.C1 | USED
AF0181:J | SC | * |  |  | 36.C2 | AF0182:P | BOP CTRL | 36.C3 | USED
AF0181:V+ | SC | FU0181 | WHT | 16 | 36.C2 | FU0181:LD | BOP CTRL | 36.D1 | USED
AF0182:COM | SC | AF0182N | WHT | 16 | 36.C3 | AF0183:COM | BOP CTRL | 36.C3 | USED
AF0182:COM | SC | AU0180N | WHT | 16 | 36.C3 | AU0180:COM | BOP CTRL | 36.C2 | USED
AF0182:J | SC | * |  |  | 36.C3 | AF0183:P | BOP CTRL | 36.C3 | USED
AF0182:V+ | SC | AF0182P | WHT | 16 | 36.C3 | AF0183:V+ | BOP CTRL | 36.C3 | USED
AF0182:V+ | SC | AU0180P | WHT | 16 | 36.C3 | AU0180:V+ | BOP CTRL | 36.C2 | USED
AF0183:04 | SC | ZSC76212 | WHT | 20 | 128.B7 | XT0572:4 | BOP CTRL | 128.B4 | USED
AF0183:05 | SC | ZSC76412 | WHT | 20 | 129.B7 | XT0572:6 | BOP CTRL | 129.B4 | USED
AF0183:COM | SC | AF0183N | WHT | 16 | 36.C3 | AF0185:COM | BOP CTRL | 36.C5 | USED
AF0183:J | SC | * |  |  | 36.C3 | AF0184:P | BOP CTRL | 36.C4 | USED
AF0183:V+ | SC | AF0183P | WHT | 16 | 36.C3 | AF0185:V+ | BOP CTRL | 36.C5 | USED
KA0550:A1 | SC | KA0550A1 | WHT | 20 | 128.C7 | AF0184:00 | BOP CTRL | 128.C6 | USED
KA0552:A1 | SC | KA0552A1 | WHT | 20 | 128.D7 | AF0184:01 | BOP CTRL | 128.D6 | USED
KA0551:A1 | SC | KA0551A1 | WHT | 20 | 129.C7 | AF0184:02 | BOP CTRL | 129.C6 | USED
KA0553:A1 | SC | KA0553A1 | WHT | 20 | 129.D7 | AF0184:03 | BOP CTRL | 129.D6 | USED
KA0555:A1 | SC | KA0555A1 | WHT | 20 | 130.D7 | AF0184:04 | BOP CTRL | 130.D6 | USED
KA0554:A1 | SC | KA0554A1 | WHT | 20 | 130.C7 | AF0184:05 | BOP CTRL | 130.C6 | USED
KA0550:A2 | SC | KA0550A2 | WHT | 20 | 128.C7 | AF0184:16 | BOP CTRL | 128.C6 | USED
KA0552:A2 | SC | KA0552A2 | WHT | 20 | 128.D7 | AF0184:17 | BOP CTRL | 128.D6 | USED
KA0551:A2 | SC | KA0551A2 | WHT | 20 | 129.C7 | AF0184:18 | BOP CTRL | 129.C6 | USED
KA0553:A2 | SC | KA0553A2 | WHT | 20 | 129.D7 | AF0184:19 | BOP CTRL | 129.D6 | USED
KA0555:A2 | SC | KA0555A2 | WHT | 20 | 130.D7 | AF0184:20 | BOP CTRL | 130.D6 | USED
KA0554:A2 | SC | KA0554A2 | WHT | 20 | 130.C7 | AF0184:21 | BOP CTRL | 130.C6 | USED
AF0184:COM | SC | 0V | WHT | 16 | 36.C4 | XT0140:5 | BOP CTRL | 36.D1 | USED
AF0184:J | SC | * |  |  | 36.C4 | AF0185:P | BOP CTRL | 36.C5 | USED
AF0184:V+ | SC | FU0182 | WHT | 16 | 36.C4 | FU0182:LD | BOP CTRL | 36.D1 | USED
AF0185:SH | SC | IEG02572 | GRN | 14 | 36.C5 | IEG0257:2 | BOP CTRL | 36.D5 | USED
AF0185:SH | SC | AU0180GND | GRN | 14 | 36.C5 | AU0180:GND | BOP CTRL | 36.C2 | USED
AU0140:COM | SC | 0V | WHT | 16 | 36.A2 | XT0140:2 | BOP CTRL | 36.B1 | USED
AU0140:V+ | SC | FU0140 | WHT | 16 | 36.A2 | FU0140:LD | BOP CTRL | 36.B1 | USED
AU0180:COM | SC | 0V | WHT | 16 | 36.C2 | XT0140:4 | BOP CTRL | 36.C1 | USED
AU0180:V+ | SC | FU0180 | WHT | 16 | 36.C2 | FU0180:LD | BOP CTRL | 36.C1 | USED
FU0140:LI | SC | FU0146 | WHT | 14 | 36.B1 | FU0141:LI | BOP CTRL | 36.B1 | USED
FU0140:LI | SC | FU0146 | WHT | 14 | 36.B1 | FU0146:LD | BOP CTRL | 36.A1 | USED
FU0141:LI | SC | FU0146 | WHT | 14 | 36.B1 | FU0142:LI | BOP CTRL | 36.B1 | USED
FU0142:LI | SC | FU0146 | WHT | 14 | 36.B1 | FU0143:LI | BOP CTRL | 36.C1 | USED
FU0143:LD | SC | FU0143 | WHT | 16 | 36.C1 | XT0140:9 | BOP CTRL | 37.C1 | USED
FU0143:LI | SC | FU0146 | WHT | 14 | 36.C1 | FU0180:LI | BOP CTRL | 36.C1 | USED
FU0180:LI | SC | FU0146 | WHT | 14 | 36.C1 | FU0181:LI | BOP CTRL | 36.D1 | USED
FU0181:LI | SC | FU0146 | WHT | 14 | 36.D1 | FU0182:LI | BOP CTRL | 36.D1 | USED
FU0182:LI | SC | FU0146 | WHT | 14 | 36.D1 | FU0183:LI | BOP CTRL | 36.D1 | USED
GR0181: | SC | GR0181 | GRN/YEL | 14 | 12.C4 | FG17:1 | BOP CTRL | 12.C3 | USED
GR0182: | SC | IEG02573 | GRN | 14 | 12.C4 | IEG0257:3 | BOP CTRL | 12.C4 | USED
GR0183: | SC | IEG02575 | GRN | 14 | 12.C4 | IEG0257:5 | BOP CTRL | 12.C4 | USED
KA0531:14 | SC | SV76111 | WHT | 20 | 127.A5 | XT0572:1 | BOP CTRL | 127.A5 | USED
KA0531:21 | SC | KA053124 | WHT | 20 | 128.A5 | KA0540:A1 | BOP CTRL | 128.A4 | USED
KA0531:A1 | SC | ESTOP | WHT | 20 | 37.A3 | KA0532:A1 | BOP CTRL | 37.B3 | USED
KA0531:A1 | SC | ESTOP | WHT | 20 | 37.A3 | XT0140:8 | BOP CTRL | 37.A2 | USED
KA0531:A2 | SC | 0V | WHT | 20 | 37.A3 | KA0532:A2 | BOP CTRL | 37.B3 | USED
KA0531:A2 | SC | 0V | WHT | 20 | 37.A3 | KA0538:A2 | BOP CTRL | 37.A3 | USED
KA0532:24 | SC | KA053224 | WHT | 20 | 129.A5 | KA0541:A1 | BOP CTRL | 129.A4 | USED
KA0532:A1 | SC | ESTOP | WHT | 20 | 37.B3 | KA0533:A1 | BOP CTRL | 37.B3 | USED
KA0532:A2 | SC | 0V | WHT | 20 | 37.B3 | KA0533:A2 | BOP CTRL | 37.B3 | USED
KA0533:11 | SC | FU0143 | WHT | 16 | 37.C2 | XT0140:9 | BOP CTRL | 37.C1 | USED
KA0533:A1 | SC | ESTOP | WHT | 20 | 37.B3 | KA0534:A1 | BOP CTRL | 37.B3 | USED
KA0533:A2 | SC | 0V | WHT | 20 | 37.B3 | KA0534:A2 | BOP CTRL | 37.B3 | USED
KA0534:A1 | SC | ESTOP | WHT | 20 | 37.B3 | KA0537:A1 | BOP CTRL | 37.B3 | USED
KA0534:A2 | SC | 0V | WHT | 20 | 37.B3 | KA0537:A2 | BOP CTRL | 37.B3 | USED
KA0535:11 | SC | KA053511 | WHT | 20 | 130.C6 | KA0554:14 | BOP CTRL | 130.C6 | USED
KA0535:14 | SC | KA053514 | WHT | 20 | 130.C6 | XT0573:5 B2 | BOP CTRL | 130.C5 | USED
KA0535:22 | SC | KA053522 | WHT | 20 | 37.C4 | XT0573:10 T1 | BOP CTRL | 130.A5 | USED
KA0535:A1 | SC | KA0131A1 | WHT | 20 | 37.A3 | KA0536:A1 | BOP CTRL | 37.A3 | USED
KA0535:A1 | SC | KA0131A1 | WHT | 20 | 37.A3 | XT0140:7 | BOP CTRL | 37.A2 | USED
KA0535:A2 | SC | 0V | WHT | 20 | 37.A3 | KA0536:A2 | BOP CTRL | 37.A3 | USED
KA0535:A2 | SC | 0V | WHT | 20 | 37.A3 | XT0140:6 | BOP CTRL | 36.D1 | USED
KA0536:11 | SC | KA053611 | WHT | 20 | 130.C5 | XT0573:6 B1 | BOP CTRL | 130.C5 | USED
KA0536:12 | SC | KA053612 | WHT | 20 | 130.C5 | XT0573:5 T1 | BOP CTRL | 130.C5 | USED
KA0536:A1 | SC | KA0131A1 | WHT | 20 | 37.A3 | KA0538:A1 | BOP CTRL | 37.A3 | USED
KA0536:A2 | SC | 0V | WHT | 20 | 37.A3 | KA0538:A2 | BOP CTRL | 37.A3 | USED
KA0540:14 | SC | KA054011 | WHT | 20 | 128.A5 | KA0550:11 | BOP CTRL | 128.A6 | USED
KA0540:21 | SC | ZSC76212 | WHT | 20 | 128.B5 | XT0572:4 | BOP CTRL | 128.B4 | USED
KA0540:A2 | SC | SV76212 | WHT | 20 | 128.A4 | XT0572:3 | BOP CTRL | 128.A4 | USED
KA0541:11 | SC | ZSC76412 | WHT | 20 | 129.B5 | XT0572:6 | BOP CTRL | 129.B4 | USED
KA0541:21 | SC | KA054121 | WHT | 20 | 129.A5 | KA0551:14 | BOP CTRL | 129.A6 | USED
KA0541:A2 | SC | SV76412 | WHT | 20 | 129.A4 | XT0572:5 | BOP CTRL | 129.A4 | USED
KA0552:11 | SC | KA055211 | WHT | 20 | 128.C6 | XT0573:8 B2 | BOP CTRL | 128.C5 | USED
KA0553:14 | SC | KA055314 | WHT | 20 | 129.C6 | XT0573:9 B2 | BOP CTRL | 129.C5 | USED
KA0555:11 | SC | KA055511 | WHT | 20 | 130.A6 | XT0573:10 B2 | BOP CTRL | 130.A5 | USED
AU0140:L2 | WCAP0622 | AU0140L2 | ENET | CABLE | 2.C3 | AU0180:L1 | BOP CTRL | 2.C4 | USED
AF0142:23 | SC | 014223 | WHT | 20 | 127.B7 | KT0571:A2 | RAIL,LEFT,JB74 | 127.B6 | USED
AF0183:20 | SC | KT0572A2 | WHT | 20 | 128.B7 | KT0572:A2 | RAIL,LEFT,JB74 | 128.B6 | USED
AF0183:21 | SC | KT0573A2 | WHT | 20 | 129.B7 | KT0573:A2 | RAIL,LEFT,JB74 | 129.B6 | USED
FU0183:LD | SC | FU0183 | WHT | 16 | 36.D1 | XT0007:1 | RAIL,LEFT,JB74 | 9.A5 | USED
IEG0257:4 | SC | IEG02574 | GRN | 14 | 12.C4 | GR0180: | RAIL,LEFT,JB74 | 12.C4 | USED
KA0533:12 | SC | KA053312 | WHT | 20 | 37.C2 | KT0573:15 | RAIL,LEFT,JB74 | 37.C3 | USED
KA0535:21 | SC | KT0573218 | WHT | 20 | 37.C4 | KT05732:18 | RAIL,LEFT,JB74 | 37.C3 | USED
KA0540:22 | SC | KA054012 | WHT | 20 | 128.B5 | KT0572:A1 | RAIL,LEFT,JB74 | 128.B6 | USED
KA0541:12 | SC | KA054112 | WHT | 20 | 129.B5 | KT0573:A1 | RAIL,LEFT,JB74 | 129.B6 | USED
XT0140:6 | SC | 0V | WHT | 16 | 36.D1 | XT0007:3 | RAIL,LEFT,JB74 | 9.A5 | USED
XT0572:2 | SC | ZSC76112 | WHT | 20 | 127.B5 | KT0571:A1 | RAIL,LEFT,JB74 | 127.B6 | USED
XT0573:1 T2 | SC | KT057116 | WHT | 20 | 127.B5 | KT0571:16 | RAIL,LEFT,JB74 | 37.C3 | USED
XT0573:6 B2 | SC | KT057216 | WHT | 20 | 130.C5 | KT0572:16 | RAIL,LEFT,JB74 | 37.C3 | USED
XT0573:6 T2 | SC | KT057316 | WHT | 20 | 130.C5 | KT0573:16 | RAIL,LEFT,JB74 | 37.C3 | USED
XT0573:8 T2 | SC | KT057216 | WHT | 20 | 128.C5 | KT0572:16 | RAIL,LEFT,JB74 | 37.C3 | USED
XT0573:9 T2 | SC | KT057316 | WHT | 20 | 129.C5 | KT0573:16 | RAIL,LEFT,JB74 | 37.C3 | USED
BA1214:1-TX | WCAP0611 | BA0002RX | FO-RED | FIBER OPTIC | 2.C1 | BA0007:RX | RAIL,LEFT,JB74 | 2.C3 | USED
BA1214:1-RX | WCAP0611 | BA0002TX | FO-BLK | FIBER OPTIC | 2.C1 | BA0007:TX | RAIL,LEFT,JB74 | 2.C3 | USED
BA1214:6-TX | WCAP0612 | BA0008TX | FO-RED | FIBER OPTIC | 2.C1 | BA0008:TX | RAIL,LEFT,JB74 | 2.D3 | USED
BA1214:6-RX | WCAP0612 | BA0008RX | FO-BLK | FIBER OPTIC | 2.C1 | BA0008:RX | RAIL,LEFT,JB74 | 2.D3 | USED
AU0140:L1 | WCAP0617 | BA0007RJ45 | ENET | CABLE | 2.C3 | BA0007:RJ45 | RAIL,LEFT,JB74 | 2.C3 | USED
AU0180:L2 | WCAP0627 | AU0180L2 | ENET | CABLE | 2.C4 | BA1212:L1 | RAIL,LEFT,JB74 | 2.C5 | USED
SolarTools ver. 24.0.84.24712 (Jul 31, 2025)
Report date: 12/19/2025 4:40 PM

## CONTROL A
CONTROL A
JB70
Project # | 4L801
Project Name | ET-CIS
Revision | B.6
Controls DE | J. SHORTER
Phone:
Controls ME | S. LOZA
Phone:
From | [5 empty] | To
Device ID | Cable (W) Conductor (SC) Jumper Clip (JC) | Wire No. | Wire ID | Gauge/Size | Page/Zone | Device ID | Location | Page/Zone
XT0002:1 | JC | FU0136 | CLIP | --- | 13.A4 | XT0002:2 | CONTROL A | 13.A4 | USED
XT0002:2 | JC | FU0136 | CLIP | --- | 13.A4 | XT0002:3 | CONTROL A | 13.A4 | USED
XT0002:3 | JC | FU0136 | CLIP | --- | 13.A4 | XT0002:4 | CONTROL A | 13.A4 | USED
XT0002:4 | JC | FU0136 | CLIP | --- | 13.A4 | XT0002:5 | CONTROL A | 13.B4 | USED
XT0002:5 | JC | FU0136 | CLIP | --- | 13.B4 | XT0002:6 | CONTROL A | 13.B4 | USED
XT0002:6 | JC | FU0136 | CLIP | --- | 13.B4 | XT0002:7 | CONTROL A | 13.B4 | USED
XT0002:7 | JC | FU0136 | CLIP | --- | 13.B4 | XT0002:8 | CONTROL A | 13.B4 | USED
XT0002:8 | JC | FU0136 | CLIP | --- | 13.B4 | XT0002:9 | CONTROL A | 13.C4 | USED
XT0002:9 | JC | FU0136 | CLIP | --- | 13.C4 | XT0002:10 | CONTROL A | 13.C4 | USED
XT0003:1 | JC | 0V | CLIP | --- | 13.A4 | XT0003:2 | CONTROL A | 13.A4 | USED
XT0003:2 | JC | 0V | CLIP | --- | 13.A4 | XT0003:3 | CONTROL A | 13.A4 | USED
XT0003:3 | JC | 0V | CLIP | --- | 13.A4 | XT0003:4 | CONTROL A | 13.B4 | USED
XT0003:4 | JC | 0V | CLIP | --- | 13.B4 | XT0003:5 | CONTROL A | 13.B4 | USED
XT0003:5 | JC | 0V | CLIP | --- | 13.B4 | XT0003:6 | CONTROL A | 13.B4 | USED
XT0003:6 | JC | 0V | CLIP | --- | 13.B4 | XT0003:7 | CONTROL A | 13.B4 | USED
XT0003:7 | JC | 0V | CLIP | --- | 13.B4 | XT0003:8 | CONTROL A | 13.C4 | USED
XT0003:8 | JC | 0V | CLIP | --- | 13.C4 | XT0003:9 | CONTROL A | 13.C4 | USED
XT0003:9 | JC | 0V | CLIP | --- | 13.C4 | XT0003:10 | CONTROL A | 13.C4 | USED
XT0012:1 | JC | 523NEG | CLIP | --- | 14.C3 | XT0012:2 | CONTROL A | 14.C3 | USED
XT0012:2 | JC | 523NEG | CLIP | --- | 14.C3 | XT0012:3 | CONTROL A | 14.C3 | USED
XT0012:3 | JC | 523NEG | CLIP | --- | 14.C3 | XT0012:4 | CONTROL A | 14.C3 | USED
XT0080:1 | JC | 0V | CLIP | --- | 21.A1 | XT0080:3 | CONTROL A | 21.D1 | USED
XT0080:3 | JC | 0V | CLIP | --- | 21.D1 | XT0080:4 | CONTROL A | 21.D1 | USED
XT0080:4 | JC | 0V | CLIP | --- | 21.D1 | XT0080:5 | CONTROL A | 21.D1 | USED
XT0080:6 | JC | 0V | CLIP | --- | 22.A6 | XT0080:7 | CONTROL A | 23.A6 | USED
XT0080:7 | JC | 0V | CLIP | --- | 23.A6 | XT0080:8 | CONTROL A | 24.A6 | USED
XT0080:8 | JC | 0V | CLIP | --- | 24.A6 | XT0080:9 | CONTROL A | 25.A6 | USED
XT0081:1 | JC | FU0139 | CLIP | --- | 22.A2 | XT0081:2 | CONTROL A | 23.A2 | USED
XT0081:2 | JC | FU0139 | CLIP | --- | 23.A2 | XT0081:3 | CONTROL A | 24.A2 | USED
XT0081:3 | JC | FU0139 | CLIP | --- | 24.A2 | XT0081:4 | CONTROL A | 25.A3 | USED
XT0081:4 | JC | FU0139 | CLIP | --- | 25.A3 | XT0081:5 | CONTROL A | 25.A3 | USED
XT0081:5 | JC | FU0139 | CLIP | --- | 25.A3 | XT0081:6 | CONTROL A | 25.A3 | USED
XT0082:1 | JC | 0V | CLIP | --- | 20.A1 | XT0082:2 | CONTROL A | 20.A1 | USED
XT0082:2 | JC | 0V | CLIP | --- | 20.A1 | XT0082:3 | CONTROL A | 20.B1 | USED
XT0082:3 | JC | 0V | CLIP | --- | 20.B1 | XT0082:4 | CONTROL A | 20.B1 | USED
XT0082:4 | JC | 0V | CLIP | --- | 20.B1 | XT0082:5 | CONTROL A | 20.B1 | USED
XT0082:5 | JC | 0V | CLIP | --- | 20.B1 | XT0082:6 | CONTROL A | 20.C1 | USED
XT0089:6 | JC | ESTOP | CLIP | --- | 25.D5 | XT0089:7 | CONTROL A | 25.D5 | USED
XT0089:8 | JC | KA0131A1 | CLIP | --- | 27.D4 | XT0089:9 | CONTROL A | 27.D4 | USED
AF0081:00 | SC | UA1200J21 | WHT | 20 | 19.D7 | XT0089:20 | CONTROL A | 19.D5 | USED
KA0243:14 | SC | KA024314 | WHT | 20 | 24.D7 | AF0081:01 | CONTROL A | 24.D6 | USED
KA0245:14 | SC | KA024514 | WHT | 20 | 24.D7 | AF0081:02 | CONTROL A | 24.D6 | USED
KA0130:14 | SC | KA013014 | WHT | 20 | 19.C7 | AF0081:03 | CONTROL A | 19.D6 | USED
KT0146:18 | SC | KT014618 | WHT | 20 | 27.B6 | AF0081:08 | CONTROL A | 27.B2 | USED
KA0239:14 | SC | KA023914 | WHT | 20 | 25.B6 | AF0081:09 | CONTROL A | 25.B5 | USED
AF0081:19 | SC | UA1200J27 | WHT | 20 | 19.C7 | UA1200:J2-7 | CONTROL A | 19.B1 | USED
KA0131:A2 | SC | KA0131A2 | WHT | 20 | 27.B6 | AF0081:24 | CONTROL A | 27.C5 | USED
KA0243:11 | SC | KA024311 | WHT | 20 | 24.D7 | AF0081:33 | CONTROL A | 24.D6 | USED
KA0245:11 | SC | KA024511 | WHT | 20 | 24.D7 | AF0081:34 | CONTROL A | 24.D6 | USED
KA0130:A1 | SC | KA0130A1 | WHT | 20 | 19.C7 | AF0081:35 | CONTROL A | 19.C5 | USED
XT0089:3 | SC | JP3 | CLIP | -- | 26.B4 | XT0089:2 | CONTROL A | 26.B4 | USED
XT0089:5 | SC | JP6 | CLIP | -- | 26.C4 | XT0089:4 | CONTROL A | 26.C4 | USED
AF0081:07 | SC | JP2 | VIO | 20 | 26.B6 | AF0081:39 | CONTROL A | 26.B6 | USED
XT0089:2 | SC | JP0 | VIO | 20 | 26.B4 | XT0089:1 | CONTROL A | 26.B4 | USED
KA0141:24 | SC | KA014124 | WHT | 20 | 27.B6 | AF0081:40 | CONTROL A | 27.B5 | USED
KA0239:11 | SC | KA023911 | WHT | 20 | 25.B6 | AF0081:41 | CONTROL A | 25.B5 | USED
AF0081:COM | SC | AF0081N | WHT | 16 | 21.A2 | AF0082:COM | CONTROL A | 21.B3 | USED
AF0081:COM | SC | AU0080N | WHT | 16 | 21.A2 | AU0080:COM | CONTROL A | 21.A1 | USED
AF0081:J | SC | * |  |  | 21.A2 | AF0082:P | CONTROL A | 21.B3 | USED
AF0081:V+ | SC | AF0081P | WHT | 16 | 21.A2 | AF0082:V+ | CONTROL A | 21.B3 | USED
AF0081:V+ | SC | AU0080P | WHT | 16 | 21.A2 | AU0080:V+ | CONTROL A | 21.A1 | USED
AF0082:COM | SC | AF0082N | WHT | 16 | 21.B3 | AF0083:COM | CONTROL A | 21.B3 | USED
AF0082:J | SC | * |  |  | 21.B3 | AF0083:P | CONTROL A | 21.B3 | USED
AF0082:V+ | SC | AF0082P | WHT | 16 | 21.B3 | AF0083:V+ | CONTROL A | 21.B3 | USED
AF0083:COM | SC | AF0083N | WHT | 16 | 21.B3 | AF0084:COM | CONTROL A | 21.B4 | USED
AF0083:SH | SC | AF0083G | GRN | 14 | 21.B3 | AF0084:SH | CONTROL A | 21.B4 | USED
AF0083:SH | SC | IEG00102 | GRN | 14 | 21.B3 | IEG0010:2 | CONTROL A | 21.B3 | USED
AF0083:V+ | SC | AF0083P | WHT | 16 | 21.B3 | AF0084:V+ | CONTROL A | 21.B4 | USED
AF0084:COM | SC | AF0084N | WHT | 16 | 21.B4 | AF0085:COM | CONTROL A | 21.B5 | USED
AF0084:J | SC | * |  |  | 21.B4 | AF0085:P | CONTROL A | 21.B5 | USED
AF0084:SH | SC | AF0084G | GRN | 14 | 21.B4 | AF0085:SH | CONTROL A | 21.B5 | USED
AF0084:V+ | SC | AF0084P | WHT | 16 | 21.B4 | AF0085:V+ | CONTROL A | 21.B5 | USED
AF0085:COM | SC | AF0085N | WHT | 16 | 21.B5 | AF0086:COM | CONTROL A | 21.B5 | USED
AF0085:J | SC | * |  |  | 21.B5 | AF0086:P | CONTROL A | 21.B5 | USED
AF0085:SH | SC | AF0085G | GRN | 14 | 21.B5 | AF0086:SH | CONTROL A | 21.B5 | USED
AF0085:V+ | SC | AF0085P | WHT | 16 | 21.B5 | AF0086:V+ | CONTROL A | 21.B5 | USED
AF0086:28 | SC | 0V | WHT | 16 | 82.C7 | XT0080:12 | CONTROL A | 82.C6 | USED
AF0086:COM | SC | AF0086N | WHT | 16 | 21.B5 | AF0087:COM | CONTROL A | 21.B6 | USED
AF0086:J | SC | * |  |  | 21.B5 | AF0087:P | CONTROL A | 21.B6 | USED
AF0086:SH | SC | AU0080GND | GRN | 14 | 21.B5 | AU0080:GND | CONTROL A | 21.A1 | USED
AF0086:V+ | SC | AF0086P | WHT | 16 | 21.B5 | AF0087:V+ | CONTROL A | 21.B6 | USED
KA0136:24 | SC | KA013624 | WHT | 20 | 22.D3 | AF0087:11 | CONTROL A | 22.D3 | USED
KA0136:21 | SC | KA013621 | WHT | 20 | 22.D3 | AF0087:43 | CONTROL A | 22.D3 | USED
KA0141:14 | SC | KA014114 | WHT | 20 | 27.A6 | AF0091:07 | CONTROL A | 27.A5 | USED
AF0091:09 | SC | UJ0131OK2 | WHT | 20 | 14.B7 | UJ0131:OK2 | CONTROL A | 14.B4 | USED
KA0134:A1 | SC | KA0134A1 | WHT | 20 | 22.D5 | AF0091:12 | CONTROL A | 22.D6 | USED
KA0141:11 | SC | KA014111 | WHT | 20 | 27.A6 | AF0091:39 | CONTROL A | 27.A5 | USED
AF0091:41 | SC | UJ0131OK1 | WHT | 20 | 14.B7 | UJ0131:OK1 | CONTROL A | 14.B4 | USED
AF0091:COM | SC | AF0091N | WHT | 16 | 21.D2 | AF0094:COM | CONTROL A | 21.D4 | USED
AF0091:COM | SC | AU0090N | WHT | 16 | 21.D2 | AU0090:COM | CONTROL A | 21.C2 | USED
AF0091:J | SC | * |  |  | 21.D2 | AF0092:P | CONTROL A | 21.D3 | USED
AF0091:V+ | SC | AF0091P | WHT | 16 | 21.D2 | AF0094:V+ | CONTROL A | 21.D4 | USED
AF0091:V+ | SC | AU0090P | WHT | 16 | 21.D2 | AU0090:V+ | CONTROL A | 21.C2 | USED
KA00920:A1 | SC | 009200 | WHT | 20 | 95.A7 | AF0092:00 | CONTROL A | 95.A5 | USED
KA0133:A1 | SC | KA0133A1 | WHT | 20 | 22.B4 | AF0092:02 | CONTROL A | 22.B6 | USED
KA2160:A1 | SC | KA2160A1 | WHT | 20 | 18.A6 | AF0092:04 | CONTROL A | 18.A5 | USED
KA0131:14 | SC | KA013114 | WHT | 20 | 23.C3 | AF0092:06 | CONTROL A | 23.C4 | USED
KA2161:A1 | SC | KA2161A1 | WHT | 20 | 18.A6 | AF0092:07 | CONTROL A | 18.B5 | USED
KA3103:A1 | SC | KA3103A1 | WHT | 20 | 86.A6 | AF0092:08 | CONTROL A | 86.A5 | USED
KA0875:A1 | SC | 009212 | WHT | 20 | 48.A6 | AF0092:12 | CONTROL A | 48.A5 | USED
KA00920:A2 | SC | 009216 | WHT | 20 | 95.A7 | AF0092:16 | CONTROL A | 95.A5 | USED
KA2160:A2 | SC | KA2160A2 | WHT | 20 | 18.A6 | AF0092:20 | CONTROL A | 18.A5 | USED
KA2161:A2 | SC | KA2161A2 | WHT | 20 | 18.A6 | AF0092:23 | CONTROL A | 18.B5 | USED
KA3103:A2 | SC | KA3103A2 | WHT | 20 | 86.A6 | AF0092:24 | CONTROL A | 86.A5 | USED
KA0240:22 | SC | KA024022 | WHT | 20 | 45.C7 | AF0092:45 | CONTROL A | 45.C6 | USED
AF0092:COM | SC | 0V | WHT | 16 | 21.D3 | XT0080:3 | CONTROL A | 21.D1 | USED
AF0092:J | SC | * |  |  | 21.D3 | AF0093:P | CONTROL A | 21.D3 | USED
AF0092:V+ | SC | FU0091 | WHT | 16 | 21.D3 | FU0091:LD | CONTROL A | 21.D1 | USED
KA6211:A2 | SC | 009320 | WHT | 20 | 122.A7 | AF0093:20 | CONTROL A | 122.A6 | USED
AF0093:COM | SC | 0V | WHT | 16 | 21.D3 | XT0080:4 | CONTROL A | 21.D1 | USED
AF0093:J | SC | * |  |  | 21.D3 | AF0094:P | CONTROL A | 21.D4 | USED
AF0093:V+ | SC | FU0092 | WHT | 16 | 21.D3 | FU0092:LD | CONTROL A | 21.D1 | USED
AF0094:04 | SC | UJ0131VIN | WHT | 20 | 14.A7 | UJ0131:VIN | CONTROL A | 14.B4 | USED
AF0094:05 | SC | 0V | WHT | 20 | 14.A7 | XT0082:5 | CONTROL A | 20.B1 | USED
AF0094:06 | SC | UJ0131IOUT | WHT | 20 | 14.A7 | UJ0131:IOUT | CONTROL A | 14.B4 | USED
AF0094:07 | SC | 0V | WHT | 20 | 14.A7 | XT0082:5 | CONTROL A | 20.B1 | USED
AF0094:J | SC | * |  |  | 21.D4 | AF0095:P | CONTROL A | 21.D5 | USED
AF0094:SH | SC | IEG00108 | GRN | 14 | 21.D4 | IEG0010:8 | CONTROL A | 21.D5 | USED
AF0094:SH | SC | AU0090GND | GRN | 14 | 21.D4 | AU0090:GND | CONTROL A | 21.C2 | USED
AF0095:COM | SC | 0V | WHT | 16 | 21.D5 | XT0080:5 | CONTROL A | 21.D1 | USED
AF0095:V+ | SC | FU0093 | WHT | 16 | 21.D5 | FU0093:LD | CONTROL A | 21.D1 | USED
AU0080:COM | SC | 0V | WHT | 16 | 21.A1 | XT0080:1 | CONTROL A | 21.A1 | USED
AU0080:V+ | SC | FU0081 | WHT | 16 | 21.A1 | FU0081:LD | CONTROL A | 21.B1 | USED
AU0090:COM | SC | 0V | WHT | 16 | 21.C2 | XT0080:3 | CONTROL A | 21.D1 | USED
AU0090:V+ | SC | FU0090 | WHT | 16 | 21.C2 | FU0090:LD | CONTROL A | 21.D1 | USED
FU0011:LD | SC | UJ0131P | WHT | 12 | 14.B3 | UJ0131:+ | CONTROL A | 14.B4 | USED
FU0012:LI | SC | 523POS | --- | BUS | 14.B3 | FU0013:LI | CONTROL A | 14.B3 | USED
FU0012:LI | SC | 523POS | --- | BUS | 14.B3 | XT0014:1 | CONTROL A | 14.B2 | USED
FU0013:LI | SC | 523POS | --- | BUS | 14.B3 | FU0014:LI | CONTROL A | 14.B3 | USED
FU0014:LI | SC | 523POS | --- | BUS | 14.B3 | FU0015:LI | CONTROL A | 14.B3 | USED
FU0015:LI | SC | 523POS | --- | BUS | 14.B3 | FU0016:LI | CONTROL A | 14.C3 | USED
FU0016:LI | SC | 523POS | --- | BUS | 14.C3 | FU0017:LI | CONTROL A | 14.C3 | USED
FU0017:LI | SC | 523POS | --- | BUS | 14.C3 | FU0018:LI | CONTROL A | 14.C3 | USED
FU0080:LI | SC | FU0137 | WHT | 12 | 20.A1 | FU0137:LD | CONTROL A | 20.A2 | USED
FU0080:LI | SC | FU0137 | WHT | 12 | 20.A1 | FU0139:LI | CONTROL A | 20.A1 | USED
FU0081:LI | SC | FU0080 | WHT | 14 | 21.B1 | FU0080:LD | CONTROL A | 20.A1 | USED
FU0081:LI | SC | FU0080 | WHT | 14 | 21.B1 | FU0090:LI | CONTROL A | 21.D1 | USED
FU0090:LI | SC | FU0080 | WHT | 14 | 21.D1 | FU0091:LI | CONTROL A | 21.D1 | USED
FU0091:LI | SC | FU0080 | WHT | 14 | 21.D1 | FU0092:LI | CONTROL A | 21.D1 | USED
FU0092:LI | SC | FU0080 | WHT | 14 | 21.D1 | FU0093:LI | CONTROL A | 21.D1 | USED
FU0093:LI | SC | FU0080 | WHT | 14 | 21.D1 | FU0094:LI | CONTROL A | 21.D1 | USED
FU0136:LD | SC | FU0136 | WHT | 10 | 13.A2 | XT0002:1 | CONTROL A | 13.A4 | USED
FU0136:LI | SC | 24V | WHT | 10 | 13.A2 | UJ0131:OUT(+) | CONTROL A | 14.B4 | USED
FU0137:LI | SC | FU0136 | WHT | 12 | 20.A2 | XT0002:2 | CONTROL A | 13.A4 | USED
FU0139:LD | SC | FU0139 | WHT | 16 | 20.A1 | XT0081:1 | CONTROL A | 22.A2 | USED
FU0139:LI | SC | FU0137 | WHT | 12 | 20.A1 | FU0387:LI | CONTROL A | 20.A1 | USED
KA00920:14 | SC | FU0387 | WHT | 16 | 20.A1 | FU0387:LD | CONTROL A | 95.A5 | USED
FU0387:LI | SC | FU0137 | WHT | 12 | 20.A1 | FU0388:LI | CONTROL A | 20.B1 | USED
KA0138:14 | SC | FU0388 | WHT | 16 | 20.B1 | FU0388:LD | CONTROL A | 91.C5 | USED
FU0388:LI | SC | FU0137 | WHT | 12 | 20.B1 | FU0389:LI | CONTROL A | 20.B1 | USED
FU0389:LD | SC | FU0389 | WHT | 12 | 20.B1 | XT0089:21 | CONTROL A | 19.D5 | USED
FU0389:LI | SC | FU0137 | WHT | 12 | 20.B1 | FU0390:LI | CONTROL A | 20.B1 | USED
FU0390:LD | SC | FT21081 | WHT | 16 | 20.B1 | XT0080:11 | CONTROL A | 82.C6 | USED
GR0131: | SC | GR0131 | GRN/YEL | 14 | 11.A4 | FRAME | CONTROL A | 11.A3 | USED
GR0132: | SC | GR0132 | GRN/YEL | 14 | 11.A4 | FRAME | CONTROL A | 11.A3 | USED
GR0133: | SC | IEG00106 | GRN | 14 | 11.A4 | IEG0010:6 | CONTROL A | 11.A5 | USED
GR0134: | SC | IEG001013 | GRN | 14 | 11.A4 | IEG0010:13 | CONTROL A | 11.A5 | USED
GR0135: | SC | GR0135 | GRN/YEL | 14 | 11.A4 | FRAME | CONTROL A | 11.A5 | USED
IEG0010:12 | SC | IEG001012 | GRN | 16 | 19.D2 | UA1200:J3-4 | CONTROL A | 19.B1 | USED
KA00920:11 | SC | VS32203 | WHT | 14 | 95.A5 | XT0091:1 | CONTROL A | 95.A5 | USED
KA0130:A1 | SC | KA0130A1 | WHT | 20 | 19.C5 | KA0130:11 | CONTROL A | 19.D6 | USED
KA0130:A2 | SC | UA1200J26 | WHT | 20 | 19.C5 | UA1200:J2-6 | CONTROL A | 19.B1 | USED
KA0131:11 | SC | KA0135A1 | WHT | 20 | 23.C4 | KA0135:A1 | CONTROL A | 23.C6 | USED
KA0131:12 | SC | KA013112 | WHT | 20 | 23.C4 | KA0137:24 | CONTROL A | 23.C1 | USED
KA0131:A1 | SC | KA0131A1 | WHT | 20 | 27.C5 | KA0132:A1 | CONTROL A | 27.C5 | USED
KA0131:A1 | SC | KA0131A1 | WHT | 20 | 27.C5 | KA0242:14 | CONTROL A | 27.C3 | USED
KA0131:A2 | SC | KA0131A2 | WHT | 20 | 27.C5 | KA0132:A2 | CONTROL A | 27.C5 | USED
KA0132:11 | SC | FU0139 | WHT | 20 | 22.A1 | KA0133:11 | CONTROL A | 22.B1 | USED
KA0132:11 | SC | FU0139 | WHT | 20 | 22.A1 | XT0081:1 | CONTROL A | 22.A2 | USED
KT0142:A1 | SC | KT014315 | WHT | 20 | 22.A1 | KA0132:12 | CONTROL A | 22.A6 | USED
KA0132:12 | SC | KT014315 | WHT | 20 | 22.A1 | KA0133:12 | CONTROL A | 22.B1 | USED
KA0132:21 | SC | KA0138A1 | WHT | 20 | 22.C3 | KA0138:A1 | CONTROL A | 22.C6 | USED
KT0141:18 | SC | KA013222 | WHT | 20 | 22.C3 | KA0132:22 | CONTROL A | 22.C2 | USED
KA0132:24 | SC | KA013224 | WHT | 20 | 22.C3 | KA0134:14 | CONTROL A | 22.C1 | USED
KA0132:A1 | SC | KA0131A1 | WHT | 20 | 27.C5 | KA0141:A1 | CONTROL A | 27.C5 | USED
KA0132:A2 | SC | KA0131A2 | WHT | 20 | 27.C5 | KA0141:A2 | CONTROL A | 27.C5 | USED
KT0144:A1 | SC | FU0139 | WHT | 20 | 22.B1 | KA0133:11 | CONTROL A | 22.B6 | USED
KA0133:A2 | SC | 0V | WHT | 20 | 22.B6 | KA0136:A2 | CONTROL A | 22.C6 | USED
KT0144:A2 | SC | 0V | WHT | 20 | 22.B6 | KA0133:A2 | CONTROL A | 22.B6 | USED
KT0144:15 | SC | FU0139 | WHT | 20 | 22.C1 | KA0134:11 | CONTROL A | 22.C1 | USED
KA0134:11 | SC | FU0139 | WHT | 20 | 22.C1 | KA0136:11 | CONTROL A | 22.B1 | USED
KT0143:A2 | SC | 0V | WHT | 20 | 22.D6 | KA0134:A2 | CONTROL A | 22.D6 | USED
KA0135:A1 | SC | KA0135A1 | WHT | 20 | 23.C6 | XT0089:23 | CONTROL A | 23.C5 | USED
KA0135:A2 | SC | 0V | WHT | 20 | 23.C6 | KA0137:A2 | CONTROL A | 23.D6 | USED
KT0145:A2 | SC | 0V | WHT | 20 | 23.C6 | KA0135:A2 | CONTROL A | 23.B6 | USED
KT0144:A1 | SC | FU0139 | WHT | 20 | 22.B1 | KA0136:11 | CONTROL A | 22.B6 | USED
KA0136:14 | SC | KA013821 | WHT | 20 | 22.B1 | KA0138:21 | CONTROL A | 22.B2 | USED
KA0136:A1 | SC | PS32002 | WHT | 20 | 22.C6 | XT0089:14 | CONTROL A | 89.D5 | USED
KA0136:A2 | SC | 0V | WHT | 20 | 22.C6 | KA0138:A2 | CONTROL A | 22.C6 | USED
KT0140:15 | SC | FU0139 | WHT | 20 | 22.C1 | KA0137:11 | CONTROL A | 22.C1 | USED
KT0144:15 | SC | FU0139 | WHT | 20 | 22.C1 | KA0137:11 | CONTROL A | 22.C1 | USED
KT0141:18 | SC | KA013222 | WHT | 20 | 22.C1 | KA0137:14 | CONTROL A | 22.C2 | USED
KT0144:18 | SC | KA013222 | WHT | 20 | 22.C1 | KA0137:14 | CONTROL A | 22.C1 | USED
KA0137:21 | SC | FU0139 | WHT | 20 | 23.C1 | KA0244:11 | CONTROL A | 23.B1 | USED
KT0142:15 | SC | FU0139 | WHT | 20 | 23.C1 | KA0137:21 | CONTROL A | 23.D1 | USED
KA0137:24 | SC | KA013112 | WHT | 20 | 23.C1 | AF0087:09 | CONTROL A | 23.C2 | USED
KT0145:18 | SC | KA0137A1 | WHT | 20 | 23.D6 | KA0137:A1 | CONTROL A | 23.D1 | USED
KA0138:11 | SC | KM3170EP | WHT | 20 | 91.C5 | XT0080:10 | CONTROL A | 91.C5 | USED
KT0144:B1 | SC | KT0144B1 | WHT | 20 | 22.B2 | KA0138:24 | CONTROL A | 22.B6 | USED
KT0143:A2 | SC | 0V | WHT | 20 | 22.C6 | KA0138:A2 | CONTROL A | 22.D6 | USED
KA0141:21 | SC | KT0146A1 | WHT | 20 | 27.B5 | KA0241:21 | CONTROL A | 27.A5 | USED
KT0146:A1 | SC | KT0146A1 | WHT | 20 | 27.B5 | KA0141:21 | CONTROL A | 27.B4 | USED
KA0141:24 | SC | KA014124 | WHT | 20 | 27.B5 | KA0241:24 | CONTROL A | 27.A5 | USED
KA0141:A1 | SC | KA0131A1 | WHT | 20 | 27.C5 | KA0230:A1 | CONTROL A | 27.C5 | USED
KA0141:A2 | SC | KA0131A2 | WHT | 20 | 27.C5 | KA0230:A2 | CONTROL A | 27.C5 | USED
KA0230:A1 | SC | KA0131A1 | WHT | 20 | 27.C5 | KA0231:A1 | CONTROL A | 27.C5 | USED
KA0230:A2 | SC | KA0131A2 | WHT | 20 | 27.C5 | KA0231:A2 | CONTROL A | 27.C5 | USED
KA0231:24 | SC | KA023124 | WHT | 20 | 25.C2 | KA0245:21 | CONTROL A | 25.C3 | USED
KA0231:A1 | SC | KA0131A1 | WHT | 20 | 27.C5 | KA0232:A1 | CONTROL A | 27.D5 | USED
KA0231:A2 | SC | KA0131A2 | WHT | 20 | 27.C5 | KA0232:A2 | CONTROL A | 27.D5 | USED
KA0232:11 | SC | HA047202 | WHT | 20 | 48.A5 | KA0875:11 | CONTROL A | 48.A5 | USED
KA0236:11 | SC | FU0139 | WHT | 20 | 25.A2 | XT0081:5 | CONTROL A | 25.A3 | USED
KA0236:21 | SC | UA1200J21 | WHT | 20 | 25.C2 | KA0241:11 | CONTROL A | 25.C2 | USED
KA0236:24 | SC | KA024114 | WHT | 20 | 25.C2 | KA0241:14 | CONTROL A | 25.C2 | USED
KA0239:22 | SC | KA023922 | WHT | 20 | 19.C5 | KA0242:24 | CONTROL A | 19.C5 | USED
KA0239:A1 | SC | ESTOP | WHT | 20 | 25.C6 | KA0240:A1 | CONTROL A | 25.C6 | USED
KA0239:A2 | SC | 0V | WHT | 20 | 25.C6 | KA0240:A2 | CONTROL A | 25.C6 | USED
KA0240:11 | SC | PS32004 | WHT | 20 | 89.D6 | XT0089:15 | CONTROL A | 89.D5 | USED
KA0240:14 | SC | UF1300 | WHT | 20 | 89.D6 | XT0084:1 | CONTROL A | 89.D6 | USED
KA0241:11 | SC | UA1200J21 | WHT | 20 | 25.C2 | XT0089:20 | CONTROL A | 19.D5 | USED
KA0241:14 | SC | KA024114 | WHT | 20 | 25.C2 | KA0231:21 | CONTROL A | 25.C2 | USED
KA0241:A1 | SC | KA0241A1 | WHT | 20 | 25.A6 | KA0242:A1 | CONTROL A | 25.B6 | USED
KA0241:A1 | SC | KA0241A1 | WHT | 20 | 25.A6 | XT0081:7 | CONTROL A | 25.A3 | USED
KA0241:A2 | SC | 0V | WHT | 20 | 25.A6 | KA0242:A2 | CONTROL A | 25.B6 | USED
KA0241:A2 | SC | 0V | WHT | 20 | 25.A6 | XT0080:9 | CONTROL A | 25.A6 | USED
KA0242:11 | SC | KT014618 | WHT | 20 | 27.C3 | KA0231:11 | CONTROL A | 27.C3 | USED
KT0146:18 | SC | KT014618 | WHT | 20 | 27.C3 | KA0242:11 | CONTROL A | 27.B2 | USED
KA0242:14 | SC | KA0131A1 | WHT | 20 | 27.C3 | KA0231:14 | CONTROL A | 27.C3 | USED
KA0242:21 | SC | KA024221 | WHT | 20 | 19.C5 | XT0237:1 T2 | CONTROL A | 19.C5 | USED
KA0243:21 | SC | KA024524 | WHT | 20 | 25.C4 | KA0245:24 | CONTROL A | 25.C3 | USED
KA0243:24 | SC | ESTOPD | WHT | 20 | 25.C4 | XT0089:1 | CONTROL A | 26.B4 | USED
KA0243:A1 | SC | KA0243A1 | WHT | 20 | 24.A6 | KA0244:A1 | CONTROL A | 24.B6 | USED
KA0243:A1 | SC | KA0243A1 | WHT | 20 | 24.A6 | XT0089:10 | CONTROL A | 24.A5 | USED
KA0243:A2 | SC | 0V | WHT | 20 | 24.A6 | KA0244:A2 | CONTROL A | 24.B6 | USED
KA0243:A2 | SC | 0V | WHT | 20 | 24.A6 | XT0080:8 | CONTROL A | 24.A6 | USED
KA0244:11 | SC | FU0139 | WHT | 20 | 23.B1 | XT0081:2 | CONTROL A | 23.A2 | USED
KT0145:A1 | SC | KT0145A1 | WHT | 20 | 23.B1 | KA0244:12 | CONTROL A | 23.B6 | USED
KA0244:A2 | SC | 0V | WHT | 20 | 24.B6 | KA0245:A2 | CONTROL A | 24.C6 | USED
KA0245:A1 | SC | KA0245A1 | WHT | 20 | 24.C6 | XT0089:11 | CONTROL A | 24.C5 | USED
KT0140:16 | SC | KT014115 | WHT | 20 | 22.C1 | KT0141:15 | CONTROL A | 22.C2 | USED
KT0140:18 | SC | KT0143A1 | WHT | 20 | 22.D1 | KT0143:A1 | CONTROL A | 22.D6 | USED
KT0140:A1 | SC | KT0140A1 | WHT | 20 | 22.A6 | KT0143:16 | CONTROL A | 22.A5 | USED
KT0140:A2 | SC | 0V | WHT | 20 | 22.A6 | KT0141:A2 | CONTROL A | 22.A6 | USED
KT0140:A2 | SC | 0V | WHT | 20 | 22.A6 | XT0080:6 | CONTROL A | 22.A6 | USED
KT0141:A1 | SC | KT014315 | WHT | 20 | 22.A6 | KT0143:15 | CONTROL A | 22.A5 | USED
KT0141:A1 | SC | KT014315 | WHT | 20 | 22.A6 | KT0142:A1 | CONTROL A | 22.A6 | USED
KT0141:A2 | SC | 0V | WHT | 20 | 22.A6 | KT0142:A2 | CONTROL A | 22.A6 | USED
KT0142:15 | SC | FU0139 | WHT | 20 | 23.D1 | KT0145:15 | CONTROL A | 23.D1 | USED
KT0142:A2 | SC | 0V | WHT | 20 | 22.A6 | KT0144:A2 | CONTROL A | 22.B6 | USED
KT0145:18 | SC | KA0137A1 | WHT | 20 | 23.D1 | KT0142:18 | CONTROL A | 23.D1 | USED
KT0145:A2 | SC | 0V | WHT | 20 | 23.B6 | XT0080:7 | CONTROL A | 23.A6 | USED
RR0941:-3.01K OHM | SC | FU0139 | LEAD | --- | 27.A2 | XT0089:17 | CONTROL A | 27.A2 | USED
RR0941:-3.01K OHM | SC | 007405 | LEAD | --- | 27.A2 | XT0089:18 | CONTROL A | 27.A2 | USED
RR0942:-1.0K OHM | SC | 0V | LEAD | --- | 27.A2 | XT0089:19 | CONTROL A | 27.A2 | USED
RR0942:-1.0K OHM | SC | 007405 | LEAD | --- | 27.A2 | XT0089:18 | CONTROL A | 27.A2 | USED
UA1200:J1-10 | SC | FU0389 | WHT | 20 | 19.B1 | XT0089:21 | CONTROL A | 19.D5 | USED
UA1200:J1-5 | SC | UA1200J15 | WHT | 20 | 19.B1 | XT0237:1 B1 | CONTROL A | 19.C5 | USED
UA1200:J1-8 | SC | UA1200J | WHT | 20 | 61.B6 | UA1200:J3-5 | CONTROL A | 61.B6 | USED
UA1200:J1-9 | SC | 0V | WHT | 16 | 19.B1 | XT0089:22 | CONTROL A | 19.D5 | USED
UA1200:J2-1 | SC | UA1200J21 | WHT | 20 | 19.B1 | XT0089:20 | CONTROL A | 19.D5 | USED
UA1200:J2-2 | SC | FU0389 | WHT | 20 | 19.B1 | XT0089:21 | CONTROL A | 19.D5 | USED
UJ0131:- | SC | 521NEG | WHT | 12 | 14.B4 | XT0011:1 | CONTROL A | 14.B3 | USED
UJ0131:G | SC | UJ0131G | GRN/YEL | 12 | 14.B4 | FRAME | CONTROL A | 14.B4 | USED
UJ0131:OUT(-) | SC | 0V | WHT | 10 | 14.B4 | XT0003:1 | CONTROL A | 13.A4 | USED
XT0003:2 | SC | 0V | WHT | 12 | 13.A4 | XT0082:1 | CONTROL A | 20.A1 | USED
XT0080:1 | SC | 0V | WHT | 14 | 21.A1 | XT0082:2 | CONTROL A | 20.A1 | USED
XT0080:6 | SC | 0V | WHT | 20 | 22.A6 | XT0089:19 | CONTROL A | 27.A2 | USED
XT0081:1 | SC | FU0139 | WHT | 16 | 22.A2 | XT0089:17 | CONTROL A | 27.A2 | USED
XT0081:4 | SC | FU0139 | WHT | 20 | 25.A3 | XT0089:13 | CONTROL A | 89.D5 | USED
XT0082:2 | SC | 0V | WHT | 20 | 20.A1 | XT0080:6 | CONTROL A | 22.A6 | USED
XT0082:3 | SC | 0V | WHT | 14 | 20.B1 | XT0091:2 | CONTROL A | 95.A5 | USED
XT0082:6 | SC | 0V | WHT | 16 | 20.C1 | XT0080:12 | CONTROL A | 82.C6 | USED
XT0089:22 | SC | 0V | WHT | 16 | 19.D5 | XT0082:4 | CONTROL A | 20.B1 | USED
AF0083:J | WC0080 | AF0083J | COMM | USB | 21.B3 | AF0084:P | CONTROL A | 21.B4 | USED
AU0080:L1 | WCAP0625 | AU0090L2 | ENET | CABLE | 2.A4 | AU0090:L2 | CONTROL A | 2.A5 | USED
AF0093:12 | SC | 009312 | WHT | 20 | 20.D7 | PC0470:INP_A | CONTROL B | 20.D5 | USED
AF0093:28 | SC | 009328 | WHT | 20 | 20.D7 | PC0470:-PWR | CONTROL B | 20.D5 | USED
AF0093:44 | SC | 009344 | WHT | 20 | 20.D7 | PC0470:+PWR | CONTROL B | 20.D5 | USED
AF0095:02 | SC | 009502 | WHT | 20 | 73.B7 | KA0221:14 | CONTROL B | 73.B6 | USED
IEG0010:1 | SC | IEG02300 | GRN | 8 | 11.A2 | IEG0230:0 | CONTROL B | 11.A2 | USED
IEG0010:4 | SC | IEG00104 | GRN | 14 | 17.C6 | XT0400:3 | CONTROL B | 17.C5 | USED
KA0134:A1 | SC | KA0134A1 | WHT | 20 | 22.D6 | AF0067:12 | CONTROL B | 22.D4 | USED
KA0232:A1 | SC | KA0131A1 | WHT | 20 | 27.D5 | KA0233:A1 | CONTROL B | 27.D5 | USED
KA0232:A2 | SC | KA0131A2 | WHT | 20 | 27.D5 | KA0233:A2 | CONTROL B | 27.D5 | USED
KA0236:A1 | SC | ESTOP | WHT | 20 | 25.C6 | KA0235:A1 | CONTROL B | 25.C6 | USED
KA0236:A1 | SC | ESTOP | WHT | 20 | 25.C6 | KA0237:A1 | CONTROL B | 25.C6 | USED
KA0236:A2 | SC | 0V | WHT | 20 | 25.C6 | KA0235:A2 | CONTROL B | 25.C6 | USED
KA0236:A2 | SC | 0V | WHT | 20 | 25.C6 | KA0237:A2 | CONTROL B | 25.C6 | USED
KA0239:21 | SC | FU0212 | WHT | 16 | 19.C5 | FU0212:LD | CONTROL B | 15.B1 | USED
KA0239:A1 | SC | ESTOP | WHT | 20 | 25.C6 | KA0237:A1 | CONTROL B | 25.C6 | USED
KA0239:A2 | SC | 0V | WHT | 20 | 25.C6 | KA0237:A2 | CONTROL B | 25.C6 | USED
KA0240:A1 | SC | ESTOP | WHT | 20 | 25.C6 | KA0251:A1 | CONTROL B | 25.D6 | USED
KA0240:A2 | SC | 0V | WHT | 20 | 25.C6 | KA0251:A2 | CONTROL B | 25.D6 | USED
KA0242:A2 | SC | 0V | WHT | 20 | 25.B6 | KA0235:A2 | CONTROL B | 25.C6 | USED
KT0146:15 | SC | KT014615 | WHT | 20 | 27.B2 | AF0076:10 | CONTROL B | 27.B2 | USED
KT0146:A2 | SC | KT0146A2 | WHT | 20 | 27.B4 | AF0076:29 | CONTROL B | 27.B6 | USED
KT0146:B1 | SC | KT0146B1 | WHT | 20 | 27.B4 | AF0076:13 | CONTROL B | 27.B6 | USED
UA1200:J1-4 | SC | UA1200J14 | WHT | 20 | 19.B1 | AF0076:27 | CONTROL B | 19.C7 | USED
XT0002:1 | SC | FU0136 | WHT | 14 | 13.A4 | FU0210:LI | CONTROL B | 15.A2 | USED
XT0002:3 | SC | FU0136 | WHT | 14 | 13.A4 | FU0410:LI | CONTROL B | 17.C1 | USED
XT0003:1 | SC | 0V | WHT | 14 | 13.A4 | XT0062:1 | CONTROL B | 15.A1 | USED
XT0003:3 | SC | 0V | WHT | 14 | 13.A4 | XT0401:1 | CONTROL B | 17.A1 | USED
XT0089:18 | SC | 007405 | WHT | 20 | 27.A2 | AF0074:05 | CONTROL B | 27.A2 | USED
XT0089:19 | SC | 0V | WHT | 20 | 27.A2 | AF0074:21 | CONTROL B | 27.A2 | USED
XT0089:5 | SC | ESTOP | WHT | 20 | 26.C4 | KA0235:A1 | CONTROL B | 25.C6 | USED
XT0089:6 | SC | ESTOP | WHT | 20 | 25.D5 | KA0251:A1 | CONTROL B | 25.D6 | USED
XT0089:8 | SC | KA0131A1 | WHT | 20 | 27.D4 | KA0234:A1 | CONTROL B | 27.D5 | USED
XT0237:1 B2 | SC | 007612 | WHT | 20 | 19.C5 | AF0076:12 | CONTROL B | 19.C7 | USED
UA1200:J1-3 | WC4524 | UA1200J13 | CLR | 20 | 19.B1 | AF0065:12 | CONTROL B | 19.B7 | USED
UA1200:J1-1 | WC4524 | UA1200J11 | BLK | 20 | 19.B1 | AF0065:28 | CONTROL B | 19.B7 | USED
FLOATING | WC4524 | UJA1200S | SH | 20 | 19.B2 | AF0065:60 | CONTROL B | 19.B7 | USED
AU0090:L1 | WCAP0626 | AF0450L2 | ENET | CABLE | 2.A5 | AF0450:L2 | CONTROL B | 2.A5 | USED
AF0081:04 | SC | SB0472B212 | WHT | 20 | 46.B7 | SB0472:B2-12 | CONTROL,JB70;TT6 | 46.B1 | USED
AF0081:36 | SC | SB0472B211 | WHT | 20 | 46.B7 | SB0472:B2-11 | CONTROL,JB70;TT6 | 46.B1 | USED
AF0082:03 | SC | SA0473W-B1 | WHT | 20 | 44.A7 | SA0473:W-B1 | CONTROL,JB70;TT6 | 44.A1 | USED
AF0082:04 | SC | SA0473B-B1 | WHT | 20 | 44.B7 | SA0473:B-B1 | CONTROL,JB70;TT6 | 44.B1 | USED
AF0082:05 | SC | SA0473B-A3 | WHT | 20 | 44.B7 | SA0473:B-A3 | CONTROL,JB70;TT6 | 44.B1 | USED
AF0082:35 | SC | SA0473W-B2 | WHT | 20 | 44.A7 | SA0473:W-B2 | CONTROL,JB70;TT6 | 44.A1 | USED
AF0082:36 | SC | SA0473B-B2 | WHT | 20 | 44.B7 | SA0473:B-B2 | CONTROL,JB70;TT6 | 44.B1 | USED
AF0082:37 | SC | SA0473B-A4 | WHT | 20 | 44.B7 | SA0473:B-A4 | CONTROL,JB70;TT6 | 44.B1 | USED
AF0087:02 | SC | SB047112 | WHT | 20 | 45.D7 | SB0471:12 | CONTROL,JB70;TT6 | 45.D1 | USED
AF0087:03 | SC | SB047314 | WHT | 20 | 45.D7 | SB0473:14 | CONTROL,JB70;TT6 | 45.D1 | USED
AF0087:04 | SC | SB047414 | WHT | 20 | 46.A7 | SB0474:14 | CONTROL,JB70;TT6 | 46.A1 | USED
AF0087:07 | SC | SA0471B214 | WHT | 20 | 46.A7 | SA0471:B2-14 | CONTROL,JB70;TT6 | 46.A1 | USED
AF0087:08 | SC | SA0471B114 | WHT | 20 | 46.B7 | SA0471:B1-14 | CONTROL,JB70;TT6 | 46.B1 | USED
AF0087:12 | SC | SA0474B214 | WHT | 20 | 47.C7 | SA0474:B2-14 | CONTROL,JB70;TT6 | 47.C1 | USED
AF0087:13 | SC | SA0474B114 | WHT | 20 | 47.C7 | SA0474:B1-14 | CONTROL,JB70;TT6 | 47.C1 | USED
AF0087:34 | SC | SB047111 | WHT | 20 | 45.D7 | SB0471:11 | CONTROL,JB70;TT6 | 45.D1 | USED
AF0087:35 | SC | SB047313 | WHT | 20 | 45.D7 | SB0473:13 | CONTROL,JB70;TT6 | 45.D1 | USED
AF0087:36 | SC | SB047413 | WHT | 20 | 46.A7 | SB0474:13 | CONTROL,JB70;TT6 | 46.A1 | USED
AF0087:39 | SC | SA0471B213 | WHT | 20 | 46.A7 | SA0471:B2-13 | CONTROL,JB70;TT6 | 46.A1 | USED
AF0087:40 | SC | SA0471B113 | WHT | 20 | 46.B7 | SA0471:B1-13 | CONTROL,JB70;TT6 | 46.B1 | USED
AF0087:44 | SC | SA0474B213 | WHT | 20 | 47.C7 | SA0474:B2-13 | CONTROL,JB70;TT6 | 47.C1 | USED
AF0087:45 | SC | SA0474B113 | WHT | 20 | 47.C7 | SA0474:B1-13 | CONTROL,JB70;TT6 | 47.C1 | USED
PEG0130:2 | SC | AT1100G | GRN/YEL | 14 | 43.D5 | AT1100:GND | CONTROL,JB70;TT6 | 43.D2 | USED
AF0092:01 | SC | 009201 | WHT | 20 | 40.C6 | KA0173:A1 | F&G EDIO ONSK | 40.C6 | USED
AF0092:17 | SC | 009217 | WHT | 20 | 40.C6 | KA0173:A2 | F&G EDIO ONSK | 40.C6 | USED
AF0093:04 | SC | KA017611 | WHT | 20 | 122.A7 | KA0176:11 | F&G EDIO ONSK | 122.A6 | USED
AF0093:36 | SC | 009336 | WHT | 20 | 122.A7 | KA0176:14 | F&G EDIO ONSK | 122.A6 | USED
KA0232:12 | SC | KA023212 | WHT | 20 | 48.A5 | KA0178:11 | F&G EDIO ONSK | 48.A6 | USED
KA0875:14 | SC | FU0535 | WHT | 20 | 48.A5 | KA0178:14 | F&G EDIO ONSK | 48.A6 | USED
KA0875:14 | SC | FU0535 | WHT | 20 | 48.A5 | XT0170:1 | F&G EDIO ONSK | 41.A2 | USED
KA6211:A1 | SC | KA6211A1 | WHT | 20 | 122.A6 | KA0246:14 | F&G EDIO ONSK | 122.A5 | USED
XT0002:7 | SC | FU0136 | WHT | 12 | 13.B4 | FU0535:LI | F&G EDIO ONSK | 32.A4 | USED
XT0003:7 | SC | 0V | WHT | 12 | 13.B4 | XT0536:1 | F&G EDIO ONSK | 32.A5 | USED
XT0080:8 | SC | 0V | WHT | 20 | 24.A6 | KA0176:A2 | F&G EDIO ONSK | 29.A6 | USED
XT0081:3 | SC | FU0139 | WHT | 20 | 24.A2 | KA0255:21 | F&G EDIO ONSK | 29.A1 | USED
XT0089:10 | SC | KA0243A1 | WHT | 20 | 24.A5 | KA0246:A1 | F&G EDIO ONSK | 29.C6 | USED
XT0089:11 | SC | KA0245A1 | WHT | 20 | 24.C5 | KA0249:A1 | F&G EDIO ONSK | 29.C6 | USED
XT0089:23 | SC | KA0135A1 | WHT | 20 | 23.C5 | KA0145:A1 | F&G EDIO ONSK | 29.B6 | USED
XT0089:9 | SC | KA0131A1 | WHT | 20 | 27.D4 | KA0255:A1 | F&G EDIO ONSK | 29.B6 | USED
AU0080:L2 | WCAP0619 | AU0080L2 | ENET | CABLE | 2.A4 | BA1100:L1 | HMI-S PWR | 2.A3 | USED
XT0003:4 | SC | 0V | WHT | 14 | 13.B4 | UV0600:(-) | PLC | 6.B2 | USED
AF0087:00 | SC | SH047114 | WHT | 20 | 45.A7 | XT0111:4 | RAIL,RIGHT,JB70 | 45.A5 | USED
AF0087:01 | SC | SH047012 | WHT | 20 | 45.B7 | XT0111:8 | RAIL,RIGHT,JB70 | 45.B5 | USED
AF0087:32 | SC | SH047113 | WHT | 20 | 45.A7 | XT0111:3 | RAIL,RIGHT,JB70 | 45.A5 | USED
AF0087:33 | SC | SH047011 | WHT | 20 | 45.B7 | XT0111:7 | RAIL,RIGHT,JB70 | 45.B5 | USED
AF0092:13 | SC | SH0472X2 | WHT | 20 | 45.C7 | XT0111:17 | RAIL,RIGHT,JB70 | 45.C5 | USED
AF0092:28 | SC | HA047201 | WHT | 20 | 48.A6 | XT0111:24 | RAIL,RIGHT,JB70 | 48.A5 | USED
AF0092:29 | SC | SH0472X1 | WHT | 20 | 45.C7 | XT0111:18 | RAIL,RIGHT,JB70 | 45.C5 | USED
AF0093:06 | SC | SH0470X2 | WHT | 20 | 45.B7 | XT0111:11 | RAIL,RIGHT,JB70 | 45.B5 | USED
AF0093:15 | SC | SH0471X2 | WHT | 20 | 45.A7 | XT0111:5 | RAIL,RIGHT,JB70 | 45.A5 | USED
AF0093:22 | SC | SH0470X1 | WHT | 20 | 45.B7 | XT0111:12 | RAIL,RIGHT,JB70 | 45.C5 | USED
AF0093:31 | SC | SH0471X1 | WHT | 20 | 45.A7 | XT0111:6 | RAIL,RIGHT,JB70 | 45.A5 | USED
KA0240:21 | SC | SH0472X2 | WHT | 20 | 45.C6 | XT0111:17 | RAIL,RIGHT,JB70 | 45.C5 | USED
KA0875:11 | SC | HA047202 | WHT | 20 | 48.A5 | XT0111:23 | RAIL,RIGHT,JB70 | 48.A5 | USED
KA0875:A2 | SC | HA047201 | WHT | 20 | 48.A5 | XT0111:24 | RAIL,RIGHT,JB70 | 48.A5 | USED
XT0002:4 | SC | FU0136 | WHT | 14 | 13.A4 | FU0010:LI | RAIL,RIGHT,JB70 | 6.B1 | USED
XT0002:6 | SC | FU0136 | WHT | 14 | 13.B4 | XT0111:21 | RAIL,RIGHT,JB70 | 43.D5 | USED
XT0002:7 | SC | FU0136 | WHT | 14 | 13.B4 | XT0051:1 | RAIL,RIGHT,JB70 | 8.A4 | USED
XT0003:6 | SC | 0V | WHT | 14 | 13.B4 | XT0111:22 | RAIL,RIGHT,JB70 | 43.D5 | USED
XT0003:7 | SC | 0V | WHT | 14 | 13.B4 | XT0051:5 | RAIL,RIGHT,JB70 | 8.A3 | USED
XT0081:6 | SC | FU0139 | WHT | 20 | 25.A3 | XT0111:15 | RAIL,RIGHT,JB70 | 45.C5 | USED
XT0081:7 | SC | KA0241A1 | WHT | 20 | 25.A3 | XT0111:16 | RAIL,RIGHT,JB70 | 45.C5 | USED
XT0089:3 | SC | ESTOPB | WHT | 20 | 26.B4 | XT0111:19 | RAIL,RIGHT,JB70 | 46.C5 | USED
XT0089:4 | SC | ESTOPA | WHT | 20 | 26.C4 | XT0111:20 | RAIL,RIGHT,JB70 | 46.C5 | USED
SolarTools ver. 24.0.84.24712 (Jul 31, 2025)
Report date: 12/19/2025 4:39 PM

## CONTROL B
CONTROL B
JB70
Project # | 4L801
Project Name | ET-CIS
Revision | B.6
Controls DE | J. SHORTER
Phone:
Controls ME | S. LOZA
Phone:
From | [5 empty] | To
Device ID | Cable (W) Conductor (SC) Jumper Clip (JC) | Wire No. | Wire ID | Gauge/Size | Page/Zone | Device ID | Location | Page/Zone
XT0060:1 | JC | 0V | CLIP | --- | 16.A1 | XT0060:2 | CONTROL B | 16.B1 | USED
XT0060:2 | JC | 0V | CLIP | --- | 16.B1 | XT0060:3 | CONTROL B | 16.B1 | USED
XT0060:3 | JC | 0V | CLIP | --- | 16.B1 | XT0060:4 | CONTROL B | 16.C1 | USED
XT0062:1 | JC | 0V | CLIP | --- | 15.A1 | XT0062:2 | CONTROL B | 15.A1 | USED
XT0062:2 | JC | 0V | CLIP | --- | 15.A1 | XT0062:3 | CONTROL B | 15.B1 | USED
XT0062:3 | JC | 0V | CLIP | --- | 15.B1 | XT0062:4 | CONTROL B | 15.B1 | USED
XT0401:1 | JC | 0V | CLIP | --- | 17.A1 | XT0401:2 | CONTROL B | 17.C1 | USED
KA0233:14 | SC | 006102 | WHT | 20 | 65.B7 | AF0061:02 | CONTROL B | 65.B5 | USED
KA0234:14 | SC | 006114 | WHT | 20 | 63.B7 | AF0061:14 | CONTROL B | 63.B5 | USED
AF0061:COM | SC | 0V | WHT | 16 | 16.B2 | XT0060:2 | CONTROL B | 16.B1 | USED
AF0061:J | SC | * |  |  | 16.B2 | AF0062:P | CONTROL B | 16.B3 | USED
AF0061:V+ | SC | FU0062 | WHT | 16 | 16.B2 | FU0062:LD | CONTROL B | 16.B1 | USED
KA0222:14 | SC | 006200 | WHT | 20 | 73.C7 | AF0062:00 | CONTROL B | 73.C6 | USED
AF0062:COM | SC | 0V | WHT | 16 | 16.B3 | XT0060:3 | CONTROL B | 16.B1 | USED
AF0062:J | SC | * |  |  | 16.B3 | AF0063:P | CONTROL B | 16.B3 | USED
AF0062:V+ | SC | FU0063 | WHT | 16 | 16.B3 | FU0063:LD | CONTROL B | 16.B1 | USED
AF0063:COM | SC | AF0063N | WHT | 16 | 16.B3 | AF0064:COM | CONTROL B | 16.A4 | USED
AF0063:COM | SC | AU0060N | WHT | 16 | 16.B3 | AU0060:COM | CONTROL B | 16.A2 | USED
AF0063:J | SC | * |  |  | 16.B3 | AF0064:P | CONTROL B | 16.A4 | USED
AF0063:V+ | SC | AF0063P | WHT | 16 | 16.B3 | AF0064:V+ | CONTROL B | 16.A4 | USED
AF0063:V+ | SC | AU0060P | WHT | 16 | 16.B3 | AU0060:V+ | CONTROL B | 16.A2 | USED
AF0064:COM | SC | AF0064N | WHT | 16 | 16.A4 | AF0065:COM | CONTROL B | 16.A5 | USED
AF0064:J | SC | * |  |  | 16.A4 | AF0065:P | CONTROL B | 16.A5 | USED
AF0064:SH | SC | AF0064G | GRN | 14 | 16.A4 | AF0065:SH | CONTROL B | 16.A5 | USED
AF0064:SH | SC | IEG02304 | GRN | 14 | 16.A4 | IEG0230:4 | CONTROL B | 16.B4 | USED
AF0064:V+ | SC | AF0064P | WHT | 16 | 16.A4 | AF0065:V+ | CONTROL B | 16.A5 | USED
AF0065:COM | SC | AF0065N | WHT | 16 | 16.A5 | AF0066:COM | CONTROL B | 16.B5 | USED
AF0065:J | SC | * |  |  | 16.A5 | AF0066:P | CONTROL B | 16.B5 | USED
AF0065:SH | SC | AF0065G | GRN | 14 | 16.A5 | AF0066:SH | CONTROL B | 16.B5 | USED
AF0065:V+ | SC | AF0065P | WHT | 16 | 16.A5 | AF0066:V+ | CONTROL B | 16.B5 | USED
AF0066:COM | SC | AF0066N | WHT | 16 | 16.B5 | AF0068:COM | CONTROL B | 16.B6 | USED
AF0066:J | SC | * |  |  | 16.B5 | AF0067:P | CONTROL B | 16.B6 | USED
AF0066:SH | SC | AF0066G | GRN | 14 | 16.B5 | AF0068:SH | CONTROL B | 16.B6 | USED
AF0066:V+ | SC | AF0066P | WHT | 16 | 16.B5 | AF0068:V+ | CONTROL B | 16.B6 | USED
AF0067:COM | SC | 0V | WHT | 16 | 16.B6 | XT0060:3 | CONTROL B | 16.B1 | USED
AF0067:J | SC | * |  |  | 16.B6 | AF0068:P | CONTROL B | 16.B6 | USED
AF0067:V+ | SC | FU0064 | WHT | 16 | 16.B6 | FU0064:LD | CONTROL B | 16.B1 | USED
AF0068:SH | SC | AU0060GND | GRN | 14 | 16.B6 | AU0060:GND | CONTROL B | 16.A2 | USED
AF0071:COM | SC | AF0071N | WHT | 16 | 16.C2 | AF0072:COM | CONTROL B | 16.C3 | USED
AF0071:COM | SC | AU0070N | WHT | 16 | 16.C2 | AU0070:COM | CONTROL B | 16.C2 | USED
AF0071:J | SC | * |  |  | 16.C2 | AF0072:P | CONTROL B | 16.C3 | USED
AF0071:SH | SC | AF0071G | GRN | 14 | 16.C2 | AF0072:SH | CONTROL B | 16.C3 | USED
AF0071:SH | SC | IEG02301 | GRN | 14 | 16.C2 | IEG0230:1 | CONTROL B | 16.D2 | USED
AF0071:V+ | SC | AF0071P | WHT | 16 | 16.C2 | AF0072:V+ | CONTROL B | 16.C3 | USED
AF0071:V+ | SC | AU0070P | WHT | 16 | 16.C2 | AU0070:V+ | CONTROL B | 16.C2 | USED
AF0072:COM | SC | AF0072N | WHT | 16 | 16.C3 | AF0073:COM | CONTROL B | 16.C3 | USED
AF0072:J | SC | * |  |  | 16.C3 | AF0073:P | CONTROL B | 16.C3 | USED
AF0072:SH | SC | AF0072G | GRN | 14 | 16.C3 | AF0073:SH | CONTROL B | 16.C3 | USED
AF0072:V+ | SC | AF0072P | WHT | 16 | 16.C3 | AF0073:V+ | CONTROL B | 16.C3 | USED
AF0073:COM | SC | AF0073N | WHT | 16 | 16.C3 | AF0074:COM | CONTROL B | 16.C4 | USED
AF0073:J | SC | * |  |  | 16.C3 | AF0074:P | CONTROL B | 16.C4 | USED
AF0073:SH | SC | AF0073G | GRN | 14 | 16.C3 | AF0074:SH | CONTROL B | 16.C4 | USED
AF0073:V+ | SC | AF0073P | WHT | 16 | 16.C3 | AF0074:V+ | CONTROL B | 16.C4 | USED
AF0074:COM | SC | AF0074N | WHT | 16 | 16.C4 | AF0075:COM | CONTROL B | 16.C5 | USED
AF0074:J | SC | * |  |  | 16.C4 | AF0075:P | CONTROL B | 16.C5 | USED
AF0074:SH | SC | AF0074G | GRN | 14 | 16.C4 | AF0075:SH | CONTROL B | 16.C5 | USED
AF0074:V+ | SC | AF0074P | WHT | 16 | 16.C4 | AF0075:V+ | CONTROL B | 16.C5 | USED
AF0075:COM | SC | AF0075N | WHT | 16 | 16.C5 | AF0077:COM | CONTROL B | 16.C6 | USED
AF0075:J | SC | * |  |  | 16.C5 | AF0076:P | CONTROL B | 16.C5 | USED
AF0075:SH | SC | AF0075G | GRN | 14 | 16.C5 | AF0077:SH | CONTROL B | 16.C6 | USED
AF0075:V+ | SC | AF0075P | WHT | 16 | 16.C5 | AF0077:V+ | CONTROL B | 16.C6 | USED
KA0235:14 | SC | KA023514 | WHT | 20 | 77.B7 | AF0076:00 | CONTROL B | 77.B5 | USED
KA0237:14 | SC | KA023714 | WHT | 20 | 78.B7 | AF0076:01 | CONTROL B | 78.B5 | USED
KA0221:A1 | SC | 007602 | WHT | 20 | 73.B7 | AF0076:02 | CONTROL B | 73.B6 | USED
KA0222:A1 | SC | 007604 | WHT | 20 | 73.C7 | AF0076:04 | CONTROL B | 73.C6 | USED
KA1020:A1 | SC | KA1020A1 | WHT | 20 | 15.C7 | AF0076:08 | CONTROL B | 15.C5 | USED
KA0224:A1 | SC | 007615 | WHT | 20 | 46.C6 | AF0076:15 | CONTROL B | 46.C6 | USED
KA0221:A2 | SC | 007618 | WHT | 20 | 73.B7 | AF0076:18 | CONTROL B | 73.B6 | USED
KA0222:A2 | SC | 007620 | WHT | 20 | 73.C7 | AF0076:20 | CONTROL B | 73.C6 | USED
KA1020:A2 | SC | KA1020A2 | WHT | 20 | 15.C7 | AF0076:24 | CONTROL B | 15.C5 | USED
KA0224:A2 | SC | 007631 | WHT | 20 | 46.C6 | AF0076:31 | CONTROL B | 46.C6 | USED
AF0076:COM | SC | 0V | WHT | 16 | 16.C5 | XT0060:4 | CONTROL B | 16.C1 | USED
AF0076:J | SC | * |  |  | 16.C5 | AF0077:P | CONTROL B | 16.C6 | USED
AF0076:V+ | SC | FU0076 | WHT | 16 | 16.C5 | FU0076:LD | CONTROL B | 16.D1 | USED
AF0077:SH | SC | AU0070GND | GRN | 14 | 16.C6 | AU0070:GND | CONTROL B | 16.C2 | USED
AF0400:12 | SC | XT04002 | GRN | 16 | 17.A6 | XT0400:2 | CONTROL B | 17.C6 | USED
AF0410:32 | SC | XT04001 | GRN | 16 | 17.A5 | XT0400:1 | CONTROL B | 17.C5 | USED
AF0410:53 | SC | 0V | WHT | 16 | 17.A5 | XT0401:2 | CONTROL B | 17.C1 | USED
AF0410:54 | SC | 0V | WHT | 16 | 17.A5 | AF0420:53 | CONTROL B | 17.A4 | USED
AF0410:55 | SC | FU0410 | WHT | 16 | 17.A5 | FU0410:LD | CONTROL B | 17.C1 | USED
AF0410:56 | SC | FU0410 | WHT | 16 | 17.A5 | AF0420:55 | CONTROL B | 17.A4 | USED
AF0420:32 | SC | XT04001 | GRN | 16 | 17.A4 | XT0400:1 | CONTROL B | 17.C5 | USED
AF0420:54 | SC | 0V | WHT | 16 | 17.A4 | AF0430:53 | CONTROL B | 17.A3 | USED
AF0420:56 | SC | FU0410 | WHT | 16 | 17.A4 | AF0430:55 | CONTROL B | 17.A3 | USED
AF0430:32 | SC | XT04001 | GRN | 16 | 17.A3 | XT0400:1 | CONTROL B | 17.C5 | USED
AF0430:54 | SC | 0V | WHT | 16 | 17.A3 | AF0450:53 | CONTROL B | 17.A1 | USED
AF0430:56 | SC | FU0410 | WHT | 16 | 17.A3 | AF0450:55 | CONTROL B | 17.A1 | USED
AF0450:32 | SC | XT04001 | GRN | 16 | 17.A1 | XT0400:1 | CONTROL B | 17.C5 | USED
AU0060:COM | SC | 0V | WHT | 16 | 16.A2 | XT0060:2 | CONTROL B | 16.B1 | USED
AU0060:V+ | SC | FU0061 | WHT | 16 | 16.A2 | FU0061:LD | CONTROL B | 16.B1 | USED
AU0070:COM | SC | 0V | WHT | 16 | 16.C2 | XT0060:4 | CONTROL B | 16.C1 | USED
AU0070:V+ | SC | FU0070 | WHT | 16 | 16.C2 | FU0070:LD | CONTROL B | 16.C1 | USED
FU0060:LI | SC | FU0210 | WHT | 12 | 15.A1 | FU0210:LD | CONTROL B | 15.A2 | USED
FU0060:LI | SC | FU0210 | WHT | 12 | 15.A1 | FU0100:LI | CONTROL B | 15.A1 | USED
FU0061:LI | SC | FU0060 | WHT | 14 | 16.B1 | FU0060:LD | CONTROL B | 15.A1 | USED
FU0061:LI | SC | FU0060 | WHT | 14 | 16.B1 | FU0062:LI | CONTROL B | 16.B1 | USED
FU0062:LI | SC | FU0060 | WHT | 14 | 16.B1 | FU0063:LI | CONTROL B | 16.B1 | USED
FU0063:LI | SC | FU0060 | WHT | 14 | 16.B1 | FU0064:LI | CONTROL B | 16.B1 | USED
FU0064:LI | SC | FU0060 | WHT | 14 | 16.B1 | FU0070:LI | CONTROL B | 16.C1 | USED
FU0070:LI | SC | FU0060 | WHT | 14 | 16.C1 | FU0076:LI | CONTROL B | 16.D1 | USED
KA1020:14 | SC | FU0100 | WHT | 16 | 15.A1 | FU0100:LD | CONTROL B | 69.A5 | USED
FU0100:LI | SC | FU0210 | WHT | 12 | 15.A1 | FU0113:LI | CONTROL B | 15.B1 | USED
FU0113:LI | SC | FU0210 | WHT | 12 | 15.B1 | FU0114:LI | CONTROL B | 15.B1 | USED
FU0114:LI | SC | FU0210 | WHT | 12 | 15.B1 | FU0115:LI | CONTROL B | 15.B1 | USED
FU0115:LI | SC | FU0210 | WHT | 12 | 15.B1 | FU0212:LI | CONTROL B | 15.B1 | USED
GR0231: | SC | IEG02303 | GRN | 14 | 11.A4 | IEG0230:3 | CONTROL B | 11.A3 | USED
GR0233: | SC | IEG02308 | GRN | 14 | 11.A4 | IEG0230:8 | CONTROL B | 11.A5 | USED
KA0221:11 | SC | 023524 | WHT | 20 | 73.B6 | KA0235:24 | CONTROL B | 73.B5 | USED
KA0222:11 | SC | 023724 | WHT | 20 | 73.C6 | KA0237:24 | CONTROL B | 73.C5 | USED
KA0233:A1 | SC | KA0131A1 | WHT | 20 | 27.D5 | KA0234:A1 | CONTROL B | 27.D5 | USED
KA0233:A2 | SC | KA0131A2 | WHT | 20 | 27.D5 | KA0234:A2 | CONTROL B | 27.D5 | USED
KA1020:24 | SC | 0V | WHT | 14 | 69.A5 | XT0062:2 | CONTROL B | 15.A1 | USED
PC0470:INP_A | SC | 009312 | WHT | 20 | 20.D5 | PC0470:INP_B | CONTROL B | 20.D5 | USED
XT0060:1 | SC | 0V | WHT | 14 | 16.A1 | XT0062:2 | CONTROL B | 15.A1 | USED
AF0400:LBUS | WC8040 | AF0400LBUS | BUS | CABLE | 17.A6 | AF0410:RBUS | CONTROL B | 17.A5 | USED
AF0410:LBUS | WC8041 | AF0420RBUS | BUS | CABLE | 17.A5 | AF0420:RBUS | CONTROL B | 17.A4 | USED
AF0420:LBUS | WC8042 | AF0430RBUS | BUS | CABLE | 17.A4 | AF0430:RBUS | CONTROL B | 17.A3 | USED
AF0430:LBUS | WC8043 | AF0450RBUS | BUS | CABLE | 17.A3 | AF0450:RBUS | CONTROL B | 17.A1 | USED
AU0060:L1 | WCAP0620 | AU0070L2 | ENET | CABLE | 2.A4 | AU0070:L2 | CONTROL B | 2.A3 | USED
AF0410:L2 | WCAP0629 | AF0410L2 | ENET | CABLE | 2.A5 | AF0420:L1 | CONTROL B | 2.A6 | USED
AF0430:L2 | WCAP0630 | AF0430L2 | ENET | CABLE | 2.A6 | AF0450:L1 | CONTROL B | 2.A5 | USED
AF0420:L2 | WCAP0631 | AF0420L2 | ENET | CABLE | 2.A6 | AF0430:L1 | CONTROL B | 2.A6 | USED
AF0067:12 | SC | KA0134A1 | WHT | 20 | 22.D4 | KA0134:A1 | CONTROL A | 22.D6 | USED
AF0074:05 | SC | 007405 | WHT | 20 | 27.A2 | XT0089:18 | CONTROL A | 27.A2 | USED
AF0074:21 | SC | 0V | WHT | 20 | 27.A2 | XT0089:19 | CONTROL A | 27.A2 | USED
AF0076:10 | SC | KT014615 | WHT | 20 | 27.B2 | KT0146:15 | CONTROL A | 27.B2 | USED
AF0076:12 | SC | 007612 | WHT | 20 | 19.C7 | XT0237:1 B2 | CONTROL A | 19.C5 | USED
AF0076:13 | SC | KT0146B1 | WHT | 20 | 27.B6 | KT0146:B1 | CONTROL A | 27.B4 | USED
AF0076:27 | SC | UA1200J14 | WHT | 20 | 19.C7 | UA1200:J1-4 | CONTROL A | 19.B1 | USED
AF0076:29 | SC | KT0146A2 | WHT | 20 | 27.B6 | KT0146:A2 | CONTROL A | 27.B4 | USED
FU0210:LI | SC | FU0136 | WHT | 14 | 15.A2 | XT0002:1 | CONTROL A | 13.A4 | USED
FU0212:LD | SC | FU0212 | WHT | 16 | 15.B1 | KA0239:21 | CONTROL A | 19.C5 | USED
FU0410:LI | SC | FU0136 | WHT | 14 | 17.C1 | XT0002:3 | CONTROL A | 13.A4 | USED
IEG0230:0 | SC | IEG02300 | GRN | 8 | 11.A2 | IEG0010:1 | CONTROL A | 11.A2 | USED
KA0221:14 | SC | 009502 | WHT | 20 | 73.B6 | AF0095:02 | CONTROL A | 73.B7 | USED
KA0233:A1 | SC | KA0131A1 | WHT | 20 | 27.D5 | KA0232:A1 | CONTROL A | 27.D5 | USED
KA0233:A2 | SC | KA0131A2 | WHT | 20 | 27.D5 | KA0232:A2 | CONTROL A | 27.D5 | USED
KA0234:A1 | SC | KA0131A1 | WHT | 20 | 27.D5 | XT0089:8 | CONTROL A | 27.D4 | USED
KA0235:A1 | SC | ESTOP | WHT | 20 | 25.C6 | XT0089:5 | CONTROL A | 26.C4 | USED
KA0235:A1 | SC | ESTOP | WHT | 20 | 25.C6 | KA0236:A1 | CONTROL A | 25.C6 | USED
KA0235:A2 | SC | 0V | WHT | 20 | 25.C6 | KA0236:A2 | CONTROL A | 25.C6 | USED
KA0235:A2 | SC | 0V | WHT | 20 | 25.C6 | KA0242:A2 | CONTROL A | 25.B6 | USED
KA0237:A1 | SC | ESTOP | WHT | 20 | 25.C6 | KA0236:A1 | CONTROL A | 25.C6 | USED
KA0237:A1 | SC | ESTOP | WHT | 20 | 25.C6 | KA0239:A1 | CONTROL A | 25.C6 | USED
KA0237:A2 | SC | 0V | WHT | 20 | 25.C6 | KA0236:A2 | CONTROL A | 25.C6 | USED
KA0237:A2 | SC | 0V | WHT | 20 | 25.C6 | KA0239:A2 | CONTROL A | 25.C6 | USED
KA0251:A1 | SC | ESTOP | WHT | 20 | 25.D6 | KA0240:A1 | CONTROL A | 25.C6 | USED
KA0251:A1 | SC | ESTOP | WHT | 20 | 25.D6 | XT0089:6 | CONTROL A | 25.D5 | USED
KA0251:A2 | SC | 0V | WHT | 20 | 25.D6 | KA0240:A2 | CONTROL A | 25.C6 | USED
PC0470:+PWR | SC | 009344 | WHT | 20 | 20.D5 | AF0093:44 | CONTROL A | 20.D7 | USED
PC0470:INP_A | SC | 009312 | WHT | 20 | 20.D5 | AF0093:12 | CONTROL A | 20.D7 | USED
PC0470:-PWR | SC | 009328 | WHT | 20 | 20.D5 | AF0093:28 | CONTROL A | 20.D7 | USED
XT0062:1 | SC | 0V | WHT | 14 | 15.A1 | XT0003:1 | CONTROL A | 13.A4 | USED
XT0400:3 | SC | IEG00104 | GRN | 14 | 17.C5 | IEG0010:4 | CONTROL A | 17.C6 | USED
XT0401:1 | SC | 0V | WHT | 14 | 17.A1 | XT0003:3 | CONTROL A | 13.A4 | USED
AF0065:12 | WC4524 | UA1200J13 | CLR | 20 | 19.B7 | UA1200:J1-3 | CONTROL A | 19.B1 | USED
AF0065:28 | WC4524 | UA1200J11 | BLK | 20 | 19.B7 | UA1200:J1-1 | CONTROL A | 19.B1 | USED
AF0065:60 | WC4524 | UJA1200S | SH | 20 | 19.B7 | FLOATING | CONTROL A | 19.B2 | USED
AF0450:L2 | WCAP0626 | AF0450L2 | ENET | CABLE | 2.A5 | AU0090:L1 | CONTROL A | 2.A5 | USED
AF0410:L1 | WCAP0624 | AT0170L2 | ENET | CABLE | 2.A5 | AT0170:L2 | F&G PWR,ONSK | 2.A5 | USED
IEG0230:11 | SC | IEG023011 | GRN | 14 | 11.B2 | GR0341: | HMI-S PWR | 11.B2 | USED
AU0060:L2 | WCAP0621 | AU0060L2 | ENET | CABLE | 2.A4 | AF0510:L1 | HPC CTRL | 2.B3 | USED
AU0070:L1 | WCAP0614 | BA1100L2 | ENET | CABLE | 2.A3 | BA1100:L2 | HMI-S PWR | 2.A3 | USED
IEG0230:6 | SC | IEG02306 | GRN | 12 | 6.B6 | AR0600:IE2 | PLC | 6.A1 | USED
IEG0230:2 | SC | IEG02302 | GRN | 14 | 11.B4 | GR0532: | RAIL,RIGHT,JB70 | 11.B4 | USED
BA1213:1-TX | WCAP0608 | BA12131TX | FO-RED | FIBER OPTIC | 2.A1 | BA0001:RX | RAIL,RIGHT,JB70 | 2.A3 | USED
BA1213:1-RX | WCAP0608 | BA12131RX | FO-BLK | FIBER OPTIC | 2.A1 | BA0001:TX | RAIL,RIGHT,JB70 | 2.A3 | USED
BA1213:6-TX | WCAP0609 | BA0002TX | FO-RED | FIBER OPTIC | 2.A1 | BA0002:TX | RAIL,RIGHT,JB70 | 2.B3 | USED
BA1213:6-RX | WCAP0609 | BA0002RX | FO-BLK | FIBER OPTIC | 2.A1 | BA0002:RX | RAIL,RIGHT,JB70 | 2.B3 | USED
SolarTools ver. 24.0.84.24712 (Jul 31, 2025)
Report date: 12/19/2025 4:39 PM

## CONTROL,JB70;TT6
CONTROL,JB70;TT6
JB70
Project # | 4L801
Project Name | ET-CIS
Revision | B.6
Controls DE | J. SHORTER
Phone:
Controls ME | S. LOZA
Phone:
From | [5 empty] | To
Device ID | Cable (W) Conductor (SC) Jumper Clip (JC) | Wire No. | Wire ID | Gauge/Size | Page/Zone | Device ID | Location | Page/Zone
AT1100:GND | SC | AT1100G | GRN/YEL | 14 | 43.D2 | PEG0130:2 | CONTROL A | 43.D5 | USED
SA0471:B1-13 | SC | SA0471B113 | WHT | 20 | 46.B1 | AF0087:40 | CONTROL A | 46.B7 | USED
SA0471:B1-14 | SC | SA0471B114 | WHT | 20 | 46.B1 | AF0087:08 | CONTROL A | 46.B7 | USED
SA0471:B2-13 | SC | SA0471B213 | WHT | 20 | 46.A1 | AF0087:39 | CONTROL A | 46.A7 | USED
SA0471:B2-14 | SC | SA0471B214 | WHT | 20 | 46.A1 | AF0087:07 | CONTROL A | 46.A7 | USED
SA0473:B-A3 | SC | SA0473B-A3 | WHT | 20 | 44.B1 | AF0082:05 | CONTROL A | 44.B7 | USED
SA0473:B-A4 | SC | SA0473B-A4 | WHT | 20 | 44.B1 | AF0082:37 | CONTROL A | 44.B7 | USED
SA0473:B-B1 | SC | SA0473B-B1 | WHT | 20 | 44.B1 | AF0082:04 | CONTROL A | 44.B7 | USED
SA0473:B-B2 | SC | SA0473B-B2 | WHT | 20 | 44.B1 | AF0082:36 | CONTROL A | 44.B7 | USED
SA0473:W-B1 | SC | SA0473W-B1 | WHT | 20 | 44.A1 | AF0082:03 | CONTROL A | 44.A7 | USED
SA0473:W-B2 | SC | SA0473W-B2 | WHT | 20 | 44.A1 | AF0082:35 | CONTROL A | 44.A7 | USED
SA0474:B1-13 | SC | SA0474B113 | WHT | 20 | 47.C1 | AF0087:45 | CONTROL A | 47.C7 | USED
SA0474:B1-14 | SC | SA0474B114 | WHT | 20 | 47.C1 | AF0087:13 | CONTROL A | 47.C7 | USED
SA0474:B2-13 | SC | SA0474B213 | WHT | 20 | 47.C1 | AF0087:44 | CONTROL A | 47.C7 | USED
SA0474:B2-14 | SC | SA0474B214 | WHT | 20 | 47.C1 | AF0087:12 | CONTROL A | 47.C7 | USED
SB0471:11 | SC | SB047111 | WHT | 20 | 45.D1 | AF0087:34 | CONTROL A | 45.D7 | USED
SB0471:12 | SC | SB047112 | WHT | 20 | 45.D1 | AF0087:02 | CONTROL A | 45.D7 | USED
SB0472:B2-11 | SC | SB0472B211 | WHT | 20 | 46.B1 | AF0081:36 | CONTROL A | 46.B7 | USED
SB0472:B2-12 | SC | SB0472B212 | WHT | 20 | 46.B1 | AF0081:04 | CONTROL A | 46.B7 | USED
SB0473:13 | SC | SB047313 | WHT | 20 | 45.D1 | AF0087:35 | CONTROL A | 45.D7 | USED
SB0473:14 | SC | SB047314 | WHT | 20 | 45.D1 | AF0087:03 | CONTROL A | 45.D7 | USED
SB0474:13 | SC | SB047413 | WHT | 20 | 46.A1 | AF0087:36 | CONTROL A | 46.A7 | USED
SB0474:14 | SC | SB047414 | WHT | 20 | 46.A1 | AF0087:04 | CONTROL A | 46.A7 | USED
SA0170:B1-13 | SC | AT01754P1 | WHT | 20 | 42.C1 | AT0175:4P1 | F&G EDIO ONSK | 41.B5 | USED
SA0170:B1-14 | SC | SA0170B114 | WHT | 20 | 42.C1 | KA6510:A1 | F&G EDIO ONSK | 42.C5 | USED
HL0171:X1 | SC | HL0171X1 | WHT | 20 | 42.A1 | XT0173:3 | F&G PWR,ONSK | 42.A4 | USED
HL0171:X2 | SC | HL0171X2 | WHT | 20 | 42.A1 | XT0173:1 | F&G PWR,ONSK | 42.A4 | USED
HL0172:X1 | SC | HL0172X1 | WHT | 20 | 42.A1 | XT0173:6 | F&G PWR,ONSK | 42.A4 | USED
HL0172:X2 | SC | HL0172X2 | WHT | 20 | 42.A1 | XT0173:4 | F&G PWR,ONSK | 42.A4 | USED
HL0173:X1 | SC | HL0173X1 | WHT | 20 | 42.B1 | XT0173:9 | F&G PWR,ONSK | 42.B4 | USED
HL0173:X2 | SC | HL0173X2 | WHT | 20 | 42.B1 | XT0173:7 | F&G PWR,ONSK | 42.B4 | USED
SA0170:B2-13 | SC | SA0170B213 | WHT | 20 | 42.B1 | XT0173:10 | F&G PWR,ONSK | 42.B4 | USED
SA0170:B2-14 | SC | SA0170B214 | WHT | 20 | 42.B1 | XT0173:11 | F&G PWR,ONSK | 42.B4 | USED
SB0170:13 | SC | SB017013 | WHT | 20 | 42.C1 | XT0173:12 | F&G PWR,ONSK | 42.C4 | USED
SB0170:14 | SC | SB017014 | WHT | 20 | 42.C1 | XT0173:13 | F&G PWR,ONSK | 42.C4 | USED
AT1100:POS | SC | FU1100 | WHT | 14 | 43.D2 | FU1100:LD | HMI-S PWR | 43.D3 | USED
AT1100:L1 | WC0101 | BA1100DEVICE | ENET | CABLE | 43.D2 | BA1100:DEVICE | HMI-S PWR | 43.D1 | USED
AT1100:NEG | SC | 0V | WHT | 16 | 43.D2 | XT0111:22 | RAIL,RIGHT,JB70 | 43.D5 | USED
SB0472:B1-11 | SC | ESTOPB | WHT | 20 | 46.C1 | XT0111:19 | RAIL,RIGHT,JB70 | 46.C5 | USED
SB0472:B1-12 | SC | ESTOPA | WHT | 20 | 46.C1 | XT0111:20 | RAIL,RIGHT,JB70 | 46.C5 | USED
SH0470:11 | SC | SH047011 | WHT | 20 | 45.B1 | XT0111:7 | RAIL,RIGHT,JB70 | 45.B5 | USED
SH0470:12 | SC | SH047012 | WHT | 20 | 45.B1 | XT0111:8 | RAIL,RIGHT,JB70 | 45.B5 | USED
SH0470:13 | SC | SH047013 | WHT | 20 | 45.B1 | XT0111:9 | RAIL,RIGHT,JB70 | 45.B5 | USED
SH0470:14 | SC | SH047014 | WHT | 20 | 45.B1 | XT0111:10 | RAIL,RIGHT,JB70 | 45.B5 | USED
SH0470:X1 | SC | SH0470X1 | WHT | 20 | 45.B1 | XT0111:12 | RAIL,RIGHT,JB70 | 45.C5 | USED
SH0470:X2 | SC | SH0470X2 | WHT | 20 | 45.B1 | XT0111:11 | RAIL,RIGHT,JB70 | 45.B5 | USED
SH0471:11 | SC | SH047111 | WHT | 20 | 45.A1 | XT0111:1 | RAIL,RIGHT,JB70 | 45.A5 | USED
SH0471:12 | SC | SH047112 | WHT | 20 | 45.A1 | XT0111:2 | RAIL,RIGHT,JB70 | 45.A5 | USED
SH0471:13 | SC | SH047113 | WHT | 20 | 45.A1 | XT0111:3 | RAIL,RIGHT,JB70 | 45.A5 | USED
SH0471:14 | SC | SH047114 | WHT | 20 | 45.A1 | XT0111:4 | RAIL,RIGHT,JB70 | 45.A5 | USED
SH0471:X1 | SC | SH0471X1 | WHT | 20 | 45.A1 | XT0111:6 | RAIL,RIGHT,JB70 | 45.A5 | USED
SH0471:X2 | SC | SH0471X2 | WHT | 20 | 45.A1 | XT0111:5 | RAIL,RIGHT,JB70 | 45.A5 | USED
SH0472:11 | SC | SH047211 | WHT | 20 | 45.C1 | XT0111:13 | RAIL,RIGHT,JB70 | 45.C5 | USED
SH0472:12 | SC | SH047212 | WHT | 20 | 45.C1 | XT0111:14 | RAIL,RIGHT,JB70 | 45.C5 | USED
SH0472:13 | SC | FU0139 | WHT | 20 | 45.C1 | XT0111:15 | RAIL,RIGHT,JB70 | 45.C5 | USED
SH0472:14 | SC | KA0241A1 | WHT | 20 | 45.C1 | XT0111:16 | RAIL,RIGHT,JB70 | 45.C5 | USED
SH0472:X1 | SC | SH0472X1 | WHT | 20 | 45.C1 | XT0111:18 | RAIL,RIGHT,JB70 | 45.C5 | USED
SH0472:X2 | SC | SH0472X2 | WHT | 20 | 45.C1 | XT0111:17 | RAIL,RIGHT,JB70 | 45.C5 | USED
HA0472:BLK-1 | WC5072 | HA047201 | 1 | 18 | 48.A1 | XT0111:24 | RAIL,RIGHT,JB70 | 48.A5 | USED
HA0472:BLK-2 | WC5072 | HA047202 | 2 | 18 | 48.A1 | XT0111:23 | RAIL,RIGHT,JB70 | 48.A5 | USED
SolarTools ver. 24.0.84.24712 (Jul 31, 2025)
Report date: 12/19/2025 4:39 PM

## F&G EDIO ONSK
F&G EDIO ONSK
JB70
Project # | 4L801
Project Name | ET-CIS
Revision | B.6
Controls DE | J. SHORTER
Phone:
Controls ME | S. LOZA
Phone:
From | [5 empty] | To
Device ID | Cable (W) Conductor (SC) Jumper Clip (JC) | Wire No. | Wire ID | Gauge/Size | Page/Zone | Device ID | Location | Page/Zone
XT0170:1 | JC | FU0535 | CLIP | --- | 41.A2 | XT0170:2 | F&G EDIO ONSK | 41.A2 | USED
XT0170:3 | JC | 0V | CLIP | --- | 41.A2 | XT0170:4 | F&G EDIO ONSK | 41.A2 | USED
XT0535:1 | JC | FU0535 | CLIP | --- | 32.A5 | XT0535:2 | F&G EDIO ONSK | 32.A5 | USED
XT0535:2 | JC | FU0535 | CLIP | --- | 32.A5 | XT0535:3 | F&G EDIO ONSK | 32.A5 | USED
XT0535:3 | JC | FU0535 | CLIP | --- | 32.A5 | XT0535:4 | F&G EDIO ONSK | 32.A5 | USED
XT0535:4 | JC | FU0535 | CLIP | --- | 32.A5 | XT0535:5 | F&G EDIO ONSK | 32.B5 | USED
XT0536:1 | JC | 0V | CLIP | --- | 32.A5 | XT0536:2 | F&G EDIO ONSK | 32.A5 | USED
XT0536:2 | JC | 0V | CLIP | --- | 32.A5 | XT0536:3 | F&G EDIO ONSK | 32.A5 | USED
XT0536:3 | JC | 0V | CLIP | --- | 32.A5 | XT0536:4 | F&G EDIO ONSK | 32.B5 | USED
XT0536:4 | JC | 0V | CLIP | --- | 32.B5 | XT0536:5 | F&G EDIO ONSK | 32.B5 | USED
KA6510:12 | SC | KA651012 | WHT | 20 | 123.A6 | AT0175:11 | F&G EDIO ONSK | 123.A6 | USED
AT0175:14 | SC | AT017514 | LEAD | --- | 30.B6 | RR1755: -10K OHM | F&G EDIO ONSK | 30.B6 | USED
AT0175:15 | SC | AT017515 | LEAD | --- | 30.B6 | RR1755: -10K OHM | F&G EDIO ONSK | 30.B6 | USED
KA6510:A2 | SC | KA6510A2 | WHT | 20 | 41.B5 | AT0175:5P1 | F&G EDIO ONSK | 42.C5 | USED
AT0175:GND | SC | AT0175G | GRN/YEL | 14 | 41.B5 | FRAME | F&G EDIO ONSK | 41.C6 | USED
AT0176:11 | SC | AT017611 | LEAD | --- | 30.A6 | RR1764:-10K OHM | F&G EDIO ONSK | 30.A6 | USED
AT0176:12 | SC | AT017612 | LEAD | --- | 30.A6 | RR1764:-10K OHM | F&G EDIO ONSK | 30.A6 | USED
AT0176:14 | SC | AT017614 | LEAD | --- | 30.D6 | RR1765:-10K OHM | F&G EDIO ONSK | 30.D6 | USED
AT0176:15 | SC | AT017615 | LEAD | --- | 30.D6 | RR1765:-10K OHM | F&G EDIO ONSK | 30.D6 | USED
KA6510:22 | SC | KA651022 | WHT | 20 | 124.C6 | AT0176:17 | F&G EDIO ONSK | 124.C6 | USED
AT0176:20 | SC | AT017620 | LEAD | --- | 30.C6 | RR1767:-10K OHM | F&G EDIO ONSK | 30.D6 | USED
AT0176:21 | SC | AT017621 | LEAD | --- | 30.C6 | RR1767:-10K OHM | F&G EDIO ONSK | 30.D6 | USED
AT0176:4P1 | SC | AT01764P1 | WHT | 14 | 41.C5 | AT0178:1P1 | F&G EDIO ONSK | 41.D5 | USED
AT0176:5P1 | SC | AT01765P1 | WHT | 14 | 41.C5 | AT0178:2P1 | F&G EDIO ONSK | 41.D5 | USED
AT0176:GND | SC | AT0176G | GRN/YEL | 14 | 41.C5 | FRAME | F&G EDIO ONSK | 41.C6 | USED
AT0178:20 | SC | ZS61P | WHT | 16 | 110.A7 | XT0290:7 | F&G EDIO ONSK | 110.A6 | USED
AT0178:21 | SC | ZS61N | WHT | 16 | 110.A7 | XT0290:8 | F&G EDIO ONSK | 110.A6 | USED
AT0178:23 | SC | AT017823 | WHT | 20 | 31.D6 | XT0171:2 | F&G EDIO ONSK | 31.D6 | USED
AT0178:24 | SC | AT017824 | WHT | 20 | 31.D6 | XT0171:3 | F&G EDIO ONSK | 31.D6 | USED
AT0178:GND | SC | AT0178G | GRN/YEL | 14 | 41.D5 | FRAME | F&G EDIO ONSK | 41.D6 | USED
FU0170:LD | SC | FU0170 | WHT | 14 | 41.A2 | XT0171:4 | F&G EDIO ONSK | 115.A6 | USED
FU0170:LI | SC | FU0535 | WHT | 14 | 41.A2 | XT0170:2 | F&G EDIO ONSK | 41.A2 | USED
FU0171:LI | SC | FU0535 | WHT | 14 | 41.A2 | XT0170:2 | F&G EDIO ONSK | 41.A2 | USED
FU0172:LD | SC | FU0172 | WHT | 16 | 41.A2 | XT0170:5 | F&G EDIO ONSK | 41.B2 | USED
FU0172:LI | SC | FU0535 | WHT | 14 | 41.A2 | XT0170:1 | F&G EDIO ONSK | 41.A2 | USED
FU0294:LI | SC | FU0535 | WHT | 12 | 32.A5 | XT0535:4 | F&G EDIO ONSK | 32.A5 | USED
FU0295:LI | SC | FU0535 | WHT | 12 | 32.B5 | XT0535:5 | F&G EDIO ONSK | 32.B5 | USED
FU0535:LD | SC | FU0535 | WHT | 12 | 32.A4 | XT0535:1 | F&G EDIO ONSK | 32.A5 | USED
GR0431: | SC | GR0431 | GRN/YEL | 14 | 11.B3 | FRAME | F&G EDIO ONSK | 11.B3 | USED
KA0145:21 | SC | KA025522 | WHT | 20 | 29.A2 | KA0249:11 | F&G EDIO ONSK | 29.A2 | USED
KA0145:21 | SC | KA025522 | WHT | 20 | 29.A2 | KA0255:22 | F&G EDIO ONSK | 29.A1 | USED
KA0145:22 | SC | KA0176A1 | WHT | 20 | 29.A2 | KA0176:A1 | F&G EDIO ONSK | 29.A6 | USED
KA0145:22 | SC | KA0176A1 | WHT | 20 | 29.A2 | KA0249:12 | F&G EDIO ONSK | 29.A2 | USED
KA0145:A2 | SC | 0V | WHT | 20 | 29.B6 | KA0246:A2 | F&G EDIO ONSK | 29.C6 | USED
KA0145:A2 | SC | 0V | WHT | 20 | 29.B6 | KA0255:A2 | F&G EDIO ONSK | 29.B6 | USED
KA0172:A2 | SC | 0V | WHT | 20 | 41.B2 | KA0174:A2 | F&G EDIO ONSK | 41.C2 | USED
KA0172:A2 | SC | 0V | WHT | 20 | 41.B2 | XT0170:4 | F&G EDIO ONSK | 41.A2 | USED
KA0176:11 | SC | KA017611 | WHT | 20 | 122.A6 | KA0246:11 | F&G EDIO ONSK | 122.A5 | USED
KA0176:A1 | SC | KA0176A1 | WHT | 20 | 29.A6 | KA0177:A1 | F&G EDIO ONSK | 29.A6 | USED
KA0176:A2 | SC | 0V | WHT | 20 | 29.A6 | KA0177:A2 | F&G EDIO ONSK | 29.A6 | USED
KA0177:A1 | SC | KA0176A1 | WHT | 20 | 29.A6 | KA0179:A1 | F&G EDIO ONSK | 29.B6 | USED
KA0177:A2 | SC | 0V | WHT | 20 | 29.A6 | KA0179:A2 | F&G EDIO ONSK | 29.B6 | USED
KA0178:A1 | SC | KA0178A1 | WHT | 20 | 31.D5 | XT0171:1 | F&G EDIO ONSK | 31.D5 | USED
KA0178:A2 | SC | AT017824 | WHT | 20 | 31.D5 | XT0171:3 | F&G EDIO ONSK | 31.D6 | USED
KA0179:A2 | SC | 0V | WHT | 20 | 29.B6 | KA0255:A2 | F&G EDIO ONSK | 29.B6 | USED
KA0246:A1 | SC | KA0243A1 | WHT | 20 | 29.C6 | KA0247:A1 | F&G EDIO ONSK | 29.C6 | USED
KA0246:A2 | SC | 0V | WHT | 20 | 29.C6 | KA0247:A2 | F&G EDIO ONSK | 29.C6 | USED
KA0247:A1 | SC | KA0243A1 | WHT | 20 | 29.C6 | KA0254:A1 | F&G EDIO ONSK | 29.C6 | USED
KA0247:A2 | SC | 0V | WHT | 20 | 29.C6 | KA0254:A2 | F&G EDIO ONSK | 29.C6 | USED
KA0249:A2 | SC | 0V | WHT | 20 | 29.C6 | KA0254:A2 | F&G EDIO ONSK | 29.C6 | USED
RR1788: -10K OHM | SC | AT017823 | LEAD | --- | 31.D6 | XT0171:2 | F&G EDIO ONSK | 31.D6 | USED
RR1788: -10K OHM | SC | AT017824 | LEAD | --- | 31.D6 | XT0171:3 | F&G EDIO ONSK | 31.D6 | USED
VD1788:--1N4007 | SC | KA0178A1 | LEAD | --- | 31.D6 | XT0171:1 | F&G EDIO ONSK | 31.D5 | USED
VD1788:+-1N4007 | SC | AT017823 | LEAD | --- | 31.D6 | XT0171:2 | F&G EDIO ONSK | 31.D6 | USED
XT0170:3 | SC | 0V | WHT | 14 | 41.A2 | XT0171:5 | F&G EDIO ONSK | 115.A6 | USED
XT0535:3 | SC | FU0535 | WHT | 14 | 32.A5 | XT0170:2 | F&G EDIO ONSK | 41.A2 | USED
XT0536:3 | SC | 0V | WHT | 14 | 32.A5 | XT0170:3 | F&G EDIO ONSK | 41.A2 | USED
AT0175:1P2 | WC8066 | AT01751P2 | CLR | 16 | 41.C7 | AT0176:4P2 | F&G EDIO ONSK | 41.C7 | USED
AT0175:2P2 | WC8066 | AT01752P2 | BLK | 16 | 41.C7 | AT0176:5P2 | F&G EDIO ONSK | 41.C7 | USED
AT0175:3P2 | WC8066 | AT01753P2 | SH | 16 | 41.C7 | AT0176:6P2 | F&G EDIO ONSK | 41.C7 | USED
AT0176:1P2 | WC8067 | AT01761P2 | CLR | 16 | 41.C7 | AT0178:4P2 | F&G EDIO ONSK | 41.D7 | USED
AT0176:2P2 | WC8067 | AT01762P2 | BLK | 16 | 41.C7 | AT0178:5P2 | F&G EDIO ONSK | 41.D7 | USED
AT0176:3P2 | WC8067 | AT01763P2 | SH | 16 | 41.C7 | AT0178:6P2 | F&G EDIO ONSK | 41.D7 | USED
FU0535:LI | SC | FU0136 | WHT | 12 | 32.A4 | XT0002:7 | CONTROL A | 13.B4 | USED
KA0145:A1 | SC | KA0135A1 | WHT | 20 | 29.B6 | XT0089:23 | CONTROL A | 23.C5 | USED
KA0173:A1 | SC | 009201 | WHT | 20 | 40.C6 | AF0092:01 | CONTROL A | 40.C6 | USED
KA0173:A2 | SC | 009217 | WHT | 20 | 40.C6 | AF0092:17 | CONTROL A | 40.C6 | USED
KA0176:11 | SC | KA017611 | WHT | 20 | 122.A6 | AF0093:04 | CONTROL A | 122.A7 | USED
KA0176:14 | SC | 009336 | WHT | 20 | 122.A6 | AF0093:36 | CONTROL A | 122.A7 | USED
KA0176:A2 | SC | 0V | WHT | 20 | 29.A6 | XT0080:8 | CONTROL A | 24.A6 | USED
KA0178:11 | SC | KA023212 | WHT | 20 | 48.A6 | KA0232:12 | CONTROL A | 48.A5 | USED
KA0178:14 | SC | FU0535 | WHT | 20 | 48.A6 | KA0875:14 | CONTROL A | 48.A5 | USED
KA0246:14 | SC | KA6211A1 | WHT | 20 | 122.A5 | KA6211:A1 | CONTROL A | 122.A6 | USED
KA0246:A1 | SC | KA0243A1 | WHT | 20 | 29.C6 | XT0089:10 | CONTROL A | 24.A5 | USED
KA0249:A1 | SC | KA0245A1 | WHT | 20 | 29.C6 | XT0089:11 | CONTROL A | 24.C5 | USED
KA0255:21 | SC | FU0139 | WHT | 20 | 29.A1 | XT0081:3 | CONTROL A | 24.A2 | USED
KA0255:A1 | SC | KA0131A1 | WHT | 20 | 29.B6 | XT0089:9 | CONTROL A | 27.D4 | USED
XT0170:1 | SC | FU0535 | WHT | 20 | 41.A2 | KA0875:14 | CONTROL A | 48.A5 | USED
XT0536:1 | SC | 0V | WHT | 12 | 32.A5 | XT0003:7 | CONTROL A | 13.B4 | USED
AT0175:17 | SC | AT017517 | WHT | 20 | 42.A6 | XT0173:2 | F&G PWR,ONSK | 42.A4 | USED
AT0175:18 | SC | HL0171X1 | WHT | 20 | 42.A6 | XT0173:3 | F&G PWR,ONSK | 42.A4 | USED
AT0175:1P1 | SC | UV01709 | WHT | 14 | 41.B5 | UV0170:9(+) | F&G PWR,ONSK | 41.A3 | USED
AT0175:2 | SC | SB017013 | WHT | 20 | 42.C6 | XT0173:12 | F&G PWR,ONSK | 42.C4 | USED
AT0175:20 | SC | AT017520 | WHT | 20 | 42.A6 | XT0173:5 | F&G PWR,ONSK | 42.A4 | USED
AT0175:21 | SC | HL0172X1 | WHT | 20 | 42.A6 | XT0173:6 | F&G PWR,ONSK | 42.A4 | USED
AT0175:23 | SC | AT017523 | WHT | 20 | 42.B6 | XT0173:8 | F&G PWR,ONSK | 42.B4 | USED
AT0175:24 | SC | HL0173X1 | WHT | 20 | 42.B6 | XT0173:9 | F&G PWR,ONSK | 42.B4 | USED
AT0175:2P1 | SC | UV017010 | WHT | 14 | 41.B5 | UV0170:10(-) | F&G PWR,ONSK | 41.A3 | USED
AT0175:3 | SC | SB017014 | WHT | 20 | 42.C6 | XT0173:13 | F&G PWR,ONSK | 42.C4 | USED
AT0176:1P1 | SC | UV017011 | WHT | 14 | 41.C5 | UV0170:11(+) | F&G PWR,ONSK | 41.A3 | USED
AT0176:2P1 | SC | UV017012 | WHT | 14 | 41.C5 | UV0170:12(-) | F&G PWR,ONSK | 41.A3 | USED
FU0171:LD | SC | FU0171 | WHT | 14 | 41.A2 | UV0170:3(+) | F&G PWR,ONSK | 41.A3 | USED
FU0171:LD | SC | FU0171 | WHT | 14 | 41.A2 | UV0170:1(+) | F&G PWR,ONSK | 41.A3 | USED
KA0172:A1 | SC | AT017025 | WHT | 20 | 41.B2 | AT0170:25 | F&G PWR,ONSK | 41.B3 | USED
KA0174:A1 | SC | AT017031 | WHT | 20 | 41.C2 | AT0170:31 | F&G PWR,ONSK | 41.C3 | USED
KA0249:A1 | SC | KA0245A1 | WHT | 20 | 29.C6 | AT0170:32 | F&G PWR,ONSK | 41.C3 | USED
KA0254:A1 | SC | KA0243A1 | WHT | 20 | 29.C6 | AT0170:26 | F&G PWR,ONSK | 41.B3 | USED
XT0170:3 | SC | 0V | WHT | 14 | 41.A2 | UV0170:2(-) | F&G PWR,ONSK | 41.A3 | USED
XT0170:3 | SC | 0V | WHT | 14 | 41.A2 | UV0170:4(-) | F&G PWR,ONSK | 41.A3 | USED
XT0170:5 | SC | FU0172 | WHT | 20 | 41.B2 | AT0170:24 | F&G PWR,ONSK | 41.B3 | USED
XT0170:5 | SC | FU0172 | WHT | 20 | 41.B2 | AT0170:30 | F&G PWR,ONSK | 41.C3 | USED
XT0171:4 | SC | FU0170 | WHT | 14 | 115.A6 | XT0173:24 | F&G PWR,ONSK | 115.B6 | USED
XT0171:5 | SC | 0V | WHT | 14 | 115.A6 | XT0173:25 | F&G PWR,ONSK | 115.B6 | USED
XT0171:6 | SC | LON1S2 | WHT | 14 | 115.A6 | XT0173:23 | F&G PWR,ONSK | 115.B6 | USED
AT0175:4P2 | WC8069 | AT017050 | CLR | 16 | 41.A7 | AT0170:50 | F&G PWR,ONSK | 41.A7 | USED
AT0175:5P2 | WC8069 | AT017049 | BLK | 16 | 41.A7 | AT0170:49 | F&G PWR,ONSK | 41.A7 | USED
AT0175:6P2 | WC8069 | AT017048 | SH | 16 | 41.A7 | AT0170:48 | F&G PWR,ONSK | 41.A7 | USED
AT0175:4P1 | SC | AT01754P1 | WHT | 20 | 41.B5 | SA0170:B1-13 | CONTROL,JB70;TT6 | 42.C1 | USED
KA6510:A1 | SC | SA0170B114 | WHT | 20 | 42.C5 | SA0170:B1-14 | CONTROL,JB70;TT6 | 42.C1 | USED
SolarTools ver. 24.0.84.24712 (Jul 31, 2025)
Report date: 12/19/2025 4:39 PM

## F&G PWR,ONSK
F&G PWR,ONSK
JB70
Project # | 4L801
Project Name | ET-CIS
Revision | B.6
Controls DE | J. SHORTER
Phone:
Controls ME | S. LOZA
Phone:
From | [5 empty] | To
Device ID | Cable (W) Conductor (SC) Jumper Clip (JC) | Wire No. | Wire ID | Gauge/Size | Page/Zone | Device ID | Location | Page/Zone
AT0170:1 | SC | UV01705 | WHT | 14 | 41.A5 | UV0170:5(+) | F&G PWR,ONSK | 41.A3 | USED
AT0170:11 | SC | SA0170B213 | WHT | 20 | 42.B6 | XT0173:10 | F&G PWR,ONSK | 42.B4 | USED
AT0170:12 | SC | SA0170B214 | WHT | 20 | 42.B6 | XT0173:11 | F&G PWR,ONSK | 42.B4 | USED
AT0170:2 | SC | UV01706 | WHT | 14 | 41.A5 | UV0170:6(-) | F&G PWR,ONSK | 41.A3 | USED
AT0170:3 | SC | UV01707 | WHT | 14 | 41.A5 | UV0170:7(+) | F&G PWR,ONSK | 41.A3 | USED
AT0170:4 | SC | UV01708 | WHT | 14 | 41.A5 | UV0170:8(-) | F&G PWR,ONSK | 41.A3 | USED
AT0170:GND | SC | AT0170G | GRN/YEL | 14 | 41.A5 | FRAME | F&G PWR,ONSK | 41.B6 | USED
GR0171: | SC | GR0171 | GRN/YEL | 14 | 11.B2 | FRAME | F&G PWR,ONSK | 11.B2 | USED
RR1751: -10K OHM | SC | SB017013 | LEAD | --- | 42.C4 | XT0173:12 | F&G PWR,ONSK | 42.C4 | USED
RR1751: -10K OHM | SC | SB017014 | LEAD | --- | 42.C4 | XT0173:13 | F&G PWR,ONSK | 42.C4 | USED
RR1756: -10K OHM | SC | AT017517 | LEAD | --- | 42.A4 | XT0173:2 | F&G PWR,ONSK | 42.A4 | USED
RR1756: -10K OHM | SC | HL0171X1 | LEAD | --- | 42.A4 | XT0173:3 | F&G PWR,ONSK | 42.A4 | USED
RR1757: -10K OHM | SC | AT017520 | LEAD | --- | 42.A4 | XT0173:5 | F&G PWR,ONSK | 42.A4 | USED
RR1757: -10K OHM | SC | HL0172X1 | LEAD | --- | 42.A4 | XT0173:6 | F&G PWR,ONSK | 42.A4 | USED
RR1758: -10K OHM | SC | AT017523 | LEAD | --- | 42.B4 | XT0173:8 | F&G PWR,ONSK | 42.B4 | USED
RR1758: -10K OHM | SC | HL0173X1 | LEAD | --- | 42.B4 | XT0173:9 | F&G PWR,ONSK | 42.B4 | USED
UV0170:13(+) | SC | LON0P | WHT | 16 | 116.A6 | XT0173:26 | F&G PWR,ONSK | 116.A5 | USED
UV0170:14(-) | SC | LON0N | WHT | 16 | 116.A6 | XT0173:27 | F&G PWR,ONSK | 116.A5 | USED
UV0170:15(+) | SC | LON2N | WHT | 16 | 116.A6 | XT0173:29 | F&G PWR,ONSK | 116.D5 | USED
UV0170:16(-) | SC | LON2P | WHT | 16 | 116.A6 | XT0173:28 | F&G PWR,ONSK | 116.D5 | USED
UV0170:GND | SC | UV0170G | GRN/YEL | 14 | 41.A3 | FRAME | F&G PWR,ONSK | 41.B4 | USED
VD1756:--1N4007 | SC | HL0171X2 | LEAD | --- | 42.A4 | XT0173:1 | F&G PWR,ONSK | 42.A4 | USED
VD1756:+-1N4007 | SC | AT017517 | LEAD | --- | 42.A4 | XT0173:2 | F&G PWR,ONSK | 42.A4 | USED
VD1757:--1N4007 | SC | HL0172X2 | LEAD | --- | 42.A4 | XT0173:4 | F&G PWR,ONSK | 42.A4 | USED
VD1757:+-1N4007 | SC | AT017520 | LEAD | --- | 42.A4 | XT0173:5 | F&G PWR,ONSK | 42.A4 | USED
VD1758:--1N4007 | SC | HL0173X2 | LEAD | --- | 42.B4 | XT0173:7 | F&G PWR,ONSK | 42.B4 | USED
VD1758:+-1N4007 | SC | AT017523 | LEAD | --- | 42.B4 | XT0173:8 | F&G PWR,ONSK | 42.B4 | USED
XT0173:23 | SC | LON1S2 | WHT | 14 | 115.B6 | XT0173:19 | F&G PWR,ONSK | 115.D6 | USED
XT0173:24 | SC | FU0170 | WHT | 14 | 115.B6 | XT0173:17 | F&G PWR,ONSK | 115.D6 | USED
XT0173:25 | SC | 0V | WHT | 14 | 115.B6 | XT0173:18 | F&G PWR,ONSK | 115.D6 | USED
AT0170:L2 | WCAP0624 | AT0170L2 | ENET | CABLE | 2.A5 | AF0410:L1 | CONTROL B | 2.A5 | USED
XT0173:1 | SC | HL0171X2 | WHT | 20 | 42.A4 | HL0171:X2 | CONTROL,JB70;TT6 | 42.A1 | USED
XT0173:10 | SC | SA0170B213 | WHT | 20 | 42.B4 | SA0170:B2-13 | CONTROL,JB70;TT6 | 42.B1 | USED
XT0173:11 | SC | SA0170B214 | WHT | 20 | 42.B4 | SA0170:B2-14 | CONTROL,JB70;TT6 | 42.B1 | USED
XT0173:12 | SC | SB017013 | WHT | 20 | 42.C4 | SB0170:13 | CONTROL,JB70;TT6 | 42.C1 | USED
XT0173:13 | SC | SB017014 | WHT | 20 | 42.C4 | SB0170:14 | CONTROL,JB70;TT6 | 42.C1 | USED
XT0173:3 | SC | HL0171X1 | WHT | 20 | 42.A4 | HL0171:X1 | CONTROL,JB70;TT6 | 42.A1 | USED
XT0173:4 | SC | HL0172X2 | WHT | 20 | 42.A4 | HL0172:X2 | CONTROL,JB70;TT6 | 42.A1 | USED
XT0173:6 | SC | HL0172X1 | WHT | 20 | 42.A4 | HL0172:X1 | CONTROL,JB70;TT6 | 42.A1 | USED
XT0173:7 | SC | HL0173X2 | WHT | 20 | 42.B4 | HL0173:X2 | CONTROL,JB70;TT6 | 42.B1 | USED
XT0173:9 | SC | HL0173X1 | WHT | 20 | 42.B4 | HL0173:X1 | CONTROL,JB70;TT6 | 42.B1 | USED
AT0170:24 | SC | FU0172 | WHT | 20 | 41.B3 | XT0170:5 | F&G EDIO ONSK | 41.B2 | USED
AT0170:25 | SC | AT017025 | WHT | 20 | 41.B3 | KA0172:A1 | F&G EDIO ONSK | 41.B2 | USED
AT0170:26 | SC | KA0243A1 | WHT | 20 | 41.B3 | KA0254:A1 | F&G EDIO ONSK | 29.C6 | USED
AT0170:30 | SC | FU0172 | WHT | 20 | 41.C3 | XT0170:5 | F&G EDIO ONSK | 41.B2 | USED
AT0170:31 | SC | AT017031 | WHT | 20 | 41.C3 | KA0174:A1 | F&G EDIO ONSK | 41.C2 | USED
AT0170:32 | SC | KA0245A1 | WHT | 20 | 41.C3 | KA0249:A1 | F&G EDIO ONSK | 29.C6 | USED
UV0170:1(+) | SC | FU0171 | WHT | 14 | 41.A3 | FU0171:LD | F&G EDIO ONSK | 41.A2 | USED
UV0170:10(-) | SC | UV017010 | WHT | 14 | 41.A3 | AT0175:2P1 | F&G EDIO ONSK | 41.B5 | USED
UV0170:11(+) | SC | UV017011 | WHT | 14 | 41.A3 | AT0176:1P1 | F&G EDIO ONSK | 41.C5 | USED
UV0170:12(-) | SC | UV017012 | WHT | 14 | 41.A3 | AT0176:2P1 | F&G EDIO ONSK | 41.C5 | USED
UV0170:2(-) | SC | 0V | WHT | 14 | 41.A3 | XT0170:3 | F&G EDIO ONSK | 41.A2 | USED
UV0170:3(+) | SC | FU0171 | WHT | 14 | 41.A3 | FU0171:LD | F&G EDIO ONSK | 41.A2 | USED
UV0170:4(-) | SC | 0V | WHT | 14 | 41.A3 | XT0170:3 | F&G EDIO ONSK | 41.A2 | USED
UV0170:9(+) | SC | UV01709 | WHT | 14 | 41.A3 | AT0175:1P1 | F&G EDIO ONSK | 41.B5 | USED
XT0173:12 | SC | SB017013 | WHT | 20 | 42.C4 | AT0175:2 | F&G EDIO ONSK | 42.C6 | USED
XT0173:13 | SC | SB017014 | WHT | 20 | 42.C4 | AT0175:3 | F&G EDIO ONSK | 42.C6 | USED
XT0173:2 | SC | AT017517 | WHT | 20 | 42.A4 | AT0175:17 | F&G EDIO ONSK | 42.A6 | USED
XT0173:23 | SC | LON1S2 | WHT | 14 | 115.B6 | XT0171:6 | F&G EDIO ONSK | 115.A6 | USED
XT0173:24 | SC | FU0170 | WHT | 14 | 115.B6 | XT0171:4 | F&G EDIO ONSK | 115.A6 | USED
XT0173:25 | SC | 0V | WHT | 14 | 115.B6 | XT0171:5 | F&G EDIO ONSK | 115.A6 | USED
XT0173:3 | SC | HL0171X1 | WHT | 20 | 42.A4 | AT0175:18 | F&G EDIO ONSK | 42.A6 | USED
XT0173:5 | SC | AT017520 | WHT | 20 | 42.A4 | AT0175:20 | F&G EDIO ONSK | 42.A6 | USED
XT0173:6 | SC | HL0172X1 | WHT | 20 | 42.A4 | AT0175:21 | F&G EDIO ONSK | 42.A6 | USED
XT0173:8 | SC | AT017523 | WHT | 20 | 42.B4 | AT0175:23 | F&G EDIO ONSK | 42.B6 | USED
XT0173:9 | SC | HL0173X1 | WHT | 20 | 42.B4 | AT0175:24 | F&G EDIO ONSK | 42.B6 | USED
AT0170:50 | WC8069 | AT017050 | CLR | 16 | 41.A7 | AT0175:4P2 | F&G EDIO ONSK | 41.A7 | USED
AT0170:49 | WC8069 | AT017049 | BLK | 16 | 41.A7 | AT0175:5P2 | F&G EDIO ONSK | 41.A7 | USED
AT0170:48 | WC8069 | AT017048 | SH | 16 | 41.A7 | AT0175:6P2 | F&G EDIO ONSK | 41.A7 | USED
AT0170:L1 | WCAP0623 | AP0603L2 | ENET | CABLE | 2.A5 | AP0603:L2 | PLC | 2.A4 | USED
SolarTools ver. 24.0.84.24712 (Jul 31, 2025)
Report date: 12/19/2025 4:39 PM

## FO CONV,VFD
FO CONV,VFD
JB1123
Project # | 4L801
Project Name | ET-CIS
Revision | B.6
Controls DE | J. SHORTER
Phone:
Controls ME | S. LOZA
Phone:
From | [5 empty] | To
Device ID | Cable (W) Conductor (SC) Jumper Clip (JC) | Wire No. | Wire ID | Gauge/Size | Page/Zone | Device ID | Location | Page/Zone
BA0005:V1(-) | SC | UJ0012V1N | WHT | 16 | 10.A6 | XT0005:3 | FO CONV,VFD | 10.A5 | USED
BA0005:V1(+) | SC | FU0005 | WHT | 16 | 10.A6 | FU0005:LD | FO CONV,VFD | 10.A5 | USED
BA0006:V1(-) | SC | UJ0012V1N | WHT | 16 | 10.B6 | XT0005:4 | FO CONV,VFD | 10.B5 | USED
BA0006:V1(+) | SC | FU0006 | WHT | 16 | 10.B6 | FU0006:LD | FO CONV,VFD | 10.B5 | USED
FU0005:LI | SC | UJ0012V1P | WHT | 16 | 10.A5 | XT0005:1 | FO CONV,VFD | 10.A5 | USED
FU0006:LI | SC | UJ0012V1P | WHT | 16 | 10.B5 | XT0005:2 | FO CONV,VFD | 10.B5 | USED
GR1123: | SC | IEG11231 | GRN | 14 | 11.D4 | IEG1123:1 | FO CONV,VFD | 11.D3 | USED
GR1125: | SC | GR1125 | GRN/YEL | 14 | 11.D4 | FG1125:1 | FO CONV,VFD | 11.D4 | USED
GR1126: | SC | GR1126 | GRN/YEL | 14 | 11.D4 | FG1125:2 | FO CONV,VFD | 11.D4 | USED
UJ0012:V1(+) | SC | UJ0012V1P | WHT | 16 | 10.A3 | XT0005:1 | FO CONV,VFD | 10.A5 | USED
UJ0012:V3(-) | SC | UJ0012V1N | WHT | 16 | 10.A3 | XT0005:3 | FO CONV,VFD | 10.A5 | USED
XT0005:1 | SC | UJ0012V1P | WHT | 16 | 10.A5 | XT0005:2 | FO CONV,VFD | 10.B5 | USED
XT0005:3 | SC | UJ0012V1N | WHT | 16 | 10.A5 | XT0005:4 | FO CONV,VFD | 10.B5 | USED
BA0006:RX | WC11231 | BA0008TX | FO-RED | FIBER OPTIC | 3.A3 | BA1123:1-TX | FO CONV,VFD | 3.A1 | USED
BA0006:TX | WC11231 | BA0008RX | FO-BLK | FIBER OPTIC | 3.A3 | BA1123:1-RX | FO CONV,VFD | 3.A1 | USED
BA0005:RX | WC11236 | BA12131TX | FO-RED | FIBER OPTIC | 3.B3 | BA1123:6-TX | FO CONV,VFD | 3.A1 | USED
BA0005:TX | WC11236 | BA12131RX | FO-BLK | FIBER OPTIC | 3.B3 | BA1123:6-RX | FO CONV,VFD | 3.A1 | USED
SolarTools ver. 24.0.84.24712 (Jul 31, 2025)
Report date: 12/19/2025 4:39 PM

## HMI-S PWR
HMI-S PWR
JB70
Project # | 4L801
Project Name | ET-CIS
Revision | B.6
Controls DE | J. SHORTER
Phone:
Controls ME | S. LOZA
Phone:
From | [5 empty] | To
Device ID | Cable (W) Conductor (SC) Jumper Clip (JC) | Wire No. | Wire ID | Gauge/Size | Page/Zone | Device ID | Location | Page/Zone
BA1100:POS | SC | FU1101LD | WHT | 16 | 43.D1 | FU1101:LD | HMI-S PWR | 43.C2 | USED
FU0291:LD | SC | FU0291 | WHT | 14 | 43.C3 | UV0291:24V(+) | HMI-S PWR | 43.C4 | USED
BA1100:L1 | WCAP0619 | AU0080L2 | ENET | CABLE | 2.A3 | AU0080:L2 | CONTROL A | 2.A4 | USED
GR0341: | SC | IEG023011 | GRN | 14 | 11.B2 | IEG0230:11 | CONTROL B | 11.B2 | USED
BA1100:L2 | WCAP0614 | BA1100L2 | ENET | CABLE | 2.A3 | AU0070:L1 | CONTROL B | 2.A3 | USED
FU1100:LD | SC | FU1100 | WHT | 14 | 43.D3 | AT1100:POS | CONTROL,JB70;TT6 | 43.D2 | USED
BA1100:DEVICE | WC0101 | BA1100DEVICE | ENET | CABLE | 43.D1 | AT1100:L1 | CONTROL,JB70;TT6 | 43.D2 | USED
BA1100:NEG | SC | UV0291OUT- | WHT | 16 | 43.D1 | XT0291:6 | RAIL,RIGHT,JB70 | 43.B6 | USED
FU0291:LI | SC | FU0136 | GRN/YEL | 14 | 43.C3 | XT0111:21 | RAIL,RIGHT,JB70 | 43.D5 | USED
FU1100:LI | SC | FU0136 | WHT | 14 | 43.D3 | XT0111:21 | RAIL,RIGHT,JB70 | 43.D5 | USED
FU1101:LI | SC | UJ0291OUT+ | WHT | 16 | 43.C2 | XT0291:2 | RAIL,RIGHT,JB70 | 43.B6 | USED
UV0291:24V(-) | SC | 0V | WHT | 14 | 43.C4 | XT0111:22 | RAIL,RIGHT,JB70 | 43.D5 | USED
UV0291:OUT1(-) | SC | UV0291OUT- | WHT | 16 | 43.C4 | XT0291:5 | RAIL,RIGHT,JB70 | 43.B6 | USED
UV0291:OUT1(+) | SC | UJ0291OUT+ | WHT | 16 | 43.C4 | XT0291:1 | RAIL,RIGHT,JB70 | 43.B6 | USED
SolarTools ver. 24.0.84.24712 (Jul 31, 2025)
Report date: 12/19/2025 4:39 PM

## HPC CTRL
HPC CTRL
JB73
Project # | 4L801
Project Name | ET-CIS
Revision | B.6
Controls DE | J. SHORTER
Phone:
Controls ME | S. LOZA
Phone:
From | [5 empty] | To
Device ID | Cable (W) Conductor (SC) Jumper Clip (JC) | Wire No. | Wire ID | Gauge/Size | Page/Zone | Device ID | Location | Page/Zone
XT0120:1 | JC | 0V | CLIP | --- | 33.A1 | XT0120:2 | HPC CTRL | 33.B1 | USED
XT0120:2 | JC | 0V | CLIP | --- | 33.B1 | XT0120:3 | HPC CTRL | 33.D1 | USED
XT0121:1 | JC | FU0122 | CLIP | --- | 103.A5 | XT0121:2 | HPC CTRL | 103.C5 | USED
XT0121:3 | JC | 0V | CLIP | --- | 103.A5 | XT0121:4 | HPC CTRL | 103.C5 | USED
XT0335:1 | JC | FU0332 | CLIP | --- | 28.A4 | XT0335:2 | HPC CTRL | 28.A4 | USED
XT0335:2 | JC | FU0332 | CLIP | --- | 28.A4 | XT0335:3 | HPC CTRL | 28.B4 | USED
XT0335:3 | JC | FU0332 | CLIP | --- | 28.B4 | XT0335:4 | HPC CTRL | 28.B4 | USED
XT0335:4 | JC | FU0332 | CLIP | --- | 28.B4 | XT0335:5 | HPC CTRL | 28.B4 | USED
XT0335:5 | JC | FU0332 | CLIP | --- | 28.B4 | XT0335:6 | HPC CTRL | 28.B4 | USED
XT0335:6 | JC | FU0332 | CLIP | --- | 28.B4 | XT0335:7 | HPC CTRL | 28.C4 | USED
XT0335:7 | JC | FU0332 | CLIP | --- | 28.C4 | XT0335:8 | HPC CTRL | 28.C4 | USED
XT0335:8 | JC | FU0332 | CLIP | --- | 28.C4 | XT0335:9 | HPC CTRL | 28.C4 | USED
XT0335:9 | JC | FU0332 | CLIP | --- | 28.C4 | XT0335:10 | HPC CTRL | 28.C4 | USED
XT0336:1 | JC | 0V | CLIP | --- | 28.A4 | XT0336:2 | HPC CTRL | 28.B4 | USED
XT0336:2 | JC | 0V | CLIP | --- | 28.B4 | XT0336:3 | HPC CTRL | 28.B4 | USED
XT0336:3 | JC | 0V | CLIP | --- | 28.B4 | XT0336:4 | HPC CTRL | 28.B4 | USED
XT0336:4 | JC | 0V | CLIP | --- | 28.B4 | XT0336:5 | HPC CTRL | 28.B4 | USED
XT0336:5 | JC | 0V | CLIP | --- | 28.B4 | XT0336:6 | HPC CTRL | 28.C4 | USED
XT0336:6 | JC | 0V | CLIP | --- | 28.C4 | XT0336:7 | HPC CTRL | 28.C4 | USED
XT0336:7 | JC | 0V | CLIP | --- | 28.C4 | XT0336:8 | HPC CTRL | 28.C4 | USED
XT0336:8 | JC | 0V | CLIP | --- | 28.C4 | XT0336:9 | HPC CTRL | 28.C4 | USED
XT0336:9 | JC | 0V | CLIP | --- | 28.C4 | XT0336:10 | HPC CTRL | 28.D4 | USED
XT0510:1 | JC | 0V | CLIP | --- | 35.A1 | XT0510:2 | HPC CTRL | 35.C1 | USED
AF0500:12 | SC | XT05001 | GRN | 16 | 35.A6 | XT0500:1 | HPC CTRL | 35.C5 | USED
AF0510:32 | SC | XT05001 | GRN | 16 | 35.A5 | XT0500:1 | HPC CTRL | 35.C5 | USED
AF0510:53 | SC | 0V | WHT | 16 | 35.A5 | XT0510:2 | HPC CTRL | 35.C1 | USED
AF0510:54 | SC | 0V | WHT | 16 | 35.A5 | AF0520:53 | HPC CTRL | 35.A4 | USED
AF0510:55 | SC | FU0510 | WHT | 16 | 35.A5 | FU0510:LD | HPC CTRL | 35.C1 | USED
AF0510:56 | SC | FU0510 | WHT | 16 | 35.A5 | AF0520:55 | HPC CTRL | 35.A4 | USED
AF0520:32 | SC | XT05001 | GRN | 16 | 35.A4 | XT0500:1 | HPC CTRL | 35.C5 | USED
AF1201:COM | SC | 0V | WHT | 16 | 33.B2 | XT0120:2 | HPC CTRL | 33.B1 | USED
AF1201:J | SC | * |  |  | 33.B2 | AF1202:P | HPC CTRL | 33.B3 | USED
AF1201:P | SC | * |  |  | 33.B2 | AU1200:J | HPC CTRL | 33.A2 | USED
AF1201:V+ | SC | FU0121 | WHT | 16 | 33.B2 | FU0121:LD | HPC CTRL | 33.B1 | USED
AF1202:COM | SC | AF1203N | WHT | 16 | 33.B3 | AF1203:COM | HPC CTRL | 33.B3 | USED
AF1202:COM | SC | AF1202N | WHT | 16 | 33.B3 | AU1200:COM | HPC CTRL | 33.A2 | USED
AF1202:J | SC | * |  |  | 33.B3 | AF1203:P | HPC CTRL | 33.B3 | USED
AF1202:V+ | SC | AF1203P | WHT | 16 | 33.B3 | AF1203:V+ | HPC CTRL | 33.B3 | USED
AF1202:V+ | SC | AF1202P | WHT | 16 | 33.B3 | AU1200:V+ | HPC CTRL | 33.A2 | USED
AF1203:COM | SC | AF1204N | WHT | 16 | 33.B3 | AF1204:COM | HPC CTRL | 33.A4 | USED
AF1203:J | SC | * |  |  | 33.B3 | AF1204:P | HPC CTRL | 33.A4 | USED
AF1203:SH | SC | AF1204G | GRN | 14 | 33.B3 | AF1204:SH | HPC CTRL | 33.A4 | USED
AF1203:SH | SC | IEG01601 | GRN | 14 | 33.B3 | IEG0160:1 | HPC CTRL | 33.B3 | USED
AF1203:V+ | SC | AF1204P | WHT | 16 | 33.B3 | AF1204:V+ | HPC CTRL | 33.A4 | USED
AF1204:COM | SC | AF1205N | WHT | 16 | 33.A4 | AF1205:COM | HPC CTRL | 33.A5 | USED
AF1204:J | SC | * |  |  | 33.A4 | AF1205:P | HPC CTRL | 33.A5 | USED
AF1204:SH | SC | AF1205G | GRN | 14 | 33.A4 | AF1205:SH | HPC CTRL | 33.A5 | USED
AF1204:V+ | SC | AF1205P | WHT | 16 | 33.A4 | AF1205:V+ | HPC CTRL | 33.A5 | USED
AF1205:COM | SC | AF1206N | WHT | 16 | 33.A5 | AF1206:COM | HPC CTRL | 33.B5 | USED
AF1205:J | SC | * |  |  | 33.A5 | AF1206:P | HPC CTRL | 33.B5 | USED
AF1205:SH | SC | AF1206G | GRN | 14 | 33.A5 | AF1206:SH | HPC CTRL | 33.B5 | USED
AF1205:V+ | SC | AF1206P | WHT | 16 | 33.A5 | AF1206:V+ | HPC CTRL | 33.B5 | USED
AF1206:COM | SC | AF1207N | WHT | 16 | 33.B5 | AF1207:COM | HPC CTRL | 33.B2 | USED
AF1206:SH | SC | AF1208G | GRN | 14 | 33.B5 | AF1208:SH | HPC CTRL | 33.C3 | USED
AF1206:V+ | SC | AF1207P | WHT | 16 | 33.B5 | AF1207:V+ | HPC CTRL | 33.B2 | USED
KA4401:14 | SC | 120702 | WHT | 20 | 98.A7 | AF1207:02 | HPC CTRL | 98.A6 | USED
KA4401:A2 | SC | 120718 | WHT | 20 | 98.A7 | AF1207:18 | HPC CTRL | 98.A5 | USED
KA4401:11 | SC | PS44012 | WHT | 20 | 98.A7 | AF1207:34 | HPC CTRL | 98.A6 | USED
AF1207:COM | SC | AF1208N | WHT | 16 | 33.B2 | AF1208:COM | HPC CTRL | 33.C3 | USED
AF1207:J | SC | * |  |  | 33.B2 | AF1208:P | HPC CTRL | 33.C3 | USED
AF1207:V+ | SC | AF1208P | WHT | 16 | 33.B2 | AF1208:V+ | HPC CTRL | 33.C3 | USED
AF1208:07 | SC | TE44381 | WHT | 20 | 101.A7 | AF1208:23 | HPC CTRL | 101.A7 | USED
AF1208:09 | SC | TE44371 | WHT | 20 | 101.B7 | AF1208:25 | HPC CTRL | 101.B7 | USED
AF1208:11 | SC | TE44181 | WHT | 20 | 101.C7 | AF1208:27 | HPC CTRL | 101.C7 | USED
AF1208:13 | SC | TE44171 | WHT | 20 | 101.C7 | AF1208:29 | HPC CTRL | 101.C7 | USED
AF1208:COM | SC | AF1209N | WHT | 16 | 33.C3 | AF1209:COM | HPC CTRL | 33.C3 | USED
AF1208:J | SC | * |  |  | 33.C3 | AF1209:P | HPC CTRL | 33.C3 | USED
AF1208:SH | SC | AF1209G | GRN | 14 | 33.C3 | AF1209:SH | HPC CTRL | 33.C3 | USED
AF1208:V+ | SC | AF1209P | WHT | 16 | 33.C3 | AF1209:V+ | HPC CTRL | 33.C3 | USED
AF1209:07 | SC | TE44141 | WHT | 20 | 102.A7 | AF1209:23 | HPC CTRL | 102.A7 | USED
AF1209:09 | SC | TE44131 | WHT | 20 | 102.B7 | AF1209:25 | HPC CTRL | 102.B7 | USED
AF1209:11 | SC | TE44341 | WHT | 20 | 102.C7 | AF1209:27 | HPC CTRL | 102.C7 | USED
AF1209:13 | SC | TE44331 | WHT | 20 | 102.C7 | AF1209:29 | HPC CTRL | 102.C7 | USED
AF1209:COM | SC | AF1210N | WHT | 16 | 33.C3 | AF1210:COM | HPC CTRL | 33.C4 | USED
AF1209:J | SC | * |  |  | 33.C3 | AF1210:P | HPC CTRL | 33.C4 | USED
AF1209:SH | SC | AF1210G | GRN | 14 | 33.C3 | AF1210:SH | HPC CTRL | 33.C4 | USED
AF1209:V+ | SC | AF1210P | WHT | 16 | 33.C3 | AF1210:V+ | HPC CTRL | 33.C4 | USED
AF1210:COM | SC | AF1211N | WHT | 16 | 33.C4 | AF1211:COM | HPC CTRL | 33.C5 | USED
AF1210:J | SC | * |  |  | 33.C4 | AF1211:P | HPC CTRL | 33.C5 | USED
AF1210:SH | SC | AF1211G | GRN | 14 | 33.C4 | AF1211:SH | HPC CTRL | 33.C5 | USED
AF1210:V+ | SC | AF1211P | WHT | 16 | 33.C4 | AF1211:V+ | HPC CTRL | 33.C5 | USED
AF1211:SH | SC | AU1200GND | GRN | 14 | 33.C5 | AU1200:GND | HPC CTRL | 33.A2 | USED
AU1200:COM | SC | 0V | WHT | 16 | 33.A2 | XT0120:2 | HPC CTRL | 33.B1 | USED
AU1200:V+ | SC | FU0120 | WHT | 16 | 33.A2 | FU0120:LD | HPC CTRL | 33.B1 | USED
FU0120:LI | SC | FU0122 | WHT | 14 | 33.B1 | FU0121:LI | HPC CTRL | 33.B1 | USED
FU0120:LI | SC | FU0122 | WHT | 14 | 33.B1 | FU0122:LD | HPC CTRL | 33.A1 | USED
FU0121:LI | SC | FU0122 | WHT | 14 | 33.B1 | FU0510:LI | HPC CTRL | 35.C1 | USED
FU0122:LI | SC | FU0332 | WHT | 12 | 33.A1 | XT0335:2 | HPC CTRL | 28.A4 | USED
FU0332:LD | SC | FU0332 | WHT | 12 | 28.A3 | XT0335:1 | HPC CTRL | 28.A4 | USED
FU0510:LI | SC | FU0122 | WHT | 14 | 35.C1 | XT0121:1 | HPC CTRL | 103.A5 | USED
GR0161: | SC | IEG01603 | GRN | 14 | 12.A4 | IEG0160:3 | HPC CTRL | 12.A5 | USED
GR0162: | SC | GR0162 | GRN/YEL | 14 | 12.A4 | FRAME | HPC CTRL | 12.A5 | USED
GR0163: | SC | IEG01604 | GRN | 14 | 12.A4 | IEG0160:4 | HPC CTRL | 12.A3 | USED
IEG0160:2 | SC | IEG01602 | GRN | 14 | 35.C6 | XT0500:2 | HPC CTRL | 35.C5 | USED
KA0120:A1 | SC | KA0131A1 | WHT | 20 | 34.B5 | XT0120:4 | HPC CTRL | 34.B3 | USED
KA0120:A2 | SC | 0V | WHT | 20 | 34.B5 | XT0120:3 | HPC CTRL | 33.D1 | USED
KA4401:11 | SC | PS44012 | WHT | 20 | 98.A6 | XT0120:5 | HPC CTRL | 98.A5 | USED
XT0120:3 | SC | 0V | WHT | 20 | 33.D1 | XT0510:1 | HPC CTRL | 35.A1 | USED
XT0336:2 | SC | 0V | WHT | 12 | 28.B4 | XT0120:1 | HPC CTRL | 33.A1 | USED
XT0510:2 | SC | 0V | WHT | 14 | 35.C1 | XT0121:3 | HPC CTRL | 103.A5 | USED
AF0500:LBUS | WC8050 | AF0500LBUS | BUS | CABLE | 35.A6 | AF0510:RBUS | HPC CTRL | 35.A5 | USED
AF0510:LBUS | WC8051 | AF0510LBUS | BUS | CABLE | 35.A5 | AF0520:RBUS | HPC CTRL | 35.A4 | USED
AF1206:J | WC8058 | AF1206J | CABLE | CABLE | 33.B5 | AF1207:P | HPC CTRL | 33.B2 | USED
AF0520:L2 | WCAP0610 | AF0520L2 | ENET | CABLE | 2.B2 | AU1200:L1 | HPC CTRL | 2.B1 | USED
AF0510:L2 | WCAP0616 | AF0510L2 | ENET | CABLE | 2.B3 | AF0520:L1 | HPC CTRL | 2.B2 | USED
XT0120:5 | WC5031 | PS44012 | WHT | 18 | 98.A5 | XT4875:2 | JB75 | 98.A2 | USED
KA4401:A1 | WC5031 | PS44013 | BLK | 18 | 98.A5 | XT4875:3 | JB75 | 98.A2 | USED
AF0510:L1 | WCAP0621 | AU0060L2 | ENET | CABLE | 2.B3 | AU0060:L2 | CONTROL B | 2.A4 | USED
AU1200:L2 | WCAP0615 | AU1200L2 | ENET | CABLE | 2.B1 | BA0002:RJ45 | RAIL,RIGHT,JB70 | 2.B3 | USED
SolarTools ver. 24.0.84.24712 (Jul 31, 2025)
Report date: 12/19/2025 4:39 PM

## PLC
PLC
JB70
Project # | 4L801
Project Name | ET-CIS
Revision | B.6
Controls DE | J. SHORTER
Phone:
Controls ME | S. LOZA
Phone:
From | [5 empty] | To
Device ID | Cable (W) Conductor (SC) Jumper Clip (JC) | Wire No. | Wire ID | Gauge/Size | Page/Zone | Device ID | Location | Page/Zone
AR0600:IE1 | SC | UV0600G | GRN | 14 | 6.A1 | UV0600:GND | PLC | 6.B2 | USED
AT0680:NEG | SC | 0V | WHT | 14 | 7.A5 | XT0680:2 | PLC | 7.A4 | USED
AT0680:POS | SC | AT0680POS | WHT | 14 | 7.A5 | XT0680:1 | PLC | 7.A4 | USED
FU0680:LD | SC | AT0680POS | WHT | 14 | 7.A4 | XT0680:1 | PLC | 7.A4 | USED
GR0680: | SC | GR0680 | GRN/YEL | 14 | 11.B5 | FG1126:1 | PLC | 11.B4 | USED
AP0609:L1 | WC0680 | AP0609L1 | ENET | CABLE | 4.A1 | AT0680:LAN1 | PLC | 4.A2 | USED
AP0602:L2 | WCAP0618 | AP0602L2 | ENET | CABLE | 2.A3 | AP0603:L1 | PLC | 2.A4 | USED
UV0600:(-) | SC | 0V | WHT | 14 | 6.B2 | XT0003:4 | CONTROL A | 13.B4 | USED
AR0600:IE2 | SC | IEG02306 | GRN | 12 | 6.A1 | IEG0230:6 | CONTROL B | 6.B6 | USED
AP0603:L2 | WCAP0623 | AP0603L2 | ENET | CABLE | 2.A4 | AT0170:L1 | F&G PWR,ONSK | 2.A5 | USED
FU0680:LI | SC | FU0136 | WHT | 14 | 7.A4 | XT0051:4 | RAIL,RIGHT,JB70 | 8.C4 | USED
UV0600:(+) | SC | FU0010 | WHT | 14 | 6.B2 | FU0010:LD | RAIL,RIGHT,JB70 | 6.B1 | USED
XT0680:2 | SC | 0V | WHT | 14 | 7.A4 | XT0051:8 | RAIL,RIGHT,JB70 | 8.C3 | USED
AT0680:LAN2 | WC9019 | AT0680LAN2 | ENET | CABLE | 4.A2 | BA0009:RJ45 | RAIL,RIGHT,JB70 | 4.A2 | USED
AP0602:L1 | WCAP0613 | BA0001RJ45 | ENET | CABLE | 2.A3 | BA0001:RJ45 | RAIL,RIGHT,JB70 | 2.A3 | USED
SolarTools ver. 24.0.84.24712 (Jul 31, 2025)
Report date: 12/19/2025 4:39 PM

## PROX,HPC
PROX,HPC
JB352
Project # | 4L801
Project Name | ET-CIS
Revision | B.6
Controls DE | J. SHORTER
Phone:
Controls ME | S. LOZA
Phone:
From | [5 empty] | To
Device ID | Cable (W) Conductor (SC) Jumper Clip (JC) | Wire No. | Wire ID | Gauge/Size | Page/Zone | Device ID | Location | Page/Zone
GR4460: | SC | GR4460 | GRN/YEL | 14 | 12.A6 | FRAME | PROX,HPC | 12.A6 | USED
SolarTools ver. 24.0.84.24712 (Jul 31, 2025)
Report date: 12/19/2025 4:39 PM

## PROX,TURB
PROX,TURB
JB5
Project # | 4L801
Project Name | ET-CIS
Revision | B.6
Controls DE | J. SHORTER
Phone:
Controls ME | S. LOZA
Phone:
From | [5 empty] | To
Device ID | Cable (W) Conductor (SC) Jumper Clip (JC) | Wire No. | Wire ID | Gauge/Size | Page/Zone | Device ID | Location | Page/Zone
GR1210: | SC | GR1210 | GRN/YEL | 14 | 11.A6 | FRAME | PROX,TURB | 11.A6 | USED
GR1211: | SC | GR1211 | GRN/YEL | 14 | 11.A6 | FRAME | PROX,TURB | 11.A6 | USED
SolarTools ver. 24.0.84.24712 (Jul 31, 2025)
Report date: 12/19/2025 4:39 PM

## RAIL,LEFT,JB74
RAIL,LEFT,JB74
JB74
Project # | 4L801
Project Name | ET-CIS
Revision | B.6
Controls DE | J. SHORTER
Phone:
Controls ME | S. LOZA
Phone:
From | [5 empty] | To
Device ID | Cable (W) Conductor (SC) Jumper Clip (JC) | Wire No. | Wire ID | Gauge/Size | Page/Zone | Device ID | Location | Page/Zone
XT0007:1 | JC | FU0183 | CLIP | --- | 9.A5 | XT0007:2 | RAIL,LEFT,JB74 | 9.B5 | USED
XT0007:3 | JC | 0V | CLIP | --- | 9.A5 | XT0007:4 | RAIL,LEFT,JB74 | 9.B5 | USED
BA0007:V1(-) | SC | 0V | WHT | 16 | 9.B2 | XT0007:4 | RAIL,LEFT,JB74 | 9.B5 | USED
BA0007:V1(+) | SC | FU0007 | WHT | 16 | 9.B2 | FU0007:LD | RAIL,LEFT,JB74 | 9.B4 | USED
BA0008:V1(-) | SC | 0V | WHT | 16 | 9.C2 | XT0007:4 | RAIL,LEFT,JB74 | 9.B5 | USED
BA0008:V1(+) | SC | FU0008 | WHT | 16 | 9.C2 | FU0008:LD | RAIL,LEFT,JB74 | 9.C4 | USED
BA1212:NEG | SC | UV0291OUT- | WHT | 16 | 9.A2 | XT1212:2 | RAIL,LEFT,JB74 | 9.A3 | USED
BA1212:POS | SC | FU1212LD | WHT | 16 | 9.A2 | FU1212:LD | RAIL,LEFT,JB74 | 9.A3 | USED
FU0007:LI | SC | FU0183 | WHT | 16 | 9.B4 | XT0007:2 | RAIL,LEFT,JB74 | 9.B5 | USED
FU0008:LI | SC | FU0183 | WHT | 16 | 9.C4 | XT0007:2 | RAIL,LEFT,JB74 | 9.B5 | USED
FU1212:LI | SC | UJ0291OUT+ | WHT | 16 | 9.A3 | XT1212:1 | RAIL,LEFT,JB74 | 9.A3 | USED
KT0571:15 | SC | KA053312 | WHT | 20 | 37.C3 | KT05722:15 | RAIL,LEFT,JB74 | 37.C3 | USED
KT0571:15 | SC | KA053312 | WHT | 20 | 37.C3 | KT0572:15 | RAIL,LEFT,JB74 | 37.C3 | USED
KT0572:15 | SC | KA053312 | WHT | 20 | 37.C3 | KT0573:15 | RAIL,LEFT,JB74 | 37.C3 | USED
KT0572:A2 | SC | KT0572A2 | WHT | 20 | 128.B6 | KT05722:A2 | RAIL,LEFT,JB74 | 128.B6 | USED
KT05722:18 | SC | KT0572218 | WHT | 20 | 37.C3 | KT05732:15 | RAIL,LEFT,JB74 | 37.C3 | USED
KT05722:A1 | SC | KA054012 | WHT | 20 | 128.B6 | KT0572:A1 | RAIL,LEFT,JB74 | 128.B6 | USED
KT0573:A2 | SC | KT0573A2 | WHT | 20 | 129.B6 | KT05732:A2 | RAIL,LEFT,JB74 | 129.B6 | USED
KT05732:A1 | SC | KA054112 | WHT | 20 | 129.B6 | KT0573:A1 | RAIL,LEFT,JB74 | 129.B6 | USED
BA0008:RJ45 | WCAP0628 | BA1212L2 | ENET | CABLE | 2.D3 | BA1212:L2 | RAIL,LEFT,JB74 | 2.C5 | USED
GR0180: | SC | IEG02574 | GRN | 14 | 12.C4 | IEG0257:4 | BOP CTRL | 12.C4 | USED
KT0571:16 | SC | KT057116 | WHT | 20 | 37.C3 | XT0573:1 T2 | BOP CTRL | 127.B5 | USED
KT0571:A1 | SC | ZSC76112 | WHT | 20 | 127.B6 | XT0572:2 | BOP CTRL | 127.B5 | USED
KT0571:A2 | SC | 014223 | WHT | 20 | 127.B6 | AF0142:23 | BOP CTRL | 127.B7 | USED
KT0572:16 | SC | KT057216 | WHT | 20 | 37.C3 | XT0573:6 B2 | BOP CTRL | 130.C5 | USED
KT0572:16 | SC | KT057216 | WHT | 20 | 37.C3 | XT0573:8 T2 | BOP CTRL | 128.C5 | USED
KT0572:A1 | SC | KA054012 | WHT | 20 | 128.B6 | KA0540:22 | BOP CTRL | 128.B5 | USED
KT0572:A2 | SC | KT0572A2 | WHT | 20 | 128.B6 | AF0183:20 | BOP CTRL | 128.B7 | USED
KT0573:15 | SC | KA053312 | WHT | 20 | 37.C3 | KA0533:12 | BOP CTRL | 37.C2 | USED
KT0573:16 | SC | KT057316 | WHT | 20 | 37.C3 | XT0573:6 T2 | BOP CTRL | 130.C5 | USED
KT0573:16 | SC | KT057316 | WHT | 20 | 37.C3 | XT0573:9 T2 | BOP CTRL | 129.C5 | USED
KT0573:A1 | SC | KA054112 | WHT | 20 | 129.B6 | KA0541:12 | BOP CTRL | 129.B5 | USED
KT0573:A2 | SC | KT0573A2 | WHT | 20 | 129.B6 | AF0183:21 | BOP CTRL | 129.B7 | USED
KT05732:18 | SC | KT0573218 | WHT | 20 | 37.C3 | KA0535:21 | BOP CTRL | 37.C4 | USED
XT0007:1 | SC | FU0183 | WHT | 16 | 9.A5 | FU0183:LD | BOP CTRL | 36.D1 | USED
XT0007:3 | SC | 0V | WHT | 16 | 9.A5 | XT0140:6 | BOP CTRL | 36.D1 | USED
BA0007:RX | WCAP0611 | BA0002RX | FO-RED | FIBER OPTIC | 2.C3 | BA1214:1-TX | BOP CTRL | 2.C1 | USED
BA0007:TX | WCAP0611 | BA0002TX | FO-BLK | FIBER OPTIC | 2.C3 | BA1214:1-RX | BOP CTRL | 2.C1 | USED
BA0008:TX | WCAP0612 | BA0008TX | FO-RED | FIBER OPTIC | 2.D3 | BA1214:6-TX | BOP CTRL | 2.C1 | USED
BA0008:RX | WCAP0612 | BA0008RX | FO-BLK | FIBER OPTIC | 2.D3 | BA1214:6-RX | BOP CTRL | 2.C1 | USED
BA0007:RJ45 | WCAP0617 | BA0007RJ45 | ENET | CABLE | 2.C3 | AU0140:L1 | BOP CTRL | 2.C3 | USED
BA1212:L1 | WCAP0627 | AU0180L2 | ENET | CABLE | 2.C5 | AU0180:L2 | BOP CTRL | 2.C4 | USED
SolarTools ver. 24.0.84.24712 (Jul 31, 2025)
Report date: 12/19/2025 4:39 PM

## RAIL,RIGHT,JB70
RAIL,RIGHT,JB70
JB70
Project # | 4L801
Project Name | ET-CIS
Revision | B.6
Controls DE | J. SHORTER
Phone:
Controls ME | S. LOZA
Phone:
From | [5 empty] | To
Device ID | Cable (W) Conductor (SC) Jumper Clip (JC) | Wire No. | Wire ID | Gauge/Size | Page/Zone | Device ID | Location | Page/Zone
XT0051:1 | JC | FU0136 | CLIP | --- | 8.A4 | XT0051:2 | RAIL,RIGHT,JB70 | 8.B4 | USED
XT0051:2 | JC | FU0136 | CLIP | --- | 8.B4 | XT0051:3 | RAIL,RIGHT,JB70 | 8.B4 | USED
XT0051:3 | JC | FU0136 | CLIP | --- | 8.B4 | XT0051:4 | RAIL,RIGHT,JB70 | 8.C4 | USED
XT0051:5 | JC | 0V | CLIP | --- | 8.A3 | XT0051:6 | RAIL,RIGHT,JB70 | 8.B3 | USED
XT0051:6 | JC | 0V | CLIP | --- | 8.B3 | XT0051:7 | RAIL,RIGHT,JB70 | 8.C3 | USED
XT0051:7 | JC | 0V | CLIP | --- | 8.C3 | XT0051:8 | RAIL,RIGHT,JB70 | 8.C3 | USED
XT0291:1 | JC | UJ0291OUT+ | CLIP | --- | 43.B6 | XT0291:2 | RAIL,RIGHT,JB70 | 43.B6 | USED
XT0291:2 | JC | UJ0291OUT+ | CLIP | --- | 43.B6 | XT0291:3 | RAIL,RIGHT,JB70 | 43.B6 | USED
XT0291:3 | JC | UJ0291OUT+ | CLIP | --- | 43.B6 | XT0291:4 | RAIL,RIGHT,JB70 | 43.B6 | USED
XT0291:5 | JC | UV0291OUT- | CLIP | --- | 43.B6 | XT0291:6 | RAIL,RIGHT,JB70 | 43.B6 | USED
XT0291:6 | JC | UV0291OUT- | CLIP | --- | 43.B6 | XT0291:7 | RAIL,RIGHT,JB70 | 43.B6 | USED
XT0291:7 | JC | UV0291OUT- | CLIP | --- | 43.B6 | XT0291:8 | RAIL,RIGHT,JB70 | 43.B6 | USED
BA0001:V1(-) | SC | 0V | WHT | 16 | 8.A2 | XT0051:5 | RAIL,RIGHT,JB70 | 8.A3 | USED
BA0001:V1(+) | SC | FU0001 | WHT | 16 | 8.A2 | FU0001:LD | RAIL,RIGHT,JB70 | 8.A3 | USED
BA0002:V1(-) | SC | 0V | WHT | 16 | 8.B2 | XT0051:6 | RAIL,RIGHT,JB70 | 8.B3 | USED
BA0002:V1(+) | SC | FU0002 | WHT | 16 | 8.B2 | FU0002:LD | RAIL,RIGHT,JB70 | 8.B3 | USED
BA0009:V1(-) | SC | 0V | WHT | 16 | 8.B5 | XT0051:7 | RAIL,RIGHT,JB70 | 8.C3 | USED
BA0009:V1(+) | SC | FU0029 | WHT | 16 | 8.B5 | FU0029:LD | RAIL,RIGHT,JB70 | 8.B5 | USED
FU0001:LI | SC | FU0136 | WHT | 12 | 8.A3 | XT0051:1 | RAIL,RIGHT,JB70 | 8.A4 | USED
FU0002:LI | SC | FU0136 | WHT | 12 | 8.B3 | XT0051:2 | RAIL,RIGHT,JB70 | 8.B4 | USED
FU0029:LI | SC | FU0136 | WHT | 16 | 8.B5 | XT0051:3 | RAIL,RIGHT,JB70 | 8.B4 | USED
FU0010:LI | SC | FU0136 | WHT | 14 | 6.B1 | XT0002:4 | CONTROL A | 13.A4 | USED
XT0051:1 | SC | FU0136 | WHT | 14 | 8.A4 | XT0002:7 | CONTROL A | 13.B4 | USED
XT0051:5 | SC | 0V | WHT | 14 | 8.A3 | XT0003:7 | CONTROL A | 13.B4 | USED
XT0111:11 | SC | SH0470X2 | WHT | 20 | 45.B5 | AF0093:06 | CONTROL A | 45.B7 | USED
XT0111:12 | SC | SH0470X1 | WHT | 20 | 45.C5 | AF0093:22 | CONTROL A | 45.B7 | USED
XT0111:15 | SC | FU0139 | WHT | 20 | 45.C5 | XT0081:6 | CONTROL A | 25.A3 | USED
XT0111:16 | SC | KA0241A1 | WHT | 20 | 45.C5 | XT0081:7 | CONTROL A | 25.A3 | USED
XT0111:17 | SC | SH0472X2 | WHT | 20 | 45.C5 | KA0240:21 | CONTROL A | 45.C6 | USED
XT0111:17 | SC | SH0472X2 | WHT | 20 | 45.C5 | AF0092:13 | CONTROL A | 45.C7 | USED
XT0111:18 | SC | SH0472X1 | WHT | 20 | 45.C5 | AF0092:29 | CONTROL A | 45.C7 | USED
XT0111:19 | SC | ESTOPB | WHT | 20 | 46.C5 | XT0089:3 | CONTROL A | 26.B4 | USED
XT0111:20 | SC | ESTOPA | WHT | 20 | 46.C5 | XT0089:4 | CONTROL A | 26.C4 | USED
XT0111:21 | SC | FU0136 | WHT | 14 | 43.D5 | XT0002:6 | CONTROL A | 13.B4 | USED
XT0111:22 | SC | 0V | WHT | 14 | 43.D5 | XT0003:6 | CONTROL A | 13.B4 | USED
XT0111:23 | SC | HA047202 | WHT | 20 | 48.A5 | KA0875:11 | CONTROL A | 48.A5 | USED
XT0111:24 | SC | HA047201 | WHT | 20 | 48.A5 | KA0875:A2 | CONTROL A | 48.A5 | USED
XT0111:24 | SC | HA047201 | WHT | 20 | 48.A5 | AF0092:28 | CONTROL A | 48.A6 | USED
XT0111:3 | SC | SH047113 | WHT | 20 | 45.A5 | AF0087:32 | CONTROL A | 45.A7 | USED
XT0111:4 | SC | SH047114 | WHT | 20 | 45.A5 | AF0087:00 | CONTROL A | 45.A7 | USED
XT0111:5 | SC | SH0471X2 | WHT | 20 | 45.A5 | AF0093:15 | CONTROL A | 45.A7 | USED
XT0111:6 | SC | SH0471X1 | WHT | 20 | 45.A5 | AF0093:31 | CONTROL A | 45.A7 | USED
XT0111:7 | SC | SH047011 | WHT | 20 | 45.B5 | AF0087:33 | CONTROL A | 45.B7 | USED
XT0111:8 | SC | SH047012 | WHT | 20 | 45.B5 | AF0087:01 | CONTROL A | 45.B7 | USED
GR0532: | SC | IEG02302 | GRN | 14 | 11.B4 | IEG0230:2 | CONTROL B | 11.B4 | USED
BA0001:RX | WCAP0608 | BA12131TX | FO-RED | FIBER OPTIC | 2.A3 | BA1213:1-TX | CONTROL B | 2.A1 | USED
BA0001:TX | WCAP0608 | BA12131RX | FO-BLK | FIBER OPTIC | 2.A3 | BA1213:1-RX | CONTROL B | 2.A1 | USED
BA0002:TX | WCAP0609 | BA0002TX | FO-RED | FIBER OPTIC | 2.B3 | BA1213:6-TX | CONTROL B | 2.A1 | USED
BA0002:RX | WCAP0609 | BA0002RX | FO-BLK | FIBER OPTIC | 2.B3 | BA1213:6-RX | CONTROL B | 2.A1 | USED
XT0111:1 | SC | SH047111 | WHT | 20 | 45.A5 | SH0471:11 | CONTROL,JB70;TT6 | 45.A1 | USED
XT0111:10 | SC | SH047014 | WHT | 20 | 45.B5 | SH0470:14 | CONTROL,JB70;TT6 | 45.B1 | USED
XT0111:11 | SC | SH0470X2 | WHT | 20 | 45.B5 | SH0470:X2 | CONTROL,JB70;TT6 | 45.B1 | USED
XT0111:12 | SC | SH0470X1 | WHT | 20 | 45.C5 | SH0470:X1 | CONTROL,JB70;TT6 | 45.B1 | USED
XT0111:13 | SC | SH047211 | WHT | 20 | 45.C5 | SH0472:11 | CONTROL,JB70;TT6 | 45.C1 | USED
XT0111:14 | SC | SH047212 | WHT | 20 | 45.C5 | SH0472:12 | CONTROL,JB70;TT6 | 45.C1 | USED
XT0111:15 | SC | FU0139 | WHT | 20 | 45.C5 | SH0472:13 | CONTROL,JB70;TT6 | 45.C1 | USED
XT0111:16 | SC | KA0241A1 | WHT | 20 | 45.C5 | SH0472:14 | CONTROL,JB70;TT6 | 45.C1 | USED
XT0111:17 | SC | SH0472X2 | WHT | 20 | 45.C5 | SH0472:X2 | CONTROL,JB70;TT6 | 45.C1 | USED
XT0111:18 | SC | SH0472X1 | WHT | 20 | 45.C5 | SH0472:X1 | CONTROL,JB70;TT6 | 45.C1 | USED
XT0111:19 | SC | ESTOPB | WHT | 20 | 46.C5 | SB0472:B1-11 | CONTROL,JB70;TT6 | 46.C1 | USED
XT0111:2 | SC | SH047112 | WHT | 20 | 45.A5 | SH0471:12 | CONTROL,JB70;TT6 | 45.A1 | USED
XT0111:20 | SC | ESTOPA | WHT | 20 | 46.C5 | SB0472:B1-12 | CONTROL,JB70;TT6 | 46.C1 | USED
XT0111:22 | SC | 0V | WHT | 16 | 43.D5 | AT1100:NEG | CONTROL,JB70;TT6 | 43.D2 | USED
XT0111:3 | SC | SH047113 | WHT | 20 | 45.A5 | SH0471:13 | CONTROL,JB70;TT6 | 45.A1 | USED
XT0111:4 | SC | SH047114 | WHT | 20 | 45.A5 | SH0471:14 | CONTROL,JB70;TT6 | 45.A1 | USED
XT0111:5 | SC | SH0471X2 | WHT | 20 | 45.A5 | SH0471:X2 | CONTROL,JB70;TT6 | 45.A1 | USED
XT0111:6 | SC | SH0471X1 | WHT | 20 | 45.A5 | SH0471:X1 | CONTROL,JB70;TT6 | 45.A1 | USED
XT0111:7 | SC | SH047011 | WHT | 20 | 45.B5 | SH0470:11 | CONTROL,JB70;TT6 | 45.B1 | USED
XT0111:8 | SC | SH047012 | WHT | 20 | 45.B5 | SH0470:12 | CONTROL,JB70;TT6 | 45.B1 | USED
XT0111:9 | SC | SH047013 | WHT | 20 | 45.B5 | SH0470:13 | CONTROL,JB70;TT6 | 45.B1 | USED
XT0111:24 | WC5072 | HA047201 | 1 | 18 | 48.A5 | HA0472:BLK-1 | CONTROL,JB70;TT6 | 48.A1 | USED
XT0111:23 | WC5072 | HA047202 | 2 | 18 | 48.A5 | HA0472:BLK-2 | CONTROL,JB70;TT6 | 48.A1 | USED
XT0111:21 | SC | FU0136 | GRN/YEL | 14 | 43.D5 | FU0291:LI | HMI-S PWR | 43.C3 | USED
XT0111:21 | SC | FU0136 | WHT | 14 | 43.D5 | FU1100:LI | HMI-S PWR | 43.D3 | USED
XT0111:22 | SC | 0V | WHT | 14 | 43.D5 | UV0291:24V(-) | HMI-S PWR | 43.C4 | USED
XT0291:1 | SC | UJ0291OUT+ | WHT | 16 | 43.B6 | UV0291:OUT1(+) | HMI-S PWR | 43.C4 | USED
XT0291:2 | SC | UJ0291OUT+ | WHT | 16 | 43.B6 | FU1101:LI | HMI-S PWR | 43.C2 | USED
XT0291:5 | SC | UV0291OUT- | WHT | 16 | 43.B6 | UV0291:OUT1(-) | HMI-S PWR | 43.C4 | USED
XT0291:6 | SC | UV0291OUT- | WHT | 16 | 43.B6 | BA1100:NEG | HMI-S PWR | 43.D1 | USED
BA0002:RJ45 | WCAP0615 | AU1200L2 | ENET | CABLE | 2.B3 | AU1200:L2 | HPC CTRL | 2.B1 | USED
FU0010:LD | SC | FU0010 | WHT | 14 | 6.B1 | UV0600:(+) | PLC | 6.B2 | USED
XT0051:4 | SC | FU0136 | WHT | 14 | 8.C4 | FU0680:LI | PLC | 7.A4 | USED
XT0051:8 | SC | 0V | WHT | 14 | 8.C3 | XT0680:2 | PLC | 7.A4 | USED
BA0009:RJ45 | WC9019 | AT0680LAN2 | ENET | CABLE | 4.A2 | AT0680:LAN2 | PLC | 4.A2 | USED
BA0001:RJ45 | WCAP0613 | BA0001RJ45 | ENET | CABLE | 2.A3 | AP0602:L1 | PLC | 2.A3 | USED
SolarTools ver. 24.0.84.24712 (Jul 31, 2025)
Report date: 12/19/2025 4:39 PM

## RAIL,RIGHT,JB73
RAIL,RIGHT,JB73
JB73
Project # | 4L801
Project Name | ET-CIS
Revision | B.6
Controls DE | J. SHORTER
Phone:
Controls ME | S. LOZA
Phone:
From | [5 empty] | To
Device ID | Cable (W) Conductor (SC) Jumper Clip (JC) | Wire No. | Wire ID | Gauge/Size | Page/Zone | Device ID | Location | Page/Zone
GR1163: | SC | GR1163 | GRN/YEL | 14 | 12.A4 | FRAME | RAIL,RIGHT,JB73 | 12.A3 | USED
SolarTools ver. 24.0.84.24712 (Jul 31, 2025)
Report date: 12/19/2025 4:39 PM

## Panel Errors
Panel Errors
Project # | 4L801
Project Name | ET-CIS
Revision | B.6
Controls DE | J. SHORTER
Phone:
Controls ME | S. LOZA
Phone:
From | [6 empty] | To
Device ID | Location | Cable (W) Conductor (SC) Jumper Clip (JC) | Wire ID | Wire No. | Gauge/Size | Page/Zone | Device ID | Location | Page/Zone
Report date: 12/19/2025 4:39 PM |  |  |  | SolarTools ver. 24.0.84.24712 (Jul 31, 2025)

## Cable Part Numbers
Cable Part Numbers |  |  | SolarTools ver. 24.0.84.24712 (Jul 31, 2025)
Project # | 4L801
Report date: 12/19/2025 4:40 PM
Project Name | ET-CIS
Revision | B.6
Controls DE | J. SHORTER
Phone:
Controls ME | S. LOZA
Phone:
Device ID |  | Part Number |  | Description
WC0080 |  | 2684693-54 |  | CABLE, EXTENSION, BACKPLANE
WC8058 |  | 2684693-54 |  | CABLE, EXTENSION, BACKPLANE
WC0101 |  | 1302073-36 |  | CABLE, ETHERNET - 36 INCHES
WC5072 |  | PART OF 1103208-100 |  | CABLE, 2 CONDUCTOR UNSHIELDED PART OF HORN
WC0680 |  | 1302073-36 |  | CABLE
WC11231 |  | 1098580-41 |  | FIBER OPTIC CABLE, MULTI-MODE OM1
WC11236 |  | 1098580-41 |  | FIBER OPTIC CABLE, MULTI-MODE OM1
WC4524 |  | 1075034-2 |  | PVC, 1 PAIR TWISTED SHIELDED
WC8040 |  | 1322418-90 |  | CABLE, SUPPLIED BY OTHERS
WC8041 |  | 1322418-90 |  | CABLE, SYTSTEM FUNCTION
WC8042 |  | 1322418-90 |  | CABLE, SYTSTEM FUNCTION
WC8043 |  | 1322418-90 |  | CABLE, SUPPLIED BY OTHERS
WC8050 |  | 1322418-90 |  | CABLE, SUPPLIED BY OTHERS
WC8051 |  | 1322418-90 |  | CABLE, SUPPLIED BY OTHERS
WC8066 |  | 1075034-3 |  | PVC, 1 PAIR TWISTED SHIELDED
WC8067 |  | 1075034-3 |  | PVC, 1 PAIR TWISTED SHIELDED
WC8069 |  | 1075034-3 |  | PVC, 1 PAIR TWISTED SHIELDED
WC9019 |  | 1302073-36 |  | CABLE, ETHERNET - 36 INCHES
WCAP0608 |  | 1098580-41 |  | FIBER OPTIC CABLE, MULTI-MODE OM1
WCAP0609 |  | 1098580-41 |  | FIBER OPTIC CABLE, MULTI-MODE OM1
WCAP0610 |  | 1302073-36 |  | CABLE, ETHERNET - 36 INCHES
WCAP0611 |  | 1098580-41 |  | FIBER OPTIC CABLE, MULTI-MODE OM1
WCAP0612 |  | 1098580-41 |  | FIBER OPTIC CABLE, MULTI-MODE OM1
WCAP0613 |  | 1302073-36 |  | CABLE, ETHERNET - 36 INCHES
WCAP0614 |  | 1302073-36 |  | CABLE, ETHERNET - 36 INCHES
WCAP0616 |  | 1302073-36 |  | CABLE, ETHERNET - 36 INCHES
WCAP0617 |  | 1302073-36 |  | CABLE, ETHERNET - 36 INCHES
WCAP0618 |  | 1302073-36 |  | CABLE, ETHERNET - 36 INCHES
WCAP0619 |  | 1302073-36 |  | CABLE, ETHERNET - 36 INCHES
WCAP0620 |  | 1302073-36 |  | CABLE, ETHERNET - 36 INCHES
WCAP0622 |  | 1302073-36 |  | CABLE, ETHERNET - 36 INCHES
WCAP0623 |  | 1302073-36 |  | CABLE, ETHERNET - 36 INCHES
WCAP0624 |  | 1302073-36 |  | CABLE, ETHERNET - 36 INCHES
WCAP0625 |  | 1302073-36 |  | CABLE, ETHERNET - 36 INCHES
WCAP0626 |  | 1302073-36 |  | CABLE, ETHERNET - 36 INCHES
WCAP0627 |  | 1302073-36 |  | CABLE, ETHERNET - 36 INCHES
WCAP0628 |  | 1302073-36 |  | CABLE, ETHERNET - 36 INCHES
WCAP0629 |  | 1302073-36 |  | CABLE, ETHERNET - 36 INCHES
WCAP0630 |  | 1302073-36 |  | CABLE, ETHERNET - 36 INCHES
WCAP0631 |  | 1302073-36 |  | CABLE, ETHERNET - 36 INCHES

## Part Number List
Part Number List |  | SolarTools ver. 24.0.84.24712 (Jul 31, 2025)
Project # | 4L801
Report date: 12/19/2025 4:40 PM
Project Name | ET-CIS
Revision | B.6
Controls DE | J. SHORTER
Phone:
Controls ME | S. LOZA
Phone:
Device ID | Part Number | Description | Location
AF0141 | 2684693-17,2684693-25 | 5094-OB8XT, 8 DISCRETE OUTPUT | BOP CTRL
AF0142 | 2684693-17,2684693-23 | 5094-IB16XT, 16 DISCRETE INPUT | BOP CTRL
AF0143 | 2684693-18,2684693-56 | 5094-IF8IHXT, 8 ANALOG INPUT, ISOLATED | BOP CTRL
AF0144 | 2684693-18,2684693-27 | 5094-OF8IHXT, 8 ANALOG OUTPUT, ISOLATED | BOP CTRL
AF0145 | 2684693-19,2684693-33 | 5094-IY8XT, 8 ANALOG INPUT, TC/RTD/ I&V | BOP CTRL
AF0146 | 2684693-17,2684693-25 | 5094-OB8XT, 8 DISCRETE OUTPUT | BOP CTRL
AF0181 | 2684693-17,2684693-25 | 5094-OB8XT, 8 DISCRETE OUTPUT | BOP CTRL
AF0182 | 2684693-17,2684693-23 | 5094-IB16XT, 16 DISCRETE INPUT | BOP CTRL
AF0183 | 2684693-18,2684693-28 | 5094-IB16SXT, 16 DISCRETE INPUT, S | BOP CTRL
AF0184 | 2684693-18,2684693-55 | 5094-OB16SXT, 16 DISCRETE OUTPUT, S | BOP CTRL
AF0185 | 2684693-18,2684693-56 | 5094-IF8IHXT, 8 ANALOG INPUT, ISOLATED | BOP CTRL
AU0140 | 2684693-22 | 5094-AENTRXT, FLEX 5000 I/O | BOP CTRL
AU0180 | 2684693-22 | 5094-AENTRXT, FLEX 5000 I/O | BOP CTRL
BA1214 | 1098580-39 | CONNECTOR, FIBER OPTIC, HOUSING PANEL^SC COMPATIBLE ADAPTER | BOP CTRL
FU0140 | 1043265-1,1043265-5 | FUSE, 10A | BOP CTRL
FU0141 | 1043265-1,1043265-5 | FUSE, 10A | BOP CTRL
FU0142 | 1043265-1,1043265-5 | FUSE, 10A | BOP CTRL
FU0143 | 1043265-1,1043265-3 | FUSE, 2A | BOP CTRL
FU0146 | 1043265-1,1043265-6 | FUSE, 15A | BOP CTRL
FU0180 | 1043265-1,1043265-5 | FUSE, 10A | BOP CTRL
FU0181 | 1043265-1,1043265-5 | FUSE, 10A | BOP CTRL
FU0182 | 1043265-1,1043265-5 | FUSE, 10A | BOP CTRL
FU0183 | 1043265-1,1043265-4 | FUSE, 5A | BOP CTRL
GR0181 | 903849C1 | RAIL GROUND, DIN RAIL GROUNDING | BOP CTRL
GR0182 | 903849C1 | RAIL GROUND, DIN RAIL GROUNDING | BOP CTRL
GR0183 | 903849C1 | RAIL GROUND, DIN RAIL GROUNDING | BOP CTRL
IEG0257 | 232941-200 | BUS BAR, BOP - INSTRUMENT EARTH GROUNDING | BOP CTRL
KA0531 | 1061979-1 | RELAY, NO EMERGENCY SHUTDOWN SUMMARY | BOP CTRL
KA0532 | 1061979-1 | RELAY, NO EMERGENCY SHUTDOWN SUMMARY | BOP CTRL
KA0533 | 1061979-1 | RELAY, NO EMERGENCY SHUTDOWN SUMMARY | BOP CTRL
KA0534 | 1061979-1 | RELAY, NO EMERGENCY SHUTDOWN SUMMARY | BOP CTRL
KA0535 | 1061979-1 | RELAY, CONTROLLER ACTIVE | BOP CTRL
KA0536 | 1061979-1 | RELAY, CONTROLLER ACTIVE | BOP CTRL
KA0537 | 1061979-1 | RELAY, NO EMERGENCY SHUTDOWN SUMMARY | BOP CTRL
KA0538 | 1061979-1 | RELAY, CONTROLLER ACTIVE | BOP CTRL
KA0540 | 1061979-1 | RELAY, OPEN SUCTION VALVE | BOP CTRL
KA0541 | 1061979-1 | RELAY, OPEN DISCHARGE VALVE | BOP CTRL
KA0550 | 1061979-1 | RELAY, OPEN SUCTION VALVE SAFETY | BOP CTRL
KA0551 | 1061979-1 | RELAY, OPEN DISCHARGE VALVE SAFETY | BOP CTRL
KA0552 | 1061979-1 | RELAY, CLOSE SUCTION VALVE (SAFETY) | BOP CTRL
KA0553 | 1061979-1 | RELAY, CLOSE DISCHARGE VALVE SAFETY | BOP CTRL
KA0554 | 1061979-1 | RELAY, CLOSE VENT VALVE(SAFETY) | BOP CTRL
KA0555 | 1061979-1 | RELAY, OPEN VENT VALVE(SAFETY) | BOP CTRL
KA7320 | 1061979-1 | RELAY, OFF SKID SEAL GAS SKID HEATER #1 | BOP CTRL
KA7321 | 1061979-1 | RELAY, OFF SKID SEAL GAS SKID HEATER #2 | BOP CTRL
XT0140 | 1066730-7,1066730-8,1067996-4 | TERMINAL BLOCK, SPRING, 4 CONDUCTOR,30-12 AWG (0.05-3.31 MM2),NON-IS | BOP CTRL
XT0572 | 1066730-7,1066730-8,1067996-4 | TERMINAL BLOCK, SPRING, 4 CONDUCTOR,30-12 AWG (0.05-3.31 MM2),NON-IS | BOP CTRL
XT0573 | 1066730-10,1066730-68,1066730-9 | DIODE TERMINAL STRIP, 4 CONDUCTOR | BOP CTRL
AF0081 | 2684693-18,2684693-28 | 5094-IB16SXT, 16 DISCRETE INPUT, S | CONTROL A
AF0082 | 2684693-17,2684693-23 | 5094-IB16XT, 16 DISCRETE INPUT | CONTROL A
AF0083 | 2684693-19,2684693-33 | 5094-IY8XT, 8 ANALOG INPUT, TC/RTD/ I&V | CONTROL A
AF0084 | 2684693-19,2684693-33 | 5094-IY8XT, 8 ANALOG INPUT, TC/RTD/ I&V | CONTROL A
AF0085 | 2684693-18,2684693-56 | 5094-IF8IHXT, 8 ANALOG INPUT, ISOLATED | CONTROL A
AF0086 | 2684693-18,2684693-56 | 5094-IF8IHXT, 8 ANALOG INPUT, ISOLATED | CONTROL A
AF0087 | 2684693-17,2684693-23 | 5094-IB16XT, 16 DISCRETE INPUT | CONTROL A
AF0091 | 2684693-17,2684693-23 | 5094-IB16XT, 16 DISCRETE INPUT | CONTROL A
AF0092 | 2684693-17,2684693-24 | 5094-OB16XT, 16 DISCRETE OUTPUT | CONTROL A
AF0093 | 2684693-17,2684693-24 | 5094-OB16XT, 16 DISCRETE OUTPUT | CONTROL A
AF0094 | 2684693-19,2684693-33 | 5094-IY8XT, 8 ANALOG INPUT, TC/RTD/ I&V | CONTROL A
AF0095 | 2684693-17,2684693-25 | 5094-OB8XT, 8 DISCRETE OUTPUT | CONTROL A
AU0080 | 2684693-22 | 5094-AENTRXT, FLEX 5000 I/O | CONTROL A
AU0090 | 2684693-22 | 5094-AENTRXT, FLEX 5000 I/O | CONTROL A
FU0011 | 1043265-1,1043265-7 | FUSE, 20A | CONTROL A
FU0012 | 1043265-1,1043265-5 | FUSE, 10A | CONTROL A
FU0013 | 1043265-1,1043265-5 | FUSE, 10A | CONTROL A
FU0014 | 1043265-1,1043265-5 | FUSE, 10A | CONTROL A
FU0015 | 1043265-1,1043265-5 | FUSE, 10A | CONTROL A
FU0016 | 1043265-1,1043265-5 | FUSE, 10A | CONTROL A
FU0017 | 1043265-1,1043265-5 | FUSE, 10A | CONTROL A
FU0018 | 1043265-1,1043265-5 | FUSE, 10A | CONTROL A
FU0080 | 1043265-1,1043265-6 | FUSE, 15A | CONTROL A
FU0081 | 1043265-1,1043265-5 | FUSE, 10A | CONTROL A
FU0090 | 1043265-1,1043265-5 | FUSE, 10A | CONTROL A
FU0091 | 1043265-1,1043265-5 | FUSE, 10A | CONTROL A
FU0092 | 1043265-1,1043265-5 | FUSE, 10A | CONTROL A
FU0093 | 1043265-1,1043265-5 | FUSE, 10A | CONTROL A
FU0094 | 1043265-1,1043265-5 | FUSE, 10A | CONTROL A
FU0136 | 1043265-1,1043265-9 | FUSE, 30A | CONTROL A
FU0137 | 1043265-1,1043265-7 | FUSE, 20A | CONTROL A
FU0139 | 1043265-1,1043265-4 | FUSE, 5A | CONTROL A
FU0387 | 1043265-1,1043265-3 | FUSE, 2A | CONTROL A
FU0388 | 1043265-1,1043265-4 | FUSE, 5A | CONTROL A
FU0389 | 1043265-1,1043265-3 | FUSE, 2A | CONTROL A
FU0390 | 1043265-1,1043265-4 | FUSE, 5A | CONTROL A
GR0131 | 903849C1 | RAIL GROUND, DIN RAIL GROUNDING | CONTROL A
GR0132 | 903849C1 | RAIL GROUND, DIN RAIL GROUNDING | CONTROL A
GR0133 | 903849C1 | RAIL GROUND, DIN RAIL GROUNDING | CONTROL A
GR0134 | 903849C1 | RAIL GROUND, DIN RAIL GROUNDING | CONTROL A
GR0135 | 903849C1 | RAIL GROUND, DIN RAIL GROUNDING | CONTROL A
IEG0010 | 232941-300 | BUS BAR, PANEL A - INSTRUMENT EARTH GROUNDING | CONTROL A
KA00920 | 1061979-1 | RELAY, LUBE OIL COOLER VIBRATION RESET | CONTROL A
KA0130 | 1061979-1 | RELAY, LOWSPEED/OPEN PROBE SETPOINT | CONTROL A
KA0131 | 1061979-1 | RELAY, CONTROLLER ACTIVE | CONTROL A
KA0132 | 1061979-1 | RELAY, CONTROLLER ACTIVE | CONTROL A
KA0133 | 1061979-1 | RELAY, POST LUBE NOT REQUIRED | CONTROL A
KA0134 | 1061979-1 | RELAY, BACKUP COMMAND OFF | CONTROL A
KA0135 | 1061979-1 | RELAY, AC PRE/POST PUMP DRIVE | CONTROL A
KA0136 | 1061979-1 | RELAY, LUBE OIL HEADER^PRESSURE HIGH | CONTROL A
KA0137 | 1061979-1 | RELAY, LUBE PUMP INHIBIT | CONTROL A
KA0138 | 1061979-1 | RELAY, BACKUP LUBE OIL PUMP OFF | CONTROL A
KA0141 | 1061979-1 | RELAY, CONTROLLER ACTIVE | CONTROL A
KA0230 | 1061979-1 | RELAY, CONTROLLER ACTIVE | CONTROL A
KA0231 | 1061979-1 | RELAY, CONTROLLER ACTIVE | CONTROL A
KA0232 | 1061979-1 | RELAY, CONTROLLER ACTIVE | CONTROL A
KA0236 | 1061979-1 | RELAY, NO EMERGENCY SHUTDOWN SUMMARY | CONTROL A
KA0239 | 1061979-1 | RELAY, NO EMERGENCY SHUTDOWN SUMMARY | CONTROL A
KA0240 | 1061979-1 | RELAY, NO EMERGENCY SHUTDOWN SUMMARY | CONTROL A
KA0241 | 1061979-1 | RELAY, BACKUP SYSTEM RESET | CONTROL A
KA0242 | 1061979-1 | RELAY, BACKUP SYSTEM RESET | CONTROL A
KA0243 | 1061979-1 | RELAY, NO FIRE DETECTED | CONTROL A
KA0244 | 1061979-1 | RELAY, NO FIRE DETECTED | CONTROL A
KA0245 | 1061979-1 | RELAY, NO GAS DETECTED | CONTROL A
KA0875 | 1061979-1 | RELAY, LOCAL HORN CONTROL (PLC) | CONTROL A
KA2160 | 1061979-1 | RELAY, CLOSE GAS BLOCK VALVE | CONTROL A
KA2161 | 1061979-1 | RELAY, OPEN GAS BLEED VALVE | CONTROL A
KA3103 | 1061979-1 | RELAY, LUBE OIL TANK HEATER | CONTROL A
KA6211 | 1061979-1 | RELAY, DRIVER ENCLOSURE^VENT FAN #1 | CONTROL A
KT0140 | 2651077-1 | TIMER RELAY, BACKUP PUMP^POST LUBE OFF CYCLE | CONTROL A
KT0141 | 2651077-1 | TIMER RELAY, BACKUP POST LUBE CONTINUOUS | CONTROL A
KT0142 | 2651077-1 | TIMER RELAY, TOTAL POST LUBE | CONTROL A
KT0143 | 2651077-1 | TIMER RELAY, BACKUP PUMP POST LUBE ON CYCLE | CONTROL A
KT0144 | 2651077-1 | TIMER RELAY, HEADER PRESSURE HIGH^BACKUP PUMP OFF | CONTROL A
KT0145 | 2651077-1 | TIMER RELAY, FIRE DETECTED ROLLDOWN LUBE | CONTROL A
KT0146 | 2651077-3 | TIMER RELAY, WATCHDOG | CONTROL A
PEG0130 | 232941-300 | BUS BAR, PANEL A - POWER EARTH GROUNDING | CONTROL A
RR0941 | 981090C1 | RESISTOR, 3.01K OHM | CONTROL A
RR0942 | 981089C1 | RESISTOR, 1.0K OHM | CONTROL A
UA1200 | 1053834-12 | SIGNAL CONVERTER, BACKUP OVERSPEED | CONTROL A
UJ0131 | 1286570-1 | POWER CONVERTER, AC/DC INPUT TO 28V DC OUTPUT | CONTROL A
WC0080 | 2684693-54 |  | CONTROL A
XT0002 | 1066730-16,1066730-17,1066730-18 | TERMINAL STRIP, 2 CONDUCTOR | CONTROL A
XT0003 | 1066730-16,1066730-17,1066730-18 | TERMINAL STRIP, 2 CONDUCTOR | CONTROL A
XT0011 | 1066730-16,1066730-17,1066730-18 | TERMINAL STRIP, 2 CONDUCTOR | CONTROL A
XT0012 | 1066730-16,1066730-17,1066730-18 | TERMINAL STRIP, 2 CONDUCTOR | CONTROL A
XT0014 | 1247052-1 | BUS BAR, SYSTEM FUNCTION (USE) | CONTROL A
XT0080 | 1066730-7,1066730-8,1067996-4 | TERMINAL BLOCK, SPRING, 4 CONDUCTOR,30-12 AWG (0.05-3.31 MM2),NON-IS | CONTROL A
XT0081 | 1066730-7,1066730-8,1067996-4 | TERMINAL BLOCK, SPRING, 4 CONDUCTOR,30-12 AWG (0.05-3.31 MM2),NON-IS | CONTROL A
XT0082 | 1066730-7,1066730-8,1067996-4 | TERMINAL BLOCK, SPRING, 4 CONDUCTOR,30-12 AWG (0.05-3.31 MM2),NON-IS | CONTROL A
XT0084 | 1066730-7,1066730-8,1067996-4 | TERMINAL BLOCK, SPRING, 4 CONDUCTOR,30-12 AWG (0.05-3.31 MM2),NON-IS | CONTROL A
XT0089 | 1066730-7,1066730-8,1067996-4 | TERMINAL BLOCK, SPRING, 4 CONDUCTOR,30-12 AWG (0.05-3.31 MM2),NON-IS | CONTROL A
XT0091 | 1066730-7 | TERMINAL BLOCK, SPRING, 4 CONDUCTOR,30-12 AWG (0.05-3.31 MM2),NON-IS | CONTROL A
XT0237 | 1066730-10,1066730-9,1067996-4 | DIODE TERMINAL STRIP, 4 CONDUCTOR | CONTROL A
AF0061 | 2684693-17,2684693-25 | 5094-OB8XT, 8 DISCRETE OUTPUT | CONTROL B
AF0062 | 2684693-17,2684693-25 | 5094-OB8XT, 8 DISCRETE OUTPUT | CONTROL B
AF0063 | 2684693-17,2684693-23 | 5094-IB16XT, 16 DISCRETE INPUT | CONTROL B
AF0064 | 2684693-18,2684693-30 | 5094-IF4IHSXT, 4 ANALOG INPUT, S | CONTROL B
AF0065 | 2684693-18,2684693-30 | 5094-IF4IHSXT, 4 ANALOG INPUT, S | CONTROL B
AF0066 | 2684693-18,2684693-27 | 5094-OF8IHXT, 8 ANALOG OUTPUT, ISOLATED | CONTROL B
AF0067 | 2684693-17,2684693-25 | 5094-OB8XT, 8 DISCRETE OUTPUT | CONTROL B
AF0068 | 2684693-21,2684693-36 | 5094-IRT8SXT, 8 RTD/TC ANALOG INPUT, S | CONTROL B
AF0071 | 2684693-18,2684693-32 | 5094-IJ2ISXT, 2 FAST COUNTER INPUT, S | CONTROL B
AF0072 | 2684693-18,2684693-30 | 5094-IF4IHSXT, 4 ANALOG INPUT, S | CONTROL B
AF0073 | 2684693-21,2684693-36 | 5094-IRT8SXT, 8 RTD/TC ANALOG INPUT, S | CONTROL B
AF0074 | 2684693-18,2684693-56 | 5094-IF8IHXT, 8 ANALOG INPUT, ISOLATED | CONTROL B
AF0075 | 2684693-18,2684693-30 | 5094-IF4IHSXT, 4 ANALOG INPUT, S | CONTROL B
AF0076 | 2684693-18,2684693-55 | 5094-OB16SXT, 16 DISCRETE OUTPUT, S | CONTROL B
AF0077 | 2684693-19,2684693-33 | 5094-IY8XT, 8 ANALOG INPUT, TC/RTD/ I&V | CONTROL B
AF0400 | 1322418-31,1322418-40,1322418-72,1322418-73 | 1444-TSCX02-02RB, 2-CH TACHOMETER INPUT^DYNAMIX 1444 VIBRATION | CONTROL B
AF0410 | 1322418-11,1322418-20,1322418-70,1322418-71 | 1444-DYN04-01RA, 4-CH VIBRATION INPUT^DYNAMIX 1444 VIBRATION | CONTROL B
AF0420 | 1322418-11,1322418-20,1322418-70,1322418-71 | 1444-DYN04-01RA, 4-CH VIBRATION INPUT^DYNAMIX 1444 VIBRATION | CONTROL B
AF0430 | 1322418-11,1322418-20,1322418-70,1322418-71 | 1444-DYN04-01RA, 4-CH VIBRATION INPUT^DYNAMIX 1444 VIBRATION | CONTROL B
AF0450 | 1322418-11,1322418-20,1322418-70,1322418-71 | 1444-DYN04-01RA, 4-CH VIBRATION INPUT^DYNAMIX 1444 VIBRATION | CONTROL B
AU0060 | 2684693-22 | 5094-AENTRXT, FLEX 5000 I/O | CONTROL B
AU0070 | 2684693-22 | 5094-AENTRXT, FLEX 5000 I/O | CONTROL B
BA1213 | 1098580-39 | CONNECTOR, FIBER OPTIC, HOUSING PANEL^SC COMPATIBLE ADAPTER | CONTROL B
FU0060 | 1043265-1,1043265-6 | FUSE, 15A | CONTROL B
FU0061 | 1043265-1,1043265-5 | FUSE, 10A | CONTROL B
FU0062 | 1043265-1,1043265-5 | FUSE, 10A | CONTROL B
FU0063 | 1043265-1,1043265-5 | FUSE, 10A | CONTROL B
FU0064 | 1043265-1,1043265-5 | FUSE, 10A | CONTROL B
FU0070 | 1043265-1,1043265-5 | FUSE, 10A | CONTROL B
FU0076 | 1043265-1,1043265-5 | FUSE, 10A | CONTROL B
FU0100 | 1043265-1,1043265-4 | FUSE, 5A | CONTROL B
FU0113 | 1043265-1,1043265-5 | FUSE, 10A | CONTROL B
FU0114 | 1043265-1,1043265-5 | FUSE, 10A | CONTROL B
FU0115 | 1043265-1,1043265-5 | FUSE, 10A | CONTROL B
FU0210 | 1043265-1,1043265-7 | FUSE, 20A | CONTROL B
FU0212 | 1043265-1,1043265-3 | FUSE, 2A | CONTROL B
FU0410 | 1043265-1,1043265-4 | FUSE, 5A | CONTROL B
GR0231 | 903849C1 | RAIL GROUND, DIN RAIL GROUNDING | CONTROL B
GR0233 | 903849C1 | RAIL GROUND, DIN RAIL GROUNDING | CONTROL B
IEG0230 | 232941-300 | BUS BAR, PANEL B - INSTRUMENT EARTH GROUNDING | CONTROL B
KA0221 | 1061979-1 | RELAY, PRIMARY GAS FUEL SHUTOFF VALVE | CONTROL B
KA0222 | 1061979-1 | RELAY, SECONDARY GAS FUEL SHUTOFF VALVE | CONTROL B
KA0224 | 1061979-1 | RELAY, EMERGENCY SHUTDOWN ACTIVE | CONTROL B
KA0233 | 1061979-1 | RELAY, CONTROLLER ACTIVE | CONTROL B
KA0234 | 1061979-1 | RELAY, CONTROLLER ACTIVE | CONTROL B
KA0235 | 1061979-1 | RELAY, NO EMERGENCY SHUTDOWN SUMMARY | CONTROL B
KA0237 | 1061979-1 | RELAY, NO EMERGENCY SHUTDOWN SUMMARY | CONTROL B
KA0251 | 1061979-1 | RELAY, NO EMERGENCY SHUTDOWN SUMMARY | CONTROL B
KA1020 | 1061979-1 | RELAY, IGNITION START | CONTROL B
PC0470 | 2271605-1 | TIMER/COUNTER, ENGINE HOUR / START COUNTER | CONTROL B
XT0060 | 1066730-7 | TERMINAL BLOCK, SPRING, 4 CONDUCTOR,30-12 AWG (0.05-3.31 MM2),NON-IS | CONTROL B
XT0062 | 1066730-7,1066730-8,1067996-4 | TERMINAL BLOCK, SPRING, 4 CONDUCTOR,30-12 AWG (0.05-3.31 MM2),NON-IS | CONTROL B
XT0400 | 1066730-1,1066730-2,1067996-4 | TERMINAL STRIP, 4 CONDUCTOR | CONTROL B
XT0401 | 1066730-7,1066730-8,1067996-4 | TERMINAL BLOCK, SPRING, 4 CONDUCTOR,30-12 AWG (0.05-3.31 MM2),NON-IS | CONTROL B
AT1100 | 1577354-4501 | WORKSTATION, VERSA VIEW 1200H | CONTROL,JB70;TT6
HA0472 | 1103208-101 | HORN, START SYSTEM ALARM | CONTROL,JB70;TT6
HL0171 | 2380746-7 | LIGHT, FIRE SYSTEM AUTO, GREEN | CONTROL,JB70;TT6
HL0172 | 2380746-7 | LIGHT, FIRE SYSTEM INHIBIT, AMBER | CONTROL,JB70;TT6
HL0173 | 2380746-7 | LIGHT, FIRE SYSTEM DISCHARGED, RED | CONTROL,JB70;TT6
SA0170 | 2380746-9 | SELECTOR SWITCH, FIRE SYSTEM AUTO/INHIBIT | CONTROL,JB70;TT6
SA0471 | 1035040-1652,2380746-2 | SELECTOR SWITCH, SPEED/LOAD | CONTROL,JB70;TT6
SA0473 | 1035040-1734,1139718-1 | SELECTOR SWITCH, OFF/LOC/AUX/REMOTE | CONTROL,JB70;TT6
SA0474 | 1035040-804,2380746-2 | SELECTOR SWITCH, SURGE VALVE | CONTROL,JB70;TT6
SB0170 | 2380746-10 | PUSHBUTTON SWITCH, MANUAL RELEASE | CONTROL,JB70;TT6
SB0471 | 1035040-119,2380746-1 | PUSHBUTTON SWITCH, HORN SILENCE | CONTROL,JB70;TT6
SB0472 | 1035040-32,2380746-4 | PUSHBUTTON SWITCH, EMERGENCY STOP | CONTROL,JB70;TT6
SB0473 | 1035040-855,2380746-1 | PUSHBUTTON SWITCH, ACKNOWLEDGE | CONTROL,JB70;TT6
SB0474 | 1035040-856,2380746-1 | PUSHBUTTON SWITCH, RESET | CONTROL,JB70;TT6
SH0470 | 1035040-108,2380746-3 | LIGHTED SWITCH, STOP/STOPPING, RED | CONTROL,JB70;TT6
SH0471 | 1035040-857,2380746-3 | LIGHTED SWITCH, START/STARTING, GREEN | CONTROL,JB70;TT6
SH0472 | 1035040-106,2380746-3 | LIGHTED SWITCH, BACKUP SYSTEM ACTIVE/RESET, AMBER | CONTROL,JB70;TT6
AT0175 | 1056244-5 | 8 CHANNEL ED I/O, EAGLE QUANTUM PREMIER | F&G EDIO ONSK
AT0176 | 1056244-5 | 8 CHANNEL ED I/O, EAGLE QUANTUM PREMIER | F&G EDIO ONSK
AT0178 | 1056244-5 | 8 CHANNEL ED I/O, EAGLE QUANTUM PREMIER | F&G EDIO ONSK
FU0170 | 1043265-1,1043265-5 | FUSE, 10A | F&G EDIO ONSK
FU0171 | 1043265-1,1043265-5 | FUSE, 10A | F&G EDIO ONSK
FU0172 | 1043265-1,1043265-3 | FUSE, 2A | F&G EDIO ONSK
FU0294 | 1043265-1,1043265-5 | FUSE, 10A | F&G EDIO ONSK
FU0295 | 1043265-1,1043265-5 | FUSE, 10A | F&G EDIO ONSK
FU0535 | 1043265-1,1043265-7 | FUSE, 20A | F&G EDIO ONSK
GR0431 | 903849C1 | RAIL GROUND, DIN RAIL GROUNDING | F&G EDIO ONSK
KA0145 | 1061979-1 | RELAY, AC PRE/POST PUMP DRIVE | F&G EDIO ONSK
KA0172 | 1061979-1 | RELAY, FIRE DETECTED (CUSTOMER) | F&G EDIO ONSK
KA0173 | 1061979-1 | RELAY, FIRE ACTIVE (CUSTOMER) | F&G EDIO ONSK
KA0174 | 1061979-1 | RELAY, GAS DETECTED (CUSTOMER) | F&G EDIO ONSK
KA0176 | 1061979-1 | RELAY, VENTILATION REQUIRED | F&G EDIO ONSK
KA0177 | 1061979-1 | RELAY, VENTILATION REQUIRED | F&G EDIO ONSK
KA0178 | 1061979-1 | RELAY, LOCAL HORN CONTROL (EQP) | F&G EDIO ONSK
KA0179 | 1061979-1 | RELAY, VENTILATION REQUIRED | F&G EDIO ONSK
KA0246 | 1061979-1 | RELAY, NO FIRE DETECTED | F&G EDIO ONSK
KA0247 | 1061979-1 | RELAY, NO FIRE DECTECTED | F&G EDIO ONSK
KA0249 | 1061979-1 | RELAY, NO GAS DETECTED | F&G EDIO ONSK
KA0254 | 1061979-1 | RELAY, NO FIRE DECTECTED | F&G EDIO ONSK
KA0255 | 1061979-1 | RELAY, CONTROLLER ACTIVE | F&G EDIO ONSK
KA6510 | 1061979-1 | RELAY, FIRE SYSTEM AUTO/INHIBIT | F&G EDIO ONSK
RR1755 | 912137C1 | RESISTOR, 10K OHM | F&G EDIO ONSK
RR1764 | 912137C1 | RESISTOR, 10K OHM | F&G EDIO ONSK
RR1765 | 912137C1 | RESISTOR, 10K OHM | F&G EDIO ONSK
RR1767 | 912137C1 | RESISTOR, 10K OHM | F&G EDIO ONSK
RR1788 | 912137C1 | RESISTOR, 10K OHM | F&G EDIO ONSK
VD1788 | 960592C1 | DIODE, 15 pF | F&G EDIO ONSK
XT0170 | 1066730-7,1066730-8,1067996-4 | TERMINAL BLOCK, SPRING, 4 CONDUCTOR,30-12 AWG (0.05-3.31 MM2),NON-IS | F&G EDIO ONSK
XT0171 | 1066730-7,1066730-8,1067996-4 | TERMINAL BLOCK, SPRING, 4 CONDUCTOR,30-12 AWG (0.05-3.31 MM2),NON-IS | F&G EDIO ONSK
XT0290 | 1066730-7,1066730-8,1067996-4 | TERMINAL BLOCK, SPRING, 4 CONDUCTOR,30-12 AWG (0.05-3.31 MM2),NON-IS | F&G EDIO ONSK
XT0535 | 1066730-7,1066730-8,1067996-4 | TERMINAL BLOCK, SPRING, 4 CONDUCTOR,30-12 AWG (0.05-3.31 MM2),NON-IS | F&G EDIO ONSK
XT0536 | 1066730-7,1066730-8,1067996-4 | TERMINAL BLOCK, SPRING, 4 CONDUCTOR,30-12 AWG (0.05-3.31 MM2),NON-IS | F&G EDIO ONSK
AT0170 | 1056244-29 | CONTROLLER, EAGLE QUANTUM PREMIER | F&G PWR,ONSK
GR0171 | 903849C1 | RAIL GROUND, DIN RAIL GROUNDING | F&G PWR,ONSK
RR1751 | 912137C1 | RESISTOR, 10K OHM | F&G PWR,ONSK
RR1756 | 912137C1 | RESISTOR, 10K OHM | F&G PWR,ONSK
RR1757 | 912137C1 | RESISTOR, 10K OHM | F&G PWR,ONSK
RR1758 | 912137C1 | RESISTOR, 10K OHM | F&G PWR,ONSK
UV0170 | 1056244-2 | POWER SUPPLY, EAGLE QUANTUM PREMIER | F&G PWR,ONSK
VD1756 | 960592C1 | DIODE, 15 pF | F&G PWR,ONSK
VD1757 | 960592C1 | DIODE, 15 pF | F&G PWR,ONSK
VD1758 | 960592C1 | DIODE, 15 pF | F&G PWR,ONSK
XT0173 | 1066730-7,1066730-8,1067996-4 | TERMINAL BLOCK, SPRING, 4 CONDUCTOR,30-12 AWG (0.05-3.31 MM2),NON-IS | F&G PWR,ONSK
BA0005 | 1271449-1 | MEDIA CONVERTER, ETHERNET-FIBER OPTIC | FO CONV,VFD
BA0006 | 1271449-1 | MEDIA CONVERTER, ETHERNET-FIBER OPTIC | FO CONV,VFD
BA1123 | 1098580-39 | CONNECTOR, FIBER OPTIC, HOUSING PANEL^SC COMPATIBLE ADAPTER | FO CONV,VFD
FU0005 | 1043265-1,1043265-3 | FUSE, 2A | FO CONV,VFD
FU0006 | 1043265-1,1043265-3 | FUSE, 2A | FO CONV,VFD
GR1123 | 903849C1 | RAIL GROUND, DIN RAIL GROUNDING | FO CONV,VFD
GR1125 | 903849C1 | RAIL GROUND, DIN RAIL GROUNDING | FO CONV,VFD
GR1126 | 903849C1 | RAIL GROUND, DIN RAIL GROUNDING | FO CONV,VFD
IEG1123 | 232941-200 | BUS BAR, JB1123 - INSTRUMENT EARTH GROUNDING | FO CONV,VFD
UJ0012 | 1271449-5 | POWER SUPPLY, AC/DC INPUT TO 24V DC OUTPUT | FO CONV,VFD
XT0005 | 1066730-7,1066730-8 | TERMINAL BLOCK, SPRING, 4 CONDUCTOR,30-12 AWG (0.05-3.31 MM2),NON-IS | FO CONV,VFD
BA1100 | 1337728-10 | SWITCH, ETAP, DLR INTERFACE | HMI-S PWR
FU0291 | 1043265-4 | FUSE, 5A | HMI-S PWR
FU1100 | 1043265-1,1043265-5 | FUSE, 10A | HMI-S PWR
FU1101 | 1043265-1,1043265-3 | FUSE, 2A | HMI-S PWR
GR0341 | 903849C1 | RAIL GROUND, DIN RAIL GROUNDING | HMI-S PWR
UV0291 | 1088442-4 | POWER CONVERTER, DC/DC INPUT TO 24V DC OUTPUT | HMI-S PWR
AF0500 | 1322418-31,1322418-40,1322418-72,1322418-73 | 1444-TSCX02-02RB, 2-CH TACHOMETER INPUT^DYNAMIX 1444 VIBRATION | HPC CTRL
AF0510 | 1322418-11,1322418-20,1322418-70,1322418-71 | 1444-DYN04-01RA, 4-CH VIBRATION INPUT^DYNAMIX 1444 VIBRATION | HPC CTRL
AF0520 | 1322418-11,1322418-20,1322418-70,1322418-71 | 1444-DYN04-01RA, 4-CH VIBRATION INPUT^DYNAMIX 1444 VIBRATION | HPC CTRL
AF1201 | 2684693-17,2684693-25 | 5094-OB8XT, 8 DISCRETE OUTPUT | HPC CTRL
AF1202 | 2684693-17,2684693-23 | 5094-IB16XT, 16 DISCRETE INPUT | HPC CTRL
AF1203 | 2684693-18,2684693-56 | 5094-IF8IHXT, 8 ANALOG INPUT, ISOLATED | HPC CTRL
AF1204 | 2684693-18,2684693-30 | 5094-IF4IHSXT, 4 ANALOG INPUT, S | HPC CTRL
AF1205 | 2684693-18,2684693-30 | 5094-IF4IHSXT, 4 ANALOG INPUT, S | HPC CTRL
AF1206 | 2684693-21,2684693-36 | 5094-IRT8SXT, 8 RTD/TC ANALOG INPUT, S | HPC CTRL
AF1207 | 2684693-18,2684693-28 | 5094-IB16SXT, 16 DISCRETE INPUT, S | HPC CTRL
AF1208 | 2684693-19,2684693-33 | 5094-IY8XT, 8 ANALOG INPUT, TC/RTD/ I&V | HPC CTRL
AF1209 | 2684693-19,2684693-33 | 5094-IY8XT, 8 ANALOG INPUT, TC/RTD/ I&V | HPC CTRL
AF1210 | 2684693-18,2684693-56 | 5094-IF8IHXT, 8 ANALOG INPUT, ISOLATED | HPC CTRL
AF1211 | 2684693-18,2684693-56 | 5094-IF8IHXT, 8 ANALOG INPUT, ISOLATED | HPC CTRL
AU1200 | 2684693-50 | 5094-AEN2TR, FLEX 5000 I/O | HPC CTRL
FU0120 | 1043265-1,1043265-5 | FUSE, 10A | HPC CTRL
FU0121 | 1043265-1,1043265-5 | FUSE, 10A | HPC CTRL
FU0122 | 1043265-1,1043265-6 | FUSE, 15A | HPC CTRL
FU0332 | 1043265-1,1043265-7 | FUSE, 20A | HPC CTRL
FU0510 | 1043265-1,1043265-4 | FUSE, 5A | HPC CTRL
GR0161 | 903849C1 | RAIL GROUND, DIN RAIL GROUNDING | HPC CTRL
GR0162 | 903849C1 | RAIL GROUND, DIN RAIL GROUNDING | HPC CTRL
GR0163 | 903849C1 | RAIL GROUND, DIN RAIL GROUNDING | HPC CTRL
IEG0160 | 232941-200 | BUS BAR, HP CPSR - INSTRUMENT EARTH GROUNDING | HPC CTRL
KA0120 | 1061979-1 | RELAY, CONTROLLER ACTIVE | HPC CTRL
KA4401 | 1061979-1 | RELAY, CASE DEPRESSURIZED | HPC CTRL
WC8058 | 2684693-54 |  | HPC CTRL
XT0120 | 1066730-7,1066730-8,1067996-4 | TERMINAL BLOCK, SPRING, 4 CONDUCTOR,30-12 AWG (0.05-3.31 MM2),NON-IS | HPC CTRL
XT0121 | 1066730-7,1066730-8,1067996-4 | TERMINAL BLOCK, SPRING, 4 CONDUCTOR,30-12 AWG (0.05-3.31 MM2),NON-IS | HPC CTRL
XT0335 | 1066730-7,1066730-8,1067996-4 | TERMINAL BLOCK, SPRING, 4 CONDUCTOR,30-12 AWG (0.05-3.31 MM2),NON-IS | HPC CTRL
XT0336 | 1066730-7,1066730-8,1067996-4 | TERMINAL BLOCK, SPRING, 4 CONDUCTOR,30-12 AWG (0.05-3.31 MM2),NON-IS | HPC CTRL
XT0500 | 1066730-1,1066730-2,1067996-4 | TERMINAL STRIP, 4 CONDUCTOR | HPC CTRL
XT0510 | 1066730-7,1066730-8,1067996-4 | TERMINAL BLOCK, SPRING, 4 CONDUCTOR,30-12 AWG (0.05-3.31 MM2),NON-IS | HPC CTRL
XT4875 | PART OF COMPRESSOR | TERMINAL STRIP, HP COMPRESSOR CASE PRESSURE | JB75
SB7510 | CUSTOMER DEFINED | PUSHBUTTON SWITCH, START (CUSTOMER) | PANEL
SB7511 | CUSTOMER DEFINED | PUSHBUTTON SWITCH, NORMAL STOP (CUSTOMER) | PANEL
SB7513 | CUSTOMER DEFINED | PUSHBUTTON SWITCH, FAST STOP (CUSTOMER) | PANEL
SB7514 | CUSTOMER DEFINED | PUSHBUTTON SWITCH, FAST STOP DEPRESSURIZED (CUSTOMER) | PANEL
AP0601 | 1089241-20 | MODULE, BLANK FILLER | PLC
AP0602 | 1089241-40 | 1756-EN2TRXT, ETHERNET | PLC
AP0603 | 1089241-40 | 1756-EN2TRXT, ETHERNET | PLC
AP0604 | 1089241-20 | MODULE, BLANK FILLER | PLC
AP0605 | 1089241-20 | MODULE, BLANK FILLER | PLC
AP0606 | 1089241-20 | MODULE, BLANK FILLER | PLC
AP0607 | 1089241-36 | 1756-EN2TXT, ETHERNET | PLC
AP0608 | 1089241-20 | MODULE, BLANK FILLER | PLC
AP0609 | 1089241-40 | 1756-EN2TRXT, ETHERNET | PLC
AR0600 | 1089241-42 | RACK CHASSIS, 1756-A10XT (10 SLOT) | PLC
AT0600 | 1089241-43 | 1756-L83EXTS, CONTROLLER^GUARDLOGIX | PLC
AT0680 | 1634974-100 | GATEWAY MODULE, TURBOTRONIC GATEWAY | PLC
FU0680 | 1043265-1,1043265-4 | FUSE, 5A | PLC
GR0680 | 903849C1 | RAIL GROUND, DIN RAIL GROUNDING | PLC
UV0600 | 1089241-28 | POWER SUPPLY, RSLOGIX CHASSIS | PLC
XT0680 | 1066730-32,1066730-7,1066730-8 | TERMINAL BLOCK, SPRING, 4 CONDUCTOR,30-12 AWG (0.05-3.31 MM2),NON-IS | PLC
BA0007 | 1271449-1 | MEDIA CONVERTER, ETHERNET-FIBER OPTIC | RAIL,LEFT,JB74
BA0008 | 1271449-1 | MEDIA CONVERTER, ETHERNET-FIBER OPTIC | RAIL,LEFT,JB74
BA1212 | 1337728-12 | SWITCH, ETAP, DLR INTERFACE | RAIL,LEFT,JB74
FU0007 | 1043265-1,1043265-3 | FUSE, 2A | RAIL,LEFT,JB74
FU0008 | 1043265-1,1043265-3 | FUSE, 2A | RAIL,LEFT,JB74
FU1212 | 1043265-1,1043265-3 | FUSE, 2A | RAIL,LEFT,JB74
GR0180 | 903849C1 | RAIL GROUND, DIN RAIL GROUNDING | RAIL,LEFT,JB74
KT0571 | 2651077-1 | TIMER RELAY, LOADING VALVE CLOSED | RAIL,LEFT,JB74
KT0572 | 2651077-1 | TIMER RELAY, SUCTION VALVE CLOSED | RAIL,LEFT,JB74
KT05722 | 2651077-1 | TIMER RELAY, SUCTION VALVE CLOSED | RAIL,LEFT,JB74
KT0573 | 2651077-1 | TIMER RELAY, DISCHARGE VALVE CLOSED | RAIL,LEFT,JB74
KT05732 | 2651077-1 | TIMER RELAY, DISCHARGE VALVE CLOSED | RAIL,LEFT,JB74
XT0007 | 1066730-7,1066730-8,1067996-4 | TERMINAL BLOCK, SPRING, 4 CONDUCTOR,30-12 AWG (0.05-3.31 MM2),NON-IS | RAIL,LEFT,JB74
XT1212 | 1066730-7 | TERMINAL BLOCK, SPRING, 4 CONDUCTOR,30-12 AWG (0.05-3.31 MM2),NON-IS | RAIL,LEFT,JB74
BA0001 | 1271449-1 | MEDIA CONVERTER, ETHERNET-FIBER OPTIC | RAIL,RIGHT,JB70
BA0002 | 1271449-1 | MEDIA CONVERTER, ETHERNET-FIBER OPTIC | RAIL,RIGHT,JB70
BA0009 | 1271449-1 | MEDIA CONVERTER, ETHERNET-FIBER OPTIC | RAIL,RIGHT,JB70
FU0001 | 1043265-1,1043265-3 | FUSE, 2A | RAIL,RIGHT,JB70
FU0002 | 1043265-1,1043265-3 | FUSE, 2A | RAIL,RIGHT,JB70
FU0010 | 1043265-1,1043265-5 | FUSE, 10A | RAIL,RIGHT,JB70
FU0029 | 1043265-1,1043265-3 | FUSE, 2A | RAIL,RIGHT,JB70
GR0532 | 903849C1 | RAIL GROUND, DIN RAIL GROUNDING | RAIL,RIGHT,JB70
XT0051 | 1066730-7 | TERMINAL BLOCK, SPRING, 4 CONDUCTOR,30-12 AWG (0.05-3.31 MM2),NON-IS | RAIL,RIGHT,JB70
XT0111 | 1066730-7,1066730-8,1067996-4 | TERMINAL BLOCK, SPRING, 4 CONDUCTOR,30-12 AWG (0.05-3.31 MM2),NON-IS | RAIL,RIGHT,JB70
XT0291 | 1066730-7 | TERMINAL BLOCK, SPRING, 4 CONDUCTOR,30-12 AWG (0.05-3.31 MM2),NON-IS | RAIL,RIGHT,JB70
GR1163 | 903849C1 | RAIL GROUND, DIN RAIL GROUNDING | RAIL,RIGHT,JB73
XT0845 | 1066730-7,1066730-8,1067996-4 | TERMINAL BLOCK, SPRING, 4 CONDUCTOR,30-12 AWG (0.05-3.31 MM2),NON-IS | RAIL,RIGHT,JB73

## JB70_S
JB70
JB70
Project # | 4L801
Project Name | ET-CIS
Revision | B.6
Controls DE | J. SHORTER
Phone:
Controls ME | S. LOZA
Phone:
From | [5 empty] | To
Device ID | Wire No. | Wire ID | Gauge/Size | Length | Device ID | Location | Bundle Name
AT1100:NEG | -0V | WHT | 14 | 180 | XT0111:22 | RAIL,RIGHT,JB70 | AT1100
AT1100:POS | FU1100 | WHT | 14 | 120 | FU1100:LD | HMI-S PWR
SA0471:B1-13 | SA0471B113 | WHT | 20 | 220 | AF0087:40 | CONTROL A | SA0471
SA0471:B1-14 | SA0471B114 | WHT | 20 | 220 | AF0087:08 | CONTROL A
SA0471:B2-13 | SA0471B213 | WHT | 20 | 220 | AF0087:39 | CONTROL A
SA0471:B2-14 | SA0471B214 | WHT | 20 | 220 | AF0087:07 | CONTROL A
SA0473:B-A3 | SA0473B-A3 | WHT | 20 | 220 | AF0082:05 | CONTROL A | SA0473
SA0473:B-A4 | SA0473B-A4 | WHT | 20 | 220 | AF0082:37 | CONTROL A
SA0473:B-B1 | SA0473B-B1 | WHT | 20 | 220 | AF0082:04 | CONTROL A
SA0473:B-B2 | SA0473B-B2 | WHT | 20 | 220 | AF0082:36 | CONTROL A
SA0473:W-B1 | SA0473W-B1 | WHT | 20 | 220 | AF0082:03 | CONTROL A
SA0473:W-B2 | SA0473W-B2 | WHT | 20 | 220 | AF0082:35 | CONTROL A
SA0474:B1-13 | SA0474B113 | WHT | 20 | 220 | AF0087:45 | CONTROL A | SA0474
SA0474:B1-14 | SA0474B114 | WHT | 20 | 220 | AF0087:13 | CONTROL A
SA0474:B2-13 | SA0474B213 | WHT | 20 | 220 | AF0087:44 | CONTROL A
SA0474:B2-14 | SA0474B214 | WHT | 20 | 220 | AF0087:12 | CONTROL A
SB0471:11 | SB047111 | WHT | 20 | 220 | AF0087:34 | CONTROL A | SB0471
SB0471:12 | SB047112 | WHT | 20 | 220 | AF0087:02 | CONTROL A
SB0472:B2-11 | SB0472B211 | WHT | 20 | 220 | AF0081:36 | CONTROL A | SB0472
SB0472:B2-12 | SB0472B212 | WHT | 20 | 220 | AF0081:04 | CONTROL A
SB0472:B1-12 | ESTOPA | WHT | 20 | 180 | XT0111:20 | RAIL,RIGHT,JB70
SB0472:B1-11 | ESTOPB | WHT | 20 | 180 | XT0111:19 | RAIL,RIGHT,JB70
SB0473:13 | SB047313 | WHT | 20 | 220 | AF0087:35 | CONTROL A | SB0473
SB0473:14 | SB047314 | WHT | 20 | 220 | AF0087:03 | CONTROL A
SB0474:13 | SB047413 | WHT | 20 | 220 | AF0087:36 | CONTROL A | SB0474
SB0474:14 | SB047414 | WHT | 20 | 220 | AF0087:04 | CONTROL A
SA0170:B2-13 | SA0170B213 | WHT | 20 | 140 | XT0173:10 | FS CTRL | SA0170
SA0170:B2-14 | SA0170B214 | WHT | 20 | 140 | XT0173:11 | FS CTRL
HL0171:X1 | HL0171X1 | WHT | 20 | 140 | XT0173:3 | FS CTRL | HL0171
HL0171:X2 | HL0171X2 | WHT | 20 | 140 | XT0173:1 | FS CTRL
HL0172:X1 | HL0172X1 | WHT | 20 | 140 | XT0173:6 | FS CTRL | HL0172
HL0172:X2 | HL0172X2 | WHT | 20 | 140 | XT0173:4 | FS CTRL
HL0173:X1 | HL0173X1 | WHT | 20 | 140 | XT0173:9 | FS CTRL | HL0173
HL0173:X2 | HL0173X2 | WHT | 20 | 140 | XT0173:7 | FS CTRL
SB0170:13 | SB017013 | WHT | 20 | 140 | XT0173:12 | FS CTRL | SB0170
SB0170:14 | SB017014 | WHT | 20 | 140 | XT0173:13 | FS CTRL
SH0470:11 | SH047011 | WHT | 20 | 180 | XT0111:7 | RAIL,RIGHT,JB70 | SH0470
SH0470:12 | SH047012 | WHT | 20 | 180 | XT0111:8 | RAIL,RIGHT,JB70
SH0470:13 | SH047013 | WHT | 20 | 180 | XT0111:9 | RAIL,RIGHT,JB70
SH0470:14 | SH047014 | WHT | 20 | 180 | XT0111:10 | RAIL,RIGHT,JB70
SH0470:X1 | SH0470X1 | WHT | 20 | 180 | XT0111:12 | RAIL,RIGHT,JB70
SH0470:X2 | SH0470X2 | WHT | 20 | 180 | XT0111:11 | RAIL,RIGHT,JB70
SH0471:11 | SH047111 | WHT | 20 | 180 | XT0111:1 | RAIL,RIGHT,JB70 | SH0471
SH0471:12 | SH047112 | WHT | 20 | 180 | XT0111:2 | RAIL,RIGHT,JB70
SH0471:13 | SH047113 | WHT | 20 | 180 | XT0111:3 | RAIL,RIGHT,JB70
SH0471:14 | SH047114 | WHT | 20 | 180 | XT0111:4 | RAIL,RIGHT,JB70
SH0471:X1 | SH0471X1 | WHT | 20 | 180 | XT0111:6 | RAIL,RIGHT,JB70
SH0471:X2 | SH0471X2 | WHT | 20 | 180 | XT0111:5 | RAIL,RIGHT,JB70
SH0472:13 | FU0139 | WHT | 20 | 180 | XT0111:15 | RAIL,RIGHT,JB70 | SH0472
SH0472:14 | KA0241A1 | WHT | 20 | 180 | XT0111:16 | RAIL,RIGHT,JB70
SH0472:11 | SH047211 | WHT | 20 | 180 | XT0111:13 | RAIL,RIGHT,JB70
SH0472:12 | SH047212 | WHT | 20 | 180 | XT0111:14 | RAIL,RIGHT,JB70
SH0472:X1 | SH0472X1 | WHT | 20 | 180 | XT0111:18 | RAIL,RIGHT,JB70
SH0472:X2 | SH0472X2 | WHT | 20 | 180 | XT0111:17 | RAIL,RIGHT,JB70

## FS CTRL_S
FS CTRL
JB70
Project # | 4L801
Project Name | ET-CIS
Revision | B.6
Controls DE | J. SHORTER
Phone:
Controls ME | S. LOZA
Phone:
From | [5 empty] | To
Device ID | Wire No. | Wire ID | Gauge/Size | Length | Device ID | Location | Bundle Name
AT0170:11 | SA0170B213 | WHT | 20 | 60 | XT0173:10 | FS CTRL | AT0170
AT0170:12 | SA0170B214 | WHT | 20 | 60 | XT0173:11 | FS CTRL
AT0170:1 | UV01705 | WHT | 14 | 60 | UV0170:5(+) | FS CTRL
AT0170:2 | UV01706 | WHT | 14 | 60 | UV0170:6(-) | FS CTRL
AT0170:3 | UV01707 | WHT | 14 | 60 | UV0170:7(+) | FS CTRL
AT0170:4 | UV01708 | WHT | 14 | 60 | UV0170:8(-) | FS CTRL
UV0170:14(-) | LON0N | WHT | 16 | 60 | XT0173:27 | FS CTRL | UV0170
UV0170:13(+) | LON0P | WHT | 16 | 60 | XT0173:26 | FS CTRL
UV0170:15(+) | LON2N | WHT | 16 | 60 | XT0173:29 | FS CTRL
UV0170:16(-) | LON2P | WHT | 16 | 60 | XT0173:28 | FS CTRL
XT0173:25 | -0V | WHT | 14 | 60 | XT0173:18 | FS CTRL | XT
XT0173:24 | FU0170 | WHT | 14 | 60 | XT0173:17 | FS CTRL
XT0173:23 | LON1S2 | WHT | 14 | 60 | XT0173:19 | FS CTRL

## HMI-S PWR_S
HMI-S PWR
JB70
Project # | 4L801
Project Name | ET-CIS
Revision | B.6
Controls DE | J. SHORTER
Phone:
Controls ME | S. LOZA
Phone:
From | [5 empty] | To
Device ID | Wire No. | Wire ID | Gauge/Size | Length | Device ID | Location | Bundle Name
BA1100:POS | FU1101LD | WHT | 16 | 60 | FU1101:LD | HMI-S | BA/FU
FU0291:LD | FU0291 | WHT | 14 | 60 | UV0291:24V(+) | HMI-S
BA1100:NEG | UV0291OUT- | WHT | 16 | 160 | XT0291:6 | R/RAIL JB70 | BA/FU-R/RAIL
FU1101:LI | UJ0291OUT+ | WHT | 16 | 160 | XT0291:2 | R/RAIL JB70
FU1100:LI | FU0136 | WHT | 14 | 160 | XT0111:21 | R/RAIL JB70
UV0291:24V(-) | -0V | WHT | 14 | 160 | XT0111:22 | R/RAIL JB70 | UV-R/RAIL
UV0291:OUT1(-) | UV0291OUT- | WHT | 16 | 160 | XT0291:5 | R/RAIL JB70
UV0291:OUT1(+) | UJ0291OUT+ | WHT | 16 | 160 | XT0291:1 | R/RAIL JB70

## JB70 LEFT RAIL_S
LEFT FS RAIL JB70
JB70
Project # | 4L801
Project Name | ET-CIS
Revision | B.6
Controls DE | J. SHORTER
Phone:
Controls ME | S. LOZA
Phone:
From | [5 empty] | To
Device ID | Wire No. | Wire ID | Gauge/Size | Length | Device ID | Location | Bundle Name
AT0178:23 | AT017823 | WHT | 20 | 120 | XT0171:2 | LEFT RAIL | AT0178/76
AT0178:24 | AT017824 | WHT | 20 | 120 | XT0171:3 | LEFT RAIL
AT0178:21 | ZS61N | WHT | 16 | 120 | XT0290:8 | LEFT RAIL
AT0178:20 | ZS61P | WHT | 16 | 120 | XT0290:7 | LEFT RAIL
AT0176:4P1 | AT01764P1 | WHT | 14 | 60 | AT0178:1P1 | LEFT RAIL
AT0176:5P1 | AT01765P1 | WHT | 14 | 60 | AT0178:2P1 | LEFT RAIL
KA0176:A1 | KA0176A1 | WHT | 20 | 60 | KA0177:A1 | LEFT RAIL | KA A1
KA0178:A1 | KA0178A1 | WHT | 20 | 140 | XT0171:1 | LEFT RAIL
KA0246:A1 | KA0243A1 | WHT | 20 | 60 | KA0247:A1 | LEFT RAIL
KA0247:A1 | KA0243A1 | WHT | 20 | 60 | KA0254:A1 | LEFT RAIL
KA0145:A2 | -0V | WHT | 20 | 60 | KA0246:A2 | LEFT RAIL | KA A2
KA0172:A2 | -0V | WHT | 20 | 60 | KA0174:A2 | LEFT RAIL
KA0172:A2 | -0V | WHT | 20 | 140 | XT0170:4 | LEFT RAIL
KA0176:A2 | -0V | WHT | 20 | 60 | KA0177:A2 | LEFT RAIL
KA0179:A2 | -0V | WHT | 20 | 60 | KA0255:A2 | LEFT RAIL
KA0246:A2 | -0V | WHT | 20 | 60 | KA0247:A2 | LEFT RAIL
KA0247:A2 | -0V | WHT | 20 | 60 | KA0254:A2 | LEFT RAIL
KA0178:A2 | AT017824 | WHT | 20 | 140 | XT0171:3 | LEFT RAIL
KA6510:A2 | KA6510A2 | WHT | 20 | 140 | AT0175:5P1 | LEFT RAIL
KA0176:11 | KA017611 | WHT | 20 | 60 | KA0246:11 | LEFT RAIL | KA
KA0145:22 | KA0176A1 | WHT | 20 | 140 | KA0176:A1 | LEFT RAIL
KA0145:22 | KA0176A1 | WHT | 20 | 60 | KA0249:12 | LEFT RAIL
KA0145:21 | KA025522 | WHT | 20 | 60 | KA0249:11 | LEFT RAIL
KA0145:21 | KA025522 | WHT | 20 | 60 | KA0255:22 | LEFT RAIL
KA6510:12 | KA651012 | WHT | 20 | 120 | AT0175:11 | LEFT RAIL
KA6510:22 | KA651022 | WHT | 20 | 120 | AT0176:17 | LEFT RAIL
FU0172:LD | FU0172 | WHT | 16 | 60 | XT0170:5 | LEFT RAIL | FU/XT
FU0170:LD | FU0170 | WHT | 14 | 60 | XT0171:4 | LEFT RAIL
FU0170:LI | FU0535 | WHT | 14 | 140 | XT0170:2 | LEFT RAIL
FU0171:LI | FU0535 | WHT | 14 | 140 | XT0170:2 | LEFT RAIL
FU0172:LI | FU0535 | WHT | 14 | 140 | XT0170:1 | LEFT RAIL
FU0294:LI | FU0535 | WHT | 12 | 140 | XT0535:4 | LEFT RAIL
FU0295:LI | FU0535 | WHT | 12 | 140 | XT0535:5 | LEFT RAIL
FU0535:LD | FU0535 | WHT | 12 | 120 | XT0535:1 | LEFT RAIL
XT0170:3 | -0V | WHT | 14 | 60 | XT0171:5 | LEFT RAIL
XT0536:3 | -0V | WHT | 14 | 60 | XT0170:3 | LEFT RAIL
XT0535:3 | FU0535 | WHT | 14 | 60 | XT0170:2 | LEFT RAIL
KA0173:A1 | -009201 | WHT | 20 | 220 | AF0092:01 | CONTROL A | KA A1/2-A
KA0255:A1 | KA0131A1 | WHT | 20 | 220 | XT0089:9 | CONTROL A
KA0145:A1 | KA0135A1 | WHT | 20 | 220 | XT0089:23 | CONTROL A
KA0246:A1 | KA0243A1 | WHT | 20 | 220 | XT0089:10 | CONTROL A
KA0249:A1 | KA0245A1 | WHT | 20 | 220 | XT0089:11 | CONTROL A
KA0173:A2 | -009217 | WHT | 20 | 220 | AF0092:17 | CONTROL A
KA0176:A2 | -0V | WHT | 20 | 220 | XT0080:8 | CONTROL A
KA0176:14 | -009336 | WHT | 20 | 160 | AF0093:36 | CONTROL A | KA-A
KA0255:21 | FU0139 | WHT | 20 | 160 | XT0081:3 | CONTROL A
KA0178:14 | FU0535 | WHT | 20 | 160 | KA0875:14 | CONTROL A
KA0176:11 | KA017611 | WHT | 20 | 160 | AF0093:04 | CONTROL A
KA0178:11 | KA023212 | WHT | 20 | 160 | KA0232:12 | CONTROL A
KA0246:14 | KA6211A1 | WHT | 20 | 160 | KA6211:A1 | CONTROL A
XT0170:1 | FU0535 | WHT | 20 | 160 | KA0875:14 | CONTROL A | XT/FU-A
XT0536:1 | -0V | WHT | 12 | 160 | XT0003:7 | CONTROL A
FU0535:LI | FU0136 | WHT | 12 | 240 | XT0002:7 | CONTROL A
AT0175:17 | AT017517 | WHT | 20 | 180 | XT0173:2 | FS CTRL | AT-FS CTRL
AT0175:20 | AT017520 | WHT | 20 | 180 | XT0173:5 | FS CTRL
AT0175:23 | AT017523 | WHT | 20 | 180 | XT0173:8 | FS CTRL
AT0175:18 | HL0171X1 | WHT | 20 | 180 | XT0173:3 | FS CTRL
AT0175:21 | HL0172X1 | WHT | 20 | 180 | XT0173:6 | FS CTRL
AT0175:24 | HL0173X1 | WHT | 20 | 180 | XT0173:9 | FS CTRL
AT0175:2 | SB017013 | WHT | 20 | 180 | XT0173:12 | FS CTRL
AT0175:3 | SB017014 | WHT | 20 | 180 | XT0173:13 | FS CTRL
AT0175:2P1 | UV017010 | WHT | 14 | 220 | UV0170:10(-) | FS CTRL
AT0175:1P1 | UV01709 | WHT | 14 | 220 | UV0170:9(+) | FS CTRL
AT0176:1P1 | UV017011 | WHT | 14 | 220 | UV0170:11(+) | FS CTRL
AT0176:2P1 | UV017012 | WHT | 14 | 220 | UV0170:12(-) | FS CTRL
KA0172:A1 | AT017025 | WHT | 20 | 180 | AT0170:25 | FS CTRL | KA-FS CTRL
KA0174:A1 | AT017031 | WHT | 20 | 180 | AT0170:31 | FS CTRL
KA0249:A1 | KA0245A1 | WHT | 20 | 180 | AT0170:32 | FS CTRL
KA0254:A1 | KA0243A1 | WHT | 20 | 180 | AT0170:26 | FS CTRL
XT0170:5 | FU0172 | WHT | 20 | 220 | AT0170:24 | FS CTRL | XT/FU-FS CTRL
XT0170:5 | FU0172 | WHT | 20 | 220 | AT0170:30 | FS CTRL
XT0170:3 | -0V | WHT | 14 | 220 | UV0170:2(-) | FS CTRL
XT0170:3 | -0V | WHT | 14 | 220 | UV0170:4(-) | FS CTRL
XT0171:5 | -0V | WHT | 14 | 220 | XT0173:25 | FS CTRL
XT0171:4 | FU0170 | WHT | 14 | 220 | XT0173:24 | FS CTRL
XT0171:6 | LON1S2 | WHT | 14 | 220 | XT0173:23 | FS CTRL
FU0171:LD | FU0171 | WHT | 14 | 220 | UV0170:3(+) | FS CTRL
FU0171:LD | FU0171 | WHT | 14 | 220 | UV0170:1(+) | FS CTRL
AT0175:4P1 | AT01754P1 | WHT | 20 | 240 | SA0170:B1-13 | JB70 DOOR | AT/KA-DOOR
KA6510:A1 | SA0170B114 | WHT | 20 | 240 | SA0170:B1-14 | JB70 DOOR

## JB70 RIGHT RAIL_S
RIGHT RAIL JB70
JB70
Project # | 4L801
Project Name | ET-CIS
Revision | B.6
Controls DE | J. SHORTER
Phone:
Controls ME | S. LOZA
Phone:
From | [5 empty] | To
Device ID | Wire No. | Wire ID | Gauge/Size | Length | Device ID | Location | Bundle Name
BA0001:V1(-) | -0V | WHT | 16 | 60 | XT0051:5 | R/RAIL JB70 | BA/FU
BA0002:V1(-) | -0V | WHT | 16 | 60 | XT0051:6 | R/RAIL JB70
BA0009:V1(-) | -0V | WHT | 16 | 60 | XT0051:7 | R/RAIL JB70
BA0001:V1(+) | FU0001 | WHT | 16 | 60 | FU0001:LD | R/RAIL JB70
BA0002:V1(+) | FU0002 | WHT | 16 | 60 | FU0002:LD | R/RAIL JB70
BA0009:V1(+) | FU0029 | WHT | 16 | 60 | FU0029:LD | R/RAIL JB70
FU0029:LI | FU0136 | WHT | 16 | 60 | XT0051:3 | R/RAIL JB70
FU0001:LI | FU0136 | WHT | 12 | 60 | XT0051:1 | R/RAIL JB70
FU0002:LI | FU0136 | WHT | 12 | 60 | XT0051:2 | R/RAIL JB70
XT0111:20 | ESTOPA | WHT | 20 | 200 | XT0089:4 | CONTROL A | XT/FU-A
XT0111:19 | ESTOPB | WHT | 20 | 200 | XT0089:3 | CONTROL A
XT0111:15 | FU0139 | WHT | 20 | 200 | XT0081:6 | CONTROL A
XT0111:24 | HA047201 | WHT | 20 | 200 | KA0875:A2 | CONTROL A
XT0111:24 | HA047201 | WHT | 20 | 200 | AF0092:28 | CONTROL A
XT0111:23 | HA047202 | WHT | 20 | 200 | KA0875:11 | CONTROL A
XT0111:16 | KA0241A1 | WHT | 20 | 200 | XT0081:7 | CONTROL A
XT0111:7 | SH047011 | WHT | 20 | 200 | AF0087:33 | CONTROL A
XT0111:8 | SH047012 | WHT | 20 | 200 | AF0087:01 | CONTROL A
XT0111:12 | SH0470X1 | WHT | 20 | 200 | AF0093:22 | CONTROL A
XT0111:11 | SH0470X2 | WHT | 20 | 200 | AF0093:06 | CONTROL A
XT0111:3 | SH047113 | WHT | 20 | 200 | AF0087:32 | CONTROL A
XT0111:4 | SH047114 | WHT | 20 | 200 | AF0087:00 | CONTROL A
XT0111:6 | SH0471X1 | WHT | 20 | 200 | AF0093:31 | CONTROL A
XT0111:5 | SH0471X2 | WHT | 20 | 200 | AF0093:15 | CONTROL A
XT0111:18 | SH0472X1 | WHT | 20 | 200 | AF0092:29 | CONTROL A
XT0111:17 | SH0472X2 | WHT | 20 | 200 | KA0240:21 | CONTROL A
XT0111:17 | SH0472X2 | WHT | 20 | 200 | AF0092:13 | CONTROL A
XT0111:22 | -0V | WHT | 14 | 200 | XT0003:6 | CONTROL A
XT0051:5 | -0V | WHT | 14 | 200 | XT0003:7 | CONTROL A
XT0111:21 | FU0136 | WHT | 14 | 200 | XT0002:6 | CONTROL A
XT0051:1 | FU0136 | WHT | 14 | 200 | XT0002:7 | CONTROL A
FU0010:LI | FU0136 | WHT | 14 | 200 | XT0002:4 | CONTROL A
FU0010:LD | FU0010 | WHT | 14 | 180 | UV0600:(+) | PLC | FU/XT-PLC
XT0051:8 | -0V | WHT | 14 | 180 | XT0680:2 | PLC
XT0051:4 | FU0136 | WHT | 14 | 180 | FU0680:LI | PLC

## PLC_S
PLC
JB70
Project # | 4L801
Project Name | ET-CIS
Revision | B.6
Controls DE | J. SHORTER
Phone:
Controls ME | S. LOZA
Phone:
From | [5 empty] | To
Device ID | Wire No. | Wire ID | Gauge/Size | Length | Device ID | Location | Bundle Name
AT0680:NEG | -0V | WHT | 14 | 60 | XT0680:2 | PLC | AT/FU
AT0680:POS | AT0680POS | WHT | 14 | 60 | XT0680:1 | PLC
FU0680:LD | AT0680POS | WHT | 14 | 60 | XT0680:1 | PLC
UV0600:(-) | -0V | WHT | 14 | 120 | XT0003:4 | CONTROL A | UV-A

## CONTROL A_S
CONTROL A
JB70
Project # | 4L801
Project Name | ET-CIS
Revision | B.6
Controls DE | J. SHORTER
Phone:
Controls ME | S. LOZA
Phone:
From | [5 empty] | To
Device ID | Wire No. | Wire ID | Gauge/Size | Length | Device ID | Location | Bundle Name
AU0080:COM | -0V | WHT | 16 | 60 | XT0080:1 | CONTROL A | AU
AU0090:COM | -0V | WHT | 16 | 60 | XT0080:3 | CONTROL A
AU0080:V+ | FU0081 | WHT | 16 | 60 | FU0081:LD | CONTROL A
AU0090:V+ | FU0090 | WHT | 16 | 60 | FU0090:LD | CONTROL A
AF0081:00 | UA1200J21 | WHT | 20 | 60 | XT0089:20 | CONTROL A | AF0080'S
AF0086:28 | -0V | WHT | 16 | 60 | XT0080:12 | CONTROL A
AF0083:COM | AF0083N | WHT | 16 | 60 | AF0084:COM | CONTROL A
AF0083:V+ | AF0083P | WHT | 16 | 60 | AF0084:V+ | CONTROL A
AF0094:05 | -0V | WHT | 20 | 60 | XT0082:5 | CONTROL A | AF0090'S
AF0094:07 | -0V | WHT | 20 | 60 | XT0082:5 | CONTROL A
AF0092:COM | -0V | WHT | 16 | 60 | XT0080:3 | CONTROL A
AF0093:COM | -0V | WHT | 16 | 60 | XT0080:4 | CONTROL A
AF0095:COM | -0V | WHT | 16 | 60 | XT0080:5 | CONTROL A
AF0091:COM | AF0091N | WHT | 16 | 60 | AF0094:COM | CONTROL A
AF0091:V+ | AF0091P | WHT | 16 | 60 | AF0094:V+ | CONTROL A
AF0092:V+ | FU0091 | WHT | 16 | 60 | FU0091:LD | CONTROL A
AF0093:V+ | FU0092 | WHT | 16 | 60 | FU0092:LD | CONTROL A
AF0095:V+ | FU0093 | WHT | 16 | 60 | FU0093:LD | CONTROL A
KA00920:A1 | -009200 | WHT | 20 | 60 | AF0092:00 | CONTROL A | KA A1
KA0875:A1 | -009212 | WHT | 20 | 60 | AF0092:12 | CONTROL A
KA0239:A1 | ESTOP | WHT | 20 | 60 | KA0240:A1 | CONTROL A
KA0130:A1 | KA0130A1 | WHT | 20 | 80 | AF0081:35 | CONTROL A
KA0130:A1 | KA0130A1 | WHT | 20 | 60 | KA0130:11 | CONTROL A
KA0131:A1 | KA0131A1 | WHT | 20 | 60 | KA0242:14 | CONTROL A
KA0132:A1 | KA0131A1 | WHT | 20 | 60 | KA0141:A1 | CONTROL A
KA0141:A1 | KA0131A1 | WHT | 20 | 60 | KA0230:A1 | CONTROL A
KA0230:A1 | KA0131A1 | WHT | 20 | 60 | KA0231:A1 | CONTROL A
KA0231:A1 | KA0131A1 | WHT | 20 | 60 | KA0232:A1 | CONTROL A
KA0133:A1 | KA0133A1 | WHT | 20 | 60 | AF0092:02 | CONTROL A
KA0134:A1 | KA0134A1 | WHT | 20 | 60 | AF0091:12 | CONTROL A
KA0135:A1 | KA0135A1 | WHT | 20 | 80 | XT0089:23 | CONTROL A
KA0137:A1 | KA0137A1 | WHT | 20 | 60 | KT0145:18 | CONTROL A
KA0241:A1 | KA0241A1 | WHT | 20 | 60 | XT0081:7 | CONTROL A
KA0243:A1 | KA0243A1 | WHT | 20 | 60 | XT0089:10 | CONTROL A
KA0245:A1 | KA0245A1 | WHT | 20 | 60 | XT0089:11 | CONTROL A
KA2160:A1 | KA2160A1 | WHT | 20 | 80 | AF0092:04 | CONTROL A
KA2161:A1 | KA2161A1 | WHT | 20 | 80 | AF0092:07 | CONTROL A
KA3103:A1 | KA3103A1 | WHT | 20 | 80 | AF0092:08 | CONTROL A
KA0136:A1 | PS32002 | WHT | 20 | 60 | XT0089:14 | CONTROL A
KA00920:A2 | -009216 | WHT | 20 | 80 | AF0092:16 | CONTROL A | KA A2
KA6211:A2 | -009320 | WHT | 20 | 80 | AF0093:20 | CONTROL A
KA0134:A2 | -0V | WHT | 20 | 60 | KT0143:A2 | CONTROL A
KA0138:A2 | -0V | WHT | 20 | 60 | KT0143:A2 | CONTROL A
KA0133:A2 | -0V | WHT | 20 | 60 | KT0144:A2 | CONTROL A
KA0135:A2 | -0V | WHT | 20 | 80 | KT0145:A2 | CONTROL A
KA0133:A2 | -0V | WHT | 20 | 60 | KA0136:A2 | CONTROL A
KA0135:A2 | -0V | WHT | 20 | 80 | KA0137:A2 | CONTROL A
KA0136:A2 | -0V | WHT | 20 | 60 | KA0138:A2 | CONTROL A
KA0239:A2 | -0V | WHT | 20 | 60 | KA0240:A2 | CONTROL A
KA0241:A2 | -0V | WHT | 20 | 60 | XT0080:9 | CONTROL A
KA0243:A2 | -0V | WHT | 20 | 60 | XT0080:8 | CONTROL A
KA0131:A2 | KA0131A2 | WHT | 20 | 80 | AF0081:24 | CONTROL A
KA0132:A2 | KA0131A2 | WHT | 20 | 60 | KA0141:A2 | CONTROL A
KA0141:A2 | KA0131A2 | WHT | 20 | 60 | KA0230:A2 | CONTROL A
KA0230:A2 | KA0131A2 | WHT | 20 | 60 | KA0231:A2 | CONTROL A
KA0231:A2 | KA0131A2 | WHT | 20 | 60 | KA0232:A2 | CONTROL A
KA2160:A2 | KA2160A2 | WHT | 20 | 80 | AF0092:20 | CONTROL A
KA2161:A2 | KA2161A2 | WHT | 20 | 80 | AF0092:23 | CONTROL A
KA3103:A2 | KA3103A2 | WHT | 20 | 80 | AF0092:24 | CONTROL A
KA0243:24 | ESTOPD | WHT | 20 | 60 | XT0089:1 | CONTROL A | KA
KA0132:11 | FU0139 | WHT | 20 | 60 | XT0081:1 | CONTROL A
KA0137:21 | FU0139 | WHT | 20 | 60 | KA0244:11 | CONTROL A
KA0236:11 | FU0139 | WHT | 20 | 60 | XT0081:5 | CONTROL A
KA0244:11 | FU0139 | WHT | 20 | 60 | XT0081:2 | CONTROL A
KA0137:11 | FU0139 | WHT | 20 | 60 | KT0140:15 | CONTROL A
KA0137:21 | FU0139 | WHT | 20 | 60 | KT0142:15 | CONTROL A
KA0134:11 | FU0139 | WHT | 20 | 60 | KT0144:15 | CONTROL A
KA0137:11 | FU0139 | WHT | 20 | 60 | KT0144:15 | CONTROL A
KA0133:11 | FU0139 | WHT | 20 | 60 | KT0144:A1 | CONTROL A
KA0136:11 | FU0139 | WHT | 20 | 60 | KT0144:A1 | CONTROL A
KA0130:14 | KA013014 | WHT | 20 | 80 | AF0081:03 | CONTROL A
KA0131:12 | KA013112 | WHT | 20 | 60 | KA0137:24 | CONTROL A
KA0137:24 | KA013112 | WHT | 20 | 100 | AF0087:09 | CONTROL A
KA0131:14 | KA013114 | WHT | 20 | 100 | AF0092:06 | CONTROL A
KA0242:14 | KA0131A1 | WHT | 20 | 60 | KA0231:14 | CONTROL A
KA0132:22 | KA013222 | WHT | 20 | 60 | KT0141:18 | CONTROL A
KA0137:14 | KA013222 | WHT | 20 | 60 | KT0141:18 | CONTROL A
KA0137:14 | KA013222 | WHT | 20 | 60 | KT0144:18 | CONTROL A
KA0132:24 | KA013224 | WHT | 20 | 60 | KA0134:14 | CONTROL A
KA0131:11 | KA0135A1 | WHT | 20 | 100 | KA0135:A1 | CONTROL A
KA0136:21 | KA013621 | WHT | 20 | 80 | AF0087:43 | CONTROL A
KA0136:24 | KA013624 | WHT | 20 | 80 | AF0087:11 | CONTROL A
KA0136:14 | KA013821 | WHT | 20 | 60 | KA0138:21 | CONTROL A
KA0132:21 | KA0138A1 | WHT | 20 | 60 | KA0138:A1 | CONTROL A
KA0141:11 | KA014111 | WHT | 20 | 80 | AF0091:39 | CONTROL A
KA0141:14 | KA014114 | WHT | 20 | 80 | AF0091:07 | CONTROL A
KA0141:24 | KA014124 | WHT | 20 | 100 | AF0081:40 | CONTROL A
KA0141:24 | KA014124 | WHT | 20 | 60 | KA0241:24 | CONTROL A
KA0231:24 | KA023124 | WHT | 20 | 60 | KA0245:21 | CONTROL A
KA0239:11 | KA023911 | WHT | 20 | 80 | AF0081:41 | CONTROL A
KA0239:14 | KA023914 | WHT | 20 | 80 | AF0081:09 | CONTROL A
KA0239:22 | KA023922 | WHT | 20 | 60 | KA0242:24 | CONTROL A
KA0240:22 | KA024022 | WHT | 20 | 80 | AF0092:45 | CONTROL A
KA0236:24 | KA024114 | WHT | 20 | 60 | KA0241:14 | CONTROL A
KA0241:14 | KA024114 | WHT | 20 | 60 | KA0231:21 | CONTROL A
KA0242:21 | KA024221 | WHT | 20 | 60 | XT0237:1 T2 | CONTROL A
KA0243:11 | KA024311 | WHT | 20 | 80 | AF0081:33 | CONTROL A
KA0243:14 | KA024314 | WHT | 20 | 80 | AF0081:01 | CONTROL A
KA0245:11 | KA024511 | WHT | 20 | 80 | AF0081:34 | CONTROL A
KA0245:14 | KA024514 | WHT | 20 | 80 | AF0081:02 | CONTROL A
KA0243:21 | KA024524 | WHT | 20 | 60 | KA0245:24 | CONTROL A
KA0138:11 | KM3170EP | WHT | 20 | 80 | XT0080:10 | CONTROL A
KA0132:12 | KT014315 | WHT | 20 | 60 | KA0133:12 | CONTROL A
KA0132:12 | KT014315 | WHT | 20 | 60 | KT0142:A1 | CONTROL A
KA0138:24 | KT0144B1 | WHT | 20 | 60 | KT0144:B1 | CONTROL A
KA0244:12 | KT0145A1 | WHT | 20 | 60 | KT0145:A1 | CONTROL A
KA0242:11 | KT014618 | WHT | 20 | 60 | KA0231:11 | CONTROL A
KA0242:11 | KT014618 | WHT | 20 | 60 | KT0146:18 | CONTROL A
KA0141:21 | KT0146A1 | WHT | 20 | 60 | KA0241:21 | CONTROL A
KA0141:21 | KT0146A1 | WHT | 20 | 60 | KT0146:A1 | CONTROL A
KA0240:11 | PS32004 | WHT | 20 | 60 | XT0089:15 | CONTROL A
KA0236:21 | UA1200J21 | WHT | 20 | 60 | KA0241:11 | CONTROL A
KA0241:11 | UA1200J21 | WHT | 20 | 60 | XT0089:20 | CONTROL A
KA0240:14 | UF1300 | WHT | 20 | 60 | XT0084:1 | CONTROL A
KA00920:14 | FU0387 | WHT | 16 | 100 | FU0387:LD | CONTROL A
KA0138:14 | FU0388 | WHT | 16 | 60 | FU0388:LD | CONTROL A
KA00920:11 | VS32203 | WHT | 14 | 60 | XT0091:1 | CONTROL A
KT0140:A2 | -0V | WHT | 20 | 80 | XT0080:6 | CONTROL A | KT L/S
KT0142:A2 | -0V | WHT | 20 | 60 | KT0144:A2 | CONTROL A
KT0145:A2 | -0V | WHT | 20 | 80 | XT0080:7 | CONTROL A
KT0145:18 | KA0137A1 | WHT | 20 | 60 | KT0142:18 | CONTROL A
KT0140:16 | KT014115 | WHT | 20 | 60 | KT0141:15 | CONTROL A
KT0140:18 | KT0143A1 | WHT | 20 | 60 | KT0143:A1 | CONTROL A
KT0146:18 | KT014618 | WHT | 20 | 80 | AF0081:08 | CONTROL A
KT0142:15 | FU0139 | WHT | 20 | 60 | KT0145:15 | CONTROL A | KT R/S
KT0140:A1 | KT0140A1 | WHT | 20 | 60 | KT0143:16 | CONTROL A
KT0141:A1 | KT014315 | WHT | 20 | 60 | KT0143:15 | CONTROL A
UA1200:J1-9 | -0V | WHT | 20 | 120 | XT0089:22 | CONTROL A | UA1200
UA1200:J1-10 | FU0389 | WHT | 20 | 120 | XT0089:21 | CONTROL A
UA1200:J2-2 | FU0389 | WHT | 20 | 120 | XT0089:21 | CONTROL A
UA1200:J1-8 | UA1200J | WHT | 20 | 60 | UA1200:J3-5 | CONTROL A
UA1200:J1-5 | UA1200J15 | WHT | 20 | 100 | XT0237:1 B1 | CONTROL A
UA1200:J2-1 | UA1200J21 | WHT | 20 | 120 | XT0089:20 | CONTROL A
UA1200:J2-6 | UA1200J26 | WHT | 20 | 120 | KA0130:A2 | CONTROL A
UA1200:J2-7 | UA1200J27 | WHT | 20 | 100 | AF0081:19 | CONTROL A
UJ0131:IOUT | UJ0131IOUT | WHT | 20 | 60 | AF0094:06 | CONTROL A | UJ0131
UJ0131:OK1 | UJ0131OK1 | WHT | 20 | 60 | AF0091:41 | CONTROL A
UJ0131:OK2 | UJ0131OK2 | WHT | 20 | 60 | AF0091:09 | CONTROL A
UJ0131:VIN | UJ0131VIN | WHT | 20 | 60 | AF0094:04 | CONTROL A
UJ0131:- | -521NEG | WHT | 12 | 60 | XT0011:1 | CONTROL A
UJ0131:+ | UJ0131P | WHT | 12 | 60 | FU0011:LD | CONTROL A
XT0080:6 | -0V | WHT | 20 | 60 | XT0089:19 | CONTROL A | XT
XT0082:2 | -0V | WHT | 20 | 60 | XT0080:6 | CONTROL A
XT0081:4 | FU0139 | WHT | 20 |  | XT0089:13 | CONTROL A
60
XT0082:6 | -0V | WHT | 16 | 60 | XT0080:12 | CONTROL A
XT0089:22 | -0V | WHT | 16 | 60 | XT0082:4 | CONTROL A
XT0081:1 | FU0139 | WHT | 16 |  | XT0089:17 | CONTROL A
60
XT0080:1 | -0V | WHT | 14 | 60 | XT0082:2 | CONTROL A
XT0082:3 | -0V | WHT | 14 | 80 | XT0091:2 | CONTROL A
XT0003:2 | -0V | WHT | 12 | 80 | XT0082:1 | CONTROL A
FU0390:LD | FT21081 | WHT | 16 | 60 | XT0080:11 | CONTROL A | FU
FU0139:LD | FU0139 | WHT | 16 | 60 | XT0081:1 | CONTROL A
FU0081:LI | FU0080 | WHT | 14 | 60 | FU0080:LD | CONTROL A
FU0081:LI | FU0080 | WHT | 14 | 60 | FU0090:LI | CONTROL A
FU0137:LI | FU0136 | WHT | 12 | 100 | XT0002:2 | CONTROL A
FU0080:LI | FU0137 | WHT | 12 | 60 | FU0137:LD | CONTROL A
FU0080:LI | FU0137 | WHT | 12 | 60 | FU0139:LI | CONTROL A
FU0139:LI | FU0137 | WHT | 12 | 60 | FU0387:LI | CONTROL A
FU0389:LD | FU0389 | WHT | 12 | 60 | XT0089:21 | CONTROL A
AF0093:12 | -009312 | WHT | 20 | 160 | PC0470:INP_A | CONTROL B | AF-B
AF0093:28 | -009328 | WHT | 20 | 160 | PC0470:-PWR | CONTROL B
AF0093:44 | -009344 | WHT | 20 | 160 | PC0470:+PWR | CONTROL B
AF0095:02 | -009502 | WHT | 20 | 160 | KA0221:14 | CONTROL B
KA0236:A1 | ESTOP | WHT | 20 | 160 | KA0235:A1 | CONTROL B | KA-B
KA0236:A1 | ESTOP | WHT | 20 | 160 | KA0237:A1 | CONTROL B
KA0239:A1 | ESTOP | WHT | 20 | 160 | KA0237:A1 | CONTROL B
KA0240:A1 | ESTOP | WHT | 20 | 160 | KA0251:A1 | CONTROL B
KA0232:A1 | KA0131A1 | WHT | 20 | 160 | KA0233:A1 | CONTROL B
KA0134:A1 | KA0134A1 | WHT | 20 | 160 | AF0067:12 | CONTROL B
KA0236:A2 | -0V | WHT | 20 | 160 | KA0235:A2 | CONTROL B
KA0236:A2 | -0V | WHT | 20 | 160 | KA0237:A2 | CONTROL B
KA0239:A2 | -0V | WHT | 20 | 160 | KA0237:A2 | CONTROL B
KA0240:A2 | -0V | WHT | 20 | 160 | KA0251:A2 | CONTROL B
KA0242:A2 | -0V | WHT | 20 | 160 | KA0235:A2 | CONTROL B
KA0232:A2 | KA0131A2 | WHT | 20 | 160 | KA0233:A2 | CONTROL B
KA0239:21 | FU0212 | WHT | 16 | 160 | FU0212:LD | CONTROL B
KT0146:15 | KT014615 | WHT | 20 | 160 | AF0076:10 | CONTROL B | KT-B
KT0146:A2 | KT0146A2 | WHT | 20 | 160 | AF0076:29 | CONTROL B
KT0146:B1 | KT0146B1 | WHT | 20 | 160 | AF0076:13 | CONTROL B
UA1200:J1-4 | UA1200J14 | WHT | 20 | 160 | AF0076:27 | CONTROL B | UA/XT-B
XT0089:18 | -007405 | WHT | 20 | 160 | AF0074:05 | CONTROL B
XT0237:1 B2 | -007612 | WHT | 20 | 160 | AF0076:12 | CONTROL B
XT0089:19 | -0V | WHT | 20 | 160 | AF0074:21 | CONTROL B
XT0089:5 | ESTOP | WHT | 20 | 160 | KA0235:A1 | CONTROL B
XT0089:6 | ESTOP | WHT | 20 | 160 | KA0251:A1 | CONTROL B
XT0089:8 | KA0131A1 | WHT | 20 | 160 | KA0234:A1 | CONTROL B
XT0003:1 | -0V | WHT | 14 | 160 | XT0062:1 | CONTROL B
XT0003:3 | -0V | WHT | 14 | 160 | XT0401:1 | CONTROL B
XT0002:1 | FU0136 | WHT | 14 | 160 | FU0210:LI | CONTROL B
XT0002:3 | FU0136 | WHT | 14 | 160 | FU0410:LI | CONTROL B

## CONTROL B_S
CONTROL B
JB70
Project # | 4L801
Project Name | ET-CIS
Revision | B.6
Controls DE | J. SHORTER
Phone:
Controls ME | S. LOZA
Phone:
From | [5 empty] | To
Device ID | Wire No. | Wire ID | Gauge/Size | Length | Device ID | Location | Bundle Name
KA0221:A1 | -007602 | WHT | 20 | 60 | AF0076:02 | CONTROL B | KA A1
KA0222:A1 | -007604 | WHT | 20 | 60 | AF0076:04 | CONTROL B
KA0224:A1 | -007615 | WHT | 20 | 60 | AF0076:15 | CONTROL B
KA1020:A1 | KA1020A1 | WHT | 20 | 60 | AF0076:08 | CONTROL B
KA0221:A2 | -007618 | WHT | 20 | 60 | AF0076:18 | CONTROL B | KA A2
KA0222:A2 | -007620 | WHT | 20 | 60 | AF0076:20 | CONTROL B
KA0224:A2 | -007631 | WHT | 20 | 60 | AF0076:31 | CONTROL B
KA1020:A2 | KA1020A2 | WHT | 20 | 60 | AF0076:24 | CONTROL B
KA0233:14 | -006102 | WHT | 20 | 100 | AF0061:02 | CONTROL B | KA
KA0234:14 | -006114 | WHT | 20 | 100 | AF0061:14 | CONTROL B
KA0222:14 | -006200 | WHT | 20 | 80 | AF0062:00 | CONTROL B
KA0221:11 | -023524 | WHT | 20 | 60 | KA0235:24 | CONTROL B
KA0222:11 | -023724 | WHT | 20 | 60 | KA0237:24 | CONTROL B
KA0235:14 | KA023514 | WHT | 20 | 60 | AF0076:00 | CONTROL B
KA0237:14 | KA023714 | WHT | 20 | 60 | AF0076:01 | CONTROL B
KA1020:14 | FU0100 | WHT | 16 | 60 | FU0100:LD | CONTROL B
KA1020:24 | -0V | WHT | 14 | 80 | XT0062:2 | CONTROL B
AU0060:COM | -0V | WHT | 16 |  | XT0060:2 | CONTROL B | AU
AU0070:COM | -0V | WHT | 16 |  | XT0060:4 | CONTROL B
AU0060:V+ | FU0061 | WHT | 16 |  | FU0061:LD | CONTROL B
AU0070:V+ | FU0070 | WHT | 16 |  | FU0070:LD | CONTROL B
AF0061:COM | -0V | WHT | 16 | 100 | XT0060:2 | CONTROL B | AF0060'S
AF0062:COM | -0V | WHT | 16 | 100 | XT0060:3 | CONTROL B
AF0067:COM | -0V | WHT | 16 | 80 | XT0060:3 | CONTROL B
AF0066:COM | AF0066N | WHT | 16 | 60 | AF0068:COM | CONTROL B
AF0066:V+ | AF0066P | WHT | 16 | 60 | AF0068:V+ | CONTROL B
AF0063:COM | AU0060N | WHT | 16 | 60 | AU0060:COM | CONTROL B
AF0063:V+ | AU0060P | WHT | 16 | 60 | AU0060:V+ | CONTROL B
AF0061:V+ | FU0062 | WHT | 16 | 60 | FU0062:LD | CONTROL B
AF0062:V+ | FU0063 | WHT | 16 | 60 | FU0063:LD | CONTROL B
AF0067:V+ | FU0064 | WHT | 16 | 60 | FU0064:LD | CONTROL B
AF0076:COM | -0V | WHT | 16 | 60 | XT0060:4 | CONTROL B | AF0070'S
AF0075:COM | AF0075N | WHT | 16 | 60 | AF0077:COM | CONTROL B
AF0075:V+ | AF0075P | WHT | 16 | 60 | AF0077:V+ | CONTROL B
AF0076:V+ | FU0076 | WHT | 16 | 60 | FU0076:LD | CONTROL B
AF0410:53 | -0V | WHT | 16 | 60 | XT0401:2 | CONTROL B | 1444'S
AF0410:54 | -0V | WHT | 16 | 60 | AF0420:53 | CONTROL B
AF0420:54 | -0V | WHT | 16 | 60 | AF0430:53 | CONTROL B
AF0430:54 | -0V | WHT | 16 | 60 | AF0450:53 | CONTROL B
AF0410:55 | FU0410 | WHT | 16 | 60 | FU0410:LD | CONTROL B
AF0410:56 | FU0410 | WHT | 16 | 60 | AF0420:55 | CONTROL B
AF0420:56 | FU0410 | WHT | 16 | 60 | AF0430:55 | CONTROL B
AF0430:56 | FU0410 | WHT | 16 | 60 | AF0450:55 | CONTROL B
XT0060:1 | -0V | WHT | 14 | 60 | XT0062:2 | CONTROL B | XT/FU
FU0061:LI | FU0060 | WHT | 14 | 60 | FU0060:LD | CONTROL B
FU0064:LI | FU0060 | WHT | 14 | 80 | FU0070:LI | CONTROL B
FU0060:LI | FU0210 | WHT | 12 | 80 | FU0100:LI | CONTROL B
FU0060:LI | FU0210 | WHT | 12 | 80 | FU0210:LD | CONTROL B
FU0100:LI | FU0210 | WHT | 12 | 60 | FU0113:LI | CONTROL B

## RAIL,LEFT,JB74_S
RAIL,LEFT,JB74
JB74
Project # | 4L801
Project Name | ET-CIS
Revision | B.6
Controls DE | J. SHORTER
Phone:
Controls ME | S. LOZA
Phone:
From | [5 empty] | To
Device ID | Wire No. | Wire ID | Gauge/Size | Length | Device ID | Location | Bundle Name
KT0571:15 | KA053312 | WHT | 20 | 60 | KT05722:15 | RAIL,LEFT,JB74 | KT
KT05722:A1 | KA054012 | WHT | 20 | 60 | KT0572:A1 | RAIL,LEFT,JB74
KT05732:A1 | KA054112 | WHT | 20 | 60 | KT0573:A1 | RAIL,LEFT,JB74
KT0572:A2 | KT0572A2 | WHT | 20 | 60 | KT05722:A2 | RAIL,LEFT,JB74
KT0573:A2 | KT0573A2 | WHT | 20 | 60 | KT05732:A2 | RAIL,LEFT,JB74
BA0007:V1(-) | -0V | WHT | 16 | 60 | XT0007:4 | RAIL,LEFT,JB74 | BA
BA0008:V1(-) | -0V | WHT | 16 | 60 | XT0007:4 | RAIL,LEFT,JB74
BA0007:V1(+) | FU0007 | WHT | 16 | 60 | FU0007:LD | RAIL,LEFT,JB74
BA0008:V1(+) | FU0008 | WHT | 16 | 60 | FU0008:LD | RAIL,LEFT,JB74
BA1212:POS | FU1212LD | WHT | 16 | 60 | FU1212:LD | RAIL,LEFT,JB74
BA1212:NEG | UV0291OUT- | WHT | 16 | 60 | XT1212:2 | RAIL,LEFT,JB74
FU0007:LI | FU0183 | WHT | 16 | 60 | XT0007:2 | RAIL,LEFT,JB74 | FU
FU0008:LI | FU0183 | WHT | 16 | 60 | XT0007:2 | RAIL,LEFT,JB74
FU1212:LI | UJ0291OUT+ | WHT | 16 | 60 | XT1212:1 | RAIL,LEFT,JB74
KT0571:A2 | -014223 | WHT | 20 | 160 | AF0142:23 | BOP CTRL | KT/XT-BOP
KT0573:15 | KA053312 | WHT | 20 | 160 | KA0533:12 | BOP CTRL
KT0572:A1 | KA054012 | WHT | 20 | 160 | KA0540:22 | BOP CTRL
KT0573:A1 | KA054112 | WHT | 20 | 160 | KA0541:12 | BOP CTRL
KT0571:16 | KT057116 | WHT | 20 | 160 | XT0573:1 T2 | BOP CTRL
KT0572:16 | KT057216 | WHT | 20 | 160 | XT0573:6 B2 | BOP CTRL
KT0572:16 | KT057216 | WHT | 20 | 160 | XT0573:8 T2 | BOP CTRL
KT0572:A2 | KT0572A2 | WHT | 20 | 160 | AF0183:20 | BOP CTRL
KT0573:16 | KT057316 | WHT | 20 | 160 | XT0573:6 T2 | BOP CTRL
KT0573:16 | KT057316 | WHT | 20 | 160 | XT0573:9 T2 | BOP CTRL
KT05732:18 | KT0573218 | WHT | 20 | 160 | KA0535:21 | BOP CTRL
KT0573:A2 | KT0573A2 | WHT | 20 | 160 | AF0183:21 | BOP CTRL
KT0571:A1 | ZSC76112 | WHT | 20 | 160 | XT0572:2 | BOP CTRL
XT0007:3 | -0V | WHT | 16 | 160 | XT0140:6 | BOP CTRL
XT0007:1 | FU0183 | WHT | 16 | 160 | FU0183:LD | BOP CTRL

## BOP CTRL_S
BOP CTRL
JB74
Project # | 4L801
Project Name | ET-CIS
Revision | B.6
Controls DE | J. SHORTER
Phone:
Controls ME | S. LOZA
Phone:
From | [5 empty] | To
Device ID | Wire No. | Wire ID | Gauge/Size | Length | Device ID | Location | Bundle Name
AU0140:COM | -0V | WHT | 16 | 80 | XT0140:2 | BOP CTRL | AU
AU0180:COM | -0V | WHT | 16 | 60 | XT0140:4 | BOP CTRL
AU0140:V+ | FU0140 | WHT | 16 | 60 | FU0140:LD | BOP CTRL
AU0180:V+ | FU0180 | WHT | 16 | 80 | FU0180:LD | BOP CTRL
AF0141:10 | -014110 | WHT | 20 | 80 | XT0573:1 B2 | BOP CTRL | AF0140'S
AF0141:16 | SV76212 | WHT | 20 | 80 | XT0572:3 | BOP CTRL
AF0141:20 | SV76412 | WHT | 20 | 80 | XT0572:5 | BOP CTRL
AF0142:07 | ZSC76112 | WHT | 20 | 80 | XT0572:2 | BOP CTRL
AF0141:COM | -0V | WHT | 16 | 80 | XT0140:2 | BOP CTRL
AF0146:COM | -0V | WHT | 16 | 100 | XT0140:3 | BOP CTRL
AF0142:COM | AU0140N | WHT | 16 | 60 | AU0140:COM | BOP CTRL
AF0142:V+ | AU0140P | WHT | 16 | 60 | AU0140:V+ | BOP CTRL
AF0141:V+ | FU0141 | WHT | 16 | 60 | FU0141:LD | BOP CTRL
AF0146:V+ | FU0142 | WHT | 16 | 60 | FU0142:LD | BOP CTRL
AF0183:04 | ZSC76212 | WHT | 20 | 60 | XT0572:4 | BOP CTRL | AF0180'S
AF0183:05 | ZSC76412 | WHT | 20 | 60 | XT0572:6 | BOP CTRL
AF0181:COM | -0V | WHT | 16 | 60 | XT0140:4 | BOP CTRL
AF0184:COM | -0V | WHT | 16 | 60 | XT0140:5 | BOP CTRL
AF0183:COM | AF0183N | WHT | 16 | 60 | AF0185:COM | BOP CTRL
AF0183:V+ | AF0183P | WHT | 16 | 60 | AF0185:V+ | BOP CTRL
AF0182:COM | AU0180N | WHT | 16 | 60 | AU0180:COM | BOP CTRL
AF0182:V+ | AU0180P | WHT | 16 | 60 | AU0180:V+ | BOP CTRL
AF0181:V+ | FU0181 | WHT | 16 | 80 | FU0181:LD | BOP CTRL
AF0184:V+ | FU0182 | WHT | 16 | 100 | FU0182:LD | BOP CTRL
KA0531:A1 | ESTOP | WHT | 20 | 100 | XT0140:8 | BOP CTRL | KA A1
KA0534:A1 | ESTOP | WHT | 20 | 60 | KA0537:A1 | BOP CTRL
KA0535:A1 | KA0131A1 | WHT | 20 | 100 | XT0140:7 | BOP CTRL
KA0536:A1 | KA0131A1 | WHT | 20 | 60 | KA0538:A1 | BOP CTRL
KA0550:A1 | KA0550A1 | WHT | 20 | 100 | AF0184:00 | BOP CTRL
KA0551:A1 | KA0551A1 | WHT | 20 | 100 | AF0184:02 | BOP CTRL
KA0552:A1 | KA0552A1 | WHT | 20 | 100 | AF0184:01 | BOP CTRL
KA0553:A1 | KA0553A1 | WHT | 20 | 100 | AF0184:03 | BOP CTRL
KA0554:A1 | KA0554A1 | WHT | 20 | 100 | AF0184:05 | BOP CTRL
KA0555:A1 | KA0555A1 | WHT | 20 | 100 | AF0184:04 | BOP CTRL
KA7320:A1 | KA7320A1 | WHT | 20 | 60 | AF0181:00 | BOP CTRL
KA7321:A1 | KA7321A1 | WHT | 20 | 60 | AF0181:02 | BOP CTRL
KA0535:A2 | -0V | WHT | 20 | 100 | XT0140:6 | BOP CTRL | KA A2
KA0550:A2 | KA0550A2 | WHT | 20 | 100 | AF0184:16 | BOP CTRL
KA0551:A2 | KA0551A2 | WHT | 20 | 100 | AF0184:18 | BOP CTRL
KA0552:A2 | KA0552A2 | WHT | 20 | 100 | AF0184:17 | BOP CTRL
KA0553:A2 | KA0553A2 | WHT | 20 | 100 | AF0184:19 | BOP CTRL
KA0554:A2 | KA0554A2 | WHT | 20 | 100 | AF0184:21 | BOP CTRL
KA0555:A2 | KA0555A2 | WHT | 20 | 100 | AF0184:20 | BOP CTRL
KA7320:A2 | KA7320A2 | WHT | 20 | 60 | AF0181:16 | BOP CTRL
KA7321:A2 | KA7321A2 | WHT | 20 | 60 | AF0181:18 | BOP CTRL
KA0540:A2 | SV76212 | WHT | 20 | 100 | XT0572:3 | BOP CTRL
KA0541:A2 | SV76412 | WHT | 20 | 100 | XT0572:5 | BOP CTRL
KA0552:14 | -014102 | WHT | 20 | 60 | AF0141:02 | BOP CTRL | KA
KA0532:14 | -014612 | WHT | 20 | 60 | AF0146:12 | BOP CTRL
KA0531:11 | KA053111 | WHT | 20 | 60 | AF0141:14 | BOP CTRL
KA0531:24 | KA053121 | WHT | 20 | 60 | AF0141:00 | BOP CTRL
KA0531:21 | KA053124 | WHT | 20 | 80 | KA0540:A1 | BOP CTRL
KA0532:21 | KA053221 | WHT | 20 | 60 | AF0141:04 | BOP CTRL
KA0532:24 | KA053224 | WHT | 20 | 60 | KA0541:A1 | BOP CTRL
KA0535:11 | KA053511 | WHT | 20 | 60 | KA0554:14 | BOP CTRL
KA0535:14 | KA053514 | WHT | 20 | 80 | XT0573:5 B2 | BOP CTRL
KA0535:22 | KA053522 | WHT | 20 | 60 | XT0573:10 T1 | BOP CTRL
KA0536:11 | KA053611 | WHT | 20 | 60 | XT0573:6 B1 | BOP CTRL
KA0536:12 | KA053612 | WHT | 20 | 60 | XT0573:5 T1 | BOP CTRL
KA0540:14 | KA054011 | WHT | 20 | 60 | KA0550:11 | BOP CTRL
KA0541:21 | KA054121 | WHT | 20 | 60 | KA0551:14 | BOP CTRL
KA0550:14 | KA055011 | WHT | 20 | 60 | AF0141:32 | BOP CTRL
KA0551:11 | KA055111 | WHT | 20 | 60 | AF0141:36 | BOP CTRL
KA0552:11 | KA055211 | WHT | 20 | 80 | XT0573:8 B2 | BOP CTRL
KA0553:11 | KA055311 | WHT | 20 | 60 | AF0141:06 | BOP CTRL
KA0553:14 | KA055314 | WHT | 20 | 80 | XT0573:9 B2 | BOP CTRL
KA0554:11 | KA055411 | WHT | 20 | 60 | AF0141:12 | BOP CTRL
KA0555:11 | KA055511 | WHT | 20 | 80 | XT0573:10 B2 | BOP CTRL
KA0555:14 | KA055514 | WHT | 20 | 60 | AF0141:08 | BOP CTRL
KA0531:14 | SV76111 | WHT | 20 | 100 | XT0572:1 | BOP CTRL
KA0540:21 | ZSC76212 | WHT | 20 | 100 | XT0572:4 | BOP CTRL
KA0541:11 | ZSC76412 | WHT | 20 | 100 | XT0572:6 | BOP CTRL
KA0533:11 | FU0143 | WHT | 16 | 100 | XT0140:9 | BOP CTRL
FU0143:LD | FU0143 | WHT | 16 | 100 | XT0140:9 | BOP CTRL | FU
FU0140:LI | FU0146 | WHT | 14 | 100 | FU0146:LD | BOP CTRL
FU0143:LI | FU0146 | WHT | 14 | 60 | FU0180:LI | BOP CTRL

## HPC CTRL_S
HPC CTRL
JB73
Project # | 4L801
Project Name | ET-CIS
Revision | B.6
Controls DE | J. SHORTER
Phone:
Controls ME | S. LOZA
Phone:
From | [5 empty] | To
Device ID | Wire No. | Wire ID | Gauge/Size | Length | Device ID | Location | Bundle Name
AF1201:COM | -0V | WHT | 16 | 80 | XT0120:2 | HPC CTRL | AF1200'S
AU1200:COM | -0V | WHT | 16 | 80 | XT0120:2 | HPC CTRL
AF1202:COM | AF1202N | WHT | 16 | 60 | AU1200:COM | HPC CTRL
AF1202:V+ | AF1202P | WHT | 16 | 60 | AU1200:V+ | HPC CTRL
AF1206:COM | AF1207N | WHT | 16 | 60 | AF1207:COM | HPC CTRL
AF1206:V+ | AF1207P | WHT | 16 | 60 | AF1207:V+ | HPC CTRL
AU1200:V+ | FU0120 | WHT | 16 | 100 | FU0120:LD | HPC CTRL
AF1201:V+ | FU0121 | WHT | 16 | 100 | FU0121:LD | HPC CTRL
KA0120:A2 | -0V | WHT | 20 | 60 | XT0120:3 | HPC CTRL | KA'S
KA4401:14 | -120702 | WHT | 20 | 100 | AF1207:02 | HPC CTRL
KA4401:A2 | -120718 | WHT | 20 | 100 | AF1207:18 | HPC CTRL
KA0120:A1 | KA0131A1 | WHT | 20 | 60 | XT0120:4 | HPC CTRL
KA4401:11 | PS44012 | WHT | 20 | 100 | AF1207:34 | HPC CTRL
KA4401:11 | PS44012 | WHT | 20 | 60 | XT0120:5 | HPC CTRL
AF0510:53 | -0V | WHT | 16 | 60 | XT0510:2 | HPC CTRL | 1444'S
AF0510:54 | -0V | WHT | 16 | 60 | AF0520:53 | HPC CTRL
AF0510:55 | FU0510 | WHT | 16 | 60 | FU0510:LD | HPC CTRL
AF0510:56 | FU0510 | WHT | 16 | 60 | AF0520:55 | HPC CTRL
XT0120:3 | -0V | WHT | 20 | 60 | XT0510:1 | HPC CTRL | XT/FU
XT0510:2 | -0V | WHT | 14 | 60 | XT0121:3 | HPC CTRL
XT0336:2 | -0V | WHT | 12 | 60 | XT0120:1 | HPC CTRL
FU0120:LI | FU0122 | WHT | 14 | 60 | FU0122:LD | HPC CTRL
FU0121:LI | FU0122 | WHT | 14 | 60 | FU0510:LI | HPC CTRL
FU0510:LI | FU0122 | WHT | 14 | 60 | XT0121:1 | HPC CTRL
FU0122:LI | FU0332 | WHT | 12 | 60 | XT0335:2 | HPC CTRL
FU0332:LD | FU0332 | WHT | 12 | 60 | XT0335:1 | HPC CTRL

## FO CONV,VFD_S
FO CONV,VFD
JB1123
Project # | 4L801
Project Name | ET-CIS
Revision | B.6
Controls DE | J. SHORTER
Phone:
Controls ME | S. LOZA
Phone:
From | [5 empty] | To
Device ID | Wire No. | Wire ID | Gauge/Size | Length | Device ID | Location | Bundle Name
BA0005:V1(+) | FU0005 | WHT | 16 | 60 | FU0005:LD | FO CONV,VFD | BA
BA0006:V1(+) | FU0006 | WHT | 16 | 60 | FU0006:LD | FO CONV,VFD
BA0005:V1(-) | UJ0012V1N | WHT | 16 | 60 | XT0005:3 | FO CONV,VFD
BA0006:V1(-) | UJ0012V1N | WHT | 16 | 60 | XT0005:4 | FO CONV,VFD
UJ0012:V3(-) | UJ0012V1N | WHT | 16 | 60 | XT0005:3 | FO CONV,VFD | UJ
UJ0012:V1(+) | UJ0012V1P | WHT | 16 | 60 | XT0005:1 | FO CONV,VFD
FU0005:LI | UJ0012V1P | WHT | 16 | 60 | XT0005:1 | FO CONV,VFD | FU
FU0006:LI | UJ0012V1P | WHT | 16 | 60 | XT0005:2 | FO CONV,VFD

## Bundle Tag Info
ET-SWET #2
4M461
B.6
JB70 | FS CTRL | HMI-S | JB70 L/RAIL | JB70 R/RAIL | PLC | A | B | JB74 L/RAIL | BOP | HPC CTRL | FO CONV,VFD | Panel Name | Panel Name | Panel Name | Panel Name | Panel Name | Panel Name | Panel Name | Panel Name | Panel Name | Panel Name | Panel Name | Panel Name | Panel Name | Panel Name | Panel Name | Panel Name | Panel Name | Panel Name
AT1100 | AT0170 | BA/FU | AT0178/76 | BA/FU | AT/FU | AU | KA A1 | KT | AU | AF1200'S | BA
SA0471 | UV0170 | BA/FU-R/RAIL | KA A1 | XT/FU-A | UV-A | AF0080'S | KA A2 | BA | AF0140'S | KA'S | UJ
SA0473 | XT | UV-R/RAIL | KA A2 | FU/XT-PLC |  | AF0090'S | KA | FU | AF0180'S | 1444'S | FU
SA0474 |  |  | KA |  |  | KA A1 | AU | KT/XT-BOP | KA A1 | XT/FU
SB0471 |  |  | FU/XT |  |  | KA A2 | AF0060'S |  | KA A2
SB0472 |  |  | KA A1/2-A |  |  | KA | AF0070'S |  | KA
SB0473 |  |  | KA-A |  |  | KT L/S | 1444'S |  | FU
SB0474 |  |  | XT/FU-A |  |  | KT R/S | XT/FU
SA0170 |  |  | AT-FS CTRL |  |  | UA1200
HL0171 |  |  | KA-FS CTRL |  |  | UJ0131
HL0172 |  |  | XT/FU-FS CTRL |  |  | XT
HL0173 |  |  | AT/KA-DOOR |  |  | FU
SB0170 | [5 empty] | AF-B
SH0470 | [5 empty] | KA-B
SH0471 | [5 empty] | KT-B
SH0472 | [5 empty] | UA/XT-B

## Bundle Tags2
JB70 | FS CTRL | HMI-S | JB70 L/RAIL | JB70 R/RAIL | PLC | A | B | JB74 L/RAIL | BOP | HPC CTRL | FO CONV,VFD
ET-SWET #2 4M461 B.6 JB70 AT1100 | ET-SWET #2 4M461 B.6 FS CTRL AT0170 | ET-SWET #2 4M461 B.6 HMI-S BA/FU | ET-SWET #2 4M461 B.6 JB70 L/RAIL AT0178/76 | ET-SWET #2 4M461 B.6 JB70 R/RAIL BA/FU | ET-SWET #2 4M461 B.6 PLC AT/FU | ET-SWET #2 4M461 B.6 A AU | ET-SWET #2 4M461 B.6 B KA A1 | ET-SWET #2 4M461 B.6 JB74 L/RAIL KT | ET-SWET #2 4M461 B.6 BOP AU | ET-SWET #2 4M461 B.6 HPC CTRL AF1200'S | ET-SWET #2 4M461 B.6 FO CONV,VFD BA
ET-SWET #2 4M461 B.6 JB70 SA0471 | ET-SWET #2 4M461 B.6 FS CTRL UV0170 | ET-SWET #2 4M461 B.6 HMI-S BA/FU-R/RAIL | ET-SWET #2 4M461 B.6 JB70 L/RAIL KA A1 | ET-SWET #2 4M461 B.6 JB70 R/RAIL XT/FU-A | ET-SWET #2 4M461 B.6 PLC UV-A | ET-SWET #2 4M461 B.6 A AF0080'S | ET-SWET #2 4M461 B.6 B KA A2 | ET-SWET #2 4M461 B.6 JB74 L/RAIL BA | ET-SWET #2 4M461 B.6 BOP AF0140'S | ET-SWET #2 4M461 B.6 HPC CTRL KA'S | ET-SWET #2 4M461 B.6 FO CONV,VFD UJ
ET-SWET #2 4M461 B.6 JB70 SA0473 | ET-SWET #2 4M461 B.6 FS CTRL XT | ET-SWET #2 4M461 B.6 HMI-S UV-R/RAIL | ET-SWET #2 4M461 B.6 JB70 L/RAIL KA A2 | ET-SWET #2 4M461 B.6 JB70 R/RAIL FU/XT-PLC |  | ET-SWET #2 4M461 B.6 A AF0090'S | ET-SWET #2 4M461 B.6 B KA | ET-SWET #2 4M461 B.6 JB74 L/RAIL FU | ET-SWET #2 4M461 B.6 BOP AF0180'S | ET-SWET #2 4M461 B.6 HPC CTRL 1444'S | ET-SWET #2 4M461 B.6 FO CONV,VFD FU
ET-SWET #2 4M461 B.6 JB70 SA0474 |  |  | ET-SWET #2 4M461 B.6 JB70 L/RAIL KA |  |  | ET-SWET #2 4M461 B.6 A KA A1 | ET-SWET #2 4M461 B.6 B AU | ET-SWET #2 4M461 B.6 JB74 L/RAIL KT/XT-BOP | ET-SWET #2 4M461 B.6 BOP KA A1 | ET-SWET #2 4M461 B.6 HPC CTRL XT/FU
ET-SWET #2 4M461 B.6 JB70 SB0471 |  |  | ET-SWET #2 4M461 B.6 JB70 L/RAIL FU/XT |  |  | ET-SWET #2 4M461 B.6 A KA A2 | ET-SWET #2 4M461 B.6 B AF0060'S |  | ET-SWET #2 4M461 B.6 BOP KA A2
ET-SWET #2 4M461 B.6 JB70 SB0472 |  |  | ET-SWET #2 4M461 B.6 JB70 L/RAIL KA A1/2-A |  |  | ET-SWET #2 4M461 B.6 A KA | ET-SWET #2 4M461 B.6 B AF0070'S |  | ET-SWET #2 4M461 B.6 BOP KA
ET-SWET #2 4M461 B.6 JB70 SB0473 |  |  | ET-SWET #2 4M461 B.6 JB70 L/RAIL KA-A |  |  | ET-SWET #2 4M461 B.6 A KT L/S | ET-SWET #2 4M461 B.6 B 1444'S |  | ET-SWET #2 4M461 B.6 BOP FU
ET-SWET #2 4M461 B.6 JB70 SB0474 |  |  | ET-SWET #2 4M461 B.6 JB70 L/RAIL XT/FU-A |  |  | ET-SWET #2 4M461 B.6 A KT R/S | ET-SWET #2 4M461 B.6 B XT/FU
ET-SWET #2 4M461 B.6 JB70 SA0170 |  |  | ET-SWET #2 4M461 B.6 JB70 L/RAIL AT-FS CTRL |  |  | ET-SWET #2 4M461 B.6 A UA1200
ET-SWET #2 4M461 B.6 JB70 HL0171 |  |  | ET-SWET #2 4M461 B.6 JB70 L/RAIL KA-FS CTRL |  |  | ET-SWET #2 4M461 B.6 A UJ0131
ET-SWET #2 4M461 B.6 JB70 HL0172 |  |  | ET-SWET #2 4M461 B.6 JB70 L/RAIL XT/FU-FS CTRL |  |  | ET-SWET #2 4M461 B.6 A XT
ET-SWET #2 4M461 B.6 JB70 HL0173 |  |  | ET-SWET #2 4M461 B.6 JB70 L/RAIL AT/KA-DOOR |  |  | ET-SWET #2 4M461 B.6 A FU
ET-SWET #2 4M461 B.6 JB70 SB0170 | [5 empty] | ET-SWET #2 4M461 B.6 A AF-B
ET-SWET #2 4M461 B.6 JB70 SH0470 | [5 empty] | ET-SWET #2 4M461 B.6 A KA-B
ET-SWET #2 4M461 B.6 JB70 SH0471 | [5 empty] | ET-SWET #2 4M461 B.6 A KT-B
ET-SWET #2 4M461 B.6 JB70 SH0472 | [5 empty] | ET-SWET #2 4M461 B.6 A UA/XT-B

## ALL
ET-SWET #2 4M461 B.6 JB70 AT1100
ET-SWET #2 4M461 B.6 JB70 SA0471
ET-SWET #2 4M461 B.6 JB70 SA0473
ET-SWET #2 4M461 B.6 JB70 SA0474
ET-SWET #2 4M461 B.6 JB70 SB0471
ET-SWET #2 4M461 B.6 JB70 SB0472
ET-SWET #2 4M461 B.6 JB70 SB0473
ET-SWET #2 4M461 B.6 JB70 SB0474
ET-SWET #2 4M461 B.6 JB70 SA0170
ET-SWET #2 4M461 B.6 JB70 HL0171
ET-SWET #2 4M461 B.6 JB70 HL0172
ET-SWET #2 4M461 B.6 JB70 HL0173
ET-SWET #2 4M461 B.6 JB70 SB0170
ET-SWET #2 4M461 B.6 JB70 SH0470
ET-SWET #2 4M461 B.6 JB70 SH0471
ET-SWET #2 4M461 B.6 JB70 SH0472
ET-SWET #2 4M461 B.6 FO CONV,VFD BA
ET-SWET #2 4M461 B.6 FO CONV,VFD UJ
ET-SWET #2 4M461 B.6 FO CONV,VFD FU
ET-SWET #2 4M461 B.6 HPC CTRL AF1200'S
ET-SWET #2 4M461 B.6 HPC CTRL KA'S
ET-SWET #2 4M461 B.6 HPC CTRL 1444'S
ET-SWET #2 4M461 B.6 HPC CTRL XT/FU
ET-SWET #2 4M461 B.6 BOP AU
ET-SWET #2 4M461 B.6 BOP AF0140'S
ET-SWET #2 4M461 B.6 BOP AF0180'S
ET-SWET #2 4M461 B.6 BOP KA A1
ET-SWET #2 4M461 B.6 BOP KA A2
ET-SWET #2 4M461 B.6 BOP KA
ET-SWET #2 4M461 B.6 BOP FU
ET-SWET #2 4M461 B.6 JB74 L/RAIL KT
ET-SWET #2 4M461 B.6 JB74 L/RAIL BA
ET-SWET #2 4M461 B.6 JB74 L/RAIL FU
ET-SWET #2 4M461 B.6 JB74 L/RAIL KT/XT-BOP
ET-SWET #2 4M461 B.6 B KA A1
ET-SWET #2 4M461 B.6 B KA A2
ET-SWET #2 4M461 B.6 B KA
ET-SWET #2 4M461 B.6 B AU
ET-SWET #2 4M461 B.6 B AF0060'S
ET-SWET #2 4M461 B.6 B AF0070'S
ET-SWET #2 4M461 B.6 B 1444'S
ET-SWET #2 4M461 B.6 B XT/FU
ET-SWET #2 4M461 B.6 A AU
ET-SWET #2 4M461 B.6 A AF0080'S
ET-SWET #2 4M461 B.6 A AF0090'S
ET-SWET #2 4M461 B.6 A KA A1
ET-SWET #2 4M461 B.6 A KA A2
ET-SWET #2 4M461 B.6 A KA
ET-SWET #2 4M461 B.6 A KT L/S
ET-SWET #2 4M461 B.6 A KT R/S
ET-SWET #2 4M461 B.6 A UA1200
ET-SWET #2 4M461 B.6 A UJ0131
ET-SWET #2 4M461 B.6 A XT
ET-SWET #2 4M461 B.6 A FU
ET-SWET #2 4M461 B.6 A AF-B
ET-SWET #2 4M461 B.6 A KA-B
ET-SWET #2 4M461 B.6 A KT-B
ET-SWET #2 4M461 B.6 A UA/XT-B
ET-SWET #2 4M461 B.6 PLC AT/FU
ET-SWET #2 4M461 B.6 PLC UV-A
ET-SWET #2 4M461 B.6 JB70 R/RAIL BA/FU
ET-SWET #2 4M461 B.6 JB70 R/RAIL XT/FU-A
ET-SWET #2 4M461 B.6 JB70 R/RAIL FU/XT-PLC
ET-SWET #2 4M461 B.6 JB70 L/RAIL AT0178/76
ET-SWET #2 4M461 B.6 JB70 L/RAIL KA A1
ET-SWET #2 4M461 B.6 JB70 L/RAIL KA A2
ET-SWET #2 4M461 B.6 JB70 L/RAIL KA
ET-SWET #2 4M461 B.6 JB70 L/RAIL FU/XT
ET-SWET #2 4M461 B.6 JB70 L/RAIL KA A1/2-A
ET-SWET #2 4M461 B.6 JB70 L/RAIL KA-A
ET-SWET #2 4M461 B.6 JB70 L/RAIL XT/FU-A
ET-SWET #2 4M461 B.6 JB70 L/RAIL AT-FS CTRL
ET-SWET #2 4M461 B.6 JB70 L/RAIL KA-FS CTRL
ET-SWET #2 4M461 B.6 JB70 L/RAIL XT/FU-FS CTRL
ET-SWET #2 4M461 B.6 JB70 L/RAIL AT/KA-DOOR
ET-SWET #2 4M461 B.6 HMI-S BA/FU
ET-SWET #2 4M461 B.6 HMI-S BA/FU-R/RAIL
ET-SWET #2 4M461 B.6 HMI-S UV-R/RAIL
ET-SWET #2 4M461 B.6 FS CTRL AT0170
ET-SWET #2 4M461 B.6 FS CTRL UV0170
ET-SWET #2 4M461 B.6 FS CTRL XT