## Blue Labels
(SHT 1) CONSOLE | (SHT 10) PANEL B | (SHT 11) ISOLATOR PANEL | (SHT 12) CC COMPRESSOR | (SHT 13) CC BLANK #1 | (SHT 14) CC BLANK #2 | (SHT 15) CC BLANK #3 | (SHT 16) FIRE SYSTEM CONTROLLER PANEL | (SHT 17) TURBINE VIBRATION PANEL | (SHT 18) JB70 | (SHT 19) JB70 LEFT RAIL | (SHT 2) CONSOLE | (SHT 20) JB70 RIGHT RAIL | (SHT 21) JB70 | (SHT 22) JB73 | (SHT 23) JB352 | (SHT 24) JB78 | (SHT 25) MEDIA CONVERTER | (SHT 26) JB4 PANEL | (SHT 4) TCP | (SHT 5) PWR DISTRIBUTION RAIL | (SHT 6) FIRE SYSTEM | (SHT 7) BOP PANEL | (SHT 8) PLC PANEL | (SHT 9) PANEL A
EL0271 | XT0573 | FU0274 | AF0500 | GR0673 | GR0674 | GR0014 | UV0170 | FU0110 | HL0171 | XTFGA | AT0190K | FU1100 | BA0001 | XT0841 | UA4473 | XT0831 | GR1123 | UA1240 | HL0411 | AT0680 | FU0170 | IEG0257 | XT0290 | FU0210
EL0272 | XT0235 | FU0272 | AF0510 | GR0012 | GR0013 | GR0675 | AT0170 | FU0113 | HL0172 | GR1101 | AT0190 | XTFGB | BA0002 | XT0847 | UA4461 | GR1321 | BA0005 | UA1241 | HL0410 | FU0680 | KA6510 | FU0140 | XT0291 | FU0211
EL0273 | XT0136 | UAI1520 | AF0520 | IEG0430 |  |  | KA0172 | XT0110 | HL0173 |  |  | GR1100 | FU0001 | XT0486 | UA4460 | UA4740 | BA0006 | UA1250 | HL0409 | XT0680 | KA6511 | FU0141 | FU0291 | FU0212
HA0273 | FU0060 | UAI1214 | XT0500 | PEG0330 |  |  | KA0174 | GR0110 | SB0471 |  |  |  | GR1235 | UA4750 | UA4471 | UA4741 | FU0005 | UA1251 | HL0408 | FU0560 | XT0170 | FU0142 | FU0290 | FU0010
ZS0273 | FU0061 | UAI4460 | AF0900 |  |  |  | GR0171 | IEG0110 | SB0473 |  |  |  | FU0002 | UA4751 | UA4470 | UA4753 | FU0006 | UA1272 | HL0407 | XT0560 | XT0172 | FU0143 | XT0232 | FU0139
ZS0271 | FU0062 | UAI4461 | AF0910 |  |  |  |  | AF0400 | SB0474 |  |  |  | XT0001 | UA4759 | UA4462 | UA4752 | XT0003 | UA1273 | SB0400 | XT0561 | GR0170 | AU0140 | XT0002 | FU0072
FG0001 | FU0063 | UAI4462 | AF0920 |  |  |  |  | AF0410 | SA0170 |  |  |  | XT0815 | UA4770 | GR4460 | UA4760 | GR1125 | GR1250 | HL0406 | FU0200 | AT0175 | AF0141 | XT0005 | FU0090
FG0000 | FU0064 | UAI0800 | AF0940 |  |  |  |  | AF0420 | SB0170 |  |  |  | XT1211 | UA4771 |  | UA4761 | IEG1123 |  | HL0405 | FU0201 | AT0177 | AF0142 | FU0003 | FU0091
| XT0060 | UAI0836 | AF1211 |  |  |  |  | AF0430 | SH0470 |  |  |  | FU1211 | XT0830 |  | UA4773 |  |  | HL0404 | FU0190 | AT0179 | AF0143 | FU0004 | FU0092
| KA3502 | UAI0846 | AF1210 |  |  |  |  | AF0450 | SH0471 |  |  |  | BA1211 | GR4121 |  | XTFGD |  |  | HL0403 | FU0273 | AT0181 | AF0144 | FU0020 | FU0093
| XT0571 | UAI0890 | AF1209 |  |  |  |  | XT0400 | SH0472 |  |  |  | BA1100 | XTFGC |  | GR1322 |  |  | HL0402 | XT0562 | GR0172 | AF0145 | FU0101 | FU9130
| KA1020 | UAI1100 | AF1208 | [5 empty] | AT1100 |  |  |  | FU1101 | XT0840 |  |  |  |  | HL0401 |  |  | AF0146 | EDW100 | XT0233
| AF0068 | UAI1110 | AF1207 | [5 empty] | HA0472 |  |  |  | GR1232 | GR4123 |  |  |  |  | HL0400 |  |  | GR0180 | GR0290 | KA0135
| AF0067 | UAI1111 | AF1206 | [5 empty] | SA0471 |  |  |  | XT0810 | XT0844 |  |  |  |  | SH0407 |  |  | FU0570 | UV0600 | KA0140
| AF0066 | UAI1112 | AF1205 | [5 empty] | SA0474 |  |  |  | XT0811 | XT0845 |  |  |  |  | SH0406 |  |  | XT0570 | AT0600 | KA1306
| AF0065 | UAI4470 | AF1204 | [5 empty] | SB0472 |  |  |  | XT1212 | XT0843 |  |  |  |  | SH0405 |  |  | XT0140 | AP0602 | KA3103
| AF0064 | UAI4471 | AF1203 | [9 empty] | XT0821 | XT0842 |  |  |  |  | SH0404 |  |  | XT0180 | AP0603 | KA6211
| AF0063 | UAI4473 | AF1202 | [9 empty] | XT0822 | GR4124 |  |  |  |  | SH0410 |  |  | KA0535 | AP0609 | KA6212
| AF0062 | UAI4434 | AF1201 | [9 empty] | XT0825 | [5 empty] | SH0409 |  |  | KA0536 | AP0291 | KA6241
| AF0061 | UAI4437 | AU1200 | [9 empty] | XT0824 | [5 empty] | SH0401 |  |  | KA0531 | AR0600 | KA3500
| AU0060 | UAI4438 | AF0322 | [9 empty] | GR1233 | [5 empty] | SH0400 |  |  | KA0532 | AP0601 | GR0133
| XT0081 | UAI1170 | AF0321 | [9 empty] | IEG1200 | [5 empty] | SB0408 |  |  | KA0533 | AP0604 | FU0032
| XT0135 | UAI1260 | AU0320 | [9 empty] | XT0805 | [5 empty] | SB0407 |  |  | KA0534 | AP0605 | XT0032
| XT0139 | UAI1265 | GR0120 | [9 empty] | XT0807 | [5 empty] | SH0408 |  |  | KA0537 | AP0606 | XT0085
| KA2160 | UAI1270 | KA0120 | [9 empty] | XT0808 | [5 empty] | SB0405 |  |  | KA0540 | AP0607 | XT0080
| KA2161 | UAI2120 | KA4401 | [9 empty] | XT0809 | [5 empty] | SB0406 |  |  | KA0541 | AP0608 | FU0080
| KA9130 | UAI3100 | FU0133 | [9 empty] | RR0175A | [5 empty] | SA0401 |  |  | KA0550 | AP0290 | FU0031
| GR0231 | UAI3200 | FU0310 | [9 empty] | RR0175I | [5 empty] | SB0404 |  |  | KA0551 | BA0003 | FU0136
| FU0070 | UAI3510 | FU0313 | [9 empty] | RR0175D | [5 empty] | SB0403 |  |  | KA0554 | BA0004 | FU0137
| FU0071 | UAI3520 | FU0320 | [9 empty] | RR0175M | [5 empty] | SB0402 |  |  | KA0181 | BA0011 | FU2108
| XT0070 | UAI3530 | FU0130 | [9 empty] | VD3502 | [5 empty] | SB0401 |  |  | KA0182 | BA0012 | XT0033
| AU0070 | UAI3540 | FU0120 | [9 empty] | VD0175A | [5 empty] | SA0400 |  |  | KA0183 | BA0013 | XT0134
| AF0071 | UAI3600 | FU0121 | [9 empty] | VD0175I | [5 empty] | XT0564 |  |  | KA0184 | BA0014 | XT0138
| AF0072 | UAI4413 | XT0905 | [9 empty] | VD0175D | [5 empty] | XT0563 |  |  | KA0542 | GR0234 | GR0134
| AF0073 | UAI4414 | XT0900 | [9 empty] | UA1210 | [5 empty] | AU0200 |  |  | KA0543 |  | UJ0131
| AF0074 | UAI4417 | XT0310 | [9 empty] | UA1211 | [5 empty] | AF0201 |  |  | KA1801 |  | UJ0031
| AF0075 | UAI4418 | XT0121 | [9 empty] | UA1220 | [5 empty] | AF0202 |  |  | KA1901 |  | AF0088
| AF0076 | UAI4433 | XT0520 | [9 empty] | UA1221 | [5 empty] | XT0201 |  |  | XT0574 |  | AF0087
| AF0077 | UV0274 | XT0130 | [9 empty] | UA1230 | [5 empty] | GR0200 |  |  | XT0141 |  | AF0086
| XT0237 | UV0275 | GR0320 | [9 empty] | UA1231 | [8 empty] | KT0571 |  | AF0085
| KA2163 | UAI1771 | IEG0250 | [9 empty] | UA1262 | [8 empty] | KT0573 |  | AF0084
| KA0224 | UAI4740 | [10 empty] | UA1263 | [8 empty] | KT0574 |  | AF0083
| XT0236 | UAI4741 | [10 empty] | UA1520 | [8 empty] | XT0572 |  | AF0082
| XT0681 | UAI4742 | [10 empty] | XT1521 | [8 empty] | GR0181 |  | AF0081
| GR0233 | UAI4745 | [10 empty] | GR1133 | [8 empty] | FU0180 |  | AU0080
| PC0470 | UAI4750 | [10 empty] | XT0800 | [8 empty] | FU0181 |  | AU0090
| XT0240 | UAI4751 | [10 empty] | XT0801 | [8 empty] | FU0184 |  | AF0091
| KT0110 | UAI4752 | [10 empty] | XT0802 | [8 empty] | AU0180 |  | AF0092
| KT0140 | UAI4753 | [10 empty] | XT1213 | [8 empty] | AF0181 |  | AF0093
| KT0141 | UAI4754 | [10 empty] | XT0820 | [8 empty] | AF0182 |  | AF0094
| KT0142 | UAI4755 | [10 empty] | XT0803 | [8 empty] | AF0183 |  | AF0095
| KT0143 | UAI4759 | [10 empty] | XT0804 | [8 empty] | AF0184 |  | AF0096
| KT0144 | UAI4762 | [10 empty] | GR1132 | [8 empty] | AF0185 |  | AF0097
| KT0145 | UAI4771 | [10 empty] | XT0812 | [8 empty] | GR0182 |  | AF0098
| KT0146 | GR0272 | [10 empty] | XT0813 | [10 empty] | XT0011G
| KA0231 | UAI0741 | [10 empty] | XT0814 | [10 empty] | QS0011
| KA0232 | UAI0742 | [10 empty] | GR1134 | [10 empty] | XT0011
| KA0233 | UAI0743 | [10 empty] | UA1200 | [10 empty] | FU0012
| KA0234 | UAI0744 | [10 empty] | GR1234 | [10 empty] | FU0013
| KA0230 | UAI0745 | [21 empty] | FU0014
| KA0130 | UAI0746 | [21 empty] | FU0015
| KA0131 | UAI0747 | [21 empty] | FU0016
| KA0132 | UAI0750 | [21 empty] | FU0017
| KA0141 | UAI0751 | [21 empty] | GR0131
| KA0133 | UAI0752 | [21 empty] | XT0013G
| KA0134 | UAI0753 | [21 empty] | QS0031
| KA0142 | UAI0754 | [21 empty] | XT0010
| KA0144 | UAI0755 | [21 empty] | GR0031
| KA0176 | UAI0756 | [21 empty] | XT0014
| KA0177 | UAI0757 | [21 empty] | PEG0130
| KA0136 | UAI0760 | [21 empty] | IEG0230
| KA0137 | UAI0770
| KA0138 | UAI0771
| KA0221 | UAI0772
| KA0110 | UAI0773
| KA0111 | UAI0774
| KA0112 | UAI0775
| KA0113 | UAI0776
| KA0115 | UAI0777
| KA0249 | UAI4760
| KA0245 | UAI4761
| KA0247 | UAI4765
| KA0246 | UAI4770
| KA0244 | UAI4773
| KA0243 | UV0271
| KA0242 | UV0272
| KA0241 | UV0273
| KA0250 | UAI1204
| KA0248 | UAI1210
| KA0240 | UAI1211
| KA0239 | UAI1220
| KA0238 | UAI1221
| KA0237 | UAI1230
| KA0236 | UAI1231
| KA0235 | UAI1240
| KA0222 | UAI1241
| XT0137 | UAI1250
| XT0902 | UAI1251
| XT0071 | UAI1262
| XT0091 | UAI1263
| XT0171 | UAI1272
| XT0091M | UAI1273
| GR0232 | GR0273
BA1011
IEG0010

## White Labels
(SHT 7) BOP PANEL | (SHT 7) BOP PANEL - (SHT 10) PANEL B | (SHT 13) CC BLANK #1 | (SHT 13) CC BLANK #1 - (SHT 9) PANEL A | (SHT 13) CC BLANK #1 - (SHT 10) PANEL B | (SHT 14) CC BLANK #2 | (SHT 15) CC BLANK #3 | (SHT 12) CC COMPRESSOR | (SHT 12) CC COMPRESSOR - (SHT 11) ISOLATOR PANEL | (SHT 12) CC COMPRESSOR - (SHT 10) PANEL B | (SHT 11) ISOLATOR PANEL - (SHT 9) PANEL A | (SHT 18) JB70 | (SHT 21) JB70 | (SHT 25) MEDIA CONVERTER | (SHT 9) PANEL A | (SHT 9) PANEL A - (SHT 10) PANEL B | (SHT 9) PANEL A - (SHT 8) PLC PANEL | (SHT 9) PANEL A - (SHT 4) TCP | (SHT 10) PANEL B | (SHT 10) PANEL B - (SHT 17) TURBINE VIBRATION PANEL | (SHT 8) PLC PANEL | (SHT 5) PWR DISTRIBUTION RAIL - (SHT 4) TCP | (SHT 4) TCP | (SHT 17) TURBINE VIBRATION PANEL
AF0143G | IEG02575 | GR0012 | PEG0330G | IEG0430G | GR0013 | GR0014 | AF1203G | IEG02507 | IEG0250G | IEG023014 | AT1100G | GR1232 | GR1125 | AF0083G | IEG02304 | AP0290SH-OUT | IEG02308 | AF0064G | IEG0110G | UV0600G | 0V1 | AU0200G | IEG01101
AF0144G | IEG02576 | GR0673 |  |  | GR0674 | GR0675 | AF1204G | IEG02508 |  | IEG02306 |  | IEG12001 | IEG11231 | AF0084G | IEG02305 | AP0291SH-OUT |  | AF0065G |  |  | FU0200 |  | XT04001
AU0140G | IEG0257G | [5 empty] | AF1205G |  |  | IEG02307 |  | IEG12004 |  | AF0085G | IEG0230G | IEG02301 |  | AF0066G |  |  | FU0201 |  | XT04002
AU0180G | [6 empty] | AF1206G | [6 empty] | AF0086G | KA9130A2 | IEG023012 |  | AF0071G
GR0181 | [6 empty] | AF1208G | [6 empty] | AF0094G |  |  |  | AF0072G
IEG02571 | [6 empty] | AF1209G | [6 empty] | AF0096G |  |  |  | AF0073G
IEG02572 | [6 empty] | AF1210G | [6 empty] | AF0097G |  |  |  | AF0074G
IEG02573 | [6 empty] | AU0320G | [6 empty] | AU0080G |  |  |  | AF0075G
IEG02574 | [6 empty] | AU1200G | [6 empty] | AU0090G |  |  |  | AU0060G
[7 empty] | IEG02501 | [6 empty] | IEG023011 |  |  |  | AU0070G
[7 empty] | IEG02502 | [6 empty] | IEG023013
[7 empty] | IEG02503 | [6 empty] | IEG02302
[7 empty] | IEG02504 | [6 empty] | IEG02303
IEG02505
IEG02506
XT05001
XT09001
XT09002

## Heat Shrink Labels
(SHT 7) BOP PANEL - (SHT 8) PLC PANEL | (SHT 12) CC COMPRESSOR - (SHT 11) ISOLATOR PANEL | (SHT 12) CC COMPRESSOR - (SHT 8) PLC PANEL | (SHT 6) FIRE SYSTEM | (SHT 6) FIRE SYSTEM - (SHT 16) FIRE SYSTEM CONTROLLER PANEL | (SHT 11) ISOLATOR PANEL - (SHT 9) PANEL A | (SHT 11) ISOLATOR PANEL - (SHT 10) PANEL B | (SHT 11) ISOLATOR PANEL - (SHT 17) TURBINE VIBRATION PANEL | (SHT 18) JB70 | (SHT 9) PANEL A - (SHT 8) PLC PANEL | (SHT 10) PANEL B - (SHT 8) PLC PANEL | (SHT 8) PLC PANEL
WC029118 | WC1307 | W029126 | WC5500 | WC5018 | W2130 | WC2100 | WC1203 | WC4524 | WC029003 | WC029001 | WTXRX1
WC029119 | WC1308 | WC029101 | WC8066 | WC8069 | WC2110 | WC2101 | WC1327 |  | WC029004 | WC029002 | WTXRX2
WC6100 | WC1310 | WC029102 | WC8068 |  | WC2126 | WC2102 | WC1328 |  | WC029005 | WC029009
WC7100 | WC1311 | WC029103 | WC8085 |  | WC2127 | WC2103 | WC1329 |  | WC029006 | WC029014
WC7101 | WC1312 | WC029104 |  |  | WC2128 | WC2104 | WC1330 |  | WC029007 | WC029015
| WC1313 | WC029105 |  |  | WC2153 | WC2105 | WC1331 |  | WC029008 | WC029016
| WC1314 | WC029106 |  |  | WC2154 | WC2129 | WC1332 |  | WC029010 | WC029017
| WC1318 | WC029107 |  |  | WC2155 | WC2201 | WC1333 |  | WC029011 | WC029018
| WC1319 | WC029108 |  |  | WC2156 | WC2202 | WC1334 |  | WC029012 | WC029019
| WC1320 | WC029109 |  |  | WC2157 | WC2203 | WC1335 |  | WC029013 | WC029020
| WC1321 | WC029110 |  |  | WC2161 | WC2204 | WC1336 |  | WC029023 | WC029021
| WC1322 | WC029111 |  |  | WC2162 | WC2205 | WC1337 |  | WC029024 | WC029022
| WC1323 | WC029112 |  |  | WC2180 | WC2301 | WC1338 |  | WC029026 | WC029025
| WC1352 | WC029113 |  |  | WC2181 | WC2302 | WC1339 |  | WC029027 | WC029030
| WC1353 | WC029114 |  |  | WC2182 | WC2303 | WC1340 |  | WC029028
| WC1354 | WC029120 |  |  | WC2206 | WC2304 | WC1341 |  | WC029029
| WC1355 | WC029121 |  |  | WC2207 | WC2305 | WC4749 |  | WC029115
| WC1356 | WC029122 |  |  | WC2306 | WC2401 |  |  | WC029116
| WC1357 | WC029127 |  |  | WC2406 | WC2402 |  |  | WC029117
| WC2139 | WC2123 |  |  |  | WC2403
| WC2140 | WC4293 |  |  |  | WC2404
| WC2141 |  |  |  |  | WC2405
WC2142
WC2143
WC2144
WC2145
WC2308
WC2603
WC2604
WC2605
WC2607
WC2614
WC2615
WC2700
WC2706
WC4638

## Panel Errors
Panel Errors
Project # | 4M511
Project Name | ENI - KUTEI NORTH HUB - FPSO
Revision | B
Controls DE | BARRAZA, PAUL
Phone: | 0
Controls ME
Phone:
From | [6 empty] | To
Device ID | Location | Cable (W) Conductor (SC) Jumper Clip (JC) | Wire ID | Wire No. | Gauge/Size | Page/Zone | Device ID | Location | Page/Zone
GR1321: | PANEL | SC | GRN/YEL | GR1321 | 14 | 91.D5 | FRAME | PANEL | 91.D6
GR1322: | PANEL | SC | GRN/YEL | GR1322 | 14 | 91.D6 | FRAME | PANEL | 91.D6
SolarTools ver. 24.0.84.24712 (Jul 31, 2025)
Report date: 3/23/2026 6:08 PM

## Cable Part Numbers
Cable Part Numbers |  |  | SolarTools ver. 24.0.84.24712 (Jul 31, 2025)
Project # | 4M511
Report date: 3/23/2026 6:09 PM
Project Name | ENI - KUTEI NORTH HUB - FPSO
Revision | B
Controls DE | BARRAZA, PAUL
Phone: | 0
Controls ME
Phone:
Device ID |  | Part Number |  | Description
WC4524 |  | 1022941-12 |  | TPE, 1 PAIR TWISTED SHIELDED
WC5072 |  | PART OF 1103208-100 |  | CABLE, 2 CONDUCTOR UNSHIELDED PART OF HORN
W029126 |  | 1022941-12 |  | TPE, 1 PAIR TWISTED SHIELDED
W2130 |  | 1022941-13 |  | TPE, 1 TRIAD TWISTED SHIELDED
WC0001 |  | 1302073-36 |  | CABLE, ETHERNET - 36 INCHES
WC0003 |  | 1302073-36 |  | CABLE, ETHERNET - 36 INCHES
WC0007 |  | 1302073-36 |  | CABLE, ETHERNET - 36 INCHES
WC0008 |  | 1302073-36 |  | CABLE, ETHERNET - 36 INCHES
WC0009 |  | 1302073-36 |  | CABLE, ETHERNET - 36 INCHES
WC0010 |  | 1302073-36 |  | CABLE, ETHERNET - 36 INCHES
WC0012 |  | 1302073-36 |  | CABLE, COMMUNICATION CABLE - 36 INCHES
WC0014 |  | 1302073-36 |  | CABLE, ETHERNET - 36 INCHES
WC0018 |  | 1302073-36 |  | CABLE, COMMUNICATION CABLE - 36 INCHES
WC0019 |  | 1302073-36 |  | CABLE, COMMUNICATION CABLE - 36 INCHES
WC0020 |  | 1302073-36 |  | CABLE, COMMUNICATION CABLE - 36 INCHES
WC0032 |  | 1302073-36 |  | CABLE, COMMUNICATION CABLE - 36 INCHES
WC0041 |  | 1302073-36 |  | CABLE, ETHERNET - 36 INCHES
WC0042 |  | 1302073-36 |  | CABLE, ETHERNET - 36 INCHES
WC0043 |  | 1302073-36 |  | CABLE, ETHERNET - 36 INCHES
WC0045 |  | 1302073-36 |  | CABLE, COMMUNICATION CABLE - 36 INCHES
WC0051 |  | 1302073-36 |  | CABLE, ETHERNET - 36 INCHES
WC0052 |  | 1302073-36 |  | CABLE, ETHERNET - 36 INCHES
WC0091 |  | 1302073-36 |  | CABLE, ETHERNET - 36 INCHES
WC0092 |  | 1302073-36 |  | CABLE, ETHERNET - 36 INCHES
WC0094 |  | 1302073-36 |  | CABLE, COMMUNICATION CABLE - 36 INCHES
WC0101 |  | 1302073-36 |  | CABLE, COMMUNICATION CABLE - 36 INCHES
WC029001 |  | 1022941-12 |  | TPE, 1 PAIR TWISTED SHIELDED
WC029002 |  | 1022941-12 |  | TPE, 1 PAIR TWISTED SHIELDED
WC029003 |  | 1022941-12 |  | TPE, 1 PAIR TWISTED SHIELDED
WC029004 |  | 1022941-12 |  | TPE, 1 PAIR TWISTED SHIELDED
WC029005 |  | 1022941-12 |  | TPE, 1 PAIR TWISTED SHIELDED
WC029006 |  | 1022941-12 |  | TPE, 1 PAIR TWISTED SHIELDED
WC029007 |  | 1022941-12 |  | TPE, 1 PAIR TWISTED SHIELDED
WC029008 |  | 1022941-12 |  | TPE, 1 PAIR TWISTED SHIELDED
WC029009 |  | 1022941-12 |  | TPE, 1 PAIR TWISTED SHIELDED
WC029010 |  | 1022941-12 |  | TPE, 1 PAIR TWISTED SHIELDED
WC029011 |  | 1022941-12 |  | TPE, 1 PAIR TWISTED SHIELDED
WC029012 |  | 1022941-12 |  | TPE, 1 PAIR TWISTED SHIELDED
WC029013 |  | 1022941-12 |  | TPE, 1 PAIR TWISTED SHIELDED
WC029014 |  | 1022941-12 |  | TPE, 1 PAIR TWISTED SHIELDED
WC029015 |  | 1022941-12 |  | TPE, 1 PAIR TWISTED SHIELDED
WC029016 |  | 1022941-12 |  | TPE, 1 PAIR TWISTED SHIELDED
WC029017 |  | 1022941-12 |  | TPE, 1 PAIR TWISTED SHIELDED
WC029018 |  | 1022941-12 |  | TPE, 1 PAIR TWISTED SHIELDED
WC029019 |  | 1022941-12 |  | TPE, 1 PAIR TWISTED SHIELDED
WC029020 |  | 1022941-12 |  | TPE, 1 PAIR TWISTED SHIELDED
WC029021 |  | 1022941-12 |  | TPE, 1 PAIR TWISTED SHIELDED
WC029022 |  | 1022941-12 |  | TPE, 1 PAIR TWISTED SHIELDED
WC029023 |  | 1022941-12 |  | TPE, 1 PAIR TWISTED SHIELDED
WC029025 |  | 1022941-12 |  | TPE, 1 PAIR TWISTED SHIELDED
WC029026 |  | 1022941-12 |  | TPE, 1 PAIR TWISTED SHIELDED
WC029027 |  | 1022941-12 |  | TPE, 1 PAIR TWISTED SHIELDED
WC029028 |  | 1022941-12 |  | TPE, 1 PAIR TWISTED SHIELDED
WC029029 |  | 1022941-12 |  | TPE, 1 PAIR TWISTED SHIELDED
WC029030 |  | 1022941-12 |  | TPE, 1 PAIR TWISTED SHIELDED
WC029101 |  | 1022941-12 |  | TPE, 1 PAIR TWISTED SHIELDED
WC029102 |  | 1022941-12 |  | TPE, 1 PAIR TWISTED SHIELDED
WC029103 |  | 1022941-12 |  | TPE, 1 PAIR TWISTED SHIELDED
WC029104 |  | 1022941-12 |  | TPE, 1 PAIR TWISTED SHIELDED
WC029105 |  | 1022941-12 |  | TPE, 1 PAIR TWISTED SHIELDED
WC029106 |  | 1022941-12 |  | TPE, 1 PAIR TWISTED SHIELDED
WC029107 |  | 1022941-12 |  | TPE, 1 PAIR TWISTED SHIELDED
WC029108 |  | 1022941-12 |  | TPE, 1 PAIR TWISTED SHIELDED
WC029109 |  | 1022941-12 |  | TPE, 1 PAIR TWISTED SHIELDED
WC029110 |  | 1022941-12 |  | TPE, 1 PAIR TWISTED SHIELDED
WC029111 |  | 1022941-12 |  | TPE, 1 PAIR TWISTED SHIELDED
WC029112 |  | 1022941-12 |  | TPE, 1 PAIR TWISTED SHIELDED
WC029113 |  | 1022941-12 |  | TPE, 1 PAIR TWISTED SHIELDED
WC029114 |  | 1022941-12 |  | TPE, 1 PAIR TWISTED SHIELDED
WC029115 |  | 1022941-12 |  | TPE, 1 PAIR TWISTED SHIELDED
WC029116 |  | 1022941-12 |  | TPE, 1 PAIR TWISTED SHIELDED
WC029117 |  | 1022941-12 |  | TPE, 1 PAIR TWISTED SHIELDED
WC029118 |  | 1022941-12 |  | TPE, 1 PAIR TWISTED SHIELDED
WC029119 |  | 1022941-12 |  | TPE, 1 PAIR TWISTED SHIELDED
WC029120 |  | 1022941-12 |  | TPE, 1 PAIR TWISTED SHIELDED
WC029121 |  | 1022941-12 |  | TPE, 1 PAIR TWISTED SHIELDED
WC029122 |  | 1022941-12 |  | TPE, 1 PAIR TWISTED SHIELDED
WC029127 |  | 1022941-12 |  | TPE, 1 PAIR TWISTED SHIELDED
WC0680 |  | 1302073-36 |  | CABLE, COMMUNICATION CABLE - 36 INCHES
WC1202B |  | 1098580-51 |  | FIBER OPTIC CABLE, MULTI-MODE OM3
WC1203 |  | 1022941-12 |  | TPE, 1 PAIR TWISTED SHIELDED
WC1203B |  | 1098580-51 |  | FIBER OPTIC CABLE, MULTI-MODE OM3
WC1204B |  | 1098580-51 |  | FIBER OPTIC CABLE, MULTI-MODE OM3
WC1307 |  | 1022941-12 |  | TPE, 1 PAIR TWISTED SHIELDED
WC1308 |  | 1022941-12 |  | TPE, 1 PAIR TWISTED SHIELDED
WC1310 |  | 1022941-12 |  | TPE, 1 PAIR TWISTED SHIELDED
WC1311 |  | 1022941-12 |  | TPE, 1 PAIR TWISTED SHIELDED
WC1312 |  | 1022941-12 |  | TPE, 1 PAIR TWISTED SHIELDED
WC1313 |  | 1022941-12 |  | TPE, 1 PAIR TWISTED SHIELDED
WC1314 |  | 1022941-12 |  | TPE, 1 PAIR TWISTED SHIELDED
WC1318 |  | 1022941-12 |  | TPE, 1 PAIR TWISTED SHIELDED
WC1319 |  | 1022941-12 |  | TPE, 1 PAIR TWISTED SHIELDED
WC1320 |  | 1022941-12 |  | TPE, 1 PAIR TWISTED SHIELDED
WC1321 |  | 1022941-12 |  | TPE, 1 PAIR TWISTED SHIELDED
WC1322 |  | 1022941-12 |  | TPE, 1 PAIR TWISTED SHIELDED
WC1323 |  | 1022941-12 |  | TPE, 1 PAIR TWISTED SHIELDED
WC1327 |  | 1022941-12 |  | TPE, 1 PAIR TWISTED SHIELDED
WC1328 |  | 1022941-12 |  | TPE, 1 PAIR TWISTED SHIELDED
WC1329 |  | 1022941-12 |  | TPE, 1 PAIR TWISTED SHIELDED
WC1330 |  | 1022941-12 |  | TPE, 1 PAIR TWISTED SHIELDED
WC1331 |  | 1022941-12 |  | TPE, 1 PAIR TWISTED SHIELDED
WC1332 |  | 1022941-12 |  | TPE, 1 PAIR TWISTED SHIELDED
WC1333 |  | 1022941-12 |  | TPE, 1 PAIR TWISTED SHIELDED
WC1334 |  | 1022941-12 |  | TPE, 1 PAIR TWISTED SHIELDED
WC1335 |  | 1022941-12 |  | TPE, 1 PAIR TWISTED SHIELDED
WC1336 |  | 1022941-12 |  | TPE, 1 PAIR TWISTED SHIELDED
WC1337 |  | 1022941-12 |  | TPE, 1 PAIR TWISTED SHIELDED
WC1338 |  | 1022941-12 |  | TPE, 1 PAIR TWISTED SHIELDED
WC1339 |  | 1022941-12 |  | TPE, 1 PAIR TWISTED SHIELDED
WC1340 |  | 1022941-12 |  | TPE, 1 PAIR TWISTED SHIELDED
WC1341 |  | 1022941-12 |  | TPE, 1 PAIR TWISTED SHIELDED
WC1352 |  | 1022941-12 |  | TPE, 1 PAIR TWISTED SHIELDED
WC1353 |  | 1022941-12 |  | TPE, 1 PAIR TWISTED SHIELDED
WC1354 |  | 1022941-12 |  | TPE, 1 PAIR TWISTED SHIELDED
WC1355 |  | 1022941-12 |  | TPE, 1 PAIR TWISTED SHIELDED
WC1356 |  | 1022941-12 |  | TPE, 1 PAIR TWISTED SHIELDED
WC1357 |  | 1022941-12 |  | TPE, 1 PAIR TWISTED SHIELDED
WC2100 |  | 1022941-13 |  | TPE, 1 TRIAD TWISTED SHIELDED
WC2101 |  | 1022941-12 |  | TPE, 1 PAIR TWISTED SHIELDED
WC2102 |  | 1022941-12 |  | TPE, 1 PAIR TWISTED SHIELDED
WC2103 |  | 1022941-12 |  | TPE, 1 PAIR TWISTED SHIELDED
WC2104 |  | 1022941-12 |  | TPE, 1 PAIR TWISTED SHIELDED
WC2105 |  | 1022941-12 |  | TPE, 1 PAIR TWISTED SHIELDED
WC2110 |  | 1022941-13 |  | TPE, 1 TRIAD TWISTED SHIELDED
WC2123 |  | 1022941-12 |  | TPE, 1 PAIR TWISTED SHIELDED
WC2126 |  | 1022941-13 |  | TPE, 1 TRIAD TWISTED SHIELDED
WC2127 |  | 1022941-13 |  | TPE, 1 TRIAD TWISTED SHIELDED
WC2128 |  | 1022941-13 |  | TPE, 1 TRIAD TWISTED SHIELDED
WC2129 |  | 1022941-13 |  | TPE, 1 TRIAD TWISTED SHIELDED
WC2139 |  | 1022941-13 |  | TPE, 1 TRIAD TWISTED SHIELDED
WC2140 |  | 1022941-13 |  | TPE, 1 TRIAD TWISTED SHIELDED
WC2141 |  | 1022941-13 |  | TPE, 1 TRIAD TWISTED SHIELDED
WC2142 |  | 1022941-13 |  | TPE, 1 TRIAD TWISTED SHIELDED
WC2143 |  | 1022941-13 |  | TPE, 1 TRIAD TWISTED SHIELDED
WC2144 |  | 1022941-13 |  | TPE, 1 TRIAD TWISTED SHIELDED
WC2145 |  | 1022941-13 |  | TPE, 1 TRIAD TWISTED SHIELDED
WC2153 |  | 1022941-13 |  | TPE, 1 TRIAD TWISTED SHIELDED
WC2154 |  | 1022941-13 |  | TPE, 1 TRIAD TWISTED SHIELDED
WC2155 |  | 1022941-13 |  | TPE, 1 TRIAD TWISTED SHIELDED
WC2156 |  | 1022941-13 |  | TPE, 1 TRIAD TWISTED SHIELDED
WC2157 |  | 1022941-13 |  | TPE, 1 TRIAD TWISTED SHIELDED
WC2161 |  | 1022941-13 |  | TPE, 1 TRIAD TWISTED SHIELDED
WC2162 |  | 1022941-13 |  | TPE, 1 TRIAD TWISTED SHIELDED
WC2180 |  | 1022941-13 |  | TPE, 1 TRIAD TWISTED SHIELDED
WC2181 |  | 1022941-13 |  | TPE, 1 TRIAD TWISTED SHIELDED
WC2182 |  | 1022941-13 |  | TPE, 1 TRIAD TWISTED SHIELDED
WC2201 |  | 1022941-12 |  | TPE, 1 PAIR TWISTED SHIELDED
WC2202 |  | 1022941-12 |  | TPE, 1 PAIR TWISTED SHIELDED
WC2203 |  | 1022941-12 |  | TPE, 1 PAIR TWISTED SHIELDED
WC2204 |  | 1022941-12 |  | TPE, 1 PAIR TWISTED SHIELDED
WC2205 |  | 1022941-12 |  | TPE, 1 PAIR TWISTED SHIELDED
WC2206 |  | 1022941-12 |  | TPE, 1 PAIR TWISTED SHIELDED
WC2207 |  | 1022941-12 |  | TPE, 1 PAIR TWISTED SHIELDED
WC2301 |  | 1022941-12 |  | TPE, 1 PAIR TWISTED SHIELDED
WC2302 |  | 1022941-12 |  | TPE, 1 PAIR TWISTED SHIELDED
WC2303 |  | 1022941-12 |  | TPE, 1 PAIR TWISTED SHIELDED
WC2304 |  | 1022941-12 |  | TPE, 1 PAIR TWISTED SHIELDED
WC2305 |  | 1022941-12 |  | TPE, 1 PAIR TWISTED SHIELDED
WC2306 |  | 1022941-12 |  | TPE, 1 PAIR TWISTED SHIELDED
WC2308 |  | 1022941-13 |  | TPE, 1 TRIAD TWISTED SHIELDED
WC2401 |  | 1022941-12 |  | TPE, 1 PAIR TWISTED SHIELDED
WC2402 |  | 1022941-12 |  | TPE, 1 PAIR TWISTED SHIELDED
WC2403 |  | 1022941-12 |  | TPE, 1 PAIR TWISTED SHIELDED
WC2404 |  | 1022941-12 |  | TPE, 1 PAIR TWISTED SHIELDED
WC2405 |  | 1022941-12 |  | TPE, 1 PAIR TWISTED SHIELDED
WC2406 |  | 1022941-12 |  | TPE, 1 PAIR TWISTED SHIELDED
WC2603 |  | 1022941-13 |  | TPE, 1 TRIAD TWISTED SHIELDED
WC2604 |  | 1022941-13 |  | TPE, 1 TRIAD TWISTED SHIELDED
WC2605 |  | 1022941-13 |  | TPE, 1 TRIAD TWISTED SHIELDED
WC2607 |  | 1022941-13 |  | TPE, 1 TRIAD TWISTED SHIELDED
WC2614 |  | 1022941-13 |  | TPE, 1 TRIAD TWISTED SHIELDED
WC2615 |  | 1022941-13 |  | TPE, 1 TRIAD TWISTED SHIELDED
WC2700 |  | 1022941-13 |  | TPE, 1 TRIAD TWISTED SHIELDED
WC2706 |  | 1022941-13 |  | TPE, 1 TRIAD TWISTED SHIELDED
WC4293 |  | 1022941-12 |  | TPE, 1 PAIR TWISTED SHIELDED
WC4638 |  | 1022941-13 |  | TPE, 1 TRIAD TWISTED SHIELDED
WC4749 |  | 1022941-12 |  | TPE, 1 PAIR TWISTED SHIELDED
WC5018 |  | 1022941-22 |  | TPE, 1 PAIR TWISTED SHIELDED
WC5500 |  | 1022941-22 |  | TPE, 1 PAIR TWISTED SHIELDED
WC5540 |  | PART OF 1113568-200 |  | CABLE, 2 CONDUCTOR TRIMMED SHIELD PART OF HORN
WC6100 |  | 1022941-12 |  | TPE, 1 PAIR TWISTED SHIELDED
WC7100 |  | 1022941-12 |  | TPE, 1 PAIR TWISTED SHIELDED
WC7101 |  | 1022941-12 |  | TPE, 1 PAIR TWISTED SHIELDED
WC8040 |  | 1322418-90 |  | CABLE, SYTSTEM FUNCTION
WC8041 |  | 1322418-90 |  | CABLE, SYTSTEM FUNCTION
WC8042 |  | 1322418-90 |  | CABLE, SUPPLIED BY OTHERS
WC8043 |  | 1322418-90 |  | CABLE, SUPPLIED BY OTHERS
WC8050 |  | 1322418-90 |  | CABLE, SUPPLIED BY OTHERS
WC8051 |  | 1322418-90 |  | CABLE, SYTSTEM FUNCTION
WC8066 |  | 1022941-22 |  | TPE, 1 PAIR TWISTED SHIELDED
WC8068 |  | 1022941-22 |  | TPE, 1 PAIR TWISTED SHIELDED
WC8069 |  | 1022941-22 |  | TPE, 1 PAIR TWISTED SHIELDED
WC8085 |  | 1022941-22 |  | TPE, 1 PAIR TWISTED SHIELDED
WC8090 |  | 1322418-90 |  | CABLE, SUPPLIED BY OTHERS
WC8091 |  | 1322418-90 |  | CABLE, SUPPLIED BY OTHERS
WC8092 |  | 1322418-90 |  | CABLE, SUPPLIED BY OTHERS
WC9001 |  | 1302073-36 |  | CABLE, ETHERNET - 36 INCHES
WC9003 |  | 1302073-36 |  | CABLE, ETHERNET - 36 INCHES
WC9011 |  | 1302073-36 |  | CABLE, ETHERNET - 36 INCHES
WC9017 |  | 1302073-36 |  | CABLE, ETHERNET - 36 INCHES
WC9211 |  | 1302073-36 |  | CABLE, ETHERNET - 36 INCHES
WTXRX1 |  | 1022941-12 |  | TPE, 1 PAIR TWISTED SHIELDED
WTXRX2 |  | 1022941-12 |  | TPE, 1 PAIR TWISTED SHIELDED

## Part Number List
Part Number List |  | SolarTools ver. 24.0.84.24712 (Jul 31, 2025)
Project # | 4M511
Report date: 3/23/2026 6:09 PM
Project Name | ENI - KUTEI NORTH HUB - FPSO
Revision | B
Controls DE | BARRAZA, PAUL
Phone: | 0
Controls ME
Phone:
Device ID | Part Number | Description | Location
AF0141 | 2684693-17,2684693-25 | 5094-OB8XT, 8 DISCRETE OUTPUT | BOP PANEL
AF0142 | 2684693-17,2684693-23 | 5094-IB16XT, 16 DISCRETE INPUT | BOP PANEL
AF0143 | 2684693-18,2684693-56 | 5094-IF8IHXT, 8 ANALOG INPUT, ISOLATED | BOP PANEL
AF0144 | 2684693-18,2684693-27 | 5094-OF8IHXT, 8 ANALOG OUTPUT, ISOLATED | BOP PANEL
AF0145 | 2684693-19,2684693-33 | 5094-IY8XT, 8 ANALOG INPUT, TC/RTD/ I&V | BOP PANEL
AF0146 | 2684693-17,2684693-25 | 5094-OB8XT, 8 DISCRETE OUTPUT | BOP PANEL
AF0181 | 2684693-17,2684693-25 | 5094-OB8XT, 8 DISCRETE OUTPUT | BOP PANEL
AF0182 | 2684693-17,2684693-23 | 5094-IB16XT, 16 DISCRETE INPUT | BOP PANEL
AF0183 | 2684693-18,2684693-28 | 5094-IB16SXT, 16 DISCRETE INPUT, S | BOP PANEL
AF0184 | 2684693-18,2684693-55 | 5094-OB16SXT, 16 DISCRETE OUTPUT, S | BOP PANEL
AF0185 | 2684693-18,2684693-56 | 5094-IF8IHXT, 8 ANALOG INPUT, ISOLATED | BOP PANEL
AU0140 | 2684693-22 | 5094-AENTRXT, FLEX 5000 I/O | BOP PANEL
AU0180 | 2684693-22 | 5094-AENTRXT, FLEX 5000 I/O | BOP PANEL
FU0140 | 1043265-1,1043265-5 | FUSE, 10A | BOP PANEL
FU0141 | 1043265-1,1043265-5 | FUSE, 10A | BOP PANEL
FU0142 | 1043265-1,1043265-5 | FUSE, 10A | BOP PANEL
FU0143 | 1043265-3 | FUSE, 2A | BOP PANEL
FU0180 | 1043265-1,1043265-5 | FUSE, 10A | BOP PANEL
FU0181 | 1043265-1,1043265-5 | FUSE, 10A | BOP PANEL
FU0184 | 1043265-1,1043265-5 | FUSE, 10A | BOP PANEL
FU0570 | 1043265-1,1043265-7 | FUSE, 20A | BOP PANEL
GR0180 | 903849C1 | RAIL GROUND, DIN RAIL GROUNDING | BOP PANEL
GR0181 | 903849C1 | RAIL GROUND, DIN RAIL GROUNDING | BOP PANEL
GR0182 | 903849C1 | RAIL GROUND, DIN RAIL GROUNDING | BOP PANEL
IEG0257 | 232941-110 | BUS BAR, BOP - INSTRUMENT EARTH GROUNDING | BOP PANEL
KA0181 | 1061979-1 | RELAY, TURBINE RUNNING STATUS | BOP PANEL
KA0182 | 1061979-1 | RELAY, WHRS PURGE FLOW ESTABLISHED | BOP PANEL
KA0183 | 1061979-1 | RELAY, WASTE HEAT READY | BOP PANEL
KA0184 | 1061979-1 | RELAY, WHRS PURGE COMPLETE | BOP PANEL
KA0531 | 1061979-1 | RELAY, NO EMERGENCY SHUTDOWN SUMMARY | BOP PANEL
KA0532 | 1061979-1 | RELAY, NO EMERGENCY SHUTDOWN SUMMARY | BOP PANEL
KA0533 | 1061979-1 | RELAY, NO EMERGENCY SHUTDOWN SUMMARY | BOP PANEL
KA0534 | 1061979-1 | RELAY, NO EMERGENCY SHUTDOWN SUMMARY | BOP PANEL
KA0535 | 1061979-1 | RELAY, CONTROLLER ACTIVE | BOP PANEL
KA0536 | 1061979-1 | RELAY, CONTROLLER ACTIVE | BOP PANEL
KA0537 | 1061979-1 | RELAY, NO EMERGENCY SHUTDOWN SUMMARY | BOP PANEL
KA0540 | 1061979-1 | RELAY, OPEN SUCTION VALVE | BOP PANEL
KA0541 | 1061979-1 | RELAY, OPEN DISCHARGE VALVE | BOP PANEL
KA0542 | 1061979-1 | RELAY, OPEN SUCTION VALVE | BOP PANEL
KA0543 | 1061979-1 | RELAY, OPEN DISCHARGE VALVE | BOP PANEL
KA0550 | 1061979-1 | RELAY, OPEN SUCTION VALVE SAFETY | BOP PANEL
KA0551 | 1061979-1 | RELAY, OPEN DISCHARGE VALVE SAFETY | BOP PANEL
KA0554 | 1061979-1 | RELAY, CLOSE VENT VALVE SAFETY | BOP PANEL
KA1801 | 1061979-1 | RELAY, SEAL GAS HEATER 1 RUN | BOP PANEL
KA1901 | 1061979-1 | RELAY, SEAL GAS HEATER 1 RUN | BOP PANEL
KT0571 | 2651077-1 | TIMER RELAY, LOADING VALVE CLOSED | BOP PANEL
KT0573 | 2651077-1 | TIMER RELAY, DISCHARGE VALVE CLOSED | BOP PANEL
KT0574 | 2651077-1 | TIMER RELAY, SUCTION VALVE CLOSED | BOP PANEL
XT0140 | 1066730-7,1066730-8,1067996-4 | TERMINAL BLOCK, SPRING, 4 CONDUCTOR,30-12 AWG (0.05-3.31 MM2),NON-IS | BOP PANEL
XT0180 | 1066730-7,1066730-8,1067996-4 | TERMINAL BLOCK, SPRING, 4 CONDUCTOR,30-12 AWG (0.05-3.31 MM2),NON-IS | BOP PANEL
XT0570 | 1066730-16,1066730-17,1066730-18 | TERMINAL STRIP, 2 CONDUCTOR | BOP PANEL
XT0572 | 1066730-7,1066730-8,1067996-4 | TERMINAL BLOCK, SPRING, 4 CONDUCTOR,30-12 AWG (0.05-3.31 MM2),NON-IS | BOP PANEL
XT0574 | 1066730-7 | TERMINAL BLOCK, SPRING, 4 CONDUCTOR,30-12 AWG (0.05-3.31 MM2),NON-IS | BOP PANEL
GR0012 | 903849C1 | RAIL GROUND, DIN RAIL GROUNDING | CC BLANK #1
GR0673 | 903849C1 | RAIL GROUND, DIN RAIL GROUNDING | CC BLANK #1
IEG0430 | 232941-300 | BUS BAR, PANEL BLANK #1 INSTRUMENT EARTH GROUNDING | CC BLANK #1
PEG0330 | 232941-300 | BUS BAR, PANEL BLANK #1 - POWER EARTH GROUNDING | CC BLANK #1
GR0013 | 903849C1 | RAIL GROUND, DIN RAIL GROUNDING | CC BLANK #2
GR0674 | 903849C1 | RAIL GROUND, DIN RAIL GROUNDING | CC BLANK #2
GR0014 | 903849C1 | RAIL GROUND, DIN RAIL GROUNDING | CC BLANK #3
GR0675 | 903849C1 | RAIL GROUND, DIN RAIL GROUNDING | CC BLANK #3
AF0321 | 2684693-19,2684693-33 | 5094-IY8XT, 8 ANALOG INPUT, TC/RTD/ I&V | CC COMPRESSOR
AF0322 | 2684693-17,2684693-23 | 5094-IB16XT, 16 DISCRETE INPUT | CC COMPRESSOR
AF0500 | 1322418-31,1322418-40,1322418-72,1322418-73 | 1444-TSCX02-02RB, 2-CH TACHOMETER INPUT^DYNAMIX 1444 VIBRATION | CC COMPRESSOR
AF0510 | 1322418-11,1322418-20,1322418-70,1322418-71 | 1444-DYN04-01RA, 4-CH VIBRATION INPUT^DYNAMIX 1444 VIBRATION | CC COMPRESSOR
AF0520 | 1322418-11,1322418-20,1322418-70,1322418-71 | 1444-DYN04-01RA, 4-CH VIBRATION INPUT^DYNAMIX 1444 VIBRATION | CC COMPRESSOR
AF0900 | 1322418-31,1322418-40,1322418-72,1322418-73 | 1444-TSCX02-02RB, 2-CH TACHOMETER INPUT^DYNAMIX 1444 VIBRATION | CC COMPRESSOR
AF0910 | 1322418-11,1322418-20,1322418-70,1322418-71 | 1444-DYN04-01RA, 4-CH VIBRATION INPUT^DYNAMIX 1444 VIBRATION | CC COMPRESSOR
AF0920 | 1322418-11,1322418-20,1322418-70,1322418-71 | 1444-DYN04-01RA, 4-CH VIBRATION INPUT^DYNAMIX 1444 VIBRATION | CC COMPRESSOR
AF0940 | 1322418-11,1322418-20,1322418-70,1322418-71 | 1444-DYN04-01RA, 4-CH VIBRATION INPUT^DYNAMIX 1444 VIBRATION | CC COMPRESSOR
AF1201 | 2684693-17,2684693-25 | 5094-OB8XT, 8 DISCRETE OUTPUT | CC COMPRESSOR
AF1202 | 2684693-17,2684693-23 | 5094-IB16XT, 16 DISCRETE INPUT | CC COMPRESSOR
AF1203 | 2684693-18,2684693-56 | 5094-IF8IHXT, 8 ANALOG INPUT, ISOLATED | CC COMPRESSOR
AF1204 | 2684693-18,2684693-30 | 5094-IF4IHSXT, 4 ANALOG INPUT, S | CC COMPRESSOR
AF1205 | 2684693-18,2684693-30 | 5094-IF4IHSXT, 4 ANALOG INPUT, S | CC COMPRESSOR
AF1206 | 2684693-21,2684693-36 | 5094-IRT8SXT, 8 RTD/TC ANALOG INPUT, S | CC COMPRESSOR
AF1207 | 2684693-18,2684693-28 | 5094-IB16SXT, 16 DISCRETE INPUT, S | CC COMPRESSOR
AF1208 | 2684693-19,2684693-33 | 5094-IY8XT, 8 ANALOG INPUT, TC/RTD/ I&V | CC COMPRESSOR
AF1209 | 2684693-19,2684693-33 | 5094-IY8XT, 8 ANALOG INPUT, TC/RTD/ I&V | CC COMPRESSOR
AF1210 | 2684693-18,2684693-56 | 5094-IF8IHXT, 8 ANALOG INPUT, ISOLATED | CC COMPRESSOR
AF1211 | 2684693-18,2684693-56 | 5094-IF8IHXT, 8 ANALOG INPUT, ISOLATED | CC COMPRESSOR
AU0320 | 2684693-22 | 5094-AENTRXT, FLEX 5000 I/O | CC COMPRESSOR
AU1200 | 2684693-22 | 5094-AENTRXT, FLEX 5000 I/O | CC COMPRESSOR
FU0120 | 1043265-1,1043265-5 | TERMINAL BLOCK, SPRING, 4 CONDUCTOR,30-12 AWG (0.05-3.31 MM2),NON-IS | CC COMPRESSOR
FU0121 | 1043265-1,1043265-5 | TERMINAL BLOCK, SPRING, 4 CONDUCTOR,30-12 AWG (0.05-3.31 MM2),NON-IS | CC COMPRESSOR
FU0130 | 1043265-1,1043265-7 | TERMINAL BLOCK, SPRING, 4 CONDUCTOR,30-12 AWG (0.05-3.31 MM2),NON-IS | CC COMPRESSOR
FU0133 | 1043265-1,1043265-4 | FUSE, 5A | CC COMPRESSOR
FU0310 | 1043265-1,1043265-7 | FUSE, 20A | CC COMPRESSOR
FU0313 | 1043265-1,1043265-4 | FUSE, 5A | CC COMPRESSOR
FU0320 | 1043265-1,1043265-5 | FUSE, 10A | CC COMPRESSOR
GR0120 | 903849C1 | TERMINAL BLOCK, SPRING, 4 CONDUCTOR,30-12 AWG (0.05-3.31 MM2),NON-IS | CC COMPRESSOR
GR0320 | 903849C1 | RAIL GROUND, DIN RAIL GROUNDING | CC COMPRESSOR
IEG0250 | 232941-300 | BUS BAR, GEARBOX/HP CPSR INSTRUMENT EARTH GROUNDING | CC COMPRESSOR
KA0120 | 1061979-1 | ISOLATOR, SMART TRANSMITTER POWER SUPPLY | CC COMPRESSOR
KA4401 | 1061979-1 | ISOLATOR, RESISTIVE TEMPERATURE DEVICE | CC COMPRESSOR
XT0121 | 1066730-7,1066730-8,1067996-4 | TERMINAL BLOCK, SPRING, 4 CONDUCTOR,30-12 AWG (0.05-3.31 MM2),NON-IS | CC COMPRESSOR
XT0130 | 1066730-7,1066730-8,1067996-4 | TERMINAL BLOCK, SPRING, 4 CONDUCTOR,30-12 AWG (0.05-3.31 MM2),NON-IS | CC COMPRESSOR
XT0310 | 1066730-7,1066730-8,1067996-4 | TERMINAL BLOCK, SPRING, 4 CONDUCTOR,30-12 AWG (0.05-3.31 MM2),NON-IS | CC COMPRESSOR
XT0500 | 1066730-1,1066730-2 | TERMINAL STRIP, 4 CONDUCTOR | CC COMPRESSOR
XT0520 | 1066730-16,1066730-8,1067996-4 | TERMINAL STRIP, 2 CONDUCTOR | CC COMPRESSOR
XT0900 | 1066730-1,1066730-2 | TERMINAL STRIP, 4 CONDUCTOR | CC COMPRESSOR
XT0905 | 1066730-7,1066730-8,1067996-4 | TERMINAL BLOCK, SPRING, 4 CONDUCTOR,30-12 AWG (0.05-3.31 MM2),NON-IS | CC COMPRESSOR
AT0190 | 1577354-5100 | WORKSTATION, PANEL COMPUTER, TT4000 | CONSOLE
AT0190K | 1068334 | KEYBOARD, TYPING INTERFACE | CONSOLE
EL0271 | 1022899 | LIGHT, LED, WHITE | CONSOLE
EL0272 | 1022899,PART OF ASSEMBLY | LIGHT, LED, WHITE | CONSOLE
EL0273 | 1022899,1024595-100,PART OF ASSEMBLY | LIGHT, LED, WHITE | CONSOLE
HA0273 | 1113568-200 | HORN, AUDIBLE ALARM | CONSOLE
ZS0271 | 1113474-1,22650R1,22690R1,23523R1,24556R1,915786C1,PART OF ASSEMBLY | LIMIT SWITCH, CONSOLE DOOR OPEN | CONSOLE
ZS0273 | [2]1113474-1,22650R1,22690R1,23523R1,24556R1,915786C1,PART OF ASSEMBLY | LIMIT SWITCH, CONSOLE DOOR OPEN | CONSOLE
CCAT0170 | CUSTOMER DEFINED | CUSTOMER CONNECTION, TROUBLE ALARM SIGNAL | CUSTOMER FIRE AND GAS SIGNALS
CCKA0982 | CUSTOMER DEFINED | CUSTOMER CONNECTION, FIRE DETECTED SIGNAL | CUSTOMER FIRE AND GAS SIGNALS
CCKA0984 | CUSTOMER DEFINED | CUSTOMER CONNECTION, GAS DETECTED SIGNAL | CUSTOMER FIRE AND GAS SIGNALS
AT0175 | 1056244-5 | 8 CHANNEL ED I/O, EAGLE QUANTUM PREMIER | FIRE SYSTEM
AT0177 | 1056244-5 | 8 CHANNEL ED I/O, EAGLE QUANTUM PREMIER | FIRE SYSTEM
AT0179 | 1056244-5 | 8 CHANNEL ED I/O, EAGLE QUANTUM PREMIER | FIRE SYSTEM
AT0181 | 1056244-5 | 8 CHANNEL ED I/O, EAGLE QUANTUM PREMIER | FIRE SYSTEM
FU0170 | 1043265-1,1043265-7 | FUSE, 20A | FIRE SYSTEM
GR0170 | 903849C1 | RAIL GROUND, DIN RAIL GROUNDING | FIRE SYSTEM
GR0172 | 903849C1 | RAIL GROUND, DIN RAIL GROUNDING | FIRE SYSTEM
KA6510 | 1061979-1 | RELAY, FIRE SYSTEM AUTO/INHIBIT | FIRE SYSTEM
KA6511 | 1061979-1 | RELAY, FIRE SYSTEM AUTO/INHIBIT | FIRE SYSTEM
RR0177S2 | 912137C1 | RESISTOR, 10K OHM | FIRE SYSTEM
RR0177S3 | 912137C1 | RESISTOR, 10K OHM | FIRE SYSTEM
RR0177S6 | 912137C1 | RESISTOR, 10K OHM | FIRE SYSTEM
RR0179S6 | 912137C1 | RESISTOR, 10K OHM | FIRE SYSTEM
RR0179S8 | 912137C1 | RESISTOR, 10K OHM | FIRE SYSTEM
RR0181S3 | 912137C1 | RESISTOR, 10K OHM | FIRE SYSTEM
RR0181S4 | 912137C1 | RESISTOR, 10K OHM | FIRE SYSTEM
RR0181S5 | 912137C1 | RESISTOR, 10K OHM | FIRE SYSTEM
RR0181S6 | 912137C1 | RESISTOR, 10K OHM | FIRE SYSTEM
XT0170 | 1066730-7,1066730-8,1067996-11 | TERMINAL BLOCK, SPRING, 4 CONDUCTOR,30-12 AWG (0.05-3.31 MM2),NON-IS | FIRE SYSTEM
XT0172 | 1066730-7,1066730-8,1067996-11 | TERMINAL BLOCK, SPRING, 4 CONDUCTOR,30-12 AWG (0.05-3.31 MM2),NON-IS | FIRE SYSTEM
AT0170 | 1056244-29 | CONTROLLER, EAGLE QUANTUM PREMIER | FIRE SYSTEM CONTROLLER PANEL
GR0171 | 903849C1 | RAIL GROUND, DIN RAIL GROUNDING | FIRE SYSTEM CONTROLLER PANEL
KA0172 | 1061979-1 | RELAY, FIRE DETECTED (CUSTOMER) | FIRE SYSTEM CONTROLLER PANEL
KA0174 | 1061979-1 | RELAY, GAS DETECTED (CUSTOMER) | FIRE SYSTEM CONTROLLER PANEL
UV0170 | 1056244-2 | POWER SUPPLY, EAGLE QUANTUM PREMIER | FIRE SYSTEM CONTROLLER PANEL
FU0272 | 1043265-1,1043265-4 | FUSE, 5A | ISOLATOR PANEL
FU0274 | 1043265-1,1043265-4 | FUSE, 5A | ISOLATOR PANEL
GR0272 | 903849C1 | RAIL GROUND, DIN RAIL GROUNDING | ISOLATOR PANEL
GR0273 | 903849C1 | RAIL GROUND, DIN RAIL GROUNDING | ISOLATOR PANEL
UAI0741 | 1053038-35 | ISOLATOR, THERMOCOUPLE ELEMENT | ISOLATOR PANEL
UAI0742 | 1053038-35 | ISOLATOR, THERMOCOUPLE ELEMENT | ISOLATOR PANEL
UAI0743 | 1053038-35 | ISOLATOR, THERMOCOUPLE ELEMENT | ISOLATOR PANEL
UAI0744 | 1053038-35 | ISOLATOR, THERMOCOUPLE ELEMENT | ISOLATOR PANEL
UAI0745 | 1053038-35 | ISOLATOR, THERMOCOUPLE ELEMENT | ISOLATOR PANEL
UAI0746 | 1053038-35 | ISOLATOR, THERMOCOUPLE ELEMENT | ISOLATOR PANEL
UAI0747 | 1053038-35 | ISOLATOR, THERMOCOUPLE ELEMENT | ISOLATOR PANEL
UAI0750 | 1053038-35 | ISOLATOR, THERMOCOUPLE ELEMENT | ISOLATOR PANEL
UAI0751 | 1053038-35 | ISOLATOR, THERMOCOUPLE ELEMENT | ISOLATOR PANEL
UAI0752 | 1053038-35 | ISOLATOR, THERMOCOUPLE ELEMENT | ISOLATOR PANEL
UAI0753 | 1053038-35 | ISOLATOR, THERMOCOUPLE ELEMENT | ISOLATOR PANEL
UAI0754 | 1053038-35 | ISOLATOR, THERMOCOUPLE ELEMENT | ISOLATOR PANEL
UAI0755 | 1053038-35 | ISOLATOR, THERMOCOUPLE ELEMENT | ISOLATOR PANEL
UAI0756 | 1053038-35 | ISOLATOR, THERMOCOUPLE ELEMENT | ISOLATOR PANEL
UAI0757 | 1053038-35 | ISOLATOR, THERMOCOUPLE ELEMENT | ISOLATOR PANEL
UAI0760 | 1053038-35 | ISOLATOR, THERMOCOUPLE ELEMENT | ISOLATOR PANEL
UAI0770 | 1053038-35 | ISOLATOR, THERMOCOUPLE ELEMENT | ISOLATOR PANEL
UAI0771 | 1053038-35 | ISOLATOR, THERMOCOUPLE ELEMENT | ISOLATOR PANEL
UAI0772 | 1053038-35 | ISOLATOR, THERMOCOUPLE ELEMENT | ISOLATOR PANEL
UAI0773 | 1053038-35 | ISOLATOR, THERMOCOUPLE ELEMENT | ISOLATOR PANEL
UAI0774 | 1053038-35 | ISOLATOR, THERMOCOUPLE ELEMENT | ISOLATOR PANEL
UAI0775 | 1053038-35 | ISOLATOR, THERMOCOUPLE ELEMENT | ISOLATOR PANEL
UAI0776 | 1053038-35 | ISOLATOR, THERMOCOUPLE ELEMENT | ISOLATOR PANEL
UAI0777 | 1053038-35 | ISOLATOR, THERMOCOUPLE ELEMENT | ISOLATOR PANEL
UAI0800 | 1106298-11 | ISOLATOR, RESISTIVE TEMPERATURE DEVICE | ISOLATOR PANEL
UAI0836 | 1106298-11 | ISOLATOR, RESISTIVE TEMPERATURE DEVICE | ISOLATOR PANEL
UAI0846 | 1106298-11 | ISOLATOR, RESISTIVE TEMPERATURE DEVICE | ISOLATOR PANEL
UAI0890 | 1106298-11 | ISOLATOR, RESISTIVE TEMPERATURE DEVICE | ISOLATOR PANEL
UAI1100 | 1106298-11 | ISOLATOR, RESISTIVE TEMPERATURE DEVICE | ISOLATOR PANEL
UAI1110 | 1106298-11 | ISOLATOR, RESISTIVE TEMPERATURE DEVICE | ISOLATOR PANEL
UAI1111 | 1106298-11 | ISOLATOR, RESISTIVE TEMPERATURE DEVICE | ISOLATOR PANEL
UAI1112 | 1106298-11 | ISOLATOR, RESISTIVE TEMPERATURE DEVICE | ISOLATOR PANEL
UAI1170 | 1106298-11 | ISOLATOR, RESISTIVE TEMPERATURE DEVICE | ISOLATOR PANEL
UAI1204 | 1053038-18 | ISOLATOR, VOLTAGE REPEATER | ISOLATOR PANEL
UAI1210 | 1053038-18 | ISOLATOR, VOLTAGE REPEATER | ISOLATOR PANEL
UAI1211 | 1053038-18 | ISOLATOR, VOLTAGE REPEATER | ISOLATOR PANEL
UAI1214 | 1053038-18 | ISOLATOR, VOLTAGE REPEATER | ISOLATOR PANEL
UAI1220 | 1053038-18 | ISOLATOR, VOLTAGE REPEATER | ISOLATOR PANEL
UAI1221 | 1053038-18 | ISOLATOR, VOLTAGE REPEATER | ISOLATOR PANEL
UAI1230 | 1053038-18 | ISOLATOR, VOLTAGE REPEATER | ISOLATOR PANEL
UAI1231 | 1053038-18 | ISOLATOR, VOLTAGE REPEATER | ISOLATOR PANEL
UAI1240 | 1053038-18 | ISOLATOR, VOLTAGE REPEATER | ISOLATOR PANEL
UAI1241 | 1053038-18 | ISOLATOR, VOLTAGE REPEATER | ISOLATOR PANEL
UAI1250 | 1053038-18 | ISOLATOR, VOLTAGE REPEATER | ISOLATOR PANEL
UAI1251 | 1053038-18 | ISOLATOR, VOLTAGE REPEATER | ISOLATOR PANEL
UAI1260 | 1106298-11 | ISOLATOR, RESISTIVE TEMPERATURE DEVICE | ISOLATOR PANEL
UAI1262 | 1053038-18 | ISOLATOR, VOLTAGE REPEATER | ISOLATOR PANEL
UAI1263 | 1053038-18 | ISOLATOR, VOLTAGE REPEATER | ISOLATOR PANEL
UAI1265 | 1106298-11 | ISOLATOR, RESISTIVE TEMPERATURE DEVICE | ISOLATOR PANEL
UAI1270 | 1106298-11 | ISOLATOR, RESISTIVE TEMPERATURE DEVICE | ISOLATOR PANEL
UAI1272 | 1053038-18 | ISOLATOR, VOLTAGE REPEATER | ISOLATOR PANEL
UAI1273 | 1053038-18 | ISOLATOR, VOLTAGE REPEATER | ISOLATOR PANEL
UAI1520 | 1105411-5 | ISOLATOR, BAM 2 | ISOLATOR PANEL
UAI1771 | 1053038-18 | ISOLATOR, VOLTAGE REPEATER | ISOLATOR PANEL
UAI2120 | 1106298-11 | ISOLATOR, RESISTIVE TEMPERATURE DEVICE | ISOLATOR PANEL
UAI3100 | 1106298-11 | ISOLATOR, RESISTIVE TEMPERATURE DEVICE | ISOLATOR PANEL
UAI3200 | 1106298-11 | ISOLATOR, RESISTIVE TEMPERATURE DEVICE | ISOLATOR PANEL
UAI3510 | 1106298-11 | ISOLATOR, RESISTIVE TEMPERATURE DEVICE | ISOLATOR PANEL
UAI3520 | 1106298-11 | ISOLATOR, RESISTIVE TEMPERATURE DEVICE | ISOLATOR PANEL
UAI3530 | 1106298-11 | ISOLATOR, RESISTIVE TEMPERATURE DEVICE | ISOLATOR PANEL
UAI3540 | 1106298-11 | ISOLATOR, RESISTIVE TEMPERATURE DEVICE | ISOLATOR PANEL
UAI3600 | 1106298-11 | ISOLATOR, RESISTIVE TEMPERATURE DEVICE | ISOLATOR PANEL
UAI4413 | 1106298-11 | ISOLATOR, RESISTIVE TEMPERATURE DEVICE | ISOLATOR PANEL
UAI4414 | 1106298-11 | ISOLATOR, RESISTIVE TEMPERATURE DEVICE | ISOLATOR PANEL
UAI4417 | 1106298-11 | ISOLATOR, RESISTIVE TEMPERATURE DEVICE | ISOLATOR PANEL
UAI4418 | 1106298-11 | ISOLATOR, RESISTIVE TEMPERATURE DEVICE | ISOLATOR PANEL
UAI4433 | 1106298-11 | ISOLATOR, RESISTIVE TEMPERATURE DEVICE | ISOLATOR PANEL
UAI4434 | 1106298-11 | ISOLATOR, RESISTIVE TEMPERATURE DEVICE | ISOLATOR PANEL
UAI4437 | 1106298-11 | ISOLATOR, RESISTIVE TEMPERATURE DEVICE | ISOLATOR PANEL
UAI4438 | 1106298-11 | ISOLATOR, RESISTIVE TEMPERATURE DEVICE | ISOLATOR PANEL
UAI4460 | 1053038-18 | ISOLATOR, VOLTAGE REPEATER | ISOLATOR PANEL
UAI4461 | 1053038-18 | ISOLATOR, VOLTAGE REPEATER | ISOLATOR PANEL
UAI4462 | 1053038-18 | ISOLATOR, VOLTAGE REPEATER | ISOLATOR PANEL
UAI4470 | 1053038-18 | ISOLATOR, VOLTAGE REPEATER | ISOLATOR PANEL
UAI4471 | 1053038-18 | ISOLATOR, VOLTAGE REPEATER | ISOLATOR PANEL
UAI4473 | 1053038-18 | ISOLATOR, VOLTAGE REPEATER | ISOLATOR PANEL
UAI4740 | 1053038-18 | ISOLATOR, VOLTAGE REPEATER | ISOLATOR PANEL
UAI4741 | 1053038-18 | ISOLATOR, VOLTAGE REPEATER | ISOLATOR PANEL
UAI4742 | 1106298-11 | ISOLATOR, RESISTIVE TEMPERATURE DEVICE | ISOLATOR PANEL
UAI4745 | 1106298-11 | ISOLATOR, RESISTIVE TEMPERATURE DEVICE | ISOLATOR PANEL
UAI4750 | 1053038-18 | ISOLATOR, VOLTAGE REPEATER | ISOLATOR PANEL
UAI4751 | 1053038-18 | ISOLATOR, VOLTAGE REPEATER | ISOLATOR PANEL
UAI4752 | 1053038-18 | ISOLATOR, VOLTAGE REPEATER | ISOLATOR PANEL
UAI4753 | 1053038-18 | ISOLATOR, VOLTAGE REPEATER | ISOLATOR PANEL
UAI4754 | 1106298-11 | ISOLATOR, RESISTIVE TEMPERATURE DEVICE | ISOLATOR PANEL
UAI4755 | 1106298-11 | ISOLATOR, RESISTIVE TEMPERATURE DEVICE | ISOLATOR PANEL
UAI4759 | 1053038-18 | ISOLATOR, VOLTAGE REPEATER | ISOLATOR PANEL
UAI4760 | 1053038-18 | ISOLATOR, VOLTAGE REPEATER | ISOLATOR PANEL
UAI4761 | 1053038-18 | ISOLATOR, VOLTAGE REPEATER | ISOLATOR PANEL
UAI4762 | 1106298-11 | ISOLATOR, RESISTIVE TEMPERATURE DEVICE | ISOLATOR PANEL
UAI4765 | 1053038-18 | ISOLATOR, VOLTAGE REPEATER | ISOLATOR PANEL
UAI4770 | 1053038-18 | ISOLATOR, VOLTAGE REPEATER | ISOLATOR PANEL
UAI4771 | 1106298-11 | ISOLATOR, RESISTIVE TEMPERATURE DEVICE | ISOLATOR PANEL
UAI4773 | 1053038-18 | ISOLATOR, VOLTAGE REPEATER | ISOLATOR PANEL
UV0271 | 1053038-19 | POWER FEED MODULE, INTRINSIC SAFETY | ISOLATOR PANEL
UV0272 | 1053038-19 | POWER FEED MODULE, INTRINSIC SAFETY | ISOLATOR PANEL
UV0273 | 1053038-19 | POWER FEED MODULE, INTRINSIC SAFETY | ISOLATOR PANEL
UV0274 | 1053038-19 | POWER FEED MODULE, INTRINSIC SAFETY | ISOLATOR PANEL
UV0275 | 1053038-19 | POWER FEED MODULE, INTRINSIC SAFETY | ISOLATOR PANEL
AT1100 | 1577354-4502 | WORKSTATION, VERSA VIEW 1200H | JB70
BA0001 | 1271449-4 | MEDIA CONVERTER, ETHERNET-FIBER OPTIC | JB70
BA0002 | 1271449-4 | MEDIA CONVERTER, ETHERNET-FIBER OPTIC | JB70
BA1100 | 1337728-10 | SWITCH, ETAP, DLR INTERFACE | JB70
BA1211 | 1337728-11 | SWITCH, ETAP, DLR INTERFACE | JB70
FU0001 | 1043265-1,1043265-3 | FUSE, 2A | JB70
FU0002 | 1043265-1,1043265-3 | FUSE, 2A | JB70
FU1101 | 1043265-1,1043265-3 | FUSE, 2A | JB70
FU1211 | 1043265-1,1043265-3 | FUSE, 2A | JB70
GR1132 | 903849C1 | RAIL GROUND, DIN RAIL GROUNDING | JB70
GR1133 | 903849C1 | RAIL GROUND, DIN RAIL GROUNDING | JB70
GR1134 | 903849C1 | RAIL GROUND, DIN RAIL GROUNDING | JB70
GR1232 | 903849C1 | RAIL GROUND, DIN RAIL GROUNDING | JB70
GR1233 | 903849C1 | RAIL GROUND, DIN RAIL GROUNDING | JB70
GR1234 | 903849C1 | RAIL GROUND, DIN RAIL GROUNDING | JB70
GR1235 | 903849C1 | RAIL GROUND, DIN RAIL GROUNDING | JB70
HA0472 | 1103208-101 | HORN, AUDIBLE ALARM | JB70
HL0171 | 2380746-7 | LIGHT, FIRE SYSTEM AUTO, GREEN | JB70
HL0172 | 2380746-7 | LIGHT, FIRE SYSTEM INHIBIT, AMBER | JB70
HL0173 | 2380746-7 | LIGHT, FIRE SYSTEM DISCHARGED, RED | JB70
IEG1200 | 232941-200 | BUS BAR, INSTRUMENT EARTH GROUNDING | JB70
RR0175A | 1066738-9 | RESISTOR, 10K OHM | JB70
RR0175D | 1066738-9 | RESISTOR, 10K OHM | JB70
RR0175I | 1066738-9 | RESISTOR, 10K OHM | JB70
RR0175M | 1066738-9 | RESISTOR, 10K OHM | JB70
SA0170 | 2380746-9 | SELECTOR SWITCH, FIRE SYSTEM AUTO/INHIBIT | JB70
SA0471 | 2380746-2 | SELECTOR SWITCH, SPEED/LOAD | JB70
SA0474 | 2380746-2 | SELECTOR SWITCH, SURGE VALVE | JB70
SB0170 | 2380746-10 | PUSHBUTTON SWITCH, MANUAL RELEASE | JB70
SB0471 | 2380746-1 | PUSHBUTTON SWITCH, HORN SILENCE | JB70
SB0472 | 2380746-4 | PUSHBUTTON SWITCH, EMERGENCY STOP | JB70
SB0473 | 2380746-1 | PUSHBUTTON SWITCH, ACKNOWLEDGE | JB70
SB0474 | 2380746-1 | PUSHBUTTON SWITCH, RESET | JB70
SH0470 | 2380746-3 | LIGHTED SWITCH, STOP/STOPPING, RED | JB70
SH0471 | 2380746-3 | LIGHTED SWITCH, START/STARTING, GREEN | JB70
SH0472 | 2380746-3 | LIGHTED SWITCH, BACKUP SYSTEM ACTIVE/RESET, AMBER | JB70
UA1200 | 1053834-61 | SIGNAL CONVERTER, BACKUP OVERSPEED | JB70
UA1210 | 190817-14 | PROXIMITOR, ENGINE BEARING #1^(GAS PRODUCER X-AXIS) | JB70
UA1211 | 190817-14 | PROXIMITOR, ENGINE BEARING #1^(GAS PRODUCER Y-AXIS) | JB70
UA1220 | 190817-14 | PROXIMITOR, ENGINE BEARING #2^(GAS PRODUCER X-AXIS) | JB70
UA1221 | 190817-14 | PROXIMITOR, ENGINE BEARING #2^(GAS PRODUCER Y-AXIS) | JB70
UA1230 | 190817-14 | PROXIMITOR, ENGINE BEARING #3^(GAS PRODUCER X-AXIS) | JB70
UA1231 | 190817-14 | PROXIMITOR, ENGINE BEARING #3^(GAS PRODUCER Y-AXIS) | JB70
UA1262 | 190817-14 | PROXIMITOR, ENGINE BEARING AXIAL^(GAS PRODUCER Z-AXIS) | JB70
UA1263 | 190817-14 | PROXIMITOR, ENGINE KEYPHASOR^(GAS PRODUCER) | JB70
UA1520 | 1105411-12 | SIGNAL CONVERTER, BAM 2 ISOLATED^SIGNAL CONDITIONER | JB70
VD0175A | 1066738-10 | DIODE, 15 pF | JB70
VD0175D | 1066738-10 | DIODE, 15 pF | JB70
VD0175I | 1066738-10 | DIODE, 15 pF | JB70
VD3502 | 1066738-10 | DIODE, 15 pF | JB70
XT0001 | 1066730-32,1066730-7,1066730-8,1067996-82 | TERMINAL BLOCK, SPRING, 4 CONDUCTOR,30-12 AWG (0.05-3.31 MM2),NON-IS | JB70
XT0800 | 1066730-7,1066730-8,1067996-82 | TERMINAL BLOCK, SPRING, 4 CONDUCTOR,30-12 AWG (0.05-3.31 MM2),NON-IS | JB70
XT0801 | 1066730-7,1066730-8,1067996-82 | TERMINAL BLOCK, SPRING, 4 CONDUCTOR,30-12 AWG (0.05-3.31 MM2),NON-IS | JB70
XT0802 | 1066730-7,1066730-8,1067996-82 | TERMINAL BLOCK, SPRING, 4 CONDUCTOR,30-12 AWG (0.05-3.31 MM2),NON-IS | JB70
XT0803 | 1066730-7,1066730-8,1067996-82 | TERMINAL BLOCK, SPRING, 4 CONDUCTOR,30-12 AWG (0.05-3.31 MM2),NON-IS | JB70
XT0804 | 1066730-16,1066730-17,1066730-18 | TERMINAL STRIP, 2 CONDUCTOR | JB70
XT0805 | 1066730-7,1066730-8,1067996-4 | TERMINAL BLOCK, SPRING, 4 CONDUCTOR,30-12 AWG (0.05-3.31 MM2),NON-IS | JB70
XT0807 | 1066730-7,1066730-8,1067996-82 | TERMINAL BLOCK, SPRING, 4 CONDUCTOR,30-12 AWG (0.05-3.31 MM2),NON-IS | JB70
XT0808 | 1066730-7,1066730-8,1067996-82 | TERMINAL BLOCK, SPRING, 4 CONDUCTOR,30-12 AWG (0.05-3.31 MM2),NON-IS | JB70
XT0809 | 1066730-7,1066730-8,1067996-82 | TERMINAL BLOCK, SPRING, 4 CONDUCTOR,30-12 AWG (0.05-3.31 MM2),NON-IS | JB70
XT0810 | 1066730-7 | TERMINAL BLOCK, SPRING, 4 CONDUCTOR,30-12 AWG (0.05-3.31 MM2),NON-IS | JB70
XT0811 | 1066730-7,1066730-8,1067996-82 | TERMINAL BLOCK, SPRING, 4 CONDUCTOR,30-12 AWG (0.05-3.31 MM2),NON-IS | JB70
XT0812 | 1066730-7,1066730-8,1067996-82 | TERMINAL BLOCK, SPRING, 4 CONDUCTOR,30-12 AWG (0.05-3.31 MM2),NON-IS | JB70
XT0813 | 1066730-7,1066730-8,1067996-82 | TERMINAL BLOCK, SPRING, 4 CONDUCTOR,30-12 AWG (0.05-3.31 MM2),NON-IS | JB70
XT0814 | 1066730-7,1066730-8,1067996-82 | TERMINAL BLOCK, SPRING, 4 CONDUCTOR,30-12 AWG (0.05-3.31 MM2),NON-IS | JB70
XT0815 | 1066730-7,1066730-8,1067996-82 | TERMINAL BLOCK, SPRING, 4 CONDUCTOR,30-12 AWG (0.05-3.31 MM2),NON-IS | JB70
XT0820 | 1066730-50,1066730-51,1067996-82 | TERMINAL STRIP, 4 CONDUCTOR | JB70
XT0821 | 1066730-50,1066730-51,1067996-82 | TERMINAL STRIP, 4 CONDUCTOR | JB70
XT0822 | 1066730-50,1066730-51,1067996-82 |  | JB70
XT0822 | 1066730-50,1066730-51,1067996-82 |  | JB70
XT0822 | 1066730-50,1066730-51,1067996-82 | TERMINAL STRIP, 4 CONDUCTOR | JB70
XT0822 | 1066730-50,1066730-51,1067996-82 | TERMINAL STRIP, 4 CONDUCTOR | JB70
XT0824 | 1066730-50,1066730-51,1067996-11 | TERMINAL STRIP, 4 CONDUCTOR | JB70
XT0825 | 1066730-50,1066730-51,1067996-82 | TERMINAL STRIP, 4 CONDUCTOR | JB70
XT1211 | 1066730-7,1066730-8,1067996-4 | TERMINAL BLOCK, SPRING, 4 CONDUCTOR,30-12 AWG (0.05-3.31 MM2),NON-IS | JB70
XT1212 | 1066730-50,1066730-51,1067996-82 | TERMINAL STRIP, 4 CONDUCTOR | JB70
XT1213 | 1066730-7,1066730-8,1067996-82 | TERMINAL BLOCK, SPRING, 4 CONDUCTOR,30-12 AWG (0.05-3.31 MM2),NON-IS | JB70
XT1521 | 1066730-50,1066730-51,1067996-4 | TERMINAL STRIP, 4 CONDUCTOR | JB70
XTFG1520 | FRAME_GROUND | GROUND, FRAME/CHASSIS GROUNDING | JB70
GR1101 | [2]903849C1 | RAIL GROUND, DIN RAIL GROUNDING | JB70 LEFT RAIL
FU1100 | 1043265-1,1043265-5 | FUSE, 10A | JB70 RIGHT RAIL
GR1100 | 903849C1 | RAIL GROUND, DIN RAIL GROUNDING | JB70 RIGHT RAIL
GR4121 | 903861C1 | RAIL GROUND, DIN RAIL GROUNDING | JB73
GR4123 | 903861C1 | RAIL GROUND, DIN RAIL GROUNDING | JB73
GR4124 | 903861C1 | RAIL GROUND, DIN RAIL GROUNDING | JB73
UA4750 | 190817-51 | PROXIMITOR, LOW SPEED SHAFT^(BLIND END X-AXIS) | JB73
UA4751 | 190817-51 | PROXIMITOR, LOW SPEED SHAFT^(BLIND END Y-AXIS) | JB73
UA4759 | 1080908-2 | PROXIMITOR, LOW SPEED SHAFT^(BLIND AXIAL) | JB73
UA4770 | 190817-51 | PROXIMITOR, HIGH SPEED SHAFT^(BLIND END X-AXIS) | JB73
UA4771 | 190817-51 | PROXIMITOR, HIGH SPEED SHAFT^(BLIND END Y-AXIS) | JB73
XT0486 | 1066730-50 | TERMINAL STRIP, 4 CONDUCTOR | JB73
XT0830 | 1066730-7 | TERMINAL BLOCK, SPRING, 4 CONDUCTOR,30-12 AWG (0.05-3.31 MM2),NON-IS | JB73
XT0840 | 1066730-50,1066730-51,1067996-11 | TERMINAL STRIP, 4 CONDUCTOR | JB73
XT0841 | 1066730-7 | TERMINAL BLOCK, SPRING, 4 CONDUCTOR,30-12 AWG (0.05-3.31 MM2),NON-IS | JB73
XT0842 | 1066730-7 | TERMINAL BLOCK, SPRING, 4 CONDUCTOR,30-12 AWG (0.05-3.31 MM2),NON-IS | JB73
XT0843 | 1066730-7,1066730-8 | TERMINAL BLOCK, SPRING, 4 CONDUCTOR,30-12 AWG (0.05-3.31 MM2),NON-IS | JB73
XT0844 | 1066730-50,1066730-51 | TERMINAL STRIP, 4 CONDUCTOR | JB73
XT0845 | 1066730-50,1066730-51,1066730-7,1066730-8,1067996-82 | TERMINAL BLOCK, SPRING, 4 CONDUCTOR,30-12 AWG (0.05-3.31 MM2),NON-IS | JB73
XT0847 | 1066730-7 | TERMINAL BLOCK, SPRING, 4 CONDUCTOR,30-12 AWG (0.05-3.31 MM2),NON-IS | JB73
XT4875 | DRIVEN COMMON | TERMINAL STRIP, HP COMPRESSOR CASE PRESSURE | JB75
XT0831 | 1066730-50 | TERMINAL STRIP, 4 CONDUCTOR | JB78
BA0005 | 1271449-4 | MEDIA CONVERTER, ETHERNET-FIBER OPTIC | MEDIA CONVERTER
BA0006 | 1271449-4 | MEDIA CONVERTER, ETHERNET-FIBER OPTIC | MEDIA CONVERTER
FU0005 | 1043265-1,1043265-3 | FUSE, 2A | MEDIA CONVERTER
FU0006 | 1043265-1,1043265-3 | FUSE, 2A | MEDIA CONVERTER
GR1123 | 903849C1 | RAIL GROUND, DIN RAIL GROUNDING | MEDIA CONVERTER
GR1125 | 903849C1 | RAIL GROUND, DIN RAIL GROUNDING | MEDIA CONVERTER
XT0003 | 1066730-32,1066730-7,1066730-8,1067996-82 | TERMINAL BLOCK, SPRING, 4 CONDUCTOR,30-12 AWG (0.05-3.31 MM2),NON-IS | MEDIA CONVERTER
CC7562 | CUSTOMER DEFINED | EXTERNAL SETPOINT, DISCHARGE PRESSURE | PANEL
CCBA0013U2 | CUSTOMER CONNECTION | CUSTOMER CONNECTION, UNIT 2 | PANEL
CCBA0014U3 | CUSTOMER CONNECTION | CUSTOMER CONNECTION, UNIT 3 | PANEL
CCGB0524 | CUSTOMER DEFINED | CUSTOMER CONNECTION, VOLTAGE INPUT: 100-240VAC/90-340VDC^FREQ INPUT: 50/60HZ | PANEL
CCKA0224 | CUSTOMER DEFINED | CUSTOMER CONNECTION, EMERGENCY SHUTDOWN ACTIVE | PANEL
GR1321 | 903861C1 | RAIL GROUND, DIN RAIL GROUNDING | PANEL
GR1322 | 903861C1 | RAIL GROUND, DIN RAIL GROUNDING | PANEL
KA7501 | CUSTOMER SUPPLIED | COMPONENT DESCRIPTION, CLOCK SYNCHRONIZE | PANEL
KA7502 | CUSTOMER SUPPLIED | COMPONENT DESCRIPTION, FACILITY LOSS OF AC POWER | PANEL
SB7510 | CUSTOMER DEFINED | PUSHBUTTON SWITCH, START (CUSTOMER) | PANEL
SB7511 | CUSTOMER DEFINED | PUSHBUTTON SWITCH, NORMAL STOP (CUSTOMER) | PANEL
SB7512 | CUSTOMER DEFINED | PUSHBUTTON SWITCH, EMERGENCY STOP (CUSTOMER) | PANEL
SB7513 | CUSTOMER DEFINED | PUSHBUTTON SWITCH, FAST STOP (CUSTOMER) | PANEL
AF0081 | 2684693-18,2684693-28 | 5094-IB16SXT, 16 DISCRETE INPUT, S | PANEL A
AF0082 | 2684693-17,2684693-23 | 5094-IB16XT, 16 DISCRETE INPUT | PANEL A
AF0083 | 2684693-19,2684693-33 | 5094-IY8XT, 8 ANALOG INPUT, TC/RTD/ I&V | PANEL A
AF0084 | 2684693-19,2684693-33 | 5094-IY8XT, 8 ANALOG INPUT, TC/RTD/ I&V | PANEL A
AF0085 | 2684693-18,2684693-56 | 5094-IF8IHXT, 8 ANALOG INPUT, ISOLATED | PANEL A
AF0086 | 2684693-18,2684693-56 | 5094-IF8IHXT, 8 ANALOG INPUT, ISOLATED | PANEL A
AF0087 | 2684693-17,2684693-23 | 5094-IB16XT, 16 DISCRETE INPUT | PANEL A
AF0088 | 2684693-18,2684693-56 | 5094-IF8IHXT, 8 ANALOG INPUT, ISOLATED | PANEL A
AF0091 | 2684693-17,2684693-23 | 5094-IB16XT, 16 DISCRETE INPUT | PANEL A
AF0092 | 2684693-17,2684693-24 | 5094-OB16XT, 16 DISCRETE OUTPUT | PANEL A
AF0093 | 2684693-17,2684693-24 | 5094-OB16XT, 16 DISCRETE OUTPUT | PANEL A
AF0094 | 2684693-19,2684693-33 | 5094-IY8XT, 8 ANALOG INPUT, TC/RTD/ I&V | PANEL A
AF0095 | 2684693-17,2684693-25 | 5094-OB8XT, 8 DISCRETE OUTPUT | PANEL A
AF0096 | 2684693-21,2684693-36 | 5094-IRT8SXT, 8 RTD/TC ANALOG INPUT, S | PANEL A
AF0097 | 2684693-18,2684693-53 | 5094-IJ2IXT, 2 FAST COUNTER INPUT, S | PANEL A
AF0098 | 2684693-18,2684693-56 | 5094-IF8IHXT, 8 ANALOG INPUT, ISOLATED | PANEL A
AU0080 | 2684693-22 | 5094-AENTRXT, FLEX 5000 I/O | PANEL A
AU0090 | 2684693-22 | 5094-AENTRXT, FLEX 5000 I/O | PANEL A
FU0010 | 1043265-1,1043265-5 | FUSE, 10A | PANEL A
FU0012 | 1043265-1,1043265-5 | FUSE, 10A | PANEL A
FU0013 | 1043265-1,1043265-5 | FUSE, 10A | PANEL A
FU0014 | 1043265-1,1043265-5 | FUSE, 10A | PANEL A
FU0015 | 1043265-1,1043265-5 | FUSE, 10A | PANEL A
FU0016 | [2]1043265-1,[2]1043265-5 | FUSE, 10A | PANEL A
FU0017 | [2]1043265-1,[2]1043265-5 | FUSE, 10A | PANEL A
FU0031 | 1043265-1,1043265-9 | FUSE, 30A | PANEL A
FU0032 | 1043265-1,1043265-9 | FUSE, 30A | PANEL A
FU0072 | 1043265-1,1043265-3 | FUSE, 2A | PANEL A
FU0080 | 1043265-1,1043265-5 | FUSE, 10A | PANEL A
FU0090 | 1043265-1,1043265-5 | FUSE, 10A | PANEL A
FU0091 | 1043265-1,1043265-5 | FUSE, 10A | PANEL A
FU0092 | 1043265-1,1043265-5 | FUSE, 10A | PANEL A
FU0093 | 1043265-1,1043265-5 | FUSE, 10A | PANEL A
FU0136 | 1043265-1,1043265-9 | FUSE, 30A | PANEL A
FU0137 | 1043265-1,1043265-7 | FUSE, 20A | PANEL A
FU0139 | 1043265-1,1043265-4 | FUSE, 5A | PANEL A
FU0210 | 1043265-1,1043265-7 | FUSE, 20A | PANEL A
FU0211 | 1043265-1,1043265-4 | FUSE, 5A | PANEL A
FU0212 | 1043265-1,1043265-3 | FUSE, 2A | PANEL A
FU2108 | 1043265-1,1043265-4 | FUSE, 5A | PANEL A
FU9130 | 1043265-12 | FUSE, 0.5A | PANEL A
GR0031 | 903849C1 | RAIL GROUND, DIN RAIL GROUNDING | PANEL A
GR0131 | 903849C1 | RAIL GROUND, DIN RAIL GROUNDING | PANEL A
GR0133 | [2]903849C1 | RAIL GROUND, DIN RAIL GROUNDING | PANEL A
GR0134 | [2]903849C1 | RAIL GROUND, DIN RAIL GROUNDING | PANEL A
IEG0230 | 232941-300 | BUS BAR, PANEL B - INSTRUMENT EARTH GROUNDING | PANEL A
KA0135 | 1061979-1 | RELAY, AC PRE-POST PUMP | PANEL A
KA0140 | 1061979-1 | RELAY, LUBE OIL PRESSURE ESTABLISHED | PANEL A
KA1306 | 1061979-1 | RELAY, TURNING GEAR MOTOR ON | PANEL A
KA3103 | 1061979-1 | RELAY, LUBE OIL TANK HEATER | PANEL A
KA3500 | 1061979-1 | RELAY, SCAVENGING PUMP SUPPLY AC | PANEL A
KA6211 | 1061979-1 | RELAY, DRIVER ENCLOSURE^VENT FAN #1 | PANEL A
KA6212 | 1061979-1 | RELAY, DRIVER ENCLOSURE^VENT FAN #2 | PANEL A
KA6241 | 1061979-1 | RELAY, EXHAUST ENCLOSURE^VENT FAN #1 | PANEL A
PEG0130 | 232941-300 | BUS BAR, PANEL A - POWER EARTH GROUNDING | PANEL A
QS0011 | 1126803 | CIRCUIT BREAKER, DOUBLE POLE - RAIL MOUNTABLE | PANEL A
QS0031 | 1126803 | CIRCUIT BREAKER, DOUBLE POLE - RAIL MOUNTABLE | PANEL A
UJ0031 | 1286570-1 | POWER CONVERTER, AC/DC INPUT TO 28V DC OUTPUT | PANEL A
UJ0131 | 1286570-1 | POWER CONVERTER, AC/DC INPUT TO 28V DC OUTPUT | PANEL A
XT0011 | 1066730-16,1066730-17,1066730-18 | TERMINAL STRIP, 2 CONDUCTOR | PANEL A
XT0014 | [2]1247052-1 | BUS BAR, SYSTEM FUNCTION (USE) | PANEL A
XT0032 | 1066730-16,1066730-17,1066730-18 | TERMINAL STRIP, 2 CONDUCTOR | PANEL A
XT0033 | 1066730-16,1066730-17,1066730-18 | TERMINAL STRIP, 2 CONDUCTOR | PANEL A
XT0080 | 1066730-7,1066730-8,1067996-4 | TERMINAL BLOCK, SPRING, 4 CONDUCTOR,30-12 AWG (0.05-3.31 MM2),NON-IS | PANEL A
XT0085 | 1066730-7,1066730-8,1067996-4 | TERMINAL BLOCK, SPRING, 4 CONDUCTOR,30-12 AWG (0.05-3.31 MM2),NON-IS | PANEL A
XT0134 | 1066730-16,1066730-17,1066730-18 | TERMINAL STRIP, 2 CONDUCTOR | PANEL A
XT0138 | 1066730-16,1066730-17,1066730-18 | TERMINAL STRIP, 2 CONDUCTOR | PANEL A
XT0233 | 1066730-7,1066730-8,1067996-4 | TERMINAL BLOCK, SPRING, 4 CONDUCTOR,30-12 AWG (0.05-3.31 MM2),NON-IS | PANEL A
AF0061 | 2684693-17,2684693-25 | 5094-OB8XT, 8 DISCRETE OUTPUT | PANEL B
AF0062 | 2684693-17,2684693-25 | 5094-OB8XT, 8 DISCRETE OUTPUT | PANEL B
AF0063 | 2684693-17,2684693-23 | 5094-IB16XT, 16 DISCRETE INPUT | PANEL B
AF0064 | 2684693-18,2684693-30 | 5094-IF4IHSXT, 4 ANALOG INPUT, S | PANEL B
AF0065 | 2684693-18,2684693-30 | 5094-IF4IHSXT, 4 ANALOG INPUT, S | PANEL B
AF0066 | 2684693-18,2684693-27 | 5094-OF8IHXT, 8 ANALOG OUTPUT, ISOLATED | PANEL B
AF0067 | 2684693-17,2684693-25 | 5094-OB8XT, 8 DISCRETE OUTPUT | PANEL B
AF0068 | 2684693-21,2684693-36 | 5094-IRT8SXT, 8 RTD/TC ANALOG INPUT, S | PANEL B
AF0071 | 2684693-18,2684693-32 | 5094-IJ2ISXT, 2 FAST COUNTER INPUT, S | PANEL B
AF0072 | 2684693-18,2684693-30 | 5094-IF4IHSXT, 4 ANALOG INPUT, S | PANEL B
AF0073 | 2684693-21,2684693-36 | 5094-IRT8SXT, 8 RTD/TC ANALOG INPUT, S | PANEL B
AF0074 | 2684693-18,2684693-56 | 5094-IF8IHXT, 8 ANALOG INPUT, ISOLATED | PANEL B
AF0075 | 2684693-18,2684693-30 | 5094-IF4IHSXT, 4 ANALOG INPUT, S | PANEL B
AF0076 | 2684693-18,2684693-55 | 5094-OB16SXT, 16 DISCRETE OUTPUT, S | PANEL B
AF0077 | 2684693-19,2684693-33 | 5094-IY8XT, 8 ANALOG INPUT, TC/RTD/ I&V | PANEL B
AU0060 | 2684693-22 | 5094-AENTRXT, FLEX 5000 I/O | PANEL B
AU0070 | 2684693-22 | 5094-AENTRXT, FLEX 5000 I/O | PANEL B
BA1011 | 1098580-48 | CONNECTOR, FIBER OPTIC, HOUSING PANEL^SC COMPATIBLE ADAPTER | PANEL B
FU0060 | 1043265-1,1043265-5 | FUSE, 10A | PANEL B
FU0061 | 1043265-1,1043265-5 | FUSE, 10A | PANEL B
FU0062 | 1043265-1,1043265-5 | FUSE, 10A | PANEL B
FU0063 | 1043265-1,1043265-5 | FUSE, 10A | PANEL B
FU0064 | 1043265-1,1043265-5 | FUSE, 10A | PANEL B
FU0070 | 1043265-1,1043265-5 | FUSE, 10A | PANEL B
FU0071 | [2]1043265-1,1043265-3,1043265-5 | FUSE, 10A | PANEL B
GR0231 | [2]903849C1 | RAIL GROUND, DIN RAIL GROUNDING | PANEL B
GR0232 | 903849C1 | RAIL GROUND, DIN RAIL GROUNDING | PANEL B
GR0233 | 903849C1 | RAIL GROUND, DIN RAIL GROUNDING | PANEL B
IEG0010 | 1099358-100 | BUS BAR, MARSHALLING INSTRUMENT EARTH GROUNDING | PANEL B
KA0110 | 1061979-1 | RELAY, BACKUP LUBE OIL PUMP OFF | PANEL B
KA0111 | 1061979-1 | RELAY, AC SCAVENGE PUMP OFF | PANEL B
KA0112 | 1061979-1 | RELAY, HEADER PRESSURE HIGH^BACKUP PUMP OFF | PANEL B
KA0113 | 1061979-1 | RELAY, AC SCAVENGE PUMP PRESSURIZED | PANEL B
KA0115 | 1061979-1 | RELAY, LUBE PUMP INHIBIT | PANEL B
KA0130 | 1061979-1 | RELAY, LOWSPEED/OPEN PROBE SETPOINT | PANEL B
KA0131 | 1061979-1 | RELAY, CONTROLLER ACTIVE | PANEL B
KA0132 | 1061979-1 | RELAY, CONTROLLER ACTIVE | PANEL B
KA0133 | 1061979-1 | RELAY, POST LUBE NOT REQUIRED | PANEL B
KA0134 | 1061979-1 | RELAY, BACKUP COMMAND OFF | PANEL B
KA0136 | 1061979-1 | RELAY, LUBE OIL HEADER PRESSURE HIGH | PANEL B
KA0137 | 1061979-1 | RELAY, LUBE PUMP INHIBIT | PANEL B
KA0138 | 1061979-1 | RELAY, BACKUP LUBE OIL PUMP OFF | PANEL B
KA0141 | 1061979-1 | RELAY, CONTROLLER ACTIVE | PANEL B
KA0142 | 1061979-1 | RELAY, BACKUP LUBE OIL SCAVENGE PUMP OFF | PANEL B
KA0144 | 1061979-1 | RELAY, AC PRE-POST PUMP | PANEL B
KA0176 | 1061979-1 | RELAY, VENTILATION REQUIRED | PANEL B
KA0177 | 1061979-1 | RELAY, VENTILATION REQUIRED | PANEL B
KA0221 | 1061979-1 | RELAY, PRIMARY GAS FUEL SHUTOFF VALVE | PANEL B
KA0222 | 1061979-1 | RELAY, SECONDARY GAS FUEL SHUTOFF VALVE | PANEL B
KA0224 | 1061979-1 | RELAY, EMERGENCY SHUTDOWN ACTIVE | PANEL B
KA0230 | 1061979-1 | RELAY, CONTROLLER ACTIVE | PANEL B
KA0231 | 1061979-1 | RELAY, CONTROLLER ACTIVE | PANEL B
KA0232 | 1061979-1 | RELAY, CONTROLLER ACTIVE | PANEL B
KA0233 | 1061979-1 | RELAY, CONTROLLER ACTIVE | PANEL B
KA0234 | 1061979-1 | RELAY, CONTROLLER ACTIVE | PANEL B
KA0235 | 1061979-1 | RELAY, NO EMERGENCY SHUTDOWN SUMMARY | PANEL B
KA0236 | 1061979-1 | RELAY, NO EMERGENCY SHUTDOWN SUMMARY | PANEL B
KA0237 | 1061979-1 | RELAY, NO EMERGENCY SHUTDOWN SUMMARY | PANEL B
KA0238 | 1061979-1 | RELAY, NO EMERGENCY SHUTDOWN SUMMARY | PANEL B
KA0239 | 1061979-1 | RELAY, NO EMERGENCY SHUTDOWN SUMMARY | PANEL B
KA0240 | 1061979-1 | RELAY, NO EMERGENCY SHUTDOWN SUMMARY | PANEL B
KA0241 | 1061979-1 | RELAY, BACKUP SYSTEM RESET | PANEL B
KA0242 | 1061979-1 | RELAY, BACKUP SYSTEM RESET | PANEL B
KA0243 | 1061979-1 | RELAY, NO FIRE DETECTED | PANEL B
KA0244 | 1061979-1 | RELAY, NO FIRE DETECTED | PANEL B
KA0245 | 1061979-1 | RELAY, NO GAS DETECTED | PANEL B
KA0246 | 1061979-1 | RELAY, NO FIRE DETECTED | PANEL B
KA0247 | 1061979-1 | RELAY, NO FIRE DETECTED | PANEL B
KA0248 | 1061979-1 | RELAY, NO EMERGENCY SHUTDOWN SUMMARY | PANEL B
KA0249 | 1061979-1 | RELAY, NO GAS DETECTED | PANEL B
KA0250 | 1061979-1 | RELAY, NO EMERGENCY SHUTDOWN SUMMARY | PANEL B
KA1020 | 1061979-1 | RELAY, IGNITION START | PANEL B
KA2160 | 1061979-1,1066730-7,1066730-8,1067996-4 | RELAY, SPRING, 4 CONDUCTOR,30-12 AWG (0.05-3.31 MM2),NON-IS | PANEL B
KA2161 | 1061979-1,1066730-7,1066730-8,1067996-4 | RELAY, SPRING, 4 CONDUCTOR,30-12 AWG (0.05-3.31 MM2),NON-IS | PANEL B
KA2163 | 1061979-1 | RELAY, WHRS DV CMD RELAY | PANEL B
KA3502 | [2]1061979-1 | RELAY, SCAVENGING PUMP SUPPLY | PANEL B
KA9130 | 1061979-1 | RELAY, GROUND FUSE MONITORING | PANEL B
KT0110 | 2651077-1 | TIMER RELAY, AC SCAVENGE PRESS HIGH^DC SCAVENGE OFF | PANEL B
KT0140 | 2651077-2 | TIMER RELAY, BACKUP PUMP POST LUBE OFF CYCLE | PANEL B
KT0141 | 2651077-2 | TIMER RELAY, BACKUP POST LUBE CONTINUOUS | PANEL B
KT0142 | 2651077-1 | TIMER RELAY, TOTAL POST LUBE | PANEL B
KT0143 | 2651077-1,2651077-3 | TIMER RELAY, BACKUP PUMP POST LUBE ON CYCLE | PANEL B
KT0144 | 2651077-2 | TIMER RELAY, HEADER PRESSURE HIGH BACKUP PUMP OFF | PANEL B
KT0145 | 2651077-1,2651077-3 | TIMER RELAY, FIRE DETECTED ROLLDOWN LUBE | PANEL B
KT0146 | 2651077-3 | TIMER RELAY, WATCHDOG | PANEL B
PC0470 | 2271605-1 | TIMER/COUNTER, ENGINE HOUR / START COUNTER | PANEL B
RR0851 | 1066738-11,981090C1 | RESISTOR, 3.01K OHM | PANEL B
RR0852 | 1066738-8,981089C1 | RESISTOR, 1.0K OHM | PANEL B
VD6211 | 960592C1 | DIODE, 15 pF | PANEL B
VD6212 | 960592C1 | DIODE, 15 pF | PANEL B
VD6241 | 960592C1 | DIODE, 15 pF | PANEL B
XT0060 | 1066730-7,1066730-8,1067996-4 | TERMINAL BLOCK, SPRING, 4 CONDUCTOR,30-12 AWG (0.05-3.31 MM2),NON-IS | PANEL B
XT0070 | 1066730-7,1066730-8,1067996-4 | TERMINAL BLOCK, SPRING, 4 CONDUCTOR,30-12 AWG (0.05-3.31 MM2),NON-IS | PANEL B
XT0071 | 1066730-7,1066730-8,1067996-4 | TERMINAL BLOCK, SPRING, 4 CONDUCTOR,30-12 AWG (0.05-3.31 MM2),NON-IS | PANEL B
XT0081 | 1066730-4,1066730-7,1066730-8,1067996-4 | TERMINAL BLOCK, SPRING, 4 CONDUCTOR,30-12 AWG (0.05-3.31 MM2),NON-IS | PANEL B
XT0091 | 1066730-7 | TERMINAL BLOCK, SPRING, 4 CONDUCTOR,30-12 AWG (0.05-3.31 MM2),NON-IS | PANEL B
XT0091M | 1067996-7 | TERMINAL STRIP, 4 CONDUCTOR | PANEL B
XT0135 | 1061979-1,1066730-7,1066730-8,1067996-4 | TERMINAL BLOCK, SPRING, 4 CONDUCTOR,30-12 AWG (0.05-3.31 MM2),NON-IS | PANEL B
XT0136 | 1066730-7,1066730-8,1067996-82 | TERMINAL BLOCK, SPRING, 4 CONDUCTOR,30-12 AWG (0.05-3.31 MM2),NON-IS | PANEL B
XT0137 | 1066730-5,1066730-7,1067996-4 | TERMINAL BLOCK, SPRING, 4 CONDUCTOR,30-12 AWG (0.05-3.31 MM2),NON-IS | PANEL B
XT0139 | 1066730-7,1066730-8,1067996-4 | TERMINAL BLOCK, SPRING, 4 CONDUCTOR,30-12 AWG (0.05-3.31 MM2),NON-IS | PANEL B
XT0171 | 1066730-7,1066730-8,1067996-11 | TERMINAL BLOCK, SPRING, 4 CONDUCTOR,30-12 AWG (0.05-3.31 MM2),NON-IS | PANEL B
XT0235 | 1066730-7,1066730-8,1067996-4 | TERMINAL BLOCK, SPRING, 4 CONDUCTOR,30-12 AWG (0.05-3.31 MM2),NON-IS | PANEL B
XT0236 | 1066730-7,1066730-8,1067996-82 | TERMINAL BLOCK, SPRING, 4 CONDUCTOR,30-12 AWG (0.05-3.31 MM2),NON-IS | PANEL B
XT0237 | 1066730-10,1066730-9,1067996-4 | DIODE TERMINAL STRIP, 4 CONDUCTOR | PANEL B
XT0240 | 1066730-7,1066730-8,1067996-4 | TERMINAL BLOCK, SPRING, 4 CONDUCTOR,30-12 AWG (0.05-3.31 MM2),NON-IS | PANEL B
XT0573 | 1066730-10,1066730-68,1066730-9,1067996-4 | DIODE TERMINAL STRIP, 4 CONDUCTOR | PANEL B
XT0681 | 1066730-7 | TERMINAL BLOCK, SPRING, 4 CONDUCTOR,30-12 AWG (0.05-3.31 MM2),NON-IS | PANEL B
AP0290 | 1043695-2,1049089-2 | HART MULTIPLEXER, MODULE & BACKPLANE | PLC PANEL
AP0291 | 1043695-2,1049089-2 | HART MULTIPLEXER, MODULE & BACKPLANE | PLC PANEL
AP0601 | 1089241-44 | CONTROLLER^SAFETY PARTNER, 1756-L8XTSP | PLC PANEL
AP0602 | 1089241-40 | 1756-EN2TRXT, ETHERNET | PLC PANEL
AP0603 | 1089241-40 | 1756-EN2TRXT, ETHERNET | PLC PANEL
AP0604 | 1089241-15 | MVI 56-MNETXT, ETHERNET/MODBUS | PLC PANEL
AP0605 | 1089241-15 | MVI 56-MNETXT, ETHERNET/MODBUS | PLC PANEL
AP0606 | 1089241-15 | MVI 56-MNETXT, ETHERNET/MODBUS | PLC PANEL
AP0607 | 1089241-40 | 1756-EN2TRXT, ETHERNET | PLC PANEL
AP0608 | 1089241-20 | MODULE, BLANK FILLER | PLC PANEL
AP0609 | 1089241-40 | 1756-EN2TRXT, ETHERNET | PLC PANEL
AR0600 | 1057900,1059465,1089241-42,1103759,19298R1,22652R1 | RACK CHASSIS, 1756-A10XT (10 SLOT) | PLC PANEL
AT0600 | 1089241-43 | 1756-L83EXTS, CONTROLLER^GUARDLOGIX | PLC PANEL
BA0003 | 1271449-4 | MEDIA CONVERTER, ETHERNET-FIBER OPTIC | PLC PANEL
BA0004 | 1271449-4 | MEDIA CONVERTER, ETHERNET-FIBER OPTIC | PLC PANEL
BA0011 | 1271449-4 | MEDIA CONVERTER, ETHERNET-FIBER OPTIC | PLC PANEL
BA0012 | 1271449-4 | MEDIA CONVERTER, ETHERNET-FIBER OPTIC | PLC PANEL
BA0013 | 1271449-4 | MEDIA CONVERTER, ETHERNET-FIBER OPTIC | PLC PANEL
BA0014 | 1271449-4 | MEDIA CONVERTER, ETHERNET-FIBER OPTIC | PLC PANEL
EDW100 | 1107861-1 | SERIAL ADAPTER, EDW-100 | PLC PANEL
FU0003 | 1043265-1,1043265-3 | FUSE, 2A | PLC PANEL
FU0004 | 1043265-1,1043265-3 | FUSE, 2A | PLC PANEL
FU0020 | 1043265-1,1043265-3 | FUSE, 2A | PLC PANEL
FU0101 | 1043265-1,1043265-3 | FUSE, 2A | PLC PANEL
FU0290 | 1043265-4 | FUSE, 5A | PLC PANEL
FU0291 | 1043265-4 | FUSE, 5A | PLC PANEL
GR0234 | [2]903849C1 | RAIL GROUND, DIN RAIL GROUNDING | PLC PANEL
GR0290 | 903849C1 | RAIL GROUND, DIN RAIL GROUNDING | PLC PANEL
RR0291 | 912565C1 | RESISTOR, 120 OHM | PLC PANEL
UV0600 | 1089241-28 | POWER SUPPLY, RSLOGIX CHASSIS | PLC PANEL
XT0002 | 1066730-32,1066730-7,1066730-8,1067996-82 | TERMINAL BLOCK, SPRING, 4 CONDUCTOR,30-12 AWG (0.05-3.31 MM2),NON-IS | PLC PANEL
XT0005 | 1066730-32,1066730-7,1066730-8,1067996-82 | TERMINAL BLOCK, SPRING, 4 CONDUCTOR,30-12 AWG (0.05-3.31 MM2),NON-IS | PLC PANEL
XT0290 | 1066730-7 | TERMINAL BLOCK, SPRING, 4 CONDUCTOR,30-12 AWG (0.05-3.31 MM2),NON-IS | PLC PANEL
AT0680 | 1634974-100 | GATEWAY MODULE, TURBOTRONIC GATEWAY | PWR DISTRIBUTION RAIL
FU0190 | 1043265-1,1043265-5 | FUSE, 10A | PWR DISTRIBUTION RAIL
FU0200 | 1043265-1,1043265-5 | FUSE, 10A | PWR DISTRIBUTION RAIL
FU0201 | 1043265-1,1043265-5 | FUSE, 10A | PWR DISTRIBUTION RAIL
FU0273 | 1043265-1,1043265-4 | FUSE, 5A | PWR DISTRIBUTION RAIL
FU0560 | 1043265-1,1043265-7 | FUSE, 20A | PWR DISTRIBUTION RAIL
FU0680 | 1043265-1,1043265-4 | FUSE, 5A | PWR DISTRIBUTION RAIL
XT0560 | 1066730-16,1066730-17,1066730-18 | TERMINAL STRIP, 2 CONDUCTOR | PWR DISTRIBUTION RAIL
XT0561 | 1066730-53,1066730-7,1066730-8,1067996-4 | TERMINAL BLOCK, SPRING, 4 CONDUCTOR,30-12 AWG (0.05-3.31 MM2),NON-IS | PWR DISTRIBUTION RAIL
XT0562 | 1066730-53,1066730-7,1066730-8,1067996-4 | TERMINAL BLOCK, SPRING, 4 CONDUCTOR,30-12 AWG (0.05-3.31 MM2),NON-IS | PWR DISTRIBUTION RAIL
XT0680 | 1066730-7,1066730-8,1067996-4 | TERMINAL BLOCK, SPRING, 4 CONDUCTOR,30-12 AWG (0.05-3.31 MM2),NON-IS | PWR DISTRIBUTION RAIL
AF0201 | 2684693-48,2684693-51,PARTOFTCPASSY | 5094-IB32XT, 32 DISCRETE INPUT | TCP
AF0202 | 2684693-49,2684693-52,PARTOFTCPASSY | 5094-OB32XT, 32 DISCRETE OUTPUT | TCP
AU0200 | 2684693-22,PART OF TCP ASSEMBLY | 5094-AENTRXT, FLEX 5000 I/O | TCP
GR0200 | PART OF TCP ASSEMBLY | RAIL LUG, DIN RAIL GROUNDING | TCP
HL0400 | 1017510,1035040-21,964903C1,PART OF TCP ASSEMBLY | LIGHT, READY, GREEN | TCP
HL0401 | 1017509,1035040-22,964903C1,PART OF TCP ASSEMBLY | LIGHT, STARTING, WHITE | TCP
HL0402 | 1017509,1035040-23,964903C1,PART OF TCP ASSEMBLY | LIGHT, READY TO LOAD, WHITE | TCP
HL0403 | 1017509,1035040-24,964903C1,PART OF TCP ASSEMBLY | LIGHT, ON LOAD, WHITE | TCP
HL0404 | 1017509,964903C1,964971C1,PART OF TCP ASSEMBLY | LIGHT, SPARE, WHITE | TCP
HL0405 | 1017509,1035040-853,964903C1,PART OF TCP ASSEMBLY | LIGHT, LOCAL/AUXILIARY SELECT, WHITE | TCP
HL0406 | 1017509,964903C1,964971C1,PART OF TCP ASSEMBLY | LIGHT, SPARE, WHITE | TCP
HL0407 | 1017509,1035040-26,964903C1,PART OF TCP ASSEMBLY | LIGHT, COOLDOWN, WHITE | TCP
HL0408 | 1017509,1035040-27,964903C1,PART OF TCP ASSEMBLY | LIGHT, STOPPING, WHITE | TCP
HL0409 | 1017501,1035040-28,964903C1,PART OF TCP ASSEMBLY | LIGHT, ALARM SUMMARY, AMBER | TCP
HL0410 | 1017501,1035040-30,964903C1,PART OF TCP ASSEMBLY | LIGHT, BACKUP ACTIVE, AMBER | TCP
HL0411 | 1010205,1035040-29,964903C1,PART OF TCP ASSEMBLY | LIGHT, SHUTDOWN SUMMARY, RED | TCP
SA0400 | 2380746-5,PART OF TCP ASSEMBLY | SELECTOR SWITCH, OFF/LOCAL/AUXILIARY | TCP
SA0401 | 1015213,PART OF TCP ASSEMBLY | SELECTOR SWITCH, BACKUP SYSTEM RESET | TCP
SB0400 | 2380746-4,PART OF TCP ASSEMBLY | PUSHBUTTON SWITCH, EMERGENCY STOP | TCP
SB0401 | 1035040-15,964901C1,PART OF TCP ASSEMBLY | PUSHBUTTON SWITCH, HORN SILENCE | TCP
SB0402 | 1035040-12,964901C1,PART OF TCP ASSEMBLY | PUSHBUTTON SWITCH, ACKNOWLEDGE | TCP
SB0403 | 1035040-13,965112C1,PART OF TCP ASSEMBLY | PUSHBUTTON SWITCH, RESET | TCP
SB0404 | 1035040-14,964901C1,PART OF TCP ASSEMBLY | PUSHBUTTON SWITCH, LAMP TEST | TCP
SB0405 | 1035040-18,964901C1,PART OF TCP ASSEMBLY | PUSHBUTTON SWITCH, START | TCP
SB0406 | 1035040-34,964901C1,PART OF TCP ASSEMBLY | PUSHBUTTON SWITCH, NORMAL STOP | TCP
SB0407 | 1035040-19,964901C1,PART OF TCP ASSEMBLY | PUSHBUTTON SWITCH, SPEED/LOAD DECREASE | TCP
SB0408 | 1035040-20,964901C1,PART OF TCP ASSEMBLY | PUSHBUTTON SWITCH, SPEED/LOAD INCREASE | TCP
SH0400 | 1017509,1017511,964902C1,PART OF TCP ASSEMBLY | LIGHTED SWITCH, SPARE, WHITE | TCP
SH0401 | 1017509,1017511,964902C1,PART OF TCP ASSEMBLY | LIGHTED SWITCH, SPARE, WHITE | TCP
SH0404 | 1017509,1017511,964902C1,PART OF TCP ASSEMBLY | LIGHTED SWITCH, SPARE, WHITE | TCP
SH0405 | 1017509,1017511,964902C1,PART OF TCP ASSEMBLY | LIGHTED SWITCH, SPARE, WHITE | TCP
SH0406 | 1017509,1017511,964902C1,PART OF TCP ASSEMBLY | LIGHTED SWITCH, OPEN HPC SURGE CONTROL VALVE, WHITE | TCP
SH0407 | 1017509,1017511,964902C1,PART OF TCP ASSEMBLY | LIGHTED SWITCH, CLOSE HPC SURGE CONTROL VALVE, WHITE | TCP
SH0408 | 1017509,1017511,964902C1,PART OF TCP ASSEMBLY | LIGHTED SWITCH, AUTO/MANUAL SELECT, WHITE | TCP
SH0409 | 1017509,1017511,964902C1,PART OF TCP ASSEMBLY | LIGHTED SWITCH, SPARE, WHITE | TCP
SH0410 | 1017509,1017511,964902C1,PART OF TCP ASSEMBLY | LIGHTED SWITCH, SPARE, WHITE | TCP
XT0201 | 1066730-1 | TERMINAL STRIP, 4 CONDUCTOR | TCP
XT0563 | 1066730-53,1066730-7,1066730-8,1067996-4 | TERMINAL BLOCK, SPRING, 4 CONDUCTOR,30-12 AWG (0.05-3.31 MM2),NON-IS | TCP
XT0564 | 1066730-10,1066730-68,1066730-9,PART OF TCP ASSEMBLY | TERMINAL STRIP, SYSTEM FUNCTION (USE) | TCP
AF0400 | 1322418-31,1322418-40,1322418-72,1322418-73 | 1444-TSCX02-02RB, 2-CH TACHOMETER INPUT^DYNAMIX 1444 VIBRATION | TURBINE VIBRATION PANEL
AF0410 | 1322418-11,1322418-20,1322418-70,1322418-71 | 1444-DYN04-01RA, 4-CH VIBRATION INPUT^DYNAMIX 1444 VIBRATION | TURBINE VIBRATION PANEL
AF0420 | 1322418-11,1322418-20,1322418-70,1322418-71 | 1444-DYN04-01RA, 4-CH VIBRATION INPUT^DYNAMIX 1444 VIBRATION | TURBINE VIBRATION PANEL
AF0430 | 1322418-11,1322418-20,1322418-70,1322418-71 | 1444-DYN04-01RA, 4-CH VIBRATION INPUT^DYNAMIX 1444 VIBRATION | TURBINE VIBRATION PANEL
AF0450 | 1322418-11,1322418-20,1322418-70,1322418-71 | 1444-DYN04-01RA, 4-CH VIBRATION INPUT^DYNAMIX 1444 VIBRATION | TURBINE VIBRATION PANEL
FU0110 | [2]1043265-1,[2]1043265-7 | FUSE, 20A | TURBINE VIBRATION PANEL
FU0113 | [2]1043265-1,[2]1043265-4 | FUSE, 5A | TURBINE VIBRATION PANEL
GR0110 | 903849C1 | RAIL GROUND, DIN RAIL GROUNDING | TURBINE VIBRATION PANEL
IEG0110 | 232941-200 | BUS BAR, ENGINE VIBRATION - INSTRUMENT EARTH GROUNDING | TURBINE VIBRATION PANEL
XT0110 | [2]1066730-7,[2]1066730-8,[2]1067996-4 | TERMINAL BLOCK, SPRING, 4 CONDUCTOR,30-12 AWG (0.05-3.31 MM2),NON-IS | TURBINE VIBRATION PANEL
XT0400 | [2]1066730-1,[2]1066730-2,1066730-67,1066730-7,1066730-8,1067996-4 | TERMINAL STRIP, 4 CONDUCTOR | TURBINE VIBRATION PANEL

## JB70_S
JB70
Project # | 4M511
Project Name | ENI - KUTEI NORTH HUB - FPSO
Revision | B
Controls DE | BARRAZA, PAUL
Phone: | 0
Controls ME
Phone:
From | [5 empty] | To
Device ID | Wire No. | Wire ID | Gauge/Size | Length | Device ID | Location | Bundle Name
AT1100:NEG | -0V | WHT | 14 | 220 | XT0800:40 | A PANEL | AT1100
AT1100:POS | FU1100 | WHT | 14 | 160 | FU1100:LD | JB70 RIGHT RAIL
HL0171:X1 | HL0171X1 | WHT | 20 | 220 | RR0175A: -10K OHM | A PANEL | HL0171
HL0171:X2 | HL0171X2 | WHT | 20 | 220 | VD0175A:--1N4005/1 | A PANEL
HL0172:X1 | HL0172X1 | WHT | 20 | 220 | RR0175I: -10K OHM | A PANEL | HL0172
HL0172:X2 | HL0172X2 | WHT | 20 | 220 | VD0175I:--1N4005/1 | A PANEL
HL0173:X1 | HL0173X1 | WHT | 20 | 220 | RR0175D: -10K OHM | A PANEL | HL0173
HL0173:X2 | HL0173X2 | WHT | 20 | 220 | VD0175D:--1N4005/1 | A PANEL
SB0170:13 | SB017013 | WHT | 20 | 220 | RR0175M: -10K OHM | A PANEL | SB0170
SB0170:14 | SB017014 | WHT | 20 | 220 | RR0175M: -10K OHM | A PANEL
SA0170:B2-13 | AT01754P1 | WHT | 20 | 220 | XT0811:19 | A PANEL | SA0170
SA0170:B1-13 | SA0170B113 | WHT | 20 | 220 | XT0811:3 | A PANEL
SA0170:B1-14 | SA0170B114 | WHT | 20 | 220 | XT0811:4 | A PANEL
SA0170:B2-14 | SA0170B214 | WHT | 20 | 220 | XT0811:20 | A PANEL
SA0471:B1-13 | SA0471B113 | WHT | 20 | 220 | XT0800:29 | A PANEL | SA0471
SA0471:B1-14 | SA0471B114 | WHT | 20 | 220 | XT0800:30 | A PANEL
SA0471:B2-13 | SA0471B213 | WHT | 20 | 220 | XT0800:27 | A PANEL
SA0471:B2-14 | SA0471B214 | WHT | 20 | 220 | XT0800:28 | A PANEL
SA0474:B2-13 | SA0474B113 | WHT | 20 | 220 | XT0800:35 | A PANEL | SA0474
SA0474:B2-14 | SA0474B114 | WHT | 20 | 220 | XT0800:36 | A PANEL
SA0474:B1-13 | SA0474B213 | WHT | 20 | 220 | XT0800:37 | A PANEL
SA0474:B1-14 | SA0474B214 | WHT | 20 | 220 | XT0800:38 | A PANEL
SB0471:11 | SB047111 | WHT | 20 | 220 | XT0800:21 | A PANEL | SB0471
SB0471:12 | SB047112 | WHT | 20 | 220 | XT0800:22 | A PANEL
SB0472:B1-12 | ESTOP | WHT | 20 | 220 | XT0800:32 | A PANEL | SB0472
SB0472:B1-11 | ESTOPA | WHT | 20 | 220 | XT0800:31 | A PANEL
SB0472:B2-11 | SB0472B11 | WHT | 20 | 220 | XT0800:33 | A PANEL
SB0472:B2-12 | SB0472B12 | WHT | 20 | 220 | XT0800:34 | A PANEL
SB0473:13 | SB047313 | WHT | 20 | 220 | XT0800:23 | A PANEL | SB0473
SB0473:14 | SB047314 | WHT | 20 | 220 | XT0800:24 | A PANEL
SB0474:13 | SB047413 | WHT | 20 | 220 | XT0800:25 | A PANEL | SB0474
SB0474:14 | SB047414 | WHT | 20 | 220 | XT0800:26 | A PANEL
SH0470:11 | SH047011 | WHT | 20 | 220 | XT0800:7 | A PANEL | SH0470
SH0470:12 | SH047012 | WHT | 20 | 220 | XT0800:8 | A PANEL
SH0470:13 | SH047013 | WHT | 20 | 220 | XT0800:9 | A PANEL
SH0470:14 | SH047014 | WHT | 20 | 220 | XT0800:10 | A PANEL
SH0470:X1 | SH0470X1 | WHT | 20 | 220 | XT0800:12 | A PANEL
SH0470:X2 | SH0470X2 | WHT | 20 | 220 | XT0800:11 | A PANEL
SH0471:11 | SH047111 | WHT | 20 | 220 | XT0800:3 | A PANEL | SH0471
SH0471:12 | SH047112 | WHT | 20 | 220 | XT0800:4 | A PANEL
SH0471:13 | SH047113 | WHT | 20 | 220 | XT0800:1 | A PANEL
SH0471:14 | SH047114 | WHT | 20 | 220 | XT0800:2 | A PANEL
SH0471:X1 | SH0471X1 | WHT | 20 | 220 | XT0800:6 | A PANEL
SH0471:X2 | SH0471X2 | WHT | 20 | 220 | XT0800:5 | A PANEL
SH0472:X1 | -0V | WHT | 20 | 220 | XT0800:18 | A PANEL | SH0472
SH0472:13 | FU0139 | WHT | 20 | 220 | XT0800:13 | A PANEL
SH0472:14 | KA0241A1 | WHT | 20 | 220 | XT0800:14 | A PANEL
SH0472:11 | SH047211 | WHT | 20 | 220 | XT0800:15 | A PANEL
SH0472:12 | SH047212 | WHT | 20 | 220 | XT0800:16 | A PANEL
SH0472:X2 | SH0472X2 | WHT | 20 | 220 | XT0800:17 | A PANEL

## JB70 RIGHT RAIL_S
JB70 RIGHT RAIL
JB70 (RIGHT RAIL)
Project # | 4M511
Project Name | ENI - KUTEI NORTH HUB - FPSO
Revision | B
Controls DE | BARRAZA, PAUL
Phone: | 0
Controls ME
Phone:
From | [5 empty] | To
Device ID | Wire No. | Wire ID | Gauge/Size | Length | Device ID | Location | Bundle Name
FU1100:LI | FU0136 | WHT | 14 | 180 | XT0800:39 | A PNL | FU-A

## A PANEL_S
A PANEL JB70
Project # | 4M511
Project Name | ENI - KUTEI NORTH HUB - FPSO
Revision | B
Controls DE | BARRAZA, PAUL
Phone: | 0
Controls ME
Phone:
From | [5 empty] | To
Device ID | Wire No. | Wire ID | Gauge/Size | Length | Device ID | Location | Bundle Name
RR0175A: -10K OHM | VD0175A | WHT | 20 | 60 | VD0175A:+-1N4005/1 | A PNL | RR
RR0175D: -10K OHM | VD0175D | WHT | 20 | 60 | VD0175D:+-1N4005/1 | A PNL
RR0175I: -10K OHM | VD0175I | WHT | 20 | 60 | VD0175I:+-1N4005/1 | A PNL
UA1200:J1-9 | -0V | WHT | 20 | 100 | XT0805:17 | A PNL | UA1200
UA1200:J1-10 | FU0212 | WHT | 20 | 100 | XT0805:16 | A PNL
UA1200:J2-2 | FU0212 | WHT | 20 | 100 | XT0805:15 | A PNL
UA1200:J1-8 | UA1200J | WHT | 20 | 60 | UA1200:J3-5 | A PNL
UA1200:J1-4 | UA1200J14 | WHT | 20 | 100 | XT0805:10 | A PNL
UA1200:J1-5 | UA1200J15 | WHT | 20 | 100 | XT0805:11 | A PNL
UA1200:J2-1 | UA1200J21 | WHT | 20 | 100 | XT0805:14 | A PNL
UA1200:J2-6 | UA1200J26 | WHT | 20 | 100 | XT0805:12 | A PNL
UA1200:J2-7 | UA1200J27 | WHT | 20 | 100 | XT0805:13 | A PNL
XT0800:40 | -0V | WHT | 14 | 160 | XT1211:2 | B PNL | XT-B
XT0800:39 | FU0136 | WHT | 14 | 160 | XT1211:1 | B PNL

## B PANEL_S
B PANEL JB70
Project # | 4M511
Project Name | ENI - KUTEI NORTH HUB - FPSO
Revision | B
Controls DE | BARRAZA, PAUL
Phone: | 0
Controls ME
Phone:
From | [5 empty] | To
Device ID | Wire No. | Wire ID | Gauge/Size | Length | Device ID | Location | Bundle Name
BA0001:V1(-) | -0V | WHT | 16 | 60 | XT0001:2 | B PANEL | BA
BA0002:V1(-) | -0V | WHT | 16 | 60 | XT0001:5 | B PANEL
BA1100:NEG | -0V | WHT | 16 | 60 | XT1211:2 | B PANEL
BA1211:NEG | -0V | WHT | 16 | 60 | XT1211:2 | B PANEL
BA0001:V1(+) | FU0001 | WHT | 16 | 60 | FU0001:LD | B PANEL
BA0002:V1(+) | FU0002 | WHT | 16 | 60 | FU0002:LD | B PANEL
BA1100:POS | FU1101LD | WHT | 16 | 60 | FU1101:LD | B PANEL
BA1211:POS | FU1211LD | WHT | 16 | 60 | FU1211:LD | B PANEL
FU0001:LI | FU0210 | WHT | 16 | 60 | XT0001:1 | B PANEL | FU
FU0002:LI | FU0210 | WHT | 16 | 60 | XT0001:4 | B PANEL
FU1101:LI | FU0136 | WHT | 14 | 60 | XT1211:1 | B PANEL
FU1211:LI | FU0136 | WHT | 14 | 60 | XT1211:1 | B PANEL

## MEDIA CONV._S
MEDIA CONVERTER
Project # | 4M511
Project Name | ENI - KUTEI NORTH HUB - FPSO
Revision | B
Controls DE | BARRAZA, PAUL
Phone: | 0
Controls ME
Phone:
From | [5 empty] | To
Device ID | Wire No. | Wire ID | Gauge/Size | Length | Device ID | Location | Bundle Name
BA0005:V1(-) | -0V | WHT | 16 | 60 | XT0003:2 | MEDIA CONV | BA/FU
BA0006:V1(-) | -0V | WHT | 16 | 60 | XT0003:4 | MEDIA CONV
BA0005:V1(+) | FU0005 | WHT | 16 | 60 | FU0005:LD | MEDIA CONV
BA0006:V1(+) | FU0006 | WHT | 16 | 60 | FU0006:LD | MEDIA CONV
FU0005:LI | FU0210 | WHT | 16 | 60 | XT0003:1 | MEDIA CONV
FU0006:LI | FU0210 | WHT | 16 | 60 | XT0003:3 | MEDIA CONV

## Bundle Tag Info
ENI-K #2
4M511
REV B
JB70 | JB70 R/RAIL | JB70 A | JB70 B | MED CONV | Panel Name | Panel Name | Panel Name | Panel Name | Panel Name | Panel Name | Panel Name | Panel Name | Panel Name | Panel Name | Panel Name | Panel Name | Panel Name | Panel Name | Panel Name | Panel Name | Panel Name | Panel Name | Panel Name | Panel Name | Panel Name | Panel Name | Panel Name | Panel Name | Panel Name
AT1100 | FU-A | RR | BA | BA/FU
HL0171 |  | UA1200 | FU
HL0172 |  | XT-B
HL0173
SB0170
SA0170
SA0471
SA0474
SB0471
SB0472
SB0473
SB0474
SH0470
SH0471
SH0472

## Bundle Tags2
JB70 | JB70 R/RAIL | JB70 A | JB70 B | MED CONV
ENI-K #2 4M511 REV B JB70 AT1100 | ENI-K #2 4M511 REV B JB70 R/RAIL FU-A | ENI-K #2 4M511 REV B JB70 A RR | ENI-K #2 4M511 REV B JB70 B BA | ENI-K #2 4M511 REV B MED CONV BA/FU
ENI-K #2 4M511 REV B JB70 HL0171 |  | ENI-K #2 4M511 REV B JB70 A UA1200 | ENI-K #2 4M511 REV B JB70 B FU
ENI-K #2 4M511 REV B JB70 HL0172 |  | ENI-K #2 4M511 REV B JB70 A XT-B
ENI-K #2 4M511 REV B JB70 HL0173
ENI-K #2 4M511 REV B JB70 SB0170
ENI-K #2 4M511 REV B JB70 SA0170
ENI-K #2 4M511 REV B JB70 SA0471
ENI-K #2 4M511 REV B JB70 SA0474
ENI-K #2 4M511 REV B JB70 SB0471
ENI-K #2 4M511 REV B JB70 SB0472
ENI-K #2 4M511 REV B JB70 SB0473
ENI-K #2 4M511 REV B JB70 SB0474
ENI-K #2 4M511 REV B JB70 SH0470
ENI-K #2 4M511 REV B JB70 SH0471
ENI-K #2 4M511 REV B JB70 SH0472

## ALL
JB70 | JB70 R/RAIL | JB70 A | JB70 B | MED CONV
ENI-K #2 4M511 REV B JB70 AT1100 | ENI-K #2 4M511 REV B JB70 R/RAIL FU-A | ENI-K #2 4M511 REV B JB70 A RR | ENI-K #2 4M511 REV B JB70 B BA | ENI-K #2 4M511 REV B MED CONV BA/FU
ENI-K #2 4M511 REV B JB70 HL0171 |  | ENI-K #2 4M511 REV B JB70 A UA1200 | ENI-K #2 4M511 REV B JB70 B FU
ENI-K #2 4M511 REV B JB70 HL0172 |  | ENI-K #2 4M511 REV B JB70 A XT-B
ENI-K #2 4M511 REV B JB70 HL0173
ENI-K #2 4M511 REV B JB70 SB0170
ENI-K #2 4M511 REV B JB70 SA0170
ENI-K #2 4M511 REV B JB70 SA0471
ENI-K #2 4M511 REV B JB70 SA0474
ENI-K #2 4M511 REV B JB70 SB0471
ENI-K #2 4M511 REV B JB70 SB0472
ENI-K #2 4M511 REV B JB70 SB0473
ENI-K #2 4M511 REV B JB70 SB0474
ENI-K #2 4M511 REV B JB70 SH0470
ENI-K #2 4M511 REV B JB70 SH0471
ENI-K #2 4M511 REV B JB70 SH0472