## Blue Labels
(SHT 1) CONTROL,JB70;TT6 | (SHT 11) JB74 PANEL | (SHT 12) JB5 PANEL | (SHT 13) JB352 PANEL | (SHT 14) JB1123 PANEL | (SHT 2) JB70 LEFT RAIL | (SHT 3) JB70 RIGHT RAIL | (SHT 4) JB70 PLC | (SHT 5) JB70 PANEL A | (SHT 6) JB70 PANEL B | (SHT 7) CONTROL,JB73;TT6 | (SHT 8) JB73 RIGHT RAIL | (SHT 9) JB73 HPC PANEL
AT1100 | AU0180 | UA1263 | UA4473 | GR1123 | XTFGA | XT0291 | UV0600 | FU0080 | FU0010 | SB0472A | XT0845 | WC8058
SB0471 | AF0181 | UA1211 | UA4461 | BA0005 | GR0431 | FU0291 | AT0600 | FU0081 | FU0070 |  | XTFGE | AF1206
SB0473 | AF0182 | UA1210 | UA4460 | BA0006 |  | UV0291 | AP0602 | FU0137 | FU0076 |  | GR1163 | AF1205
SB0474 | AF0183 | UA1262 | UA4471 | FU1123 |  | XT0111 | AP0603 | AU0080 | FU0100 |  |  | AF1204
SH0470 | AF0184 | UA1221 | UA4470 | FU1124 |  | XTFGB | AP0604 | AF0081 | FU0210 |  |  | AF1203
SH0471 | AF0185 | UA1220 | UA4462 | XT1123 |  | GR0532 | AP0605 | AF0082 | KA0221 |  |  | AF1202
SH0472 | FU1212 | UA1231 | GR4460 | GR1125 |  |  | AP0606 | AF0083 | KA0222 |  |  | AF1201
SH1120 | BA1212 | UA1230 |  | BA1123 |  |  | AP0607 | AU0090 | KA0233 |  |  | AU1200
SA0471 | XT0392 | GR1210 |  | IEG1123 |  |  | AP0608 | AF0091 | KA0234 |  |  | GR0161
SA0474 | FU0140 | UA1273 |  |  |  |  | AP0609 | AF0092 | KA1020 |  |  | FU0510
SA0473 | FU0141 | UA1241 |  |  |  |  | AR0600 | AF0093 | AU0070 |  |  | XT0510
HA0472 | FU0142 | UA1240 |  |  |  |  | AT0601 | AF0094 | AF0071 |  |  | AF0520
SB0472 | FU0143 | UA1251 |  |  |  |  | BA0004 | AF0095 | AF0072 |  |  | AF0510
| FU0146 | UA1250 |  |  |  |  | BA0008 | AF0096 | AF0073 |  |  | AF0500
| FU0180 | UA1272 | [5 empty] | AF0097 | AF0074 |  |  | XT0500
| FU0181 | UA1520 | [5 empty] | GR0133 | AF0075 |  |  | FU0120
| FU0182 | XT1521 | [5 empty] | FU0139 | AF0076 |  |  | FU0121
| FU0183 | XTFGH | [5 empty] | FU0387 | AF0077 |  |  | FU0122
| XT0140 | GR1211 | [5 empty] | FU0388 | BA1100 |  |  | XT0120
| GR0183 | [6 empty] | FU0389 | FU1100 |  |  | KA0120
| AU0140 | [6 empty] | XT0089 | FU1101 |  |  | KA4401
| AF0141 | [6 empty] | KT0140 | KA0224 |  |  | KA7120
| AF0142 | [6 empty] | KT0141 | XT0224 |  |  | XT0121
| AF0143 | [6 empty] | KT0142 | GR0233 |  |  | IEG0160
| AF0144 | [6 empty] | KT0143 | PC0470 |  |  | AF1207
| AF0145 | [6 empty] | KT0144 | XT0062 |  |  | AF1208
| AF0146 | [6 empty] | KT0145 | FU0113 |  |  | AF1209
| GR0182 | [6 empty] | KT0146 | FU0114 |  |  | AF1210
| IEG0257 | [6 empty] | KA0130 | FU0115 |  |  | AF1211
| XT0572 | [6 empty] | KA0131 | FU0060 |  |  | FU0332
| KA0531 | [6 empty] | KA0132 | FU0061 |  |  | XT0335
| KA0532 | [6 empty] | KA0133 | FU0062 |  |  | XT0336
| KA0533 | [6 empty] | KA0134 | FU0063 |  |  | GR0162
| KA0534 | [6 empty] | KA0136 | FU0064
| KA0535 | [6 empty] | KA0137 | FU0212
| KA0536 | [6 empty] | KA0138 | XT0060
| KA0537 | [6 empty] | KA0141 | AF0068
| KA0540 | [6 empty] | KA0231 | AF0067
| KA0541 | [6 empty] | KA0236 | AF0066
| KA0550 | [6 empty] | KA0239 | AF0065
| KA0551 | [6 empty] | KA0241 | AF0064
| KA0554 | [6 empty] | KA0242 | AF0063
| XT0573 | [6 empty] | KA0243 | AF0062
| KT0572 | [6 empty] | KA0244 | AF0061
| KT0573 | [6 empty] | KA0245 | AU0060
| GR0181 | [6 empty] | KA0230 | XT0237
[8 empty] | KA0232 | GR0231
[8 empty] | KA0240 | AF0400
[8 empty] | KA0235 | AF0410
[8 empty] | KA0237 | AF0420
[8 empty] | KA0251 | AF0430
[8 empty] | GR0135 | AF0450
[8 empty] | XT0011 | XT0400
[8 empty] | XT0012 | XT0401
[8 empty] | FU0011 | FU0410
[8 empty] | FU0012 | FU0021
[8 empty] | FU0013 | FU0022
[8 empty] | FU0014 | BA0001
[8 empty] | FU0015 | BA0002
[8 empty] | FU0016 | XT0051
[8 empty] | FU0017 | FU0029
[8 empty] | FU0018 | BA0009
[8 empty] | GR0131 | AT0680
[8 empty] | AF0087 | FU0680
[8 empty] | AF0086 | XT0680
[8 empty] | AF0085 | GR0234
[8 empty] | AF0084 | BA0070
[8 empty] | XT0080 | IEG0230
XT0081
XT0082
FU0090
FU0091
FU0092
FU0093
FU0094
GR0134
XT0003
XT0002
FU0136
KA2160
KA2161
KA6310
XT0084
KA0135
KA3103
KA3220
GR0132
WC0080
UJ0131
XT0014
UA1200
IEG0010
PEG0130

## White Labels
(SHT 1) CONTROL,JB70;TT6 - (SHT 5) JB70 PANEL A | (SHT 14) JB1123 PANEL | (SHT 5) JB70 PANEL A | (SHT 5) JB70 PANEL A - (SHT 6) JB70 PANEL B | (SHT 6) JB70 PANEL B | (SHT 6) JB70 PANEL B - (SHT 4) JB70 PLC | (SHT 4) JB70 PLC | (SHT 9) JB73 HPC PANEL | (SHT 11) JB74 PANEL
AT1100G | GR1125 | AF0083G | IEG00101 | AF0064G | IEG02306 | UV0600G | AF1204G | AF0143SH
| IEG11231 | AF0084G | IEG00104 | AF0065G |  |  | AF1205G | AF0144SH
|  | AF0085G |  | AF0066G |  |  | AF1206G | AU0140G
|  | AF0094G |  | AF0071G |  |  | AF1208G | AU0180G
|  | AF0096G |  | AF0072G |  |  | AF1209G | IEG02571
|  | AU0080G |  | AF0073G |  |  | AF1210G | IEG02572
|  | AU0090G |  | AF0074G |  |  | AF1211G | IEG02573
|  | IEG001012 |  | AF0075G |  |  | AU1200G | IEG02575
|  | IEG001013 |  | AU0060G |  |  | IEG01601
|  | IEG00102 |  | AU0070G |  |  | IEG01602
|  | IEG00106 |  | IEG02301 |  |  | IEG01603
|  | IEG00108 |  | IEG02303 |  |  | IEG01604
|  |  |  | IEG02304 |  |  | XT05001
IEG02307
IEG02308
XT04001
XT04002

## Heat Shrink Labels
(SHT 5) JB70 PANEL A - (SHT 6) JB70 PANEL B
WC4524

## CONTROL,JB70;TT6
CONTROL,JB70;TT6
Project # | 4M576
Project Name | GREAT LAKES GAS TRANSMISSION^LIMITED PARTNERSHIP
Revision | B
Controls DE | MADDI, A.
Phone:
Controls ME
Phone:
From | [5 empty] | To
Device ID | Cable (W) Conductor (SC) Jumper Clip (JC) | Wire No. | Wire ID | Gauge/Size | Page/Zone | Device ID | Location | Page/Zone
AT1100:GND | SC | AT1100G | GRN/YEL | 14 | 39.D3 | PEG0130:2 | JB70 PANEL A | 39.D5 | USED
SA0471:B1-13 | SC | SA0471B113 | WHT | 20 | 37.B1 | AF0087:40 | JB70 PANEL A | 37.B7 | USED
SA0471:B1-14 | SC | SA0471B114 | WHT | 20 | 37.B1 | AF0087:08 | JB70 PANEL A | 37.B7 | USED
SA0471:B2-13 | SC | SA0471B213 | WHT | 20 | 37.A1 | AF0087:39 | JB70 PANEL A | 37.A7 | USED
SA0471:B2-14 | SC | SA0471B214 | WHT | 20 | 37.A1 | AF0087:07 | JB70 PANEL A | 37.A7 | USED
SA0473:11 | SC | SA047311 | WHT | 20 | 35.D1 | AF0087:37 | JB70 PANEL A | 35.D7 | USED
SA0473:12 | SC | SA047312 | WHT | 20 | 35.D1 | AF0087:05 | JB70 PANEL A | 35.D7 | USED
SA0473:13 | SC | SA047313 | WHT | 20 | 35.D1 | AF0087:38 | JB70 PANEL A | 35.D7 | USED
SA0473:14 | SC | SA047314 | WHT | 20 | 35.D1 | AF0087:06 | JB70 PANEL A | 35.D7 | USED
SA0474:B1-13 | SC | SA0474B113 | WHT | 20 | 40.C1 | AF0087:45 | JB70 PANEL A | 40.C7 | USED
SA0474:B1-14 | SC | SA0474B114 | WHT | 20 | 40.C1 | AF0087:13 | JB70 PANEL A | 40.C7 | USED
SA0474:B2-13 | SC | SA0474B213 | WHT | 20 | 40.C1 | AF0087:44 | JB70 PANEL A | 40.C7 | USED
SA0474:B2-14 | SC | SA0474B214 | WHT | 20 | 40.C1 | AF0087:12 | JB70 PANEL A | 40.C7 | USED
SB0471:11 | SC | SB047111 | WHT | 20 | 36.D1 | AF0087:34 | JB70 PANEL A | 36.D7 | USED
SB0471:12 | SC | SB047112 | WHT | 20 | 36.D1 | AF0087:02 | JB70 PANEL A | 36.D7 | USED
SB0472:B2-11 | SC | SB0472B211 | WHT | 20 | 37.C1 | AF0081:36 | JB70 PANEL A | 37.C7 | USED
SB0473:13 | SC | SB047313 | WHT | 20 | 36.D1 | AF0087:35 | JB70 PANEL A | 36.D7 | USED
SB0473:14 | SC | SB047314 | WHT | 20 | 36.D1 | AF0087:03 | JB70 PANEL A | 36.D7 | USED
SB0474:13 | SC | SB047413 | WHT | 20 | 37.A1 | AF0087:36 | JB70 PANEL A | 37.A7 | USED
SB0474:14 | SC | SB047414 | WHT | 20 | 37.A1 | AF0087:04 | JB70 PANEL A | 37.A7 | USED
AT1100:POS | SC | FU1100 | WHT | 14 | 39.D3 | FU1100:LD | JB70 PANEL B | 39.D4 | USED
AT1100:L1 | WC0101 | AT1100L1 | ENET | CABLE | 39.D3 | BA1100:DEVICE | JB70 PANEL B | 39.D1 | USED
AT1100:NEG | SC | 0V | WHT | 14 | 39.D3 | XT0111:28 | JB70 RIGHT RAIL | 39.D5 | USED
SB0472:B1-11 | SC | ESTOPB | WHT | 20 | 37.C1 | XT0111:19 | JB70 RIGHT RAIL | 37.C5 | USED
SB0472:B1-12 | SC | SB0472AB211 | WHT | 20 | 37.C1 | XT0111:20 | JB70 RIGHT RAIL | 37.C5 | USED
SB0472:B2-12 | SC | SB0472AB111 | WHT | 20 | 37.C1 | XT0111:25 | JB70 RIGHT RAIL | 37.D5 | USED
SH0470:11 | SC | SH047011 | WHT | 20 | 36.B1 | XT0111:7 | JB70 RIGHT RAIL | 36.B5 | USED
SH0470:12 | SC | SH047012 | WHT | 20 | 36.B1 | XT0111:8 | JB70 RIGHT RAIL | 36.B5 | USED
SH0470:13 | SC | SH047013 | WHT | 20 | 36.B1 | XT0111:9 | JB70 RIGHT RAIL | 36.B5 | USED
SH0470:14 | SC | SH047014 | WHT | 20 | 36.B1 | XT0111:10 | JB70 RIGHT RAIL | 36.B5 | USED
SH0470:X1 | SC | SH0470X1 | WHT | 20 | 36.B1 | XT0111:12 | JB70 RIGHT RAIL | 36.C5 | USED
SH0470:X2 | SC | SH0470X2 | WHT | 20 | 36.B1 | XT0111:11 | JB70 RIGHT RAIL | 36.B5 | USED
SH0471:11 | SC | SH047111 | WHT | 20 | 36.A1 | XT0111:1 | JB70 RIGHT RAIL | 36.A5 | USED
SH0471:12 | SC | SH047112 | WHT | 20 | 36.A1 | XT0111:2 | JB70 RIGHT RAIL | 36.A5 | USED
SH0471:13 | SC | SH047113 | WHT | 20 | 36.A1 | XT0111:3 | JB70 RIGHT RAIL | 36.A5 | USED
SH0471:14 | SC | SH047114 | WHT | 20 | 36.A1 | XT0111:4 | JB70 RIGHT RAIL | 36.A5 | USED
SH0471:X1 | SC | SH0471X1 | WHT | 20 | 36.A1 | XT0111:6 | JB70 RIGHT RAIL | 36.A5 | USED
SH0471:X2 | SC | SH0471X2 | WHT | 20 | 36.A1 | XT0111:5 | JB70 RIGHT RAIL | 36.A5 | USED
SH0472:11 | SC | SH047211 | WHT | 20 | 36.C1 | XT0111:13 | JB70 RIGHT RAIL | 36.C5 | USED
SH0472:12 | SC | SH047212 | WHT | 20 | 36.C1 | XT0111:14 | JB70 RIGHT RAIL | 36.C5 | USED
SH0472:13 | SC | FU0139 | WHT | 20 | 36.C1 | XT0111:15 | JB70 RIGHT RAIL | 36.C5 | USED
SH0472:14 | SC | KA0241A1 | WHT | 20 | 36.C1 | XT0111:16 | JB70 RIGHT RAIL | 36.C5 | USED
SH0472:X1 | SC | SH0472X1 | WHT | 20 | 36.C1 | XT0111:18 | JB70 RIGHT RAIL | 36.C5 | USED
SH0472:X2 | SC | SH0472X2 | WHT | 20 | 36.C1 | XT0111:17 | JB70 RIGHT RAIL | 36.C5 | USED
SH1120:11 | SC | SH112011 | WHT | 20 | 40.A1 | XT0111:31 | JB70 RIGHT RAIL | 40.A5 | USED
SH1120:12 | SC | SH112012 | WHT | 20 | 40.A1 | XT0111:32 | JB70 RIGHT RAIL | 40.A5 | USED
SH1120:13 | SC | SH112013 | WHT | 20 | 40.A1 | XT0111:29 | JB70 RIGHT RAIL | 40.A5 | USED
SH1120:14 | SC | SH112014 | WHT | 20 | 40.A1 | XT0111:30 | JB70 RIGHT RAIL | 40.A5 | USED
SH1120:X1 | SC | SH1120X1 | WHT | 20 | 40.A1 | XT0111:34 | JB70 RIGHT RAIL | 40.B5 | USED
SH1120:X2 | SC | SH1120X2 | WHT | 20 | 40.A1 | XT0111:33 | JB70 RIGHT RAIL | 40.A5 | USED
HA0472:BLK-1 | WC5072 | HA047201 | 1 | 18 | 38.A1 | XT0111:22 | JB70 RIGHT RAIL | 38.A5 | USED
HA0472:BLK-2 | WC5072 | HA047202 | 2 | 18 | 38.A1 | XT0111:21 | JB70 RIGHT RAIL | 38.A5 | USED
SolarTools ver. 24.0.84.24712 (Jul 31, 2025)
Report date: 4/3/2026 10:27 PM

## CONTROL,JB73;TT6
CONTROL,JB73;TT6
Project # | 4M576
Project Name | GREAT LAKES GAS TRANSMISSION^LIMITED PARTNERSHIP
Revision | B
Controls DE | MADDI, A.
Phone:
Controls ME
Phone:
From | [5 empty] | To
Device ID | Cable (W) Conductor (SC) Jumper Clip (JC) | Wire No. | Wire ID | Gauge/Size | Page/Zone | Device ID | Location | Page/Zone
SB0472A:B1-11 | SC | SB0472AB111 | WHT | 20 | 37.D1 | XT0121:7 | JB73 HPC PANEL | 37.D2 | USED
SB0472A:B1-12 | SC | SB0472AB112 | WHT | 20 | 37.D1 | XT0121:8 | JB73 HPC PANEL | 37.D2 | USED
SB0472A:B2-11 | SC | SB0472AB211 | WHT | 20 | 37.D1 | XT0121:5 | JB73 HPC PANEL | 37.D2 | USED
SB0472A:B2-12 | SC | ESTOPA | WHT | 20 | 37.D1 | XT0121:6 | JB73 HPC PANEL | 37.D2 | USED
SolarTools ver. 24.0.84.24712 (Jul 31, 2025)
Report date: 4/3/2026 10:27 PM

## JB1123 PANEL
JB1123 PANEL
Project # | 4M576
Project Name | GREAT LAKES GAS TRANSMISSION^LIMITED PARTNERSHIP
Revision | B
Controls DE | MADDI, A.
Phone:
Controls ME
Phone:
From | [5 empty] | To
Device ID | Cable (W) Conductor (SC) Jumper Clip (JC) | Wire No. | Wire ID | Gauge/Size | Page/Zone | Device ID | Location | Page/Zone
BA0005:V1(-) | SC | JB1123N | WHT | 16 | 9.A4 | XT1123:2 | JB1123 PANEL | 9.A6 | USED
BA0005:V1(+) | SC | FU1123 | WHT | 16 | 9.A4 | FU1123:LD | JB1123 PANEL | 9.A5 | USED
BA0006:V1(-) | SC | JB1123N | WHT | 16 | 9.B4 | XT1123:2 | JB1123 PANEL | 9.A6 | USED
BA0006:V1(+) | SC | FU1124 | WHT | 16 | 9.B4 | FU1124:LD | JB1123 PANEL | 9.B5 | USED
FU1123:LI | SC | JB1123P | WHT | 16 | 9.A5 | XT1123:1 | JB1123 PANEL | 9.A6 | USED
FU1124:LI | SC | JB1123P | WHT | 16 | 9.B5 | XT1123:1 | JB1123 PANEL | 9.A6 | USED
GR1123: | SC | IEG11231 | GRN | 14 | 10.D4 | IEG1123:1 | JB1123 PANEL | 10.D3 | USED
GR1125: | SC | GR1125 | GRN/YEL | 14 | 10.D4 | FG1125:1 | JB1123 PANEL | 10.D4 | USED
BA0006:RX | WC9106 | BA00706RX | BLU-A | FIBER OPTIC | 2.C2 | BA1123:1T | JB1123 PANEL | 2.C1 | USED
BA0006:TX | WC9106 | BA00706TX | BLU-B | FIBER OPTIC | 2.C2 | BA1123:1R | JB1123 PANEL | 2.C1 | USED
BA0005:TX | WC9107 | BA00701RX | BLU-A | FIBER OPTIC | 2.D2 | BA1123:6T | JB1123 PANEL | 2.C1 | USED
BA0005:RX | WC9107 | BA00701TX | BLU-B | FIBER OPTIC | 2.D2 | BA1123:6R | JB1123 PANEL | 2.C1 | USED
SolarTools ver. 24.0.84.24712 (Jul 31, 2025)
Report date: 4/3/2026 10:27 PM

## JB352 PANEL
JB352 PANEL
Project # | 4M576
Project Name | GREAT LAKES GAS TRANSMISSION^LIMITED PARTNERSHIP
Revision | B
Controls DE | MADDI, A.
Phone:
Controls ME
Phone:
From | [5 empty] | To
Device ID | Cable (W) Conductor (SC) Jumper Clip (JC) | Wire No. | Wire ID | Gauge/Size | Page/Zone | Device ID | Location | Page/Zone
GR4460: | SC | GR4460 | GRN/YEL | 14 | 11.A6 | FRAME | JB352 PANEL | 11.A6 | USED
SolarTools ver. 24.0.84.24712 (Jul 31, 2025)
Report date: 4/3/2026 10:27 PM

## JB5 PANEL
JB5 PANEL
Project # | 4M576
Project Name | GREAT LAKES GAS TRANSMISSION^LIMITED PARTNERSHIP
Revision | B
Controls DE | MADDI, A.
Phone:
Controls ME
Phone:
From | [5 empty] | To
Device ID | Cable (W) Conductor (SC) Jumper Clip (JC) | Wire No. | Wire ID | Gauge/Size | Page/Zone | Device ID | Location | Page/Zone
GR1210: | SC | GR1210 | GRN/YEL | 14 | 10.A6 | FRAME | JB5 PANEL | 10.A6 | USED
GR1211: | SC | GR1211 | GRN/YEL | 14 | 10.A6 | FRAME | JB5 PANEL | 10.A6 | USED
SolarTools ver. 24.0.84.24712 (Jul 31, 2025)
Report date: 4/3/2026 10:27 PM

## JB70 LEFT RAIL
JB70 LEFT RAIL
Project # | 4M576
Project Name | GREAT LAKES GAS TRANSMISSION^LIMITED PARTNERSHIP
Revision | B
Controls DE | MADDI, A.
Phone:
Controls ME
Phone:
From | [5 empty] | To
Device ID | Cable (W) Conductor (SC) Jumper Clip (JC) | Wire No. | Wire ID | Gauge/Size | Page/Zone | Device ID | Location | Page/Zone
GR0431: | SC | GR0431 | GRN/YEL | 14 | 10.B2 | FRAME | JB70 LEFT RAIL | 10.B2 | USED
SolarTools ver. 24.0.84.24712 (Jul 31, 2025)
Report date: 4/3/2026 10:27 PM

## JB70 PANEL A
JB70 PANEL A
Project # | 4M576
Project Name | GREAT LAKES GAS TRANSMISSION^LIMITED PARTNERSHIP
Revision | B
Controls DE | MADDI, A.
Phone:
Controls ME
Phone:
From | [5 empty] | To
Device ID | Cable (W) Conductor (SC) Jumper Clip (JC) | Wire No. | Wire ID | Gauge/Size | Page/Zone | Device ID | Location | Page/Zone
XT0002:1 | JC | FU0136 | CLIP | --- | 12.A4 | XT0002:2 | JB70 PANEL A | 12.A4 | USED
XT0002:2 | JC | FU0136 | CLIP | --- | 12.A4 | XT0002:3 | JB70 PANEL A | 12.A4 | USED
XT0002:3 | JC | FU0136 | CLIP | --- | 12.A4 | XT0002:4 | JB70 PANEL A | 12.A4 | USED
XT0002:4 | JC | FU0136 | CLIP | --- | 12.A4 | XT0002:5 | JB70 PANEL A | 12.B4 | USED
XT0002:5 | JC | FU0136 | CLIP | --- | 12.B4 | XT0002:6 | JB70 PANEL A | 12.B4 | USED
XT0002:6 | JC | FU0136 | CLIP | --- | 12.B4 | XT0002:7 | JB70 PANEL A | 12.B4 | USED
XT0002:7 | JC | FU0136 | CLIP | --- | 12.B4 | XT0002:8 | JB70 PANEL A | 12.B4 | USED
XT0002:8 | JC | FU0136 | CLIP | --- | 12.B4 | XT0002:9 | JB70 PANEL A | 12.C4 | USED
XT0002:9 | JC | FU0136 | CLIP | --- | 12.C4 | XT0002:10 | JB70 PANEL A | 12.C4 | USED
XT0003:1 | JC | 0V | CLIP | --- | 12.A4 | XT0003:2 | JB70 PANEL A | 12.A4 | USED
XT0003:2 | JC | 0V | CLIP | --- | 12.A4 | XT0003:3 | JB70 PANEL A | 12.A4 | USED
XT0003:3 | JC | 0V | CLIP | --- | 12.A4 | XT0003:4 | JB70 PANEL A | 12.B4 | USED
XT0003:4 | JC | 0V | CLIP | --- | 12.B4 | XT0003:5 | JB70 PANEL A | 12.B4 | USED
XT0003:5 | JC | 0V | CLIP | --- | 12.B4 | XT0003:6 | JB70 PANEL A | 12.B4 | USED
XT0003:6 | JC | 0V | CLIP | --- | 12.B4 | XT0003:7 | JB70 PANEL A | 12.B4 | USED
XT0003:7 | JC | 0V | CLIP | --- | 12.B4 | XT0003:8 | JB70 PANEL A | 12.C4 | USED
XT0003:8 | JC | 0V | CLIP | --- | 12.C4 | XT0003:9 | JB70 PANEL A | 12.C4 | USED
XT0003:9 | JC | 0V | CLIP | --- | 12.C4 | XT0003:10 | JB70 PANEL A | 12.C4 | USED
XT0012:1 | JC | 523NEG | CLIP | --- | 13.C3 | XT0012:2 | JB70 PANEL A | 13.C3 | USED
XT0012:2 | JC | 523NEG | CLIP | --- | 13.C3 | XT0012:3 | JB70 PANEL A | 13.C3 | USED
XT0012:3 | JC | 523NEG | CLIP | --- | 13.C3 | XT0012:4 | JB70 PANEL A | 13.C3 | USED
XT0080:1 | JC | 0V | CLIP | --- | 20.A1 | XT0080:2 | JB70 PANEL A | 20.D1 | USED
XT0080:2 | JC | 0V | CLIP | --- | 20.D1 | XT0080:3 | JB70 PANEL A | 20.D1 | USED
XT0080:3 | JC | 0V | CLIP | --- | 20.D1 | XT0080:4 | JB70 PANEL A | 20.D1 | USED
XT0080:5 | JC | 0V | CLIP | --- | 21.A6 | XT0080:6 | JB70 PANEL A | 22.A6 | USED
XT0080:6 | JC | 0V | CLIP | --- | 22.A6 | XT0080:7 | JB70 PANEL A | 23.A6 | USED
XT0080:7 | JC | 0V | CLIP | --- | 23.A6 | XT0080:8 | JB70 PANEL A | 24.A6 | USED
XT0081:1 | JC | FU0139 | CLIP | --- | 21.A2 | XT0081:2 | JB70 PANEL A | 22.A2 | USED
XT0081:2 | JC | FU0139 | CLIP | --- | 22.A2 | XT0081:3 | JB70 PANEL A | 23.A2 | USED
XT0081:3 | JC | FU0139 | CLIP | --- | 23.A2 | XT0081:4 | JB70 PANEL A | 24.A3 | USED
XT0081:4 | JC | FU0139 | CLIP | --- | 24.A3 | XT0081:5 | JB70 PANEL A | 24.A3 | USED
XT0081:5 | JC | FU0139 | CLIP | --- | 24.A3 | XT0081:6 | JB70 PANEL A | 24.A3 | USED
XT0082:1 | JC | 0V | CLIP | --- | 19.A1 | XT0082:2 | JB70 PANEL A | 19.A1 | USED
XT0082:2 | JC | 0V | CLIP | --- | 19.A1 | XT0082:3 | JB70 PANEL A | 19.B1 | USED
XT0082:3 | JC | 0V | CLIP | --- | 19.B1 | XT0082:4 | JB70 PANEL A | 19.B1 | USED
XT0082:4 | JC | 0V | CLIP | --- | 19.B1 | XT0082:5 | JB70 PANEL A | 19.B1 | USED
XT0089:6 | JC | ESTOP | CLIP | --- | 24.D5 | XT0089:7 | JB70 PANEL A | 24.D5 | USED
XT0089:8 | JC | KA0131A1 | CLIP | --- | 26.D4 | XT0089:9 | JB70 PANEL A | 26.D4 | USED
AF0081:00 | SC | UA1200J21 | WHT | 20 | 18.D7 | XT0089:20 | JB70 PANEL A | 18.D5 | USED
KA0243:14 | SC | KA024314 | WHT | 20 | 23.D7 | AF0081:01 | JB70 PANEL A | 23.D6 | USED
KA0245:14 | SC | KA024514 | WHT | 20 | 23.D7 | AF0081:02 | JB70 PANEL A | 23.D6 | USED
KA0130:14 | SC | KA013014 | WHT | 20 | 18.C7 | AF0081:03 | JB70 PANEL A | 18.D6 | USED
KT0146:18 | SC | KT014618 | WHT | 20 | 26.B6 | AF0081:08 | JB70 PANEL A | 26.B2 | USED
KA0239:14 | SC | KA023914 | WHT | 20 | 24.B6 | AF0081:09 | JB70 PANEL A | 24.B5 | USED
AF0081:19 | SC | UA1200J27 | WHT | 20 | 18.C7 | UA1200:J2-7 | JB70 PANEL A | 18.B1 | USED
KA0131:A2 | SC | KA0131A2 | WHT | 20 | 26.B6 | AF0081:24 | JB70 PANEL A | 26.C5 | USED
KA0243:11 | SC | KA024311 | WHT | 20 | 23.D7 | AF0081:33 | JB70 PANEL A | 23.D6 | USED
KA0245:11 | SC | KA024511 | WHT | 20 | 23.D7 | AF0081:34 | JB70 PANEL A | 23.D6 | USED
KA0130:A1 | SC | KA0130A1 | WHT | 20 | 18.C7 | AF0081:35 | JB70 PANEL A | 18.C5 | USED
XT0089:3 | SC | JP3 | CLIP | -- | 25.B4 | XT0089:2 | JB70 PANEL A | 25.B4 | USED
XT0089:5 | SC | JP6 | CLIP | -- | 25.C4 | XT0089:4 | JB70 PANEL A | 25.C4 | USED
AF0081:07 | SC | JP2 | VIO | 20 | 25.B6 | AF0081:39 | JB70 PANEL A | 25.B6 | USED
XT0089:2 | SC | JP0 | VIO | 20 | 25.B4 | XT0089:1 | JB70 PANEL A | 25.B4 | USED
KA0141:24 | SC | KA014124 | WHT | 20 | 26.B6 | AF0081:40 | JB70 PANEL A | 26.B5 | USED
KA0239:11 | SC | KA023911 | WHT | 20 | 24.B6 | AF0081:41 | JB70 PANEL A | 24.B5 | USED
AF0081:COM | SC | AF0081N | WHT | 16 | 20.A2 | AF0082:COM | JB70 PANEL A | 20.B3 | USED
AF0081:COM | SC | AU0080N | WHT | 16 | 20.A2 | AU0080:COM | JB70 PANEL A | 20.A1 | USED
AF0081:J | SC | * |  |  | 20.A2 | AF0082:P | JB70 PANEL A | 20.B3 | USED
AF0081:V+ | SC | AF0081P | WHT | 16 | 20.A2 | AF0082:V+ | JB70 PANEL A | 20.B3 | USED
AF0081:V+ | SC | AU0080P | WHT | 16 | 20.A2 | AU0080:V+ | JB70 PANEL A | 20.A1 | USED
AF0082:COM | SC | AF0082N | WHT | 16 | 20.B3 | AF0083:COM | JB70 PANEL A | 20.B3 | USED
AF0082:J | SC | * |  |  | 20.B3 | AF0083:P | JB70 PANEL A | 20.B3 | USED
AF0082:V+ | SC | AF0082P | WHT | 16 | 20.B3 | AF0083:V+ | JB70 PANEL A | 20.B3 | USED
AF0083:COM | SC | AF0083N | WHT | 16 | 20.B3 | AF0084:COM | JB70 PANEL A | 20.B4 | USED
AF0083:SH | SC | AF0083G | GRN | 14 | 20.B3 | AF0084:SH | JB70 PANEL A | 20.B4 | USED
AF0083:SH | SC | AU0080G | GRN | 14 | 20.B3 | AU0080:GND | JB70 PANEL A | 20.A1 | USED
AF0083:V+ | SC | AF0083P | WHT | 16 | 20.B3 | AF0084:V+ | JB70 PANEL A | 20.B4 | USED
AF0084:COM | SC | AF0084N | WHT | 16 | 20.B4 | AF0085:COM | JB70 PANEL A | 20.B5 | USED
AF0084:J | SC | * |  |  | 20.B4 | AF0085:P | JB70 PANEL A | 20.B5 | USED
AF0084:SH | SC | AF0084G | GRN | 14 | 20.B4 | AF0085:SH | JB70 PANEL A | 20.B5 | USED
AF0084:V+ | SC | AF0084P | WHT | 16 | 20.B4 | AF0085:V+ | JB70 PANEL A | 20.B5 | USED
AF0085:COM | SC | AF0085N | WHT | 16 | 20.B5 | AF0086:COM | JB70 PANEL A | 20.B5 | USED
AF0085:J | SC | * |  |  | 20.B5 | AF0086:P | JB70 PANEL A | 20.B5 | USED
AF0085:SH | SC | AF0085G | GRN | 14 | 20.B5 | AF0086:SH | JB70 PANEL A | 20.B5 | USED
AF0085:V+ | SC | AF0085P | WHT | 16 | 20.B5 | AF0086:V+ | JB70 PANEL A | 20.B5 | USED
AF0086:COM | SC | AF0086N | WHT | 16 | 20.B5 | AF0087:COM | JB70 PANEL A | 20.B6 | USED
AF0086:J | SC | * |  |  | 20.B5 | AF0087:P | JB70 PANEL A | 20.B6 | USED
AF0086:SH | SC | IEG00102 | GRN | 14 | 20.B5 | IEG0010:2 | JB70 PANEL A | 20.C5 | USED
AF0086:V+ | SC | AF0086P | WHT | 16 | 20.B5 | AF0087:V+ | JB70 PANEL A | 20.B6 | USED
KA0136:24 | SC | KA013624 | WHT | 20 | 21.D3 | AF0087:11 | JB70 PANEL A | 21.D3 | USED
KA0136:21 | SC | KA013621 | WHT | 20 | 21.D3 | AF0087:43 | JB70 PANEL A | 21.D3 | USED
KA0141:14 | SC | KA014114 | WHT | 20 | 26.A6 | AF0091:07 | JB70 PANEL A | 26.A5 | USED
AF0091:09 | SC | UJ0131OK2 | WHT | 20 | 13.B7 | UJ0131:OK2 | JB70 PANEL A | 13.B4 | USED
KA0134:A1 | SC | KA0134A1 | WHT | 20 | 21.D5 | AF0091:12 | JB70 PANEL A | 21.D6 | USED
KA0141:11 | SC | KA014111 | WHT | 20 | 26.A6 | AF0091:39 | JB70 PANEL A | 26.A5 | USED
AF0091:41 | SC | UJ0131OK1 | WHT | 20 | 13.B7 | UJ0131:OK1 | JB70 PANEL A | 13.B4 | USED
AF0091:COM | SC | AF0091N | WHT | 16 | 20.D2 | AF0094:COM | JB70 PANEL A | 20.D4 | USED
AF0091:COM | SC | AU0090N | WHT | 16 | 20.D2 | AU0090:COM | JB70 PANEL A | 20.C2 | USED
AF0091:J | SC | * |  |  | 20.D2 | AF0092:P | JB70 PANEL A | 20.D3 | USED
AF0091:V+ | SC | AF0091P | WHT | 16 | 20.D2 | AF0094:V+ | JB70 PANEL A | 20.D4 | USED
AF0091:V+ | SC | AU0090P | WHT | 16 | 20.D2 | AU0090:V+ | JB70 PANEL A | 20.C2 | USED
KA0133:A1 | SC | KA0133A1 | WHT | 20 | 21.B4 | AF0092:02 | JB70 PANEL A | 21.B6 | USED
KA2160:A1 | SC | KA2160A1 | WHT | 20 | 17.A6 | AF0092:04 | JB70 PANEL A | 17.A5 | USED
KA0131:14 | SC | KA013114 | WHT | 20 | 22.C3 | AF0092:06 | JB70 PANEL A | 22.C4 | USED
KA2161:A1 | SC | KA2161A1 | WHT | 20 | 17.A6 | AF0092:07 | JB70 PANEL A | 17.B5 | USED
KA3103:A1 | SC | KA3103A1 | WHT | 20 | 79.A6 | AF0092:08 | JB70 PANEL A | 79.A5 | USED
KA2160:A2 | SC | KA2160A2 | WHT | 20 | 17.A6 | AF0092:20 | JB70 PANEL A | 17.A5 | USED
KA2161:A2 | SC | KA2161A2 | WHT | 20 | 17.A6 | AF0092:23 | JB70 PANEL A | 17.B5 | USED
KA3103:A2 | SC | KA3103A2 | WHT | 20 | 79.A6 | AF0092:24 | JB70 PANEL A | 79.A5 | USED
KA0240:22 | SC | KA024022 | WHT | 20 | 36.C7 | AF0092:45 | JB70 PANEL A | 36.C6 | USED
AF0092:COM | SC | 0V | WHT | 16 | 20.D3 | XT0080:2 | JB70 PANEL A | 20.D1 | USED
AF0092:J | SC | * |  |  | 20.D3 | AF0093:P | JB70 PANEL A | 20.D3 | USED
AF0092:V+ | SC | FU0091 | WHT | 16 | 20.D3 | FU0091:LD | JB70 PANEL A | 20.D1 | USED
KA3220:A1 | SC | KA3220A1 | WHT | 20 | 88.A7 | AF0093:01 | JB70 PANEL A | 88.B5 | USED
KA3220:A2 | SC | KA3220A2 | WHT | 20 | 88.A7 | AF0093:17 | JB70 PANEL A | 88.B5 | USED
AF0093:COM | SC | 0V | WHT | 16 | 20.D3 | XT0080:3 | JB70 PANEL A | 20.D1 | USED
AF0093:J | SC | * |  |  | 20.D3 | AF0094:P | JB70 PANEL A | 20.D4 | USED
AF0093:V+ | SC | FU0092 | WHT | 16 | 20.D3 | FU0092:LD | JB70 PANEL A | 20.D1 | USED
AF0094:04 | SC | UJ0131VIN | WHT | 20 | 13.A7 | UJ0131:VIN | JB70 PANEL A | 13.B4 | USED
AF0094:05 | SC | 0V | WHT | 20 | 13.A7 | XT0082:5 | JB70 PANEL A | 19.B1 | USED
AF0094:06 | SC | UJ0131IOUT | WHT | 20 | 13.A7 | UJ0131:IOUT | JB70 PANEL A | 13.B4 | USED
AF0094:07 | SC | 0V | WHT | 20 | 13.A7 | XT0082:5 | JB70 PANEL A | 19.B1 | USED
AF0094:J | SC | * |  |  | 20.D4 | AF0095:P | JB70 PANEL A | 20.D5 | USED
AF0094:SH | SC | AF0094G | GRN | 14 | 20.D4 | AF0096:SH | JB70 PANEL A | 20.D5 | USED
AF0094:SH | SC | AU0090G | GRN | 14 | 20.D4 | AU0090:GND | JB70 PANEL A | 20.C2 | USED
AF0095:COM | SC | AF0095N | WHT | 16 | 20.D5 | AF0096:COM | JB70 PANEL A | 20.D5 | USED
AF0095:COM | SC | 0V | WHT | 16 | 20.D5 | XT0080:4 | JB70 PANEL A | 20.D1 | USED
AF0095:J | SC | * |  |  | 20.D5 | AF0096:P | JB70 PANEL A | 20.D5 | USED
AF0095:V+ | SC | AF0095P | WHT | 16 | 20.D5 | AF0096:V+ | JB70 PANEL A | 20.D5 | USED
AF0095:V+ | SC | FU0093 | WHT | 16 | 20.D5 | FU0093:LD | JB70 PANEL A | 20.D1 | USED
AF0096:COM | SC | AF0096N | WHT | 16 | 20.D5 | AF0097:COM | JB70 PANEL A | 20.D6 | USED
AF0096:J | SC | * |  |  | 20.D5 | AF0097:P | JB70 PANEL A | 20.D6 | USED
AF0096:SH | SC | AF0096G | GRN | 14 | 20.D5 | AF0097:SH | JB70 PANEL A | 20.D6 | USED
AF0096:V+ | SC | AF0096P | WHT | 16 | 20.D5 | AF0097:V+ | JB70 PANEL A | 20.D6 | USED
AF0097:SH | SC | IEG00108 | GRN | 14 | 20.D6 | IEG0010:8 | JB70 PANEL A | 20.D6 | USED
AU0080:COM | SC | 0V | WHT | 16 | 20.A1 | XT0080:1 | JB70 PANEL A | 20.A1 | USED
AU0080:V+ | SC | FU0081 | WHT | 16 | 20.A1 | FU0081:LD | JB70 PANEL A | 20.B1 | USED
AU0090:COM | SC | 0V | WHT | 16 | 20.C2 | XT0080:2 | JB70 PANEL A | 20.D1 | USED
AU0090:V+ | SC | FU0090 | WHT | 16 | 20.C2 | FU0090:LD | JB70 PANEL A | 20.D1 | USED
FU0011:LD | SC | UJ0131P | WHT | 12 | 13.B3 | UJ0131:+ | JB70 PANEL A | 13.B4 | USED
FU0012:LI | SC | 523POS | --- | BUS | 13.B3 | FU0013:LI | JB70 PANEL A | 13.B3 | USED
FU0012:LI | SC | 523POS | --- | BUS | 13.B3 | XT0014:1 | JB70 PANEL A | 13.B2 | USED
FU0013:LI | SC | 523POS | --- | BUS | 13.B3 | FU0014:LI | JB70 PANEL A | 13.B3 | USED
FU0014:LI | SC | 523POS | --- | BUS | 13.B3 | FU0015:LI | JB70 PANEL A | 13.B3 | USED
FU0015:LI | SC | 523POS | --- | BUS | 13.B3 | FU0016:LI | JB70 PANEL A | 13.C3 | USED
FU0016:LI | SC | 523POS | --- | BUS | 13.C3 | FU0017:LI | JB70 PANEL A | 13.C3 | USED
FU0017:LI | SC | 523POS | --- | BUS | 13.C3 | FU0018:LI | JB70 PANEL A | 13.C3 | USED
FU0080:LI | SC | FU0137 | WHT | 12 | 19.A1 | FU0137:LD | JB70 PANEL A | 19.A2 | USED
FU0080:LI | SC | FU0137 | WHT | 12 | 19.A1 | FU0139:LI | JB70 PANEL A | 19.A1 | USED
FU0081:LI | SC | FU0080 | WHT | 14 | 20.B1 | FU0080:LD | JB70 PANEL A | 19.A1 | USED
FU0081:LI | SC | FU0080 | WHT | 14 | 20.B1 | FU0090:LI | JB70 PANEL A | 20.D1 | USED
FU0090:LI | SC | FU0080 | WHT | 14 | 20.D1 | FU0091:LI | JB70 PANEL A | 20.D1 | USED
FU0091:LI | SC | FU0080 | WHT | 14 | 20.D1 | FU0092:LI | JB70 PANEL A | 20.D1 | USED
FU0092:LI | SC | FU0080 | WHT | 14 | 20.D1 | FU0093:LI | JB70 PANEL A | 20.D1 | USED
FU0093:LI | SC | FU0080 | WHT | 14 | 20.D1 | FU0094:LI | JB70 PANEL A | 20.D1 | USED
FU0136:LD | SC | FU0136 | WHT | 10 | 12.A2 | XT0002:1 | JB70 PANEL A | 12.A4 | USED
FU0136:LI | SC | 24V | WHT | 10 | 12.A2 | UJ0131:OUT(+) | JB70 PANEL A | 13.B4 | USED
FU0137:LI | SC | FU0136 | WHT | 14 | 19.A2 | XT0002:2 | JB70 PANEL A | 12.A4 | USED
FU0139:LD | SC | FU0139 | WHT | 16 | 19.A1 | XT0081:1 | JB70 PANEL A | 21.A2 | USED
FU0139:LI | SC | FU0137 | WHT | 12 | 19.A1 | FU0387:LI | JB70 PANEL A | 19.A1 | USED
FU0387:LI | SC | FU0137 | WHT | 12 | 19.A1 | FU0388:LI | JB70 PANEL A | 19.B1 | USED
KA0138:14 | SC | FU0388 | WHT | 16 | 19.B1 | FU0388:LD | JB70 PANEL A | 84.C5 | USED
FU0388:LI | SC | FU0137 | WHT | 12 | 19.B1 | FU0389:LI | JB70 PANEL A | 19.B1 | USED
FU0389:LD | SC | FU0389 | WHT | 12 | 19.B1 | XT0089:21 | JB70 PANEL A | 18.D5 | USED
GR0131: | SC | GR0131 | GRN/YEL | 14 | 10.A4 | FRAME | JB70 PANEL A | 10.A3 | USED
GR0132: | SC | GR0132 | GRN/YEL | 14 | 10.A4 | FRAME | JB70 PANEL A | 10.A3 | USED
GR0133: | SC | IEG00106 | GRN | 14 | 10.A4 | IEG0010:6 | JB70 PANEL A | 10.A5 | USED
GR0134: | SC | IEG001013 | GRN | 14 | 10.A4 | IEG0010:13 | JB70 PANEL A | 10.A5 | USED
GR0135: | SC | GR0135 | GRN/YEL | 14 | 10.A4 | FRAME | JB70 PANEL A | 10.A5 | USED
IEG0010:12 | SC | IEG001012 | GRN | 16 | 18.D2 | UA1200:J3-4 | JB70 PANEL A | 18.B1 | USED
KA0130:A1 | SC | KA0130A1 | WHT | 20 | 18.C5 | KA0130:11 | JB70 PANEL A | 18.D6 | USED
KA0130:A2 | SC | UA1200J26 | WHT | 20 | 18.C5 | UA1200:J2-6 | JB70 PANEL A | 18.B1 | USED
KA0131:11 | SC | KA0135A1 | WHT | 20 | 22.C4 | KA0135:A1 | JB70 PANEL A | 22.C6 | USED
KA0131:12 | SC | KA013112 | WHT | 20 | 22.C4 | KA0137:24 | JB70 PANEL A | 22.C1 | USED
KA0131:A1 | SC | KA0131A1 | WHT | 20 | 26.C5 | KA0132:A1 | JB70 PANEL A | 26.C5 | USED
KA0131:A1 | SC | KA0131A1 | WHT | 20 | 26.C5 | KA0242:14 | JB70 PANEL A | 26.C3 | USED
KA0131:A2 | SC | KA0131A2 | WHT | 20 | 26.C5 | KA0132:A2 | JB70 PANEL A | 26.C5 | USED
KA0132:11 | SC | FU0139 | WHT | 20 | 21.A1 | KA0133:11 | JB70 PANEL A | 21.B1 | USED
KA0132:11 | SC | FU0139 | WHT | 20 | 21.A1 | XT0081:1 | JB70 PANEL A | 21.A2 | USED
KT0142:A1 | SC | KT014315 | WHT | 20 | 21.A1 | KA0132:12 | JB70 PANEL A | 21.A6 | USED
KA0132:12 | SC | KT014315 | WHT | 20 | 21.A1 | KA0133:12 | JB70 PANEL A | 21.B1 | USED
KA0132:21 | SC | KA0138A1 | WHT | 20 | 21.C3 | KA0138:A1 | JB70 PANEL A | 21.C6 | USED
KT0141:18 | SC | KA013222 | WHT | 20 | 21.C3 | KA0132:22 | JB70 PANEL A | 21.C2 | USED
KA0132:24 | SC | KA013224 | WHT | 20 | 21.C3 | KA0134:14 | JB70 PANEL A | 21.C1 | USED
KA0132:A1 | SC | KA0131A1 | WHT | 20 | 26.C5 | KA0141:A1 | JB70 PANEL A | 26.C5 | USED
KA0132:A2 | SC | KA0131A2 | WHT | 20 | 26.C5 | KA0141:A2 | JB70 PANEL A | 26.C5 | USED
KT0144:A1 | SC | FU0139 | WHT | 20 | 21.B1 | KA0133:11 | JB70 PANEL A | 21.B6 | USED
KA0133:A2 | SC | 0V | WHT | 20 | 21.B6 | KA0136:A2 | JB70 PANEL A | 21.C6 | USED
KT0144:A2 | SC | 0V | WHT | 20 | 21.B6 | KA0133:A2 | JB70 PANEL A | 21.B6 | USED
KT0144:15 | SC | FU0139 | WHT | 20 | 21.C1 | KA0134:11 | JB70 PANEL A | 21.C1 | USED
KA0134:11 | SC | FU0139 | WHT | 20 | 21.C1 | KA0136:11 | JB70 PANEL A | 21.B1 | USED
KT0143:A2 | SC | 0V | WHT | 20 | 21.D6 | KA0134:A2 | JB70 PANEL A | 21.D6 | USED
KA0135:A1 | SC | KA0135A1 | WHT | 20 | 22.C6 | XT0089:23 | JB70 PANEL A | 22.C5 | USED
KA0135:A2 | SC | 0V | WHT | 20 | 22.C6 | KA0137:A2 | JB70 PANEL A | 22.D6 | USED
KT0145:A2 | SC | 0V | WHT | 20 | 22.C6 | KA0135:A2 | JB70 PANEL A | 22.B6 | USED
KT0144:A1 | SC | FU0139 | WHT | 20 | 21.B1 | KA0136:11 | JB70 PANEL A | 21.B6 | USED
KA0136:14 | SC | KA013821 | WHT | 20 | 21.B1 | KA0138:21 | JB70 PANEL A | 21.B2 | USED
KA0136:A1 | SC | PS32002 | WHT | 20 | 21.C6 | XT0089:14 | JB70 PANEL A | 82.D5 | USED
KA0136:A2 | SC | 0V | WHT | 20 | 21.C6 | KA0138:A2 | JB70 PANEL A | 21.C6 | USED
KT0140:15 | SC | FU0139 | WHT | 20 | 21.C1 | KA0137:11 | JB70 PANEL A | 21.C1 | USED
KT0144:15 | SC | FU0139 | WHT | 20 | 21.C1 | KA0137:11 | JB70 PANEL A | 21.C1 | USED
KT0141:18 | SC | KA013222 | WHT | 20 | 21.C1 | KA0137:14 | JB70 PANEL A | 21.C2 | USED
KT0144:18 | SC | KA013222 | WHT | 20 | 21.C1 | KA0137:14 | JB70 PANEL A | 21.C1 | USED
KA0137:21 | SC | FU0139 | WHT | 20 | 22.C1 | KA0244:11 | JB70 PANEL A | 22.B1 | USED
KT0142:15 | SC | FU0139 | WHT | 20 | 22.C1 | KA0137:21 | JB70 PANEL A | 22.D1 | USED
KA0137:24 | SC | KA013112 | WHT | 20 | 22.C1 | AF0087:09 | JB70 PANEL A | 22.C2 | USED
KT0145:18 | SC | KA0137A1 | WHT | 20 | 22.D6 | KA0137:A1 | JB70 PANEL A | 22.D1 | USED
KA0138:11 | SC | KM3170EP | WHT | 20 | 84.C5 | XT0080:9 | JB70 PANEL A | 84.C5 | USED
KT0144:B1 | SC | KT0144B1 | WHT | 20 | 21.B2 | KA0138:24 | JB70 PANEL A | 21.B6 | USED
KT0143:A2 | SC | 0V | WHT | 20 | 21.C6 | KA0138:A2 | JB70 PANEL A | 21.D6 | USED
KA0141:21 | SC | KT0146A1 | WHT | 20 | 26.B5 | KA0241:21 | JB70 PANEL A | 26.A5 | USED
KT0146:A1 | SC | KT0146A1 | WHT | 20 | 26.B5 | KA0141:21 | JB70 PANEL A | 26.B4 | USED
KA0141:24 | SC | KA014124 | WHT | 20 | 26.B5 | KA0241:24 | JB70 PANEL A | 26.A5 | USED
KA0141:A1 | SC | KA0131A1 | WHT | 20 | 26.C5 | KA0230:A1 | JB70 PANEL A | 26.C5 | USED
KA0141:A2 | SC | KA0131A2 | WHT | 20 | 26.C5 | KA0230:A2 | JB70 PANEL A | 26.C5 | USED
KA0230:A1 | SC | KA0131A1 | WHT | 20 | 26.C5 | KA0231:A1 | JB70 PANEL A | 26.C5 | USED
KA0230:A2 | SC | KA0131A2 | WHT | 20 | 26.C5 | KA0231:A2 | JB70 PANEL A | 26.C5 | USED
KA0231:24 | SC | KA023124 | WHT | 20 | 24.C2 | KA0245:21 | JB70 PANEL A | 24.C3 | USED
KA0231:A1 | SC | KA0131A1 | WHT | 20 | 26.C5 | KA0232:A1 | JB70 PANEL A | 26.D5 | USED
KA0231:A2 | SC | KA0131A2 | WHT | 20 | 26.C5 | KA0232:A2 | JB70 PANEL A | 26.D5 | USED
KA0235:A1 | SC | ESTOP | WHT | 20 | 24.C6 | XT0089:5 | JB70 PANEL A | 25.C4 | USED
KA0235:A1 | SC | ESTOP | WHT | 20 | 24.C6 | KA0236:A1 | JB70 PANEL A | 24.C6 | USED
KA0235:A2 | SC | 0V | WHT | 20 | 24.C6 | KA0236:A2 | JB70 PANEL A | 24.C6 | USED
KA0235:A2 | SC | 0V | WHT | 20 | 24.C6 | KA0242:A2 | JB70 PANEL A | 24.B6 | USED
KA0236:11 | SC | FU0139 | WHT | 20 | 24.A2 | XT0081:5 | JB70 PANEL A | 24.A3 | USED
KA0236:21 | SC | UA1200J21 | WHT | 20 | 24.C2 | KA0241:11 | JB70 PANEL A | 24.C2 | USED
KA0236:24 | SC | KA024114 | WHT | 20 | 24.C2 | KA0241:14 | JB70 PANEL A | 24.C2 | USED
KA0236:A1 | SC | ESTOP | WHT | 20 | 24.C6 | KA0237:A1 | JB70 PANEL A | 24.C6 | USED
KA0236:A2 | SC | 0V | WHT | 20 | 24.C6 | KA0237:A2 | JB70 PANEL A | 24.C6 | USED
KA0237:A1 | SC | ESTOP | WHT | 20 | 24.C6 | KA0239:A1 | JB70 PANEL A | 24.C6 | USED
KA0237:A2 | SC | 0V | WHT | 20 | 24.C6 | KA0239:A2 | JB70 PANEL A | 24.C6 | USED
KA0239:22 | SC | KA024224 | WHT | 20 | 18.C5 | KA0242:24 | JB70 PANEL A | 18.C5 | USED
KA0239:A1 | SC | ESTOP | WHT | 20 | 24.C6 | KA0240:A1 | JB70 PANEL A | 24.C6 | USED
KA0239:A2 | SC | 0V | WHT | 20 | 24.C6 | KA0240:A2 | JB70 PANEL A | 24.C6 | USED
KA0240:11 | SC | PS32004 | WHT | 20 | 82.D6 | XT0089:15 | JB70 PANEL A | 82.D5 | USED
KA0240:14 | SC | UF1300 | WHT | 20 | 82.D6 | XT0084:1 | JB70 PANEL A | 82.D6 | USED
KA0240:A1 | SC | ESTOP | WHT | 20 | 24.C6 | KA0251:A1 | JB70 PANEL A | 24.D6 | USED
KA0240:A2 | SC | 0V | WHT | 20 | 24.C6 | KA0251:A2 | JB70 PANEL A | 24.D6 | USED
KA0241:11 | SC | UA1200J21 | WHT | 20 | 24.C2 | XT0089:20 | JB70 PANEL A | 18.D5 | USED
KA0241:14 | SC | KA024114 | WHT | 20 | 24.C2 | KA0231:21 | JB70 PANEL A | 24.C2 | USED
KA0241:A1 | SC | KA0241A1 | WHT | 20 | 24.A6 | KA0242:A1 | JB70 PANEL A | 24.B6 | USED
KA0241:A1 | SC | KA0241A1 | WHT | 20 | 24.A6 | XT0081:7 | JB70 PANEL A | 24.A3 | USED
KA0241:A2 | SC | 0V | WHT | 20 | 24.A6 | KA0242:A2 | JB70 PANEL A | 24.B6 | USED
KA0241:A2 | SC | 0V | WHT | 20 | 24.A6 | XT0080:8 | JB70 PANEL A | 24.A6 | USED
KA0242:11 | SC | KT014618 | WHT | 20 | 26.C3 | KA0231:11 | JB70 PANEL A | 26.C3 | USED
KT0146:18 | SC | KT014618 | WHT | 20 | 26.C3 | KA0242:11 | JB70 PANEL A | 26.B2 | USED
KA0242:14 | SC | KA0131A1 | WHT | 20 | 26.C3 | KA0231:14 | JB70 PANEL A | 26.C3 | USED
KA0243:21 | SC | KA024524 | WHT | 20 | 24.C4 | KA0245:24 | JB70 PANEL A | 24.C3 | USED
KA0243:24 | SC | ESTOPD | WHT | 20 | 24.C4 | XT0089:1 | JB70 PANEL A | 25.B4 | USED
KA0243:A1 | SC | KA9982C | WHT | 20 | 23.A6 | KA0244:A1 | JB70 PANEL A | 23.B6 | USED
KA0243:A1 | SC | KA9982C | WHT | 20 | 23.A6 | XT0089:10 | JB70 PANEL A | 23.A5 | USED
KA0243:A2 | SC | 0V | WHT | 20 | 23.A6 | KA0244:A2 | JB70 PANEL A | 23.B6 | USED
KA0243:A2 | SC | 0V | WHT | 20 | 23.A6 | XT0080:7 | JB70 PANEL A | 23.A6 | USED
KA0244:11 | SC | FU0139 | WHT | 20 | 22.B1 | XT0081:2 | JB70 PANEL A | 22.A2 | USED
KT0145:A1 | SC | KT0145A1 | WHT | 20 | 22.B1 | KA0244:12 | JB70 PANEL A | 22.B6 | USED
KA0244:A2 | SC | 0V | WHT | 20 | 23.B6 | KA0245:A2 | JB70 PANEL A | 23.C6 | USED
KA0245:A1 | SC | KA9984C | WHT | 20 | 23.C6 | XT0089:11 | JB70 PANEL A | 23.C5 | USED
KA0251:A1 | SC | ESTOP | WHT | 20 | 24.D6 | XT0089:6 | JB70 PANEL A | 24.D5 | USED
KT0140:16 | SC | KT014115 | WHT | 20 | 21.C1 | KT0141:15 | JB70 PANEL A | 21.C2 | USED
KT0140:18 | SC | KT0143A1 | WHT | 20 | 21.D1 | KT0143:A1 | JB70 PANEL A | 21.D6 | USED
KT0140:A1 | SC | KT0140A1 | WHT | 20 | 21.A6 | KT0143:16 | JB70 PANEL A | 21.A5 | USED
KT0140:A2 | SC | 0V | WHT | 20 | 21.A6 | KT0141:A2 | JB70 PANEL A | 21.A6 | USED
KT0140:A2 | SC | 0V | WHT | 20 | 21.A6 | XT0080:5 | JB70 PANEL A | 21.A6 | USED
KT0141:A1 | SC | KT014315 | WHT | 20 | 21.A6 | KT0143:15 | JB70 PANEL A | 21.A5 | USED
KT0141:A1 | SC | KT014315 | WHT | 20 | 21.A6 | KT0142:A1 | JB70 PANEL A | 21.A6 | USED
KT0141:A2 | SC | 0V | WHT | 20 | 21.A6 | KT0142:A2 | JB70 PANEL A | 21.A6 | USED
KT0142:15 | SC | FU0139 | WHT | 20 | 22.D1 | KT0145:15 | JB70 PANEL A | 22.D1 | USED
KT0142:A2 | SC | 0V | WHT | 20 | 21.A6 | KT0144:A2 | JB70 PANEL A | 21.B6 | USED
KT0145:18 | SC | KA0137A1 | WHT | 20 | 22.D1 | KT0142:18 | JB70 PANEL A | 22.D1 | USED
KT0145:A2 | SC | 0V | WHT | 20 | 22.B6 | XT0080:6 | JB70 PANEL A | 22.A6 | USED
RR0941:-3.01K OHM | SC | FU0136 | LEAD | --- | 26.A2 | XT0089:17 | JB70 PANEL A | 26.A2 | USED
RR0941:-3.01K OHM | SC | 007405 | LEAD | --- | 26.A2 | XT0089:18 | JB70 PANEL A | 26.A2 | USED
RR0942:-1.0K OHM | SC | 0V | LEAD | --- | 26.A2 | XT0089:19 | JB70 PANEL A | 26.A2 | USED
RR0942:-1.0K OHM | SC | 007405 | LEAD | --- | 26.A2 | XT0089:18 | JB70 PANEL A | 26.A2 | USED
UA1200:J1-10 | SC | FU0389 | WHT | 20 | 18.B1 | XT0089:21 | JB70 PANEL A | 18.D5 | USED
UA1200:J1-8 | SC | UA1200J | WHT | 20 | 53.B6 | UA1200:J3-5 | JB70 PANEL A | 53.B6 | USED
UA1200:J1-9 | SC | 0V | WHT | 14 | 18.B1 | XT0089:22 | JB70 PANEL A | 18.D5 | USED
UA1200:J2-1 | SC | UA1200J21 | WHT | 20 | 18.B1 | XT0089:20 | JB70 PANEL A | 18.D5 | USED
UA1200:J2-2 | SC | FU0389 | WHT | 20 | 18.B1 | XT0089:21 | JB70 PANEL A | 18.D5 | USED
UJ0131:- | SC | 521NEG | WHT | 12 | 13.B4 | XT0011:1 | JB70 PANEL A | 13.B3 | USED
UJ0131:G | SC | UJ0131G | GRN/YEL | 12 | 13.B4 | FRAME | JB70 PANEL A | 13.B4 | USED
UJ0131:OUT(-) | SC | 0V | WHT | 10 | 13.B4 | XT0003:1 | JB70 PANEL A | 12.A4 | USED
XT0002:5 | SC | FU0136 | WHT | 12 | 12.B4 | XT0089:17 | JB70 PANEL A | 26.A2 | USED
XT0003:2 | SC | 0V | WHT | 12 | 12.A4 | XT0082:1 | JB70 PANEL A | 19.A1 | USED
XT0003:5 | SC | 0V | WHT | 14 | 12.B4 | XT0089:19 | JB70 PANEL A | 26.A2 | USED
XT0080:1 | SC | 0V | WHT | 14 | 20.A1 | XT0082:2 | JB70 PANEL A | 19.A1 | USED
XT0081:3 | SC | FU0139 | WHT | 20 | 23.A2 | XT0089:12 | JB70 PANEL A | 23.A2 | USED
XT0082:2 | SC | 0V | WHT | 20 | 19.A1 | XT0080:5 | JB70 PANEL A | 21.A6 | USED
XT0082:4 | SC | 0V | WHT | 12 | 19.B1 | XT0089:22 | JB70 PANEL A | 18.D5 | USED
XT0089:13 | SC | FU0139 | WHT | 20 | 82.D5 | XT0081:4 | JB70 PANEL A | 24.A3 | USED
AU0080:L1 | WC0009 | AU0090L2 | ENET | CABLE | 2.A5 | AU0090:L2 | JB70 PANEL A | 2.A4 | USED
AF0083:J | WC0080 | AF0083J | COMM | USB | 20.B3 | AF0084:P | JB70 PANEL A | 20.B4 | USED
AF0081:36 | SC | SB0472B211 | WHT | 20 | 37.C7 | SB0472:B2-11 | CONTROL,JB70;TT6 | 37.C1 | USED
AF0087:02 | SC | SB047112 | WHT | 20 | 36.D7 | SB0471:12 | CONTROL,JB70;TT6 | 36.D1 | USED
AF0087:03 | SC | SB047314 | WHT | 20 | 36.D7 | SB0473:14 | CONTROL,JB70;TT6 | 36.D1 | USED
AF0087:04 | SC | SB047414 | WHT | 20 | 37.A7 | SB0474:14 | CONTROL,JB70;TT6 | 37.A1 | USED
AF0087:05 | SC | SA047312 | WHT | 20 | 35.D7 | SA0473:12 | CONTROL,JB70;TT6 | 35.D1 | USED
AF0087:06 | SC | SA047314 | WHT | 20 | 35.D7 | SA0473:14 | CONTROL,JB70;TT6 | 35.D1 | USED
AF0087:07 | SC | SA0471B214 | WHT | 20 | 37.A7 | SA0471:B2-14 | CONTROL,JB70;TT6 | 37.A1 | USED
AF0087:08 | SC | SA0471B114 | WHT | 20 | 37.B7 | SA0471:B1-14 | CONTROL,JB70;TT6 | 37.B1 | USED
AF0087:12 | SC | SA0474B214 | WHT | 20 | 40.C7 | SA0474:B2-14 | CONTROL,JB70;TT6 | 40.C1 | USED
AF0087:13 | SC | SA0474B114 | WHT | 20 | 40.C7 | SA0474:B1-14 | CONTROL,JB70;TT6 | 40.C1 | USED
AF0087:34 | SC | SB047111 | WHT | 20 | 36.D7 | SB0471:11 | CONTROL,JB70;TT6 | 36.D1 | USED
AF0087:35 | SC | SB047313 | WHT | 20 | 36.D7 | SB0473:13 | CONTROL,JB70;TT6 | 36.D1 | USED
AF0087:36 | SC | SB047413 | WHT | 20 | 37.A7 | SB0474:13 | CONTROL,JB70;TT6 | 37.A1 | USED
AF0087:37 | SC | SA047311 | WHT | 20 | 35.D7 | SA0473:11 | CONTROL,JB70;TT6 | 35.D1 | USED
AF0087:38 | SC | SA047313 | WHT | 20 | 35.D7 | SA0473:13 | CONTROL,JB70;TT6 | 35.D1 | USED
AF0087:39 | SC | SA0471B213 | WHT | 20 | 37.A7 | SA0471:B2-13 | CONTROL,JB70;TT6 | 37.A1 | USED
AF0087:40 | SC | SA0471B113 | WHT | 20 | 37.B7 | SA0471:B1-13 | CONTROL,JB70;TT6 | 37.B1 | USED
AF0087:44 | SC | SA0474B213 | WHT | 20 | 40.C7 | SA0474:B2-13 | CONTROL,JB70;TT6 | 40.C1 | USED
AF0087:45 | SC | SA0474B113 | WHT | 20 | 40.C7 | SA0474:B1-13 | CONTROL,JB70;TT6 | 40.C1 | USED
PEG0130:2 | SC | AT1100G | GRN/YEL | 14 | 39.D5 | AT1100:GND | CONTROL,JB70;TT6 | 39.D3 | USED
AF0093:12 | SC | 009312 | WHT | 20 | 19.D7 | PC0470:INP_A | JB70 PANEL B | 19.D5 | USED
AF0093:28 | SC | 009328 | WHT | 20 | 19.D7 | PC0470:-PWR | JB70 PANEL B | 19.D5 | USED
AF0093:44 | SC | 009344 | WHT | 20 | 19.D7 | PC0470:+PWR | JB70 PANEL B | 19.D5 | USED
AF0095:02 | SC | 009502 | WHT | 20 | 66.B7 | KA0221:14 | JB70 PANEL B | 66.B6 | USED
IEG0010:1 | SC | IEG00101 | GRN | 8 | 10.A2 | IEG0230:0 | JB70 PANEL B | 10.A2 | USED
IEG0010:4 | SC | IEG00104 | GRN | 14 | 16.C6 | XT0400:3 | JB70 PANEL B | 16.C5 | USED
KA0134:A1 | SC | KA0134A1 | WHT | 20 | 21.D6 | AF0067:12 | JB70 PANEL B | 21.D4 | USED
KA0232:A1 | SC | KA0131A1 | WHT | 20 | 26.D5 | KA0233:A1 | JB70 PANEL B | 26.D5 | USED
KA0232:A2 | SC | KA0131A2 | WHT | 20 | 26.D5 | KA0233:A2 | JB70 PANEL B | 26.D5 | USED
KA0235:14 | SC | KA023514 | WHT | 20 | 70.B5 | AF0076:00 | JB70 PANEL B | 70.B7 | USED
KA0235:24 | SC | 023524 | WHT | 20 | 66.B5 | KA0221:11 | JB70 PANEL B | 66.B6 | USED
KA0237:14 | SC | KA023714 | WHT | 20 | 71.B5 | AF0076:01 | JB70 PANEL B | 71.B7 | USED
KA0237:24 | SC | 023724 | WHT | 20 | 66.C5 | KA0222:11 | JB70 PANEL B | 66.C6 | USED
KA0239:21 | SC | FU0212 | WHT | 16 | 18.C5 | FU0212:LI | JB70 PANEL B | 14.B1 | USED
KA0242:21 | SC | KA024221 | WHT | 20 | 18.C5 | XT0237:1 T2 | JB70 PANEL B | 18.C5 | USED
KA6310:A1 | SC | 006202 | WHT | 20 | 104.B5 | AF0062:02 | JB70 PANEL B | 104.B7 | USED
KA6310:A2 | SC | 006218 | WHT | 20 | 104.B5 | AF0062:18 | JB70 PANEL B | 104.B7 | USED
KT0146:15 | SC | KT014615 | WHT | 20 | 26.B2 | AF0076:10 | JB70 PANEL B | 26.B2 | USED
KT0146:A2 | SC | KT0146A2 | WHT | 20 | 26.B4 | AF0076:29 | JB70 PANEL B | 26.B6 | USED
KT0146:B1 | SC | KT0146B1 | WHT | 20 | 26.B4 | AF0076:13 | JB70 PANEL B | 26.B6 | USED
UA1200:J1-4 | SC | UA1200J14 | WHT | 20 | 18.B1 | AF0076:11 | JB70 PANEL B | 18.C7 | USED
UA1200:J1-5 | SC | UA1200J15 | WHT | 20 | 18.B1 | XT0237:1 B1 | JB70 PANEL B | 18.C5 | USED
XT0002:1 | SC | FU0136 | WHT | 14 | 12.A4 | FU0210:LI | JB70 PANEL B | 14.A2 | USED
XT0002:3 | SC | FU0136 | WHT | 14 | 12.A4 | FU0410:LI | JB70 PANEL B | 16.C1 | USED
XT0002:4 | SC | FU0136 | WHT | 14 | 12.A4 | FU0010:LI | JB70 PANEL B | 5.B1 | USED
XT0002:7 | SC | FU0136 | WHT | 14 | 12.B4 | XT0051:1 | JB70 PANEL B | 8.A4 | USED
XT0003:1 | SC | 0V | WHT | 14 | 12.A4 | XT0062:1 | JB70 PANEL B | 14.A1 | USED
XT0003:3 | SC | 0V | WHT | 14 | 12.A4 | XT0401:1 | JB70 PANEL B | 16.A1 | USED
XT0003:7 | SC | 0V | WHT | 14 | 12.B4 | XT0051:5 | JB70 PANEL B | 8.A3 | USED
XT0089:18 | SC | 007405 | WHT | 20 | 26.A2 | AF0074:05 | JB70 PANEL B | 26.A2 | USED
XT0089:19 | SC | 0V | WHT | 20 | 26.A2 | AF0074:21 | JB70 PANEL B | 26.A2 | USED
XT0089:8 | SC | KA0131A1 | WHT | 20 | 26.D4 | KA0234:A1 | JB70 PANEL B | 26.D5 | USED
AU0080:L2 | WC0008 | BA1100L1 | ENET | CABLE | 2.A5 | BA1100:L1 | JB70 PANEL B | 2.A5 | USED
AU0090:L1 | WC0045 | AF0450L2 | ENET | CABLE | 2.A4 | AF0450:L2 | JB70 PANEL B | 2.A3 | USED
UA1200:J1-3 | WC4524 | UA1200J13 | RED | 20 | 18.B1 | AF0065:12 | JB70 PANEL B | 18.B7 | USED
UA1200:J1-1 | WC4524 | UA1200J11 | BLK | 20 | 18.B1 | AF0065:28 | JB70 PANEL B | 18.B7 | USED
FLOATING | WC4524 | UJA1200S | SH | 20 | 18.B2 | AF0065:60 | JB70 PANEL B | 18.B7 | USED
XT0003:4 | SC | 0V | WHT | 14 | 12.B4 | UV0600:(-) | JB70 PLC | 5.B2 | USED
AF0081:04 | SC | SB0472AB112 | WHT | 20 | 37.C7 | XT0111:26 | JB70 RIGHT RAIL | 37.D5 | USED
AF0087:00 | SC | SH047114 | WHT | 20 | 36.A7 | XT0111:4 | JB70 RIGHT RAIL | 36.A5 | USED
AF0087:01 | SC | SH047012 | WHT | 20 | 36.B7 | XT0111:8 | JB70 RIGHT RAIL | 36.B5 | USED
AF0087:10 | SC | SH112014 | WHT | 20 | 40.A7 | XT0111:30 | JB70 RIGHT RAIL | 40.A5 | USED
AF0087:32 | SC | SH047113 | WHT | 20 | 36.A7 | XT0111:3 | JB70 RIGHT RAIL | 36.A5 | USED
AF0087:33 | SC | SH047011 | WHT | 20 | 36.B7 | XT0111:7 | JB70 RIGHT RAIL | 36.B5 | USED
AF0087:42 | SC | SH112013 | WHT | 20 | 40.A7 | XT0111:29 | JB70 RIGHT RAIL | 40.A5 | USED
AF0092:12 | SC | HA047202 | WHT | 20 | 38.A6 | XT0111:21 | JB70 RIGHT RAIL | 38.A5 | USED
AF0092:13 | SC | SH0472X2 | WHT | 20 | 36.C7 | XT0111:17 | JB70 RIGHT RAIL | 36.C5 | USED
AF0092:28 | SC | HA047201 | WHT | 20 | 38.A6 | XT0111:22 | JB70 RIGHT RAIL | 38.A5 | USED
AF0092:29 | SC | SH0472X1 | WHT | 20 | 36.C7 | XT0111:18 | JB70 RIGHT RAIL | 36.C5 | USED
AF0093:06 | SC | SH0470X2 | WHT | 20 | 36.B7 | XT0111:11 | JB70 RIGHT RAIL | 36.B5 | USED
AF0093:15 | SC | SH0471X2 | WHT | 20 | 36.A7 | XT0111:5 | JB70 RIGHT RAIL | 36.A5 | USED
AF0093:22 | SC | SH0470X1 | WHT | 20 | 36.B7 | XT0111:12 | JB70 RIGHT RAIL | 36.C5 | USED
AF0093:31 | SC | SH0471X1 | WHT | 20 | 36.A7 | XT0111:6 | JB70 RIGHT RAIL | 36.A5 | USED
KA0240:21 | SC | SH0472X2 | WHT | 20 | 36.C6 | XT0111:17 | JB70 RIGHT RAIL | 36.C5 | USED
XT0002:6 | SC | FU0136 | WHT | 14 | 12.B4 | XT0111:27 | JB70 RIGHT RAIL | 39.D5 | USED
XT0003:6 | SC | 0V | WHT | 14 | 12.B4 | XT0111:28 | JB70 RIGHT RAIL | 39.D5 | USED
XT0081:6 | SC | FU0139 | WHT | 20 | 24.A3 | XT0111:15 | JB70 RIGHT RAIL | 36.C5 | USED
XT0081:7 | SC | KA0241A1 | WHT | 20 | 24.A3 | XT0111:16 | JB70 RIGHT RAIL | 36.C5 | USED
XT0089:3 | SC | ESTOPB | WHT | 20 | 25.B4 | XT0111:19 | JB70 RIGHT RAIL | 37.C5 | USED
XT0089:4 | SC | ESTOPA | WHT | 20 | 25.C4 | XT0111:24 | JB70 RIGHT RAIL | 37.D5 | USED
SolarTools ver. 24.0.84.24712 (Jul 31, 2025)
Report date: 4/3/2026 10:27 PM

## JB70 PANEL B
JB70 PANEL B
Project # | 4M576
Project Name | GREAT LAKES GAS TRANSMISSION^LIMITED PARTNERSHIP
Revision | B
Controls DE | MADDI, A.
Phone:
Controls ME
Phone:
From | [5 empty] | To
Device ID | Cable (W) Conductor (SC) Jumper Clip (JC) | Wire No. | Wire ID | Gauge/Size | Page/Zone | Device ID | Location | Page/Zone
XT0051:1 | JC | FU0136 | CLIP | --- | 8.A4 | XT0051:2 | JB70 PANEL B | 8.B4 | USED
XT0051:2 | JC | FU0136 | CLIP | --- | 8.B4 | XT0051:3 | JB70 PANEL B | 8.B4 | USED
XT0051:3 | JC | FU0136 | CLIP | --- | 8.B4 | XT0051:4 | JB70 PANEL B | 8.C4 | USED
XT0051:5 | JC | 0V | CLIP | --- | 8.A3 | XT0051:6 | JB70 PANEL B | 8.B3 | USED
XT0051:6 | JC | 0V | CLIP | --- | 8.B3 | XT0051:7 | JB70 PANEL B | 8.C3 | USED
XT0051:7 | JC | 0V | CLIP | --- | 8.C3 | XT0051:8 | JB70 PANEL B | 8.C3 | USED
XT0060:1 | JC | 0V | CLIP | --- | 15.A1 | XT0060:2 | JB70 PANEL B | 15.B1 | USED
XT0060:2 | JC | 0V | CLIP | --- | 15.B1 | XT0060:3 | JB70 PANEL B | 15.B1 | USED
XT0060:3 | JC | 0V | CLIP | --- | 15.B1 | XT0060:4 | JB70 PANEL B | 15.C1 | USED
XT0062:1 | JC | 0V | CLIP | --- | 14.A1 | XT0062:2 | JB70 PANEL B | 14.A1 | USED
XT0062:2 | JC | 0V | CLIP | --- | 14.A1 | XT0062:3 | JB70 PANEL B | 14.B1 | USED
XT0062:3 | JC | 0V | CLIP | --- | 14.B1 | XT0062:4 | JB70 PANEL B | 14.B1 | USED
XT0401:1 | JC | 0V | CLIP | --- | 16.A1 | XT0401:2 | JB70 PANEL B | 16.C1 | USED
KA0233:14 | SC | 006102 | WHT | 20 | 57.B7 | AF0061:02 | JB70 PANEL B | 57.B5 | USED
KA0234:14 | SC | 006114 | WHT | 20 | 55.B7 | AF0061:14 | JB70 PANEL B | 55.B5 | USED
AF0061:COM | SC | 0V | WHT | 16 | 15.B2 | XT0060:2 | JB70 PANEL B | 15.B1 | USED
AF0061:J | SC | * |  |  | 15.B2 | AF0062:P | JB70 PANEL B | 15.B3 | USED
AF0061:V+ | SC | FU0062 | WHT | 16 | 15.B2 | FU0062:LD | JB70 PANEL B | 15.B1 | USED
KA0222:14 | SC | 006200 | WHT | 20 | 66.C7 | AF0062:00 | JB70 PANEL B | 66.C6 | USED
AF0062:COM | SC | 0V | WHT | 16 | 15.B3 | XT0060:3 | JB70 PANEL B | 15.B1 | USED
AF0062:J | SC | * |  |  | 15.B3 | AF0063:P | JB70 PANEL B | 15.B3 | USED
AF0062:V+ | SC | FU0063 | WHT | 16 | 15.B3 | FU0063:LD | JB70 PANEL B | 15.B1 | USED
AF0063:COM | SC | AF0063N | WHT | 16 | 15.B3 | AF0064:COM | JB70 PANEL B | 15.A4 | USED
AF0063:COM | SC | AU0060N | WHT | 16 | 15.B3 | AU0060:COM | JB70 PANEL B | 15.A2 | USED
AF0063:J | SC | * |  |  | 15.B3 | AF0064:P | JB70 PANEL B | 15.A4 | USED
AF0063:V+ | SC | AF0063P | WHT | 16 | 15.B3 | AF0064:V+ | JB70 PANEL B | 15.A4 | USED
AF0063:V+ | SC | AU0060P | WHT | 16 | 15.B3 | AU0060:V+ | JB70 PANEL B | 15.A2 | USED
AF0064:COM | SC | AF0064N | WHT | 16 | 15.A4 | AF0065:COM | JB70 PANEL B | 15.A5 | USED
AF0064:J | SC | * |  |  | 15.A4 | AF0065:P | JB70 PANEL B | 15.A5 | USED
AF0064:SH | SC | AF0064G | GRN | 14 | 15.A4 | AF0065:SH | JB70 PANEL B | 15.A5 | USED
AF0064:SH | SC | AU0060G | GRN | 14 | 15.A4 | AU0060:GND | JB70 PANEL B | 15.A2 | USED
AF0064:V+ | SC | AF0064P | WHT | 16 | 15.A4 | AF0065:V+ | JB70 PANEL B | 15.A5 | USED
AF0065:COM | SC | AF0065N | WHT | 16 | 15.A5 | AF0066:COM | JB70 PANEL B | 15.B5 | USED
AF0065:J | SC | * |  |  | 15.A5 | AF0066:P | JB70 PANEL B | 15.B5 | USED
AF0065:SH | SC | AF0065G | GRN | 14 | 15.A5 | AF0066:SH | JB70 PANEL B | 15.B5 | USED
AF0065:V+ | SC | AF0065P | WHT | 16 | 15.A5 | AF0066:V+ | JB70 PANEL B | 15.B5 | USED
AF0066:COM | SC | AF0066N | WHT | 16 | 15.B5 | AF0068:COM | JB70 PANEL B | 15.B6 | USED
AF0066:J | SC | * |  |  | 15.B5 | AF0067:P | JB70 PANEL B | 15.B6 | USED
AF0066:SH | SC | AF0066G | GRN | 14 | 15.B5 | AF0068:SH | JB70 PANEL B | 15.B6 | USED
AF0066:V+ | SC | AF0066P | WHT | 16 | 15.B5 | AF0068:V+ | JB70 PANEL B | 15.B6 | USED
AF0067:COM | SC | 0V | WHT | 16 | 15.B6 | XT0060:3 | JB70 PANEL B | 15.B1 | USED
AF0067:J | SC | * |  |  | 15.B6 | AF0068:P | JB70 PANEL B | 15.B6 | USED
AF0067:V+ | SC | FU0064 | WHT | 16 | 15.B6 | FU0064:LD | JB70 PANEL B | 15.B1 | USED
AF0068:SH | SC | IEG02304 | GRN | 14 | 15.B6 | IEG0230:4 | JB70 PANEL B | 15.B6 | USED
AF0071:COM | SC | AF0071N | WHT | 16 | 15.C2 | AF0072:COM | JB70 PANEL B | 15.C3 | USED
AF0071:COM | SC | AU0070N | WHT | 16 | 15.C2 | AU0070:COM | JB70 PANEL B | 15.C2 | USED
AF0071:J | SC | * |  |  | 15.C2 | AF0072:P | JB70 PANEL B | 15.C3 | USED
AF0071:SH | SC | AF0071G | GRN | 14 | 15.C2 | AF0072:SH | JB70 PANEL B | 15.C3 | USED
AF0071:SH | SC | AU0070G | GRN | 14 | 15.C2 | AU0070:GND | JB70 PANEL B | 15.C2 | USED
AF0071:V+ | SC | AF0071P | WHT | 16 | 15.C2 | AF0072:V+ | JB70 PANEL B | 15.C3 | USED
AF0071:V+ | SC | AU0070P | WHT | 16 | 15.C2 | AU0070:V+ | JB70 PANEL B | 15.C2 | USED
AF0072:COM | SC | AF0072N | WHT | 16 | 15.C3 | AF0073:COM | JB70 PANEL B | 15.C3 | USED
AF0072:J | SC | * |  |  | 15.C3 | AF0073:P | JB70 PANEL B | 15.C3 | USED
AF0072:SH | SC | AF0072G | GRN | 14 | 15.C3 | AF0073:SH | JB70 PANEL B | 15.C3 | USED
AF0072:V+ | SC | AF0072P | WHT | 16 | 15.C3 | AF0073:V+ | JB70 PANEL B | 15.C3 | USED
AF0073:COM | SC | AF0073N | WHT | 16 | 15.C3 | AF0074:COM | JB70 PANEL B | 15.C4 | USED
AF0073:J | SC | * |  |  | 15.C3 | AF0074:P | JB70 PANEL B | 15.C4 | USED
AF0073:SH | SC | AF0073G | GRN | 14 | 15.C3 | AF0074:SH | JB70 PANEL B | 15.C4 | USED
AF0073:V+ | SC | AF0073P | WHT | 16 | 15.C3 | AF0074:V+ | JB70 PANEL B | 15.C4 | USED
AF0074:COM | SC | AF0074N | WHT | 16 | 15.C4 | AF0075:COM | JB70 PANEL B | 15.C5 | USED
AF0074:J | SC | * |  |  | 15.C4 | AF0075:P | JB70 PANEL B | 15.C5 | USED
AF0074:SH | SC | AF0074G | GRN | 14 | 15.C4 | AF0075:SH | JB70 PANEL B | 15.C5 | USED
AF0074:V+ | SC | AF0074P | WHT | 16 | 15.C4 | AF0075:V+ | JB70 PANEL B | 15.C5 | USED
AF0075:COM | SC | AF0075N | WHT | 16 | 15.C5 | AF0077:COM | JB70 PANEL B | 15.C6 | USED
AF0075:J | SC | * |  |  | 15.C5 | AF0076:P | JB70 PANEL B | 15.C5 | USED
AF0075:SH | SC | AF0075G | GRN | 14 | 15.C5 | AF0077:SH | JB70 PANEL B | 15.C6 | USED
AF0075:V+ | SC | AF0075P | WHT | 16 | 15.C5 | AF0077:V+ | JB70 PANEL B | 15.C6 | USED
KA0221:A1 | SC | 007602 | WHT | 20 | 66.B7 | AF0076:02 | JB70 PANEL B | 66.B6 | USED
KA0224:A1 | SC | 007603 | WHT | 20 | 25.D6 | AF0076:03 | JB70 PANEL B | 25.D6 | USED
KA0222:A1 | SC | 007604 | WHT | 20 | 66.C7 | AF0076:04 | JB70 PANEL B | 66.C6 | USED
KA1020:A1 | SC | KA1020A1 | WHT | 20 | 14.C7 | AF0076:08 | JB70 PANEL B | 14.C5 | USED
AF0076:12 | SC | 007612 | WHT | 20 | 18.C7 | XT0237:1 B2 | JB70 PANEL B | 18.C5 | USED
KA0221:A2 | SC | 007618 | WHT | 20 | 66.B7 | AF0076:18 | JB70 PANEL B | 66.B6 | USED
KA0224:A2 | SC | 007619 | WHT | 20 | 25.D6 | AF0076:19 | JB70 PANEL B | 25.D6 | USED
KA0222:A2 | SC | 007620 | WHT | 20 | 66.C7 | AF0076:20 | JB70 PANEL B | 66.C6 | USED
KA1020:A2 | SC | KA1020A2 | WHT | 20 | 14.C7 | AF0076:24 | JB70 PANEL B | 14.C5 | USED
AF0076:COM | SC | 0V | WHT | 16 | 15.C5 | XT0060:4 | JB70 PANEL B | 15.C1 | USED
AF0076:J | SC | * |  |  | 15.C5 | AF0077:P | JB70 PANEL B | 15.C6 | USED
AF0076:V+ | SC | FU0076 | WHT | 16 | 15.C5 | FU0076:LD | JB70 PANEL B | 15.D1 | USED
AF0077:SH | SC | IEG02301 | GRN | 14 | 15.C6 | IEG0230:1 | JB70 PANEL B | 15.D6 | USED
AF0400:12 | SC | XT04002 | GRN | 16 | 16.A6 | XT0400:2 | JB70 PANEL B | 16.C6 | USED
AF0410:32 | SC | XT04001 | GRN | 16 | 16.A5 | XT0400:1 | JB70 PANEL B | 16.C5 | USED
AF0410:53 | SC | 0V | WHT | 16 | 16.A5 | XT0401:2 | JB70 PANEL B | 16.C1 | USED
AF0410:54 | SC | 0V | WHT | 16 | 16.A5 | AF0420:53 | JB70 PANEL B | 16.A4 | USED
AF0410:55 | SC | FU0410 | WHT | 16 | 16.A5 | FU0410:LD | JB70 PANEL B | 16.C1 | USED
AF0410:56 | SC | FU0410 | WHT | 16 | 16.A5 | AF0420:55 | JB70 PANEL B | 16.A4 | USED
AF0420:32 | SC | XT04001 | GRN | 16 | 16.A4 | XT0400:1 | JB70 PANEL B | 16.C5 | USED
AF0420:54 | SC | 0V | WHT | 16 | 16.A4 | AF0430:53 | JB70 PANEL B | 16.A3 | USED
AF0420:56 | SC | FU0410 | WHT | 16 | 16.A4 | AF0430:55 | JB70 PANEL B | 16.A3 | USED
AF0430:32 | SC | XT04001 | GRN | 16 | 16.A3 | XT0400:1 | JB70 PANEL B | 16.C5 | USED
AF0430:54 | SC | 0V | WHT | 16 | 16.A3 | AF0450:53 | JB70 PANEL B | 16.A1 | USED
AF0430:56 | SC | FU0410 | WHT | 16 | 16.A3 | AF0450:55 | JB70 PANEL B | 16.A1 | USED
AF0450:32 | SC | XT04001 | GRN | 16 | 16.A1 | XT0400:1 | JB70 PANEL B | 16.C5 | USED
AT0680:NEG | SC | 0V | WHT | 14 | 7.A5 | XT0680:2 | JB70 PANEL B | 7.A4 | USED
AT0680:POS | SC | AT0680POS | WHT | 14 | 7.A5 | XT0680:1 | JB70 PANEL B | 7.A4 | USED
AU0060:COM | SC | 0V | WHT | 16 | 15.A2 | XT0060:2 | JB70 PANEL B | 15.B1 | USED
AU0060:V+ | SC | FU0061 | WHT | 16 | 15.A2 | FU0061:LD | JB70 PANEL B | 15.B1 | USED
AU0070:COM | SC | 0V | WHT | 16 | 15.C2 | XT0060:4 | JB70 PANEL B | 15.C1 | USED
AU0070:V+ | SC | FU0070 | WHT | 16 | 15.C2 | FU0070:LD | JB70 PANEL B | 15.C1 | USED
BA0001:V1(-) | SC | 0V | WHT | 16 | 8.A2 | XT0051:5 | JB70 PANEL B | 8.A3 | USED
BA0001:V1(+) | SC | FU0021 | WHT | 16 | 8.A2 | FU0021:LD | JB70 PANEL B | 8.A3 | USED
BA0002:V1(-) | SC | 0V | WHT | 16 | 8.B2 | XT0051:6 | JB70 PANEL B | 8.B3 | USED
BA0002:V1(+) | SC | FU0022 | WHT | 16 | 8.B2 | FU0022:LD | JB70 PANEL B | 8.B3 | USED
BA0009:V1(-) | SC | 0V | WHT | 16 | 8.B5 | XT0051:7 | JB70 PANEL B | 8.C3 | USED
BA0009:V1(+) | SC | FU0029 | WHT | 16 | 8.B5 | FU0029:LD | JB70 PANEL B | 8.B5 | USED
BA1100:POS | SC | FU1101LD | WHT | 16 | 39.D1 | FU1101:LD | JB70 PANEL B | 39.C2 | USED
FU0021:LI | SC | FU0136 | WHT | 16 | 8.A3 | XT0051:1 | JB70 PANEL B | 8.A4 | USED
FU0022:LI | SC | FU0136 | WHT | 16 | 8.B3 | XT0051:2 | JB70 PANEL B | 8.B4 | USED
FU0029:LI | SC | FU0136 | WHT | 16 | 8.B5 | XT0051:3 | JB70 PANEL B | 8.B4 | USED
FU0060:LI | SC | FU0210 | WHT | 12 | 14.A1 | FU0210:LD | JB70 PANEL B | 14.A2 | USED
FU0060:LI | SC | FU0210 | WHT | 12 | 14.A1 | FU0100:LI | JB70 PANEL B | 14.A1 | USED
FU0061:LI | SC | FU0060 | WHT | 14 | 15.B1 | FU0060:LD | JB70 PANEL B | 14.A1 | USED
FU0061:LI | SC | FU0060 | WHT | 14 | 15.B1 | FU0062:LI | JB70 PANEL B | 15.B1 | USED
FU0062:LI | SC | FU0060 | WHT | 14 | 15.B1 | FU0063:LI | JB70 PANEL B | 15.B1 | USED
FU0063:LI | SC | FU0060 | WHT | 14 | 15.B1 | FU0064:LI | JB70 PANEL B | 15.B1 | USED
FU0064:LI | SC | FU0060 | WHT | 14 | 15.B1 | FU0070:LI | JB70 PANEL B | 15.C1 | USED
FU0070:LI | SC | FU0060 | WHT | 14 | 15.C1 | FU0076:LI | JB70 PANEL B | 15.D1 | USED
KA1020:14 | SC | FU0100 | WHT | 16 | 14.A1 | FU0100:LD | JB70 PANEL B | 62.A5 | USED
FU0100:LI | SC | FU0210 | WHT | 12 | 14.A1 | FU0113:LI | JB70 PANEL B | 14.B1 | USED
FU0113:LI | SC | FU0210 | WHT | 12 | 14.B1 | FU0114:LI | JB70 PANEL B | 14.B1 | USED
FU0114:LI | SC | FU0210 | WHT | 12 | 14.B1 | FU0115:LI | JB70 PANEL B | 14.B1 | USED
FU0115:LI | SC | FU0210 | WHT | 12 | 14.B1 | FU0212:LD | JB70 PANEL B | 14.B1 | USED
FU0680:LD | SC | AT0680POS | WHT | 14 | 7.A4 | XT0680:1 | JB70 PANEL B | 7.A4 | USED
FU0680:LI | SC | FU0136 | WHT | 14 | 7.A4 | XT0051:4 | JB70 PANEL B | 8.C4 | USED
GR0231: | SC | IEG02303 | GRN | 14 | 10.A4 | IEG0230:3 | JB70 PANEL B | 10.A3 | USED
GR0233: | SC | IEG02308 | GRN | 14 | 10.A4 | IEG0230:8 | JB70 PANEL B | 10.A5 | USED
GR0234: | SC | IEG02307 | GRN | 14 | 10.B4 | IEG0230:7 | JB70 PANEL B | 10.B4 | USED
KA0224:11 | SC | KA022411 | WHT | 20 | 25.D5 | XT0224:1 | JB70 PANEL B | 25.D4 | USED
KA0224:14 | SC | KA022414 | WHT | 20 | 25.D5 | XT0224:2 | JB70 PANEL B | 25.D4 | USED
KA0233:A1 | SC | KA0131A1 | WHT | 20 | 26.D5 | KA0234:A1 | JB70 PANEL B | 26.D5 | USED
KA0233:A2 | SC | KA0131A2 | WHT | 20 | 26.D5 | KA0234:A2 | JB70 PANEL B | 26.D5 | USED
KA1020:24 | SC | 0V | WHT | 16 | 62.A5 | XT0062:2 | JB70 PANEL B | 14.A1 | USED
PC0470:INP_A | SC | 009312 | WHT | 20 | 19.D5 | PC0470:INP_B | JB70 PANEL B | 19.D5 | USED
XT0062:2 | SC | 0V | WHT | 14 | 14.A1 | XT0060:1 | JB70 PANEL B | 15.A1 | USED
XT0680:2 | SC | 0V | WHT | 14 | 7.A4 | XT0051:8 | JB70 PANEL B | 8.C3 | USED
AU0060:L1 | WC0007 | AU0070L2 | ENET | CABLE | 2.B5 | AU0070:L2 | JB70 PANEL B | 2.A6 | USED
AU0070:L1 | WC0010 | BA1100L2 | ENET | CABLE | 2.A6 | BA1100:L2 | JB70 PANEL B | 2.A5 | USED
AF0410:L2 | WC0041 | AF0410L2 | ENET | CABLE | 2.A5 | AF0420:L1 | JB70 PANEL B | 2.A6 | USED
AF0420:L2 | WC0042 | AF0420L2 | ENET | CABLE | 2.A6 | AF0430:L1 | JB70 PANEL B | 2.A6 | USED
AF0430:L2 | WC0043 | AF0450L1 | ENET | CABLE | 2.A6 | AF0450:L1 | JB70 PANEL B | 2.A3 | USED
BA0001:RX | WC0071 | BA00701TX | BLU-A | FIBER OPTIC | 2.A3 | BA0070:1T | JB70 PANEL B | 2.A1 | USED
BA0001:TX | WC0071 | BA00701RX | BLU-B | FIBER OPTIC | 2.A3 | BA0070:1R | JB70 PANEL B | 2.A1 | USED
BA0002:TX | WC0072 | BA00706TX | BLU-A | FIBER OPTIC | 2.B2 | BA0070:6T | JB70 PANEL B | 2.A1 | USED
BA0002:RX | WC0072 | BA00706RX | BLU-B | FIBER OPTIC | 2.B2 | BA0070:6R | JB70 PANEL B | 2.A1 | USED
AF0400:LBUS | WC8040 | AF0400LBUS | BUS | CABLE | 16.A6 | AF0410:RBUS | JB70 PANEL B | 16.A5 | USED
AF0410:LBUS | WC8041 | AF0420RBUS | BUS | CABLE | 16.A5 | AF0420:RBUS | JB70 PANEL B | 16.A4 | USED
AF0420:LBUS | WC8042 | AF0430RBUS | BUS | CABLE | 16.A4 | AF0430:RBUS | JB70 PANEL B | 16.A3 | USED
AF0430:LBUS | WC8043 | AF0450RBUS | BUS | CABLE | 16.A3 | AF0450:RBUS | JB70 PANEL B | 16.A1 | USED
FU1100:LD | SC | FU1100 | WHT | 14 | 39.D4 | AT1100:POS | CONTROL,JB70;TT6 | 39.D3 | USED
BA1100:DEVICE | WC0101 | AT1100L1 | ENET | CABLE | 39.D1 | AT1100:L1 | CONTROL,JB70;TT6 | 39.D3 | USED
AF0062:02 | SC | 006202 | WHT | 20 | 104.B7 | KA6310:A1 | JB70 PANEL A | 104.B5 | USED
AF0062:18 | SC | 006218 | WHT | 20 | 104.B7 | KA6310:A2 | JB70 PANEL A | 104.B5 | USED
AF0067:12 | SC | KA0134A1 | WHT | 20 | 21.D4 | KA0134:A1 | JB70 PANEL A | 21.D6 | USED
AF0074:05 | SC | 007405 | WHT | 20 | 26.A2 | XT0089:18 | JB70 PANEL A | 26.A2 | USED
AF0074:21 | SC | 0V | WHT | 20 | 26.A2 | XT0089:19 | JB70 PANEL A | 26.A2 | USED
AF0076:00 | SC | KA023514 | WHT | 20 | 70.B7 | KA0235:14 | JB70 PANEL A | 70.B5 | USED
AF0076:01 | SC | KA023714 | WHT | 20 | 71.B7 | KA0237:14 | JB70 PANEL A | 71.B5 | USED
AF0076:10 | SC | KT014615 | WHT | 20 | 26.B2 | KT0146:15 | JB70 PANEL A | 26.B2 | USED
AF0076:11 | SC | UA1200J14 | WHT | 20 | 18.C7 | UA1200:J1-4 | JB70 PANEL A | 18.B1 | USED
AF0076:13 | SC | KT0146B1 | WHT | 20 | 26.B6 | KT0146:B1 | JB70 PANEL A | 26.B4 | USED
AF0076:29 | SC | KT0146A2 | WHT | 20 | 26.B6 | KT0146:A2 | JB70 PANEL A | 26.B4 | USED
FU0010:LI | SC | FU0136 | WHT | 14 | 5.B1 | XT0002:4 | JB70 PANEL A | 12.A4 | USED
FU0210:LI | SC | FU0136 | WHT | 14 | 14.A2 | XT0002:1 | JB70 PANEL A | 12.A4 | USED
FU0212:LI | SC | FU0212 | WHT | 16 | 14.B1 | KA0239:21 | JB70 PANEL A | 18.C5 | USED
FU0410:LI | SC | FU0136 | WHT | 14 | 16.C1 | XT0002:3 | JB70 PANEL A | 12.A4 | USED
IEG0230:0 | SC | IEG00101 | GRN | 8 | 10.A2 | IEG0010:1 | JB70 PANEL A | 10.A2 | USED
KA0221:11 | SC | 023524 | WHT | 20 | 66.B6 | KA0235:24 | JB70 PANEL A | 66.B5 | USED
KA0221:14 | SC | 009502 | WHT | 20 | 66.B6 | AF0095:02 | JB70 PANEL A | 66.B7 | USED
KA0222:11 | SC | 023724 | WHT | 20 | 66.C6 | KA0237:24 | JB70 PANEL A | 66.C5 | USED
KA0233:A1 | SC | KA0131A1 | WHT | 20 | 26.D5 | KA0232:A1 | JB70 PANEL A | 26.D5 | USED
KA0233:A2 | SC | KA0131A2 | WHT | 20 | 26.D5 | KA0232:A2 | JB70 PANEL A | 26.D5 | USED
KA0234:A1 | SC | KA0131A1 | WHT | 20 | 26.D5 | XT0089:8 | JB70 PANEL A | 26.D4 | USED
PC0470:+PWR | SC | 009344 | WHT | 20 | 19.D5 | AF0093:44 | JB70 PANEL A | 19.D7 | USED
PC0470:INP_A | SC | 009312 | WHT | 20 | 19.D5 | AF0093:12 | JB70 PANEL A | 19.D7 | USED
PC0470:-PWR | SC | 009328 | WHT | 20 | 19.D5 | AF0093:28 | JB70 PANEL A | 19.D7 | USED
XT0051:1 | SC | FU0136 | WHT | 14 | 8.A4 | XT0002:7 | JB70 PANEL A | 12.B4 | USED
XT0051:5 | SC | 0V | WHT | 14 | 8.A3 | XT0003:7 | JB70 PANEL A | 12.B4 | USED
XT0062:1 | SC | 0V | WHT | 14 | 14.A1 | XT0003:1 | JB70 PANEL A | 12.A4 | USED
XT0237:1 B1 | SC | UA1200J15 | WHT | 20 | 18.C5 | UA1200:J1-5 | JB70 PANEL A | 18.B1 | USED
XT0237:1 T2 | SC | KA024221 | WHT | 20 | 18.C5 | KA0242:21 | JB70 PANEL A | 18.C5 | USED
XT0400:3 | SC | IEG00104 | GRN | 14 | 16.C5 | IEG0010:4 | JB70 PANEL A | 16.C6 | USED
XT0401:1 | SC | 0V | WHT | 14 | 16.A1 | XT0003:3 | JB70 PANEL A | 12.A4 | USED
BA1100:L1 | WC0008 | BA1100L1 | ENET | CABLE | 2.A5 | AU0080:L2 | JB70 PANEL A | 2.A5 | USED
AF0450:L2 | WC0045 | AF0450L2 | ENET | CABLE | 2.A3 | AU0090:L1 | JB70 PANEL A | 2.A4 | USED
AF0065:12 | WC4524 | UA1200J13 | RED | 20 | 18.B7 | UA1200:J1-3 | JB70 PANEL A | 18.B1 | USED
AF0065:28 | WC4524 | UA1200J11 | BLK | 20 | 18.B7 | UA1200:J1-1 | JB70 PANEL A | 18.B1 | USED
AF0065:60 | WC4524 | UJA1200S | SH | 20 | 18.B7 | FLOATING | JB70 PANEL A | 18.B2 | USED
FU0010:LD | SC | FU0010 | WHT | 14 | 5.B1 | UV0600:(+) | JB70 PLC | 5.B2 | USED
IEG0230:6 | SC | IEG02306 | GRN | 12 | 5.B6 | AR0600:IE2 | JB70 PLC | 5.A1 | USED
AF0410:L1 | WC0003 | AP0603L2 | ENET | CABLE | 2.A5 | AP0603:L2 | JB70 PLC | 2.A4 | USED
AT0680:LAN1 | WC0680 | AP0609L1 | ENET | CABLE | 3.A6 | AP0609:L1 | JB70 PLC | 3.A6 | USED
BA0001:RJ45 | WC9001 | AP0602L1 | ENET | CABLE | 2.A3 | AP0602:L1 | JB70 PLC | 2.A3 | USED
AF0076:05 | SC | SH1120X2 | WHT | 20 | 40.A7 | XT0111:33 | JB70 RIGHT RAIL | 40.A5 | USED
AF0076:21 | SC | SH1120X1 | WHT | 20 | 40.A7 | XT0111:34 | JB70 RIGHT RAIL | 40.B5 | USED
BA1100:NEG | SC | UV0291NEG | WHT | 16 | 39.D1 | XT0291:6 | JB70 RIGHT RAIL | 39.B5 | USED
FU1100:LI | SC | FU0136 | WHT | 16 | 39.D4 | XT0111:27 | JB70 RIGHT RAIL | 39.D5 | USED
FU1101:LI | SC | UV0291POS | WHT | 16 | 39.C2 | XT0291:3 | JB70 RIGHT RAIL | 39.B5 | USED
AU0060:L2 | WC0006 | AU0060L2 | ENET | CABLE | 2.B5 | AF0510:L1 | JB73 HPC PANEL | 2.B4 | USED
SolarTools ver. 24.0.84.24712 (Jul 31, 2025)
Report date: 4/3/2026 10:27 PM

## JB70 PLC
JB70 PLC
Project # | 4M576
Project Name | GREAT LAKES GAS TRANSMISSION^LIMITED PARTNERSHIP
Revision | B
Controls DE | MADDI, A.
Phone:
Controls ME
Phone:
From | [5 empty] | To
Device ID | Cable (W) Conductor (SC) Jumper Clip (JC) | Wire No. | Wire ID | Gauge/Size | Page/Zone | Device ID | Location | Page/Zone
AR0600:IE1 | SC | UV0600G | GRN | 14 | 5.A1 | UV0600:GND | JB70 PLC | 5.B2 | USED
AP0602:L2 | WC0001 | AP0602L2 | ENET | CABLE | 2.A3 | AP0603:L1 | JB70 PLC | 2.A4 | USED
UV0600:(-) | SC | 0V | WHT | 14 | 5.B2 | XT0003:4 | JB70 PANEL A | 12.B4 | USED
AR0600:IE2 | SC | IEG02306 | GRN | 12 | 5.A1 | IEG0230:6 | JB70 PANEL B | 5.B6 | USED
UV0600:(+) | SC | FU0010 | WHT | 14 | 5.B2 | FU0010:LD | JB70 PANEL B | 5.B1 | USED
AP0603:L2 | WC0003 | AP0603L2 | ENET | CABLE | 2.A4 | AF0410:L1 | JB70 PANEL B | 2.A5 | USED
AP0609:L1 | WC0680 | AP0609L1 | ENET | CABLE | 3.A6 | AT0680:LAN1 | JB70 PANEL B | 3.A6 | USED
AP0602:L1 | WC9001 | AP0602L1 | ENET | CABLE | 2.A3 | BA0001:RJ45 | JB70 PANEL B | 2.A3 | USED
SolarTools ver. 24.0.84.24712 (Jul 31, 2025)
Report date: 4/3/2026 10:27 PM

## JB70 RIGHT RAIL
JB70 RIGHT RAIL
Project # | 4M576
Project Name | GREAT LAKES GAS TRANSMISSION^LIMITED PARTNERSHIP
Revision | B
Controls DE | MADDI, A.
Phone:
Controls ME
Phone:
From | [5 empty] | To
Device ID | Cable (W) Conductor (SC) Jumper Clip (JC) | Wire No. | Wire ID | Gauge/Size | Page/Zone | Device ID | Location | Page/Zone
XT0291:1 | JC | UV0291POS | CLIP | --- | 39.B5 | XT0291:2 | JB70 RIGHT RAIL | 39.B5 | USED
XT0291:2 | JC | UV0291POS | CLIP | --- | 39.B5 | XT0291:3 | JB70 RIGHT RAIL | 39.B5 | USED
XT0291:4 | JC | UV0291NEG | CLIP | --- | 39.B5 | XT0291:5 | JB70 RIGHT RAIL | 39.B5 | USED
XT0291:5 | JC | UV0291NEG | CLIP | --- | 39.B5 | XT0291:6 | JB70 RIGHT RAIL | 39.B5 | USED
FU0291:LD | SC | FU0291LD | WHT | 16 | 39.C5 | UV0291:24V(+) | JB70 RIGHT RAIL | 39.C5 | USED
FU0291:LI | SC | FU0136 | WHT | 16 | 39.C5 | XT0111:27 | JB70 RIGHT RAIL | 39.D5 | USED
GR0532: | SC | GR0532 | GRN/YEL | 14 | 10.B4 | FRAME | JB70 RIGHT RAIL | 10.B4 | USED
UV0291:24V(-) | SC | 0V | WHT | 14 | 39.C5 | XT0111:28 | JB70 RIGHT RAIL | 39.D5 | USED
UV0291:OUT1(-) | SC | UV0291NEG | WHT | 16 | 39.C5 | XT0291:4 | JB70 RIGHT RAIL | 39.B5 | USED
UV0291:OUT1(+) | SC | UV0291POS | WHT | 16 | 39.C5 | XT0291:1 | JB70 RIGHT RAIL | 39.B5 | USED
XT0111:20 | SC | SB0472AB211 | WHT | 20 | 37.C5 | XT0111:23 | JB70 RIGHT RAIL | 37.D5 | USED
XT0111:1 | SC | SH047111 | WHT | 20 | 36.A5 | SH0471:11 | CONTROL,JB70;TT6 | 36.A1 | USED
XT0111:10 | SC | SH047014 | WHT | 20 | 36.B5 | SH0470:14 | CONTROL,JB70;TT6 | 36.B1 | USED
XT0111:11 | SC | SH0470X2 | WHT | 20 | 36.B5 | SH0470:X2 | CONTROL,JB70;TT6 | 36.B1 | USED
XT0111:12 | SC | SH0470X1 | WHT | 20 | 36.C5 | SH0470:X1 | CONTROL,JB70;TT6 | 36.B1 | USED
XT0111:13 | SC | SH047211 | WHT | 20 | 36.C5 | SH0472:11 | CONTROL,JB70;TT6 | 36.C1 | USED
XT0111:14 | SC | SH047212 | WHT | 20 | 36.C5 | SH0472:12 | CONTROL,JB70;TT6 | 36.C1 | USED
XT0111:15 | SC | FU0139 | WHT | 20 | 36.C5 | SH0472:13 | CONTROL,JB70;TT6 | 36.C1 | USED
XT0111:16 | SC | KA0241A1 | WHT | 20 | 36.C5 | SH0472:14 | CONTROL,JB70;TT6 | 36.C1 | USED
XT0111:17 | SC | SH0472X2 | WHT | 20 | 36.C5 | SH0472:X2 | CONTROL,JB70;TT6 | 36.C1 | USED
XT0111:18 | SC | SH0472X1 | WHT | 20 | 36.C5 | SH0472:X1 | CONTROL,JB70;TT6 | 36.C1 | USED
XT0111:19 | SC | ESTOPB | WHT | 20 | 37.C5 | SB0472:B1-11 | CONTROL,JB70;TT6 | 37.C1 | USED
XT0111:2 | SC | SH047112 | WHT | 20 | 36.A5 | SH0471:12 | CONTROL,JB70;TT6 | 36.A1 | USED
XT0111:20 | SC | SB0472AB211 | WHT | 20 | 37.C5 | SB0472:B1-12 | CONTROL,JB70;TT6 | 37.C1 | USED
XT0111:25 | SC | SB0472AB111 | WHT | 20 | 37.D5 | SB0472:B2-12 | CONTROL,JB70;TT6 | 37.C1 | USED
XT0111:28 | SC | 0V | WHT | 14 | 39.D5 | AT1100:NEG | CONTROL,JB70;TT6 | 39.D3 | USED
XT0111:29 | SC | SH112013 | WHT | 20 | 40.A5 | SH1120:13 | CONTROL,JB70;TT6 | 40.A1 | USED
XT0111:3 | SC | SH047113 | WHT | 20 | 36.A5 | SH0471:13 | CONTROL,JB70;TT6 | 36.A1 | USED
XT0111:30 | SC | SH112014 | WHT | 20 | 40.A5 | SH1120:14 | CONTROL,JB70;TT6 | 40.A1 | USED
XT0111:31 | SC | SH112011 | WHT | 20 | 40.A5 | SH1120:11 | CONTROL,JB70;TT6 | 40.A1 | USED
XT0111:32 | SC | SH112012 | WHT | 20 | 40.A5 | SH1120:12 | CONTROL,JB70;TT6 | 40.A1 | USED
XT0111:33 | SC | SH1120X2 | WHT | 20 | 40.A5 | SH1120:X2 | CONTROL,JB70;TT6 | 40.A1 | USED
XT0111:34 | SC | SH1120X1 | WHT | 20 | 40.B5 | SH1120:X1 | CONTROL,JB70;TT6 | 40.A1 | USED
XT0111:4 | SC | SH047114 | WHT | 20 | 36.A5 | SH0471:14 | CONTROL,JB70;TT6 | 36.A1 | USED
XT0111:5 | SC | SH0471X2 | WHT | 20 | 36.A5 | SH0471:X2 | CONTROL,JB70;TT6 | 36.A1 | USED
XT0111:6 | SC | SH0471X1 | WHT | 20 | 36.A5 | SH0471:X1 | CONTROL,JB70;TT6 | 36.A1 | USED
XT0111:7 | SC | SH047011 | WHT | 20 | 36.B5 | SH0470:11 | CONTROL,JB70;TT6 | 36.B1 | USED
XT0111:8 | SC | SH047012 | WHT | 20 | 36.B5 | SH0470:12 | CONTROL,JB70;TT6 | 36.B1 | USED
XT0111:9 | SC | SH047013 | WHT | 20 | 36.B5 | SH0470:13 | CONTROL,JB70;TT6 | 36.B1 | USED
XT0111:22 | WC5072 | HA047201 | 1 | 18 | 38.A5 | HA0472:BLK-1 | CONTROL,JB70;TT6 | 38.A1 | USED
XT0111:21 | WC5072 | HA047202 | 2 | 18 | 38.A5 | HA0472:BLK-2 | CONTROL,JB70;TT6 | 38.A1 | USED
XT0111:11 | SC | SH0470X2 | WHT | 20 | 36.B5 | AF0093:06 | JB70 PANEL A | 36.B7 | USED
XT0111:12 | SC | SH0470X1 | WHT | 20 | 36.C5 | AF0093:22 | JB70 PANEL A | 36.B7 | USED
XT0111:15 | SC | FU0139 | WHT | 20 | 36.C5 | XT0081:6 | JB70 PANEL A | 24.A3 | USED
XT0111:16 | SC | KA0241A1 | WHT | 20 | 36.C5 | XT0081:7 | JB70 PANEL A | 24.A3 | USED
XT0111:17 | SC | SH0472X2 | WHT | 20 | 36.C5 | AF0092:13 | JB70 PANEL A | 36.C7 | USED
XT0111:17 | SC | SH0472X2 | WHT | 20 | 36.C5 | KA0240:21 | JB70 PANEL A | 36.C6 | USED
XT0111:18 | SC | SH0472X1 | WHT | 20 | 36.C5 | AF0092:29 | JB70 PANEL A | 36.C7 | USED
XT0111:19 | SC | ESTOPB | WHT | 20 | 37.C5 | XT0089:3 | JB70 PANEL A | 25.B4 | USED
XT0111:21 | SC | HA047202 | WHT | 20 | 38.A5 | AF0092:12 | JB70 PANEL A | 38.A6 | USED
XT0111:22 | SC | HA047201 | WHT | 20 | 38.A5 | AF0092:28 | JB70 PANEL A | 38.A6 | USED
XT0111:24 | SC | ESTOPA | WHT | 20 | 37.D5 | XT0089:4 | JB70 PANEL A | 25.C4 | USED
XT0111:26 | SC | SB0472AB112 | WHT | 20 | 37.D5 | AF0081:04 | JB70 PANEL A | 37.C7 | USED
XT0111:27 | SC | FU0136 | WHT | 14 | 39.D5 | XT0002:6 | JB70 PANEL A | 12.B4 | USED
XT0111:28 | SC | 0V | WHT | 14 | 39.D5 | XT0003:6 | JB70 PANEL A | 12.B4 | USED
XT0111:29 | SC | SH112013 | WHT | 20 | 40.A5 | AF0087:42 | JB70 PANEL A | 40.A7 | USED
XT0111:3 | SC | SH047113 | WHT | 20 | 36.A5 | AF0087:32 | JB70 PANEL A | 36.A7 | USED
XT0111:30 | SC | SH112014 | WHT | 20 | 40.A5 | AF0087:10 | JB70 PANEL A | 40.A7 | USED
XT0111:4 | SC | SH047114 | WHT | 20 | 36.A5 | AF0087:00 | JB70 PANEL A | 36.A7 | USED
XT0111:5 | SC | SH0471X2 | WHT | 20 | 36.A5 | AF0093:15 | JB70 PANEL A | 36.A7 | USED
XT0111:6 | SC | SH0471X1 | WHT | 20 | 36.A5 | AF0093:31 | JB70 PANEL A | 36.A7 | USED
XT0111:7 | SC | SH047011 | WHT | 20 | 36.B5 | AF0087:33 | JB70 PANEL A | 36.B7 | USED
XT0111:8 | SC | SH047012 | WHT | 20 | 36.B5 | AF0087:01 | JB70 PANEL A | 36.B7 | USED
XT0111:27 | SC | FU0136 | WHT | 16 | 39.D5 | FU1100:LI | JB70 PANEL B | 39.D4 | USED
XT0111:33 | SC | SH1120X2 | WHT | 20 | 40.A5 | AF0076:05 | JB70 PANEL B | 40.A7 | USED
XT0111:34 | SC | SH1120X1 | WHT | 20 | 40.B5 | AF0076:21 | JB70 PANEL B | 40.A7 | USED
XT0291:3 | SC | UV0291POS | WHT | 16 | 39.B5 | FU1101:LI | JB70 PANEL B | 39.C2 | USED
XT0291:6 | SC | UV0291NEG | WHT | 16 | 39.B5 | BA1100:NEG | JB70 PANEL B | 39.D1 | USED
SolarTools ver. 24.0.84.24712 (Jul 31, 2025)
Report date: 4/3/2026 10:27 PM

## JB73 HPC PANEL
JB73 HPC PANEL
Project # | 4M576
Project Name | GREAT LAKES GAS TRANSMISSION^LIMITED PARTNERSHIP
Revision | B
Controls DE | MADDI, A.
Phone:
Controls ME
Phone:
From | [5 empty] | To
Device ID | Cable (W) Conductor (SC) Jumper Clip (JC) | Wire No. | Wire ID | Gauge/Size | Page/Zone | Device ID | Location | Page/Zone
XT0120:1 | JC | 0V | CLIP | --- | 28.A1 | XT0120:2 | JB73 HPC PANEL | 28.B1 | USED
XT0120:2 | JC | 0V | CLIP | --- | 28.B1 | XT0120:3 | JB73 HPC PANEL | 28.D1 | USED
XT0121:1 | JC | FU0122 | CLIP | --- | 97.A5 | XT0121:2 | JB73 HPC PANEL | 97.C5 | USED
XT0121:3 | JC | 0V | CLIP | --- | 97.A5 | XT0121:4 | JB73 HPC PANEL | 97.C5 | USED
XT0335:1 | JC | FU0332 | CLIP | --- | 27.A4 | XT0335:2 | JB73 HPC PANEL | 27.A4 | USED
XT0335:2 | JC | FU0332 | CLIP | --- | 27.A4 | XT0335:3 | JB73 HPC PANEL | 27.B4 | USED
XT0335:3 | JC | FU0332 | CLIP | --- | 27.B4 | XT0335:4 | JB73 HPC PANEL | 27.B4 | USED
XT0335:4 | JC | FU0332 | CLIP | --- | 27.B4 | XT0335:5 | JB73 HPC PANEL | 27.B4 | USED
XT0335:5 | JC | FU0332 | CLIP | --- | 27.B4 | XT0335:6 | JB73 HPC PANEL | 27.B4 | USED
XT0335:6 | JC | FU0332 | CLIP | --- | 27.B4 | XT0335:7 | JB73 HPC PANEL | 27.C4 | USED
XT0335:7 | JC | FU0332 | CLIP | --- | 27.C4 | XT0335:8 | JB73 HPC PANEL | 27.C4 | USED
XT0335:8 | JC | FU0332 | CLIP | --- | 27.C4 | XT0335:9 | JB73 HPC PANEL | 27.C4 | USED
XT0335:9 | JC | FU0332 | CLIP | --- | 27.C4 | XT0335:10 | JB73 HPC PANEL | 27.C4 | USED
XT0336:1 | JC | 0V | CLIP | --- | 27.A4 | XT0336:2 | JB73 HPC PANEL | 27.B4 | USED
XT0336:2 | JC | 0V | CLIP | --- | 27.B4 | XT0336:3 | JB73 HPC PANEL | 27.B4 | USED
XT0336:3 | JC | 0V | CLIP | --- | 27.B4 | XT0336:4 | JB73 HPC PANEL | 27.B4 | USED
XT0336:4 | JC | 0V | CLIP | --- | 27.B4 | XT0336:5 | JB73 HPC PANEL | 27.B4 | USED
XT0336:5 | JC | 0V | CLIP | --- | 27.B4 | XT0336:6 | JB73 HPC PANEL | 27.C4 | USED
XT0336:6 | JC | 0V | CLIP | --- | 27.C4 | XT0336:7 | JB73 HPC PANEL | 27.C4 | USED
XT0336:7 | JC | 0V | CLIP | --- | 27.C4 | XT0336:8 | JB73 HPC PANEL | 27.C4 | USED
XT0336:8 | JC | 0V | CLIP | --- | 27.C4 | XT0336:9 | JB73 HPC PANEL | 27.C4 | USED
XT0336:9 | JC | 0V | CLIP | --- | 27.C4 | XT0336:10 | JB73 HPC PANEL | 27.D4 | USED
XT0510:1 | JC | 0V | CLIP | --- | 30.A1 | XT0510:2 | JB73 HPC PANEL | 30.C1 | USED
AF0500:12 | SC | XT05001 | GRN | 16 | 30.A6 | XT0500:1 | JB73 HPC PANEL | 30.C5 | USED
AF0510:32 | SC | XT05001 | GRN | 16 | 30.A5 | XT0500:1 | JB73 HPC PANEL | 30.C5 | USED
AF0510:53 | SC | 0V | WHT | 16 | 30.A5 | XT0510:2 | JB73 HPC PANEL | 30.C1 | USED
AF0510:54 | SC | 0V | WHT | 16 | 30.A5 | AF0520:53 | JB73 HPC PANEL | 30.A4 | USED
AF0510:55 | SC | FU0510 | WHT | 16 | 30.A5 | FU0510:LD | JB73 HPC PANEL | 30.C1 | USED
AF0510:56 | SC | FU0510 | WHT | 16 | 30.A5 | AF0520:55 | JB73 HPC PANEL | 30.A4 | USED
AF0520:32 | SC | XT05001 | GRN | 16 | 30.A4 | XT0500:1 | JB73 HPC PANEL | 30.C5 | USED
KA0120:14 | SC | 120100 | WHT | 20 | 102.A7 | AF1201:00 | JB73 HPC PANEL | 102.A5 | USED
KA7120:A2 | SC | 120116 | WHT | 20 | 102.A7 | AF1201:16 | JB73 HPC PANEL | 102.A5 | USED
KA4401:22 | SC | 120132 | WHT | 20 | 102.A7 | AF1201:32 | JB73 HPC PANEL | 102.A6 | USED
AF1201:COM | SC | 0V | WHT | 16 | 28.B2 | XT0120:2 | JB73 HPC PANEL | 28.B1 | USED
AF1201:J | SC | * |  |  | 28.B2 | AF1202:P | JB73 HPC PANEL | 28.B3 | USED
AF1201:V+ | SC | FU0121 | WHT | 16 | 28.B2 | FU0121:LD | JB73 HPC PANEL | 28.B1 | USED
AF1202:COM | SC | AF1203N | WHT | 16 | 28.B3 | AF1203:COM | JB73 HPC PANEL | 28.B3 | USED
AF1202:COM | SC | AF1202N | WHT | 16 | 28.B3 | AU1200:COM | JB73 HPC PANEL | 28.A2 | USED
AF1202:J | SC | * |  |  | 28.B3 | AF1203:P | JB73 HPC PANEL | 28.B3 | USED
AF1202:V+ | SC | AF1203P | WHT | 16 | 28.B3 | AF1203:V+ | JB73 HPC PANEL | 28.B3 | USED
AF1202:V+ | SC | AF1202P | WHT | 16 | 28.B3 | AU1200:V+ | JB73 HPC PANEL | 28.A2 | USED
AF1203:COM | SC | AF1204N | WHT | 16 | 28.B3 | AF1204:COM | JB73 HPC PANEL | 28.A4 | USED
AF1203:J | SC | * |  |  | 28.B3 | AF1204:P | JB73 HPC PANEL | 28.A4 | USED
AF1203:SH | SC | AF1204G | GRN | 14 | 28.B3 | AF1204:SH | JB73 HPC PANEL | 28.A4 | USED
AF1203:SH | SC | AU1200G | GRN | 14 | 28.B3 | AU1200:GND | JB73 HPC PANEL | 28.A2 | USED
AF1203:V+ | SC | AF1204P | WHT | 16 | 28.B3 | AF1204:V+ | JB73 HPC PANEL | 28.A4 | USED
AF1204:COM | SC | AF1205N | WHT | 16 | 28.A4 | AF1205:COM | JB73 HPC PANEL | 28.A5 | USED
AF1204:J | SC | * |  |  | 28.A4 | AF1205:P | JB73 HPC PANEL | 28.A5 | USED
AF1204:SH | SC | AF1205G | GRN | 14 | 28.A4 | AF1205:SH | JB73 HPC PANEL | 28.A5 | USED
AF1204:V+ | SC | AF1205P | WHT | 16 | 28.A4 | AF1205:V+ | JB73 HPC PANEL | 28.A5 | USED
AF1205:COM | SC | AF1206N | WHT | 16 | 28.A5 | AF1206:COM | JB73 HPC PANEL | 28.B5 | USED
AF1205:J | SC | * |  |  | 28.A5 | AF1206:P | JB73 HPC PANEL | 28.B5 | USED
AF1205:SH | SC | AF1206G | GRN | 14 | 28.A5 | AF1206:SH | JB73 HPC PANEL | 28.B5 | USED
AF1205:V+ | SC | AF1206P | WHT | 16 | 28.A5 | AF1206:V+ | JB73 HPC PANEL | 28.B5 | USED
AF1206:COM | SC | AF1207N | WHT | 16 | 28.B5 | AF1207:COM | JB73 HPC PANEL | 28.B2 | USED
AF1206:SH | SC | AF1208G | GRN | 14 | 28.B5 | AF1208:SH | JB73 HPC PANEL | 28.C3 | USED
AF1206:V+ | SC | AF1207P | WHT | 16 | 28.B5 | AF1207:V+ | JB73 HPC PANEL | 28.B2 | USED
KA4401:14 | SC | 120702 | WHT | 20 | 92.A7 | AF1207:02 | JB73 HPC PANEL | 92.A6 | USED
KA4401:A2 | SC | 120718 | WHT | 20 | 92.A7 | AF1207:18 | JB73 HPC PANEL | 92.A5 | USED
KA4401:11 | SC | PS44012 | WHT | 20 | 92.A7 | AF1207:34 | JB73 HPC PANEL | 92.A6 | USED
AF1207:COM | SC | AF1208N | WHT | 16 | 28.B2 | AF1208:COM | JB73 HPC PANEL | 28.C3 | USED
AF1207:V+ | SC | AF1208P | WHT | 16 | 28.B2 | AF1208:V+ | JB73 HPC PANEL | 28.C3 | USED
AF1208:07 | SC | TE44381 | WHT | 20 | 95.A7 | AF1208:23 | JB73 HPC PANEL | 95.A7 | USED
AF1208:09 | SC | TE44371 | WHT | 20 | 95.B7 | AF1208:25 | JB73 HPC PANEL | 95.B7 | USED
AF1208:11 | SC | TE44181 | WHT | 20 | 95.C7 | AF1208:27 | JB73 HPC PANEL | 95.C7 | USED
AF1208:13 | SC | TE44171 | WHT | 20 | 95.C7 | AF1208:29 | JB73 HPC PANEL | 95.C7 | USED
AF1208:COM | SC | AF1209N | WHT | 16 | 28.C3 | AF1209:COM | JB73 HPC PANEL | 28.C3 | USED
AF1208:SH | SC | AF1209G | GRN | 14 | 28.C3 | AF1209:SH | JB73 HPC PANEL | 28.C3 | USED
AF1208:V+ | SC | AF1209P | WHT | 16 | 28.C3 | AF1209:V+ | JB73 HPC PANEL | 28.C3 | USED
AF1209:07 | SC | TE44141 | WHT | 20 | 96.A7 | AF1209:23 | JB73 HPC PANEL | 96.A7 | USED
AF1209:09 | SC | TE44131 | WHT | 20 | 96.B7 | AF1209:25 | JB73 HPC PANEL | 96.B7 | USED
AF1209:11 | SC | TE44341 | WHT | 20 | 96.C7 | AF1209:27 | JB73 HPC PANEL | 96.C7 | USED
AF1209:13 | SC | TE44331 | WHT | 20 | 96.C7 | AF1209:29 | JB73 HPC PANEL | 96.C7 | USED
AF1209:COM | SC | AF1210N | WHT | 16 | 28.C3 | AF1210:COM | JB73 HPC PANEL | 28.C4 | USED
AF1209:SH | SC | AF1210G | GRN | 14 | 28.C3 | AF1210:SH | JB73 HPC PANEL | 28.C4 | USED
AF1209:V+ | SC | AF1210P | WHT | 16 | 28.C3 | AF1210:V+ | JB73 HPC PANEL | 28.C4 | USED
AF1210:COM | SC | AF1211N | WHT | 16 | 28.C4 | AF1211:COM | JB73 HPC PANEL | 28.C5 | USED
AF1210:SH | SC | AF1211G | GRN | 14 | 28.C4 | AF1211:SH | JB73 HPC PANEL | 28.C5 | USED
AF1210:V+ | SC | AF1211P | WHT | 16 | 28.C4 | AF1211:V+ | JB73 HPC PANEL | 28.C5 | USED
AF1211:SH | SC | IEG01601 | GRN | 14 | 28.C5 | IEG0160:1 | JB73 HPC PANEL | 28.C5 | USED
AU1200:COM | SC | 0V | WHT | 16 | 28.A2 | XT0120:2 | JB73 HPC PANEL | 28.B1 | USED
AU1200:V+ | SC | FU0120 | WHT | 16 | 28.A2 | FU0120:LD | JB73 HPC PANEL | 28.B1 | USED
FU0120:LI | SC | FU0122 | WHT | 14 | 28.B1 | FU0122:LD | JB73 HPC PANEL | 28.A1 | USED
FU0120:LI | SC | FU0122 | WHT | 14 | 28.B1 | FU0121:LI | JB73 HPC PANEL | 28.B1 | USED
FU0121:LI | SC | FU0122 | WHT | 14 | 28.B1 | FU0510:LI | JB73 HPC PANEL | 30.C1 | USED
FU0122:LI | SC | FU0332 | WHT | 12 | 28.A1 | XT0335:2 | JB73 HPC PANEL | 27.A4 | USED
FU0332:LD | SC | FU0332 | WHT | 12 | 27.A3 | XT0335:1 | JB73 HPC PANEL | 27.A4 | USED
FU0510:LI | SC | FU0122 | WHT | 14 | 30.C1 | XT0121:1 | JB73 HPC PANEL | 97.A5 | USED
GR0161: | SC | IEG01603 | GRN | 14 | 11.A4 | IEG0160:3 | JB73 HPC PANEL | 11.A5 | USED
GR0162: | SC | IEG01604 | GRN | 14 | 11.A4 | IEG0160:4 | JB73 HPC PANEL | 11.A5 | USED
IEG0160:2 | SC | IEG01602 | GRN | 14 | 30.C6 | XT0500:2 | JB73 HPC PANEL | 30.C5 | USED
KA0120:11 | SC | KA012011 | WHT | 20 | 102.A5 | KA7120:A1 | JB73 HPC PANEL | 102.A5 | USED
KA0120:12 | SC | KA012012 | WHT | 20 | 102.A5 | KA4401:21 | JB73 HPC PANEL | 102.A6 | USED
KA0120:A1 | SC | KA0131A1 | WHT | 20 | 29.B5 | XT0120:4 | JB73 HPC PANEL | 29.B3 | USED
KA0120:A2 | SC | 0V | WHT | 20 | 29.B5 | XT0120:3 | JB73 HPC PANEL | 28.D1 | USED
KA4401:11 | SC | PS44012 | WHT | 20 | 92.A6 | XT0120:5 | JB73 HPC PANEL | 92.A5 | USED
KA4401:A1 | SC | PS44013 | WHT | 20 | 92.A5 | XT0120:6 | JB73 HPC PANEL | 92.A5 | USED
XT0120:3 | SC | 0V | WHT | 16 | 28.D1 | XT0510:1 | JB73 HPC PANEL | 30.A1 | USED
XT0121:3 | SC | 0V | WHT | 14 | 97.A5 | XT0510:2 | JB73 HPC PANEL | 30.C1 | USED
XT0336:2 | SC | 0V | WHT | 16 | 27.B4 | XT0120:1 | JB73 HPC PANEL | 28.A1 | USED
AF0510:L2 | WC0051 | AF0510L2 | ENET | CABLE | 2.B4 | AF0520:L1 | JB73 HPC PANEL | 2.B5 | USED
AF0520:L2 | WC0052 | AF0520L2 | ENET | CABLE | 2.B5 | AU1200:L1 | JB73 HPC PANEL | 2.B5 | USED
AF0500:LBUS | WC8050 | AF0500LBUS | BUS | CABLE | 30.A6 | AF0510:RBUS | JB73 HPC PANEL | 30.A5 | USED
AF0510:LBUS | WC8051 | AF0510LBUS | BUS | CABLE | 30.A5 | AF0520:RBUS | JB73 HPC PANEL | 30.A4 | USED
AF1206:J | WC8058 | AF1206J | CABLE | CABLE | 28.B5 | AF1207:P | JB73 HPC PANEL | 28.B2 | USED
XT0120:5 | WC5031 | PS44012 | WHT | 18 | 92.A5 | XT4875:2 | JB75 | 92.A2 | USED
XT0120:6 | WC5031 | PS44013 | BLK | 18 | 92.A5 | XT4875:3 | JB75 | 92.A2 | USED
XT0121:5 | SC | SB0472AB211 | WHT | 20 | 37.D2 | SB0472A:B2-11 | CONTROL,JB73;TT6 | 37.D1 | USED
XT0121:6 | SC | ESTOPA | WHT | 20 | 37.D2 | SB0472A:B2-12 | CONTROL,JB73;TT6 | 37.D1 | USED
XT0121:7 | SC | SB0472AB111 | WHT | 20 | 37.D2 | SB0472A:B1-11 | CONTROL,JB73;TT6 | 37.D1 | USED
XT0121:8 | SC | SB0472AB112 | WHT | 20 | 37.D2 | SB0472A:B1-12 | CONTROL,JB73;TT6 | 37.D1 | USED
AF0510:L1 | WC0006 | AU0060L2 | ENET | CABLE | 2.B4 | AU0060:L2 | JB70 PANEL B | 2.B5 | USED
SolarTools ver. 24.0.84.24712 (Jul 31, 2025)
Report date: 4/3/2026 10:27 PM

## JB73 RIGHT RAIL
JB73 RIGHT RAIL
Project # | 4M576
Project Name | GREAT LAKES GAS TRANSMISSION^LIMITED PARTNERSHIP
Revision | B
Controls DE | MADDI, A.
Phone:
Controls ME
Phone:
From | [5 empty] | To
Device ID | Cable (W) Conductor (SC) Jumper Clip (JC) | Wire No. | Wire ID | Gauge/Size | Page/Zone | Device ID | Location | Page/Zone
GR1163: | SC | GR1163 | GRN/YEL | 14 | 11.A4 | FRAME | JB73 RIGHT RAIL | 11.A3 | USED
SolarTools ver. 24.0.84.24712 (Jul 31, 2025)
Report date: 4/3/2026 10:27 PM

## JB74 PANEL
JB74 PANEL
Project # | 4M576
Project Name | GREAT LAKES GAS TRANSMISSION^LIMITED PARTNERSHIP
Revision | B
Controls DE | MADDI, A.
Phone:
Controls ME
Phone:
From | [5 empty] | To
Device ID | Cable (W) Conductor (SC) Jumper Clip (JC) | Wire No. | Wire ID | Gauge/Size | Page/Zone | Device ID | Location | Page/Zone
XT0140:1 | JC | 0V | CLIP | --- | 31.A1 | XT0140:2 | JB74 PANEL | 31.B1 | USED
XT0140:2 | JC | 0V | CLIP | --- | 31.B1 | XT0140:3 | JB74 PANEL | 31.B1 | USED
XT0140:3 | JC | 0V | CLIP | --- | 31.B1 | XT0140:4 | JB74 PANEL | 31.C1 | USED
XT0140:4 | JC | 0V | CLIP | --- | 31.C1 | XT0140:5 | JB74 PANEL | 31.D1 | USED
XT0140:5 | JC | 0V | CLIP | --- | 31.D1 | XT0140:6 | JB74 PANEL | 31.D1 | USED
AF0182:01 | SC | JP4 | VIO | 20 | 33.A7 | AF0182:33 | JB74 PANEL | 33.A7 | USED
AF0182:03 | SC | JP9 | VIO | 20 | 33.B7 | AF0182:35 | JB74 PANEL | 33.B7 | USED
AF0182:04 | SC | JP5 | VIO | 20 | 33.D7 | AF0182:36 | JB74 PANEL | 33.D7 | USED
KA0531:21 | SC | KA053121 | WHT | 20 | 107.A7 | AF0141:00 | JB74 PANEL | 107.A5 | USED
KA0532:21 | SC | KA053221 | WHT | 20 | 108.A7 | AF0141:04 | JB74 PANEL | 108.A5 | USED
KA0554:11 | SC | KA055411 | WHT | 20 | 109.C7 | AF0141:12 | JB74 PANEL | 109.C6 | USED
KA0531:11 | SC | KA053111 | WHT | 20 | 106.A7 | AF0141:14 | JB74 PANEL | 106.A5 | USED
AF0141:16 | SC | SV76212 | WHT | 20 | 107.A7 | XT0572:3 | JB74 PANEL | 107.A4 | USED
AF0141:20 | SC | SV76412 | WHT | 20 | 108.A7 | XT0572:5 | JB74 PANEL | 108.A4 | USED
KA0550:11 | SC | KA055011 | WHT | 20 | 107.A7 | AF0141:32 | JB74 PANEL | 107.A6 | USED
KA0551:11 | SC | KA055111 | WHT | 20 | 108.A7 | AF0141:36 | JB74 PANEL | 108.A5 | USED
AF0141:COM | SC | 0V | WHT | 16 | 31.B2 | XT0140:2 | JB74 PANEL | 31.B1 | USED
AF0141:J | SC | * |  |  | 31.B2 | AF0142:P | JB74 PANEL | 31.B3 | USED
AF0141:V+ | SC | FU0141 | WHT | 16 | 31.B2 | FU0141:LD | JB74 PANEL | 31.B1 | USED
AF0142:07 | SC | ZSC76112 | WHT | 20 | 106.B7 | XT0572:2 | JB74 PANEL | 106.B5 | USED
AF0142:COM | SC | AF0142N | WHT | 16 | 31.B3 | AF0143:COM | JB74 PANEL | 31.B3 | USED
AF0142:COM | SC | AU0140N | WHT | 16 | 31.B3 | AU0140:COM | JB74 PANEL | 31.A2 | USED
AF0142:J | SC | * |  |  | 31.B3 | AF0143:P | JB74 PANEL | 31.B3 | USED
AF0142:V+ | SC | AF0142P | WHT | 16 | 31.B3 | AF0143:V+ | JB74 PANEL | 31.B3 | USED
AF0142:V+ | SC | AU0140P | WHT | 16 | 31.B3 | AU0140:V+ | JB74 PANEL | 31.A2 | USED
AF0143:COM | SC | AF0143N | WHT | 16 | 31.B3 | AF0144:COM | JB74 PANEL | 31.B4 | USED
AF0143:J | SC | * |  |  | 31.B3 | AF0144:P | JB74 PANEL | 31.B4 | USED
AF0143:SH | SC | AF0143SH | GRN | 14 | 31.B3 | AF0144:SH | JB74 PANEL | 31.B4 | USED
AF0143:SH | SC | AU0140G | GRN | 14 | 31.B3 | AU0140:GND | JB74 PANEL | 31.A2 | USED
AF0143:V+ | SC | AF0143P | WHT | 16 | 31.B3 | AF0144:V+ | JB74 PANEL | 31.B4 | USED
AF0144:COM | SC | AF0144N | WHT | 16 | 31.B4 | AF0145:COM | JB74 PANEL | 31.B5 | USED
AF0144:J | SC | * |  |  | 31.B4 | AF0145:P | JB74 PANEL | 31.B5 | USED
AF0144:SH | SC | AF0144SH | GRN | 14 | 31.B4 | AF0145:SH | JB74 PANEL | 31.B5 | USED
AF0144:V+ | SC | AF0144P | WHT | 16 | 31.B4 | AF0145:V+ | JB74 PANEL | 31.B5 | USED
AF0145:J | SC | * |  |  | 31.B5 | AF0146:P | JB74 PANEL | 31.B5 | USED
AF0145:SH | SC | IEG02571 | GRN | 14 | 31.B5 | IEG0257:1 | JB74 PANEL | 31.B5 | USED
AF0146:COM | SC | 0V | WHT | 16 | 31.B5 | XT0140:3 | JB74 PANEL | 31.B1 | USED
AF0146:V+ | SC | FU0142 | WHT | 16 | 31.B5 | FU0142:LD | JB74 PANEL | 31.B1 | USED
AF0181:COM | SC | 0V | WHT | 16 | 31.C2 | XT0140:4 | JB74 PANEL | 31.C1 | USED
AF0181:J | SC | * |  |  | 31.C2 | AF0182:P | JB74 PANEL | 31.C3 | USED
AF0181:V+ | SC | FU0181 | WHT | 16 | 31.C2 | FU0181:LD | JB74 PANEL | 31.D1 | USED
AF0182:COM | SC | AF0182N | WHT | 16 | 31.C3 | AF0183:COM | JB74 PANEL | 31.C3 | USED
AF0182:COM | SC | AU0180N | WHT | 16 | 31.C3 | AU0180:COM | JB74 PANEL | 31.C2 | USED
AF0182:J | SC | * |  |  | 31.C3 | AF0183:P | JB74 PANEL | 31.C3 | USED
AF0182:V+ | SC | AF0182P | WHT | 16 | 31.C3 | AF0183:V+ | JB74 PANEL | 31.C3 | USED
AF0182:V+ | SC | AU0180P | WHT | 16 | 31.C3 | AU0180:V+ | JB74 PANEL | 31.C2 | USED
AF0183:04 | SC | ZSC76212 | WHT | 20 | 107.B7 | XT0572:4 | JB74 PANEL | 107.B4 | USED
AF0183:05 | SC | ZSC76412 | WHT | 20 | 108.B7 | XT0572:6 | JB74 PANEL | 108.B4 | USED
KT0572:A2 | SC | 018320 | WHT | 20 | 107.B7 | AF0183:20 | JB74 PANEL | 107.B6 | USED
KT0573:A2 | SC | 018321 | WHT | 20 | 108.B7 | AF0183:21 | JB74 PANEL | 108.B6 | USED
AF0183:COM | SC | AF0183N | WHT | 16 | 31.C3 | AF0185:COM | JB74 PANEL | 31.C5 | USED
AF0183:J | SC | * |  |  | 31.C3 | AF0184:P | JB74 PANEL | 31.C4 | USED
AF0183:V+ | SC | AF0183P | WHT | 16 | 31.C3 | AF0185:V+ | JB74 PANEL | 31.C5 | USED
KA0550:A1 | SC | KA0550A1 | WHT | 20 | 107.B7 | AF0184:00 | JB74 PANEL | 107.B6 | USED
KA0551:A1 | SC | KA0551A1 | WHT | 20 | 108.C7 | AF0184:02 | JB74 PANEL | 108.C6 | USED
KA0554:A1 | SC | KA0554A1 | WHT | 20 | 109.C7 | AF0184:05 | JB74 PANEL | 109.C6 | USED
KA0550:A2 | SC | KA0550A2 | WHT | 20 | 107.B7 | AF0184:16 | JB74 PANEL | 107.B6 | USED
KA0551:A2 | SC | KA0551A2 | WHT | 20 | 108.C7 | AF0184:18 | JB74 PANEL | 108.C6 | USED
KA0554:A2 | SC | KA0554A2 | WHT | 20 | 109.C7 | AF0184:21 | JB74 PANEL | 109.C6 | USED
AF0184:COM | SC | 0V | WHT | 16 | 31.C4 | XT0140:5 | JB74 PANEL | 31.D1 | USED
AF0184:J | SC | * |  |  | 31.C4 | AF0185:P | JB74 PANEL | 31.C5 | USED
AF0184:V+ | SC | FU0182 | WHT | 16 | 31.C4 | FU0182:LD | JB74 PANEL | 31.D1 | USED
AF0185:SH | SC | IEG02572 | GRN | 14 | 31.C5 | IEG0257:2 | JB74 PANEL | 31.D5 | USED
AF0185:SH | SC | AU0180G | GRN | 14 | 31.C5 | AU0180:GND | JB74 PANEL | 31.C2 | USED
AU0140:COM | SC | 0V | WHT | 16 | 31.A2 | XT0140:2 | JB74 PANEL | 31.B1 | USED
AU0140:V+ | SC | FU0140 | WHT | 16 | 31.A2 | FU0140:LD | JB74 PANEL | 31.B1 | USED
AU0180:COM | SC | 0V | WHT | 16 | 31.C2 | XT0140:4 | JB74 PANEL | 31.C1 | USED
AU0180:V+ | SC | FU0180 | WHT | 16 | 31.C2 | FU0180:LD | JB74 PANEL | 31.C1 | USED
BA1212:NEG | SC | UV0291NEG | WHT | 16 | 6.A2 | XT0392:1 | JB74 PANEL | 6.A5 | USED
BA1212:POS | SC | FU1212LD | WHT | 16 | 6.A2 | FU1212:LD | JB74 PANEL | 6.A4 | USED
FU0140:LI | SC | FU0146 | WHT | 14 | 31.B1 | FU0141:LI | JB74 PANEL | 31.B1 | USED
FU0140:LI | SC | FU0146 | WHT | 14 | 31.B1 | FU0146:LD | JB74 PANEL | 31.A1 | USED
FU0141:LI | SC | FU0146 | WHT | 14 | 31.B1 | FU0142:LI | JB74 PANEL | 31.B1 | USED
FU0142:LI | SC | FU0146 | WHT | 14 | 31.B1 | FU0143:LI | JB74 PANEL | 31.C1 | USED
FU0143:LD | SC | FU0143 | WHT | 16 | 31.C1 | XT0140:9 | JB74 PANEL | 32.C1 | USED
FU0143:LI | SC | FU0146 | WHT | 14 | 31.C1 | FU0180:LI | JB74 PANEL | 31.C1 | USED
FU0180:LI | SC | FU0146 | WHT | 14 | 31.C1 | FU0181:LI | JB74 PANEL | 31.D1 | USED
FU0181:LI | SC | FU0146 | WHT | 14 | 31.D1 | FU0182:LI | JB74 PANEL | 31.D1 | USED
FU0182:LI | SC | FU0146 | WHT | 14 | 31.D1 | FU0183:LI | JB74 PANEL | 31.D1 | USED
FU1212:LI | SC | UV0291POS | WHT | 16 | 6.A4 | XT0392:2 | JB74 PANEL | 6.A5 | USED
GR0181: | SC | GR0181 | GRN/YEL | 14 | 11.C4 | FRAME | JB74 PANEL | 11.C3 | USED
GR0182: | SC | IEG02573 | GRN | 14 | 11.C4 | IEG0257:3 | JB74 PANEL | 11.C4 | USED
GR0183: | SC | IEG02575 | GRN | 14 | 11.C4 | IEG0257:5 | JB74 PANEL | 11.C4 | USED
KA0531:14 | SC | SV76111 | WHT | 20 | 106.A5 | XT0572:1 | JB74 PANEL | 106.A5 | USED
KA0531:24 | SC | KA053124 | WHT | 20 | 107.A5 | KA0540:A1 | JB74 PANEL | 107.A4 | USED
KA0531:A1 | SC | ESTOP | WHT | 20 | 32.A3 | KA0532:A1 | JB74 PANEL | 32.A3 | USED
KA0531:A1 | SC | ESTOP | WHT | 20 | 32.A3 | XT0140:8 | JB74 PANEL | 32.A2 | USED
KA0531:A2 | SC | 0V | WHT | 20 | 32.A3 | KA0532:A2 | JB74 PANEL | 32.A3 | USED
KA0531:A2 | SC | 0V | WHT | 20 | 32.A3 | KA0536:A2 | JB74 PANEL | 32.A3 | USED
KA0532:24 | SC | KA053224 | WHT | 20 | 108.A5 | KA0541:A1 | JB74 PANEL | 108.A4 | USED
KA0532:A1 | SC | ESTOP | WHT | 20 | 32.A3 | KA0533:A1 | JB74 PANEL | 32.B3 | USED
KA0532:A2 | SC | 0V | WHT | 20 | 32.A3 | KA0533:A2 | JB74 PANEL | 32.B3 | USED
KA0533:11 | SC | FU0143 | WHT | 16 | 32.C2 | XT0140:9 | JB74 PANEL | 32.C1 | USED
KA0533:A1 | SC | ESTOP | WHT | 20 | 32.B3 | KA0534:A1 | JB74 PANEL | 32.B3 | USED
KA0533:A2 | SC | 0V | WHT | 20 | 32.B3 | KA0534:A2 | JB74 PANEL | 32.B3 | USED
KA0534:A1 | SC | ESTOP | WHT | 20 | 32.B3 | KA0537:A1 | JB74 PANEL | 32.B3 | USED
KA0534:A2 | SC | 0V | WHT | 20 | 32.B3 | KA0537:A2 | JB74 PANEL | 32.B3 | USED
KA0535:11 | SC | KA053511 | WHT | 20 | 109.C6 | KA0554:14 | JB74 PANEL | 109.C6 | USED
KA0535:14 | SC | KA053514 | WHT | 20 | 109.C6 | XT0573:1 B2 | JB74 PANEL | 109.C5 | USED
KA0535:A1 | SC | KA0131A1 | WHT | 20 | 32.A3 | KA0536:A1 | JB74 PANEL | 32.A3 | USED
KA0535:A1 | SC | KA0131A1 | WHT | 20 | 32.A3 | XT0140:7 | JB74 PANEL | 32.A2 | USED
KA0535:A2 | SC | 0V | WHT | 20 | 32.A3 | KA0536:A2 | JB74 PANEL | 32.A3 | USED
KA0535:A2 | SC | 0V | WHT | 20 | 32.A3 | XT0140:6 | JB74 PANEL | 31.D1 | USED
KA0536:11 | SC | KA053611 | WHT | 20 | 109.C5 | XT0573:2 B1 | JB74 PANEL | 109.C5 | USED
KA0536:12 | SC | KA053612 | WHT | 20 | 109.C5 | XT0573:1 T1 | JB74 PANEL | 109.C5 | USED
KA0540:11 | SC | KA054011 | WHT | 20 | 107.A5 | KA0550:14 | JB74 PANEL | 107.A6 | USED
KA0540:A2 | SC | SV76212 | WHT | 20 | 107.A4 | XT0572:3 | JB74 PANEL | 107.A4 | USED
KA0541:11 | SC | KA054111 | WHT | 20 | 108.A5 | KA0551:14 | JB74 PANEL | 108.A5 | USED
KA0541:A2 | SC | SV76412 | WHT | 20 | 108.A4 | XT0572:5 | JB74 PANEL | 108.A4 | USED
KT0572:15 | SC | KA053312 | WHT | 20 | 32.C3 | KT0573:15 | JB74 PANEL | 32.C3 | USED
KT0572:16 | SC | KT057216 | WHT | 20 | 32.C3 | XT0573:2 B2 | JB74 PANEL | 109.C5 | USED
KT0572:A1 | SC | ZSC76212 | WHT | 20 | 107.B6 | XT0572:4 | JB74 PANEL | 107.B4 | USED
KA0533:12 | SC | KA053312 | WHT | 20 | 32.C3 | KT0573:15 | JB74 PANEL | 32.C2 | USED
KT0573:16 | SC | KT057316 | WHT | 20 | 32.C3 | XT0573:2 T2 | JB74 PANEL | 109.C5 | USED
KT0573:A1 | SC | ZSC76412 | WHT | 20 | 108.B6 | XT0572:6 | JB74 PANEL | 108.B4 | USED
AU0140:L2 | WC0014 | AU0140L2 | ENET | CABLE | 2.C4 | AU0180:L1 | JB74 PANEL | 2.C5 | USED
AU0180:L2 | WC9212 | AU0180L2 | ENET | CABLE | 2.C5 | BA1212:L1 | JB74 PANEL | 2.C5 | USED
SolarTools ver. 24.0.84.24712 (Jul 31, 2025)
Report date: 4/3/2026 10:27 PM

## Panel Errors
Panel Errors
Project # | 4M576
Project Name | GREAT LAKES GAS TRANSMISSION^LIMITED PARTNERSHIP
Revision | B
Controls DE | MADDI, A.
Phone:
Controls ME
Phone:
From | [6 empty] | To
Device ID | Location | Cable (W) Conductor (SC) Jumper Clip (JC) | Wire ID | Wire No. | Gauge/Size | Page/Zone | Device ID | Location | Page/Zone
SolarTools ver. 24.0.84.24712 (Jul 31, 2025)
Report date: 4/3/2026 10:27 PM

## Cable Part Numbers
Cable Part Numbers |  |  | SolarTools ver. 24.0.84.24712 (Jul 31, 2025)
Project # | 4M576
Report date: 4/3/2026 10:28 PM
Project Name | GREAT LAKES GAS TRANSMISSION^LIMITED PARTNERSHIP
Revision | B
Controls DE | MADDI, A.
Phone:
Controls ME
Phone:
Device ID |  | Part Number |  | Description
WC5072 |  | PART OF 1103208-100 |  | CABLE, 2 CONDUCTOR UNSHIELDED PART OF HORN
WC0080 |  | 2684693-54 |  | CABLE, EXTENSION, BACKPLANE
WC8058 |  | 2684693-54 |  | CABLE, EXTENSION, BACKPLANE
WC0001 |  | 1302073-36 |  | CABLE, ETHERNET - 36 INCHES
WC0003 |  | 1302073-36 |  | CABLE, ETHERNET - 36 INCHES
WC0007 |  | 1302073-36 |  | CABLE, ETHERNET - 36 INCHES
WC0008 |  | 1302073-36 |  | CABLE, ETHERNET - 36 INCHES
WC0009 |  | 1302073-36 |  | CABLE, ETHERNET - 36 INCHES
WC0010 |  | 1302073-36 |  | CABLE, ETHERNET - 36 INCHES
WC0014 |  | 1302073-36 |  | CABLE, ETHERNET - 36 INCHES
WC0041 |  | 1302073-36 |  | CABLE, ETHERNET - 36 INCHES
WC0042 |  | 1302073-36 |  | CABLE, ETHERNET - 36 INCHES
WC0043 |  | 1302073-36 |  | CABLE, ETHERNET - 36 INCHES
WC0045 |  | 1302073-36 |  | CABLE, ETHERNET - 36 INCHES
WC0051 |  | 1302073-36 |  | CABLE, ETHERNET - 36 INCHES
WC0052 |  | 1302073-36 |  | CABLE, ETHERNET - 36 INCHES
WC0071 |  | 1098580-26 |  | FIBER OPTIC CABLE, MULTI-MODE OM1
WC0072 |  | 1098580-26 |  | FIBER OPTIC CABLE, MULTI-MODE OM1
WC0101 |  | 1302073-36 |  | CABLE, ETHERNET - 36 INCHES
WC0680 |  | 1302073-36 |  | CABLE, ETHERNET - 36 INCHES
WC4524 |  | 1022941-12 |  | TPE, 1 PAIR TWISTED SHIELDED
WC8040 |  | 1322418-90 |  | CABLE, SUPPLIED BY OTHERS
WC8041 |  | 1322418-90 |  | CABLE, SYTSTEM FUNCTION
WC8042 |  | 1322418-90 |  | CABLE, SYTSTEM FUNCTION
WC8043 |  | 1322418-90 |  | CABLE, SUPPLIED BY OTHERS
WC8050 |  | 1322418-90 |  | CABLE, SUPPLIED BY OTHERS
WC8051 |  | 1322418-90 |  | CABLE, SUPPLIED BY OTHERS
WC9001 |  | 1302073-36 |  | CABLE, ETHERNET - 36 INCHES
WC9106 |  | 1098580-26 |  | FIBER OPTIC CABLE, MULTI-MODE OM1
WC9107 |  | 1098580-26 |  | FIBER OPTIC CABLE, MULTI-MODE OM1
WC9212 |  | 1302073-36 |  | CABLE, ETHERNET - 36 INCHES

## Part Number List
Part Number List |  | SolarTools ver. 24.0.84.24712 (Jul 31, 2025)
Project # | 4M576
Report date: 4/3/2026 10:27 PM
Project Name | GREAT LAKES GAS TRANSMISSION^LIMITED PARTNERSHIP
Revision | B
Controls DE | MADDI, A.
Phone:
Controls ME
Phone:
Device ID | Part Number | Description | Location
AT1100 | 1577354-4502 | WORKSTATION, VERSA VIEW 1200H | CONTROL,JB70;TT6
HA0472 | 1103208-101 | HORN, START SYSTEM ALARM | CONTROL,JB70;TT6
SA0471 | 1035040-1652,2380746-2 | SELECTOR SWITCH, SPEED/LOAD | CONTROL,JB70;TT6
SA0473 | 1035040-862,2380746-5 | SELECTOR SWITCH, OFF/LOCAL/AUXILIARY | CONTROL,JB70;TT6
SA0474 | 1035040-804,2380746-2 | SELECTOR SWITCH, SURGE VALVE | CONTROL,JB70;TT6
SB0471 | 1035040-119,2380746-1 | PUSHBUTTON SWITCH, HORN SILENCE | CONTROL,JB70;TT6
SB0472 | 1035040-32,2380746-4 | PUSHBUTTON SWITCH, EMERGENCY STOP | CONTROL,JB70;TT6
SB0473 | 1035040-120,1035040-855,2380746-1 | PUSHBUTTON SWITCH, ACKNOWLEDGE | CONTROL,JB70;TT6
SB0474 | 1035040-856,2380746-1 | PUSHBUTTON SWITCH, RESET | CONTROL,JB70;TT6
SH0470 | 1035040-108,2380746-3 | LIGHTED SWITCH, STOP/STOPPING, RED | CONTROL,JB70;TT6
SH0471 | 1035040-103,1035040-857,2380746-3 | LIGHTED SWITCH, START/STARTING, GREEN | CONTROL,JB70;TT6
SH0472 | 1035040-106,2380746-3 | LIGHTED SWITCH, BACKUP SYSTEM ACTIVE/RESET, AMBER | CONTROL,JB70;TT6
SH1120 | 2380746-3 | LIGHTED SWITCH, DEPRESSURIZE COMPRESSOR, WHITE | CONTROL,JB70;TT6
SB0472A | 2380746-4 | PUSHBUTTON SWITCH, EMERGENCY STOP | CONTROL,JB73;TT6
BA0005 | 1271449-1 | MEDIA CONVERTER, ETHERNET-FIBER OPTIC | JB1123 PANEL
BA0006 | 1271449-1 | MEDIA CONVERTER, ETHERNET-FIBER OPTIC | JB1123 PANEL
BA1123 | 1098580-1,1098580-47 | CLOSET CONNECTOR HOUSING, LC ADAPTERS, DUPLEX,^12 FIBER, MULTIMODE OM2 | JB1123 PANEL
FU1123 | 1043265-1,1043265-3 | FUSE, 2A | JB1123 PANEL
FU1124 | 1043265-1,1043265-3 | FUSE, 2A | JB1123 PANEL
GR1123 | 903849C1 | RAIL GROUND, DIN RAIL GROUNDING | JB1123 PANEL
GR1125 | 903849C1 | RAIL GROUND, DIN RAIL GROUNDING | JB1123 PANEL
IEG1123 | 232941-200 | BUS BAR, JB1123 - INSTRUMENT EARTH GROUNDING | JB1123 PANEL
XT1123 | 1066730-7,1066730-8,1067996-4 | TERMINAL BLOCK, SPRING, 4 CONDUCTOR,30-12 AWG (0.05-3.31 MM2),NON-IS | JB1123 PANEL
GR0431 | 903849C1 | RAIL GROUND, DIN RAIL GROUNDING | JB70 LEFT RAIL
AF0081 | 2684693-18,2684693-28 | 5094-IB16SXT, 16 DISCRETE INPUT, S | JB70 PANEL A
AF0082 | 2684693-17,2684693-23 | 5094-IB16XT, 16 DISCRETE INPUT | JB70 PANEL A
AF0083 | 2684693-19,2684693-33 | 5094-IY8XT, 8 ANALOG INPUT,TC/RTD/I&V | JB70 PANEL A
AF0084 | 2684693-19,2684693-33 | 5094-IY8XT, 8 ANALOG INPUT,TC/RTD/I&V | JB70 PANEL A
AF0085 | 2684693-18,2684693-26,2684693-56 | 5094-IF8IHXT, 8 ANALOG INPUT, ISOLATED | JB70 PANEL A
AF0086 | 2684693-18,2684693-26,2684693-56 | 5094-IF8IHXT, 8 ANALOG INPUT, ISOLATED | JB70 PANEL A
AF0087 | 2684693-17,2684693-23 | 5094-IB16XT, 16 DISCRETE INPUT | JB70 PANEL A
AF0091 | 2684693-17,2684693-23 | 5094-IB16XT, 16 DISCRETE INPUT | JB70 PANEL A
AF0092 | 2684693-17,2684693-24 | 5094-OB16XT, 16 DISCRETE OUTPUT | JB70 PANEL A
AF0093 | 2684693-17,2684693-24 | 5094-OB16XT, 16 DISCRETE OUTPUT | JB70 PANEL A
AF0094 | 2684693-19,2684693-33 | 5094-IY8XT, 8 ANALOG INPUT,TC/RTD/I&V | JB70 PANEL A
AF0095 | 2684693-17,2684693-25 | 5094-OB8XT, 8 DISCRETE OUTPUT | JB70 PANEL A
AF0096 | 2684693-21,2684693-36 | 5094-IRT8SXT, 8 RTD/TC ANALOG INPUT, S | JB70 PANEL A
AF0097 | 2684693-18,2684693-53 | 5094-IJ2IXT, 2 FAST COUNTER INPUT, S | JB70 PANEL A
AU0080 | 2684693-22 | 5094-AENTRXT, FLEX 5000 I/O | JB70 PANEL A
AU0090 | 2684693-22 | 5094-AENTRXT, FLEX 5000 I/O | JB70 PANEL A
FU0011 | 1043265-1,1043265-7 | FUSE, 20A | JB70 PANEL A
FU0012 | 1043265-1,1043265-5 | FUSE, 10A | JB70 PANEL A
FU0013 | 1043265-1,1043265-5 | FUSE, 10A | JB70 PANEL A
FU0014 | 1043265-1,1043265-5 | FUSE, 10A | JB70 PANEL A
FU0015 | 1043265-1,1043265-5 | FUSE, 10A | JB70 PANEL A
FU0016 | 1043265-1,1043265-5 | FUSE, 10A | JB70 PANEL A
FU0017 | 1043265-1,1043265-5 | FUSE, 10A | JB70 PANEL A
FU0018 | 1043265-1,1043265-5 | FUSE, 10A | JB70 PANEL A
FU0080 | 1043265-1,1043265-6 | FUSE, 15A | JB70 PANEL A
FU0081 | 1043265-1,1043265-5 | FUSE, 10A | JB70 PANEL A
FU0090 | 1043265-1,1043265-5 | FUSE, 10A | JB70 PANEL A
FU0091 | 1043265-1,1043265-5 | FUSE, 10A | JB70 PANEL A
FU0092 | 1043265-1,1043265-5 | FUSE, 10A | JB70 PANEL A
FU0093 | 1043265-1,1043265-5 | FUSE, 10A | JB70 PANEL A
FU0094 | 1043265-1,1043265-5 | FUSE, 10A | JB70 PANEL A
FU0136 | 1043265-1,1043265-9 | FUSE, 30A | JB70 PANEL A
FU0137 | 1043265-1,1043265-7 | FUSE, 20A | JB70 PANEL A
FU0139 | 1043265-1,1043265-4 | FUSE, 5A | JB70 PANEL A
FU0387 | 1043265-1,1043265-4 | FUSE, 5A | JB70 PANEL A
FU0388 | 1043265-1,1043265-4 | FUSE, 5A | JB70 PANEL A
FU0389 | 1043265-1,1043265-3 | FUSE, 2A | JB70 PANEL A
GR0131 | 903849C1 | RAIL GROUND, DIN RAIL GROUNDING | JB70 PANEL A
GR0132 | 903849C1 | RAIL GROUND, DIN RAIL GROUNDING | JB70 PANEL A
GR0133 | 903849C1 | RAIL GROUND, DIN RAIL GROUNDING | JB70 PANEL A
GR0134 | 903849C1 | RAIL GROUND, DIN RAIL GROUNDING | JB70 PANEL A
GR0135 | 903849C1 | RAIL GROUND, DIN RAIL GROUNDING | JB70 PANEL A
IEG0010 | 232941-300 | BUS BAR, PANEL A - INSTRUMENT EARTH GROUNDING | JB70 PANEL A
KA0130 | 1061979-1 | RELAY, LOWSPEED/OPEN PROBE SETPOINT | JB70 PANEL A
KA0131 | 1061979-1 | RELAY, CONTROLLER ACTIVE | JB70 PANEL A
KA0132 | 1061979-1 | RELAY, CONTROLLER ACTIVE | JB70 PANEL A
KA0133 | 1061979-1 | RELAY, POST LUBE NOT REQUIRED | JB70 PANEL A
KA0134 | 1061979-1 | RELAY, BACKUP COMMAND OFF | JB70 PANEL A
KA0135 | 1061979-1 | RELAY, AC PRE/POST PUMP DRIVE | JB70 PANEL A
KA0136 | 1061979-1 | RELAY, LUBE OIL HEADER^PRESSURE HIGH | JB70 PANEL A
KA0137 | 1061979-1 | RELAY, LUBE PUMP INHIBIT | JB70 PANEL A
KA0138 | 1061979-1 | RELAY, BACKUP LUBE OIL PUMP OFF | JB70 PANEL A
KA0141 | 1061979-1 | RELAY, CONTROLLER ACTIVE | JB70 PANEL A
KA0230 | 1061979-1 | RELAY, CONTROLLER ACTIVE | JB70 PANEL A
KA0231 | 1061979-1 | RELAY, CONTROLLER ACTIVE | JB70 PANEL A
KA0232 | 1061979-1 | RELAY, CONTROLLER ACTIVE | JB70 PANEL A
KA0235 | 1061979-1 | RELAY, NO EMERGENCY SHUTDOWN SUMMARY | JB70 PANEL A
KA0236 | 1061979-1 | RELAY, NO EMERGENCY SHUTDOWN SUMMARY | JB70 PANEL A
KA0237 | 1061979-1 | RELAY, NO EMERGENCY SHUTDOWN SUMMARY | JB70 PANEL A
KA0239 | 1061979-1 | RELAY, NO EMERGENCY SHUTDOWN SUMMARY | JB70 PANEL A
KA0240 | 1061979-1 | RELAY, NO EMERGENCY SHUTDOWN SUMMARY | JB70 PANEL A
KA0241 | 1061979-1 | RELAY, BACKUP SYSTEM RESET | JB70 PANEL A
KA0242 | 1061979-1 | RELAY, BACKUP SYSTEM RESET | JB70 PANEL A
KA0243 | 1061979-1 | RELAY, NO FIRE DETECTED | JB70 PANEL A
KA0244 | 1061979-1 | RELAY, NO FIRE DETECTED | JB70 PANEL A
KA0245 | 1061979-1 | RELAY, NO GAS DETECTED | JB70 PANEL A
KA0251 | 1061979-1 | RELAY, NO EMERGENCY SHUTDOWN SUMMARY | JB70 PANEL A
KA2160 | 1061979-1 | RELAY, CLOSE GAS BLOCK VALVE | JB70 PANEL A
KA2161 | 1061979-1 | RELAY, OPEN GAS BLEED VALVE | JB70 PANEL A
KA3103 | 1061979-1 | RELAY, LUBE OIL TANK HEATER | JB70 PANEL A
KA3220 | 1061979-1 | RELAY, LUBE OIL COOLER FAN | JB70 PANEL A
KA6310 | 1061979-1 | RELAY, TURBINE AIR INTAKE FILTER CLEAN | JB70 PANEL A
KT0140 | 2651077-1 | TIMER RELAY, BACKUP PUMP^POST LUBE OFF CYCLE | JB70 PANEL A
KT0141 | 2651077-1 | TIMER RELAY, BACKUP POST LUBE CONTINUOUS | JB70 PANEL A
KT0142 | 2651077-1 | TIMER RELAY, TOTAL POST LUBE | JB70 PANEL A
KT0143 | 2651077-1 | TIMER RELAY, BACKUP PUMP POST LUBE ON CYCLE | JB70 PANEL A
KT0144 | 2651077-1 | TIMER RELAY, HEADER PRESSURE HIGH^BACKUP PUMP OFF | JB70 PANEL A
KT0145 | 2651077-1 | TIMER RELAY, FIRE DETECTED ROLLDOWN LUBE | JB70 PANEL A
KT0146 | 2651077-3 | TIMER RELAY, WATCHDOG | JB70 PANEL A
PEG0130 | 232941-300 | BUS BAR, PANEL A - POWER EARTH GROUNDING | JB70 PANEL A
RR0941 | 981090C1 | RESISTOR, 3.01K OHM | JB70 PANEL A
RR0942 | 981089C1 | RESISTOR, 1.0K OHM | JB70 PANEL A
UA1200 | 1053834-10 | SIGNAL CONVERTER, BACKUP OVERSPEED | JB70 PANEL A
UJ0131 | 1286570-1 | POWER CONVERTER, AC/DC INPUT TO 28V DC OUTPUT | JB70 PANEL A
WC0080 | 2684693-54 |  | JB70 PANEL A
XT0002 | 1066730-16,1066730-17,1066730-18 | TERMINAL STRIP, 2 CONDUCTOR | JB70 PANEL A
XT0003 | 1066730-16,1066730-17,1066730-18 | TERMINAL STRIP, 2 CONDUCTOR | JB70 PANEL A
XT0011 | 1066730-16,1066730-17,1066730-18 | TERMINAL STRIP, 2 CONDUCTOR | JB70 PANEL A
XT0012 | 1066730-16,1066730-17,1066730-18 | TERMINAL STRIP, 2 CONDUCTOR | JB70 PANEL A
XT0014 | 1247052-1 | BUS BAR, SYSTEM FUNCTION (USE) | JB70 PANEL A
XT0080 | 1066730-7,1066730-8,1067996-4 | TERMINAL BLOCK, SPRING, 4 CONDUCTOR,30-12 AWG (0.05-3.31 MM2),NON-IS | JB70 PANEL A
XT0081 | 1066730-7,1066730-8,1067996-4 | TERMINAL BLOCK, SPRING, 4 CONDUCTOR,30-12 AWG (0.05-3.31 MM2),NON-IS | JB70 PANEL A
XT0082 | 1066730-7,1066730-8,1067996-4 | TERMINAL BLOCK, SPRING, 4 CONDUCTOR,30-12 AWG (0.05-3.31 MM2),NON-IS | JB70 PANEL A
XT0084 | 1066730-7,1066730-8,1067996-4 | TERMINAL BLOCK, SPRING, 4 CONDUCTOR,30-12 AWG (0.05-3.31 MM2),NON-IS | JB70 PANEL A
XT0089 | 1066730-7,1066730-8,1067996-4 | TERMINAL BLOCK, SPRING, 4 CONDUCTOR,30-12 AWG (0.05-3.31 MM2),NON-IS | JB70 PANEL A
AF0061 | 2684693-17,2684693-25 | 5094-OB8XT, 8 DISCRETE OUTPUT | JB70 PANEL B
AF0062 | 2684693-17,2684693-25 | 5094-OB8XT, 8 DISCRETE OUTPUT | JB70 PANEL B
AF0063 | 2684693-17,2684693-23 | 5094-IB16XT, 16 DISCRETE INPUT | JB70 PANEL B
AF0064 | 2684693-18,2684693-30 | 5094-IF4IHSXT, 4 ANALOG INPUT, S | JB70 PANEL B
AF0065 | 2684693-18,2684693-30 | 5094-IF4IHSXT, 4 ANALOG INPUT, S | JB70 PANEL B
AF0066 | 2684693-18,2684693-27 | 5094-OF8IHXT, 8 ANALOG OUTPUT, ISOLATED | JB70 PANEL B
AF0067 | 2684693-17,2684693-25 | 5094-OB8XT, 8 DISCRETE OUTPUT | JB70 PANEL B
AF0068 | 2684693-21,2684693-36 | 5094-IRT8SXT, 8 RTD/TC ANALOG INPUT, S | JB70 PANEL B
AF0071 | 2684693-18,2684693-32 | 5094-IJ2ISXT, 2 FAST COUNTER INPUT, S | JB70 PANEL B
AF0072 | 2684693-18,2684693-30 | 5094-IF4IHSXT, 4 ANALOG INPUT, S | JB70 PANEL B
AF0073 | 2684693-21,2684693-36 | 5094-IRT8SXT, 8 RTD/TC ANALOG INPUT, S | JB70 PANEL B
AF0074 | 2684693-18,2684693-26,2684693-56 | 5094-IF8IHXT, 8 ANALOG INPUT, ISOLATED | JB70 PANEL B
AF0075 | 2684693-18,2684693-30 | 5094-IF4IHSXT, 4 ANALOG INPUT, S | JB70 PANEL B
AF0076 | 2684693-18,2684693-55 | 5094-OB16SXT, 16 DISCRETE OUTPUT, S | JB70 PANEL B
AF0077 | 2684693-19,2684693-33 | 5094-IY8XT, 8 ANALOG INPUT,TC/RTD/I&V | JB70 PANEL B
AF0400 | 1322418-31,1322418-40,1322418-72,1322418-73 | 1444-TSCX02-02RB, 2-CH TACHOMETER INPUT^DYNAMIX 1444 VIBRATION | JB70 PANEL B
AF0410 | 1322418-11,1322418-20,1322418-70,1322418-71 | 1444-DYN04-01RA, 4-CH VIBRATION INPUT^DYNAMIX 1444 VIBRATION | JB70 PANEL B
AF0420 | 1322418-11,1322418-20,1322418-70,1322418-71 | 1444-DYN04-01RA, 4-CH VIBRATION INPUT^DYNAMIX 1444 VIBRATION | JB70 PANEL B
AF0430 | 1322418-11,1322418-20,1322418-70,1322418-71 | 1444-DYN04-01RA, 4-CH VIBRATION INPUT^DYNAMIX 1444 VIBRATION | JB70 PANEL B
AF0450 | 1322418-11,1322418-20,1322418-70,1322418-71 | 1444-DYN04-01RA, 4-CH VIBRATION INPUT^DYNAMIX 1444 VIBRATION | JB70 PANEL B
AT0680 | 1634974-100 | GATEWAY MODULE, TURBOTRONIC GATEWAY | JB70 PANEL B
AU0060 | 2684693-22 | 5094-AENTRXT, FLEX 5000 I/O | JB70 PANEL B
AU0070 | 2684693-22 | 5094-AENTRXT, FLEX 5000 I/O | JB70 PANEL B
BA0001 | 1271449-1 | MEDIA CONVERTER, ETHERNET-FIBER OPTIC | JB70 PANEL B
BA0002 | 1271449-1 | MEDIA CONVERTER, ETHERNET-FIBER OPTIC | JB70 PANEL B
BA0009 | 1271449-1 | MEDIA CONVERTER, ETHERNET-FIBER OPTIC | JB70 PANEL B
BA0070 | 1098580-1,1098580-47 | CLOSET CONNECTOR HOUSING, LC ADAPTERS, DUPLEX,^12 FIBER, MULTIMODE OM2 | JB70 PANEL B
BA1100 | 1337728-10 | SWITCH, ETAP, DLR INTERFACE | JB70 PANEL B
FU0010 | 1043265-1,1043265-5 | FUSE, 10A | JB70 PANEL B
FU0021 | 1043265-1,1043265-3 | FUSE, 2A | JB70 PANEL B
FU0022 | 1043265-1,1043265-3 | FUSE, 2A | JB70 PANEL B
FU0029 | 1043265-1,1043265-3 | FUSE, 2A | JB70 PANEL B
FU0060 | 1043265-1,1043265-6 | FUSE, 15A | JB70 PANEL B
FU0061 | 1043265-1,1043265-5 | FUSE, 10A | JB70 PANEL B
FU0062 | 1043265-1,1043265-5 | FUSE, 10A | JB70 PANEL B
FU0063 | 1043265-1,1043265-5 | FUSE, 10A | JB70 PANEL B
FU0064 | 1043265-1,1043265-5 | FUSE, 10A | JB70 PANEL B
FU0070 | 1043265-1,1043265-5 | FUSE, 10A | JB70 PANEL B
FU0076 | 1043265-1,1043265-5 | FUSE, 10A | JB70 PANEL B
FU0100 | 1043265-1,1043265-4 | FUSE, 5A | JB70 PANEL B
FU0113 | 1043265-1,1043265-5 | FUSE, 10A | JB70 PANEL B
FU0114 | 1043265-1,1043265-5 | FUSE, 10A | JB70 PANEL B
FU0115 | 1043265-1,1043265-5 | FUSE, 10A | JB70 PANEL B
FU0210 | 1043265-1,1043265-7 | FUSE, 20A | JB70 PANEL B
FU0212 | 1043265-1,1043265-3 | FUSE, 2A | JB70 PANEL B
FU0410 | 1043265-1,1043265-4 | FUSE, 5A | JB70 PANEL B
FU0680 | 1043265-1,1043265-4 | FUSE, 5A | JB70 PANEL B
FU1100 | 1043265-1,1043265-5 | FUSE, 10A | JB70 PANEL B
FU1101 | 1043265-1,1043265-3 | FUSE, 2A | JB70 PANEL B
GR0231 | 903849C1 | RAIL GROUND, DIN RAIL GROUNDING | JB70 PANEL B
GR0233 | 903849C1 | RAIL GROUND, DIN RAIL GROUNDING | JB70 PANEL B
GR0234 | 903849C1 | RAIL GROUND, DIN RAIL GROUNDING | JB70 PANEL B
IEG0230 | 232941-300 | BUS BAR, PANEL B - INSTRUMENT EARTH GROUNDING | JB70 PANEL B
KA0221 | 1061979-1 | RELAY, PRIMARY GAS FUEL SHUTOFF VALVE | JB70 PANEL B
KA0222 | 1061979-1 | RELAY, SECONDARY GAS FUEL SHUTOFF VALVE | JB70 PANEL B
KA0224 | 1061979-1 | RELAY, EMERGENCY SHUTDOWN ACTIVE | JB70 PANEL B
KA0233 | 1061979-1 | RELAY, CONTROLLER ACTIVE | JB70 PANEL B
KA0234 | 1061979-1 | RELAY, CONTROLLER ACTIVE | JB70 PANEL B
KA1020 | 1061979-1 | RELAY, IGNITION START | JB70 PANEL B
PC0470 | 2271605-1 | TIMER/COUNTER, ENGINE HOUR / START COUNTER | JB70 PANEL B
XT0051 | 1066730-7,1066730-8,1067996-4 | TERMINAL BLOCK, SPRING, 4 CONDUCTOR,30-12 AWG (0.05-3.31 MM2),NON-IS | JB70 PANEL B
XT0060 | 1066730-7 | TERMINAL BLOCK, SPRING, 4 CONDUCTOR,30-12 AWG (0.05-3.31 MM2),NON-IS | JB70 PANEL B
XT0062 | 1066730-7,1066730-8,1067996-4 | TERMINAL BLOCK, SPRING, 4 CONDUCTOR,30-12 AWG (0.05-3.31 MM2),NON-IS | JB70 PANEL B
XT0224 | 1066730-7 | TERMINAL BLOCK, SPRING, 4 CONDUCTOR,30-12 AWG (0.05-3.31 MM2),NON-IS | JB70 PANEL B
XT0237 | 1066730-10,1066730-9,1067996-4 | DIODE TERMINAL STRIP, 4 CONDUCTOR | JB70 PANEL B
XT0400 | 1066730-1,1066730-2,1067996-4 | TERMINAL STRIP, 4 CONDUCTOR | JB70 PANEL B
XT0401 | 1066730-7,1066730-8,1067996-4 | TERMINAL BLOCK, SPRING, 4 CONDUCTOR,30-12 AWG (0.05-3.31 MM2),NON-IS | JB70 PANEL B
XT0680 | 1066730-32,1066730-7,1066730-8 | TERMINAL BLOCK, SPRING, 4 CONDUCTOR,30-12 AWG (0.05-3.31 MM2),NON-IS | JB70 PANEL B
AP0602 | 1089241-40 | 1756-EN2TRXT, ETHERNET | JB70 PLC
AP0603 | 1089241-40 | 1756-EN2TRXT, ETHERNET | JB70 PLC
AP0604 | 1089241-20 | MODULE, BLANK FILLER | JB70 PLC
AP0605 | 1089241-20 | MODULE, BLANK FILLER | JB70 PLC
AP0606 | 1089241-20 | MODULE, BLANK FILLER | JB70 PLC
AP0607 | 1089241-36 | 1756-EN2TXT, ETHERNET | JB70 PLC
AP0608 | 1089241-20 | MODULE, BLANK FILLER | JB70 PLC
AP0609 | 1089241-40 | 1756-EN2TRXT, ETHERNET | JB70 PLC
AR0600 | 1089241-42 | RACK CHASSIS, 1756-A10XT (10 SLOT) | JB70 PLC
AT0600 | 1089241-43 | 1756-L83EXTS, CONTROLLER^GUARDLOGIX | JB70 PLC
AT0601 | 1089241-43 | 1756-L83EXTS, CONTROLLER^GUARDLOGIX | JB70 PLC
UV0600 | 1089241-28 | POWER SUPPLY, RSLOGIX CHASSIS | JB70 PLC
FU0291 | [2]1043265-4 | FUSE, 5A | JB70 RIGHT RAIL
GR0532 | 903849C1 | RAIL GROUND, DIN RAIL GROUNDING | JB70 RIGHT RAIL
UV0291 | 1088442-4 | POWER CONVERTER, DC/DC INPUT TO 24V DC OUTPUT | JB70 RIGHT RAIL
XT0111 | 1066730-7,1066730-8,1067996-4 | TERMINAL BLOCK, SPRING, 4 CONDUCTOR,30-12 AWG (0.05-3.31 MM2),NON-IS | JB70 RIGHT RAIL
XT0291 | 1066730-7 | TERMINAL BLOCK, SPRING, 4 CONDUCTOR,30-12 AWG (0.05-3.31 MM2),NON-IS | JB70 RIGHT RAIL
AF0500 | 1322418-31,1322418-40,1322418-72,1322418-73 | 1444-TSCX02-02RB, 2-CH TACHOMETER INPUT^DYNAMIX 1444 VIBRATION | JB73 HPC PANEL
AF0510 | 1322418-11,1322418-20,1322418-70,1322418-71 | 1444-DYN04-01RA, 4-CH VIBRATION INPUT^DYNAMIX 1444 VIBRATION | JB73 HPC PANEL
AF0520 | 1322418-11,1322418-20,1322418-70,1322418-71 | 1444-DYN04-01RA, 4-CH VIBRATION INPUT^DYNAMIX 1444 VIBRATION | JB73 HPC PANEL
AF1201 | 2684693-17,2684693-25 | 5094-OB8XT, 8 DISCRETE OUTPUT | JB73 HPC PANEL
AF1202 | 2684693-17,2684693-23 | 5094-IB16XT, 16 DISCRETE INPUT | JB73 HPC PANEL
AF1203 | 2684693-18,2684693-26,2684693-56 | 5094-IF8IHXT, 8 ANALOG INPUT, ISOLATED | JB73 HPC PANEL
AF1204 | 2684693-18,2684693-30 | 5094-IF4IHSXT, 4 ANALOG INPUT, S | JB73 HPC PANEL
AF1205 | 2684693-18,2684693-30 | 5094-IF4IHSXT, 4 ANALOG INPUT, S | JB73 HPC PANEL
AF1206 | 2684693-21,2684693-36 | 5094-IRT8SXT, 8 RTD/TC ANALOG INPUT, S | JB73 HPC PANEL
AF1207 | 2684693-18,2684693-28 | 5094-IB16SXT, 16 DISCRETE INPUT, S | JB73 HPC PANEL
AF1208 | 2684693-19,2684693-33 | 5094-IY8XT, 8 ANALOG INPUT,TC/RTD/I&V | JB73 HPC PANEL
AF1209 | 2684693-19,2684693-33 | 5094-IY8XT, 8 ANALOG INPUT,TC/RTD/I&V | JB73 HPC PANEL
AF1210 | 2684693-18,2684693-26,2684693-56 | 5094-IF8IHXT, 8 ANALOG INPUT, ISOLATED | JB73 HPC PANEL
AF1211 | 2684693-18,2684693-26,2684693-56 | 5094-IF8IHXT, 8 ANALOG INPUT, ISOLATED | JB73 HPC PANEL
AU1200 | 2684693-50 | 5094-AEN2TR, FLEX 5000 I/O | JB73 HPC PANEL
FU0120 | 1043265-1,1043265-5 | FUSE, 10A | JB73 HPC PANEL
FU0121 | 1043265-1,1043265-5 | FUSE, 10A | JB73 HPC PANEL
FU0122 | 1043265-1,1043265-6 | FUSE, 15A | JB73 HPC PANEL
FU0332 | 1043265-1,1043265-7 | FUSE, 20A | JB73 HPC PANEL
FU0510 | 1043265-1,1043265-4 | FUSE, 5A | JB73 HPC PANEL
GR0161 | 903849C1 | RAIL GROUND, DIN RAIL GROUNDING | JB73 HPC PANEL
GR0162 | 903849C1 | RAIL GROUND, DIN RAIL GROUNDING | JB73 HPC PANEL
IEG0160 | 232941-200 | BUS BAR, HP CPSR - INSTRUMENT EARTH GROUNDING | JB73 HPC PANEL
KA0120 | 1061979-1 | RELAY, CONTROLLER ACTIVE | JB73 HPC PANEL
KA4401 | 1061979-1 | RELAY, HPC CASE DEPRESSURIZED | JB73 HPC PANEL
KA7120 | 1061979-1 | RELAY, SEAL GAS VALVE ENABLE | JB73 HPC PANEL
XT0120 | 1066730-7,1066730-8,1067996-4 | TERMINAL BLOCK, SPRING, 4 CONDUCTOR,30-12 AWG (0.05-3.31 MM2),NON-IS | JB73 HPC PANEL
XT0121 | 1066730-7,1066730-8,1067996-4 | TERMINAL BLOCK, SPRING, 4 CONDUCTOR,30-12 AWG (0.05-3.31 MM2),NON-IS | JB73 HPC PANEL
XT0335 | 1066730-7,1066730-8,1067996-4 | TERMINAL BLOCK, SPRING, 4 CONDUCTOR,30-12 AWG (0.05-3.31 MM2),NON-IS | JB73 HPC PANEL
XT0336 | 1066730-7,1066730-8,1067996-4 | TERMINAL BLOCK, SPRING, 4 CONDUCTOR,30-12 AWG (0.05-3.31 MM2),NON-IS | JB73 HPC PANEL
XT0500 | 1066730-1,1066730-2,1067996-4 | TERMINAL STRIP, 4 CONDUCTOR | JB73 HPC PANEL
XT0510 | 1066730-7,1066730-8,1067996-4 | TERMINAL BLOCK, SPRING, 4 CONDUCTOR,30-12 AWG (0.05-3.31 MM2),NON-IS | JB73 HPC PANEL
GR1163 | 903849C1 | RAIL GROUND, DIN RAIL GROUNDING | JB73 RIGHT RAIL
XT0845 | 1066730-7,1066730-8,1067996-4 | TERMINAL BLOCK, SPRING, 4 CONDUCTOR,30-12 AWG (0.05-3.31 MM2),NON-IS | JB73 RIGHT RAIL
AF0141 | 2684693-17,2684693-25 | 5094-OB8XT, 8 DISCRETE OUTPUT | JB74 PANEL
AF0142 | 2684693-17,2684693-23 | 5094-IB16XT, 16 DISCRETE INPUT | JB74 PANEL
AF0143 | 2684693-18,2684693-26,2684693-56 | 5094-IF8IHXT, 8 ANALOG INPUT, ISOLATED | JB74 PANEL
AF0144 | 2684693-18,2684693-27 | 5094-OF8IHXT, 8 ANALOG OUTPUT, ISOLATED | JB74 PANEL
AF0145 | 2684693-19,2684693-33 | 5094-IY8XT, 8 ANALOG INPUT,TC/RTD/I&V | JB74 PANEL
AF0146 | 2684693-17,2684693-25 | 5094-OB8XT, 8 DISCRETE OUTPUT | JB74 PANEL
AF0181 | 2684693-17,2684693-25 | 5094-OB8XT, 8 DISCRETE OUTPUT | JB74 PANEL
AF0182 | 2684693-17,2684693-23 | 5094-IB16XT, 16 DISCRETE INPUT | JB74 PANEL
AF0183 | 2684693-18,2684693-28 | 5094-IB16SXT, 16 DISCRETE INPUT, S | JB74 PANEL
AF0184 | 2684693-18,2684693-55 | 5094-OB16SXT, 16 DISCRETE OUTPUT, S | JB74 PANEL
AF0185 | 2684693-18,2684693-26,2684693-56 | 5094-IF8IHXT, 8 ANALOG INPUT, ISOLATED | JB74 PANEL
AU0140 | 2684693-22 | 5094-AENTRXT, FLEX 5000 I/O | JB74 PANEL
AU0180 | 2684693-22 | 5094-AENTRXT, FLEX 5000 I/O | JB74 PANEL
BA1212 | 1337728-12 | SWITCH, ETAP, DLR INTERFACE | JB74 PANEL
FU0140 | 1043265-1,1043265-5 | FUSE, 10A | JB74 PANEL
FU0141 | 1043265-1,1043265-5 | FUSE, 10A | JB74 PANEL
FU0142 | 1043265-1,1043265-5,1066730-7,1066730-8,1067996-4 | FUSE, 10A | JB74 PANEL
FU0143 | 1043265-1,1043265-3 | FUSE, 2A | JB74 PANEL
FU0146 | 1043265-1,1043265-6,1066730-7,1066730-8,1067996-4 | FUSE, 15A | JB74 PANEL
FU0180 | 1043265-1,1043265-5,1066730-7,1066730-8,1067996-4 | FUSE, 10A | JB74 PANEL
FU0181 | 1043265-1,1043265-5,1066730-7,1066730-8,1067996-4 | FUSE, 10A | JB74 PANEL
FU0182 | 1043265-1,1043265-5,1066730-7,1066730-8,1067996-4 | FUSE, 10A | JB74 PANEL
FU0183 | 1043265-1,1043265-4 | FUSE, 5A | JB74 PANEL
FU1212 | 1043265-1,1043265-3 | FUSE, 2A | JB74 PANEL
GR0181 | 1061979-1,903849C1 | RAIL GROUND, DIN RAIL GROUNDING | JB74 PANEL
GR0182 | 903849C1 | RAIL GROUND, DIN RAIL GROUNDING | JB74 PANEL
GR0183 | 903849C1 | RAIL GROUND, DIN RAIL GROUNDING | JB74 PANEL
IEG0257 | 232941-200 | BUS BAR, BOP - INSTRUMENT EARTH GROUNDING | JB74 PANEL
KA0531 | 1043265-1,1043265-5,1061979-1 | RELAY, NO EMERGENCY SHUTDOWN SUMMARY | JB74 PANEL
KA0532 | 1043265-1,1043265-5,1061979-1 | RELAY, NO EMERGENCY SHUTDOWN SUMMARY | JB74 PANEL
KA0533 | 1043265-1,1043265-5,1061979-1 | RELAY, NO EMERGENCY SHUTDOWN SUMMARY | JB74 PANEL
KA0534 | 1043265-1,1043265-5,1061979-1 | RELAY, NO EMERGENCY SHUTDOWN SUMMARY | JB74 PANEL
KA0535 | 1061979-1 | RELAY, CONTROLLER ACTIVE | JB74 PANEL
KA0536 | 1061979-1 | RELAY, CONTROLLER ACTIVE | JB74 PANEL
KA0537 | 1043265-1,1043265-4,1061979-1 | RELAY, NO EMERGENCY SHUTDOWN SUMMARY | JB74 PANEL
KA0540 | 1043265-1,1043265-4,1061979-1 | RELAY, OPEN SUCTION VALVE | JB74 PANEL
KA0541 | 1061979-1 | RELAY, OPEN DISCHARGE VALVE | JB74 PANEL
KA0550 | 1061979-1 | RELAY, OPEN SUCTION VALVE SAFETY | JB74 PANEL
KA0551 | 1061979-1 | RELAY, OPEN DISCHARGE VALVE SAFETY | JB74 PANEL
KA0554 | 1061979-1 | RELAY, CLOSE VENT VALVE(SAFETY) | JB74 PANEL
KT0572 | 2651077-3 | TIMER RELAY, SUCTION VALVE CLOSED | JB74 PANEL
KT0573 | 2651077-3 | TIMER RELAY, DISCHARGE VALVE CLOSED | JB74 PANEL
XT0140 | 1061979-1,1066730-7,1066730-8,1067996-4 | TERMINAL BLOCK, SPRING, 4 CONDUCTOR,30-12 AWG (0.05-3.31 MM2),NON-IS | JB74 PANEL
XT0392 | 1066730-7,1066730-8,1067996-4 | TERMINAL BLOCK, SPRING, 4 CONDUCTOR,30-12 AWG (0.05-3.31 MM2),NON-IS | JB74 PANEL
XT0572 | 1066730-7,1066730-8,1067996-4 | TERMINAL BLOCK, SPRING, 4 CONDUCTOR,30-12 AWG (0.05-3.31 MM2),NON-IS | JB74 PANEL
XT0573 | 1066730-10,1066730-68,1066730-7,1066730-8,1066730-9,1067996-4 | DIODE TERMINAL STRIP, 4 CONDUCTOR | JB74 PANEL
XT4875 | DRIVEN COMMON | TERMINAL STRIP, HP COMPRESSOR CASE PRESSURE | JB75
PDT5110 | CUSTOMER SUPPLIED | PRESS DIFF TRANSMITTER, SEAL GAS FILTER DP | PANEL
SB7510 | CUSTOMER DEFINED | PUSHBUTTON SWITCH, START (CUSTOMER) | PANEL
SB7511 | CUSTOMER DEFINED | PUSHBUTTON SWITCH, NORMAL STOP (CUSTOMER) | PANEL
SB7513 | CUSTOMER DEFINED | PUSHBUTTON SWITCH, FAST STOP (CUSTOMER) | PANEL
SB7514 | CUSTOMER DEFINED | PUSHBUTTON SWITCH, FAST STOP DEPRESSURIZED (CUSTOMER)^USED BY TC | PANEL
XY7120 | CUSTOMER DEFINED | CUSTOMER CONNECTION, SEAL GAS VALVE ENABLE | PANEL

## JB74 PANEL_S
JB74 PANEL
Project # | 4M576
Project Name | GREAT LAKES GAS TRANSMISSION^LIMITED PARTNERSHIP
Revision | B
Controls DE | MADDI, A.
Phone:
Controls ME
Phone:
From | [5 empty] | To
Device ID | Wire No. | Wire ID | Gauge/Size | Length | Device ID | Location | Bundle Name
AF0141:16 | SV76212 | WHT | 20 |  | XT0572:3 | JB74 PANEL
AF0141:20 | SV76412 | WHT | 20 |  | XT0572:5 | JB74 PANEL
AF0142:07 | ZSC76112 | WHT | 20 |  | XT0572:2 | JB74 PANEL
AF0183:04 | ZSC76212 | WHT | 20 |  | XT0572:4 | JB74 PANEL
AF0183:05 | ZSC76412 | WHT | 20 |  | XT0572:6 | JB74 PANEL
KA0531:11 | KA053111 | WHT | 20 |  | AF0141:14 | JB74 PANEL
KA0531:14 | SV76111 | WHT | 20 |  | XT0572:1 | JB74 PANEL
KA0531:21 | KA053121 | WHT | 20 |  | AF0141:00 | JB74 PANEL
KA0531:24 | KA053124 | WHT | 20 |  | KA0540:A1 | JB74 PANEL
KA0531:A1 | ESTOP | WHT | 20 |  | KA0532:A1 | JB74 PANEL
KA0531:A1 | ESTOP | WHT | 20 |  | XT0140:8 | JB74 PANEL
KA0531:A2 | -0V | WHT | 20 |  | KA0532:A2 | JB74 PANEL
KA0531:A2 | -0V | WHT | 20 |  | KA0536:A2 | JB74 PANEL
KA0532:21 | KA053221 | WHT | 20 |  | AF0141:04 | JB74 PANEL
KA0532:24 | KA053224 | WHT | 20 |  | KA0541:A1 | JB74 PANEL
KA0532:A1 | ESTOP | WHT | 20 |  | KA0533:A1 | JB74 PANEL
KA0532:A2 | -0V | WHT | 20 |  | KA0533:A2 | JB74 PANEL
KA0533:12 | KA053312 | WHT | 20 |  | KT0573:15 | JB74 PANEL
KA0533:A1 | ESTOP | WHT | 20 |  | KA0534:A1 | JB74 PANEL
KA0533:A2 | -0V | WHT | 20 |  | KA0534:A2 | JB74 PANEL
KA0534:A1 | ESTOP | WHT | 20 |  | KA0537:A1 | JB74 PANEL
KA0534:A2 | -0V | WHT | 20 |  | KA0537:A2 | JB74 PANEL
KA0535:11 | KA053511 | WHT | 20 |  | KA0554:14 | JB74 PANEL
KA0535:14 | KA053514 | WHT | 20 |  | XT0573:1 B2 | JB74 PANEL
KA0535:A1 | KA0131A1 | WHT | 20 |  | KA0536:A1 | JB74 PANEL
KA0535:A1 | KA0131A1 | WHT | 20 |  | XT0140:7 | JB74 PANEL
KA0535:A2 | -0V | WHT | 20 |  | KA0536:A2 | JB74 PANEL
KA0535:A2 | -0V | WHT | 20 |  | XT0140:6 | JB74 PANEL
KA0536:11 | KA053611 | WHT | 20 |  | XT0573:2 B1 | JB74 PANEL
KA0536:12 | KA053612 | WHT | 20 |  | XT0573:1 T1 | JB74 PANEL
KA0540:11 | KA054011 | WHT | 20 |  | KA0550:14 | JB74 PANEL
KA0540:A2 | SV76212 | WHT | 20 |  | XT0572:3 | JB74 PANEL
KA0541:11 | KA054111 | WHT | 20 |  | KA0551:14 | JB74 PANEL
KA0541:A2 | SV76412 | WHT | 20 |  | XT0572:5 | JB74 PANEL
KA0550:11 | KA055011 | WHT | 20 |  | AF0141:32 | JB74 PANEL
KA0550:A1 | KA0550A1 | WHT | 20 |  | AF0184:00 | JB74 PANEL
KA0550:A2 | KA0550A2 | WHT | 20 |  | AF0184:16 | JB74 PANEL
KA0551:11 | KA055111 | WHT | 20 |  | AF0141:36 | JB74 PANEL
KA0551:A1 | KA0551A1 | WHT | 20 |  | AF0184:02 | JB74 PANEL
KA0551:A2 | KA0551A2 | WHT | 20 |  | AF0184:18 | JB74 PANEL
KA0554:11 | KA055411 | WHT | 20 |  | AF0141:12 | JB74 PANEL
KA0554:A1 | KA0554A1 | WHT | 20 |  | AF0184:05 | JB74 PANEL
KA0554:A2 | KA0554A2 | WHT | 20 |  | AF0184:21 | JB74 PANEL
KT0572:15 | KA053312 | WHT | 20 |  | KT0573:15 | JB74 PANEL
KT0572:16 | KT057216 | WHT | 20 |  | XT0573:2 B2 | JB74 PANEL
KT0572:A1 | ZSC76212 | WHT | 20 |  | XT0572:4 | JB74 PANEL
KT0572:A2 | -018320 | WHT | 20 |  | AF0183:20 | JB74 PANEL
KT0573:16 | KT057316 | WHT | 20 |  | XT0573:2 T2 | JB74 PANEL
KT0573:A1 | ZSC76412 | WHT | 20 |  | XT0572:6 | JB74 PANEL
KT0573:A2 | -018321 | WHT | 20 |  | AF0183:21 | JB74 PANEL
AF0141:COM | -0V | WHT | 16 |  | XT0140:2 | JB74 PANEL
AF0141:V+ | FU0141 | WHT | 16 |  | FU0141:LD | JB74 PANEL
AF0142:COM | AF0142N | WHT | 16 |  | AF0143:COM | JB74 PANEL
AF0142:COM | AU0140N | WHT | 16 |  | AU0140:COM | JB74 PANEL
AF0142:V+ | AF0142P | WHT | 16 |  | AF0143:V+ | JB74 PANEL
AF0142:V+ | AU0140P | WHT | 16 |  | AU0140:V+ | JB74 PANEL
AF0143:COM | AF0143N | WHT | 16 |  | AF0144:COM | JB74 PANEL
AF0143:V+ | AF0143P | WHT | 16 |  | AF0144:V+ | JB74 PANEL
AF0144:COM | AF0144N | WHT | 16 |  | AF0145:COM | JB74 PANEL
AF0144:V+ | AF0144P | WHT | 16 |  | AF0145:V+ | JB74 PANEL
AF0146:COM | -0V | WHT | 16 |  | XT0140:3 | JB74 PANEL
AF0146:V+ | FU0142 | WHT | 16 |  | FU0142:LD | JB74 PANEL
AF0181:COM | -0V | WHT | 16 |  | XT0140:4 | JB74 PANEL
AF0181:V+ | FU0181 | WHT | 16 |  | FU0181:LD | JB74 PANEL
AF0182:COM | AF0182N | WHT | 16 |  | AF0183:COM | JB74 PANEL
AF0182:COM | AU0180N | WHT | 16 |  | AU0180:COM | JB74 PANEL
AF0182:V+ | AF0182P | WHT | 16 |  | AF0183:V+ | JB74 PANEL
AF0182:V+ | AU0180P | WHT | 16 |  | AU0180:V+ | JB74 PANEL
AF0183:COM | AF0183N | WHT | 16 |  | AF0185:COM | JB74 PANEL
AF0183:V+ | AF0183P | WHT | 16 |  | AF0185:V+ | JB74 PANEL
AF0184:COM | -0V | WHT | 16 |  | XT0140:5 | JB74 PANEL
AF0184:V+ | FU0182 | WHT | 16 |  | FU0182:LD | JB74 PANEL
AU0140:COM | -0V | WHT | 16 |  | XT0140:2 | JB74 PANEL
AU0140:V+ | FU0140 | WHT | 16 |  | FU0140:LD | JB74 PANEL
AU0180:COM | -0V | WHT | 16 |  | XT0140:4 | JB74 PANEL
AU0180:V+ | FU0180 | WHT | 16 |  | FU0180:LD | JB74 PANEL
BA1212:NEG | UV0291NEG | WHT | 16 |  | XT0392:1 | JB74 PANEL
BA1212:POS | FU1212LD | WHT | 16 |  | FU1212:LD | JB74 PANEL
FU0143:LD | FU0143 | WHT | 16 |  | XT0140:9 | JB74 PANEL
FU1212:LI | UV0291POS | WHT | 16 |  | XT0392:2 | JB74 PANEL
KA0533:11 | FU0143 | WHT | 16 |  | XT0140:9 | JB74 PANEL
FU0140:LI | FU0146 | WHT | 14 |  | FU0141:LI | JB74 PANEL
FU0140:LI | FU0146 | WHT | 14 |  | FU0146:LD | JB74 PANEL
FU0141:LI | FU0146 | WHT | 14 |  | FU0142:LI | JB74 PANEL
FU0142:LI | FU0146 | WHT | 14 |  | FU0143:LI | JB74 PANEL
FU0143:LI | FU0146 | WHT | 14 |  | FU0180:LI | JB74 PANEL
FU0180:LI | FU0146 | WHT | 14 |  | FU0181:LI | JB74 PANEL
FU0181:LI | FU0146 | WHT | 14 |  | FU0182:LI | JB74 PANEL
FU0182:LI | FU0146 | WHT | 14 |  | FU0183:LI | JB74 PANEL
AF0141:J | * |  |  |  | AF0142:P | JB74 PANEL
AF0142:J | * |  |  |  | AF0143:P | JB74 PANEL
AF0143:J | * |  |  |  | AF0144:P | JB74 PANEL
AF0144:J | * |  |  |  | AF0145:P | JB74 PANEL
AF0145:J | * |  |  |  | AF0146:P | JB74 PANEL
AF0181:J | * |  |  |  | AF0182:P | JB74 PANEL
AF0182:J | * |  |  |  | AF0183:P | JB74 PANEL
AF0183:J | * |  |  |  | AF0184:P | JB74 PANEL
AF0184:J | * |  |  |  | AF0185:P | JB74 PANEL

## JB73 RIGHT RAIL_S
JB73 RIGHT RAIL
Project # | 4M576
Project Name | GREAT LAKES GAS TRANSMISSION^LIMITED PARTNERSHIP
Revision | B
Controls DE | MADDI, A.
Phone:
Controls ME
Phone:
From | [5 empty] | To
Device ID | Wire No. | Wire ID | Gauge/Size | Length | Device ID | Location | Bundle Name

## JB73 HPC PANEL_S
JB73 HPC PANEL
Project # | 4M576
Project Name | GREAT LAKES GAS TRANSMISSION^LIMITED PARTNERSHIP
Revision | B
Controls DE | MADDI, A.
Phone:
Controls ME
Phone:
From | [5 empty] | To
Device ID | Wire No. | Wire ID | Gauge/Size | Length | Device ID | Location | Bundle Name
AF1208:07 | TE44381 | WHT | 20 |  | AF1208:23 | JB73 HPC PANEL
AF1208:09 | TE44371 | WHT | 20 |  | AF1208:25 | JB73 HPC PANEL
AF1208:11 | TE44181 | WHT | 20 |  | AF1208:27 | JB73 HPC PANEL
AF1208:13 | TE44171 | WHT | 20 |  | AF1208:29 | JB73 HPC PANEL
AF1209:07 | TE44141 | WHT | 20 |  | AF1209:23 | JB73 HPC PANEL
AF1209:09 | TE44131 | WHT | 20 |  | AF1209:25 | JB73 HPC PANEL
AF1209:11 | TE44341 | WHT | 20 |  | AF1209:27 | JB73 HPC PANEL
AF1209:13 | TE44331 | WHT | 20 |  | AF1209:29 | JB73 HPC PANEL
KA0120:11 | KA012011 | WHT | 20 |  | KA7120:A1 | JB73 HPC PANEL
KA0120:12 | KA012012 | WHT | 20 |  | KA4401:21 | JB73 HPC PANEL
KA0120:14 | -120100 | WHT | 20 |  | AF1201:00 | JB73 HPC PANEL
KA0120:A1 | KA0131A1 | WHT | 20 |  | XT0120:4 | JB73 HPC PANEL
KA0120:A2 | -0V | WHT | 20 |  | XT0120:3 | JB73 HPC PANEL
KA4401:11 | PS44012 | WHT | 20 |  | AF1207:34 | JB73 HPC PANEL
KA4401:11 | PS44012 | WHT | 20 |  | XT0120:5 | JB73 HPC PANEL
KA4401:14 | -120702 | WHT | 20 |  | AF1207:02 | JB73 HPC PANEL
KA4401:22 | -120132 | WHT | 20 |  | AF1201:32 | JB73 HPC PANEL
KA4401:A1 | PS44013 | WHT | 20 |  | XT0120:6 | JB73 HPC PANEL
KA4401:A2 | -120718 | WHT | 20 |  | AF1207:18 | JB73 HPC PANEL
KA7120:A2 | -120116 | WHT | 20 |  | AF1201:16 | JB73 HPC PANEL
AF0510:53 | -0V | WHT | 16 |  | XT0510:2 | JB73 HPC PANEL
AF0510:54 | -0V | WHT | 16 |  | AF0520:53 | JB73 HPC PANEL
AF0510:55 | FU0510 | WHT | 16 |  | FU0510:LD | JB73 HPC PANEL
AF0510:56 | FU0510 | WHT | 16 |  | AF0520:55 | JB73 HPC PANEL
AF1201:COM | -0V | WHT | 16 |  | XT0120:2 | JB73 HPC PANEL
AF1201:V+ | FU0121 | WHT | 16 |  | FU0121:LD | JB73 HPC PANEL
AF1202:COM | AF1203N | WHT | 16 |  | AF1203:COM | JB73 HPC PANEL
AF1202:COM | AF1202N | WHT | 16 |  | AU1200:COM | JB73 HPC PANEL
AF1202:V+ | AF1203P | WHT | 16 |  | AF1203:V+ | JB73 HPC PANEL
AF1202:V+ | AF1202P | WHT | 16 |  | AU1200:V+ | JB73 HPC PANEL
AF1203:COM | AF1204N | WHT | 16 |  | AF1204:COM | JB73 HPC PANEL
AF1203:V+ | AF1204P | WHT | 16 |  | AF1204:V+ | JB73 HPC PANEL
AF1204:COM | AF1205N | WHT | 16 |  | AF1205:COM | JB73 HPC PANEL
AF1204:V+ | AF1205P | WHT | 16 |  | AF1205:V+ | JB73 HPC PANEL
AF1205:COM | AF1206N | WHT | 16 |  | AF1206:COM | JB73 HPC PANEL
AF1205:V+ | AF1206P | WHT | 16 |  | AF1206:V+ | JB73 HPC PANEL
AF1206:COM | AF1207N | WHT | 16 |  | AF1207:COM | JB73 HPC PANEL
AF1206:V+ | AF1207P | WHT | 16 |  | AF1207:V+ | JB73 HPC PANEL
AF1207:COM | AF1208N | WHT | 16 |  | AF1208:COM | JB73 HPC PANEL
AF1207:V+ | AF1208P | WHT | 16 |  | AF1208:V+ | JB73 HPC PANEL
AF1208:COM | AF1209N | WHT | 16 |  | AF1209:COM | JB73 HPC PANEL
AF1208:V+ | AF1209P | WHT | 16 |  | AF1209:V+ | JB73 HPC PANEL
AF1209:COM | AF1210N | WHT | 16 |  | AF1210:COM | JB73 HPC PANEL
AF1209:V+ | AF1210P | WHT | 16 |  | AF1210:V+ | JB73 HPC PANEL
AF1210:COM | AF1211N | WHT | 16 |  | AF1211:COM | JB73 HPC PANEL
AF1210:V+ | AF1211P | WHT | 16 |  | AF1211:V+ | JB73 HPC PANEL
AU1200:COM | -0V | WHT | 16 |  | XT0120:2 | JB73 HPC PANEL
AU1200:V+ | FU0120 | WHT | 16 |  | FU0120:LD | JB73 HPC PANEL
XT0120:3 | -0V | WHT | 16 |  | XT0510:1 | JB73 HPC PANEL
XT0336:2 | -0V | WHT | 16 |  | XT0120:1 | JB73 HPC PANEL
FU0120:LI | FU0122 | WHT | 14 |  | FU0121:LI | JB73 HPC PANEL
FU0120:LI | FU0122 | WHT | 14 |  | FU0122:LD | JB73 HPC PANEL
FU0121:LI | FU0122 | WHT | 14 |  | FU0510:LI | JB73 HPC PANEL
FU0510:LI | FU0122 | WHT | 14 |  | XT0121:1 | JB73 HPC PANEL
XT0121:3 | -0V | WHT | 14 |  | XT0510:2 | JB73 HPC PANEL
FU0122:LI | FU0332 | WHT | 12 |  | XT0335:2 | JB73 HPC PANEL
FU0332:LD | FU0332 | WHT | 12 |  | XT0335:1 | JB73 HPC PANEL
AF1201:J | * |  |  |  | AF1202:P | JB73 HPC PANEL
AF1202:J | * |  |  |  | AF1203:P | JB73 HPC PANEL
AF1203:J | * |  |  |  | AF1204:P | JB73 HPC PANEL
AF1204:J | * |  |  |  | AF1205:P | JB73 HPC PANEL
AF1205:J | * |  |  |  | AF1206:P | JB73 HPC PANEL
XT0121:5 | SB0472AB211 | WHT | 20 |  | SB0472A:B2-11 | CONTROL,JB73;TT6
XT0121:6 | ESTOPA | WHT | 20 |  | SB0472A:B2-12 | CONTROL,JB73;TT6
XT0121:7 | SB0472AB111 | WHT | 20 |  | SB0472A:B1-11 | CONTROL,JB73;TT6
XT0121:8 | SB0472AB112 | WHT | 20 |  | SB0472A:B1-12 | CONTROL,JB73;TT6

## JB70 RIGHT RAIL_S
JB70 RIGHT RAIL
Project # | 4M576
Project Name | GREAT LAKES GAS TRANSMISSION^LIMITED PARTNERSHIP
Revision | B
Controls DE | MADDI, A.
Phone:
Controls ME
Phone:
From | [5 empty] | To
Device ID | Wire No. | Wire ID | Gauge/Size | Length | Device ID | Location | Bundle Name
XT0111:20 | SB0472AB211 | WHT | 20 |  | XT0111:23 | JB70 RIGHT RAIL
FU0291:LD | FU0291LD | WHT | 16 |  | UV0291:24V(+) | JB70 RIGHT RAIL
FU0291:LI | FU0136 | WHT | 16 |  | XT0111:27 | JB70 RIGHT RAIL
UV0291:OUT1(-) | UV0291NEG | WHT | 16 |  | XT0291:4 | JB70 RIGHT RAIL
UV0291:OUT1(+) | UV0291POS | WHT | 16 |  | XT0291:1 | JB70 RIGHT RAIL
UV0291:24V(-) | -0V | WHT | 14 |  | XT0111:28 | JB70 RIGHT RAIL
XT0111:1 | SH047111 | WHT | 20 |  | SH0471:11 | CONTROL,JB70;TT6
XT0111:10 | SH047014 | WHT | 20 |  | SH0470:14 | CONTROL,JB70;TT6
XT0111:11 | SH0470X2 | WHT | 20 |  | SH0470:X2 | CONTROL,JB70;TT6
XT0111:12 | SH0470X1 | WHT | 20 |  | SH0470:X1 | CONTROL,JB70;TT6
XT0111:13 | SH047211 | WHT | 20 |  | SH0472:11 | CONTROL,JB70;TT6
XT0111:14 | SH047212 | WHT | 20 |  | SH0472:12 | CONTROL,JB70;TT6
XT0111:15 | FU0139 | WHT | 20 |  | SH0472:13 | CONTROL,JB70;TT6
XT0111:16 | KA0241A1 | WHT | 20 |  | SH0472:14 | CONTROL,JB70;TT6
XT0111:17 | SH0472X2 | WHT | 20 |  | SH0472:X2 | CONTROL,JB70;TT6
XT0111:18 | SH0472X1 | WHT | 20 |  | SH0472:X1 | CONTROL,JB70;TT6
XT0111:19 | ESTOPB | WHT | 20 |  | SB0472:B1-11 | CONTROL,JB70;TT6
XT0111:2 | SH047112 | WHT | 20 |  | SH0471:12 | CONTROL,JB70;TT6
XT0111:20 | SB0472AB211 | WHT | 20 |  | SB0472:B1-12 | CONTROL,JB70;TT6
XT0111:25 | SB0472AB111 | WHT | 20 |  | SB0472:B2-12 | CONTROL,JB70;TT6
XT0111:28 | -0V | WHT | 14 |  | AT1100:NEG | CONTROL,JB70;TT6
XT0111:29 | SH112013 | WHT | 20 |  | SH1120:13 | CONTROL,JB70;TT6
XT0111:3 | SH047113 | WHT | 20 |  | SH0471:13 | CONTROL,JB70;TT6
XT0111:30 | SH112014 | WHT | 20 |  | SH1120:14 | CONTROL,JB70;TT6
XT0111:31 | SH112011 | WHT | 20 |  | SH1120:11 | CONTROL,JB70;TT6
XT0111:32 | SH112012 | WHT | 20 |  | SH1120:12 | CONTROL,JB70;TT6
XT0111:33 | SH1120X2 | WHT | 20 |  | SH1120:X2 | CONTROL,JB70;TT6
XT0111:34 | SH1120X1 | WHT | 20 |  | SH1120:X1 | CONTROL,JB70;TT6
XT0111:4 | SH047114 | WHT | 20 |  | SH0471:14 | CONTROL,JB70;TT6
XT0111:5 | SH0471X2 | WHT | 20 |  | SH0471:X2 | CONTROL,JB70;TT6
XT0111:6 | SH0471X1 | WHT | 20 |  | SH0471:X1 | CONTROL,JB70;TT6
XT0111:7 | SH047011 | WHT | 20 |  | SH0470:11 | CONTROL,JB70;TT6
XT0111:8 | SH047012 | WHT | 20 |  | SH0470:12 | CONTROL,JB70;TT6
XT0111:9 | SH047013 | WHT | 20 |  | SH0470:13 | CONTROL,JB70;TT6
XT0111:11 | SH0470X2 | WHT | 20 |  | AF0093:06 | JB70 PANEL A
XT0111:12 | SH0470X1 | WHT | 20 |  | AF0093:22 | JB70 PANEL A
XT0111:15 | FU0139 | WHT | 20 |  | XT0081:6 | JB70 PANEL A
XT0111:16 | KA0241A1 | WHT | 20 |  | XT0081:7 | JB70 PANEL A
XT0111:17 | SH0472X2 | WHT | 20 |  | AF0092:13 | JB70 PANEL A
XT0111:17 | SH0472X2 | WHT | 20 |  | KA0240:21 | JB70 PANEL A
XT0111:18 | SH0472X1 | WHT | 20 |  | AF0092:29 | JB70 PANEL A
XT0111:19 | ESTOPB | WHT | 20 |  | XT0089:3 | JB70 PANEL A
XT0111:21 | HA047202 | WHT | 20 |  | AF0092:12 | JB70 PANEL A
XT0111:22 | HA047201 | WHT | 20 |  | AF0092:28 | JB70 PANEL A
XT0111:24 | ESTOPA | WHT | 20 |  | XT0089:4 | JB70 PANEL A
XT0111:26 | SB0472AB112 | WHT | 20 |  | AF0081:04 | JB70 PANEL A
XT0111:27 | FU0136 | WHT | 14 |  | XT0002:6 | JB70 PANEL A
XT0111:28 | -0V | WHT | 14 |  | XT0003:6 | JB70 PANEL A
XT0111:29 | SH112013 | WHT | 20 |  | AF0087:42 | JB70 PANEL A
XT0111:3 | SH047113 | WHT | 20 |  | AF0087:32 | JB70 PANEL A
XT0111:30 | SH112014 | WHT | 20 |  | AF0087:10 | JB70 PANEL A
XT0111:4 | SH047114 | WHT | 20 |  | AF0087:00 | JB70 PANEL A
XT0111:5 | SH0471X2 | WHT | 20 |  | AF0093:15 | JB70 PANEL A
XT0111:6 | SH0471X1 | WHT | 20 |  | AF0093:31 | JB70 PANEL A
XT0111:7 | SH047011 | WHT | 20 |  | AF0087:33 | JB70 PANEL A
XT0111:8 | SH047012 | WHT | 20 |  | AF0087:01 | JB70 PANEL A
XT0111:27 | FU0136 | WHT | 16 |  | FU1100:LI | JB70 PANEL B
XT0111:33 | SH1120X2 | WHT | 20 |  | AF0076:05 | JB70 PANEL B
XT0111:34 | SH1120X1 | WHT | 20 |  | AF0076:21 | JB70 PANEL B
XT0291:3 | UV0291POS | WHT | 16 |  | FU1101:LI | JB70 PANEL B
XT0291:6 | UV0291NEG | WHT | 16 |  | BA1100:NEG | JB70 PANEL B

## JB70 PLC_S
JB70 PLC
Project # | 4M576
Project Name | GREAT LAKES GAS TRANSMISSION^LIMITED PARTNERSHIP
Revision | B
Controls DE | MADDI, A.
Phone:
Controls ME
Phone:
From | [5 empty] | To
Device ID | Wire No. | Wire ID | Gauge/Size | Length | Device ID | Location | Bundle Name
UV0600:(-) | -0V | WHT | 14 |  | XT0003:4 | JB70 PANEL A
UV0600:(+) | FU0010 | WHT | 14 |  | FU0010:LD | JB70 PANEL B

## JB70 PANEL B_S
JB70 PANEL B
Project # | 4M576
Project Name | GREAT LAKES GAS TRANSMISSION^LIMITED PARTNERSHIP
Revision | B
Controls DE | MADDI, A.
Phone:
Controls ME
Phone:
From | [5 empty] | To
Device ID | Wire No. | Wire ID | Gauge/Size | Length | Device ID | Location | Bundle Name
AF0076:12 | -007612 | WHT | 20 |  | XT0237:1 B2 | JB70 PANEL B
KA0221:A1 | -007602 | WHT | 20 |  | AF0076:02 | JB70 PANEL B
KA0221:A2 | -007618 | WHT | 20 |  | AF0076:18 | JB70 PANEL B
KA0222:14 | -006200 | WHT | 20 |  | AF0062:00 | JB70 PANEL B
KA0222:A1 | -007604 | WHT | 20 |  | AF0076:04 | JB70 PANEL B
KA0222:A2 | -007620 | WHT | 20 |  | AF0076:20 | JB70 PANEL B
KA0224:11 | KA022411 | WHT | 20 |  | XT0224:1 | JB70 PANEL B
KA0224:14 | KA022414 | WHT | 20 |  | XT0224:2 | JB70 PANEL B
KA0224:A1 | -007603 | WHT | 20 |  | AF0076:03 | JB70 PANEL B
KA0224:A2 | -007619 | WHT | 20 |  | AF0076:19 | JB70 PANEL B
KA0233:14 | -006102 | WHT | 20 |  | AF0061:02 | JB70 PANEL B
KA0233:A1 | KA0131A1 | WHT | 20 |  | KA0234:A1 | JB70 PANEL B
KA0233:A2 | KA0131A2 | WHT | 20 |  | KA0234:A2 | JB70 PANEL B
KA0234:14 | -006114 | WHT | 20 |  | AF0061:14 | JB70 PANEL B
KA1020:A1 | KA1020A1 | WHT | 20 |  | AF0076:08 | JB70 PANEL B
KA1020:A2 | KA1020A2 | WHT | 20 |  | AF0076:24 | JB70 PANEL B
PC0470:INP_A | -009312 | WHT | 20 |  | PC0470:INP_B | JB70 PANEL B
AF0061:COM | -0V | WHT | 16 |  | XT0060:2 | JB70 PANEL B
AF0061:V+ | FU0062 | WHT | 16 |  | FU0062:LD | JB70 PANEL B
AF0062:COM | -0V | WHT | 16 |  | XT0060:3 | JB70 PANEL B
AF0062:V+ | FU0063 | WHT | 16 |  | FU0063:LD | JB70 PANEL B
AF0063:COM | AF0063N | WHT | 16 |  | AF0064:COM | JB70 PANEL B
AF0063:COM | AU0060N | WHT | 16 |  | AU0060:COM | JB70 PANEL B
AF0063:V+ | AF0063P | WHT | 16 |  | AF0064:V+ | JB70 PANEL B
AF0063:V+ | AU0060P | WHT | 16 |  | AU0060:V+ | JB70 PANEL B
AF0064:COM | AF0064N | WHT | 16 |  | AF0065:COM | JB70 PANEL B
AF0064:V+ | AF0064P | WHT | 16 |  | AF0065:V+ | JB70 PANEL B
AF0065:COM | AF0065N | WHT | 16 |  | AF0066:COM | JB70 PANEL B
AF0065:V+ | AF0065P | WHT | 16 |  | AF0066:V+ | JB70 PANEL B
AF0066:COM | AF0066N | WHT | 16 |  | AF0068:COM | JB70 PANEL B
AF0066:V+ | AF0066P | WHT | 16 |  | AF0068:V+ | JB70 PANEL B
AF0067:COM | -0V | WHT | 16 |  | XT0060:3 | JB70 PANEL B
AF0067:V+ | FU0064 | WHT | 16 |  | FU0064:LD | JB70 PANEL B
AF0071:COM | AF0071N | WHT | 16 |  | AF0072:COM | JB70 PANEL B
AF0071:COM | AU0070N | WHT | 16 |  | AU0070:COM | JB70 PANEL B
AF0071:V+ | AF0071P | WHT | 16 |  | AF0072:V+ | JB70 PANEL B
AF0071:V+ | AU0070P | WHT | 16 |  | AU0070:V+ | JB70 PANEL B
AF0072:COM | AF0072N | WHT | 16 |  | AF0073:COM | JB70 PANEL B
AF0072:V+ | AF0072P | WHT | 16 |  | AF0073:V+ | JB70 PANEL B
AF0073:COM | AF0073N | WHT | 16 |  | AF0074:COM | JB70 PANEL B
AF0073:V+ | AF0073P | WHT | 16 |  | AF0074:V+ | JB70 PANEL B
AF0074:COM | AF0074N | WHT | 16 |  | AF0075:COM | JB70 PANEL B
AF0074:V+ | AF0074P | WHT | 16 |  | AF0075:V+ | JB70 PANEL B
AF0075:COM | AF0075N | WHT | 16 |  | AF0077:COM | JB70 PANEL B
AF0075:V+ | AF0075P | WHT | 16 |  | AF0077:V+ | JB70 PANEL B
AF0076:COM | -0V | WHT | 16 |  | XT0060:4 | JB70 PANEL B
AF0076:V+ | FU0076 | WHT | 16 |  | FU0076:LD | JB70 PANEL B
AF0410:53 | -0V | WHT | 16 |  | XT0401:2 | JB70 PANEL B
AF0410:54 | -0V | WHT | 16 |  | AF0420:53 | JB70 PANEL B
AF0410:55 | FU0410 | WHT | 16 |  | FU0410:LD | JB70 PANEL B
AF0410:56 | FU0410 | WHT | 16 |  | AF0420:55 | JB70 PANEL B
AF0420:54 | -0V | WHT | 16 |  | AF0430:53 | JB70 PANEL B
AF0420:56 | FU0410 | WHT | 16 |  | AF0430:55 | JB70 PANEL B
AF0430:54 | -0V | WHT | 16 |  | AF0450:53 | JB70 PANEL B
AF0430:56 | FU0410 | WHT | 16 |  | AF0450:55 | JB70 PANEL B
AU0060:COM | -0V | WHT | 16 |  | XT0060:2 | JB70 PANEL B
AU0060:V+ | FU0061 | WHT | 16 |  | FU0061:LD | JB70 PANEL B
AU0070:COM | -0V | WHT | 16 |  | XT0060:4 | JB70 PANEL B
AU0070:V+ | FU0070 | WHT | 16 |  | FU0070:LD | JB70 PANEL B
BA0001:V1(-) | -0V | WHT | 16 |  | XT0051:5 | JB70 PANEL B
BA0001:V1(+) | FU0021 | WHT | 16 |  | FU0021:LD | JB70 PANEL B
BA0002:V1(-) | -0V | WHT | 16 |  | XT0051:6 | JB70 PANEL B
BA0002:V1(+) | FU0022 | WHT | 16 |  | FU0022:LD | JB70 PANEL B
BA0009:V1(-) | -0V | WHT | 16 |  | XT0051:7 | JB70 PANEL B
BA0009:V1(+) | FU0029 | WHT | 16 |  | FU0029:LD | JB70 PANEL B
BA1100:POS | FU1101LD | WHT | 16 |  | FU1101:LD | JB70 PANEL B
FU0021:LI | FU0136 | WHT | 16 |  | XT0051:1 | JB70 PANEL B
FU0022:LI | FU0136 | WHT | 16 |  | XT0051:2 | JB70 PANEL B
FU0029:LI | FU0136 | WHT | 16 |  | XT0051:3 | JB70 PANEL B
KA1020:14 | FU0100 | WHT | 16 |  | FU0100:LD | JB70 PANEL B
KA1020:24 | -0V | WHT | 16 |  | XT0062:2 | JB70 PANEL B
AT0680:NEG | -0V | WHT | 14 |  | XT0680:2 | JB70 PANEL B
AT0680:POS | AT0680POS | WHT | 14 |  | XT0680:1 | JB70 PANEL B
FU0061:LI | FU0060 | WHT | 14 |  | FU0060:LD | JB70 PANEL B
FU0061:LI | FU0060 | WHT | 14 |  | FU0062:LI | JB70 PANEL B
FU0062:LI | FU0060 | WHT | 14 |  | FU0063:LI | JB70 PANEL B
FU0063:LI | FU0060 | WHT | 14 |  | FU0064:LI | JB70 PANEL B
FU0064:LI | FU0060 | WHT | 14 |  | FU0070:LI | JB70 PANEL B
FU0070:LI | FU0060 | WHT | 14 |  | FU0076:LI | JB70 PANEL B
FU0680:LD | AT0680POS | WHT | 14 |  | XT0680:1 | JB70 PANEL B
FU0680:LI | FU0136 | WHT | 14 |  | XT0051:4 | JB70 PANEL B
XT0062:2 | -0V | WHT | 14 |  | XT0060:1 | JB70 PANEL B
XT0680:2 | -0V | WHT | 14 |  | XT0051:8 | JB70 PANEL B
FU0060:LI | FU0210 | WHT | 12 |  | FU0100:LI | JB70 PANEL B
FU0060:LI | FU0210 | WHT | 12 |  | FU0210:LD | JB70 PANEL B
FU0100:LI | FU0210 | WHT | 12 |  | FU0113:LI | JB70 PANEL B
FU0113:LI | FU0210 | WHT | 12 |  | FU0114:LI | JB70 PANEL B
FU0114:LI | FU0210 | WHT | 12 |  | FU0115:LI | JB70 PANEL B
FU0115:LI | FU0210 | WHT | 12 |  | FU0212:LD | JB70 PANEL B
AF0061:J | * |  |  |  | AF0062:P | JB70 PANEL B
AF0062:J | * |  |  |  | AF0063:P | JB70 PANEL B
AF0063:J | * |  |  |  | AF0064:P | JB70 PANEL B
AF0064:J | * |  |  |  | AF0065:P | JB70 PANEL B
AF0065:J | * |  |  |  | AF0066:P | JB70 PANEL B
AF0066:J | * |  |  |  | AF0067:P | JB70 PANEL B
AF0067:J | * |  |  |  | AF0068:P | JB70 PANEL B
AF0071:J | * |  |  |  | AF0072:P | JB70 PANEL B
AF0072:J | * |  |  |  | AF0073:P | JB70 PANEL B
AF0073:J | * |  |  |  | AF0074:P | JB70 PANEL B
AF0074:J | * |  |  |  | AF0075:P | JB70 PANEL B
AF0075:J | * |  |  |  | AF0076:P | JB70 PANEL B
AF0076:J | * |  |  |  | AF0077:P | JB70 PANEL B
FU1100:LD | FU1100 | WHT | 14 |  | AT1100:POS | CONTROL,JB70;TT6
AF0062:02 | -006202 | WHT | 20 |  | KA6310:A1 | JB70 PANEL A
AF0062:18 | -006218 | WHT | 20 |  | KA6310:A2 | JB70 PANEL A
AF0067:12 | KA0134A1 | WHT | 20 |  | KA0134:A1 | JB70 PANEL A
AF0074:05 | -007405 | WHT | 20 |  | XT0089:18 | JB70 PANEL A
AF0074:21 | -0V | WHT | 20 |  | XT0089:19 | JB70 PANEL A
AF0076:00 | KA023514 | WHT | 20 |  | KA0235:14 | JB70 PANEL A
AF0076:01 | KA023714 | WHT | 20 |  | KA0237:14 | JB70 PANEL A
AF0076:10 | KT014615 | WHT | 20 |  | KT0146:15 | JB70 PANEL A
AF0076:11 | UA1200J14 | WHT | 20 |  | UA1200:J1-4 | JB70 PANEL A
AF0076:13 | KT0146B1 | WHT | 20 |  | KT0146:B1 | JB70 PANEL A
AF0076:29 | KT0146A2 | WHT | 20 |  | KT0146:A2 | JB70 PANEL A
FU0010:LI | FU0136 | WHT | 14 |  | XT0002:4 | JB70 PANEL A
FU0210:LI | FU0136 | WHT | 14 |  | XT0002:1 | JB70 PANEL A
FU0212:LI | FU0212 | WHT | 16 |  | KA0239:21 | JB70 PANEL A
FU0410:LI | FU0136 | WHT | 14 |  | XT0002:3 | JB70 PANEL A
KA0221:11 | -023524 | WHT | 20 |  | KA0235:24 | JB70 PANEL A
KA0221:14 | -009502 | WHT | 20 |  | AF0095:02 | JB70 PANEL A
KA0222:11 | -023724 | WHT | 20 |  | KA0237:24 | JB70 PANEL A
KA0233:A1 | KA0131A1 | WHT | 20 |  | KA0232:A1 | JB70 PANEL A
KA0233:A2 | KA0131A2 | WHT | 20 |  | KA0232:A2 | JB70 PANEL A
KA0234:A1 | KA0131A1 | WHT | 20 |  | XT0089:8 | JB70 PANEL A
PC0470:+PWR | -009344 | WHT | 20 |  | AF0093:44 | JB70 PANEL A
PC0470:INP_A | -009312 | WHT | 20 |  | AF0093:12 | JB70 PANEL A
PC0470:-PWR | -009328 | WHT | 20 |  | AF0093:28 | JB70 PANEL A
XT0051:1 | FU0136 | WHT | 14 |  | XT0002:7 | JB70 PANEL A
XT0051:5 | -0V | WHT | 14 |  | XT0003:7 | JB70 PANEL A
XT0062:1 | -0V | WHT | 14 |  | XT0003:1 | JB70 PANEL A
XT0237:1 B1 | UA1200J15 | WHT | 20 |  | UA1200:J1-5 | JB70 PANEL A
XT0237:1 T2 | KA024221 | WHT | 20 |  | KA0242:21 | JB70 PANEL A
XT0401:1 | -0V | WHT | 14 |  | XT0003:3 | JB70 PANEL A
FU0010:LD | FU0010 | WHT | 14 |  | UV0600:(+) | JB70 PLC
AF0076:05 | SH1120X2 | WHT | 20 |  | XT0111:33 | JB70 RIGHT RAIL
AF0076:21 | SH1120X1 | WHT | 20 |  | XT0111:34 | JB70 RIGHT RAIL
BA1100:NEG | UV0291NEG | WHT | 16 |  | XT0291:6 | JB70 RIGHT RAIL
FU1100:LI | FU0136 | WHT | 16 |  | XT0111:27 | JB70 RIGHT RAIL
FU1101:LI | UV0291POS | WHT | 16 |  | XT0291:3 | JB70 RIGHT RAIL

## JB70 PANEL A_S
JB70 PANEL A
Project # | 4M576
Project Name | GREAT LAKES GAS TRANSMISSION^LIMITED PARTNERSHIP
Revision | B
Controls DE | MADDI, A.
Phone:
Controls ME
Phone:
From | [5 empty] | To
Device ID | Wire No. | Wire ID | Gauge/Size | Length | Device ID | Location | Bundle Name
AF0081:00 | UA1200J21 | WHT | 20 |  | XT0089:20 | JB70 PANEL A
AF0081:19 | UA1200J27 | WHT | 20 |  | UA1200:J2-7 | JB70 PANEL A
AF0091:09 | UJ0131OK2 | WHT | 20 |  | UJ0131:OK2 | JB70 PANEL A
AF0091:41 | UJ0131OK1 | WHT | 20 |  | UJ0131:OK1 | JB70 PANEL A
AF0094:04 | UJ0131VIN | WHT | 20 |  | UJ0131:VIN | JB70 PANEL A
AF0094:05 | -0V | WHT | 20 |  | XT0082:5 | JB70 PANEL A
AF0094:06 | UJ0131IOUT | WHT | 20 |  | UJ0131:IOUT | JB70 PANEL A
AF0094:07 | -0V | WHT | 20 |  | XT0082:5 | JB70 PANEL A
KA0130:14 | KA013014 | WHT | 20 |  | AF0081:03 | JB70 PANEL A
KA0130:A1 | KA0130A1 | WHT | 20 |  | AF0081:35 | JB70 PANEL A
KA0130:A1 | KA0130A1 | WHT | 20 |  | KA0130:11 | JB70 PANEL A
KA0130:A2 | UA1200J26 | WHT | 20 |  | UA1200:J2-6 | JB70 PANEL A
KA0131:11 | KA0135A1 | WHT | 20 |  | KA0135:A1 | JB70 PANEL A
KA0131:12 | KA013112 | WHT | 20 |  | KA0137:24 | JB70 PANEL A
KA0131:14 | KA013114 | WHT | 20 |  | AF0092:06 | JB70 PANEL A
KA0131:A1 | KA0131A1 | WHT | 20 |  | KA0132:A1 | JB70 PANEL A
KA0131:A1 | KA0131A1 | WHT | 20 |  | KA0242:14 | JB70 PANEL A
KA0131:A2 | KA0131A2 | WHT | 20 |  | AF0081:24 | JB70 PANEL A
KA0131:A2 | KA0131A2 | WHT | 20 |  | KA0132:A2 | JB70 PANEL A
KA0132:11 | FU0139 | WHT | 20 |  | KA0133:11 | JB70 PANEL A
KA0132:11 | FU0139 | WHT | 20 |  | XT0081:1 | JB70 PANEL A
KA0132:12 | KT014315 | WHT | 20 |  | KA0133:12 | JB70 PANEL A
KA0132:21 | KA0138A1 | WHT | 20 |  | KA0138:A1 | JB70 PANEL A
KA0132:24 | KA013224 | WHT | 20 |  | KA0134:14 | JB70 PANEL A
KA0132:A1 | KA0131A1 | WHT | 20 |  | KA0141:A1 | JB70 PANEL A
KA0132:A2 | KA0131A2 | WHT | 20 |  | KA0141:A2 | JB70 PANEL A
KA0133:A1 | KA0133A1 | WHT | 20 |  | AF0092:02 | JB70 PANEL A
KA0133:A2 | -0V | WHT | 20 |  | KA0136:A2 | JB70 PANEL A
KA0134:11 | FU0139 | WHT | 20 |  | KA0136:11 | JB70 PANEL A
KA0134:A1 | KA0134A1 | WHT | 20 |  | AF0091:12 | JB70 PANEL A
KA0135:A1 | KA0135A1 | WHT | 20 |  | XT0089:23 | JB70 PANEL A
KA0135:A2 | -0V | WHT | 20 |  | KA0137:A2 | JB70 PANEL A
KA0136:14 | KA013821 | WHT | 20 |  | KA0138:21 | JB70 PANEL A
KA0136:21 | KA013621 | WHT | 20 |  | AF0087:43 | JB70 PANEL A
KA0136:24 | KA013624 | WHT | 20 |  | AF0087:11 | JB70 PANEL A
KA0136:A1 | PS32002 | WHT | 20 |  | XT0089:14 | JB70 PANEL A
KA0136:A2 | -0V | WHT | 20 |  | KA0138:A2 | JB70 PANEL A
KA0137:21 | FU0139 | WHT | 20 |  | KA0244:11 | JB70 PANEL A
KA0137:24 | KA013112 | WHT | 20 |  | AF0087:09 | JB70 PANEL A
KA0138:11 | KM3170EP | WHT | 20 |  | XT0080:9 | JB70 PANEL A
KA0141:11 | KA014111 | WHT | 20 |  | AF0091:39 | JB70 PANEL A
KA0141:14 | KA014114 | WHT | 20 |  | AF0091:07 | JB70 PANEL A
KA0141:21 | KT0146A1 | WHT | 20 |  | KA0241:21 | JB70 PANEL A
KA0141:24 | KA014124 | WHT | 20 |  | AF0081:40 | JB70 PANEL A
KA0141:24 | KA014124 | WHT | 20 |  | KA0241:24 | JB70 PANEL A
KA0141:A1 | KA0131A1 | WHT | 20 |  | KA0230:A1 | JB70 PANEL A
KA0141:A2 | KA0131A2 | WHT | 20 |  | KA0230:A2 | JB70 PANEL A
KA0230:A1 | KA0131A1 | WHT | 20 |  | KA0231:A1 | JB70 PANEL A
KA0230:A2 | KA0131A2 | WHT | 20 |  | KA0231:A2 | JB70 PANEL A
KA0231:24 | KA023124 | WHT | 20 |  | KA0245:21 | JB70 PANEL A
KA0231:A1 | KA0131A1 | WHT | 20 |  | KA0232:A1 | JB70 PANEL A
KA0231:A2 | KA0131A2 | WHT | 20 |  | KA0232:A2 | JB70 PANEL A
KA0235:A1 | ESTOP | WHT | 20 |  | KA0236:A1 | JB70 PANEL A
KA0235:A1 | ESTOP | WHT | 20 |  | XT0089:5 | JB70 PANEL A
KA0235:A2 | -0V | WHT | 20 |  | KA0236:A2 | JB70 PANEL A
KA0235:A2 | -0V | WHT | 20 |  | KA0242:A2 | JB70 PANEL A
KA0236:11 | FU0139 | WHT | 20 |  | XT0081:5 | JB70 PANEL A
KA0236:21 | UA1200J21 | WHT | 20 |  | KA0241:11 | JB70 PANEL A
KA0236:24 | KA024114 | WHT | 20 |  | KA0241:14 | JB70 PANEL A
KA0236:A1 | ESTOP | WHT | 20 |  | KA0237:A1 | JB70 PANEL A
KA0236:A2 | -0V | WHT | 20 |  | KA0237:A2 | JB70 PANEL A
KA0237:A1 | ESTOP | WHT | 20 |  | KA0239:A1 | JB70 PANEL A
KA0237:A2 | -0V | WHT | 20 |  | KA0239:A2 | JB70 PANEL A
KA0239:11 | KA023911 | WHT | 20 |  | AF0081:41 | JB70 PANEL A
KA0239:14 | KA023914 | WHT | 20 |  | AF0081:09 | JB70 PANEL A
KA0239:22 | KA024224 | WHT | 20 |  | KA0242:24 | JB70 PANEL A
KA0239:A1 | ESTOP | WHT | 20 |  | KA0240:A1 | JB70 PANEL A
KA0239:A2 | -0V | WHT | 20 |  | KA0240:A2 | JB70 PANEL A
KA0240:11 | PS32004 | WHT | 20 |  | XT0089:15 | JB70 PANEL A
KA0240:14 | UF1300 | WHT | 20 |  | XT0084:1 | JB70 PANEL A
KA0240:22 | KA024022 | WHT | 20 |  | AF0092:45 | JB70 PANEL A
KA0240:A1 | ESTOP | WHT | 20 |  | KA0251:A1 | JB70 PANEL A
KA0240:A2 | -0V | WHT | 20 |  | KA0251:A2 | JB70 PANEL A
KA0241:11 | UA1200J21 | WHT | 20 |  | XT0089:20 | JB70 PANEL A
KA0241:14 | KA024114 | WHT | 20 |  | KA0231:21 | JB70 PANEL A
KA0241:A1 | KA0241A1 | WHT | 20 |  | KA0242:A1 | JB70 PANEL A
KA0241:A1 | KA0241A1 | WHT | 20 |  | XT0081:7 | JB70 PANEL A
KA0241:A2 | -0V | WHT | 20 |  | KA0242:A2 | JB70 PANEL A
KA0241:A2 | -0V | WHT | 20 |  | XT0080:8 | JB70 PANEL A
KA0242:11 | KT014618 | WHT | 20 |  | KA0231:11 | JB70 PANEL A
KA0242:14 | KA0131A1 | WHT | 20 |  | KA0231:14 | JB70 PANEL A
KA0243:11 | KA024311 | WHT | 20 |  | AF0081:33 | JB70 PANEL A
KA0243:14 | KA024314 | WHT | 20 |  | AF0081:01 | JB70 PANEL A
KA0243:21 | KA024524 | WHT | 20 |  | KA0245:24 | JB70 PANEL A
KA0243:24 | ESTOPD | WHT | 20 |  | XT0089:1 | JB70 PANEL A
KA0243:A1 | KA9982C | WHT | 20 |  | KA0244:A1 | JB70 PANEL A
KA0243:A1 | KA9982C | WHT | 20 |  | XT0089:10 | JB70 PANEL A
KA0243:A2 | -0V | WHT | 20 |  | KA0244:A2 | JB70 PANEL A
KA0243:A2 | -0V | WHT | 20 |  | XT0080:7 | JB70 PANEL A
KA0244:11 | FU0139 | WHT | 20 |  | XT0081:2 | JB70 PANEL A
KA0244:A2 | -0V | WHT | 20 |  | KA0245:A2 | JB70 PANEL A
KA0245:11 | KA024511 | WHT | 20 |  | AF0081:34 | JB70 PANEL A
KA0245:14 | KA024514 | WHT | 20 |  | AF0081:02 | JB70 PANEL A
KA0245:A1 | KA9984C | WHT | 20 |  | XT0089:11 | JB70 PANEL A
KA0251:A1 | ESTOP | WHT | 20 |  | XT0089:6 | JB70 PANEL A
KA2160:A1 | KA2160A1 | WHT | 20 |  | AF0092:04 | JB70 PANEL A
KA2160:A2 | KA2160A2 | WHT | 20 |  | AF0092:20 | JB70 PANEL A
KA2161:A1 | KA2161A1 | WHT | 20 |  | AF0092:07 | JB70 PANEL A
KA2161:A2 | KA2161A2 | WHT | 20 |  | AF0092:23 | JB70 PANEL A
KA3103:A1 | KA3103A1 | WHT | 20 |  | AF0092:08 | JB70 PANEL A
KA3103:A2 | KA3103A2 | WHT | 20 |  | AF0092:24 | JB70 PANEL A
KA3220:A1 | KA3220A1 | WHT | 20 |  | AF0093:01 | JB70 PANEL A
KA3220:A2 | KA3220A2 | WHT | 20 |  | AF0093:17 | JB70 PANEL A
KT0140:15 | FU0139 | WHT | 20 |  | KA0137:11 | JB70 PANEL A
KT0140:16 | KT014115 | WHT | 20 |  | KT0141:15 | JB70 PANEL A
KT0140:18 | KT0143A1 | WHT | 20 |  | KT0143:A1 | JB70 PANEL A
KT0140:A1 | KT0140A1 | WHT | 20 |  | KT0143:16 | JB70 PANEL A
KT0140:A2 | -0V | WHT | 20 |  | KT0141:A2 | JB70 PANEL A
KT0140:A2 | -0V | WHT | 20 |  | XT0080:5 | JB70 PANEL A
KT0141:18 | KA013222 | WHT | 20 |  | KA0132:22 | JB70 PANEL A
KT0141:18 | KA013222 | WHT | 20 |  | KA0137:14 | JB70 PANEL A
KT0141:A1 | KT014315 | WHT | 20 |  | KT0142:A1 | JB70 PANEL A
KT0141:A1 | KT014315 | WHT | 20 |  | KT0143:15 | JB70 PANEL A
KT0141:A2 | -0V | WHT | 20 |  | KT0142:A2 | JB70 PANEL A
KT0142:15 | FU0139 | WHT | 20 |  | KA0137:21 | JB70 PANEL A
KT0142:15 | FU0139 | WHT | 20 |  | KT0145:15 | JB70 PANEL A
KT0142:A1 | KT014315 | WHT | 20 |  | KA0132:12 | JB70 PANEL A
KT0142:A2 | -0V | WHT | 20 |  | KT0144:A2 | JB70 PANEL A
KT0143:A2 | -0V | WHT | 20 |  | KA0134:A2 | JB70 PANEL A
KT0143:A2 | -0V | WHT | 20 |  | KA0138:A2 | JB70 PANEL A
KT0144:15 | FU0139 | WHT | 20 |  | KA0134:11 | JB70 PANEL A
KT0144:15 | FU0139 | WHT | 20 |  | KA0137:11 | JB70 PANEL A
KT0144:18 | KA013222 | WHT | 20 |  | KA0137:14 | JB70 PANEL A
KT0144:A1 | FU0139 | WHT | 20 |  | KA0133:11 | JB70 PANEL A
KT0144:A1 | FU0139 | WHT | 20 |  | KA0136:11 | JB70 PANEL A
KT0144:A2 | -0V | WHT | 20 |  | KA0133:A2 | JB70 PANEL A
KT0144:B1 | KT0144B1 | WHT | 20 |  | KA0138:24 | JB70 PANEL A
KT0145:18 | KA0137A1 | WHT | 20 |  | KA0137:A1 | JB70 PANEL A
KT0145:18 | KA0137A1 | WHT | 20 |  | KT0142:18 | JB70 PANEL A
KT0145:A1 | KT0145A1 | WHT | 20 |  | KA0244:12 | JB70 PANEL A
KT0145:A2 | -0V | WHT | 20 |  | KA0135:A2 | JB70 PANEL A
KT0145:A2 | -0V | WHT | 20 |  | XT0080:6 | JB70 PANEL A
KT0146:18 | KT014618 | WHT | 20 |  | AF0081:08 | JB70 PANEL A
KT0146:18 | KT014618 | WHT | 20 |  | KA0242:11 | JB70 PANEL A
KT0146:A1 | KT0146A1 | WHT | 20 |  | KA0141:21 | JB70 PANEL A
UA1200:J1-10 | FU0389 | WHT | 20 |  | XT0089:21 | JB70 PANEL A
UA1200:J1-8 | UA1200J | WHT | 20 |  | UA1200:J3-5 | JB70 PANEL A
UA1200:J2-1 | UA1200J21 | WHT | 20 |  | XT0089:20 | JB70 PANEL A
UA1200:J2-2 | FU0389 | WHT | 20 |  | XT0089:21 | JB70 PANEL A
XT0081:3 | FU0139 | WHT | 20 |  | XT0089:12 | JB70 PANEL A
XT0082:2 | -0V | WHT | 20 |  | XT0080:5 | JB70 PANEL A
XT0089:13 | FU0139 | WHT | 20 |  | XT0081:4 | JB70 PANEL A
AF0081:COM | AF0081N | WHT | 16 |  | AF0082:COM | JB70 PANEL A
AF0081:COM | AU0080N | WHT | 16 |  | AU0080:COM | JB70 PANEL A
AF0081:V+ | AF0081P | WHT | 16 |  | AF0082:V+ | JB70 PANEL A
AF0081:V+ | AU0080P | WHT | 16 |  | AU0080:V+ | JB70 PANEL A
AF0082:COM | AF0082N | WHT | 16 |  | AF0083:COM | JB70 PANEL A
AF0082:V+ | AF0082P | WHT | 16 |  | AF0083:V+ | JB70 PANEL A
AF0083:COM | AF0083N | WHT | 16 |  | AF0084:COM | JB70 PANEL A
AF0083:V+ | AF0083P | WHT | 16 |  | AF0084:V+ | JB70 PANEL A
AF0084:COM | AF0084N | WHT | 16 |  | AF0085:COM | JB70 PANEL A
AF0084:V+ | AF0084P | WHT | 16 |  | AF0085:V+ | JB70 PANEL A
AF0085:COM | AF0085N | WHT | 16 |  | AF0086:COM | JB70 PANEL A
AF0085:V+ | AF0085P | WHT | 16 |  | AF0086:V+ | JB70 PANEL A
AF0086:COM | AF0086N | WHT | 16 |  | AF0087:COM | JB70 PANEL A
AF0086:V+ | AF0086P | WHT | 16 |  | AF0087:V+ | JB70 PANEL A
AF0091:COM | AF0091N | WHT | 16 |  | AF0094:COM | JB70 PANEL A
AF0091:COM | AU0090N | WHT | 16 |  | AU0090:COM | JB70 PANEL A
AF0091:V+ | AF0091P | WHT | 16 |  | AF0094:V+ | JB70 PANEL A
AF0091:V+ | AU0090P | WHT | 16 |  | AU0090:V+ | JB70 PANEL A
AF0092:COM | -0V | WHT | 16 |  | XT0080:2 | JB70 PANEL A
AF0092:V+ | FU0091 | WHT | 16 |  | FU0091:LD | JB70 PANEL A
AF0093:COM | -0V | WHT | 16 |  | XT0080:3 | JB70 PANEL A
AF0093:V+ | FU0092 | WHT | 16 |  | FU0092:LD | JB70 PANEL A
AF0095:COM | AF0095N | WHT | 16 |  | AF0096:COM | JB70 PANEL A
AF0095:COM | -0V | WHT | 16 |  | XT0080:4 | JB70 PANEL A
AF0095:V+ | AF0095P | WHT | 16 |  | AF0096:V+ | JB70 PANEL A
AF0095:V+ | FU0093 | WHT | 16 |  | FU0093:LD | JB70 PANEL A
AF0096:COM | AF0096N | WHT | 16 |  | AF0097:COM | JB70 PANEL A
AF0096:V+ | AF0096P | WHT | 16 |  | AF0097:V+ | JB70 PANEL A
AU0080:COM | -0V | WHT | 16 |  | XT0080:1 | JB70 PANEL A
AU0080:V+ | FU0081 | WHT | 16 |  | FU0081:LD | JB70 PANEL A
AU0090:COM | -0V | WHT | 16 |  | XT0080:2 | JB70 PANEL A
AU0090:V+ | FU0090 | WHT | 16 |  | FU0090:LD | JB70 PANEL A
FU0139:LD | FU0139 | WHT | 16 |  | XT0081:1 | JB70 PANEL A
KA0138:14 | FU0388 | WHT | 16 |  | FU0388:LD | JB70 PANEL A
FU0081:LI | FU0080 | WHT | 14 |  | FU0080:LD | JB70 PANEL A
FU0081:LI | FU0080 | WHT | 14 |  | FU0090:LI | JB70 PANEL A
FU0090:LI | FU0080 | WHT | 14 |  | FU0091:LI | JB70 PANEL A
FU0091:LI | FU0080 | WHT | 14 |  | FU0092:LI | JB70 PANEL A
FU0092:LI | FU0080 | WHT | 14 |  | FU0093:LI | JB70 PANEL A
FU0093:LI | FU0080 | WHT | 14 |  | FU0094:LI | JB70 PANEL A
FU0137:LI | FU0136 | WHT | 14 |  | XT0002:2 | JB70 PANEL A
UA1200:J1-9 | -0V | WHT | 14 |  | XT0089:22 | JB70 PANEL A
XT0003:5 | -0V | WHT | 14 |  | XT0089:19 | JB70 PANEL A
XT0080:1 | -0V | WHT | 14 |  | XT0082:2 | JB70 PANEL A
FU0011:LD | UJ0131P | WHT | 12 |  | UJ0131:+ | JB70 PANEL A
FU0080:LI | FU0137 | WHT | 12 |  | FU0137:LD | JB70 PANEL A
FU0080:LI | FU0137 | WHT | 12 |  | FU0139:LI | JB70 PANEL A
FU0139:LI | FU0137 | WHT | 12 |  | FU0387:LI | JB70 PANEL A
FU0387:LI | FU0137 | WHT | 12 |  | FU0388:LI | JB70 PANEL A
FU0388:LI | FU0137 | WHT | 12 |  | FU0389:LI | JB70 PANEL A
FU0389:LD | FU0389 | WHT | 12 |  | XT0089:21 | JB70 PANEL A
UJ0131:- | -521NEG | WHT | 12 |  | XT0011:1 | JB70 PANEL A
XT0002:5 | FU0136 | WHT | 12 |  | XT0089:17 | JB70 PANEL A
XT0003:2 | -0V | WHT | 12 |  | XT0082:1 | JB70 PANEL A
XT0082:4 | -0V | WHT | 12 |  | XT0089:22 | JB70 PANEL A
AF0081:J | * |  |  |  | AF0082:P | JB70 PANEL A
AF0082:J | * |  |  |  | AF0083:P | JB70 PANEL A
AF0084:J | * |  |  |  | AF0085:P | JB70 PANEL A
AF0085:J | * |  |  |  | AF0086:P | JB70 PANEL A
AF0086:J | * |  |  |  | AF0087:P | JB70 PANEL A
AF0091:J | * |  |  |  | AF0092:P | JB70 PANEL A
AF0092:J | * |  |  |  | AF0093:P | JB70 PANEL A
AF0093:J | * |  |  |  | AF0094:P | JB70 PANEL A
AF0094:J | * |  |  |  | AF0095:P | JB70 PANEL A
AF0095:J | * |  |  |  | AF0096:P | JB70 PANEL A
AF0096:J | * |  |  |  | AF0097:P | JB70 PANEL A
FU0012:LI | -523POS | --- | BUS |  | FU0013:LI | JB70 PANEL A
FU0012:LI | -523POS | --- | BUS |  | XT0014:1 | JB70 PANEL A
FU0013:LI | -523POS | --- | BUS |  | FU0014:LI | JB70 PANEL A
FU0014:LI | -523POS | --- | BUS |  | FU0015:LI | JB70 PANEL A
FU0015:LI | -523POS | --- | BUS |  | FU0016:LI | JB70 PANEL A
FU0016:LI | -523POS | --- | BUS |  | FU0017:LI | JB70 PANEL A
FU0017:LI | -523POS | --- | BUS |  | FU0018:LI | JB70 PANEL A
AF0081:36 | SB0472B211 | WHT | 20 |  | SB0472:B2-11 | CONTROL,JB70;TT6
AF0087:02 | SB047112 | WHT | 20 |  | SB0471:12 | CONTROL,JB70;TT6
AF0087:03 | SB047314 | WHT | 20 |  | SB0473:14 | CONTROL,JB70;TT6
AF0087:04 | SB047414 | WHT | 20 |  | SB0474:14 | CONTROL,JB70;TT6
AF0087:05 | SA047312 | WHT | 20 |  | SA0473:12 | CONTROL,JB70;TT6
AF0087:06 | SA047314 | WHT | 20 |  | SA0473:14 | CONTROL,JB70;TT6
AF0087:07 | SA0471B214 | WHT | 20 |  | SA0471:B2-14 | CONTROL,JB70;TT6
AF0087:08 | SA0471B114 | WHT | 20 |  | SA0471:B1-14 | CONTROL,JB70;TT6
AF0087:12 | SA0474B214 | WHT | 20 |  | SA0474:B2-14 | CONTROL,JB70;TT6
AF0087:13 | SA0474B114 | WHT | 20 |  | SA0474:B1-14 | CONTROL,JB70;TT6
AF0087:34 | SB047111 | WHT | 20 |  | SB0471:11 | CONTROL,JB70;TT6
AF0087:35 | SB047313 | WHT | 20 |  | SB0473:13 | CONTROL,JB70;TT6
AF0087:36 | SB047413 | WHT | 20 |  | SB0474:13 | CONTROL,JB70;TT6
AF0087:37 | SA047311 | WHT | 20 |  | SA0473:11 | CONTROL,JB70;TT6
AF0087:38 | SA047313 | WHT | 20 |  | SA0473:13 | CONTROL,JB70;TT6
AF0087:39 | SA0471B213 | WHT | 20 |  | SA0471:B2-13 | CONTROL,JB70;TT6
AF0087:40 | SA0471B113 | WHT | 20 |  | SA0471:B1-13 | CONTROL,JB70;TT6
AF0087:44 | SA0474B213 | WHT | 20 |  | SA0474:B2-13 | CONTROL,JB70;TT6
AF0087:45 | SA0474B113 | WHT | 20 |  | SA0474:B1-13 | CONTROL,JB70;TT6
AF0093:12 | -009312 | WHT | 20 |  | PC0470:INP_A | JB70 PANEL B
AF0093:28 | -009328 | WHT | 20 |  | PC0470:-PWR | JB70 PANEL B
AF0093:44 | -009344 | WHT | 20 |  | PC0470:+PWR | JB70 PANEL B
AF0095:02 | -009502 | WHT | 20 |  | KA0221:14 | JB70 PANEL B
KA0134:A1 | KA0134A1 | WHT | 20 |  | AF0067:12 | JB70 PANEL B
KA0232:A1 | KA0131A1 | WHT | 20 |  | KA0233:A1 | JB70 PANEL B
KA0232:A2 | KA0131A2 | WHT | 20 |  | KA0233:A2 | JB70 PANEL B
KA0235:14 | KA023514 | WHT | 20 |  | AF0076:00 | JB70 PANEL B
KA0235:24 | -023524 | WHT | 20 |  | KA0221:11 | JB70 PANEL B
KA0237:14 | KA023714 | WHT | 20 |  | AF0076:01 | JB70 PANEL B
KA0237:24 | -023724 | WHT | 20 |  | KA0222:11 | JB70 PANEL B
KA0239:21 | FU0212 | WHT | 16 |  | FU0212:LI | JB70 PANEL B
KA0242:21 | KA024221 | WHT | 20 |  | XT0237:1 T2 | JB70 PANEL B
KA6310:A1 | -006202 | WHT | 20 |  | AF0062:02 | JB70 PANEL B
KA6310:A2 | -006218 | WHT | 20 |  | AF0062:18 | JB70 PANEL B
KT0146:15 | KT014615 | WHT | 20 |  | AF0076:10 | JB70 PANEL B
KT0146:A2 | KT0146A2 | WHT | 20 |  | AF0076:29 | JB70 PANEL B
KT0146:B1 | KT0146B1 | WHT | 20 |  | AF0076:13 | JB70 PANEL B
UA1200:J1-4 | UA1200J14 | WHT | 20 |  | AF0076:11 | JB70 PANEL B
UA1200:J1-5 | UA1200J15 | WHT | 20 |  | XT0237:1 B1 | JB70 PANEL B
XT0002:1 | FU0136 | WHT | 14 |  | FU0210:LI | JB70 PANEL B
XT0002:3 | FU0136 | WHT | 14 |  | FU0410:LI | JB70 PANEL B
XT0002:4 | FU0136 | WHT | 14 |  | FU0010:LI | JB70 PANEL B
XT0002:7 | FU0136 | WHT | 14 |  | XT0051:1 | JB70 PANEL B
XT0003:1 | -0V | WHT | 14 |  | XT0062:1 | JB70 PANEL B
XT0003:3 | -0V | WHT | 14 |  | XT0401:1 | JB70 PANEL B
XT0003:7 | -0V | WHT | 14 |  | XT0051:5 | JB70 PANEL B
XT0089:18 | -007405 | WHT | 20 |  | AF0074:05 | JB70 PANEL B
XT0089:19 | -0V | WHT | 20 |  | AF0074:21 | JB70 PANEL B
XT0089:8 | KA0131A1 | WHT | 20 |  | KA0234:A1 | JB70 PANEL B
XT0003:4 | -0V | WHT | 14 |  | UV0600:(-) | JB70 PLC
AF0081:04 | SB0472AB112 | WHT | 20 |  | XT0111:26 | JB70 RIGHT RAIL
AF0087:00 | SH047114 | WHT | 20 |  | XT0111:4 | JB70 RIGHT RAIL
AF0087:01 | SH047012 | WHT | 20 |  | XT0111:8 | JB70 RIGHT RAIL
AF0087:10 | SH112014 | WHT | 20 |  | XT0111:30 | JB70 RIGHT RAIL
AF0087:32 | SH047113 | WHT | 20 |  | XT0111:3 | JB70 RIGHT RAIL
AF0087:33 | SH047011 | WHT | 20 |  | XT0111:7 | JB70 RIGHT RAIL
AF0087:42 | SH112013 | WHT | 20 |  | XT0111:29 | JB70 RIGHT RAIL
AF0092:12 | HA047202 | WHT | 20 |  | XT0111:21 | JB70 RIGHT RAIL
AF0092:13 | SH0472X2 | WHT | 20 |  | XT0111:17 | JB70 RIGHT RAIL
AF0092:28 | HA047201 | WHT | 20 |  | XT0111:22 | JB70 RIGHT RAIL
AF0092:29 | SH0472X1 | WHT | 20 |  | XT0111:18 | JB70 RIGHT RAIL
AF0093:06 | SH0470X2 | WHT | 20 |  | XT0111:11 | JB70 RIGHT RAIL
AF0093:15 | SH0471X2 | WHT | 20 |  | XT0111:5 | JB70 RIGHT RAIL
AF0093:22 | SH0470X1 | WHT | 20 |  | XT0111:12 | JB70 RIGHT RAIL
AF0093:31 | SH0471X1 | WHT | 20 |  | XT0111:6 | JB70 RIGHT RAIL
KA0240:21 | SH0472X2 | WHT | 20 |  | XT0111:17 | JB70 RIGHT RAIL
XT0002:6 | FU0136 | WHT | 14 |  | XT0111:27 | JB70 RIGHT RAIL
XT0003:6 | -0V | WHT | 14 |  | XT0111:28 | JB70 RIGHT RAIL
XT0081:6 | FU0139 | WHT | 20 |  | XT0111:15 | JB70 RIGHT RAIL
XT0081:7 | KA0241A1 | WHT | 20 |  | XT0111:16 | JB70 RIGHT RAIL
XT0089:3 | ESTOPB | WHT | 20 |  | XT0111:19 | JB70 RIGHT RAIL
XT0089:4 | ESTOPA | WHT | 20 |  | XT0111:24 | JB70 RIGHT RAIL

## JB70 LEFT RAIL_S
JB70 LEFT RAIL
Project # | 4M576
Project Name | GREAT LAKES GAS TRANSMISSION^LIMITED PARTNERSHIP
Revision | B
Controls DE | MADDI, A.
Phone:
Controls ME
Phone:
From | [5 empty] | To
Device ID | Wire No. | Wire ID | Gauge/Size | Length | Device ID | Location | Bundle Name

## JB5 PANEL_S
JB5 PANEL
Project # | 4M576
Project Name | GREAT LAKES GAS TRANSMISSION^LIMITED PARTNERSHIP
Revision | B
Controls DE | MADDI, A.
Phone:
Controls ME
Phone:
From | [5 empty] | To
Device ID | Wire No. | Wire ID | Gauge/Size | Length | Device ID | Location | Bundle Name

## JB352 PANEL_S
JB352 PANEL
Project # | 4M576
Project Name | GREAT LAKES GAS TRANSMISSION^LIMITED PARTNERSHIP
Revision | B
Controls DE | MADDI, A.
Phone:
Controls ME
Phone:
From | [5 empty] | To
Device ID | Wire No. | Wire ID | Gauge/Size | Length | Device ID | Location | Bundle Name

## JB1123 PANEL_S
JB1123 PANEL
Project # | 4M576
Project Name | GREAT LAKES GAS TRANSMISSION^LIMITED PARTNERSHIP
Revision | B
Controls DE | MADDI, A.
Phone:
Controls ME
Phone:
From | [5 empty] | To
Device ID | Wire No. | Wire ID | Gauge/Size | Length | Device ID | Location | Bundle Name
BA0005:V1(-) | JB1123N | WHT | 16 |  | XT1123:2 | JB1123 PANEL
BA0005:V1(+) | FU1123 | WHT | 16 |  | FU1123:LD | JB1123 PANEL
BA0006:V1(-) | JB1123N | WHT | 16 |  | XT1123:2 | JB1123 PANEL
BA0006:V1(+) | FU1124 | WHT | 16 |  | FU1124:LD | JB1123 PANEL
FU1123:LI | JB1123P | WHT | 16 |  | XT1123:1 | JB1123 PANEL
FU1124:LI | JB1123P | WHT | 16 |  | XT1123:1 | JB1123 PANEL

## CONTROL,JB73;TT6_S
CONTROL,JB73;TT6
Project # | 4M576
Project Name | GREAT LAKES GAS TRANSMISSION^LIMITED PARTNERSHIP
Revision | B
Controls DE | MADDI, A.
Phone:
Controls ME
Phone:
From | [5 empty] | To
Device ID | Wire No. | Wire ID | Gauge/Size | Length | Device ID | Location | Bundle Name
SB0472A:B1-11 | SB0472AB111 | WHT | 20 |  | XT0121:7 | JB73 HPC PANEL
SB0472A:B1-12 | SB0472AB112 | WHT | 20 |  | XT0121:8 | JB73 HPC PANEL
SB0472A:B2-11 | SB0472AB211 | WHT | 20 |  | XT0121:5 | JB73 HPC PANEL
SB0472A:B2-12 | ESTOPA | WHT | 20 |  | XT0121:6 | JB73 HPC PANEL

## CONTROL,JB70;TT6_S
CONTROL,JB70;TT6
Project # | 4M576
Project Name | GREAT LAKES GAS TRANSMISSION^LIMITED PARTNERSHIP
Revision | B
Controls DE | MADDI, A.
Phone:
Controls ME
Phone:
From | [5 empty] | To
Device ID | Wire No. | Wire ID | Gauge/Size | Length | Device ID | Location | Bundle Name
SA0471:B1-13 | SA0471B113 | WHT | 20 |  | AF0087:40 | JB70 PANEL A
SA0471:B1-14 | SA0471B114 | WHT | 20 |  | AF0087:08 | JB70 PANEL A
SA0471:B2-13 | SA0471B213 | WHT | 20 |  | AF0087:39 | JB70 PANEL A
SA0471:B2-14 | SA0471B214 | WHT | 20 |  | AF0087:07 | JB70 PANEL A
SA0473:11 | SA047311 | WHT | 20 |  | AF0087:37 | JB70 PANEL A
SA0473:12 | SA047312 | WHT | 20 |  | AF0087:05 | JB70 PANEL A
SA0473:13 | SA047313 | WHT | 20 |  | AF0087:38 | JB70 PANEL A
SA0473:14 | SA047314 | WHT | 20 |  | AF0087:06 | JB70 PANEL A
SA0474:B1-13 | SA0474B113 | WHT | 20 |  | AF0087:45 | JB70 PANEL A
SA0474:B1-14 | SA0474B114 | WHT | 20 |  | AF0087:13 | JB70 PANEL A
SA0474:B2-13 | SA0474B213 | WHT | 20 |  | AF0087:44 | JB70 PANEL A
SA0474:B2-14 | SA0474B214 | WHT | 20 |  | AF0087:12 | JB70 PANEL A
SB0471:11 | SB047111 | WHT | 20 |  | AF0087:34 | JB70 PANEL A
SB0471:12 | SB047112 | WHT | 20 |  | AF0087:02 | JB70 PANEL A
SB0472:B2-11 | SB0472B211 | WHT | 20 |  | AF0081:36 | JB70 PANEL A
SB0473:13 | SB047313 | WHT | 20 |  | AF0087:35 | JB70 PANEL A
SB0473:14 | SB047314 | WHT | 20 |  | AF0087:03 | JB70 PANEL A
SB0474:13 | SB047413 | WHT | 20 |  | AF0087:36 | JB70 PANEL A
SB0474:14 | SB047414 | WHT | 20 |  | AF0087:04 | JB70 PANEL A
AT1100:POS | FU1100 | WHT | 14 |  | FU1100:LD | JB70 PANEL B
AT1100:NEG | -0V | WHT | 14 |  | XT0111:28 | JB70 RIGHT RAIL
SB0472:B1-11 | ESTOPB | WHT | 20 |  | XT0111:19 | JB70 RIGHT RAIL
SB0472:B1-12 | SB0472AB211 | WHT | 20 |  | XT0111:20 | JB70 RIGHT RAIL
SB0472:B2-12 | SB0472AB111 | WHT | 20 |  | XT0111:25 | JB70 RIGHT RAIL
SH0470:11 | SH047011 | WHT | 20 |  | XT0111:7 | JB70 RIGHT RAIL
SH0470:12 | SH047012 | WHT | 20 |  | XT0111:8 | JB70 RIGHT RAIL
SH0470:13 | SH047013 | WHT | 20 |  | XT0111:9 | JB70 RIGHT RAIL
SH0470:14 | SH047014 | WHT | 20 |  | XT0111:10 | JB70 RIGHT RAIL
SH0470:X1 | SH0470X1 | WHT | 20 |  | XT0111:12 | JB70 RIGHT RAIL
SH0470:X2 | SH0470X2 | WHT | 20 |  | XT0111:11 | JB70 RIGHT RAIL
SH0471:11 | SH047111 | WHT | 20 |  | XT0111:1 | JB70 RIGHT RAIL
SH0471:12 | SH047112 | WHT | 20 |  | XT0111:2 | JB70 RIGHT RAIL
SH0471:13 | SH047113 | WHT | 20 |  | XT0111:3 | JB70 RIGHT RAIL
SH0471:14 | SH047114 | WHT | 20 |  | XT0111:4 | JB70 RIGHT RAIL
SH0471:X1 | SH0471X1 | WHT | 20 |  | XT0111:6 | JB70 RIGHT RAIL
SH0471:X2 | SH0471X2 | WHT | 20 |  | XT0111:5 | JB70 RIGHT RAIL
SH0472:11 | SH047211 | WHT | 20 |  | XT0111:13 | JB70 RIGHT RAIL
SH0472:12 | SH047212 | WHT | 20 |  | XT0111:14 | JB70 RIGHT RAIL
SH0472:13 | FU0139 | WHT | 20 |  | XT0111:15 | JB70 RIGHT RAIL
SH0472:14 | KA0241A1 | WHT | 20 |  | XT0111:16 | JB70 RIGHT RAIL
SH0472:X1 | SH0472X1 | WHT | 20 |  | XT0111:18 | JB70 RIGHT RAIL
SH0472:X2 | SH0472X2 | WHT | 20 |  | XT0111:17 | JB70 RIGHT RAIL
SH1120:11 | SH112011 | WHT | 20 |  | XT0111:31 | JB70 RIGHT RAIL
SH1120:12 | SH112012 | WHT | 20 |  | XT0111:32 | JB70 RIGHT RAIL
SH1120:13 | SH112013 | WHT | 20 |  | XT0111:29 | JB70 RIGHT RAIL
SH1120:14 | SH112014 | WHT | 20 |  | XT0111:30 | JB70 RIGHT RAIL
SH1120:X1 | SH1120X1 | WHT | 20 |  | XT0111:34 | JB70 RIGHT RAIL
SH1120:X2 | SH1120X2 | WHT | 20 |  | XT0111:33 | JB70 RIGHT RAIL

## Bundle Tag Info
Project Name and Unit #
PD #
Revision
Panel Name | Panel Name | Panel Name | Panel Name | Panel Name | Panel Name | Panel Name | Panel Name | Panel Name | Panel Name | Panel Name | Panel Name | Panel Name | Panel Name | Panel Name | Panel Name | Panel Name | Panel Name | Panel Name | Panel Name | Panel Name | Panel Name | Panel Name | Panel Name | Panel Name | Panel Name | Panel Name | Panel Name | Panel Name | Panel Name
Insert
Tag Names
Here

## Bundle Tags2
Project Name and Unit # PD # Revision Panel Name Insert
Project Name and Unit # PD # Revision Panel Name Tag Names
Project Name and Unit # PD # Revision Panel Name Here