## Blue Labels
(SHT 1) JB1123 MEDIA CONVERTER | (SHT 10) JB72 L/RAIL | (SHT 11) JB72 R/RAIL | (SHT 12) JB72 GEN | (SHT 13) JB4 PANEL | (SHT 2) JB70 | (SHT 3) JB70 L/RAIL | (SHT 4) JB70 R/RAIL | (SHT 5) JB70 PLC PANEL | (SHT 6) A PNL | (SHT 7) B PNL | (SHT 8) C PNL
GR1123 | FU0332 | AF0186 | KA0313 | UA1240 | UV0170 | AT0175 | FU1100 | UV0600 | FU0080 | XT0240 | GR0680
BA0005 | FU0333 | AF0185 | KA0314 | UA1241 | AT0170 | AT0176 | XTFGB | AT0600 | XT0080 | FU0070 | XT0680
BA0006 | FU0334 | AF0184 | KA0121 | UA1250 | HA0472 | AT0178 | GR1100 | AP0601 | XT0081 | FU0071 | FU0680
IEG1123 | FU0335 | AF0183 | KA0123 | UA1251 | HL0171 | KA0172 |  | AP0602 | XT0085 | AU0070 | AT0680
FU0005 | FU0120 | AF0182 | KA0128 | UA1272 | HL0172 | KA0174 |  | AP0603 | AU0080 | AF0071 | UA1210
FU0006 | FU0121 | AF0181 | KA0310 | UA1273 | HL0173 | KA0176 |  | AP0604 | AF0081 | AF0072 | UA1211
XT0003 | FU0122 | AU0180 | KA0330 | GR1250 | SA0170 | KA0177 |  | AP0605 | AF0082 | AF0073 | UA1220
GR1125 | XT0120 | FU0180 | KA0331 |  | SB0170 | KA0178 |  | AP0607 | AF0083 | AF0074 | UA1221
UJ0011 | AU0120 | FU0181 | KA0332 |  | AT1100 | KA0875 |  | AP0608 | AF0084 | AF0075 | UA1230
GR1128 | AF0121 | FU0182 | KA0333 |  | SB0471 | KA6510 |  | AP0609 | AF0085 | AF0076 | UA1231
| AF0122 | FU0183 | KA0335 |  | SB0473 | KA6511 |  | AR0600 | AF0086 | AF0077 | UA1262
| AF0123 | KA0180 | KA0336 |  | SB0474 | FU0170 |  | AP0606 | AF0087 | KA0182 | UA1263
| AF0124 | KA0185 | XT0313 |  | SA0471 | XT0170 |  | BA0001 | AF0088 | KA0183 | UA1520
| AF0125 | KA9700 | XT0360 |  | SH0470 | XT0171 |  | BA0002 | XT0137 | GR0233 | XT1521
| XT0337 | KA9701 | FU0315 |  | SA0473 | XT0172 |  | XT0001 | XT0083 | XT0237 | XTFGH
| KA4100 | KA9702 | FU0314 |  | SB0472 | XTFGA |  | FU0001 | KA4362 | XT0236 | GR0113
| XT4100AC | KA9703 | FU0313 |  | SH0471 | GR0170 |  | FU0002 | KA4361 | XT0235 | FU0110
| GR0120 | XT0180 | GR0141 |  | SH0472 |  |  | GR0234 | KA4360 | XT0233 | FU0113
|  | XT0338 | AU0200 |  | SA0472 |  |  |  | KA0135 | FU2100 | XT0110
|  | GR0110 | AF0201 | [5 empty] | KA3103 | FU0210 | XT0400
|  |  | AF0202 | [5 empty] | KA3220 | FU2110 | AF0460
|  |  | AF0203 | [5 empty] | KA3420 | FU0211 | AF0450
|  |  | AF0204 | [5 empty] | KA6211 | FU0212 | AF0430
|  |  | GR0140 | [5 empty] | KA6241 | FU0060 | AF0420
|  |  | IEG0130 | [5 empty] | KA6242 | FU0061 | AF0410
|  |  | AF0500 | [5 empty] | XT0140AC | FU0062 | AF0400
|  |  | AF0510 | [5 empty] | GR0134 | FU0063
|  |  | FU0130 | [5 empty] | AU0090 | FU0064
|  |  | XT0130 | [5 empty] | AF0091 | XT0060
|  |  | XT0500 | [5 empty] | AF0092 | KA1020
|  |  | PEG0140 | [5 empty] | AF0093 | AF0068
|  |  | XT0351 | [5 empty] | AF0094 | AF0067
|  |  | XT0352 | [5 empty] | AF0095 | AF0066
|  |  | XT0350 | [5 empty] | AF0096 | AF0065
|  |  | XT0370 | [5 empty] | XT0136 | AF0064
|  |  | XT0332 | [5 empty] | KA0130 | AF0063
|  |  | XT0334 | [5 empty] | KA0131 | AF0062
|  |  | XT0335 | [5 empty] | KA0132 | AF0061
|  |  | XT0336 | [5 empty] | KA0141 | AU0060
|  |  | XT0834 | [5 empty] | KA0133 | BA1100
|  |  | XTFGC | [5 empty] | KA0134 | FU1101
|  |  | GR0142 | [5 empty] | KA0136 | GR0231
|  |  | AT0140 | [5 empty] | KA0137 | KA0235
[9 empty] | KA0138 | KA0236
[9 empty] | KA0144 | KA0237
[9 empty] | KT0140 | KA0238
[9 empty] | KT0141 | KA0239
[9 empty] | KT0142 | KA0240
[9 empty] | KT0143 | KA0248
[9 empty] | KT0144 | KA0250
[9 empty] | KT0145 | KA0241
[9 empty] | KT0146 | KA0242
[9 empty] | FU0291 | KA0243
[9 empty] | UV0291 | KA0244
[9 empty] | XT0291 | KA0246
[9 empty] | XT1100 | KA0247
[9 empty] | XT4101 | KA0245
[9 empty] | GR0133 | KA0249
[9 empty] | PC0470 | KA0231
[9 empty] | FU0090 | KA0232
[9 empty] | FU0091 | KA0233
[9 empty] | FU0092 | KA0234
[9 empty] | FU0093 | KA0222
[9 empty] | FU0010 | XT0070
[9 empty] | FU0139 | KA9001
[9 empty] | XT0138 | KA9002
[9 empty] | XT0139 | KA9003
[9 empty] | XT0134 | KA9004
[9 empty] | XT0135 | KA9005
[9 empty] | FU0137 | KA9006
[9 empty] | FU0136 | KA9007
[9 empty] | FU0116 | KA9008
[9 empty] | KA0221 | FU0200
[9 empty] | KA2160 | FU0201
[9 empty] | KA2161 | FU0202
[9 empty] | KA7162 | FU0203
[9 empty] | KA7163 | GR0232
[9 empty] | KA7164 | UA1200
[9 empty] | GR0131 | IEG0230
FU0011
FU0012
FU0013
FU0014
FU0015
FU0016
FU0017
XT0011
GR0132
UJ0131
XT0014
PEG0130

## White Labels
(SHT 1) JB1123 MEDIA CONVERTER | (SHT 2) JB70 - (SHT 6) A PNL | (SHT 6) A PNL | (SHT 6) A PNL- (SHT 7) B PNL | (SHT 7) B PNL | (SHT 7) B PNL - (SHT 8) C PNL | (SHT 7) B PNL - (SHT 5) JB70 PLC PANEL | (SHT 7) B PNL - (SHT 10) JB72 L/RAIL | (SHT 8) C PNL | (SHT 5) JB70 PLC PANEL | (SHT 12) JB72 GEN | (SHT 12) JB72 GEN - (SHT 10) JB72 L/RAIL | (SHT 12) JB72 GEN - (SHT 11) JB72 R/RAIL | (SHT 10) JB72 L/RAIL | (SHT 11) JB72 R/RAIL
GR1125 | PEG01304 | 0V | IEG023010 | AF0064G | IEG02306 | IEG02301 | IEG02309 | GR0680 | UV0600G | AF0202G | AT0140LS(S) | IEG01305 | AF0123G | AF0184G
GR1128 |  | AF0083G | IEG023011 | AF0065G |  | IEG023014 |  | XT04001 |  | AU0200 | IEG01301 |  | AU0120G | AU0180
IEG11231 |  | AF0084G | IEG023012 | AF0066G |  |  |  | XT04002 |  | EXCS |  |  |  | GR0110
|  | AF0085G | IEG02302 | AF0071G | [5 empty] | IEG01302
|  | AF0086G |  | AF0072G | [5 empty] | IEG01308
|  | AF0094G |  | AF0073G | [5 empty] | PEG01405
|  | AU0080 |  | AF0074G | [5 empty] | PMGS
|  | AU0090 |  | AF0075G | [5 empty] | WC8101
|  |  |  | AU0060 | [5 empty] | WC8102
|  |  |  | AU0070 | [5 empty] | WC8201
|  |  |  | IEG02303 | [5 empty] | WC8301
|  |  |  | IEG02304 | [5 empty] | XT05001
IEG02305
IEG02307
IEG02308

## Heat Shrink Labels
(SHT 2) JB70 - (SHT 3) JB70 L/RAIL | (SHT 3) JB70 L/RAIL | (SHT 7) B PNL | (SHT 8) C PNL | (SHT 12) JB72 GEN - (SHT 10) JB72 L/RAIL
WC5018 | WC5500 | WC4524 | WC1228 | WC8009
WC8069 | WC8066 |  | WC1229
| WC8067 |  | WC1230
WC1231
WC1232
WC1233
WC1234
WC1235
WC4749

## Panel Errors
Panel Errors
Project # | 4M891
Project Name | VOLTAGRID DATA CENTER^PROJECT
Revision | B
Controls DE | J. SHORTER
Phone: | 0
Controls ME | N. LOPEZ
Phone:
From | [6 empty] | To
Device ID | Location | Cable (W) Conductor (SC) Jumper Clip (JC) | Wire ID | Wire No. | Gauge/Size | Page/Zone | Device ID | Location | Page/Zone
Report date: 4/14/2026 3:24 PM |  |  |  | SolarTools ver. 24.0.84.24712 (Jul 31, 2025)

## Cable Part Numbers
Cable Part Numbers |  |  | SolarTools ver. 24.0.84.24712 (Jul 31, 2025)
Project # | 4M891
Report date: 4/14/2026 3:24 PM
Project Name | VOLTAGRID DATA CENTER^PROJECT
Revision | B
Controls DE | J. SHORTER
Phone: | 0
Controls ME | N. LOPEZ
Phone:
Device ID |  | Part Number |  | Description
WC5072 |  | PART OF 1103208-100 |  | CABLE, 2 CONDUCTOR UNSHIELDED PART OF HORN
WC0001 |  | 1302073-36 |  | CABLE, ETHERNET - 36 INCHES
WC0003 |  | 1302073-36 |  | CABLE, ETHERNET - 36 INCHES
WC0006 |  | 1302073-36 |  | CABLE, ETHERNET - 36 INCHES
WC0007 |  | 1302073-36 |  | CABLE, ETHERNET - 36 INCHES
WC0008 |  | 1302073-36 |  | CABLE, ETHERNET - 36 INCHES
WC0009 |  | 1302073-36 |  | CABLE, ETHERNET - 36 INCHES
WC0010 |  | 1302073-36 |  | CABLE, ETHERNET - 36 INCHES
WC0012 |  | 1302073-36 |  | CABLE, ETHERNET - 36 INCHES
WC0014 |  | 1302073-36 |  | CABLE, ETHERNET - 36 INCHES
WC0041 |  | 1302073-36 |  | CABLE, ETHERNET - 36 INCHES
WC0042 |  | 1302073-36 |  | CABLE, ETHERNET - 36 INCHES
WC0043 |  | 1302073-36 |  | CABLE, ETHERNET - 36 INCHES
WC0045 |  | 1302073-36 |  | CABLE, ETHERNET - 36 INCHES
WC0051 |  | 1302073-36 |  | CABLE, ETHERNET - 36 INCHES
WC0101 |  | 1302073-36 |  | CABLE, COMMUNICATION CABLE - 36 INCHES
WC0200 |  | 1302073-36 |  | CABLE, ETHERNET - 36 INCHES
WC0680 |  | 1302073-36 |  | CABLE, COMMUNICATION CABLE - 36 INCHES
WC1228 |  | 1022941-13 |  | TPE, 1 TRIAD TWISTED SHIELDED
WC1229 |  | 1022941-13 |  | TPE, 1 TRIAD TWISTED SHIELDED
WC1230 |  | 1022941-13 |  | TPE, 1 TRIAD TWISTED SHIELDED
WC1231 |  | 1022941-13 |  | TPE, 1 TRIAD TWISTED SHIELDED
WC1232 |  | 1022941-13 |  | TPE, 1 TRIAD TWISTED SHIELDED
WC1233 |  | 1022941-13 |  | TPE, 1 TRIAD TWISTED SHIELDED
WC1234 |  | 1022941-13 |  | TPE, 1 TRIAD TWISTED SHIELDED
WC1235 |  | 1022941-13 |  | TPE, 1 TRIAD TWISTED SHIELDED
WC4524 |  | 1022941-12 |  | TPE, 1 PAIR TWISTED SHIELDED
WC4749 |  | 1022941-13 |  | TPE, 1 TRIAD TWISTED SHIELDED
WC5018 |  | 1022941-22 |  | TPE, 1 PAIR TWISTED SHIELDED
WC5500 |  | 1022941-22 |  | TPE, 1 PAIR TWISTED SHIELDED
WC8009 |  | 1022941-22 |  | TPE, 1 PAIR TWISTED SHIELDED
WC8040 |  | 1322418-90 |  | CABLE, SYTSTEM FUNCTION
WC8041 |  | 1322418-90 |  | CABLE, SUPPLIED BY OTHERS
WC8042 |  | 1322418-90 |  | CABLE, SUPPLIED BY OTHERS
WC8043 |  | 1322418-90 |  | CABLE, SUPPLIED BY OTHERS
WC8045 |  | 1322418-90 |  | CABLE, SUPPLIED BY OTHERS
WC8066 |  | 1022941-22 |  | TPE, 1 PAIR TWISTED SHIELDED
WC8067 |  | 1022941-22 |  | TPE, 1 PAIR TWISTED SHIELDED
WC8069 |  | 1022941-22 |  | TPE, 1 PAIR TWISTED SHIELDED
WC8101 |  | 1022941-33 |  | TPE, 1 TRIAD TWISTED SHIELDED
WC8102 |  | 1022941-32 |  | TPE, 1 PAIR TWISTED SHIELDED
WC8150 |  | 1322418-90 |  | CABLE, SYTSTEM FUNCTION
WC8201 |  | 1022941-33 |  | TPE, 1 TRIAD TWISTED SHIELDED
WC8301 |  | 1022941-33 |  | TPE, 1 TRIAD TWISTED SHIELDED
WC9001 |  | 1302073-36 |  | CABLE, ETHERNET - 36 INCHES
WC9017 |  | 1302073-36 |  | CABLE, COMMUNICATION CABLE - 36 INCHES

## Part Number List
Part Number List |  | SolarTools ver. 24.0.84.24712 (Jul 31, 2025)
Project # | 4M891
Report date: 4/14/2026 3:24 PM
Project Name | VOLTAGRID DATA CENTER^PROJECT
Revision | B
Controls DE | J. SHORTER
Phone: | 0
Controls ME | N. LOPEZ
Phone:
Device ID | Part Number | Description | Location
CCAT0170 | CUSTOMER DEFINED | CUSTOMER CONNECTION, TROUBLE ALARM SIGNAL | CUSTOMER FIRE AND GAS SIGNALS
CCKA0982 | CUSTOMER DEFINED | CUSTOMER CONNECTION, FIRE DETECTED SIGNAL | CUSTOMER FIRE AND GAS SIGNALS
CCKA0984 | CUSTOMER DEFINED | CUSTOMER CONNECTION, GAS DETECTED SIGNAL | CUSTOMER FIRE AND GAS SIGNALS
CCKA2160 | CUSTOMER DEFINED | CUSTOMER CONNECTION, CLOSE GAS BLOCK VALVE | GAS FUEL BLOCK BLEED VALVE (NOT USED)
CCKA2161 | CUSTOMER DEFINED | CUSTOMER CONNECTION, OPEN GAS BLEED VALVE | GAS FUEL BLOCK BLEED VALVE (NOT USED)
BA0005 | 1271449-1 | MEDIA CONVERTER, ETHERNET-FIBER OPTIC | JB1123 MEDIA CONVERTER
BA0006 | 1271449-1 | MEDIA CONVERTER, ETHERNET-FIBER OPTIC | JB1123 MEDIA CONVERTER
FU0005 | 1043265-1,1043265-3 | FUSE, 2A | JB1123 MEDIA CONVERTER
FU0006 | 1043265-1,1043265-3 | FUSE, 2A | JB1123 MEDIA CONVERTER
GR1123 | 903849C1 | RAIL GROUND, DIN RAIL GROUNDING | JB1123 MEDIA CONVERTER
GR1125 | 903849C1 | RAIL GROUND, DIN RAIL GROUNDING | JB1123 MEDIA CONVERTER
GR1128 | 903849C1 | RAIL GROUND, DIN RAIL GROUNDING | JB1123 MEDIA CONVERTER
IEG1123 | 232941-200 | BUS BAR, JB1123 - INSTRUMENT EARTH GROUNDING | JB1123 MEDIA CONVERTER
UJ0011 | 1271449-5 | POWER SUPPLY, AC/DC INPUT TO 24V DC OUTPUT | JB1123 MEDIA CONVERTER
XT0003 | 1066730-32,1066730-7,1066730-8,1067996-82 | TERMINAL BLOCK, SPRING, 4 CONDUCTOR,30-12 AWG (0.05-3.31 MM2),NON-IS | JB1123 MEDIA CONVERTER
AT0170 | 1056244-29 | CONTROLLER, EAGLE QUANTUM PREMIER | JB70
AT1100 | 1577354-4502 | WORKSTATION, VERSA VIEW 1200H | JB70
HA0472 | 1103208-101 | HORN, AUDIBLE ALARM | JB70
HL0171 | 2380746-7 | LIGHT, FIRE SYSTEM AUTO, GREEN | JB70
HL0172 | 2380746-7 | LIGHT, FIRE SYSTEM INHIBIT, AMBER | JB70
HL0173 | 2380746-7 | LIGHT, FIRE SYSTEM DISCHARGED, RED | JB70
SA0170 | 2380746-9 | SELECTOR SWITCH, FIRE SYSTEM AUTO/INHIBIT | JB70
SA0471 | 2380746-2 | SELECTOR SWITCH, SPEED/LOAD | JB70
SA0472 | 2380746-2 | SELECTOR SWITCH, VOLTAGE | JB70
SA0473 | 2380746-5 | SELECTOR SWITCH, OFF/LOC/AUX/CUST. | JB70
SB0170 | 2380746-10 | PUSHBUTTON SWITCH, MANUAL RELEASE | JB70
SB0471 | 2380746-1 | PUSHBUTTON SWITCH, HORN SILENCE | JB70
SB0472 | 2380746-4 | PUSHBUTTON SWITCH, EMERGENCY STOP | JB70
SB0473 | 2380746-1 | PUSHBUTTON SWITCH, ACKNOWLEDGE | JB70
SB0474 | 2380746-1 | PUSHBUTTON SWITCH, RESET | JB70
SH0470 | 2380746-3 | LIGHTED SWITCH, STOP/STOPPING, RED | JB70
SH0471 | 2380746-3 | LIGHTED SWITCH, START/STARTING, GREEN | JB70
SH0472 | 2380746-3 | LIGHTED SWITCH, BACKUP SYSTEM ACTIVE/RESET, AMBER | JB70
UV0170 | 1056244-2 | POWER SUPPLY, EAGLE QUANTUM PREMIER | JB70
AT0175 | 1056244-5 | 8 CHANNEL ED I/O, EAGLE QUANTUM PREMIER | JB70 L/RAIL
AT0176 | 1056244-5 | 8 CHANNEL ED I/O, EAGLE QUANTUM PREMIER | JB70 L/RAIL
AT0178 | 1056244-5 | 8 CHANNEL ED I/O, EAGLE QUANTUM PREMIER | JB70 L/RAIL
FU0170 | 1043265-1,1043265-6 | FUSE, 15A | JB70 L/RAIL
GR0170 | 903849C1 | RAIL GROUND, DIN RAIL GROUNDING | JB70 L/RAIL
KA0172 | 1061979-1 | RELAY, FIRE DETECTED (CUSTOMER) | JB70 L/RAIL
KA0174 | 1061979-1 | RELAY, GAS DETECTED (CUSTOMER) | JB70 L/RAIL
KA0176 | 1061979-1 | RELAY, VENTILATION REQUIRED | JB70 L/RAIL
KA0177 | 1061979-1 | RELAY, SPRING, 4 CONDUCTOR,30-12 AWG (0.05-3.31 MM2),NON-IS | JB70 L/RAIL
KA0178 | 1061979-1 | RELAY, SPRING, 4 CONDUCTOR,30-12 AWG (0.05-3.31 MM2),NON-IS | JB70 L/RAIL
KA0875 | 1061979-1 | RELAY, SPRING, 4 CONDUCTOR,30-12 AWG (0.05-3.31 MM2),NON-IS | JB70 L/RAIL
KA6510 | 1061979-1 | RELAY, FIRE SYSTEM AUTO/INHIBIT | JB70 L/RAIL
KA6511 | 1061979-1 | RELAY, FIRE SYSTEM AUTO/INHIBIT | JB70 L/RAIL
RR0175A | 912137C1 | RESISTOR, 10K OHM | JB70 L/RAIL
RR0175D | 912137C1 | RESISTOR, 10K OHM | JB70 L/RAIL
RR0175I | 912137C1 | RESISTOR, 10K OHM | JB70 L/RAIL
RR0175M | 912137C1 | RESISTOR, 10K OHM | JB70 L/RAIL
RR0175S5 | 912137C1 | RESISTOR, 10K OHM | JB70 L/RAIL
RR0176S4 | 912137C1 | RESISTOR, 10K OHM | JB70 L/RAIL
RR0176S5 | 912137C1 | RESISTOR, 10K OHM | JB70 L/RAIL
RR0176S7 | 912137C1 | RESISTOR, 10K OHM | JB70 L/RAIL
RR0178 | 912137C1 | RESISTOR, 10K OHM | JB70 L/RAIL
VD0175A | 960592C1 | DIODE, 15 pF | JB70 L/RAIL
VD0175D | 960592C1 | DIODE, 15 pF | JB70 L/RAIL
VD0175I | 960592C1 | DIODE, 15 pF | JB70 L/RAIL
VD0178 | 960592C1 | DIODE, 15 pF | JB70 L/RAIL
VD6211 | 960592C1 | DIODE, 15 pF | JB70 L/RAIL
VD6241 | 960592C1 | DIODE, 15 pF | JB70 L/RAIL
XT0170 | 1066730-7,1066730-8,1067996-11 | TERMINAL BLOCK, SPRING, 4 CONDUCTOR,30-12 AWG (0.05-3.31 MM2),NON-IS | JB70 L/RAIL
XT0171 | 1066730-7,1066730-8,1067996-11 | TERMINAL BLOCK, SPRING, 4 CONDUCTOR,30-12 AWG (0.05-3.31 MM2),NON-IS | JB70 L/RAIL
XT0172 | 1066730-7,1066730-8,1067996-11 | TERMINAL BLOCK, SPRING, 4 CONDUCTOR,30-12 AWG (0.05-3.31 MM2),NON-IS | JB70 L/RAIL
AF0081 | 2684693-18,2684693-28 | 5094-IB16SXT, 16 DISCRETE INPUT, S | A PNL
AF0082 | 2684693-17,2684693-23 | 5094-IB16XT, 16 DISCRETE INPUT | A PNL
AF0083 | 2684693-19,2684693-33 | 5094-IY8XT, 8 ANALOG INPUT,TC/RTD/I&V | A PNL
AF0084 | 2684693-19,2684693-33 | 5094-IY8XT, 8 ANALOG INPUT,TC/RTD/I&V | A PNL
AF0085 | 2684693-18,2684693-56 | 5094-IF8IHXT, 8 ANALOG INPUT, ISOLATED | A PNL
AF0086 | 2684693-18,2684693-56 | 5094-IF8IHXT, 8 ANALOG INPUT, ISOLATED | A PNL
AF0087 | 2684693-17,2684693-23 | 5094-IB16XT, 16 DISCRETE INPUT | A PNL
AF0088 | 2684693-18,2684693-56 | 5094-IF8IHXT, 8 ANALOG INPUT, ISOLATED | A PNL
AF0091 | 2684693-17,2684693-23 | 5094-IB16XT, 16 DISCRETE INPUT | A PNL
AF0092 | 2684693-17,2684693-24 | 5094-OB16XT, 16 DISCRETE OUTPUT^(CURRENT LIMITING) | A PNL
AF0093 | 2684693-17,2684693-24 | 5094-OB16XT, 16 DISCRETE OUTPUT | A PNL
AF0094 | 2684693-19,2684693-33 | 5094-IY8XT, 8 ANALOG INPUT,TC/RTD/I&V | A PNL
AF0095 | 2684693-17,2684693-25 | 5094-OB8XT, 8 DISCRETE OUTPUT | A PNL
AF0096 | 2684693-18,2684693-53 | 5094-IJ2IXT, 2 FAST COUNTER INPUT, S | A PNL
AU0080 | 2684693-22 | 5094-AENTRXT, FLEX 5000 I/O | A PNL
AU0090 | 2684693-22 | 5094-AENTRXT, FLEX 5000 I/O | A PNL
FU0010 | 1043265-1,1043265-5 | FUSE, 10A | A PNL
FU0011 | 1043265-1,1043265-7 | FUSE, 20A | A PNL
FU0012 | 1043265-1,1043265-5 | FUSE, 10A | A PNL
FU0013 | 1043265-1,1043265-5 | FUSE, 10A | A PNL
FU0014 | 1043265-1,1043265-5 | FUSE, 10A | A PNL
FU0015 | 1043265-1,1043265-5 | FUSE, 10A | A PNL
FU0016 | 1043265-1,1043265-5 | FUSE, 10A | A PNL
FU0017 | [2]1043265-1,[2]1043265-5 | FUSE, 10A | A PNL
FU0080 | 1043265-1,1043265-5 | FUSE, 10A | A PNL
FU0090 | 1043265-1,1043265-5 | FUSE, 10A | A PNL
FU0091 | 1043265-1,1043265-5 | FUSE, 10A | A PNL
FU0092 | 1043265-1,1043265-5 | FUSE, 10A | A PNL
FU0093 | 1043265-1,1043265-5 | FUSE, 10A | A PNL
FU0116 | 1043265-1,1043265-4 | FUSE, 5A | A PNL
FU0136 | 1043265-1,1043265-9 | FUSE, 30A | A PNL
FU0137 | 1043265-1,1043265-7 | FUSE, 20A | A PNL
FU0139 | 1043265-1,1043265-4 | FUSE, 5A | A PNL
FU0291 | 1043265-4 | FUSE, 5A | A PNL
GR0131 | 903849C1 | RAIL GROUND, DIN RAIL GROUNDING | A PNL
GR0132 | 903849C1 | RAIL GROUND, DIN RAIL GROUNDING | A PNL
GR0133 | 903849C1 | RAIL GROUND, DIN RAIL GROUNDING | A PNL
GR0134 | 903849C1 | RAIL GROUND, DIN RAIL GROUNDING | A PNL
KA0130 | 1061979-1 | RELAY, LOWSPEED/OPEN PROBE SETPOINT | A PNL
KA0131 | 1061979-1 | RELAY, CONTROLLER ACTIVE | A PNL
KA0132 | 1061979-1 | RELAY, CONTROLLER ACTIVE | A PNL
KA0133 | 1061979-1 | RELAY, POST LUBE NOT REQUIRED | A PNL
KA0134 | 1061979-1 | RELAY, BACKUP COMMAND OFF | A PNL
KA0135 | 1061979-1 | RELAY, AC PRE/POST PUMP DRIVE | A PNL
KA0136 | 1061979-1 | RELAY, LUBE OIL HEADER PRESSURE HIGH | A PNL
KA0137 | 1061979-1 | RELAY, LUBE PUMP INHIBIT | A PNL
KA0138 | 1061979-1 | RELAY, BACKUP LUBE OIL PUMP OFF | A PNL
KA0141 | 1061979-1 | RELAY, CONTROLLER ACTIVE | A PNL
KA0144 | 1061979-1 | RELAY, AC PRE/POST PUMP DRIVE | A PNL
KA0221 | 1061979-1 | RELAY, PRIMARY GAS FUEL SHUTOFF VALVE | A PNL
KA2160 | 1061979-1 | RELAY, CLOSE GAS BLOCK VALVE | A PNL
KA2161 | 1061979-1 | RELAY, OPEN GAS BLEED VALVE | A PNL
KA3103 | 1061979-1 | RELAY, LUBE OIL TANK HEATER | A PNL
KA3220 | 1061979-1 | RELAY, LUBE OIL COOLER FAN | A PNL
KA3420 | 1061979-1 | RELAY, GENERATOR JACKING OIL | A PNL
KA4360 | 1061979-1 | RELAY, GENERATOR COOLER FAN #1 | A PNL
KA4361 | 1061979-1 | RELAY, GENERATOR COOLER FAN #2 | A PNL
KA4362 | 1061979-1 | RELAY, GENERATOR COOLER FAN #3 | A PNL
KA6211 | 1061979-1 | RELAY, DRIVER ENCLOSURE^VENT FAN #1 | A PNL
KA6241 | 1061979-1 | RELAY, EXHAUST ENCLOSURE^VENT FAN #1 | A PNL
KA6242 | 1061979-1 | RELAY, EXHAUST ENCLOSURE^VENT FAN #2 | A PNL
KA7162 | 1061979-1 | RELAY, GAS TURBINE FLAME ON | A PNL
KA7163 | 1061979-1 | RELAY, GAS TURBINE START-UP | A PNL
KA7164 | 1061979-1 | RELAY, GAS TURBINE SHUTDOWN | A PNL
KT0140 | 2651077-1 | TIMER RELAY, BACKUP PUMP POST LUBE OFF CYCLE | A PNL
KT0141 | 2651077-1 | TIMER RELAY, BACKUP POST LUBE CONTINUOUS | A PNL
KT0142 | 2651077-1 | TIMER RELAY, TOTAL POST LUBE | A PNL
KT0143 | 2651077-1 | TIMER RELAY, BACKUP PUMP POST LUBE ON CYCLE | A PNL
KT0144 | 2651077-1 | TIMER RELAY, HEADER PRESSURE HIGH BACKUP PUMP OFF | A PNL
KT0145 | 2651077-1 | TIMER RELAY, FIRE DETECTED ROLLDOWN LUBE | A PNL
KT0146 | 2651077-3 | TIMER RELAY, WATCHDOG | A PNL
PC0470 | 2271605-1 | TIMER/COUNTER, ENGINE HOUR / START COUNTER | A PNL
PEG0130 | 232941-300 | BUS BAR, PANEL A - POWER EARTH GROUNDING | A PNL
RR0851 | 1066738-11,981090C1 | RESISTOR, 3.01K OHM | A PNL
RR0852 | 1066738-8,981089C1 | RESISTOR, 1.0K OHM | A PNL
UJ0131 | 1286570-1 | POWER CONVERTER, AC/DC INPUT TO 28V DC OUTPUT | A PNL
UV0291 | 1088442-4 | POWER CONVERTER, DC/DC INPUT TO 24V DC OUTPUT | A PNL
XT0011 | 1066730-16,1066730-17,1066730-18 | TERMINAL STRIP, 2 CONDUCTOR | A PNL
XT0014 | 1247052-1 | BUS BAR, SYSTEM FUNCTION (USE) | A PNL
XT0080 | 1066730-7,1066730-8,1067996-4 | TERMINAL BLOCK, SPRING, 4 CONDUCTOR,30-12 AWG (0.05-3.31 MM2),NON-IS | A PNL
XT0081 | 1066730-4,1066730-7,1066730-8 | TERMINAL BLOCK, SPRING, 4 CONDUCTOR,30-12 AWG (0.05-3.31 MM2),NON-IS | A PNL
XT0083 | 1066730-7,1066730-8,1067996-4 | TERMINAL BLOCK, SPRING, 4 CONDUCTOR,30-12 AWG (0.05-3.31 MM2),NON-IS | A PNL
XT0085 | 1066730-7,1066730-8,1067996-4 | TERMINAL BLOCK, SPRING, 4 CONDUCTOR,30-12 AWG (0.05-3.31 MM2),NON-IS | A PNL
XT0134 | 1066730-16,1066730-17,1066730-18 | TERMINAL STRIP, 2 CONDUCTOR | A PNL
XT0135 | 1066730-7,1066730-8,1067996-4 | TERMINAL BLOCK, SPRING, 4 CONDUCTOR,30-12 AWG (0.05-3.31 MM2),NON-IS | A PNL
XT0136 | 1066730-7,1066730-8,1067996-82 | TERMINAL BLOCK, SPRING, 4 CONDUCTOR,30-12 AWG (0.05-3.31 MM2),NON-IS | A PNL
XT0137 | 1066730-5,1066730-7,1067996-4 | TERMINAL BLOCK, SPRING, 4 CONDUCTOR,30-12 AWG (0.05-3.31 MM2),NON-IS | A PNL
XT0138 | 1066730-16,1066730-17,1066730-18 | TERMINAL STRIP, 2 CONDUCTOR | A PNL
XT0139 | 1066730-7,1066730-8,1067996-4 | TERMINAL BLOCK, SPRING, 4 CONDUCTOR,30-12 AWG (0.05-3.31 MM2),NON-IS | A PNL
XT0291 | 1066730-4,1066730-7,1066730-8 | TERMINAL BLOCK, SPRING, 4 CONDUCTOR,30-12 AWG (0.05-3.31 MM2),NON-IS | A PNL
XT1100 | 1066730-7 | TERMINAL BLOCK, SPRING, 4 CONDUCTOR,30-12 AWG (0.05-3.31 MM2),NON-IS | A PNL
XT4101 | 1066730-7 | TERMINAL BLOCK, SPRING, 4 CONDUCTOR,30-12 AWG (0.05-3.31 MM2),NON-IS | A PNL
AF0061 | 2684693-17,2684693-25 | 5094-OB8XT, 8 DISCRETE OUTPUT | B PNL
AF0062 | 2684693-17,2684693-25 | 5094-OB8XT, 8 DISCRETE OUTPUT | B PNL
AF0063 | 2684693-17,2684693-23 | 5094-IB16XT, 16 DISCRETE INPUT | B PNL
AF0064 | 2684693-18,2684693-30 | 5094-IF4IHSXT, 4 ANALOG INPUT, S | B PNL
AF0065 | 2684693-18,2684693-30 | 5094-IF4IHSXT, 4 ANALOG INPUT, S | B PNL
AF0066 | 2684693-18,2684693-27 | 5094-OF8IHXT, 8 ANALOG OUTPUT, ISOLATED | B PNL
AF0067 | 2684693-17,2684693-25 | 5094-OB8XT, 8 DISCRETE OUTPUT | B PNL
AF0068 | 2684693-21,2684693-36 | 5094-IRT8SXT, 8 RTD/TC ANALOG INPUT, S | B PNL
AF0071 | 2684693-18,2684693-32 | 5094-IJ2ISXT, 2 FAST COUNTER INPUT, S | B PNL
AF0072 | 2684693-18,2684693-30 | 5094-IF4IHSXT, 4 ANALOG INPUT, S | B PNL
AF0073 | 2684693-21,2684693-36 | 5094-IRT8SXT, 8 RTD/TC ANALOG INPUT, S | B PNL
AF0074 | 2684693-18,2684693-56 | 5094-IF8IHXT, 8 ANALOG INPUT, ISOLATED | B PNL
AF0075 | 2684693-18,2684693-30 | 5094-IF4IHSXT, 4 ANALOG INPUT, S | B PNL
AF0076 | 2684693-18,2684693-55 | 5094-OB16SXT, 16 DISCRETE OUTPUT, S | B PNL
AF0077 | 2684693-19,2684693-33 | 5094-IY8XT, 8 ANALOG INPUT,TC/RTD/I&V | B PNL
AU0060 | 2684693-22 | 5094-AENTRXT, FLEX 5000 I/O | B PNL
AU0070 | 2684693-22 | 5094-AENTRXT, FLEX 5000 I/O | B PNL
BA1100 | 1337728-10 | SWITCH, ETAP, DLR INTERFACE | B PNL
FU0060 | 1043265-1,1043265-5 | FUSE, 10A | B PNL
FU0061 | 1043265-1,1043265-5 | FUSE, 10A | B PNL
FU0062 | 1043265-1,1043265-5 | FUSE, 10A | B PNL
FU0063 | 1043265-1,1043265-5 | FUSE, 10A | B PNL
FU0064 | 1043265-1,1043265-5 | FUSE, 10A | B PNL
FU0070 | 1043265-1,1043265-5 | FUSE, 10A | B PNL
FU0071 | 1043265-1,1043265-5 | FUSE, 10A | B PNL
FU0200 | 1043265-1,1043265-5 | FUSE, 10A | B PNL
FU0201 | 1043265-1,1043265-5 | FUSE, 10A | B PNL
FU0202 | 1043265-1,1043265-5 | FUSE, 10A | B PNL
FU0203 | 1043265-1,1043265-5 | FUSE, 10A | B PNL
FU0210 | 1043265-1,1043265-7 | FUSE, 20A | B PNL
FU0211 | 1043265-1,1043265-4 | FUSE, 5A | B PNL
FU0212 | 1043265-1,1043265-3 | FUSE, 2A | B PNL
FU1101 | 1043265-1,1043265-3 | FUSE, 2A | B PNL
FU2100 | 1043265-1,1043265-4,1043265-5 | FUSE, 5A | B PNL
FU2110 | 1043265-1,1043265-5 | FUSE, 10A | B PNL
GR0231 | 903849C1 | RAIL GROUND, DIN RAIL GROUNDING | B PNL
GR0232 | 903849C1 | RAIL GROUND, DIN RAIL GROUNDING | B PNL
GR0233 | 903849C1 | RAIL GROUND, DIN RAIL GROUNDING | B PNL
IEG0230 | 232941-300 | BUS BAR, PANEL B - INSTRUMENT EARTH GROUNDING | B PNL
KA0182 | 1061979-1 | RELAY, SCR PURGE FLOW ESTABLISHED | B PNL
KA0183 | 1061979-1 | RELAY, SCR READY | B PNL
KA0222 | 1061979-1 | RELAY, SECONDARY GAS FUEL SHUTOFF VALVE | B PNL
KA0231 | 1061979-1 | RELAY, CONTROLLER ACTIVE | B PNL
KA0232 | 1061979-1 | RELAY, CONTROLLER ACTIVE | B PNL
KA0233 | 1061979-1 | RELAY, CONTROLLER ACTIVE | B PNL
KA0234 | 1061979-1 | RELAY, CONTROLLER ACTIVE | B PNL
KA0235 | 1061979-1 | RELAY, NO EMERGENCY SHUTDOWN SUMMARY | B PNL
KA0236 | 1061979-1 | RELAY, NO EMERGENCY SHUTDOWN SUMMARY | B PNL
KA0237 | 1061979-1 | RELAY, NO EMERGENCY SHUTDOWN SUMMARY | B PNL
KA0238 | 1061979-1 | RELAY, NO EMERGENCY SHUTDOWN SUMMARY | B PNL
KA0239 | 1061979-1 | RELAY, NO EMERGENCY SHUTDOWN SUMMARY | B PNL
KA0240 | 1061979-1 | RELAY, NO EMERGENCY SHUTDOWN SUMMARY | B PNL
KA0241 | 1061979-1 | RELAY, BACKUP SYSTEM RESET | B PNL
KA0242 | 1061979-1 | RELAY, BACKUP SYSTEM RESET | B PNL
KA0243 | 1061979-1 | RELAY, NO FIRE DETECTED | B PNL
KA0244 | 1061979-1 | RELAY, NO FIRE DETECTED | B PNL
KA0245 | 1061979-1 | RELAY, NO GAS DETECTED | B PNL
KA0246 | 1061979-1 | RELAY, NO FIRE DETECTED | B PNL
KA0247 | 1061979-1 | RELAY, NO FIRE DETECTED | B PNL
KA0248 | 1061979-1 | RELAY, NO EMERGENCY SHUTDOWN SUMMARY | B PNL
KA0249 | 1061979-1 | RELAY, NO GAS DETECTED | B PNL
KA0250 | 1061979-1 | RELAY, NO EMERGENCY SHUTDOWN SUMMARY | B PNL
KA1020 | 1061979-1 | RELAY, IGNITION START | B PNL
KA9001 | 1061979-1 | RELAY, DO_SPARE_1 | B PNL
KA9002 | 1061979-1 | RELAY, DO_SPARE_2 | B PNL
KA9003 | 1061979-1 | RELAY, DO_SPARE_3 | B PNL
KA9004 | 1061979-1 | RELAY, DO_SPARE_4 | B PNL
UA1200 | 1053834-76 | SIGNAL CONVERTER, BACKUP OVERSPEED | B PNL
XT0060 | 1066730-7,1066730-8,1067996-4 | TERMINAL BLOCK, SPRING, 4 CONDUCTOR,30-12 AWG (0.05-3.31 MM2),NON-IS | B PNL
XT0070 | 1066730-7,1066730-8,1067996-4 | TERMINAL BLOCK, SPRING, 4 CONDUCTOR,30-12 AWG (0.05-3.31 MM2),NON-IS | B PNL
XT0233 | 1066730-7,1066730-8,1067996-4 | TERMINAL BLOCK, SPRING, 4 CONDUCTOR,30-12 AWG (0.05-3.31 MM2),NON-IS | B PNL
XT0235 | 1066730-7,1066730-8,1067996-4 | TERMINAL BLOCK, SPRING, 4 CONDUCTOR,30-12 AWG (0.05-3.31 MM2),NON-IS | B PNL
XT0236 | 1066730-7,1066730-8,1067996-82 | TERMINAL BLOCK, SPRING, 4 CONDUCTOR,30-12 AWG (0.05-3.31 MM2),NON-IS | B PNL
XT0237 | 1066730-10,1066730-9,1067996-4 | DIODE TERMINAL STRIP, 4 CONDUCTOR | B PNL
XT0240 | 1066730-7,1066730-8,1067996-4 | TERMINAL BLOCK, SPRING, 4 CONDUCTOR,30-12 AWG (0.05-3.31 MM2),NON-IS | B PNL
AF0400 | 1322418-31,1322418-40,1322418-72,1322418-73 | 1444-TSCX02-02RB, 2-CH TACHOMETER INPUT^DYNAMIX 1444 VIBRATION | C PNL
AF0410 | 1322418-11,1322418-20,1322418-70,1322418-71 | 1444-DYN04-01RA, 4-CH VIBRATION INPUT^DYNAMIX 1444 VIBRATION | C PNL
AF0420 | 1322418-11,1322418-20,1322418-70,1322418-71 | 1444-DYN04-01RA, 4-CH VIBRATION INPUT^DYNAMIX 1444 VIBRATION | C PNL
AF0430 | 1322418-11,1322418-20,1322418-70,1322418-71 | 1444-DYN04-01RA, 4-CH VIBRATION INPUT^DYNAMIX 1444 VIBRATION | C PNL
AF0450 | 1322418-11,1322418-20,1322418-70,1322418-71 | 1444-DYN04-01RA, 4-CH VIBRATION INPUT^DYNAMIX 1444 VIBRATION | C PNL
AF0460 | 1322418-11,1322418-20,1322418-70,1322418-71 | 1444-DYN04-01RA, 4-CH VIBRATION INPUT^DYNAMIX 1444 VIBRATION | C PNL
AT0680 | 1634974-100 | GATEWAY MODULE, TURBOTRONIC GATEWAY | C PNL
FU0110 | [2]1043265-1,[2]1043265-7 | FUSE, 20A | C PNL
FU0113 | [2]1043265-1,[2]1043265-4 | FUSE, 5A | C PNL
FU0680 | 1043265-1,1043265-4 | FUSE, 5A | C PNL
GR0113 | [2]903849C1 | RAIL GROUND, DIN RAIL GROUNDING | C PNL
GR0680 | 903849C1 | RAIL GROUND, DIN RAIL GROUNDING | C PNL
UA1210 | 190817-14 | PROXIMITOR, ENGINE BEARING #1^(GAS PRODUCER X-AXIS) | C PNL
UA1211 | 190817-14 | PROXIMITOR, ENGINE BEARING #1^(GAS PRODUCER Y-AXIS) | C PNL
UA1220 | 190817-14 | PROXIMITOR, ENGINE BEARING #2^(GAS PRODUCER X-AXIS) | C PNL
UA1221 | 190817-14 | PROXIMITOR, ENGINE BEARING #2^(GAS PRODUCER Y-AXIS) | C PNL
UA1230 | 190817-14 | PROXIMITOR, ENGINE BEARING #3^(GAS PRODUCER X-AXIS) | C PNL
UA1231 | 190817-14 | PROXIMITOR, ENGINE BEARING #3^(GAS PRODUCER Y-AXIS) | C PNL
UA1262 | 190817-14 | PROXIMITOR, ENGINE BEARING AXIAL^(GAS PRODUCER Z-AXIS) | C PNL
UA1263 | 190817-14 | PROXIMITOR, ENGINE KEYPHASOR^(GAS PRODUCER) | C PNL
UA1520 | 1105411-11 | SIGNAL CONVERTER, BAM 2 SIGNAL CONDITIONER | C PNL
XT0110 | [2]1066730-7,1066730-8,1067996-4 | TERMINAL BLOCK, SPRING, 4 CONDUCTOR,30-12 AWG (0.05-3.31 MM2),NON-IS | C PNL
XT0400 | 1066730-1,1066730-7,1066730-8,1067996-4 | TERMINAL STRIP, 4 CONDUCTOR | C PNL
XT0680 | 1066730-7,1066730-8,1067996-4 | TERMINAL BLOCK, SPRING, 4 CONDUCTOR,30-12 AWG (0.05-3.31 MM2),NON-IS | C PNL
XT1521 | 1066730-7,1066730-8,1067996-4 | TERMINAL BLOCK, SPRING, 4 CONDUCTOR,30-12 AWG (0.05-3.31 MM2),NON-IS | C PNL
AP0601 | [2]1089241-20 | MODULE, BLANK FILLER | JB70 PLC PANEL
AP0602 | 1089241-40 | 1756-EN2TRXT, ETHERNET | JB70 PLC PANEL
AP0603 | 1089241-40 | 1756-EN2TRXT, ETHERNET | JB70 PLC PANEL
AP0604 | 1089241-20 | MODULE, BLANK FILLER | JB70 PLC PANEL
AP0605 | 1089241-20 | MODULE, BLANK FILLER | JB70 PLC PANEL
AP0606 | 1089241-20,1089241-36 | MODULE, ETHERNET | JB70 PLC PANEL
AP0607 | 1089241-20,1089241-36 | 1756-EN2TXT, ETHERNET | JB70 PLC PANEL
AP0608 | 1089241-20 | MODULE, BLANK FILLER | JB70 PLC PANEL
AP0609 | 1089241-40 | 1756-EN2TRXT, ETHERNET | JB70 PLC PANEL
AR0600 | 1057900,1059465,1089241-42,1103759,19298R1,22652R1 | RACK CHASSIS, 1756-A10XT (10 SLOT) | JB70 PLC PANEL
AT0600 | 1089241-43 | 1756-L83EXTS, CONTROLLER^GUARDLOGIX | JB70 PLC PANEL
BA0001 | 1271449-1 | MEDIA CONVERTER, ETHERNET-FIBER OPTIC | JB70 PLC PANEL
BA0002 | 1271449-1 | MEDIA CONVERTER, ETHERNET-FIBER OPTIC | JB70 PLC PANEL
FU0001 | 1043265-1,1043265-3 | FUSE, 2A | JB70 PLC PANEL
FU0002 | 1043265-1,1043265-3 | FUSE, 2A | JB70 PLC PANEL
GR0234 | [2]903849C1 | RAIL GROUND, DIN RAIL GROUNDING | JB70 PLC PANEL
UV0600 | 1089241-28 | POWER SUPPLY, RSLOGIX CHASSIS | JB70 PLC PANEL
XT0001 | 1066730-32,1066730-7,1066730-8,1067996-82 | TERMINAL BLOCK, SPRING, 4 CONDUCTOR,30-12 AWG (0.05-3.31 MM2),NON-IS | JB70 PLC PANEL
FU1100 | 1043265-1,1043265-5 | FUSE, 10A | JB70 R/RAIL
GR1100 | 903849C1 | RAIL GROUND, DIN RAIL GROUNDING | JB70 R/RAIL
XT4900 | 1066730-16 | TERMINAL STRIP, 2 CONDUCTOR | JB72
AF0201 | 2684693-17,2684693-23 | 5094-IB16XT, 16 DISCRETE INPUT | JB72 GEN
AF0202 | 2684693-19,2684693-33 | 5094-IY8XT, 8 ANALOG INPUT,TC/RTD/I&V | JB72 GEN
AF0203 | 2684693-18,2684693-27 | 5094-OF8IHXT, 8 ANALOG OUTPUT, ISOLATED | JB72 GEN
AF0204 | 2684693-17,2684693-25 | 5094-OB8XT, 8 DISCRETE OUTPUT | JB72 GEN
AF0500 | 1322418-31,1322418-40,1322418-72,1322418-73 | 1444-TSCX02-02RB, 2-CH TACHOMETER INPUT^DYNAMIX 1444 VIBRATION | JB72 GEN
AF0510 | 1322418-11,1322418-20,1322418-70,1322418-71 | 1444-DYN04-01RA, 4-CH VIBRATION INPUT^DYNAMIX 1444 VIBRATION | JB72 GEN
AT0140 | 2769310-1,2769310-4 | MODULE, DECS-250 | JB72 GEN
AU0200 | 2684693-22 | 5094-AENTRXT, FLEX 5000 I/O | JB72 GEN
FU0130 | 1043265-1,1043265-4 | FUSE, 5A | JB72 GEN
FU0313 | 1043265-1,1043265-7 | FUSE, 20A | JB72 GEN
FU0314 | 1043265-1,1043265-7 | FUSE, 20A | JB72 GEN
FU0315 | 1043265-1,1043265-7 | FUSE, 20A | JB72 GEN
GR0140 | 903849C1 | RAIL GROUND, DIN RAIL GROUNDING | JB72 GEN
GR0141 | 903849C1 | RAIL GROUND, DIN RAIL GROUNDING | JB72 GEN
GR0142 | 903849C1 | RAIL GROUND, DIN RAIL GROUNDING | JB72 GEN
IEG0130 | 232941-110 | BUS BAR, GENERATOR - INSTRUMENT EARTH GROUNDING | JB72 GEN
KA0121 | 1061979-1 | RELAY, AUTOMATIC CLOSE CIRCUIT BREAKER | JB72 GEN
KA0123 | 1061979-1 | RELAY, CGCM #1 ENABLED | JB72 GEN
KA0128 | 1061979-1 | RELAY, GENERATOR TRIP SUMMARY CIRCUIT BREAKER | JB72 GEN
KA0310 | 1061979-1 | RELAY, CGCM #1 FAULT | JB72 GEN
KA0313 | 1076251-1,1076251-2 | RELAY, PMG INPUT #1 | JB72 GEN
KA0314 | 1076251-1,1076251-2 | RELAY, PMG INPUT #1 | JB72 GEN
KA0330 | 1061979-1 | RELAY, CLOSED CIRCUIT BREAKER | JB72 GEN
KA0331 | 1061979-1 | RELAY, MAIN UTILITY BREAKER AUXILIARY CONTACT CLOSED | JB72 GEN
KA0332 | 1061979-1 | RELAY, CLOSE CONTROL CIRCUIT BREAKER | JB72 GEN
KA0333 | 1061979-1 | RELAY, TRIP CONTROL CIRCUIT BREAKER | JB72 GEN
KA0335 | 1061979-1 | RELAY, NO EMERGENCY SHUTDOWN SUMMARY | JB72 GEN
KA0336 | 1061979-1 | RELAY, CONTROLLER ACTIVE | JB72 GEN
PEG0140 | 232941-200 | BUS BAR, GENERATOR - POWER EARTH GROUNDING | JB72 GEN
XT0130 | 1066730-7,1067996-4 | TERMINAL BLOCK, SPRING, 4 CONDUCTOR,30-12 AWG (0.05-3.31 MM2),NON-IS | JB72 GEN
XT0313 | 1066730-7,1067996-4 | TERMINAL BLOCK, SPRING, 4 CONDUCTOR,30-12 AWG (0.05-3.31 MM2),NON-IS | JB72 GEN
XT0332 | 1066730-7,1067996-4 | TERMINAL BLOCK, SPRING, 4 CONDUCTOR,30-12 AWG (0.05-3.31 MM2),NON-IS | JB72 GEN
XT0334 | 1066730-7,1067996-4 | TERMINAL BLOCK, SPRING, 4 CONDUCTOR,30-12 AWG (0.05-3.31 MM2),NON-IS | JB72 GEN
XT0335 | 1066730-7,1067996-4 | TERMINAL BLOCK, SPRING, 4 CONDUCTOR,30-12 AWG (0.05-3.31 MM2),NON-IS | JB72 GEN
XT0336 | 1066730-7,1067996-4 | TERMINAL BLOCK, SPRING, 4 CONDUCTOR,30-12 AWG (0.05-3.31 MM2),NON-IS | JB72 GEN
XT0350 | 1066730-16,1066730-17 | TERMINAL STRIP, 2 CONDUCTOR | JB72 GEN
XT0351 | 1066730-7,1067996-82 | TERMINAL BLOCK, SPRING, 4 CONDUCTOR,30-12 AWG (0.05-3.31 MM2),NON-IS | JB72 GEN
XT0352 | 1066730-16,1066730-17,1066730-18 | TERMINAL STRIP, 2 CONDUCTOR | JB72 GEN
XT0360 | 1066730-7,1067996-82 | TERMINAL BLOCK, SPRING, 4 CONDUCTOR,30-12 AWG (0.05-3.31 MM2),NON-IS | JB72 GEN
XT0370 | 1066730-7,1067996-4 | TERMINAL BLOCK, SPRING, 4 CONDUCTOR,30-12 AWG (0.05-3.31 MM2),NON-IS | JB72 GEN
XT0500 | [2]1066730-1 | TERMINAL STRIP, 4 CONDUCTOR | JB72 GEN
AF0121 | 2684693-17,2684693-24 | 5094-OB16XT, 16 DISCRETE OUTPUT | JB72 L/RAIL
AF0122 | 2684693-17,2684693-23 | 5094-IB16XT, 16 DISCRETE INPUT | JB72 L/RAIL
AF0123 | 2684693-19,2684693-33 | 5094-IY8XT, 8 ANALOG INPUT,TC/RTD/I&V | JB72 L/RAIL
AF0124 | 2684693-17,2684693-25 | 5094-OB8XT, 8 DISCRETE OUTPUT | JB72 L/RAIL
AF0125 | 2684693-18,2684693-56 | 5094-IF8IHXT, 8 ANALOG INPUT, ISOLATED | JB72 L/RAIL
AU0120 | 2684693-22 | 5094-AENTRXT, FLEX 5000 I/O | JB72 L/RAIL
FU0120 | 1043265-1,1043265-5 | FUSE, 10A | JB72 L/RAIL
FU0121 | 1043265-1,1043265-5 | FUSE, 10A | JB72 L/RAIL
FU0122 | 1043265-1,1043265-5 | FUSE, 10A | JB72 L/RAIL
FU0332 | 1043265-1,1043265-7 | FUSE, 20A | JB72 L/RAIL
FU0333 | 1043265-1,1043265-4 | FUSE, 5A | JB72 L/RAIL
FU0334 | 1043265-1,1043265-4 | FUSE, 5A | JB72 L/RAIL
FU0335 | 1043265-1,1043265-4 | FUSE, 5A | JB72 L/RAIL
GR0120 | 903849C1 | RAIL GROUND, DIN RAIL GROUNDING | JB72 L/RAIL
KA4100 | 1061979-1 | RELAY, GENERATOR HEATER DISABLED | JB72 L/RAIL
XT0120 | 1066730-7,1067996-4 | TERMINAL BLOCK, SPRING, 4 CONDUCTOR,30-12 AWG (0.05-3.31 MM2),NON-IS | JB72 L/RAIL
XT0337 | 1066730-7,1067996-82 | TERMINAL BLOCK, SPRING, 4 CONDUCTOR,30-12 AWG (0.05-3.31 MM2),NON-IS | JB72 L/RAIL
AF0181 | 2684693-17,2684693-25 | 5094-OB8XT, 8 DISCRETE OUTPUT | JB72 R/RAIL
AF0182 | 2684693-17,2684693-23 | 5094-IB16XT, 16 DISCRETE INPUT | JB72 R/RAIL
AF0183 | 2684693-18,2684693-28 | 5094-IB16SXT, 16 DISCRETE INPUT, S | JB72 R/RAIL
AF0184 | 2684693-19,2684693-33 | 5094-IY8XT, 8 ANALOG INPUT,TC/RTD/I&V | JB72 R/RAIL
AF0185 | 2684693-17,2684693-23 | 5094-IB16XT, 16 DISCRETE INPUT | JB72 R/RAIL
AF0186 | 2684693-18,2684693-27 | 5094-OF8IHXT, 8 ANALOG OUTPUT, ISOLATED | JB72 R/RAIL
AU0180 | 2684693-22 | 5094-AENTRXT, FLEX 5000 I/O | JB72 R/RAIL
FU0180 | 1043265-1,1043265-5 | FUSE, 10A | JB72 R/RAIL
FU0181 | 1043265-1,1043265-5 | FUSE, 10A | JB72 R/RAIL
FU0182 | 1043265-1,1043265-5 | FUSE, 10A | JB72 R/RAIL
FU0183 | 1043265-1,1043265-5 | FUSE, 10A | JB72 R/RAIL
GR0110 | 903849C1 | RAIL GROUND, DIN RAIL GROUNDING | JB72 R/RAIL
KA0180 | [2]1061979-1 | RELAY, 90% SPEED | JB72 R/RAIL
KA0185 | 1061979-1 | RELAY, PERMISSIVE CLOSE CIRCUIT BREAKER | JB72 R/RAIL
KA9700 | 1061979-1 | RELAY, SCR AUTO START/STOP | JB72 R/RAIL
KA9701 | 1061979-1 | RELAY, PURGE REQUEST | JB72 R/RAIL
KA9702 | 1061979-1 | RELAY, SoLoNOx MODE ACTIVE | JB72 R/RAIL
KA9703 | 1061979-1 | RELAY, TURBINE RUNNING STATUS | JB72 R/RAIL
XT0180 | 1066730-7,1066730-8,1067996-4 | TERMINAL BLOCK, SPRING, 4 CONDUCTOR,30-12 AWG (0.05-3.31 MM2),NON-IS | JB72 R/RAIL
XT0338 | 1066730-7 | TERMINAL BLOCK, SPRING, 4 CONDUCTOR,30-12 AWG (0.05-3.31 MM2),NON-IS | JB72 R/RAIL
BA0009 | 1271449-1 | MEDIA CONVERTER, ETHERNET-FIBER OPTIC | PANEL
CC9000 | CUSTOMER SUPPLIED | CUSTOMER CONNECTION, PLC CLOCK SYNCHRONIZATION^RISING EDGE SETS TIME TO 00:15 (AM) | PANEL
CC9700 | SCR_SIGNAL | CUSTOMER CONNECTION, SCR START/STOP^1=START, 0=STOP | PANEL
CC9701 | SCR_SIGNAL | CUSTOMER CONNECTION, TURBINE PURGE REQUEST^1=PURGE, 0=NORMAL | PANEL
CC9702 | SCR_SIGNAL | CUSTOMER CONNECTION, SoLoNOx MODE ACTIVE | PANEL
CC9703 | SCR_SIGNAL | CUSTOMER CONNECTION, TURBINE RUNNING STATUS | PANEL
CC9704 | SCR_SIGNAL | CUSTOMER CONNECTION, TURBINE FUEL FLOW | PANEL
CC9705 | SCR_SIGNAL | CUSTOMER CONNECTION, SCR GEN MW | PANEL
SB7510 | CUSTOMER DEFINED | PUSHBUTTON SWITCH, START (CUSTOMER) | PANEL
SB7511 | CUSTOMER DEFINED | PUSHBUTTON SWITCH, NORMAL STOP (CUSTOMER) | PANEL
SB7512 | CUSTOMER DEFINED | PUSHBUTTON SWITCH, EMERGENCY STOP (CUSTOMER) | PANEL
SB7551 | CUSTOMER DEFINED | PUSHBUTTON SWITCH, VOLTAGE INCREASE (CUSTOMER) | PANEL
SB7552 | CUSTOMER DEFINED | PUSHBUTTON SWITCH, VOLTAGE DECREASE (CUSTOMER) | PANEL
SB7554 | CUSTOMER DEFINED | PUSHBUTTON SWITCH, SPEED INCREASE (CUSTOMER) | PANEL
SB7555 | CUSTOMER DEFINED | PUSHBUTTON SWITCH, SPEED DECREASE (CUSTOMER) | PANEL

## JB70_S
JB70
Project # | 4M891
Project Name | VOLTAGRID DATA CENTER^PROJECT
Revision | B
Controls DE | J. SHORTER
Phone: | 0
Controls ME | N. LOPEZ
Phone:
From | [5 empty] | To
Device ID | Wire No. | Wire ID | Gauge/Size | Length | Device ID | Location | Bundle Name
AT0170:1 | UV01705 | WHT | 14 | 60 | UV0170:5(+) | JB70 | AT0170
AT0170:2 | UV01706 | WHT | 14 | 60 | UV0170:6(-) | JB70
AT0170:3 | UV01707 | WHT | 14 | 60 | UV0170:7(+) | JB70
AT0170:4 | UV01708 | WHT | 14 | 60 | UV0170:8(-) | JB70
AT1100:NEG | -0V | WHT | 14 | 240 | XT1100:2 | A PNL | AT-A
SA0471:B1-13 | SA0471B113 | WHT | 20 | 260 | AF0087:40 | A PNL | SA0471-A
SA0471:B1-14 | SA0471B114 | WHT | 20 | 260 | AF0087:08 | A PNL
SA0471:B2-13 | SA0471B213 | WHT | 20 | 260 | AF0087:39 | A PNL
SA0471:B2-14 | SA0471B214 | WHT | 20 | 260 | AF0087:07 | A PNL
SA0472:B1-13 | SA0472B113 | WHT | 20 | 260 | AF0091:47 | A PNL | SA0472-A
SA0472:B1-14 | SA0472B114 | WHT | 20 | 260 | AF0091:15 | A PNL
SA0472:B2-13 | SA0472B213 | WHT | 20 | 260 | AF0091:46 | A PNL
SA0472:B2-14 | SA0472B214 | WHT | 20 | 260 | AF0091:14 | A PNL
SA0473:11 | SA047311 | WHT | 20 | 260 | AF0087:37 | A PNL | SA0473-A
SA0473:12 | SA047312 | WHT | 20 | 260 | AF0087:05 | A PNL
SA0473:13 | SA047313 | WHT | 20 | 260 | AF0087:38 | A PNL
SA0473:14 | SA047314 | WHT | 20 | 260 | AF0087:06 | A PNL
SB0471:11 | SB047111 | WHT | 20 | 260 | AF0087:34 | A PNL | SB0471-A
SB0471:12 | SB047112 | WHT | 20 | 260 | AF0087:02 | A PNL
SB0472:B1-12 | ESTOP | WHT | 20 | 260 | XT0137:2 | A PNL | SB0472-A
SB0472:B1-11 | ESTOPB1 | WHT | 20 | 260 | XT0137:1 | A PNL
SB0472:B2-11 | SB0472B211 | WHT | 20 | 260 | AF0081:36 | A PNL
SB0472:B2-12 | SB0472B212 | WHT | 20 | 260 | AF0081:04 | A PNL
SB0473:13 | SB047313 | WHT | 20 | 260 | AF0087:35 | A PNL | SB0473-A
SB0473:14 | SB047314 | WHT | 20 | 260 | AF0087:03 | A PNL
SB0474:13 | SB047413 | WHT | 20 | 260 | AF0087:36 | A PNL | SB0474-A
SB0474:14 | SB047414 | WHT | 20 | 260 | AF0087:04 | A PNL
SH0470:11 | SH047011 | WHT | 20 | 260 | AF0087:33 | A PNL | SH0470-A
SH0470:12 | SH047012 | WHT | 20 | 260 | AF0087:01 | A PNL
SH0470:13 | SH047013 | WHT | 20 | 260 | XT0137:5 | A PNL
SH0470:14 | SH047014 | WHT | 20 | 260 | XT0137:6 | A PNL
SH0470:X1 | SH0470X1 | WHT | 20 | 260 | AF0093:22 | A PNL
SH0470:X2 | SH0470X2 | WHT | 20 | 260 | AF0093:06 | A PNL
SH0471:11 | SH047111 | WHT | 20 | 260 | XT0137:3 | A PNL | SH0471-A
SH0471:12 | SH047112 | WHT | 20 | 260 | XT0137:4 | A PNL
SH0471:13 | SH047113 | WHT | 20 | 260 | AF0087:32 | A PNL
SH0471:14 | SH047114 | WHT | 20 | 260 | AF0087:00 | A PNL
SH0471:X1 | SH0471X1 | WHT | 20 | 260 | AF0093:31 | A PNL
SH0471:X2 | SH0471X2 | WHT | 20 | 260 | AF0093:15 | A PNL
SH0472:X1 | -0V | WHT | 20 | 220 | XT0236:3 | B PNL | SH0472-B
SH0472:13 | FU0139 | WHT | 20 | 220 | XT0236:1 | B PNL
SH0472:14 | KA0241A1 | WHT | 20 | 220 | XT0236:2 | B PNL
SH0472:11 | SH047211 | WHT | 20 | 220 | XT0236:4 | B PNL
SH0472:12 | SH047212 | WHT | 20 | 220 | XT0236:5 | B PNL
SH0472:X2 | SH0472X2 | WHT | 20 | 220 | XT0237:2 B1 | B PNL
AT1100:POS | FU1100 | WHT | 14 | 120 | FU1100:LD | JB70 R/RAIL | AT-R/RAIL

## JB70 LEFT RAIL_S
L/RAIL
Project # | 4M891
Project Name | VOLTAGRID DATA CENTER^PROJECT
Revision | B
Controls DE | J. SHORTER
Phone: | 0
Controls ME | N. LOPEZ
Phone:
From | [5 empty] | To
Device ID | Wire No. | Wire ID | Gauge/Size | Length | Device ID | Location | Bundle Name
AT0175:18 | HL0171X1 | WHT | 20 | 60 | XT0171:9 | L/RAIL | AT
AT0175:21 | HL0172X1 | WHT | 20 | 60 | XT0171:12 | L/RAIL
AT0175:24 | HL0173X1 | WHT | 20 | 60 | XT0171:15 | L/RAIL
AT0175:2 | SB017013 | WHT | 20 | 60 | XT0171:5 | L/RAIL
AT0175:3 | SB017014 | WHT | 20 | 60 | XT0171:6 | L/RAIL
AT0175:17 | VD0175A | WHT | 20 | 60 | XT0171:8 | L/RAIL
AT0175:23 | VD0175D | WHT | 20 | 60 | XT0171:14 | L/RAIL
AT0175:20 | VD0175I | WHT | 20 | 60 | XT0171:11 | L/RAIL
AT0176:4P1 | AT01764P1 | WHT | 14 | 60 | AT0178:1P1 | L/RAIL
AT0176:5P1 | AT01765P1 | WHT | 14 | 60 | AT0178:2P1 | L/RAIL
AT0178:24 | KA0178A2 | WHT | 20 | 60 | XT0170:17 | L/RAIL
AT0178:23 | VD0178 | WHT | 20 | 60 | XT0170:16 | L/RAIL
AT0178:20 | ZS61P | WHT | 20 | 60 | XT0170:24 | L/RAIL
AT0178:21 | ZS61S | WHT | 20 | 60 | XT0170:25 | L/RAIL
KA0178:A1 | KA0178A1 | WHT | 20 | 60 | XT0170:15 | L/RAIL | KA A1/A2
KA0172:A2 | -0V | WHT | 20 | 60 | XT0170:4 | L/RAIL
KA0176:A2 | -0V | WHT | 20 | 60 | XT0170:3 | L/RAIL
KA0178:A2 | KA0178A2 | WHT | 20 | 60 | XT0170:17 | L/RAIL
KA6510:A2 | KA6510A2 | WHT | 20 | 60 | AT0175:5P1 | L/RAIL
KA0875:14 | FU0170 | WHT | 20 | 100 | XT0170:1 | L/RAIL | KA
KA0875:11 | HA04722 | WHT | 20 | 60 | KA0178:11 | L/RAIL
KA0875:11 | HA04722 | WHT | 20 | 100 | XT0170:13 | L/RAIL
KA0172:11 | KA017211 | WHT | 20 | 100 | XT0170:7 | L/RAIL
KA0172:12 | KA017212 | WHT | 20 | 100 | XT0170:8 | L/RAIL
KA0174:11 | KA017411 | WHT | 20 | 100 | XT0170:9 | L/RAIL
KA0174:12 | KA017412 | WHT | 20 | 100 | XT0170:10 | L/RAIL
KA0176:11 | KA017611 | WHT | 20 | 100 | XT0171:1 | L/RAIL
KA0176:21 | KA024421 | WHT | 20 | 100 | XT0171:3 | L/RAIL
KA6510:12 | KA651012 | WHT | 20 | 80 | AT0175:11 | L/RAIL
KA6511:22 | KA651122 | WHT | 20 | 80 | AT0176:17 | L/RAIL
XT0170:14 | -0V | WHT | 20 | 60 | XT0170:4 | L/RAIL | FU/XT
XT0170:4 | -0V | WHT | 20 | 60 | XT0172:5 | L/RAIL
XT0172:6 | LON1S2 | WHT | 16 | 60 | XT0172:15 | L/RAIL
XT0172:14 | -0V | WHT | 14 | 60 | XT0172:8 | L/RAIL
XT0172:5 | -0V | WHT | 14 | 60 | XT0172:14 | L/RAIL
FU0170:LD | FU0170 | WHT | 14 | 100 | XT0170:2 | L/RAIL
XT0172:13 | FU0170 | WHT | 14 | 60 | XT0172:7 | L/RAIL
XT0172:4 | FU0170 | WHT | 14 | 60 | XT0170:1 | L/RAIL
XT0172:4 | FU0170 | WHT | 14 | 60 | XT0172:13 | L/RAIL
XT0172:15 | LON1S2 | WHT | 14 | 60 | XT0172:9 | L/RAIL
KA0875:A1 | -009212 | WHT | 20 | 160 | AF0092:12 | A PNL | KA-A
KA0875:A2 | -009228 | WHT | 20 | 160 | AF0092:28 | A PNL
KA0176:A1 | KA014422 | WHT | 20 | 160 | KA0144:22 | A PNL
KA0176:24 | -009246 | WHT | 20 | 160 | AF0092:46 | A PNL
KA0177:24 | -009247 | WHT | 20 | 160 | AF0092:47 | A PNL
KA0176:14 | -009336 | WHT | 20 | 160 | AF0093:36 | A PNL
XT0171:2 | -009304 | WHT | 20 | 160 | AF0093:04 | A PNL | FU/XT-A
XT0171:4 | -009214 | WHT | 20 | 160 | AF0092:14 | A PNL
XT0170:3 | -0V | WHT | 12 | 160 | XT0134:2 | A PNL
FU0170:LI | FU0136 | WHT | 12 | 160 | XT0138:2 | A PNL
KA0875:14 | FU0170 | WHT | 20 | 180 | KA0232:12 | B PNL | KA-B
KA0178:14 | KA017814 | WHT | 20 | 180 | KA0232:11 | B PNL
XT0170:2 | FU0170 | WHT | 20 | 180 | KA0232:21 | B PNL | XT-B
XT0171:1 | KA017611 | WHT | 20 | 180 | KA0246:11 | B PNL
XT0171:3 | KA024421 | WHT | 20 | 180 | KA0244:21 | B PNL
KA0177:21 | -009215 | WHT | 20 | 140 | XT0110:5 | C PNL | KA-C
AT0175:4P1 | AT01754P1 | WHT | 20 | 160 | SA0170:B2-13 | JB70 | AT-JB70
AT0175:2P1 | UV017010 | WHT | 14 | 160 | UV0170:10(-) | JB70
AT0176:1P1 | UV017011 | WHT | 14 | 160 | UV0170:11(+) | JB70
AT0176:2P1 | UV017012 | WHT | 14 | 160 | UV0170:12(-) | JB70
AT0175:1P1 | UV01709 | WHT | 14 | 160 | UV0170:9(+) | JB70
KA0172:A1 | AT017025 | WHT | 20 | 160 | AT0170:25 | JB70 | KA-JB70
KA0174:A1 | AT017031 | WHT | 20 | 160 | AT0170:31 | JB70
KA6510:A1 | SA0170B214 | WHT | 20 | 160 | SA0170:B2-14 | JB70
XT0170:5 | AT017045 | WHT | 20 | 160 | AT0170:45 | JB70 | XT-JB70
XT0170:6 | AT017046 | WHT | 20 | 160 | AT0170:46 | JB70
XT0171:9 | HL0171X1 | WHT | 20 | 160 | HL0171:X1 | JB70
XT0171:7 | HL0171X2 | WHT | 20 | 160 | HL0171:X2 | JB70
XT0171:12 | HL0172X1 | WHT | 20 | 160 | HL0172:X1 | JB70
XT0171:10 | HL0172X2 | WHT | 20 | 160 | HL0172:X2 | JB70
XT0171:15 | HL0173X1 | WHT | 20 | 160 | HL0173:X1 | JB70
XT0171:13 | HL0173X2 | WHT | 20 | 160 | HL0173:X2 | JB70
XT0170:11 | SA0170B113 | WHT | 20 | 160 | AT0170:11 | JB70
XT0170:11 | SA0170B113 | WHT | 20 | 160 | SA0170:B1-13 | JB70
XT0170:12 | SA0170B114 | WHT | 20 | 160 | AT0170:12 | JB70
XT0170:12 | SA0170B114 | WHT | 20 | 160 | SA0170:B1-14 | JB70
XT0171:5 | SB017013 | WHT | 20 | 160 | SB0170:13 | JB70
XT0171:6 | SB017014 | WHT | 20 | 160 | SB0170:14 | JB70
XT0170:3 | -0V | WHT | 14 | 160 | UV0170:2(-) | JB70
XT0170:3 | -0V | WHT | 14 | 160 | UV0170:4(-) | JB70
XT0170:2 | FU0170 | WHT | 14 | 160 | UV0170:1(+) | JB70
XT0170:2 | FU0170 | WHT | 14 | 160 | UV0170:3(+) | JB70
XT0170:19 | LON0N | WHT | 14 | 160 | UV0170:14(-) | JB70
XT0170:18 | LON0P | WHT | 14 | 160 | UV0170:13(+) | JB70
XT0170:22 | LON2N | WHT | 14 | 160 | UV0170:16(-) | JB70
XT0170:21 | LON2P | WHT | 14 | 160 | UV0170:15(+) | JB70
AT0170:24 | FU0139 | WHT | 20 | 200 | XT0240:11 | B PNL | THRU WIRES
AT0170:30 | FU0139 | WHT | 20 | 200 | XT0240:11 | B PNL
AT0170:26 | KA0243A1 | WHT | 20 | 200 | XT0240:6 | B PNL
AT0170:32 | KA0245A1 | WHT | 20 | 200 | XT0240:7 | B PNL

## PLC PANEL_S
PLC PNL
Project # | 4M891
Project Name | VOLTAGRID DATA CENTER^PROJECT
Revision | B
Controls DE | J. SHORTER
Phone: | 0
Controls ME | N. LOPEZ
Phone:
From | [5 empty] | To
Device ID | Wire No. | Wire ID | Gauge/Size | Length | Device ID | Location | Bundle Name
BA0001:V1(-) | -0V | WHT | 16 | 60 | XT0001:2 | PLC PNL | BA0001
BA0001:V1(+) | FU0001 | WHT | 16 | 60 | FU0001:LD | PLC PNL
BA0002:V1(-) | -0V | WHT | 16 | 60 | XT0001:5 | PLC PNL | BA0002
BA0002:V1(+) | FU0002 | WHT | 16 | 60 | FU0002:LD | PLC PNL
FU0001:LI | FU0210 | WHT | 16 | 60 | XT0001:1 | PLC PNL | FU
FU0002:LI | FU0210 | WHT | 16 | 60 | XT0001:4 | PLC PNL
UV0600:(-) | -0V | WHT | 14 | 80 | XT0135:1 | A PNL | UV-A PNL
UV0600:(+) | FU0010 | WHT | 14 | 80 | FU0010:LD | A PNL
XT0001:2 | -0V | WHT | 20 | 80 | XT0235:3 | B PNL | XT-B PNL
XT0001:1 | FU0210 | WHT | 14 | 80 | XT0233:3 | B PNL
XT0001:5 | -0V | WHT | 12 | 80 | XT0235:3 | B PNL
XT0001:4 | FU0210 | WHT | 12 | 80 | XT0233:3 | B PNL

## C PANEL_S
C PNL
Project # | 4M891
Project Name | VOLTAGRID DATA CENTER^PROJECT
Revision | B
Controls DE | J. SHORTER
Phone: | 0
Controls ME | N. LOPEZ
Phone:
From | [5 empty] | To
Device ID | Wire No. | Wire ID | Gauge/Size | Length | Device ID | Location | Bundle Name
AT0680:NEG | -0V | WHT | 14 | 60 | XT0680:2 | C PNL | AT0680
AT0680:POS | AT0680POS | WHT | 14 | 60 | XT0680:1 | C PNL
AF0410:53 | -0V | WHT | 16 | 100 | XT0110:3 | C PNL | 1444S
AF0410:54 | AF0410N | WHT | 16 | 60 | AF0420:53 | C PNL
AF0410:56 | AF0410P | WHT | 16 | 60 | AF0420:55 | C PNL
AF0420:54 | AF0420N | WHT | 16 | 60 | AF0430:53 | C PNL
AF0420:56 | AF0420P | WHT | 16 | 60 | AF0430:55 | C PNL
AF0430:54 | AF0430N | WHT | 16 | 60 | AF0450:53 | C PNL
AF0430:56 | AF0430P | WHT | 16 | 60 | AF0450:55 | C PNL
AF0450:56 | AF0450P | WHT | 16 | 60 | AF0460:55 | C PNL
AF0450:54 | AF0460N | WHT | 16 | 60 | AF0460:53 | C PNL
AF0410:55 | FU0113 | WHT | 16 | 100 | FU0113:LD | C PNL
FU0680:LD | AT0680POS | WHT | 14 | 60 | XT0680:1 | C PNL | FU
FU0110:LD | FU0110 | WHT | 14 | 60 | FU0113:LI | C PNL
FU0110:LI | FU0136 | WHT | 14 | 60 | XT0110:1 | C PNL
XT0110:5 | -009215 | WHT | 20 | 120 | AF0092:15 | A PNL | XT-A
XT0110:4 | ESTOP | WHT | 20 | 120 | XT0139:4 | A PNL
XT0110:2 | -0V | WHT | 14 | 120 | XT0134:4 | A PNL
XT0110:1 | FU0136 | WHT | 14 | 120 | XT0138:4 | A PNL
XT0110:5 | -009215 | WHT | 20 | 120 | KA0247:21 | B PNL | XT-B
XT0680:2 | -0V | WHT | 20 | 120 | XT0235:3 | B PNL

## A PANEL_S
A PANEL
Project # | 4M891
Project Name | VOLTAGRID DATA CENTER^PROJECT
Revision | B
Controls DE | J. SHORTER
Phone: | 0
Controls ME | N. LOPEZ
Phone:
From | [5 empty] | To
Device ID | Wire No. | Wire ID | Gauge/Size | Length | Device ID | Location | Bundle Name
PC0470:INP_A | -009312 | WHT | 20 | 60 | AF0093:12 | A PNL | PC0470
PC0470:-PWR | -009328 | WHT | 20 | 60 | AF0093:28 | A PNL
PC0470:+PWR | -009344 | WHT | 20 | 60 | AF0093:44 | A PNL
UJ0131:IOUT | UJ0131IOUT | WHT | 20 | 60 | AF0094:06 | A PNL | UJ0131
UJ0131:OK1 | UJ0131OK1 | WHT | 20 | 60 | AF0091:41 | A PNL
UJ0131:OK2 | UJ0131OK2 | WHT | 20 | 60 | AF0091:09 | A PNL
UJ0131:VIN | UJ0131VIN | WHT | 20 | 60 | AF0094:04 | A PNL
UJ0131:- | -521NEG | WHT | 12 | 60 | XT0011:1 | A PNL
UJ0131:+ | UJ0131P | WHT | 12 | 60 | FU0011:LD | A PNL
UV0291:OUT1(-) | UV0291OUT- | WHT | 16 | 60 | XT0291:5 | A PNL | UV0291
UV0291:OUT1(+) | UV0291OUT+ | WHT | 16 | 60 | XT0291:1 | A PNL
UV0291:24V(-) | -0V | WHT | 14 | 60 | XT1100:2 | A PNL
UV0291:24V(+) | FU0291 | WHT | 14 | 120 | FU0291:LD | A PNL
AF0094:07 | -0V | WHT | 20 | 60 | XT0135:4 | A PNL | AU/AF
AF0094:05 | -0V | WHT | 20 | 60 | XT0135:4 | A PNL
AF0091:35 | CC40041 | WHT | 20 | 80 | XT4101:1 | A PNL
AF0091:03 | CC40042 | WHT | 20 | 80 | XT4101:2 | A PNL
AF0091:36 | CC40051 | WHT | 20 | 80 | XT4101:3 | A PNL
AF0091:04 | CC40052 | WHT | 20 | 80 | XT4101:4 | A PNL
AF0091:34 | CC40061 | WHT | 20 | 80 | XT4101:5 | A PNL
AF0091:02 | CC40062 | WHT | 20 | 80 | XT4101:6 | A PNL
AF0091:COM | AF0091N | WHT | 16 | 60 | AF0094:COM | A PNL
AF0086:28 | -0V | WHT | 14 | 60 | XT0083:2 | A PNL
AF0092:COM | -0V | WHT | 14 | 60 | XT0081:1 | A PNL
AF0093:COM | -0V | WHT | 14 | 60 | XT0081:2 | A PNL
AF0095:COM | -0V | WHT | 14 | 80 | XT0081:2 | A PNL
AU0080:COM | -0V | WHT | 14 | 60 | XT0080:1 | A PNL
AU0090:COM | -0V | WHT | 14 | 60 | XT0081:1 | A PNL
AF0091:V+ | AF0091P | WHT | 14 | 60 | AF0094:V+ | A PNL
AU0080:V+ | FU0080 | WHT | 14 | 60 | FU0080:LD | A PNL
AU0090:V+ | FU0090 | WHT | 14 | 60 | FU0090:LD | A PNL
AF0092:V+ | FU0091 | WHT | 14 | 60 | FU0091:LD | A PNL
AF0093:V+ | FU0092 | WHT | 14 | 60 | FU0092:LD | A PNL
AF0095:V+ | FU0093 | WHT | 14 | 60 | FU0093:LD | A PNL
KA0130:A1 | -008135 | WHT | 20 | 80 | AF0081:35 | A PNL | KA A1
KA0130:A1 | -008135 | WHT | 20 | 60 | KA0130:11 | A PNL
KA3420:A1 | -009200 | WHT | 20 | 100 | AF0092:00 | A PNL
KA4360:A1 | -009201 | WHT | 20 | 100 | AF0092:01 | A PNL
KA4362:A1 | -009203 | WHT | 20 | 100 | AF0092:03 | A PNL
KA2160:A1 | -009204 | WHT | 20 | 60 | AF0092:04 | A PNL
KA7164:A1 | -009205 | WHT | 20 | 60 | AF0092:05 | A PNL
KA2161:A1 | -009207 | WHT | 20 | 60 | AF0092:07 | A PNL
KA3103:A1 | -009208 | WHT | 20 | 100 | AF0092:08 | A PNL
KA4361:A1 | -009209 | WHT | 20 | 100 | AF0092:09 | A PNL
KA7162:A1 | -009210 | WHT | 20 | 60 | AF0092:10 | A PNL
KA7163:A1 | -009211 | WHT | 20 | 60 | AF0092:11 | A PNL
KA3220:A1 | -009301 | WHT | 20 | 120 | AF0093:01 | A PNL
KA0133:A1 | KA0133A1 | WHT | 20 | 60 | AF0092:02 | A PNL
KA0134:A1 | KA0134A1 | WHT | 20 | 60 | AF0091:12 | A PNL
KA0135:A1 | KA0135A1 | WHT | 20 | 140 | KA0131:11 | A PNL
KA0135:A1 | KA0135A1 | WHT | 20 | 140 | KA0144:A1 | A PNL
KA0137:A1 | KA0137A1 | WHT | 20 | 60 | KT0142:18 | A PNL
KA0138:A1 | KA0138A1 | WHT | 20 | 60 | KA0132:21 | A PNL
KA0131:A1 | KA0231A1 | WHT | 20 | 60 | XT0136:9 | A PNL
KA0136:A1 | PS32002 | WHT | 20 | 60 | XT0136:5 | A PNL
KA3420:A2 | -009216 | WHT | 20 | 100 | AF0092:16 | A PNL | KA A2
KA4360:A2 | -009217 | WHT | 20 | 100 | AF0092:17 | A PNL
KA4362:A2 | -009219 | WHT | 20 | 100 | AF0092:19 | A PNL
KA2160:A2 | -009220 | WHT | 20 | 60 | AF0092:20 | A PNL
KA7164:A2 | -009221 | WHT | 20 | 60 | AF0092:21 | A PNL
KA2161:A2 | -009223 | WHT | 20 | 60 | AF0092:23 | A PNL
KA3103:A2 | -009224 | WHT | 20 | 100 | AF0092:24 | A PNL
KA4361:A2 | -009225 | WHT | 20 | 100 | AF0092:25 | A PNL
KA7162:A2 | -009226 | WHT | 20 | 60 | AF0092:26 | A PNL
KA7163:A2 | -009227 | WHT | 20 | 60 | AF0092:27 | A PNL
KA6241:A2 | -009230 | WHT | 20 | 100 | AF0092:30 | A PNL
KA6242:A2 | -009231 | WHT | 20 | 100 | AF0092:31 | A PNL
KA3220:A2 | -009317 | WHT | 20 | 120 | AF0093:17 | A PNL
KA6211:A2 | -009320 | WHT | 20 | 120 | AF0093:20 | A PNL
KA0135:A2 | -0V | WHT | 20 | 120 | KA0136:A2 | A PNL
KA0134:A2 | -0V | WHT | 20 | 60 | KA0144:A2 | A PNL
KA0135:A2 | -0V | WHT | 20 | 120 | KA0144:A2 | A PNL
KA0131:A2 | -0V | WHT | 20 | 60 | KT0145:A2 | A PNL
KA0130:14 | -008103 | WHT | 20 | 60 | AF0081:03 | A PNL
KA0221:14 | -009502 | WHT | 20 | 60 | AF0095:02 | A PNL
KA0132:11 | FU0139 | WHT | 20 | 60 | KA0133:11 | A PNL
KA0133:11 | FU0139 | WHT | 20 | 60 | KA0134:11 | A PNL
KA0134:11 | FU0139 | WHT | 20 | 60 | KA0136:11 | A PNL
KA0136:11 | FU0139 | WHT | 20 | 60 | KA0137:21 | A PNL
KA0138:14 | FU0139 | WHT | 20 | 60 | XT0136:10 | A PNL
KA0141:24 | FU0139 | WHT | 20 | 60 | XT0136:2 | A PNL
KA0132:11 | FU0139 | WHT | 20 | 60 | KT0145:15 | A PNL
KA0131:14 | KA013114 | WHT | 20 | 100 | AF0092:06 | A PNL
KA0132:22 | KA013222 | WHT | 20 | 60 | KA0137:14 | A PNL
KA0132:22 | KA013222 | WHT | 20 | 120 | KT0141:18 | A PNL
KA0132:24 | KA013224 | WHT | 20 | 60 | KA0134:14 | A PNL
KA0136:21 | KA013621 | WHT | 20 | 60 | AF0087:43 | A PNL
KA0136:24 | KA013624 | WHT | 20 | 60 | AF0087:11 | A PNL
KA0131:12 | KA013724 | WHT | 20 | 60 | KA0137:24 | A PNL
KA0137:24 | KA013724 | WHT | 20 | 60 | AF0087:09 | A PNL
KA0136:14 | KA013821 | WHT | 20 | 60 | KA0138:21 | A PNL
KA0141:11 | KA014111 | WHT | 20 | 80 | AF0091:39 | A PNL
KA0141:14 | KA014114 | WHT | 20 | 80 | AF0091:07 | A PNL
KA0138:11 | KM3170EP | WHT | 20 | 60 | XT0136:12 | A PNL
KA0132:12 | KT0141A1 | WHT | 20 | 60 | KA0133:12 | A PNL
KA0132:12 | KT0141A1 | WHT | 20 | 60 | KT0142:A1 | A PNL
KA0138:24 | KT0144B1 | WHT | 20 | 60 | KT0144:B1 | A PNL
KA0141:21 | KT0146A1 | WHT | 20 | 60 | KT0146:A1 | A PNL
KT0140:A2 | -0V | WHT | 20 | 60 | XT0136:3 | A PNL | KT L/S
KT0140:16 | KT014115 | WHT | 20 | 120 | KT0141:15 | A PNL
KT0140:18 | KT0143A1 | WHT | 20 | 120 | KT0143:A1 | A PNL
KT0140:15 | FU0139 | WHT | 20 | 60 | KT0142:15 | A PNL | KT R/S
KT0140:15 | FU0139 | WHT | 20 | 60 | XT0136:2 | A PNL
KT0142:15 | FU0139 | WHT | 20 | 60 | KT0144:A1 | A PNL
KT0140:A1 | KT0140A1 | WHT | 20 | 120 | KT0143:16 | A PNL
KT0141:A1 | KT0141A1 | WHT | 20 | 60 | KT0143:15 | A PNL
XT0085:3 | -0V | WHT | 20 | 80 | XT0135:4 | A PNL | XT
XT0135:1 | -0V | WHT | 20 | 80 | XT0136:3 | A PNL
XT0135:2 | -0V | WHT | 20 | 80 | XT0081:1 | A PNL
XT0136:11 | -0V | WHT | 20 | 60 | XT0136:3 | A PNL
XT0136:1 | FU0139 | WHT | 20 | 60 | XT0136:10 | A PNL
XT0080:1 | -0V | WHT | 14 | 80 | XT0135:2 | A PNL
XT0083:2 | -0V | WHT | 14 | 100 | XT0134:5 | A PNL
XT0134:3 | -0V | WHT | 14 | 80 | XT1100:2 | A PNL
XT0135:1 | -0V | WHT | 14 | 60 | XT0134:1 | A PNL
XT0138:3 | FU0136 | WHT | 14 | 80 | XT1100:1 | A PNL
FU0116:LD | FT21081 | WHT | 16 | 120 | XT0083:1 | A PNL | FU
FU0116:LI | FU0136 | WHT | 14 | 60 | XT0138:5 | A PNL
FU0291:LI | FU0136 | WHT | 14 | 60 | XT1100:1 | A PNL
FU0010:LI | FU0137 | WHT | 14 | 60 | XT0139:1 | A PNL
FU0080:LI | FU0137 | WHT | 14 | 60 | XT0139:1 | A PNL
FU0090:LI | FU0137 | WHT | 14 | 60 | XT0139:2 | A PNL
FU0139:LD | FU0139 | WHT | 14 | 60 | XT0085:1 | A PNL
FU0139:LD | FU0139 | WHT | 14 | 60 | XT0136:1 | A PNL
FU0137:LD | FU0137 | WHT | 12 | 60 | XT0139:1 | A PNL
FU0137:LI | FU0136 | WHT | 12 | 60 | XT0138:1 | A PNL
AF0081:41 | KA023921 | WHT | 20 | 160 | KA0239:21 | B PNL | AF-B
AF0081:09 | KA023924 | WHT | 20 | 160 | KA0239:24 | B PNL
AF0081:08 | KA024214 | WHT | 20 | 160 | KA0242:14 | B PNL
AF0081:33 | KA024311 | WHT | 20 | 160 | KA0243:11 | B PNL
AF0081:01 | KA024314 | WHT | 20 | 160 | KA0243:14 | B PNL
AF0081:34 | KA024521 | WHT | 20 | 160 | KA0245:21 | B PNL
AF0081:02 | KA024524 | WHT | 20 | 160 | KA0245:24 | B PNL
AF0081:00 | UA1200J21 | WHT | 20 | 160 | KA0241:11 | B PNL
AF0081:19 | UA1200J27 | WHT | 20 | 160 | UA1200:J2-7 | B PNL
AF0092:13 | -009213 | WHT | 20 | 160 | XT0237:2 T2 | B PNL
AF0093:09 | -009309 | WHT | 20 | 160 | KA0233:24 | B PNL
AF0095:18 | SV21202 | WHT | 20 | 160 | XT0060:4 | B PNL
KA0221:A1 | -007602 | WHT | 20 | 160 | AF0076:02 | B PNL | KA-B
KA0221:A2 | -007618 | WHT | 20 | 160 | AF0076:18 | B PNL
KA0141:24 | FU0139 | WHT | 20 | 160 | KA0241:24 | B PNL
KA0134:A1 | KA0134A1 | WHT | 20 | 160 | AF0067:12 | B PNL
KA0144:22 | KA014422 | WHT | 20 | 160 | KA0249:12 | B PNL
KA0221:11 | KA022111 | WHT | 20 | 160 | KA0235:24 | B PNL
KA0144:21 | KA023222 | WHT | 20 | 160 | KA0232:22 | B PNL
KA6211:A1 | KA6211A1 | WHT | 20 | 160 | KA0246:14 | B PNL
KA6241:A1 | KA6241A1 | WHT | 20 | 160 | KA0244:24 | B PNL
KA6242:A1 | KA6242A1 | WHT | 20 | 160 | KA0247:24 | B PNL
KA0141:21 | KT0146A1 | WHT | 20 | 160 | KA0241:21 | B PNL
KA0130:A2 | UA1200J26 | WHT | 20 | 160 | UA1200:J2-6 | B PNL
KT0146:18 | KA024214 | WHT | 20 | 160 | KA0231:14 | B PNL | KT-B
KT0145:A1 | KA024412 | WHT | 20 | 160 | KA0244:12 | B PNL
KT0146:15 | KT014615 | WHT | 20 | 160 | AF0076:10 | B PNL
KT0146:A2 | KT0146A2 | WHT | 20 | 160 | AF0076:29 | B PNL
KT0146:B1 | KT0146B1 | WHT | 20 | 160 | AF0076:13 | B PNL
XT0085:2 | -007405 | WHT | 20 | 160 | AF0074:05 | B PNL | XT-B
XT0085:3 | -0V | WHT | 20 | 160 | AF0074:21 | B PNL
XT0136:3 | -0V | WHT | 20 | 160 | XT0240:9 | B PNL
XT0137:2 | ESTOP | WHT | 20 | 160 | XT0240:4 | B PNL
XT0139:4 | ESTOP | WHT | 20 | 160 | XT0240:4 | B PNL
XT0137:1 | ESTOPB1 | WHT | 20 | 160 | XT0240:3 | B PNL
XT0136:1 | FU0139 | WHT | 20 | 160 | XT0240:11 | B PNL
XT0136:9 | KA0231A1 | WHT | 20 | 160 | KA0242:11 | B PNL
XT0136:6 | PS32004 | WHT | 20 | 160 | KA0240:11 | B PNL
XT0136:7 | UF1300 | WHT | 20 | 160 | KA0240:14 | B PNL
XT0291:6 | UV0291OUT- | WHT | 16 | 160 | BA1100:NEG | B PNL
XT0134:4 | -0V | WHT | 14 | 160 | XT0235:1 | B PNL
XT0135:1 | -0V | WHT | 14 | 160 | KA1020:24 | B PNL
XT0139:3 | FU0137 | WHT | 14 | 160 | FU0211:LI | B PNL
XT0291:2 | UV0291OUT+ | WHT | 14 | 160 | FU1101:LI | B PNL
XT0138:4 | FU0136 | WHT | 12 | 160 | FU0210:LI | B PNL

## B PANEL_S
B PNL
Project # | 4M891
Project Name | VOLTAGRID DATA CENTER^PROJECT
Revision | B
Controls DE | J. SHORTER
Phone: | 0
Controls ME | N. LOPEZ
Phone:
From | [5 empty] | To
Device ID | Wire No. | Wire ID | Gauge/Size | Length | Device ID | Location | Bundle Name
UA1200:J1-9 | -0V | WHT | 20 | 120 | XT0235:4 | B PNL | UA1200
UA1200:J1-10 | FU0212 | WHT | 20 | 120 | XT0233:4 | B PNL
UA1200:J2-2 | FU0212 | WHT | 20 | 120 | XT0233:4 | B PNL
UA1200:J1-8 | UA1200J | WHT | 20 | 60 | UA1200:J3-5 | B PNL
UA1200:J1-4 | UA1200J14 | WHT | 20 | 60 | AF0076:11 | B PNL
UA1200:J1-5 | UA1200J15 | WHT | 20 | 120 | XT0237:1 B1 | B PNL
UA1200:J2-1 | UA1200J21 | WHT | 20 | 120 | XT0060:3 | B PNL
BA1100:POS | FU1101LD | WHT | 16 | 60 | FU1101:LD | B PNL | BA1100
AF0076:12 | -007612 | WHT | 20 | 80 | XT0237:1 B2 | B PNL | AU/AF
AF0062:16 | SV21242 | WHT | 20 | 60 | XT0060:5 | B PNL
AF0065:COM | AF0065N | WHT | 16 | 60 | AF0068:COM | B PNL
AF0065:V+ | AF0065P | WHT | 16 | 60 | AF0068:V+ | B PNL
AF0075:COM | AF0075N | WHT | 16 | 60 | AF0077:COM | B PNL
AF0075:V+ | AF0075P | WHT | 16 | 60 | AF0077:V+ | B PNL
AF0063:COM | AU0060N | WHT | 16 | 60 | AU0060:COM | B PNL
AF0063:V+ | AU0060P | WHT | 16 | 60 | AU0060:V+ | B PNL
AF0066:V+ | FU0063 | WHT | 16 | 60 | FU0063:LD | B PNL
AF0067:V+ | FU0064 | WHT | 16 | 60 | FU0064:LD | B PNL
AU0070:V+ | FU0070 | WHT | 16 | 60 | FU0070:LD | B PNL
AF0076:V+ | FU0071 | WHT | 16 | 80 | FU0071:LD | B PNL
AF0061:COM | -0V | WHT | 14 | 80 | XT0060:2 | B PNL
AF0062:COM | -0V | WHT | 14 | 80 | XT0060:2 | B PNL
AF0066:COM | -0V | WHT | 14 | 60 | XT0060:2 | B PNL
AF0067:COM | -0V | WHT | 14 | 60 | XT0060:2 | B PNL
AF0076:COM | -0V | WHT | 14 | 60 | XT0070:1 | B PNL
AU0060:COM | -0V | WHT | 14 | 80 | XT0060:1 | B PNL
AU0070:COM | -0V | WHT | 14 | 60 | XT0070:1 | B PNL
AU0060:V+ | FU0060 | WHT | 14 | 80 | FU0060:LD | B PNL
AF0061:V+ | FU0061 | WHT | 14 | 80 | FU0061:LD | B PNL
AF0062:V+ | FU0062 | WHT | 14 | 80 | FU0062:LD | B PNL
KA0222:A1 | -007604 | WHT | 20 | 100 | AF0076:04 | B PNL | KA A1
KA1020:A1 | -007608 | WHT | 20 | 100 | AF0076:08 | B PNL
KA0235:A1 | ESTOP | WHT | 20 | 60 | XT0240:4 | B PNL
KA0241:A1 | KA0241A1 | WHT | 20 | 60 | XT0240:5 | B PNL
KA0243:A1 | KA0243A1 | WHT | 20 | 60 | XT0240:6 | B PNL
KA0245:A1 | KA0245A1 | WHT | 20 | 60 | XT0240:7 | B PNL
KA0182:A1 | -007605 | WHT | 16 | 60 | AF0076:05 | B PNL
KA0183:A1 | KA0183A1 | WHT | 16 | 60 | AF0076:06 | B PNL
KA0222:A2 | -007620 | WHT | 20 | 100 | AF0076:20 | B PNL | KA A2
KA1020:A2 | -007624 | WHT | 20 | 100 | AF0076:24 | B PNL
KA0249:A2 | -0V | WHT | 20 | 60 | XT0240:9 | B PNL
KA0231:A2 | KA0231A2 | WHT | 20 | 60 | AF0076:26 | B PNL
KA0182:A2 | -007621 | WHT | 16 | 60 | AF0076:21 | B PNL
KA0183:A2 | KA0183A2 | WHT | 16 | 60 | AF0076:22 | B PNL
KA0233:14 | -006102 | WHT | 20 | 100 | AF0061:02 | B PNL | KA
KA0250:24 | -006106 | WHT | 20 | 100 | AF0061:06 | B PNL
KA0234:11 | -006114 | WHT | 20 | 100 | AF0061:14 | B PNL
KA0222:14 | -006200 | WHT | 20 | 100 | AF0062:00 | B PNL
KA0237:14 | -007600 | WHT | 20 | 100 | AF0076:00 | B PNL
KA0237:24 | -007601 | WHT | 20 | 100 | AF0076:01 | B PNL
KA0242:21 | -024221 | WHT | 20 | 60 | XT0237:1 T2 | B PNL
KA0242:24 | -024822 | WHT | 20 | 60 | KA0248:22 | B PNL
KA0243:21 | ESTOPC | WHT | 20 | 60 | XT0240:1 | B PNL
KA0236:11 | FU0139 | WHT | 20 | 60 | KA0244:11 | B PNL
KA0236:11 | FU0139 | WHT | 20 | 60 | XT0240:11 | B PNL
KA0222:11 | KA022211 | WHT | 20 | 60 | KA0236:24 | B PNL
KA0231:21 | KA023121 | WHT | 20 | 60 | KA0245:14 | B PNL
KA0231:11 | KA0231A1 | WHT | 20 | 80 | KA0231:A1 | B PNL
KA0231:11 | KA0231A1 | WHT | 20 | 60 | KA0242:11 | B PNL
KA0232:22 | KA023222 | WHT | 20 | 60 | KA0249:11 | B PNL
KA0236:12 | KA023612 | WHT | 20 | 60 | XT0240:12 | B PNL
KA0238:14 | KA023814 | WHT | 20 | 120 | AF0061:10 | B PNL
KA0235:14 | KA024114 | WHT | 20 | 60 | KA0241:14 | B PNL
KA0241:14 | KA024114 | WHT | 20 | 60 | KA0231:24 | B PNL
KA0231:14 | KA024214 | WHT | 20 | 60 | KA0242:14 | B PNL
KA0243:24 | KA024511 | WHT | 20 | 60 | KA0245:11 | B PNL
KA0235:11 | UA1200J21 | WHT | 20 | 60 | KA0241:11 | B PNL
KA0235:11 | UA1200J21 | WHT | 20 | 60 | XT0060:3 | B PNL
KA0248:21 | FU0212 | WHT | 16 | 60 | FU0212:LD | B PNL
KA1020:14 | FU0211 | WHT | 14 | 60 | FU0211:LD | B PNL
XT0070:1 | -0V | WHT | 20 | 60 | XT0235:1 | B PNL | FU/XT
XT0236:3 | -0V | WHT | 20 | 60 | XT0240:8 | B PNL
XT0236:1 | FU0139 | WHT | 20 | 60 | XT0240:10 | B PNL
XT0237:2 B2 | KA023612 | WHT | 20 | 60 | XT0240:12 | B PNL
XT0236:2 | KA0241A1 | WHT | 20 | 60 | XT0240:5 | B PNL
FU0212:LD | FU0212 | WHT | 16 | 60 | XT0233:4 | B PNL
XT0235:1 | -0V | WHT | 14 | 60 | XT0060:1 | B PNL
FU0060:LI | FU0210 | WHT | 14 | 60 | XT0233:1 | B PNL
FU0070:LI | FU0210 | WHT | 14 | 60 | XT0233:2 | B PNL
FU0210:LD | FU0210 | WHT | 14 | 60 | XT0233:1 | B PNL
FU0212:LI | FU0210 | WHT | 14 | 60 | XT0233:1 | B PNL
FU2100:LI | FU0210 | WHT | 14 | 60 | XT0233:2 | B PNL
FU2110:LI | FU0210 | WHT | 14 | 60 | XT0233:3 | B PNL

## JB70 RIGHT RAIL_S
JB70 R/RAIL
Project # | 4M891
Project Name | VOLTAGRID DATA CENTER^PROJECT
Revision | B
Controls DE | J. SHORTER
Phone: | 0
Controls ME | N. LOPEZ
Phone:
From | [5 empty] | To
Device ID | Wire No. | Wire ID | Gauge/Size | Length | Device ID | Location | Bundle Name
FU1100:LD | FU1100 | WHT | 14 | 100 | AT1100:POS | JB70 | FU
FU1100:LI | FU0136 | WHT | 14 | 200 | XT1100:1 | A PNL | FU-A
FU1100:LI | FU0136 | WHT | 14 | 200 | XT1100:1 | A PNL

## JB72 LEFT RAIL_S
JB72 L/RAIL
Project # | 4M891
Project Name | VOLTAGRID DATA CENTER^PROJECT
Revision | B
Controls DE | J. SHORTER
Phone: | 0
Controls ME | N. LOPEZ
Phone:
From | [5 empty] | To
Device ID | Wire No. | Wire ID | Gauge/Size | Length | Device ID | Location | Bundle Name
AF0122:09 | -012209 | WHT | 20 | 60 | XT0120:4 | JB72 L/RAIL | AU/AF
AF0122:41 | -012241 | WHT | 20 | 60 | XT0120:3 | JB72 L/RAIL
AF0122:COM | AU0120N | WHT | 20 | 60 | AU0120:COM | JB72 L/RAIL
AF0122:V+ | AU0120P | WHT | 20 | 60 | AU0120:V+ | JB72 L/RAIL
AU0120:COM | -0V | WHT | 14 | 60 | XT0120:1 | JB72 L/RAIL
AF0124:COM | -0V | WHT | 14 | 60 | XT0120:2 | JB72 L/RAIL
AF0121:COM | -0V | WHT | 14 | 60 | XT0120:2 | JB72 L/RAIL
AU0120:V+ | FU0120 | WHT | 14 | 60 | FU0120:LD | JB72 L/RAIL
AF0121:V+ | FU0121 | WHT | 14 | 60 | FU0121:LD | JB72 L/RAIL
AF0124:V+ | FU0122 | WHT | 14 | 60 | FU0122:LD | JB72 L/RAIL
KA4100:A2 | -012130 | WHT | 20 | 60 | AF0121:30 | JB72 L/RAIL | KA
XT0337:12 | FU0333 | WHT | 20 | 60 | XT0337:7 | JB72 L/RAIL | XT
AF0121:01 | -012101 | WHT | 20 | 140 | KA0121:A1 | JB72 GEN | AF-GEN
AF0121:03 | -012103 | WHT | 20 | 140 | KA0123:A1 | JB72 GEN
AF0121:08 | -012108 | WHT | 20 | 140 | KA0128:A1 | JB72 GEN
AF0121:17 | -012117 | WHT | 20 | 140 | KA0121:A2 | JB72 GEN
AF0121:19 | -012119 | WHT | 20 | 140 | KA0123:A2 | JB72 GEN
AF0121:24 | -012124 | WHT | 20 | 140 | KA0128:A2 | JB72 GEN
AF0122:00 | -012200 | WHT | 20 | 140 | KA0330:11 | JB72 GEN
AF0122:01 | -012201 | WHT | 20 | 140 | KA0331:11 | JB72 GEN
AF0122:02 | -012202 | WHT | 20 | 140 | KA0310:11 | JB72 GEN
AF0122:32 | -012232 | WHT | 20 | 140 | KA0330:14 | JB72 GEN
AF0122:33 | -012233 | WHT | 20 | 140 | KA0331:14 | JB72 GEN
AF0122:34 | -012234 | WHT | 20 | 140 | KA0310:14 | JB72 GEN
XT0337:15 | -0V | WHT | 20 | 160 | KA0332:A2 | JB72 GEN | FU/XT-GEN
XT0337:15 | -0V | WHT | 20 | 160 | XT0336:3 | JB72 GEN
XT0337:7 | FU0333 | WHT | 20 | 160 | KA0128:14 | JB72 GEN
XT0337:1 | KA012821 | WHT | 20 | 160 | KA0128:21 | JB72 GEN
XT0337:2 | KA012824 | WHT | 20 | 160 | KA0128:24 | JB72 GEN
XT0337:13 | KA018511 | WHT | 20 | 160 | KA0121:11 | JB72 GEN
XT0337:9 | KA0330A1 | WHT | 20 | 160 | KA0330:A1 | JB72 GEN
XT0337:11 | KA0331A1 | WHT | 20 | 160 | KA0331:A1 | JB72 GEN
XT0337:3 | KA033211 | WHT | 20 | 160 | KA0332:11 | JB72 GEN
XT0337:4 | KA033214 | WHT | 20 | 160 | KA0332:14 | JB72 GEN
XT0337:14 | KA0332A1 | WHT | 20 | 160 | KA0332:A1 | JB72 GEN
XT0337:5 | KA033311 | WHT | 20 | 160 | KA0333:11 | JB72 GEN
XT0337:6 | KA033314 | WHT | 20 | 160 | KA0333:14 | JB72 GEN
XT0337:8 | KA0333A1 | WHT | 20 | 160 | KA0310:21 | JB72 GEN
XT0337:8 | KA0333A1 | WHT | 20 | 160 | KA0333:A1 | JB72 GEN
FU0333:LD | FU0333 | WHT | 16 | 160 | XT0335:1 | JB72 GEN
XT0337:12 | FU0333 | WHT | 16 | 160 | KA0121:14 | JB72 GEN
XT0337:12 | FU0333 | WHT | 16 | 160 | XT0335:1 | JB72 GEN
XT0120:1 | -0V | WHT | 14 | 160 | XT0130:3 | JB72 GEN
FU0120:LI | FU0332 | WHT | 14 | 160 | FU0130:LI | JB72 GEN
FU0332:LD | FU0332 | WHT | 14 | 160 | XT0130:1 | JB72 GEN
FU0334:LD | FU0334 | WHT | 14 | 160 | XT0335:2 | JB72 GEN
FU0335:LD | FU0335 | WHT | 14 | 160 | XT0335:3 | JB72 GEN
FU0332:LI | FU0136 | WHT | 12 | 160 | XT0332:1 | JB72 GEN

## JB72 GEN PANEL_S
JB72 GEN
Project # | 4M891
Project Name | VOLTAGRID DATA CENTER^PROJECT
Revision | B
Controls DE | J. SHORTER
Phone: | 0
Controls ME | N. LOPEZ
Phone:
From | [5 empty] | To
Device ID | Wire No. | Wire ID | Gauge/Size | Length | Device ID | Location | Bundle Name
AT0140:3 EX-D(-) | -0V | WHT | 16 | 100 | XT0336:4 | JB72 GEN | AT0140
AT0140:30 FLT | -0V | WHT | 16 | 100 | XT0336:4 | JB72 GEN
AT0140:48 BAT(-) | -0V | WHT | 16 | 100 | XT0336:4 | JB72 GEN
AT0140:34 ID RES(-) | AT014034 | WHT | 16 | 60 | AT0140:42 ID(+) | JB72 GEN
AT0140:47 BAT(+) | FU0334 | WHT | 16 | 100 | XT0335:2 | JB72 GEN
AT0140:4 EX-D(+) | KA012314 | WHT | 16 | 100 | KA0123:14 | JB72 GEN
AT0140:29 FLT | KA0310A2 | WHT | 20 | 100 | KA0310:A2 | JB72 GEN
AT0140:17 VBUS-A | VBUSA | RED | 16R | 100 | XT0351:2 | JB72 GEN
AT0140:18 VBUS-B | VBUSB | RED | 16R | 100 | XT0351:3 | JB72 GEN
AT0140:19 VBUS-C | VBUSC | RED | 16R | 100 | XT0351:5 | JB72 GEN
AT0140:13 VGEN-A | VGENA | RED | 16R | 100 | XT0351:7 | JB72 GEN
AT0140:14 VGEN-B | VGENB | RED | 16R | 100 | XT0351:9 | JB72 GEN
AT0140:15 VGEN-C | VGENC | RED | 16R | 100 | XT0351:11 | JB72 GEN
AT0140:28 ID RLY | CCT1(-) | BLU | 12B | 100 | XT0350:4 | JB72 GEN
AT0140:43 ID(-) | CCT1(-) | BLU | 12B | 100 | XT0350:3 | JB72 GEN
AT0140:27 ID RLY | CCT1(+) | BLU | 12B | 100 | XT0350:2 | JB72 GEN
AT0140:33 ID RES(+) | CCT1(+) | BLU | 12B | 100 | XT0350:1 | JB72 GEN
AT0140:36 I1(+) | MCTA | BLU | 12B | 100 | XT0352:1 | JB72 GEN
AT0140:37 I1(-) | MCTAN | BLU | 12B | 100 | XT0352:6 | JB72 GEN
AT0140:38 I2(+) | MCTB | BLU | 12B | 100 | XT0352:2 | JB72 GEN
AT0140:39 I2(-) | MCTBN | BLU | 12B | 100 | XT0352:5 | JB72 GEN
AT0140:40 I3(+) | MCTC | BLU | 12B | 100 | XT0352:3 | JB72 GEN
AT0140:41 I3(-) | MCTN | BLU | 12B | 100 | XT0352:4 | JB72 GEN
AF0510:53 | -0V | WHT | 16 | 60 | XT0130:2 | JB72 GEN | 1444S
AF0510:55 | FU0130 | WHT | 16 | 60 | FU0130:LD | JB72 GEN
KA0123:A1 | -012103 | WHT | 20 | 60 | KA0313:2 | JB72 GEN | KA A1
KA0335:A1 | ESTOP | WHT | 20 | 100 | XT0336:1 | JB72 GEN
KA0310:A1 | FU0334 | WHT | 20 | 60 | KA0123:11 | JB72 GEN
KA0310:A1 | FU0334 | WHT | 20 | 100 | XT0335:2 | JB72 GEN
KA0336:A1 | KA0231A1 | WHT | 14 | 100 | XT0334:2 | JB72 GEN
KA0123:A2 | -012119 | WHT | 20 | 60 | KA0313:7 | JB72 GEN | KA A2
KA0330:A2 | -0V | WHT | 20 | 60 | KA0333:A2 | JB72 GEN
KA0335:A2 | -0V | WHT | 20 | 100 | XT0336:2 | JB72 GEN
KA0336:A2 | -0V | WHT | 14 | 100 | XT0336:2 | JB72 GEN
KA0313:2 | -012103 | WHT | 20 | 60 | KA0314:2 | JB72 GEN | KA
KA0313:7 | -012119 | WHT | 20 | 60 | KA0314:7 | JB72 GEN
KA0128:14 | FU0333 | WHT | 20 | 60 | KA0335:22 | JB72 GEN
KA0310:24 | FU0333 | WHT | 20 | 60 | KA0335:22 | JB72 GEN
KA0333:11 | KA033311 | WHT | 20 | 60 | KA0335:11 | JB72 GEN
KA0333:14 | KA033314 | WHT | 20 | 60 | KA0335:12 | JB72 GEN
KA0128:11 | KA0333A1 | WHT | 20 | 60 | KA0335:21 | JB72 GEN
KA0310:21 | KA0333A1 | WHT | 20 | 60 | KA0335:21 | JB72 GEN
FU0130:LI | FU0332 | WHT | 14 | 60 | XT0130:1 | JB72 GEN
XT0130:2 | -0V | WHT | 14 | 60 | XT0336:3 | JB72 GEN | XT
XT0334:1 | -0V | WHT | 12 | 60 | XT0336:2 | JB72 GEN

## JB72 RIGHT RAIL_S
JB72 R/RAIL
Project # | 4M891
Project Name | VOLTAGRID DATA CENTER^PROJECT
Revision | B
Controls DE | J. SHORTER
Phone: | 0
Controls ME | N. LOPEZ
Phone:
From | [5 empty] | To
Device ID | Wire No. | Wire ID | Gauge/Size | Length | Device ID | Location | Bundle Name
AF0181:26 | -018126 | WHT | 20 | 60 | XT0338:2 | JB72 R/RAIL | AU/AF
AF0181:COM | -0V | WHT | 20 | 60 | XT0180:2 | JB72 R/RAIL
AF0182:COM | -0V | WHT | 20 | 60 | XT0180:2 | JB72 R/RAIL
AU0180:COM | -0V | WHT | 20 | 60 | XT0180:1 | JB72 R/RAIL
AU0180:V+ | FU0180 | WHT | 16 | 60 | FU0180:LD | JB72 R/RAIL
AF0181:V+ | FU0181 | WHT | 16 | 60 | FU0181:LD | JB72 R/RAIL
AF0182:V+ | FU0182 | WHT | 16 | 60 | FU0182:LD | JB72 R/RAIL
AF0186:V+ | FU0183 | WHT | 16 | 60 | FU0183:LD | JB72 R/RAIL
AF0186:COM | -0V | WHT | 14 | 60 | XT0180:3 | JB72 R/RAIL
KA0180:A1 | -018100 | WHT | 20 | 60 | AF0181:00 | JB72 R/RAIL | KA A1
KA0185:A1 | -018110 | WHT | 20 | 60 | AF0181:10 | JB72 R/RAIL
KA9700:A1 | KACC9700A1 | WHT | 16 | 60 | AF0181:02 | JB72 R/RAIL
KA9701:A1 | KACC9701A1 | WHT | 16 | 60 | AF0181:04 | JB72 R/RAIL
KA9702:A1 | KACC9702A1 | WHT | 16 | 60 | AF0181:06 | JB72 R/RAIL
KA9703:A1 | KACC9703A1 | WHT | 16 | 60 | AF0181:08 | JB72 R/RAIL
KA0180:A2 | -018116 | WHT | 20 | 60 | AF0181:16 | JB72 R/RAIL | KA A2
KA0185:A2 | KA0185A2 | WHT | 20 | 60 | XT0338:1 | JB72 R/RAIL
KA9700:A2 | KACC9700A2 | WHT | 16 | 60 | AF0181:18 | JB72 R/RAIL
KA9701:A2 | KACC9701A2 | WHT | 16 | 60 | AF0181:20 | JB72 R/RAIL
KA9702:A2 | KACC9702A2 | WHT | 16 | 60 | AF0181:22 | JB72 R/RAIL
KA9703:A2 | KACC9703A2 | WHT | 16 | 60 | AF0181:24 | JB72 R/RAIL
XT0180:4 | -0V | WHT | 20 | 160 | AU0200:COM | JB72 GEN | FU/XT-GEN
XT0180:5 | -0V | WHT | 20 | 160 | AF0201:COM | JB72 GEN
XT0180:6 | -0V | WHT | 20 | 160 | AF0203:COM | JB72 GEN
XT0180:7 | -0V | WHT | 20 | 160 | AF0204:COM | JB72 GEN
XT0180:1 | -0V | WHT | 14 | 160 | XT0130:3 | JB72 GEN
FU0180:LI | FU0332 | WHT | 14 | 160 | XT0130:1 | JB72 GEN
KA0185:11 | KA018511 | WHT | 20 | 180 | XT0337:13 | JB72 L/RAIL | KA-L/RAIL
KA0185:14 | KA0332A1 | WHT | 20 | 180 | XT0337:14 | JB72 L/RAIL

## JB1123 MEDIA CONVERTER_S
JB1123 MEDIA CONVERTER
Project # | 4M891
Project Name | VOLTAGRID DATA CENTER^PROJECT
Revision | B
Controls DE | J. SHORTER
Phone: | 0
Controls ME | N. LOPEZ
Phone:
From | [5 empty] | To
Device ID | Wire No. | Wire ID | Gauge/Size | Length | Device ID | Location | Bundle Name
BA0005:V1(+) | FU0005 | WHT | 16 | 60 | FU0005:LD | MEDIA CONV. | BA
BA0006:V1(+) | FU0006 | WHT | 16 | 60 | FU0006:LD | MEDIA CONV.
BA0005:V1(-) | UJ0011V1N | WHT | 16 | 60 | XT0003:2 | MEDIA CONV.
BA0006:V1(-) | UJ0011V1N | WHT | 16 | 60 | XT0003:4 | MEDIA CONV.
FU0005:LI | UJ0011V1P | WHT | 16 | 60 | XT0003:1 | MEDIA CONV. | FU/UJ
FU0006:LI | UJ0011V1P | WHT | 16 | 60 | XT0003:3 | MEDIA CONV.
UJ0011:V1(-) | UJ0011V1N | WHT | 16 | 60 | XT0003:2 | MEDIA CONV.
UJ0011:V1(+) | UJ0011V1P | WHT | 16 | 60 | XT0003:1 | MEDIA CONV.

## Bundle Tag Info
VOLTAGD #1
4M891
B.1
JB70 | JB70 L/RAIL | PLC PANEL | C PANEL | A PANEL | B PANEL | JB70 R/RAIL | JB72 L/RAIL | JB72 GEN | JB72 R/RAIL | MEDIA CONV. | Panel Name | Panel Name | Panel Name | Panel Name | Panel Name | Panel Name | Panel Name | Panel Name | Panel Name | Panel Name | Panel Name | Panel Name | Panel Name | Panel Name | Panel Name | Panel Name | Panel Name | Panel Name | Panel Name
AT0170 | AT | BA0001 | AT0680 | PC0470 | UA1200 | FU | AU/AF | AT0140 | AU/AF | BA
AT-A | KA A1/A2 | BA0002 | 1444S | UJ0131 | BA1100 | FU-A | KA | 1444S | KA A1 | FU/UJ
SA0471-A | KA | FU | FU | UV0291 | AU/AF |  | XT | KA A1 | KA A2
SA0472-A | FU/XT | UV-A PNL | XT-A | AU/AF | KA A1 |  | AF-GEN | KA A2 | FU/XT-GEN
SA0473-A | KA-A | XT-B PNL | XT-B | KA A1 | KA A2 |  | FU/XT-GEN | KA | KA-L/RAIL
SB0471-A | FU/XT-A |  |  | KA A2 | KA |  |  | XT
SB0472-A | KA-B |  |  | KT L/S | FU/XT
SB0473-A | XT-B |  |  | KT R/S
SB0474-A | KA-C |  |  | XT
SH0470-A | AT-JB70 |  |  | FU
SH0471-A | KA-JB70 |  |  | AF-B
SH0472-B | XT-JB70 |  |  | KA-B
AT-R/RAIL | THRU WIRES |  |  | KT-B
XT-B

## Bundle Tags2
JB70 | JB70 L/RAIL | PLC PANEL | C PANEL | A PANEL | B PANEL | JB70 R/RAIL | JB72 L/RAIL | JB72 GEN | JB72 R/RAIL | MEDIA CONV.
VOLTAGD #1 4M891 B.1 JB70 AT0170 | VOLTAGD #1 4M891 B.1 JB70 L/RAIL AT | VOLTAGD #1 4M891 B.1 PLC PANEL BA0001 | VOLTAGD #1 4M891 B.1 C PANEL AT0680 | VOLTAGD #1 4M891 B.1 A PANEL PC0470 | VOLTAGD #1 4M891 B.1 B PANEL UA1200 | VOLTAGD #1 4M891 B.1 JB70 R/RAIL FU | VOLTAGD #1 4M891 B.1 JB72 L/RAIL AU/AF | VOLTAGD #1 4M891 B.1 JB72 GEN AT0140 | VOLTAGD #1 4M891 B.1 JB72 R/RAIL AU/AF | VOLTAGD #1 4M891 B.1 MEDIA CONV. BA
VOLTAGD #1 4M891 B.1 JB70 AT-A | VOLTAGD #1 4M891 B.1 JB70 L/RAIL KA A1/A2 | VOLTAGD #1 4M891 B.1 PLC PANEL BA0002 | VOLTAGD #1 4M891 B.1 C PANEL 1444S | VOLTAGD #1 4M891 B.1 A PANEL UJ0131 | VOLTAGD #1 4M891 B.1 B PANEL BA1100 | VOLTAGD #1 4M891 B.1 JB70 R/RAIL FU-A | VOLTAGD #1 4M891 B.1 JB72 L/RAIL KA | VOLTAGD #1 4M891 B.1 JB72 GEN 1444S | VOLTAGD #1 4M891 B.1 JB72 R/RAIL KA A1 | VOLTAGD #1 4M891 B.1 MEDIA CONV. FU/UJ
VOLTAGD #1 4M891 B.1 JB70 SA0471-A | VOLTAGD #1 4M891 B.1 JB70 L/RAIL KA | VOLTAGD #1 4M891 B.1 PLC PANEL FU | VOLTAGD #1 4M891 B.1 C PANEL FU | VOLTAGD #1 4M891 B.1 A PANEL UV0291 | VOLTAGD #1 4M891 B.1 B PANEL AU/AF |  | VOLTAGD #1 4M891 B.1 JB72 L/RAIL XT | VOLTAGD #1 4M891 B.1 JB72 GEN KA A1 | VOLTAGD #1 4M891 B.1 JB72 R/RAIL KA A2
VOLTAGD #1 4M891 B.1 JB70 SA0472-A | VOLTAGD #1 4M891 B.1 JB70 L/RAIL FU/XT | VOLTAGD #1 4M891 B.1 PLC PANEL UV-A PNL | VOLTAGD #1 4M891 B.1 C PANEL XT-A | VOLTAGD #1 4M891 B.1 A PANEL AU/AF | VOLTAGD #1 4M891 B.1 B PANEL KA A1 |  | VOLTAGD #1 4M891 B.1 JB72 L/RAIL AF-GEN | VOLTAGD #1 4M891 B.1 JB72 GEN KA A2 | VOLTAGD #1 4M891 B.1 JB72 R/RAIL FU/XT-GEN
VOLTAGD #1 4M891 B.1 JB70 SA0473-A | VOLTAGD #1 4M891 B.1 JB70 L/RAIL KA-A | VOLTAGD #1 4M891 B.1 PLC PANEL XT-B PNL | VOLTAGD #1 4M891 B.1 C PANEL XT-B | VOLTAGD #1 4M891 B.1 A PANEL KA A1 | VOLTAGD #1 4M891 B.1 B PANEL KA A2 |  | VOLTAGD #1 4M891 B.1 JB72 L/RAIL FU/XT-GEN | VOLTAGD #1 4M891 B.1 JB72 GEN KA | VOLTAGD #1 4M891 B.1 JB72 R/RAIL KA-L/RAIL
VOLTAGD #1 4M891 B.1 JB70 SB0471-A | VOLTAGD #1 4M891 B.1 JB70 L/RAIL FU/XT-A |  |  | VOLTAGD #1 4M891 B.1 A PANEL KA A2 | VOLTAGD #1 4M891 B.1 B PANEL KA |  |  | VOLTAGD #1 4M891 B.1 JB72 GEN XT
VOLTAGD #1 4M891 B.1 JB70 SB0472-A | VOLTAGD #1 4M891 B.1 JB70 L/RAIL KA-B |  |  | VOLTAGD #1 4M891 B.1 A PANEL KT L/S | VOLTAGD #1 4M891 B.1 B PANEL FU/XT
VOLTAGD #1 4M891 B.1 JB70 SB0473-A | VOLTAGD #1 4M891 B.1 JB70 L/RAIL XT-B |  |  | VOLTAGD #1 4M891 B.1 A PANEL KT R/S
VOLTAGD #1 4M891 B.1 JB70 SB0474-A | VOLTAGD #1 4M891 B.1 JB70 L/RAIL KA-C |  |  | VOLTAGD #1 4M891 B.1 A PANEL XT
VOLTAGD #1 4M891 B.1 JB70 SH0470-A | VOLTAGD #1 4M891 B.1 JB70 L/RAIL AT-JB70 |  |  | VOLTAGD #1 4M891 B.1 A PANEL FU
VOLTAGD #1 4M891 B.1 JB70 SH0471-A | VOLTAGD #1 4M891 B.1 JB70 L/RAIL KA-JB70 |  |  | VOLTAGD #1 4M891 B.1 A PANEL AF-B
VOLTAGD #1 4M891 B.1 JB70 SH0472-B | VOLTAGD #1 4M891 B.1 JB70 L/RAIL XT-JB70 |  |  | VOLTAGD #1 4M891 B.1 A PANEL KA-B
VOLTAGD #1 4M891 B.1 JB70 AT-R/RAIL | VOLTAGD #1 4M891 B.1 JB70 L/RAIL THRU WIRES |  |  | VOLTAGD #1 4M891 B.1 A PANEL KT-B
VOLTAGD #1 4M891 B.1 A PANEL XT-B

## ALL
JB70 | JB70 L/RAIL | PLC PANEL | C PANEL | A PANEL | B PANEL | JB70 R/RAIL | JB72 L/RAIL | JB72 GEN | JB72 R/RAIL | MEDIA CONV.
VOLTAGD #1 4M891 B.1 JB70 AT0170 | VOLTAGD #1 4M891 B.1 JB70 L/RAIL AT | VOLTAGD #1 4M891 B.1 PLC PANEL BA0001 | VOLTAGD #1 4M891 B.1 C PANEL AT0680 | VOLTAGD #1 4M891 B.1 A PANEL PC0470 | VOLTAGD #1 4M891 B.1 B PANEL UA1200 | VOLTAGD #1 4M891 B.1 JB70 R/RAIL FU | VOLTAGD #1 4M891 B.1 JB72 L/RAIL AU/AF | VOLTAGD #1 4M891 B.1 JB72 GEN AT0140 | VOLTAGD #1 4M891 B.1 JB72 R/RAIL AU/AF | VOLTAGD #1 4M891 B.1 MEDIA CONV. BA
VOLTAGD #1 4M891 B.1 JB70 AT-A | VOLTAGD #1 4M891 B.1 JB70 L/RAIL KA A1/A2 | VOLTAGD #1 4M891 B.1 PLC PANEL BA0002 | VOLTAGD #1 4M891 B.1 C PANEL 1444S | VOLTAGD #1 4M891 B.1 A PANEL UJ0131 | VOLTAGD #1 4M891 B.1 B PANEL BA1100 | VOLTAGD #1 4M891 B.1 JB70 R/RAIL FU-A | VOLTAGD #1 4M891 B.1 JB72 L/RAIL KA | VOLTAGD #1 4M891 B.1 JB72 GEN 1444S | VOLTAGD #1 4M891 B.1 JB72 R/RAIL KA A1 | VOLTAGD #1 4M891 B.1 MEDIA CONV. FU/UJ
VOLTAGD #1 4M891 B.1 JB70 SA0471-A | VOLTAGD #1 4M891 B.1 JB70 L/RAIL KA | VOLTAGD #1 4M891 B.1 PLC PANEL FU | VOLTAGD #1 4M891 B.1 C PANEL FU | VOLTAGD #1 4M891 B.1 A PANEL UV0291 | VOLTAGD #1 4M891 B.1 B PANEL AU/AF |  | VOLTAGD #1 4M891 B.1 JB72 L/RAIL XT | VOLTAGD #1 4M891 B.1 JB72 GEN KA A1 | VOLTAGD #1 4M891 B.1 JB72 R/RAIL KA A2
VOLTAGD #1 4M891 B.1 JB70 SA0472-A | VOLTAGD #1 4M891 B.1 JB70 L/RAIL FU/XT | VOLTAGD #1 4M891 B.1 PLC PANEL UV-A PNL | VOLTAGD #1 4M891 B.1 C PANEL XT-A | VOLTAGD #1 4M891 B.1 A PANEL AU/AF | VOLTAGD #1 4M891 B.1 B PANEL KA A1 |  | VOLTAGD #1 4M891 B.1 JB72 L/RAIL AF-GEN | VOLTAGD #1 4M891 B.1 JB72 GEN KA A2 | VOLTAGD #1 4M891 B.1 JB72 R/RAIL FU/XT-GEN
VOLTAGD #1 4M891 B.1 JB70 SA0473-A | VOLTAGD #1 4M891 B.1 JB70 L/RAIL KA-A | VOLTAGD #1 4M891 B.1 PLC PANEL XT-B PNL | VOLTAGD #1 4M891 B.1 C PANEL XT-B | VOLTAGD #1 4M891 B.1 A PANEL KA A1 | VOLTAGD #1 4M891 B.1 B PANEL KA A2 |  | VOLTAGD #1 4M891 B.1 JB72 L/RAIL FU/XT-GEN | VOLTAGD #1 4M891 B.1 JB72 GEN KA | VOLTAGD #1 4M891 B.1 JB72 R/RAIL KA-L/RAIL
VOLTAGD #1 4M891 B.1 JB70 SB0471-A | VOLTAGD #1 4M891 B.1 JB70 L/RAIL FU/XT-A |  |  | VOLTAGD #1 4M891 B.1 A PANEL KA A2 | VOLTAGD #1 4M891 B.1 B PANEL KA |  |  | VOLTAGD #1 4M891 B.1 JB72 GEN XT
VOLTAGD #1 4M891 B.1 JB70 SB0472-A | VOLTAGD #1 4M891 B.1 JB70 L/RAIL KA-B |  |  | VOLTAGD #1 4M891 B.1 A PANEL KT L/S | VOLTAGD #1 4M891 B.1 B PANEL FU/XT
VOLTAGD #1 4M891 B.1 JB70 SB0473-A | VOLTAGD #1 4M891 B.1 JB70 L/RAIL XT-B |  |  | VOLTAGD #1 4M891 B.1 A PANEL KT R/S
VOLTAGD #1 4M891 B.1 JB70 SB0474-A | VOLTAGD #1 4M891 B.1 JB70 L/RAIL KA-C |  |  | VOLTAGD #1 4M891 B.1 A PANEL XT
VOLTAGD #1 4M891 B.1 JB70 SH0470-A | VOLTAGD #1 4M891 B.1 JB70 L/RAIL AT-JB70 |  |  | VOLTAGD #1 4M891 B.1 A PANEL FU
VOLTAGD #1 4M891 B.1 JB70 SH0471-A | VOLTAGD #1 4M891 B.1 JB70 L/RAIL KA-JB70 |  |  | VOLTAGD #1 4M891 B.1 A PANEL AF-B
VOLTAGD #1 4M891 B.1 JB70 SH0472-B | VOLTAGD #1 4M891 B.1 JB70 L/RAIL XT-JB70 |  |  | VOLTAGD #1 4M891 B.1 A PANEL KA-B
VOLTAGD #1 4M891 B.1 JB70 AT-R/RAIL | VOLTAGD #1 4M891 B.1 JB70 L/RAIL THRU WIRES |  |  | VOLTAGD #1 4M891 B.1 A PANEL KT-B
VOLTAGD #1 4M891 B.1 A PANEL XT-B