## Blue Labels
(SHT 1) CONTROL,JB70;TT6 | (SHT 10) RIGHT SIDE RAIL^JB72 | (SHT 11) MEDIA CONVERTER | (SHT 2) LEFT SIDE RAIL^JB70 | (SHT 3) RIGHT SIDE RAIL^JB70 | (SHT 4) PLC PANEL | (SHT 5) PANEL A | (SHT 6) PANEL B | (SHT 8) LEFT SIDE RAIL^JB72 | (SHT 9) GENERATOR PANEL
UV0170 | FU0180 | GR1123 | AT0178 | FU1100 | UV0600 | FU0080 | XT0240 | FU0332 | FU0113
AT0170 | FU0181 | BA0005 | AT0176 | XTFGB | AT0600 | XT0080 | FU0070 | FU0333 | XT0130
HA0472 | FU0182 | BA0006 | AT0175 | GR1100 | AP0601 | XT0081 | FU0071 | FU0334 | XTFGH
HL0171 | KA0180 | FU0005 | KA0172 |  | AP0602 | XT0085 | AU0070 | FU0335 | GR0110
HL0172 | KA0185 | FU0006 | KA0174 |  | AP0603 | AU0080 | AF0071 | FU0120 | KA0121
HL0173 | XT0180 | XT0003 | KA0176 |  | AP0604 | AF0081 | AF0072 | FU0121 | KA0123
SA0170 | XT0338 | GR1125 | KA0178 |  | AP0605 | AF0082 | AF0073 | XT0120 | KA0128
SB0170 | AF0184 | IEG1123 | KA0875 |  | AP0606 | AF0083 | AF0074 | AU0120 | KA0310
AT1100 | AF0183 |  | KA0177 |  | AP0607 | AF0084 | AF0075 | AF0121 | KA0330
SB0471 | AF0182 |  | KA6510 |  | AP0608 | AF0085 | AF0076 | AF0122 | KA0331
SB0473 | AF0181 |  | KA6511 |  | AP0609 | AF0086 | AF0077 | AF0123 | KA0332
SB0474 | AU0180 |  | FU0170 |  | AR0600 | AF0087 | FU0009 | GR0120 | KA0333
SA0471 | GR0180 |  | XT0170 |  | XT0001 | XT0136 | BA0009 |  | KA0335
SA0473 |  |  | XT0171 |  | FU0001 | XT0137 | KA0222 |  | KA0336
SH0470 |  |  | XT0172 |  | FU0002 | GR0134 | KA0224 |  | XT0332
SH0472 |  |  | XTFGA |  | BA0002 | AU0090 | GR0233 |  | XT0334
SA0472 |  |  | GR0170 |  | BA0001 | AF0091 | KA0235 |  | XT0335
SH0471 |  |  |  |  | AT0680 | AF0092 | KA0236 |  | XT0336
SB0472 |  |  |  |  | FU0680 | AF0093 | KA0237 |  | XT0337
[5 empty] | XT0680 | AF0094 | KA0238 |  | GR0140
[5 empty] | GR0234 | AF0095 | KA0239 |  | IEG0130
[6 empty] | KA0130 | KA0240 |  | AF0400
[6 empty] | KA0131 | KA0248 |  | AF0410
[6 empty] | KA0132 | KA0250 |  | AF0420
[6 empty] | KA0141 | KA0241 |  | AF0440
[6 empty] | KA0133 | KA0242 |  | AF0450
[6 empty] | KA0134 | KA0243 |  | UA1520
[6 empty] | KA0136 | KA0244 |  | XT1521
[6 empty] | KA0137 | KA0246 |  | XT0400
[6 empty] | KA0138 | KA0247 |  | UA1210
[6 empty] | KA0144 | KA0245 |  | UA1211
[6 empty] | KT0140 | KA0249 |  | UA1220
[6 empty] | KT0141 | KA0231 |  | UA1221
[6 empty] | KT0142 | KA0232 |  | UA1230
[6 empty] | KT0143 | KA0233 |  | UA1231
[6 empty] | KT0144 | KA0234 |  | UA1262
[6 empty] | KT0145 | KA1020 |  | UA1263
[6 empty] | KT0146 | XT0070 |  | GR0143
[6 empty] | UV0291 | XT0005 |  | XT0313
[6 empty] | FU0291 | GR0232 |  | FU0313
[6 empty] | XT0291 | BA1100 |  | FU0314
[6 empty] | KA0135 | FU1101 |  | XT0360
[6 empty] | KA3103 | XT0237 |  | KA4100
[6 empty] | KA3220 | XT0236 |  | GR0141
[6 empty] | KA6211 | XT0235 |  | PEG0140
[6 empty] | KA6212 | XT0233 |  | KA0313
[6 empty] | KA6221 | FU0210 |  | XT0351
[6 empty] | KA6222 | FU0211 |  | XT0352
[6 empty] | GR0133 | FU0212 |  | XT0350
[6 empty] | PC0470 | FU0060 |  | XT0370
[6 empty] | FU0090 | FU0061 |  | XTFGC
[6 empty] | FU0091 | FU0062 |  | GR0142
[6 empty] | FU0092 | FU0063 |  | AT0140
[6 empty] | FU0093 | FU0064
[6 empty] | XT0090 | XT0060
[6 empty] | FU0010 | AF0068
[6 empty] | FU0139 | AF0067
[6 empty] | FU0140 | AF0066
[6 empty] | XT0138 | AF0065
[6 empty] | XT0139 | AF0064
[6 empty] | XT0134 | AF0063
[6 empty] | XT0135 | AF0062
[6 empty] | FU0137 | AF0061
[6 empty] | FU0136 | AU0060
[6 empty] | KA0221 | GR0231
[6 empty] | KA2160 | UA1200
[6 empty] | KA2161 | IEG0230
GR0131
FU0011
FU0012
FU0013
FU0014
FU0015
FU0017
XT0011
GR0132
UJ0131
XT0014
PEG0130

## White Labels
(SHT 1) CONTROL,JB70;TT6 - (SHT 5) PANEL A | (SHT 9) GENERATOR PANEL | (SHT 9) GENERATOR PANEL - (SHT 8) LEFT SIDE RAIL^JB72 | (SHT 9) GENERATOR PANEL - (SHT 10) RIGHT SIDE RAIL^JB72 | (SHT 8) LEFT SIDE RAIL^JB72 | (SHT 11) MEDIA CONVERTER | (SHT 5) PANEL A | (SHT 5) PANEL A - (SHT 6) PANEL B | (SHT 6) PANEL B | (SHT 6) PANEL B - (SHT 4) PLC PANEL | (SHT 4) PLC PANEL | (SHT 10) RIGHT SIDE RAIL^JB72
PEG01304 | AT0140LS(S) | IEG01302 | IEG01305 | AU0120G | GR1125 | 0V | IEG023011 | AF0064G | GR0234 | UV0600G | AU0180G
| EXCS | IEG01303 | IEG01306 |  |  | AF0083G | IEG02302 | AF0065G | IEG02301
| GR0143 |  |  |  |  | AF0084G | IEG02303 | AF0066G
| IEG01301 |  |  |  |  | AF0085G | IEG02309 | AF0071G
| PEG01405 |  |  |  |  | AU0080G |  | AF0072G
| PMGS |  |  |  |  | AU0090G |  | AF0073G
| WC8101 | [6 empty] | AF0074G
| WC8102 | [6 empty] | AF0075G
| WC8201 | [6 empty] | AU0060G
| WC8301 | [6 empty] | AU0070G
| XT04001 | [6 empty] | IEG02304
| XT04002 | [6 empty] | IEG02305
IEG02306
IEG02307
IEG02308

## Heat Shrink Labels
(SHT 1) CONTROL,JB70;TT6 - (SHT 2) LEFT SIDE RAIL^JB70 | (SHT 9) GENERATOR PANEL | (SHT 2) LEFT SIDE RAIL^JB70 | (SHT 6) PANEL B
WC5018 | WC1228 | WC5500 | WC4524
WC8069 | WC1229 | WC8066
| WC1230 | WC8067
WC1231
WC1232
WC1233
WC1234
WC1235
WC4749
WC8009

## CONTROL,JB70;TT6
CONTROL,JB70;TT6
JB70
Project # | 4N291
Project Name | P66 IRON MESA TX PG
Revision | B
Controls DE | J. TRINH
Phone: | 0
Controls ME | Z. WOITH
Phone:
From | [5 empty] | To
Device ID | Cable (W) Conductor (SC) Jumper Clip (JC) | Wire No. | Wire ID | Gauge/Size | Page/Zone | Device ID | Location | Page/Zone
AT0170:1 | SC | UV01705 | WHT | 14 | 11.A5 | UV0170:5(+) | CONTROL,JB70;TT6 | 11.A3 | USED
AT0170:2 | SC | UV01706 | WHT | 14 | 11.A5 | UV0170:6(-) | CONTROL,JB70;TT6 | 11.A3 | USED
AT0170:3 | SC | UV01707 | WHT | 14 | 11.A5 | UV0170:7(+) | CONTROL,JB70;TT6 | 11.A3 | USED
AT0170:4 | SC | UV01708 | WHT | 14 | 11.A5 | UV0170:8(-) | CONTROL,JB70;TT6 | 11.A3 | USED
AT0170:GND | SC | AT0170G | GRN/YEL | 14 | 11.A5 | FRAME | CONTROL,JB70;TT6 | 11.B6 | USED
UV0170:GND | SC | UV0170G | GRN/YEL | 14 | 11.A3 | FRAME | CONTROL,JB70;TT6 | 11.B4 | USED
AT0170:11 | SC | SA0170B113 | WHT | 20 | 27.A6 | XT0170:11 | LEFT SIDE RAIL^JB70 | 27.A6 | USED
AT0170:12 | SC | SA0170B114 | WHT | 20 | 27.A6 | XT0170:12 | LEFT SIDE RAIL^JB70 | 27.A6 | USED
AT0170:25 | SC | AT017025 | WHT | 20 | 11.B3 | KA0172:A1 | LEFT SIDE RAIL^JB70 | 11.B2 | USED
AT0170:31 | SC | AT017031 | WHT | 20 | 11.C3 | KA0174:A1 | LEFT SIDE RAIL^JB70 | 11.C2 | USED
AT0170:45 | SC | AT017045 | WHT | 20 | 81.D6 | XT0170:5 | LEFT SIDE RAIL^JB70 | 81.D5 | USED
AT0170:46 | SC | AT017046 | WHT | 20 | 81.D6 | XT0170:6 | LEFT SIDE RAIL^JB70 | 81.D5 | USED
HL0171:X1 | SC | HL0171X1 | WHT | 20 | 27.B1 | XT0171:13 | LEFT SIDE RAIL^JB70 | 27.B6 | USED
HL0171:X2 | SC | HL0171X2 | WHT | 20 | 27.B1 | XT0171:11 | LEFT SIDE RAIL^JB70 | 27.B5 | USED
HL0172:X1 | SC | HL0172X1 | WHT | 20 | 27.C1 | XT0171:16 | LEFT SIDE RAIL^JB70 | 27.C6 | USED
HL0172:X2 | SC | HL0172X2 | WHT | 20 | 27.C1 | XT0171:14 | LEFT SIDE RAIL^JB70 | 27.C5 | USED
HL0173:X1 | SC | HL0173X1 | WHT | 20 | 27.C1 | XT0171:19 | LEFT SIDE RAIL^JB70 | 27.C6 | USED
HL0173:X2 | SC | HL0173X2 | WHT | 20 | 27.C1 | XT0171:17 | LEFT SIDE RAIL^JB70 | 27.C5 | USED
SA0170:B1-13 | SC | SA0170B113 | WHT | 20 | 27.A1 | XT0170:11 | LEFT SIDE RAIL^JB70 | 27.A6 | USED
SA0170:B1-14 | SC | SA0170B114 | WHT | 20 | 27.A1 | XT0170:12 | LEFT SIDE RAIL^JB70 | 27.A6 | USED
SA0170:B2-13 | SC | AT01754P1 | WHT | 20 | 27.A1 | AT0175:4P1 | LEFT SIDE RAIL^JB70 | 11.B5 | USED
SA0170:B2-14 | SC | SA0170B214 | WHT | 20 | 27.A1 | KA6510:A1 | LEFT SIDE RAIL^JB70 | 27.A5 | USED
SB0170:13 | SC | SB017013 | WHT | 20 | 27.B1 | XT0171:9 | LEFT SIDE RAIL^JB70 | 27.B6 | USED
SB0170:14 | SC | SB017014 | WHT | 20 | 27.B1 | XT0171:10 | LEFT SIDE RAIL^JB70 | 27.B6 | USED
UV0170:1(+) | SC | FU0170 | WHT | 14 | 11.A3 | XT0170:2 | LEFT SIDE RAIL^JB70 | 11.A2 | USED
UV0170:10(-) | SC | UV017010 | WHT | 14 | 11.A3 | AT0175:2P1 | LEFT SIDE RAIL^JB70 | 11.B5 | USED
UV0170:11(+) | SC | UV017011 | WHT | 14 | 11.A3 | AT0176:1P1 | LEFT SIDE RAIL^JB70 | 11.C5 | USED
UV0170:12(-) | SC | UV017012 | WHT | 14 | 11.A3 | AT0176:2P1 | LEFT SIDE RAIL^JB70 | 11.C5 | USED
UV0170:13(+) | SC | LON0P | WHT | 14 | 83.B7 | XT0170:18 | LEFT SIDE RAIL^JB70 | 83.A6 | USED
UV0170:14(-) | SC | LON0N | WHT | 14 | 83.B7 | XT0170:19 | LEFT SIDE RAIL^JB70 | 83.A6 | USED
UV0170:15(+) | SC | LON2P | WHT | 14 | 83.B7 | XT0170:21 | LEFT SIDE RAIL^JB70 | 83.D6 | USED
UV0170:16(-) | SC | LON2N | WHT | 14 | 83.B7 | XT0170:22 | LEFT SIDE RAIL^JB70 | 83.D6 | USED
UV0170:2(-) | SC | 0V | WHT | 14 | 11.A3 | XT0170:3 | LEFT SIDE RAIL^JB70 | 11.A2 | USED
UV0170:3(+) | SC | FU0170 | WHT | 14 | 11.A3 | XT0170:2 | LEFT SIDE RAIL^JB70 | 11.A2 | USED
UV0170:4(-) | SC | 0V | WHT | 14 | 11.A3 | XT0170:3 | LEFT SIDE RAIL^JB70 | 11.A2 | USED
UV0170:9(+) | SC | UV01709 | WHT | 14 | 11.A3 | AT0175:1P1 | LEFT SIDE RAIL^JB70 | 11.B5 | USED
AT0170:53 | WC5018 | LON2A | WHT | 16 | 83.D6 | XT0172:16 | LEFT SIDE RAIL^JB70 | 83.D6 | USED
AT0170:52 | WC5018 | LON2B | BLK | 16 | 83.D6 | XT0172:17 | LEFT SIDE RAIL^JB70 | 83.D6 | USED
AT0170:51 | WC5018 | LON2S1 | SH | 16 | 83.D6 | XT0172:18 | LEFT SIDE RAIL^JB70 | 83.D6 | USED
HA0472:BLK-1 | WC5072 | 0V | 1 | 18 | 27.D1 | XT0170:14 | LEFT SIDE RAIL^JB70 | 27.D5 | USED
HA0472:BLK-2 | WC5072 | HA04722 | 2 | 18 | 27.D1 | XT0170:13 | LEFT SIDE RAIL^JB70 | 27.D5 | USED
AT0170:50 | WC8069 | AT017050 | WHT | 16 | 11.A7 | AT0175:4P2 | LEFT SIDE RAIL^JB70 | 11.A7 | USED
AT0170:49 | WC8069 | AT017049 | BLK | 16 | 11.A7 | AT0175:5P2 | LEFT SIDE RAIL^JB70 | 11.A7 | USED
AT0170:48 | WC8069 | AT017048 | SH | 16 | 11.A7 | AT0175:6P2 | LEFT SIDE RAIL^JB70 | 11.A7 | USED
AT1100:GND | SC | PEG01304 | GRN/YEL | 14 | 30.D3 | PEG0130:4 | PANEL A | 30.D6 | USED
AT1100:NEG | SC | 0V | WHT | 14 | 30.D3 | XT0134:5 | PANEL A | 13.B3 | USED
SA0471:B1-13 | SC | SA0471B113 | WHT | 20 | 29.B1 | AF0087:40 | PANEL A | 29.B7 | USED
SA0471:B1-14 | SC | SA0471B114 | WHT | 20 | 29.B1 | AF0087:08 | PANEL A | 29.B7 | USED
SA0471:B2-13 | SC | SA0471B213 | WHT | 20 | 29.A1 | AF0087:39 | PANEL A | 29.A7 | USED
SA0471:B2-14 | SC | SA0471B214 | WHT | 20 | 29.A1 | AF0087:07 | PANEL A | 29.A7 | USED
SA0472:B1-13 | SC | SA0472B113 | WHT | 20 | 29.C1 | AF0091:47 | PANEL A | 29.C7 | USED
SA0472:B1-14 | SC | SA0472B114 | WHT | 20 | 29.C1 | AF0091:15 | PANEL A | 29.C7 | USED
SA0472:B2-13 | SC | SA0472B213 | WHT | 20 | 29.C1 | AF0091:46 | PANEL A | 29.C7 | USED
SA0472:B2-14 | SC | SA0472B214 | WHT | 20 | 29.C1 | AF0091:14 | PANEL A | 29.C7 | USED
SA0473:11 | SC | SA047311 | WHT | 20 | 29.D1 | AF0087:37 | PANEL A | 29.D7 | USED
SA0473:12 | SC | SA047312 | WHT | 20 | 29.D1 | AF0087:05 | PANEL A | 29.D7 | USED
SA0473:13 | SC | SA047313 | WHT | 20 | 29.D1 | AF0087:38 | PANEL A | 29.D7 | USED
SA0473:14 | SC | SA047314 | WHT | 20 | 29.D1 | AF0087:06 | PANEL A | 29.D7 | USED
SB0471:11 | SC | SB047111 | WHT | 20 | 28.D1 | AF0087:34 | PANEL A | 28.D7 | USED
SB0471:12 | SC | SB047112 | WHT | 20 | 28.D1 | AF0087:02 | PANEL A | 28.D7 | USED
SB0472:B1-11 | SC | ESTOPA | WHT | 20 | 29.B1 | XT0137:1 | PANEL A | 29.B5 | USED
SB0472:B1-12 | SC | ESTOP | WHT | 20 | 29.B1 | XT0137:2 | PANEL A | 29.B5 | USED
SB0472:B2-11 | SC | SB0472B211 | WHT | 20 | 29.B1 | AF0081:36 | PANEL A | 29.B7 | USED
SB0472:B2-12 | SC | SB0472B212 | WHT | 20 | 29.B1 | AF0081:04 | PANEL A | 29.B7 | USED
SB0473:13 | SC | SB047313 | WHT | 20 | 28.D1 | AF0087:35 | PANEL A | 28.D7 | USED
SB0473:14 | SC | SB047314 | WHT | 20 | 28.D1 | AF0087:03 | PANEL A | 28.D7 | USED
SB0474:13 | SC | SB047413 | WHT | 20 | 29.A1 | AF0087:36 | PANEL A | 29.A7 | USED
SB0474:14 | SC | SB047414 | WHT | 20 | 29.A1 | AF0087:04 | PANEL A | 29.A7 | USED
SH0470:11 | SC | SH047011 | WHT | 20 | 28.B1 | AF0087:33 | PANEL A | 28.B7 | USED
SH0470:12 | SC | SH047012 | WHT | 20 | 28.B1 | AF0087:01 | PANEL A | 28.B7 | USED
SH0470:13 | SC | SH047013 | WHT | 20 | 28.B1 | XT0137:5 | PANEL A | 28.B5 | USED
SH0470:14 | SC | SH047014 | WHT | 20 | 28.B1 | XT0137:6 | PANEL A | 28.B5 | USED
SH0470:X1 | SC | SH0470X1 | WHT | 20 | 28.B1 | AF0093:22 | PANEL A | 28.B7 | USED
SH0470:X2 | SC | SH0470X2 | WHT | 20 | 28.B1 | AF0093:06 | PANEL A | 28.B7 | USED
SH0471:11 | SC | SH047111 | WHT | 20 | 28.A1 | XT0137:3 | PANEL A | 28.A5 | USED
SH0471:12 | SC | SH047112 | WHT | 20 | 28.A1 | XT0137:4 | PANEL A | 28.A5 | USED
SH0471:13 | SC | SH047113 | WHT | 20 | 28.A1 | AF0087:32 | PANEL A | 28.A7 | USED
SH0471:14 | SC | SH047114 | WHT | 20 | 28.A1 | AF0087:00 | PANEL A | 28.A7 | USED
SH0471:X1 | SC | SH0471X1 | WHT | 20 | 28.A1 | AF0093:31 | PANEL A | 28.A7 | USED
SH0471:X2 | SC | SH0471X2 | WHT | 20 | 28.A1 | AF0093:15 | PANEL A | 28.A7 | USED
AT0170:24 | SC | FU0139 | WHT | 20 | 11.B3 | XT0240:12 | PANEL B | 15.C4 | USED
AT0170:26 | SC | KA0243A1 | WHT | 20 | 11.B3 | XT0240:7 | PANEL B | 15.C3 | USED
AT0170:30 | SC | FU0139 | WHT | 20 | 11.C3 | XT0240:12 | PANEL B | 15.C4 | USED
AT0170:32 | SC | KA0245A1 | WHT | 20 | 11.C3 | XT0240:8 | PANEL B | 15.D3 | USED
SH0472:11 | SC | SH047211 | WHT | 20 | 28.C1 | XT0236:4 | PANEL B | 28.C5 | USED
SH0472:12 | SC | SH047212 | WHT | 20 | 28.C1 | XT0236:5 | PANEL B | 28.C5 | USED
SH0472:13 | SC | FU0139 | WHT | 20 | 28.B1 | XT0236:1 | PANEL B | 28.B5 | USED
SH0472:14 | SC | KA0241A1 | WHT | 20 | 28.B1 | XT0236:2 | PANEL B | 28.B5 | USED
SH0472:X1 | SC | 0V | WHT | 20 | 28.C1 | XT0236:3 | PANEL B | 28.C5 | USED
SH0472:X2 | SC | SH0472X2 | WHT | 20 | 28.C1 | XT0237:2 B1 | PANEL B | 28.C5 | USED
AT0170:L1 | WC0010 | BA1100L2 | ENET | CABLE | 11.A5 | BA1100:L2 | PANEL B | 30.D1 | USED
AT1100:L1 | WC0101 | BA1100DEVICE | ENET | CABLE | 30.D3 | BA1100:DEVICE | PANEL B | 30.D1 | USED
AT0170:L2 | WC9017 | AT0170L2 | ENET | CABLE | 11.A5 | AP0602:L1 | PLC PANEL | 6.A3 | USED
AT1100:POS | SC | FU1100 | WHT | 14 | 30.D3 | FU1100:LD | RIGHT SIDE RAIL^JB70 | 30.D3 | USED
SolarTools ver. 24.0.84.24712 (Jul 31, 2025)
Report date: 1/30/2026 3:10 PM

## GENERATOR PANEL
GENERATOR PANEL
JB72
Project # | 4N291
Project Name | P66 IRON MESA TX PG
Revision | B
Controls DE | J. TRINH
Phone: | 0
Controls ME | Z. WOITH
Phone:
From | [5 empty] | To
Device ID | Cable (W) Conductor (SC) Jumper Clip (JC) | Wire No. | Wire ID | Gauge/Size | Page/Zone | Device ID | Location | Page/Zone
XT0130:3 | JC | 0V | CLIP | --- | 20.A5 | XT0130:2 | GENERATOR PANEL | 20.A5 | USED
XT0336:2 | JC | 0V | CLIP | --- | 19.C4 | XT0336:3 | GENERATOR PANEL | 19.C4 | USED
XT0336:3 | JC | 0V | CLIP | --- | 19.C4 | XT0336:4 | GENERATOR PANEL | 19.D4 | USED
XT0350:2 | JC | CCT1(+) | CLIP | --- | 79.A4 | XT0350:1 | GENERATOR PANEL | 79.A4 | USED
XT0350:4 | JC | CCT1(-) | CLIP | --- | 79.A4 | XT0350:3 | GENERATOR PANEL | 79.A4 | USED
XT0351:1 | JC | VBUSA | CLIP | --- | 77.B4 | XT0351:2 | GENERATOR PANEL | 77.B4 | USED
XT0351:11 | JC | VGENB | CLIP | --- | 77.D4 | XT0351:12 | GENERATOR PANEL | 77.D4 | USED
XT0351:13 | JC | VGENC | CLIP | --- | 77.D4 | XT0351:14 | GENERATOR PANEL | 77.D4 | USED
XT0351:3 | JC | VBUSB | CLIP | --- | 77.B4 | XT0351:4 | GENERATOR PANEL | 77.B4 | USED
XT0351:5 | JC | VBUSC | CLIP | --- | 77.B4 | XT0351:6 | GENERATOR PANEL | 77.B4 | USED
XT0351:9 | JC | VGENA | CLIP | --- | 77.D4 | XT0351:10 | GENERATOR PANEL | 77.D4 | USED
XT0352:15 | JC | H41001 | CLIP | --- | 65.C5 | XT0352:17 | GENERATOR PANEL | 65.D5 | USED
XT0352:16 | JC | H41002 | CLIP | --- | 65.C5 | XT0352:18 | GENERATOR PANEL | 65.D5 | USED
XT0370:1 | JC | EXC1 | CLIP | --- | 78.C4 | XT0370:2 | GENERATOR PANEL | 78.C5 | USED
XT0370:4 | JC | EXC2 | CLIP | --- | 78.C4 | XT0370:3 | GENERATOR PANEL | 78.C5 | USED
XT0370:5 | JC | EXCS | CLIP | --- | 78.C4 | XT0370:6 | GENERATOR PANEL | 78.C5 | USED
XT0352:4 | SC | JW70 | CLIP | -- | 79.B4 | XT0352:5 | GENERATOR PANEL | 79.B4 | USED
XT0352:5 | SC | JW71 | CLIP | -- | 79.B4 | XT0352:6 | GENERATOR PANEL | 79.B4 | USED
XT0352:6 | SC | JW72 | CLIP | -- | 79.B4 | XT0352:7 | GENERATOR PANEL | 79.B4 | USED
AF0400:12 | SC | XT04001 | GRN | 16 | 18.B6 | XT0400:1 | GENERATOR PANEL | 18.C6 | USED
AF0410:32 | SC | XT04001 | GRN | 16 | 18.B5 | XT0400:1 | GENERATOR PANEL | 18.C6 | USED
AF0410:53 | SC | 0V | WHT | 16 | 18.B5 | XT0130:4 | GENERATOR PANEL | 18.A4 | USED
AF0410:54 | SC | AF0410N | WHT | 16 | 18.B5 | AF0420:53 | GENERATOR PANEL | 18.B5 | USED
AF0410:55 | SC | FU0113 | WHT | 16 | 18.B5 | FU0113:LD | GENERATOR PANEL | 18.A4 | USED
AF0410:56 | SC | AF0410P | WHT | 16 | 18.B5 | AF0420:55 | GENERATOR PANEL | 18.B5 | USED
AF0420:32 | SC | XT04001 | GRN | 16 | 18.B5 | XT0400:1 | GENERATOR PANEL | 18.C6 | USED
AF0420:54 | SC | AF0420N | WHT | 16 | 18.B5 | AF0440:53 | GENERATOR PANEL | 18.B4 | USED
AF0420:56 | SC | AF0420P | WHT | 16 | 18.B5 | AF0440:55 | GENERATOR PANEL | 18.B4 | USED
AF0440:32 | SC | XT04002 | GRN | 16 | 18.B4 | XT0400:2 | GENERATOR PANEL | 18.C3 | USED
AF0440:54 | SC | AF0440N | WHT | 16 | 18.B4 | AF0450:53 | GENERATOR PANEL | 18.B3 | USED
AF0440:56 | SC | AF0440P | WHT | 16 | 18.B4 | AF0450:55 | GENERATOR PANEL | 18.B3 | USED
AF0450:01 | SC | 045001 | WHT | 20 | 62.D6 | AF0450:02 | GENERATOR PANEL | 62.D6 | USED
AF0450:32 | SC | XT04002 | GRN | 16 | 18.B3 | XT0400:2 | GENERATOR PANEL | 18.C3 | USED
AT0140:13 VGEN-A | SC | VGENA | RED | 16 | 77.D7 | XT0351:9 | GENERATOR PANEL | 77.D4 | USED
AT0140:14 VGEN-B | SC | VGENB | RED | 16 | 77.D7 | XT0351:11 | GENERATOR PANEL | 77.D4 | USED
AT0140:15 VGEN-C | SC | VGENC | RED | 16 | 77.D7 | XT0351:13 | GENERATOR PANEL | 77.D4 | USED
AT0140:17 VBUS-A | SC | VBUSA | RED | 16 | 77.B7 | XT0351:2 | GENERATOR PANEL | 77.B4 | USED
AT0140:18 VBUS-B | SC | VBUSB | RED | 16 | 77.B7 | XT0351:3 | GENERATOR PANEL | 77.B4 | USED
AT0140:19 VBUS-C | SC | VBUSC | RED | 16 | 77.B7 | XT0351:5 | GENERATOR PANEL | 77.B4 | USED
AT0140:27 ID RLY | SC | CCT1(+) | BLU | 12 | 79.A7 | XT0350:2 | GENERATOR PANEL | 79.A4 | USED
AT0140:28 ID RLY | SC | CCT1(-) | BLU | 12 | 79.A7 | XT0350:4 | GENERATOR PANEL | 79.A4 | USED
KA0310:A2 | SC | KA0310A2 | WHT | 20 | 20.D5 | AT0140:29 FLT | GENERATOR PANEL | 19.B5 | USED
AT0140:3 EX-D(-) | SC | 0V | WHT | 16 | 80.C7 | XT0336:4 | GENERATOR PANEL | 19.D4 | USED
AT0140:30 FLT | SC | 0V | WHT | 14 | 20.D5 | XT0336:4 | GENERATOR PANEL | 19.D4 | USED
AT0140:33 ID RES(+) | SC | CCT1(+) | BLU | 12 | 79.A7 | XT0350:1 | GENERATOR PANEL | 79.A4 | USED
AT0140:34 ID RES(-) | SC | AT014034 | WHT | 16 | 79.A7 | AT0140:42 ID(+) | GENERATOR PANEL | 79.A7 | USED
AT0140:36 I1(+) | SC | MCTA | BLU | 12 | 79.B7 | XT0352:1 | GENERATOR PANEL | 79.B4 | USED
AT0140:37 I1(-) | SC | MCTAN | BLU | 12 | 79.B7 | XT0352:6 | GENERATOR PANEL | 79.B4 | USED
AT0140:38 I2(+) | SC | MCTB | BLU | 12 | 79.B7 | XT0352:2 | GENERATOR PANEL | 79.B4 | USED
AT0140:39 I2(-) | SC | MCTBN | BLU | 12 | 79.B7 | XT0352:5 | GENERATOR PANEL | 79.B4 | USED
KA0123:14 | SC | KA012314 | WHT | 16 | 80.C7 | AT0140:4 EX-D(+) | GENERATOR PANEL | 19.B5 | USED
AT0140:40 I3(+) | SC | MCTC | BLU | 12 | 79.B7 | XT0352:3 | GENERATOR PANEL | 79.B4 | USED
AT0140:41 I3(-) | SC | MCTN | BLU | 12 | 79.B7 | XT0352:4 | GENERATOR PANEL | 79.B4 | USED
AT0140:43 ID(-) | SC | CCT1(-) | BLU | 12 | 79.A7 | XT0350:3 | GENERATOR PANEL | 79.A4 | USED
AT0140:47 BAT(+) | SC | FU0334 | WHT | 16 | 20.D5 | XT0335:2 | GENERATOR PANEL | 19.B4 | USED
AT0140:48 BAT(-) | SC | 0V | WHT | 16 | 20.D5 | XT0336:4 | GENERATOR PANEL | 19.D4 | USED
AT0140:FG 56 | SC | AT0140G | GRN/YEL | 12 | 20.D5 | FRAME | GENERATOR PANEL | 20.D6 | USED
GR0110: | SC | GR0110 | GRN/YEL | 14 | 5.B4 | FRAME | GENERATOR PANEL | 5.B4 | USED
GR0140: | SC | GR0140 | GRN/YEL | 14 | 5.B3 | FRAME | GENERATOR PANEL | 5.B3 | USED
GR0141: | SC | GR0141 | GRN/YEL | 14 | 5.B3 | FRAME | GENERATOR PANEL | 5.B3 | USED
GR0142: | SC | GR0142 | GRN/YEL | 14 | 5.B3 | FRAME | GENERATOR PANEL | 5.B3 | USED
GR0143: | SC | GR0143 | GRN/YEL | 14 | 5.B3 | FG1126:1 | GENERATOR PANEL | 5.B3 | USED
IEG0130:1 | SC | IEG01301 | GRN | 14 | 18.C6 | XT0400:3 | GENERATOR PANEL | 18.C6 | USED
IEG0130:7 | SC | AT0140LS(S) | GRN | 14 | 80.C6 | XT0337:18 | GENERATOR PANEL | 80.C4 | USED
KA0121:11 | SC | KA018511 | WHT | 20 | 23.C4 | XT0337:13 | GENERATOR PANEL | 23.C3 | USED
KA0121:14 | SC | FU0333 | WHT | 20 | 23.C4 | XT0337:12 | GENERATOR PANEL | 23.C3 | USED
KA0123:A1 | SC | 012103 | WHT | 20 | 22.A5 | KA0313:2 | GENERATOR PANEL | 22.A5 | USED
KA0123:A2 | SC | 012119 | WHT | 20 | 22.A5 | KA0313:7 | GENERATOR PANEL | 22.A5 | USED
KA0128:11 | SC | KA0333A1 | WHT | 20 | 23.B4 | KA0335:21 | GENERATOR PANEL | 23.B4 | USED
KA0128:14 | SC | FU0333 | WHT | 20 | 23.B4 | KA0335:22 | GENERATOR PANEL | 23.B4 | USED
KA0128:14 | SC | FU0333 | WHT | 20 | 23.B4 | XT0337:7 | GENERATOR PANEL | 23.B3 | USED
KA0128:21 | SC | KA012821 | WHT | 20 | 24.C6 | XT0337:1 | GENERATOR PANEL | 24.C5 | USED
KA0128:24 | SC | KA012824 | WHT | 20 | 24.C6 | XT0337:2 | GENERATOR PANEL | 24.C5 | USED
KA0310:21 | SC | KA0333A1 | WHT | 20 | 23.B4 | KA0335:21 | GENERATOR PANEL | 23.B4 | USED
KA0310:21 | SC | KA0333A1 | WHT | 20 | 23.B4 | XT0337:8 | GENERATOR PANEL | 23.B3 | USED
KA0310:24 | SC | FU0333 | WHT | 20 | 23.B4 | KA0335:22 | GENERATOR PANEL | 23.B4 | USED
KA0310:A1 | SC | FU0334 | WHT | 20 | 19.B5 | KA0123:11 | GENERATOR PANEL | 19.B5 | USED
KA0310:A1 | SC | FU0334 | WHT | 20 | 19.B5 | XT0335:2 | GENERATOR PANEL | 19.B4 | USED
KA0330:A1 | SC | KA0330A1 | WHT | 20 | 23.B6 | XT0337:9 | GENERATOR PANEL | 23.B3 | USED
KA0330:A2 | SC | 0V | WHT | 20 | 23.B6 | KA0333:A2 | GENERATOR PANEL | 23.B6 | USED
KA0330:A2 | SC | 0V | WHT | 20 | 23.B6 | KA0331:A2 | GENERATOR PANEL | 23.C6 | USED
KA0331:A1 | SC | KA0331A1 | WHT | 20 | 23.C6 | XT0337:11 | GENERATOR PANEL | 23.C3 | USED
KA0331:A2 | SC | 0V | WHT | 20 | 23.C6 | KA0332:A2 | GENERATOR PANEL | 23.C6 | USED
KA0332:11 | SC | KA033211 | WHT | 20 | 24.D6 | XT0337:3 | GENERATOR PANEL | 24.D5 | USED
KA0332:14 | SC | KA033214 | WHT | 20 | 24.D6 | XT0337:4 | GENERATOR PANEL | 24.D5 | USED
KA0332:A1 | SC | KA0332A1 | WHT | 20 | 23.C6 | XT0337:14 | GENERATOR PANEL | 23.C3 | USED
KA0332:A2 | SC | 0V | WHT | 20 | 23.C6 | XT0337:15 | GENERATOR PANEL | 23.D3 | USED
KA0333:11 | SC | KA033311 | WHT | 20 | 24.D6 | KA0335:11 | GENERATOR PANEL | 24.D6 | USED
KA0333:11 | SC | KA033311 | WHT | 20 | 24.D6 | XT0337:5 | GENERATOR PANEL | 24.D5 | USED
KA0333:14 | SC | KA033314 | WHT | 20 | 24.D6 | KA0335:12 | GENERATOR PANEL | 24.D6 | USED
KA0333:14 | SC | KA033314 | WHT | 20 | 24.D6 | XT0337:6 | GENERATOR PANEL | 24.D5 | USED
KA0333:A1 | SC | KA0333A1 | WHT | 20 | 23.B6 | XT0337:8 | GENERATOR PANEL | 23.B3 | USED
KA0335:A1 | SC | ESTOP | WHT | 20 | 19.C5 | XT0336:1 | GENERATOR PANEL | 19.C4 | USED
KA0335:A2 | SC | 0V | WHT | 20 | 19.C5 | XT0336:2 | GENERATOR PANEL | 19.C4 | USED
KA0336:14 | SC | KA033614 | WHT | 20 | 65.A5 | KA4100:A1 | GENERATOR PANEL | 65.B6 | USED
KA0336:A1 | SC | KA0231A1 | WHT | 14 | 19.C3 | XT0334:2 | GENERATOR PANEL | 19.C2 | USED
KA0336:A2 | SC | 0V | WHT | 14 | 19.C3 | XT0336:2 | GENERATOR PANEL | 19.C4 | USED
PEG0140:1 | SC | PMGS | GRN/YEL | 12 | 78.A6 | XT0313:1 | GENERATOR PANEL | 78.A6 | USED
PEG0140:2 | SC | EXCS | GRN/YEL | 12 | 78.C6 | XT0370:6 | GENERATOR PANEL | 78.C5 | USED
PEG0140:5 | SC | PEG01405 | GRN/YEL | 12 | 79.B5 | XT0352:7 | GENERATOR PANEL | 79.B4 | USED
XT0130:2 | SC | 0V | WHT | 14 | 20.A5 | XT0336:3 | GENERATOR PANEL | 19.C4 | USED
XT0130:4 | SC | 0V | WHT | 14 | 18.A4 | XT0336:4 | GENERATOR PANEL | 19.D4 | USED
XT0334:1 | SC | 0V | WHT | 12 | 19.C2 | XT0336:2 | GENERATOR PANEL | 19.C4 | USED
XT0335:1 | SC | FU0333 | WHT | 16 | 19.B4 | XT0337:12 | GENERATOR PANEL | 23.C3 | USED
XT0336:3 | SC | 0V | WHT | 14 | 19.C4 | XT0337:15 | GENERATOR PANEL | 23.D3 | USED
XT0337:12 | SC | FU0333 | WHT | 20 | 23.C3 | XT0337:7 | GENERATOR PANEL | 23.B3 | USED
AF0410:L2 | WC0041 | AF0410L2 | ENET | CABLE | 18.B5 | AF0420:L1 | GENERATOR PANEL | 18.B5 | USED
AF0420:L2 | WC0042 | AF0420L2 | ENET | CABLE | 18.B5 | AF0440:L1 | GENERATOR PANEL | 18.B4 | USED
AF0440:L2 | WC0044 | AF0440L2 | ENET | CABLE | 18.B4 | AF0450:L1 | GENERATOR PANEL | 18.B3 | USED
AF0400:01 | WC1228 | UA12631 | RED | 20 | 61.A6 | UA1263:VT | GENERATOR PANEL | 61.A3 | USED
AF0400:02 | WC1228 | UA12632 | WHT | 20 | 61.A6 | UA1263:OUTPUT | GENERATOR PANEL | 61.A3 | USED
AF0400:03 | WC1228 | UA12633 | BLK | 20 | 61.A6 | UA1263:COM | GENERATOR PANEL | 61.A3 | USED
AF0400:07 | WC1228 | UA1263S | SH | 20 | 61.A6 | FLOATING | GENERATOR PANEL | 61.A3 | USED
AF0410:01 | WC1229 | UA12111 | RED | 20 | 61.B6 | UA1211:VT | GENERATOR PANEL | 61.B3 | USED
AF0410:02 | WC1229 | UA12112 | WHT | 20 | 61.B6 | UA1211:OUTPUT | GENERATOR PANEL | 61.B3 | USED
AF0410:04 | WC1229 | UA12113 | BLK | 20 | 61.B6 | UA1211:COM | GENERATOR PANEL | 61.B3 | USED
AF0410:19 | WC1229 | UA1211S | SH | 20 | 61.B6 | FLOATING | GENERATOR PANEL | 61.B3 | USED
AF0410:05 | WC1230 | UA12101 | RED | 20 | 61.B6 | UA1210:VT | GENERATOR PANEL | 61.B3 | USED
AF0410:06 | WC1230 | UA12102 | WHT | 20 | 61.B6 | UA1210:OUTPUT | GENERATOR PANEL | 61.B3 | USED
AF0410:08 | WC1230 | UA12103 | BLK | 20 | 61.B6 | UA1210:COM | GENERATOR PANEL | 61.B3 | USED
AF0410:23 | WC1230 | UA1210S | SH | 20 | 61.B6 | FLOATING | GENERATOR PANEL | 61.B3 | USED
AF0410:09 | WC1231 | UA12211 | RED | 20 | 61.C6 | UA1221:VT | GENERATOR PANEL | 61.C3 | USED
AF0410:10 | WC1231 | UA12212 | WHT | 20 | 61.C6 | UA1221:OUTPUT | GENERATOR PANEL | 61.C3 | USED
AF0410:12 | WC1231 | UA12213 | BLK | 20 | 61.C6 | UA1221:COM | GENERATOR PANEL | 61.C3 | USED
AF0410:27 | WC1231 | UA1221S | SH | 20 | 61.C6 | FLOATING | GENERATOR PANEL | 61.C3 | USED
AF0410:13 | WC1232 | UA12201 | RED | 20 | 61.C6 | UA1220:VT | GENERATOR PANEL | 61.C3 | USED
AF0410:14 | WC1232 | UA12202 | WHT | 20 | 61.C6 | UA1220:OUTPUT | GENERATOR PANEL | 61.C3 | USED
AF0410:16 | WC1232 | UA12203 | BLK | 20 | 61.C6 | UA1220:COM | GENERATOR PANEL | 61.C3 | USED
AF0410:31 | WC1232 | UA1220S | SH | 20 | 61.C6 | FLOATING | GENERATOR PANEL | 61.C3 | USED
AF0420:01 | WC1233 | UA12311 | RED | 20 | 61.C6 | UA1231:VT | GENERATOR PANEL | 61.C3 | USED
AF0420:02 | WC1233 | UA12312 | WHT | 20 | 61.C6 | UA1231:OUTPUT | GENERATOR PANEL | 61.C3 | USED
AF0420:04 | WC1233 | UA12313 | BLK | 20 | 61.C6 | UA1231:COM | GENERATOR PANEL | 61.C3 | USED
AF0420:19 | WC1233 | UA1231S | SH | 20 | 61.C6 | FLOATING | GENERATOR PANEL | 61.D3 | USED
AF0420:05 | WC1234 | UA12301 | RED | 20 | 61.D6 | UA1230:VT | GENERATOR PANEL | 61.D3 | USED
AF0420:06 | WC1234 | UA12302 | WHT | 20 | 61.D6 | UA1230:OUTPUT | GENERATOR PANEL | 61.D3 | USED
AF0420:08 | WC1234 | UA12303 | BLK | 20 | 61.D6 | UA1230:COM | GENERATOR PANEL | 61.D3 | USED
AF0420:23 | WC1234 | UA1230S | SH | 20 | 61.D6 | FLOATING | GENERATOR PANEL | 61.D3 | USED
AF0450:09 | WC1235 | UA12621 | RED | 20 | 61.D6 | UA1262:VT | GENERATOR PANEL | 61.D3 | USED
AF0450:10 | WC1235 | UA12622 | WHT | 20 | 61.D6 | UA1262:OUTPUT | GENERATOR PANEL | 61.D3 | USED
AF0450:12 | WC1235 | UA12623 | BLK | 20 | 61.D6 | UA1262:COM | GENERATOR PANEL | 61.D3 | USED
AF0450:27 | WC1235 | UA1262S | SH | 20 | 61.D6 | FLOATING | GENERATOR PANEL | 61.D3 | USED
AF0450:05 | WC4749 | UA15201 | RED | 20 | 43.A7 | UA1520:+24 | GENERATOR PANEL | 43.A5 | USED
AF0450:06 | WC4749 | UA15202 | WHT | 20 | 43.A7 | UA1520:OUT | GENERATOR PANEL | 43.A5 | USED
AF0450:08 | WC4749 | UA15203 | BLK | 20 | 43.A7 | UA1520:COM | GENERATOR PANEL | 43.A5 | USED
AF0450:23 | WC4749 | PE1520S | SH | 20 | 43.A7 | XT1521:1 | GENERATOR PANEL | 43.A5 | USED
AT0140:1 LS(+) | WC8009 | AT0140LS(+) | WHT | 16 | 80.C7 | XT0337:16 | GENERATOR PANEL | 80.C4 | USED
AT0140:2 LS(-) | WC8009 | AT0140LS(-) | BLK | 16 | 80.C7 | XT0337:17 | GENERATOR PANEL | 80.C4 | USED
FW140:3 | WC8009 | AT0140LS(S) | SH | 16 | 80.C6 | XT0337:18 | GENERATOR PANEL | 80.C4 | USED
AF0400:LBUS | WC8040 | AF0410RBUS | BUS | CABLE | 18.B6 | AF0410:RBUS | GENERATOR PANEL | 18.B5 | USED
AF0410:LBUS | WC8041 | AF0410LBUS | BUS | CABLE | 18.B5 | AF0420:RBUS | GENERATOR PANEL | 18.B5 | USED
AF0420:LBUS | WC8042 | AF0420LBUS | BUS | CABLE | 18.B5 | AF0440:RBUS | GENERATOR PANEL | 18.B4 | USED
AF0440:LBUS | WC8044 | AF0440LBUS | BUS | CABLE | 18.B4 | AF0450:RBUS | GENERATOR PANEL | 18.B3 | USED
FU0313:LD | WC8101 | PMG1 | WHT | 12 | 78.A5 | XT0360:1 | GENERATOR PANEL | 78.A4 | USED
FU0314:LD | WC8101 | PMG2 | BLK | 12 | 78.A5 | XT0360:2 | GENERATOR PANEL | 78.A4 | USED
XT0360:3 | WC8101 | PMGS | SH | 12 | 78.A4 | XT0360:4 | GENERATOR PANEL | 78.A5 | USED
AT0140:54 EXC(+) | WC8102 | EXC1 | WHT | 12 | 78.C7 | XT0370:2 | GENERATOR PANEL | 78.C5 | USED
AT0140:55 EXC(-) | WC8102 | EXC2 | BLK | 12 | 78.C7 | XT0370:3 | GENERATOR PANEL | 78.C5 | USED
FW140:1 | WC8102 | EXCS | SH | 12 | 78.C6 | XT0370:6 | GENERATOR PANEL | 78.C5 | USED
KA0313:3 | WC8201 | FU0313 | WHT | 12 | 78.A5 | FU0313:LI | GENERATOR PANEL | 78.A6 | USED
KA0313:6 | WC8201 | FU0314 | BLK | 12 | 78.A5 | FU0314:LI | GENERATOR PANEL | 78.A6 | USED
XT0360:4 | WC8201 | PMGS | SH | 12 | 78.A5 | XT0313:1 | GENERATOR PANEL | 78.A6 | USED
KA0313:1 | WC8301 | PMG14C | WHT | 12 | 78.A7 | AT0140:50 PMG-B | GENERATOR PANEL | 78.A6 | USED
KA0313:8 | WC8301 | PMG14A | BLK | 12 | 78.A7 | AT0140:51 PMG-C | GENERATOR PANEL | 78.A6 | USED
FW140:2 | WC8301 | PMGS | SH | 12 | 78.A6 | XT0313:1 | GENERATOR PANEL | 78.A6 | USED
FU0113:LI | SC | FU0332 | WHT | 14 | 18.A4 | FU0335:LI | LEFT SIDE RAIL^JB72 | 19.A3 | USED
IEG0130:2 | SC | IEG01302 | GRN | 14 | 20.D2 | GR0120: | LEFT SIDE RAIL^JB72 | 20.D1 | USED
IEG0130:3 | SC | IEG01303 | GRN | 14 | 20.D4 | AF0123:SH | LEFT SIDE RAIL^JB72 | 20.D3 | USED
KA0121:A1 | SC | 012101 | WHT | 20 | 22.A5 | AF0121:01 | LEFT SIDE RAIL^JB72 | 22.A7 | USED
KA0121:A2 | SC | 012117 | WHT | 20 | 22.A5 | AF0121:17 | LEFT SIDE RAIL^JB72 | 22.A7 | USED
KA0123:A1 | SC | 012103 | WHT | 20 | 22.A5 | AF0121:03 | LEFT SIDE RAIL^JB72 | 22.A7 | USED
KA0123:A2 | SC | 012119 | WHT | 20 | 22.A5 | AF0121:19 | LEFT SIDE RAIL^JB72 | 22.A7 | USED
KA0128:A1 | SC | 012108 | WHT | 20 | 22.B5 | AF0121:08 | LEFT SIDE RAIL^JB72 | 22.B7 | USED
KA0128:A2 | SC | 012124 | WHT | 20 | 22.B5 | AF0121:24 | LEFT SIDE RAIL^JB72 | 22.B7 | USED
KA0310:11 | SC | 012202 | WHT | 20 | 24.B6 | AF0122:02 | LEFT SIDE RAIL^JB72 | 24.B7 | USED
KA0310:14 | SC | 012234 | WHT | 20 | 24.B6 | AF0122:34 | LEFT SIDE RAIL^JB72 | 24.B7 | USED
KA0330:11 | SC | 012200 | WHT | 20 | 24.A6 | AF0122:00 | LEFT SIDE RAIL^JB72 | 24.A7 | USED
KA0330:14 | SC | 012232 | WHT | 20 | 24.A6 | AF0122:32 | LEFT SIDE RAIL^JB72 | 24.A7 | USED
KA0331:11 | SC | 012201 | WHT | 20 | 24.A6 | AF0122:01 | LEFT SIDE RAIL^JB72 | 24.A7 | USED
KA0331:14 | SC | 012233 | WHT | 20 | 24.A6 | AF0122:33 | LEFT SIDE RAIL^JB72 | 24.A7 | USED
KA0336:11 | SC | 012114 | WHT | 20 | 65.A5 | AF0121:14 | LEFT SIDE RAIL^JB72 | 65.A6 | USED
KA4100:A2 | SC | 012130 | WHT | 20 | 65.B6 | AF0121:30 | LEFT SIDE RAIL^JB72 | 65.A6 | USED
XT0130:1 | SC | FU0332 | WHT | 14 | 20.A5 | FU0120:LI | LEFT SIDE RAIL^JB72 | 20.D1 | USED
XT0130:1 | SC | FU0332 | WHT | 14 | 20.A5 | FU0332:LD | LEFT SIDE RAIL^JB72 | 19.B3 | USED
XT0130:2 | SC | 0V | WHT | 14 | 20.A5 | XT0120:1 | LEFT SIDE RAIL^JB72 | 20.D1 | USED
XT0332:1 | SC | FU0136 | WHT | 12 | 19.B2 | FU0332:LI | LEFT SIDE RAIL^JB72 | 19.B3 | USED
XT0335:1 | SC | FU0333 | WHT | 16 | 19.B4 | FU0333:LD | LEFT SIDE RAIL^JB72 | 19.B3 | USED
XT0335:2 | SC | FU0334 | WHT | 14 | 19.B4 | FU0334:LD | LEFT SIDE RAIL^JB72 | 19.B3 | USED
XT0335:3 | SC | FU0335 | WHT | 14 | 19.A4 | FU0335:LD | LEFT SIDE RAIL^JB72 | 19.A3 | USED
AT0140:P1 | WC0012 | AU0120L2 | ENET | CABLE | 20.D5 | AU0120:L2 | LEFT SIDE RAIL^JB72 | 20.C1 | USED
AF0450:L2 | WC0045 | AF0450L2 | ENET | CABLE | 18.B3 | AU0120:L1 | LEFT SIDE RAIL^JB72 | 20.C1 | USED
XT0332:1 | WC8019 | FU0136 | 3 | 12 | 19.B2 | XT0138:3 | PANEL A | 13.A3 | USED
XT0334:1 | WC8019 | 0V | 2 | 12 | 19.C2 | XT0134:3 | PANEL A | 13.B3 | USED
XT0334:2 | WC8019 | KA0231A1 | 4 | 12 | 19.C2 | XT0136:10 | PANEL A | 14.B5 | USED
AF0410:L1 | WC0006 | AU0060L2 | ENET | CABLE | 18.B5 | AU0060:L2 | PANEL B | 10.C2 | USED
XT0336:1 | WC8019 | ESTOP | 1 | 12 | 19.C4 | XT0240:5 | PANEL B | 15.B3 | USED
IEG0130:5 | SC | IEG01305 | GRN | 14 | 21.B5 | AF0184:SH | RIGHT SIDE RAIL^JB72 | 21.B4 | USED
IEG0130:6 | SC | IEG01306 | GRN | 14 | 5.B4 | GR0180: | RIGHT SIDE RAIL^JB72 | 5.B4 | USED
XT0130:1 | SC | FU0332 | WHT | 14 | 20.A5 | FU0180:LI | RIGHT SIDE RAIL^JB72 | 21.B1 | USED
XT0130:3 | SC | 0V | WHT | 14 | 20.A5 | XT0180:1 | RIGHT SIDE RAIL^JB72 | 21.B1 | USED
XT0337:13 | SC | KA018511 | WHT | 20 | 23.C3 | KA0185:11 | RIGHT SIDE RAIL^JB72 | 23.C3 | USED
XT0337:14 | SC | KA0332A1 | WHT | 20 | 23.C3 | KA0185:14 | RIGHT SIDE RAIL^JB72 | 23.C3 | USED
AT0140:P2 | WC0014 | AT0140L2 | ENET | CABLE | 20.D5 | AU0180:L1 | RIGHT SIDE RAIL^JB72 | 21.A2 | USED
SolarTools ver. 24.0.84.24712 (Jul 31, 2025)
Report date: 1/30/2026 3:10 PM

## LEFT SIDE RAIL^JB70
LEFT SIDE RAIL^JB70
Project # | 4N291
Project Name | P66 IRON MESA TX PG
Revision | B
Controls DE | J. TRINH
Phone: | 0
Controls ME | Z. WOITH
Phone:
From | [5 empty] | To
Device ID | Cable (W) Conductor (SC) Jumper Clip (JC) | Wire No. | Wire ID | Gauge/Size | Page/Zone | Device ID | Location | Page/Zone
XT0170:1 | JC | FU0170 | CLIP | --- | 11.A2 | XT0170:2 | LEFT SIDE RAIL^JB70 | 11.A2 | USED
XT0170:3 | JC | 0V | CLIP | --- | 11.A2 | XT0170:4 | LEFT SIDE RAIL^JB70 | 11.A2 | USED
KA6510:12 | SC | KA651012 | WHT | 20 | 84.A6 | AT0175:11 | LEFT SIDE RAIL^JB70 | 84.A6 | USED
AT0175:14 | SC | AT017514 | LEAD | --- | 84.A6 | RR0175S5: -10K OHM | LEFT SIDE RAIL^JB70 | 84.A6 | USED
AT0175:15 | SC | AT017515 | LEAD | --- | 84.A6 | RR0175S5: -10K OHM | LEFT SIDE RAIL^JB70 | 84.A6 | USED
AT0175:17 | SC | VD0175A | WHT | 20 | 27.B6 | XT0171:12 | LEFT SIDE RAIL^JB70 | 27.B6 | USED
AT0175:18 | SC | HL0171X1 | WHT | 20 | 27.B6 | XT0171:13 | LEFT SIDE RAIL^JB70 | 27.B6 | USED
AT0175:2 | SC | SB017013 | WHT | 20 | 27.B6 | XT0171:9 | LEFT SIDE RAIL^JB70 | 27.B6 | USED
AT0175:20 | SC | VD0175I | WHT | 20 | 27.C6 | XT0171:15 | LEFT SIDE RAIL^JB70 | 27.C6 | USED
AT0175:21 | SC | HL0172X1 | WHT | 20 | 27.C6 | XT0171:16 | LEFT SIDE RAIL^JB70 | 27.C6 | USED
AT0175:23 | SC | VD0175D | WHT | 20 | 27.C6 | XT0171:18 | LEFT SIDE RAIL^JB70 | 27.C6 | USED
AT0175:24 | SC | HL0173X1 | WHT | 20 | 27.C6 | XT0171:19 | LEFT SIDE RAIL^JB70 | 27.C6 | USED
AT0175:3 | SC | SB017014 | WHT | 20 | 27.B6 | XT0171:10 | LEFT SIDE RAIL^JB70 | 27.B6 | USED
KA6510:A2 | SC | KA6510A2 | WHT | 20 | 11.B5 | AT0175:5P1 | LEFT SIDE RAIL^JB70 | 27.A5 | USED
AT0175:GND | SC | AT0175G | GRN/YEL | 14 | 11.B5 | FRAME | LEFT SIDE RAIL^JB70 | 11.C6 | USED
AT0176:11 | SC | AT017611 | LEAD | --- | 84.B6 | RR0176S4: -10K OHM | LEFT SIDE RAIL^JB70 | 84.B6 | USED
AT0176:12 | SC | AT017612 | LEAD | --- | 84.B6 | RR0176S4: -10K OHM | LEFT SIDE RAIL^JB70 | 84.B6 | USED
AT0176:14 | SC | AT017614 | LEAD | --- | 84.D6 | RR0176S5: -10K OHM | LEFT SIDE RAIL^JB70 | 84.D6 | USED
AT0176:15 | SC | AT017615 | LEAD | --- | 84.D6 | RR0176S5: -10K OHM | LEFT SIDE RAIL^JB70 | 84.D6 | USED
KA6511:22 | SC | KA651122 | WHT | 20 | 84.C6 | AT0176:17 | LEFT SIDE RAIL^JB70 | 84.C6 | USED
AT0176:20 | SC | AT017620 | LEAD | --- | 84.C6 | RR0176S7: -10K OHM | LEFT SIDE RAIL^JB70 | 84.C6 | USED
AT0176:21 | SC | AT017621 | LEAD | --- | 84.C6 | RR0176S7: -10K OHM | LEFT SIDE RAIL^JB70 | 84.C6 | USED
AT0176:4P1 | SC | AT01764P1 | WHT | 14 | 11.C5 | AT0178:1P1 | LEFT SIDE RAIL^JB70 | 11.D5 | USED
AT0176:5P1 | SC | AT01765P1 | WHT | 14 | 11.C5 | AT0178:2P1 | LEFT SIDE RAIL^JB70 | 11.D5 | USED
AT0176:GND | SC | AT0176G | GRN/YEL | 14 | 11.C5 | FRAME | LEFT SIDE RAIL^JB70 | 11.C6 | USED
AT0178:20 | SC | ZS61P | WHT | 20 | 88.A6 | XT0170:24 | LEFT SIDE RAIL^JB70 | 88.A6 | USED
AT0178:21 | SC | ZS61S | WHT | 20 | 88.A6 | XT0170:25 | LEFT SIDE RAIL^JB70 | 88.A6 | USED
AT0178:23 | SC | VD0178 | WHT | 20 | 27.D6 | XT0170:16 | LEFT SIDE RAIL^JB70 | 27.D6 | USED
AT0178:24 | SC | KA0178A2 | WHT | 20 | 27.D6 | XT0170:17 | LEFT SIDE RAIL^JB70 | 27.D6 | USED
AT0178:GND | SC | AT0178G | GRN/YEL | 14 | 11.D5 | FRAME | LEFT SIDE RAIL^JB70 | 11.D6 | USED
FU0170:LD | SC | FU0170 | WHT | 14 | 11.A2 | XT0170:2 | LEFT SIDE RAIL^JB70 | 11.A2 | USED
GR0170: | SC | GR0170 | GRN/YEL | 14 | 11.A5 | FRAME | LEFT SIDE RAIL^JB70 | 11.A6 | USED
KA0172:11 | SC | KA017211 | WHT | 20 | 81.D6 | XT0170:7 | LEFT SIDE RAIL^JB70 | 81.D5 | USED
KA0172:12 | SC | KA017212 | WHT | 20 | 81.D6 | XT0170:8 | LEFT SIDE RAIL^JB70 | 81.D5 | USED
KA0172:A2 | SC | 0V | WHT | 20 | 11.B2 | KA0174:A2 | LEFT SIDE RAIL^JB70 | 11.C2 | USED
KA0172:A2 | SC | 0V | WHT | 20 | 11.B2 | XT0170:4 | LEFT SIDE RAIL^JB70 | 11.A2 | USED
KA0174:11 | SC | KA017411 | WHT | 20 | 81.D6 | XT0170:9 | LEFT SIDE RAIL^JB70 | 81.D5 | USED
KA0174:12 | SC | KA017412 | WHT | 20 | 81.D6 | XT0170:10 | LEFT SIDE RAIL^JB70 | 81.D5 | USED
KA0176:11 | SC | KA017611 | WHT | 20 | 95.A6 | XT0171:1 | LEFT SIDE RAIL^JB70 | 95.A5 | USED
KA0176:21 | SC | KA017621 | WHT | 20 | 95.C6 | XT0171:3 | LEFT SIDE RAIL^JB70 | 95.C5 | USED
KA0176:A1 | SC | KA014422 | WHT | 20 | 95.B5 | KA0177:A1 | LEFT SIDE RAIL^JB70 | 95.B5 | USED
KA0176:A2 | SC | 0V | WHT | 20 | 95.B5 | XT0170:3 | LEFT SIDE RAIL^JB70 | 11.A2 | USED
KA0176:A2 | SC | 0V | WHT | 20 | 95.B5 | KA0177:A2 | LEFT SIDE RAIL^JB70 | 95.B5 | USED
KA0177:11 | SC | KA017711 | WHT | 20 | 96.A6 | XT0171:5 | LEFT SIDE RAIL^JB70 | 96.A5 | USED
KA0177:21 | SC | KA024721 | WHT | 20 | 96.C6 | XT0171:7 | LEFT SIDE RAIL^JB70 | 96.C5 | USED
KA0178:A1 | SC | KA0178A1 | WHT | 20 | 27.D5 | XT0170:15 | LEFT SIDE RAIL^JB70 | 27.D5 | USED
KA0178:A2 | SC | KA0178A2 | WHT | 20 | 27.D5 | XT0170:17 | LEFT SIDE RAIL^JB70 | 27.D6 | USED
KA0875:11 | SC | HA04722 | WHT | 20 | 27.D6 | KA0178:11 | LEFT SIDE RAIL^JB70 | 27.D5 | USED
KA0875:11 | SC | HA04722 | WHT | 20 | 27.D6 | XT0170:13 | LEFT SIDE RAIL^JB70 | 27.D5 | USED
KA0875:14 | SC | FU0170 | WHT | 20 | 27.D6 | XT0170:1 | LEFT SIDE RAIL^JB70 | 11.A2 | USED
KA6510:A1 | SC | SA0170B214 | WHT | 20 | 27.A5 | KA6511:A1 | LEFT SIDE RAIL^JB70 | 27.A5 | USED
KA6510:A2 | SC | KA6510A2 | WHT | 20 | 27.A5 | KA6511:A2 | LEFT SIDE RAIL^JB70 | 27.A5 | USED
RR0175A: -10K OHM | SC | VD0175A | LEAD | --- | 27.B6 | XT0171:12 | LEFT SIDE RAIL^JB70 | 27.B6 | USED
RR0175A: -10K OHM | SC | HL0171X1 | LEAD | --- | 27.B6 | XT0171:13 | LEFT SIDE RAIL^JB70 | 27.B6 | USED
RR0175D: -10K OHM | SC | VD0175D | LEAD | --- | 27.C6 | XT0171:18 | LEFT SIDE RAIL^JB70 | 27.C6 | USED
RR0175D: -10K OHM | SC | HL0173X1 | LEAD | --- | 27.C6 | XT0171:19 | LEFT SIDE RAIL^JB70 | 27.C6 | USED
RR0175I: -10K OHM | SC | VD0175I | LEAD | --- | 27.C6 | XT0171:15 | LEFT SIDE RAIL^JB70 | 27.C6 | USED
RR0175I: -10K OHM | SC | HL0172X1 | LEAD | --- | 27.C6 | XT0171:16 | LEFT SIDE RAIL^JB70 | 27.C6 | USED
RR0175M: -10K OHM | SC | SB017014 | LEAD | --- | 27.B6 | XT0171:10 | LEFT SIDE RAIL^JB70 | 27.B6 | USED
RR0175M: -10K OHM | SC | SB017013 | LEAD | --- | 27.B6 | XT0171:9 | LEFT SIDE RAIL^JB70 | 27.B6 | USED
RR0178: -10K OHM | SC | VD0178 | LEAD | --- | 27.D6 | XT0170:16 | LEFT SIDE RAIL^JB70 | 27.D6 | USED
RR0178: -10K OHM | SC | KA0178A2 | LEAD | --- | 27.D6 | XT0170:17 | LEFT SIDE RAIL^JB70 | 27.D6 | USED
VD0175A:- | SC | HL0171X2 | LEAD | --- | 27.B5 | XT0171:11 | LEFT SIDE RAIL^JB70 | 27.B5 | USED
VD0175A:+ | SC | VD0175A | LEAD | --- | 27.B5 | XT0171:12 | LEFT SIDE RAIL^JB70 | 27.B6 | USED
VD0175D:- | SC | HL0173X2 | LEAD | --- | 27.C5 | XT0171:17 | LEFT SIDE RAIL^JB70 | 27.C5 | USED
VD0175D:+ | SC | VD0175D | LEAD | --- | 27.C5 | XT0171:18 | LEFT SIDE RAIL^JB70 | 27.C6 | USED
VD0175I:- | SC | HL0172X2 | LEAD | --- | 27.C5 | XT0171:14 | LEFT SIDE RAIL^JB70 | 27.C5 | USED
VD0175I:+ | SC | VD0175I | LEAD | --- | 27.C5 | XT0171:15 | LEFT SIDE RAIL^JB70 | 27.C6 | USED
VD0178:- | SC | KA0178A1 | LEAD | --- | 27.D6 | XT0170:15 | LEFT SIDE RAIL^JB70 | 27.D5 | USED
VD0178:+ | SC | VD0178 | LEAD | --- | 27.D6 | XT0170:16 | LEFT SIDE RAIL^JB70 | 27.D6 | USED
VD6211:- | SC | KA017611 | LEAD | --- | 95.A5 | XT0171:1 | LEFT SIDE RAIL^JB70 | 95.A5 | USED
VD6211:+ | SC | 009304 | LEAD | --- | 95.A5 | XT0171:2 | LEFT SIDE RAIL^JB70 | 95.A6 | USED
VD6212:- | SC | KA017711 | LEAD | --- | 96.A5 | XT0171:5 | LEFT SIDE RAIL^JB70 | 96.A5 | USED
VD6212:+ | SC | 009313 | LEAD | --- | 96.A5 | XT0171:6 | LEFT SIDE RAIL^JB70 | 96.A6 | USED
VD6221:- | SC | KA017621 | LEAD | --- | 95.C5 | XT0171:3 | LEFT SIDE RAIL^JB70 | 95.C5 | USED
VD6221:+ | SC | 009305 | LEAD | --- | 95.C5 | XT0171:4 | LEFT SIDE RAIL^JB70 | 95.C5 | USED
VD6222:- | SC | KA024721 | LEAD | --- | 96.C5 | XT0171:7 | LEFT SIDE RAIL^JB70 | 96.C5 | USED
VD6222:+ | SC | 009308 | LEAD | --- | 96.C5 | XT0171:8 | LEFT SIDE RAIL^JB70 | 96.C5 | USED
XT0170:14 | SC | 0V | WHT | 20 | 27.D5 | XT0170:4 | LEFT SIDE RAIL^JB70 | 11.A2 | USED
XT0170:4 | SC | 0V | WHT | 20 | 11.A2 | XT0172:5 | LEFT SIDE RAIL^JB70 | 91.A6 | USED
XT0172:13 | SC | LON1S2 | WHT | 14 | 91.B6 | XT0172:9 | LEFT SIDE RAIL^JB70 | 91.D6 | USED
XT0172:14 | SC | FU0170 | WHT | 14 | 91.B6 | XT0172:7 | LEFT SIDE RAIL^JB70 | 91.D6 | USED
XT0172:15 | SC | 0V | WHT | 14 | 91.B6 | XT0172:8 | LEFT SIDE RAIL^JB70 | 91.D6 | USED
XT0172:4 | SC | FU0170 | WHT | 14 | 91.A6 | XT0170:1 | LEFT SIDE RAIL^JB70 | 11.A2 | USED
XT0172:4 | SC | FU0170 | WHT | 14 | 91.A6 | XT0172:14 | LEFT SIDE RAIL^JB70 | 91.B6 | USED
XT0172:5 | SC | 0V | WHT | 14 | 91.A6 | XT0172:15 | LEFT SIDE RAIL^JB70 | 91.B6 | USED
XT0172:6 | SC | LON1S2 | WHT | 16 | 91.A6 | XT0172:13 | LEFT SIDE RAIL^JB70 | 91.B6 | USED
AT0178:1P2 | WC5500 | LON1A | WHT | 16 | 91.A6 | XT0172:1 | LEFT SIDE RAIL^JB70 | 91.A6 | USED
AT0178:2P2 | WC5500 | LON1B | BLK | 16 | 91.A6 | XT0172:2 | LEFT SIDE RAIL^JB70 | 91.A6 | USED
AT0178:3P2 | WC5500 | LON1S1 | SH | 16 | 91.A6 | XT0172:3 | LEFT SIDE RAIL^JB70 | 91.A6 | USED
AT0175:1P2 | WC8066 | AT01751P2 | WHT | 16 | 11.C7 | AT0176:4P2 | LEFT SIDE RAIL^JB70 | 11.C7 | USED
AT0175:2P2 | WC8066 | AT01752P2 | BLK | 16 | 11.C7 | AT0176:5P2 | LEFT SIDE RAIL^JB70 | 11.C7 | USED
AT0175:3P2 | WC8066 | AT01753P2 | SH | 16 | 11.C7 | AT0176:6P2 | LEFT SIDE RAIL^JB70 | 11.C7 | USED
AT0176:1P2 | WC8067 | AT01761P2 | WHT | 16 | 11.D7 | AT0178:4P2 | LEFT SIDE RAIL^JB70 | 11.D7 | USED
AT0176:2P2 | WC8067 | AT01762P2 | BLK | 16 | 11.D7 | AT0178:5P2 | LEFT SIDE RAIL^JB70 | 11.D7 | USED
AT0176:3P2 | WC8067 | AT01763P2 | SH | 16 | 11.D7 | AT0178:6P2 | LEFT SIDE RAIL^JB70 | 11.D7 | USED
AT0175:1P1 | SC | UV01709 | WHT | 14 | 11.B5 | UV0170:9(+) | CONTROL,JB70;TT6 | 11.A3 | USED
AT0175:2P1 | SC | UV017010 | WHT | 14 | 11.B5 | UV0170:10(-) | CONTROL,JB70;TT6 | 11.A3 | USED
AT0176:1P1 | SC | UV017011 | WHT | 14 | 11.C5 | UV0170:11(+) | CONTROL,JB70;TT6 | 11.A3 | USED
AT0176:2P1 | SC | UV017012 | WHT | 14 | 11.C5 | UV0170:12(-) | CONTROL,JB70;TT6 | 11.A3 | USED
KA0172:A1 | SC | AT017025 | WHT | 20 | 11.B2 | AT0170:25 | CONTROL,JB70;TT6 | 11.B3 | USED
KA0174:A1 | SC | AT017031 | WHT | 20 | 11.C2 | AT0170:31 | CONTROL,JB70;TT6 | 11.C3 | USED
XT0170:11 | SC | SA0170B113 | WHT | 20 | 27.A6 | AT0170:11 | CONTROL,JB70;TT6 | 27.A6 | USED
XT0170:12 | SC | SA0170B114 | WHT | 20 | 27.A6 | AT0170:12 | CONTROL,JB70;TT6 | 27.A6 | USED
XT0170:18 | SC | LON0P | WHT | 14 | 83.A6 | UV0170:13(+) | CONTROL,JB70;TT6 | 83.B7 | USED
XT0170:19 | SC | LON0N | WHT | 14 | 83.A6 | UV0170:14(-) | CONTROL,JB70;TT6 | 83.B7 | USED
XT0170:2 | SC | FU0170 | WHT | 14 | 11.A2 | UV0170:3(+) | CONTROL,JB70;TT6 | 11.A3 | USED
XT0170:2 | SC | FU0170 | WHT | 14 | 11.A2 | UV0170:1(+) | CONTROL,JB70;TT6 | 11.A3 | USED
XT0170:21 | SC | LON2P | WHT | 14 | 83.D6 | UV0170:15(+) | CONTROL,JB70;TT6 | 83.B7 | USED
XT0170:22 | SC | LON2N | WHT | 14 | 83.D6 | UV0170:16(-) | CONTROL,JB70;TT6 | 83.B7 | USED
XT0170:3 | SC | 0V | WHT | 14 | 11.A2 | UV0170:4(-) | CONTROL,JB70;TT6 | 11.A3 | USED
XT0170:3 | SC | 0V | WHT | 14 | 11.A2 | UV0170:2(-) | CONTROL,JB70;TT6 | 11.A3 | USED
XT0170:5 | SC | AT017045 | WHT | 20 | 81.D5 | AT0170:45 | CONTROL,JB70;TT6 | 81.D6 | USED
XT0170:6 | SC | AT017046 | WHT | 20 | 81.D5 | AT0170:46 | CONTROL,JB70;TT6 | 81.D6 | USED
XT0172:16 | WC5018 | LON2A | WHT | 16 | 83.D6 | AT0170:53 | CONTROL,JB70;TT6 | 83.D6 | USED
XT0172:17 | WC5018 | LON2B | BLK | 16 | 83.D6 | AT0170:52 | CONTROL,JB70;TT6 | 83.D6 | USED
XT0172:18 | WC5018 | LON2S1 | SH | 16 | 83.D6 | AT0170:51 | CONTROL,JB70;TT6 | 83.D6 | USED
AT0175:4P2 | WC8069 | AT017050 | WHT | 16 | 11.A7 | AT0170:50 | CONTROL,JB70;TT6 | 11.A7 | USED
AT0175:5P2 | WC8069 | AT017049 | BLK | 16 | 11.A7 | AT0170:49 | CONTROL,JB70;TT6 | 11.A7 | USED
AT0175:6P2 | WC8069 | AT017048 | SH | 16 | 11.A7 | AT0170:48 | CONTROL,JB70;TT6 | 11.A7 | USED
AT0175:4P1 | SC | AT01754P1 | WHT | 20 | 11.B5 | SA0170:B2-13 | CONTROL,JB70;TT6 | 27.A1 | USED
KA6510:A1 | SC | SA0170B214 | WHT | 20 | 27.A5 | SA0170:B2-14 | CONTROL,JB70;TT6 | 27.A1 | USED
XT0170:11 | SC | SA0170B113 | WHT | 20 | 27.A6 | SA0170:B1-13 | CONTROL,JB70;TT6 | 27.A1 | USED
XT0170:12 | SC | SA0170B114 | WHT | 20 | 27.A6 | SA0170:B1-14 | CONTROL,JB70;TT6 | 27.A1 | USED
XT0171:10 | SC | SB017014 | WHT | 20 | 27.B6 | SB0170:14 | CONTROL,JB70;TT6 | 27.B1 | USED
XT0171:11 | SC | HL0171X2 | WHT | 20 | 27.B5 | HL0171:X2 | CONTROL,JB70;TT6 | 27.B1 | USED
XT0171:13 | SC | HL0171X1 | WHT | 20 | 27.B6 | HL0171:X1 | CONTROL,JB70;TT6 | 27.B1 | USED
XT0171:14 | SC | HL0172X2 | WHT | 20 | 27.C5 | HL0172:X2 | CONTROL,JB70;TT6 | 27.C1 | USED
XT0171:16 | SC | HL0172X1 | WHT | 20 | 27.C6 | HL0172:X1 | CONTROL,JB70;TT6 | 27.C1 | USED
XT0171:17 | SC | HL0173X2 | WHT | 20 | 27.C5 | HL0173:X2 | CONTROL,JB70;TT6 | 27.C1 | USED
XT0171:19 | SC | HL0173X1 | WHT | 20 | 27.C6 | HL0173:X1 | CONTROL,JB70;TT6 | 27.C1 | USED
XT0171:9 | SC | SB017013 | WHT | 20 | 27.B6 | SB0170:13 | CONTROL,JB70;TT6 | 27.B1 | USED
XT0170:14 | WC5072 | 0V | 1 | 18 | 27.D5 | HA0472:BLK-1 | CONTROL,JB70;TT6 | 27.D1 | USED
XT0170:13 | WC5072 | HA04722 | 2 | 18 | 27.D5 | HA0472:BLK-2 | CONTROL,JB70;TT6 | 27.D1 | USED
FU0170:LI | SC | FU0136 | WHT | 12 | 11.A2 | XT0138:2 | PANEL A | 13.A3 | USED
KA0176:14 | SC | 009336 | WHT | 20 | 95.A6 | AF0093:36 | PANEL A | 95.A7 | USED
KA0176:24 | SC | 009337 | WHT | 20 | 95.C6 | AF0093:37 | PANEL A | 95.C7 | USED
KA0176:A1 | SC | KA014422 | WHT | 20 | 95.B5 | KA0144:22 | PANEL A | 95.A6 | USED
KA0177:14 | SC | 009345 | WHT | 20 | 96.A6 | AF0093:45 | PANEL A | 96.A7 | USED
KA0177:24 | SC | 009340 | WHT | 20 | 96.C6 | AF0093:40 | PANEL A | 96.C7 | USED
KA0875:A1 | SC | 009212 | WHT | 20 | 11.D2 | AF0092:12 | PANEL A | 11.D3 | USED
KA0875:A2 | SC | 009228 | WHT | 20 | 11.D2 | AF0092:28 | PANEL A | 11.D3 | USED
XT0170:3 | SC | 0V | WHT | 12 | 11.A2 | XT0134:2 | PANEL A | 13.B3 | USED
XT0171:2 | SC | 009304 | WHT | 20 | 95.A6 | AF0093:04 | PANEL A | 95.A7 | USED
XT0171:4 | SC | 009305 | WHT | 20 | 95.C5 | AF0093:05 | PANEL A | 95.C7 | USED
XT0171:6 | SC | 009313 | WHT | 20 | 96.A6 | AF0093:13 | PANEL A | 96.A7 | USED
XT0171:8 | SC | 009308 | WHT | 20 | 96.C5 | AF0093:08 | PANEL A | 96.C7 | USED
KA0178:14 | SC | KA017814 | WHT | 20 | 27.D5 | KA0232:11 | PANEL B | 27.D6 | USED
KA0875:14 | SC | FU0170 | WHT | 20 | 27.D6 | KA0232:12 | PANEL B | 27.D6 | USED
XT0170:2 | SC | FU0170 | WHT | 20 | 11.A2 | KA0232:21 | PANEL B | 95.A6 | USED
XT0171:1 | SC | KA017611 | WHT | 20 | 95.A5 | KA0246:11 | PANEL B | 95.A5 | USED
XT0171:3 | SC | KA017621 | WHT | 20 | 95.C5 | KA0244:21 | PANEL B | 95.C5 | USED
XT0171:5 | SC | KA017711 | WHT | 20 | 96.A5 | KA0247:11 | PANEL B | 96.A5 | USED
XT0171:7 | SC | KA024721 | WHT | 20 | 96.C5 | KA0247:21 | PANEL B | 96.C5 | USED
SolarTools ver. 24.0.84.24712 (Jul 31, 2025)
Report date: 1/30/2026 3:10 PM

## LEFT SIDE RAIL^JB72
LEFT SIDE RAIL^JB72
Project # | 4N291
Project Name | P66 IRON MESA TX PG
Revision | B
Controls DE | J. TRINH
Phone: | 0
Controls ME | Z. WOITH
Phone:
From | [5 empty] | To
Device ID | Cable (W) Conductor (SC) Jumper Clip (JC) | Wire No. | Wire ID | Gauge/Size | Page/Zone | Device ID | Location | Page/Zone
XT0120:1 | JC | 0V | CLIP | --- | 20.D1 | XT0120:2 | LEFT SIDE RAIL^JB72 | 20.D1 | USED
AF0121:COM | SC | 0V | WHT | 14 | 20.D2 | XT0120:2 | LEFT SIDE RAIL^JB72 | 20.D1 | USED
AF0121:V+ | SC | FU0121 | WHT | 14 | 20.D2 | FU0121:LD | LEFT SIDE RAIL^JB72 | 20.D1 | USED
AF0122:09 | SC | 012209 | WHT | 20 | 26.A6 | XT0120:4 | LEFT SIDE RAIL^JB72 | 26.A6 | USED
AF0122:06 | SC | JP1 | VIO | 20 | 24.C7 | AF0122:38 | LEFT SIDE RAIL^JB72 | 24.C7 | USED
AF0122:41 | SC | 012241 | WHT | 20 | 26.A6 | XT0120:3 | LEFT SIDE RAIL^JB72 | 26.A6 | USED
AF0122:COM | SC | AF0122N | WHT | 20 | 20.D3 | AF0123:COM | LEFT SIDE RAIL^JB72 | 20.D3 | USED
AF0122:COM | SC | AU0120N | WHT | 20 | 20.D3 | AU0120:COM | LEFT SIDE RAIL^JB72 | 20.C1 | USED
AF0122:V+ | SC | AF0122P | WHT | 20 | 20.D3 | AF0123:V+ | LEFT SIDE RAIL^JB72 | 20.D3 | USED
AF0122:V+ | SC | AU0120P | WHT | 20 | 20.D3 | AU0120:V+ | LEFT SIDE RAIL^JB72 | 20.C1 | USED
AF0123:SH | SC | AU0120G | GRN | 14 | 20.D3 | AU0120:GND | LEFT SIDE RAIL^JB72 | 20.C1 | USED
AU0120:COM | SC | 0V | WHT | 14 | 20.C1 | XT0120:1 | LEFT SIDE RAIL^JB72 | 20.D1 | USED
AU0120:V+ | SC | FU0120 | WHT | 14 | 20.C1 | FU0120:LD | LEFT SIDE RAIL^JB72 | 20.D1 | USED
FU0120:LI | SC | FU0332 | WHT | 14 | 20.D1 | FU0121:LI | LEFT SIDE RAIL^JB72 | 20.D1 | USED
FU0332:LD | SC | FU0332 | WHT | 14 | 19.B3 | FU0333:LI | LEFT SIDE RAIL^JB72 | 19.B3 | USED
FU0333:LI | SC | FU0332 | WHT | 14 | 19.B3 | FU0334:LI | LEFT SIDE RAIL^JB72 | 19.B3 | USED
FU0334:LI | SC | FU0332 | WHT | 14 | 19.B3 | FU0335:LI | LEFT SIDE RAIL^JB72 | 19.A3 | USED
AF0121:01 | SC | 012101 | WHT | 20 | 22.A7 | KA0121:A1 | GENERATOR PANEL | 22.A5 | USED
AF0121:03 | SC | 012103 | WHT | 20 | 22.A7 | KA0123:A1 | GENERATOR PANEL | 22.A5 | USED
AF0121:08 | SC | 012108 | WHT | 20 | 22.B7 | KA0128:A1 | GENERATOR PANEL | 22.B5 | USED
AF0121:14 | SC | 012114 | WHT | 20 | 65.A6 | KA0336:11 | GENERATOR PANEL | 65.A5 | USED
AF0121:17 | SC | 012117 | WHT | 20 | 22.A7 | KA0121:A2 | GENERATOR PANEL | 22.A5 | USED
AF0121:19 | SC | 012119 | WHT | 20 | 22.A7 | KA0123:A2 | GENERATOR PANEL | 22.A5 | USED
AF0121:24 | SC | 012124 | WHT | 20 | 22.B7 | KA0128:A2 | GENERATOR PANEL | 22.B5 | USED
AF0121:30 | SC | 012130 | WHT | 20 | 65.A6 | KA4100:A2 | GENERATOR PANEL | 65.B6 | USED
AF0122:00 | SC | 012200 | WHT | 20 | 24.A7 | KA0330:11 | GENERATOR PANEL | 24.A6 | USED
AF0122:01 | SC | 012201 | WHT | 20 | 24.A7 | KA0331:11 | GENERATOR PANEL | 24.A6 | USED
AF0122:02 | SC | 012202 | WHT | 20 | 24.B7 | KA0310:11 | GENERATOR PANEL | 24.B6 | USED
AF0122:32 | SC | 012232 | WHT | 20 | 24.A7 | KA0330:14 | GENERATOR PANEL | 24.A6 | USED
AF0122:33 | SC | 012233 | WHT | 20 | 24.A7 | KA0331:14 | GENERATOR PANEL | 24.A6 | USED
AF0122:34 | SC | 012234 | WHT | 20 | 24.B7 | KA0310:14 | GENERATOR PANEL | 24.B6 | USED
AF0123:SH | SC | IEG01303 | GRN | 14 | 20.D3 | IEG0130:3 | GENERATOR PANEL | 20.D4 | USED
FU0120:LI | SC | FU0332 | WHT | 14 | 20.D1 | XT0130:1 | GENERATOR PANEL | 20.A5 | USED
FU0332:LD | SC | FU0332 | WHT | 14 | 19.B3 | XT0130:1 | GENERATOR PANEL | 20.A5 | USED
FU0332:LI | SC | FU0136 | WHT | 12 | 19.B3 | XT0332:1 | GENERATOR PANEL | 19.B2 | USED
FU0333:LD | SC | FU0333 | WHT | 16 | 19.B3 | XT0335:1 | GENERATOR PANEL | 19.B4 | USED
FU0334:LD | SC | FU0334 | WHT | 14 | 19.B3 | XT0335:2 | GENERATOR PANEL | 19.B4 | USED
FU0335:LD | SC | FU0335 | WHT | 14 | 19.A3 | XT0335:3 | GENERATOR PANEL | 19.A4 | USED
FU0335:LI | SC | FU0332 | WHT | 14 | 19.A3 | FU0113:LI | GENERATOR PANEL | 18.A4 | USED
GR0120: | SC | IEG01302 | GRN | 14 | 20.D1 | IEG0130:2 | GENERATOR PANEL | 20.D2 | USED
XT0120:1 | SC | 0V | WHT | 14 | 20.D1 | XT0130:2 | GENERATOR PANEL | 20.A5 | USED
AU0120:L2 | WC0012 | AU0120L2 | ENET | CABLE | 20.C1 | AT0140:P1 | GENERATOR PANEL | 20.D5 | USED
AU0120:L1 | WC0045 | AF0450L2 | ENET | CABLE | 20.C1 | AF0450:L2 | GENERATOR PANEL | 18.B3 | USED
SolarTools ver. 24.0.84.24712 (Jul 31, 2025)
Report date: 1/30/2026 3:10 PM

## MEDIA CONVERTER
MEDIA CONVERTER
Project # | 4N291
Project Name | P66 IRON MESA TX PG
Revision | B
Controls DE | J. TRINH
Phone: | 0
Controls ME | Z. WOITH
Phone:
From | [5 empty] | To
Device ID | Cable (W) Conductor (SC) Jumper Clip (JC) | Wire No. | Wire ID | Gauge/Size | Page/Zone | Device ID | Location | Page/Zone
BA0005:V1(-) | SC | 0V | WHT | 16 | 3.A6 | XT0003:2 | MEDIA CONVERTER | 3.A5 | USED
BA0005:V1(+) | SC | FU0005 | WHT | 16 | 3.A6 | FU0005:LD | MEDIA CONVERTER | 3.A5 | USED
BA0006:V1(-) | SC | 0V | WHT | 16 | 3.B6 | XT0003:4 | MEDIA CONVERTER | 3.B5 | USED
BA0006:V1(+) | SC | FU0006 | WHT | 16 | 3.B6 | FU0006:LD | MEDIA CONVERTER | 3.B5 | USED
FU0005:LI | SC | FU0210 | WHT | 16 | 3.A5 | XT0003:1 | MEDIA CONVERTER | 3.A5 | USED
FU0006:LI | SC | FU0210 | WHT | 16 | 3.B5 | XT0003:3 | MEDIA CONVERTER | 3.B5 | USED
GR1125: | SC | GR1125 | GRN/YEL | 14 | 5.D4 | FG1125:1 | MEDIA CONVERTER | 5.D4 | USED
SolarTools ver. 24.0.84.24712 (Jul 31, 2025)
Report date: 1/30/2026 3:10 PM

## PANEL A
PANEL A
JB70
Project # | 4N291
Project Name | P66 IRON MESA TX PG
Revision | B
Controls DE | J. TRINH
Phone: | 0
Controls ME | Z. WOITH
Phone:
From | [5 empty] | To
Device ID | Cable (W) Conductor (SC) Jumper Clip (JC) | Wire No. | Wire ID | Gauge/Size | Page/Zone | Device ID | Location | Page/Zone
XT0011:2 | JC | 523NEG | CLIP | --- | 12.C3 | XT0011:3 | PANEL A | 12.C3 | USED
XT0011:3 | JC | 523NEG | CLIP | --- | 12.C3 | XT0011:4 | PANEL A | 12.C3 | USED
XT0011:4 | JC | 523NEG | CLIP | --- | 12.C3 | XT0011:5 | PANEL A | 12.C3 | USED
XT0080:1 | JC | 0V | CLIP | --- | 9.B1 | XT0080:2 | PANEL A | 9.B1 | USED
XT0080:2 | JC | 0V | CLIP | --- | 9.B1 | XT0080:3 | PANEL A | 9.B1 | USED
XT0081:1 | JC | 0V | CLIP | --- | 9.D1 | XT0081:2 | PANEL A | 9.D1 | USED
XT0134:1 | JC | 0V | CLIP | --- | 13.B3 | XT0134:2 | PANEL A | 13.B3 | USED
XT0134:2 | JC | 0V | CLIP | --- | 13.B3 | XT0134:3 | PANEL A | 13.B3 | USED
XT0134:3 | JC | 0V | CLIP | --- | 13.B3 | XT0134:4 | PANEL A | 13.B3 | USED
XT0134:4 | JC | 0V | CLIP | --- | 13.B3 | XT0134:5 | PANEL A | 13.B3 | USED
XT0135:1 | JC | 0V | CLIP | --- | 13.B4 | XT0135:2 | PANEL A | 13.B4 | USED
XT0135:2 | JC | 0V | CLIP | --- | 13.B4 | XT0135:3 | PANEL A | 13.B4 | USED
XT0135:3 | JC | 0V | CLIP | --- | 13.B4 | XT0135:4 | PANEL A | 13.C4 | USED
XT0136:1 | JC | FU0139 | CLIP | --- | 14.A2 | XT0136:2 | PANEL A | 14.A2 | USED
XT0138:1 | JC | FU0136 | CLIP | --- | 13.A3 | XT0138:2 | PANEL A | 13.A3 | USED
XT0138:2 | JC | FU0136 | CLIP | --- | 13.A3 | XT0138:3 | PANEL A | 13.A3 | USED
XT0138:3 | JC | FU0136 | CLIP | --- | 13.A3 | XT0138:4 | PANEL A | 13.B3 | USED
XT0138:4 | JC | FU0136 | CLIP | --- | 13.B3 | XT0138:5 | PANEL A | 13.B3 | USED
XT0139:1 | JC | FU0137 | CLIP | --- | 13.A4 | XT0139:2 | PANEL A | 13.A4 | USED
XT0139:2 | JC | FU0137 | CLIP | --- | 13.A4 | XT0139:3 | PANEL A | 13.B4 | USED
XT0291:1 | JC | UV0291P | CLIP | --- | 30.B4 | XT0291:2 | PANEL A | 30.B4 | USED
XT0291:2 | JC | UV0291P | CLIP | --- | 30.B4 | XT0291:3 | PANEL A | 30.B4 | USED
XT0291:3 | JC | UV0291P | CLIP | --- | 30.B4 | XT0291:4 | PANEL A | 30.B4 | USED
XT0291:5 | JC | UV0291N | CLIP | --- | 30.B4 | XT0291:6 | PANEL A | 30.C4 | USED
XT0291:6 | JC | UV0291N | CLIP | --- | 30.C4 | XT0291:7 | PANEL A | 30.C4 | USED
XT0291:7 | JC | UV0291N | CLIP | --- | 30.C4 | XT0291:8 | PANEL A | 30.C4 | USED
KA0130:14 | SC | 008103 | WHT | 20 | 16.C7 | AF0081:03 | PANEL A | 16.D6 | USED
KA0130:A1 | SC | 008135 | WHT | 20 | 16.C7 | AF0081:35 | PANEL A | 16.C5 | USED
AF0081:COM | SC | AF0081N | WHT | 16 | 9.A2 | AF0082:COM | PANEL A | 9.B3 | USED
AF0081:COM | SC | AU0080N | WHT | 20 | 9.A2 | AU0080:COM | PANEL A | 9.A1 | USED
AF0081:V+ | SC | AF0081P | WHT | 16 | 9.A2 | AF0082:V+ | PANEL A | 9.B3 | USED
AF0081:V+ | SC | AU0080P | WHT | 20 | 9.A2 | AU0080:V+ | PANEL A | 9.A1 | USED
AF0082:COM | SC | AF0082N | WHT | 16 | 9.B3 | AF0083:COM | PANEL A | 9.B3 | USED
AF0082:V+ | SC | AF0082P | WHT | 16 | 9.B3 | AF0083:V+ | PANEL A | 9.B3 | USED
AF0083:COM | SC | AF0083N | WHT | 16 | 9.B3 | AF0084:COM | PANEL A | 9.B4 | USED
AF0083:SH | SC | AF0083G | GRN | 14 | 9.B3 | AF0084:SH | PANEL A | 9.B4 | USED
AF0083:SH | SC | AU0080G | GRN | 14 | 9.B3 | AU0080:GND | PANEL A | 9.A1 | USED
AF0083:V+ | SC | AF0083P | WHT | 16 | 9.B3 | AF0084:V+ | PANEL A | 9.B4 | USED
AF0084:COM | SC | AF0084N | WHT | 16 | 9.B4 | AF0085:COM | PANEL A | 9.B4 | USED
AF0084:SH | SC | AF0084G | GRN | 14 | 9.B4 | AF0085:SH | PANEL A | 9.B4 | USED
AF0084:V+ | SC | AF0084P | WHT | 16 | 9.B4 | AF0085:V+ | PANEL A | 9.B4 | USED
AF0085:COM | SC | AF0085N | WHT | 16 | 9.B4 | AF0086:COM | PANEL A | 9.B5 | USED
AF0085:SH | SC | AF0085G | GRN | 14 | 9.B4 | AF0086:SH | PANEL A | 9.B5 | USED
AF0085:V+ | SC | AF0085P | WHT | 16 | 9.B4 | AF0086:V+ | PANEL A | 9.B5 | USED
AF0086:28 | SC | 0V | WHT | 20 | 57.C7 | XT0080:5 | PANEL A | 57.C5 | USED
AF0086:COM | SC | AF0086N | WHT | 16 | 9.B5 | AF0087:COM | PANEL A | 9.B6 | USED
AF0086:V+ | SC | AF0086P | WHT | 16 | 9.B5 | AF0087:V+ | PANEL A | 9.B6 | USED
KA0136:24 | SC | KA013624 | WHT | 20 | 14.B4 | AF0087:11 | PANEL A | 14.B3 | USED
KA0136:21 | SC | KA013621 | WHT | 20 | 14.B4 | AF0087:43 | PANEL A | 14.B3 | USED
KA0141:14 | SC | KA014114 | WHT | 20 | 14.C2 | AF0091:07 | PANEL A | 14.C2 | USED
AF0091:09 | SC | UJ0131OK2 | WHT | 20 | 12.B7 | UJ0131:OK2 | PANEL A | 12.B4 | USED
KA0141:11 | SC | KA014111 | WHT | 20 | 14.C2 | AF0091:39 | PANEL A | 14.C2 | USED
AF0091:41 | SC | UJ0131OK1 | WHT | 20 | 12.B7 | UJ0131:OK1 | PANEL A | 12.B4 | USED
AF0091:COM | SC | AF0091N | WHT | 16 | 9.D2 | AF0094:COM | PANEL A | 9.D4 | USED
AF0091:COM | SC | AU0090N | WHT | 20 | 9.D2 | AU0090:COM | PANEL A | 9.C1 | USED
AF0091:V+ | SC | AF0091P | WHT | 14 | 9.D2 | AF0094:V+ | PANEL A | 9.D4 | USED
AF0091:V+ | SC | AU0090P | WHT | 20 | 9.D2 | AU0090:V+ | PANEL A | 9.C1 | USED
KA0133:A1 | SC | KA0133A1 | WHT | 20 | 69.B7 | AF0092:02 | PANEL A | 14.C6 | USED
KA2160:A1 | SC | 009204 | WHT | 20 | 33.A6 | AF0092:04 | PANEL A | 33.A5 | USED
KA0131:14 | SC | KA013114 | WHT | 20 | 69.A7 | AF0092:06 | PANEL A | 14.D4 | USED
KA2161:A1 | SC | 009207 | WHT | 20 | 33.A6 | AF0092:07 | PANEL A | 33.B5 | USED
KA3103:A1 | SC | 009208 | WHT | 20 | 74.A7 | AF0092:08 | PANEL A | 74.A5 | USED
KA2160:A2 | SC | 009220 | WHT | 20 | 33.A6 | AF0092:20 | PANEL A | 33.A5 | USED
KA2161:A2 | SC | 009223 | WHT | 20 | 33.A6 | AF0092:23 | PANEL A | 33.B5 | USED
KA3103:A2 | SC | 009224 | WHT | 20 | 74.A7 | AF0092:24 | PANEL A | 74.A5 | USED
AF0092:COM | SC | 0V | WHT | 14 | 9.D3 | XT0081:1 | PANEL A | 9.D1 | USED
AF0092:V+ | SC | FU0091 | WHT | 14 | 9.D3 | FU0091:LD | PANEL A | 9.D1 | USED
KA3220:A1 | SC | 009301 | WHT | 20 | 72.A7 | AF0093:01 | PANEL A | 72.B5 | USED
AF0093:12 | SC | 009312 | WHT | 20 | 30.B7 | PC0470:INP_A | PANEL A | 30.B5 | USED
KA3220:A2 | SC | 009317 | WHT | 20 | 72.A7 | AF0093:17 | PANEL A | 72.B5 | USED
KA6211:A2 | SC | 009320 | WHT | 20 | 95.A7 | AF0093:20 | PANEL A | 95.A6 | USED
KA6221:A2 | SC | 009321 | WHT | 20 | 95.C7 | AF0093:21 | PANEL A | 95.C6 | USED
KA6222:A2 | SC | 009324 | WHT | 20 | 96.C7 | AF0093:24 | PANEL A | 96.C6 | USED
AF0093:28 | SC | 009328 | WHT | 20 | 30.B7 | PC0470:-PWR | PANEL A | 30.B5 | USED
KA6212:A2 | SC | 009329 | WHT | 20 | 96.A7 | AF0093:29 | PANEL A | 96.A6 | USED
AF0093:44 | SC | 009344 | WHT | 20 | 30.B7 | PC0470:+PWR | PANEL A | 30.B5 | USED
AF0093:COM | SC | 0V | WHT | 14 | 9.D3 | XT0081:2 | PANEL A | 9.D1 | USED
AF0093:V+ | SC | FU0092 | WHT | 14 | 9.D3 | FU0092:LD | PANEL A | 9.D1 | USED
AF0094:04 | SC | UJ0131VIN | WHT | 20 | 12.A7 | UJ0131:VIN | PANEL A | 12.B4 | USED
AF0094:05 | SC | 0V | WHT | 20 | 12.A7 | XT0135:4 | PANEL A | 13.C4 | USED
AF0094:06 | SC | UJ0131IOUT | WHT | 20 | 12.B7 | UJ0131:IOUT | PANEL A | 12.B4 | USED
AF0094:07 | SC | 0V | WHT | 20 | 12.B7 | XT0135:4 | PANEL A | 13.C4 | USED
AF0094:SH | SC | AU0090G | GRN | 14 | 9.D4 | AU0090:GND | PANEL A | 9.C1 | USED
KA0221:14 | SC | 009502 | WHT | 20 | 51.B7 | AF0095:02 | PANEL A | 51.B6 | USED
AF0095:COM | SC | 0V | WHT | 14 | 9.D4 | XT0081:2 | PANEL A | 9.D1 | USED
AF0095:V+ | SC | FU0093 | WHT | 14 | 9.D4 | FU0093:LD | PANEL A | 9.D1 | USED
AU0080:COM | SC | 0V | WHT | 14 | 9.A1 | XT0080:1 | PANEL A | 9.B1 | USED
AU0080:V+ | SC | FU0080 | WHT | 14 | 9.A1 | FU0080:LD | PANEL A | 9.B1 | USED
AU0090:COM | SC | 0V | WHT | 14 | 9.C1 | XT0081:1 | PANEL A | 9.D1 | USED
AU0090:V+ | SC | FU0090 | WHT | 14 | 9.C1 | FU0090:LD | PANEL A | 9.D1 | USED
FU0010:LI | SC | FU0137 | WHT | 14 | 13.A5 | FU0139:LI | PANEL A | 13.A5 | USED
FU0010:LI | SC | FU0137 | WHT | 14 | 13.A5 | XT0139:1 | PANEL A | 13.A4 | USED
FU0011:LD | SC | UJ0131P | WHT | 12 | 12.B3 | UJ0131:+ | PANEL A | 12.B4 | USED
FU0012:LI | SC | 523POS | --- | BUS | 12.B3 | FU0013:LI | PANEL A | 12.B3 | USED
FU0012:LI | SC | 523POS | --- | BUS | 12.B3 | XT0014:1 | PANEL A | 12.B2 | USED
FU0013:LI | SC | 523POS | --- | BUS | 12.B3 | FU0014:LI | PANEL A | 12.C3 | USED
FU0014:LI | SC | 523POS | --- | BUS | 12.C3 | FU0015:LI | PANEL A | 12.C3 | USED
FU0015:LI | SC | 523POS | --- | BUS | 12.C3 | FU0017:LI | PANEL A | 12.C3 | USED
FU0080:LI | SC | FU0137 | WHT | 14 | 9.B1 | XT0139:1 | PANEL A | 13.A4 | USED
FU0090:LI | SC | FU0137 | WHT | 14 | 9.D1 | XT0139:2 | PANEL A | 13.A4 | USED
FU0090:LI | SC | FU0137 | WHT | 14 | 9.D1 | FU0091:LI | PANEL A | 9.D1 | USED
FU0091:LI | SC | FU0137 | WHT | 14 | 9.D1 | FU0092:LI | PANEL A | 9.D1 | USED
FU0092:LI | SC | FU0137 | WHT | 14 | 9.D1 | FU0093:LI | PANEL A | 9.D1 | USED
FU0136:LD | SC | FU0136 | WHT | 10 | 13.A3 | XT0138:1 | PANEL A | 13.A3 | USED
FU0136:LI | SC | 24V | WHT | 10 | 13.A3 | UJ0131:OUT(+) | PANEL A | 12.B4 | USED
FU0137:LD | SC | FU0137 | WHT | 12 | 13.A4 | XT0139:1 | PANEL A | 13.A4 | USED
FU0137:LI | SC | FU0136 | WHT | 12 | 13.A4 | XT0138:1 | PANEL A | 13.A3 | USED
FU0139:LD | SC | FU0139 | WHT | 14 | 13.A5 | XT0136:1 | PANEL A | 14.A2 | USED
FU0139:LD | SC | FU0139 | WHT | 14 | 13.A5 | XT0085:1 | PANEL A | 12.C6 | USED
FU0140:LD | SC | FU0140 | WHT | 14 | 13.B5 | XT0080:4 | PANEL A | 57.C5 | USED
FU0140:LI | SC | FU0137 | WHT | 14 | 13.B5 | XT0139:3 | PANEL A | 13.B4 | USED
FU0291:LD | SC | FU0291 | WHT | 14 | 30.C4 | UV0291:24V(+) | PANEL A | 30.C4 | USED
FU0291:LI | SC | FU0136 | WHT | 14 | 30.C4 | XT0138:5 | PANEL A | 13.B3 | USED
GR0131: | SC | GR0131 | GRN/YEL | 14 | 5.A3 | FRAME | PANEL A | 5.A3 | USED
GR0132: | SC | GR0132 | GRN/YEL | 14 | 5.A3 | FRAME | PANEL A | 5.A3 | USED
KA0130:A1 | SC | 008135 | WHT | 20 | 16.C5 | KA0130:11 | PANEL A | 16.D6 | USED
KA0131:11 | SC | KA0135A1 | WHT | 20 | 14.D4 | KA0135:A1 | PANEL A | 14.D6 | USED
KA0131:12 | SC | KA013724 | WHT | 20 | 14.D4 | KA0137:24 | PANEL A | 14.D3 | USED
KA0131:A1 | SC | KA0231A1 | WHT | 20 | 14.B6 | KA0132:A1 | PANEL A | 14.B6 | USED
KA0131:A1 | SC | KA0231A1 | WHT | 20 | 14.B6 | XT0136:10 | PANEL A | 14.B5 | USED
KA0131:A2 | SC | 0V | WHT | 20 | 14.B6 | KA0132:A2 | PANEL A | 14.B6 | USED
KT0145:A2 | SC | 0V | WHT | 20 | 14.B6 | KA0131:A2 | PANEL A | 14.B6 | USED
KA0132:11 | SC | FU0139 | WHT | 20 | 14.A3 | KA0133:11 | PANEL A | 14.A3 | USED
KT0145:15 | SC | FU0139 | WHT | 20 | 14.A3 | KA0132:11 | PANEL A | 14.D2 | USED
KT0142:A1 | SC | KT0141A1 | WHT | 20 | 14.A3 | KA0132:12 | PANEL A | 14.A6 | USED
KA0132:12 | SC | KT0141A1 | WHT | 20 | 14.A3 | KA0133:12 | PANEL A | 14.A3 | USED
KA0132:21 | SC | KA0138A1 | WHT | 20 | 14.D4 | KA0138:A1 | PANEL A | 14.D6 | USED
KA0132:22 | SC | KA013222 | WHT | 20 | 14.D4 | KA0137:14 | PANEL A | 14.D3 | USED
KT0141:18 | SC | KA013222 | WHT | 20 | 14.D4 | KA0132:22 | PANEL A | 14.D2 | USED
KA0132:24 | SC | KA013224 | WHT | 20 | 14.D4 | KA0134:14 | PANEL A | 14.D3 | USED
KA0132:A1 | SC | KA0231A1 | WHT | 20 | 14.B6 | KA0141:A1 | PANEL A | 14.C6 | USED
KA0132:A2 | SC | 0V | WHT | 20 | 14.B6 | KA0141:A2 | PANEL A | 14.C6 | USED
KA0133:11 | SC | FU0139 | WHT | 20 | 14.A3 | KA0134:11 | PANEL A | 14.D3 | USED
KA0133:A2 | SC | 0V | WHT | 20 | 14.C6 | KA0134:A2 | PANEL A | 14.C6 | USED
KA0133:A2 | SC | 0V | WHT | 20 | 14.C6 | KA0141:A2 | PANEL A | 14.C6 | USED
KA0134:11 | SC | FU0139 | WHT | 20 | 14.D3 | KA0136:11 | PANEL A | 14.B4 | USED
KA0134:A1 | SC | KA0134A1 | WHT | 20 | 14.C6 | AF0091:12 | PANEL A | 71.C7 | USED
KA0134:A2 | SC | 0V | WHT | 20 | 14.C6 | KA0144:A2 | PANEL A | 14.C6 | USED
KA0135:A1 | SC | KA0135A1 | WHT | 20 | 14.D6 | KA0144:A1 | PANEL A | 14.C6 | USED
KA0135:A2 | SC | 0V | WHT | 20 | 14.D6 | KA0136:A2 | PANEL A | 14.D6 | USED
KA0135:A2 | SC | 0V | WHT | 20 | 14.D6 | KA0144:A2 | PANEL A | 14.C6 | USED
KA0136:11 | SC | FU0139 | WHT | 20 | 14.B4 | KA0137:21 | PANEL A | 14.D3 | USED
KA0136:14 | SC | KA013821 | WHT | 20 | 14.B4 | KA0138:21 | PANEL A | 14.B5 | USED
KA0136:A1 | SC | PS32002 | WHT | 20 | 14.D6 | XT0136:5 | PANEL A | 68.D5 | USED
KA0136:A2 | SC | 0V | WHT | 20 | 14.D6 | KA0137:A2 | PANEL A | 14.D6 | USED
KA0137:11 | SC | FU0139 | WHT | 20 | 14.D3 | KA0137:21 | PANEL A | 14.D3 | USED
KA0137:24 | SC | KA013724 | WHT | 20 | 14.D3 | AF0087:09 | PANEL A | 14.C4 | USED
KT0142:18 | SC | KA0137A1 | WHT | 20 | 14.D6 | KA0137:A1 | PANEL A | 14.D2 | USED
KA0137:A2 | SC | 0V | WHT | 20 | 14.D6 | KA0138:A2 | PANEL A | 14.D6 | USED
KA0138:11 | SC | KM3170EP | WHT | 20 | 71.C5 | XT0136:13 | PANEL A | 71.C5 | USED
KA0138:14 | SC | FU0139 | WHT | 20 | 71.C5 | XT0136:11 | PANEL A | 71.C6 | USED
KT0144:B1 | SC | KT0144B1 | WHT | 20 | 14.B5 | KA0138:24 | PANEL A | 14.B6 | USED
KT0146:A1 | SC | KT0146A1 | WHT | 20 | 14.B2 | KA0141:21 | PANEL A | 14.B2 | USED
KA0141:24 | SC | FU0139 | WHT | 20 | 14.B2 | XT0136:2 | PANEL A | 14.A2 | USED
KT0140:15 | SC | FU0139 | WHT | 20 | 14.D1 | KT0142:15 | PANEL A | 14.D2 | USED
KT0140:15 | SC | FU0139 | WHT | 20 | 14.A2 | XT0136:2 | PANEL A | 14.A2 | USED
KT0140:16 | SC | KT014115 | WHT | 20 | 14.D1 | KT0141:15 | PANEL A | 14.D2 | USED
KT0140:18 | SC | KT0143A1 | WHT | 20 | 14.A2 | KT0143:A1 | PANEL A | 14.A6 | USED
KT0140:A1 | SC | KT0140A1 | WHT | 20 | 14.A6 | KT0143:16 | PANEL A | 14.A5 | USED
KT0140:A2 | SC | 0V | WHT | 20 | 14.A6 | KT0141:A2 | PANEL A | 14.A6 | USED
KT0140:A2 | SC | 0V | WHT | 20 | 14.A6 | XT0136:3 | PANEL A | 14.A2 | USED
KT0141:18 | SC | KA013222 | WHT | 20 | 14.D2 | KT0144:18 | PANEL A | 14.D2 | USED
KT0141:A1 | SC | KT0141A1 | WHT | 20 | 14.A6 | KT0143:15 | PANEL A | 14.A5 | USED
KT0141:A1 | SC | KT0141A1 | WHT | 20 | 14.A6 | KT0142:A1 | PANEL A | 14.A6 | USED
KT0141:A2 | SC | 0V | WHT | 20 | 14.A6 | KT0142:A2 | PANEL A | 14.A6 | USED
KT0142:15 | SC | FU0139 | WHT | 20 | 14.D2 | KT0144:A1 | PANEL A | 14.B6 | USED
KT0142:18 | SC | KA0137A1 | WHT | 20 | 14.D2 | KT0145:18 | PANEL A | 14.D2 | USED
KT0142:A2 | SC | 0V | WHT | 20 | 14.A6 | KT0143:A2 | PANEL A | 14.A6 | USED
KT0143:A2 | SC | 0V | WHT | 20 | 14.A6 | KT0144:A2 | PANEL A | 14.B6 | USED
KT0144:15 | SC | FU0139 | WHT | 20 | 14.D2 | KT0145:15 | PANEL A | 14.D2 | USED
KT0144:15 | SC | FU0139 | WHT | 20 | 14.D2 | KT0144:A1 | PANEL A | 14.B6 | USED
KT0144:A2 | SC | 0V | WHT | 20 | 14.B6 | KT0145:A2 | PANEL A | 14.B6 | USED
PC0470:INP_A | SC | 009312 | WHT | 20 | 30.B5 | PC0470:INP_B | PANEL A | 30.B5 | USED
PEG0130:3 | SC | 0V | GRN/YEL | 12 | 13.B4 | XT0135:3 | PANEL A | 13.B4 | USED
RR0851: -3.01K OHM | SC | FU0139 | LEAD | --- | 12.C6 | XT0085:1 | PANEL A | 12.C6 | USED
RR0851: -3.01K OHM | SC | 007405 | LEAD | --- | 12.C6 | XT0085:2 | PANEL A | 12.C6 | USED
RR0852: -1.0K OHM | SC | 0V | LEAD | --- | 12.D6 | XT0085:3 | PANEL A | 12.D6 | USED
RR0852: -1.0K OHM | SC | 007405 | LEAD | --- | 12.D6 | XT0085:2 | PANEL A | 12.C6 | USED
UJ0131:- | SC | 521NEG | WHT | 12 | 12.B4 | XT0011:1 | PANEL A | 12.B3 | USED
UJ0131:G | SC | UJ0131G | GRN/YEL | 12 | 12.B4 | FRAME | PANEL A | 12.B4 | USED
UJ0131:OUT(-) | SC | 0V | WHT | 10 | 12.B4 | XT0134:1 | PANEL A | 13.B3 | USED
UV0291:24V(-) | SC | 0V | WHT | 14 | 30.C4 | XT0134:5 | PANEL A | 13.B3 | USED
UV0291:OUT1(-) | SC | UV0291N | WHT | 16 | 30.C4 | XT0291:5 | PANEL A | 30.B4 | USED
UV0291:OUT1(+) | SC | UV0291P | WHT | 16 | 30.C4 | XT0291:1 | PANEL A | 30.B4 | USED
XT0080:1 | SC | 0V | WHT | 14 | 9.B1 | XT0135:2 | PANEL A | 13.B4 | USED
XT0080:5 | SC | 0V | WHT | 20 | 57.C5 | XT0135:3 | PANEL A | 13.B4 | USED
XT0085:3 | SC | 0V | WHT | 16 | 12.D6 | XT0135:4 | PANEL A | 13.C4 | USED
XT0135:1 | SC | 0V | WHT | 12 | 13.B4 | XT0134:1 | PANEL A | 13.B3 | USED
XT0135:1 | SC | 0V | WHT | 14 | 13.B4 | XT0136:3 | PANEL A | 14.A2 | USED
XT0135:2 | SC | 0V | WHT | 14 | 13.B4 | XT0081:1 | PANEL A | 9.D1 | USED
XT0136:1 | SC | FU0139 | WHT | 20 | 14.A2 | XT0136:11 | PANEL A | 71.C6 | USED
XT0136:12 | SC | 0V | WHT | 20 | 71.C6 | XT0136:3 | PANEL A | 14.A2 | USED
XT0136:4 | SC | FU0139 | WHT | 20 | 68.D5 | XT0136:1 | PANEL A | 14.A2 | USED
AU0080:L1 | WC0009 | AU0080L1 | ENET | CABLE | 9.A1 | AU0090:L2 | PANEL A | 9.C1 | USED
PEG0130:4 | SC | PEG01304 | GRN/YEL | 14 | 30.D6 | AT1100:GND | CONTROL,JB70;TT6 | 30.D3 | USED
XT0134:5 | SC | 0V | WHT | 14 | 13.B3 | AT1100:NEG | CONTROL,JB70;TT6 | 30.D3 | USED
XT0137:1 | SC | ESTOPA | WHT | 20 | 29.B5 | SB0472:B1-11 | CONTROL,JB70;TT6 | 29.B1 | USED
XT0137:2 | SC | ESTOP | WHT | 20 | 29.B5 | SB0472:B1-12 | CONTROL,JB70;TT6 | 29.B1 | USED
XT0137:3 | SC | SH047111 | WHT | 20 | 28.A5 | SH0471:11 | CONTROL,JB70;TT6 | 28.A1 | USED
XT0137:4 | SC | SH047112 | WHT | 20 | 28.A5 | SH0471:12 | CONTROL,JB70;TT6 | 28.A1 | USED
XT0137:5 | SC | SH047013 | WHT | 20 | 28.B5 | SH0470:13 | CONTROL,JB70;TT6 | 28.B1 | USED
XT0137:6 | SC | SH047014 | WHT | 20 | 28.B5 | SH0470:14 | CONTROL,JB70;TT6 | 28.B1 | USED
XT0134:3 | WC8019 | 0V | 2 | 12 | 13.B3 | XT0334:1 | GENERATOR PANEL | 19.C2 | USED
XT0136:10 | WC8019 | KA0231A1 | 4 | 12 | 14.B5 | XT0334:2 | GENERATOR PANEL | 19.C2 | USED
XT0138:3 | WC8019 | FU0136 | 3 | 12 | 13.A3 | XT0332:1 | GENERATOR PANEL | 19.B2 | USED
AF0081:04 | SC | SB0472B212 | WHT | 20 | 29.B7 | SB0472:B2-12 | CONTROL,JB70;TT6 | 29.B1 | USED
AF0081:36 | SC | SB0472B211 | WHT | 20 | 29.B7 | SB0472:B2-11 | CONTROL,JB70;TT6 | 29.B1 | USED
AF0087:00 | SC | SH047114 | WHT | 20 | 28.A7 | SH0471:14 | CONTROL,JB70;TT6 | 28.A1 | USED
AF0087:01 | SC | SH047012 | WHT | 20 | 28.B7 | SH0470:12 | CONTROL,JB70;TT6 | 28.B1 | USED
AF0087:02 | SC | SB047112 | WHT | 20 | 28.D7 | SB0471:12 | CONTROL,JB70;TT6 | 28.D1 | USED
AF0087:03 | SC | SB047314 | WHT | 20 | 28.D7 | SB0473:14 | CONTROL,JB70;TT6 | 28.D1 | USED
AF0087:04 | SC | SB047414 | WHT | 20 | 29.A7 | SB0474:14 | CONTROL,JB70;TT6 | 29.A1 | USED
AF0087:05 | SC | SA047312 | WHT | 20 | 29.D7 | SA0473:12 | CONTROL,JB70;TT6 | 29.D1 | USED
AF0087:06 | SC | SA047314 | WHT | 20 | 29.D7 | SA0473:14 | CONTROL,JB70;TT6 | 29.D1 | USED
AF0087:07 | SC | SA0471B214 | WHT | 20 | 29.A7 | SA0471:B2-14 | CONTROL,JB70;TT6 | 29.A1 | USED
AF0087:08 | SC | SA0471B114 | WHT | 20 | 29.B7 | SA0471:B1-14 | CONTROL,JB70;TT6 | 29.B1 | USED
AF0087:32 | SC | SH047113 | WHT | 20 | 28.A7 | SH0471:13 | CONTROL,JB70;TT6 | 28.A1 | USED
AF0087:33 | SC | SH047011 | WHT | 20 | 28.B7 | SH0470:11 | CONTROL,JB70;TT6 | 28.B1 | USED
AF0087:34 | SC | SB047111 | WHT | 20 | 28.D7 | SB0471:11 | CONTROL,JB70;TT6 | 28.D1 | USED
AF0087:35 | SC | SB047313 | WHT | 20 | 28.D7 | SB0473:13 | CONTROL,JB70;TT6 | 28.D1 | USED
AF0087:36 | SC | SB047413 | WHT | 20 | 29.A7 | SB0474:13 | CONTROL,JB70;TT6 | 29.A1 | USED
AF0087:37 | SC | SA047311 | WHT | 20 | 29.D7 | SA0473:11 | CONTROL,JB70;TT6 | 29.D1 | USED
AF0087:38 | SC | SA047313 | WHT | 20 | 29.D7 | SA0473:13 | CONTROL,JB70;TT6 | 29.D1 | USED
AF0087:39 | SC | SA0471B213 | WHT | 20 | 29.A7 | SA0471:B2-13 | CONTROL,JB70;TT6 | 29.A1 | USED
AF0087:40 | SC | SA0471B113 | WHT | 20 | 29.B7 | SA0471:B1-13 | CONTROL,JB70;TT6 | 29.B1 | USED
AF0091:14 | SC | SA0472B214 | WHT | 20 | 29.C7 | SA0472:B2-14 | CONTROL,JB70;TT6 | 29.C1 | USED
AF0091:15 | SC | SA0472B114 | WHT | 20 | 29.C7 | SA0472:B1-14 | CONTROL,JB70;TT6 | 29.C1 | USED
AF0091:46 | SC | SA0472B213 | WHT | 20 | 29.C7 | SA0472:B2-13 | CONTROL,JB70;TT6 | 29.C1 | USED
AF0091:47 | SC | SA0472B113 | WHT | 20 | 29.C7 | SA0472:B1-13 | CONTROL,JB70;TT6 | 29.C1 | USED
AF0093:06 | SC | SH0470X2 | WHT | 20 | 28.B7 | SH0470:X2 | CONTROL,JB70;TT6 | 28.B1 | USED
AF0093:15 | SC | SH0471X2 | WHT | 20 | 28.A7 | SH0471:X2 | CONTROL,JB70;TT6 | 28.A1 | USED
AF0093:22 | SC | SH0470X1 | WHT | 20 | 28.B7 | SH0470:X1 | CONTROL,JB70;TT6 | 28.B1 | USED
AF0093:31 | SC | SH0471X1 | WHT | 20 | 28.A7 | SH0471:X1 | CONTROL,JB70;TT6 | 28.A1 | USED
AF0092:12 | SC | 009212 | WHT | 20 | 11.D3 | KA0875:A1 | LEFT SIDE RAIL^JB70 | 11.D2 | USED
AF0092:28 | SC | 009228 | WHT | 20 | 11.D3 | KA0875:A2 | LEFT SIDE RAIL^JB70 | 11.D2 | USED
AF0093:04 | SC | 009304 | WHT | 20 | 95.A7 | XT0171:2 | LEFT SIDE RAIL^JB70 | 95.A6 | USED
AF0093:05 | SC | 009305 | WHT | 20 | 95.C7 | XT0171:4 | LEFT SIDE RAIL^JB70 | 95.C5 | USED
AF0093:08 | SC | 009308 | WHT | 20 | 96.C7 | XT0171:8 | LEFT SIDE RAIL^JB70 | 96.C5 | USED
AF0093:13 | SC | 009313 | WHT | 20 | 96.A7 | XT0171:6 | LEFT SIDE RAIL^JB70 | 96.A6 | USED
AF0093:36 | SC | 009336 | WHT | 20 | 95.A7 | KA0176:14 | LEFT SIDE RAIL^JB70 | 95.A6 | USED
AF0093:37 | SC | 009337 | WHT | 20 | 95.C7 | KA0176:24 | LEFT SIDE RAIL^JB70 | 95.C6 | USED
AF0093:40 | SC | 009340 | WHT | 20 | 96.C7 | KA0177:24 | LEFT SIDE RAIL^JB70 | 96.C6 | USED
AF0093:45 | SC | 009345 | WHT | 20 | 96.A7 | KA0177:14 | LEFT SIDE RAIL^JB70 | 96.A6 | USED
KA0144:22 | SC | KA014422 | WHT | 20 | 95.A6 | KA0176:A1 | LEFT SIDE RAIL^JB70 | 95.B5 | USED
XT0134:2 | SC | 0V | WHT | 12 | 13.B3 | XT0170:3 | LEFT SIDE RAIL^JB70 | 11.A2 | USED
XT0138:2 | SC | FU0136 | WHT | 12 | 13.A3 | FU0170:LI | LEFT SIDE RAIL^JB70 | 11.A2 | USED
AF0081:00 | SC | UA1200J21 | WHT | 20 | 15.A7 | KA0241:11 | PANEL B | 15.A5 | USED
AF0081:01 | SC | KA024314 | WHT | 20 | 15.B7 | KA0243:14 | PANEL B | 15.B6 | USED
AF0081:02 | SC | KA024524 | WHT | 20 | 15.B7 | KA0245:24 | PANEL B | 15.B6 | USED
AF0081:08 | SC | KA024214 | WHT | 20 | 15.C7 | KA0242:14 | PANEL B | 15.C6 | USED
AF0081:09 | SC | KA023924 | WHT | 20 | 15.A7 | KA0239:24 | PANEL B | 15.B6 | USED
AF0081:19 | SC | UA1200J27 | WHT | 20 | 16.C7 | UA1200:J2-7 | PANEL B | 16.B3 | USED
AF0081:33 | SC | KA024311 | WHT | 20 | 15.B7 | KA0243:11 | PANEL B | 15.B6 | USED
AF0081:34 | SC | KA024521 | WHT | 20 | 15.B7 | KA0245:21 | PANEL B | 15.B6 | USED
AF0081:41 | SC | KA023921 | WHT | 20 | 15.A7 | KA0239:21 | PANEL B | 15.B6 | USED
AF0086:SH | SC | IEG023011 | GRN | 14 | 9.B5 | IEG0230:11 | PANEL B | 9.B6 | USED
AF0092:13 | SC | 009213 | WHT | 20 | 28.C7 | XT0237:2 T2 | PANEL B | 28.C5 | USED
AF0094:SH | SC | IEG02302 | GRN | 14 | 9.D4 | IEG0230:2 | PANEL B | 9.D5 | USED
AF0095:18 | SC | SV21202 | WHT | 20 | 51.B7 | XT0060:4 | PANEL B | 51.B5 | USED
GR0133: | SC | IEG02303 | GRN | 14 | 5.A4 | IEG0230:3 | PANEL B | 5.A4 | USED
GR0134: | SC | IEG02309 | GRN | 14 | 5.A4 | IEG0230:9 | PANEL B | 5.A4 | USED
KA0130:A2 | SC | UA1200J26 | WHT | 20 | 16.C5 | UA1200:J2-6 | PANEL B | 16.B3 | USED
KA0134:A1 | SC | KA0134A1 | WHT | 20 | 14.C6 | AF0067:12 | PANEL B | 71.D7 | USED
KA0141:21 | SC | KT0146A1 | WHT | 20 | 14.B2 | KA0241:21 | PANEL B | 14.B2 | USED
KA0141:24 | SC | FU0139 | WHT | 20 | 14.B2 | KA0241:24 | PANEL B | 14.B2 | USED
KA0144:21 | SC | KA023222 | WHT | 20 | 95.A6 | KA0232:22 | PANEL B | 95.A6 | USED
KA0144:22 | SC | KA014422 | WHT | 20 | 95.A6 | KA0249:12 | PANEL B | 95.A6 | USED
KA0221:11 | SC | KA022111 | WHT | 20 | 51.B6 | KA0235:24 | PANEL B | 51.B5 | USED
KA0221:A1 | SC | 007602 | WHT | 20 | 51.B6 | AF0076:02 | PANEL B | 51.B7 | USED
KA0221:A2 | SC | 007618 | WHT | 20 | 51.B6 | AF0076:18 | PANEL B | 51.B7 | USED
KA6211:A1 | SC | KA6211A1 | WHT | 20 | 95.A6 | KA0246:14 | PANEL B | 95.A5 | USED
KA6212:A1 | SC | KA6212A1 | WHT | 20 | 96.A6 | KA0247:14 | PANEL B | 96.A5 | USED
KA6221:A1 | SC | KA6221A1 | WHT | 20 | 95.C6 | KA0244:24 | PANEL B | 95.C5 | USED
KA6222:A1 | SC | KA6222A1 | WHT | 20 | 96.C6 | KA0247:24 | PANEL B | 96.C5 | USED
KT0145:A1 | SC | KA024412 | WHT | 20 | 14.B6 | KA0244:12 | PANEL B | 15.D4 | USED
KT0146:15 | SC | KT014615 | WHT | 20 | 15.C6 | AF0076:10 | PANEL B | 15.C7 | USED
KT0146:18 | SC | KA024214 | WHT | 20 | 15.C6 | KA0231:14 | PANEL B | 15.C6 | USED
KT0146:A2 | SC | KT0146A2 | WHT | 20 | 14.B2 | AF0076:29 | PANEL B | 14.B2 | USED
KT0146:B1 | SC | KT0146B1 | WHT | 20 | 14.B2 | AF0076:13 | PANEL B | 14.B2 | USED
XT0085:2 | SC | 007405 | WHT | 20 | 12.C6 | AF0074:05 | PANEL B | 12.C7 | USED
XT0085:3 | SC | 0V | WHT | 16 | 12.D6 | AF0074:21 | PANEL B | 12.C7 | USED
XT0134:4 | SC | 0V | WHT | 12 | 13.B3 | XT0235:1 | PANEL B | 13.D4 | USED
XT0135:1 | SC | 0V | WHT | 14 | 13.B4 | KA1020:24 | PANEL B | 35.A5 | USED
XT0136:1 | SC | FU0139 | WHT | 20 | 14.A2 | XT0240:12 | PANEL B | 15.C4 | USED
XT0136:10 | SC | KA0231A1 | WHT | 20 | 14.B5 | KA0242:11 | PANEL B | 15.C6 | USED
XT0136:3 | SC | 0V | WHT | 14 | 14.A2 | XT0240:10 | PANEL B | 15.D3 | USED
XT0136:6 | SC | PS32004 | WHT | 20 | 68.D5 | KA0240:11 | PANEL B | 68.D6 | USED
XT0136:7 | SC | UF1300 | WHT | 20 | 68.D6 | KA0240:14 | PANEL B | 68.D6 | USED
XT0137:1 | SC | ESTOPA | WHT | 20 | 29.B5 | XT0240:3 | PANEL B | 15.A3 | USED
XT0137:2 | SC | ESTOP | WHT | 20 | 29.B5 | XT0240:4 | PANEL B | 15.A3 | USED
XT0138:4 | SC | FU0136 | WHT | 12 | 13.B3 | FU0210:LI | PANEL B | 13.C4 | USED
XT0139:3 | SC | FU0137 | WHT | 14 | 13.B4 | FU0211:LI | PANEL B | 13.B4 | USED
XT0291:2 | SC | UV0291P | WHT | 16 | 30.B4 | FU1101:LI | PANEL B | 30.C2 | USED
XT0291:6 | SC | UV0291N | WHT | 16 | 30.C4 | BA1100:NEG | PANEL B | 30.D1 | USED
AU0080:L2 | WC0008 | AU0080L2 | ENET | CABLE | 9.A1 | AU0070:L1 | PANEL B | 10.A2 | USED
FU0010:LD | SC | FU0010 | WHT | 14 | 13.A5 | UV0600:(+) | PLC PANEL | 6.B2 | USED
XT0135:1 | SC | 0V | WHT | 14 | 13.B4 | UV0600:(-) | PLC PANEL | 6.B2 | USED
AU0090:L1 | WC0003 | AP0603L2 | ENET | CABLE | 9.C1 | AP0603:L2 | PLC PANEL | 6.A3 | USED
XT0138:5 | SC | FU0136 | WHT | 14 | 13.B3 | FU1100:LI | RIGHT SIDE RAIL^JB70 | 30.D3 | USED
SolarTools ver. 24.0.84.24712 (Jul 31, 2025)
Report date: 1/30/2026 3:10 PM

## PANEL B
PANEL B
JB70
Project # | 4N291
Project Name | P66 IRON MESA TX PG
Revision | B
Controls DE | J. TRINH
Phone: | 0
Controls ME | Z. WOITH
Phone:
From | [5 empty] | To
Device ID | Cable (W) Conductor (SC) Jumper Clip (JC) | Wire No. | Wire ID | Gauge/Size | Page/Zone | Device ID | Location | Page/Zone
XT0060:1 | JC | 0V | CLIP | --- | 10.D1 | XT0060:2 | PANEL B | 10.D1 | USED
XT0233:1 | JC | FU0210 | CLIP | --- | 13.C4 | XT0233:2 | PANEL B | 13.C4 | USED
XT0233:2 | JC | FU0210 | CLIP | --- | 13.C4 | XT0233:3 | PANEL B | 13.C4 | USED
XT0235:1 | JC | 0V | CLIP | --- | 13.D4 | XT0235:2 | PANEL B | 13.D4 | USED
XT0235:2 | JC | 0V | CLIP | --- | 13.D4 | XT0235:3 | PANEL B | 13.D4 | USED
XT0240:11 | JC | FU0139 | CLIP | --- | 15.C4 | XT0240:12 | PANEL B | 15.C4 | USED
XT0240:9 | JC | 0V | CLIP | --- | 15.D3 | XT0240:10 | PANEL B | 15.D3 | USED
KA0233:14 | SC | 006102 | WHT | 20 | 36.B7 | AF0061:02 | PANEL B | 36.B5 | USED
KA0234:14 | SC | 006114 | WHT | 20 | 37.B7 | AF0061:14 | PANEL B | 37.B5 | USED
AF0061:COM | SC | 0V | WHT | 14 | 10.C2 | XT0060:2 | PANEL B | 10.D1 | USED
AF0061:J | SC | * |  |  | 10.C2 | AF0062:P | PANEL B | 10.C3 | USED
AF0061:V+ | SC | FU0061 | WHT | 14 | 10.C2 | FU0061:LD | PANEL B | 10.D1 | USED
KA0222:14 | SC | 006200 | WHT | 20 | 52.A7 | AF0062:00 | PANEL B | 52.A6 | USED
AF0062:16 | SC | SV21242 | WHT | 20 | 52.A7 | XT0060:6 | PANEL B | 52.A5 | USED
AF0062:COM | SC | 0V | WHT | 14 | 10.C3 | XT0060:2 | PANEL B | 10.D1 | USED
AF0062:J | SC | * |  |  | 10.C3 | AF0063:P | PANEL B | 10.C3 | USED
AF0062:V+ | SC | FU0062 | WHT | 14 | 10.C3 | FU0062:LD | PANEL B | 10.D1 | USED
AF0063:COM | SC | AF0063N | WHT | 16 | 10.C3 | AF0064:COM | PANEL B | 10.C4 | USED
AF0063:COM | SC | AU0060N | WHT | 16 | 10.C3 | AU0060:COM | PANEL B | 10.C2 | USED
AF0063:J | SC | * |  |  | 10.C3 | AF0064:P | PANEL B | 10.C4 | USED
AF0063:V+ | SC | AF0063P | WHT | 16 | 10.C3 | AF0064:V+ | PANEL B | 10.C4 | USED
AF0063:V+ | SC | AU0060P | WHT | 16 | 10.C3 | AU0060:V+ | PANEL B | 10.C2 | USED
AF0064:COM | SC | AF0064N | WHT | 16 | 10.C4 | AF0065:COM | PANEL B | 10.C5 | USED
AF0064:J | SC | * |  |  | 10.C4 | AF0065:P | PANEL B | 10.C5 | USED
AF0064:SH | SC | AF0064G | GRN | 14 | 10.C4 | AF0065:SH | PANEL B | 10.C5 | USED
AF0064:SH | SC | AU0060G | GRN | 14 | 10.C4 | AU0060:GND | PANEL B | 10.C2 | USED
AF0064:V+ | SC | AF0064P | WHT | 16 | 10.C4 | AF0065:V+ | PANEL B | 10.C5 | USED
AF0065:COM | SC | AF0065N | WHT | 16 | 10.C5 | AF0068:COM | PANEL B | 10.C6 | USED
AF0065:J | SC | * |  |  | 10.C5 | AF0066:P | PANEL B | 10.C5 | USED
AF0065:SH | SC | AF0065G | GRN | 14 | 10.C5 | AF0066:SH | PANEL B | 10.C5 | USED
AF0065:V+ | SC | AF0065P | WHT | 16 | 10.C5 | AF0068:V+ | PANEL B | 10.C6 | USED
AF0066:COM | SC | 0V | WHT | 14 | 10.C5 | XT0060:2 | PANEL B | 10.D1 | USED
AF0066:J | SC | * |  |  | 10.C5 | AF0067:P | PANEL B | 10.C6 | USED
AF0066:SH | SC | AF0066G | GRN | 14 | 10.C5 | AF0068:SH | PANEL B | 10.C6 | USED
AF0066:V+ | SC | FU0063 | WHT | 16 | 10.C5 | FU0063:LD | PANEL B | 10.D1 | USED
AF0067:COM | SC | 0V | WHT | 14 | 10.C6 | XT0060:2 | PANEL B | 10.D1 | USED
AF0067:J | SC | * |  |  | 10.C6 | AF0068:P | PANEL B | 10.C6 | USED
AF0067:V+ | SC | FU0064 | WHT | 16 | 10.C6 | FU0064:LD | PANEL B | 10.D1 | USED
AF0068:SH | SC | IEG02304 | GRN | 14 | 10.C6 | IEG0230:4 | PANEL B | 10.D7 | USED
AF0071:COM | SC | AF0071N | WHT | 16 | 10.B2 | AF0072:COM | PANEL B | 10.A3 | USED
AF0071:COM | SC | AU0070N | WHT | 16 | 10.B2 | AU0070:COM | PANEL B | 10.A2 | USED
AF0071:J | SC | * |  |  | 10.B2 | AF0072:P | PANEL B | 10.A3 | USED
AF0071:SH | SC | AF0071G | GRN | 14 | 10.B2 | AF0072:SH | PANEL B | 10.A3 | USED
AF0071:SH | SC | AU0070G | GRN | 14 | 10.B2 | AU0070:GND | PANEL B | 10.A2 | USED
AF0071:V+ | SC | AF0071P | WHT | 16 | 10.B2 | AF0072:V+ | PANEL B | 10.A3 | USED
AF0071:V+ | SC | AU0070P | WHT | 16 | 10.B2 | AU0070:V+ | PANEL B | 10.A2 | USED
AF0072:COM | SC | AF0072N | WHT | 16 | 10.A3 | AF0073:COM | PANEL B | 10.B3 | USED
AF0072:J | SC | * |  |  | 10.A3 | AF0073:P | PANEL B | 10.B3 | USED
AF0072:SH | SC | AF0072G | GRN | 14 | 10.A3 | AF0073:SH | PANEL B | 10.B3 | USED
AF0072:V+ | SC | AF0072P | WHT | 16 | 10.A3 | AF0073:V+ | PANEL B | 10.B3 | USED
AF0073:COM | SC | AF0073N | WHT | 16 | 10.B3 | AF0074:COM | PANEL B | 10.B4 | USED
AF0073:J | SC | * |  |  | 10.B3 | AF0074:P | PANEL B | 10.B4 | USED
AF0073:SH | SC | AF0073G | GRN | 14 | 10.B3 | AF0074:SH | PANEL B | 10.B4 | USED
AF0073:V+ | SC | AF0073P | WHT | 16 | 10.B3 | AF0074:V+ | PANEL B | 10.B4 | USED
AF0074:COM | SC | AF0074N | WHT | 16 | 10.B4 | AF0075:COM | PANEL B | 10.A5 | USED
AF0074:J | SC | * |  |  | 10.B4 | AF0075:P | PANEL B | 10.A5 | USED
AF0074:SH | SC | AF0074G | GRN | 14 | 10.B4 | AF0075:SH | PANEL B | 10.A5 | USED
AF0074:V+ | SC | AF0074P | WHT | 16 | 10.B4 | AF0075:V+ | PANEL B | 10.A5 | USED
AF0075:COM | SC | AF0075N | WHT | 16 | 10.A5 | AF0077:COM | PANEL B | 10.B6 | USED
AF0075:J | SC | * |  |  | 10.A5 | AF0076:P | PANEL B | 10.A5 | USED
AF0075:SH | SC | AF0075G | GRN | 14 | 10.A5 | AF0077:SH | PANEL B | 10.B6 | USED
AF0075:V+ | SC | AF0075P | WHT | 16 | 10.A5 | AF0077:V+ | PANEL B | 10.B6 | USED
KA0237:14 | SC | 007600 | WHT | 20 | 47.B7 | AF0076:00 | PANEL B | 47.B5 | USED
KA0237:24 | SC | 007601 | WHT | 20 | 49.B7 | AF0076:01 | PANEL B | 49.B5 | USED
KA0224:A1 | SC | KA0224A1 | WHT | 20 | 32.B6 | AF0076:03 | PANEL B | 32.B5 | USED
KA0222:A1 | SC | 007604 | WHT | 20 | 52.A7 | AF0076:04 | PANEL B | 52.A6 | USED
KA1020:A1 | SC | 007608 | WHT | 20 | 30.A7 | AF0076:08 | PANEL B | 30.A5 | USED
AF0076:11 | SC | UA1200J14 | WHT | 20 | 16.C7 | UA1200:J1-4 | PANEL B | 16.B3 | USED
AF0076:12 | SC | 007612 | WHT | 20 | 16.C7 | XT0237:1 B2 | PANEL B | 16.C5 | USED
KA0224:A2 | SC | KA0224A2 | WHT | 20 | 32.B6 | AF0076:19 | PANEL B | 32.B5 | USED
KA0222:A2 | SC | 007620 | WHT | 20 | 52.A7 | AF0076:20 | PANEL B | 52.A6 | USED
KA1020:A2 | SC | 007624 | WHT | 20 | 30.A7 | AF0076:24 | PANEL B | 30.A5 | USED
KA0231:A2 | SC | KA0231A2 | WHT | 20 | 15.C7 | AF0076:26 | PANEL B | 15.C6 | USED
AF0076:COM | SC | 0V | WHT | 14 | 10.A5 | XT0070:1 | PANEL B | 10.B1 | USED
AF0076:J | SC | * |  |  | 10.A5 | AF0077:P | PANEL B | 10.B6 | USED
AF0076:V+ | SC | FU0071 | WHT | 16 | 10.A5 | FU0071:LD | PANEL B | 10.B1 | USED
AF0077:SH | SC | IEG02305 | GRN | 14 | 10.B6 | IEG0230:5 | PANEL B | 10.B7 | USED
XT0240:3 | SC | JW1 | CLIP | -- | 15.A3 | XT0240:2 | PANEL B | 15.A3 | USED
XT0240:2 | SC | JP0 | VIO | 20 | 15.A3 | XT0240:1 | PANEL B | 15.A3 | USED
AU0060:COM | SC | 0V | WHT | 14 | 10.C2 | XT0060:1 | PANEL B | 10.D1 | USED
AU0060:V+ | SC | FU0060 | WHT | 14 | 10.C2 | FU0060:LD | PANEL B | 10.C1 | USED
AU0070:COM | SC | 0V | WHT | 14 | 10.A2 | XT0070:1 | PANEL B | 10.B1 | USED
AU0070:V+ | SC | FU0070 | WHT | 16 | 10.A2 | FU0070:LD | PANEL B | 10.B1 | USED
BA0009:V1(-) | SC | 0V | WHT | 16 | 4.A2 | XT0005:2 | PANEL B | 4.A3 | USED
BA0009:V1(+) | SC | FU0009 | WHT | 16 | 4.A2 | FU0009:LD | PANEL B | 4.A3 | USED
BA1100:POS | SC | FU1101LD | WHT | 16 | 30.D1 | FU1101:LD | PANEL B | 30.C2 | USED
FU0009:LI | SC | FU0210 | WHT | 16 | 4.A3 | XT0005:1 | PANEL B | 4.A3 | USED
FU0060:LI | SC | FU0210 | WHT | 14 | 10.C1 | XT0233:1 | PANEL B | 13.C4 | USED
FU0060:LI | SC | FU0210 | WHT | 14 | 10.C1 | FU0061:LI | PANEL B | 10.D1 | USED
FU0061:LI | SC | FU0210 | WHT | 14 | 10.D1 | FU0062:LI | PANEL B | 10.D1 | USED
FU0062:LI | SC | FU0210 | WHT | 14 | 10.D1 | FU0063:LI | PANEL B | 10.D1 | USED
FU0063:LI | SC | FU0210 | WHT | 14 | 10.D1 | FU0064:LI | PANEL B | 10.D1 | USED
FU0070:LI | SC | FU0210 | WHT | 14 | 10.B1 | XT0233:2 | PANEL B | 13.C4 | USED
FU0070:LI | SC | FU0210 | WHT | 14 | 10.B1 | FU0071:LI | PANEL B | 10.B1 | USED
FU0210:LD | SC | FU0210 | WHT | 12 | 13.C4 | XT0233:1 | PANEL B | 13.C4 | USED
KA1020:14 | SC | FU0211 | WHT | 14 | 13.B4 | FU0211:LD | PANEL B | 35.A5 | USED
KA0248:21 | SC | FU0212 | WHT | 16 | 13.C5 | FU0212:LD | PANEL B | 16.C6 | USED
FU0212:LD | SC | FU0212 | WHT | 16 | 13.C5 | XT0233:4 | PANEL B | 16.D5 | USED
FU0212:LI | SC | FU0210 | WHT | 14 | 13.C5 | XT0233:1 | PANEL B | 13.C4 | USED
GR0231: | SC | IEG02306 | GRN | 14 | 5.A3 | IEG0230:6 | PANEL B | 5.A3 | USED
GR0232: | SC | GR0232 | GRN/YEL | 14 | 5.A3 | FRAME | PANEL B | 5.A3 | USED
GR0233: | SC | IEG02307 | GRN | 14 | 10.B3 | IEG0230:7 | PANEL B | 10.B2 | USED
IEG0230:8 | SC | IEG02308 | GRN | 16 | 16.D6 | UA1200:J3-4 | PANEL B | 16.B3 | USED
KA0222:11 | SC | KA022211 | WHT | 20 | 52.A6 | KA0236:24 | PANEL B | 52.A5 | USED
KA0231:11 | SC | KA0231A1 | WHT | 20 | 15.C6 | KA0242:11 | PANEL B | 15.C6 | USED
KA0231:11 | SC | KA0231A1 | WHT | 20 | 15.C6 | KA0231:A1 | PANEL B | 15.C6 | USED
KA0231:14 | SC | KA024214 | WHT | 20 | 15.C6 | KA0242:14 | PANEL B | 15.C6 | USED
KA0231:21 | SC | KA023121 | WHT | 20 | 15.A4 | KA0245:14 | PANEL B | 15.A4 | USED
KA0231:A1 | SC | KA0231A1 | WHT | 20 | 15.C6 | KA0232:A1 | PANEL B | 15.D6 | USED
KA0231:A2 | SC | KA0231A2 | WHT | 20 | 15.C6 | KA0232:A2 | PANEL B | 15.D6 | USED
KA0232:22 | SC | KA023222 | WHT | 20 | 95.A6 | KA0249:11 | PANEL B | 95.A6 | USED
KA0232:A1 | SC | KA0231A1 | WHT | 20 | 15.D6 | KA0233:A1 | PANEL B | 15.D6 | USED
KA0232:A2 | SC | KA0231A2 | WHT | 20 | 15.D6 | KA0233:A2 | PANEL B | 15.D6 | USED
KA0233:A1 | SC | KA0231A1 | WHT | 20 | 15.D6 | KA0234:A1 | PANEL B | 15.D6 | USED
KA0233:A2 | SC | KA0231A2 | WHT | 20 | 15.D6 | KA0234:A2 | PANEL B | 15.D6 | USED
KA0235:11 | SC | UA1200J21 | WHT | 20 | 15.A5 | KA0241:11 | PANEL B | 15.A5 | USED
KA0235:11 | SC | UA1200J21 | WHT | 20 | 15.A5 | XT0060:3 | PANEL B | 16.D5 | USED
KA0235:14 | SC | KA024114 | WHT | 20 | 15.A5 | KA0241:14 | PANEL B | 15.A5 | USED
KA0235:A1 | SC | ESTOP | WHT | 20 | 15.A2 | KA0236:A1 | PANEL B | 15.B2 | USED
KA0235:A1 | SC | ESTOP | WHT | 20 | 15.A2 | XT0240:4 | PANEL B | 15.A3 | USED
KA0236:11 | SC | FU0139 | WHT | 20 | 15.D4 | KA0244:11 | PANEL B | 15.D4 | USED
KA0236:11 | SC | FU0139 | WHT | 20 | 15.D4 | XT0240:12 | PANEL B | 15.C4 | USED
KA0236:12 | SC | KA023612 | WHT | 20 | 15.D4 | XT0240:13 | PANEL B | 15.D4 | USED
KA0236:A1 | SC | ESTOP | WHT | 20 | 15.B2 | KA0237:A1 | PANEL B | 15.B2 | USED
KA0236:A2 | SC | 0V | WHT | 20 | 15.B2 | KA0235:A2 | PANEL B | 15.A2 | USED
KA0236:A2 | SC | 0V | WHT | 20 | 15.B2 | KA0237:A2 | PANEL B | 15.B2 | USED
KA0237:A1 | SC | ESTOP | WHT | 20 | 15.B2 | KA0238:A1 | PANEL B | 15.B2 | USED
KA0237:A2 | SC | 0V | WHT | 20 | 15.B2 | KA0238:A2 | PANEL B | 15.B2 | USED
KA0238:A1 | SC | ESTOP | WHT | 20 | 15.B2 | KA0239:A1 | PANEL B | 15.B2 | USED
KA0238:A2 | SC | 0V | WHT | 20 | 15.B2 | KA0239:A2 | PANEL B | 15.B2 | USED
KA0239:A1 | SC | ESTOP | WHT | 20 | 15.B2 | KA0240:A1 | PANEL B | 15.B2 | USED
KA0239:A2 | SC | 0V | WHT | 20 | 15.B2 | KA0240:A2 | PANEL B | 15.B2 | USED
KA0240:A1 | SC | ESTOP | WHT | 20 | 15.B2 | KA0248:A1 | PANEL B | 15.C2 | USED
KA0240:A2 | SC | 0V | WHT | 20 | 15.B2 | KA0248:A2 | PANEL B | 15.C2 | USED
KA0241:14 | SC | KA024114 | WHT | 20 | 15.A5 | KA0231:24 | PANEL B | 15.A4 | USED
KA0241:A1 | SC | KA0241A1 | WHT | 20 | 15.C2 | KA0242:A1 | PANEL B | 15.C2 | USED
KA0241:A1 | SC | KA0241A1 | WHT | 20 | 15.C2 | XT0240:6 | PANEL B | 15.C3 | USED
KA0241:A2 | SC | 0V | WHT | 20 | 15.C2 | KA0242:A2 | PANEL B | 15.C2 | USED
KA0241:A2 | SC | 0V | WHT | 20 | 15.C2 | KA0250:A2 | PANEL B | 15.C2 | USED
KA0242:21 | SC | 024221 | WHT | 20 | 16.C6 | XT0237:1 T2 | PANEL B | 16.C5 | USED
KA0242:24 | SC | 024822 | WHT | 20 | 16.C6 | KA0248:22 | PANEL B | 16.C6 | USED
KA0242:A2 | SC | 0V | WHT | 20 | 15.C2 | KA0243:A2 | PANEL B | 15.C2 | USED
KA0243:21 | SC | ESTOPC | WHT | 20 | 15.A3 | XT0240:1 | PANEL B | 15.A3 | USED
KA0243:24 | SC | KA024511 | WHT | 20 | 15.A3 | KA0245:11 | PANEL B | 15.A4 | USED
KA0243:A1 | SC | KA0243A1 | WHT | 20 | 15.C2 | KA0244:A1 | PANEL B | 15.D2 | USED
KA0243:A1 | SC | KA0243A1 | WHT | 20 | 15.C2 | XT0240:7 | PANEL B | 15.C3 | USED
KA0243:A2 | SC | 0V | WHT | 20 | 15.C2 | KA0244:A2 | PANEL B | 15.D2 | USED
KA0244:A1 | SC | KA0243A1 | WHT | 20 | 15.D2 | KA0246:A1 | PANEL B | 15.D2 | USED
KA0244:A2 | SC | 0V | WHT | 20 | 15.D2 | KA0246:A2 | PANEL B | 15.D2 | USED
KA0245:A1 | SC | KA0245A1 | WHT | 20 | 15.D2 | KA0249:A1 | PANEL B | 15.D2 | USED
KA0245:A1 | SC | KA0245A1 | WHT | 20 | 15.D2 | XT0240:8 | PANEL B | 15.D3 | USED
KA0245:A2 | SC | 0V | WHT | 20 | 15.D2 | KA0249:A2 | PANEL B | 15.D2 | USED
KA0245:A2 | SC | 0V | WHT | 20 | 15.D2 | KA0247:A2 | PANEL B | 15.D2 | USED
KA0246:A1 | SC | KA0243A1 | WHT | 20 | 15.D2 | KA0247:A1 | PANEL B | 15.D2 | USED
KA0246:A2 | SC | 0V | WHT | 20 | 15.D2 | KA0247:A2 | PANEL B | 15.D2 | USED
KA0248:A1 | SC | ESTOP | WHT | 20 | 15.C2 | KA0250:A1 | PANEL B | 15.C2 | USED
KA0248:A2 | SC | 0V | WHT | 20 | 15.C2 | KA0250:A2 | PANEL B | 15.C2 | USED
KA0249:A2 | SC | 0V | WHT | 20 | 15.D2 | XT0240:10 | PANEL B | 15.D3 | USED
UA1200:J1-10 | SC | FU0212 | WHT | 20 | 16.B3 | XT0233:4 | PANEL B | 16.D5 | USED
UA1200:J1-5 | SC | UA1200J15 | WHT | 20 | 16.B3 | XT0237:1 B1 | PANEL B | 16.C5 | USED
UA1200:J1-8 | SC | UA1200J | WHT | 20 | 59.B6 | UA1200:J3-5 | PANEL B | 59.B6 | USED
UA1200:J1-9 | SC | 0V | WHT | 20 | 16.B3 | XT0235:4 | PANEL B | 16.D5 | USED
UA1200:J2-1 | SC | UA1200J21 | WHT | 20 | 16.B3 | XT0060:3 | PANEL B | 16.D5 | USED
UA1200:J2-2 | SC | FU0212 | WHT | 20 | 16.B3 | XT0233:4 | PANEL B | 16.D5 | USED
XT0070:1 | SC | 0V | WHT | 14 | 10.B1 | XT0235:1 | PANEL B | 13.D4 | USED
XT0235:1 | SC | 0V | WHT | 14 | 13.D4 | XT0060:1 | PANEL B | 10.D1 | USED
XT0235:4 | SC | 0V | WHT | 16 | 16.D5 | XT0235:2 | PANEL B | 13.D4 | USED
XT0236:1 | SC | FU0139 | WHT | 20 | 28.B5 | XT0240:11 | PANEL B | 15.C4 | USED
XT0236:2 | SC | KA0241A1 | WHT | 20 | 28.B5 | XT0240:6 | PANEL B | 15.C3 | USED
XT0236:3 | SC | 0V | WHT | 20 | 28.C5 | XT0240:9 | PANEL B | 15.D3 | USED
XT0237:2 B2 | SC | KA023612 | WHT | 20 | 28.C5 | XT0240:13 | PANEL B | 15.D4 | USED
XT0240:5 | SC | ESTOP | WHT | 20 | 15.B3 | XT0240:4 | PANEL B | 15.A3 | USED
AU0060:L1 | WC0007 | AU0070L2 | ENET | CABLE | 10.C2 | AU0070:L2 | PANEL B | 10.A2 | USED
AF0065:12 | WC4524 | UA1200J13 | RED | 20 | 16.B7 | UA1200:J1-3 | PANEL B | 16.B3 | USED
AF0065:28 | WC4524 | UA1200J11 | BLK | 20 | 16.B7 | UA1200:J1-1 | PANEL B | 16.B3 | USED
AF0065:60 | WC4524 | UA1200S | SH | 20 | 16.B7 | FLOATING | PANEL B | 16.B3 | USED
XT0236:1 | SC | FU0139 | WHT | 20 | 28.B5 | SH0472:13 | CONTROL,JB70;TT6 | 28.B1 | USED
XT0236:2 | SC | KA0241A1 | WHT | 20 | 28.B5 | SH0472:14 | CONTROL,JB70;TT6 | 28.B1 | USED
XT0236:3 | SC | 0V | WHT | 20 | 28.C5 | SH0472:X1 | CONTROL,JB70;TT6 | 28.C1 | USED
XT0236:4 | SC | SH047211 | WHT | 20 | 28.C5 | SH0472:11 | CONTROL,JB70;TT6 | 28.C1 | USED
XT0236:5 | SC | SH047212 | WHT | 20 | 28.C5 | SH0472:12 | CONTROL,JB70;TT6 | 28.C1 | USED
XT0237:2 B1 | SC | SH0472X2 | WHT | 20 | 28.C5 | SH0472:X2 | CONTROL,JB70;TT6 | 28.C1 | USED
XT0240:12 | SC | FU0139 | WHT | 20 | 15.C4 | AT0170:24 | CONTROL,JB70;TT6 | 11.B3 | USED
XT0240:12 | SC | FU0139 | WHT | 20 | 15.C4 | AT0170:30 | CONTROL,JB70;TT6 | 11.C3 | USED
XT0240:7 | SC | KA0243A1 | WHT | 20 | 15.C3 | AT0170:26 | CONTROL,JB70;TT6 | 11.B3 | USED
XT0240:8 | SC | KA0245A1 | WHT | 20 | 15.D3 | AT0170:32 | CONTROL,JB70;TT6 | 11.C3 | USED
BA1100:L2 | WC0010 | BA1100L2 | ENET | CABLE | 30.D1 | AT0170:L1 | CONTROL,JB70;TT6 | 11.A5 | USED
BA1100:DEVICE | WC0101 | BA1100DEVICE | ENET | CABLE | 30.D1 | AT1100:L1 | CONTROL,JB70;TT6 | 30.D3 | USED
AU0060:L2 | WC0006 | AU0060L2 | ENET | CABLE | 10.C2 | AF0410:L1 | GENERATOR PANEL | 18.B5 | USED
XT0240:5 | WC8019 | ESTOP | 1 | 12 | 15.B3 | XT0336:1 | GENERATOR PANEL | 19.C4 | USED
KA0232:11 | SC | KA017814 | WHT | 20 | 27.D6 | KA0178:14 | LEFT SIDE RAIL^JB70 | 27.D5 | USED
KA0232:12 | SC | FU0170 | WHT | 20 | 27.D6 | KA0875:14 | LEFT SIDE RAIL^JB70 | 27.D6 | USED
KA0232:21 | SC | FU0170 | WHT | 20 | 95.A6 | XT0170:2 | LEFT SIDE RAIL^JB70 | 11.A2 | USED
KA0244:21 | SC | KA017621 | WHT | 20 | 95.C5 | XT0171:3 | LEFT SIDE RAIL^JB70 | 95.C5 | USED
KA0246:11 | SC | KA017611 | WHT | 20 | 95.A5 | XT0171:1 | LEFT SIDE RAIL^JB70 | 95.A5 | USED
KA0247:11 | SC | KA017711 | WHT | 20 | 96.A5 | XT0171:5 | LEFT SIDE RAIL^JB70 | 96.A5 | USED
KA0247:21 | SC | KA024721 | WHT | 20 | 96.C5 | XT0171:7 | LEFT SIDE RAIL^JB70 | 96.C5 | USED
AF0067:12 | SC | KA0134A1 | WHT | 20 | 71.D7 | KA0134:A1 | PANEL A | 14.C6 | USED
AF0074:05 | SC | 007405 | WHT | 20 | 12.C7 | XT0085:2 | PANEL A | 12.C6 | USED
AF0074:21 | SC | 0V | WHT | 16 | 12.C7 | XT0085:3 | PANEL A | 12.D6 | USED
AF0076:02 | SC | 007602 | WHT | 20 | 51.B7 | KA0221:A1 | PANEL A | 51.B6 | USED
AF0076:10 | SC | KT014615 | WHT | 20 | 15.C7 | KT0146:15 | PANEL A | 15.C6 | USED
AF0076:13 | SC | KT0146B1 | WHT | 20 | 14.B2 | KT0146:B1 | PANEL A | 14.B2 | USED
AF0076:18 | SC | 007618 | WHT | 20 | 51.B7 | KA0221:A2 | PANEL A | 51.B6 | USED
AF0076:29 | SC | KT0146A2 | WHT | 20 | 14.B2 | KT0146:A2 | PANEL A | 14.B2 | USED
BA1100:NEG | SC | UV0291N | WHT | 16 | 30.D1 | XT0291:6 | PANEL A | 30.C4 | USED
FU0210:LI | SC | FU0136 | WHT | 12 | 13.C4 | XT0138:4 | PANEL A | 13.B3 | USED
FU0211:LI | SC | FU0137 | WHT | 14 | 13.B4 | XT0139:3 | PANEL A | 13.B4 | USED
FU1101:LI | SC | UV0291P | WHT | 16 | 30.C2 | XT0291:2 | PANEL A | 30.B4 | USED
IEG0230:11 | SC | IEG023011 | GRN | 14 | 9.B6 | AF0086:SH | PANEL A | 9.B5 | USED
IEG0230:2 | SC | IEG02302 | GRN | 14 | 9.D5 | AF0094:SH | PANEL A | 9.D4 | USED
IEG0230:3 | SC | IEG02303 | GRN | 14 | 5.A4 | GR0133: | PANEL A | 5.A4 | USED
IEG0230:9 | SC | IEG02309 | GRN | 14 | 5.A4 | GR0134: | PANEL A | 5.A4 | USED
KA0231:14 | SC | KA024214 | WHT | 20 | 15.C6 | KT0146:18 | PANEL A | 15.C6 | USED
KA0232:22 | SC | KA023222 | WHT | 20 | 95.A6 | KA0144:21 | PANEL A | 95.A6 | USED
KA0235:24 | SC | KA022111 | WHT | 20 | 51.B5 | KA0221:11 | PANEL A | 51.B6 | USED
KA0239:21 | SC | KA023921 | WHT | 20 | 15.B6 | AF0081:41 | PANEL A | 15.A7 | USED
KA0239:24 | SC | KA023924 | WHT | 20 | 15.B6 | AF0081:09 | PANEL A | 15.A7 | USED
KA0240:11 | SC | PS32004 | WHT | 20 | 68.D6 | XT0136:6 | PANEL A | 68.D5 | USED
KA0240:14 | SC | UF1300 | WHT | 20 | 68.D6 | XT0136:7 | PANEL A | 68.D6 | USED
KA0241:11 | SC | UA1200J21 | WHT | 20 | 15.A5 | AF0081:00 | PANEL A | 15.A7 | USED
KA0241:21 | SC | KT0146A1 | WHT | 20 | 14.B2 | KA0141:21 | PANEL A | 14.B2 | USED
KA0241:24 | SC | FU0139 | WHT | 20 | 14.B2 | KA0141:24 | PANEL A | 14.B2 | USED
KA0242:11 | SC | KA0231A1 | WHT | 20 | 15.C6 | XT0136:10 | PANEL A | 14.B5 | USED
KA0242:14 | SC | KA024214 | WHT | 20 | 15.C6 | AF0081:08 | PANEL A | 15.C7 | USED
KA0243:11 | SC | KA024311 | WHT | 20 | 15.B6 | AF0081:33 | PANEL A | 15.B7 | USED
KA0243:14 | SC | KA024314 | WHT | 20 | 15.B6 | AF0081:01 | PANEL A | 15.B7 | USED
KA0244:12 | SC | KA024412 | WHT | 20 | 15.D4 | KT0145:A1 | PANEL A | 14.B6 | USED
KA0244:24 | SC | KA6221A1 | WHT | 20 | 95.C5 | KA6221:A1 | PANEL A | 95.C6 | USED
KA0245:21 | SC | KA024521 | WHT | 20 | 15.B6 | AF0081:34 | PANEL A | 15.B7 | USED
KA0245:24 | SC | KA024524 | WHT | 20 | 15.B6 | AF0081:02 | PANEL A | 15.B7 | USED
KA0246:14 | SC | KA6211A1 | WHT | 20 | 95.A5 | KA6211:A1 | PANEL A | 95.A6 | USED
KA0247:14 | SC | KA6212A1 | WHT | 20 | 96.A5 | KA6212:A1 | PANEL A | 96.A6 | USED
KA0247:24 | SC | KA6222A1 | WHT | 20 | 96.C5 | KA6222:A1 | PANEL A | 96.C6 | USED
KA0249:12 | SC | KA014422 | WHT | 20 | 95.A6 | KA0144:22 | PANEL A | 95.A6 | USED
KA1020:24 | SC | 0V | WHT | 14 | 35.A5 | XT0135:1 | PANEL A | 13.B4 | USED
UA1200:J2-6 | SC | UA1200J26 | WHT | 20 | 16.B3 | KA0130:A2 | PANEL A | 16.C5 | USED
UA1200:J2-7 | SC | UA1200J27 | WHT | 20 | 16.B3 | AF0081:19 | PANEL A | 16.C7 | USED
XT0060:4 | SC | SV21202 | WHT | 20 | 51.B5 | AF0095:18 | PANEL A | 51.B7 | USED
XT0235:1 | SC | 0V | WHT | 12 | 13.D4 | XT0134:4 | PANEL A | 13.B3 | USED
XT0237:2 T2 | SC | 009213 | WHT | 20 | 28.C5 | AF0092:13 | PANEL A | 28.C7 | USED
XT0240:10 | SC | 0V | WHT | 14 | 15.D3 | XT0136:3 | PANEL A | 14.A2 | USED
XT0240:12 | SC | FU0139 | WHT | 20 | 15.C4 | XT0136:1 | PANEL A | 14.A2 | USED
XT0240:3 | SC | ESTOPA | WHT | 20 | 15.A3 | XT0137:1 | PANEL A | 29.B5 | USED
XT0240:4 | SC | ESTOP | WHT | 20 | 15.A3 | XT0137:2 | PANEL A | 29.B5 | USED
AU0070:L1 | WC0008 | AU0080L2 | ENET | CABLE | 10.A2 | AU0080:L2 | PANEL A | 9.A1 | USED
IEG0230:1 | SC | IEG02301 | GRN | 12 | 6.B6 | AR0600:IE2 | PLC PANEL | 6.A1 | USED
IEG0230:12 | SC | GR0234 | GRN | 14 | 5.A4 | GR0234: | PLC PANEL | 5.A4 | USED
XT0005:1 | SC | FU0210 | WHT | 16 | 4.A3 | XT0001:3 | PLC PANEL | 3.B3 | USED
XT0005:2 | SC | 0V | WHT | 16 | 4.A3 | XT0001:6 | PLC PANEL | 3.B3 | USED
XT0233:3 | SC | FU0210 | WHT | 12 | 13.C4 | XT0001:1 | PLC PANEL | 3.A3 | USED
XT0233:3 | SC | FU0210 | WHT | 12 | 13.C4 | XT0001:4 | PLC PANEL | 3.B3 | USED
XT0233:3 | SC | FU0210 | WHT | 14 | 13.C4 | FU0680:LI | PLC PANEL | 8.B2 | USED
XT0235:3 | SC | 0V | WHT | 12 | 13.D4 | XT0001:2 | PLC PANEL | 3.A3 | USED
XT0235:3 | SC | 0V | WHT | 12 | 13.D4 | XT0001:5 | PLC PANEL | 3.B3 | USED
XT0235:3 | SC | 0V | WHT | 14 | 13.D4 | XT0680:2 | PLC PANEL | 8.B3 | USED
BA1100:L1 | WC9001 | BA0001RJ45 | ENET | CABLE | 30.D1 | BA0001:RJ45 | PLC PANEL | 3.A2 | USED
BA0009:RJ45 | WC9019 | BA0009RJ45 | ENET | CABLE | 4.A2 | AT0680:LAN2 | PLC PANEL | 8.B4 | USED
SolarTools ver. 24.0.84.24712 (Jul 31, 2025)
Report date: 1/30/2026 3:10 PM

## PLC PANEL
PLC PANEL
JB70
Project # | 4N291
Project Name | P66 IRON MESA TX PG
Revision | B
Controls DE | J. TRINH
Phone: | 0
Controls ME | Z. WOITH
Phone:
From | [5 empty] | To
Device ID | Cable (W) Conductor (SC) Jumper Clip (JC) | Wire No. | Wire ID | Gauge/Size | Page/Zone | Device ID | Location | Page/Zone
XT0001:3 | JC | FU0210 | CLIP | --- | 3.B3 | XT0001:4 | PLC PANEL | 3.B3 | USED
XT0001:5 | JC | 0V | CLIP | --- | 3.B3 | XT0001:6 | PLC PANEL | 3.B3 | USED
AR0600:IE1 | SC | UV0600G | GRN | 14 | 6.A1 | UV0600:GND | PLC PANEL | 6.B2 | USED
AT0680:NEG | SC | 0V | WHT | 14 | 8.B4 | XT0680:2 | PLC PANEL | 8.B3 | USED
AT0680:POS | SC | AT0680POS | WHT | 14 | 8.B4 | XT0680:1 | PLC PANEL | 8.B3 | USED
BA0001:V1(-) | SC | 0V | WHT | 16 | 3.A2 | XT0001:2 | PLC PANEL | 3.A3 | USED
BA0001:V1(+) | SC | FU0001 | WHT | 16 | 3.A2 | FU0001:LD | PLC PANEL | 3.A3 | USED
BA0002:V1(-) | SC | 0V | WHT | 16 | 3.B2 | XT0001:5 | PLC PANEL | 3.B3 | USED
BA0002:V1(+) | SC | FU0002 | WHT | 16 | 3.B2 | FU0002:LD | PLC PANEL | 3.B3 | USED
FU0001:LI | SC | FU0210 | WHT | 16 | 3.A3 | XT0001:1 | PLC PANEL | 3.A3 | USED
FU0002:LI | SC | FU0210 | WHT | 16 | 3.B3 | XT0001:4 | PLC PANEL | 3.B3 | USED
FU0680:LD | SC | AT0680POS | WHT | 14 | 8.B2 | XT0680:1 | PLC PANEL | 8.B3 | USED
AP0602:L2 | WC0001 | AP0602L2 | ENET | CABLE | 6.A3 | AP0603:L1 | PLC PANEL | 6.A3 | USED
AP0609:L1 | WC0680 | AT0680LAN1 | ENET | CABLE | 6.A6 | AT0680:LAN1 | PLC PANEL | 8.B4 | USED
AP0602:L1 | WC9017 | AT0170L2 | ENET | CABLE | 6.A3 | AT0170:L2 | CONTROL,JB70;TT6 | 11.A5 | USED
UV0600:(-) | SC | 0V | WHT | 14 | 6.B2 | XT0135:1 | PANEL A | 13.B4 | USED
UV0600:(+) | SC | FU0010 | WHT | 14 | 6.B2 | FU0010:LD | PANEL A | 13.A5 | USED
AP0603:L2 | WC0003 | AP0603L2 | ENET | CABLE | 6.A3 | AU0090:L1 | PANEL A | 9.C1 | USED
AR0600:IE2 | SC | IEG02301 | GRN | 12 | 6.A1 | IEG0230:1 | PANEL B | 6.B6 | USED
FU0680:LI | SC | FU0210 | WHT | 14 | 8.B2 | XT0233:3 | PANEL B | 13.C4 | USED
GR0234: | SC | GR0234 | GRN | 14 | 5.A4 | IEG0230:12 | PANEL B | 5.A4 | USED
XT0001:1 | SC | FU0210 | WHT | 12 | 3.A3 | XT0233:3 | PANEL B | 13.C4 | USED
XT0001:2 | SC | 0V | WHT | 12 | 3.A3 | XT0235:3 | PANEL B | 13.D4 | USED
XT0001:3 | SC | FU0210 | WHT | 16 | 3.B3 | XT0005:1 | PANEL B | 4.A3 | USED
XT0001:4 | SC | FU0210 | WHT | 12 | 3.B3 | XT0233:3 | PANEL B | 13.C4 | USED
XT0001:5 | SC | 0V | WHT | 12 | 3.B3 | XT0235:3 | PANEL B | 13.D4 | USED
XT0001:6 | SC | 0V | WHT | 16 | 3.B3 | XT0005:2 | PANEL B | 4.A3 | USED
XT0680:2 | SC | 0V | WHT | 14 | 8.B3 | XT0235:3 | PANEL B | 13.D4 | USED
BA0001:RJ45 | WC9001 | BA0001RJ45 | ENET | CABLE | 3.A2 | BA1100:L1 | PANEL B | 30.D1 | USED
AT0680:LAN2 | WC9019 | BA0009RJ45 | ENET | CABLE | 8.B4 | BA0009:RJ45 | PANEL B | 4.A2 | USED
BA0002:RJ45 | WC0018 | AU0180L2 | ENET | CABLE | 3.B2 | AU0180:L2 | RIGHT SIDE RAIL^JB72 | 21.A2 | USED
SolarTools ver. 24.0.84.24712 (Jul 31, 2025)
Report date: 1/30/2026 3:10 PM

## RIGHT SIDE RAIL^JB70
RIGHT SIDE RAIL^JB70
Project # | 4N291
Project Name | P66 IRON MESA TX PG
Revision | B
Controls DE | J. TRINH
Phone: | 0
Controls ME | Z. WOITH
Phone:
From | [5 empty] | To
Device ID | Cable (W) Conductor (SC) Jumper Clip (JC) | Wire No. | Wire ID | Gauge/Size | Page/Zone | Device ID | Location | Page/Zone
GR1100: | SC | GR1100 | GRN/YEL | 14 | 5.A5 | FRAME | RIGHT SIDE RAIL^JB70 | 5.A4 | USED
FU1100:LD | SC | FU1100 | WHT | 14 | 30.D3 | AT1100:POS | CONTROL,JB70;TT6 | 30.D3 | USED
FU1100:LI | SC | FU0136 | WHT | 14 | 30.D3 | XT0138:5 | PANEL A | 13.B3 | USED
SolarTools ver. 24.0.84.24712 (Jul 31, 2025)
Report date: 1/30/2026 3:10 PM

## RIGHT SIDE RAIL^JB72
RIGHT SIDE RAIL^JB72
Project # | 4N291
Project Name | P66 IRON MESA TX PG
Revision | B
Controls DE | J. TRINH
Phone: | 0
Controls ME | Z. WOITH
Phone:
From | [5 empty] | To
Device ID | Cable (W) Conductor (SC) Jumper Clip (JC) | Wire No. | Wire ID | Gauge/Size | Page/Zone | Device ID | Location | Page/Zone
XT0180:1 | JC | 0V | CLIP | --- | 21.B1 | XT0180:2 | RIGHT SIDE RAIL^JB72 | 21.B1 | USED
AF0182:01 | SC | JP3 | VIO | 20 | 31.A7 | AF0182:33 | RIGHT SIDE RAIL^JB72 | 31.A7 | USED
KA0180:A1 | SC | 018100 | WHT | 20 | 25.A7 | AF0181:00 | RIGHT SIDE RAIL^JB72 | 25.A5 | USED
KA0185:A1 | SC | 018110 | WHT | 20 | 25.A7 | AF0181:10 | RIGHT SIDE RAIL^JB72 | 25.A5 | USED
KA0180:A2 | SC | 018116 | WHT | 20 | 25.A7 | AF0181:16 | RIGHT SIDE RAIL^JB72 | 25.A5 | USED
AF0181:26 | SC | 018126 | WHT | 20 | 25.A7 | XT0338:2 | RIGHT SIDE RAIL^JB72 | 25.A5 | USED
AF0181:COM | SC | 0V | WHT | 16 | 21.B2 | XT0180:2 | RIGHT SIDE RAIL^JB72 | 21.B1 | USED
AF0181:J | SC | * |  |  | 21.B2 | AF0182:P | RIGHT SIDE RAIL^JB72 | 21.B3 | USED
AF0181:V+ | SC | FU0181 | WHT | 16 | 21.B2 | FU0181:LD | RIGHT SIDE RAIL^JB72 | 21.B1 | USED
AF0182:COM | SC | AF0182N | WHT | 16 | 21.B3 | AF0183:COM | RIGHT SIDE RAIL^JB72 | 21.A3 | USED
AF0182:COM | SC | 0V | WHT | 16 | 21.B3 | XT0180:2 | RIGHT SIDE RAIL^JB72 | 21.B1 | USED
AF0182:J | SC | * |  |  | 21.B3 | AF0183:P | RIGHT SIDE RAIL^JB72 | 21.A3 | USED
AF0182:V+ | SC | AF0182P | WHT | 16 | 21.B3 | AF0183:V+ | RIGHT SIDE RAIL^JB72 | 21.A3 | USED
AF0182:V+ | SC | FU0182 | WHT | 16 | 21.B3 | FU0182:LD | RIGHT SIDE RAIL^JB72 | 21.B1 | USED
AF0183:COM | SC | AF0183N | WHT | 16 | 21.A3 | AF0184:COM | RIGHT SIDE RAIL^JB72 | 21.B4 | USED
AF0183:J | SC | * |  |  | 21.A3 | AF0184:P | RIGHT SIDE RAIL^JB72 | 21.B4 | USED
AF0183:V+ | SC | AF0183P | WHT | 16 | 21.A3 | AF0184:V+ | RIGHT SIDE RAIL^JB72 | 21.B4 | USED
AF0184:SH | SC | AU0180G | GRN | 14 | 21.B4 | AU0180:GND | RIGHT SIDE RAIL^JB72 | 21.A2 | USED
AU0180:COM | SC | 0V | WHT | 16 | 21.A2 | XT0180:1 | RIGHT SIDE RAIL^JB72 | 21.B1 | USED
AU0180:V+ | SC | FU0180 | WHT | 16 | 21.A2 | FU0180:LD | RIGHT SIDE RAIL^JB72 | 21.B1 | USED
FU0180:LI | SC | FU0332 | WHT | 14 | 21.B1 | FU0181:LI | RIGHT SIDE RAIL^JB72 | 21.B1 | USED
FU0181:LI | SC | FU0332 | WHT | 14 | 21.B1 | FU0182:LI | RIGHT SIDE RAIL^JB72 | 21.B1 | USED
KA0185:A2 | SC | KA0185A2 | WHT | 20 | 25.A5 | XT0338:1 | RIGHT SIDE RAIL^JB72 | 25.A5 | USED
AF0184:SH | SC | IEG01305 | GRN | 14 | 21.B4 | IEG0130:5 | GENERATOR PANEL | 21.B5 | USED
FU0180:LI | SC | FU0332 | WHT | 14 | 21.B1 | XT0130:1 | GENERATOR PANEL | 20.A5 | USED
GR0180: | SC | IEG01306 | GRN | 14 | 5.B4 | IEG0130:6 | GENERATOR PANEL | 5.B4 | USED
KA0185:11 | SC | KA018511 | WHT | 20 | 23.C3 | XT0337:13 | GENERATOR PANEL | 23.C3 | USED
KA0185:14 | SC | KA0332A1 | WHT | 20 | 23.C3 | XT0337:14 | GENERATOR PANEL | 23.C3 | USED
XT0180:1 | SC | 0V | WHT | 14 | 21.B1 | XT0130:3 | GENERATOR PANEL | 20.A5 | USED
AU0180:L1 | WC0014 | AT0140L2 | ENET | CABLE | 21.A2 | AT0140:P2 | GENERATOR PANEL | 20.D5 | USED
AU0180:L2 | WC0018 | AU0180L2 | ENET | CABLE | 21.A2 | BA0002:RJ45 | PLC PANEL | 3.B2 | USED
SolarTools ver. 24.0.84.24712 (Jul 31, 2025)
Report date: 1/30/2026 3:10 PM

## Panel Errors
Panel Errors
Project # | 4N291
Project Name | P66 IRON MESA TX PG
Revision | B
Controls DE | J. TRINH
Phone: | 0
Controls ME | Z. WOITH
Phone:
From | [6 empty] | To
Device ID | Location | Cable (W) Conductor (SC) Jumper Clip (JC) | Wire ID | Wire No. | Gauge/Size | Page/Zone | Device ID | Location | Page/Zone
Report date: 1/30/2026 3:10 PM |  |  |  | SolarTools ver. 24.0.84.24712 (Jul 31, 2025)

## Cable Part Numbers
Cable Part Numbers |  |  | SolarTools ver. 24.0.84.24712 (Jul 31, 2025)
Project # | 4N291
Report date: 1/30/2026 3:11 PM
Project Name | P66 IRON MESA TX PG
Revision | B
Controls DE | J. TRINH
Phone: | 0
Controls ME | Z. WOITH
Phone:
Device ID |  | Part Number |  | Description
WC5072 |  | PART OF 1103208-100 |  | CABLE, 2 CONDUCTOR UNSHIELDED PART OF HORN
WC0001 |  | 1302073-36 |  | CABLE, ETHERNET - 36 INCHES
WC0003 |  | 1302073-36 |  | CABLE, ETHERNET - 36 INCHES
WC0007 |  | 1302073-36 |  | CABLE, ETHERNET - 36 INCHES
WC0008 |  | 1302073-36 |  | CABLE, ETHERNET - 36 INCHES
WC0009 |  | 1302073-36 |  | CABLE, ETHERNET - 36 INCHES
WC0010 |  | 1302073-36 |  | CABLE, ETHERNET - 36 INCHES
WC0012 |  | 1302073-36 |  | CABLE, ETHERNET - 36 INCHES
WC0014 |  | 1302073-36 |  | CABLE, ETHERNET - 36 INCHES
WC0041 |  | 1302073-36 |  | CABLE, COMMUNICATION CABLE - 36 INCHES
WC0042 |  | 1302073-36 |  | CABLE, COMMUNICATION CABLE - 36 INCHES
WC0044 |  | 1302073-36 |  | CABLE, COMMUNICATION CABLE - 36 INCHES
WC0045 |  | 1302073-36 |  | CABLE, ETHERNET - 36 INCHES
WC0101 |  | 1302073-36 |  | CABLE, COMMUNICATION CABLE - 36 INCHES
WC0680 |  | 1302073-36 |  | CABLE, COMMUNICATION CABLE - 36 INCHES
WC1228 |  | 1022941-13 |  | TPE, 1 TRIAD TWISTED SHIELDED
WC1229 |  | 1022941-13 |  | TPE, 1 TRIAD TWISTED SHIELDED
WC1230 |  | 1022941-13 |  | TPE, 1 TRIAD TWISTED SHIELDED
WC1231 |  | 1022941-13 |  | TPE, 1 TRIAD TWISTED SHIELDED
WC1232 |  | 1022941-13 |  | TPE, 1 TRIAD TWISTED SHIELDED
WC1233 |  | 1022941-13 |  | TPE, 1 TRIAD TWISTED SHIELDED
WC1234 |  | 1022941-13 |  | TPE, 1 TRIAD TWISTED SHIELDED
WC1235 |  | 1022941-13 |  | TPE, 1 TRIAD TWISTED SHIELDED
WC4524 |  | 1022941-12 |  | TPE, 1 PAIR TWISTED SHIELDED
WC4749 |  | 1022941-13 |  | TPE, 1 TRIAD TWISTED SHIELDED
WC5018 |  | 1022941-22 |  | TPE, 1 PAIR TWISTED SHIELDED
WC5500 |  | 1022941-22 |  | TPE, 1 PAIR TWISTED SHIELDED
WC8009 |  | 1022941-22 |  | TPE, 1 PAIR TWISTED SHIELDED
WC8040 |  | 1322418-90 |  | CABLE, SYTSTEM FUNCTION
WC8041 |  | 1322418-90 |  | CABLE, SYTSTEM FUNCTION
WC8042 |  | 1322418-90 |  | CABLE, SYTSTEM FUNCTION
WC8044 |  | 1322418-90 |  | CABLE, SYTSTEM FUNCTION
WC8066 |  | 1022941-22 |  | TPE, 1 PAIR TWISTED SHIELDED
WC8067 |  | 1022941-22 |  | TPE, 1 PAIR TWISTED SHIELDED
WC8069 |  | 1022941-22 |  | TPE, 1 PAIR TWISTED SHIELDED
WC8101 |  | 1022941-32 |  | TPE, 1 PAIR TWISTED SHIELDED
WC8102 |  | 1022941-32 |  | TPE, 1 PAIR TWISTED SHIELDED
WC8201 |  | 1022941-32 |  | TPE, 1 PAIR TWISTED SHIELDED
WC8301 |  | 1022941-32 |  | TPE, 1 PAIR TWISTED SHIELDED
WC9001 |  | 1302073-36 |  | CABLE, ETHERNET - 36 INCHES
WC9017 |  | 1302073-36 |  | CABLE, COMMUNICATION CABLE - 36 INCHES
WC9019 |  | 1302073-36 |  | CABLE, ETHERNET - 36 INCHES

## Part Number List
Part Number List |  | SolarTools ver. 24.0.84.24712 (Jul 31, 2025)
Project # | 4N291
Report date: 1/30/2026 3:11 PM
Project Name | P66 IRON MESA TX PG
Revision | B
Controls DE | J. TRINH
Phone: | 0
Controls ME | Z. WOITH
Phone:
Device ID | Part Number | Description | Location
AT0170 | 1056244-29 | CONTROLLER, EAGLE QUANTUM PREMIER | CONTROL,JB70;TT6
AT1100 | 1577354-4502 | WORKSTATION, VERSA VIEW 1200H | CONTROL,JB70;TT6
HA0472 | 1103208-101 | HORN, AUDIBLE ALARM | CONTROL,JB70;TT6
HL0171 | 2380746-7 | LIGHT, FIRE SYSTEM AUTO, GREEN | CONTROL,JB70;TT6
HL0172 | 2380746-7 | LIGHT, FIRE SYSTEM INHIBIT, AMBER | CONTROL,JB70;TT6
HL0173 | 2380746-7 | LIGHT, FIRE SYSTEM DISCHARGED, RED | CONTROL,JB70;TT6
SA0170 | 2380746-9 | SELECTOR SWITCH, FIRE SYSTEM AUTO/INHIBIT | CONTROL,JB70;TT6
SA0471 | 2380746-2 | SELECTOR SWITCH, SPEED/LOAD | CONTROL,JB70;TT6
SA0472 | 2380746-2 | SELECTOR SWITCH, VOLTAGE | CONTROL,JB70;TT6
SA0473 | 2380746-5 | SELECTOR SWITCH, OFF/LOC/AUX/CUST. | CONTROL,JB70;TT6
SB0170 | 2380746-10 | PUSHBUTTON SWITCH, MANUAL RELEASE | CONTROL,JB70;TT6
SB0471 | 2380746-1 | PUSHBUTTON SWITCH, HORN SILENCE | CONTROL,JB70;TT6
SB0472 | 2380746-4 | PUSHBUTTON SWITCH, EMERGENCY STOP | CONTROL,JB70;TT6
SB0473 | 2380746-1 | PUSHBUTTON SWITCH, ACKNOWLEDGE | CONTROL,JB70;TT6
SB0474 | 2380746-1 | PUSHBUTTON SWITCH, RESET | CONTROL,JB70;TT6
SH0470 | 2380746-3 | LIGHTED SWITCH, STOP/STOPPING, RED | CONTROL,JB70;TT6
SH0471 | 2380746-3 | LIGHTED SWITCH, START/STARTING, GREEN | CONTROL,JB70;TT6
SH0472 | 2380746-3 | LIGHTED SWITCH, BACKUP SYSTEM ACTIVE/RESET, AMBER | CONTROL,JB70;TT6
UV0170 | 1056244-2 | POWER SUPPLY, EAGLE QUANTUM PREMIER | CONTROL,JB70;TT6
CCAT0170 | CUSTOMER DEFINED | CUSTOMER CONNECTION, TROUBLE ALARM SIGNAL | CUSTOMER FIRE AND GAS SIGNALS
CCKA0982 | CUSTOMER DEFINED | CUSTOMER CONNECTION, FIRE DETECTED SIGNAL | CUSTOMER FIRE AND GAS SIGNALS
CCKA0984 | CUSTOMER DEFINED | CUSTOMER CONNECTION, GAS DETECTED SIGNAL | CUSTOMER FIRE AND GAS SIGNALS
CCKA2160 | CUSTOMER DEFINED | CUSTOMER CONNECTION, CLOSE GAS BLOCK VALVE | GAS FUEL BLOCK BLEED VALVE
CCKA2161 | CUSTOMER DEFINED | CUSTOMER CONNECTION, OPEN GAS BLEED VALVE | GAS FUEL BLOCK BLEED VALVE
AF0400 | 1322418-31,1322418-40,1322418-72,1322418-73 | 1444-TSCX02-02RB, 2-CH TACHOMETER INPUT^DYNAMIX 1444 VIBRATION | GENERATOR PANEL
AF0410 | 1322418-11,1322418-20,1322418-70,1322418-71 | 1444-DYN04-01RA, 4-CH VIBRATION INPUT^DYNAMIX 1444 VIBRATION | GENERATOR PANEL
AF0420 | 1322418-11,1322418-20,1322418-70,1322418-71 | 1444-DYN04-01RA, 4-CH VIBRATION INPUT^DYNAMIX 1444 VIBRATION | GENERATOR PANEL
AF0440 | 1322418-11,1322418-20,1322418-70,1322418-71 | 1444-DYN04-01RA, 4-CH VIBRATION INPUT^DYNAMIX 1444 VIBRATION | GENERATOR PANEL
AF0450 | 1322418-11,1322418-20,1322418-70,1322418-71 | 1444-DYN04-01RA, 4-CH VIBRATION INPUT^DYNAMIX 1444 VIBRATION | GENERATOR PANEL
AT0140 | 2769310-1,2769310-4 | MODULE, DECS-250 | GENERATOR PANEL
FU0113 | [2]1043265-1,[2]1043265-4 | FUSE, 5A | GENERATOR PANEL
FU0313 | 1043265-1,1043265-7 | FUSE, 20A | GENERATOR PANEL
FU0314 | 1043265-1,1043265-7 | FUSE, 20A | GENERATOR PANEL
GR0110 | 903849C1 | RAIL GROUND, DIN RAIL GROUNDING | GENERATOR PANEL
GR0140 | [2]903849C1 | RAIL GROUND, DIN RAIL GROUNDING | GENERATOR PANEL
GR0141 | 903849C1 | RAIL GROUND, DIN RAIL GROUNDING | GENERATOR PANEL
GR0142 | 903849C1 | RAIL GROUND, DIN RAIL GROUNDING | GENERATOR PANEL
GR0143 | 903849C1 | RAIL GROUND, DIN RAIL GROUNDING | GENERATOR PANEL
IEG0130 | 232941-110 | BUS BAR, GENERATOR - INSTRUMENT EARTH GROUNDING | GENERATOR PANEL
KA0121 | 1061979-1 | RELAY, AUTOMATIC CLOSE CIRCUIT BREAKER | GENERATOR PANEL
KA0123 | 1061979-1 | RELAY, CGCM #1 ENABLED | GENERATOR PANEL
KA0128 | 1061979-1 | RELAY, GENERATOR TRIP SUMMARY CIRCUIT BREAKER | GENERATOR PANEL
KA0310 | 1061979-1 | RELAY, CGCM #1 FAULT | GENERATOR PANEL
KA0313 | 1076251-1,1076251-2 | RELAY, PMG INPUT #1 | GENERATOR PANEL
KA0330 | 1061979-1 | RELAY, CLOSED CIRCUIT BREAKER | GENERATOR PANEL
KA0331 | 1061979-1 | RELAY, MAIN UTILITY BREAKER AUXILIARY CONTACT CLOSED | GENERATOR PANEL
KA0332 | 1061979-1 | RELAY, CLOSE CONTROL CIRCUIT BREAKER | GENERATOR PANEL
KA0333 | 1061979-1 | RELAY, TRIP CONTROL CIRCUIT BREAKER | GENERATOR PANEL
KA0335 | 1061979-1 | RELAY, NO EMERGENCY SHUTDOWN SUMMARY | GENERATOR PANEL
KA0336 | 1061979-1 | RELAY, CONTROLLER ACTIVE | GENERATOR PANEL
KA4100 | 1061979-1 | RELAY, GENERATOR HEATER DISABLED | GENERATOR PANEL
PEG0140 | 232941-200 | BUS BAR, GENERATOR - POWER EARTH GROUNDING | GENERATOR PANEL
UA1210 | 190816-120,190817-14 | PROXIMITOR, ENGINE BEARING #1^(GAS PRODUCER X-AXIS) | GENERATOR PANEL
UA1211 | 190816-120,190817-14 | PROXIMITOR, ENGINE BEARING #1^(GAS PRODUCER Y-AXIS) | GENERATOR PANEL
UA1220 | 190816-120,190817-141 | PROXIMITOR, ENGINE BEARING #2^(GAS PRODUCER X-AXIS) | GENERATOR PANEL
UA1221 | 190816-120,190817-141 | PROXIMITOR, ENGINE BEARING #2^(GAS PRODUCER Y-AXIS) | GENERATOR PANEL
UA1230 | 190816-120,190817-14 | PROXIMITOR, ENGINE BEARING #3^(GAS PRODUCER X-AXIS) | GENERATOR PANEL
UA1231 | 190816-120,190817-14 | PROXIMITOR, ENGINE BEARING #3^(GAS PRODUCER Y-AXIS) | GENERATOR PANEL
UA1262 | 190816-120,190817-14 | PROXIMITOR, ENGINE BEARING AXIAL^(GAS PRODUCER Z-AXIS) | GENERATOR PANEL
UA1263 | 190816-120,190817-14 | PROXIMITOR, ENGINE KEYPHASOR^(GAS PRODUCER) | GENERATOR PANEL
UA1520 | 1105411-11 | SIGNAL CONVERTER, BAM 2 SIGNAL CONDITIONER | GENERATOR PANEL
XT0130 | 1066730-32,[2]1066730-7,[2]1066730-8,1067996-4,1067996-82 | TERMINAL BLOCK, SPRING, 4 CONDUCTOR,30-12 AWG (0.05-3.31 MM2),NON-IS | GENERATOR PANEL
XT0313 | 1066730-7,1066730-8,1067996-4 | TERMINAL BLOCK, SPRING, 4 CONDUCTOR,30-12 AWG (0.05-3.31 MM2),NON-IS | GENERATOR PANEL
XT0332 | 1066730-7,1066730-8,1067996-4 | TERMINAL BLOCK, SPRING, 4 CONDUCTOR,30-12 AWG (0.05-3.31 MM2),NON-IS | GENERATOR PANEL
XT0334 | 1066730-7,1066730-8,1067996-4 | TERMINAL BLOCK, SPRING, 4 CONDUCTOR,30-12 AWG (0.05-3.31 MM2),NON-IS | GENERATOR PANEL
XT0335 | 1066730-7,1066730-8,1067996-4 | TERMINAL BLOCK, SPRING, 4 CONDUCTOR,30-12 AWG (0.05-3.31 MM2),NON-IS | GENERATOR PANEL
XT0336 | 1066730-7,1066730-8,1067996-4 | TERMINAL BLOCK, SPRING, 4 CONDUCTOR,30-12 AWG (0.05-3.31 MM2),NON-IS | GENERATOR PANEL
XT0337 | 1066730-7,1066730-8,1067996-82 | TERMINAL BLOCK, SPRING, 4 CONDUCTOR,30-12 AWG (0.05-3.31 MM2),NON-IS | GENERATOR PANEL
XT0350 | 1066730-16,1066730-17,1066730-18 | TERMINAL STRIP, 2 CONDUCTOR | GENERATOR PANEL
XT0351 | 1066730-7,1066730-8,1067996-82 | TERMINAL BLOCK, SPRING, 4 CONDUCTOR,30-12 AWG (0.05-3.31 MM2),NON-IS | GENERATOR PANEL
XT0352 | 1066730-16,1066730-17,1066730-18 | TERMINAL STRIP, 2 CONDUCTOR | GENERATOR PANEL
XT0360 | 1066730-7,1066730-8,1067996-4 | TERMINAL BLOCK, SPRING, 4 CONDUCTOR,30-12 AWG (0.05-3.31 MM2),NON-IS | GENERATOR PANEL
XT0370 | 1066730-7,1066730-8,1067996-4 | TERMINAL BLOCK, SPRING, 4 CONDUCTOR,30-12 AWG (0.05-3.31 MM2),NON-IS | GENERATOR PANEL
XT0400 | 1066730-1,1066730-7,1066730-8,1067996-4 | TERMINAL STRIP, 4 CONDUCTOR | GENERATOR PANEL
XT1521 | 1066730-7 | TERMINAL BLOCK, SPRING, 4 CONDUCTOR,30-12 AWG (0.05-3.31 MM2),NON-IS | GENERATOR PANEL
AT0175 | 1056244-5 | 8 CHANNEL ED I/O, EAGLE QUANTUM PREMIER | LEFT SIDE RAIL^JB70
AT0176 | 1056244-5 | 8 CHANNEL ED I/O, EAGLE QUANTUM PREMIER | LEFT SIDE RAIL^JB70
AT0178 | 1056244-5 | 8 CHANNEL ED I/O, EAGLE QUANTUM PREMIER | LEFT SIDE RAIL^JB70
FU0170 | 1043265-1,1043265-6 | FUSE, 15A | LEFT SIDE RAIL^JB70
GR0170 | 903849C1 | RAIL GROUND, DIN RAIL GROUNDING | LEFT SIDE RAIL^JB70
KA0172 | 1061979-1 | RELAY, FIRE DETECTED (CUSTOMER) | LEFT SIDE RAIL^JB70
KA0174 | 1061979-1 | RELAY, GAS DETECTED (CUSTOMER) | LEFT SIDE RAIL^JB70
KA0176 | 1061979-1 | RELAY, VENTILATION REQUIRED | LEFT SIDE RAIL^JB70
KA0177 | 1061979-1 | RELAY, VENTILATION REQUIRED | LEFT SIDE RAIL^JB70
KA0178 | 1061979-1 | RELAY, LOCAL HORN CONTROL (EQP) | LEFT SIDE RAIL^JB70
KA0875 | 1061979-1 | RELAY, LOCAL HORN CONTROL (PLC) | LEFT SIDE RAIL^JB70
KA6510 | 1061979-1 | RELAY, FIRE SYSTEM AUTO/INHIBIT | LEFT SIDE RAIL^JB70
KA6511 | 1061979-1 | RELAY, FIRE SYSTEM AUTO/INHIBIT | LEFT SIDE RAIL^JB70
RR0175A | 912137C1 | RESISTOR, 10K OHM | LEFT SIDE RAIL^JB70
RR0175D | 912137C1 | RESISTOR, 10K OHM | LEFT SIDE RAIL^JB70
RR0175I | 912137C1 | RESISTOR, 10K OHM | LEFT SIDE RAIL^JB70
RR0175M | 912137C1 | RESISTOR, 10K OHM | LEFT SIDE RAIL^JB70
RR0175S5 | 912137C1 | RESISTOR, 10K OHM | LEFT SIDE RAIL^JB70
RR0176S4 | 912137C1 | RESISTOR, 10K OHM | LEFT SIDE RAIL^JB70
RR0176S5 | 912137C1 | RESISTOR, 10K OHM | LEFT SIDE RAIL^JB70
RR0176S7 | 912137C1 | RESISTOR, 10K OHM | LEFT SIDE RAIL^JB70
RR0178 | 912137C1 | RESISTOR, 10K OHM | LEFT SIDE RAIL^JB70
VD0175A | 960592C1 | DIODE, 15 pF | LEFT SIDE RAIL^JB70
VD0175D | 960592C1 | DIODE, 15 pF | LEFT SIDE RAIL^JB70
VD0175I | 960592C1 | DIODE, 15 pF | LEFT SIDE RAIL^JB70
VD0178 | 960592C1 | DIODE, 15 pF | LEFT SIDE RAIL^JB70
VD6211 | 960592C1 | DIODE, 15 pF | LEFT SIDE RAIL^JB70
VD6212 | 960592C1 | DIODE, 15 pF | LEFT SIDE RAIL^JB70
VD6221 | 960592C1 | DIODE, 15 pF | LEFT SIDE RAIL^JB70
VD6222 | 960592C1 | DIODE, 15 pF | LEFT SIDE RAIL^JB70
XT0170 | 1066730-7,1066730-8,1067996-11 | TERMINAL BLOCK, SPRING, 4 CONDUCTOR,30-12 AWG (0.05-3.31 MM2),NON-IS | LEFT SIDE RAIL^JB70
XT0171 | 1066730-7,1066730-8,1067996-11 | TERMINAL BLOCK, SPRING, 4 CONDUCTOR,30-12 AWG (0.05-3.31 MM2),NON-IS | LEFT SIDE RAIL^JB70
XT0172 | 1066730-7,1066730-8,1067996-11 | TERMINAL BLOCK, SPRING, 4 CONDUCTOR,30-12 AWG (0.05-3.31 MM2),NON-IS | LEFT SIDE RAIL^JB70
AF0121 | 2684693-17,2684693-24 | 5094-OB16XT, 16 DISCRETE OUTPUT | LEFT SIDE RAIL^JB72
AF0122 | 2684693-17,2684693-23 | 5094-IB16XT, 16 DISCRETE INPUT | LEFT SIDE RAIL^JB72
AF0123 | 2684693-19,2684693-33 | 5094-IY8XT, 8 ANALOG INPUT, TC/RTD/ I&V | LEFT SIDE RAIL^JB72
AU0120 | 2684693-22 | 5094-AENTRXT, FLEX 5000 I/O | LEFT SIDE RAIL^JB72
FU0120 | 1043265-1,1043265-5 | FUSE, 10A | LEFT SIDE RAIL^JB72
FU0121 | 1043265-1,1043265-5 | FUSE, 10A | LEFT SIDE RAIL^JB72
FU0332 | 1043265-1,1043265-7 | FUSE, 20A | LEFT SIDE RAIL^JB72
FU0333 | 1043265-1,1043265-4 | FUSE, 5A | LEFT SIDE RAIL^JB72
FU0334 | 1043265-1,1043265-4 | FUSE, 5A | LEFT SIDE RAIL^JB72
FU0335 | 1043265-1,1043265-4 | FUSE, 5A | LEFT SIDE RAIL^JB72
GR0120 | 903849C1 | RAIL GROUND, DIN RAIL GROUNDING | LEFT SIDE RAIL^JB72
XT0120 | 1066730-7,1066730-8,1067996-4 | TERMINAL BLOCK, SPRING, 4 CONDUCTOR,30-12 AWG (0.05-3.31 MM2),NON-IS | LEFT SIDE RAIL^JB72
BA0005 | 1271449-1 | MEDIA CONVERTER, ETHERNET-FIBER OPTIC | MEDIA CONVERTER
BA0006 | 1271449-1 | MEDIA CONVERTER, ETHERNET-FIBER OPTIC | MEDIA CONVERTER
FU0005 | 1043265-1,1043265-3 | FUSE, 2A | MEDIA CONVERTER
FU0006 | 1043265-1,1043265-3 | FUSE, 2A | MEDIA CONVERTER
GR1123 | 903849C1 | RAIL GROUND, DIN RAIL GROUNDING | MEDIA CONVERTER
GR1125 | 903849C1 | RAIL GROUND, DIN RAIL GROUNDING | MEDIA CONVERTER
XT0003 | 1066730-32,1066730-7,1066730-8,1067996-82 | TERMINAL BLOCK, SPRING, 4 CONDUCTOR,30-12 AWG (0.05-3.31 MM2),NON-IS | MEDIA CONVERTER
CC_SPINRESERVE | CUSTOMER DEFINED | CUSTOMER CONNECTION, SPIN RESERVE SIGNAL | PANEL
CCKA0224 | CUSTOMER DEFINED | CUSTOMER CONNECTION, EMERGENCY SHUTDOWN ACTIVE | PANEL
KA7501 | CUSTOMER DEFINED | COMPONENT DESCRIPTION, CLOCK SYNCHRONIZATION | PANEL
SB7510 | CUSTOMER DEFINED | PUSHBUTTON SWITCH, START (CUSTOMER) | PANEL
SB7511 | CUSTOMER DEFINED | PUSHBUTTON SWITCH, NORMAL STOP (CUSTOMER) | PANEL
SB7512 | CUSTOMER DEFINED | PUSHBUTTON SWITCH, EMERGENCY STOP (CUSTOMER) | PANEL
SB7551 | CUSTOMER DEFINED | PUSHBUTTON SWITCH, VOLTAGE INCREASE (CUSTOMER) | PANEL
SB7552 | CUSTOMER DEFINED | PUSHBUTTON SWITCH, VOLTAGE DECREASE (CUSTOMER) | PANEL
SB7554 | CUSTOMER DEFINED | PUSHBUTTON SWITCH, SPEED INCREASE (CUSTOMER) | PANEL
SB7555 | CUSTOMER DEFINED | PUSHBUTTON SWITCH, SPEED DECREASE (CUSTOMER) | PANEL
AF0081 | 2684693-18,2684693-28 | 5094-IB16SXT, 16 DISCRETE INPUT, S | PANEL A
AF0082 | 2684693-17,2684693-23 | 5094-IB16XT, 16 DISCRETE INPUT | PANEL A
AF0083 | 2684693-19,2684693-33 | 5094-IY8XT, 8 ANALOG INPUT, TC/RTD/ I&V | PANEL A
AF0084 | 2684693-19,2684693-33 | 5094-IY8XT, 8 ANALOG INPUT, TC/RTD/ I&V | PANEL A
AF0085 | 2684693-18,2684693-56 | 5094-IF8IHXT, 8 ANALOG INPUT, ISOLATED | PANEL A
AF0086 | 2684693-18,2684693-56 | 5094-IF8IHXT, 8 ANALOG INPUT, ISOLATED | PANEL A
AF0087 | 2684693-17,2684693-23 | 5094-IB16XT, 16 DISCRETE INPUT | PANEL A
AF0091 | 2684693-17,2684693-23 | 5094-IB16XT, 16 DISCRETE INPUT | PANEL A
AF0092 | 2684693-17,2684693-24 | 5094-OB16XT, 16 DISCRETE OUTPUT | PANEL A
AF0093 | 2684693-17,2684693-24 | 5094-OB16XT, 16 DISCRETE OUTPUT | PANEL A
AF0094 | 2684693-19,2684693-33 | 5094-IY8XT, 8 ANALOG INPUT, TC/RTD/ I&V | PANEL A
AF0095 | 2684693-17,2684693-25 | 5094-OB8XT, 8 DISCRETE OUTPUT | PANEL A
AU0080 | 2684693-22 | 5094-AENTRXT, FLEX 5000 I/O | PANEL A
AU0090 | 2684693-22 | 5094-AENTRXT, FLEX 5000 I/O | PANEL A
FU0010 | 1043265-1,1043265-5 | FUSE, 10A | PANEL A
FU0011 | 1043265-1,1043265-7 | FUSE, 20A | PANEL A
FU0012 | 1043265-1,1043265-5 | FUSE, 10A | PANEL A
FU0013 | 1043265-1,1043265-5 | FUSE, 10A | PANEL A
FU0014 | 1043265-1,1043265-5 | FUSE, 10A | PANEL A
FU0015 | 1043265-1,1043265-5 | FUSE, 10A | PANEL A
FU0017 | [2]1043265-1,[2]1043265-5 | FUSE, 10A | PANEL A
FU0080 | 1043265-1,1043265-5 | FUSE, 10A | PANEL A
FU0090 | 1043265-1,1043265-5 | FUSE, 10A | PANEL A
FU0091 | 1043265-1,1043265-5 | FUSE, 10A | PANEL A
FU0092 | 1043265-1,1043265-5 | FUSE, 10A | PANEL A
FU0093 | 1043265-1,1043265-5 | FUSE, 10A | PANEL A
FU0136 | 1043265-1,1043265-9 | FUSE, 30A | PANEL A
FU0137 | 1043265-1,1043265-7 | FUSE, 20A | PANEL A
FU0139 | 1043265-1,1043265-4 | FUSE, 5A | PANEL A
FU0140 | 1043265-1,1043265-4 | FUSE, 5A | PANEL A
FU0291 | 1043265-4 | FUSE, 5A | PANEL A
GR0131 | 903849C1 | RAIL GROUND, DIN RAIL GROUNDING | PANEL A
GR0132 | 903849C1 | RAIL GROUND, DIN RAIL GROUNDING | PANEL A
GR0133 | 903849C1 | RAIL GROUND, DIN RAIL GROUNDING | PANEL A
GR0134 | 903849C1 | RAIL GROUND, DIN RAIL GROUNDING | PANEL A
KA0130 | 1061979-1 | RELAY, LOWSPEED/OPEN PROBE SETPOINT | PANEL A
KA0131 | 1061979-1 | RELAY, CONTROLLER ACTIVE | PANEL A
KA0132 | 1061979-1 | RELAY, CONTROLLER ACTIVE | PANEL A
KA0133 | 1061979-1 | RELAY, POST LUBE NOT REQUIRED | PANEL A
KA0134 | 1061979-1 | RELAY, BACKUP COMMAND OFF | PANEL A
KA0135 | 1061979-1 | RELAY, AC PRE/POST PUMP DRIVE | PANEL A
KA0136 | 1061979-1 | RELAY, LUBE OIL HEADER PRESSURE HIGH | PANEL A
KA0137 | 1061979-1 | RELAY, LUBE PUMP INHIBIT | PANEL A
KA0138 | 1061979-1 | RELAY, BACKUP LUBE OIL PUMP OFF | PANEL A
KA0141 | 1061979-1 | RELAY, CONTROLLER ACTIVE | PANEL A
KA0144 | 1061979-1 | RELAY, AC PRE/POST PUMP DRIVE | PANEL A
KA0221 | 1061979-1 | RELAY, PRIMARY GAS FUEL SHUTOFF VALVE | PANEL A
KA2160 | 1061979-1 | RELAY, CLOSE GAS BLOCK VALVE | PANEL A
KA2161 | 1061979-1 | RELAY, OPEN GAS BLEED VALVE | PANEL A
KA3103 | 1061979-1 | RELAY, LUBE OIL TANK HEATER | PANEL A
KA3220 | 1061979-1 | RELAY, LUBE OIL COOLER FAN | PANEL A
KA6211 | 1061979-1 | RELAY, DRIVER ENCLOSURE^VENT FAN #1 | PANEL A
KA6212 | 1061979-1 | RELAY, DRIVER ENCLOSURE^VENT FAN #2 | PANEL A
KA6221 | 1061979-1 | RELAY, DRIVEN ENCLOSURE^VENT FAN #1 | PANEL A
KA6222 | 1061979-1 | RELAY, DRIVEN ENCLOSURE^VENT FAN #2 | PANEL A
KT0140 | 2651077-1 | TIMER RELAY, BACKUP PUMP POST LUBE OFF CYCLE | PANEL A
KT0141 | 2651077-1 | TIMER RELAY, BACKUP POST LUBE CONTINUOUS | PANEL A
KT0142 | 2651077-1 | TIMER RELAY, TOTAL POST LUBE | PANEL A
KT0143 | 2651077-1 | TIMER RELAY, BACKUP PUMP POST LUBE ON CYCLE | PANEL A
KT0144 | 2651077-1 | TIMER RELAY, HEADER PRESSURE HIGH BACKUP PUMP OFF | PANEL A
KT0145 | 2651077-1 | TIMER RELAY, FIRE DETECTED ROLLDOWN LUBE | PANEL A
KT0146 | 2651077-3 | TIMER RELAY, WATCHDOG | PANEL A
PC0470 | 2271605-1 | TIMER/COUNTER, ENGINE HOUR / START COUNTER | PANEL A
PEG0130 | 232941-300 | BUS BAR, PANEL A - POWER EARTH GROUNDING | PANEL A
RR0851 | 981090C1 | RESISTOR, 3.01K OHM | PANEL A
RR0852 | 981089C1 | RESISTOR, 1.0K OHM | PANEL A
UJ0131 | 1286570-1 | POWER CONVERTER, AC/DC INPUT TO 28V DC OUTPUT | PANEL A
UV0291 | 1088442-4 | POWER CONVERTER, DC/DC INPUT TO 24V DC OUTPUT | PANEL A
XT0011 | 1066730-16,1066730-17,1066730-18 | TERMINAL STRIP, 2 CONDUCTOR | PANEL A
XT0014 | 1247052-1 | BUS BAR, SYSTEM FUNCTION (USE) | PANEL A
XT0080 | 1066730-7,1066730-8,1067996-4 | TERMINAL BLOCK, SPRING, 4 CONDUCTOR,30-12 AWG (0.05-3.31 MM2),NON-IS | PANEL A
XT0081 | 1066730-4,1066730-7,1066730-8 | TERMINAL BLOCK, SPRING, 4 CONDUCTOR,30-12 AWG (0.05-3.31 MM2),NON-IS | PANEL A
XT0085 | 1066730-7,1066730-8,1067996-4 | TERMINAL BLOCK, SPRING, 4 CONDUCTOR,30-12 AWG (0.05-3.31 MM2),NON-IS | PANEL A
XT0134 | 1066730-16,1066730-17,1066730-18 | TERMINAL STRIP, 2 CONDUCTOR | PANEL A
XT0135 | 1066730-7,1066730-8,1067996-4 | TERMINAL BLOCK, SPRING, 4 CONDUCTOR,30-12 AWG (0.05-3.31 MM2),NON-IS | PANEL A
XT0136 | 1066730-7,1066730-8,1067996-82 | TERMINAL BLOCK, SPRING, 4 CONDUCTOR,30-12 AWG (0.05-3.31 MM2),NON-IS | PANEL A
XT0137 | 1066730-5,1066730-7,1067996-4 | TERMINAL BLOCK, SPRING, 4 CONDUCTOR,30-12 AWG (0.05-3.31 MM2),NON-IS | PANEL A
XT0138 | 1066730-16,1066730-17,1066730-18 | TERMINAL STRIP, 2 CONDUCTOR | PANEL A
XT0139 | 1066730-7,1066730-8,1067996-4 | TERMINAL BLOCK, SPRING, 4 CONDUCTOR,30-12 AWG (0.05-3.31 MM2),NON-IS | PANEL A
XT0291 | 1066730-4,1066730-7,1066730-8 | TERMINAL BLOCK, SPRING, 4 CONDUCTOR,30-12 AWG (0.05-3.31 MM2),NON-IS | PANEL A
AF0061 | 2684693-17,2684693-25 | 5094-OB8XT, 8 DISCRETE OUTPUT | PANEL B
AF0062 | 2684693-17,2684693-25 | 5094-OB8XT, 8 DISCRETE OUTPUT | PANEL B
AF0063 | 2684693-17,2684693-23 | 5094-IB16XT, 16 DISCRETE INPUT | PANEL B
AF0064 | 2684693-18,2684693-30 | 5094-IF4IHSXT, 4 ANALOG INPUT, S | PANEL B
AF0065 | 2684693-18,2684693-30 | 5094-IF4IHSXT, 4 ANALOG INPUT, S | PANEL B
AF0066 | 2684693-18,2684693-27 | 5094-OF8IHXT, 8 ANALOG OUTPUT, ISOLATED | PANEL B
AF0067 | 2684693-17,2684693-25 | 5094-OB8XT, 8 DISCRETE OUTPUT | PANEL B
AF0068 | 2684693-21,2684693-36 | 5094-IRT8SXT, 8 RTD/TC ANALOG INPUT, S | PANEL B
AF0071 | 2684693-18,2684693-32 | 5094-IJ2ISXT, 2 FAST COUNTER INPUT, S | PANEL B
AF0072 | 2684693-18,2684693-30 | 5094-IF4IHSXT, 4 ANALOG INPUT, S | PANEL B
AF0073 | 2684693-21,2684693-36 | 5094-IRT8SXT, 8 RTD/TC ANALOG INPUT, S | PANEL B
AF0074 | 2684693-18,2684693-56 | 5094-IF8IHXT, 8 ANALOG INPUT, ISOLATED | PANEL B
AF0075 | 2684693-18,2684693-30 | 5094-IF4IHSXT, 4 ANALOG INPUT, S | PANEL B
AF0076 | 2684693-18,2684693-55 | 5094-OB16SXT, 16 DISCRETE OUTPUT, S | PANEL B
AF0077 | 2684693-19,2684693-33 | 5094-IY8XT, 8 ANALOG INPUT, TC/RTD/ I&V | PANEL B
AU0060 | 2684693-22 | 5094-AENTRXT, FLEX 5000 I/O | PANEL B
AU0070 | 2684693-22 | 5094-AENTRXT, FLEX 5000 I/O | PANEL B
BA0009 | 1271449-1 | MEDIA CONVERTER, ETHERNET-FIBER OPTIC | PANEL B
BA1100 | 1337728-10 | SWITCH, ETAP, DLR INTERFACE | PANEL B
FU0009 | 1043265-1,1043265-3 | FUSE, 2A | PANEL B
FU0060 | 1043265-1,1043265-5 | FUSE, 10A | PANEL B
FU0061 | 1043265-1,1043265-5 | FUSE, 10A | PANEL B
FU0062 | 1043265-1,1043265-5 | FUSE, 10A | PANEL B
FU0063 | 1043265-1,1043265-5 | FUSE, 10A | PANEL B
FU0064 | 1043265-1,1043265-5 | FUSE, 10A | PANEL B
FU0070 | 1043265-1,1043265-5 | FUSE, 10A | PANEL B
FU0071 | 1043265-1,1043265-5 | FUSE, 10A | PANEL B
FU0210 | 1043265-1,1043265-7 | FUSE, 20A | PANEL B
FU0211 | 1043265-1,1043265-4 | FUSE, 5A | PANEL B
FU0212 | 1043265-1,1043265-3 | FUSE, 2A | PANEL B
FU1101 | 1043265-1,1043265-3 | FUSE, 2A | PANEL B
GR0231 | 903849C1 | RAIL GROUND, DIN RAIL GROUNDING | PANEL B
GR0232 | 903849C1 | RAIL GROUND, DIN RAIL GROUNDING | PANEL B
GR0233 | 903849C1 | RAIL GROUND, DIN RAIL GROUNDING | PANEL B
IEG0230 | 232941-300 | BUS BAR, PANEL B - INSTRUMENT EARTH GROUNDING | PANEL B
KA0222 | 1061979-1 | RELAY, SECONDARY GAS FUEL SHUTOFF VALVE | PANEL B
KA0224 | 1061979-1 | RELAY, EMERGENCY SHUTDOWN ACTIVE | PANEL B
KA0231 | 1061979-1 | RELAY, CONTROLLER ACTIVE | PANEL B
KA0232 | 1061979-1 | RELAY, CONTROLLER ACTIVE | PANEL B
KA0233 | 1061979-1 | RELAY, CONTROLLER ACTIVE | PANEL B
KA0234 | 1061979-1 | RELAY, CONTROLLER ACTIVE | PANEL B
KA0235 | 1061979-1 | RELAY, NO EMERGENCY SHUTDOWN SUMMARY | PANEL B
KA0236 | 1061979-1 | RELAY, NO EMERGENCY SHUTDOWN SUMMARY | PANEL B
KA0237 | 1061979-1 | RELAY, NO EMERGENCY SHUTDOWN SUMMARY | PANEL B
KA0238 | 1061979-1 | RELAY, NO EMERGENCY SHUTDOWN SUMMARY | PANEL B
KA0239 | 1061979-1 | RELAY, NO EMERGENCY SHUTDOWN SUMMARY | PANEL B
KA0240 | 1061979-1 | RELAY, NO EMERGENCY SHUTDOWN SUMMARY | PANEL B
KA0241 | 1061979-1 | RELAY, BACKUP SYSTEM RESET | PANEL B
KA0242 | 1061979-1 | RELAY, BACKUP SYSTEM RESET | PANEL B
KA0243 | 1061979-1 | RELAY, NO FIRE DETECTED | PANEL B
KA0244 | 1061979-1 | RELAY, NO FIRE DETECTED | PANEL B
KA0245 | 1061979-1 | RELAY, NO GAS DETECTED | PANEL B
KA0246 | 1061979-1 | RELAY, NO FIRE DETECTED | PANEL B
KA0247 | 1061979-1 | RELAY, NO FIRE DETECTED | PANEL B
KA0248 | 1061979-1 | RELAY, NO EMERGENCY SHUTDOWN SUMMARY | PANEL B
KA0249 | 1061979-1 | RELAY, NO GAS DETECTED | PANEL B
KA0250 | 1061979-1 | RELAY, NO EMERGENCY SHUTDOWN SUMMARY | PANEL B
KA1020 | 1061979-1 | RELAY, IGNITION START | PANEL B
UA1200 | 1053834-8 | BUOS MODULE, BACKUP OVERSPEED | PANEL B
XT0005 | 1066730-32,1066730-7,1066730-8,1067996-82 | TERMINAL BLOCK, SPRING, 4 CONDUCTOR,30-12 AWG (0.05-3.31 MM2),NON-IS | PANEL B
XT0060 | 1066730-7,1066730-8,1067996-4 | TERMINAL BLOCK, SPRING, 4 CONDUCTOR,30-12 AWG (0.05-3.31 MM2),NON-IS | PANEL B
XT0070 | 1066730-7,1066730-8,1067996-4 | TERMINAL BLOCK, SPRING, 4 CONDUCTOR,30-12 AWG (0.05-3.31 MM2),NON-IS | PANEL B
XT0233 | 1066730-7,1066730-8,1067996-4 | TERMINAL BLOCK, SPRING, 4 CONDUCTOR,30-12 AWG (0.05-3.31 MM2),NON-IS | PANEL B
XT0235 | 1066730-7,1066730-8,1067996-4 | TERMINAL BLOCK, SPRING, 4 CONDUCTOR,30-12 AWG (0.05-3.31 MM2),NON-IS | PANEL B
XT0236 | 1066730-7,1066730-8,1067996-82 | TERMINAL BLOCK, SPRING, 4 CONDUCTOR,30-12 AWG (0.05-3.31 MM2),NON-IS | PANEL B
XT0237 | 1066730-10,1066730-9,1067996-4 | DIODE TERMINAL STRIP, 4 CONDUCTOR | PANEL B
XT0240 | 1066730-7,1066730-8,1067996-4 | TERMINAL BLOCK, SPRING, 4 CONDUCTOR,30-12 AWG (0.05-3.31 MM2),NON-IS | PANEL B
AP0601 | [2]1089241-20 | MODULE, BLANK FILLER | PLC PANEL
AP0602 | 1089241-40 | 1756-EN2TRXT, ETHERNET | PLC PANEL
AP0603 | 1089241-40 | 1756-EN2TRXT, ETHERNET | PLC PANEL
AP0604 | 1089241-20 | MODULE, BLANK FILLER | PLC PANEL
AP0605 | 1089241-20 | MODULE, BLANK FILLER | PLC PANEL
AP0606 | 1089241-40 | 1756-EN2TRXT, ETHERNET | PLC PANEL
AP0607 | 1089241-20,1089241-36 | 1756-EN2TXT, ETHERNET | PLC PANEL
AP0608 | 1089241-20 | MODULE, BLANK FILLER | PLC PANEL
AP0609 | 1089241-40 | 1756-EN2TRXT, ETHERNET | PLC PANEL
AR0600 | 1057900,1059465,1089241-42,1103759,19298R1,22652R1 | RACK CHASSIS, 1756-A10XT (10 SLOT) | PLC PANEL
AT0600 | 1089241-43 | 1756-L83EXTS, CONTROLLER^GUARDLOGIX | PLC PANEL
AT0680 | 1634974-100 | GATEWAY MODULE, TURBOTRONIC GATEWAY | PLC PANEL
BA0001 | 1271449-1 | MEDIA CONVERTER, ETHERNET-FIBER OPTIC | PLC PANEL
BA0002 | 1271449-1 | MEDIA CONVERTER, ETHERNET-FIBER OPTIC | PLC PANEL
FU0001 | 1043265-1,1043265-3 | FUSE, 2A | PLC PANEL
FU0002 | 1043265-1,1043265-3 | FUSE, 2A | PLC PANEL
FU0680 | 1043265-1,1043265-4 | FUSE, 5A | PLC PANEL
GR0234 | [2]903849C1 | RAIL GROUND, DIN RAIL GROUNDING | PLC PANEL
UV0600 | 1089241-28 | POWER SUPPLY, RSLOGIX CHASSIS | PLC PANEL
XT0001 | 1066730-32,1066730-7,1066730-8,1067996-82 | TERMINAL BLOCK, SPRING, 4 CONDUCTOR,30-12 AWG (0.05-3.31 MM2),NON-IS | PLC PANEL
XT0680 | 1066730-7,1066730-8,1067996-4 | TERMINAL BLOCK, SPRING, 4 CONDUCTOR,30-12 AWG (0.05-3.31 MM2),NON-IS | PLC PANEL
FU1100 | 1043265-1,1043265-5 | FUSE, 10A | RIGHT SIDE RAIL^JB70
GR1100 | 903849C1 | RAIL GROUND, DIN RAIL GROUNDING | RIGHT SIDE RAIL^JB70
AF0181 | 2684693-17,2684693-25 | 5094-OB8XT, 8 DISCRETE OUTPUT | RIGHT SIDE RAIL^JB72
AF0182 | 2684693-17,2684693-23 | 5094-IB16XT, 16 DISCRETE INPUT | RIGHT SIDE RAIL^JB72
AF0183 | 2684693-18,2684693-28 | 5094-IB16SXT, 16 DISCRETE INPUT, S | RIGHT SIDE RAIL^JB72
AF0184 | 2684693-19,2684693-33 | 5094-IY8XT, 8 ANALOG INPUT, TC/RTD/ I&V | RIGHT SIDE RAIL^JB72
AU0180 | 2684693-22 | 5094-AENTRXT, FLEX 5000 I/O | RIGHT SIDE RAIL^JB72
FU0180 | 1043265-1,1043265-5 | FUSE, 10A | RIGHT SIDE RAIL^JB72
FU0181 | 1043265-1,1043265-5 | FUSE, 10A | RIGHT SIDE RAIL^JB72
FU0182 | 1043265-1,1043265-5 | FUSE, 10A | RIGHT SIDE RAIL^JB72
GR0180 | 903849C1 | RAIL GROUND, DIN RAIL GROUNDING | RIGHT SIDE RAIL^JB72
KA0180 | 1061979-1 | RELAY, 90% SPEED | RIGHT SIDE RAIL^JB72
KA0185 | 1061979-1 | RELAY, PERMISSIVE CLOSE CIRCUIT BREAKER | RIGHT SIDE RAIL^JB72
XT0180 | 1066730-7,1066730-8,1067996-4 | TERMINAL BLOCK, SPRING, 4 CONDUCTOR,30-12 AWG (0.05-3.31 MM2),NON-IS | RIGHT SIDE RAIL^JB72
XT0338 | 1066730-7 | TERMINAL BLOCK, SPRING, 4 CONDUCTOR,30-12 AWG (0.05-3.31 MM2),NON-IS | RIGHT SIDE RAIL^JB72

## JB70 DOOR_S
JB70 DOOR
JB70
Project # | 4N291
Project Name | P66 IRON MESA TX PG
Revision | B
Controls DE | J. TRINH
Phone: | 0
Controls ME | Z. WOITH
Phone:
From | [5 empty] | To
Device ID | Wire No. | Wire ID | Gauge/Size | Length | Device ID | Location | Bundle Name
AT0170:1 | UV01705 | WHT | 14 | 60 | UV0170:5(+) | JB70 DOOR | AT0170
AT0170:2 | UV01706 | WHT | 14 | 60 | UV0170:6(-) | JB70 DOOR
AT0170:3 | UV01707 | WHT | 14 | 60 | UV0170:7(+) | JB70 DOOR
AT0170:4 | UV01708 | WHT | 14 | 60 | UV0170:8(-) | JB70 DOOR
AT1100:NEG | -0V | WHT | 14 | 240 | XT0134:5 | PANEL A | AT1100
AT1100:POS | FU1100 | WHT | 14 | 160 | FU1100:LD | JB70 R/RAIL
SA0471:B1-13 | SA0471B113 | WHT | 20 | 240 | AF0087:40 | PANEL A | SA0471
SA0471:B1-14 | SA0471B114 | WHT | 20 | 240 | AF0087:08 | PANEL A
SA0471:B2-13 | SA0471B213 | WHT | 20 | 240 | AF0087:39 | PANEL A
SA0471:B2-14 | SA0471B214 | WHT | 20 | 240 | AF0087:07 | PANEL A
SA0472:B1-13 | SA0472B113 | WHT | 20 | 240 | AF0091:47 | PANEL A | SA0472
SA0472:B1-14 | SA0472B114 | WHT | 20 | 240 | AF0091:15 | PANEL A
SA0472:B2-13 | SA0472B213 | WHT | 20 | 240 | AF0091:46 | PANEL A
SA0472:B2-14 | SA0472B214 | WHT | 20 | 240 | AF0091:14 | PANEL A
SA0473:11 | SA047311 | WHT | 20 | 240 | AF0087:37 | PANEL A | SA0473
SA0473:12 | SA047312 | WHT | 20 | 240 | AF0087:05 | PANEL A
SA0473:13 | SA047313 | WHT | 20 | 240 | AF0087:38 | PANEL A
SA0473:14 | SA047314 | WHT | 20 | 240 | AF0087:06 | PANEL A
SB0471:11 | SB047111 | WHT | 20 | 240 | AF0087:34 | PANEL A | SB0471
SB0471:12 | SB047112 | WHT | 20 | 240 | AF0087:02 | PANEL A
SB0472:B1-12 | ESTOP | WHT | 20 | 240 | XT0137:2 | PANEL A | SB0472
SB0472:B1-11 | ESTOPA | WHT | 20 | 240 | XT0137:1 | PANEL A
SB0472:B2-11 | SB0472B211 | WHT | 20 | 240 | AF0081:36 | PANEL A
SB0472:B2-12 | SB0472B212 | WHT | 20 | 240 | AF0081:04 | PANEL A
SB0473:13 | SB047313 | WHT | 20 | 240 | AF0087:35 | PANEL A | SB0473
SB0473:14 | SB047314 | WHT | 20 | 240 | AF0087:03 | PANEL A
SB0474:13 | SB047413 | WHT | 20 | 240 | AF0087:36 | PANEL A | SB0474
SB0474:14 | SB047414 | WHT | 20 | 240 | AF0087:04 | PANEL A
SH0470:11 | SH047011 | WHT | 20 | 240 | AF0087:33 | PANEL A | SH0470
SH0470:12 | SH047012 | WHT | 20 | 240 | AF0087:01 | PANEL A
SH0470:13 | SH047013 | WHT | 20 | 240 | XT0137:5 | PANEL A
SH0470:14 | SH047014 | WHT | 20 | 240 | XT0137:6 | PANEL A
SH0470:X1 | SH0470X1 | WHT | 20 | 240 | AF0093:22 | PANEL A
SH0470:X2 | SH0470X2 | WHT | 20 | 240 | AF0093:06 | PANEL A
SH0471:11 | SH047111 | WHT | 20 | 240 | XT0137:3 | PANEL A | SH0471
SH0471:12 | SH047112 | WHT | 20 | 240 | XT0137:4 | PANEL A
SH0471:13 | SH047113 | WHT | 20 | 240 | AF0087:32 | PANEL A
SH0471:14 | SH047114 | WHT | 20 | 240 | AF0087:00 | PANEL A
SH0471:X1 | SH0471X1 | WHT | 20 | 240 | AF0093:31 | PANEL A
SH0471:X2 | SH0471X2 | WHT | 20 | 240 | AF0093:15 | PANEL A
SH0472:X1 | -0V | WHT | 20 | 200 | XT0236:3 | PANEL B | SH0472
SH0472:13 | FU0139 | WHT | 20 | 200 | XT0236:1 | PANEL B
SH0472:14 | KA0241A1 | WHT | 20 | 200 | XT0236:2 | PANEL B
SH0472:11 | SH047211 | WHT | 20 | 200 | XT0236:4 | PANEL B
SH0472:12 | SH047212 | WHT | 20 | 200 | XT0236:5 | PANEL B
SH0472:X2 | SH0472X2 | WHT | 20 | 200 | XT0237:2 B1 | PANEL B

## LEFT SIDE RAIL^JB70_S
LEFT SIDE RAIL^JB70
Project # | 4N291
Project Name | P66 IRON MESA TX PG
Revision | B
Controls DE | J. TRINH
Phone: | 0
Controls ME | Z. WOITH
Phone:
From | [5 empty] | To
Device ID | Wire No. | Wire ID | Gauge/Size | Length | Device ID | Location | Bundle Name
AT0175:18 | HL0171X1 | WHT | 20 | 120 | XT0171:13 | JB70 LEFT RAIL | AT0175
AT0175:21 | HL0172X1 | WHT | 20 | 120 | XT0171:16 | JB70 LEFT RAIL
AT0175:24 | HL0173X1 | WHT | 20 | 120 | XT0171:19 | JB70 LEFT RAIL
AT0175:2 | SB017013 | WHT | 20 | 120 | XT0171:9 | JB70 LEFT RAIL
AT0175:3 | SB017014 | WHT | 20 | 120 | XT0171:10 | JB70 LEFT RAIL
AT0175:17 | VD0175A | WHT | 20 | 120 | XT0171:12 | JB70 LEFT RAIL
AT0175:23 | VD0175D | WHT | 20 | 120 | XT0171:18 | JB70 LEFT RAIL
AT0175:20 | VD0175I | WHT | 20 | 120 | XT0171:15 | JB70 LEFT RAIL
AT0178:24 | KA0178A2 | WHT | 20 | 120 | XT0170:17 | JB70 LEFT RAIL | AT0178
AT0178:23 | VD0178 | WHT | 20 | 120 | XT0170:16 | JB70 LEFT RAIL
AT0178:20 | ZS61P | WHT | 20 | 120 | XT0170:24 | JB70 LEFT RAIL
AT0178:21 | ZS61S | WHT | 20 | 120 | XT0170:25 | JB70 LEFT RAIL
AT0178:1P1 | AT01764P1 | WHT | 14 | 60 | AT0176:4P1 | JB70 LEFT RAIL
AT0178:2P1 | AT01765P1 | WHT | 14 | 60 | AT0176:5P1 | JB70 LEFT RAIL
KA0178:A1 | KA0178A1 | WHT | 20 | 60 | XT0170:15 | JB70 LEFT RAIL | KA A1/2
KA0172:A2 | -0V | WHT | 20 | 60 | XT0170:4 | JB70 LEFT RAIL
KA0176:A2 | -0V | WHT | 20 | 60 | KA0177:A2 | JB70 LEFT RAIL
KA0176:A2 | -0V | WHT | 20 | 60 | XT0170:3 | JB70 LEFT RAIL
KA0178:A2 | KA0178A2 | WHT | 20 | 60 | XT0170:17 | JB70 LEFT RAIL
KA6510:A2 | KA6510A2 | WHT | 20 | 60 | AT0175:5P1 | JB70 LEFT RAIL
KA0875:14 | FU0170 | WHT | 20 | 100 | XT0170:1 | JB70 LEFT RAIL | KA
KA0875:11 | HA04722 | WHT | 20 | 60 | KA0178:11 | JB70 LEFT RAIL
KA0875:11 | HA04722 | WHT | 20 | 100 | XT0170:13 | JB70 LEFT RAIL
KA0172:11 | KA017211 | WHT | 20 | 100 | XT0170:7 | JB70 LEFT RAIL
KA0172:12 | KA017212 | WHT | 20 | 100 | XT0170:8 | JB70 LEFT RAIL
KA0174:11 | KA017411 | WHT | 20 | 100 | XT0170:9 | JB70 LEFT RAIL
KA0174:12 | KA017412 | WHT | 20 | 100 | XT0170:10 | JB70 LEFT RAIL
KA0176:11 | KA017611 | WHT | 20 | 100 | XT0171:1 | JB70 LEFT RAIL
KA0176:21 | KA017621 | WHT | 20 | 100 | XT0171:3 | JB70 LEFT RAIL
KA0177:11 | KA017711 | WHT | 20 | 100 | XT0171:5 | JB70 LEFT RAIL
KA0177:21 | KA024721 | WHT | 20 | 100 | XT0171:7 | JB70 LEFT RAIL
KA6510:12 | KA651012 | WHT | 20 | 60 | AT0175:11 | JB70 LEFT RAIL
KA6511:22 | KA651122 | WHT | 20 | 60 | AT0176:17 | JB70 LEFT RAIL
XT0170:14 | -0V | WHT | 20 | 60 | XT0170:4 | JB70 LEFT RAIL | XT/FU
XT0170:4 | -0V | WHT | 20 | 60 | XT0172:5 | JB70 LEFT RAIL
XT0172:6 | LON1S2 | WHT | 16 | 60 | XT0172:13 | JB70 LEFT RAIL
XT0172:15 | -0V | WHT | 14 | 60 | XT0172:8 | JB70 LEFT RAIL
XT0172:5 | -0V | WHT | 14 | 60 | XT0172:15 | JB70 LEFT RAIL
XT0172:14 | FU0170 | WHT | 14 | 60 | XT0172:7 | JB70 LEFT RAIL
XT0172:4 | FU0170 | WHT | 14 | 60 | XT0170:1 | JB70 LEFT RAIL
XT0172:4 | FU0170 | WHT | 14 | 60 | XT0172:14 | JB70 LEFT RAIL
XT0172:13 | LON1S2 | WHT | 14 | 60 | XT0172:9 | JB70 LEFT RAIL
FU0170:LD | FU0170 | WHT | 14 | 60 | XT0170:2 | JB70 LEFT RAIL
KA0875:A1 | -009212 | WHT | 20 | 160 | AF0092:12 | PANEL A | KA-A
KA0875:A2 | -009228 | WHT | 20 | 160 | AF0092:28 | PANEL A
KA0176:A1 | KA014422 | WHT | 20 | 160 | KA0144:22 | PANEL A
KA0176:14 | -009336 | WHT | 20 | 200 | AF0093:36 | PANEL A
KA0176:24 | -009337 | WHT | 20 | 200 | AF0093:37 | PANEL A
KA0177:24 | -009340 | WHT | 20 | 200 | AF0093:40 | PANEL A
KA0177:14 | -009345 | WHT | 20 | 200 | AF0093:45 | PANEL A
XT0171:2 | -009304 | WHT | 20 | 160 | AF0093:04 | PANEL A | XT-A
XT0171:4 | -009305 | WHT | 20 | 160 | AF0093:05 | PANEL A
XT0171:8 | -009308 | WHT | 20 | 160 | AF0093:08 | PANEL A
XT0171:6 | -009313 | WHT | 20 | 160 | AF0093:13 | PANEL A
XT0170:3 | -0V | WHT | 12 | 160 | XT0134:2 | PANEL A
FU0170:LI | FU0136 | WHT | 12 | 160 | XT0138:2 | PANEL A
KA0875:14 | FU0170 | WHT | 20 | 240 | KA0232:12 | PANEL B | KA-B
KA0178:14 | KA017814 | WHT | 20 | 240 | KA0232:11 | PANEL B
XT0170:2 | FU0170 | WHT | 20 | 220 | KA0232:21 | PANEL B | XT-B
XT0171:1 | KA017611 | WHT | 20 | 220 | KA0246:11 | PANEL B
XT0171:3 | KA017621 | WHT | 20 | 220 | KA0244:21 | PANEL B
XT0171:5 | KA017711 | WHT | 20 | 220 | KA0247:11 | PANEL B
XT0171:7 | KA024721 | WHT | 20 | 220 | KA0247:21 | PANEL B
2
AT0175:4P1 | AT01754P1 | WHT | 20 | 240 | SA0170:B2-13 | JB70 DOOR | AT-DOOR
AT0175:2P1 | UV017010 | WHT | 14 | 240 | UV0170:10(-) | JB70 DOOR
AT0176:1P1 | UV017011 | WHT | 14 | 240 | UV0170:11(+) | JB70 DOOR
AT0176:2P1 | UV017012 | WHT | 14 | 240 | UV0170:12(-) | JB70 DOOR
AT0175:1P1 | UV01709 | WHT | 14 | 240 | UV0170:9(+) | JB70 DOOR
KA0172:A1 | AT017025 | WHT | 20 | 240 | AT0170:25 | JB70 DOOR | KA-DOOR
KA0174:A1 | AT017031 | WHT | 20 | 240 | AT0170:31 | JB70 DOOR
KA6510:A1 | SA0170B214 | WHT | 20 | 240 | SA0170:B2-14 | JB70 DOOR
XT0170:5 | AT017045 | WHT | 20 | 160 | AT0170:45 | JB70 DOOR | XT-DOOR
XT0170:6 | AT017046 | WHT | 20 | 160 | AT0170:46 | JB70 DOOR
XT0171:13 | HL0171X1 | WHT | 20 | 160 | HL0171:X1 | JB70 DOOR
XT0171:11 | HL0171X2 | WHT | 20 | 160 | HL0171:X2 | JB70 DOOR
XT0171:16 | HL0172X1 | WHT | 20 | 160 | HL0172:X1 | JB70 DOOR
XT0171:14 | HL0172X2 | WHT | 20 | 160 | HL0172:X2 | JB70 DOOR
XT0171:19 | HL0173X1 | WHT | 20 | 160 | HL0173:X1 | JB70 DOOR
XT0171:17 | HL0173X2 | WHT | 20 | 160 | HL0173:X2 | JB70 DOOR
XT0170:11 | SA0170B113 | WHT | 20 | 160 | SA0170:B1-13 | JB70 DOOR
XT0170:11 | SA0170B113 | WHT | 20 | 160 | AT0170:11 | JB70 DOOR
XT0170:12 | SA0170B114 | WHT | 20 | 160 | SA0170:B1-14 | JB70 DOOR
XT0170:12 | SA0170B114 | WHT | 20 | 160 | AT0170:12 | JB70 DOOR
XT0171:9 | SB017013 | WHT | 20 | 160 | SB0170:13 | JB70 DOOR
XT0171:10 | SB017014 | WHT | 20 | 160 | SB0170:14 | JB70 DOOR
XT0170:3 | -0V | WHT | 14 | 160 | UV0170:4(-) | JB70 DOOR
XT0170:3 | -0V | WHT | 14 | 160 | UV0170:2(-) | JB70 DOOR
XT0170:2 | FU0170 | WHT | 14 | 160 | UV0170:3(+) | JB70 DOOR
XT0170:2 | FU0170 | WHT | 14 | 160 | UV0170:1(+) | JB70 DOOR
XT0170:19 | LON0N | WHT | 14 | 160 | UV0170:14(-) | JB70 DOOR
XT0170:18 | LON0P | WHT | 14 | 160 | UV0170:13(+) | JB70 DOOR
XT0170:22 | LON2N | WHT | 14 | 160 | UV0170:16(-) | JB70 DOOR
XT0170:21 | LON2P | WHT | 14 | 160 | UV0170:15(+) | JB70 DOOR
AT0170:24 | FU0139 | WHT | 20 | 300 | XT0240:12 | PANEL B | THRU RAIL
AT0170:30 | FU0139 | WHT | 20 | 300 | XT0240:12 | PANEL B
AT0170:26 | KA0243A1 | WHT | 20 | 300 | XT0240:7 | PANEL B
AT0170:32 | KA0245A1 | WHT | 20 | 300 | XT0240:8 | PANEL B

## RIGHT SIDE RAIL^JB70_S
RIGHT SIDE RAIL^JB70
Project # | 4N291
Project Name | P66 IRON MESA TX PG
Revision | B
Controls DE | J. TRINH
Phone: | 0
Controls ME | Z. WOITH
Phone:
From | [5 empty] | To
Device ID | Wire No. | Wire ID | Gauge/Size | Length | Device ID | Location | Bundle Name
FU1100:LI | FU0136 | WHT | 14 | 180 | XT0138:5 | PANEL A | FU-A

## PLC PANEL_S
PLC PANEL
JB70
Project # | 4N291
Project Name | P66 IRON MESA TX PG
Revision | B
Controls DE | J. TRINH
Phone: | 0
Controls ME | Z. WOITH
Phone:
From | [5 empty] | To
Device ID | Wire No. | Wire ID | Gauge/Size | Length | Device ID | Location | Bundle Name
BA0001:V1(-) | -0V | WHT | 16 | 60 | XT0001:2 | PLC PANEL | BA
BA0002:V1(-) | -0V | WHT | 16 | 60 | XT0001:5 | PLC PANEL
BA0001:V1(+) | FU0001 | WHT | 16 | 60 | FU0001:LD | PLC PANEL
BA0002:V1(+) | FU0002 | WHT | 16 | 60 | FU0002:LD | PLC PANEL
FU0001:LI | FU0210 | WHT | 16 | 60 | XT0001:1 | PLC PANEL | FU
FU0002:LI | FU0210 | WHT | 16 | 60 | XT0001:4 | PLC PANEL
FU0680:LD | AT0680POS | WHT | 14 | 60 | XT0680:1 | PLC PANEL
AT0680:NEG | -0V | WHT | 14 | 60 | XT0680:2 | PLC PANEL | AT0680
AT0680:POS | AT0680POS | WHT | 14 | 60 | XT0680:1 | PLC PANEL
UV0600:(-) | -0V | WHT | 14 | 120 | XT0135:1 | PANEL A | UV-A
UV0600:(+) | FU0010 | WHT | 14 | 120 | FU0010:LD | PANEL A
FU0680:LI | FU0210 | WHT | 14 | 120 | XT0233:3 | PANEL B | FU/XT-B
XT0001:6 | -0V | WHT | 16 | 120 | XT0005:2 | PANEL B
XT0001:3 | FU0210 | WHT | 16 | 120 | XT0005:1 | PANEL B
XT0680:2 | -0V | WHT | 14 | 120 | XT0235:3 | PANEL B
XT0001:2 | -0V | WHT | 12 | 120 | XT0235:3 | PANEL B
XT0001:5 | -0V | WHT | 12 | 120 | XT0235:3 | PANEL B
XT0001:1 | FU0210 | WHT | 12 | 120 | XT0233:3 | PANEL B
XT0001:4 | FU0210 | WHT | 12 | 120 | XT0233:3 | PANEL B

## PANEL A_S
PANEL A
JB70
Project # | 4N291
Project Name | P66 IRON MESA TX PG
Revision | B
Controls DE | J. TRINH
Phone: | 0
Controls ME | Z. WOITH
Phone:
From | [5 empty] | To
Device ID | Wire No. | Wire ID | Gauge/Size | Length | Device ID | Location | Bundle Name
AU0080:COM | -0V | WHT | 14 | 60 | XT0080:1 | PANEL A | AU
AU0090:COM | -0V | WHT | 14 | 60 | XT0081:1 | PANEL A
AU0080:V+ | FU0080 | WHT | 14 | 60 | FU0080:LD | PANEL A
AU0090:V+ | FU0090 | WHT | 14 | 60 | FU0090:LD | PANEL A
PC0470:INP_A | -009312 | WHT | 20 | 60 | AF0093:12 | PANEL A | PC0470
PC0470:-PWR | -009328 | WHT | 20 | 60 | AF0093:28 | PANEL A
PC0470:+PWR | -009344 | WHT | 20 | 60 | AF0093:44 | PANEL A
AF0086:28 | -0V | WHT | 20 | 60 | XT0080:5 | PANEL A | AF'S
AF0094:05 | -0V | WHT | 20 | 60 | XT0135:4 | PANEL A
AF0094:07 | -0V | WHT | 20 | 60 | XT0135:4 | PANEL A
AF0092:COM | -0V | WHT | 14 | 80 | XT0081:1 | PANEL A
AF0093:COM | -0V | WHT | 14 | 80 | XT0081:2 | PANEL A
AF0095:COM | -0V | WHT | 14 | 80 | XT0081:2 | PANEL A
AF0091:COM | AF0091N | WHT | 14 | 60 | AF0094:COM | PANEL A
AF0091:V+ | AF0091P | WHT | 14 | 60 | AF0094:V+ | PANEL A
AF0092:V+ | FU0091 | WHT | 14 | 60 | FU0091:LD | PANEL A
AF0093:V+ | FU0092 | WHT | 14 | 60 | FU0092:LD | PANEL A
AF0095:V+ | FU0093 | WHT | 14 | 60 | FU0093:LD | PANEL A
KA0130:A1 | -008135 | WHT | 20 | 100 | AF0081:35 | PANEL A | KA A1
KA0130:A1 | -008135 | WHT | 20 | 100 | KA0130:11 | PANEL A
KA2160:A1 | -009204 | WHT | 20 | 60 | AF0092:04 | PANEL A
KA2161:A1 | -009207 | WHT | 20 | 60 | AF0092:07 | PANEL A
KA3103:A1 | -009208 | WHT | 20 | 80 | AF0092:08 | PANEL A
KA3220:A1 | -009301 | WHT | 20 | 80 | AF0093:01 | PANEL A
KA0133:A1 | KA0133A1 | WHT | 20 | 60 | AF0092:02 | PANEL A
KA0134:A1 | KA0134A1 | WHT | 20 | 60 | AF0091:12 | PANEL A
KA0135:A1 | KA0135A1 | WHT | 20 | 120 | KA0144:A1 | PANEL A
KA0137:A1 | KA0137A1 | WHT | 20 | 60 | KT0142:18 | PANEL A
KA0131:A1 | KA0231A1 | WHT | 20 | 120 | XT0136:10 | PANEL A
KA0136:A1 | PS32002 | WHT | 20 | 120 | XT0136:5 | PANEL A
KA2160:A2 | -009220 | WHT | 20 | 60 | AF0092:20 | PANEL A | KA A2
KA2161:A2 | -009223 | WHT | 20 | 60 | AF0092:23 | PANEL A
KA3103:A2 | -009224 | WHT | 20 | 80 | AF0092:24 | PANEL A
KA3220:A2 | -009317 | WHT | 20 | 80 | AF0093:17 | PANEL A
KA6211:A2 | -009320 | WHT | 20 | 80 | AF0093:20 | PANEL A
KA6221:A2 | -009321 | WHT | 20 | 80 | AF0093:21 | PANEL A
KA6222:A2 | -009324 | WHT | 20 | 80 | AF0093:24 | PANEL A
KA6212:A2 | -009329 | WHT | 20 | 80 | AF0093:29 | PANEL A
KA0131:A2 | -0V | WHT | 20 | 60 | KT0145:A2 | PANEL A
KA0134:A2 | -0V | WHT | 20 | 60 | KA0144:A2 | PANEL A
KA0135:A2 | -0V | WHT | 20 | 60 | KA0136:A2 | PANEL A
KA0135:A2 | -0V | WHT | 20 | 60 | KA0144:A2 | PANEL A
KA0130:14 | -008103 | WHT | 20 | 60 | AF0081:03 | PANEL A | KA'S
KA0221:14 | -009502 | WHT | 20 | 60 | AF0095:02 | PANEL A
KA0132:11 | FU0139 | WHT | 20 | 60 | KA0133:11 | PANEL A
KA0138:14 | FU0139 | WHT | 20 | 90 | XT0136:11 | PANEL A
KA0141:24 | FU0139 | WHT | 20 | 90 | XT0136:2 | PANEL A
KA0131:14 | KA013114 | WHT | 20 | 80 | AF0092:06 | PANEL A
KA0132:22 | KA013222 | WHT | 20 | 60 | KA0137:14 | PANEL A
KA0132:22 | KA013222 | WHT | 20 | 120 | KT0141:18 | PANEL A
KA0132:24 | KA013224 | WHT | 20 | 60 | KA0134:14 | PANEL A
KA0131:11 | KA0135A1 | WHT | 20 | 120 | KA0135:A1 | PANEL A
KA0136:21 | KA013621 | WHT | 20 | 60 | AF0087:43 | PANEL A
KA0136:24 | KA013624 | WHT | 20 | 60 | AF0087:11 | PANEL A
KA0131:12 | KA013724 | WHT | 20 | 60 | KA0137:24 | PANEL A
KA0137:24 | KA013724 | WHT | 20 | 60 | AF0087:09 | PANEL A
KA0136:14 | KA013821 | WHT | 20 | 60 | KA0138:21 | PANEL A
KA0132:21 | KA0138A1 | WHT | 20 | 100 | KA0138:A1 | PANEL A
KA0141:11 | KA014111 | WHT | 20 | 80 | AF0091:39 | PANEL A
KA0141:14 | KA014114 | WHT | 20 | 80 | AF0091:07 | PANEL A
KA0138:11 | KM3170EP | WHT | 20 | 60 | XT0136:13 | PANEL A
KA0132:12 | KT0141A1 | WHT | 20 | 60 | KA0133:12 | PANEL A
KA0132:12 | KT0141A1 | WHT | 20 | 60 | KT0142:A1 | PANEL A
KA0138:24 | KT0144B1 | WHT | 20 | 60 | KT0144:B1 | PANEL A
KA0141:21 | KT0146A1 | WHT | 20 | 60 | KT0146:A1 | PANEL A
KT0140:A2 | -0V | WHT | 20 | 120 | XT0136:3 | PANEL A | KT L/S
KT0141:18 | KA013222 | WHT | 20 | 60 | KT0144:18 | PANEL A
KT0142:18 | KA0137A1 | WHT | 20 | 60 | KT0145:18 | PANEL A
KT0140:16 | KT014115 | WHT | 20 | 120 | KT0141:15 | PANEL A
KT0140:18 | KT0143A1 | WHT | 20 | 120 | KT0143:A1 | PANEL A
KT0140:15 | FU0139 | WHT | 20 | 60 | KT0142:15 | PANEL A | KT R/S
KT0140:15 | FU0139 | WHT | 20 | 60 | XT0136:2 | PANEL A
KT0142:15 | FU0139 | WHT | 20 | 60 | KT0144:A1 | PANEL A
KT0145:15 | FU0139 | WHT | 20 | 60 | KA0132:11 | PANEL A
KT0140:A1 | KT0140A1 | WHT | 20 | 120 | KT0143:16 | PANEL A
KT0141:A1 | KT0141A1 | WHT | 20 | 60 | KT0143:15 | PANEL A
UJ0131:IOUT | UJ0131IOUT | WHT | 20 | 60 | AF0094:06 | PANEL A | UJ0131
UJ0131:OK1 | UJ0131OK1 | WHT | 20 | 60 | AF0091:41 | PANEL A
UJ0131:OK2 | UJ0131OK2 | WHT | 20 | 60 | AF0091:09 | PANEL A
UJ0131:VIN | UJ0131VIN | WHT | 20 | 60 | AF0094:04 | PANEL A
UJ0131:- | -521NEG | WHT | 12 | 60 | XT0011:1 | PANEL A
UJ0131:+ | UJ0131P | WHT | 12 | 60 | FU0011:LD | PANEL A
UV0291:OUT1(-) | UV0291N | WHT | 16 | 60 | XT0291:5 | PANEL A | UV0291
UV0291:OUT1(+) | UV0291P | WHT | 16 | 60 | XT0291:1 | PANEL A
UV0291:24V(-) | -0V | WHT | 14 | 120 | XT0134:5 | PANEL A
UV0291:24V(+) | FU0291 | WHT | 14 | 120 | FU0291:LD | PANEL A
XT0080:5 | -0V | WHT | 20 | 80 | XT0135:3 | PANEL A | XT
XT0136:12 | -0V | WHT | 20 | 60 | XT0136:3 | PANEL A
XT0136:1 | FU0139 | WHT | 20 | 60 | XT0136:11 | PANEL A
XT0136:4 | FU0139 | WHT | 20 | 60 | XT0136:1 | PANEL A
XT0085:3 | -0V | WHT | 16 | 80 | XT0135:4 | PANEL A
XT0080:1 | -0V | WHT | 14 | 80 | XT0135:2 | PANEL A
XT0135:1 | -0V | WHT | 14 | 60 | XT0136:3 | PANEL A
XT0135:2 | -0V | WHT | 14 | 80 | XT0081:1 | PANEL A
XT0135:1 | -0V | WHT | 12 | 60 | XT0134:1 | PANEL A
FU0291:LI | FU0136 | WHT | 14 | 60 | XT0138:5 | PANEL A | FU
FU0010:LI | FU0137 | WHT | 14 | 60 | XT0139:1 | PANEL A
FU0080:LI | FU0137 | WHT | 14 | 60 | XT0139:1 | PANEL A
FU0090:LI | FU0137 | WHT | 14 | 60 | XT0139:2 | PANEL A
FU0140:LI | FU0137 | WHT | 14 | 60 | XT0139:3 | PANEL A
FU0139:LD | FU0139 | WHT | 14 | 80 | XT0085:1 | PANEL A
FU0139:LD | FU0139 | WHT | 14 | 120 | XT0136:1 | PANEL A
FU0140:LD | FU0140 | WHT | 14 | 80 | XT0080:4 | PANEL A
FU0137:LD | FU0137 | WHT | 12 | 60 | XT0139:1 | PANEL A
FU0137:LI | FU0136 | WHT | 12 | 60 | XT0138:1 | PANEL A
AF0081:41 | KA023921 | WHT | 20 | 160 | KA0239:21 | PANEL B | AF-B
AF0081:09 | KA023924 | WHT | 20 | 160 | KA0239:24 | PANEL B
AF0081:08 | KA024214 | WHT | 20 | 160 | KA0242:14 | PANEL B
AF0081:33 | KA024311 | WHT | 20 | 160 | KA0243:11 | PANEL B
AF0081:01 | KA024314 | WHT | 20 | 160 | KA0243:14 | PANEL B
AF0081:34 | KA024521 | WHT | 20 | 160 | KA0245:21 | PANEL B
AF0081:02 | KA024524 | WHT | 20 | 160 | KA0245:24 | PANEL B
AF0081:00 | UA1200J21 | WHT | 20 | 160 | KA0241:11 | PANEL B
AF0081:19 | UA1200J27 | WHT | 20 | 160 | UA1200:J2-7 | PANEL B
AF0092:13 | -009213 | WHT | 20 | 160 | XT0237:2 T2 | PANEL B
AF0095:18 | SV21202 | WHT | 20 | 160 | XT0060:4 | PANEL B
KA0221:A1 | -007602 | WHT | 20 | 160 | AF0076:02 | PANEL B | KA-B
KA0221:A2 | -007618 | WHT | 20 | 160 | AF0076:18 | PANEL B
KA0141:24 | FU0139 | WHT | 20 | 160 | KA0241:24 | PANEL B
KA0134:A1 | KA0134A1 | WHT | 20 | 160 | AF0067:12 | PANEL B
KA0144:22 | KA014422 | WHT | 20 | 160 | KA0249:12 | PANEL B
KA0221:11 | KA022111 | WHT | 20 | 160 | KA0235:24 | PANEL B
KA0144:21 | KA023222 | WHT | 20 | 160 | KA0232:22 | PANEL B
KA6211:A1 | KA6211A1 | WHT | 20 | 160 | KA0246:14 | PANEL B
KA6212:A1 | KA6212A1 | WHT | 20 | 160 | KA0247:14 | PANEL B
KA6221:A1 | KA6221A1 | WHT | 20 | 160 | KA0244:24 | PANEL B
KA6222:A1 | KA6222A1 | WHT | 20 | 160 | KA0247:24 | PANEL B
KA0141:21 | KT0146A1 | WHT | 20 | 160 | KA0241:21 | PANEL B
KA0130:A2 | UA1200J26 | WHT | 20 | 160 | UA1200:J2-6 | PANEL B
KT0146:18 | KA024214 | WHT | 20 | 160 | KA0231:14 | PANEL B | KT-B
KT0145:A1 | KA024412 | WHT | 20 | 160 | KA0244:12 | PANEL B
KT0146:15 | KT014615 | WHT | 20 | 160 | AF0076:10 | PANEL B
KT0146:A2 | KT0146A2 | WHT | 20 | 160 | AF0076:29 | PANEL B
KT0146:B1 | KT0146B1 | WHT | 20 | 160 | AF0076:13 | PANEL B
XT0085:2 | -007405 | WHT | 20 | 160 | AF0074:05 | PANEL B | XT-B
XT0137:2 | ESTOP | WHT | 20 | 160 | XT0240:4 | PANEL B
XT0137:1 | ESTOPA | WHT | 20 | 160 | XT0240:3 | PANEL B
XT0136:1 | FU0139 | WHT | 20 | 160 | XT0240:12 | PANEL B
XT0136:10 | KA0231A1 | WHT | 20 | 160 | KA0242:11 | PANEL B
XT0136:6 | PS32004 | WHT | 20 | 160 | KA0240:11 | PANEL B
XT0136:7 | UF1300 | WHT | 20 | 160 | KA0240:14 | PANEL B
XT0085:3 | -0V | WHT | 16 | 160 | AF0074:21 | PANEL B
XT0291:6 | UV0291N | WHT | 16 | 160 | BA1100:NEG | PANEL B
XT0291:2 | UV0291P | WHT | 16 | 160 | FU1101:LI | PANEL B
XT0135:1 | -0V | WHT | 14 | 160 | KA1020:24 | PANEL B
XT0136:3 | -0V | WHT | 14 | 160 | XT0240:10 | PANEL B
XT0139:3 | FU0137 | WHT | 14 | 160 | FU0211:LI | PANEL B
XT0134:4 | -0V | WHT | 12 | 160 | XT0235:1 | PANEL B
XT0138:4 | FU0136 | WHT | 12 | 160 | FU0210:LI | PANEL B

## PANEL B_S
PANEL B
JB70
Project # | 4N291
Project Name | P66 IRON MESA TX PG
Revision | B
Controls DE | J. TRINH
Phone: | 0
Controls ME | Z. WOITH
Phone:
From | [5 empty] | To
Device ID | Wire No. | Wire ID | Gauge/Size | Length | Device ID | Location | Bundle Name
AU0060:COM | -0V | WHT | 14 | 60 | XT0060:1 | PANEL B | AU
AU0070:COM | -0V | WHT | 14 | 60 | XT0070:1 | PANEL B
AU0060:V+ | FU0060 | WHT | 14 | 60 | FU0060:LD | PANEL B
AU0070:V+ | FU0070 | WHT | 14 | 60 | FU0070:LD | PANEL B
AF0062:16 | SV21242 | WHT | 20 | 60 | XT0060:6 | PANEL B | AF0060'S
AF0065:COM | AF0065N | WHT | 16 | 60 | AF0068:COM | PANEL B
AF0065:V+ | AF0065P | WHT | 16 | 60 | AF0068:V+ | PANEL B
AF0063:COM | AU0060N | WHT | 16 | 60 | AU0060:COM | PANEL B
AF0063:V+ | AU0060P | WHT | 16 | 60 | AU0060:V+ | PANEL B
AF0066:V+ | FU0063 | WHT | 16 | 60 | FU0063:LD | PANEL B
AF0067:V+ | FU0064 | WHT | 16 | 60 | FU0064:LD | PANEL B
AF0061:COM | -0V | WHT | 14 | 60 | XT0060:2 | PANEL B
AF0062:COM | -0V | WHT | 14 | 60 | XT0060:2 | PANEL B
AF0066:COM | -0V | WHT | 14 | 60 | XT0060:2 | PANEL B
AF0067:COM | -0V | WHT | 14 | 60 | XT0060:2 | PANEL B
AF0061:V+ | FU0061 | WHT | 14 | 60 | FU0061:LD | PANEL B
AF0062:V+ | FU0062 | WHT | 14 | 60 | FU0062:LD | PANEL B
AF0076:12 | -007612 | WHT | 20 | 100 | XT0237:1 B2 | PANEL B | AF0070'S
AF0076:COM | -0V | WHT | 14 | 60 | XT0070:1 | PANEL B
AF0075:COM | AF0075N | WHT | 16 | 60 | AF0077:COM | PANEL B
AF0075:V+ | AF0075P | WHT | 16 | 60 | AF0077:V+ | PANEL B
AF0076:V+ | FU0071 | WHT | 16 | 60 | FU0071:LD | PANEL B
KA0222:A1 | -007604 | WHT | 20 | 60 | AF0076:04 | PANEL B | KA A1
KA1020:A1 | -007608 | WHT | 20 | 120 | AF0076:08 | PANEL B
KA0235:A1 | ESTOP | WHT | 20 | 60 | XT0240:4 | PANEL B
KA0224:A1 | KA0224A1 | WHT | 20 | 60 | AF0076:03 | PANEL B
KA0241:A1 | KA0241A1 | WHT | 20 | 80 | XT0240:6 | PANEL B
KA0243:A1 | KA0243A1 | WHT | 20 | 80 | XT0240:7 | PANEL B
KA0245:A1 | KA0245A1 | WHT | 20 | 80 | XT0240:8 | PANEL B
KA0222:A2 | -007620 | WHT | 20 | 60 | AF0076:20 | PANEL B | KA A2
KA1020:A2 | -007624 | WHT | 20 | 120 | AF0076:24 | PANEL B
KA0249:A2 | -0V | WHT | 20 | 80 | XT0240:10 | PANEL B
KA0224:A2 | KA0224A2 | WHT | 20 | 60 | AF0076:19 | PANEL B
KA0231:A2 | KA0231A2 | WHT | 20 | 120 | AF0076:26 | PANEL B
KA0242:21 | -024221 | WHT | 20 | 80 | XT0237:1 T2 | PANEL B | KA
KA0233:14 | -006102 | WHT | 20 | 100 | AF0061:02 | PANEL B
KA0234:14 | -006114 | WHT | 20 | 100 | AF0061:14 | PANEL B
KA0222:14 | -006200 | WHT | 20 | 140 | AF0062:00 | PANEL B
KA0237:14 | -007600 | WHT | 20 | 60 | AF0076:00 | PANEL B
KA0237:24 | -007601 | WHT | 20 | 60 | AF0076:01 | PANEL B
KA0242:24 | -024822 | WHT | 20 | 60 | KA0248:22 | PANEL B
KA0243:21 | ESTOPC | WHT | 20 | 60 | XT0240:1 | PANEL B
KA0236:11 | FU0139 | WHT | 20 | 60 | KA0244:11 | PANEL B
KA0236:11 | FU0139 | WHT | 20 | 60 | XT0240:12 | PANEL B
KA0222:11 | KA022211 | WHT | 20 | 60 | KA0236:24 | PANEL B
KA0231:21 | KA023121 | WHT | 20 | 60 | KA0245:14 | PANEL B
KA0231:11 | KA0231A1 | WHT | 20 | 80 | KA0231:A1 | PANEL B
KA0231:11 | KA0231A1 | WHT | 20 | 60 | KA0242:11 | PANEL B
KA0232:22 | KA023222 | WHT | 20 | 60 | KA0249:11 | PANEL B
KA0236:12 | KA023612 | WHT | 20 | 60 | XT0240:13 | PANEL B
KA0235:14 | KA024114 | WHT | 20 | 60 | KA0241:14 | PANEL B
KA0241:14 | KA024114 | WHT | 20 | 60 | KA0231:24 | PANEL B
KA0231:14 | KA024214 | WHT | 20 | 60 | KA0242:14 | PANEL B
KA0243:24 | KA024511 | WHT | 20 | 60 | KA0245:11 | PANEL B
KA0235:11 | UA1200J21 | WHT | 20 | 60 | KA0241:11 | PANEL B
KA0235:11 | UA1200J21 | WHT | 20 | 100 | XT0060:3 | PANEL B
KA0248:21 | FU0212 | WHT | 16 | 100 | FU0212:LD | PANEL B
KA1020:14 | FU0211 | WHT | 14 | 100 | FU0211:LD | PANEL B
UA1200:J1-9 | -0V | WHT | 20 | 120 | XT0235:4 | PANEL B | UA1200
UA1200:J1-10 | FU0212 | WHT | 20 | 120 | XT0233:4 | PANEL B
UA1200:J2-2 | FU0212 | WHT | 20 | 120 | XT0233:4 | PANEL B
UA1200:J1-8 | UA1200J | WHT | 20 | 60 | UA1200:J3-5 | PANEL B
UA1200:J1-4 | UA1200J14 | WHT | 20 | 100 | AF0076:11 | PANEL B
UA1200:J1-5 | UA1200J15 | WHT | 20 | 120 | XT0237:1 B1 | PANEL B
UA1200:J2-1 | UA1200J21 | WHT | 20 | 140 | XT0060:3 | PANEL B
XT0236:3 | -0V | WHT | 20 | 80 | XT0240:9 | PANEL B | XT
XT0236:1 | FU0139 | WHT | 20 | 80 | XT0240:11 | PANEL B
XT0237:2 B2 | KA023612 | WHT | 20 | 80 | XT0240:13 | PANEL B
XT0236:2 | KA0241A1 | WHT | 20 | 80 | XT0240:6 | PANEL B
XT0070:1 | -0V | WHT | 14 | 60 | XT0235:1 | PANEL B
XT0235:1 | -0V | WHT | 14 | 60 | XT0060:1 | PANEL B
BA0009:V1(-) | -0V | WHT | 16 | 60 | XT0005:2 | PANEL B | BA
BA0009:V1(+) | FU0009 | WHT | 16 | 60 | FU0009:LD | PANEL B
BA1100:POS | FU1101LD | WHT | 16 | 60 | FU1101:LD | PANEL B
FU0009:LI | FU0210 | WHT | 16 | 60 | XT0005:1 | PANEL B | FU
FU0212:LD | FU0212 | WHT | 16 | 60 | XT0233:4 | PANEL B
FU0060:LI | FU0210 | WHT | 14 | 60 | XT0233:1 | PANEL B
FU0070:LI | FU0210 | WHT | 14 | 80 | XT0233:2 | PANEL B
FU0212:LI | FU0210 | WHT | 14 | 60 | XT0233:1 | PANEL B
FU0210:LD | FU0210 | WHT | 12 | 60 | XT0233:1 | PANEL B

## LEFT SIDE RAIL^JB72_S
LEFT SIDE RAIL^JB72
Project # | 4N291
Project Name | P66 IRON MESA TX PG
Revision | B
Controls DE | J. TRINH
Phone: | 0
Controls ME | Z. WOITH
Phone:
From | [5 empty] | To
Device ID | Wire No. | Wire ID | Gauge/Size | Length | Device ID | Location | Bundle Name
AF0122:09 | -012209 | WHT | 20 | 60 | XT0120:4 | JB72 L/RAIL | AF/FU
AF0122:41 | -012241 | WHT | 20 | 60 | XT0120:3 | JB72 L/RAIL
AF0122:COM | AU0120N | WHT | 20 | 60 | AU0120:COM | JB72 L/RAIL
AF0122:V+ | AU0120P | WHT | 20 | 60 | AU0120:V+ | JB72 L/RAIL
AF0121:COM | -0V | WHT | 14 | 60 | XT0120:2 | JB72 L/RAIL
AU0120:COM | -0V | WHT | 14 | 60 | XT0120:1 | JB72 L/RAIL
AU0120:V+ | FU0120 | WHT | 14 | 60 | FU0120:LD | JB72 L/RAIL
AF0121:V+ | FU0121 | WHT | 14 | 60 | FU0121:LD | JB72 L/RAIL
FU0332:LD | FU0332 | WHT | 14 | 60 | FU0333:LI | JB72 L/RAIL
AF0121:01 | -012101 | WHT | 20 | 160 | KA0121:A1 | GEN PANEL | AF-GEN
AF0121:03 | -012103 | WHT | 20 | 160 | KA0123:A1 | GEN PANEL
AF0121:08 | -012108 | WHT | 20 | 160 | KA0128:A1 | GEN PANEL
AF0121:14 | -012114 | WHT | 20 | 160 | KA0336:11 | GEN PANEL
AF0121:17 | -012117 | WHT | 20 | 160 | KA0121:A2 | GEN PANEL
AF0121:19 | -012119 | WHT | 20 | 160 | KA0123:A2 | GEN PANEL
AF0121:24 | -012124 | WHT | 20 | 160 | KA0128:A2 | GEN PANEL
AF0121:30 | -012130 | WHT | 20 | 160 | KA4100:A2 | GEN PANEL
AF0122:00 | -012200 | WHT | 20 | 160 | KA0330:11 | GEN PANEL
AF0122:01 | -012201 | WHT | 20 | 160 | KA0331:11 | GEN PANEL
AF0122:02 | -012202 | WHT | 20 | 160 | KA0310:11 | GEN PANEL
AF0122:32 | -012232 | WHT | 20 | 160 | KA0330:14 | GEN PANEL
AF0122:33 | -012233 | WHT | 20 | 160 | KA0331:14 | GEN PANEL
AF0122:34 | -012234 | WHT | 20 | 160 | KA0310:14 | GEN PANEL
FU0333:LD | FU0333 | WHT | 16 | 160 | XT0335:1 | GEN PANEL | FU/XT-GEN
FU0120:LI | FU0332 | WHT | 14 | 160 | XT0130:1 | GEN PANEL
FU0332:LD | FU0332 | WHT | 14 | 160 | XT0130:1 | GEN PANEL
FU0335:LI | FU0332 | WHT | 14 | 160 | FU0113:LI | GEN PANEL
FU0334:LD | FU0334 | WHT | 14 | 160 | XT0335:2 | GEN PANEL
FU0335:LD | FU0335 | WHT | 14 | 160 | XT0335:3 | GEN PANEL
FU0332:LI | FU0136 | WHT | 12 | 160 | XT0332:1 | GEN PANEL
XT0120:1 | -0V | WHT | 14 | 160 | XT0130:2 | GEN PANEL

## RIGHT SIDE RAIL^JB72_S
RIGHT SIDE RAIL^JB72
Project # | 4N291
Project Name | P66 IRON MESA TX PG
Revision | B
Controls DE | J. TRINH
Phone: | 0
Controls ME | Z. WOITH
Phone:
From | [5 empty] | To
Device ID | Wire No. | Wire ID | Gauge/Size | Length | Device ID | Location | Bundle Name
AF0181:26 | -018126 | WHT | 20 | 60 | XT0338:2 | JB72 R/RAIL | AF
AF0181:COM | -0V | WHT | 16 | 60 | XT0180:2 | JB72 R/RAIL
AF0182:COM | -0V | WHT | 16 | 60 | XT0180:2 | JB72 R/RAIL
AU0180:COM | -0V | WHT | 16 | 60 | XT0180:1 | JB72 R/RAIL
AU0180:V+ | FU0180 | WHT | 16 | 60 | FU0180:LD | JB72 R/RAIL
AF0181:V+ | FU0181 | WHT | 16 | 60 | FU0181:LD | JB72 R/RAIL
AF0182:V+ | FU0182 | WHT | 16 | 60 | FU0182:LD | JB72 R/RAIL
KA0180:A1 | -018100 | WHT | 20 | 60 | AF0181:00 | JB72 R/RAIL | KA
KA0185:A1 | -018110 | WHT | 20 | 60 | AF0181:10 | JB72 R/RAIL
KA0180:A2 | -018116 | WHT | 20 | 60 | AF0181:16 | JB72 R/RAIL
KA0185:A2 | KA0185A2 | WHT | 20 | 60 | XT0338:1 | JB72 R/RAIL
XT0180:1 | -0V | WHT | 14 | 160 | XT0130:3 | GEN PANEL | XT/FU-GEN
FU0180:LI | FU0332 | WHT | 14 | 160 | XT0130:1 | GEN PANEL
KA0185:11 | KA018511 | WHT | 20 | 160 | XT0337:13 | GEN PANEL | KA-GEN
KA0185:14 | KA0332A1 | WHT | 20 | 160 | XT0337:14 | GEN PANEL

## GENERATOR PANEL_S
GENERATOR PANEL
JB72
Project # | 4N291
Project Name | P66 IRON MESA TX PG
Revision | B
Controls DE | J. TRINH
Phone: | 0
Controls ME | Z. WOITH
Phone:
From | [5 empty] | To
Device ID | Wire No. | Wire ID | Gauge/Size | Length | Device ID | Location | Bundle Name
KA0123:A1 | -012103 | WHT | 20 | 100 | KA0313:2 | GEN PANEL | KA A1
KA0335:A1 | ESTOP | WHT | 20 | 60 | XT0336:1 | GEN PANEL
KA0310:A1 | FU0334 | WHT | 20 | 80 | KA0123:11 | GEN PANEL
KA0310:A1 | FU0334 | WHT | 20 | 60 | XT0335:2 | GEN PANEL
KA0330:A1 | KA0330A1 | WHT | 20 | 60 | XT0337:9 | GEN PANEL
KA0331:A1 | KA0331A1 | WHT | 20 | 60 | XT0337:11 | GEN PANEL
KA0332:A1 | KA0332A1 | WHT | 20 | 60 | XT0337:14 | GEN PANEL
KA0333:A1 | KA0333A1 | WHT | 20 | 60 | XT0337:8 | GEN PANEL
KA0336:A1 | KA0231A1 | WHT | 14 | 60 | XT0334:2 | GEN PANEL
KA0123:A2 | -012119 | WHT | 20 | 100 | KA0313:7 | GEN PANEL | KA A2
KA0330:A2 | -0V | WHT | 20 | 60 | KA0333:A2 | GEN PANEL
KA0332:A2 | -0V | WHT | 20 | 60 | XT0337:15 | GEN PANEL
KA0335:A2 | -0V | WHT | 20 | 60 | XT0336:2 | GEN PANEL
KA0336:A2 | -0V | WHT | 14 | 60 | XT0336:2 | GEN PANEL
KA0121:14 | FU0333 | WHT | 20 | 60 | XT0337:12 | GEN PANEL | KA
KA0128:14 | FU0333 | WHT | 20 | 60 | KA0335:22 | GEN PANEL
KA0128:14 | FU0333 | WHT | 20 | 60 | XT0337:7 | GEN PANEL
KA0310:24 | FU0333 | WHT | 20 | 60 | KA0335:22 | GEN PANEL
KA0128:21 | KA012821 | WHT | 20 | 60 | XT0337:1 | GEN PANEL
KA0128:24 | KA012824 | WHT | 20 | 60 | XT0337:2 | GEN PANEL
KA0121:11 | KA018511 | WHT | 20 | 60 | XT0337:13 | GEN PANEL
KA0332:11 | KA033211 | WHT | 20 | 60 | XT0337:3 | GEN PANEL
KA0332:14 | KA033214 | WHT | 20 | 60 | XT0337:4 | GEN PANEL
KA0333:11 | KA033311 | WHT | 20 | 60 | KA0335:11 | GEN PANEL
KA0333:11 | KA033311 | WHT | 20 | 60 | XT0337:5 | GEN PANEL
KA0333:14 | KA033314 | WHT | 20 | 60 | KA0335:12 | GEN PANEL
KA0333:14 | KA033314 | WHT | 20 | 60 | XT0337:6 | GEN PANEL
KA0128:11 | KA0333A1 | WHT | 20 | 60 | KA0335:21 | GEN PANEL
KA0310:21 | KA0333A1 | WHT | 20 | 60 | KA0335:21 | GEN PANEL
KA0310:21 | KA0333A1 | WHT | 20 | 60 | XT0337:8 | GEN PANEL
KA0336:14 | KA033614 | WHT | 20 | 120 | KA4100:A1 | GEN PANEL
AF0410:53 | -0V | WHT | 16 | 60 | XT0130:4 | GEN PANEL | AF
AF0410:54 | AF0410N | WHT | 16 | 60 | AF0420:53 | GEN PANEL
AF0410:56 | AF0410P | WHT | 16 | 60 | AF0420:55 | GEN PANEL
AF0420:54 | AF0420N | WHT | 16 | 60 | AF0440:53 | GEN PANEL
AF0420:56 | AF0420P | WHT | 16 | 60 | AF0440:55 | GEN PANEL
AF0440:54 | AF0440N | WHT | 16 | 60 | AF0450:53 | GEN PANEL
AF0440:56 | AF0440P | WHT | 16 | 60 | AF0450:55 | GEN PANEL
AF0410:55 | FU0113 | WHT | 16 | 60 | FU0113:LD | GEN PANEL
XT0337:12 | FU0333 | WHT | 20 | 60 | XT0337:7 | GEN PANEL | XT
XT0335:1 | FU0333 | WHT | 16 | 60 | XT0337:12 | GEN PANEL
XT0130:2 | -0V | WHT | 14 | 60 | XT0336:3 | GEN PANEL
XT0130:4 | -0V | WHT | 14 | 60 | XT0336:4 | GEN PANEL
XT0336:3 | -0V | WHT | 14 | 60 | XT0337:15 | GEN PANEL
XT0334:1 | -0V | WHT | 12 | 60 | XT0336:2 | GEN PANEL
AT0140:29 FLT | KA0310A2 | WHT | 20 | 100 | KA0310:A2 | GEN PANEL | AT0140
AT0140:3 EX-D(-) | -0V | WHT | 16 | 100 | XT0336:4 | GEN PANEL
AT0140:48 BAT(-) | -0V | WHT | 16 | 100 | XT0336:4 | GEN PANEL
AT0140:34 ID RES(-) | AT014034 | WHT | 16 | 60 | AT0140:42 ID(+) | GEN PANEL
AT0140:47 BAT(+) | FU0334 | WHT | 16 | 100 | XT0335:2 | GEN PANEL
AT0140:4 EX-D(+) | KA012314 | WHT | 16 | 100 | KA0123:14 | GEN PANEL
AT0140:30 FLT | -0V | WHT | 14 | 100 | XT0336:4 | GEN PANEL
AT0140:17 VBUS-A | VBUSA | RED | 16 | 120 | XT0351:2 | GEN PANEL
AT0140:18 VBUS-B | VBUSB | RED | 16 | 120 | XT0351:3 | GEN PANEL
AT0140:19 VBUS-C | VBUSC | RED | 16 | 120 | XT0351:5 | GEN PANEL
AT0140:13 VGEN-A | VGENA | RED | 16 | 120 | XT0351:9 | GEN PANEL
AT0140:14 VGEN-B | VGENB | RED | 16 | 120 | XT0351:11 | GEN PANEL
AT0140:15 VGEN-C | VGENC | RED | 16 | 120 | XT0351:13 | GEN PANEL
AT0140:28 ID RLY | CCT1N | BLU | 12 | 120 | XT0350:4 | GEN PANEL
AT0140:43 ID(-) | CCT1N | BLU | 12 | 120 | XT0350:3 | GEN PANEL
AT0140:27 ID RLY | CCT1P | BLU | 12 | 120 | XT0350:2 | GEN PANEL
AT0140:33 ID RES(+) | CCT1P | BLU | 12 | 120 | XT0350:1 | GEN PANEL
AT0140:36 I1(+) | MCTA | BLU | 12 | 120 | XT0352:1 | GEN PANEL
AT0140:37 I1(-) | MCTAN | BLU | 12 | 120 | XT0352:6 | GEN PANEL
AT0140:38 I2(+) | MCTB | BLU | 12 | 120 | XT0352:2 | GEN PANEL
AT0140:39 I2(-) | MCTBN | BLU | 12 | 120 | XT0352:5 | GEN PANEL
AT0140:40 I3(+) | MCTC | BLU | 12 | 120 | XT0352:3 | GEN PANEL
AT0140:41 I3(-) | MCTN | BLU | 12 | 120 | XT0352:4 | GEN PANEL

## MEDIA CONVERTER_S
MEDIA CONVERTER
Project # | 4N291
Project Name | P66 IRON MESA TX PG
Revision | B
Controls DE | J. TRINH
Phone: | 0
Controls ME | Z. WOITH
Phone:
From | [5 empty] | To
Device ID | Wire No. | Wire ID | Gauge/Size | Length | Device ID | Location | Bundle Name
BA0005:V1(-) | -0V | WHT | 16 | 60 | XT0003:2 | MEDIA CONVERTER | BA/FU
BA0006:V1(-) | -0V | WHT | 16 | 60 | XT0003:4 | MEDIA CONVERTER
BA0005:V1(+) | FU0005 | WHT | 16 | 60 | FU0005:LD | MEDIA CONVERTER
BA0006:V1(+) | FU0006 | WHT | 16 | 60 | FU0006:LD | MEDIA CONVERTER
FU0005:LI | FU0210 | WHT | 16 | 60 | XT0003:1 | MEDIA CONVERTER
FU0006:LI | FU0210 | WHT | 16 | 60 | XT0003:3 | MEDIA CONVERTER

## Bundle Tag Info
PSX-GLD #2
4N291
Rev B
JB70 DOOR | JB70 L/RAIL | JB70 R/RAIL | PLC | A | B | JB72 L/RAIL | JB72 R/RAIL | GEN PNL | MED CONV | Panel Name | Panel Name | Panel Name | Panel Name | Panel Name | Panel Name | Panel Name | Panel Name | Panel Name | Panel Name | Panel Name | Panel Name | Panel Name | Panel Name | Panel Name | Panel Name | Panel Name | Panel Name | Panel Name | Panel Name
AT0170 | AT0175 | FU-A | BA | AU | AU | AF/FU | AF | KA A1 | BA/FU
AT1100 | AT0178 |  | FU | PC0470 | AF0060'S | AF-GEN | KA | KA A2
SA0471 | KA A1/2 |  | AT0680 | AF'S | AF0070'S | FU/XT-GEN | XT/FU-GEN | KA
SA0472 | KA |  | UV-A | KA A1 | KA A1 |  | KA-GEN | AF
SA0473 | XT/FU |  | FU/XT-B | KA A2 | KA A2 |  |  | XT
SB0471 | KA-A |  |  | KA'S | KA |  |  | AT0140
SB0472 | XT-A |  |  | KT L/S | UA1200
SB0473 | KA-B |  |  | KT R/S | XT
SB0474 | XT-B |  |  | UJ0131 | BA
SH0470 | AT-DOOR |  |  | UV0291 | FU
SH0471 | KA-DOOR |  |  | XT
SH0472 | XT-DOOR |  |  | FU
| THRU RAIL |  |  | AF-B
KA-B
KT-B
XT-B

## Bundle Tags2
JB70 DOOR | JB70 L/RAIL | JB70 R/RAIL | PLC | A | B | JB72 L/RAIL | JB72 R/RAIL | GEN PNL | MED CONV
PSX-GLD #2 4N291 Rev B JB70 DOOR AT0170 | PSX-GLD #2 4N291 Rev B JB70 L/RAIL AT0175 | PSX-GLD #2 4N291 Rev B JB70 R/RAIL FU-A | PSX-GLD #2 4N291 Rev B PLC BA | PSX-GLD #2 4N291 Rev B A AU | PSX-GLD #2 4N291 Rev B B AU | PSX-GLD #2 4N291 Rev B JB72 L/RAIL AF/FU | PSX-GLD #2 4N291 Rev B JB72 R/RAIL AF | PSX-GLD #2 4N291 Rev B GEN PNL KA A1 | PSX-GLD #2 4N291 Rev B MED CONV BA/FU
PSX-GLD #2 4N291 Rev B JB70 DOOR AT1100 | PSX-GLD #2 4N291 Rev B JB70 L/RAIL AT0178 |  | PSX-GLD #2 4N291 Rev B PLC FU | PSX-GLD #2 4N291 Rev B A PC0470 | PSX-GLD #2 4N291 Rev B B AF0060'S | PSX-GLD #2 4N291 Rev B JB72 L/RAIL AF-GEN | PSX-GLD #2 4N291 Rev B JB72 R/RAIL KA | PSX-GLD #2 4N291 Rev B GEN PNL KA A2
PSX-GLD #2 4N291 Rev B JB70 DOOR SA0471 | PSX-GLD #2 4N291 Rev B JB70 L/RAIL KA A1/2 |  | PSX-GLD #2 4N291 Rev B PLC AT0680 | PSX-GLD #2 4N291 Rev B A AF'S | PSX-GLD #2 4N291 Rev B B AF0070'S | PSX-GLD #2 4N291 Rev B JB72 L/RAIL FU/XT-GEN | PSX-GLD #2 4N291 Rev B JB72 R/RAIL XT/FU-GEN | PSX-GLD #2 4N291 Rev B GEN PNL KA
PSX-GLD #2 4N291 Rev B JB70 DOOR SA0472 | PSX-GLD #2 4N291 Rev B JB70 L/RAIL KA |  | PSX-GLD #2 4N291 Rev B PLC UV-A | PSX-GLD #2 4N291 Rev B A KA A1 | PSX-GLD #2 4N291 Rev B B KA A1 |  | PSX-GLD #2 4N291 Rev B JB72 R/RAIL KA-GEN | PSX-GLD #2 4N291 Rev B GEN PNL AF
PSX-GLD #2 4N291 Rev B JB70 DOOR SA0473 | PSX-GLD #2 4N291 Rev B JB70 L/RAIL XT/FU |  | PSX-GLD #2 4N291 Rev B PLC FU/XT-B | PSX-GLD #2 4N291 Rev B A KA A2 | PSX-GLD #2 4N291 Rev B B KA A2 |  |  | PSX-GLD #2 4N291 Rev B GEN PNL XT
PSX-GLD #2 4N291 Rev B JB70 DOOR SB0471 | PSX-GLD #2 4N291 Rev B JB70 L/RAIL KA-A |  |  | PSX-GLD #2 4N291 Rev B A KA'S | PSX-GLD #2 4N291 Rev B B KA |  |  | PSX-GLD #2 4N291 Rev B GEN PNL AT0140
PSX-GLD #2 4N291 Rev B JB70 DOOR SB0472 | PSX-GLD #2 4N291 Rev B JB70 L/RAIL XT-A |  |  | PSX-GLD #2 4N291 Rev B A KT L/S | PSX-GLD #2 4N291 Rev B B UA1200
PSX-GLD #2 4N291 Rev B JB70 DOOR SB0473 | PSX-GLD #2 4N291 Rev B JB70 L/RAIL KA-B |  |  | PSX-GLD #2 4N291 Rev B A KT R/S | PSX-GLD #2 4N291 Rev B B XT
PSX-GLD #2 4N291 Rev B JB70 DOOR SB0474 | PSX-GLD #2 4N291 Rev B JB70 L/RAIL XT-B |  |  | PSX-GLD #2 4N291 Rev B A UJ0131 | PSX-GLD #2 4N291 Rev B B BA
PSX-GLD #2 4N291 Rev B JB70 DOOR SH0470 | PSX-GLD #2 4N291 Rev B JB70 L/RAIL AT-DOOR |  |  | PSX-GLD #2 4N291 Rev B A UV0291 | PSX-GLD #2 4N291 Rev B B FU
PSX-GLD #2 4N291 Rev B JB70 DOOR SH0471 | PSX-GLD #2 4N291 Rev B JB70 L/RAIL KA-DOOR |  |  | PSX-GLD #2 4N291 Rev B A XT
PSX-GLD #2 4N291 Rev B JB70 DOOR SH0472 | PSX-GLD #2 4N291 Rev B JB70 L/RAIL XT-DOOR |  |  | PSX-GLD #2 4N291 Rev B A FU
| PSX-GLD #2 4N291 Rev B JB70 L/RAIL THRU RAIL |  |  | PSX-GLD #2 4N291 Rev B A AF-B
PSX-GLD #2 4N291 Rev B A KA-B
PSX-GLD #2 4N291 Rev B A KT-B
PSX-GLD #2 4N291 Rev B A XT-B

## ALL
PSX-GLD #2 4N291 Rev B JB70 DOOR AT0170
PSX-GLD #2 4N291 Rev B JB70 DOOR AT1100
PSX-GLD #2 4N291 Rev B JB70 DOOR SA0471
PSX-GLD #2 4N291 Rev B JB70 DOOR SA0472
PSX-GLD #2 4N291 Rev B JB70 DOOR SA0473
PSX-GLD #2 4N291 Rev B JB70 DOOR SB0471
PSX-GLD #2 4N291 Rev B JB70 DOOR SB0472
PSX-GLD #2 4N291 Rev B JB70 DOOR SB0473
PSX-GLD #2 4N291 Rev B JB70 DOOR SB0474
PSX-GLD #2 4N291 Rev B JB70 DOOR SH0470
PSX-GLD #2 4N291 Rev B JB70 DOOR SH0471
PSX-GLD #2 4N291 Rev B JB70 DOOR SH0472
PSX-GLD #2 4N291 Rev B MED CONV BA/FU
PSX-GLD #2 4N291 Rev B GEN PNL KA A1
PSX-GLD #2 4N291 Rev B GEN PNL KA A2
PSX-GLD #2 4N291 Rev B GEN PNL KA
PSX-GLD #2 4N291 Rev B GEN PNL AF
PSX-GLD #2 4N291 Rev B GEN PNL XT
PSX-GLD #2 4N291 Rev B GEN PNL AT0140
PSX-GLD #2 4N291 Rev B JB72 R/RAIL AF
PSX-GLD #2 4N291 Rev B JB72 R/RAIL KA
PSX-GLD #2 4N291 Rev B JB72 R/RAIL XT/FU-GEN
PSX-GLD #2 4N291 Rev B JB72 R/RAIL KA-GEN
PSX-GLD #2 4N291 Rev B JB72 L/RAIL AF/FU
PSX-GLD #2 4N291 Rev B JB72 L/RAIL AF-GEN
PSX-GLD #2 4N291 Rev B JB72 L/RAIL FU/XT-GEN
PSX-GLD #2 4N291 Rev B B AU
PSX-GLD #2 4N291 Rev B B AF0060'S
PSX-GLD #2 4N291 Rev B B AF0070'S
PSX-GLD #2 4N291 Rev B B KA A1
PSX-GLD #2 4N291 Rev B B KA A2
PSX-GLD #2 4N291 Rev B B KA
PSX-GLD #2 4N291 Rev B B UA1200
PSX-GLD #2 4N291 Rev B B XT
PSX-GLD #2 4N291 Rev B B BA
PSX-GLD #2 4N291 Rev B B FU
PSX-GLD #2 4N291 Rev B A AU
PSX-GLD #2 4N291 Rev B A PC0470
PSX-GLD #2 4N291 Rev B A AF'S
PSX-GLD #2 4N291 Rev B A KA A1
PSX-GLD #2 4N291 Rev B A KA A2
PSX-GLD #2 4N291 Rev B A KA'S
PSX-GLD #2 4N291 Rev B A KT L/S
PSX-GLD #2 4N291 Rev B A KT R/S
PSX-GLD #2 4N291 Rev B A UJ0131
PSX-GLD #2 4N291 Rev B A UV0291
PSX-GLD #2 4N291 Rev B A XT
PSX-GLD #2 4N291 Rev B A FU
PSX-GLD #2 4N291 Rev B A AF-B
PSX-GLD #2 4N291 Rev B A KA-B
PSX-GLD #2 4N291 Rev B A KT-B
PSX-GLD #2 4N291 Rev B A XT-B
PSX-GLD #2 4N291 Rev B PLC BA
PSX-GLD #2 4N291 Rev B PLC FU
PSX-GLD #2 4N291 Rev B PLC AT0680
PSX-GLD #2 4N291 Rev B PLC UV-A
PSX-GLD #2 4N291 Rev B PLC FU/XT-B
PSX-GLD #2 4N291 Rev B JB70 R/RAIL FU-A
PSX-GLD #2 4N291 Rev B JB70 L/RAIL AT0175
PSX-GLD #2 4N291 Rev B JB70 L/RAIL AT0178
PSX-GLD #2 4N291 Rev B JB70 L/RAIL KA A1/2
PSX-GLD #2 4N291 Rev B JB70 L/RAIL KA
PSX-GLD #2 4N291 Rev B JB70 L/RAIL XT/FU
PSX-GLD #2 4N291 Rev B JB70 L/RAIL KA-A
PSX-GLD #2 4N291 Rev B JB70 L/RAIL XT-A
PSX-GLD #2 4N291 Rev B JB70 L/RAIL KA-B
PSX-GLD #2 4N291 Rev B JB70 L/RAIL XT-B
PSX-GLD #2 4N291 Rev B JB70 L/RAIL AT-DOOR
PSX-GLD #2 4N291 Rev B JB70 L/RAIL KA-DOOR
PSX-GLD #2 4N291 Rev B JB70 L/RAIL XT-DOOR
PSX-GLD #2 4N291 Rev B JB70 L/RAIL THRU RAIL