## Blue Labels
(SHT 1) CONSOLE | (SHT 2) CONSOLE | (SHT 3) SCS | (SHT 4) RIGHT SIDE PANEL | (SHT 5) BACK PANEL | (SHT 6) LEFT SIDE PANEL
EL0273 | AT0191 | HL1753 | AT0180 | AR0600 | XT0095
HA0273 | AT0190K | HL1733 | XT1211 | AP0606 | FU0273
ZS0273 | AT0190 | HL1593 | XT1212 | AP0605 | XT0273
FG0130 |  | HL1143 | XT1213 | AP0604 | FU0090
|  | HL1773 | XT1214 | AP0602 | FU0091
|  | HL1751 | XT1221 | AP0601 | FU0092
|  | HL1731 | XT1222 | AT0600 | FU0093
|  | HL1591 | XT1223 | UV0600 | FU0094
|  | HL1141 | XT1224 | AP0603 | FU0095
|  | HL1771 | XT1241 | XT0085 | XT0090
|  | AU0020 | XT1243 | FU0060 | AU0090
|  | AF0021 | GR0203 | AU0060 | AF0091
|  | GR0120 | FU1201 | AF0061 | AF0092
|  | SB1283 | FU1202 | AF0062 | AF0093
|  | SB1293 | XT1201 | AF0063 | AF0094
|  | SB1113 | XT1202 | AF0064 | AF0095
|  | SB1263 | XT1203 | FU0040 | KA0081
|  | SB1273 | XT1204 | AU0040 | KA0082
|  | SB0403 | KA1201 | AF0041 | KA0083
|  | SB1281 | KA1241 | AF0042 | KA0084
|  | SB1291 | KA1242 | AF0043 | KA0085
|  | SB1111 | XT1251 | AF0044 | KA0086
|  | SB1261 | XT1261 | AF0045 | KA0087
|  | SB1271 | GR0201 | AF0046 | KA0088
|  | HL1754 | GR0202 | AF0047 | KA0001
|  | HL1734 |  | GR0110 | KA0002
|  | HL1594 |  | BA0010 | KA0003
|  | HL1144 |  | BA0009 | KA0004
|  | HL1774 |  | BA0001 | KA0005
|  | HL1752 |  | BA0002 | KA0006
|  | HL1732 |  | BA0011 | KA0007
|  | HL1592 |  | BA0012 | KA0008
|  | HL1142 |  | BA0013 | KA0009
|  | HL1772 |  | BA0014 | KA0010
|  | SB1284 |  | BA0019 | KA0011
|  | SB1294 |  | FU0101 | KA0012
|  | SB1114 |  | FU0102 | KA0013
|  | SB1264 |  | FU0109 | KA0014
|  | SB1274 |  | FU0110 | KA0015
|  | SB1282 |  | FU0111 | KA0016
|  | SB1292 |  | FU0112 | KA0017
|  | SB1112 |  | FU0113 | KA0018
|  | SB1262 |  | FU0114 | KA0019
|  | SB1272 |  | FU0119 | KA0020
|  | SB0402 |  | XT0140 | KA0041
|  | SH0418 |  | XT0141 | KA0042
|  | SA0500 |  | FU0050 | KA0043
|  | XT0137 |  | AU0050 | KA0044
|  | XT0260 |  | AF0051 | KA0045
|  | AF0022 |  | AF0052 | KA0046
|  | GR0121 |  | AF0053 | KA0047
|  | WC0020 |  | GR0111 | KA0048
|  |  |  | BA0606 | KA0141
|  |  |  | BA1215 | KA0142
|  |  |  | AT0680 | KA0143
|  |  |  | FU0680 | KA0144
|  |  |  | GR0135 | KA0145
|  |  |  | XT0680 | KA0146
|  |  |  | XT0138 | KA0147
|  |  |  | XT0139 | KA0148
|  |  |  | XT0134 | KA5760
|  |  |  | XT0135 | GR0134
|  |  |  | FU1215 | FU0023
|  |  |  | FU0138 | FU0024
|  |  |  | FU0606 | FU0260
|  |  |  | FU0010 | FU0020
|  |  |  | FU0137 | FU0190
|  |  |  | FU1100 | XT0261
|  |  |  | FU0136 | XT0262
|  |  |  | GR0131 | GR0133
|  |  |  | QS0011 | IEG0130
XT0011
GR0132
UJ0131
PEG0130

## White Labels
(SHT 5) BACK PANEL | (SHT 5) BACK PANEL - (SHT 6) LEFT SIDE PANEL | (SHT 6) LEFT SIDE PANEL | (SHT 6) LEFT SIDE PANEL - (SHT 3) SCS | (SHT 4) RIGHT SIDE PANEL
0V | AU0040G | AU0090G | AU0020G | AT0180FG
AF0061G | AU0050G | GR0134 | GR0120 | FGPT1N
AF0062G | GR0110 |  | GR0121 | FGPT3N
AF0063G | GR0111
AU0060G | GR0135
UV0600G | IEG01301
IEG013013

## BACK PANEL
BACK PANEL
ASSY,BACK PANEL,CONSOLE
Project # | 4N298
Project Name | P66 Iron Mesa PMS
Revision | B
Controls DE | Akanksha Maddi
Phone: | 9254814160
Controls ME
Phone:
From | [5 empty] | To
Device ID | Cable (W) Conductor (SC) Jumper Clip (JC) | Wire No. | Wire ID | Gauge/Size | Page/Zone | Device ID | Location | Page/Zone
XT0134:1 | JC | 0V | CLIP | --- | 6.C3 | XT0134:2 | BACK PANEL | 6.C3 | USED
XT0134:2 | JC | 0V | CLIP | --- | 6.C3 | XT0134:3 | BACK PANEL | 6.C3 | USED
XT0134:3 | JC | 0V | CLIP | --- | 6.C3 | XT0134:4 | BACK PANEL | 6.C3 | USED
XT0135:1 | JC | 0V | CLIP | --- | 6.C4 | XT0135:2 | BACK PANEL | 6.C4 | USED
XT0135:2 | JC | 0V | CLIP | --- | 6.C4 | XT0135:3 | BACK PANEL | 6.C4 | USED
XT0135:3 | JC | 0V | CLIP | --- | 6.C4 | XT0135:4 | BACK PANEL | 6.C4 | USED
XT0135:4 | JC | 0V | CLIP | --- | 6.C4 | XT0135:5 | BACK PANEL | 6.D4 | USED
XT0135:5 | JC | 0V | CLIP | --- | 6.D4 | XT0135:6 | BACK PANEL | 6.D4 | USED
XT0138:1 | JC | FU0136 | CLIP | --- | 6.A3 | XT0138:2 | BACK PANEL | 6.A3 | USED
XT0138:2 | JC | FU0136 | CLIP | --- | 6.A3 | XT0138:3 | BACK PANEL | 6.B3 | USED
XT0138:3 | JC | FU0136 | CLIP | --- | 6.B3 | XT0138:4 | BACK PANEL | 6.B3 | USED
XT0139:1 | JC | FU0137 | CLIP | --- | 6.A4 | XT0139:2 | BACK PANEL | 6.A4 | USED
XT0139:2 | JC | FU0137 | CLIP | --- | 6.A4 | XT0139:3 | BACK PANEL | 6.B4 | USED
XT0139:3 | JC | FU0137 | CLIP | --- | 6.B4 | XT0139:4 | BACK PANEL | 6.B4 | USED
XT0139:4 | JC | FU0137 | CLIP | --- | 6.B4 | XT0139:5 | BACK PANEL | 6.B4 | USED
XT0139:5 | JC | FU0137 | CLIP | --- | 6.B4 | XT0139:6 | BACK PANEL | 6.B4 | USED
XT0140:1 | JC | FU1100 | CLIP | --- | 3.A1 | XT0140:2 | BACK PANEL | 3.B1 | USED
XT0140:2 | JC | FU1100 | CLIP | --- | 3.B1 | XT0140:3 | BACK PANEL | 3.B1 | USED
XT0140:3 | JC | FU1100 | CLIP | --- | 3.B1 | XT0140:4 | BACK PANEL | 3.C1 | USED
XT0140:4 | JC | FU1100 | CLIP | --- | 3.C1 | XT0140:5 | BACK PANEL | 3.D1 | USED
XT0140:5 | JC | FU1100 | CLIP | --- | 3.D1 | XT0140:6 | BACK PANEL | 3.A4 | USED
XT0140:6 | JC | FU1100 | CLIP | --- | 3.A4 | XT0140:7 | BACK PANEL | 3.A4 | USED
XT0140:7 | JC | FU1100 | CLIP | --- | 3.A4 | XT0140:8 | BACK PANEL | 3.B4 | USED
XT0140:8 | JC | FU1100 | CLIP | --- | 3.B4 | XT0140:9 | BACK PANEL | 3.C4 | USED
XT0140:9 | JC | FU1100 | CLIP | --- | 3.C4 | XT0140:10 | BACK PANEL | 3.D4 | USED
XT0141:1 | JC | 0V | CLIP | --- | 3.A1 | XT0141:2 | BACK PANEL | 3.B1 | USED
XT0141:2 | JC | 0V | CLIP | --- | 3.B1 | XT0141:3 | BACK PANEL | 3.B1 | USED
XT0141:3 | JC | 0V | CLIP | --- | 3.B1 | XT0141:4 | BACK PANEL | 3.C1 | USED
XT0141:4 | JC | 0V | CLIP | --- | 3.C1 | XT0141:5 | BACK PANEL | 3.D1 | USED
XT0141:5 | JC | 0V | CLIP | --- | 3.D1 | XT0141:6 | BACK PANEL | 3.A4 | USED
XT0141:6 | JC | 0V | CLIP | --- | 3.A4 | XT0141:7 | BACK PANEL | 3.B4 | USED
XT0141:7 | JC | 0V | CLIP | --- | 3.B4 | XT0141:8 | BACK PANEL | 3.B4 | USED
XT0141:8 | JC | 0V | CLIP | --- | 3.B4 | XT0141:9 | BACK PANEL | 3.C4 | USED
XT0141:9 | JC | 0V | CLIP | --- | 3.C4 | XT0141:10 | BACK PANEL | 3.D4 | USED
AF0041:COM | SC | AF0041N | WHT | 20 | 12.B2 | AF0042:COM | BACK PANEL | 12.B3 | USED
AF0041:COM | SC | AU0040N | WHT | 20 | 12.B2 | AU0040:COM | BACK PANEL | 12.A2 | USED
AF0041:V+ | SC | AF0041P | WHT | 20 | 12.B2 | AF0042:V+ | BACK PANEL | 12.B3 | USED
AF0041:V+ | SC | AU0040P | WHT | 20 | 12.B2 | AU0040:V+ | BACK PANEL | 12.A2 | USED
AF0042:10 | SC | UJ0131OK2 | WHT | 20 | 16.B6 | UJ0131:OK2 | BACK PANEL | 16.B5 | USED
AF0042:42 | SC | UJ0131OK1 | WHT | 20 | 16.B6 | UJ0131:OK1 | BACK PANEL | 16.B5 | USED
AF0042:COM | SC | AF0042N | WHT | 20 | 12.B3 | AF0043:COM | BACK PANEL | 12.B4 | USED
AF0042:V+ | SC | AF0042P | WHT | 20 | 12.B3 | AF0043:V+ | BACK PANEL | 12.B4 | USED
AF0043:COM | SC | AF0043N | WHT | 20 | 12.B4 | AF0044:COM | BACK PANEL | 12.B4 | USED
AF0043:V+ | SC | AF0043P | WHT | 20 | 12.B4 | AF0044:V+ | BACK PANEL | 12.B4 | USED
AF0044:COM | SC | AF0044N | WHT | 20 | 12.B4 | AF0045:COM | BACK PANEL | 12.B5 | USED
AF0044:V+ | SC | AF0044P | WHT | 20 | 12.B4 | AF0045:V+ | BACK PANEL | 12.B5 | USED
AF0045:COM | SC | AF0045N | WHT | 20 | 12.B5 | AF0046:COM | BACK PANEL | 12.B5 | USED
AF0045:V+ | SC | AF0045P | WHT | 20 | 12.B5 | AF0046:V+ | BACK PANEL | 12.B5 | USED
AF0046:COM | SC | AF0046N | WHT | 20 | 12.B5 | AF0047:COM | BACK PANEL | 12.B6 | USED
AF0046:V+ | SC | AF0046P | WHT | 20 | 12.B5 | AF0047:V+ | BACK PANEL | 12.B6 | USED
AF0051:COM | SC | AF0051N | WHT | 20 | 12.D2 | AF0052:COM | BACK PANEL | 12.D3 | USED
AF0051:COM | SC | AU0050N | WHT | 20 | 12.D2 | AU0050:COM | BACK PANEL | 12.C2 | USED
AF0051:V+ | SC | AF0051P | WHT | 20 | 12.D2 | AF0052:V+ | BACK PANEL | 12.D3 | USED
AF0051:V+ | SC | AU0050P | WHT | 20 | 12.D2 | AU0050:V+ | BACK PANEL | 12.C2 | USED
AF0052:COM | SC | AF0052N | WHT | 20 | 12.D3 | AF0053:COM | BACK PANEL | 12.D3 | USED
AF0052:V+ | SC | AF0052P | WHT | 20 | 12.D3 | AF0053:V+ | BACK PANEL | 12.D3 | USED
AF0061:04 | SC | UJ0131VIN | WHT | 20 | 16.A6 | UJ0131:VIN | BACK PANEL | 16.B5 | USED
AF0061:05 | SC | 0V | WHT | 14 | 16.A6 | XT0135:3 | BACK PANEL | 6.C4 | USED
AF0061:06 | SC | UJ0131IOUT | WHT | 20 | 16.B6 | UJ0131:IOUT | BACK PANEL | 16.B5 | USED
AF0061:07 | SC | 0V | WHT | 14 | 16.B6 | XT0135:4 | BACK PANEL | 6.C4 | USED
AF0061:COM | SC | AF0061N | WHT | 20 | 13.B2 | AF0062:COM | BACK PANEL | 13.B3 | USED
AF0061:COM | SC | AU0060N | WHT | 20 | 13.B2 | AU0060:COM | BACK PANEL | 13.A2 | USED
AF0061:SH | SC | AF0061G | GRN | 14 | 13.B2 | AF0062:SH | BACK PANEL | 13.B3 | USED
AF0061:SH | SC | AU0060G | GRN | 14 | 13.B2 | AU0060:GND | BACK PANEL | 13.A2 | USED
AF0061:V+ | SC | AF0061P | WHT | 20 | 13.B2 | AF0062:V+ | BACK PANEL | 13.B3 | USED
AF0061:V+ | SC | AU0060P | WHT | 20 | 13.B2 | AU0060:V+ | BACK PANEL | 13.A2 | USED
AF0062:01 | SC | 006201 | WHT | 20 | 16.D6 | XT0085:2 | BACK PANEL | 16.D6 | USED
AF0062:17 | SC | 0V | WHT | 20 | 16.D6 | XT0085:3 | BACK PANEL | 16.D6 | USED
AF0062:COM | SC | AF0062N | WHT | 20 | 13.B3 | AF0063:COM | BACK PANEL | 13.B3 | USED
AF0062:SH | SC | AF0062G | GRN | 14 | 13.B3 | AF0063:SH | BACK PANEL | 13.B3 | USED
AF0062:V+ | SC | AF0062P | WHT | 20 | 13.B3 | AF0063:V+ | BACK PANEL | 13.B3 | USED
AF0063:COM | SC | AF0063N | WHT | 20 | 13.B3 | AF0064:COM | BACK PANEL | 13.B4 | USED
AF0063:SH | SC | AF0063G | GRN | 14 | 13.B3 | AF0064:SH | BACK PANEL | 13.B4 | USED
AF0063:V+ | SC | AF0063P | WHT | 20 | 13.B3 | AF0064:V+ | BACK PANEL | 13.B4 | USED
AR0600:IE1 | SC | UV0600G | GRN | 14 | 10.A1 | UV0600:GND | BACK PANEL | 10.A2 | USED
AT0680:NEG | SC | 0V | WHT | 14 | 8.A4 | XT0680:2 | BACK PANEL | 8.A3 | USED
AT0680:POS | SC | AT0680POS | WHT | 14 | 8.A4 | XT0680:1 | BACK PANEL | 8.A3 | USED
AU0040:COM | SC | 0V | WHT | 14 | 12.A2 | XT0135:2 | BACK PANEL | 6.C4 | USED
AU0040:V+ | SC | FU0040 | WHT | 14 | 12.A2 | FU0040:LD | BACK PANEL | 12.B1 | USED
AU0050:COM | SC | 0V | WHT | 14 | 12.C2 | XT0135:3 | BACK PANEL | 6.C4 | USED
AU0050:V+ | SC | FU0050 | WHT | 14 | 12.C2 | FU0050:LD | BACK PANEL | 12.D1 | USED
AU0060:COM | SC | 0V | WHT | 14 | 13.A2 | XT0135:2 | BACK PANEL | 6.C4 | USED
AU0060:V+ | SC | FU0060 | WHT | 14 | 13.A2 | FU0060:LD | BACK PANEL | 13.B1 | USED
BA0001:V1(-) | SC | 0V | WHT | 16 | 3.B2 | XT0141:3 | BACK PANEL | 3.B1 | USED
BA0001:V1(+) | SC | BA0001P | WHT | 16 | 3.B2 | FU0101:LD | BACK PANEL | 3.B1 | USED
BA0002:V1(-) | SC | 0V | WHT | 16 | 3.C2 | XT0141:4 | BACK PANEL | 3.C1 | USED
BA0002:V1(+) | SC | BA0002P | WHT | 16 | 3.C2 | FU0102:LD | BACK PANEL | 3.C1 | USED
BA0009:V1(-) | SC | 0V | WHT | 16 | 3.B2 | XT0141:2 | BACK PANEL | 3.B1 | USED
BA0009:V1(+) | SC | BA0009P | WHT | 16 | 3.B2 | FU0109:LD | BACK PANEL | 3.B1 | USED
BA0010:V1(-) | SC | 0V | WHT | 16 | 3.A2 | XT0141:1 | BACK PANEL | 3.A1 | USED
BA0010:V1(+) | SC | BA0010P | WHT | 16 | 3.A2 | FU0110:LD | BACK PANEL | 3.A1 | USED
BA0011:V1(-) | SC | 0V | WHT | 16 | 3.A5 | XT0141:6 | BACK PANEL | 3.A4 | USED
BA0011:V1(+) | SC | BA0011POS | WHT | 16 | 3.A5 | FU0111:LD | BACK PANEL | 3.A5 | USED
BA0012:V1(-) | SC | 0V | WHT | 16 | 3.A5 | XT0141:7 | BACK PANEL | 3.B4 | USED
BA0012:V1(+) | SC | BA0012POS | WHT | 16 | 3.A5 | FU0112:LD | BACK PANEL | 3.A5 | USED
BA0013:V1(-) | SC | 0V | WHT | 16 | 3.B5 | XT0141:8 | BACK PANEL | 3.B4 | USED
BA0013:V1(+) | SC | BA0013POS | WHT | 16 | 3.B5 | FU0113:LD | BACK PANEL | 3.B5 | USED
BA0014:V1(-) | SC | 0V | WHT | 16 | 3.C5 | XT0141:9 | BACK PANEL | 3.C4 | USED
BA0014:V1(+) | SC | BA0014POS | WHT | 16 | 3.C5 | FU0114:LD | BACK PANEL | 3.C5 | USED
BA0019:V1(-) | SC | 0V | WHT | 16 | 3.D5 | XT0141:10 | BACK PANEL | 3.D4 | USED
BA0019:V1(+) | SC | BA0019POS | WHT | 16 | 3.D5 | FU0119:LD | BACK PANEL | 3.D5 | USED
BA0606:- | SC | 0V | WHT | 16 | 10.B6 | XT0135:5 | BACK PANEL | 6.D4 | USED
BA0606:+ | SC | FU0606 | WHT | 16 | 10.B6 | FU0606:LD | BACK PANEL | 6.B5 | USED
BA1215:- | SC | 0V | WHT | 20 | 8.C4 | XT0135:1 | BACK PANEL | 6.C4 | USED
BA1215:+ | SC | FU1215 | WHT | 16 | 8.C4 | FU1215:LD | BACK PANEL | 8.D2 | USED
FU0010:LD | SC | FU0010 | WHT | 14 | 6.A5 | UV0600:(+) | BACK PANEL | 10.A2 | USED
FU0010:LI | SC | FU0137 | WHT | 14 | 6.A5 | XT0139:1 | BACK PANEL | 6.A4 | USED
FU0040:LI | SC | FU0137 | WHT | 14 | 12.B1 | XT0139:2 | BACK PANEL | 6.A4 | USED
FU0050:LI | SC | FU0137 | WHT | 14 | 12.D1 | XT0139:3 | BACK PANEL | 6.B4 | USED
FU0060:LI | SC | FU0137 | WHT | 14 | 13.B1 | XT0139:2 | BACK PANEL | 6.A4 | USED
FU0101:LI | SC | FU1100 | WHT | 12 | 3.B1 | XT0140:3 | BACK PANEL | 3.B1 | USED
FU0102:LI | SC | FU1100 | WHT | 12 | 3.C1 | XT0140:4 | BACK PANEL | 3.C1 | USED
FU0109:LI | SC | FU1100 | WHT | 12 | 3.B1 | XT0140:2 | BACK PANEL | 3.B1 | USED
FU0110:LI | SC | FU1100 | WHT | 12 | 3.A1 | XT0140:1 | BACK PANEL | 3.A1 | USED
FU0111:LI | SC | FU1100 | WHT | 12 | 3.A5 | XT0140:6 | BACK PANEL | 3.A4 | USED
FU0112:LI | SC | FU1100 | WHT | 12 | 3.A5 | XT0140:7 | BACK PANEL | 3.A4 | USED
FU0113:LI | SC | FU1100 | WHT | 12 | 3.B5 | XT0140:8 | BACK PANEL | 3.B4 | USED
FU0114:LI | SC | FU1100 | WHT | 12 | 3.C5 | XT0140:9 | BACK PANEL | 3.C4 | USED
FU0119:LI | SC | FU1100 | WHT | 12 | 3.D5 | XT0140:10 | BACK PANEL | 3.D4 | USED
FU0136:LD | SC | FU0136 | WHT | 10 | 16.C6 | XT0138:1 | BACK PANEL | 6.A3 | USED
FU0136:LI | SC | 24V | WHT | 10 | 16.C6 | UJ0131:OUT(+) | BACK PANEL | 16.B5 | USED
FU0137:LD | SC | FU0137 | WHT | 14 | 6.A4 | XT0139:1 | BACK PANEL | 6.A4 | USED
FU0137:LI | SC | FU0136 | WHT | 10 | 6.A4 | XT0138:1 | BACK PANEL | 6.A3 | USED
FU0138:LI | SC | FU0137 | WHT | 14 | 6.B5 | XT0139:6 | BACK PANEL | 6.B4 | USED
FU0606:LI | SC | FU0137 | WHT | 14 | 6.B5 | XT0139:5 | BACK PANEL | 6.B4 | USED
FU0680:LD | SC | AT0680POS | WHT | 14 | 8.A2 | XT0680:1 | BACK PANEL | 8.A3 | USED
FU0680:LI | SC | FU0137 | WHT | 14 | 8.A2 | XT0139:1 | BACK PANEL | 6.A4 | USED
FU1100:LD | SC | FU1100 | WHT | 12 | 6.B3 | XT0140:1 | BACK PANEL | 3.A1 | USED
FU1100:LI | SC | FU0136 | WHT | 10 | 6.B3 | XT0138:4 | BACK PANEL | 6.B3 | USED
FU1215:LI | SC | FU0137 | WHT | 14 | 8.D2 | XT0139:1 | BACK PANEL | 6.A4 | USED
GR0131: | SC | GR0131 | GRN/YEL | 14 | 5.B6 | FRAME | BACK PANEL | 5.B7 | USED
GR0132: | SC | GR0132 | GRN/YEL | 14 | 5.C6 | FRAME | BACK PANEL | 5.C7 | USED
PEG0130:1 | SC | 0V | GRN/YEL | 14 | 6.C4 | XT0134:2 | BACK PANEL | 6.C3 | USED
QS0011:LD-1 | SC | UJ0131P | WHT | 12 | 16.B4 | UJ0131:+ | BACK PANEL | 16.B5 | USED
QS0011:LD-3 | SC | UJ0131N | WHT | 12 | 16.B4 | UJ0131:- | BACK PANEL | 16.B5 | USED
QS0011:LI-2 | SC | 525POS | WHT | 12 | 16.B4 | XT0011:1 | BACK PANEL | 16.B3 | USED
QS0011:LI-4 | SC | 525NEG | WHT | 12 | 16.B4 | XT0011:2 | BACK PANEL | 16.B3 | USED
RR0851: -3.01K OHM | SC | FU0260 | LEAD | --- | 16.D6 | XT0085:1 | BACK PANEL | 16.D6 | USED
RR0851: -3.01K OHM | SC | 006201 | LEAD | --- | 16.D6 | XT0085:2 | BACK PANEL | 16.D6 | USED
RR0852: -1.0K OHM | SC | 0V | LEAD | --- | 16.D6 | XT0085:3 | BACK PANEL | 16.D6 | USED
RR0852: -1.0K OHM | SC | 006201 | LEAD | --- | 16.D6 | XT0085:2 | BACK PANEL | 16.D6 | USED
UJ0131:G | SC | UJ0131G | GRN/YEL | 12 | 16.B5 | FRAME | BACK PANEL | 16.B4 | USED
UJ0131:OUT(-) | SC | 0V | WHT | 10 | 16.B5 | XT0134:1 | BACK PANEL | 6.C3 | USED
UV0600:(-) | SC | 0V | WHT | 14 | 10.A2 | XT0135:1 | BACK PANEL | 6.C4 | USED
XT0134:1 | SC | 0V | WHT | 14 | 6.C3 | XT0135:1 | BACK PANEL | 6.C4 | USED
XT0134:4 | SC | 0V | WHT | 14 | 6.C3 | XT0141:1 | BACK PANEL | 3.A1 | USED
XT0680:2 | SC | 0V | WHT | 20 | 8.A3 | XT0135:1 | BACK PANEL | 6.C4 | USED
AT0680:LAN3 | W0682 | AT0680LAN3 | ENET | CABLE | 8.A4 | BA1215:1 | BACK PANEL | 8.C4 | USED
AU0040:L2 | WC0004 | AU0040L2 | ENET | CABLE | 12.A2 | AU0050:L1 | BACK PANEL | 12.C2 | USED
AU0050:L2 | WC0005 | AU0050L2 | ENET | CABLE | 12.C2 | AU0060:L1 | BACK PANEL | 13.A2 | USED
AP0601:L1 | WC0680 | AT0680LAN1 | ENET | CABLE | 10.A3 | AT0680:LAN1 | BACK PANEL | 8.A4 | USED
AP0603:L1 | WCAP0606 | AP0603L1 | ENET | CABLE | 10.A5 | BA0606:8 | BACK PANEL | 10.B6 | USED
AT0680:LAN2 | WC0060 | AT0680LAN2 | ENET | CABLE | 8.A4 | AT0190:ENET2 | CONSOLE | 17.B4 | USED
AF0064:SH | SC | IEG013013 | GRN | 14 | 13.B4 | IEG0130:13 | LEFT SIDE PANEL | 13.B4 | USED
AR0600:IE2 | SC | IEG01301 | GRN | 12 | 10.A1 | IEG0130:1 | LEFT SIDE PANEL | 10.B6 | USED
AU0040:GND | SC | AU0040G | GRN | 14 | 12.A2 | IEG0130:10 | LEFT SIDE PANEL | 12.B2 | USED
AU0050:GND | SC | AU0050G | GRN | 14 | 12.C2 | IEG0130:11 | LEFT SIDE PANEL | 12.D2 | USED
GR0110: | SC | GR0110 | GRN | 14 | 5.A6 | IEG0130:5 | LEFT SIDE PANEL | 5.A7 | USED
GR0111: | SC | GR0111 | GRN | 14 | 5.A6 | IEG0130:6 | LEFT SIDE PANEL | 5.A7 | USED
GR0135: | SC | GR0135 | GRN | 14 | 5.C6 | IEG0130:7 | LEFT SIDE PANEL | 5.C7 | USED
XT0085:1 | SC | FU0260 | WHT | 14 | 16.D6 | XT0261:2 | LEFT SIDE PANEL | 7.A4 | USED
XT0085:3 | SC | 0V | WHT | 20 | 16.D6 | XT0262:2 | LEFT SIDE PANEL | 7.C4 | USED
XT0135:4 | SC | 0V | WHT | 14 | 6.C4 | XT0095:2 | LEFT SIDE PANEL | 14.B6 | USED
XT0135:6 | SC | 0V | WHT | 14 | 6.D4 | XT0273:1 | LEFT SIDE PANEL | 6.D2 | USED
XT0138:2 | SC | FU0136 | WHT | 12 | 6.A3 | FU0260:LI | LEFT SIDE PANEL | 7.A3 | USED
XT0139:4 | SC | FU0137 | WHT | 14 | 6.B4 | XT0095:1 | LEFT SIDE PANEL | 14.B6 | USED
XT0139:6 | SC | FU0137 | WHT | 14 | 6.B4 | FU0273:LI | LEFT SIDE PANEL | 6.B5 | USED
AU0060:L2 | WC0006 | AU0060L2 | ENET | CABLE | 13.A2 | AU0090:L1 | LEFT SIDE PANEL | 14.B2 | USED
AF0041:12 | SC | AF004112 | WHT | 20 | 55.D6 | XT1251:2 | RIGHT SIDE PANEL | 55.D5 | USED
AF0041:13 | SC | KA124211 | WHT | 20 | 57.A6 | KA1242:11 | RIGHT SIDE PANEL | 57.A6 | USED
AF0041:44 | SC | AF004144 | WHT | 20 | 55.D6 | XT1251:1 | RIGHT SIDE PANEL | 55.D5 | USED
AF0041:45 | SC | KA124214 | WHT | 20 | 57.A6 | KA1242:14 | RIGHT SIDE PANEL | 57.A6 | USED
AF0042:09 | SC | AF004209 | WHT | 20 | 56.D6 | XT1251:6 | RIGHT SIDE PANEL | 56.D5 | USED
AF0042:41 | SC | AF004241 | WHT | 20 | 56.D6 | XT1251:5 | RIGHT SIDE PANEL | 56.D5 | USED
XT0134:3 | SC | 0V | WHT | 14 | 6.C3 | XT1202:1 | RIGHT SIDE PANEL | 15.C2 | USED
XT0138:3 | SC | FU0136 | WHT | 10 | 6.B3 | FU1201:LI | RIGHT SIDE PANEL | 6.B3 | USED
AP0602:L1 | WC0018 | AT0180P1 | ENET | CABLE | 10.A4 | AT0180:P1 | RIGHT SIDE PANEL | 15.B3 | USED
XT0134:2 | SC | 0V | WHT | 14 | 6.C3 | XT0260:1 | SCS | 7.C3 | USED
AP0602:L2 | WC0001 | AP0602L2 | ENET | CABLE | 10.A4 | AU0020:L1 | SCS | 11.C2 | USED
AU0040:L1 | WC0002 | AU0020L2 | ENET | CABLE | 12.A2 | AU0020:L2 | SCS | 11.C2 | USED
SolarTools ver. 24.0.84.24712 (Jul 31, 2025)
Report date: 3/9/2026 7:07 AM

## CONSOLE
CONSOLE
ASSEMBLY CONSOLE & CONSOLE DOORS ONE BAY
Project # | 4N298
Project Name | P66 Iron Mesa PMS
Revision | B
Controls DE | Akanksha Maddi
Phone: | 9254814160
Controls ME
Phone:
From | [5 empty] | To
Device ID | Cable (W) Conductor (SC) Jumper Clip (JC) | Wire No. | Wire ID | Gauge/Size | Page/Zone | Device ID | Location | Page/Zone
AT0190:DVI | SC | AT0190D | CABLE | DVI | 17.B4 | AT0191:DVI | CONSOLE | 17.A3 | USED
AT0190:GND | SC | AT0190G | GRN/YEL | 14 | 17.B4 | FRAME | CONSOLE | 17.C3 | USED
AT0190:PS2 | SC | AT0190K | CABLE | USB | 17.B4 | AT0190K:KI | CONSOLE | 17.B5 | USED
AT0190:PS2 | SC | AT0190U | CABLE | USB | 17.B4 | AT0191:USB | CONSOLE | 17.A3 | USED
AT0191:GND | SC | AT0191G | GRN/YEL | 14 | 17.A3 | FRAME | CONSOLE | 17.B3 | USED
EL0273:B1 | SC | ZS0273 | WHT | 14 | 6.D3 | ZS0273:2 | CONSOLE | 6.D2 | USED
AT0190:ENET2 | WC0060 | AT0680LAN2 | ENET | CABLE | 17.B4 | AT0680:LAN2 | BACK PANEL | 8.A4 | USED
AT0190:NEG | SC | 0V | WHT | 14 | 17.B4 | XT0262:3 | LEFT SIDE PANEL | 7.C4 | USED
AT0190:POS | SC | FU0190 | WHT | 14 | 17.B4 | FU0190:LD | LEFT SIDE PANEL | 7.B5 | USED
AT0191:NEG | SC | 0V | WHT | 14 | 17.A3 | XT0262:3 | LEFT SIDE PANEL | 7.C4 | USED
AT0191:POS | SC | FU0190 | WHT | 14 | 17.A3 | FU0190:LD | LEFT SIDE PANEL | 7.B5 | USED
EL0273:W1 | SC | 0V | WHT | 14 | 6.D3 | XT0273:1 | LEFT SIDE PANEL | 6.D2 | USED
ZS0273:1 | SC | FU0273 | WHT | 14 | 6.D2 | FU0273:LD | LEFT SIDE PANEL | 6.B5 | USED
HA0273:(+) | WC5540 | HA0273P | BLK | 16 | 19.A5 | AF0022:05 | SCS | 19.A6 | USED
HA0273:(-) | WC5540 | HA0273N | WHT | 16 | 19.A5 | AF0022:37 | SCS | 19.A6 | USED
SolarTools ver. 24.0.84.24712 (Jul 31, 2025)
Report date: 3/9/2026 7:07 AM

## LEFT SIDE PANEL
LEFT SIDE PANEL
ASSY,LEFT SIDE PANEL,CONSOLE
Project # | 4N298
Project Name | P66 Iron Mesa PMS
Revision | B
Controls DE | Akanksha Maddi
Phone: | 9254814160
Controls ME
Phone:
From | [5 empty] | To
Device ID | Cable (W) Conductor (SC) Jumper Clip (JC) | Wire No. | Wire ID | Gauge/Size | Page/Zone | Device ID | Location | Page/Zone
XT0090:3 | JC | 0V | CLIP | --- | 14.A5 | XT0090:2 | LEFT SIDE PANEL | 14.B5 | USED
XT0090:4 | JC | 0V | CLIP | --- | 14.A5 | XT0090:3 | LEFT SIDE PANEL | 14.A5 | USED
XT0090:5 | JC | 0V | CLIP | --- | 14.A5 | XT0090:4 | LEFT SIDE PANEL | 14.A5 | USED
XT0090:6 | JC | 0V | CLIP | --- | 14.A5 | XT0090:5 | LEFT SIDE PANEL | 14.A5 | USED
XT0261:1 | JC | FU0260 | CLIP | --- | 7.A4 | XT0261:2 | LEFT SIDE PANEL | 7.A4 | USED
XT0261:2 | JC | FU0260 | CLIP | --- | 7.A4 | XT0261:3 | LEFT SIDE PANEL | 7.B4 | USED
XT0261:3 | JC | FU0260 | CLIP | --- | 7.B4 | XT0261:4 | LEFT SIDE PANEL | 7.B4 | USED
XT0262:1 | JC | 0V | CLIP | --- | 7.C4 | XT0262:2 | LEFT SIDE PANEL | 7.C4 | USED
XT0262:2 | JC | 0V | CLIP | --- | 7.C4 | XT0262:3 | LEFT SIDE PANEL | 7.C4 | USED
XT0262:3 | JC | 0V | CLIP | --- | 7.C4 | XT0262:4 | LEFT SIDE PANEL | 7.C4 | USED
KA5760:A1 | SC | 009104 | WHT | 16 | 57.C6 | AF0091:04 | LEFT SIDE PANEL | 57.C6 | USED
KA0043:A1 | SC | KA0043A1 | WHT | 20 | 51.C7 | AF0091:07 | LEFT SIDE PANEL | 51.C6 | USED
KA0081:A1 | SC | KA0081A1 | WHT | 20 | 48.A7 | AF0091:08 | LEFT SIDE PANEL | 48.A6 | USED
KA0082:A1 | SC | KA0082A1 | WHT | 20 | 48.B7 | AF0091:09 | LEFT SIDE PANEL | 48.B6 | USED
KA0083:A1 | SC | KA0083A1 | WHT | 20 | 48.C7 | AF0091:10 | LEFT SIDE PANEL | 48.C6 | USED
KA0084:A1 | SC | KA0084A1 | WHT | 20 | 48.D7 | AF0091:11 | LEFT SIDE PANEL | 48.D6 | USED
KA0085:A1 | SC | KA0085A1 | WHT | 20 | 49.A7 | AF0091:12 | LEFT SIDE PANEL | 49.A6 | USED
KA0086:A1 | SC | KA0086A1 | WHT | 20 | 49.B7 | AF0091:13 | LEFT SIDE PANEL | 49.B6 | USED
KA0087:A1 | SC | KA0087A1 | WHT | 20 | 49.C7 | AF0091:14 | LEFT SIDE PANEL | 49.C6 | USED
KA0088:A1 | SC | KA0088A1 | WHT | 20 | 49.D7 | AF0091:15 | LEFT SIDE PANEL | 49.D6 | USED
KA5760:A2 | SC | 009120 | WHT | 16 | 57.C6 | AF0091:20 | LEFT SIDE PANEL | 57.C6 | USED
KA0043:A2 | SC | KA0043A2 | WHT | 20 | 51.C7 | AF0091:23 | LEFT SIDE PANEL | 51.C6 | USED
KA0081:A2 | SC | KA0081A2 | WHT | 20 | 48.A7 | AF0091:24 | LEFT SIDE PANEL | 48.A6 | USED
KA0082:A2 | SC | KA0082A2 | WHT | 20 | 48.B7 | AF0091:25 | LEFT SIDE PANEL | 48.B6 | USED
KA0083:A2 | SC | KA0083A2 | WHT | 20 | 48.C7 | AF0091:26 | LEFT SIDE PANEL | 48.C6 | USED
KA0084:A2 | SC | KA0084A2 | WHT | 20 | 48.D7 | AF0091:27 | LEFT SIDE PANEL | 48.D6 | USED
KA0085:A2 | SC | KA0085A2 | WHT | 20 | 49.A7 | AF0091:28 | LEFT SIDE PANEL | 49.A6 | USED
KA0086:A2 | SC | KA0086A2 | WHT | 20 | 49.B7 | AF0091:29 | LEFT SIDE PANEL | 49.B6 | USED
KA0087:A2 | SC | KA0087A2 | WHT | 20 | 49.C7 | AF0091:30 | LEFT SIDE PANEL | 49.C6 | USED
KA0088:A2 | SC | KA0088A2 | WHT | 20 | 49.D7 | AF0091:31 | LEFT SIDE PANEL | 49.D6 | USED
AF0091:COM | SC | 0V | WHT | 14 | 14.C3 | XT0090:3 | LEFT SIDE PANEL | 14.A5 | USED
AF0091:V+ | SC | FU0091 | WHT | 14 | 14.C3 | FU0091:LD | LEFT SIDE PANEL | 14.C2 | USED
KA0001:A1 | SC | KA0001A1 | WHT | 20 | 28.C7 | AF0092:00 | LEFT SIDE PANEL | 28.C6 | USED
KA0002:A1 | SC | KA0002A1 | WHT | 20 | 29.C7 | AF0092:01 | LEFT SIDE PANEL | 29.C6 | USED
KA0003:A1 | SC | KA0003A1 | WHT | 20 | 30.C7 | AF0092:02 | LEFT SIDE PANEL | 30.C6 | USED
KA0004:A1 | SC | KA0004A1 | WHT | 20 | 31.C7 | AF0092:03 | LEFT SIDE PANEL | 31.C6 | USED
KA0005:A1 | SC | KA0005A1 | WHT | 20 | 32.C7 | AF0092:04 | LEFT SIDE PANEL | 32.C6 | USED
KA0006:A1 | SC | KA0006A1 | WHT | 20 | 33.C7 | AF0092:05 | LEFT SIDE PANEL | 33.C6 | USED
KA0007:A1 | SC | KA0007A1 | WHT | 20 | 34.C7 | AF0092:06 | LEFT SIDE PANEL | 34.C6 | USED
KA0008:A1 | SC | KA0008A1 | WHT | 20 | 35.C7 | AF0092:07 | LEFT SIDE PANEL | 35.C6 | USED
KA0009:A1 | SC | KA0009A1 | WHT | 20 | 36.C7 | AF0092:08 | LEFT SIDE PANEL | 36.C6 | USED
KA0010:A1 | SC | KA0010A1 | WHT | 20 | 37.C7 | AF0092:09 | LEFT SIDE PANEL | 37.C6 | USED
KA0041:A1 | SC | KA0041A1 | WHT | 20 | 51.A7 | AF0092:14 | LEFT SIDE PANEL | 51.A6 | USED
KA0042:A1 | SC | KA0042A1 | WHT | 20 | 51.B7 | AF0092:15 | LEFT SIDE PANEL | 51.B6 | USED
KA0001:A2 | SC | KA0001A2 | WHT | 20 | 28.C7 | AF0092:16 | LEFT SIDE PANEL | 28.C6 | USED
KA0002:A2 | SC | KA0002A2 | WHT | 20 | 29.C7 | AF0092:17 | LEFT SIDE PANEL | 29.C6 | USED
KA0003:A2 | SC | KA0003A2 | WHT | 20 | 30.C7 | AF0092:18 | LEFT SIDE PANEL | 30.C6 | USED
KA0004:A2 | SC | KA0004A2 | WHT | 20 | 31.C7 | AF0092:19 | LEFT SIDE PANEL | 31.C6 | USED
KA0005:A2 | SC | KA0005A2 | WHT | 20 | 32.C7 | AF0092:20 | LEFT SIDE PANEL | 32.C6 | USED
KA0006:A2 | SC | KA0006A2 | WHT | 20 | 33.C7 | AF0092:21 | LEFT SIDE PANEL | 33.C6 | USED
KA0007:A2 | SC | KA0007A2 | WHT | 20 | 34.C7 | AF0092:22 | LEFT SIDE PANEL | 34.C6 | USED
KA0008:A2 | SC | KA0008A2 | WHT | 20 | 35.C7 | AF0092:23 | LEFT SIDE PANEL | 35.C6 | USED
KA0009:A2 | SC | KA0009A2 | WHT | 20 | 36.C7 | AF0092:24 | LEFT SIDE PANEL | 36.C6 | USED
KA0010:A2 | SC | KA0010A2 | WHT | 20 | 37.C7 | AF0092:25 | LEFT SIDE PANEL | 37.C6 | USED
KA0041:A2 | SC | KA0041A2 | WHT | 20 | 51.A7 | AF0092:30 | LEFT SIDE PANEL | 51.A6 | USED
KA0042:A2 | SC | KA0042A2 | WHT | 20 | 51.B7 | AF0092:31 | LEFT SIDE PANEL | 51.B6 | USED
AF0092:COM | SC | 0V | WHT | 14 | 14.C3 | XT0090:3 | LEFT SIDE PANEL | 14.A5 | USED
AF0092:V+ | SC | FU0092 | WHT | 14 | 14.C3 | FU0092:LD | LEFT SIDE PANEL | 14.C2 | USED
KA0011:A1 | SC | KA0011A1 | WHT | 20 | 38.C7 | AF0093:00 | LEFT SIDE PANEL | 38.C6 | USED
KA0012:A1 | SC | KA0012A1 | WHT | 20 | 39.C7 | AF0093:01 | LEFT SIDE PANEL | 39.C6 | USED
KA0013:A1 | SC | KA0013A1 | WHT | 20 | 40.C7 | AF0093:02 | LEFT SIDE PANEL | 40.C6 | USED
KA0014:A1 | SC | KA0014A1 | WHT | 20 | 41.C7 | AF0093:03 | LEFT SIDE PANEL | 41.C6 | USED
KA0015:A1 | SC | KA0015A1 | WHT | 20 | 42.C7 | AF0093:04 | LEFT SIDE PANEL | 42.C6 | USED
KA0016:A1 | SC | KA0016A1 | WHT | 20 | 43.C7 | AF0093:05 | LEFT SIDE PANEL | 43.C6 | USED
KA0017:A1 | SC | KA0017A1 | WHT | 20 | 44.C7 | AF0093:06 | LEFT SIDE PANEL | 44.C6 | USED
KA0018:A1 | SC | KA0018A1 | WHT | 20 | 45.C7 | AF0093:07 | LEFT SIDE PANEL | 45.C6 | USED
KA0019:A1 | SC | KA0019A1 | WHT | 20 | 46.C7 | AF0093:08 | LEFT SIDE PANEL | 46.C6 | USED
KA0020:A1 | SC | KA0020A1 | WHT | 20 | 47.C7 | AF0093:09 | LEFT SIDE PANEL | 47.C6 | USED
KA0045:A1 | SC | KA0045A1 | WHT | 20 | 52.A7 | AF0093:10 | LEFT SIDE PANEL | 52.A6 | USED
KA0046:A1 | SC | KA0046A1 | WHT | 20 | 52.B7 | AF0093:11 | LEFT SIDE PANEL | 52.B6 | USED
KA0047:A1 | SC | KA0047A1 | WHT | 20 | 52.C7 | AF0093:12 | LEFT SIDE PANEL | 52.C6 | USED
KA0048:A1 | SC | KA0048A1 | WHT | 20 | 52.D7 | AF0093:13 | LEFT SIDE PANEL | 52.D6 | USED
KA0011:A2 | SC | KA0011A2 | WHT | 20 | 38.C7 | AF0093:16 | LEFT SIDE PANEL | 38.C6 | USED
KA0012:A2 | SC | KA0012A2 | WHT | 20 | 39.C7 | AF0093:17 | LEFT SIDE PANEL | 39.C6 | USED
KA0013:A2 | SC | KA0013A2 | WHT | 20 | 40.C7 | AF0093:18 | LEFT SIDE PANEL | 40.C6 | USED
KA0014:A2 | SC | KA0014A2 | WHT | 20 | 41.C7 | AF0093:19 | LEFT SIDE PANEL | 41.C6 | USED
KA0015:A2 | SC | KA0015A2 | WHT | 20 | 42.C7 | AF0093:20 | LEFT SIDE PANEL | 42.C6 | USED
KA0016:A2 | SC | KA0016A2 | WHT | 20 | 43.C7 | AF0093:21 | LEFT SIDE PANEL | 43.C6 | USED
KA0017:A2 | SC | KA0017A2 | WHT | 20 | 44.C7 | AF0093:22 | LEFT SIDE PANEL | 44.C6 | USED
KA0018:A2 | SC | KA0018A2 | WHT | 20 | 45.C7 | AF0093:23 | LEFT SIDE PANEL | 45.C6 | USED
KA0019:A2 | SC | KA0019A2 | WHT | 20 | 46.C7 | AF0093:24 | LEFT SIDE PANEL | 46.C6 | USED
KA0020:A2 | SC | KA0020A2 | WHT | 20 | 47.C7 | AF0093:25 | LEFT SIDE PANEL | 47.C6 | USED
KA0045:A2 | SC | KA0045A2 | WHT | 20 | 52.A7 | AF0093:26 | LEFT SIDE PANEL | 52.A6 | USED
KA0046:A2 | SC | KA0046A2 | WHT | 20 | 52.B7 | AF0093:27 | LEFT SIDE PANEL | 52.B6 | USED
KA0047:A2 | SC | KA0047A2 | WHT | 20 | 52.C7 | AF0093:28 | LEFT SIDE PANEL | 52.C6 | USED
KA0048:A2 | SC | KA0048A2 | WHT | 20 | 52.D7 | AF0093:29 | LEFT SIDE PANEL | 52.D6 | USED
AF0093:COM | SC | 0V | WHT | 14 | 14.C4 | XT0090:4 | LEFT SIDE PANEL | 14.A5 | USED
AF0093:V+ | SC | FU0093 | WHT | 14 | 14.C4 | FU0093:LD | LEFT SIDE PANEL | 14.D2 | USED
KA0141:A1 | SC | KA0141A1 | WHT | 20 | 51.A7 | AF0094:10 | LEFT SIDE PANEL | 51.A6 | USED
KA0142:A1 | SC | KA0142A1 | WHT | 20 | 51.B7 | AF0094:11 | LEFT SIDE PANEL | 51.B6 | USED
KA0143:A1 | SC | KA0143A1 | WHT | 20 | 51.C7 | AF0094:12 | LEFT SIDE PANEL | 51.C6 | USED
KA0144:A1 | SC | KA0144A1 | WHT | 20 | 51.D7 | AF0094:13 | LEFT SIDE PANEL | 51.D6 | USED
KA0044:A1 | SC | KA0044A1 | WHT | 20 | 51.D7 | AF0094:14 | LEFT SIDE PANEL | 51.D6 | USED
KA0141:A2 | SC | KA0141A2 | WHT | 20 | 51.A7 | AF0094:26 | LEFT SIDE PANEL | 51.A6 | USED
KA0142:A2 | SC | KA0142A2 | WHT | 20 | 51.B7 | AF0094:27 | LEFT SIDE PANEL | 51.B6 | USED
KA0143:A2 | SC | KA0143A2 | WHT | 20 | 51.C7 | AF0094:28 | LEFT SIDE PANEL | 51.C6 | USED
KA0144:A2 | SC | KA0144A2 | WHT | 20 | 51.D7 | AF0094:29 | LEFT SIDE PANEL | 51.D6 | USED
KA0044:A2 | SC | KA0044A2 | WHT | 20 | 51.D7 | AF0094:30 | LEFT SIDE PANEL | 51.D6 | USED
AF0094:COM | SC | 0V | WHT | 14 | 14.C4 | XT0090:4 | LEFT SIDE PANEL | 14.A5 | USED
AF0094:V+ | SC | FU0094 | WHT | 14 | 14.C4 | FU0094:LD | LEFT SIDE PANEL | 14.D2 | USED
KA0145:A1 | SC | KA0145A1 | WHT | 20 | 52.A7 | AF0095:10 | LEFT SIDE PANEL | 52.A6 | USED
KA0146:A1 | SC | KA0146A1 | WHT | 20 | 52.B7 | AF0095:11 | LEFT SIDE PANEL | 52.B6 | USED
KA0147:A1 | SC | KA0147A1 | WHT | 20 | 52.C7 | AF0095:12 | LEFT SIDE PANEL | 52.C6 | USED
KA0148:A1 | SC | KA0148A1 | WHT | 20 | 52.D7 | AF0095:13 | LEFT SIDE PANEL | 52.D6 | USED
KA0145:A2 | SC | KA0145A2 | WHT | 20 | 52.A7 | AF0095:26 | LEFT SIDE PANEL | 52.A6 | USED
KA0146:A2 | SC | KA0146A2 | WHT | 20 | 52.B7 | AF0095:27 | LEFT SIDE PANEL | 52.B6 | USED
KA0147:A2 | SC | KA0147A2 | WHT | 20 | 52.C7 | AF0095:28 | LEFT SIDE PANEL | 52.C6 | USED
KA0148:A2 | SC | KA0148A2 | WHT | 20 | 52.D7 | AF0095:29 | LEFT SIDE PANEL | 52.D6 | USED
AF0095:COM | SC | 0V | WHT | 14 | 14.C5 | XT0090:5 | LEFT SIDE PANEL | 14.A5 | USED
AF0095:V+ | SC | FU0095 | WHT | 14 | 14.C5 | FU0095:LD | LEFT SIDE PANEL | 14.D2 | USED
AU0090:COM | SC | 0V | WHT | 14 | 14.B2 | XT0090:2 | LEFT SIDE PANEL | 14.B5 | USED
AU0090:GND | SC | AU0090G | GRN | 14 | 14.B2 | IEG0130:12 | LEFT SIDE PANEL | 14.D2 | USED
AU0090:V+ | SC | FU0090 | WHT | 14 | 14.B2 | FU0090:LD | LEFT SIDE PANEL | 14.C2 | USED
FU0020:LI | SC | FU0260 | WHT | 14 | 11.C1 | XT0261:2 | LEFT SIDE PANEL | 7.A4 | USED
FU0023:LI | SC | FU0260 | WHT | 14 | 11.D1 | XT0261:1 | LEFT SIDE PANEL | 7.A4 | USED
FU0024:LI | SC | FU0260 | WHT | 14 | 11.D1 | XT0261:1 | LEFT SIDE PANEL | 7.A4 | USED
FU0090:LI | SC | FU0137 | WHT | 14 | 14.C2 | XT0090:1 | LEFT SIDE PANEL | 14.B5 | USED
FU0090:LI | SC | FU0137 | WHT | 14 | 14.C2 | FU0091:LI | LEFT SIDE PANEL | 14.C2 | USED
FU0091:LI | SC | FU0137 | WHT | 14 | 14.C2 | FU0092:LI | LEFT SIDE PANEL | 14.C2 | USED
FU0092:LI | SC | FU0137 | WHT | 14 | 14.C2 | FU0093:LI | LEFT SIDE PANEL | 14.D2 | USED
FU0093:LI | SC | FU0137 | WHT | 14 | 14.D2 | FU0094:LI | LEFT SIDE PANEL | 14.D2 | USED
FU0094:LI | SC | FU0137 | WHT | 14 | 14.D2 | FU0095:LI | LEFT SIDE PANEL | 14.D2 | USED
FU0190:LI | SC | FU0260 | WHT | 14 | 7.B5 | XT0261:3 | LEFT SIDE PANEL | 7.B4 | USED
FU0260:LD | SC | FU0260 | WHT | 14 | 7.A3 | XT0261:1 | LEFT SIDE PANEL | 7.A4 | USED
GR0133: | SC | GR0133 | GRN/YEL | 14 | 5.C6 | FRAME | LEFT SIDE PANEL | 5.C7 | USED
GR0134: | SC | GR0134 | GRN | 14 | 5.C6 | IEG0130:9 | LEFT SIDE PANEL | 5.C7 | USED
XT0090:1 | SC | FU0137 | WHT | 14 | 14.B5 | XT0095:1 | LEFT SIDE PANEL | 14.B6 | USED
XT0090:2 | SC | 0V | WHT | 14 | 14.B5 | XT0095:2 | LEFT SIDE PANEL | 14.B6 | USED
FU0260:LI | SC | FU0136 | WHT | 12 | 7.A3 | XT0138:2 | BACK PANEL | 6.A3 | USED
FU0273:LI | SC | FU0137 | WHT | 14 | 6.B5 | XT0139:6 | BACK PANEL | 6.B4 | USED
IEG0130:1 | SC | IEG01301 | GRN | 12 | 10.B6 | AR0600:IE2 | BACK PANEL | 10.A1 | USED
IEG0130:10 | SC | AU0040G | GRN | 14 | 12.B2 | AU0040:GND | BACK PANEL | 12.A2 | USED
IEG0130:11 | SC | AU0050G | GRN | 14 | 12.D2 | AU0050:GND | BACK PANEL | 12.C2 | USED
IEG0130:13 | SC | IEG013013 | GRN | 14 | 13.B4 | AF0064:SH | BACK PANEL | 13.B4 | USED
IEG0130:5 | SC | GR0110 | GRN | 14 | 5.A7 | GR0110: | BACK PANEL | 5.A6 | USED
IEG0130:6 | SC | GR0111 | GRN | 14 | 5.A7 | GR0111: | BACK PANEL | 5.A6 | USED
IEG0130:7 | SC | GR0135 | GRN | 14 | 5.C7 | GR0135: | BACK PANEL | 5.C6 | USED
XT0095:1 | SC | FU0137 | WHT | 14 | 14.B6 | XT0139:4 | BACK PANEL | 6.B4 | USED
XT0095:2 | SC | 0V | WHT | 14 | 14.B6 | XT0135:4 | BACK PANEL | 6.C4 | USED
XT0261:2 | SC | FU0260 | WHT | 14 | 7.A4 | XT0085:1 | BACK PANEL | 16.D6 | USED
XT0262:2 | SC | 0V | WHT | 20 | 7.C4 | XT0085:3 | BACK PANEL | 16.D6 | USED
XT0273:1 | SC | 0V | WHT | 14 | 6.D2 | XT0135:6 | BACK PANEL | 6.D4 | USED
AU0090:L1 | WC0006 | AU0060L2 | ENET | CABLE | 14.B2 | AU0060:L2 | BACK PANEL | 13.A2 | USED
FU0190:LD | SC | FU0190 | WHT | 14 | 7.B5 | AT0190:POS | CONSOLE | 17.B4 | USED
FU0190:LD | SC | FU0190 | WHT | 14 | 7.B5 | AT0191:POS | CONSOLE | 17.A3 | USED
FU0273:LD | SC | FU0273 | WHT | 14 | 6.B5 | ZS0273:1 | CONSOLE | 6.D2 | USED
XT0262:3 | SC | 0V | WHT | 14 | 7.C4 | AT0190:NEG | CONSOLE | 17.B4 | USED
XT0262:3 | SC | 0V | WHT | 14 | 7.C4 | AT0191:NEG | CONSOLE | 17.A3 | USED
XT0273:1 | SC | 0V | WHT | 14 | 6.D2 | EL0273:W1 | CONSOLE | 6.D3 | USED
AF0091:05 | SC | KA124224 | WHT | 20 | 57.A6 | KA1242:24 | RIGHT SIDE PANEL | 57.A6 | USED
AF0091:06 | SC | KA1201A1 | WHT | 20 | 15.C6 | KA1201:A1 | RIGHT SIDE PANEL | 15.C5 | USED
AU0090:L2 | WC0009 | AU0090L2 | ENET | CABLE | 14.B2 | AT0180:P2 | RIGHT SIDE PANEL | 15.B3 | USED
FU0020:LD | SC | FU0020 | WHT | 14 | 11.C1 | AU0020:V+ | SCS | 11.C2 | USED
FU0024:LD | SC | FU0024 | WHT | 14 | 11.D1 | AF0022:V+ | SCS | 11.C5 | USED
IEG0130:2 | SC | GR0120 | GRN | 14 | 5.A7 | GR0120: | SCS | 5.A6 | USED
IEG0130:3 | SC | GR0121 | GRN | 14 | 5.B7 | GR0121: | SCS | 5.B6 | USED
IEG0130:8 | SC | AU0020G | GRN | 14 | 11.D2 | AU0020:GND | SCS | 11.C2 | USED
XT0262:1 | SC | 0V | WHT | 12 | 7.C4 | XT0260:1 | SCS | 7.C3 | USED
XT0262:1 | SC | 0V | WHT | 14 | 7.C4 | AF0022:COM | SCS | 11.C5 | USED
XT0262:2 | SC | 0V | WHT | 14 | 7.C4 | AU0020:COM | SCS | 11.C2 | USED
SolarTools ver. 24.0.84.24712 (Jul 31, 2025)
Report date: 3/9/2026 7:07 AM

## RIGHT SIDE PANEL
RIGHT SIDE PANEL
ASSY,RIGHT SIDE PANEL,CONSOLE
Project # | 4N298
Project Name | P66 Iron Mesa PMS
Revision | B
Controls DE | Akanksha Maddi
Phone: | 9254814160
Controls ME
Phone:
From | [5 empty] | To
Device ID | Cable (W) Conductor (SC) Jumper Clip (JC) | Wire No. | Wire ID | Gauge/Size | Page/Zone | Device ID | Location | Page/Zone
XT1201:1 | JC | FU1201 | CLIP | --- | 15.B2 | XT1201:2 | RIGHT SIDE PANEL | 15.C2 | USED
XT1201:2 | JC | FU1201 | CLIP | --- | 15.C2 | XT1201:3 | RIGHT SIDE PANEL | 15.C2 | USED
XT1201:3 | JC | FU1201 | CLIP | --- | 15.C2 | XT1201:4 | RIGHT SIDE PANEL | 15.C2 | USED
XT1201:4 | JC | FU1201 | CLIP | --- | 15.C2 | XT1201:5 | RIGHT SIDE PANEL | 15.C2 | USED
XT1202:1 | JC | 0V | CLIP | --- | 15.C2 | XT1202:2 | RIGHT SIDE PANEL | 15.D2 | USED
XT1202:2 | JC | 0V | CLIP | --- | 15.D2 | XT1202:3 | RIGHT SIDE PANEL | 15.D2 | USED
XT1202:3 | JC | 0V | CLIP | --- | 15.D2 | XT1202:4 | RIGHT SIDE PANEL | 15.D2 | USED
XT1202:4 | JC | 0V | CLIP | --- | 15.D2 | XT1202:5 | RIGHT SIDE PANEL | 15.D2 | USED
XT1203:1 | JC | KA120114 | CLIP | --- | 15.B3 | XT1203:2 | RIGHT SIDE PANEL | 15.C3 | USED
XT1203:2 | JC | KA120114 | CLIP | --- | 15.C3 | XT1203:3 | RIGHT SIDE PANEL | 15.C3 | USED
XT1203:3 | JC | KA120114 | CLIP | --- | 15.C3 | XT1203:4 | RIGHT SIDE PANEL | 15.C3 | USED
XT1203:4 | JC | KA120114 | CLIP | --- | 15.C3 | XT1203:5 | RIGHT SIDE PANEL | 15.C3 | USED
XT1204:1 | JC | 0V | CLIP | --- | 15.C3 | XT1204:2 | RIGHT SIDE PANEL | 15.D3 | USED
XT1204:2 | JC | 0V | CLIP | --- | 15.D3 | XT1204:3 | RIGHT SIDE PANEL | 15.D3 | USED
XT1204:3 | JC | 0V | CLIP | --- | 15.D3 | XT1204:4 | RIGHT SIDE PANEL | 15.D3 | USED
XT1204:4 | JC | 0V | CLIP | --- | 15.D3 | XT1204:5 | RIGHT SIDE PANEL | 15.D3 | USED
XT1211:1 | JC | PT1B | CLIP | --- | 53.A2 | XT1211:2 | RIGHT SIDE PANEL | 53.A2 | USED
XT1211:2 | JC | PT1B | CLIP | --- | 53.A2 | XT1211:3 | RIGHT SIDE PANEL | 53.B2 | USED
XT1211:3 | JC | PT1B | CLIP | --- | 53.B2 | XT1211:4 | RIGHT SIDE PANEL | 53.C2 | USED
XT1211:4 | JC | PT1B | CLIP | --- | 53.C2 | XT1211:5 | RIGHT SIDE PANEL | 54.A2 | USED
XT1211:5 | JC | PT1B | CLIP | --- | 54.A2 | XT1211:6 | RIGHT SIDE PANEL | 54.B2 | USED
XT1211:6 | JC | PT1B | CLIP | --- | 54.B2 | XT1211:7 | RIGHT SIDE PANEL | 54.C2 | USED
XT1211:7 | JC | PT1B | CLIP | --- | 54.C2 | XT1211:8 | RIGHT SIDE PANEL | 54.D2 | USED
XT1212:1 | JC | PT1C | CLIP | --- | 53.A3 | XT1212:2 | RIGHT SIDE PANEL | 53.B3 | USED
XT1212:2 | JC | PT1C | CLIP | --- | 53.B3 | XT1212:3 | RIGHT SIDE PANEL | 53.C3 | USED
XT1212:3 | JC | PT1C | CLIP | --- | 53.C3 | XT1212:4 | RIGHT SIDE PANEL | 53.C3 | USED
XT1212:4 | JC | PT1C | CLIP | --- | 53.C3 | XT1212:5 | RIGHT SIDE PANEL | 54.B3 | USED
XT1212:5 | JC | PT1C | CLIP | --- | 54.B3 | XT1212:6 | RIGHT SIDE PANEL | 54.C3 | USED
XT1212:6 | JC | PT1C | CLIP | --- | 54.C3 | XT1212:7 | RIGHT SIDE PANEL | 54.C3 | USED
XT1212:7 | JC | PT1C | CLIP | --- | 54.C3 | XT1212:8 | RIGHT SIDE PANEL | 54.D3 | USED
XT1213:2 | JC | PT1A | CLIP | --- | 53.B3 | XT1213:3 | RIGHT SIDE PANEL | 53.C3 | USED
XT1213:3 | JC | PT1A | CLIP | --- | 53.C3 | XT1213:4 | RIGHT SIDE PANEL | 53.D3 | USED
XT1213:4 | JC | PT1A | CLIP | --- | 53.D3 | XT1213:5 | RIGHT SIDE PANEL | 54.B3 | USED
XT1213:5 | JC | PT1A | CLIP | --- | 54.B3 | XT1213:6 | RIGHT SIDE PANEL | 54.C3 | USED
XT1213:6 | JC | PT1A | CLIP | --- | 54.C3 | XT1213:7 | RIGHT SIDE PANEL | 54.D3 | USED
XT1213:7 | JC | PT1A | CLIP | --- | 54.D3 | XT1213:8 | RIGHT SIDE PANEL | 54.D3 | USED
XT1214:2 | JC | FGPT1N | CLIP | --- | 53.B3 | XT1214:3 | RIGHT SIDE PANEL | 53.C3 | USED
XT1214:3 | JC | FGPT1N | CLIP | --- | 53.C3 | XT1214:4 | RIGHT SIDE PANEL | 53.D3 | USED
XT1214:4 | JC | FGPT1N | CLIP | --- | 53.D3 | XT1214:5 | RIGHT SIDE PANEL | 54.B3 | USED
XT1214:5 | JC | FGPT1N | CLIP | --- | 54.B3 | XT1214:6 | RIGHT SIDE PANEL | 54.C3 | USED
XT1214:6 | JC | FGPT1N | CLIP | --- | 54.C3 | XT1214:7 | RIGHT SIDE PANEL | 54.D3 | USED
XT1214:7 | JC | FGPT1N | CLIP | --- | 54.D3 | XT1214:8 | RIGHT SIDE PANEL | 54.D3 | USED
XT1221:1 | JC | PT2A | CLIP | --- | 53.A5 | XT1221:2 | RIGHT SIDE PANEL | 53.B5 | USED
XT1221:2 | JC | PT2A | CLIP | --- | 53.B5 | XT1221:3 | RIGHT SIDE PANEL | 53.B5 | USED
XT1221:3 | JC | PT2A | CLIP | --- | 53.B5 | XT1221:4 | RIGHT SIDE PANEL | 53.C5 | USED
XT1221:4 | JC | PT2A | CLIP | --- | 53.C5 | XT1221:5 | RIGHT SIDE PANEL | 54.B6 | USED
XT1221:5 | JC | PT2A | CLIP | --- | 54.B6 | XT1221:6 | RIGHT SIDE PANEL | 54.B6 | USED
XT1221:6 | JC | PT2A | CLIP | --- | 54.B6 | XT1221:7 | RIGHT SIDE PANEL | 54.C6 | USED
XT1221:7 | JC | PT2A | CLIP | --- | 54.C6 | XT1221:8 | RIGHT SIDE PANEL | 54.D6 | USED
XT1222:1 | JC | PT2B | CLIP | --- | 53.A5 | XT1222:2 | RIGHT SIDE PANEL | 53.B5 | USED
XT1222:2 | JC | PT2B | CLIP | --- | 53.B5 | XT1222:3 | RIGHT SIDE PANEL | 53.C5 | USED
XT1222:3 | JC | PT2B | CLIP | --- | 53.C5 | XT1222:4 | RIGHT SIDE PANEL | 53.C5 | USED
XT1222:4 | JC | PT2B | CLIP | --- | 53.C5 | XT1222:5 | RIGHT SIDE PANEL | 54.B6 | USED
XT1222:5 | JC | PT2B | CLIP | --- | 54.B6 | XT1222:6 | RIGHT SIDE PANEL | 54.C6 | USED
XT1222:6 | JC | PT2B | CLIP | --- | 54.C6 | XT1222:7 | RIGHT SIDE PANEL | 54.C6 | USED
XT1222:7 | JC | PT2B | CLIP | --- | 54.C6 | XT1222:8 | RIGHT SIDE PANEL | 54.D6 | USED
XT1223:1 | JC | PT2C | CLIP | --- | 53.A6 | XT1223:2 | RIGHT SIDE PANEL | 53.B6 | USED
XT1223:2 | JC | PT2C | CLIP | --- | 53.B6 | XT1223:3 | RIGHT SIDE PANEL | 53.C6 | USED
XT1223:3 | JC | PT2C | CLIP | --- | 53.C6 | XT1223:4 | RIGHT SIDE PANEL | 53.D6 | USED
XT1223:4 | JC | PT2C | CLIP | --- | 53.D6 | XT1223:5 | RIGHT SIDE PANEL | 54.B6 | USED
XT1223:5 | JC | PT2C | CLIP | --- | 54.B6 | XT1223:6 | RIGHT SIDE PANEL | 54.C6 | USED
XT1223:6 | JC | PT2C | CLIP | --- | 54.C6 | XT1223:7 | RIGHT SIDE PANEL | 54.D6 | USED
XT1223:7 | JC | PT2C | CLIP | --- | 54.D6 | XT1223:8 | RIGHT SIDE PANEL | 54.D6 | USED
XT1224:1 | JC | FGPT3N | CLIP | --- | 53.A6 | XT1224:2 | RIGHT SIDE PANEL | 53.B6 | USED
XT1224:2 | JC | FGPT3N | CLIP | --- | 53.B6 | XT1224:3 | RIGHT SIDE PANEL | 53.C6 | USED
XT1224:3 | JC | FGPT3N | CLIP | --- | 53.C6 | XT1224:4 | RIGHT SIDE PANEL | 53.D6 | USED
XT1224:4 | JC | FGPT3N | CLIP | --- | 53.D6 | XT1224:5 | RIGHT SIDE PANEL | 54.B6 | USED
XT1224:5 | JC | FGPT3N | CLIP | --- | 54.B6 | XT1224:6 | RIGHT SIDE PANEL | 54.C6 | USED
XT1224:6 | JC | FGPT3N | CLIP | --- | 54.C6 | XT1224:7 | RIGHT SIDE PANEL | 54.D6 | USED
XT1224:7 | JC | FGPT3N | CLIP | --- | 54.D6 | XT1224:8 | RIGHT SIDE PANEL | 54.D6 | USED
XT1241:1 | JC | PT1B | CLIP | --- | 55.A5 | XT1241:2 | RIGHT SIDE PANEL | 55.A5 | USED
XT1241:3 | JC | PT1C | CLIP | --- | 55.B5 | XT1241:4 | RIGHT SIDE PANEL | 55.B5 | USED
XT1241:5 | JC | PT1A | CLIP | --- | 55.B5 | XT1241:6 | RIGHT SIDE PANEL | 55.B5 | USED
XT1241:7 | JC | FGPT1N | CLIP | --- | 55.C5 | XT1241:8 | RIGHT SIDE PANEL | 55.C5 | USED
XT1243:1 | JC | PT2A | CLIP | --- | 56.A5 | XT1243:2 | RIGHT SIDE PANEL | 56.A5 | USED
XT1243:3 | JC | PT2B | CLIP | --- | 56.B5 | XT1243:4 | RIGHT SIDE PANEL | 56.B5 | USED
XT1243:5 | JC | PT2C | CLIP | --- | 56.C5 | XT1243:6 | RIGHT SIDE PANEL | 56.C5 | USED
XT1243:7 | JC | FGPT3N | CLIP | --- | 56.C5 | XT1243:8 | RIGHT SIDE PANEL | 56.C5 | USED
XT1261:4 | JC | 0V | CLIP | --- | 57.B4 | XT1261:5 | RIGHT SIDE PANEL | 57.B4 | USED
AT0180:13 VGEN-A | SC | PT2A | RED | 16 | 53.B7 | XT1221:1 | RIGHT SIDE PANEL | 53.A5 | USED
AT0180:14 VGEN-B | SC | PT2B | RED | 16 | 53.B7 | XT1222:1 | RIGHT SIDE PANEL | 53.A5 | USED
AT0180:15 VGEN-C | SC | PT2C | RED | 16 | 53.B7 | XT1223:1 | RIGHT SIDE PANEL | 53.A6 | USED
AT0180:16 VGEN-N | SC | FGPT3N | RED | 16 | 53.B7 | XT1224:1 | RIGHT SIDE PANEL | 53.A6 | USED
AT0180:17 VBUS-A | SC | PT1A | RED | 16 | 53.A4 | XT1214:1 | RIGHT SIDE PANEL | 53.A3 | USED
AT0180:18 VBUS-B | SC | PT1B | RED | 16 | 53.A4 | XT1211:1 | RIGHT SIDE PANEL | 53.A2 | USED
AT0180:19 VBUS-C | SC | PT1C | RED | 16 | 53.A4 | XT1212:1 | RIGHT SIDE PANEL | 53.A3 | USED
AT0180:20 VBUS-N | SC | FGPT1N | RED | 16 | 53.A4 | XT1213:1 | RIGHT SIDE PANEL | 53.A3 | USED
AT0180:47 BAT(+) | SC | FU1202 | WHT | 14 | 15.B3 | FU1202:LD | RIGHT SIDE PANEL | 15.B2 | USED
AT0180:48 BAT(-) | SC | 0V | WHT | 14 | 15.B3 | XT1202:2 | RIGHT SIDE PANEL | 15.D2 | USED
AT0180:FG 56 | SC | AT0180FG | GRN/YEL | 12 | 15.B3 | FG1:1 | RIGHT SIDE PANEL | 15.B3 | USED
FU1201:LD | SC | FU1201 | WHT | 12 | 6.B3 | XT1201:1 | RIGHT SIDE PANEL | 15.B2 | USED
FU1202:LI | SC | FU1201 | WHT | 14 | 15.B2 | XT1201:2 | RIGHT SIDE PANEL | 15.C2 | USED
GR0201: | SC | GR0201 | GRN/YEL | 14 | 5.B6 | FRAME | RIGHT SIDE PANEL | 5.B7 | USED
GR0202: | SC | GR0202 | GRN/YEL | 14 | 5.B6 | FRAME | RIGHT SIDE PANEL | 5.B7 | USED
GR0203: | SC | GR0203 | GRN/YEL | 14 | 5.C6 | FRAME | RIGHT SIDE PANEL | 5.C7 | USED
KA1201:11 | SC | FU1201 | WHT | 20 | 15.B3 | XT1201:1 | RIGHT SIDE PANEL | 15.B2 | USED
KA1201:14 | SC | KA120114 | WHT | 20 | 15.B3 | XT1203:1 | RIGHT SIDE PANEL | 15.B3 | USED
KA1201:A2 | SC | 0V | WHT | 14 | 15.C5 | XT1202:1 | RIGHT SIDE PANEL | 15.C2 | USED
KA1241:11 | SC | KA124111 | WHT | 20 | 57.A5 | XT1261:2 | RIGHT SIDE PANEL | 57.A4 | USED
KA1241:14 | SC | KA124114 | WHT | 20 | 57.A5 | XT1261:1 | RIGHT SIDE PANEL | 57.A4 | USED
KA1241:A1 | SC | KA1241A1 | WHT | 20 | 57.A5 | KA1242:21 | RIGHT SIDE PANEL | 57.A6 | USED
KA1241:A2 | SC | 0V | WHT | 14 | 57.A5 | XT1204:1 | RIGHT SIDE PANEL | 15.C3 | USED
KA1242:A1 | SC | KA120114 | WHT | 20 | 57.B5 | XT1203:1 | RIGHT SIDE PANEL | 15.B3 | USED
KA1242:A2 | SC | KA1242A2 | WHT | 20 | 57.B5 | XT1261:3 | RIGHT SIDE PANEL | 57.B4 | USED
XT1204:1 | SC | 0V | WHT | 14 | 15.C3 | XT1202:1 | RIGHT SIDE PANEL | 15.C2 | USED
XT1211:2 | SC | PT1B | RED | 16 | 53.A2 | XT1241:1 | RIGHT SIDE PANEL | 55.A5 | USED
XT1212:2 | SC | PT1C | RED | 16 | 53.B3 | XT1241:3 | RIGHT SIDE PANEL | 55.B5 | USED
XT1213:1 | SC | FGPT1N | RED | 16 | 53.A3 | XT1214:2 | RIGHT SIDE PANEL | 53.B3 | USED
XT1213:2 | SC | PT1A | RED | 16 | 53.B3 | XT1241:5 | RIGHT SIDE PANEL | 55.B5 | USED
XT1214:1 | SC | PT1A | RED | 16 | 53.A3 | XT1213:2 | RIGHT SIDE PANEL | 53.B3 | USED
XT1214:2 | SC | FGPT1N | RED | 16 | 53.B3 | XT1241:7 | RIGHT SIDE PANEL | 55.C5 | USED
XT1221:4 | SC | PT2A | RED | 16 | 53.C5 | XT1243:1 | RIGHT SIDE PANEL | 56.A5 | USED
XT1222:4 | SC | PT2B | RED | 16 | 53.C5 | XT1243:3 | RIGHT SIDE PANEL | 56.B5 | USED
XT1223:4 | SC | PT2C | RED | 16 | 53.D6 | XT1243:5 | RIGHT SIDE PANEL | 56.C5 | USED
XT1224:4 | SC | FGPT3N | RED | 16 | 53.D6 | XT1243:7 | RIGHT SIDE PANEL | 56.C5 | USED
XT1241:8 | SC | FGPT1N | GRN/YEL | 14 | 55.C5 | FGPT1N:1 | RIGHT SIDE PANEL | 55.C6 | USED
XT1243:8 | SC | FGPT3N | GRN/YEL | 14 | 56.C5 | FGPT3N:1 | RIGHT SIDE PANEL | 56.C6 | USED
XT1251:2 | SC | JP1 | VIO | 20 | 55.D5 | XT1251:1 | RIGHT SIDE PANEL | 55.D5 | USED
XT1251:6 | SC | JP3 | VIO | 20 | 56.D5 | XT1251:5 | RIGHT SIDE PANEL | 56.D5 | USED
XT1261:4 | SC | JP6 | VIO | 20 | 57.B4 | XT1261:3 | RIGHT SIDE PANEL | 57.B4 | USED
XT1261:5 | SC | 0V | WHT | 14 | 57.B4 | XT1204:1 | RIGHT SIDE PANEL | 15.C3 | USED
FU1201:LI | SC | FU0136 | WHT | 10 | 6.B3 | XT0138:3 | BACK PANEL | 6.B3 | USED
KA1242:11 | SC | KA124211 | WHT | 20 | 57.A6 | AF0041:13 | BACK PANEL | 57.A6 | USED
KA1242:14 | SC | KA124214 | WHT | 20 | 57.A6 | AF0041:45 | BACK PANEL | 57.A6 | USED
XT1202:1 | SC | 0V | WHT | 14 | 15.C2 | XT0134:3 | BACK PANEL | 6.C3 | USED
XT1251:1 | SC | AF004144 | WHT | 20 | 55.D5 | AF0041:44 | BACK PANEL | 55.D6 | USED
XT1251:2 | SC | AF004112 | WHT | 20 | 55.D5 | AF0041:12 | BACK PANEL | 55.D6 | USED
XT1251:5 | SC | AF004241 | WHT | 20 | 56.D5 | AF0042:41 | BACK PANEL | 56.D6 | USED
XT1251:6 | SC | AF004209 | WHT | 20 | 56.D5 | AF0042:09 | BACK PANEL | 56.D6 | USED
AT0180:P1 | WC0018 | AT0180P1 | ENET | CABLE | 15.B3 | AP0602:L1 | BACK PANEL | 10.A4 | USED
KA1201:A1 | SC | KA1201A1 | WHT | 20 | 15.C5 | AF0091:06 | LEFT SIDE PANEL | 15.C6 | USED
KA1242:24 | SC | KA124224 | WHT | 20 | 57.A6 | AF0091:05 | LEFT SIDE PANEL | 57.A6 | USED
AT0180:P2 | WC0009 | AU0090L2 | ENET | CABLE | 15.B3 | AU0090:L2 | LEFT SIDE PANEL | 14.B2 | USED
SolarTools ver. 24.0.84.24712 (Jul 31, 2025)
Report date: 3/9/2026 7:07 AM

## SCS
SCS
ASSEMBLY,SCS PANEL
Project # | 4N298
Project Name | P66 Iron Mesa PMS
Revision | B
Controls DE | Akanksha Maddi
Phone: | 9254814160
Controls ME
Phone:
From | [5 empty] | To
Device ID | Cable (W) Conductor (SC) Jumper Clip (JC) | Wire No. | Wire ID | Gauge/Size | Page/Zone | Device ID | Location | Page/Zone
AF0021:00 | SC | SB1261NO | WHT | 20 | 20.A7 | SB1261:NO | SCS | 20.A4 | USED
AF0021:01 | SC | SB1271NO | WHT | 20 | 20.B7 | SB1271:NO | SCS | 20.B4 | USED
AF0021:02 | SC | SB1111NO | WHT | 20 | 20.B7 | SB1111:NO | SCS | 20.B4 | USED
AF0021:03 | SC | SB1281NO | WHT | 20 | 20.C7 | SB1281:NO | SCS | 20.C4 | USED
AF0021:04 | SC | SB1291NO | WHT | 20 | 20.D7 | SB1291:NO | SCS | 20.D4 | USED
AF0021:05 | SC | SB0402NO | WHT | 20 | 19.B3 | SB0402:NO | SCS | 19.B2 | USED
AF0021:06 | SC | SA050012 | WHT | 20 | 19.A3 | SA0500:12 | SCS | 19.A2 | USED
AF0021:07 | SC | SA050014 | WHT | 20 | 19.A3 | SA0500:14 | SCS | 19.A2 | USED
AF0021:08 | SC | SH0418NO | WHT | 20 | 19.A6 | SH0418:NO | SCS | 19.A5 | USED
AF0021:09 | SC | SB1262NO | WHT | 20 | 21.A7 | SB1262:NO | SCS | 21.A4 | USED
AF0021:10 | SC | SB1272NO | WHT | 20 | 21.B7 | SB1272:NO | SCS | 21.B4 | USED
AF0021:11 | SC | SB1112NO | WHT | 20 | 21.B7 | SB1112:NO | SCS | 21.B4 | USED
AF0021:12 | SC | SB1282NO | WHT | 20 | 21.C7 | SB1282:NO | SCS | 21.C4 | USED
AF0021:13 | SC | SB1292NO | WHT | 20 | 21.D7 | SB1292:NO | SCS | 21.D4 | USED
AF0021:14 | SC | SB0403B114 | WHT | 20 | 19.B3 | SB0403:B1-14 | SCS | 19.B2 | USED
AF0021:16 | SC | SB1263NO | WHT | 20 | 22.A7 | SB1263:NO | SCS | 22.A4 | USED
AF0021:17 | SC | SB1273NO | WHT | 20 | 22.B7 | SB1273:NO | SCS | 22.B4 | USED
AF0021:18 | SC | SB1113NO | WHT | 20 | 22.B7 | SB1113:NO | SCS | 22.B4 | USED
AF0021:19 | SC | SB1283NO | WHT | 20 | 22.C7 | SB1283:NO | SCS | 22.C4 | USED
AF0021:20 | SC | SB1293NO | WHT | 20 | 22.D7 | SB1293:NO | SCS | 22.D4 | USED
AF0021:22 | SC | SB1264NO | WHT | 20 | 23.A7 | SB1264:NO | SCS | 23.A4 | USED
AF0021:23 | SC | SB1274NO | WHT | 20 | 23.B7 | SB1274:NO | SCS | 23.B4 | USED
AF0021:24 | SC | SB1114NO | WHT | 20 | 23.B7 | SB1114:NO | SCS | 23.B4 | USED
AF0021:25 | SC | SB1284NO | WHT | 20 | 23.C7 | SB1284:NO | SCS | 23.C4 | USED
AF0021:26 | SC | SB1294NO | WHT | 20 | 23.D7 | SB1294:NO | SCS | 23.D4 | USED
AF0021:32 | SC | SB1261C | WHT | 20 | 20.A7 | SB1261:C | SCS | 20.A4 | USED
AF0021:33 | SC | SB1271C | WHT | 20 | 20.B7 | SB1271:C | SCS | 20.B4 | USED
AF0021:34 | SC | SB1111C | WHT | 20 | 20.B7 | SB1111:C | SCS | 20.B4 | USED
AF0021:35 | SC | SB1281C | WHT | 20 | 20.C7 | SB1281:C | SCS | 20.C4 | USED
AF0021:36 | SC | SB1291C | WHT | 20 | 20.D7 | SB1291:C | SCS | 20.D4 | USED
AF0021:37 | SC | SB0402C | WHT | 20 | 19.B3 | SB0402:C | SCS | 19.B2 | USED
AF0021:38 | SC | SA050011 | WHT | 20 | 19.A3 | SA0500:11 | SCS | 19.A2 | USED
AF0021:39 | SC | SA050013 | WHT | 20 | 19.A3 | SA0500:13 | SCS | 19.A2 | USED
AF0021:40 | SC | SH0418C | WHT | 20 | 19.A6 | SH0418:C | SCS | 19.A5 | USED
AF0021:41 | SC | SB1262C | WHT | 20 | 21.A7 | SB1262:C | SCS | 21.A4 | USED
AF0021:42 | SC | SB1272C | WHT | 20 | 21.B7 | SB1272:C | SCS | 21.B4 | USED
AF0021:43 | SC | SB1112C | WHT | 20 | 21.B7 | SB1112:C | SCS | 21.B4 | USED
AF0021:44 | SC | SB1282C | WHT | 20 | 21.C7 | SB1282:C | SCS | 21.C4 | USED
AF0021:45 | SC | SB1292C | WHT | 20 | 21.D7 | SB1292:C | SCS | 21.D4 | USED
AF0021:46 | SC | SB0403B113 | WHT | 20 | 19.B3 | SB0403:B1-13 | SCS | 19.B2 | USED
AF0021:48 | SC | SB1263C | WHT | 20 | 22.A7 | SB1263:C | SCS | 22.A4 | USED
AF0021:49 | SC | SB1273C | WHT | 20 | 22.B7 | SB1273:C | SCS | 22.B4 | USED
AF0021:50 | SC | SB1113C | WHT | 20 | 22.B7 | SB1113:C | SCS | 22.B4 | USED
AF0021:51 | SC | SB1283C | WHT | 20 | 22.C7 | SB1283:C | SCS | 22.C4 | USED
AF0021:52 | SC | SB1293C | WHT | 20 | 22.D7 | SB1293:C | SCS | 22.D4 | USED
AF0021:54 | SC | SB1264C | WHT | 20 | 23.A7 | SB1264:C | SCS | 23.A4 | USED
AF0021:55 | SC | SB1274C | WHT | 20 | 23.B7 | SB1274:C | SCS | 23.B4 | USED
AF0021:56 | SC | SB1114C | WHT | 20 | 23.B7 | SB1114:C | SCS | 23.B4 | USED
AF0021:57 | SC | SB1284C | WHT | 20 | 23.C7 | SB1284:C | SCS | 23.C4 | USED
AF0021:58 | SC | SB1294C | WHT | 20 | 23.D7 | SB1294:C | SCS | 23.D4 | USED
AF0021:COM | SC | AF0021N | WHT | 20 | 11.C2 | AU0020:COM | SCS | 11.C2 | USED
AF0021:V+ | SC | AF0021P | WHT | 20 | 11.C2 | AU0020:V+ | SCS | 11.C2 | USED
AF0022:00 | SC | HL1771AP | WHT | 20 | 20.A3 | HL1771:A+ | SCS | 20.A1 | USED
AF0022:01 | SC | HL1141AP | WHT | 20 | 20.B3 | HL1141:A+ | SCS | 20.B1 | USED
AF0022:02 | SC | HL1591AP | WHT | 20 | 20.B3 | HL1591:A+ | SCS | 20.B1 | USED
AF0022:03 | SC | HL1731AP | WHT | 20 | 20.C3 | HL1731:A+ | SCS | 20.C1 | USED
AF0022:04 | SC | HL1751AP | WHT | 20 | 20.D3 | HL1751:A+ | SCS | 20.D1 | USED
AF0022:06 | SC | HL1772AP | WHT | 20 | 21.A3 | HL1772:A+ | SCS | 21.A1 | USED
AF0022:07 | SC | HL1142AP | WHT | 20 | 21.B3 | HL1142:A+ | SCS | 21.B1 | USED
AF0022:08 | SC | HL1592AP | WHT | 20 | 21.B3 | HL1592:A+ | SCS | 21.B1 | USED
AF0022:09 | SC | HL1732AP | WHT | 20 | 21.C3 | HL1732:A+ | SCS | 21.C1 | USED
AF0022:10 | SC | HL1752AP | WHT | 20 | 21.D3 | HL1752:A+ | SCS | 21.D1 | USED
AF0022:11 | SC | SH0418AP | WHT | 20 | 19.C6 | SH0418:A+ | SCS | 19.C5 | USED
AF0022:12 | SC | HL1773AP | WHT | 20 | 22.A3 | HL1773:A+ | SCS | 22.A1 | USED
AF0022:13 | SC | HL1143AP | WHT | 20 | 22.B3 | HL1143:A+ | SCS | 22.B1 | USED
AF0022:14 | SC | HL1593AP | WHT | 20 | 22.B3 | HL1593:A+ | SCS | 22.B1 | USED
AF0022:15 | SC | HL1733AP | WHT | 20 | 22.C3 | HL1733:A+ | SCS | 22.C1 | USED
AF0022:16 | SC | HL1753AP | WHT | 20 | 22.D3 | HL1753:A+ | SCS | 22.D1 | USED
AF0022:17 | SC | SH0418BP | WHT | 20 | 19.C6 | SH0418:B+ | SCS | 19.C5 | USED
AF0022:18 | SC | HL1774AP | WHT | 20 | 23.A3 | HL1774:A+ | SCS | 23.A1 | USED
AF0022:19 | SC | HL1144AP | WHT | 20 | 23.B3 | HL1144:A+ | SCS | 23.B1 | USED
AF0022:20 | SC | HL1594AP | WHT | 20 | 23.B3 | HL1594:A+ | SCS | 23.B1 | USED
AF0022:21 | SC | HL1734AP | WHT | 20 | 23.C3 | HL1734:A+ | SCS | 23.C1 | USED
AF0022:22 | SC | HL1754AP | WHT | 20 | 23.D3 | HL1754:A+ | SCS | 23.D1 | USED
AF0022:32 | SC | HL1771A | WHT | 20 | 20.A3 | HL1771:A | SCS | 20.A1 | USED
AF0022:33 | SC | HL1141A | WHT | 20 | 20.B3 | HL1141:A | SCS | 20.B1 | USED
AF0022:34 | SC | HL1591A | WHT | 20 | 20.B3 | HL1591:A | SCS | 20.B1 | USED
AF0022:35 | SC | HL1731A | WHT | 20 | 20.C3 | HL1731:A | SCS | 20.C1 | USED
AF0022:36 | SC | HL1751A | WHT | 20 | 20.D3 | HL1751:A | SCS | 20.D1 | USED
AF0022:38 | SC | HL1772A | WHT | 20 | 21.A3 | HL1772:A | SCS | 21.A1 | USED
AF0022:39 | SC | HL1142A | WHT | 20 | 21.B3 | HL1142:A | SCS | 21.B1 | USED
AF0022:40 | SC | HL1592A | WHT | 20 | 21.B3 | HL1592:A | SCS | 21.B1 | USED
AF0022:41 | SC | HL1732A | WHT | 20 | 21.C3 | HL1732:A | SCS | 21.C1 | USED
AF0022:42 | SC | HL1752A | WHT | 20 | 21.D3 | HL1752:A | SCS | 21.D1 | USED
AF0022:43 | SC | SH0418A | WHT | 20 | 19.C6 | SH0418:A | SCS | 19.C5 | USED
AF0022:44 | SC | HL1773A | WHT | 20 | 22.A3 | HL1773:A | SCS | 22.A1 | USED
AF0022:45 | SC | HL1143A | WHT | 20 | 22.B3 | HL1143:A | SCS | 22.B1 | USED
AF0022:46 | SC | HL1593A | WHT | 20 | 22.B3 | HL1593:A | SCS | 22.B1 | USED
AF0022:47 | SC | HL1733A | WHT | 20 | 22.C3 | HL1733:A | SCS | 22.C1 | USED
AF0022:48 | SC | HL1753A | WHT | 20 | 22.D3 | HL1753:A | SCS | 22.D1 | USED
AF0022:49 | SC | SH0418B | WHT | 20 | 19.C6 | SH0418:B | SCS | 19.C5 | USED
AF0022:50 | SC | HL1774A | WHT | 20 | 23.A3 | HL1774:A | SCS | 23.A1 | USED
AF0022:51 | SC | HL1144A | WHT | 20 | 23.B3 | HL1144:A | SCS | 23.B1 | USED
AF0022:52 | SC | HL1594A | WHT | 20 | 23.B3 | HL1594:A | SCS | 23.B1 | USED
AF0022:53 | SC | HL1734A | WHT | 20 | 23.C3 | HL1734:A | SCS | 23.C1 | USED
AF0022:54 | SC | HL1754A | WHT | 20 | 23.D3 | HL1754:A | SCS | 23.D1 | USED
HL1141:A | SC | HL1141A | WHT | 20 | 20.B1 | HL1141:B | SCS | 20.B1 | USED
HL1141:A+ | SC | HL1141AP | WHT | 20 | 20.B1 | HL1141:B+ | SCS | 20.B1 | USED
HL1142:A | SC | HL1142A | WHT | 20 | 21.B1 | HL1142:B | SCS | 21.B1 | USED
HL1142:A+ | SC | HL1142AP | WHT | 20 | 21.B1 | HL1142:B+ | SCS | 21.B1 | USED
HL1143:A | SC | HL1143A | WHT | 20 | 22.B1 | HL1143:B | SCS | 22.B1 | USED
HL1143:A+ | SC | HL1143AP | WHT | 20 | 22.B1 | HL1143:B+ | SCS | 22.B1 | USED
HL1144:A | SC | HL1144A | WHT | 20 | 23.B1 | HL1144:B | SCS | 23.B1 | USED
HL1144:A+ | SC | HL1144AP | WHT | 20 | 23.B1 | HL1144:B+ | SCS | 23.B1 | USED
HL1591:A | SC | HL1591A | WHT | 20 | 20.B1 | HL1591:B | SCS | 20.B1 | USED
HL1591:A+ | SC | HL1591AP | WHT | 20 | 20.B1 | HL1591:B+ | SCS | 20.B1 | USED
HL1592:A | SC | HL1592A | WHT | 20 | 21.B1 | HL1592:B | SCS | 21.B1 | USED
HL1592:A+ | SC | HL1592AP | WHT | 20 | 21.B1 | HL1592:B+ | SCS | 21.B1 | USED
HL1593:A | SC | HL1593A | WHT | 20 | 22.B1 | HL1593:B | SCS | 22.B1 | USED
HL1593:A+ | SC | HL1593AP | WHT | 20 | 22.B1 | HL1593:B+ | SCS | 22.B1 | USED
HL1594:A | SC | HL1594A | WHT | 20 | 23.B1 | HL1594:B | SCS | 23.B1 | USED
HL1594:A+ | SC | HL1594AP | WHT | 20 | 23.B1 | HL1594:B+ | SCS | 23.B1 | USED
HL1731:A | SC | HL1731A | WHT | 20 | 20.C1 | HL1731:B | SCS | 20.C1 | USED
HL1731:A+ | SC | HL1731AP | WHT | 20 | 20.C1 | HL1731:B+ | SCS | 20.C1 | USED
HL1732:A | SC | HL1732A | WHT | 20 | 21.C1 | HL1732:B | SCS | 21.C1 | USED
HL1732:A+ | SC | HL1732AP | WHT | 20 | 21.C1 | HL1732:B+ | SCS | 21.C1 | USED
HL1733:A | SC | HL1733A | WHT | 20 | 22.C1 | HL1733:B | SCS | 22.C1 | USED
HL1733:A+ | SC | HL1733AP | WHT | 20 | 22.C1 | HL1733:B+ | SCS | 22.C1 | USED
HL1734:A | SC | HL1734A | WHT | 20 | 23.C1 | HL1734:B | SCS | 23.C1 | USED
HL1734:A+ | SC | HL1734AP | WHT | 20 | 23.C1 | HL1734:B+ | SCS | 23.C1 | USED
HL1751:A | SC | HL1751A | WHT | 20 | 20.D1 | HL1751:B | SCS | 20.D1 | USED
HL1751:A+ | SC | HL1751AP | WHT | 20 | 20.D1 | HL1751:B+ | SCS | 20.D1 | USED
HL1752:A | SC | HL1752A | WHT | 20 | 21.D1 | HL1752:B | SCS | 21.D1 | USED
HL1752:A+ | SC | HL1752AP | WHT | 20 | 21.D1 | HL1752:B+ | SCS | 21.D1 | USED
HL1753:A | SC | HL1753A | WHT | 20 | 22.D1 | HL1753:B | SCS | 22.D1 | USED
HL1753:A+ | SC | HL1753AP | WHT | 20 | 22.D1 | HL1753:B+ | SCS | 22.D1 | USED
HL1754:A | SC | HL1754A | WHT | 20 | 23.D1 | HL1754:B | SCS | 23.D1 | USED
HL1754:A+ | SC | HL1754AP | WHT | 20 | 23.D1 | HL1754:B+ | SCS | 23.D1 | USED
HL1771:A | SC | HL1771A | WHT | 20 | 20.A1 | HL1771:B | SCS | 20.A1 | USED
HL1771:A+ | SC | HL1771AP | WHT | 20 | 20.A1 | HL1771:B+ | SCS | 20.A1 | USED
HL1772:A | SC | HL1772A | WHT | 20 | 21.A1 | HL1772:B | SCS | 21.A1 | USED
HL1772:A+ | SC | HL1772AP | WHT | 20 | 21.A1 | HL1772:B+ | SCS | 21.A1 | USED
HL1773:A | SC | HL1773A | WHT | 20 | 22.A1 | HL1773:B | SCS | 22.A1 | USED
HL1773:A+ | SC | HL1773AP | WHT | 20 | 22.A1 | HL1773:B+ | SCS | 22.A1 | USED
HL1774:A | SC | HL1774A | WHT | 20 | 23.A1 | HL1774:B | SCS | 23.A1 | USED
HL1774:A+ | SC | HL1774AP | WHT | 20 | 23.A1 | HL1774:B+ | SCS | 23.A1 | USED
SB0403:B2-13 | SC | SB0403B213 | WHT | 20 | 19.B5 | XT0137:5 | SCS | 19.B6 | USED
SB0403:B2-14 | SC | SB0403B214 | WHT | 20 | 19.B5 | XT0137:6 | SCS | 19.B6 | USED
AF0021:J | WC0020 | 0021J | CABLE | CABLE | 11.C2 | AF0022:J | SCS | 11.C5 | USED
XT0260:1 | SC | 0V | WHT | 14 | 7.C3 | XT0134:2 | BACK PANEL | 6.C3 | USED
AU0020:L1 | WC0001 | AP0602L2 | ENET | CABLE | 11.C2 | AP0602:L2 | BACK PANEL | 10.A4 | USED
AU0020:L2 | WC0002 | AU0020L2 | ENET | CABLE | 11.C2 | AU0040:L1 | BACK PANEL | 12.A2 | USED
AF0022:05 | WC5540 | HA0273P | BLK | 16 | 19.A6 | HA0273:(+) | CONSOLE | 19.A5 | USED
AF0022:37 | WC5540 | HA0273N | WHT | 16 | 19.A6 | HA0273:(-) | CONSOLE | 19.A5 | USED
AF0022:COM | SC | 0V | WHT | 14 | 11.C5 | XT0262:1 | LEFT SIDE PANEL | 7.C4 | USED
AF0022:V+ | SC | FU0024 | WHT | 14 | 11.C5 | FU0024:LD | LEFT SIDE PANEL | 11.D1 | USED
AU0020:COM | SC | 0V | WHT | 14 | 11.C2 | XT0262:2 | LEFT SIDE PANEL | 7.C4 | USED
AU0020:GND | SC | AU0020G | GRN | 14 | 11.C2 | IEG0130:8 | LEFT SIDE PANEL | 11.D2 | USED
AU0020:V+ | SC | FU0020 | WHT | 14 | 11.C2 | FU0020:LD | LEFT SIDE PANEL | 11.C1 | USED
GR0120: | SC | GR0120 | GRN | 14 | 5.A6 | IEG0130:2 | LEFT SIDE PANEL | 5.A7 | USED
GR0121: | SC | GR0121 | GRN | 14 | 5.B6 | IEG0130:3 | LEFT SIDE PANEL | 5.B7 | USED
XT0260:1 | SC | 0V | WHT | 12 | 7.C3 | XT0262:1 | LEFT SIDE PANEL | 7.C4 | USED
SolarTools ver. 24.0.84.24712 (Jul 31, 2025)
Report date: 3/9/2026 7:07 AM

## Panel Errors
Panel Errors
Project # | 4N298
Project Name | P66 Iron Mesa PMS
Revision | B
Controls DE | Akanksha Maddi
Phone: | 9254814160
Controls ME
Phone:
From | [6 empty] | To
Device ID | Location | Cable (W) Conductor (SC) Jumper Clip (JC) | Wire ID | Wire No. | Gauge/Size | Page/Zone | Device ID | Location | Page/Zone
Report date: 3/9/2026 7:07 AM |  |  |  | SolarTools ver. 24.0.84.24712 (Jul 31, 2025)

## Cable Part Numbers
Cable Part Numbers |  |  | SolarTools ver. 24.0.84.24712 (Jul 31, 2025)
Project # | 4N298
Report date: 3/9/2026 7:07 AM
Project Name | P66 Iron Mesa PMS
Revision | B
Controls DE | Akanksha Maddi
Phone: | 9254814160
Controls ME
Phone:
Device ID |  | Part Number |  | Description
W0682 |  | 1302073-36 |  | CABLE, ETHERNET - 36 INCHES
WC0001 |  | 1302073-36 |  | CABLE, COMMUNICATION CABLE - 36 INCHES
WC0002 |  | 1302073-36 |  | CABLE, COMMUNICATION CABLE - 36 INCHES
WC0004 |  | 1302073-36 |  | CABLE, COMMUNICATION CABLE - 36 INCHES
WC0005 |  | 1302073-36 |  | CABLE, COMMUNICATION CABLE - 36 INCHES
WC0006 |  | 1302073-36 |  | CABLE, COMMUNICATION CABLE - 36 INCHES
WC0009 |  | 1302073-36 |  | CABLE, COMMUNICATION CABLE - 36 INCHES
WC0018 |  | 1302073-36 |  | CABLE, COMMUNICATION CABLE - 36 INCHES
WC0060 |  | 1302073-36 |  | CABLE, ETHERNET - 36 INCHES
WC0680 |  | 1302073-36 |  | CABLE, COMMUNICATION CABLE - 36 INCHES
WC5540 |  | PART OF 1113568-200 |  | CABLE, 2 CONDUCTOR TRIMMED SHIELD PART OF HORN
WCAP0606 |  | 1302073-36 |  | CABLE, COMMUNICATION CABLE - 36 INCHES
WC0020 |  | 2684693-54 |  | CABLE, EXTENSION, BACKPLANE

## Part Number List
Part Number List |  | SolarTools ver. 24.0.84.24712 (Jul 31, 2025)
Project # | 4N298
Report date: 3/9/2026 7:07 AM
Project Name | P66 Iron Mesa PMS
Revision | B
Controls DE | Akanksha Maddi
Phone: | 9254814160
Controls ME
Phone:
Device ID | Part Number | Description | Location
AF0041 | 2684693-17,2684693-23 | 5094-IB16XT, 16 DISCRETE INPUT | BACK PANEL
AF0042 | 2684693-17,2684693-23 | 5094-IB16XT, 16 DISCRETE INPUT | BACK PANEL
AF0043 | 2684693-17,2684693-23 | 5094-IB16XT, 16 DISCRETE INPUT | BACK PANEL
AF0044 | 2684693-17,2684693-23 | 5094-IB16XT, 16 DISCRETE INPUT | BACK PANEL
AF0045 | 2684693-17,2684693-23 | 5094-IB16XT, 16 DISCRETE INPUT | BACK PANEL
AF0046 | 2684693-17,2684693-23 | 5094-IB16XT, 16 DISCRETE INPUT | BACK PANEL
AF0047 | 2684693-17,2684693-23 | 5094-IB16XT, 16 DISCRETE INPUT | BACK PANEL
AF0051 | 2684693-17,2684693-23 | 5094-IB16XT, 16 DISCRETE INPUT | BACK PANEL
AF0052 | 2684693-17,2684693-23 | 5094-IB16XT, 16 DISCRETE INPUT | BACK PANEL
AF0053 | 2684693-17,2684693-23 | 5094-IB16XT, 16 DISCRETE INPUT | BACK PANEL
AF0061 | 2684693-19,2684693-33 | 5094-IY8XT, 8 ANALOG INPUT,TC/RTD/I&V | BACK PANEL
AF0062 | 2684693-18,2684693-56 | 5094-IF8IHXT, 8 ANALOG INPUT, ISOLATED | BACK PANEL
AF0063 | 2684693-18,2684693-56 | 5094-IF8IHXT, 8 ANALOG INPUT, ISOLATED | BACK PANEL
AF0064 | 2684693-18,2684693-56 | 5094-IF8IHXT, 8 ANALOG INPUT, ISOLATED | BACK PANEL
AP0601 | 1089241-40 | 1756-EN2TRXT, ETHERNET | BACK PANEL
AP0602 | 1089241-40 | 1756-EN2TRXT, ETHERNET | BACK PANEL
AP0603 | 1089241-20,1089241-40 | 1756-EN2TRXT, ETHERNET | BACK PANEL
AP0604 | 1089241-15 | MVI 56-MNETXT, ETHERNET/MODBUS | BACK PANEL
AP0605 | 1089241-36 | 1756-EN2TXT, ETHERNET | BACK PANEL
AP0606 | 1089241-20 | MODULE, BLANK FILLER | BACK PANEL
AR0600 | 1089241-29 | RACK CHASSIS, 1756-A7XT (7 SLOT) | BACK PANEL
AT0600 | 1089241-30 | 1756-L73XT, MICROPROCESSOR | BACK PANEL
AT0680 | 1634974-100 | GATEWAY MODULE, TURBOTRONIC GATEWAY | BACK PANEL
AU0040 | 2684693-22 | 5094-AENTRXT, FLEX 5000 I/O | BACK PANEL
AU0050 | 2684693-22 | 5094-AENTRXT, FLEX 5000 I/O | BACK PANEL
AU0060 | 2684693-22 | 5094-AENTRXT, FLEX 5000 I/O | BACK PANEL
BA0001 | 1271449-1 | MEDIA CONVERTER, ETHERNET-FIBER OPTIC | BACK PANEL
BA0002 | 1271449-1 | MEDIA CONVERTER, ETHERNET-FIBER OPTIC | BACK PANEL
BA0010 | 1271449-1 | MEDIA CONVERTER, ETHERNET-FIBER OPTIC | BACK PANEL
BA0011 | 1271449-1 | MEDIA CONVERTER, ETHERNET-FIBER OPTIC | BACK PANEL
BA0012 | 1271449-1 | MEDIA CONVERTER, ETHERNET-FIBER OPTIC | BACK PANEL
BA0013 | 1271449-1 | MEDIA CONVERTER, ETHERNET-FIBER OPTIC | BACK PANEL
BA0014 | 1271449-1 | MEDIA CONVERTER, ETHERNET-FIBER OPTIC | BACK PANEL
BA0019 | 1271449-1 | MEDIA CONVERTER, ETHERNET-FIBER OPTIC | BACK PANEL
BA0606 | 1116671-4 | SWITCH, ETHERNET, AB STRATIX 2000 | BACK PANEL
BA1215 | 1116671-4 | SWITCH, ETHERNET, AB STRATIX 2000 | BACK PANEL
FU0010 | 1043265-1,1043265-5 | FUSE, 10A | BACK PANEL
FU0040 | 1043265-1,1043265-5 | FUSE, 10A | BACK PANEL
FU0050 | 1043265-1,1043265-5 | FUSE, 10A | BACK PANEL
FU0060 | 1043265-1,1043265-5 | FUSE, 10A | BACK PANEL
FU0101 | 1043265-1,1043265-3 | FUSE, 2A | BACK PANEL
FU0102 | 1043265-1,1043265-3 | FUSE, 2A | BACK PANEL
FU0109 | 1043265-1,1043265-3 | FUSE, 2A | BACK PANEL
FU0110 | 1043265-1,1043265-3 | FUSE, 2A | BACK PANEL
FU0111 | 1043265-1,1043265-3 | FUSE, 2A | BACK PANEL
FU0112 | 1043265-1,1043265-3 | FUSE, 2A | BACK PANEL
FU0113 | 1043265-1,1043265-3 | FUSE, 2A | BACK PANEL
FU0114 | 1043265-1,1043265-3 | FUSE, 2A | BACK PANEL
FU0119 | 1043265-1,1043265-3 | FUSE, 2A | BACK PANEL
FU0136 | 1043265-1,1043265-9 | FUSE, 30A | BACK PANEL
FU0137 | 1043265-1,1043265-7 | FUSE, 20A | BACK PANEL
FU0138 | 1043265-1,1043265-3 | FUSE, 2A | BACK PANEL
FU0606 | 1043265-1,1043265-4 | FUSE, 5A | BACK PANEL
FU0680 | 1043265-1,1043265-4 | FUSE, 5A | BACK PANEL
FU1100 | 1043265-7 | FUSE, 20A | BACK PANEL
FU1215 | 1043265-1,1043265-3 | FUSE, 2A | BACK PANEL
GR0110 | 903849C1 | RAIL GROUND, DIN RAIL GROUNDING | BACK PANEL
GR0111 | 903849C1 | RAIL GROUND, DIN RAIL GROUNDING | BACK PANEL
GR0131 | 903849C1 | RAIL GROUND, DIN RAIL GROUNDING | BACK PANEL
GR0132 | 903849C1 | RAIL GROUND, DIN RAIL GROUNDING | BACK PANEL
GR0135 | [2]903849C1 | RAIL GROUND, DIN RAIL GROUNDING | BACK PANEL
PEG0130 | 232941-110 | BUS BAR, ONE-BAY CONSOLE | BACK PANEL
QS0011 | 1126803 | CIRCUIT BREAKER, DOUBLE POLE - RAIL MOUNTABLE | BACK PANEL
RR0851 | 981090C1 | RESISTOR, 3.01K OHM | BACK PANEL
RR0852 | 981089C1 | RESISTOR, 1.0K OHM | BACK PANEL
UJ0131 | 1286570-1 | POWER CONVERTER, AC/DC INPUT TO 28V DC OUTPUT | BACK PANEL
UV0600 | 1089241-28 | POWER SUPPLY, RSLOGIX CHASSIS | BACK PANEL
XT0011 | [2]1066730-16,[2]1066730-17,[2]1066730-18 | TERMINAL STRIP, 2 CONDUCTOR | BACK PANEL
XT0085 | 1066730-7,1066730-8,1067996-4 | TERMINAL BLOCK, SPRING, 4 CONDUCTOR,30-12 AWG (0.05-3.31 MM2),NON-IS | BACK PANEL
XT0134 | 1066730-16,1066730-17,1066730-18 | TERMINAL STRIP, 2 CONDUCTOR | BACK PANEL
XT0135 | 1066730-7,1066730-8,1067996-4 | TERMINAL BLOCK, SPRING, 4 CONDUCTOR,30-12 AWG (0.05-3.31 MM2),NON-IS | BACK PANEL
XT0138 | 1066730-16,1066730-17,1066730-18 | TERMINAL STRIP, 2 CONDUCTOR | BACK PANEL
XT0139 | 1066730-7,1066730-8,1067996-4 | TERMINAL BLOCK, SPRING, 4 CONDUCTOR,30-12 AWG (0.05-3.31 MM2),NON-IS | BACK PANEL
XT0140 | 1066730-7 | TERMINAL BLOCK, SPRING, 4 CONDUCTOR,30-12 AWG (0.05-3.31 MM2),NON-IS | BACK PANEL
XT0141 | 1066730-7 | TERMINAL BLOCK, SPRING, 4 CONDUCTOR,30-12 AWG (0.05-3.31 MM2),NON-IS | BACK PANEL
XT0680 | 1066730-7,1066730-8,1067996-4 | TERMINAL BLOCK, SPRING, 4 CONDUCTOR,30-12 AWG (0.05-3.31 MM2),NON-IS | BACK PANEL
AT0190 | 1577354-5900 | WORKSTATION, VISUAL INTERFACE | CONSOLE
AT0190K | 1068334 | KEYBOARD, TYPING INTERFACE | CONSOLE
AT0191 | 1577354-7000 | MONITOR, VISUAL INTERFACE | CONSOLE
EL0273 | 1015796,1022899,1024594-100 | LIGHT, LED, WHITE | CONSOLE
HA0273 | 1113568-200 | HORN, ACOUSTIC DEVICE | CONSOLE
ZS0273 | 1113474-2 | LIMIT SWITCH, CONSOLE DOOR | CONSOLE
BA0008-UNIT1 | 1271449-1 | MEDIA CONVERTER, ETHERNET-FIBER OPTIC | JB70
BA0008-UNIT3 | 1271449-1 | MEDIA CONVERTER, ETHERNET-FIBER OPTIC | JB70
BA0008-UNIT4 | 1271449-1 | MEDIA CONVERTER, ETHERNET-FIBER OPTIC | JB70
BA0009-UNIT1 | 1271449-1 | MEDIA CONVERTER, ETHERNET-FIBER OPTIC | JB70
BA0009-UNIT2 | 1271449-1 | MEDIA CONVERTER, ETHERNET-FIBER OPTIC | JB70
BA0009-UNIT3 | 1271449-1 | MEDIA CONVERTER, ETHERNET-FIBER OPTIC | JB70
BA0009-UNIT4 | 1271449-1 | MEDIA CONVERTER, ETHERNET-FIBER OPTIC | JB70
CCBA0004PWR | CUSTOMER DEFINED | 24V POWER CONNECTION, FIBER OPTIC CONVERTER | JB70
CCBA0005PWR | CUSTOMER DEFINED | 24V POWER CONNECTION, FIBER OPTIC CONVERTER | JB70
CCBA0006PWR | CUSTOMER DEFINED | 24V POWER CONNECTION, FIBER OPTIC CONVERTER | JB70
CCBA0007PWR | CUSTOMER DEFINED | 24V POWER CONNECTION, FIBER OPTIC CONVERTER | JB70
CCBA0015PWR | CUSTOMER DEFINED | 24V POWER CONNECTION, FIBER OPTIC CONVERTER | JB70
CCBA0016PWR | CUSTOMER DEFINED | 24V POWER CONNECTION, FIBER OPTIC CONVERTER | JB70
CCBA0017PWR | CUSTOMER DEFINED | 24V POWER CONNECTION, FIBER OPTIC CONVERTER | JB70
CCBA0018PWR | CUSTOMER DEFINED | 24V POWER CONNECTION, FIBER OPTIC CONVERTER | JB70
CCUNIT1 | CUSTOMER SUPPLIED | CUSTOMER CONNECTION, ETHERNET | JB70
CCUNIT2 | CUSTOMER SUPPLIED | CUSTOMER CONNECTION, ETHERNET | JB70
CCUNIT3 | CUSTOMER SUPPLIED | GTG2 UNIT 3 PLC, ETHERNET | JB70
CCUNIT4 | CUSTOMER SUPPLIED | CUSTOMER CONNECTION, ETHERNET | JB70
AF0091 | 2684693-17,2684693-24 | 5094-OB16XT, 16 DISCRETE OUTPUT | LEFT SIDE PANEL
AF0092 | 2684693-17,2684693-24 | 5094-OB16XT, 16 DISCRETE OUTPUT | LEFT SIDE PANEL
AF0093 | 2684693-17,2684693-24 | 5094-OB16XT, 16 DISCRETE OUTPUT | LEFT SIDE PANEL
AF0094 | 2684693-17,2684693-24 | 5094-OB16XT, 16 DISCRETE OUTPUT | LEFT SIDE PANEL
AF0095 | 2684693-17,2684693-24 | 5094-OB16XT, 16 DISCRETE OUTPUT | LEFT SIDE PANEL
AU0090 | 2684693-22 | 5094-AENTRXT, FLEX 5000 I/O | LEFT SIDE PANEL
FU0020 | 1043265-1,1043265-5 | FUSE, 10A | LEFT SIDE PANEL
FU0023 | 1043265-1,1043265-5 | FUSE, 10A | LEFT SIDE PANEL
FU0024 | 1043265-1,1043265-5 | FUSE, 10A | LEFT SIDE PANEL
FU0090 | 1043265-1,1043265-5 | FUSE, 10A | LEFT SIDE PANEL
FU0091 | 1043265-1,1043265-5 | FUSE, 10A | LEFT SIDE PANEL
FU0092 | 1043265-1,1043265-5 | FUSE, 10A | LEFT SIDE PANEL
FU0093 | 1043265-1,1043265-5 | FUSE, 10A | LEFT SIDE PANEL
FU0094 | 1043265-1,1043265-5 | FUSE, 10A | LEFT SIDE PANEL
FU0095 | 1043265-1,1043265-5 | FUSE, 10A | LEFT SIDE PANEL
FU0190 | 1043265-1,1043265-5 | FUSE, 10A | LEFT SIDE PANEL
FU0260 | 1043265-1,1043265-7 | FUSE, 20A | LEFT SIDE PANEL
FU0273 | 1043265-1,1043265-3 | FUSE, 2A | LEFT SIDE PANEL
GR0133 | 903849C1 | RAIL GROUND, DIN RAIL GROUNDING | LEFT SIDE PANEL
GR0134 | 903849C1 | RAIL GROUND, DIN RAIL GROUNDING | LEFT SIDE PANEL
IEG0130 | 232941-300 | BUS BAR, ONE-BAY CONSOLE | LEFT SIDE PANEL
KA0001 | 1061979-1 | RELAY, LOAD BREAKER #1 OPEN | LEFT SIDE PANEL
KA0002 | 1061979-1 | RELAY, LOAD BREAKER #2 OPEN | LEFT SIDE PANEL
KA0003 | 1061979-1 | RELAY, LOAD BREAKER #3 OPEN | LEFT SIDE PANEL
KA0004 | 1061979-1 | RELAY, LOAD BREAKER #4 OPEN | LEFT SIDE PANEL
KA0005 | 1061979-1 | RELAY, LOAD BREAKER #5 OPEN | LEFT SIDE PANEL
KA0006 | 1061979-1 | RELAY, LOAD BREAKER #6 OPEN | LEFT SIDE PANEL
KA0007 | 1061979-1 | RELAY, LOAD BREAKER #7 OPEN | LEFT SIDE PANEL
KA0008 | 1061979-1 | RELAY, LOAD BREAKER #8 OPEN | LEFT SIDE PANEL
KA0009 | 1061979-1 | RELAY, LOAD BREAKER #9 OPEN | LEFT SIDE PANEL
KA0010 | 1061979-1 | RELAY, LOAD BREAKER #10 OPEN | LEFT SIDE PANEL
KA0011 | 1061979-1 | RELAY, LOAD BREAKER #11 OPEN | LEFT SIDE PANEL
KA0012 | 1061979-1 | RELAY, LOAD BREAKER #12 OPEN | LEFT SIDE PANEL
KA0013 | 1061979-1 | RELAY, LOAD BREAKER #13 OPEN | LEFT SIDE PANEL
KA0014 | 1061979-1 | RELAY, LOAD BREAKER #14 OPEN | LEFT SIDE PANEL
KA0015 | 1061979-1 | RELAY, LOAD BREAKER #15 OPEN | LEFT SIDE PANEL
KA0016 | 1061979-1 | RELAY, LOAD BREAKER #16 OPEN | LEFT SIDE PANEL
KA0017 | 1061979-1 | RELAY, LOAD BREAKER #17 OPEN | LEFT SIDE PANEL
KA0018 | 1061979-1 | RELAY, LOAD BREAKER #18 OPEN | LEFT SIDE PANEL
KA0019 | 1061979-1 | RELAY, LOAD BREAKER #19 OPEN | LEFT SIDE PANEL
KA0020 | 1061979-1 | RELAY, LOAD BREAKER #20 OPEN | LEFT SIDE PANEL
KA0041 | 1061979-1 | RELAY, SPARE | LEFT SIDE PANEL
KA0042 | 1061979-1 | RELAY, SPARE | LEFT SIDE PANEL
KA0043 | 1061979-1 | RELAY, SPARE | LEFT SIDE PANEL
KA0044 | 1061979-1 | RELAY, SPARE | LEFT SIDE PANEL
KA0045 | 1061979-1 | RELAY, SPARE | LEFT SIDE PANEL
KA0046 | 1061979-1 | RELAY, SPARE | LEFT SIDE PANEL
KA0047 | 1061979-1 | RELAY, SPARE | LEFT SIDE PANEL
KA0048 | 1061979-1 | RELAY, SPARE | LEFT SIDE PANEL
KA0081 | 1061979-1 | RELAY, LARGE LOAD #1 INHIBIT | LEFT SIDE PANEL
KA0082 | 1061979-1 | RELAY, LARGE LOAD #2 INHIBIT | LEFT SIDE PANEL
KA0083 | 1061979-1 | RELAY, LARGE LOAD #3 INHIBIT | LEFT SIDE PANEL
KA0084 | 1061979-1 | RELAY, LARGE LOAD #4 INHIBIT | LEFT SIDE PANEL
KA0085 | 1061979-1 | RELAY, LARGE LOAD #5 INHIBIT | LEFT SIDE PANEL
KA0086 | 1061979-1 | RELAY, LARGE LOAD #6 INHIBIT | LEFT SIDE PANEL
KA0087 | 1061979-1 | RELAY, LARGE LOAD #7 INHIBIT | LEFT SIDE PANEL
KA0088 | 1061979-1 | RELAY, LARGE LOAD #8 INHIBIT | LEFT SIDE PANEL
KA0141 | 1061979-1 | RELAY, SPARE | LEFT SIDE PANEL
KA0142 | 1061979-1 | RELAY, SPARE | LEFT SIDE PANEL
KA0143 | 1061979-1 | RELAY, SPARE | LEFT SIDE PANEL
KA0144 | 1061979-1 | RELAY, SPARE | LEFT SIDE PANEL
KA0145 | 1061979-1 | RELAY, SPARE | LEFT SIDE PANEL
KA0146 | 1061979-1 | RELAY, SPARE | LEFT SIDE PANEL
KA0147 | 1061979-1 | RELAY, SPARE | LEFT SIDE PANEL
KA0148 | 1061979-1 | RELAY, SPARE | LEFT SIDE PANEL
KA5760 | 1061979-1 | RELAY, UTILITY BREAKER #1 OPEN | LEFT SIDE PANEL
XT0090 | 1066730-7,1066730-8,1067996-4 | TERMINAL BLOCK, SPRING, 4 CONDUCTOR,30-12 AWG (0.05-3.31 MM2),NON-IS | LEFT SIDE PANEL
XT0095 | 1066730-16,1066730-17,1066730-18 | TERMINAL STRIP, 2 CONDUCTOR | LEFT SIDE PANEL
XT0261 | 1066730-7,1066730-8,1067996-4 | TERMINAL BLOCK, SPRING, 4 CONDUCTOR,30-12 AWG (0.05-3.31 MM2),NON-IS | LEFT SIDE PANEL
XT0262 | 1066730-7,1066730-8,1067996-4 | TERMINAL BLOCK, SPRING, 4 CONDUCTOR,30-12 AWG (0.05-3.31 MM2),NON-IS | LEFT SIDE PANEL
XT0273 | 1066730-7,1066730-8,1067996-4 | TERMINAL BLOCK, SPRING, 4 CONDUCTOR,30-12 AWG (0.05-3.31 MM2),NON-IS | LEFT SIDE PANEL
BAINSCON-IN | CUSTOMER SUPPLIED | MEDIA CONVERTER, ETHERNET-FIBER OPTIC SWITCH | PANEL
CCMINSCON-IN | CUSTOMER SUPPLIED | CUSTOMER CONNECTION, ETHERNET-FIBER SWITCH^POWER | PANEL
CCUNIT1GATEWAY | CUSTOMER CONNECTION | CUSTOMER CONNECTION, ETHERNET^TURBOTRONIC GATEWAY UNIT1 | PANEL
CCUNIT2GATEWAY | CUSTOMER CONNECTION | CUSTOMER CONNECTION, ETHERNET^TURBOTRONIC GATEWAY UNIT2 | PANEL
SB0401 | 1035040-15,964901C1 | PUSHBUTTON SWITCH, HORN SILENCE | PANEL
XT0001 | CUSTOMER_DEFINED | TERMINAL STRIP, SYSTEM FUNCTION (USE) | PANEL
XT1901 | CUSTOMER_DEFINED | TERMINAL STRIP, SYSTEM FUNCTION (USE) | PANEL
XT1902 | CUSTOMER_DEFINED | TERMINAL STRIP, SYSTEM FUNCTION (USE) | PANEL
XT1903 | CUSTOMER_DEFINED | TERMINAL STRIP, SYSTEM FUNCTION (USE) | PANEL
XT1904 | CUSTOMER_DEFINED | TERMINAL STRIP, SYSTEM FUNCTION (USE) | PANEL
AT0180 | 2769310-2 | MODULE, DECS-250 | RIGHT SIDE PANEL
FU1201 | 1043265-7 | FUSE, 20A | RIGHT SIDE PANEL
FU1202 | [2]1043265-1,1043265-5 | FUSE, 10A | RIGHT SIDE PANEL
GR0201 | [2]903849C1 | RAIL GROUND, DIN RAIL GROUNDING | RIGHT SIDE PANEL
GR0202 | [2]903849C1 | RAIL GROUND, DIN RAIL GROUNDING | RIGHT SIDE PANEL
GR0203 | [2]903849C1 | RAIL GROUND, DIN RAIL GROUNDING | RIGHT SIDE PANEL
KA1201 | 1061979-1 | RELAY, SYNC CHECK POWER | RIGHT SIDE PANEL
KA1241 | 1061979-1 | RELAY, REQUEST_UTILITY_CB CLOSE | RIGHT SIDE PANEL
KA1242 | 1061979-1 | RELAY, UTILITY SYNCCHECK | RIGHT SIDE PANEL
XT1201 | 1066730-7,1066730-8,1067996-4 | TERMINAL BLOCK, SPRING, 4 CONDUCTOR,30-12 AWG (0.05-3.31 MM2),NON-IS | RIGHT SIDE PANEL
XT1202 | 1066730-7,1066730-8,1067996-4 | TERMINAL BLOCK, SPRING, 4 CONDUCTOR,30-12 AWG (0.05-3.31 MM2),NON-IS | RIGHT SIDE PANEL
XT1203 | 1066730-7,1066730-8,1067996-4 | TERMINAL BLOCK, SPRING, 4 CONDUCTOR,30-12 AWG (0.05-3.31 MM2),NON-IS | RIGHT SIDE PANEL
XT1204 | 1066730-7,1066730-8,1067996-4 | TERMINAL BLOCK, SPRING, 4 CONDUCTOR,30-12 AWG (0.05-3.31 MM2),NON-IS | RIGHT SIDE PANEL
XT1211 | 1066730-7,1066730-8,1067996-4 | TERMINAL BLOCK, SPRING, 4 CONDUCTOR,30-12 AWG (0.05-3.31 MM2),NON-IS | RIGHT SIDE PANEL
XT1212 | 1066730-7,1066730-8,1067996-4 | TERMINAL BLOCK, SPRING, 4 CONDUCTOR,30-12 AWG (0.05-3.31 MM2),NON-IS | RIGHT SIDE PANEL
XT1213 | 1066730-7,1066730-8,1067996-4 | TERMINAL BLOCK, SPRING, 4 CONDUCTOR,30-12 AWG (0.05-3.31 MM2),NON-IS | RIGHT SIDE PANEL
XT1214 | 1066730-7,1066730-8,1067996-4 | TERMINAL BLOCK, SPRING, 4 CONDUCTOR,30-12 AWG (0.05-3.31 MM2),NON-IS | RIGHT SIDE PANEL
XT1221 | 1066730-7,1066730-8,1067996-4 | TERMINAL BLOCK, SPRING, 4 CONDUCTOR,30-12 AWG (0.05-3.31 MM2),NON-IS | RIGHT SIDE PANEL
XT1222 | 1066730-7,1066730-8,1067996-4 | TERMINAL BLOCK, SPRING, 4 CONDUCTOR,30-12 AWG (0.05-3.31 MM2),NON-IS | RIGHT SIDE PANEL
XT1223 | 1066730-7,1066730-8,1067996-4 | TERMINAL BLOCK, SPRING, 4 CONDUCTOR,30-12 AWG (0.05-3.31 MM2),NON-IS | RIGHT SIDE PANEL
XT1224 | 1066730-7,1066730-8,1067996-4 | TERMINAL BLOCK, SPRING, 4 CONDUCTOR,30-12 AWG (0.05-3.31 MM2),NON-IS | RIGHT SIDE PANEL
XT1241 | 1066730-7,1066730-8,1067996-4 | TERMINAL BLOCK, SPRING, 4 CONDUCTOR,30-12 AWG (0.05-3.31 MM2),NON-IS | RIGHT SIDE PANEL
XT1243 | 1066730-7,1066730-8,1067996-4 | TERMINAL BLOCK, SPRING, 4 CONDUCTOR,30-12 AWG (0.05-3.31 MM2),NON-IS | RIGHT SIDE PANEL
XT1251 | 1066730-7,1066730-8,1067996-4 | TERMINAL BLOCK, SPRING, 4 CONDUCTOR,30-12 AWG (0.05-3.31 MM2),NON-IS | RIGHT SIDE PANEL
XT1261 | 1066730-7,1066730-8,1067996-4 | TERMINAL BLOCK, SPRING, 4 CONDUCTOR,30-12 AWG (0.05-3.31 MM2),NON-IS | RIGHT SIDE PANEL
AF0021 | 2684693-46,2684693-51 | 5094-IB32XT, 32 DISCRETE INPUT | SCS
AF0022 | 2684693-47,2684693-52 | 5094-OB32XT, 32 DISCRETE OUTPUT | SCS
AU0020 | 2684693-22 | 5094-AENTRXT, FLEX 5000 I/O | SCS
GR0120 | 903849C1 | RAIL GROUND, DIN RAIL GROUNDING | SCS
GR0121 | 903849C1 | RAIL GROUND, DIN RAIL GROUNDING | SCS
HL1141 | 964903C1 | LIGHT, STARTING, WHITE | SCS
HL1142 | 964903C1 | LIGHT, STARTING, WHITE | SCS
HL1143 | 964903C1 | LIGHT, STARTING, WHITE | SCS
HL1144 | 964903C1 | LIGHT, STARTING, WHITE | SCS
HL1591 | 964903C1 | LIGHT, ON LOAD, WHITE | SCS
HL1592 | 964903C1 | LIGHT, ON LOAD, WHITE | SCS
HL1593 | 964903C1 | LIGHT, ON LOAD, WHITE | SCS
HL1594 | 964903C1 | LIGHT, ON LOAD, WHITE | SCS
HL1731 | 964903C1 | LIGHT, ALARM SUMMARY, AMBER | SCS
HL1732 | 964903C1 | LIGHT, ALARM SUMMARY, AMBER | SCS
HL1733 | 964903C1 | LIGHT, ALARM SUMMARY, AMBER | SCS
HL1734 | 964903C1 | LIGHT, ALARM SUMMARY, AMBER | SCS
HL1751 | 964903C1 | LIGHT, SHUTDOWN SUMMARY, RED | SCS
HL1752 | 964903C1 | LIGHT, SHUTDOWN SUMMARY, RED | SCS
HL1753 | 964903C1 | LIGHT, SHUTDOWN SUMMARY, RED | SCS
HL1754 | 964903C1 | LIGHT, SHUTDOWN SUMMARY, RED | SCS
HL1771 | 964903C1 | LIGHT, READY, GREEN | SCS
HL1772 | 964903C1 | LIGHT, READY, GREEN | SCS
HL1773 | 964903C1 | LIGHT, READY, GREEN | SCS
HL1774 | 964903C1 | LIGHT, READY, GREEN | SCS
SA0500 | 2380746-5 | SELECTOR SWITCH, OFF/LOCAL/CUSTOMER | SCS
SB0402 | 1035040-12,964901C1 | SWITCH, ACKNOWLEDGE | SCS
SB0403 | 1035040-13,2380746-13 | PUSHBUTTON SWITCH, RESET | SCS
SB1111 | 964901C1 | PUSHBUTTON SWITCH, UNIT #1 NORMAL STOP | SCS
SB1112 | 964901C1 | PUSHBUTTON SWITCH, UNIT #2 NORMAL STOP | SCS
SB1113 | 964901C1 | PUSHBUTTON SWITCH, UNIT #3 NORMAL STOP | SCS
SB1114 | 964901C1 | PUSHBUTTON SWITCH, UNIT #4 NORMAL STOP | SCS
SB1261 | 964901C1 | PUSHBUTTON SWITCH, UNIT #1 SPEED DECREASE | SCS
SB1262 | 964901C1 | PUSHBUTTON SWITCH, UNIT #2 SPEED DECREASE | SCS
SB1263 | 964901C1 | PUSHBUTTON SWITCH, UNIT #3 SPEED DECREASE | SCS
SB1264 | 964901C1 | PUSHBUTTON SWITCH, UNIT #4 SPEED DECREASE | SCS
SB1271 | 964901C1 | PUSHBUTTON SWITCH, UNIT #1 SPEED INCREASE | SCS
SB1272 | 964901C1 | PUSHBUTTON SWITCH, UNIT #2 SPEED INCREASE | SCS
SB1273 | 964901C1 | PUSHBUTTON SWITCH, UNIT #3 SPEED INCREASE | SCS
SB1274 | 964901C1 | PUSHBUTTON SWITCH, UNIT #4 SPEED INCREASE | SCS
SB1281 | 964901C1 | PUSHBUTTON SWITCH, UNIT #1 VOLTAGE DECREASE | SCS
SB1282 | 964901C1 | PUSHBUTTON SWITCH, UNIT #2 VOLTAGE DECREASE | SCS
SB1283 | 964901C1 | PUSHBUTTON SWITCH, UNIT #3 VOLTAGE DECREASE | SCS
SB1284 | 964901C1 | PUSHBUTTON SWITCH, UNIT #4 VOLTAGE DECREASE | SCS
SB1291 | 964901C1 | PUSHBUTTON SWITCH, UNIT #1 VOLTAGE INCREASE | SCS
SB1292 | 964901C1 | PUSHBUTTON SWITCH, UNIT #2 VOLTAGE INCREASE | SCS
SB1293 | 964901C1 | PUSHBUTTON SWITCH, UNIT #3 VOLTAGE INCREASE | SCS
SB1294 | 964901C1 | PUSHBUTTON SWITCH, UNIT #4 VOLTAGE INCREASE | SCS
SH0418 | 964902C1 | LIGHTED SWITCH, LAMP TEST | SCS
WC0020 | 2684693-54 |  | SCS
XT0137 | 1066730-7,1066730-8,1067996-4 | TERMINAL BLOCK, SPRING, 4 CONDUCTOR,30-12 AWG (0.05-3.31 MM2),NON-IS | SCS
XT0260 | 1066730-7,1067996-4 | TERMINAL BLOCK, SPRING, 4 CONDUCTOR,30-12 AWG (0.05-3.31 MM2),NON-IS | SCS

## SCS_S
SCS
ASSEMBLY,SCS PANEL
Project # | 4N298
Project Name | P66 Iron Mesa PMS
Revision | B
Controls DE | Akanksha Maddi
Phone: | 9254814160
Controls ME
Phone:
From | [5 empty] | To
Device ID | Wire No. | Wire ID | Gauge/Size | Length | Device ID | Location | Bundle Name
AF0021:01 | SB1271NO | WHT | 20 | 60 | SB1271:NO | SCS | SB TOP
AF0021:33 | SB1271C | WHT | 20 | 60 | SB1271:C | SCS
AF0021:00 | SB1261NO | WHT | 20 | 60 | SB1261:NO | SCS
AF0021:32 | SB1261C | WHT | 20 | 60 | SB1261:C | SCS
AF0021:02 | SB1111NO | WHT | 20 | 60 | SB1111:NO | SCS
AF0021:34 | SB1111C | WHT | 20 | 60 | SB1111:C | SCS
AF0021:04 | SB1291NO | WHT | 20 | 60 | SB1291:NO | SCS
AF0021:36 | SB1291C | WHT | 20 | 60 | SB1291:C | SCS
AF0021:03 | SB1281NO | WHT | 20 | 60 | SB1281:NO | SCS
AF0021:35 | SB1281C | WHT | 20 | 60 | SB1281:C | SCS
AF0021:17 | SB1273NO | WHT | 20 | 80 | SB1273:NO | SCS
AF0021:49 | SB1273C | WHT | 20 | 80 | SB1273:C | SCS
AF0021:16 | SB1263NO | WHT | 20 | 80 | SB1263:NO | SCS
AF0021:48 | SB1263C | WHT | 20 | 80 | SB1263:C | SCS
AF0021:18 | SB1113NO | WHT | 20 | 80 | SB1113:NO | SCS
AF0021:50 | SB1113C | WHT | 20 | 80 | SB1113:C | SCS
AF0021:20 | SB1293NO | WHT | 20 | 80 | SB1293:NO | SCS
AF0021:52 | SB1293C | WHT | 20 | 80 | SB1293:C | SCS
AF0021:19 | SB1283NO | WHT | 20 | 80 | SB1283:NO | SCS
AF0021:51 | SB1283C | WHT | 20 | 80 | SB1283:C | SCS
AF0021:05 | SB0402NO | WHT | 20 | 60 | SB0402:NO | SCS | SB0402
AF0021:37 | SB0402C | WHT | 20 | 60 | SB0402:C | SCS
AF0021:06 | SA050012 | WHT | 20 | 60 | SA0500:12 | SCS | SA0500
AF0021:07 | SA050014 | WHT | 20 | 60 | SA0500:14 | SCS
AF0021:38 | SA050011 | WHT | 20 | 60 | SA0500:11 | SCS
AF0021:39 | SA050013 | WHT | 20 | 60 | SA0500:13 | SCS
AF0021:08 | SH0418NO | WHT | 20 | 80 | SH0418:NO | SCS | SH0418
AF0021:40 | SH0418C | WHT | 20 | 80 | SH0418:C | SCS
AF0022:11 | SH0418AP | WHT | 20 | 80 | SH0418:A+ | SCS
AF0022:17 | SH0418BP | WHT | 20 | 80 | SH0418:B+ | SCS
AF0022:43 | SH0418A | WHT | 20 | 80 | SH0418:A | SCS
AF0022:49 | SH0418B | WHT | 20 | 80 | SH0418:B | SCS
AF0021:10 | SB1272NO | WHT | 20 | 80 | SB1272:NO | SCS | SB BOTTOM
AF0021:42 | SB1272C | WHT | 20 | 80 | SB1272:C | SCS
AF0021:09 | SB1262NO | WHT | 20 | 80 | SB1262:NO | SCS
AF0021:41 | SB1262C | WHT | 20 | 80 | SB1262:C | SCS
AF0021:11 | SB1112NO | WHT | 20 | 80 | SB1112:NO | SCS
AF0021:43 | SB1112C | WHT | 20 | 80 | SB1112:C | SCS
AF0021:13 | SB1292NO | WHT | 20 | 80 | SB1292:NO | SCS
AF0021:45 | SB1292C | WHT | 20 | 80 | SB1292:C | SCS
AF0021:12 | SB1282NO | WHT | 20 | 80 | SB1282:NO | SCS
AF0021:44 | SB1282C | WHT | 20 | 80 | SB1282:C | SCS
AF0021:23 | SB1274NO | WHT | 20 | 100 | SB1274:NO | SCS
AF0021:55 | SB1274C | WHT | 20 | 100 | SB1274:C | SCS
AF0021:22 | SB1264NO | WHT | 20 | 100 | SB1264:NO | SCS
AF0021:54 | SB1264C | WHT | 20 | 100 | SB1264:C | SCS
AF0021:24 | SB1114NO | WHT | 20 | 100 | SB1114:NO | SCS
AF0021:56 | SB1114C | WHT | 20 | 100 | SB1114:C | SCS
AF0021:26 | SB1294NO | WHT | 20 | 100 | SB1294:NO | SCS
AF0021:58 | SB1294C | WHT | 20 | 100 | SB1294:C | SCS
AF0021:25 | SB1284NO | WHT | 20 | 100 | SB1284:NO | SCS
AF0021:57 | SB1284C | WHT | 20 | 100 | SB1284:C | SCS
AF0021:14 | SB0403B114 | WHT | 20 | 60 | SB0403:B1-14 | SCS | SB0403
AF0021:46 | SB0403B113 | WHT | 20 | 60 | SB0403:B1-13 | SCS
AF0022:00 | HL1771AP | WHT | 20 | 80 | HL1771:A+ | SCS | HL TOP
AF0022:32 | HL1771A | WHT | 20 | 80 | HL1771:A | SCS
AF0022:01 | HL1141AP | WHT | 20 | 80 | HL1141:A+ | SCS
AF0022:33 | HL1141A | WHT | 20 | 80 | HL1141:A | SCS
AF0022:02 | HL1591AP | WHT | 20 | 80 | HL1591:A+ | SCS
AF0022:34 | HL1591A | WHT | 20 | 80 | HL1591:A | SCS
AF0022:03 | HL1731AP | WHT | 20 | 80 | HL1731:A+ | SCS
AF0022:35 | HL1731A | WHT | 20 | 80 | HL1731:A | SCS
AF0022:04 | HL1751AP | WHT | 20 | 80 | HL1751:A+ | SCS
AF0022:36 | HL1751A | WHT | 20 | 80 | HL1751:A | SCS
AF0022:12 | HL1773AP | WHT | 20 | 100 | HL1773:A+ | SCS
AF0022:44 | HL1773A | WHT | 20 | 100 | HL1773:A | SCS
AF0022:13 | HL1143AP | WHT | 20 | 100 | HL1143:A+ | SCS
AF0022:45 | HL1143A | WHT | 20 | 100 | HL1143:A | SCS
AF0022:14 | HL1593AP | WHT | 20 | 100 | HL1593:A+ | SCS
AF0022:46 | HL1593A | WHT | 20 | 100 | HL1593:A | SCS
AF0022:15 | HL1733AP | WHT | 20 | 100 | HL1733:A+ | SCS
AF0022:47 | HL1733A | WHT | 20 | 100 | HL1733:A | SCS
AF0022:16 | HL1753AP | WHT | 20 | 100 | HL1753:A+ | SCS
AF0022:48 | HL1753A | WHT | 20 | 100 | HL1753:A | SCS
AF0022:06 | HL1772AP | WHT | 20 | 60 | HL1772:A+ | SCS | HL BOTTOM
AF0022:38 | HL1772A | WHT | 20 | 60 | HL1772:A | SCS
AF0022:07 | HL1142AP | WHT | 20 | 60 | HL1142:A+ | SCS
AF0022:39 | HL1142A | WHT | 20 | 60 | HL1142:A | SCS
AF0022:08 | HL1592AP | WHT | 20 | 60 | HL1592:A+ | SCS
AF0022:40 | HL1592A | WHT | 20 | 60 | HL1592:A | SCS
AF0022:09 | HL1732AP | WHT | 20 | 60 | HL1732:A+ | SCS
AF0022:41 | HL1732A | WHT | 20 | 60 | HL1732:A | SCS
AF0022:10 | HL1752AP | WHT | 20 | 60 | HL1752:A+ | SCS
AF0022:42 | HL1752A | WHT | 20 | 60 | HL1752:A | SCS
AF0022:18 | HL1774AP | WHT | 20 | 80 | HL1774:A+ | SCS
AF0022:50 | HL1774A | WHT | 20 | 80 | HL1774:A | SCS
AF0022:19 | HL1144AP | WHT | 20 | 80 | HL1144:A+ | SCS
AF0022:51 | HL1144A | WHT | 20 | 80 | HL1144:A | SCS
AF0022:20 | HL1594AP | WHT | 20 | 80 | HL1594:A+ | SCS
AF0022:52 | HL1594A | WHT | 20 | 80 | HL1594:A | SCS
AF0022:21 | HL1734AP | WHT | 20 | 80 | HL1734:A+ | SCS
AF0022:53 | HL1734A | WHT | 20 | 80 | HL1734:A | SCS
AF0022:22 | HL1754AP | WHT | 20 | 80 | HL1754:A+ | SCS
AF0022:54 | HL1754A | WHT | 20 | 80 | HL1754:A | SCS
SB0403:B2-13 | SB0403B213 | WHT | 20 | 80 | XT0137:5 | SCS | SB0403
SB0403:B2-14 | SB0403B214 | WHT | 20 | 80 | XT0137:6 | SCS
AF0022:COM | -0V | WHT | 14 | 180 | XT0262:1 | LEFT SIDE PANEL | AF2-L PNL
AU0020:COM | -0V | WHT | 14 | 180 | XT0262:2 | LEFT SIDE PANEL
AU0020:V+ | FU0020 | WHT | 14 | 180 | FU0020:LD | LEFT SIDE PANEL
AF0022:V+ | FU0024 | WHT | 14 | 180 | FU0024:LD | LEFT SIDE PANEL
XT0260:1 | -0V | WHT | 12 | 180 | XT0262:1 | LEFT SIDE PANEL
XT0260:1 | -0V | WHT | 14 | 200 | XT0134:2 | BACK PANEL | TO BACK PNL

## RIGHT SIDE PANEL_S
RIGHT SIDE PANEL
ASSY,RIGHT SIDE PANEL,CONSOLE
Project # | 4N298
Project Name | P66 Iron Mesa PMS
Revision | B
Controls DE | Akanksha Maddi
Phone: | 9254814160
Controls ME
Phone:
From | [5 empty] | To
Device ID | Wire No. | Wire ID | Gauge/Size | Length | Device ID | Location | Bundle Name
AT0180:48 BAT(-) | -0V | WHT | 14 | 80 | XT1202:2 | RIGHT SIDE PANEL | AT0180
AT0180:47 BAT(+) | FU1202 | WHT | 14 | 80 | FU1202:LD | RIGHT SIDE PANEL
AT0180:20 VBUS-N | FGPT1N | RED | 16 | 100 | XT1213:1 | RIGHT SIDE PANEL
AT0180:16 VGEN-N | FGPT3N | RED | 16 | 100 | XT1224:1 | RIGHT SIDE PANEL
AT0180:17 VBUS-A | PT1A | RED | 16 | 100 | XT1214:1 | RIGHT SIDE PANEL
AT0180:18 VBUS-B | PT1B | RED | 16 | 100 | XT1211:1 | RIGHT SIDE PANEL
AT0180:19 VBUS-C | PT1C | RED | 16 | 100 | XT1212:1 | RIGHT SIDE PANEL
AT0180:13 VGEN-A | PT2A | RED | 16 | 100 | XT1221:1 | RIGHT SIDE PANEL
AT0180:14 VGEN-B | PT2B | RED | 16 | 100 | XT1222:1 | RIGHT SIDE PANEL
AT0180:15 VGEN-C | PT2C | RED | 16 | 100 | XT1223:1 | RIGHT SIDE PANEL
KA1201:11 | FU1201 | WHT | 20 | 60 | XT1201:1 | RIGHT SIDE PANEL | KA'S
KA1201:14 | KA120114 | WHT | 20 | 60 | XT1203:1 | RIGHT SIDE PANEL
KA1242:A1 | KA120114 | WHT | 20 | 60 | XT1203:1 | RIGHT SIDE PANEL
KA1241:11 | KA124111 | WHT | 20 | 60 | XT1261:2 | RIGHT SIDE PANEL
KA1241:14 | KA124114 | WHT | 20 | 60 | XT1261:1 | RIGHT SIDE PANEL
KA1241:A1 | KA1241A1 | WHT | 20 | 60 | KA1242:21 | RIGHT SIDE PANEL
KA1242:A2 | KA1242A2 | WHT | 20 | 60 | XT1261:3 | RIGHT SIDE PANEL
KA1201:A2 | -0V | WHT | 14 | 60 | XT1202:1 | RIGHT SIDE PANEL
KA1241:A2 | -0V | WHT | 14 | 60 | XT1204:1 | RIGHT SIDE PANEL
XT1213:1 | FGPT1N | RED | 16 | 60 | XT1214:2 | RIGHT SIDE PANEL | XT'S
XT1214:2 | FGPT1N | RED | 16 | 60 | XT1241:7 | RIGHT SIDE PANEL
XT1224:4 | FGPT3N | RED | 16 | 60 | XT1243:7 | RIGHT SIDE PANEL
XT1213:2 | PT1A | RED | 16 | 60 | XT1241:5 | RIGHT SIDE PANEL
XT1214:1 | PT1A | RED | 16 | 60 | XT1213:2 | RIGHT SIDE PANEL
XT1211:2 | PT1B | RED | 16 | 60 | XT1241:1 | RIGHT SIDE PANEL
XT1212:2 | PT1C | RED | 16 | 60 | XT1241:3 | RIGHT SIDE PANEL
XT1221:4 | PT2A | RED | 16 | 60 | XT1243:1 | RIGHT SIDE PANEL
XT1222:4 | PT2B | RED | 16 | 60 | XT1243:3 | RIGHT SIDE PANEL
XT1223:4 | PT2C | RED | 16 | 60 | XT1243:5 | RIGHT SIDE PANEL
XT1204:1 | -0V | WHT | 14 | 60 | XT1202:1 | RIGHT SIDE PANEL
XT1261:5 | -0V | WHT | 14 | 60 | XT1204:1 | RIGHT SIDE PANEL
FU1202:LI | FU1201 | WHT | 14 | 60 | XT1201:2 | RIGHT SIDE PANEL | FU'S
FU1201:LD | FU1201 | WHT | 12 | 60 | XT1201:1 | RIGHT SIDE PANEL

## LEFT SIDE PANEL_S
LEFT SIDE PANEL
ASSY,LEFT SIDE PANEL,CONSOLE
Project # | 4N298
Project Name | P66 Iron Mesa PMS
Revision | B
Controls DE | Akanksha Maddi
Phone: | 9254814160
Controls ME
Phone:
From | [5 empty] | To
Device ID | Wire No. | Wire ID | Gauge/Size | Length | Device ID | Location | Bundle Name
KA0001:A1 | KA0001A1 | WHT | 20 | 60 | AF0092:00 | LEFT SIDE PANEL | KA:A1
KA0002:A1 | KA0002A1 | WHT | 20 | 60 | AF0092:01 | LEFT SIDE PANEL
KA0003:A1 | KA0003A1 | WHT | 20 | 60 | AF0092:02 | LEFT SIDE PANEL
KA0004:A1 | KA0004A1 | WHT | 20 | 60 | AF0092:03 | LEFT SIDE PANEL
KA0005:A1 | KA0005A1 | WHT | 20 | 60 | AF0092:04 | LEFT SIDE PANEL
KA0006:A1 | KA0006A1 | WHT | 20 | 60 | AF0092:05 | LEFT SIDE PANEL
KA0007:A1 | KA0007A1 | WHT | 20 | 60 | AF0092:06 | LEFT SIDE PANEL
KA0008:A1 | KA0008A1 | WHT | 20 | 60 | AF0092:07 | LEFT SIDE PANEL
KA0009:A1 | KA0009A1 | WHT | 20 | 60 | AF0092:08 | LEFT SIDE PANEL
KA0010:A1 | KA0010A1 | WHT | 20 | 60 | AF0092:09 | LEFT SIDE PANEL
KA0011:A1 | KA0011A1 | WHT | 20 | 60 | AF0093:00 | LEFT SIDE PANEL
KA0012:A1 | KA0012A1 | WHT | 20 | 60 | AF0093:01 | LEFT SIDE PANEL
KA0013:A1 | KA0013A1 | WHT | 20 | 60 | AF0093:02 | LEFT SIDE PANEL
KA0014:A1 | KA0014A1 | WHT | 20 | 60 | AF0093:03 | LEFT SIDE PANEL
KA0015:A1 | KA0015A1 | WHT | 20 | 60 | AF0093:04 | LEFT SIDE PANEL
KA0016:A1 | KA0016A1 | WHT | 20 | 60 | AF0093:05 | LEFT SIDE PANEL
KA0017:A1 | KA0017A1 | WHT | 20 | 60 | AF0093:06 | LEFT SIDE PANEL
KA0018:A1 | KA0018A1 | WHT | 20 | 60 | AF0093:07 | LEFT SIDE PANEL
KA0019:A1 | KA0019A1 | WHT | 20 | 60 | AF0093:08 | LEFT SIDE PANEL
KA0020:A1 | KA0020A1 | WHT | 20 | 60 | AF0093:09 | LEFT SIDE PANEL
KA0041:A1 | KA0041A1 | WHT | 20 | 60 | AF0092:14 | LEFT SIDE PANEL
KA0042:A1 | KA0042A1 | WHT | 20 | 60 | AF0092:15 | LEFT SIDE PANEL
KA0043:A1 | KA0043A1 | WHT | 20 | 60 | AF0091:07 | LEFT SIDE PANEL
KA0044:A1 | KA0044A1 | WHT | 20 | 60 | AF0094:14 | LEFT SIDE PANEL
KA0045:A1 | KA0045A1 | WHT | 20 | 60 | AF0093:10 | LEFT SIDE PANEL
KA0046:A1 | KA0046A1 | WHT | 20 | 60 | AF0093:11 | LEFT SIDE PANEL
KA0047:A1 | KA0047A1 | WHT | 20 | 60 | AF0093:12 | LEFT SIDE PANEL
KA0048:A1 | KA0048A1 | WHT | 20 | 60 | AF0093:13 | LEFT SIDE PANEL
KA0081:A1 | KA0081A1 | WHT | 20 | 60 | AF0091:08 | LEFT SIDE PANEL
KA0082:A1 | KA0082A1 | WHT | 20 | 60 | AF0091:09 | LEFT SIDE PANEL
KA0083:A1 | KA0083A1 | WHT | 20 | 60 | AF0091:10 | LEFT SIDE PANEL
KA0084:A1 | KA0084A1 | WHT | 20 | 60 | AF0091:11 | LEFT SIDE PANEL
KA0085:A1 | KA0085A1 | WHT | 20 | 60 | AF0091:12 | LEFT SIDE PANEL
KA0086:A1 | KA0086A1 | WHT | 20 | 60 | AF0091:13 | LEFT SIDE PANEL
KA0087:A1 | KA0087A1 | WHT | 20 | 60 | AF0091:14 | LEFT SIDE PANEL
KA0088:A1 | KA0088A1 | WHT | 20 | 60 | AF0091:15 | LEFT SIDE PANEL
KA0141:A1 | KA0141A1 | WHT | 20 | 60 | AF0094:10 | LEFT SIDE PANEL
KA0142:A1 | KA0142A1 | WHT | 20 | 60 | AF0094:11 | LEFT SIDE PANEL
KA0143:A1 | KA0143A1 | WHT | 20 | 60 | AF0094:12 | LEFT SIDE PANEL
KA0144:A1 | KA0144A1 | WHT | 20 | 60 | AF0094:13 | LEFT SIDE PANEL
KA0145:A1 | KA0145A1 | WHT | 20 | 60 | AF0095:10 | LEFT SIDE PANEL
KA0146:A1 | KA0146A1 | WHT | 20 | 60 | AF0095:11 | LEFT SIDE PANEL
KA0147:A1 | KA0147A1 | WHT | 20 | 60 | AF0095:12 | LEFT SIDE PANEL
KA0148:A1 | KA0148A1 | WHT | 20 | 60 | AF0095:13 | LEFT SIDE PANEL
KA5760:A1 | -009104 | WHT | 16 | 60 | AF0091:04 | LEFT SIDE PANEL
KA0001:A2 | KA0001A2 | WHT | 20 | 60 | AF0092:16 | LEFT SIDE PANEL | KA:A2
KA0002:A2 | KA0002A2 | WHT | 20 | 60 | AF0092:17 | LEFT SIDE PANEL
KA0003:A2 | KA0003A2 | WHT | 20 | 60 | AF0092:18 | LEFT SIDE PANEL
KA0004:A2 | KA0004A2 | WHT | 20 | 60 | AF0092:19 | LEFT SIDE PANEL
KA0005:A2 | KA0005A2 | WHT | 20 | 60 | AF0092:20 | LEFT SIDE PANEL
KA0006:A2 | KA0006A2 | WHT | 20 | 60 | AF0092:21 | LEFT SIDE PANEL
KA0007:A2 | KA0007A2 | WHT | 20 | 60 | AF0092:22 | LEFT SIDE PANEL
KA0008:A2 | KA0008A2 | WHT | 20 | 60 | AF0092:23 | LEFT SIDE PANEL
KA0009:A2 | KA0009A2 | WHT | 20 | 60 | AF0092:24 | LEFT SIDE PANEL
KA0010:A2 | KA0010A2 | WHT | 20 | 60 | AF0092:25 | LEFT SIDE PANEL
KA0011:A2 | KA0011A2 | WHT | 20 | 60 | AF0093:16 | LEFT SIDE PANEL
KA0012:A2 | KA0012A2 | WHT | 20 | 60 | AF0093:17 | LEFT SIDE PANEL
KA0013:A2 | KA0013A2 | WHT | 20 | 60 | AF0093:18 | LEFT SIDE PANEL
KA0014:A2 | KA0014A2 | WHT | 20 | 60 | AF0093:19 | LEFT SIDE PANEL
KA0015:A2 | KA0015A2 | WHT | 20 | 60 | AF0093:20 | LEFT SIDE PANEL
KA0016:A2 | KA0016A2 | WHT | 20 | 60 | AF0093:21 | LEFT SIDE PANEL
KA0017:A2 | KA0017A2 | WHT | 20 | 60 | AF0093:22 | LEFT SIDE PANEL
KA0018:A2 | KA0018A2 | WHT | 20 | 60 | AF0093:23 | LEFT SIDE PANEL
KA0019:A2 | KA0019A2 | WHT | 20 | 60 | AF0093:24 | LEFT SIDE PANEL
KA0020:A2 | KA0020A2 | WHT | 20 | 60 | AF0093:25 | LEFT SIDE PANEL
KA0041:A2 | KA0041A2 | WHT | 20 | 60 | AF0092:30 | LEFT SIDE PANEL
KA0042:A2 | KA0042A2 | WHT | 20 | 60 | AF0092:31 | LEFT SIDE PANEL
KA0043:A2 | KA0043A2 | WHT | 20 | 60 | AF0091:23 | LEFT SIDE PANEL
KA0044:A2 | KA0044A2 | WHT | 20 | 60 | AF0094:30 | LEFT SIDE PANEL
KA0045:A2 | KA0045A2 | WHT | 20 | 60 | AF0093:26 | LEFT SIDE PANEL
KA0046:A2 | KA0046A2 | WHT | 20 | 60 | AF0093:27 | LEFT SIDE PANEL
KA0047:A2 | KA0047A2 | WHT | 20 | 60 | AF0093:28 | LEFT SIDE PANEL
KA0048:A2 | KA0048A2 | WHT | 20 | 60 | AF0093:29 | LEFT SIDE PANEL
KA0081:A2 | KA0081A2 | WHT | 20 | 60 | AF0091:24 | LEFT SIDE PANEL
KA0082:A2 | KA0082A2 | WHT | 20 | 60 | AF0091:25 | LEFT SIDE PANEL
KA0083:A2 | KA0083A2 | WHT | 20 | 60 | AF0091:26 | LEFT SIDE PANEL
KA0084:A2 | KA0084A2 | WHT | 20 | 60 | AF0091:27 | LEFT SIDE PANEL
KA0085:A2 | KA0085A2 | WHT | 20 | 60 | AF0091:28 | LEFT SIDE PANEL
KA0086:A2 | KA0086A2 | WHT | 20 | 60 | AF0091:29 | LEFT SIDE PANEL
KA0087:A2 | KA0087A2 | WHT | 20 | 60 | AF0091:30 | LEFT SIDE PANEL
KA0088:A2 | KA0088A2 | WHT | 20 | 60 | AF0091:31 | LEFT SIDE PANEL
KA0141:A2 | KA0141A2 | WHT | 20 | 60 | AF0094:26 | LEFT SIDE PANEL
KA0142:A2 | KA0142A2 | WHT | 20 | 60 | AF0094:27 | LEFT SIDE PANEL
KA0143:A2 | KA0143A2 | WHT | 20 | 60 | AF0094:28 | LEFT SIDE PANEL
KA0144:A2 | KA0144A2 | WHT | 20 | 60 | AF0094:29 | LEFT SIDE PANEL
KA0145:A2 | KA0145A2 | WHT | 20 | 60 | AF0095:26 | LEFT SIDE PANEL
KA0146:A2 | KA0146A2 | WHT | 20 | 60 | AF0095:27 | LEFT SIDE PANEL
KA0147:A2 | KA0147A2 | WHT | 20 | 60 | AF0095:28 | LEFT SIDE PANEL
KA0148:A2 | KA0148A2 | WHT | 20 | 60 | AF0095:29 | LEFT SIDE PANEL
KA5760:A2 | -009120 | WHT | 16 | 60 | AF0091:20 | LEFT SIDE PANEL
AF0091:COM | -0V | WHT | 14 | 60 | XT0090:3 | LEFT SIDE PANEL | AF90
AF0092:COM | -0V | WHT | 14 | 60 | XT0090:3 | LEFT SIDE PANEL
AF0093:COM | -0V | WHT | 14 | 60 | XT0090:4 | LEFT SIDE PANEL
AF0094:COM | -0V | WHT | 14 | 60 | XT0090:4 | LEFT SIDE PANEL
AF0095:COM | -0V | WHT | 14 | 60 | XT0090:5 | LEFT SIDE PANEL
AU0090:COM | -0V | WHT | 14 | 60 | XT0090:2 | LEFT SIDE PANEL
AU0090:V+ | FU0090 | WHT | 14 | 60 | FU0090:LD | LEFT SIDE PANEL
AF0091:V+ | FU0091 | WHT | 14 | 60 | FU0091:LD | LEFT SIDE PANEL
AF0092:V+ | FU0092 | WHT | 14 | 80 | FU0092:LD | LEFT SIDE PANEL
AF0093:V+ | FU0093 | WHT | 14 | 80 | FU0093:LD | LEFT SIDE PANEL
AF0094:V+ | FU0094 | WHT | 14 | 80 | FU0094:LD | LEFT SIDE PANEL
AF0095:V+ | FU0095 | WHT | 14 | 80 | FU0095:LD | LEFT SIDE PANEL
FU0090:LI | FU0137 | WHT | 14 | 60 | XT0090:1 | LEFT SIDE PANEL | FU'S
FU0020:LI | FU0260 | WHT | 14 | 60 | XT0261:2 | LEFT SIDE PANEL
FU0023:LI | FU0260 | WHT | 14 | 60 | XT0261:1 | LEFT SIDE PANEL
FU0024:LI | FU0260 | WHT | 14 | 60 | XT0261:1 | LEFT SIDE PANEL
FU0190:LI | FU0260 | WHT | 14 | 60 | XT0261:3 | LEFT SIDE PANEL
FU0260:LD | FU0260 | WHT | 14 | 60 | XT0261:1 | LEFT SIDE PANEL
XT0090:2 | -0V | WHT | 14 | 60 | XT0095:2 | LEFT SIDE PANEL | XT'S
XT0090:1 | FU0137 | WHT | 14 | 60 | XT0095:1 | LEFT SIDE PANEL
XT0262:2 | -0V | WHT | 20 | 160 | XT0085:3 | BACK PANEL | TO BACK
XT0095:2 | -0V | WHT | 14 | 160 | XT0135:4 | BACK PANEL
XT0273:1 | -0V | WHT | 14 | 160 | XT0135:6 | BACK PANEL
FU0273:LI | FU0137 | WHT | 14 | 160 | XT0139:6 | BACK PANEL
XT0095:1 | FU0137 | WHT | 14 | 160 | XT0139:4 | BACK PANEL
XT0261:2 | FU0260 | WHT | 14 | 160 | XT0085:1 | BACK PANEL
FU0260:LI | FU0136 | WHT | 12 | 160 | XT0138:2 | BACK PANEL
AF0091:06 | KA1201A1 | WHT | 20 | 180 | KA1201:A1 | RIGHT SIDE PANEL | TO RIGHT
AF0091:05 | KA124224 | WHT | 20 | 180 | KA1242:24 | RIGHT SIDE PANEL

## CONSOLE_S
CONSOLE
ASSEMBLY CONSOLE & CONSOLE DOORS ONE BAY
Project # | 4N298
Project Name | P66 Iron Mesa PMS
Revision | B
Controls DE | Akanksha Maddi
Phone: | 9254814160
Controls ME
Phone:
From | [5 empty] | To
Device ID | Wire No. | Wire ID | Gauge/Size | Length | Device ID | Location | Bundle Name
AT0190:NEG | -0V | WHT | 14 | 180 | XT0262:3 | LEFT SIDE PANEL | HMIS
AT0191:NEG | -0V | WHT | 14 | 180 | XT0262:3 | LEFT SIDE PANEL
AT0190:POS | FU0190 | WHT | 14 | 180 | FU0190:LD | LEFT SIDE PANEL
AT0191:POS | FU0190 | WHT | 14 | 180 | FU0190:LD | LEFT SIDE PANEL

## BACK PANEL_S
BACK PANEL
ASSY,BACK PANEL,CONSOLE
Project # | 4N298
Project Name | P66 Iron Mesa PMS
Revision | B
Controls DE | Akanksha Maddi
Phone: | 9254814160
Controls ME
Phone:
From | [5 empty] | To
Device ID | Wire No. | Wire ID | Gauge/Size | Length | Device ID | Location | Bundle Name
AF0061:06 | UJ0131IOUT | WHT | 20 | 60 | UJ0131:IOUT | BACK PANEL | UJ0131
AF0042:42 | UJ0131OK1 | WHT | 20 | 60 | UJ0131:OK1 | BACK PANEL
AF0042:10 | UJ0131OK2 | WHT | 20 | 60 | UJ0131:OK2 | BACK PANEL
AF0061:04 | UJ0131VIN | WHT | 20 | 60 | UJ0131:VIN | BACK PANEL
BA0001:V1(-) | -0V | WHT | 16 | 60 | XT0141:3 | BACK PANEL | BA'S
BA0002:V1(-) | -0V | WHT | 16 | 60 | XT0141:4 | BACK PANEL
BA0009:V1(-) | -0V | WHT | 16 | 60 | XT0141:2 | BACK PANEL
BA0010:V1(-) | -0V | WHT | 16 | 60 | XT0141:1 | BACK PANEL
BA0011:V1(-) | -0V | WHT | 16 | 60 | XT0141:6 | BACK PANEL
BA0012:V1(-) | -0V | WHT | 16 | 60 | XT0141:7 | BACK PANEL
BA0013:V1(-) | -0V | WHT | 16 | 60 | XT0141:8 | BACK PANEL
BA0014:V1(-) | -0V | WHT | 16 | 60 | XT0141:9 | BACK PANEL
BA0019:V1(-) | -0V | WHT | 16 | 60 | XT0141:10 | BACK PANEL
BA0001:V1(+) | BA0001P | WHT | 16 | 60 | FU0101:LD | BACK PANEL
BA0002:V1(+) | BA0002P | WHT | 16 | 60 | FU0102:LD | BACK PANEL
BA0009:V1(+) | BA0009P | WHT | 16 | 60 | FU0109:LD | BACK PANEL
BA0010:V1(+) | BA0010P | WHT | 16 | 60 | FU0110:LD | BACK PANEL
BA0011:V1(+) | BA0011POS | WHT | 16 | 60 | FU0111:LD | BACK PANEL
BA0012:V1(+) | BA0012POS | WHT | 16 | 60 | FU0112:LD | BACK PANEL
BA0013:V1(+) | BA0013POS | WHT | 16 | 60 | FU0113:LD | BACK PANEL
BA0014:V1(+) | BA0014POS | WHT | 16 | 60 | FU0114:LD | BACK PANEL
BA0019:V1(+) | BA0019POS | WHT | 16 | 60 | FU0119:LD | BACK PANEL
BA1215:- | -0V | WHT | 20 | 60 | XT0135:1 | BACK PANEL
BA0606:- | -0V | WHT | 16 | 60 | XT0135:5 | BACK PANEL
BA0606:+ | FU0606 | WHT | 16 | 60 | FU0606:LD | BACK PANEL
BA1215:+ | FU1215 | WHT | 16 | 60 | FU1215:LD | BACK PANEL
AF0062:01 | -006201 | WHT | 20 | 60 | XT0085:2 | BACK PANEL | AF60
AF0062:17 | -0V | WHT | 20 | 60 | XT0085:3 | BACK PANEL
AF0061:05 | -0V | WHT | 14 | 60 | XT0135:3 | BACK PANEL
AF0061:07 | -0V | WHT | 14 | 60 | XT0135:4 | BACK PANEL
AU0060:COM | -0V | WHT | 14 | 60 | XT0135:2 | BACK PANEL
AU0060:V+ | FU0060 | WHT | 14 | 60 | FU0060:LD | BACK PANEL
UV0600:(-) | -0V | WHT | 14 | 80 | XT0135:1 | BACK PANEL | UV0600
FU0010:LD | FU0010 | WHT | 14 | 80 | UV0600:(+) | BACK PANEL
AT0680:NEG | -0V | WHT | 14 | 60 | XT0680:2 | BACK PANEL | AT0680
AT0680:POS | AT0680POS | WHT | 14 | 60 | XT0680:1 | BACK PANEL
AU0040:COM | -0V | WHT | 14 | 60 | XT0135:2 | BACK PANEL | AF40/50
AU0050:COM | -0V | WHT | 14 | 60 | XT0135:3 | BACK PANEL
AU0040:V+ | FU0040 | WHT | 14 | 60 | FU0040:LD | BACK PANEL
AU0050:V+ | FU0050 | WHT | 14 | 60 | FU0050:LD | BACK PANEL
FU0680:LD | AT0680POS | WHT | 14 | 60 | XT0680:1 | BACK PANEL | FU'S
FU0010:LI | FU0137 | WHT | 14 | 60 | XT0139:1 | BACK PANEL
FU0040:LI | FU0137 | WHT | 14 | 60 | XT0139:2 | BACK PANEL
FU0050:LI | FU0137 | WHT | 14 | 100 | XT0139:3 | BACK PANEL
FU0060:LI | FU0137 | WHT | 14 | 60 | XT0139:2 | BACK PANEL
FU0137:LD | FU0137 | WHT | 14 | 60 | XT0139:1 | BACK PANEL
FU0138:LI | FU0137 | WHT | 14 | 60 | XT0139:6 | BACK PANEL
FU0606:LI | FU0137 | WHT | 14 | 60 | XT0139:5 | BACK PANEL
FU0680:LI | FU0137 | WHT | 14 | 60 | XT0139:1 | BACK PANEL
FU1215:LI | FU0137 | WHT | 14 | 60 | XT0139:1 | BACK PANEL
FU0101:LI | FU1100 | WHT | 12 | 60 | XT0140:3 | BACK PANEL
FU0102:LI | FU1100 | WHT | 12 | 60 | XT0140:4 | BACK PANEL
FU0109:LI | FU1100 | WHT | 12 | 60 | XT0140:2 | BACK PANEL
FU0110:LI | FU1100 | WHT | 12 | 60 | XT0140:1 | BACK PANEL
FU0111:LI | FU1100 | WHT | 12 | 60 | XT0140:6 | BACK PANEL
FU0112:LI | FU1100 | WHT | 12 | 60 | XT0140:7 | BACK PANEL
FU0113:LI | FU1100 | WHT | 12 | 60 | XT0140:8 | BACK PANEL
FU0114:LI | FU1100 | WHT | 12 | 60 | XT0140:9 | BACK PANEL
FU0119:LI | FU1100 | WHT | 12 | 60 | XT0140:10 | BACK PANEL
FU1100:LD | FU1100 | WHT | 12 | 100 | XT0140:1 | BACK PANEL
XT0680:2 | -0V | WHT | 20 | 60 | XT0135:1 | BACK PANEL | XT'S
XT0134:1 | -0V | WHT | 14 | 60 | XT0135:1 | BACK PANEL
XT0134:4 | -0V | WHT | 14 | 100 | XT0141:1 | BACK PANEL
QS0011:LI-4 | -525NEG | WHT | 12 | 60 | XT0011:2 | BACK PANEL | QS0011
QS0011:LI-2 | -525POS | WHT | 12 | 60 | XT0011:1 | BACK PANEL
QS0011:LD-3 | UJ0131N | WHT | 12 | 60 | UJ0131:- | BACK PANEL
QS0011:LD-1 | UJ0131P | WHT | 12 | 60 | UJ0131:+ | BACK PANEL
AF0041:12 | AF004112 | WHT | 20 | 180 | XT1251:2 | RIGHT SIDE PANEL | TO RIGHT
AF0041:44 | AF004144 | WHT | 20 | 180 | XT1251:1 | RIGHT SIDE PANEL
AF0042:09 | AF004209 | WHT | 20 | 180 | XT1251:6 | RIGHT SIDE PANEL
AF0042:41 | AF004241 | WHT | 20 | 180 | XT1251:5 | RIGHT SIDE PANEL
AF0041:13 | KA124211 | WHT | 20 | 180 | KA1242:11 | RIGHT SIDE PANEL
AF0041:45 | KA124214 | WHT | 20 | 180 | KA1242:14 | RIGHT SIDE PANEL
XT0134:3 | -0V | WHT | 14 | 180 | XT1202:1 | RIGHT SIDE PANEL

## Bundle Tag Info
PSX-GLDSC STAT
4N298
REV.B1
SCS | R/S PNL | L/S PNL | CONSOLE | BACK PNL | Panel Name | Panel Name | Panel Name | Panel Name | Panel Name | Panel Name | Panel Name | Panel Name | Panel Name | Panel Name | Panel Name | Panel Name | Panel Name | Panel Name | Panel Name | Panel Name | Panel Name | Panel Name | Panel Name | Panel Name | Panel Name | Panel Name | Panel Name | Panel Name | Panel Name
SB TOP | AT0180 | KA:A1 | HMIS | UJ0131
SB0402 | KA'S | KA:A2 |  | BA'S
SA0500 | XT'S | AF90 |  | AF60
SH0418 | FU'S | FU'S |  | UV0600
SB BOTTOM |  | XT'S |  | AT0680
SB0403 |  | TO BACK |  | AF40/50
HL TOP |  | TO RIGHT |  | FU'S
HL BOTTOM |  |  |  | XT'S
SB0403 |  |  |  | QS0011
AF2-L PNL |  |  |  | TO RIGHT
TO BACK PNL

## ALL
ALL
PSX-GLDSC STAT 4N298 REV.B1 SCS SB TOP
PSX-GLDSC STAT 4N298 REV.B1 SCS SB0402
PSX-GLDSC STAT 4N298 REV.B1 SCS SA0500
PSX-GLDSC STAT 4N298 REV.B1 SCS SH0418
PSX-GLDSC STAT 4N298 REV.B1 SCS SB BOTTOM
PSX-GLDSC STAT 4N298 REV.B1 SCS SB0403
PSX-GLDSC STAT 4N298 REV.B1 SCS HL TOP
PSX-GLDSC STAT 4N298 REV.B1 SCS HL BOTTOM
PSX-GLDSC STAT 4N298 REV.B1 SCS SB0403
PSX-GLDSC STAT 4N298 REV.B1 SCS AF2-L PNL
PSX-GLDSC STAT 4N298 REV.B1 SCS TO BACK PNL
PSX-GLDSC STAT 4N298 REV.B1 R/S PNL AT0180
PSX-GLDSC STAT 4N298 REV.B1 R/S PNL KA'S
PSX-GLDSC STAT 4N298 REV.B1 R/S PNL XT'S
PSX-GLDSC STAT 4N298 REV.B1 R/S PNL FU'S
PSX-GLDSC STAT 4N298 REV.B1 L/S PNL KA:A1
PSX-GLDSC STAT 4N298 REV.B1 L/S PNL KA:A2
PSX-GLDSC STAT 4N298 REV.B1 L/S PNL AF90
PSX-GLDSC STAT 4N298 REV.B1 L/S PNL FU'S
PSX-GLDSC STAT 4N298 REV.B1 L/S PNL XT'S
PSX-GLDSC STAT 4N298 REV.B1 L/S PNL TO BACK
PSX-GLDSC STAT 4N298 REV.B1 L/S PNL TO RIGHT
PSX-GLDSC STAT 4N298 REV.B1 CONSOLE HMIS
PSX-GLDSC STAT 4N298 REV.B1 BACK PNL UJ0131
PSX-GLDSC STAT 4N298 REV.B1 BACK PNL BA'S
PSX-GLDSC STAT 4N298 REV.B1 BACK PNL AF60
PSX-GLDSC STAT 4N298 REV.B1 BACK PNL UV0600
PSX-GLDSC STAT 4N298 REV.B1 BACK PNL AT0680
PSX-GLDSC STAT 4N298 REV.B1 BACK PNL AF40/50
PSX-GLDSC STAT 4N298 REV.B1 BACK PNL FU'S
PSX-GLDSC STAT 4N298 REV.B1 BACK PNL XT'S
PSX-GLDSC STAT 4N298 REV.B1 BACK PNL QS0011
PSX-GLDSC STAT 4N298 REV.B1 BACK PNL TO RIGHT