## Blue Labels
(SHT 1) TURBINE DOOR | (SHT 10) JB55 | (SHT 2) TURBINE PANEL | (SHT 3) GEN DOOR | (SHT 4) GEN PANEL | (SHT 5) FIRE BOX | (SHT 6) FIRE PANEL | (SHT 7) PROX BOX | (SHT 9) JB100 DRIVER BOX
UA1200 | XT1855 | XT0233 | AU0180 | UJ0131 | XT0174 | FU0170 | UA1263 | WC0060
PEG0130 | GR5501 | XT0235 | AF0181 | XT0011 | XT0170 | KA0172 | UA1211 | AF0067
PC0470 |  | XT0236 | AF0182 | FU0011 | GR0170 | KA0174 | UA1210 | AF0066
GR1101 |  | XT0237 | AF0183 | FU0012 | HL0171 | KA6510 | UA1221 | AF0065
GR0232 |  | XT0240 | AF0184 | FU0013 | HL0172 | KA6511 | UA1220 | AF0064
UJ0291 |  | FU0210 | FU0180 | FU0014 | HL0173 | XT0172 | UA1231 | AF0063
BA1100 |  | FU0211 | FU0181 | FU0015 | SA0170 | GR0172 | UA1230 | AF0062
FU1100 |  | FU0212 | XT0180 | FU0017 | SB0170 | AT0170 | UA1262 | AF0061
FU1101 |  | FU0700 | XT0085 | GR0234 | AT0178 | UV0170 | GR0404 | AU0060
FU1102 |  | FU0139 | GR0141 | WC0050 | AT0176 |  |  | GR0101
FU0680 |  | XT0138 | AU0120 | AF0054 | AT0175 |  |  | FU0060
AT0680 |  | XT0139 | AF0121 | AF0053 | GR0171 |  |  | FU0061
XT0680 |  | XT0134 | AF0122 | AF0052 |  |  |  | FU0062
AT1100 |  | XT0135 | AF0123 | AF0051 |  |  |  | FU0063
SB0471 |  | FU0137 | FU0120 | AU0050 |  |  |  | FU0070
SB0473 |  | FU0136 | FU0121 | GR0143 |  |  |  | FU0071
SB0474 |  | KA0176 | XT0120 | XT0014 |  |  |  | FU0072
SA0471 |  | XT0171 | KA0121 | AF0055 |  |  |  | FU0100
SA0472 |  | KA1020 | KA0123 | AF0056 |  |  |  | XT0060
GR0133 |  | KA0130 | KA0128 | GR0144 |  |  |  | XT0070
SH0471 |  | KA0131 | KA0180 | KA0310 |  |  |  | XT1100
SH0470 |  | KA0132 | KA0185 | KA0330 |  |  |  | XT1101
SH0472 |  | KA0141 | GR0142 | KA0331 |  |  |  | XT1102
SA0473 |  | KA0133 | PC0471 | KA0332 |  |  |  | XT1110
HA0472 |  | KA0134 | XT0050 | KA0333 |  |  |  | KA0221
SB0472 |  | KA0144 | FU0050 | KA0335 |  |  |  | KA0222
GR1100 |  | KA0136 | FU0051 | KA0336 |  |  |  | KA0260
|  | KA0137 | FU0052 | FU0330 |  |  |  | KA0261
|  | KA0138 | FU0053 | FU0332 |  |  |  | KA0262
|  | KA2160 | FU0054 | FU0333 |  |  |  | KA0270
|  | KA2161 | FU0055 | FU0334 |  |  |  | KA0271
|  | KA0178 | FU0056 | FU0335 |  |  |  | KA1710
|  | XT0147 | FU2240 | XT0334 |  |  |  | AF0078
|  | KT0140 | UA1520 | XT0332 |  |  |  | GR0102
|  | KT0141 | XT1521 | XT0335 |  |  |  | IEG0100
|  | KT0142 | XTFGH | XT0336 |  |  |  | AF0068
|  | KT0143 | GR0140 | XT0337 |  |  |  | AU0070
|  | KT0144 | PEG0140 | XT0338 |  |  |  | AF0071
|  | KT0145 | IEG0130 | GR0145 |  |  |  | AF0072
|  | KT0146 |  | XT0130 |  |  |  | AF0073
|  | GR0131 |  | FU0113 |  |  |  | AF0074
|  | WC0082 |  | XT0110 |  |  |  | AF0075
|  | AF0086 |  | AF0400 |  |  |  | AF0076
|  | AF0085 |  | AF0410 |  |  |  | AF0077
|  | AF0084 |  | AF0420 |  |  |  | GR0103
|  | AF0083 |  | AF0450 |  |  |  | WC0070
|  | AF0082 |  | XT0400
|  | AF0081 |  | AT0140
|  | AU0080 |  | XT0313
|  | FU0080 |  | FU0314
|  | FU0081 |  | FU0313
|  | FU0082 |  | XT0360
|  | XT0080 |  | XT0370
|  | GR0134 |  | XT0351
|  | AT0600 |  | XT0352
|  | UV0600 |  | XT0350
|  | AP0601 |  | KA2200
|  | AP0602 |  | KA3103
|  | AP0603 |  | KA4100
|  | AP0604 |  | KA6211
|  | AP0605 |  | GR0146
|  | AP0606 |  | KA0313
|  | AR0600 |  | WC0092
IEG0230
AF0087
AF0088
XT0136
XT0137
KA0231
KA0232
KA0233
KA0234
KA0235
KA0236
KA0237
KA0238
KA0239
KA0240
KA0248
KA0250
KA0241
KA0242
KA0243
KA0244
KA0246
KA0247
KA0245
KA0249
KA7512
KA0875
XT7512
KA0135
GR0233
KA0181
KA0182
FU0090
KA0183
FU0091
FU0092
FU0093
FU0094
XT0090
AU0090
AF0091
AF0092
AF0093
AF0094
AF0095
AF0096
GR0231

## White Labels
(SHT 5) FIRE BOX | (SHT 6) FIRE PANEL | (SHT 3) GEN DOOR | (SHT 3) GEN DOOR - (SHT 4) GEN PANEL | (SHT 3) GEN DOOR - JB70 | (SHT 4) GEN PANEL | (SHT 4) GEN PANEL - (SHT 2) TURBINE PANEL | (SHT 9) JB100 DRIVER BOX | (SHT 9) JB100 DRIVER BOX - (SHT 2) TURBINE PANEL | (SHT 1) TURBINE DOOR | (SHT 1) TURBINE DOOR - (SHT 2) TURBINE PANEL | (SHT 2) TURBINE PANEL
GR0170 | GR0172 | AF0183G | AT0140LS(S) | IEG01302 | AF0052G | IEG023014 | AF0064G | AF0076G | PEG01304 | IEG02307 | 0V
GR0171 |  | AU0120G | GR0144 |  | AF0055G | WC8012 | AF0065G |  |  | IEG02308 | AF0083G
|  | AU0180G | IEG01308 |  | AU0050G |  | AF0071G |  |  |  | AF0084G
|  | GR0140 | PEG01405 |  | GR0145 |  | AF0072G |  |  |  | AF0085G
|  | GR0141 | PMGS |  | GR0146 |  | AF0073G |  |  |  | AF0095G
|  | IEG01304 |  |  | GR0234 |  | AF0074G |  |  |  | AU0080G
|  | IEG01305 |  |  | VBUSN |  | AF0075G |  |  |  | AU0090G
|  | IEG01306 |  |  | WC8101 |  | AU0060G |  |  |  | IEG023010
[5 empty] | WC8102 |  | AU0070G |  |  |  | IEG02302
[5 empty] | WC8201 |  | IEG010001 |  |  |  | IEG02306
[5 empty] | WC8301 |  | IEG010003 |  |  |  | IEG02309
[5 empty] | XT04001 |  | IEG01002 |  |  |  | IEG07021
[5 empty] | XT04002 | [5 empty] | UV0600G

## Heat Shrink Labels
(SHT 5) FIRE BOX | (SHT 5) FIRE BOX - (SHT 6) FIRE PANEL | (SHT 6) FIRE PANEL | (SHT 3) GEN DOOR - (SHT 4) GEN PANEL | (SHT 4) GEN PANEL
WC8066 | WC5500 | WC5018 | WC4749 | WC8009
WC8067 | WC8069

## FIRE BOX
FIRE BOX
JB10
Project # | J0360
Project Name | BIOGEN
Revision | A
Controls DE | A.DOMINGUEZ
Phone:
Controls ME | A.GAMEZ
Phone:
From | [5 empty] | To
Device ID | Cable (W) Conductor (SC) Jumper Clip (JC) | Wire No. | Wire ID | Gauge/Size | Page/Zone | Device ID | Location | Page/Zone
XT0170:1 | JC | FU0170 | CLIP | --- | 12.A2 | XT0170:2 | FIRE BOX | 12.A2 | USED
XT0170:3 | JC | 0V | CLIP | --- | 12.A2 | XT0170:4 | FIRE BOX | 12.A2 | USED
AT0175:14 | SC | AT017514 | LEAD | --- | 94.A6 | RR0175S5: -10K OHM | FIRE BOX | 94.A6 | USED
AT0175:15 | SC | AT017515 | LEAD | --- | 94.A6 | RR0175S5: -10K OHM | FIRE BOX | 94.A6 | USED
AT0175:17 | SC | VD0175A | WHT | 20 | 27.B6 | XT0174:4 | FIRE BOX | 27.B3 | USED
AT0175:18 | SC | HL01712 | WHT | 20 | 27.B6 | XT0174:5 | FIRE BOX | 27.B3 | USED
AT0175:2 | SC | SB017023 | WHT | 20 | 27.B6 | XT0174:1 | FIRE BOX | 27.B3 | USED
AT0175:20 | SC | VD0175I | WHT | 20 | 27.C6 | XT0174:7 | FIRE BOX | 27.C3 | USED
AT0175:21 | SC | HL01722 | WHT | 20 | 27.C6 | XT0174:8 | FIRE BOX | 27.C3 | USED
AT0175:23 | SC | VD0175D | WHT | 20 | 27.C6 | XT0174:10 | FIRE BOX | 27.C3 | USED
AT0175:24 | SC | HL01732 | WHT | 20 | 27.C6 | XT0174:11 | FIRE BOX | 27.C3 | USED
AT0175:3 | SC | SB017024 | WHT | 20 | 27.B6 | XT0174:2 | FIRE BOX | 27.B3 | USED
AT0175:4P1 | SC | AT01754P1 | WHT | 20 | 12.B5 | SA0170:24 | FIRE BOX | 27.A1 | USED
AT0175:GND | SC | AT0175G | GRN/YEL | 14 | 12.B5 | FRAME | FIRE BOX | 12.C6 | USED
AT0176:14 | SC | AT017614 | LEAD | --- | 94.D6 | RR0176S5: -10K OHM | FIRE BOX | 94.D6 | USED
AT0176:15 | SC | AT017615 | LEAD | --- | 94.D6 | RR0176S5: -10K OHM | FIRE BOX | 94.D6 | USED
AT0176:17 | SC | AT017617 | LEAD | --- | 94.C6 | RR0176S6: -10K OHM | FIRE BOX | 94.C6 | USED
AT0176:18 | SC | AT017618 | LEAD | --- | 94.C6 | RR0176S6: -10K OHM | FIRE BOX | 94.C6 | USED
AT0176:20 | SC | AT017620 | LEAD | --- | 94.C6 | RR0176S7: -10K OHM | FIRE BOX | 94.C6 | USED
AT0176:21 | SC | AT017621 | LEAD | --- | 94.C6 | RR0176S7: -10K OHM | FIRE BOX | 94.C6 | USED
AT0176:4P1 | SC | AT01764P1 | WHT | 14 | 12.C5 | AT0178:1P1 | FIRE BOX | 12.D5 | USED
AT0176:5P1 | SC | AT01765P1 | WHT | 14 | 12.C5 | AT0178:2P1 | FIRE BOX | 12.D5 | USED
AT0176:8 | SC | AT01768 | LEAD | --- | 92.B6 | RR0176S3: -10K OHM | FIRE BOX | 92.B6 | USED
AT0176:9 | SC | AT01769 | LEAD | --- | 92.B6 | RR0176S3: -10K OHM | FIRE BOX | 92.B6 | USED
AT0176:GND | SC | AT0176G | GRN/YEL | 14 | 12.C5 | FRAME | FIRE BOX | 12.C6 | USED
AT0178:20 | SC | AT017820 | LEAD | --- | 97.D6 | RR0178S7: -10K OHM | FIRE BOX | 97.D6 | USED
AT0178:21 | SC | AT017821 | LEAD | --- | 97.D6 | RR0178S7: -10K OHM | FIRE BOX | 97.D6 | USED
AT0178:23 | SC | VD0178 | WHT | 20 | 27.D6 | XT0170:17 | FIRE BOX | 27.D6 | USED
AT0178:24 | SC | KA0178A2 | WHT | 20 | 27.D6 | XT0170:18 | FIRE BOX | 27.D6 | USED
AT0178:GND | SC | AT0178G | GRN/YEL | 14 | 12.D5 | FRAME | FIRE BOX | 12.D6 | USED
GR0170: | SC | GR0170 | GRN/YEL | 14 | 5.A3 | FGJB10:1 | FIRE BOX | 5.A3 | USED
GR0171: | SC | GR0171 | GRN/YEL | 14 | 5.A3 | FGJB10:2 | FIRE BOX | 5.A3 | USED
HL0171:1 | SC | HL01711 | WHT | 20 | 27.B1 | XT0174:3 | FIRE BOX | 27.B2 | USED
HL0171:2 | SC | HL01712 | WHT | 20 | 27.B1 | XT0174:5 | FIRE BOX | 27.B3 | USED
HL0172:1 | SC | HL01721 | WHT | 20 | 27.C1 | XT0174:6 | FIRE BOX | 27.C2 | USED
HL0172:2 | SC | HL01722 | WHT | 20 | 27.C1 | XT0174:8 | FIRE BOX | 27.C3 | USED
HL0173:1 | SC | HL01731 | WHT | 20 | 27.C1 | XT0174:9 | FIRE BOX | 27.C2 | USED
HL0173:2 | SC | HL01732 | WHT | 20 | 27.C1 | XT0174:11 | FIRE BOX | 27.C3 | USED
RR0175A: -10K OHM | SC | VD0175A | LEAD | --- | 27.B3 | XT0174:4 | FIRE BOX | 27.B3 | USED
RR0175A: -10K OHM | SC | HL01712 | LEAD | --- | 27.B3 | XT0174:5 | FIRE BOX | 27.B3 | USED
RR0175D: -10K OHM | SC | VD0175D | LEAD | --- | 27.C3 | XT0174:10 | FIRE BOX | 27.C3 | USED
RR0175D: -10K OHM | SC | HL01732 | LEAD | --- | 27.C3 | XT0174:11 | FIRE BOX | 27.C3 | USED
RR0175I: -10K OHM | SC | VD0175I | LEAD | --- | 27.C3 | XT0174:7 | FIRE BOX | 27.C3 | USED
RR0175I: -10K OHM | SC | HL01722 | LEAD | --- | 27.C3 | XT0174:8 | FIRE BOX | 27.C3 | USED
RR0175M: -10K OHM | SC | SB017023 | LEAD | --- | 27.B3 | XT0174:1 | FIRE BOX | 27.B3 | USED
RR0175M: -10K OHM | SC | SB017024 | LEAD | --- | 27.B3 | XT0174:2 | FIRE BOX | 27.B3 | USED
RR0178: -10K OHM | SC | VD0178 | LEAD | --- | 27.D6 | XT0170:17 | FIRE BOX | 27.D6 | USED
RR0178: -10K OHM | SC | KA0178A2 | LEAD | --- | 27.D6 | XT0170:18 | FIRE BOX | 27.D6 | USED
SA0170:13 | SC | SA017013 | WHT | 20 | 27.A1 | XT0170:12 | FIRE BOX | 27.A6 | USED
SA0170:14 | SC | SA017014 | WHT | 20 | 27.A1 | XT0170:11 | FIRE BOX | 27.A6 | USED
SB0170:23 | SC | SB017023 | WHT | 20 | 27.B1 | XT0174:1 | FIRE BOX | 27.B3 | USED
SB0170:24 | SC | SB017024 | WHT | 20 | 27.B1 | XT0174:2 | FIRE BOX | 27.B3 | USED
VD0175A:--1N4007 | SC | HL01711 | LEAD | --- | 27.B2 | XT0174:3 | FIRE BOX | 27.B2 | USED
VD0175A:+-1N4007 | SC | VD0175A | LEAD | --- | 27.B2 | XT0174:4 | FIRE BOX | 27.B3 | USED
VD0175D:--1N4007 | SC | HL01731 | LEAD | --- | 27.C2 | XT0174:9 | FIRE BOX | 27.C2 | USED
VD0175D:+-1N4007 | SC | VD0175D | LEAD | --- | 27.C2 | XT0174:10 | FIRE BOX | 27.C3 | USED
VD0175I:--1N4007 | SC | HL01721 | LEAD | --- | 27.C2 | XT0174:6 | FIRE BOX | 27.C2 | USED
VD0175I:+-1N4007 | SC | VD0175I | LEAD | --- | 27.C2 | XT0174:7 | FIRE BOX | 27.C3 | USED
VD0178:--1N4007 | SC | KA0178A1 | LEAD | --- | 27.D6 | XT0170:16 | FIRE BOX | 27.D5 | USED
VD0178:+-1N4007 | SC | VD0178 | LEAD | --- | 27.D6 | XT0170:17 | FIRE BOX | 27.D6 | USED
AT0175:1P2 | WC8066 | AT01751P2 | WHT | 16 | 12.C7 | AT0176:4P2 | FIRE BOX | 12.C7 | USED
AT0175:2P2 | WC8066 | AT01752P2 | BLK | 16 | 12.C7 | AT0176:5P2 | FIRE BOX | 12.C7 | USED
AT0175:3P2 | WC8066 | AT01753P2 | SH | 16 | 12.C7 | AT0176:6P2 | FIRE BOX | 12.C7 | USED
AT0176:1P2 | WC8067 | AT01761P2 | WHT | 16 | 12.D7 | AT0178:4P2 | FIRE BOX | 12.D7 | USED
AT0176:2P2 | WC8067 | AT01762P2 | BLK | 16 | 12.D7 | AT0178:5P2 | FIRE BOX | 12.D7 | USED
AT0176:3P2 | WC8067 | AT01763P2 | SH | 16 | 12.D7 | AT0178:6P2 | FIRE BOX | 12.D7 | USED
AT0175:11 | SC | KA651012 | WHT | 20 | 94.A6 | KA6510:12 | FIRE PANEL | 94.A6 | USED
AT0175:1P1 | SC | UV01709 | WHT | 14 | 12.B5 | UV0170:9(+) | FIRE PANEL | 12.A3 | USED
AT0175:2P1 | SC | UV017010 | WHT | 14 | 12.B5 | UV0170:10(-) | FIRE PANEL | 12.A3 | USED
AT0175:5P1 | SC | KA6510A2 | WHT | 20 | 12.B5 | KA6510:A2 | FIRE PANEL | 27.A5 | USED
AT0176:11 | SC | KA651022 | WHT | 20 | 96.A6 | KA6510:22 | FIRE PANEL | 96.A6 | USED
AT0176:1P1 | SC | UV017011 | WHT | 14 | 12.C5 | UV0170:11(+) | FIRE PANEL | 12.A3 | USED
AT0176:2P1 | SC | UV017012 | WHT | 14 | 12.C5 | UV0170:12(-) | FIRE PANEL | 12.A3 | USED
SA0170:23 | SC | KA6510A1 | WHT | 20 | 27.A1 | KA6510:A1 | FIRE PANEL | 27.A5 | USED
XT0170:1 | SC | FU0170 | WHT | 14 | 12.A2 | XT0172:4 | FIRE PANEL | 91.A6 | USED
XT0170:10 | SC | KA017412 | WHT | 20 | 90.D5 | KA0174:12 | FIRE PANEL | 90.D6 | USED
XT0170:11 | SC | SA017014 | WHT | 20 | 27.A6 | AT0170:5 | FIRE PANEL | 27.A6 | USED
XT0170:12 | SC | SA017013 | WHT | 20 | 27.A6 | AT0170:6 | FIRE PANEL | 27.A6 | USED
XT0170:13 | SC | FU0139 | WHT | 20 | 12.B3 | AT0170:24 | FIRE PANEL | 12.B3 | USED
XT0170:13 | SC | FU0139 | WHT | 20 | 12.B3 | AT0170:30 | FIRE PANEL | 12.C3 | USED
XT0170:14 | SC | KA0243A1 | WHT | 20 | 12.B3 | AT0170:26 | FIRE PANEL | 12.B3 | USED
XT0170:15 | SC | KA0245A1 | WHT | 20 | 12.C3 | AT0170:32 | FIRE PANEL | 12.C3 | USED
XT0170:19 | SC | LON0P | WHT | 14 | 93.A6 | UV0170:13(+) | FIRE PANEL | 93.B7 | USED
XT0170:2 | SC | FU0170 | WHT | 14 | 12.A2 | FU0170:LD | FIRE PANEL | 12.A2 | USED
XT0170:2 | SC | FU0170 | WHT | 14 | 12.A2 | UV0170:1(+) | FIRE PANEL | 12.A3 | USED
XT0170:2 | SC | FU0170 | WHT | 14 | 12.A2 | UV0170:3(+) | FIRE PANEL | 12.A3 | USED
XT0170:20 | SC | LON0N | WHT | 14 | 93.A6 | UV0170:14(-) | FIRE PANEL | 93.B7 | USED
XT0170:22 | SC | LON2P | WHT | 14 | 93.D6 | UV0170:15(+) | FIRE PANEL | 93.B7 | USED
XT0170:23 | SC | LON2N | WHT | 14 | 93.D6 | UV0170:16(-) | FIRE PANEL | 93.B7 | USED
XT0170:29 | SC | KA017221 | WHT | 20 | 90.D5 | KA0172:21 | FIRE PANEL | 90.D6 | USED
XT0170:3 | SC | 0V | WHT | 14 | 12.A2 | UV0170:2(-) | FIRE PANEL | 12.A3 | USED
XT0170:3 | SC | 0V | WHT | 14 | 12.A2 | UV0170:4(-) | FIRE PANEL | 12.A3 | USED
XT0170:30 | SC | KA017222 | WHT | 20 | 90.D5 | KA0172:22 | FIRE PANEL | 90.D6 | USED
XT0170:4 | SC | 0V | WHT | 14 | 12.A2 | XT0172:5 | FIRE PANEL | 91.A6 | USED
XT0170:4 | SC | 0V | WHT | 20 | 12.A2 | KA0172:A2 | FIRE PANEL | 12.B2 | USED
XT0170:5 | SC | AT017045 | WHT | 20 | 90.C5 | AT0170:45 | FIRE PANEL | 90.C6 | USED
XT0170:6 | SC | AT017046 | WHT | 20 | 90.C5 | AT0170:46 | FIRE PANEL | 90.C6 | USED
XT0170:7 | SC | KA017211 | WHT | 20 | 90.C5 | KA0172:11 | FIRE PANEL | 90.C6 | USED
XT0170:8 | SC | KA017212 | WHT | 20 | 90.D5 | KA0172:12 | FIRE PANEL | 90.C6 | USED
XT0170:9 | SC | KA017411 | WHT | 20 | 90.D5 | KA0174:11 | FIRE PANEL | 90.D6 | USED
AT0178:1P2 | WC5500 | LON1A | WHT | 16 | 91.A6 | XT0172:1 | FIRE PANEL | 91.A6 | USED
AT0178:2P2 | WC5500 | LON1B | BLK | 16 | 91.A6 | XT0172:2 | FIRE PANEL | 91.A6 | USED
AT0178:3P2 | WC5500 | LON1S1 | SH | 16 | 91.A6 | XT0172:3 | FIRE PANEL | 91.A6 | USED
AT0175:4P2 | WC8069 | AT017050 | WHT | 16 | 12.A7 | AT0170:50 | FIRE PANEL | 12.A7 | USED
AT0175:5P2 | WC8069 | AT017049 | BLK | 16 | 12.A7 | AT0170:49 | FIRE PANEL | 12.A7 | USED
AT0175:6P2 | WC8069 | AT017048 | SH | 16 | 12.A7 | AT0170:48 | FIRE PANEL | 12.A7 | USED
XT0170:1 | SC | FU0170 | WHT | 20 | 12.A2 | KA0875:14 | TURBINE PANEL | 27.D6 | USED
XT0170:3 | SC | 0V | WHT | 14 | 12.A2 | XT0134:2 | TURBINE PANEL | 14.B3 | USED
XT0170:4 | SC | 0V | WHT | 14 | 12.A2 | XT0147:2 | TURBINE PANEL | 27.D5 | USED
XT0170:16 | WC5096 | KA0178A1 | 1 | 16 | 27.D5 | XT0147:3 | TURBINE PANEL | 27.D3 | USED
XT0170:18 | WC5096 | KA0178A2 | 2 | 16 | 27.D6 | XT0147:4 | TURBINE PANEL | 27.D3 | USED
XT0170:13 | WC8013 | FU0139 | 1 | 16 | 12.B3 | XT0240:12 | TURBINE PANEL | 16.C4 | USED
XT0170:14 | WC8013 | KA0243A1 | 2 | 16 | 12.B3 | XT0240:7 | TURBINE PANEL | 16.C3 | USED
XT0170:15 | WC8013 | KA0245A1 | 3 | 16 | 12.C3 | XT0240:8 | TURBINE PANEL | 16.D3 | USED
SolarTools ver. 24.0.84.24712 (Jul 31, 2025)
Report date: 12/18/2025 3:54 PM

## FIRE PANEL
FIRE PANEL
JB10
Project # | J0360
Project Name | BIOGEN
Revision | A
Controls DE | A.DOMINGUEZ
Phone:
Controls ME | A.GAMEZ
Phone:
From | [5 empty] | To
Device ID | Cable (W) Conductor (SC) Jumper Clip (JC) | Wire No. | Wire ID | Gauge/Size | Page/Zone | Device ID | Location | Page/Zone
AT0170:1 | SC | UV01705 | WHT | 14 | 12.A5 | UV0170:5(+) | FIRE PANEL | 12.A3 | USED
AT0170:2 | SC | UV01706 | WHT | 14 | 12.A5 | UV0170:6(-) | FIRE PANEL | 12.A3 | USED
KA0172:A1 | SC | AT017025 | WHT | 20 | 12.B3 | AT0170:25 | FIRE PANEL | 12.B2 | USED
AT0170:3 | SC | UV01707 | WHT | 14 | 12.A5 | UV0170:7(+) | FIRE PANEL | 12.A3 | USED
KA0174:A1 | SC | AT017031 | WHT | 20 | 12.C3 | AT0170:31 | FIRE PANEL | 12.C2 | USED
AT0170:4 | SC | UV01708 | WHT | 14 | 12.A5 | UV0170:8(-) | FIRE PANEL | 12.A3 | USED
AT0170:GND | SC | AT0170G | GRN/YEL | 14 | 12.A5 | FRAME | FIRE PANEL | 12.B6 | USED
GR0172: | SC | GR0172 | GRN/YEL | 14 | 5.A4 | FGJB10:3 | FIRE PANEL | 5.A4 | USED
KA0172:A2 | SC | 0V | WHT | 20 | 12.B2 | KA0174:A2 | FIRE PANEL | 12.C2 | USED
KA6510:A1 | SC | KA6510A1 | WHT | 20 | 27.A5 | KA6511:A1 | FIRE PANEL | 27.A5 | USED
KA6510:A2 | SC | KA6510A2 | WHT | 20 | 27.A5 | KA6511:A2 | FIRE PANEL | 27.A5 | USED
UV0170:GND | SC | UV0170G | GRN/YEL | 14 | 12.A3 | FRAME | FIRE PANEL | 12.B4 | USED
XT0172:16 | SC | FU0170 | WHT | 14 | 91.B6 | XT0172:7 | FIRE PANEL | 91.D6 | USED
XT0172:17 | SC | 0V | WHT | 14 | 91.B6 | XT0172:8 | FIRE PANEL | 91.D6 | USED
XT0172:18 | SC | LON1S2 | WHT | 14 | 91.B6 | XT0172:9 | FIRE PANEL | 91.D6 | USED
XT0172:4 | SC | FU0170 | WHT | 14 | 91.A6 | XT0172:16 | FIRE PANEL | 91.B6 | USED
XT0172:5 | SC | 0V | WHT | 14 | 91.A6 | XT0172:17 | FIRE PANEL | 91.B6 | USED
XT0172:6 | SC | LON1S2 | WHT | 16 | 91.A6 | XT0172:18 | FIRE PANEL | 91.B6 | USED
AT0170:53 | WC5018 | LON2A | WHT | 16 | 93.D6 | XT0172:22 | FIRE PANEL | 93.D6 | USED
AT0170:52 | WC5018 | LON2B | BLK | 16 | 93.D6 | XT0172:23 | FIRE PANEL | 93.D6 | USED
AT0170:51 | WC5018 | LON2S1 | SH | 16 | 93.D6 | XT0172:24 | FIRE PANEL | 93.D6 | USED
AT0170:24 | SC | FU0139 | WHT | 20 | 12.B3 | XT0170:13 | FIRE BOX | 12.B3 | USED
AT0170:26 | SC | KA0243A1 | WHT | 20 | 12.B3 | XT0170:14 | FIRE BOX | 12.B3 | USED
AT0170:30 | SC | FU0139 | WHT | 20 | 12.C3 | XT0170:13 | FIRE BOX | 12.B3 | USED
AT0170:32 | SC | KA0245A1 | WHT | 20 | 12.C3 | XT0170:15 | FIRE BOX | 12.C3 | USED
AT0170:45 | SC | AT017045 | WHT | 20 | 90.C6 | XT0170:5 | FIRE BOX | 90.C5 | USED
AT0170:46 | SC | AT017046 | WHT | 20 | 90.C6 | XT0170:6 | FIRE BOX | 90.C5 | USED
AT0170:5 | SC | SA017014 | WHT | 20 | 27.A6 | XT0170:11 | FIRE BOX | 27.A6 | USED
AT0170:6 | SC | SA017013 | WHT | 20 | 27.A6 | XT0170:12 | FIRE BOX | 27.A6 | USED
FU0170:LD | SC | FU0170 | WHT | 14 | 12.A2 | XT0170:2 | FIRE BOX | 12.A2 | USED
KA0172:11 | SC | KA017211 | WHT | 20 | 90.C6 | XT0170:7 | FIRE BOX | 90.C5 | USED
KA0172:12 | SC | KA017212 | WHT | 20 | 90.C6 | XT0170:8 | FIRE BOX | 90.D5 | USED
KA0172:21 | SC | KA017221 | WHT | 20 | 90.D6 | XT0170:29 | FIRE BOX | 90.D5 | USED
KA0172:22 | SC | KA017222 | WHT | 20 | 90.D6 | XT0170:30 | FIRE BOX | 90.D5 | USED
KA0172:A2 | SC | 0V | WHT | 20 | 12.B2 | XT0170:4 | FIRE BOX | 12.A2 | USED
KA0174:11 | SC | KA017411 | WHT | 20 | 90.D6 | XT0170:9 | FIRE BOX | 90.D5 | USED
KA0174:12 | SC | KA017412 | WHT | 20 | 90.D6 | XT0170:10 | FIRE BOX | 90.D5 | USED
KA6510:12 | SC | KA651012 | WHT | 20 | 94.A6 | AT0175:11 | FIRE BOX | 94.A6 | USED
KA6510:22 | SC | KA651022 | WHT | 20 | 96.A6 | AT0176:11 | FIRE BOX | 96.A6 | USED
KA6510:A1 | SC | KA6510A1 | WHT | 20 | 27.A5 | SA0170:23 | FIRE BOX | 27.A1 | USED
KA6510:A2 | SC | KA6510A2 | WHT | 20 | 27.A5 | AT0175:5P1 | FIRE BOX | 12.B5 | USED
UV0170:1(+) | SC | FU0170 | WHT | 14 | 12.A3 | XT0170:2 | FIRE BOX | 12.A2 | USED
UV0170:10(-) | SC | UV017010 | WHT | 14 | 12.A3 | AT0175:2P1 | FIRE BOX | 12.B5 | USED
UV0170:11(+) | SC | UV017011 | WHT | 14 | 12.A3 | AT0176:1P1 | FIRE BOX | 12.C5 | USED
UV0170:12(-) | SC | UV017012 | WHT | 14 | 12.A3 | AT0176:2P1 | FIRE BOX | 12.C5 | USED
UV0170:13(+) | SC | LON0P | WHT | 14 | 93.B7 | XT0170:19 | FIRE BOX | 93.A6 | USED
UV0170:14(-) | SC | LON0N | WHT | 14 | 93.B7 | XT0170:20 | FIRE BOX | 93.A6 | USED
UV0170:15(+) | SC | LON2P | WHT | 14 | 93.B7 | XT0170:22 | FIRE BOX | 93.D6 | USED
UV0170:16(-) | SC | LON2N | WHT | 14 | 93.B7 | XT0170:23 | FIRE BOX | 93.D6 | USED
UV0170:2(-) | SC | 0V | WHT | 14 | 12.A3 | XT0170:3 | FIRE BOX | 12.A2 | USED
UV0170:3(+) | SC | FU0170 | WHT | 14 | 12.A3 | XT0170:2 | FIRE BOX | 12.A2 | USED
UV0170:4(-) | SC | 0V | WHT | 14 | 12.A3 | XT0170:3 | FIRE BOX | 12.A2 | USED
UV0170:9(+) | SC | UV01709 | WHT | 14 | 12.A3 | AT0175:1P1 | FIRE BOX | 12.B5 | USED
XT0172:4 | SC | FU0170 | WHT | 14 | 91.A6 | XT0170:1 | FIRE BOX | 12.A2 | USED
XT0172:5 | SC | 0V | WHT | 14 | 91.A6 | XT0170:4 | FIRE BOX | 12.A2 | USED
XT0172:1 | WC5500 | LON1A | WHT | 16 | 91.A6 | AT0178:1P2 | FIRE BOX | 91.A6 | USED
XT0172:2 | WC5500 | LON1B | BLK | 16 | 91.A6 | AT0178:2P2 | FIRE BOX | 91.A6 | USED
XT0172:3 | WC5500 | LON1S1 | SH | 16 | 91.A6 | AT0178:3P2 | FIRE BOX | 91.A6 | USED
AT0170:50 | WC8069 | AT017050 | WHT | 16 | 12.A7 | AT0175:4P2 | FIRE BOX | 12.A7 | USED
AT0170:49 | WC8069 | AT017049 | BLK | 16 | 12.A7 | AT0175:5P2 | FIRE BOX | 12.A7 | USED
AT0170:48 | WC8069 | AT017048 | SH | 16 | 12.A7 | AT0175:6P2 | FIRE BOX | 12.A7 | USED
AT0170:L1 | SC | BA1100L2 |  |  | 2.C1 | BA1100:L2 | TURBINE DOOR | 2.B2 | USED
AT0170:L2 | SC | AT0170L2 |  |  | 2.C1 | AP0602:L1 | TURBINE PANEL | 2.A2 | USED
FU0170:LI | SC | FU0136 | WHT | 12 | 12.A2 | XT0138:2 | TURBINE PANEL | 14.A3 | USED
SolarTools ver. 24.0.84.24712 (Jul 31, 2025)
Report date: 12/18/2025 3:54 PM

## GEN DOOR
GEN DOOR
JB72
Project # | J0360
Project Name | BIOGEN
Revision | A
Controls DE | A.DOMINGUEZ
Phone:
Controls ME | A.GAMEZ
Phone:
From | [5 empty] | To
Device ID | Cable (W) Conductor (SC) Jumper Clip (JC) | Wire No. | Wire ID | Gauge/Size | Page/Zone | Device ID | Location | Page/Zone
XT0050:1 | JC | 0V | CLIP | --- | 11.B1 | XT0050:2 | GEN DOOR | 11.B1 | USED
XT0050:2 | JC | 0V | CLIP | --- | 11.B1 | XT0050:3 | GEN DOOR | 11.B1 | USED
XT0050:3 | JC | 0V | CLIP | --- | 11.B1 | XT0050:4 | GEN DOOR | 11.B1 | USED
XT0050:4 | JC | 0V | CLIP | --- | 11.B1 | XT0050:5 | GEN DOOR | 11.B1 | USED
XT0050:5 | JC | 0V | CLIP | --- | 11.B1 | XT0050:6 | GEN DOOR | 11.C1 | USED
XT0050:6 | JC | 0V | CLIP | --- | 11.C1 | XT0050:7 | GEN DOOR | 11.C1 | USED
XT0120:1 | JC | 0V | CLIP | --- | 21.D1 | XT0120:2 | GEN DOOR | 21.D1 | USED
XT0180:1 | JC | 0V | CLIP | --- | 22.B1 | XT0180:2 | GEN DOOR | 22.B1 | USED
AF0122:07 | SC | JP1 | VIO | 20 | 25.C7 | AF0122:39 | GEN DOOR | 25.C7 | USED
KA0121:A1 | SC | 012101 | WHT | 20 | 23.A7 | AF0121:01 | GEN DOOR | 23.A5 | USED
KA0123:A1 | SC | 012103 | WHT | 20 | 23.A7 | AF0121:03 | GEN DOOR | 23.B5 | USED
KA0128:A1 | SC | 012108 | WHT | 20 | 23.B7 | AF0121:08 | GEN DOOR | 23.B5 | USED
KA0121:A2 | SC | 012117 | WHT | 20 | 23.A7 | AF0121:17 | GEN DOOR | 23.A5 | USED
KA0123:A2 | SC | 012119 | WHT | 20 | 23.A7 | AF0121:19 | GEN DOOR | 23.B5 | USED
KA0128:A2 | SC | 012124 | WHT | 20 | 23.B7 | AF0121:24 | GEN DOOR | 23.B5 | USED
AF0121:COM | SC | 0V | WHT | 14 | 21.D2 | XT0120:2 | GEN DOOR | 21.D1 | USED
AF0121:J | SC | * |  |  | 21.D2 | AF0122:P | GEN DOOR | 21.D3 | USED
AF0121:V+ | SC | FU0121 | WHT | 14 | 21.D2 | FU0121:LD | GEN DOOR | 21.D1 | USED
AF0122:COM | SC | AF0122N | WHT | 20 | 21.D3 | AF0123:COM | GEN DOOR | 21.D3 | USED
AF0122:COM | SC | AU0120N | WHT | 20 | 21.D3 | AU0120:COM | GEN DOOR | 21.C1 | USED
AF0122:J | SC | * |  |  | 21.D3 | AF0123:P | GEN DOOR | 21.D3 | USED
AF0122:V+ | SC | AF0122P | WHT | 20 | 21.D3 | AF0123:V+ | GEN DOOR | 21.D3 | USED
AF0122:V+ | SC | AU0120P | WHT | 20 | 21.D3 | AU0120:V+ | GEN DOOR | 21.C1 | USED
AF0123:SH | SC | IEG01304 | GRN | 14 | 21.D3 | IEG0130:4 | GEN DOOR | 21.D4 | USED
AF0123:SH | SC | AU0120G | GRN | 14 | 21.D3 | AU0120:GND | GEN DOOR | 21.C1 | USED
KA0180:A1 | SC | 018100 | WHT | 20 | 25.B7 | AF0181:00 | GEN DOOR | 25.B5 | USED
KA0185:A1 | SC | 018110 | WHT | 20 | 26.A7 | AF0181:10 | GEN DOOR | 26.A5 | USED
KA0180:A2 | SC | 018116 | WHT | 20 | 25.B7 | AF0181:16 | GEN DOOR | 25.B5 | USED
AF0181:COM | SC | 0V | WHT | 14 | 22.B2 | XT0180:2 | GEN DOOR | 22.B1 | USED
AF0181:J | SC | * |  |  | 22.B2 | AF0182:P | GEN DOOR | 22.B3 | USED
AF0181:V+ | SC | FU0181 | WHT | 14 | 22.B2 | FU0181:LD | GEN DOOR | 22.B1 | USED
AF0182:COM | SC | AF0182N | WHT | 20 | 22.B3 | AF0183:COM | GEN DOOR | 22.A3 | USED
AF0182:COM | SC | AU0180N | WHT | 20 | 22.B3 | AU0180:COM | GEN DOOR | 22.A2 | USED
AF0182:J | SC | * |  |  | 22.B3 | AF0183:P | GEN DOOR | 22.A3 | USED
AF0182:V+ | SC | AF0182P | WHT | 20 | 22.B3 | AF0183:V+ | GEN DOOR | 22.A3 | USED
AF0182:V+ | SC | AU0180P | WHT | 20 | 22.B3 | AU0180:V+ | GEN DOOR | 22.A2 | USED
AF0183:COM | SC | AF0183N | WHT | 20 | 22.A3 | AF0184:COM | GEN DOOR | 22.B4 | USED
AF0183:J | SC | * |  |  | 22.A3 | AF0184:P | GEN DOOR | 22.B4 | USED
AF0183:SH | SC | AF0183G | GRN | 14 | 22.A3 | AF0184:SH | GEN DOOR | 22.B4 | USED
AF0183:SH | SC | AU0180G | GRN | 14 | 22.A3 | AU0180:GND | GEN DOOR | 22.A2 | USED
AF0183:V+ | SC | AF0183P | WHT | 20 | 22.A3 | AF0184:V+ | GEN DOOR | 22.B4 | USED
AF0184:00 | SC | 018400 | WHT | 20 | 13.C7 | XT0085:2 | GEN DOOR | 13.C6 | USED
AF0184:01 | SC | 0V | WHT | 20 | 13.C7 | XT0085:3 | GEN DOOR | 13.C6 | USED
AF0184:01 | SC | 0V | WHT | 20 | 13.C7 | AF0184:03 | GEN DOOR | 13.A7 | USED
AF0184:03 | SC | 0V | WHT | 14 | 13.A7 | AF0184:07 | GEN DOOR | 13.B7 | USED
AF0184:SH | SC | IEG01305 | GRN | 14 | 22.B4 | IEG0130:5 | GEN DOOR | 22.B5 | USED
AU0120:COM | SC | 0V | WHT | 14 | 21.C1 | XT0120:1 | GEN DOOR | 21.D1 | USED
AU0120:V+ | SC | FU0120 | WHT | 14 | 21.C1 | FU0120:LD | GEN DOOR | 21.D1 | USED
AU0180:COM | SC | 0V | WHT | 14 | 22.A2 | XT0180:1 | GEN DOOR | 22.B1 | USED
AU0180:V+ | SC | FU0180 | WHT | 14 | 22.A2 | FU0180:LD | GEN DOOR | 22.B1 | USED
FU0050:LI | SC | FU0210 | WHT | 14 | 11.B1 | FU0052:LI | GEN DOOR | 11.B1 | USED
FU0052:LI | SC | FU0210 | WHT | 14 | 11.B1 | FU0053:LI | GEN DOOR | 11.B1 | USED
FU0053:LI | SC | FU0210 | WHT | 14 | 11.B1 | FU0054:LI | GEN DOOR | 11.B1 | USED
FU0054:LI | SC | FU0210 | WHT | 14 | 11.B1 | FU0055:LI | GEN DOOR | 11.B1 | USED
FU0055:LI | SC | FU0210 | WHT | 14 | 11.B1 | FU0056:LI | GEN DOOR | 11.C1 | USED
FU0056:LD | SC | FU0056 | WHT | 14 | 11.C1 | XT0050:8 | GEN DOOR | 62.C5 | USED
FU0120:LI | SC | FU0332 | WHT | 14 | 21.D1 | FU0121:LI | GEN DOOR | 21.D1 | USED
FU0180:LI | SC | FU0332 | WHT | 14 | 22.B1 | FU0181:LI | GEN DOOR | 22.B1 | USED
GR0140: | SC | GR0140 | GRN/YEL | 14 | 5.A5 | FGJB72:7 | GEN DOOR | 5.A4 | USED
GR0141: | SC | GR0141 | GRN | 14 | 5.A3 | IEG0130:3 | GEN DOOR | 5.A3 | USED
GR0142: | SC | IEG01306 | GRN | 14 | 5.A3 | IEG0130:6 | GEN DOOR | 5.A3 | USED
RR0851: -3.01K OHM | SC | FU0335 | LEAD | --- | 13.C6 | XT0085:1 | GEN DOOR | 13.C6 | USED
RR0851: -3.01K OHM | SC | 018400 | LEAD | --- | 13.C6 | XT0085:2 | GEN DOOR | 13.C6 | USED
RR0852: -3.01K OHM | SC | 0V | LEAD | --- | 13.C6 | XT0085:3 | GEN DOOR | 13.C6 | USED
RR0852: -3.01K OHM | SC | 018400 | LEAD | --- | 13.C6 | XT0085:2 | GEN DOOR | 13.C6 | USED
XT0050:6 | SC | 0V | WHT | 14 | 11.C1 | XT0050:9 | GEN DOOR | 62.C5 | USED
IEG0130:2 | SC | IEG01302 | GRN | 14 | 18.C6 | XT0400:3 | JB70 | 18.C6 | USED
AF0121:00 | SC | 009208 | WHT | 20 | 82.A7 | KA3103:A1 | GEN PANEL | 82.A5 | USED
AF0121:14 | SC | KA033611 | WHT | 20 | 74.A6 | KA0336:11 | GEN PANEL | 74.A5 | USED
AF0121:16 | SC | 009224 | WHT | 20 | 82.A7 | KA3103:A2 | GEN PANEL | 82.A5 | USED
AF0121:30 | SC | KA4100A2 | WHT | 20 | 74.A6 | KA4100:A2 | GEN PANEL | 74.B6 | USED
AF0122:00 | SC | 012200 | WHT | 20 | 25.A7 | KA0330:11 | GEN PANEL | 25.A6 | USED
AF0122:01 | SC | 012201 | WHT | 20 | 25.A7 | KA0331:11 | GEN PANEL | 25.A6 | USED
AF0122:02 | SC | 012202 | WHT | 20 | 25.B7 | KA0310:11 | GEN PANEL | 25.B6 | USED
AF0122:08 | SC | UJ0131OK2 | WHT | 20 | 13.B7 | UJ0131:OK2 | GEN PANEL | 13.B4 | USED
AF0122:32 | SC | 012232 | WHT | 20 | 25.A7 | KA0330:14 | GEN PANEL | 25.A6 | USED
AF0122:33 | SC | 012233 | WHT | 20 | 25.A7 | KA0331:14 | GEN PANEL | 25.A6 | USED
AF0122:34 | SC | 012234 | WHT | 20 | 25.B7 | KA0310:14 | GEN PANEL | 25.B6 | USED
AF0122:40 | SC | UJ0131OK1 | WHT | 20 | 13.B7 | UJ0131:OK1 | GEN PANEL | 13.B4 | USED
AF0181:26 | SC | 018126 | WHT | 20 | 26.A7 | XT0338:2 | GEN PANEL | 26.B5 | USED
AF0184:02 | SC | UJ0131VIN | WHT | 20 | 13.A7 | UJ0131:VIN | GEN PANEL | 13.B4 | USED
AF0184:06 | SC | UJ0131IOUT | WHT | 20 | 13.B7 | UJ0131:IOUT | GEN PANEL | 13.B4 | USED
FU0050:LD | SC | FU0050 | WHT | 14 | 11.B1 | AU0050:V+ | GEN PANEL | 11.A2 | USED
FU0052:LD | SC | FU0052 | WHT | 14 | 11.B1 | AF0053:V+ | GEN PANEL | 11.B3 | USED
FU0053:LD | SC | FU0053 | WHT | 14 | 11.B1 | AF0054:V+ | GEN PANEL | 11.B4 | USED
FU0054:LD | SC | FU0054 | WHT | 14 | 11.B1 | AF0051:V+ | GEN PANEL | 11.B2 | USED
FU0055:LD | SC | FU0055 | WHT | 14 | 11.B1 | AF0052:V+ | GEN PANEL | 11.B3 | USED
FU0120:LI | SC | FU0332 | WHT | 14 | 21.D1 | XT0130:1 | GEN PANEL | 21.A5 | USED
FU0180:LI | SC | FU0332 | WHT | 14 | 22.B1 | XT0130:1 | GEN PANEL | 21.A5 | USED
IEG0130:1 | SC | GR0144 | GRN | 14 | 5.A3 | GR0144: | GEN PANEL | 5.A3 | USED
IEG0130:7 | SC | AT0140LS(S) | GRN | 14 | 89.C6 | XT0337:20 | GEN PANEL | 89.C4 | USED
IEG0130:8 | SC | IEG01308 | GRN | 14 | 5.A4 | GR0143: | GEN PANEL | 5.A4 | USED
KA0121:11 | SC | KA012111 | WHT | 20 | 24.C4 | XT0337:15 | GEN PANEL | 24.C3 | USED
KA0121:14 | SC | FU0333 | WHT | 20 | 24.C4 | XT0337:14 | GEN PANEL | 24.C3 | USED
KA0123:11 | SC | FU0334 | WHT | 20 | 19.B5 | XT0335:2 | GEN PANEL | 19.B4 | USED
KA0123:14 | SC | KA012314 | WHT | 16 | 19.B5 | AT0140:4 EX-D(+) | GEN PANEL | 89.C7 | USED
KA0123:A1 | SC | 012103 | WHT | 20 | 23.B5 | KA0313:7 | GEN PANEL | 23.A5 | USED
KA0123:A2 | SC | 012119 | WHT | 20 | 23.B5 | KA0313:2 | GEN PANEL | 23.A5 | USED
KA0128:11 | SC | KA0333A1 | WHT | 20 | 24.B4 | KA0335:21 | GEN PANEL | 24.B4 | USED
KA0128:14 | SC | FU0333 | WHT | 20 | 24.B4 | KA0335:22 | GEN PANEL | 24.B4 | USED
KA0128:14 | SC | FU0333 | WHT | 20 | 24.B4 | XT0337:9 | GEN PANEL | 24.B3 | USED
KA0128:21 | SC | KA012821 | WHT | 20 | 25.C6 | XT0337:1 | GEN PANEL | 25.C5 | USED
KA0128:24 | SC | CC75802 | WHT | 20 | 25.C6 | XT0337:2 | GEN PANEL | 25.C5 | USED
KA0180:11 | SC | CC75801 | WHT | 20 | 25.C5 | XT0337:4 | GEN PANEL | 25.C5 | USED
KA0180:14 | SC | CC75802 | WHT | 20 | 25.C5 | XT0337:3 | GEN PANEL | 25.C5 | USED
KA0185:11 | SC | KA012111 | WHT | 20 | 24.C3 | XT0337:15 | GEN PANEL | 24.C3 | USED
KA0185:14 | SC | KA0332A1 | WHT | 20 | 24.C3 | XT0337:16 | GEN PANEL | 24.C3 | USED
KA0185:A2 | SC | KA0185A2 | WHT | 20 | 26.A5 | XT0338:1 | GEN PANEL | 26.A5 | USED
PEG0140:1 | SC | PMGS | GRN/YEL | 12 | 87.A6 | XT0313:1 | GEN PANEL | 87.A6 | USED
PEG0140:5 | SC | PEG01405 | GRN/YEL | 12 | 88.B5 | XT0352:7 | GEN PANEL | 88.B4 | USED
XT0050:1 | SC | 0V | WHT | 14 | 11.B1 | AU0050:COM | GEN PANEL | 11.A2 | USED
XT0050:2 | SC | 0V | WHT | 14 | 11.B1 | AF0053:COM | GEN PANEL | 11.B3 | USED
XT0050:3 | SC | 0V | WHT | 14 | 11.B1 | AF0054:COM | GEN PANEL | 11.B4 | USED
XT0050:4 | SC | 0V | WHT | 14 | 11.B1 | AF0051:COM | GEN PANEL | 11.B2 | USED
XT0050:5 | SC | 0V | WHT | 14 | 11.B1 | AF0052:COM | GEN PANEL | 11.B3 | USED
XT0085:1 | SC | FU0335 | WHT | 14 | 13.C6 | FU0335:LD | GEN PANEL | 19.A3 | USED
XT0085:3 | SC | 0V | WHT | 20 | 13.C6 | XT0334:2 | GEN PANEL | 19.C2 | USED
XT0120:1 | SC | 0V | WHT | 14 | 21.D1 | XT0130:2 | GEN PANEL | 21.A5 | USED
XT0180:1 | SC | 0V | WHT | 14 | 22.B1 | XT0130:3 | GEN PANEL | 21.A5 | USED
AU0120:L2 | WC0012 | AU0120L2 | ENET | CABLE | 2.B3 | AT0140:P1 | GEN PANEL | 2.B4 | USED
AU0120:L1 | WC0045 | AF0450L2 | ENET | CABLE | 2.B3 | AF0450:L2 | GEN PANEL | 2.A5 | USED
AU0180:L1 | WC0114 | AT0140P2 | ENET | CABLE | 2.B4 | AT0140:P2 | GEN PANEL | 2.B4 | USED
UA1520:+24 | WC4749 | UA15201 | RED | 20 | 42.A5 | AF0450:05 | GEN PANEL | 42.A7 | USED
UA1520:OUT | WC4749 | UA15202 | CLR | 20 | 42.A5 | AF0450:06 | GEN PANEL | 42.A7 | USED
UA1520:COM | WC4749 | UA15203 | BLK | 20 | 42.A5 | AF0450:08 | GEN PANEL | 42.A7 | USED
XT1521:1 | WC4749 | PE1520S | SH | 20 | 42.A5 | AF0450:23 | GEN PANEL | 42.A7 | USED
PEG0140:2 | WC8102 | EXCS | SH | 12 | 87.C6 | XT0370:6 | GEN PANEL | 87.C5 | USED
FU2240:LI | SC | FU0100 | WHT | 14 | 20.A5 | XT1101:2 | JB100 DRIVER BOX | 20.A4 | USED
FU0050:LI | SC | FU0210 | WHT | 14 | 11.B1 | XT0233:3 | TURBINE PANEL | 14.C4 | USED
PC0471:+PWR | SC | 005312 | WHT | 20 | 30.B5 | AF0093:00 | TURBINE PANEL | 30.B7 | USED
PC0471:INP_A | SC | 005328 | WHT | 20 | 30.B5 | AF0093:16 | TURBINE PANEL | 30.B7 | USED
PC0471:INP_B | SC | 005314 | WHT | 20 | 30.B5 | AF0093:01 | TURBINE PANEL | 30.C7 | USED
PC0471:-PWR | SC | 005330 | WHT | 20 | 30.B5 | AF0093:17 | TURBINE PANEL | 30.C7 | USED
XT0050:1 | SC | 0V | WHT | 14 | 11.B1 | XT0235:3 | TURBINE PANEL | 14.D4 | USED
SolarTools ver. 24.0.84.24712 (Jul 31, 2025)
Report date: 12/18/2025 3:54 PM

## GEN PANEL
GEN PANEL
JB72
Project # | J0360
Project Name | BIOGEN
Revision | A
Controls DE | A.DOMINGUEZ
Phone:
Controls ME | A.GAMEZ
Phone:
From | [5 empty] | To
Device ID | Cable (W) Conductor (SC) Jumper Clip (JC) | Wire No. | Wire ID | Gauge/Size | Page/Zone | Device ID | Location | Page/Zone
XT0011:1 | JC | 523NEG | CLIP | --- | 13.C3 | XT0011:2 | GEN PANEL | 13.C3 | USED
XT0011:2 | JC | 523NEG | CLIP | --- | 13.C3 | XT0011:3 | GEN PANEL | 13.C3 | USED
XT0011:3 | JC | 523NEG | CLIP | --- | 13.C3 | XT0011:4 | GEN PANEL | 13.C3 | USED
XT0130:3 | JC | 0V | CLIP | --- | 21.A5 | XT0130:2 | GEN PANEL | 21.A5 | USED
XT0332:1 | JC | FU0330 | CLIP | --- | 19.B2 | XT0332:2 | GEN PANEL | 19.C2 | USED
XT0334:1 | JC | 0V | CLIP | --- | 19.C2 | XT0334:2 | GEN PANEL | 19.C2 | USED
XT0336:2 | JC | 0V | CLIP | --- | 19.C4 | XT0336:3 | GEN PANEL | 19.C4 | USED
XT0336:3 | JC | 0V | CLIP | --- | 19.C4 | XT0336:4 | GEN PANEL | 19.D4 | USED
XT0336:4 | JC | 0V | CLIP | --- | 19.D4 | XT0336:5 | GEN PANEL | 19.D4 | USED
XT0337:3 | JC | CC75802 | CLIP | --- | 25.C5 | XT0337:2 | GEN PANEL | 25.C5 | USED
XT0337:5 | JC | KA033211 | CLIP | --- | 25.D5 | XT0337:7 | GEN PANEL | 25.D5 | USED
XT0350:2 | JC | CCT1(+) | CLIP | --- | 88.A4 | XT0350:1 | GEN PANEL | 88.A4 | USED
XT0350:4 | JC | CCT1(-) | CLIP | --- | 88.A4 | XT0350:3 | GEN PANEL | 88.A4 | USED
XT0351:1 | JC | VBUSA | CLIP | --- | 86.B4 | XT0351:2 | GEN PANEL | 86.B4 | USED
XT0351:11 | JC | VGENB | CLIP | --- | 86.D4 | XT0351:12 | GEN PANEL | 86.D4 | USED
XT0351:13 | JC | VGENC | CLIP | --- | 86.D4 | XT0351:14 | GEN PANEL | 86.D4 | USED
XT0351:3 | JC | VBUSB | CLIP | --- | 86.B4 | XT0351:4 | GEN PANEL | 86.B4 | USED
XT0351:5 | JC | VBUSC | CLIP | --- | 86.B4 | XT0351:6 | GEN PANEL | 86.B4 | USED
XT0351:7 | JC | VBUSN | CLIP | --- | 86.B4 | XT0351:8 | GEN PANEL | 86.B4 | USED
XT0351:9 | JC | VGENA | CLIP | --- | 86.D4 | XT0351:10 | GEN PANEL | 86.D4 | USED
XT0370:1 | JC | EXC1 | CLIP | --- | 87.C4 | XT0370:2 | GEN PANEL | 87.C5 | USED
XT0370:4 | JC | EXC2 | CLIP | --- | 87.C4 | XT0370:3 | GEN PANEL | 87.C5 | USED
XT0370:5 | JC | EXCS | CLIP | --- | 87.C4 | XT0370:6 | GEN PANEL | 87.C5 | USED
KA2200:A1 | SC | KA2200A1 | WHT | 20 | 54.A7 | AF0051:00 | GEN PANEL | 54.A5 | USED
KA2200:A2 | SC | KA2200A2 | WHT | 20 | 54.A7 | AF0051:16 | GEN PANEL | 54.A5 | USED
AF0051:J | SC | * |  |  | 11.B2 | AF0052:P | GEN PANEL | 11.B3 | USED
AF0052:J | SC | * |  |  | 11.B3 | AF0053:P | GEN PANEL | 11.B3 | USED
AF0052:SH | SC | AF0052G | GRN | 14 | 11.B3 | AF0055:SH | GEN PANEL | 11.B5 | USED
AF0052:SH | SC | AU0050G | GRN | 14 | 11.B3 | AU0050:GND | GEN PANEL | 11.A2 | USED
AF0053:J | SC | * |  |  | 11.B3 | AF0054:P | GEN PANEL | 11.B4 | USED
AF0054:COM | SC | AF0054N | WHT | 20 | 11.B4 | AF0055:COM | GEN PANEL | 11.B5 | USED
AF0054:V+ | SC | AF0054P | WHT | 20 | 11.B4 | AF0055:V+ | GEN PANEL | 11.B5 | USED
AF0055:COM | SC | AF0055N | WHT | 20 | 11.B5 | AF0056:COM | GEN PANEL | 11.B6 | USED
AF0055:J | SC | * |  |  | 11.B5 | AF0056:P | GEN PANEL | 11.B6 | USED
AF0055:SH | SC | AF0055G | GRN | 14 | 11.B5 | AF0056:SH | GEN PANEL | 11.B6 | USED
AF0055:V+ | SC | AF0055P | WHT | 20 | 11.B5 | AF0056:V+ | GEN PANEL | 11.B6 | USED
XT0352:4 | SC | JW70 | CLIP | -- | 88.B4 | XT0352:5 | GEN PANEL | 88.B4 | USED
XT0352:5 | SC | JW71 | CLIP | -- | 88.B4 | XT0352:6 | GEN PANEL | 88.B4 | USED
XT0352:6 | SC | JW72 | CLIP | -- | 88.B4 | XT0352:7 | GEN PANEL | 88.B4 | USED
AF0400:12 | SC | XT04001 | GRN | 16 | 18.B6 | XT0400:1 | GEN PANEL | 18.C6 | USED
AF0410:32 | SC | XT04001 | GRN | 16 | 18.B5 | XT0400:1 | GEN PANEL | 18.C6 | USED
AF0410:53 | SC | 0V | WHT | 16 | 18.B5 | XT0110:2 | GEN PANEL | 18.A5 | USED
AF0410:54 | SC | AF0410N | WHT | 14 | 18.B5 | AF0420:53 | GEN PANEL | 18.B5 | USED
AF0410:55 | SC | FU0113 | WHT | 16 | 18.B5 | FU0113:LD | GEN PANEL | 18.A4 | USED
AF0410:56 | SC | AF0410P | WHT | 16 | 18.B5 | AF0420:55 | GEN PANEL | 18.B5 | USED
AF0420:32 | SC | XT04001 | GRN | 16 | 18.B5 | XT0400:1 | GEN PANEL | 18.C6 | USED
AF0420:54 | SC | AF0420N | WHT | 16 | 18.B5 | AF0450:53 | GEN PANEL | 18.B3 | USED
AF0420:56 | SC | AF0420P | WHT | 16 | 18.B5 | AF0450:55 | GEN PANEL | 18.B3 | USED
AF0450:32 | SC | XT04002 | GRN | 16 | 18.B3 | XT0400:2 | GEN PANEL | 18.C3 | USED
AT0140:13 VGEN-A | SC | VGENA | RED | 16 | 86.D7 | XT0351:9 | GEN PANEL | 86.D4 | USED
AT0140:14 VGEN-B | SC | VGENB | RED | 16 | 86.D7 | XT0351:11 | GEN PANEL | 86.D4 | USED
AT0140:15 VGEN-C | SC | VGENC | RED | 16 | 86.D7 | XT0351:13 | GEN PANEL | 86.D4 | USED
AT0140:16 VGEN-N | SC | VBUSN | GRN/YEL | 12 | 86.D7 | XT0351:7 | GEN PANEL | 86.B4 | USED
AT0140:17 VBUS-A | SC | VBUSA | RED | 16 | 86.B7 | XT0351:2 | GEN PANEL | 86.B4 | USED
AT0140:18 VBUS-B | SC | VBUSB | RED | 16 | 86.B7 | XT0351:3 | GEN PANEL | 86.B4 | USED
AT0140:19 VBUS-C | SC | VBUSC | RED | 16 | 86.B7 | XT0351:5 | GEN PANEL | 86.B4 | USED
AT0140:20 VBUS-N | SC | VBUSN | GRN/YEL | 14 | 86.B7 | XT0351:7 | GEN PANEL | 86.B4 | USED
AT0140:27 ID RLY | SC | CCT1(+) | BLU | 12 | 88.A7 | XT0350:2 | GEN PANEL | 88.A4 | USED
AT0140:28 ID RLY | SC | CCT1(-) | BLU | 12 | 88.A7 | XT0350:4 | GEN PANEL | 88.A4 | USED
AT0140:3 EX-D(-) | SC | 0V | WHT | 14 | 89.C7 | XT0336:4 | GEN PANEL | 19.D4 | USED
AT0140:33 ID RES(+) | SC | CCT1(+) | BLU | 12 | 88.A7 | XT0350:1 | GEN PANEL | 88.A4 | USED
AT0140:34 ID RES(-) | SC | AT014034 | WHT | 16 | 88.A7 | AT0140:42 ID(+) | GEN PANEL | 88.A7 | USED
AT0140:36 I1(+) | SC | MCTA | BLU | 12 | 88.B7 | XT0352:1 | GEN PANEL | 88.B4 | USED
AT0140:37 I1(-) | SC | MCTAN | BLU | 12 | 88.B7 | XT0352:6 | GEN PANEL | 88.B4 | USED
AT0140:38 I2(+) | SC | MCTB | BLU | 12 | 88.B7 | XT0352:2 | GEN PANEL | 88.B4 | USED
AT0140:39 I2(-) | SC | MCTBN | BLU | 12 | 88.B7 | XT0352:5 | GEN PANEL | 88.B4 | USED
AT0140:40 I3(+) | SC | MCTC | BLU | 12 | 88.B7 | XT0352:3 | GEN PANEL | 88.B4 | USED
AT0140:41 I3(-) | SC | MCTN | BLU | 12 | 88.B7 | XT0352:4 | GEN PANEL | 88.B4 | USED
AT0140:43 ID(-) | SC | CCT1(-) | BLU | 12 | 88.A7 | XT0350:3 | GEN PANEL | 88.A4 | USED
AT0140:56 FG | SC | AT0140G | GRN/YEL | 12 | 21.D5 | FRAME | GEN PANEL | 21.D4 | USED
AT0140:BAT(-) 48 | SC | 0V | WHT | 14 | 21.D5 | XT0336:4 | GEN PANEL | 19.D4 | USED
AT0140:BAT(+) 47 | SC | FU0334 | WHT | 16 | 21.D5 | XT0335:2 | GEN PANEL | 19.B4 | USED
KA0310:A2 | SC | KA0310A2 | WHT | 20 | 21.D5 | AT0140:FLT 29 | GEN PANEL | 19.B5 | USED
AT0140:FLT 30 | SC | 0V | WHT | 14 | 21.D5 | XT0336:4 | GEN PANEL | 19.D4 | USED
FU0011:LD | SC | UJ0131P | WHT | 12 | 13.B3 | UJ0131:+ | GEN PANEL | 13.B4 | USED
FU0012:LI | SC | 523POS | --- | BUS | 13.B3 | FU0013:LI | GEN PANEL | 13.B3 | USED
FU0012:LI | SC | 523POS | --- | BUS | 13.B3 | XT0014:1 | GEN PANEL | 13.B2 | USED
FU0013:LI | SC | 523POS | --- | BUS | 13.B3 | FU0014:LI | GEN PANEL | 13.C3 | USED
FU0014:LI | SC | 523POS | --- | BUS | 13.C3 | FU0015:LI | GEN PANEL | 13.C3 | USED
FU0015:LI | SC | 523POS | --- | BUS | 13.C3 | FU0017:LI | GEN PANEL | 13.C3 | USED
FU0113:LI | SC | FU0332 | WHT | 14 | 18.A4 | XT0110:1 | GEN PANEL | 18.A5 | USED
FU0330:LD | SC | FU0330 | WHT | 14 | 19.B2 | XT0332:1 | GEN PANEL | 19.B2 | USED
FU0330:LI | SC | 24V | WHT | 10 | 19.B2 | UJ0131:OUT(+) | GEN PANEL | 13.B4 | USED
FU0332:LD | SC | FU0332 | WHT | 14 | 19.B3 | XT0130:1 | GEN PANEL | 21.A5 | USED
FU0332:LD | SC | FU0332 | WHT | 14 | 19.B3 | FU0333:LI | GEN PANEL | 19.B3 | USED
FU0332:LI | SC | FU0330 | WHT | 14 | 19.B3 | XT0332:1 | GEN PANEL | 19.B2 | USED
FU0333:LD | SC | FU0333 | WHT | 16 | 19.B3 | XT0335:1 | GEN PANEL | 19.B4 | USED
FU0333:LI | SC | FU0332 | WHT | 14 | 19.B3 | FU0334:LI | GEN PANEL | 19.B3 | USED
FU0334:LD | SC | FU0334 | WHT | 14 | 19.B3 | XT0335:2 | GEN PANEL | 19.B4 | USED
FU0334:LI | SC | FU0332 | WHT | 14 | 19.B3 | FU0335:LI | GEN PANEL | 19.A3 | USED
FU0335:LD | SC | FU0335 | WHT | 14 | 19.A3 | XT0335:3 | GEN PANEL | 19.A4 | USED
FU0335:LI | SC | FU0332 | WHT | 14 | 19.A3 | XT0110:1 | GEN PANEL | 18.A5 | USED
GR0145: | SC | GR0145 | GRN/YEL | 14 | 5.A3 | FGJB72:6 | GEN PANEL | 5.A3 | USED
GR0146: | SC | GR0146 | GRN/YEL | 14 | 5.A4 | FGJB72:8 | GEN PANEL | 5.A4 | USED
GR0234: | SC | GR0234 | GRN/YEL | 14 | 5.A4 | FGJB72:5 | GEN PANEL | 5.A4 | USED
KA0310:21 | SC | KA0333A1 | WHT | 20 | 24.B4 | KA0335:21 | GEN PANEL | 24.B4 | USED
KA0310:21 | SC | KA0333A1 | WHT | 20 | 24.B4 | XT0337:10 | GEN PANEL | 24.B3 | USED
KA0310:24 | SC | FU0333 | WHT | 20 | 24.B4 | KA0335:22 | GEN PANEL | 24.B4 | USED
KA0310:A1 | SC | FU0334 | WHT | 20 | 19.B5 | XT0335:2 | GEN PANEL | 19.B4 | USED
KA0330:A1 | SC | KA0330A1 | WHT | 20 | 24.B6 | XT0337:11 | GEN PANEL | 24.B3 | USED
KA0330:A2 | SC | 0V | WHT | 20 | 24.B6 | KA0333:A2 | GEN PANEL | 24.B6 | USED
KA0330:A2 | SC | 0V | WHT | 20 | 24.B6 | KA0331:A2 | GEN PANEL | 24.C6 | USED
KA0331:A1 | SC | KA0331A1 | WHT | 20 | 24.C6 | XT0337:13 | GEN PANEL | 24.C3 | USED
KA0331:A2 | SC | 0V | WHT | 20 | 24.C6 | KA0332:A2 | GEN PANEL | 24.C6 | USED
KA0332:11 | SC | KA033211 | WHT | 20 | 25.D6 | XT0337:5 | GEN PANEL | 25.D5 | USED
KA0332:14 | SC | KA033214 | WHT | 20 | 25.D6 | XT0337:6 | GEN PANEL | 25.D5 | USED
KA0332:A1 | SC | KA0332A1 | WHT | 20 | 24.C6 | XT0337:16 | GEN PANEL | 24.C3 | USED
KA0332:A2 | SC | 0V | WHT | 20 | 24.C6 | XT0337:17 | GEN PANEL | 24.D3 | USED
KA0333:11 | SC | KA033211 | WHT | 20 | 25.D6 | KA0335:11 | GEN PANEL | 25.D6 | USED
KA0333:11 | SC | KA033211 | WHT | 20 | 25.D6 | XT0337:7 | GEN PANEL | 25.D5 | USED
KA0333:14 | SC | KA033314 | WHT | 20 | 25.D6 | KA0335:12 | GEN PANEL | 25.D6 | USED
KA0333:14 | SC | KA033314 | WHT | 20 | 25.D6 | XT0337:8 | GEN PANEL | 25.D5 | USED
KA0333:A1 | SC | KA0333A1 | WHT | 20 | 24.B6 | XT0337:10 | GEN PANEL | 24.B3 | USED
KA0335:A1 | SC | ESTOP | WHT | 20 | 19.C5 | XT0336:1 | GEN PANEL | 19.C4 | USED
KA0335:A2 | SC | 0V | WHT | 20 | 19.C5 | XT0336:2 | GEN PANEL | 19.C4 | USED
KA0336:14 | SC | KA033614 | WHT | 20 | 74.A5 | KA4100:A1 | GEN PANEL | 74.B6 | USED
KA0336:A1 | SC | KA0234A1 | WHT | 14 | 19.C3 | XT0334:3 | GEN PANEL | 19.C2 | USED
KA0336:A2 | SC | 0V | WHT | 14 | 19.C3 | XT0336:2 | GEN PANEL | 19.C4 | USED
UJ0131:G | SC | UJ0131G | GRN/YEL | 12 | 13.B4 | FRAME | GEN PANEL | 13.B4 | USED
UJ0131:OUT(-) | SC | 0V | WHT | 14 | 13.B4 | XT0334:1 | GEN PANEL | 19.C2 | USED
XT0110:2 | SC | 0V | WHT | 14 | 18.A5 | XT0336:4 | GEN PANEL | 19.D4 | USED
XT0130:2 | SC | 0V | WHT | 14 | 21.A5 | XT0336:3 | GEN PANEL | 19.C4 | USED
XT0334:1 | SC | 0V | WHT | 14 | 19.C2 | XT0336:2 | GEN PANEL | 19.C4 | USED
XT0335:1 | SC | FU0333 | WHT | 16 | 19.B4 | XT0337:14 | GEN PANEL | 24.C3 | USED
XT0336:3 | SC | 0V | WHT | 20 | 19.C4 | XT0337:17 | GEN PANEL | 24.D3 | USED
XT0337:14 | SC | FU0333 | WHT | 20 | 24.C3 | XT0337:9 | GEN PANEL | 24.B3 | USED
AF0410:L1 | WC0003 | AU0050L2 | ENET | CABLE | 2.A3 | AU0050:L2 | GEN PANEL | 2.A2 | USED
AF0410:L2 | WC0041 | AF0410L2 | ENET | CABLE | 2.A3 | AF0420:L1 | GEN PANEL | 2.A4 | USED
AF0420:L2 | WC0042 | AF0420L2 | ENET | CABLE | 2.A4 | AF0450:L1 | GEN PANEL | 2.A5 | USED
AF0054:J | WC0050 | AF0054J | CABLE | CABLE | 11.B4 | AF0055:P | GEN PANEL | 11.B5 | USED
AT0140:1 LS(+) | WC8009 | AT0140LS(+) | WHT | 16 | 89.C7 | XT0337:18 | GEN PANEL | 89.C4 | USED
AT0140:2 LS(-) | WC8009 | AT0140LS(-) | BLK | 16 | 89.C7 | XT0337:19 | GEN PANEL | 89.C4 | USED
FW0140:3 | WC8009 | AT0140LS(S) | SH | 16 | 89.C6 | XT0337:20 | GEN PANEL | 89.C4 | USED
AF0400:LBUS | WC8040 | AF0400LBUS | BUS | CABLE | 18.B6 | AF0410:RBUS | GEN PANEL | 18.B5 | USED
AF0410:LBUS | WC8041 | AF0410LBUS | BUS | CABLE | 18.B5 | AF0420:RBUS | GEN PANEL | 18.B5 | USED
AF0420:LBUS | WC8042 | AF0450RBUS | BUS | CABLE | 18.B5 | AF0450:RBUS | GEN PANEL | 18.B3 | USED
FU0313:LD | WC8101 | PMG1 | WHT | 12 | 87.A5 | XT0360:1 | GEN PANEL | 87.A4 | USED
FU0314:LD | WC8101 | PMG2 | BLK | 12 | 87.A5 | XT0360:2 | GEN PANEL | 87.A4 | USED
XT0360:3 | WC8101 | PMGS | SH | 12 | 87.A4 | XT0360:4 | GEN PANEL | 87.A5 | USED
AT0140:54 EXC(+) | WC8102 | EXC1 | WHT | 12 | 87.C7 | XT0370:2 | GEN PANEL | 87.C5 | USED
AT0140:55 EXC(-) | WC8102 | EXC2 | BLK | 12 | 87.C7 | XT0370:3 | GEN PANEL | 87.C5 | USED
KA0313:1 | WC8201 | FU0313 | WHT | 12 | 87.A5 | FU0313:LI | GEN PANEL | 87.A6 | USED
KA0313:8 | WC8201 | FU0314 | BLK | 12 | 87.A5 | FU0314:LI | GEN PANEL | 87.A6 | USED
XT0360:4 | WC8201 | PMGS | SH | 12 | 87.A5 | XT0313:1 | GEN PANEL | 87.A6 | USED
KA0313:3 | WC8301 | PMG14C | WHT | 12 | 87.A7 | AT0140:49 PMG-A | GEN PANEL | 87.A6 | USED
KA0313:6 | WC8301 | PMG14A | BLK | 12 | 87.A7 | AT0140:50 PMG-B | GEN PANEL | 87.A6 | USED
FW0140:1 | WC8301 | PMGS | SH | 12 | 87.A6 | XT0313:1 | GEN PANEL | 87.A6 | USED
AF0055:50 | WC4009 | PT2220S | SH | 18 | 57.A7 | FLOATING | JB70 | 57.A1 | USED
AF0051:COM | SC | 0V | WHT | 14 | 11.B2 | XT0050:4 | GEN DOOR | 11.B1 | USED
AF0051:V+ | SC | FU0054 | WHT | 14 | 11.B2 | FU0054:LD | GEN DOOR | 11.B1 | USED
AF0052:COM | SC | 0V | WHT | 14 | 11.B3 | XT0050:5 | GEN DOOR | 11.B1 | USED
AF0052:V+ | SC | FU0055 | WHT | 14 | 11.B3 | FU0055:LD | GEN DOOR | 11.B1 | USED
AF0053:COM | SC | 0V | WHT | 14 | 11.B3 | XT0050:2 | GEN DOOR | 11.B1 | USED
AF0053:V+ | SC | FU0052 | WHT | 14 | 11.B3 | FU0052:LD | GEN DOOR | 11.B1 | USED
AF0054:COM | SC | 0V | WHT | 14 | 11.B4 | XT0050:3 | GEN DOOR | 11.B1 | USED
AF0054:V+ | SC | FU0053 | WHT | 14 | 11.B4 | FU0053:LD | GEN DOOR | 11.B1 | USED
AT0140:4 EX-D(+) | SC | KA012314 | WHT | 16 | 89.C7 | KA0123:14 | GEN DOOR | 19.B5 | USED
AU0050:COM | SC | 0V | WHT | 14 | 11.A2 | XT0050:1 | GEN DOOR | 11.B1 | USED
AU0050:V+ | SC | FU0050 | WHT | 14 | 11.A2 | FU0050:LD | GEN DOOR | 11.B1 | USED
FU0335:LD | SC | FU0335 | WHT | 14 | 19.A3 | XT0085:1 | GEN DOOR | 13.C6 | USED
GR0143: | SC | IEG01308 | GRN | 14 | 5.A4 | IEG0130:8 | GEN DOOR | 5.A4 | USED
GR0144: | SC | GR0144 | GRN | 14 | 5.A3 | IEG0130:1 | GEN DOOR | 5.A3 | USED
KA0310:11 | SC | 012202 | WHT | 20 | 25.B6 | AF0122:02 | GEN DOOR | 25.B7 | USED
KA0310:14 | SC | 012234 | WHT | 20 | 25.B6 | AF0122:34 | GEN DOOR | 25.B7 | USED
KA0313:2 | SC | 012119 | WHT | 20 | 23.A5 | KA0123:A2 | GEN DOOR | 23.B5 | USED
KA0313:7 | SC | 012103 | WHT | 20 | 23.A5 | KA0123:A1 | GEN DOOR | 23.B5 | USED
KA0330:11 | SC | 012200 | WHT | 20 | 25.A6 | AF0122:00 | GEN DOOR | 25.A7 | USED
KA0330:14 | SC | 012232 | WHT | 20 | 25.A6 | AF0122:32 | GEN DOOR | 25.A7 | USED
KA0331:11 | SC | 012201 | WHT | 20 | 25.A6 | AF0122:01 | GEN DOOR | 25.A7 | USED
KA0331:14 | SC | 012233 | WHT | 20 | 25.A6 | AF0122:33 | GEN DOOR | 25.A7 | USED
KA0335:21 | SC | KA0333A1 | WHT | 20 | 24.B4 | KA0128:11 | GEN DOOR | 24.B4 | USED
KA0335:22 | SC | FU0333 | WHT | 20 | 24.B4 | KA0128:14 | GEN DOOR | 24.B4 | USED
KA0336:11 | SC | KA033611 | WHT | 20 | 74.A5 | AF0121:14 | GEN DOOR | 74.A6 | USED
KA3103:A1 | SC | 009208 | WHT | 20 | 82.A5 | AF0121:00 | GEN DOOR | 82.A7 | USED
KA3103:A2 | SC | 009224 | WHT | 20 | 82.A5 | AF0121:16 | GEN DOOR | 82.A7 | USED
KA4100:A2 | SC | KA4100A2 | WHT | 20 | 74.B6 | AF0121:30 | GEN DOOR | 74.A6 | USED
UJ0131:IOUT | SC | UJ0131IOUT | WHT | 20 | 13.B4 | AF0184:06 | GEN DOOR | 13.B7 | USED
UJ0131:OK1 | SC | UJ0131OK1 | WHT | 20 | 13.B4 | AF0122:40 | GEN DOOR | 13.B7 | USED
UJ0131:OK2 | SC | UJ0131OK2 | WHT | 20 | 13.B4 | AF0122:08 | GEN DOOR | 13.B7 | USED
UJ0131:VIN | SC | UJ0131VIN | WHT | 20 | 13.B4 | AF0184:02 | GEN DOOR | 13.A7 | USED
XT0130:1 | SC | FU0332 | WHT | 14 | 21.A5 | FU0120:LI | GEN DOOR | 21.D1 | USED
XT0130:1 | SC | FU0332 | WHT | 14 | 21.A5 | FU0180:LI | GEN DOOR | 22.B1 | USED
XT0130:2 | SC | 0V | WHT | 14 | 21.A5 | XT0120:1 | GEN DOOR | 21.D1 | USED
XT0130:3 | SC | 0V | WHT | 14 | 21.A5 | XT0180:1 | GEN DOOR | 22.B1 | USED
XT0313:1 | SC | PMGS | GRN/YEL | 12 | 87.A6 | PEG0140:1 | GEN DOOR | 87.A6 | USED
XT0334:2 | SC | 0V | WHT | 20 | 19.C2 | XT0085:3 | GEN DOOR | 13.C6 | USED
XT0335:2 | SC | FU0334 | WHT | 20 | 19.B4 | KA0123:11 | GEN DOOR | 19.B5 | USED
XT0337:1 | SC | KA012821 | WHT | 20 | 25.C5 | KA0128:21 | GEN DOOR | 25.C6 | USED
XT0337:14 | SC | FU0333 | WHT | 20 | 24.C3 | KA0121:14 | GEN DOOR | 24.C4 | USED
XT0337:15 | SC | KA012111 | WHT | 20 | 24.C3 | KA0121:11 | GEN DOOR | 24.C4 | USED
XT0337:15 | SC | KA012111 | WHT | 20 | 24.C3 | KA0185:11 | GEN DOOR | 24.C3 | USED
XT0337:16 | SC | KA0332A1 | WHT | 20 | 24.C3 | KA0185:14 | GEN DOOR | 24.C3 | USED
XT0337:2 | SC | CC75802 | WHT | 20 | 25.C5 | KA0128:24 | GEN DOOR | 25.C6 | USED
XT0337:20 | SC | AT0140LS(S) | GRN | 14 | 89.C4 | IEG0130:7 | GEN DOOR | 89.C6 | USED
XT0337:3 | SC | CC75802 | WHT | 20 | 25.C5 | KA0180:14 | GEN DOOR | 25.C5 | USED
XT0337:4 | SC | CC75801 | WHT | 20 | 25.C5 | KA0180:11 | GEN DOOR | 25.C5 | USED
XT0337:9 | SC | FU0333 | WHT | 20 | 24.B3 | KA0128:14 | GEN DOOR | 24.B4 | USED
XT0338:1 | SC | KA0185A2 | WHT | 20 | 26.A5 | KA0185:A2 | GEN DOOR | 26.A5 | USED
XT0338:2 | SC | 018126 | WHT | 20 | 26.B5 | AF0181:26 | GEN DOOR | 26.A7 | USED
XT0352:7 | SC | PEG01405 | GRN/YEL | 12 | 88.B4 | PEG0140:5 | GEN DOOR | 88.B5 | USED
AT0140:P1 | WC0012 | AU0120L2 | ENET | CABLE | 2.B4 | AU0120:L2 | GEN DOOR | 2.B3 | USED
AF0450:L2 | WC0045 | AF0450L2 | ENET | CABLE | 2.A5 | AU0120:L1 | GEN DOOR | 2.B3 | USED
AT0140:P2 | WC0114 | AT0140P2 | ENET | CABLE | 2.B4 | AU0180:L1 | GEN DOOR | 2.B4 | USED
AF0450:05 | WC4749 | UA15201 | RED | 20 | 42.A7 | UA1520:+24 | GEN DOOR | 42.A5 | USED
AF0450:06 | WC4749 | UA15202 | CLR | 20 | 42.A7 | UA1520:OUT | GEN DOOR | 42.A5 | USED
AF0450:08 | WC4749 | UA15203 | BLK | 20 | 42.A7 | UA1520:COM | GEN DOOR | 42.A5 | USED
AF0450:23 | WC4749 | PE1520S | SH | 20 | 42.A7 | XT1521:1 | GEN DOOR | 42.A5 | USED
XT0370:6 | WC8102 | EXCS | SH | 12 | 87.C5 | PEG0140:2 | GEN DOOR | 87.C6 | USED
AF0056:SH | SC | IEG023014 | GRN | 14 | 11.B6 | IEG0230:14 | TURBINE PANEL | 11.B7 | USED
KA6211:A1 | WC3015 | KA6211A1 | WHT-PR1 | 16 | 102.A6 | KA0246:14 | TURBINE PANEL | 102.A5 | USED
KA6211:A2 | WC3015 | KA6211A2 | BLK-PR1 | 16 | 102.A6 | AF0093:20 | TURBINE PANEL | 102.A7 | USED
XT0332:2 | WC8011 | FU0330 | 1 | 12 | 19.C2 | FU0136:LI | TURBINE PANEL | 14.A3 | USED
XT0334:2 | WC8011 | 0V | 2 | 12 | 19.C2 | XT0134:1 | TURBINE PANEL | 14.B3 | USED
XT0334:3 | WC8012 | KA0231A1 | WHT | 12 | 19.C2 | XT0136:10 | TURBINE PANEL | 15.B5 | USED
XT0336:1 | WC8012 | ESTOP | BLK | 12 | 19.C4 | XT0240:5 | TURBINE PANEL | 16.B3 | USED
SolarTools ver. 24.0.84.24712 (Jul 31, 2025)
Report date: 12/18/2025 3:54 PM

## JB100 DRIVER BOX
JB100 DRIVER BOX
JB100
Project # | J0360
Project Name | BIOGEN
Revision | A
Controls DE | A.DOMINGUEZ
Phone:
Controls ME | A.GAMEZ
Phone:
From | [5 empty] | To
Device ID | Cable (W) Conductor (SC) Jumper Clip (JC) | Wire No. | Wire ID | Gauge/Size | Page/Zone | Device ID | Location | Page/Zone
XT0060:1 | JC | 0V | CLIP | --- | 10.D1 | XT0060:2 | JB100 DRIVER BOX | 10.D1 | USED
XT0070:1 | JC | 0V | CLIP | --- | 10.B1 | XT0070:2 | JB100 DRIVER BOX | 10.B1 | USED
XT0070:2 | JC | 0V | CLIP | --- | 10.B1 | XT0070:3 | JB100 DRIVER BOX | 10.B1 | USED
XT1101:1 | JC | FU0100 | CLIP | --- | 20.A4 | XT1101:2 | JB100 DRIVER BOX | 20.A4 | USED
XT1101:2 | JC | FU0100 | CLIP | --- | 20.A4 | XT1101:3 | JB100 DRIVER BOX | 20.B4 | USED
XT1102:1 | JC | 0V | CLIP | --- | 20.B4 | XT1102:2 | JB100 DRIVER BOX | 20.B4 | USED
XT1102:2 | JC | 0V | CLIP | --- | 20.B4 | XT1102:3 | JB100 DRIVER BOX | 20.B4 | USED
KA0262:14 | SC | KA026214 | WHT | 20 | 59.B7 | AF0061:02 | JB100 DRIVER BOX | 59.B5 | USED
KA0271:14 | SC | KA027114 | WHT | 20 | 37.B7 | AF0061:14 | JB100 DRIVER BOX | 37.B5 | USED
AF0061:COM | SC | 0V | WHT | 14 | 10.D2 | XT0060:2 | JB100 DRIVER BOX | 10.D1 | USED
AF0061:J | SC | * |  |  | 10.D2 | AF0062:P | JB100 DRIVER BOX | 10.D3 | USED
AF0061:V+ | SC | FU0061 | WHT | 14 | 10.D2 | FU0061:LD | JB100 DRIVER BOX | 10.D1 | USED
KA0222:14 | SC | 006200 | WHT | 20 | 49.B7 | AF0062:00 | JB100 DRIVER BOX | 49.B6 | USED
KA1710:A1 | SC | 006202 | WHT | 20 | 43.A7 | AF0062:02 | JB100 DRIVER BOX | 43.A6 | USED
KA0270:14 | SC | 006208 | WHT | 20 | 36.A7 | AF0062:08 | JB100 DRIVER BOX | 36.A5 | USED
AF0062:16 | SC | SV21242 | WHT | 20 | 49.B7 | XT0060:5 | JB100 DRIVER BOX | 49.C5 | USED
KA1710:A2 | SC | 006218 | WHT | 20 | 43.A7 | AF0062:18 | JB100 DRIVER BOX | 43.A6 | USED
AF0062:COM | SC | 0V | WHT | 14 | 10.D3 | XT0060:2 | JB100 DRIVER BOX | 10.D1 | USED
AF0062:J | SC | * |  |  | 10.D3 | AF0063:P | JB100 DRIVER BOX | 10.D3 | USED
AF0062:V+ | SC | FU0062 | WHT | 14 | 10.D3 | FU0062:LD | JB100 DRIVER BOX | 10.D1 | USED
AF0063:COM | SC | AF0063N | WHT | 20 | 10.D3 | AF0064:COM | JB100 DRIVER BOX | 10.C4 | USED
AF0063:COM | SC | AU0060N | WHT | 20 | 10.D3 | AU0060:COM | JB100 DRIVER BOX | 10.C2 | USED
AF0063:J | SC | * |  |  | 10.D3 | AF0064:P | JB100 DRIVER BOX | 10.C4 | USED
AF0063:V+ | SC | AF0063P | WHT | 20 | 10.D3 | AF0064:V+ | JB100 DRIVER BOX | 10.C4 | USED
AF0063:V+ | SC | AU0060P | WHT | 20 | 10.D3 | AU0060:V+ | JB100 DRIVER BOX | 10.C2 | USED
AF0064:COM | SC | AF0064N | WHT | 20 | 10.C4 | AF0065:COM | JB100 DRIVER BOX | 10.C5 | USED
AF0064:J | SC | * |  |  | 10.C4 | AF0065:P | JB100 DRIVER BOX | 10.C5 | USED
AF0064:SH | SC | AF0064G | GRN | 14 | 10.C4 | AF0065:SH | JB100 DRIVER BOX | 10.C5 | USED
AF0064:SH | SC | AU0060G | GRN | 14 | 10.C4 | AU0060:GND | JB100 DRIVER BOX | 10.C2 | USED
AF0064:V+ | SC | AF0064P | WHT | 20 | 10.C4 | AF0065:V+ | JB100 DRIVER BOX | 10.C5 | USED
AF0065:COM | SC | AF0065N | WHT | 20 | 10.C5 | AF0066:COM | JB100 DRIVER BOX | 10.D5 | USED
AF0065:J | SC | * |  |  | 10.C5 | AF0066:P | JB100 DRIVER BOX | 10.D5 | USED
AF0065:SH | SC | AF0065G | GRN | 14 | 10.C5 | AF0066:SH | JB100 DRIVER BOX | 10.D5 | USED
AF0065:V+ | SC | AF0065P | WHT | 20 | 10.C5 | AF0066:V+ | JB100 DRIVER BOX | 10.D5 | USED
AF0066:COM | SC | AF0066N | WHT | 20 | 10.D5 | AF0068:COM | JB100 DRIVER BOX | 10.C7 | USED
AF0066:J | SC | * |  |  | 10.D5 | AF0067:P | JB100 DRIVER BOX | 10.D6 | USED
AF0066:V+ | SC | AF0066P | WHT | 20 | 10.D5 | AF0068:V+ | JB100 DRIVER BOX | 10.C7 | USED
KA0261:14 | SC | KA026124 | WHT | 20 | 58.B7 | AF0067:06 | JB100 DRIVER BOX | 58.B5 | USED
AF0067:COM | SC | 0V | WHT | 14 | 10.D6 | XT0060:2 | JB100 DRIVER BOX | 10.D1 | USED
AF0067:V+ | SC | FU0063 | WHT | 14 | 10.D6 | FU0063:LD | JB100 DRIVER BOX | 10.D1 | USED
AF0071:COM | SC | AF0071N | WHT | 20 | 10.B2 | AF0072:COM | JB100 DRIVER BOX | 10.A3 | USED
AF0071:COM | SC | AU0070N | WHT | 20 | 10.B2 | AU0070:COM | JB100 DRIVER BOX | 10.A2 | USED
AF0071:J | SC | * |  |  | 10.B2 | AF0072:P | JB100 DRIVER BOX | 10.A3 | USED
AF0071:SH | SC | AF0071G | GRN | 14 | 10.B2 | AF0072:SH | JB100 DRIVER BOX | 10.A3 | USED
AF0071:SH | SC | AU0070G | GRN | 14 | 10.B2 | AU0070:GND | JB100 DRIVER BOX | 10.A2 | USED
AF0071:V+ | SC | AF0071P | WHT | 20 | 10.B2 | AF0072:V+ | JB100 DRIVER BOX | 10.A3 | USED
AF0071:V+ | SC | AU0070P | WHT | 20 | 10.B2 | AU0070:V+ | JB100 DRIVER BOX | 10.A2 | USED
AF0072:COM | SC | AF0072N | WHT | 20 | 10.A3 | AF0073:COM | JB100 DRIVER BOX | 10.B3 | USED
AF0072:J | SC | * |  |  | 10.A3 | AF0073:P | JB100 DRIVER BOX | 10.B3 | USED
AF0072:SH | SC | AF0072G | GRN | 14 | 10.A3 | AF0073:SH | JB100 DRIVER BOX | 10.B3 | USED
AF0072:V+ | SC | AF0072P | WHT | 20 | 10.A3 | AF0073:V+ | JB100 DRIVER BOX | 10.B3 | USED
AF0073:COM | SC | AF0073N | WHT | 20 | 10.B3 | AF0074:COM | JB100 DRIVER BOX | 10.B4 | USED
AF0073:J | SC | * |  |  | 10.B3 | AF0074:P | JB100 DRIVER BOX | 10.B4 | USED
AF0073:SH | SC | AF0073G | GRN | 14 | 10.B3 | AF0074:SH | JB100 DRIVER BOX | 10.B4 | USED
AF0073:V+ | SC | AF0073P | WHT | 20 | 10.B3 | AF0074:V+ | JB100 DRIVER BOX | 10.B4 | USED
AF0074:COM | SC | AF0074N | WHT | 20 | 10.B4 | AF0075:COM | JB100 DRIVER BOX | 10.A5 | USED
AF0074:J | SC | * |  |  | 10.B4 | AF0075:P | JB100 DRIVER BOX | 10.A5 | USED
AF0074:SH | SC | AF0074G | GRN | 14 | 10.B4 | AF0075:SH | JB100 DRIVER BOX | 10.A5 | USED
AF0074:V+ | SC | AF0074P | WHT | 20 | 10.B4 | AF0075:V+ | JB100 DRIVER BOX | 10.A5 | USED
AF0075:COM | SC | AF0075N | WHT | 20 | 10.A5 | AF0077:COM | JB100 DRIVER BOX | 10.B6 | USED
AF0075:J | SC | * |  |  | 10.A5 | AF0076:P | JB100 DRIVER BOX | 10.A5 | USED
AF0075:SH | SC | AF0075G | GRN | 14 | 10.A5 | AF0077:SH | JB100 DRIVER BOX | 10.B6 | USED
AF0075:V+ | SC | AF0075P | WHT | 20 | 10.A5 | AF0077:V+ | JB100 DRIVER BOX | 10.B6 | USED
KA0260:14 | SC | 007600 | WHT | 20 | 45.B7 | AF0076:00 | JB100 DRIVER BOX | 45.B5 | USED
KA0262:24 | SC | KA026224 | WHT | 20 | 47.B7 | AF0076:01 | JB100 DRIVER BOX | 47.B5 | USED
KA0221:A1 | SC | 007602 | WHT | 16 | 49.A7 | AF0076:02 | JB100 DRIVER BOX | 49.A6 | USED
KA0222:A1 | SC | 007604 | WHT | 16 | 49.B7 | AF0076:04 | JB100 DRIVER BOX | 49.B6 | USED
KA0221:A2 | SC | 007618 | WHT | 20 | 49.A7 | AF0076:18 | JB100 DRIVER BOX | 49.A6 | USED
KA0222:A2 | SC | 007620 | WHT | 20 | 49.B7 | AF0076:20 | JB100 DRIVER BOX | 49.B6 | USED
AF0076:COM | SC | 0V | WHT | 14 | 10.A5 | XT0070:2 | JB100 DRIVER BOX | 10.B1 | USED
AF0076:J | SC | * |  |  | 10.A5 | AF0077:P | JB100 DRIVER BOX | 10.B6 | USED
AF0076:V+ | SC | FU0071 | WHT | 14 | 10.A5 | FU0071:LD | JB100 DRIVER BOX | 10.B1 | USED
KA0221:14 | SC | 009402 | WHT | 20 | 49.A7 | AF0078:00 | JB100 DRIVER BOX | 49.A6 | USED
AF0078:16 | SC | SV21202 | WHT | 20 | 49.A7 | XT0060:4 | JB100 DRIVER BOX | 49.A5 | USED
AF0078:COM | SC | 0V | WHT | 14 | 10.B7 | XT0070:3 | JB100 DRIVER BOX | 10.B1 | USED
AF0078:V+ | SC | FU0072 | WHT | 14 | 10.B7 | FU0072:LD | JB100 DRIVER BOX | 10.B1 | USED
AU0060:COM | SC | 0V | WHT | 14 | 10.C2 | XT0060:1 | JB100 DRIVER BOX | 10.D1 | USED
AU0060:V+ | SC | FU0060 | WHT | 14 | 10.C2 | FU0060:LD | JB100 DRIVER BOX | 10.D1 | USED
AU0070:COM | SC | 0V | WHT | 14 | 10.A2 | XT0070:1 | JB100 DRIVER BOX | 10.B1 | USED
AU0070:V+ | SC | FU0070 | WHT | 14 | 10.A2 | FU0070:LD | JB100 DRIVER BOX | 10.B1 | USED
FU0060:LI | SC | FU0100 | WHT | 14 | 10.D1 | XT1101:2 | JB100 DRIVER BOX | 20.A4 | USED
FU0060:LI | SC | FU0100 | WHT | 14 | 10.D1 | FU0061:LI | JB100 DRIVER BOX | 10.D1 | USED
FU0061:LI | SC | FU0100 | WHT | 14 | 10.D1 | FU0062:LI | JB100 DRIVER BOX | 10.D1 | USED
FU0062:LI | SC | FU0100 | WHT | 14 | 10.D1 | FU0063:LI | JB100 DRIVER BOX | 10.D1 | USED
FU0070:LI | SC | FU0100 | WHT | 14 | 10.B1 | XT1101:1 | JB100 DRIVER BOX | 20.A4 | USED
FU0070:LI | SC | FU0100 | WHT | 14 | 10.B1 | FU0071:LI | JB100 DRIVER BOX | 10.B1 | USED
FU0071:LI | SC | FU0100 | WHT | 14 | 10.B1 | FU0072:LI | JB100 DRIVER BOX | 10.B1 | USED
FU0100:LD | SC | FU0100 | WHT | 12 | 20.A4 | XT1101:1 | JB100 DRIVER BOX | 20.A4 | USED
FU0100:LI | SC | FU0136 | WHT | 12 | 20.A4 | XT1100:1 | JB100 DRIVER BOX | 20.A3 | USED
GR0101: | SC | IEG010001 | GRN | 14 | 4.B4 | IEG0100:1 | JB100 DRIVER BOX | 4.B3 | USED
GR0102: | SC | IEG01002 | GRN | 14 | 4.B4 | IEG0100:2 | JB100 DRIVER BOX | 4.B3 | USED
GR0103: | SC | IEG010003 | GRN | 14 | 4.B4 | IEG0100:3 | JB100 DRIVER BOX | 4.B3 | USED
KA0221:11 | SC | 022111 | WHT | 20 | 49.A6 | KA0260:24 | JB100 DRIVER BOX | 49.A5 | USED
KA0222:11 | SC | 022211 | WHT | 20 | 49.B6 | KA0261:24 | JB100 DRIVER BOX | 49.B5 | USED
KA0260:A1 | SC | ESTOP | WHT | 20 | 20.C4 | KA0261:A1 | JB100 DRIVER BOX | 20.C4 | USED
KA0260:A1 | SC | ESTOP | WHT | 20 | 20.C4 | XT1110:1 | JB100 DRIVER BOX | 20.C3 | USED
KA0260:A2 | SC | 0V | WHT | 20 | 20.C4 | XT1102:3 | JB100 DRIVER BOX | 20.B4 | USED
KA0260:A2 | SC | 0V | WHT | 20 | 20.C4 | KA0261:A2 | JB100 DRIVER BOX | 20.C4 | USED
KA0261:14 | SC | KA026124 | WHT | 20 | 58.B5 | AF0076:21 | JB100 DRIVER BOX | 58.B7 | USED
KA0261:A1 | SC | ESTOP | WHT | 20 | 20.C4 | KA0262:A1 | JB100 DRIVER BOX | 20.C4 | USED
KA0261:A2 | SC | 0V | WHT | 20 | 20.C4 | KA0262:A2 | JB100 DRIVER BOX | 20.C4 | USED
KA0262:14 | SC | KA026214 | WHT | 20 | 59.B5 | AF0076:06 | JB100 DRIVER BOX | 59.B7 | USED
KA0270:A1 | SC | KA0234A1 | WHT | 20 | 20.C4 | KA0271:A1 | JB100 DRIVER BOX | 20.D4 | USED
KA0270:A1 | SC | KA0234A1 | WHT | 20 | 20.C4 | XT1110:2 | JB100 DRIVER BOX | 20.C3 | USED
KA0270:A2 | SC | 0V | WHT | 20 | 20.C4 | KA0271:A2 | JB100 DRIVER BOX | 20.D4 | USED
KA0270:A2 | SC | 0V | WHT | 20 | 20.C4 | XT1102:3 | JB100 DRIVER BOX | 20.B4 | USED
XT0060:1 | SC | 0V | WHT | 14 | 10.D1 | XT1102:2 | JB100 DRIVER BOX | 20.B4 | USED
XT0070:1 | SC | 0V | WHT | 14 | 10.B1 | XT1102:1 | JB100 DRIVER BOX | 20.B4 | USED
XT1100:2 | SC | 0V | WHT | 12 | 20.B3 | XT1102:1 | JB100 DRIVER BOX | 20.B4 | USED
AU0060:L2 | WC0007 | AU0070L2 | ENET | CABLE | 2.A6 | AU0070:L2 | JB100 DRIVER BOX | 2.A5 | USED
AF0067:J | WC0060 | AF0067J | CABLE | CABLE | 10.D6 | AF0068:P | JB100 DRIVER BOX | 10.C7 | USED
AF0077:J | WC0070 | AF0077J | CABLE | CABLE | 10.B6 | AF0078:P | JB100 DRIVER BOX | 10.B7 | USED
XT1101:2 | SC | FU0100 | WHT | 14 | 20.A4 | FU2240:LI | GEN DOOR | 20.A5 | USED
XT0060:3 | SC | UA1200J21 | WHT | 20 | 17.D5 | UA1200:J2-1 | TURBINE DOOR | 17.B3 | USED
AF0076:11 | WC1200 | UA1200J14 | 1 | 12 | 17.C7 | UA1200:J1-4 | TURBINE DOOR | 17.B3 | USED
AF0065:12 | WC4524 | UA1200J13 | WHT | 18 | 17.B7 | UA1200:J1-3 | TURBINE DOOR | 17.B3 | USED
AF0065:28 | WC4524 | UA1200J11 | BLK | 18 | 17.B7 | UA1200:J1-1 | TURBINE DOOR | 17.B3 | USED
AF0065:60 | WC4524 | UA1200S | SH | 18 | 17.B7 | FLOATING | TURBINE DOOR | 17.B3 | USED
AF0066:SH | SC | AF0066G | WHT | 14 | 10.D5 | IEG0230:4 | TURBINE PANEL | 10.D6 | USED
AF0076:08 | SC | 007608 | WHT | 20 | 30.A7 | KA1020:A1 | TURBINE PANEL | 30.A5 | USED
AF0076:24 | SC | 007624 | WHT | 20 | 30.A7 | KA1020:A2 | TURBINE PANEL | 30.A5 | USED
AF0077:SH | SC | AF0076G | GRN | 14 | 10.B6 | IEG0230:3 | TURBINE PANEL | 10.B5 | USED
XT0060:3 | SC | UA1200J21 | WHT | 20 | 17.D5 | KA0235:11 | TURBINE PANEL | 16.A5 | USED
XT1101:3 | SC | FU0100 | WHT | 14 | 20.B4 | FU0211:LI | TURBINE PANEL | 20.B5 | USED
XT1102:1 | SC | 0V | WHT | 14 | 20.B4 | KA1020:24 | TURBINE PANEL | 35.A5 | USED
AF0067:02 | WC0360 | KA0134A1 | 1 | 12 | 80.D7 | KA0134:A1 | TURBINE PANEL | 15.C6 | USED
AF0076:12 | WC1200 | 007612 | 2 | 12 | 17.C7 | XT0237:1 B2 | TURBINE PANEL | 17.C5 | USED
XT1100:1 | WC8030 | FU0136 | 1 | 12 | 20.A3 | XT0138:3 | TURBINE PANEL | 14.A3 | USED
XT1100:2 | WC8030 | 0V | 2 | 12 | 20.B3 | XT0134:3 | TURBINE PANEL | 14.B3 | USED
XT1110:1 | WC8030 | ESTOP | 3 | 12 | 20.C3 | XT0240:5 | TURBINE PANEL | 16.B3 | USED
XT1110:2 | WC8030 | KA0234A1 | 4 | 12 | 20.C3 | KA0234:A1 | TURBINE PANEL | 16.D6 | USED
SolarTools ver. 24.0.84.24712 (Jul 31, 2025)
Report date: 12/18/2025 3:54 PM

## JB55
JB55
Project # | J0360
Project Name | BIOGEN
Revision | A
Controls DE | A.DOMINGUEZ
Phone:
Controls ME | A.GAMEZ
Phone:
From | [5 empty] | To
Device ID | Cable (W) Conductor (SC) Jumper Clip (JC) | Wire No. | Wire ID | Gauge/Size | Page/Zone | Device ID | Location | Page/Zone
GR5501: | SC | GR5501 | GRN/YEL | 14 | 4.C3 | FRAME | JB55 | 4.C2 | USED
Report date: 12/18/2025 3:53 PM |  |  |  |  | SolarTools ver. 24.0.84.24712 (Jul 31, 2025)

## PROX BOX
PROX BOX
JB4
Project # | J0360
Project Name | BIOGEN
Revision | A
Controls DE | A.DOMINGUEZ
Phone:
Controls ME | A.GAMEZ
Phone:
From | [5 empty] | To
Device ID | Cable (W) Conductor (SC) Jumper Clip (JC) | Wire No. | Wire ID | Gauge/Size | Page/Zone | Device ID | Location | Page/Zone
GR0404: | SC | GR0404 | GRN/YEL | 14 | 4.B3 | FRAME | PROX BOX | 4.B2 | USED
SolarTools ver. 24.0.84.24712 (Jul 31, 2025)
Report date: 12/18/2025 3:53 PM

## TURBINE DOOR
TURBINE DOOR
JB70
Project # | J0360
Project Name | BIOGEN
Revision | A
Controls DE | A.DOMINGUEZ
Phone:
Controls ME | A.GAMEZ
Phone:
From | [5 empty] | To
Device ID | Cable (W) Conductor (SC) Jumper Clip (JC) | Wire No. | Wire ID | Gauge/Size | Page/Zone | Device ID | Location | Page/Zone
AT0680:NEG | SC | 0V | WHT | 14 | 6.C3 | XT0680:2 | TURBINE DOOR | 6.D3 | USED
AT0680:POS | SC | AT0680POS | WHT | 14 | 6.C3 | XT0680:1 | TURBINE DOOR | 6.D3 | USED
AT1100:GND | SC | PEG01304 | GRN/YEL | 14 | 30.D3 | PEG0130:4 | TURBINE DOOR | 30.D4 | USED
AT1100:POS | SC | FU1100 | WHT | 14 | 30.D3 | FU1100:LD | TURBINE DOOR | 30.D4 | USED
BA1100:NEG | SC | UJ02911N | WHT | 16 | 30.D1 | UJ0291:OUT1(-) | TURBINE DOOR | 30.C5 | USED
BA1100:POS | SC | FU1102 | WHT | 16 | 30.D1 | FU1102:LD | TURBINE DOOR | 30.C2 | USED
FU0680:LD | SC | AT0680POS | WHT | 14 | 6.D2 | XT0680:1 | TURBINE DOOR | 6.D3 | USED
FU1101:LD | SC | FU1101LD | WHT | 16 | 30.D6 | UJ0291:24V(+) | TURBINE DOOR | 30.C5 | USED
FU1102:LI | SC | UJ0291P | WHT | 16 | 30.C2 | UJ0291:OUT1(+) | TURBINE DOOR | 30.C5 | USED
GR0133: | SC | GR0133 | GRN/YEL | 14 | 4.A3 | FRAME | TURBINE DOOR | 4.A3 | USED
GR1100: | SC | GR1100 | GRN/YEL | 14 | 4.A5 | FRAME | TURBINE DOOR | 4.A4 | USED
GR1101: | SC | GR1101 | GRN/YEL | 14 | 4.A5 | FRAME | TURBINE DOOR | 4.A5 | USED
PC0470:INP_A | SC | 009312 | WHT | 20 | 30.B5 | PC0470:INP_B | TURBINE DOOR | 30.B5 | USED
UA1200:J1-8 | SC | UA1200J | WHT | 20 | 68.B6 | UA1200:J3-5 | TURBINE DOOR | 68.B6 | USED
AT1100:L1 | WC0101 | BA1100DEVICE | ENET | CABLE | 30.D3 | BA1100:DEVICE | TURBINE DOOR | 30.D1 | USED
BA1100:L2 | SC | BA1100L2 |  |  | 2.B2 | AT0170:L1 | FIRE PANEL | 2.C1 | USED
UA1200:J2-1 | SC | UA1200J21 | WHT | 20 | 17.B3 | XT0060:3 | JB100 DRIVER BOX | 17.D5 | USED
UA1200:J1-4 | WC1200 | UA1200J14 | 1 | 12 | 17.B3 | AF0076:11 | JB100 DRIVER BOX | 17.C7 | USED
UA1200:J1-3 | WC4524 | UA1200J13 | WHT | 18 | 17.B3 | AF0065:12 | JB100 DRIVER BOX | 17.B7 | USED
UA1200:J1-1 | WC4524 | UA1200J11 | BLK | 18 | 17.B3 | AF0065:28 | JB100 DRIVER BOX | 17.B7 | USED
FLOATING | WC4524 | UA1200S | SH | 18 | 17.B3 | AF0065:60 | JB100 DRIVER BOX | 17.B7 | USED
AT1100:NEG | SC | 0V | WHT | 14 | 30.D3 | XT0134:3 | TURBINE PANEL | 14.B3 | USED
FU0680:LI | SC | FU0210 | WHT | 14 | 6.D2 | XT0233:3 | TURBINE PANEL | 14.C4 | USED
FU1100:LI | SC | FU0136 | WHT | 14 | 30.D4 | XT0138:3 | TURBINE PANEL | 14.A3 | USED
FU1101:LI | SC | FU0137 | WHT | 14 | 30.D6 | XT0139:1 | TURBINE PANEL | 14.A4 | USED
GR0232: | SC | IEG02308 | GRN | 14 | 4.A4 | IEG0230:8 | TURBINE PANEL | 4.A4 | USED
PC0470:+PWR | SC | 009344 | WHT | 20 | 30.B5 | AF0093:44 | TURBINE PANEL | 30.B7 | USED
PC0470:INP_A | SC | 009312 | WHT | 20 | 30.B5 | AF0093:12 | TURBINE PANEL | 30.B7 | USED
PC0470:-PWR | SC | 009328 | WHT | 20 | 30.B5 | AF0093:28 | TURBINE PANEL | 30.B7 | USED
SA0471:B1-13 | SC | SA0471B113 | WHT | 20 | 29.B1 | AF0087:40 | TURBINE PANEL | 29.B7 | USED
SA0471:B1-14 | SC | SA0471B114 | WHT | 20 | 29.B1 | AF0087:08 | TURBINE PANEL | 29.B7 | USED
SA0471:B2-13 | SC | SA0471B213 | WHT | 20 | 29.A1 | AF0087:39 | TURBINE PANEL | 29.A7 | USED
SA0471:B2-14 | SC | SA0471B214 | WHT | 20 | 29.A1 | AF0087:07 | TURBINE PANEL | 29.A7 | USED
SA0472:B1-13 | SC | SA0472B113 | WHT | 20 | 29.C1 | AF0091:47 | TURBINE PANEL | 29.C7 | USED
SA0472:B1-14 | SC | SA0472B114 | WHT | 20 | 29.C1 | AF0091:15 | TURBINE PANEL | 29.C7 | USED
SA0472:B2-13 | SC | SA0472B213 | WHT | 20 | 29.C1 | AF0091:46 | TURBINE PANEL | 29.C7 | USED
SA0472:B2-14 | SC | SA0472B214 | WHT | 20 | 29.C1 | AF0091:14 | TURBINE PANEL | 29.C7 | USED
SA0473:B-B1 | SC | SA0473B-B1 | WHT | 20 | 29.D1 | AF0087:06 | TURBINE PANEL | 29.D7 | USED
SA0473:B-B2 | SC | SA0473B-B2 | WHT | 20 | 29.D1 | AF0087:38 | TURBINE PANEL | 29.D7 | USED
SA0473:W-B1 | SC | SA0473W-B1 | WHT | 20 | 29.D1 | AF0087:05 | TURBINE PANEL | 29.D7 | USED
SA0473:W-B2 | SC | SA0473W-B2 | WHT | 20 | 29.D1 | AF0087:37 | TURBINE PANEL | 29.D7 | USED
SB0471:11 | SC | SB047111 | WHT | 20 | 28.D1 | AF0087:34 | TURBINE PANEL | 28.D7 | USED
SB0471:12 | SC | SB047112 | WHT | 20 | 28.D1 | AF0087:02 | TURBINE PANEL | 28.D7 | USED
SB0472:B1-11 | SC | ESTOPA | WHT | 20 | 29.B1 | XT0137:1 | TURBINE PANEL | 29.B5 | USED
SB0472:B1-12 | SC | ESTOP | WHT | 20 | 29.B1 | XT0137:2 | TURBINE PANEL | 29.B5 | USED
SB0472:B2-11 | SC | SB0472B211 | WHT | 20 | 29.B1 | AF0081:36 | TURBINE PANEL | 29.B7 | USED
SB0472:B2-12 | SC | SB0472B212 | WHT | 20 | 29.B1 | AF0081:04 | TURBINE PANEL | 29.B7 | USED
SB0473:13 | SC | SB047313 | WHT | 20 | 28.D1 | AF0087:35 | TURBINE PANEL | 28.D7 | USED
SB0473:14 | SC | SB047314 | WHT | 20 | 28.D1 | AF0087:03 | TURBINE PANEL | 28.D7 | USED
SB0474:13 | SC | SB047413 | WHT | 20 | 29.A1 | AF0087:36 | TURBINE PANEL | 29.A7 | USED
SB0474:14 | SC | SB047414 | WHT | 20 | 29.A1 | AF0087:04 | TURBINE PANEL | 29.A7 | USED
SH0470:11 | SC | SH047011 | WHT | 20 | 28.B1 | AF0087:33 | TURBINE PANEL | 28.B7 | USED
SH0470:12 | SC | SH047012 | WHT | 20 | 28.B1 | AF0087:01 | TURBINE PANEL | 28.B7 | USED
SH0470:13 | SC | SH047013 | WHT | 20 | 28.B1 | XT0137:5 | TURBINE PANEL | 28.B5 | USED
SH0470:14 | SC | SH047014 | WHT | 20 | 28.B1 | XT0137:6 | TURBINE PANEL | 28.B5 | USED
SH0470:X1 | SC | SH0470X1 | WHT | 20 | 28.B1 | AF0093:22 | TURBINE PANEL | 28.B7 | USED
SH0470:X2 | SC | SH0470X2 | WHT | 20 | 28.B1 | AF0093:06 | TURBINE PANEL | 28.B7 | USED
SH0471:11 | SC | SH047111 | WHT | 20 | 28.A1 | XT0137:3 | TURBINE PANEL | 28.A5 | USED
SH0471:12 | SC | SH047112 | WHT | 20 | 28.A1 | XT0137:4 | TURBINE PANEL | 28.A5 | USED
SH0471:13 | SC | SH047113 | WHT | 20 | 28.A1 | AF0087:32 | TURBINE PANEL | 28.A7 | USED
SH0471:14 | SC | SH047114 | WHT | 20 | 28.A1 | AF0087:00 | TURBINE PANEL | 28.A7 | USED
SH0471:X1 | SC | SH0471X1 | WHT | 20 | 28.A1 | AF0093:31 | TURBINE PANEL | 28.A7 | USED
SH0471:X2 | SC | SH0471X2 | WHT | 20 | 28.A1 | AF0093:15 | TURBINE PANEL | 28.A7 | USED
SH0472:11 | SC | SH047211 | WHT | 20 | 28.C1 | XT0236:4 | TURBINE PANEL | 28.C5 | USED
SH0472:12 | SC | SH047212 | WHT | 20 | 28.C1 | XT0236:5 | TURBINE PANEL | 28.C5 | USED
SH0472:13 | SC | FU0139 | WHT | 20 | 28.B1 | XT0236:1 | TURBINE PANEL | 28.B5 | USED
SH0472:14 | SC | KA0241A1 | WHT | 20 | 28.B1 | XT0236:2 | TURBINE PANEL | 28.B5 | USED
SH0472:X1 | SC | 0V | WHT | 20 | 28.C1 | XT0236:3 | TURBINE PANEL | 28.C5 | USED
SH0472:X2 | SC | SH0472X2 | WHT | 20 | 28.C1 | XT0237:2 B1 | TURBINE PANEL | 28.C5 | USED
UA1200:J1-10 | SC | FU0212 | WHT | 20 | 17.B3 | XT0233:4 | TURBINE PANEL | 17.D5 | USED
UA1200:J1-5 | SC | UA1200J15 | WHT | 20 | 17.B3 | XT0237:1 B1 | TURBINE PANEL | 17.C5 | USED
UA1200:J1-9 | SC | 0V | WHT | 20 | 17.B3 | XT0235:4 | TURBINE PANEL | 17.D5 | USED
UA1200:J2-2 | SC | FU0212 | WHT | 20 | 17.B3 | XT0233:4 | TURBINE PANEL | 17.D5 | USED
UA1200:J2-6 | SC | UA1200J26 | WHT | 20 | 17.B3 | KA0130:A2 | TURBINE PANEL | 17.C5 | USED
UA1200:J2-7 | SC | UA1200J27 | WHT | 20 | 17.B3 | AF0081:19 | TURBINE PANEL | 17.C7 | USED
UA1200:J3-4 | SC | IEG02307 | GRN | 16 | 17.B3 | IEG0230:7 | TURBINE PANEL | 17.D6 | USED
UJ0291:24V(-) | SC | 0V | WHT | 16 | 30.C5 | XT0135:2 | TURBINE PANEL | 14.B4 | USED
XT0680:2 | SC | 0V | WHT | 14 | 6.D3 | XT0235:3 | TURBINE PANEL | 14.D4 | USED
AT0680:LAN1 | WC0680 | AP0606L1 | ENET | CABLE | 6.A2 | AP0606:L1 | TURBINE PANEL | 6.A1 | USED
HA0472:BLK-1 | WC5072 | 0V | 1 | 18 | 27.D1 | XT0147:2 | TURBINE PANEL | 27.D5 | USED
HA0472:BLK-2 | WC5072 | HA04722 | 2 | 18 | 27.D1 | XT0147:1 | TURBINE PANEL | 27.D5 | USED
SolarTools ver. 24.0.84.24712 (Jul 31, 2025)
Report date: 12/18/2025 3:53 PM

## TURBINE PANEL
TURBINE PANEL
JB70
Project # | J0360
Project Name | BIOGEN
Revision | A
Controls DE | A.DOMINGUEZ
Phone:
Controls ME | A.GAMEZ
Phone:
From | [5 empty] | To
Device ID | Cable (W) Conductor (SC) Jumper Clip (JC) | Wire No. | Wire ID | Gauge/Size | Page/Zone | Device ID | Location | Page/Zone
XT0080:1 | JC | 0V | CLIP | --- | 9.D1 | XT0080:2 | TURBINE PANEL | 9.D1 | USED
XT0080:2 | JC | 0V | CLIP | --- | 9.D1 | XT0080:3 | TURBINE PANEL | 9.D1 | USED
XT0090:1 | JC | 0V | CLIP | --- | 9.B1 | XT0090:2 | TURBINE PANEL | 9.B1 | USED
XT0090:2 | JC | 0V | CLIP | --- | 9.B1 | XT0090:3 | TURBINE PANEL | 9.B1 | USED
XT0134:1 | JC | 0V | CLIP | --- | 14.B3 | XT0134:2 | TURBINE PANEL | 14.B3 | USED
XT0134:2 | JC | 0V | CLIP | --- | 14.B3 | XT0134:3 | TURBINE PANEL | 14.B3 | USED
XT0134:3 | JC | 0V | CLIP | --- | 14.B3 | XT0134:4 | TURBINE PANEL | 14.B3 | USED
XT0135:1 | JC | 0V | CLIP | --- | 14.B4 | XT0135:2 | TURBINE PANEL | 14.B4 | USED
XT0135:2 | JC | 0V | CLIP | --- | 14.B4 | XT0135:3 | TURBINE PANEL | 14.B4 | USED
XT0136:1 | JC | FU0139 | CLIP | --- | 15.A2 | XT0136:2 | TURBINE PANEL | 15.A2 | USED
XT0138:1 | JC | FU0136 | CLIP | --- | 14.A3 | XT0138:2 | TURBINE PANEL | 14.A3 | USED
XT0138:2 | JC | FU0136 | CLIP | --- | 14.A3 | XT0138:3 | TURBINE PANEL | 14.A3 | USED
XT0138:3 | JC | FU0136 | CLIP | --- | 14.A3 | XT0138:4 | TURBINE PANEL | 14.B3 | USED
XT0139:1 | JC | FU0137 | CLIP | --- | 14.A4 | XT0139:2 | TURBINE PANEL | 14.A4 | USED
XT0139:2 | JC | FU0137 | CLIP | --- | 14.A4 | XT0139:3 | TURBINE PANEL | 14.B4 | USED
XT0233:1 | JC | FU0210 | CLIP | --- | 14.C4 | XT0233:2 | TURBINE PANEL | 14.C4 | USED
XT0233:2 | JC | FU0210 | CLIP | --- | 14.C4 | XT0233:3 | TURBINE PANEL | 14.C4 | USED
XT0235:1 | JC | 0V | CLIP | --- | 14.D4 | XT0235:2 | TURBINE PANEL | 14.D4 | USED
XT0235:2 | JC | 0V | CLIP | --- | 14.D4 | XT0235:3 | TURBINE PANEL | 14.D4 | USED
XT0240:11 | JC | FU0139 | CLIP | --- | 16.C4 | XT0240:12 | TURBINE PANEL | 16.C4 | USED
XT0240:9 | JC | 0V | CLIP | --- | 16.D3 | XT0240:10 | TURBINE PANEL | 16.D3 | USED
KA0243:14 | SC | KA024314 | WHT | 20 | 16.B7 | AF0081:01 | TURBINE PANEL | 16.B6 | USED
KA0245:24 | SC | KA024524 | WHT | 20 | 16.B7 | AF0081:02 | TURBINE PANEL | 16.B6 | USED
KA0130:14 | SC | 008103 | WHT | 20 | 17.C7 | AF0081:03 | TURBINE PANEL | 17.D6 | USED
AF0081:07 | SC | SB75122 | WHT | 20 | 31.D6 | XT7512:2 | TURBINE PANEL | 31.D5 | USED
KA0242:14 | SC | KA024214 | WHT | 20 | 16.C7 | AF0081:08 | TURBINE PANEL | 16.C6 | USED
KA0239:24 | SC | KA023924 | WHT | 20 | 16.A7 | AF0081:09 | TURBINE PANEL | 16.B6 | USED
KA7512:A2 | SC | 008123 | WHT | 20 | 31.D6 | AF0081:23 | TURBINE PANEL | 31.D6 | USED
KA0243:11 | SC | KA024311 | WHT | 20 | 16.B7 | AF0081:33 | TURBINE PANEL | 16.B6 | USED
KA0245:21 | SC | KA024521 | WHT | 20 | 16.B7 | AF0081:34 | TURBINE PANEL | 16.B6 | USED
KA0130:A1 | SC | 008135 | WHT | 20 | 17.C7 | AF0081:35 | TURBINE PANEL | 17.C5 | USED
AF0081:39 | SC | SB75121 | WHT | 20 | 31.D6 | XT7512:1 | TURBINE PANEL | 31.D5 | USED
KA0239:21 | SC | KA023921 | WHT | 20 | 16.A7 | AF0081:41 | TURBINE PANEL | 16.B6 | USED
AF0081:COM | SC | AU0080N | WHT | 20 | 9.C2 | AU0080:COM | TURBINE PANEL | 9.C2 | USED
AF0081:J | SC | * |  |  | 9.C2 | AF0082:P | TURBINE PANEL | 9.D3 | USED
AF0081:P | SC | * |  |  | 9.C2 | AU0080:J | TURBINE PANEL | 9.C2 | USED
AF0081:V+ | SC | AU0080P | WHT | 20 | 9.C2 | AU0080:V+ | TURBINE PANEL | 9.C2 | USED
AF0082:COM | SC | 0V | WHT | 14 | 9.D3 | XT0080:2 | TURBINE PANEL | 9.D1 | USED
AF0082:COM | SC | AF0082N | WHT | 20 | 9.D3 | AF0083:COM | TURBINE PANEL | 9.D3 | USED
AF0082:J | SC | * |  |  | 9.D3 | AF0083:P | TURBINE PANEL | 9.D3 | USED
AF0082:V+ | SC | FU0081 | WHT | 14 | 9.D3 | FU0081:LD | TURBINE PANEL | 9.D1 | USED
AF0082:V+ | SC | AF0082P | WHT | 20 | 9.D3 | AF0083:V+ | TURBINE PANEL | 9.D3 | USED
AF0083:COM | SC | AF0083N | WHT | 20 | 9.D3 | AF0084:COM | TURBINE PANEL | 9.D4 | USED
AF0083:J | SC | * |  |  | 9.D3 | AF0084:P | TURBINE PANEL | 9.D4 | USED
AF0083:SH | SC | AF0083G | GRN | 14 | 9.D3 | AF0084:SH | TURBINE PANEL | 9.D4 | USED
AF0083:SH | SC | AU0080G | GRN | 14 | 9.D3 | AU0080:GND | TURBINE PANEL | 9.C2 | USED
AF0083:V+ | SC | AF0083P | WHT | 20 | 9.D3 | AF0084:V+ | TURBINE PANEL | 9.D4 | USED
AF0084:COM | SC | AF0084N | WHT | 20 | 9.D4 | AF0085:COM | TURBINE PANEL | 9.D5 | USED
AF0084:J | SC | * |  |  | 9.D4 | AF0085:P | TURBINE PANEL | 9.D5 | USED
AF0084:SH | SC | AF0084G | GRN | 14 | 9.D4 | AF0085:SH | TURBINE PANEL | 9.D5 | USED
AF0084:V+ | SC | AF0084P | WHT | 20 | 9.D4 | AF0085:V+ | TURBINE PANEL | 9.D5 | USED
AF0085:16 | SC | 008548 | WHT | 20 | 83.A7 | AF0085:48 | TURBINE PANEL | 83.A7 | USED
AF0085:COM | SC | AF0085N | WHT | 20 | 9.D5 | AF0086:COM | TURBINE PANEL | 9.D5 | USED
AF0085:J | SC | * |  |  | 9.D5 | AF0086:P | TURBINE PANEL | 9.D5 | USED
AF0085:SH | SC | AF0085G | GRN | 14 | 9.D5 | AF0086:SH | TURBINE PANEL | 9.D5 | USED
AF0085:V+ | SC | AF0085P | WHT | 20 | 9.D5 | AF0086:V+ | TURBINE PANEL | 9.D5 | USED
AF0086:COM | SC | AF0086N | WHT | 20 | 9.D5 | AF0087:COM | TURBINE PANEL | 9.C6 | USED
AF0086:SH | SC | IEG02302 | GRN | 14 | 9.D5 | IEG0230:2 | TURBINE PANEL | 9.D5 | USED
AF0086:V+ | SC | AF0086P | WHT | 20 | 9.D5 | AF0087:V+ | TURBINE PANEL | 9.C6 | USED
KA0136:24 | SC | KA013624 | WHT | 20 | 15.B4 | AF0087:11 | TURBINE PANEL | 15.B3 | USED
KA0136:21 | SC | KA013621 | WHT | 20 | 15.B4 | AF0087:43 | TURBINE PANEL | 15.B3 | USED
KA0141:14 | SC | KA014114 | WHT | 20 | 15.C2 | AF0091:07 | TURBINE PANEL | 15.C2 | USED
XT0240:3 | SC | JW1 | CLIP | -- | 16.A3 | XT0240:2 | TURBINE PANEL | 16.A3 | USED
AF0091:01 | SC | JP8 | VIO | 20 | 31.A6 | AF0091:33 | TURBINE PANEL | 31.A6 | USED
AF0091:02 | SC | JP4 | VIO | 20 | 104.A7 | AF0091:34 | TURBINE PANEL | 104.A7 | USED
XT0240:2 | SC | JP0 | VIO | 20 | 16.A3 | XT0240:1 | TURBINE PANEL | 16.A3 | USED
XT7512:2 | SC | JP2 | VIO | 20 | 31.D5 | XT7512:1 | TURBINE PANEL | 31.D5 | USED
KA0141:11 | SC | KA014111 | WHT | 20 | 15.C2 | AF0091:39 | TURBINE PANEL | 15.C2 | USED
AF0091:COM | SC | AF0091N | WHT | 20 | 9.B2 | AF0094:COM | TURBINE PANEL | 9.B4 | USED
AF0091:COM | SC | AU0090N | WHT | 20 | 9.B2 | AU0090:COM | TURBINE PANEL | 9.A2 | USED
AF0091:J | SC | * |  |  | 9.B2 | AF0092:P | TURBINE PANEL | 9.B3 | USED
AF0091:P | SC | * |  |  | 9.B2 | AU0090:J | TURBINE PANEL | 9.A2 | USED
AF0091:V+ | SC | AF0091P | WHT | 14 | 9.B2 | AF0094:V+ | TURBINE PANEL | 9.B4 | USED
AF0091:V+ | SC | AU0090P | WHT | 20 | 9.B2 | AU0090:V+ | TURBINE PANEL | 9.A2 | USED
KA0133:A1 | SC | KA0133A1 | WHT | 20 | 78.B7 | AF0092:02 | TURBINE PANEL | 15.C6 | USED
KA2160:A1 | SC | 009204 | WHT | 20 | 33.A6 | AF0092:04 | TURBINE PANEL | 33.A5 | USED
KA0131:14 | SC | KA013114 | WHT | 20 | 78.A7 | AF0092:06 | TURBINE PANEL | 15.D4 | USED
KA2161:A1 | SC | 009207 | WHT | 20 | 33.A6 | AF0092:07 | TURBINE PANEL | 33.B5 | USED
KA0181:A1 | SC | 018102 | WHT | 20 | 104.C7 | AF0092:10 | TURBINE PANEL | 104.C5 | USED
KA0875:A1 | SC | 009212 | WHT | 20 | 12.C3 | AF0092:12 | TURBINE PANEL | 12.C2 | USED
AF0092:13 | SC | XT02372 | WHT | 20 | 28.C7 | XT0237:2 T2 | TURBINE PANEL | 28.C5 | USED
KA0183:A1 | SC | 018106 | WHT | 20 | 104.C7 | AF0092:14 | TURBINE PANEL | 104.C5 | USED
KA2160:A2 | SC | 009220 | WHT | 20 | 33.A6 | AF0092:20 | TURBINE PANEL | 33.A5 | USED
KA2161:A2 | SC | 009223 | WHT | 20 | 33.A6 | AF0092:23 | TURBINE PANEL | 33.B5 | USED
KA0181:A2 | SC | 018118 | WHT | 20 | 104.C7 | AF0092:26 | TURBINE PANEL | 104.C5 | USED
KA0875:A2 | SC | 009228 | WHT | 20 | 12.C3 | AF0092:28 | TURBINE PANEL | 12.C2 | USED
KA0183:A2 | SC | 018122 | WHT | 20 | 104.C7 | AF0092:30 | TURBINE PANEL | 104.C5 | USED
AF0092:COM | SC | 0V | WHT | 14 | 9.B3 | XT0090:2 | TURBINE PANEL | 9.B1 | USED
AF0092:J | SC | * |  |  | 9.B3 | AF0093:P | TURBINE PANEL | 9.B3 | USED
AF0092:V+ | SC | FU0091 | WHT | 14 | 9.B3 | FU0091:LD | TURBINE PANEL | 9.B1 | USED
AF0093:04 | SC | 009304 | WHT | 20 | 102.A7 | XT0171:2 | TURBINE PANEL | 102.A6 | USED
KA0176:14 | SC | 009336 | WHT | 20 | 102.A7 | AF0093:36 | TURBINE PANEL | 102.A6 | USED
AF0093:COM | SC | 0V | GRN | 14 | 9.B3 | XT0090:2 | TURBINE PANEL | 9.B1 | USED
AF0093:J | SC | * |  |  | 9.B3 | AF0094:P | TURBINE PANEL | 9.B4 | USED
AF0093:V+ | SC | FU0092 | WHT | 14 | 9.B3 | FU0092:LD | TURBINE PANEL | 9.B1 | USED
AF0094:J | SC | * |  |  | 9.B4 | AF0095:P | TURBINE PANEL | 9.B5 | USED
AF0095:COM | SC | 0V | WHT | 14 | 9.B5 | XT0090:4 | TURBINE PANEL | 9.C1 | USED
AF0095:J | SC | * |  |  | 9.B5 | AF0096:P | TURBINE PANEL | 9.A5 | USED
AF0095:SH | SC | AF0095G | GRN | 14 | 9.B5 | IEG0230:5 | TURBINE PANEL | 9.B6 | USED
AF0095:SH | SC | AU0090G | GRN | 14 | 9.B5 | AU0090:GND | TURBINE PANEL | 9.A2 | USED
AF0095:V+ | SC | FU0094 | WHT | 14 | 9.B5 | FU0094:LD | TURBINE PANEL | 9.C1 | USED
KT0146:B1 | SC | KT0146B1 | WHT | 20 | 15.B2 | AF0096:00 | TURBINE PANEL | 15.B2 | USED
KT0146:15 | SC | KT014615 | WHT | 20 | 16.C7 | AF0096:01 | TURBINE PANEL | 16.C6 | USED
KA0182:A1 | SC | 007614 | WHT | 20 | 104.D7 | AF0096:02 | TURBINE PANEL | 104.D5 | USED
KT0146:A2 | SC | KT0146A2 | WHT | 20 | 15.B2 | AF0096:16 | TURBINE PANEL | 15.B2 | USED
KA0231:A2 | SC | KA0231A2 | WHT | 20 | 16.C7 | AF0096:17 | TURBINE PANEL | 16.C6 | USED
KA0182:A2 | SC | 007630 | WHT | 20 | 104.D7 | AF0096:18 | TURBINE PANEL | 104.D5 | USED
AF0096:COM | SC | 0V | WHT | 14 | 9.A5 | XT0090:3 | TURBINE PANEL | 9.B1 | USED
AF0096:V+ | SC | FU0093 | WHT | 14 | 9.A5 | FU0093:LD | TURBINE PANEL | 9.B1 | USED
AR0600:IE1 | SC | UV0600G | GRN | 14 | 8.A1 | UV0600:GND | TURBINE PANEL | 8.B2 | USED
AR0600:IE2 | SC | IEG07021 | GRN | 12 | 8.A1 | IEG0230:1 | TURBINE PANEL | 8.B4 | USED
AU0080:COM | SC | 0V | WHT | 14 | 9.C2 | XT0080:1 | TURBINE PANEL | 9.D1 | USED
AU0080:V+ | SC | FU0080 | WHT | 14 | 9.C2 | FU0080:LD | TURBINE PANEL | 9.D1 | USED
AU0090:COM | SC | 0V | WHT | 14 | 9.A2 | XT0090:1 | TURBINE PANEL | 9.B1 | USED
AU0090:V+ | SC | FU0090 | WHT | 14 | 9.A2 | FU0090:LD | TURBINE PANEL | 9.B1 | USED
FU0080:LI | SC | FU0137 | WHT | 14 | 9.D1 | XT0139:1 | TURBINE PANEL | 14.A4 | USED
FU0080:LI | SC | FU0137 | WHT | 14 | 9.D1 | FU0081:LI | TURBINE PANEL | 9.D1 | USED
FU0081:LI | SC | FU0137 | WHT | 14 | 9.D1 | FU0082:LI | TURBINE PANEL | 9.D1 | USED
FU0090:LI | SC | FU0137 | WHT | 14 | 9.B1 | XT0139:2 | TURBINE PANEL | 14.A4 | USED
FU0090:LI | SC | FU0137 | WHT | 14 | 9.B1 | FU0091:LI | TURBINE PANEL | 9.B1 | USED
FU0091:LI | SC | FU0137 | WHT | 14 | 9.B1 | FU0092:LI | TURBINE PANEL | 9.B1 | USED
FU0092:LI | SC | FU0137 | WHT | 14 | 9.B1 | FU0093:LI | TURBINE PANEL | 9.B1 | USED
FU0093:LI | SC | FU0137 | WHT | 14 | 9.B1 | FU0094:LI | TURBINE PANEL | 9.C1 | USED
FU0136:LD | SC | FU0136 | WHT | 10 | 14.A3 | XT0138:1 | TURBINE PANEL | 14.A3 | USED
FU0137:LD | SC | FU0137 | WHT | 12 | 14.A4 | XT0139:1 | TURBINE PANEL | 14.A4 | USED
FU0137:LI | SC | FU0136 | WHT | 14 | 14.A4 | XT0138:1 | TURBINE PANEL | 14.A3 | USED
FU0139:LD | SC | FU0139 | WHT | 14 | 14.A5 | XT0136:1 | TURBINE PANEL | 15.A2 | USED
FU0139:LI | SC | FU0137 | WHT | 14 | 14.A5 | XT0139:1 | TURBINE PANEL | 14.A4 | USED
FU0210:LD | SC | FU0210 | WHT | 14 | 14.C4 | XT0233:1 | TURBINE PANEL | 14.C4 | USED
FU0210:LI | SC | FU0136 | WHT | 14 | 14.C4 | XT0138:4 | TURBINE PANEL | 14.B3 | USED
KA1020:14 | SC | FU0211 | WHT | 14 | 20.B5 | FU0211:LD | TURBINE PANEL | 35.A5 | USED
KA0248:21 | SC | FU0212 | WHT | 16 | 14.C5 | FU0212:LD | TURBINE PANEL | 17.C6 | USED
FU0212:LD | SC | FU0212 | WHT | 16 | 14.C5 | XT0233:4 | TURBINE PANEL | 17.D5 | USED
FU0212:LI | SC | FU0210 | WHT | 14 | 14.C5 | XT0233:1 | TURBINE PANEL | 14.C4 | USED
FU0700:LD | SC | FU0700 | WHT | 14 | 14.B5 | UV0600:(+) | TURBINE PANEL | 8.B2 | USED
FU0700:LI | SC | FU0137 | WHT | 14 | 14.B5 | XT0139:3 | TURBINE PANEL | 14.B4 | USED
GR0131: | SC | GR0131 | GRN/YEL | 14 | 4.A3 | FRAME | TURBINE PANEL | 4.A3 | USED
GR0134: | SC | IEG02309 | GRN | 14 | 4.A3 | IEG0230:9 | TURBINE PANEL | 4.A3 | USED
GR0231: | SC | IEG02306 | GRN | 14 | 4.A4 | IEG0230:6 | TURBINE PANEL | 4.A4 | USED
GR0233: | SC | IEG023010 | GRN | 14 | 4.A4 | IEG0230:10 | TURBINE PANEL | 4.A4 | USED
KA0130:A1 | SC | 008135 | WHT | 20 | 17.C5 | KA0130:11 | TURBINE PANEL | 17.D6 | USED
KA0131:11 | SC | KA0135A1 | WHT | 20 | 15.D4 | KA0135:A1 | TURBINE PANEL | 15.D6 | USED
KA0131:12 | SC | KA013112 | WHT | 20 | 15.D4 | KA0137:24 | TURBINE PANEL | 15.D3 | USED
KA0131:A1 | SC | KA0234A1 | WHT | 20 | 15.B6 | KA0132:A1 | TURBINE PANEL | 15.B6 | USED
KA0131:A1 | SC | KA0234A1 | WHT | 20 | 15.B6 | XT0136:10 | TURBINE PANEL | 15.B5 | USED
KT0145:A2 | SC | 0V | WHT | 20 | 15.B6 | KA0131:A2 | TURBINE PANEL | 15.B6 | USED
KA0131:A2 | SC | 0V | WHT | 20 | 15.B6 | KA0132:A2 | TURBINE PANEL | 15.B6 | USED
KA0132:11 | SC | FU0139 | WHT | 20 | 15.A3 | KA0133:11 | TURBINE PANEL | 15.A3 | USED
KT0145:15 | SC | FU0139 | WHT | 20 | 15.A3 | KA0132:11 | TURBINE PANEL | 15.D2 | USED
KT0142:A1 | SC | KT0141A1 | WHT | 20 | 15.A3 | KA0132:12 | TURBINE PANEL | 15.A6 | USED
KA0132:12 | SC | KT0141A1 | WHT | 20 | 15.A3 | KA0133:12 | TURBINE PANEL | 15.A3 | USED
KA0132:21 | SC | KA0138A1 | WHT | 20 | 15.D4 | KA0138:A1 | TURBINE PANEL | 15.D6 | USED
KA0132:22 | SC | KA013222 | WHT | 20 | 15.D4 | KA0137:14 | TURBINE PANEL | 15.D3 | USED
KT0141:18 | SC | KA013222 | WHT | 20 | 15.D4 | KA0132:22 | TURBINE PANEL | 15.D2 | USED
KA0132:24 | SC | KA013224 | WHT | 20 | 15.D4 | KA0134:14 | TURBINE PANEL | 15.D3 | USED
KA0132:A1 | SC | KA0234A1 | WHT | 20 | 15.B6 | KA0141:A1 | TURBINE PANEL | 15.C6 | USED
KA0132:A2 | SC | 0V | WHT | 20 | 15.B6 | KA0141:A2 | TURBINE PANEL | 15.C6 | USED
KA0133:11 | SC | FU0139 | WHT | 20 | 15.A3 | KA0134:11 | TURBINE PANEL | 15.D3 | USED
KA0133:A2 | SC | 0V | WHT | 20 | 15.C6 | KA0141:A2 | TURBINE PANEL | 15.C6 | USED
KA0133:A2 | SC | 0V | WHT | 20 | 15.C6 | KA0134:A2 | TURBINE PANEL | 15.C6 | USED
KA0134:11 | SC | FU0139 | WHT | 20 | 15.D3 | KA0136:11 | TURBINE PANEL | 15.B4 | USED
KA0134:A1 | SC | KA0134A1 | WHT | 20 | 15.C6 | AF0091:12 | TURBINE PANEL | 80.C7 | USED
KA0134:A2 | SC | 0V | WHT | 20 | 15.C6 | KA0144:A2 | TURBINE PANEL | 15.C6 | USED
KA0135:A1 | SC | KA0135A1 | WHT | 20 | 15.D6 | KA0144:A1 | TURBINE PANEL | 15.C6 | USED
KA0135:A2 | SC | 0V | WHT | 20 | 15.D6 | KA0144:A2 | TURBINE PANEL | 15.C6 | USED
KA0135:A2 | SC | 0V | WHT | 20 | 15.D6 | KA0136:A2 | TURBINE PANEL | 15.D6 | USED
KA0136:11 | SC | FU0139 | WHT | 20 | 15.B4 | KA0137:21 | TURBINE PANEL | 15.D3 | USED
KA0136:14 | SC | KA013821 | WHT | 20 | 15.B4 | KA0138:21 | TURBINE PANEL | 15.B5 | USED
KA0136:A1 | SC | PS32002 | WHT | 20 | 15.D6 | XT0136:5 | TURBINE PANEL | 77.D5 | USED
KA0136:A2 | SC | 0V | WHT | 20 | 15.D6 | KA0137:A2 | TURBINE PANEL | 15.D6 | USED
KA0137:11 | SC | FU0139 | WHT | 20 | 15.D3 | KA0137:21 | TURBINE PANEL | 15.D3 | USED
KA0137:24 | SC | KA013112 | WHT | 20 | 15.D3 | AF0087:09 | TURBINE PANEL | 15.C4 | USED
KT0142:18 | SC | KA0137A1 | WHT | 20 | 15.D6 | KA0137:A1 | TURBINE PANEL | 15.D2 | USED
KA0137:A2 | SC | 0V | WHT | 20 | 15.D6 | KA0138:A2 | TURBINE PANEL | 15.D6 | USED
KA0138:11 | SC | KM3170EP | WHT | 20 | 80.C5 | XT0136:13 | TURBINE PANEL | 80.C5 | USED
KA0138:14 | SC | FU0139 | WHT | 20 | 80.C5 | XT0136:11 | TURBINE PANEL | 80.C6 | USED
KT0144:B1 | SC | KT0144B1 | WHT | 20 | 15.B5 | KA0138:24 | TURBINE PANEL | 15.B6 | USED
KT0146:A1 | SC | KT0146A1 | WHT | 20 | 15.B2 | KA0141:21 | TURBINE PANEL | 15.B2 | USED
KA0141:21 | SC | KT0146A1 | WHT | 20 | 15.B2 | KA0241:21 | TURBINE PANEL | 15.B2 | USED
KA0141:24 | SC | FU0139 | WHT | 20 | 15.B2 | KA0241:24 | TURBINE PANEL | 15.B2 | USED
KA0141:24 | SC | FU0139 | WHT | 20 | 15.B2 | XT0136:2 | TURBINE PANEL | 15.A2 | USED
KA0144:22 | SC | KA014422 | WHT | 20 | 102.B6 | KA0249:12 | TURBINE PANEL | 102.B6 | USED
KA0144:22 | SC | KA014422 | WHT | 20 | 102.B6 | KA0176:A1 | TURBINE PANEL | 102.B5 | USED
KA0176:11 | SC | KA017611 | WHT | 20 | 102.A6 | XT0171:1 | TURBINE PANEL | 102.A5 | USED
KA0176:A2 | SC | 0V | WHT | 20 | 102.B5 | XT0135:3 | TURBINE PANEL | 14.B4 | USED
KA0178:11 | SC | HA04722 | WHT | 20 | 27.D5 | XT0147:1 | TURBINE PANEL | 27.D5 | USED
KA0178:14 | SC | KA017814 | WHT | 20 | 27.D5 | KA0232:11 | TURBINE PANEL | 27.D6 | USED
KA0178:A1 | SC | KA0178A1 | WHT | 20 | 27.D1 | XT0147:3 | TURBINE PANEL | 27.D3 | USED
KA0178:A2 | SC | KA0178A2 | WHT | 20 | 27.D1 | XT0147:4 | TURBINE PANEL | 27.D3 | USED
KA0231:11 | SC | KA0234A1 | WHT | 20 | 16.C6 | KA0231:A1 | TURBINE PANEL | 16.C6 | USED
KA0231:11 | SC | KA0234A1 | WHT | 20 | 16.C6 | KA0242:11 | TURBINE PANEL | 16.C6 | USED
KA0231:14 | SC | KA024214 | WHT | 20 | 16.C6 | KA0242:14 | TURBINE PANEL | 16.C6 | USED
KT0146:18 | SC | KA024214 | WHT | 20 | 16.C6 | KA0231:14 | TURBINE PANEL | 16.C6 | USED
KA0231:21 | SC | KA023121 | WHT | 20 | 16.A4 | KA0245:14 | TURBINE PANEL | 16.A4 | USED
KA0231:A1 | SC | KA0234A1 | WHT | 20 | 16.C6 | KA0232:A1 | TURBINE PANEL | 16.D6 | USED
KA0231:A2 | SC | KA0231A2 | WHT | 20 | 16.C6 | KA0232:A2 | TURBINE PANEL | 16.D6 | USED
KA0232:12 | SC | FU0170 | WHT | 20 | 27.D6 | KA0875:14 | TURBINE PANEL | 27.D6 | USED
KA0232:21 | SC | FU0137 | WHT | 20 | 102.B6 | XT0139:3 | TURBINE PANEL | 14.B4 | USED
KA0232:22 | SC | KA023222 | WHT | 20 | 102.B6 | KA0144:21 | TURBINE PANEL | 102.B6 | USED
KA0232:22 | SC | KA023222 | WHT | 20 | 102.B6 | KA0249:11 | TURBINE PANEL | 102.B6 | USED
KA0232:A1 | SC | KA0234A1 | WHT | 20 | 16.D6 | KA0233:A1 | TURBINE PANEL | 16.D6 | USED
KA0232:A2 | SC | KA0231A2 | WHT | 20 | 16.D6 | KA0233:A2 | TURBINE PANEL | 16.D6 | USED
KA0233:A1 | SC | KA0234A1 | WHT | 20 | 16.D6 | KA0234:A1 | TURBINE PANEL | 16.D6 | USED
KA0233:A2 | SC | KA0231A2 | WHT | 20 | 16.D6 | KA0234:A2 | TURBINE PANEL | 16.D6 | USED
KA0235:11 | SC | UA1200J21 | WHT | 20 | 16.A5 | KA0241:11 | TURBINE PANEL | 16.A5 | USED
KA0235:14 | SC | KA024114 | WHT | 20 | 16.A5 | KA0241:14 | TURBINE PANEL | 16.A5 | USED
KA0235:A1 | SC | ESTOP | WHT | 20 | 16.A2 | KA0236:A1 | TURBINE PANEL | 16.B2 | USED
KA0235:A1 | SC | ESTOP | WHT | 20 | 16.A2 | XT0240:4 | TURBINE PANEL | 16.A3 | USED
KA0236:11 | SC | FU0139 | WHT | 20 | 16.D4 | KA0244:11 | TURBINE PANEL | 16.D4 | USED
KA0236:11 | SC | FU0139 | WHT | 20 | 16.D4 | XT0240:12 | TURBINE PANEL | 16.C4 | USED
KA0236:12 | SC | KA023612 | WHT | 20 | 16.D4 | XT0240:13 | TURBINE PANEL | 16.D4 | USED
KA0236:A1 | SC | ESTOP | WHT | 20 | 16.B2 | KA0237:A1 | TURBINE PANEL | 16.B2 | USED
KA0236:A2 | SC | 0V | WHT | 20 | 16.B2 | KA0235:A2 | TURBINE PANEL | 16.A2 | USED
KA0236:A2 | SC | 0V | WHT | 20 | 16.B2 | KA0237:A2 | TURBINE PANEL | 16.B2 | USED
KA0237:A1 | SC | ESTOP | WHT | 20 | 16.B2 | KA0238:A1 | TURBINE PANEL | 16.B2 | USED
KA0237:A2 | SC | 0V | WHT | 20 | 16.B2 | KA0238:A2 | TURBINE PANEL | 16.B2 | USED
KA0238:A1 | SC | ESTOP | WHT | 20 | 16.B2 | KA0239:A1 | TURBINE PANEL | 16.B2 | USED
KA0238:A2 | SC | 0V | WHT | 20 | 16.B2 | KA0239:A2 | TURBINE PANEL | 16.B2 | USED
KA0239:A1 | SC | ESTOP | WHT | 20 | 16.B2 | KA0240:A1 | TURBINE PANEL | 16.B2 | USED
KA0239:A2 | SC | 0V | WHT | 20 | 16.B2 | KA0240:A2 | TURBINE PANEL | 16.B2 | USED
KA0240:21 | SC | PS32004 | WHT | 20 | 77.D6 | XT0136:6 | TURBINE PANEL | 77.D5 | USED
KA0240:24 | SC | UF1300 | WHT | 20 | 77.D6 | XT0136:7 | TURBINE PANEL | 77.D6 | USED
KA0240:A1 | SC | ESTOP | WHT | 20 | 16.B2 | KA0248:A1 | TURBINE PANEL | 16.C2 | USED
KA0240:A2 | SC | 0V | WHT | 20 | 16.B2 | KA0248:A2 | TURBINE PANEL | 16.C2 | USED
KA0241:11 | SC | UA1200J21 | WHT | 20 | 16.A5 | AF0081:00 | TURBINE PANEL | 16.A7 | USED
KA0241:14 | SC | KA024114 | WHT | 20 | 16.A5 | KA0231:24 | TURBINE PANEL | 16.A4 | USED
KA0241:A1 | SC | KA0241A1 | WHT | 20 | 16.C2 | KA0242:A1 | TURBINE PANEL | 16.C2 | USED
KA0241:A1 | SC | KA0241A1 | WHT | 20 | 16.C2 | XT0240:6 | TURBINE PANEL | 16.C3 | USED
KA0241:A2 | SC | 0V | WHT | 20 | 16.C2 | KA0242:A2 | TURBINE PANEL | 16.C2 | USED
KA0241:A2 | SC | 0V | WHT | 20 | 16.C2 | KA0250:A2 | TURBINE PANEL | 16.C2 | USED
KA0242:11 | SC | KA0234A1 | WHT | 20 | 16.C6 | XT0136:10 | TURBINE PANEL | 15.B5 | USED
KA0242:21 | SC | 024221 | WHT | 20 | 17.C6 | XT0237:1 T2 | TURBINE PANEL | 17.C5 | USED
KA0242:24 | SC | KA024822 | WHT | 20 | 17.C6 | KA0248:22 | TURBINE PANEL | 17.C6 | USED
KA0242:A2 | SC | 0V | WHT | 20 | 16.C2 | KA0243:A2 | TURBINE PANEL | 16.C2 | USED
KA0243:21 | SC | ESTOPC | WHT | 20 | 16.A3 | XT0240:1 | TURBINE PANEL | 16.A3 | USED
KA0243:24 | SC | KA024511 | WHT | 20 | 16.A3 | KA0245:11 | TURBINE PANEL | 16.A4 | USED
KA0243:A1 | SC | KA0243A1 | WHT | 20 | 16.C2 | KA0244:A1 | TURBINE PANEL | 16.D2 | USED
KA0243:A1 | SC | KA0243A1 | WHT | 20 | 16.C2 | XT0240:7 | TURBINE PANEL | 16.C3 | USED
KA0243:A2 | SC | 0V | WHT | 20 | 16.C2 | KA0244:A2 | TURBINE PANEL | 16.D2 | USED
KT0145:A1 | SC | KA024412 | WHT | 20 | 16.D4 | KA0244:12 | TURBINE PANEL | 15.B6 | USED
KA0244:A1 | SC | KA0243A1 | WHT | 20 | 16.D2 | KA0246:A1 | TURBINE PANEL | 16.D2 | USED
KA0244:A2 | SC | 0V | WHT | 20 | 16.D2 | KA0246:A2 | TURBINE PANEL | 16.D2 | USED
KA0245:A1 | SC | KA0245A1 | WHT | 20 | 16.D2 | KA0249:A1 | TURBINE PANEL | 16.D2 | USED
KA0245:A1 | SC | KA0245A1 | WHT | 20 | 16.D2 | XT0240:8 | TURBINE PANEL | 16.D3 | USED
KA0245:A2 | SC | 0V | WHT | 20 | 16.D2 | KA0249:A2 | TURBINE PANEL | 16.D2 | USED
KA0245:A2 | SC | 0V | WHT | 20 | 16.D2 | KA0247:A2 | TURBINE PANEL | 16.D2 | USED
KA0246:11 | SC | KA017611 | WHT | 20 | 102.A5 | XT0171:1 | TURBINE PANEL | 102.A5 | USED
KA0246:A1 | SC | KA0243A1 | WHT | 20 | 16.D2 | KA0247:A1 | TURBINE PANEL | 16.D2 | USED
KA0246:A2 | SC | 0V | WHT | 20 | 16.D2 | KA0247:A2 | TURBINE PANEL | 16.D2 | USED
KA0248:A1 | SC | ESTOP | WHT | 20 | 16.C2 | KA0250:A1 | TURBINE PANEL | 16.C2 | USED
KA0248:A2 | SC | 0V | WHT | 20 | 16.C2 | KA0250:A2 | TURBINE PANEL | 16.C2 | USED
KA0249:A2 | SC | 0V | WHT | 20 | 16.D2 | XT0240:10 | TURBINE PANEL | 16.D3 | USED
KA0875:11 | SC | HA04722 | WHT | 20 | 27.D6 | XT0147:1 | TURBINE PANEL | 27.D5 | USED
KA7512:11 | SC | ESTOPC | WHT | 20 | 31.D6 | XT0240:1 | TURBINE PANEL | 16.A3 | USED
KA7512:14 | SC | ESTOPB | WHT | 20 | 31.D6 | XT0240:2 | TURBINE PANEL | 16.A3 | USED
KA7512:A1 | SC | SB75122 | WHT | 20 | 31.D6 | XT7512:2 | TURBINE PANEL | 31.D5 | USED
KT0140:15 | SC | FU0139 | WHT | 20 | 15.D1 | KT0142:15 | TURBINE PANEL | 15.D2 | USED
KT0140:15 | SC | FU0139 | WHT | 20 | 15.A2 | XT0136:2 | TURBINE PANEL | 15.A2 | USED
KT0140:16 | SC | KT014115 | WHT | 20 | 15.D1 | KT0141:15 | TURBINE PANEL | 15.D2 | USED
KT0140:18 | SC | KT0143A1 | WHT | 20 | 15.A2 | KT0143:A1 | TURBINE PANEL | 15.A6 | USED
KT0140:A1 | SC | KT0140A1 | WHT | 20 | 15.A6 | KT0143:16 | TURBINE PANEL | 15.A5 | USED
KT0140:A2 | SC | 0V | WHT | 20 | 15.A6 | XT0136:3 | TURBINE PANEL | 15.A2 | USED
KT0140:A2 | SC | 0V | WHT | 20 | 15.A6 | KT0141:A2 | TURBINE PANEL | 15.A6 | USED
KT0141:18 | SC | KA013222 | WHT | 20 | 15.D2 | KT0144:18 | TURBINE PANEL | 15.D2 | USED
KT0141:A1 | SC | KT0141A1 | WHT | 20 | 15.A6 | KT0143:15 | TURBINE PANEL | 15.A5 | USED
KT0141:A1 | SC | KT0141A1 | WHT | 20 | 15.A6 | KT0142:A1 | TURBINE PANEL | 15.A6 | USED
KT0141:A2 | SC | 0V | WHT | 20 | 15.A6 | KT0142:A2 | TURBINE PANEL | 15.A6 | USED
KT0142:15 | SC | FU0139 | WHT | 20 | 15.D2 | KT0144:A1 | TURBINE PANEL | 15.B6 | USED
KT0142:18 | SC | KA0137A1 | WHT | 20 | 15.D2 | KT0145:18 | TURBINE PANEL | 15.D2 | USED
KT0142:A2 | SC | 0V | WHT | 20 | 15.A6 | KT0143:A2 | TURBINE PANEL | 15.A6 | USED
KT0143:A2 | SC | 0V | WHT | 20 | 15.A6 | KT0144:A2 | TURBINE PANEL | 15.B6 | USED
KT0144:15 | SC | FU0139 | WHT | 20 | 15.D2 | KT0145:15 | TURBINE PANEL | 15.D2 | USED
KT0144:15 | SC | FU0139 | WHT | 20 | 15.D2 | KT0144:A1 | TURBINE PANEL | 15.B6 | USED
KT0144:A2 | SC | 0V | WHT | 20 | 15.B6 | KT0145:A2 | TURBINE PANEL | 15.B6 | USED
UV0600:(-) | SC | 0V | WHT | 16 | 8.B2 | XT0235:2 | TURBINE PANEL | 14.D4 | USED
VD6211:--1N4007 | SC | KA017611 | LEAD | --- | 102.A5 | XT0171:1 | TURBINE PANEL | 102.A5 | USED
VD6211:+-1N4007 | SC | 009304 | LEAD | --- | 102.A5 | XT0171:2 | TURBINE PANEL | 102.A6 | USED
XT0090:1 | SC | 0V | WHT | 14 | 9.B1 | XT0135:2 | TURBINE PANEL | 14.B4 | USED
XT0090:3 | SC | 0V |  |  | 9.B1 | XT0090:4 | TURBINE PANEL | 9.C1 | USED
XT0134:1 | SC | 0V | WHT | 12 | 14.B3 | XT0135:1 | TURBINE PANEL | 14.B4 | USED
XT0134:4 | SC | 0V | WHT | 12 | 14.B3 | XT0235:1 | TURBINE PANEL | 14.D4 | USED
XT0135:1 | SC | 0V | WHT | 14 | 14.B4 | XT0136:3 | TURBINE PANEL | 15.A2 | USED
XT0135:2 | SC | 0V | WHT | 14 | 14.B4 | XT0080:1 | TURBINE PANEL | 9.D1 | USED
XT0136:1 | SC | FU0139 | WHT | 20 | 15.A2 | XT0136:11 | TURBINE PANEL | 80.C6 | USED
XT0136:1 | SC | FU0139 | WHT | 20 | 15.A2 | XT0240:12 | TURBINE PANEL | 16.C4 | USED
XT0136:3 | SC | 0V | WHT | 20 | 15.A2 | XT0136:12 | TURBINE PANEL | 80.C6 | USED
XT0136:3 | SC | 0V | WHT | 20 | 15.A2 | XT0240:10 | TURBINE PANEL | 16.D3 | USED
XT0136:4 | SC | FU0139 | WHT | 20 | 77.D5 | XT0136:1 | TURBINE PANEL | 15.A2 | USED
XT0235:2 | SC | 0V | WHT | 16 | 14.D4 | XT0235:4 | TURBINE PANEL | 17.D5 | USED
XT0240:11 | SC | FU0139 | WHT | 20 | 16.C4 | XT0236:1 | TURBINE PANEL | 28.B5 | USED
XT0240:13 | SC | KA023612 | WHT | 20 | 16.D4 | XT0237:2 B2 | TURBINE PANEL | 28.C5 | USED
XT0240:3 | SC | ESTOPA | WHT | 20 | 16.A3 | XT0137:1 | TURBINE PANEL | 29.B5 | USED
XT0240:4 | SC | ESTOP | WHT | 20 | 16.A3 | XT0137:2 | TURBINE PANEL | 29.B5 | USED
XT0240:5 | SC | ESTOP | WHT | 20 | 16.B3 | XT0240:4 | TURBINE PANEL | 16.A3 | USED
XT0240:6 | SC | KA0241A1 | WHT | 20 | 16.C3 | XT0236:2 | TURBINE PANEL | 28.B5 | USED
XT0240:9 | SC | 0V | WHT | 20 | 16.D3 | XT0236:3 | TURBINE PANEL | 28.C5 | USED
AP0602:L2 | WC0001 | AP0602L2 | ENET | CABLE | 2.A2 | AP0603:L1 | TURBINE PANEL | 2.A3 | USED
AP0603:L2 | WC0002 | AP0603L2 | ENET | CABLE | 2.A3 | AU0090:L1 | TURBINE PANEL | 2.A4 | USED
AU0080:L1 | WC0009 | AU0090L2 | ENET | CABLE | 2.A4 | AU0090:L2 | TURBINE PANEL | 2.A4 | USED
AF0086:J | WC0082 | * | CABLE | CABLE | 9.D5 | AF0087:P | TURBINE PANEL | 9.C6 | USED
KA0875:14 | SC | FU0170 | WHT | 20 | 27.D6 | XT0170:1 | FIRE BOX | 12.A2 | USED
XT0134:2 | SC | 0V | WHT | 14 | 14.B3 | XT0170:3 | FIRE BOX | 12.A2 | USED
XT0147:2 | SC | 0V | WHT | 14 | 27.D5 | XT0170:4 | FIRE BOX | 12.A2 | USED
XT0147:3 | WC5096 | KA0178A1 | 1 | 16 | 27.D3 | XT0170:16 | FIRE BOX | 27.D5 | USED
XT0147:4 | WC5096 | KA0178A2 | 2 | 16 | 27.D3 | XT0170:18 | FIRE BOX | 27.D6 | USED
XT0240:12 | WC8013 | FU0139 | 1 | 16 | 16.C4 | XT0170:13 | FIRE BOX | 12.B3 | USED
XT0240:7 | WC8013 | KA0243A1 | 2 | 16 | 16.C3 | XT0170:14 | FIRE BOX | 12.B3 | USED
XT0240:8 | WC8013 | KA0245A1 | 3 | 16 | 16.D3 | XT0170:15 | FIRE BOX | 12.C3 | USED
AP0602:L1 | SC | AT0170L2 |  |  | 2.A2 | AT0170:L2 | FIRE PANEL | 2.C1 | USED
XT0138:2 | SC | FU0136 | WHT | 12 | 14.A3 | FU0170:LI | FIRE PANEL | 12.A2 | USED
AF0093:00 | SC | 005312 | WHT | 20 | 30.B7 | PC0471:+PWR | GEN DOOR | 30.B5 | USED
AF0093:01 | SC | 005314 | WHT | 20 | 30.C7 | PC0471:INP_B | GEN DOOR | 30.B5 | USED
AF0093:16 | SC | 005328 | WHT | 20 | 30.B7 | PC0471:INP_A | GEN DOOR | 30.B5 | USED
AF0093:17 | SC | 005330 | WHT | 20 | 30.C7 | PC0471:-PWR | GEN DOOR | 30.B5 | USED
XT0233:3 | SC | FU0210 | WHT | 14 | 14.C4 | FU0050:LI | GEN DOOR | 11.B1 | USED
XT0235:3 | SC | 0V | WHT | 14 | 14.D4 | XT0050:1 | GEN DOOR | 11.B1 | USED
IEG0230:14 | SC | IEG023014 | GRN | 14 | 11.B7 | AF0056:SH | GEN PANEL | 11.B6 | USED
AF0093:20 | WC3015 | KA6211A2 | BLK-PR1 | 16 | 102.A7 | KA6211:A2 | GEN PANEL | 102.A6 | USED
KA0246:14 | WC3015 | KA6211A1 | WHT-PR1 | 16 | 102.A5 | KA6211:A1 | GEN PANEL | 102.A6 | USED
FU0136:LI | WC8011 | FU0330 | 1 | 12 | 14.A3 | XT0332:2 | GEN PANEL | 19.C2 | USED
XT0134:1 | WC8011 | 0V | 2 | 12 | 14.B3 | XT0334:2 | GEN PANEL | 19.C2 | USED
XT0136:10 | WC8012 | KA0231A1 | WHT | 12 | 15.B5 | XT0334:3 | GEN PANEL | 19.C2 | USED
XT0240:5 | WC8012 | ESTOP | BLK | 12 | 16.B3 | XT0336:1 | GEN PANEL | 19.C4 | USED
FU0211:LI | SC | FU0100 | WHT | 14 | 20.B5 | XT1101:3 | JB100 DRIVER BOX | 20.B4 | USED
IEG0230:3 | SC | AF0076G | GRN | 14 | 10.B5 | AF0077:SH | JB100 DRIVER BOX | 10.B6 | USED
IEG0230:4 | SC | AF0066G | WHT | 14 | 10.D6 | AF0066:SH | JB100 DRIVER BOX | 10.D5 | USED
KA0235:11 | SC | UA1200J21 | WHT | 20 | 16.A5 | XT0060:3 | JB100 DRIVER BOX | 17.D5 | USED
KA1020:24 | SC | 0V | WHT | 14 | 35.A5 | XT1102:1 | JB100 DRIVER BOX | 20.B4 | USED
KA1020:A1 | SC | 007608 | WHT | 20 | 30.A5 | AF0076:08 | JB100 DRIVER BOX | 30.A7 | USED
KA1020:A2 | SC | 007624 | WHT | 20 | 30.A5 | AF0076:24 | JB100 DRIVER BOX | 30.A7 | USED
KA0134:A1 | WC0360 | KA0134A1 | 1 | 12 | 15.C6 | AF0067:02 | JB100 DRIVER BOX | 80.D7 | USED
XT0237:1 B2 | WC1200 | 007612 | 2 | 12 | 17.C5 | AF0076:12 | JB100 DRIVER BOX | 17.C7 | USED
KA0234:A1 | WC8030 | KA0234A1 | 4 | 12 | 16.D6 | XT1110:2 | JB100 DRIVER BOX | 20.C3 | USED
XT0134:3 | WC8030 | 0V | 2 | 12 | 14.B3 | XT1100:2 | JB100 DRIVER BOX | 20.B3 | USED
XT0138:3 | WC8030 | FU0136 | 1 | 12 | 14.A3 | XT1100:1 | JB100 DRIVER BOX | 20.A3 | USED
XT0240:5 | WC8030 | ESTOP | 3 | 12 | 16.B3 | XT1110:1 | JB100 DRIVER BOX | 20.C3 | USED
AF0081:04 | SC | SB0472B212 | WHT | 20 | 29.B7 | SB0472:B2-12 | TURBINE DOOR | 29.B1 | USED
AF0081:19 | SC | UA1200J27 | WHT | 20 | 17.C7 | UA1200:J2-7 | TURBINE DOOR | 17.B3 | USED
AF0081:36 | SC | SB0472B211 | WHT | 20 | 29.B7 | SB0472:B2-11 | TURBINE DOOR | 29.B1 | USED
AF0087:00 | SC | SH047114 | WHT | 20 | 28.A7 | SH0471:14 | TURBINE DOOR | 28.A1 | USED
AF0087:01 | SC | SH047012 | WHT | 20 | 28.B7 | SH0470:12 | TURBINE DOOR | 28.B1 | USED
AF0087:02 | SC | SB047112 | WHT | 20 | 28.D7 | SB0471:12 | TURBINE DOOR | 28.D1 | USED
AF0087:03 | SC | SB047314 | WHT | 20 | 28.D7 | SB0473:14 | TURBINE DOOR | 28.D1 | USED
AF0087:04 | SC | SB047414 | WHT | 20 | 29.A7 | SB0474:14 | TURBINE DOOR | 29.A1 | USED
AF0087:05 | SC | SA0473W-B1 | WHT | 20 | 29.D7 | SA0473:W-B1 | TURBINE DOOR | 29.D1 | USED
AF0087:06 | SC | SA0473B-B1 | WHT | 20 | 29.D7 | SA0473:B-B1 | TURBINE DOOR | 29.D1 | USED
AF0087:07 | SC | SA0471B214 | WHT | 20 | 29.A7 | SA0471:B2-14 | TURBINE DOOR | 29.A1 | USED
AF0087:08 | SC | SA0471B114 | WHT | 20 | 29.B7 | SA0471:B1-14 | TURBINE DOOR | 29.B1 | USED
AF0087:32 | SC | SH047113 | WHT | 20 | 28.A7 | SH0471:13 | TURBINE DOOR | 28.A1 | USED
AF0087:33 | SC | SH047011 | WHT | 20 | 28.B7 | SH0470:11 | TURBINE DOOR | 28.B1 | USED
AF0087:34 | SC | SB047111 | WHT | 20 | 28.D7 | SB0471:11 | TURBINE DOOR | 28.D1 | USED
AF0087:35 | SC | SB047313 | WHT | 20 | 28.D7 | SB0473:13 | TURBINE DOOR | 28.D1 | USED
AF0087:36 | SC | SB047413 | WHT | 20 | 29.A7 | SB0474:13 | TURBINE DOOR | 29.A1 | USED
AF0087:37 | SC | SA0473W-B2 | WHT | 20 | 29.D7 | SA0473:W-B2 | TURBINE DOOR | 29.D1 | USED
AF0087:38 | SC | SA0473B-B2 | WHT | 20 | 29.D7 | SA0473:B-B2 | TURBINE DOOR | 29.D1 | USED
AF0087:39 | SC | SA0471B213 | WHT | 20 | 29.A7 | SA0471:B2-13 | TURBINE DOOR | 29.A1 | USED
AF0087:40 | SC | SA0471B113 | WHT | 20 | 29.B7 | SA0471:B1-13 | TURBINE DOOR | 29.B1 | USED
AF0091:14 | SC | SA0472B214 | WHT | 20 | 29.C7 | SA0472:B2-14 | TURBINE DOOR | 29.C1 | USED
AF0091:15 | SC | SA0472B114 | WHT | 20 | 29.C7 | SA0472:B1-14 | TURBINE DOOR | 29.C1 | USED
AF0091:46 | SC | SA0472B213 | WHT | 20 | 29.C7 | SA0472:B2-13 | TURBINE DOOR | 29.C1 | USED
AF0091:47 | SC | SA0472B113 | WHT | 20 | 29.C7 | SA0472:B1-13 | TURBINE DOOR | 29.C1 | USED
AF0093:06 | SC | SH0470X2 | WHT | 20 | 28.B7 | SH0470:X2 | TURBINE DOOR | 28.B1 | USED
AF0093:12 | SC | 009312 | WHT | 20 | 30.B7 | PC0470:INP_A | TURBINE DOOR | 30.B5 | USED
AF0093:15 | SC | SH0471X2 | WHT | 20 | 28.A7 | SH0471:X2 | TURBINE DOOR | 28.A1 | USED
AF0093:22 | SC | SH0470X1 | WHT | 20 | 28.B7 | SH0470:X1 | TURBINE DOOR | 28.B1 | USED
AF0093:28 | SC | 009328 | WHT | 20 | 30.B7 | PC0470:-PWR | TURBINE DOOR | 30.B5 | USED
AF0093:31 | SC | SH0471X1 | WHT | 20 | 28.A7 | SH0471:X1 | TURBINE DOOR | 28.A1 | USED
AF0093:44 | SC | 009344 | WHT | 20 | 30.B7 | PC0470:+PWR | TURBINE DOOR | 30.B5 | USED
IEG0230:7 | SC | IEG02307 | GRN | 16 | 17.D6 | UA1200:J3-4 | TURBINE DOOR | 17.B3 | USED
IEG0230:8 | SC | IEG02308 | GRN | 14 | 4.A4 | GR0232: | TURBINE DOOR | 4.A4 | USED
KA0130:A2 | SC | UA1200J26 | WHT | 20 | 17.C5 | UA1200:J2-6 | TURBINE DOOR | 17.B3 | USED
XT0134:3 | SC | 0V | WHT | 14 | 14.B3 | AT1100:NEG | TURBINE DOOR | 30.D3 | USED
XT0135:2 | SC | 0V | WHT | 16 | 14.B4 | UJ0291:24V(-) | TURBINE DOOR | 30.C5 | USED
XT0137:1 | SC | ESTOPA | WHT | 20 | 29.B5 | SB0472:B1-11 | TURBINE DOOR | 29.B1 | USED
XT0137:2 | SC | ESTOP | WHT | 20 | 29.B5 | SB0472:B1-12 | TURBINE DOOR | 29.B1 | USED
XT0137:3 | SC | SH047111 | WHT | 20 | 28.A5 | SH0471:11 | TURBINE DOOR | 28.A1 | USED
XT0137:4 | SC | SH047112 | WHT | 20 | 28.A5 | SH0471:12 | TURBINE DOOR | 28.A1 | USED
XT0137:5 | SC | SH047013 | WHT | 20 | 28.B5 | SH0470:13 | TURBINE DOOR | 28.B1 | USED
XT0137:6 | SC | SH047014 | WHT | 20 | 28.B5 | SH0470:14 | TURBINE DOOR | 28.B1 | USED
XT0138:3 | SC | FU0136 | WHT | 14 | 14.A3 | FU1100:LI | TURBINE DOOR | 30.D4 | USED
XT0139:1 | SC | FU0137 | WHT | 14 | 14.A4 | FU1101:LI | TURBINE DOOR | 30.D6 | USED
XT0233:3 | SC | FU0210 | WHT | 14 | 14.C4 | FU0680:LI | TURBINE DOOR | 6.D2 | USED
XT0233:4 | SC | FU0212 | WHT | 20 | 17.D5 | UA1200:J2-2 | TURBINE DOOR | 17.B3 | USED
XT0233:4 | SC | FU0212 | WHT | 20 | 17.D5 | UA1200:J1-10 | TURBINE DOOR | 17.B3 | USED
XT0235:3 | SC | 0V | WHT | 14 | 14.D4 | XT0680:2 | TURBINE DOOR | 6.D3 | USED
XT0235:4 | SC | 0V | WHT | 20 | 17.D5 | UA1200:J1-9 | TURBINE DOOR | 17.B3 | USED
XT0236:1 | SC | FU0139 | WHT | 20 | 28.B5 | SH0472:13 | TURBINE DOOR | 28.B1 | USED
XT0236:2 | SC | KA0241A1 | WHT | 20 | 28.B5 | SH0472:14 | TURBINE DOOR | 28.B1 | USED
XT0236:3 | SC | 0V | WHT | 20 | 28.C5 | SH0472:X1 | TURBINE DOOR | 28.C1 | USED
XT0236:4 | SC | SH047211 | WHT | 20 | 28.C5 | SH0472:11 | TURBINE DOOR | 28.C1 | USED
XT0236:5 | SC | SH047212 | WHT | 20 | 28.C5 | SH0472:12 | TURBINE DOOR | 28.C1 | USED
XT0237:1 B1 | SC | UA1200J15 | WHT | 20 | 17.C5 | UA1200:J1-5 | TURBINE DOOR | 17.B3 | USED
XT0237:2 B1 | SC | SH0472X2 | WHT | 20 | 28.C5 | SH0472:X2 | TURBINE DOOR | 28.C1 | USED
AP0606:L1 | WC0680 | AP0606L1 | ENET | CABLE | 6.A1 | AT0680:LAN1 | TURBINE DOOR | 6.A2 | USED
XT0147:2 | WC5072 | 0V | 1 | 18 | 27.D5 | HA0472:BLK-1 | TURBINE DOOR | 27.D1 | USED
XT0147:1 | WC5072 | HA04722 | 2 | 18 | 27.D5 | HA0472:BLK-2 | TURBINE DOOR | 27.D1 | USED
SolarTools ver. 24.0.84.24712 (Jul 31, 2025)
Report date: 12/18/2025 3:53 PM

## Panel Errors
Panel Errors
Project # | J0360
Project Name | BIOGEN
Revision | A
Controls DE | A.DOMINGUEZ
Phone:
Controls ME | A.GAMEZ
Phone:
From | [6 empty] | To
Device ID | Location | Cable (W) Conductor (SC) Jumper Clip (JC) | Wire ID | Wire No. | Gauge/Size | Page/Zone | Device ID | Location | Page/Zone
XT0352:10 | JB72 | JC | CLIP | DCT05 | --- | 88.C3 | XT0352:11 | JB72 | 88.D3
XT0352:9 | JB72 | JC | CLIP | DCT05 | --- | 88.C3 | XT0352:10 | JB72 | 88.C3
FW0140:2 | PANEL | SC | GRN/YEL | EXCS | 12 | 87.C6 | XT0370:6 | GEN PANEL | 87.C5
SolarTools ver. 24.0.84.24712 (Jul 31, 2025)
Report date: 12/18/2025 3:53 PM

## Cable Part Numbers
Cable Part Numbers |  |  | SolarTools ver. 24.0.84.24712 (Jul 31, 2025)
Project # | J0360
Report date: 12/18/2025 3:55 PM
Project Name | BIOGEN
Revision | A
Controls DE | A.DOMINGUEZ
Phone:
Controls ME | A.GAMEZ
Phone:
Device ID |  | Part Number |  | Description
WC0050 |  | 2684693-54 |  | CABLE, EXTENSION, BACKPLANE
WC0060 |  | 2684693-54 |  | CABLE, EXTENSION, BACKPLANE
WC0070 |  | 2684693-54 |  | CABLE, EXTENSION, BACKPLANE
WC0001 |  | 1302073-36 |  | CABLE, ETHERNET - 36 INCHES
WC0002 |  | 1302073-36 |  | CABLE, ETHERNET - 36 INCHES
WC0003 |  | 1302073-36 |  | CABLE, ETHERNET - 36 INCHES
WC0007 |  | 1302073-36 |  | CABLE, ETHERNET - 36 INCHES
WC0009 |  | 1302073-36 |  | CABLE, ETHERNET - 36 INCHES
WC0012 |  | 1302073-36 |  | CABLE, ETHERNET - 36 INCHES
WC0041 |  | 1302073-36 |  | CABLE, ETHERNET - 36 INCHES
WC0042 |  | 1302073-36 |  | CABLE, ETHERNET - 36 INCHES
WC0045 |  | 1302073-36 |  | CABLE, ETHERNET - 36 INCHES
WC0101 |  | 1302073-36 |  | CABLE, COMMUNICATION CABLE - 36 INCHES
WC0114 |  | 1302073-36 |  | CABLE, ETHERNET - 36 INCHES
WC0680 |  | 1302073-36 |  | CABLE
WC4749 |  | 1075034-5 |  | PVC, 1 TRIAD TWISTED SHIELDED
WC5018 |  | 1022941-22 |  | TPE, 1 PAIR TWISTED SHIELDED
WC5072 |  | PART OF 1103208-100 |  | CABLE, 2 CONDUCTOR UNSHIELDED PART OF HORN
WC5500 |  | 1022941-22 |  | TPE, 1 PAIR TWISTED SHIELDED
WC8009 |  | 1022941-22 |  | TPE, 1 PAIR TWISTED SHIELDED
WC8040 |  | 1322418-90 |  | CABLE, SYTSTEM FUNCTION
WC8041 |  | 1322418-90 |  | CABLE, SUPPLIED BY OTHERS
WC8042 |  | 1322418-90 |  | CABLE, SUPPLIED BY OTHERS
WC8066 |  | 1022941-22 |  | TPE, 1 PAIR TWISTED SHIELDED
WC8067 |  | 1022941-22 |  | TPE, 1 PAIR TWISTED SHIELDED
WC8069 |  | 1022941-22 |  | TPE, 1 PAIR TWISTED SHIELDED
WC8101 |  | 1022941-32 |  | TPE, 1 PAIR TWISTED SHIELDED
WC8102 |  | 1022941-32 |  | TPE, 1 PAIR TWISTED SHIELDED
WC8201 |  | 1022941-32 |  | TPE, 1 PAIR TWISTED SHIELDED
WC8301 |  | 1022941-32 |  | TPE, 1 PAIR TWISTED SHIELDED
WC0082 |  | 2684693-54 |  | CABLE, EXTENSION, BACKPLANE

## Part Number List
Part Number List |  | SolarTools ver. 24.0.84.24712 (Jul 31, 2025)
Project # | J0360
Report date: 12/18/2025 3:55 PM
Project Name | BIOGEN
Revision | A
Controls DE | A.DOMINGUEZ
Phone:
Controls ME | A.GAMEZ
Phone:
Device ID | Part Number | Description | Location
CCKA0982 | CUSTOMER DEFINED | CUSTOMER CONNECTION, FIRE DETECTED SIGNAL | CUSTOMER FIRE AND GAS SIGNALS
CCKA0984 | CUSTOMER DEFINED | CUSTOMER CONNECTION, GAS DETECTED SIGNAL | CUSTOMER FIRE AND GAS SIGNALS
AT0175 | 1056244-5 | 8 CHANNEL ED I/O, EAGLE QUANTUM PREMIER | FIRE BOX
AT0176 | 1056244-5 | 8 CHANNEL ED I/O, EAGLE QUANTUM PREMIER | FIRE BOX
AT0178 | 1056244-5 | 8 CHANNEL ED I/O, EAGLE QUANTUM PREMIER | FIRE BOX
GR0170 | 903849C1 | RAIL GROUND, DIN RAIL GROUNDING | FIRE BOX
GR0171 | 903849C1 | RAIL GROUND, DIN RAIL GROUNDING | FIRE BOX
HL0171 | 1016815-21,1064851-6 | LIGHT, FIRE SYSTEM AUTO, GREEN | FIRE BOX
HL0172 | 1016815-16,1064851-6 | LIGHT, FIRE SYSTEM INHIBIT, AMBER | FIRE BOX
HL0173 | 1016815-20,1064851-6 | LIGHT, FIRE SYSTEM DISCHARGED, RED | FIRE BOX
RR0175A | 912137C1 | RESISTOR, 10K OHM | FIRE BOX
RR0175D | 912137C1 | RESISTOR, 10K OHM | FIRE BOX
RR0175I | 912137C1 | RESISTOR, 10K OHM | FIRE BOX
RR0175M | 912137C1 | RESISTOR, 10K OHM | FIRE BOX
RR0175S5 | 912137C1 | RESISTOR, 10K OHM | FIRE BOX
RR0176S3 | 912137C1 | RESISTOR, 10K OHM | FIRE BOX
RR0176S5 | 912137C1 | RESISTOR, 10K OHM | FIRE BOX
RR0176S6 | 912137C1 | RESISTOR, 10K OHM | FIRE BOX
RR0176S7 | 912137C1 | RESISTOR, 10K OHM | FIRE BOX
RR0178 | 912137C1 | RESISTOR, 10K OHM | FIRE BOX
RR0178S7 | 912137C1 | RESISTOR, 10K OHM | FIRE BOX
SA0170 | 1016815-18,1064851-7 | SELECTOR SWITCH, FIRE SYSTEM AUTO/INHIBIT | FIRE BOX
SB0170 | 1016815-19,1064851-8 | PUSHBUTTON SWITCH, MANUAL RELEASE | FIRE BOX
VD0175A | 960592C1 | DIODE, 15 pF | FIRE BOX
VD0175D | 960592C1 | DIODE, 15 pF | FIRE BOX
VD0175I | 960592C1 | DIODE, 15 pF | FIRE BOX
VD0178 | 960592C1 | DIODE, 15 pF | FIRE BOX
XT0170 | 1066730-7,1066730-8,1067996-11 | TERMINAL BLOCK, SPRING, 4 CONDUCTOR,30-12 AWG (0.05-3.31 MM2),NON-IS | FIRE BOX
XT0174 | 1066730-7,1066730-8,1067996-11 | TERMINAL BLOCK, SPRING, 4 CONDUCTOR,30-12 AWG (0.05-3.31 MM2),NON-IS | FIRE BOX
AT0170 | 1056244-29 | CONTROLLER, EAGLE QUANTUM PREMIER | FIRE PANEL
FU0170 | 1043265-1,1043265-6 | FUSE, 15A | FIRE PANEL
GR0172 | 903849C1 | RAIL GROUND, DIN RAIL GROUNDING | FIRE PANEL
KA0172 | 1061979-1 | RELAY, FIRE DETECTED (CUSTOMER) | FIRE PANEL
KA0174 | 1061979-1 | RELAY, GAS DETECTED (CUSTOMER) | FIRE PANEL
KA6510 | 1061979-1 | RELAY, FIRE SYSTEM AUTO/INHIBIT | FIRE PANEL
KA6511 | 1061979-1 | RELAY, FIRE SYSTEM AUTO/INHIBIT | FIRE PANEL
UV0170 | 1056244-2 | POWER SUPPLY, EAGLE QUANTUM PREMIER | FIRE PANEL
XT0172 | 1066730-7,1066730-8 | TERMINAL BLOCK, SPRING, 4 CONDUCTOR,30-12 AWG (0.05-3.31 MM2),NON-IS | FIRE PANEL
AF0121 | 2684693-17,2684693-24 | 5094-OB16XT, 16 DISCRETE OUTPUT | GEN DOOR
AF0122 | 2684693-17,2684693-23 | 5094-IB16XT, 16 DISCRETE INPUT | GEN DOOR
AF0123 | 2684693-19,2684693-33 | 5094-IY8XT, 8 ANALOG INPUT, TC/RTD/ I&V | GEN DOOR
AF0181 | 2684693-17,2684693-25 | 5094-OB8XT, 8 DISCRETE OUTPUT | GEN DOOR
AF0182 | 2684693-17,2684693-23 | 5094-IB16XT, 16 DISCRETE INPUT | GEN DOOR
AF0183 | 2684693-18,2684693-30 | 5094-IF4IHSXT, 4 ANALOG INPUT, S | GEN DOOR
AF0184 | 2684693-19,2684693-33 | 5094-IY8XT, 8 ANALOG INPUT, TC/RTD/ I&V | GEN DOOR
AU0120 | 2684693-22 | 5094-AENTRXT, FLEX 5000 I/O | GEN DOOR
AU0180 | 2684693-22 | 5094-AENTRXT, FLEX 5000 I/O | GEN DOOR
FU0050 | 1043265-1,1043265-5 | FUSE, 10A | GEN DOOR
FU0052 | 1043265-1,1043265-5 | FUSE, 10A | GEN DOOR
FU0053 | 1043265-1,1043265-5 | FUSE, 10A | GEN DOOR
FU0054 | 1043265-1,1043265-5 | FUSE, 10A | GEN DOOR
FU0055 | 1043265-1,1043265-5 | FUSE, 10A | GEN DOOR
FU0056 | 1043265-1,1043265-3 | FUSE, 2A | GEN DOOR
FU0120 | 1043265-1,1043265-5 | FUSE, 10A | GEN DOOR
FU0121 | 1043265-1,1043265-5 | FUSE, 10A | GEN DOOR
FU0180 | 1043265-1,1043265-5 | FUSE, 10A | GEN DOOR
FU0181 | 1043265-1,1043265-5 | FUSE, 10A | GEN DOOR
FU2240 | 1043265-3 | FUSE, 2A | GEN DOOR
GR0140 | 903849C1 | RAIL GROUND, DIN RAIL GROUNDING | GEN DOOR
GR0141 | 903849C1 | RAIL GROUND, DIN RAIL GROUNDING | GEN DOOR
GR0142 | 903849C1 | RAIL GROUND, DIN RAIL GROUNDING | GEN DOOR
IEG0130 | 232941-110 | BUS BAR, DRIVEN - INSTRUMENT EARTH GROUNDING | GEN DOOR
KA0121 | 1061979-1 | RELAY, AUTOMATIC CLOSE CIRCUIT BREAKER | GEN DOOR
KA0123 | 1061979-1 | RELAY, CGCM #1 ENABLED | GEN DOOR
KA0128 | 1061979-1 | RELAY, GENERATOR TRIP SUMMARY CIRCUIT BREAKER | GEN DOOR
KA0180 | 1061979-1 | RELAY, 90% SPEED | GEN DOOR
KA0185 | 1061979-1,1066730-7,1066730-8 | RELAY, PERMISSIVE CLOSE CIRCUIT BREAKER | GEN DOOR
PC0471 | 2271605-1 | TIMER/COUNTER, ENGINE HOUR / START COUNTER | GEN DOOR
PEG0140 | 232941-110 | BUS BAR, DRIVEN - POWER EARTH GROUNDING | GEN DOOR
RR0851 | 981090C1 | RESISTOR, 3.01K OHM | GEN DOOR
RR0852 | 981090C1 | RESISTOR, 3.01K OHM | GEN DOOR
UA1520 | 1066730-7,1066730-8,1067996-4,1105411-11 | SIGNAL CONVERTER, BAM 2 SIGNAL CONDITIONER | GEN DOOR
XT0050 | 1066730-7,1066730-8 | TERMINAL BLOCK, SPRING, 4 CONDUCTOR,30-12 AWG (0.05-3.31 MM2),NON-IS | GEN DOOR
XT0085 | 1066730-7,1066730-8 | TERMINAL BLOCK, SPRING, 4 CONDUCTOR,30-12 AWG (0.05-3.31 MM2),NON-IS | GEN DOOR
XT0120 | 1066730-7,1066730-8 | TERMINAL BLOCK, SPRING, 4 CONDUCTOR,30-12 AWG (0.05-3.31 MM2),NON-IS | GEN DOOR
XT0180 | 1066730-7,1066730-8 | TERMINAL BLOCK, SPRING, 4 CONDUCTOR,30-12 AWG (0.05-3.31 MM2),NON-IS | GEN DOOR
XT1521 | 1066730-7,1066730-8,1067996-4 | TERMINAL BLOCK, SPRING, 4 CONDUCTOR,30-12 AWG (0.05-3.31 MM2),NON-IS | GEN DOOR
XTFGH | 1066730-1,1066730-2 | TERMINAL STRIP, 4 CONDUCTOR | GEN DOOR
AF0051 | 2684693-17,2684693-22,2684693-25 | 5094-OB8XT, 8 DISCRETE OUTPUT | GEN PANEL
AF0052 | 2684693-18,2684693-56 | 5094-IF8IHXT, 8 ANALOG INPUT, ISOLATED | GEN PANEL
AF0053 | 2684693-17,2684693-25 | 5094-OB8XT, 8 DISCRETE OUTPUT | GEN PANEL
AF0054 | 2684693-17,2684693-23 | 5094-IB16XT, 16 DISCRETE INPUT | GEN PANEL
AF0055 | 2684693-19,2684693-33 | 5094-IY8XT, 8 ANALOG INPUT, TC/RTD/ I&V | GEN PANEL
AF0056 | 2684693-18,2684693-27 | 5094-OF8IHXT, 8 ANALOG OUTPUT, ISOLATED | GEN PANEL
AF0400 | 1322418-31,1322418-40,1322418-72,1322418-73 | 1444-TSCX02-02RB, 2-CH TACHOMETER INPUT^DYNAMIX 1444 VIBRATION | GEN PANEL
AF0410 | 1322418-11,1322418-20,1322418-70,1322418-71 | 1444-DYN04-01RA, 4-CH VIBRATION INPUT^DYNAMIX 1444 VIBRATION | GEN PANEL
AF0420 | 1322418-11,1322418-20,1322418-70,1322418-71 | 1444-DYN04-01RA, 4-CH VIBRATION INPUT^DYNAMIX 1444 VIBRATION | GEN PANEL
AF0450 | 1322418-11,1322418-20,1322418-70,1322418-71 | 1444-DYN04-01RA, 4-CH VIBRATION INPUT^DYNAMIX 1444 VIBRATION | GEN PANEL
AT0140 | 2769310-1 | MODULE, DECS-250 | GEN PANEL
AU0050 | 2684693-17,2684693-22,2684693-25 | 5094-AENTRXT, 8 DISCRETE OUTPUT | GEN PANEL
FU0011 | 1043265-1,1043265-7 | FUSE, 20A | GEN PANEL
FU0012 | 1043265-1,1043265-5 | FUSE, 10A | GEN PANEL
FU0013 | 1043265-1,1043265-5 | FUSE, 10A | GEN PANEL
FU0014 | 1043265-1,1043265-5 | FUSE, 10A | GEN PANEL
FU0015 | 1043265-1,1043265-5 | FUSE, 10A | GEN PANEL
FU0017 | 1043265-1,1043265-5 | FUSE, 10A | GEN PANEL
FU0113 | 1043265-1,1043265-4 | FUSE, 5A | GEN PANEL
FU0313 | 1043265-10,1043265-7 | FUSE, 20A | GEN PANEL
FU0314 | 1043265-10,1043265-7 | FUSE, 20A | GEN PANEL
FU0330 | 1043265-1,1043265-9 | FUSE, 30A | GEN PANEL
FU0332 | 1043265-1,1043265-7 | FUSE, 20A | GEN PANEL
FU0333 | 1043265-1,1043265-4 | FUSE, 5A | GEN PANEL
FU0334 | 1043265-1,1043265-4 | FUSE, 5A | GEN PANEL
FU0335 | 1043265-1,1043265-4 | FUSE, 5A | GEN PANEL
GR0143 | 903849C1 | RAIL GROUND, DIN RAIL GROUNDING | GEN PANEL
GR0144 | 903849C1 | RAIL GROUND, DIN RAIL GROUNDING | GEN PANEL
GR0145 | 903849C1 | RAIL GROUND, DIN RAIL GROUNDING | GEN PANEL
GR0146 | 903849C1 | RAIL GROUND, DIN RAIL GROUNDING | GEN PANEL
GR0234 | 903849C1 | RAIL GROUND, DIN RAIL GROUNDING | GEN PANEL
KA0310 | 1061979-1 | RELAY, CGCM #1 FAULT | GEN PANEL
KA0313 | 1076251-1,1076251-2 | RELAY, PMG INPUT #1 | GEN PANEL
KA0330 | 1061979-1 | RELAY, CLOSED CIRCUIT BREAKER | GEN PANEL
KA0331 | 1061979-1 | RELAY, MAIN UTILITY BREAKER AUXILIARY CONTACT CLOSED | GEN PANEL
KA0332 | 1061979-1 | RELAY, CLOSE CONTROL CIRCUIT BREAKER | GEN PANEL
KA0333 | 1061979-1 | RELAY, TRIP CONTROL CIRCUIT BREAKER | GEN PANEL
KA0335 | 1061979-1 | RELAY, NO EMERGENCY SHUTDOWN SUMMARY | GEN PANEL
KA0336 | 1061979-1 | RELAY, CONTROLLER ACTIVE | GEN PANEL
KA2200 | 1061979-1 | RELAY, LIQUID FUEL BOOST PUMP DRIVE | GEN PANEL
KA3103 | 1061979-1 | RELAY, LUBE OIL TANK HEATER | GEN PANEL
KA4100 | 1061979-1 | RELAY, GENERATOR HEATER DISABLED | GEN PANEL
KA6211 | 1061979-1 | RELAY, DRIVER ENCLOSURE^VENT FAN #1 | GEN PANEL
UJ0131 | 1058121-61,1286570-1 | POWER CONVERTER, AC/DC INPUT TO 28V DC OUTPUT | GEN PANEL
WC0050 | 2684693-54 |  | GEN PANEL
XT0011 | 1066730-16,1066730-17 | TERMINAL STRIP, SYSTEM FUNCTION (USE) | GEN PANEL
XT0014 | 1247052-1 | BUS BAR, SYSTEM FUNCTION (USE) | GEN PANEL
XT0110 | 1066730-7,1066730-8 | TERMINAL BLOCK, SPRING, 4 CONDUCTOR,30-12 AWG (0.05-3.31 MM2),NON-IS | GEN PANEL
XT0130 | 1066730-7,1066730-8 | TERMINAL BLOCK, SPRING, 4 CONDUCTOR,30-12 AWG (0.05-3.31 MM2),NON-IS | GEN PANEL
XT0313 | 1066730-10,1066730-7,1067996-4 | TERMINAL BLOCK, SPRING, 4 CONDUCTOR,30-12 AWG (0.05-3.31 MM2),NON-IS | GEN PANEL
XT0332 | 1066730-7,1066730-8 | TERMINAL BLOCK, SPRING, 4 CONDUCTOR,30-12 AWG (0.05-3.31 MM2),NON-IS | GEN PANEL
XT0334 | 1066730-16,1066730-17 | TERMINAL STRIP, 2 CONDUCTOR | GEN PANEL
XT0335 | 1066730-7,1066730-8 | TERMINAL BLOCK, SPRING, 4 CONDUCTOR,30-12 AWG (0.05-3.31 MM2),NON-IS | GEN PANEL
XT0336 | 1066730-7,1066730-8 | TERMINAL BLOCK, SPRING, 4 CONDUCTOR,30-12 AWG (0.05-3.31 MM2),NON-IS | GEN PANEL
XT0337 | 1066730-7,1066730-8 | TERMINAL BLOCK, SPRING, 4 CONDUCTOR,30-12 AWG (0.05-3.31 MM2),NON-IS | GEN PANEL
XT0338 | 1066730-7,1066730-8 | TERMINAL BLOCK, SPRING, 4 CONDUCTOR,30-12 AWG (0.05-3.31 MM2),NON-IS | GEN PANEL
XT0350 | 1066730-16,1066730-17 | TERMINAL STRIP, 2 CONDUCTOR | GEN PANEL
XT0351 | 1066730-10,1066730-7,1067996-4 | TERMINAL BLOCK, SPRING, 4 CONDUCTOR,30-12 AWG (0.05-3.31 MM2),NON-IS | GEN PANEL
XT0352 | 1066730-16,1066730-17 | TERMINAL STRIP, 2 CONDUCTOR | GEN PANEL
XT0360 | 1066730-10,1066730-7,1067996-4 | TERMINAL BLOCK, SPRING, 4 CONDUCTOR,30-12 AWG (0.05-3.31 MM2),NON-IS | GEN PANEL
XT0370 | 1066730-10,1066730-7,1067996-4 | TERMINAL BLOCK, SPRING, 4 CONDUCTOR,30-12 AWG (0.05-3.31 MM2),NON-IS | GEN PANEL
XT0400 | 1066730-1,1066730-2,1322418-31,1322418-40,1322418-72,1322418-73 | TERMINAL STRIP, 4 CONDUCTOR | GEN PANEL
AF0061 | 2684693-17,2684693-25 | 5094-OB8XT, 8 DISCRETE OUTPUT | JB100 DRIVER BOX
AF0062 | 2684693-17,2684693-25 | 5094-OB8XT, 8 DISCRETE OUTPUT | JB100 DRIVER BOX
AF0063 | 2684693-17,2684693-23 | 5094-IB16XT, 16 DISCRETE INPUT | JB100 DRIVER BOX
AF0064 | 2684693-18,2684693-30 | 5094-IF4IHSXT, 4 ANALOG INPUT, S | JB100 DRIVER BOX
AF0065 | 2684693-18,2684693-30 | 5094-IF4IHSXT, 4 ANALOG INPUT, S | JB100 DRIVER BOX
AF0066 | 2684693-18,2684693-27 | 5094-OF8IHXT, 8 ANALOG OUTPUT, ISOLATED | JB100 DRIVER BOX
AF0067 | 2684693-17,2684693-25 | 5094-OB8XT, 8 DISCRETE OUTPUT | JB100 DRIVER BOX
AF0068 | 2684693-18,2684693-28 | 5094-IB16SXT, 16 DISCRETE INPUT, S | JB100 DRIVER BOX
AF0071 | 2684693-18,2684693-32 | 5094-IJ2ISXT, 2 FAST COUNTER INPUT, S | JB100 DRIVER BOX
AF0072 | 2684693-18,2684693-30 | 5094-IF4IHSXT, 4 ANALOG INPUT, S | JB100 DRIVER BOX
AF0073 | 2684693-21,2684693-36 | 5094-IRT8SXT, 8 RTD/TC ANALOG INPUT, S | JB100 DRIVER BOX
AF0074 | 2684693-18,2684693-56 | 5094-IF8IHXT, 8 ANALOG INPUT, ISOLATED | JB100 DRIVER BOX
AF0075 | 2684693-18,2684693-30 | 5094-IF4IHSXT, 4 ANALOG INPUT, S | JB100 DRIVER BOX
AF0076 | 2684693-18,2684693-55 | 5094-OB16SXT, 16 DISCRETE OUTPUT, S | JB100 DRIVER BOX
AF0077 | 2684693-19,2684693-33 | 5094-IY8XT, 8 ANALOG INPUT, TC/RTD/ I&V | JB100 DRIVER BOX
AF0078 | 2684693-17,2684693-25 | 5094-OB8XT, 8 DISCRETE OUTPUT | JB100 DRIVER BOX
AU0060 | 2684693-22 | 5094-AENTRXT, FLEX 5000 I/O | JB100 DRIVER BOX
AU0070 | 2684693-22 | 5094-AENTRXT, FLEX 5000 I/O | JB100 DRIVER BOX
FU0060 | 1043265-10,1043265-5 | FUSE, 10A | JB100 DRIVER BOX
FU0061 | 1043265-10,1043265-5 | FUSE, 10A | JB100 DRIVER BOX
FU0062 | 1043265-1,1043265-5 | FUSE, 10A | JB100 DRIVER BOX
FU0063 | 1043265-5 | FUSE, 10A | JB100 DRIVER BOX
FU0070 | 1043265-1,1043265-5 | FUSE, 10A | JB100 DRIVER BOX
FU0071 | 1043265-1,1043265-5 | FUSE, 10A | JB100 DRIVER BOX
FU0072 | 1043265-1,1043265-5 | FUSE, 10A | JB100 DRIVER BOX
FU0100 | 1043265-1,1043265-7 | FUSE, 20A | JB100 DRIVER BOX
GR0101 | 903849C1 | RAIL GROUND, DIN RAIL GROUNDING | JB100 DRIVER BOX
GR0102 | 903849C1 | RAIL GROUND, DIN RAIL GROUNDING | JB100 DRIVER BOX
GR0103 | 903849C1 | RAIL GROUND, DIN RAIL GROUNDING | JB100 DRIVER BOX
IEG0100 | 232941-200 | BUS BAR, INSTRUMENT EARTH GROUNDING | JB100 DRIVER BOX
KA0221 | 1061979-1 | RELAY, PRIMARY GAS FUEL^SHUTOFF VALVE | JB100 DRIVER BOX
KA0222 | 1061979-1 | RELAY, SECONDARY GAS FUEL^ SHUTOFF VALVE | JB100 DRIVER BOX
KA0260 | 1061979-1 | RELAY, NO EMERGENCY SHUTDOWN SUMMARY | JB100 DRIVER BOX
KA0261 | 1061979-1 | RELAY, NO EMERGENCY SHUTDOWN SUMMARY | JB100 DRIVER BOX
KA0262 | 1061979-1 | RELAY, NO EMERGENCY SHUTDOWN SUMMARY | JB100 DRIVER BOX
KA0270 | 1061979-1 | RELAY, CONTROLLER ACTIVE | JB100 DRIVER BOX
KA0271 | 1061979-1 | RELAY, CONTROLLER ACTIVE | JB100 DRIVER BOX
KA1710 | 1061979-1 | RELAY, ON-LINE CLEANING^EXTERNAL PUMP | JB100 DRIVER BOX
WC0060 | 2684693-54 |  | JB100 DRIVER BOX
WC0070 | 2684693-54 |  | JB100 DRIVER BOX
XT0060 | 1066730-7,1066730-8 | TERMINAL BLOCK, SPRING, 4 CONDUCTOR,30-12 AWG (0.05-3.31 MM2),NON-IS | JB100 DRIVER BOX
XT0070 | 1066730-7,1066730-8 | TERMINAL BLOCK, SPRING, 4 CONDUCTOR,30-12 AWG (0.05-3.31 MM2),NON-IS | JB100 DRIVER BOX
XT1100 | 1066730-16,1066730-17 | TERMINAL STRIP, 2 CONDUCTOR | JB100 DRIVER BOX
XT1101 | 1066730-7,1066730-8,1067996-4 | TERMINAL BLOCK, SPRING, 4 CONDUCTOR,30-12 AWG (0.05-3.31 MM2),NON-IS | JB100 DRIVER BOX
XT1102 | 1066730-7,1066730-8,1067996-4 | TERMINAL BLOCK, SPRING, 4 CONDUCTOR,30-12 AWG (0.05-3.31 MM2),NON-IS | JB100 DRIVER BOX
XT1110 | 1066730-7,1066730-8,1067996-4 | TERMINAL BLOCK, SPRING, 4 CONDUCTOR,30-12 AWG (0.05-3.31 MM2),NON-IS | JB100 DRIVER BOX
GR5501 | 903849C1 | RAIL GROUND, DIN RAIL GROUNDING | JB55
XT0400 | 1066730-1,1066730-2 | TERMINAL STRIP, 4 CONDUCTOR | JB70
XT0352 | 1066730-16,1066730-17 | TERMINAL STRIP, 2 CONDUCTOR | JB72
BUOSM | REFERENCE |  | PANEL
CC2108 | < no partnumber assigned > | CUSTOMER CONNECTION, GAS FUEL FLOW^TO BMS | PANEL
CC2220 | < no partnumber assigned > | CUSTOMER CONNECTION, LIQ FUEL FLOW^TO BMS | PANEL
CC9000 | < no partnumber assigned > | CUSTOMER CONNECTION, FUEL TYPE TO BMS^GAS=1^OIL=0 | PANEL
CC9001 | < no partnumber assigned > | CUSTOMER CONNECTION, TURBINE ABOVE MIN LOAD | PANEL
SB7510 | CUSTOMER DEFINED | PUSHBUTTON SWITCH, START (CUSTOMER) | PANEL
SB7511 | CUSTOMER DEFINED | PUSHBUTTON SWITCH, NORMAL STOP (CUSTOMER) | PANEL
SB7512 | CUSTOMER DEFINED | PUSHBUTTON SWITCH, EMERGENCY STOP (CUSTOMER) | PANEL
SB7551 | CUSTOMER DEFINED | PUSHBUTTON SWITCH, VOLTAGE INCREASE (EXTERNAL) | PANEL
SB7552 | CUSTOMER DEFINED | PUSHBUTTON SWITCH, VOLTAGE DECREASE (EXTERNAL) | PANEL
SB7554 | CUSTOMER DEFINED | PUSHBUTTON SWITCH, SPEED INCREASE (EXTERNAL) | PANEL
SB7555 | CUSTOMER DEFINED | PUSHBUTTON SWITCH, SPEED DECREASE (EXTERNAL) | PANEL
GR0404 | 903849C1 | RAIL GROUND, DIN RAIL GROUNDING | PROX BOX
AT0680 | 1634974-100 | GATEWAY MODULE, TURBOTRONIC GATEWAY | TURBINE DOOR
AT1100 | 1577354-4501 | WORKSTATION, VERSA VIEW 1200H | TURBINE DOOR
BA1100 | 1337728-1 | SWITCH, ETAP, DLR INTERFACE | TURBINE DOOR
FU0680 | 1043265-1,1043265-4 | FUSE, 5A | TURBINE DOOR
FU1100 | 1043265-1,1043265-5 | FUSE, 10A | TURBINE DOOR
FU1101 | 1043265-1,1043265-3 | FUSE, 2A | TURBINE DOOR
FU1102 | 1043265-1,1043265-3 | FUSE, 2A | TURBINE DOOR
GR0133 | 903849C1 | RAIL GROUND, DIN RAIL GROUNDING | TURBINE DOOR
GR0232 | 903849C1 | RAIL GROUND, DIN RAIL GROUNDING | TURBINE DOOR
GR1100 | 903849C1 | RAIL GROUND, DIN RAIL GROUNDING | TURBINE DOOR
GR1101 | 903849C1 | RAIL GROUND, DIN RAIL GROUNDING | TURBINE DOOR
HA0472 | 1103208-101 | HORN, CONTROL SYSTEM ALARM | TURBINE DOOR
PC0470 | 2271605-1 | TIMER/COUNTER, ENGINE HOUR / START COUNTER | TURBINE DOOR
PEG0130 | 232941-110 | BUS BAR, TURBINE - POWER EARTH GROUNDING | TURBINE DOOR
SA0471 | 1035040-1652,2380746-2 | SELECTOR SWITCH, SPEED/LOAD | TURBINE DOOR
SA0472 | 1035040-125,2380746-2 | SELECTOR SWITCH, VOLTAGE | TURBINE DOOR
SA0473 | 1035040-1833,1139718-1 | SELECTOR SWITCH, OFF/LOC/AUX | TURBINE DOOR
SB0471 | 1035040-119,2380746-1 | PUSHBUTTON SWITCH, HORN SILENCE | TURBINE DOOR
SB0472 | 1035040-32,2380746-4 | PUSHBUTTON SWITCH, EMERGENCY STOP | TURBINE DOOR
SB0473 | 1035040-120,2380746-1 | PUSHBUTTON SWITCH, ACKNOWLEDGE | TURBINE DOOR
SB0474 | 1035040-121,2380746-1 | PUSHBUTTON SWITCH, RESET | TURBINE DOOR
SH0470 | 1035040-108,2380746-3 | LIGHTED SWITCH, STOP/STOPPING, RED | TURBINE DOOR
SH0471 | 1035040-103,2380746-3 | LIGHTED SWITCH, START/STARTING, GREEN | TURBINE DOOR
SH0472 | 1035040-106,2380746-3 | LIGHTED SWITCH, BACKUP SYSTEM ACTIVE/RESET, AMBER | TURBINE DOOR
UA1200 | 1053833-100,1053834-6 | BUOS MODULE, BACKUP OVERSPEED | TURBINE DOOR
UJ0291 | 1088442-4 | POWER CONVERTER, DC/DC INPUT TO 24V DC OUTPUT | TURBINE DOOR
XT0680 | 1066730-7,1066730-8 | TERMINAL BLOCK, SPRING, 4 CONDUCTOR,30-12 AWG (0.05-3.31 MM2),NON-IS | TURBINE DOOR
AF0081 | 2684693-18,2684693-28 | 5094-IB16SXT, 16 DISCRETE INPUT, S | TURBINE PANEL
AF0082 | 2684693-17,2684693-23 | 5094-IB16XT, 16 DISCRETE INPUT | TURBINE PANEL
AF0083 | 2684693-19,2684693-33 | 5094-IY8XT, 8 ANALOG INPUT, TC/RTD/ I&V | TURBINE PANEL
AF0084 | 2684693-19,2684693-33 | 5094-IY8XT, 8 ANALOG INPUT, TC/RTD/ I&V | TURBINE PANEL
AF0085 | 2684693-18,2684693-56 | 5094-IF8IHXT, 8 ANALOG INPUT, ISOLATED | TURBINE PANEL
AF0086 | 2684693-18,2684693-56 | 5094-IF8IHXT, 8 ANALOG INPUT, ISOLATED | TURBINE PANEL
AF0087 | 2684693-17,2684693-23 | 5094-IB16XT, 16 DISCRETE INPUT | TURBINE PANEL
AF0091 | 2684693-17,2684693-23 | 5094-IB16XT, 16 DISCRETE INPUT | TURBINE PANEL
AF0092 | 2684693-17,2684693-24 | 5094-OB16XT, 16 DISCRETE OUTPUT | TURBINE PANEL
AF0093 | 2684693-17,2684693-24 | 5094-OB16XT, 16 DISCRETE OUTPUT | TURBINE PANEL
AF0094 | 2684693-17,2684693-25 | 5094-OB8XT, 8 DISCRETE OUTPUT | TURBINE PANEL
AF0095 | 2684693-18,2684693-27 | 5094-OF8IHXT, 8 ANALOG OUTPUT, ISOLATED | TURBINE PANEL
AF0096 | 2684693-18,2684693-55 | 5094-OB16SXT, 16 DISCRETE OUTPUT, S | TURBINE PANEL
AP0601 | 1089241-20 | MODULE, BLANK FILLER | TURBINE PANEL
AP0602 | 1089241-40 | 1756-EN2TRXT, ETHERNET | TURBINE PANEL
AP0603 | 1089241-40 | 1756-EN2TRXT, ETHERNET | TURBINE PANEL
AP0604 | 1089241-36 | 1756-EN2TXT, ETHERNET | TURBINE PANEL
AP0605 | 1089241-20 | MODULE, BLANK FILLER | TURBINE PANEL
AP0606 | 1089241-36 | 1756-EN2TXT, ETHERNET | TURBINE PANEL
AR0600 | 1089241-29 | RACK CHASSIS, 1756-A7XT (7 SLOT) | TURBINE PANEL
AT0600 | 1089241-43 | 1756-L83EXTS, CONTROLLER^GUARDLOGIX | TURBINE PANEL
AU0080 | 2684693-22 | FLEX 5000 I/O | TURBINE PANEL
AU0090 | 2684693-22 | FLEX 5000 I/O | TURBINE PANEL
FU0080 | 1043265-1,1043265-5 | FUSE, 10A | TURBINE PANEL
FU0081 | 1043265-5 | FUSE, 10A | TURBINE PANEL
FU0082 | 1043265-3 | FUSE, 2A | TURBINE PANEL
FU0090 | 1043265-1,1043265-5 | FUSE, 10A | TURBINE PANEL
FU0091 | 1043265-1,1043265-5 | FUSE, 10A | TURBINE PANEL
FU0092 | 1043265-1,1043265-5 | FUSE, 10A | TURBINE PANEL
FU0093 | 1043265-1,1043265-5 | FUSE, 10A | TURBINE PANEL
FU0094 | 1043265-1,1043265-5 | FUSE, 10A | TURBINE PANEL
FU0136 | 1043265-10,1043265-9 | FUSE, 30A | TURBINE PANEL
FU0137 | 1043265-10,1043265-7 | FUSE, 20A | TURBINE PANEL
FU0139 | 1043265-10,1043265-4 | FUSE, 5A | TURBINE PANEL
FU0210 | 1043265-10,1043265-7 | FUSE, 20A | TURBINE PANEL
FU0211 | 1043265-10,1043265-4 | FUSE, 5A | TURBINE PANEL
FU0212 | 1043265-10,1043265-3 | FUSE, 2A | TURBINE PANEL
FU0700 | 1043265-1,1043265-4 | FUSE, 5A | TURBINE PANEL
GR0131 | 903849C1 | RAIL GROUND, DIN RAIL GROUNDING | TURBINE PANEL
GR0134 | 903849C1 | RAIL GROUND, DIN RAIL GROUNDING | TURBINE PANEL
GR0231 | 903849C1 | RAIL GROUND, DIN RAIL GROUNDING | TURBINE PANEL
GR0233 | 903849C1 | RAIL GROUND, DIN RAIL GROUNDING | TURBINE PANEL
IEG0230 | 232941-300 | BUS BAR, TURBINE - INSTRUMENT EARTH GROUNDING | TURBINE PANEL
KA0130 | 1061979-1 | RELAY, LOWSPEED/OPEN PROBE SETPOINT | TURBINE PANEL
KA0131 | 1061979-1 | RELAY, CONTROLLER ACTIVE | TURBINE PANEL
KA0132 | 1061979-1 | RELAY, CONTROLLER ACTIVE | TURBINE PANEL
KA0133 | 1061979-1 | RELAY, POST LUBE NOT REQUIRED | TURBINE PANEL
KA0134 | 1061979-1 | RELAY, BACKUP COMMAND OFF | TURBINE PANEL
KA0135 | 1061979-1 | RELAY, AC PRE/POST PUMP DRIVE | TURBINE PANEL
KA0136 | 1061979-1 | RELAY, LUBE OIL HEADER^PRESSURE HIGH | TURBINE PANEL
KA0137 | 1061979-1 | RELAY, LUBE PUMP INHIBIT | TURBINE PANEL
KA0138 | 1061979-1 | RELAY, BACKUP LUBE OIL PUMP OFF | TURBINE PANEL
KA0141 | 1061979-1 | RELAY, CONTROLLER ACTIVE | TURBINE PANEL
KA0144 | 1061979-1 | RELAY, AC PRE/POST PUMP DRIVE | TURBINE PANEL
KA0176 | 1061979-1 | RELAY, VENTILATION REQUIRED | TURBINE PANEL
KA0178 | 1061979-1 | RELAY, LOCAL HORN CONTROL (EQP) | TURBINE PANEL
KA0181 | 1061979-1 | RELAY, TURBINE RUNNING STATUS | TURBINE PANEL
KA0182 | 1061979-1 | RELAY, WHRS PURGE FLOW ESTABLISHED | TURBINE PANEL
KA0183 | 1061979-1 | RELAY, WASTE HEAT READY | TURBINE PANEL
KA0231 | 1061979-1 | RELAY, CONTROLLER ACTIVE | TURBINE PANEL
KA0232 | 1061979-1 | RELAY, CONTROLLER ACTIVE | TURBINE PANEL
KA0233 | 1061979-1 | RELAY, CONTROLLER ACTIVE | TURBINE PANEL
KA0234 | 1061979-1 | RELAY, CONTROLLER ACTIVE | TURBINE PANEL
KA0235 | 1061979-1 | RELAY, NO EMERGENCY ^SHUTDOWN SUMMARY | TURBINE PANEL
KA0236 | 1061979-1 | RELAY, NO EMERGENCY ^SHUTDOWN SUMMARY | TURBINE PANEL
KA0237 | 1061979-1 | RELAY, NO EMERGENCY ^SHUTDOWN SUMMARY | TURBINE PANEL
KA0238 | 1061979-1 | RELAY, NO EMERGENCY SHUTDOWN SUMMARY | TURBINE PANEL
KA0239 | 1061979-1 | RELAY, NO EMERGENCY SHUTDOWN SUMMARY | TURBINE PANEL
KA0240 | 1061979-1 | RELAY, NO EMERGENCY SHUTDOWN SUMMARY | TURBINE PANEL
KA0241 | 1061979-1 | RELAY, BACKUP SYSTEM RESET | TURBINE PANEL
KA0242 | 1061979-1 | RELAY, BACKUP SYSTEM RESET | TURBINE PANEL
KA0243 | 1061979-1 | RELAY, NO FIRE DETECTED | TURBINE PANEL
KA0244 | 1061979-1 | RELAY, NO FIRE DETECTED | TURBINE PANEL
KA0245 | 1061979-1 | RELAY, NO GAS DETECTED | TURBINE PANEL
KA0246 | 1061979-1 | RELAY, NO FIRE DETECTED | TURBINE PANEL
KA0247 | 1061979-1 | RELAY, NO FIRE DETECTED | TURBINE PANEL
KA0248 | 1061979-1 | RELAY, NO EMERGENCY SHUTDOWN SUMMARY | TURBINE PANEL
KA0249 | 1061979-1 | RELAY, NO GAS DETECTED | TURBINE PANEL
KA0250 | 1061979-1 | RELAY, NO EMERGENCY SHUTDOWN SUMMARY | TURBINE PANEL
KA0875 | 1061979-1 | RELAY, LOCAL HORN CONTROL (PLC) | TURBINE PANEL
KA1020 | 1061979-1 | RELAY, IGNITION START | TURBINE PANEL
KA2160 | 1061979-1 | RELAY, SPARE | TURBINE PANEL
KA2161 | 1061979-1 | RELAY, SPARE | TURBINE PANEL
KA7512 | 1061979-1 | RELAY, EMERGENCY STOP (CUSTOMER) | TURBINE PANEL
KT0140 | 2651077-1 | TIMER RELAY, BACKUP PUMP POST LUBE OFF CYCLE | TURBINE PANEL
KT0141 | 2651077-1 | TIMER RELAY, BACKUP POST LUBE CONTINUOUS | TURBINE PANEL
KT0142 | 2651077-1 | TIMER RELAY, TOTAL POST LUBE | TURBINE PANEL
KT0143 | 2651077-1 | TIMER RELAY, BACKUP PUMP POST LUBE ON CYCLE | TURBINE PANEL
KT0144 | 2651077-1 | TIMER RELAY, HEADER PRESSURE HIGH BACKUP PUMP OFF | TURBINE PANEL
KT0145 | 2651077-1 | TIMER RELAY, FIRE DETECTED ROLLDOWN LUBE | TURBINE PANEL
KT0146 | 2651077-3 | TIMER RELAY, WATCHDOG | TURBINE PANEL
UV0600 | 1089241-28 | POWER SUPPLY, RSLOGIX CHASSIS | TURBINE PANEL
VD6211 | 960592C1 | DIODE, 15 pF | TURBINE PANEL
WC0082 | 2684693-54 |  | TURBINE PANEL
XT0080 | 1066730-7,1066730-8 | TERMINAL BLOCK, SPRING, 4 CONDUCTOR,30-12 AWG (0.05-3.31 MM2),NON-IS | TURBINE PANEL
XT0090 | 1066730-7,1066730-8 | TERMINAL BLOCK, SPRING, 4 CONDUCTOR,30-12 AWG (0.05-3.31 MM2),NON-IS | TURBINE PANEL
XT0134 | 1066730-16,1066730-17 | TERMINAL STRIP, 2 CONDUCTOR | TURBINE PANEL
XT0135 | 1066730-7,1066730-8 | TERMINAL BLOCK, SPRING, 4 CONDUCTOR,30-12 AWG (0.05-3.31 MM2),NON-IS | TURBINE PANEL
XT0136 | 1066730-7,1066730-8 | TERMINAL BLOCK, SPRING, 4 CONDUCTOR,30-12 AWG (0.05-3.31 MM2),NON-IS | TURBINE PANEL
XT0137 | 1066730-7,1066730-8 | TERMINAL BLOCK, SPRING, 4 CONDUCTOR,30-12 AWG (0.05-3.31 MM2),NON-IS | TURBINE PANEL
XT0138 | 1066730-16,1066730-17 | TERMINAL STRIP, 2 CONDUCTOR | TURBINE PANEL
XT0139 | 1066730-7,1066730-8 | TERMINAL BLOCK, SPRING, 4 CONDUCTOR,30-12 AWG (0.05-3.31 MM2),NON-IS | TURBINE PANEL
XT0147 | 1066730-7,1066730-8 | TERMINAL BLOCK, SPRING, 4 CONDUCTOR,30-12 AWG (0.05-3.31 MM2),NON-IS | TURBINE PANEL
XT0171 | 1066730-7,1066730-8 | TERMINAL BLOCK, SPRING, 4 CONDUCTOR,30-12 AWG (0.05-3.31 MM2),NON-IS | TURBINE PANEL
XT0233 | 1066730-7,1066730-8 | TERMINAL BLOCK, SPRING, 4 CONDUCTOR,30-12 AWG (0.05-3.31 MM2),NON-IS | TURBINE PANEL
XT0235 | 1066730-7,1066730-8 | TERMINAL BLOCK, SPRING, 4 CONDUCTOR,30-12 AWG (0.05-3.31 MM2),NON-IS | TURBINE PANEL
XT0236 | 1066730-7,1066730-8,1067996-4 | TERMINAL BLOCK, SPRING, 4 CONDUCTOR,30-12 AWG (0.05-3.31 MM2),NON-IS | TURBINE PANEL
XT0237 | 1066730-10,1066730-9 | DIODE TERMINAL STRIP, 4 CONDUCTOR | TURBINE PANEL
XT0240 | 1066730-7,1066730-8 | TERMINAL BLOCK, SPRING, 4 CONDUCTOR,30-12 AWG (0.05-3.31 MM2),NON-IS | TURBINE PANEL
XT7512 | 1066730-7,1066730-8 | TERMINAL BLOCK, SPRING, 4 CONDUCTOR,30-12 AWG (0.05-3.31 MM2),NON-IS | TURBINE PANEL

## TURBINE DOOR_S
TURBINE DOOR
JB70
Project # | J0360
Project Name | BIOGEN
Revision | A
Controls DE | A.DOMINGUEZ
Phone:
Controls ME | A.GAMEZ
Phone:
From | [5 empty] | To
Device ID | Wire No. | Wire ID | Gauge/Size | Length | Device ID | Location | Bundle Name
AT1100:NEG | -0V | WHT | 14 | 200 | XT0134:3 | TURBINE PANEL | AT1100
AT1100:POS | FU1100 | WHT | 14 | 80 | FU1100:LD | DOOR RAIL
SA0471:B1-13 | SA0471B113 | WHT | 20 | 180 | AF0087:40 | TURBINE PANEL | SA0471
SA0471:B1-14 | SA0471B114 | WHT | 20 | 180 | AF0087:08 | TURBINE PANEL
SA0471:B2-13 | SA0471B213 | WHT | 20 | 180 | AF0087:39 | TURBINE PANEL
SA0471:B2-14 | SA0471B214 | WHT | 20 | 180 | AF0087:07 | TURBINE PANEL
SA0472:B1-13 | SA0472B113 | WHT | 20 | 180 | AF0091:47 | TURBINE PANEL | SA0472
SA0472:B1-14 | SA0472B114 | WHT | 20 | 180 | AF0091:15 | TURBINE PANEL
SA0472:B2-13 | SA0472B213 | WHT | 20 | 180 | AF0091:46 | TURBINE PANEL
SA0472:B2-14 | SA0472B214 | WHT | 20 | 180 | AF0091:14 | TURBINE PANEL
SA0473:B-B1 | SA0473B-B1 | WHT | 20 | 180 | AF0087:06 | TURBINE PANEL | SA0473
SA0473:B-B2 | SA0473B-B2 | WHT | 20 | 180 | AF0087:38 | TURBINE PANEL
SA0473:W-B1 | SA0473W-B1 | WHT | 20 | 180 | AF0087:05 | TURBINE PANEL
SA0473:W-B2 | SA0473W-B2 | WHT | 20 | 180 | AF0087:37 | TURBINE PANEL
SB0471:11 | SB047111 | WHT | 20 | 180 | AF0087:34 | TURBINE PANEL | SB0471
SB0471:12 | SB047112 | WHT | 20 | 180 | AF0087:02 | TURBINE PANEL
SB0472:B1-12 | ESTOP | WHT | 20 | 180 | XT0137:2 | TURBINE PANEL | SB0472
SB0472:B1-11 | ESTOPA | WHT | 20 | 180 | XT0137:1 | TURBINE PANEL
SB0472:B2-11 | SB0472B211 | WHT | 20 | 180 | AF0081:36 | TURBINE PANEL
SB0472:B2-12 | SB0472B212 | WHT | 20 | 180 | AF0081:04 | TURBINE PANEL
SB0473:13 | SB047313 | WHT | 20 | 180 | AF0087:35 | TURBINE PANEL | SB0473
SB0473:14 | SB047314 | WHT | 20 | 180 | AF0087:03 | TURBINE PANEL
SB0474:13 | SB047413 | WHT | 20 | 180 | AF0087:36 | TURBINE PANEL | SB0474
SB0474:14 | SB047414 | WHT | 20 | 180 | AF0087:04 | TURBINE PANEL
SH0470:11 | SH047011 | WHT | 20 | 180 | AF0087:33 | TURBINE PANEL | SH0470
SH0470:12 | SH047012 | WHT | 20 | 180 | AF0087:01 | TURBINE PANEL
SH0470:13 | SH047013 | WHT | 20 | 180 | XT0137:5 | TURBINE PANEL
SH0470:14 | SH047014 | WHT | 20 | 180 | XT0137:6 | TURBINE PANEL
SH0470:X1 | SH0470X1 | WHT | 20 | 180 | AF0093:22 | TURBINE PANEL
SH0470:X2 | SH0470X2 | WHT | 20 | 180 | AF0093:06 | TURBINE PANEL
SH0471:11 | SH047111 | WHT | 20 | 180 | XT0137:3 | TURBINE PANEL | SH0471
SH0471:12 | SH047112 | WHT | 20 | 180 | XT0137:4 | TURBINE PANEL
SH0471:13 | SH047113 | WHT | 20 | 180 | AF0087:32 | TURBINE PANEL
SH0471:14 | SH047114 | WHT | 20 | 180 | AF0087:00 | TURBINE PANEL
SH0471:X1 | SH0471X1 | WHT | 20 | 180 | AF0093:31 | TURBINE PANEL
SH0471:X2 | SH0471X2 | WHT | 20 | 180 | AF0093:15 | TURBINE PANEL
SH0472:X1 | -0V | WHT | 20 | 180 | XT0236:3 | TURBINE PANEL | SH0472
SH0472:13 | FU0139 | WHT | 20 | 180 | XT0236:1 | TURBINE PANEL
SH0472:14 | KA0241A1 | WHT | 20 | 180 | XT0236:2 | TURBINE PANEL
SH0472:11 | SH047211 | WHT | 20 | 180 | XT0236:4 | TURBINE PANEL
SH0472:12 | SH047212 | WHT | 20 | 180 | XT0236:5 | TURBINE PANEL
SH0472:X2 | SH0472X2 | WHT | 20 | 180 | XT0237:2 B1 | TURBINE PANEL

## DOOR RAIL_S
TURBINE DOOR RAIL JB70
JB70
Project # | J0360
Project Name | BIOGEN
Revision | A
Controls DE | A.DOMINGUEZ
Phone:
Controls ME | A.GAMEZ
Phone:
From | [5 empty] | To
Device ID | Wire No. | Wire ID | Gauge/Size | Length | Device ID | Location | Bundle Name
BA1100:POS | FU1102 | WHT | 16 | 60 | FU1102:LD | TURBINE DOOR | BA1100
BA1100:NEG | UJ02911N | WHT | 16 | 60 | UJ0291:OUT1(-) | TURBINE DOOR
FU1101:LD | FU1101LD | WHT | 16 | 60 | UJ0291:24V(+) | TURBINE DOOR | FU
FU1102:LI | UJ0291P | WHT | 16 | 60 | UJ0291:OUT1(+) | TURBINE DOOR
FU0680:LD | AT0680POS | WHT | 14 | 60 | XT0680:1 | TURBINE DOOR
AT0680:NEG | -0V | WHT | 14 | 60 | XT0680:2 | TURBINE DOOR | AT0680
AT0680:POS | AT0680POS | WHT | 14 | 60 | XT0680:1 | TURBINE DOOR
FU1100:LI | FU0136 | WHT | 14 | 200 | XT0138:3 | TURBINE PANEL | FU-TURB
FU1101:LI | FU0137 | WHT | 14 | 200 | XT0139:1 | TURBINE PANEL
FU0680:LI | FU0210 | WHT | 14 | 200 | XT0233:3 | TURBINE PANEL
UJ0291:24V(-) | -0V | WHT | 16 | 200 | XT0135:2 | TURBINE PANEL | UJ/XT-TURB
XT0680:2 | -0V | WHT | 14 | 200 | XT0235:3 | TURBINE PANEL

## LEFT RAIL_S
TURBINE LEFT RAIL JB70
JB70
Project # | J0360
Project Name | BIOGEN
Revision | A
Controls DE | A.DOMINGUEZ
Phone:
Controls ME | A.GAMEZ
Phone:
From | [5 empty] | To
Device ID | Wire No. | Wire ID | Gauge/Size | Length | Device ID | Location | Bundle Name
UA1200:J1-8 | UA1200J | WHT | 20 | 60 | UA1200:J3-5 | LEFT RAIL | UA1200
UA1200:J1-9 | -0V | WHT | 20 | 140 | XT0235:4 | TURBINE PANEL | UA-TURB PNL
UA1200:J1-10 | FU0212 | WHT | 20 | 140 | XT0233:4 | TURBINE PANEL
UA1200:J2-2 | FU0212 | WHT | 20 | 140 | XT0233:4 | TURBINE PANEL
UA1200:J1-5 | UA1200J15 | WHT | 20 | 140 | XT0237:1 B1 | TURBINE PANEL
UA1200:J2-6 | UA1200J26 | WHT | 20 | 140 | KA0130:A2 | TURBINE PANEL
UA1200:J2-7 | UA1200J27 | WHT | 20 | 140 | AF0081:19 | TURBINE PANEL
PC0470:INP_A | -009312 | WHT | 20 | 140 | AF0093:12 | TURBINE PANEL | PC-TURB PNL
PC0470:-PWR | -009328 | WHT | 20 | 140 | AF0093:28 | TURBINE PANEL
PC0470:+PWR | -009344 | WHT | 20 | 140 | AF0093:44 | TURBINE PANEL

## TURBINE PANEL_S
TURBINE PANEL
JB70
Project # | J0360
Project Name | BIOGEN
Revision | A
Controls DE | A.DOMINGUEZ
Phone:
Controls ME | A.GAMEZ
Phone:
From | [5 empty] | To
Device ID | Wire No. | Wire ID | Gauge/Size | Length | Device ID | Location | Bundle Name
AU0080:COM | -0V | WHT | 14 | 60 | XT0080:1 | TURBINE PANEL | AU
AU0090:COM | -0V | WHT | 14 | 60 | XT0090:1 | TURBINE PANEL
AU0080:V+ | FU0080 | WHT | 14 | 60 | FU0080:LD | TURBINE PANEL
AU0090:V+ | FU0090 | WHT | 14 | 60 | FU0090:LD | TURBINE PANEL
AF0081:39 | SB75121 | WHT | 20 | 60 | XT7512:1 | TURBINE PANEL | AF0080'S
AF0081:07 | SB75122 | WHT | 20 | 60 | XT7512:2 | TURBINE PANEL
AF0082:COM | -0V | WHT | 14 | 60 | XT0080:2 | TURBINE PANEL
AF0082:V+ | FU0081 | WHT | 14 | 60 | FU0081:LD | TURBINE PANEL
AF0093:04 | -009304 | WHT | 20 | 120 | XT0171:2 | TURBINE PANEL | AF0090'S
AF0091:COM | AF0091N | WHT | 20 | 60 | AF0094:COM | TURBINE PANEL
AF0092:13 | XT02372 | WHT | 20 | 100 | XT0237:2 T2 | TURBINE PANEL
AF0092:COM | -0V | WHT | 14 | 60 | XT0090:2 | TURBINE PANEL
AF0095:COM | -0V | WHT | 14 | 60 | XT0090:4 | TURBINE PANEL
AF0096:COM | -0V | WHT | 14 | 60 | XT0090:3 | TURBINE PANEL
AF0091:V+ | AF0091P | WHT | 14 | 60 | AF0094:V+ | TURBINE PANEL
AF0092:V+ | FU0091 | WHT | 14 | 60 | FU0091:LD | TURBINE PANEL
AF0093:V+ | FU0092 | WHT | 14 | 60 | FU0092:LD | TURBINE PANEL
AF0096:V+ | FU0093 | WHT | 14 | 60 | FU0093:LD | TURBINE PANEL
AF0095:V+ | FU0094 | WHT | 14 | 60 | FU0094:LD | TURBINE PANEL
KA0182:A1 | -007614 | WHT | 20 | 60 | AF0096:02 | TURBINE PANEL | KA A1
KA0130:A1 | -008135 | WHT | 20 | 100 | AF0081:35 | TURBINE PANEL
KA0130:A1 | -008135 | WHT | 20 | 60 | KA0130:11 | TURBINE PANEL
KA2160:A1 | -009204 | WHT | 20 | 120 | AF0092:04 | TURBINE PANEL
KA2161:A1 | -009207 | WHT | 20 | 120 | AF0092:07 | TURBINE PANEL
KA0875:A1 | -009212 | WHT | 20 | 120 | AF0092:12 | TURBINE PANEL
KA0181:A1 | -018102 | WHT | 20 | 60 | AF0092:10 | TURBINE PANEL
KA0183:A1 | -018106 | WHT | 20 | 60 | AF0092:14 | TURBINE PANEL
KA0235:A1 | ESTOP | WHT | 20 | 100 | XT0240:4 | TURBINE PANEL
KA0133:A1 | KA0133A1 | WHT | 20 | 120 | AF0092:02 | TURBINE PANEL
KA0134:A1 | KA0134A1 | WHT | 20 | 120 | AF0091:12 | TURBINE PANEL
KA0135:A1 | KA0135A1 | WHT | 20 | 140 | KA0144:A1 | TURBINE PANEL
KA0137:A1 | KA0137A1 | WHT | 20 | 60 | KT0142:18 | TURBINE PANEL
KA0178:A1 | KA0178A1 | WHT | 20 | 60 | XT0147:3 | TURBINE PANEL
KA0131:A1 | KA0234A1 | WHT | 20 | 100 | XT0136:10 | TURBINE PANEL
KA0241:A1 | KA0241A1 | WHT | 20 | 100 | XT0240:6 | TURBINE PANEL
KA0243:A1 | KA0243A1 | WHT | 20 | 100 | XT0240:7 | TURBINE PANEL
KA0245:A1 | KA0245A1 | WHT | 20 | 100 | XT0240:8 | TURBINE PANEL
KA0136:A1 | PS32002 | WHT | 20 | 100 | XT0136:5 | TURBINE PANEL
KA7512:A1 | SB75122 | WHT | 20 | 60 | XT7512:2 | TURBINE PANEL
KA0182:A2 | -007630 | WHT | 20 | 60 | AF0096:18 | TURBINE PANEL | KA A2
KA7512:A2 | -008123 | WHT | 20 | 60 | AF0081:23 | TURBINE PANEL
KA2160:A2 | -009220 | WHT | 20 | 140 | AF0092:20 | TURBINE PANEL
KA2161:A2 | -009223 | WHT | 20 | 140 | AF0092:23 | TURBINE PANEL
KA0875:A2 | -009228 | WHT | 20 | 100 | AF0092:28 | TURBINE PANEL
KA0181:A2 | -018118 | WHT | 20 | 60 | AF0092:26 | TURBINE PANEL
KA0183:A2 | -018122 | WHT | 20 | 60 | AF0092:30 | TURBINE PANEL
KA0131:A2 | -0V | WHT | 20 | 60 | KT0145:A2 | TURBINE PANEL
KA0135:A2 | -0V | WHT | 20 | 120 | KA0136:A2 | TURBINE PANEL
KA0135:A2 | -0V | WHT | 20 | 120 | KA0144:A2 | TURBINE PANEL
KA0176:A2 | -0V | WHT | 20 | 60 | XT0135:3 | TURBINE PANEL
KA0249:A2 | -0V | WHT | 20 | 100 | XT0240:10 | TURBINE PANEL
KA0178:A2 | KA0178A2 | WHT | 20 | 60 | XT0147:4 | TURBINE PANEL
KA0231:A2 | KA0231A2 | WHT | 20 | 100 | AF0096:17 | TURBINE PANEL
KA0130:14 | -008103 | WHT | 20 | 80 | AF0081:03 | TURBINE PANEL | KA
KA0176:14 | -009336 | WHT | 20 | 120 | AF0093:36 | TURBINE PANEL
KA0242:21 | -024221 | WHT | 20 | 120 | XT0237:1 T2 | TURBINE PANEL
KA7512:14 | ESTOPB | WHT | 20 | 100 | XT0240:2 | TURBINE PANEL
KA0243:21 | ESTOPC | WHT | 20 | 100 | XT0240:1 | TURBINE PANEL
KA7512:11 | ESTOPC | WHT | 20 | 100 | XT0240:1 | TURBINE PANEL
KA0232:21 | FU0137 | WHT | 20 | 100 | XT0139:3 | TURBINE PANEL
KA0132:11 | FU0139 | WHT | 20 | 60 | KA0133:11 | TURBINE PANEL
KA0134:11 | FU0139 | WHT | 20 | 60 | KA0136:11 | TURBINE PANEL
KA0138:14 | FU0139 | WHT | 20 | 100 | XT0136:11 | TURBINE PANEL
KA0141:24 | FU0139 | WHT | 20 | 140 | KA0241:24 | TURBINE PANEL
KA0141:24 | FU0139 | WHT | 20 | 100 | XT0136:2 | TURBINE PANEL
KA0236:11 | FU0139 | WHT | 20 | 60 | KA0244:11 | TURBINE PANEL
KA0236:11 | FU0139 | WHT | 20 | 100 | XT0240:12 | TURBINE PANEL
KA0132:11 | FU0139 | WHT | 20 | 60 | KT0145:15 | TURBINE PANEL
KA0232:12 | FU0170 | WHT | 20 | 60 | KA0875:14 | TURBINE PANEL
KA0178:11 | HA04722 | WHT | 20 | 60 | XT0147:1 | TURBINE PANEL
KA0875:11 | HA04722 | WHT | 20 | 120 | XT0147:1 | TURBINE PANEL
KA0131:12 | KA013112 | WHT | 20 | 60 | KA0137:24 | TURBINE PANEL
KA0137:24 | KA013112 | WHT | 20 | 100 | AF0087:09 | TURBINE PANEL
KA0131:14 | KA013114 | WHT | 20 | 120 | AF0092:06 | TURBINE PANEL
KA0132:22 | KA013222 | WHT | 20 | 60 | KA0137:14 | TURBINE PANEL
KA0132:22 | KA013222 | WHT | 20 | 60 | KT0141:18 | TURBINE PANEL
KA0132:24 | KA013224 | WHT | 20 | 60 | KA0134:14 | TURBINE PANEL
KA0131:11 | KA0135A1 | WHT | 20 | 120 | KA0135:A1 | TURBINE PANEL
KA0136:21 | KA013621 | WHT | 20 | 120 | AF0087:43 | TURBINE PANEL
KA0136:24 | KA013624 | WHT | 20 | 100 | AF0087:11 | TURBINE PANEL
KA0136:14 | KA013821 | WHT | 20 | 60 | KA0138:21 | TURBINE PANEL
KA0132:21 | KA0138A1 | WHT | 20 | 60 | KA0138:A1 | TURBINE PANEL
KA0141:11 | KA014111 | WHT | 20 | 120 | AF0091:39 | TURBINE PANEL
KA0141:14 | KA014114 | WHT | 20 | 120 | AF0091:07 | TURBINE PANEL
KA0144:22 | KA014422 | WHT | 20 | 60 | KA0176:A1 | TURBINE PANEL
KA0144:22 | KA014422 | WHT | 20 | 120 | KA0249:12 | TURBINE PANEL
KA0176:11 | KA017611 | WHT | 20 | 60 | XT0171:1 | TURBINE PANEL
KA0246:11 | KA017611 | WHT | 20 | 120 | XT0171:1 | TURBINE PANEL
KA0178:14 | KA017814 | WHT | 20 | 120 | KA0232:11 | TURBINE PANEL
KA0231:21 | KA023121 | WHT | 20 | 60 | KA0245:14 | TURBINE PANEL
KA0232:22 | KA023222 | WHT | 20 | 120 | KA0144:21 | TURBINE PANEL
KA0232:22 | KA023222 | WHT | 20 | 60 | KA0249:11 | TURBINE PANEL
KA0231:11 | KA0234A1 | WHT | 20 | 100 | KA0231:A1 | TURBINE PANEL
KA0231:11 | KA0234A1 | WHT | 20 | 60 | KA0242:11 | TURBINE PANEL
KA0242:11 | KA0234A1 | WHT | 20 | 60 | XT0136:10 | TURBINE PANEL
KA0236:12 | KA023612 | WHT | 20 | 100 | XT0240:13 | TURBINE PANEL
KA0239:21 | KA023921 | WHT | 20 | 100 | AF0081:41 | TURBINE PANEL
KA0239:24 | KA023924 | WHT | 20 | 100 | AF0081:09 | TURBINE PANEL
KA0235:14 | KA024114 | WHT | 20 | 60 | KA0241:14 | TURBINE PANEL
KA0241:14 | KA024114 | WHT | 20 | 60 | KA0231:24 | TURBINE PANEL
KA0231:14 | KA024214 | WHT | 20 | 60 | KA0242:14 | TURBINE PANEL
KA0242:14 | KA024214 | WHT | 20 | 120 | AF0081:08 | TURBINE PANEL
KA0231:14 | KA024214 | WHT | 20 | 140 | KT0146:18 | TURBINE PANEL
KA0243:11 | KA024311 | WHT | 20 | 120 | AF0081:33 | TURBINE PANEL
KA0243:14 | KA024314 | WHT | 20 | 120 | AF0081:01 | TURBINE PANEL
KA0244:12 | KA024412 | WHT | 20 | 140 | KT0145:A1 | TURBINE PANEL
KA0243:24 | KA024511 | WHT | 20 | 60 | KA0245:11 | TURBINE PANEL
KA0245:21 | KA024521 | WHT | 20 | 120 | AF0081:34 | TURBINE PANEL
KA0245:24 | KA024524 | WHT | 20 | 120 | AF0081:02 | TURBINE PANEL
KA0242:24 | KA024822 | WHT | 20 | 60 | KA0248:22 | TURBINE PANEL
KA0138:11 | KM3170EP | WHT | 20 | 100 | XT0136:13 | TURBINE PANEL
KA0132:12 | KT0141A1 | WHT | 20 | 60 | KA0133:12 | TURBINE PANEL
KA0132:12 | KT0141A1 | WHT | 20 | 60 | KT0142:A1 | TURBINE PANEL
KA0138:24 | KT0144B1 | WHT | 20 | 60 | KT0144:B1 | TURBINE PANEL
KA0141:21 | KT0146A1 | WHT | 20 | 120 | KA0241:21 | TURBINE PANEL
KA0141:21 | KT0146A1 | WHT | 20 | 60 | KT0146:A1 | TURBINE PANEL
KA0240:21 | PS32004 | WHT | 20 | 60 | XT0136:6 | TURBINE PANEL
KA0235:11 | UA1200J21 | WHT | 20 | 60 | KA0241:11 | TURBINE PANEL
KA0241:11 | UA1200J21 | WHT | 20 | 120 | AF0081:00 | TURBINE PANEL
KA0240:24 | UF1300 | WHT | 20 | 60 | XT0136:7 | TURBINE PANEL
KA0248:21 | FU0212 | WHT | 16 | 120 | FU0212:LD | TURBINE PANEL
KA1020:14 | FU0211 | WHT | 14 | 60 | FU0211:LD | TURBINE PANEL
KT0140:A2 | -0V | WHT | 20 | 120 | XT0136:3 | TURBINE PANEL | KT L/S
KT0141:18 | KA013222 | WHT | 20 | 60 | KT0144:18 | TURBINE PANEL
KT0142:18 | KA0137A1 | WHT | 20 | 60 | KT0145:18 | TURBINE PANEL
KT0140:16 | KT014115 | WHT | 20 | 60 | KT0141:15 | TURBINE PANEL
KT0140:18 | KT0143A1 | WHT | 20 | 60 | KT0143:A1 | TURBINE PANEL
KT0146:A2 | KT0146A2 | WHT | 20 | 140 | AF0096:16 | TURBINE PANEL
KT0140:15 | FU0139 | WHT | 20 | 60 | KT0142:15 | TURBINE PANEL | KT R/S
KT0140:15 | FU0139 | WHT | 20 | 120 | XT0136:2 | TURBINE PANEL
KT0142:15 | FU0139 | WHT | 20 | 60 | KT0144:A1 | TURBINE PANEL
KT0140:A1 | KT0140A1 | WHT | 20 | 60 | KT0143:16 | TURBINE PANEL
KT0141:A1 | KT0141A1 | WHT | 20 | 60 | KT0143:15 | TURBINE PANEL
KT0146:15 | KT014615 | WHT | 20 | 140 | AF0096:01 | TURBINE PANEL
KT0146:B1 | KT0146B1 | WHT | 20 | 140 | AF0096:00 | TURBINE PANEL
XT0136:3 | -0V | WHT | 20 | 60 | XT0136:12 | TURBINE PANEL | XT
XT0136:3 | -0V | WHT | 20 | 80 | XT0240:10 | TURBINE PANEL
XT0240:9 | -0V | WHT | 20 | 60 | XT0236:3 | TURBINE PANEL
XT0240:4 | ESTOP | WHT | 20 | 60 | XT0137:2 | TURBINE PANEL
XT0240:3 | ESTOPA | WHT | 20 | 60 | XT0137:1 | TURBINE PANEL
XT0136:1 | FU0139 | WHT | 20 | 60 | XT0136:11 | TURBINE PANEL
XT0136:1 | FU0139 | WHT | 20 | 80 | XT0240:12 | TURBINE PANEL
XT0240:11 | FU0139 | WHT | 20 | 80 | XT0236:1 | TURBINE PANEL
XT0240:13 | KA023612 | WHT | 20 | 60 | XT0237:2 B2 | TURBINE PANEL
XT0240:6 | KA0241A1 | WHT | 20 | 60 | XT0236:2 | TURBINE PANEL
XT0090:1 | -0V | WHT | 14 | 120 | XT0135:2 | TURBINE PANEL
XT0135:1 | -0V | WHT | 14 | 100 | XT0136:3 | TURBINE PANEL
XT0135:2 | -0V | WHT | 14 | 60 | XT0080:1 | TURBINE PANEL
XT0134:1 | -0V | WHT | 12 | 60 | XT0135:1 | TURBINE PANEL
XT0134:4 | -0V | WHT | 12 | 60 | XT0235:1 | TURBINE PANEL
UV0600:(-) | -0V | WHT | 16 | 60 | XT0235:2 | TURBINE PANEL | UV0600
UV0600:(+) | FU0700 | WHT | 14 | 60 | FU0700:LD | TURBINE PANEL
FU0212:LD | FU0212 | WHT | 16 | 60 | XT0233:4 | TURBINE PANEL | FU
FU0137:LI | FU0136 | WHT | 14 | 60 | XT0138:1 | TURBINE PANEL
FU0210:LI | FU0136 | WHT | 14 | 60 | XT0138:4 | TURBINE PANEL
FU0080:LI | FU0137 | WHT | 14 | 60 | XT0139:1 | TURBINE PANEL
FU0090:LI | FU0137 | WHT | 14 | 80 | XT0139:2 | TURBINE PANEL
FU0139:LI | FU0137 | WHT | 14 | 60 | XT0139:1 | TURBINE PANEL
FU0700:LI | FU0137 | WHT | 14 | 60 | XT0139:3 | TURBINE PANEL
FU0139:LD | FU0139 | WHT | 14 | 60 | XT0136:1 | TURBINE PANEL
FU0210:LD | FU0210 | WHT | 14 | 60 | XT0233:1 | TURBINE PANEL
FU0212:LI | FU0210 | WHT | 14 | 60 | XT0233:1 | TURBINE PANEL
FU0137:LD | FU0137 | WHT | 12 | 60 | XT0139:1 | TURBINE PANEL

## JB72 BOTTOM RAIL_S
JB72 BOTTOM RAIL
JB72
Project # | J0360
Project Name | BIOGEN
Revision | A
Controls DE | A.DOMINGUEZ
Phone:
Controls ME | A.GAMEZ
Phone:
From | [5 empty] | To
Device ID | Wire No. | Wire ID | Gauge/Size | Length | Device ID | Location | Bundle Name
AF0122:COM | AU0120N | WHT | 20 | 60 | AU0120:COM | BOTTOM RAIL | AF0120'S
AF0122:V+ | AU0120P | WHT | 20 | 60 | AU0120:V+ | BOTTOM RAIL
AF0121:COM | -0V | WHT | 14 | 60 | XT0120:2 | BOTTOM RAIL
AU0120:COM | -0V | WHT | 14 | 60 | XT0120:1 | BOTTOM RAIL
AU0120:V+ | FU0120 | WHT | 14 | 60 | FU0120:LD | BOTTOM RAIL
AF0121:V+ | FU0121 | WHT | 14 | 60 | FU0121:LD | BOTTOM RAIL
KA0121:A1 | -012101 | WHT | 20 | 60 | AF0121:01 | BOTTOM RAIL | KA A1/A2
KA0123:A1 | -012103 | WHT | 20 | 60 | AF0121:03 | BOTTOM RAIL
KA0128:A1 | -012108 | WHT | 20 | 60 | AF0121:08 | BOTTOM RAIL
KA0121:A2 | -012117 | WHT | 20 | 60 | AF0121:17 | BOTTOM RAIL
KA0123:A2 | -012119 | WHT | 20 | 60 | AF0121:19 | BOTTOM RAIL
KA0128:A2 | -012124 | WHT | 20 | 60 | AF0121:24 | BOTTOM RAIL
KA0180:A1 | -018100 | WHT | 20 | 80 | AF0181:00 | BOTTOM RAIL | KA-TOP RAIL
KA0185:A1 | -018110 | WHT | 20 | 80 | AF0181:10 | BOTTOM RAIL
KA0180:A2 | -018116 | WHT | 20 | 80 | AF0181:16 | BOTTOM RAIL
AF0121:00 | -009208 | WHT | 20 | 200 | KA3103:A1 | GEN PANEL | AF-GEN
AF0121:16 | -009224 | WHT | 20 | 200 | KA3103:A2 | GEN PANEL
AF0122:00 | -012200 | WHT | 20 | 200 | KA0330:11 | GEN PANEL
AF0122:01 | -012201 | WHT | 20 | 200 | KA0331:11 | GEN PANEL
AF0122:02 | -012202 | WHT | 20 | 200 | KA0310:11 | GEN PANEL
AF0122:32 | -012232 | WHT | 20 | 200 | KA0330:14 | GEN PANEL
AF0122:33 | -012233 | WHT | 20 | 200 | KA0331:14 | GEN PANEL
AF0122:34 | -012234 | WHT | 20 | 200 | KA0310:14 | GEN PANEL
AF0121:14 | KA033611 | WHT | 20 | 200 | KA0336:11 | GEN PANEL
AF0121:30 | KA4100A2 | WHT | 20 | 200 | KA4100:A2 | GEN PANEL
AF0122:40 | UJ0131OK1 | WHT | 20 | 200 | UJ0131:OK1 | GEN PANEL
AF0122:08 | UJ0131OK2 | WHT | 20 | 200 | UJ0131:OK2 | GEN PANEL
KA0123:A1 | -012103 | WHT | 20 | 200 | KA0313:7 | GEN PANEL | KA A1/2-GEN
KA0123:A2 | -012119 | WHT | 20 | 200 | KA0313:2 | GEN PANEL
KA0185:A2 | KA0185A2 | WHT | 20 | 200 | XT0338:1 | GEN PANEL
KA0180:11 | CC75801 | WHT | 20 | 200 | XT0337:4 | GEN PANEL | KA-GEN
KA0128:24 | CC75802 | WHT | 20 | 200 | XT0337:2 | GEN PANEL
KA0180:14 | CC75802 | WHT | 20 | 200 | XT0337:3 | GEN PANEL
KA0121:14 | FU0333 | WHT | 20 | 200 | XT0337:14 | GEN PANEL
KA0128:14 | FU0333 | WHT | 20 | 200 | KA0335:22 | GEN PANEL
KA0128:14 | FU0333 | WHT | 20 | 200 | XT0337:9 | GEN PANEL
KA0123:11 | FU0334 | WHT | 20 | 200 | XT0335:2 | GEN PANEL
KA0121:11 | KA012111 | WHT | 20 | 200 | XT0337:15 | GEN PANEL
KA0185:11 | KA012111 | WHT | 20 | 200 | XT0337:15 | GEN PANEL
KA0123:14 | KA012314 | WHT | 16 | 200 | AT0140:4 EX-D(+) | GEN PANEL
KA0128:21 | KA012821 | WHT | 20 | 200 | XT0337:1 | GEN PANEL
KA0185:14 | KA0332A1 | WHT | 20 | 200 | XT0337:16 | GEN PANEL
KA0128:11 | KA0333A1 | WHT | 20 | 200 | KA0335:21 | GEN PANEL
XT0120:1 | -0V | WHT | 14 | 200 | XT0130:2 | GEN PANEL | XT/FU-GEN
FU0120:LI | FU0332 | WHT | 14 | 200 | XT0130:1 | GEN PANEL

## JB72 TOP RAIL_S
JB72 TOP RAIL
JB72
Project # | J0360
Project Name | BIOGEN
Revision | A
Controls DE | A.DOMINGUEZ
Phone:
Controls ME | A.GAMEZ
Phone:
From | [5 empty] | To
Device ID | Wire No. | Wire ID | Gauge/Size | Length | Device ID | Location | Bundle Name
AF0184:00 | -018400 | WHT | 20 | 60 | XT0085:2 | TOP RAIL | AF0080'S
AF0184:01 | -0V | WHT | 20 | 60 | XT0085:3 | TOP RAIL
AF0182:COM | AU0180N | WHT | 20 | 60 | AU0180:COM | TOP RAIL
AF0182:V+ | AU0180P | WHT | 20 | 60 | AU0180:V+ | TOP RAIL
AF0181:COM | -0V | WHT | 14 | 60 | XT0180:2 | TOP RAIL
AU0180:COM | -0V | WHT | 14 | 60 | XT0180:1 | TOP RAIL
AU0180:V+ | FU0180 | WHT | 14 | 60 | FU0180:LD | TOP RAIL
AF0181:V+ | FU0181 | WHT | 14 | 60 | FU0181:LD | TOP RAIL
AF0181:26 | -018126 | WHT | 20 | 200 | XT0338:2 | GEN PANEL | AF-GEN
AF0184:06 | UJ0131IOUT | WHT | 20 | 200 | UJ0131:IOUT | GEN PANEL
AF0184:02 | UJ0131VIN | WHT | 20 | 200 | UJ0131:VIN | GEN PANEL
XT0085:3 | -0V | WHT | 20 | 200 | XT0334:2 | GEN PANEL | XT/FU-GEN
XT0180:1 | -0V | WHT | 14 | 200 | XT0130:3 | GEN PANEL
XT0085:1 | FU0335 | WHT | 14 | 200 | FU0335:LD | GEN PANEL
FU0180:LI | FU0332 | WHT | 14 | 200 | XT0130:1 | GEN PANEL

## JB72 LEFT RAIL_S
JB72 LEFT RAIL
JB72
Project # | J0360
Project Name | BIOGEN
Revision | A
Controls DE | A.DOMINGUEZ
Phone:
Controls ME | A.GAMEZ
Phone:
From | [5 empty] | To
Device ID | Wire No. | Wire ID | Gauge/Size | Length | Device ID | Location | Bundle Name
FU0050:LI | FU0210 | WHT | 14 | 60 | FU0052:LI | LEFT RAIL | FU/XT
FU0056:LD | FU0056 | WHT | 14 | 60 | XT0050:8 | LEFT RAIL
XT0050:6 | -0V | WHT | 14 | 60 | XT0050:9 | LEFT RAIL
FU0050:LD | FU0050 | WHT | 14 | 160 | AU0050:V+ | GEN PANEL | FU-GEN
FU0052:LD | FU0052 | WHT | 14 | 160 | AF0053:V+ | GEN PANEL
FU0053:LD | FU0053 | WHT | 14 | 160 | AF0054:V+ | GEN PANEL
FU0054:LD | FU0054 | WHT | 14 | 160 | AF0051:V+ | GEN PANEL
FU0055:LD | FU0055 | WHT | 14 | 160 | AF0052:V+ | GEN PANEL
XT0050:1 | -0V | WHT | 14 | 160 | AU0050:COM | GEN PANEL | XT-GEN
XT0050:2 | -0V | WHT | 14 | 160 | AF0053:COM | GEN PANEL
XT0050:3 | -0V | WHT | 14 | 160 | AF0054:COM | GEN PANEL
XT0050:4 | -0V | WHT | 14 | 160 | AF0051:COM | GEN PANEL
XT0050:5 | -0V | WHT | 14 | 160 | AF0052:COM | GEN PANEL

## GEN PANEL_S
GEN PANEL
JB72
Project # | J0360
Project Name | BIOGEN
Revision | A
Controls DE | A.DOMINGUEZ
Phone:
Controls ME | A.GAMEZ
Phone:
From | [5 empty] | To
Device ID | Wire No. | Wire ID | Gauge/Size | Length | Device ID | Location | Bundle Name
AF0410:53 | -0V | WHT | 16 | 60 | XT0110:2 | GEN PANEL | 1444'S
AF0410:56 | AF0410P | WHT | 16 | 60 | AF0420:55 | GEN PANEL
AF0420:54 | AF0420N | WHT | 16 | 60 | AF0450:53 | GEN PANEL
AF0420:56 | AF0420P | WHT | 16 | 60 | AF0450:55 | GEN PANEL
AF0410:55 | FU0113 | WHT | 16 | 80 | FU0113:LD | GEN PANEL
AF0410:54 | AF0410N | WHT | 14 | 60 | AF0420:53 | GEN PANEL
KA0335:A1 | ESTOP | WHT | 20 | 60 | XT0336:1 | GEN PANEL | KA A1
KA0310:A1 | FU0334 | WHT | 20 | 60 | XT0335:2 | GEN PANEL
KA0330:A1 | KA0330A1 | WHT | 20 | 60 | XT0337:11 | GEN PANEL
KA0331:A1 | KA0331A1 | WHT | 20 | 60 | XT0337:13 | GEN PANEL
KA0332:A1 | KA0332A1 | WHT | 20 | 60 | XT0337:16 | GEN PANEL
KA0333:A1 | KA0333A1 | WHT | 20 | 60 | XT0337:10 | GEN PANEL
KA2200:A1 | KA2200A1 | WHT | 20 | 120 | AF0051:00 | GEN PANEL
KA0336:A1 | KA0234A1 | WHT | 14 | 60 | XT0334:3 | GEN PANEL
KA0332:A2 | -0V | WHT | 20 | 60 | XT0337:17 | GEN PANEL | KA A2
KA0335:A2 | -0V | WHT | 20 | 60 | XT0336:2 | GEN PANEL
KA2200:A2 | KA2200A2 | WHT | 20 | 120 | AF0051:16 | GEN PANEL
KA0336:A2 | -0V | WHT | 14 | 60 | XT0336:2 | GEN PANEL
KA0310:24 | FU0333 | WHT | 20 | 60 | KA0335:22 | GEN PANEL | KA
KA0332:11 | KA033211 | WHT | 20 | 60 | XT0337:5 | GEN PANEL
KA0333:11 | KA033211 | WHT | 20 | 60 | KA0335:11 | GEN PANEL
KA0333:11 | KA033211 | WHT | 20 | 60 | XT0337:7 | GEN PANEL
KA0332:14 | KA033214 | WHT | 20 | 60 | XT0337:6 | GEN PANEL
KA0333:14 | KA033314 | WHT | 20 | 60 | KA0335:12 | GEN PANEL
KA0333:14 | KA033314 | WHT | 20 | 60 | XT0337:8 | GEN PANEL
KA0310:21 | KA0333A1 | WHT | 20 | 60 | KA0335:21 | GEN PANEL
KA0310:21 | KA0333A1 | WHT | 20 | 60 | XT0337:10 | GEN PANEL
KA0336:14 | KA033614 | WHT | 20 | 120 | KA4100:A1 | GEN PANEL
XT0336:3 | -0V | WHT | 20 | 60 | XT0337:17 | GEN PANEL | XT
XT0337:14 | FU0333 | WHT | 20 | 60 | XT0337:9 | GEN PANEL
XT0335:1 | FU0333 | WHT | 16 | 60 | XT0337:14 | GEN PANEL
XT0110:2 | -0V | WHT | 14 | 60 | XT0336:4 | GEN PANEL
XT0130:2 | -0V | WHT | 14 | 60 | XT0336:3 | GEN PANEL
XT0334:1 | -0V | WHT | 14 | 60 | XT0336:2 | GEN PANEL
FU0333:LD | FU0333 | WHT | 16 | 60 | XT0335:1 | GEN PANEL | FU
FU0330:LD | FU0330 | WHT | 14 | 60 | XT0332:1 | GEN PANEL
FU0332:LI | FU0330 | WHT | 14 | 60 | XT0332:1 | GEN PANEL
FU0113:LI | FU0332 | WHT | 14 | 60 | XT0110:1 | GEN PANEL
FU0332:LD | FU0332 | WHT | 14 | 60 | FU0333:LI | GEN PANEL
FU0332:LD | FU0332 | WHT | 14 | 60 | XT0130:1 | GEN PANEL
FU0335:LI | FU0332 | WHT | 14 | 80 | XT0110:1 | GEN PANEL
FU0334:LD | FU0334 | WHT | 14 | 60 | XT0335:2 | GEN PANEL
FU0335:LD | FU0335 | WHT | 14 | 60 | XT0335:3 | GEN PANEL
UJ0131:OUT(-) | -0V | WHT | 12 | 60 | XT0334:1 | GEN PANEL | UJ0131
UJ0131:+ | UJ0131P | WHT | 12 | 60 | FU0011:LD | GEN PANEL
AT0140:FLT 29 | KA0310A2 | WHT | 20 | 100 | KA0310:A2 | GEN PANEL | AT0140
AT0140:34 ID RES(-) | AT014034 | WHT | 16 | 60 | AT0140:42 ID(+) | GEN PANEL
AT0140:BAT(+) 47 | FU0334 | WHT | 16 | 120 | XT0335:2 | GEN PANEL
AT0140:3 EX-D(-) | -0V | WHT | 14 | 120 | XT0336:4 | GEN PANEL
AT0140:BAT(-) 48 | -0V | WHT | 14 | 120 | XT0336:4 | GEN PANEL
AT0140:FLT 30 | -0V | WHT | 14 | 120 | XT0336:4 | GEN PANEL
AT0140:17 VBUS-A | VBUSA | RED | 16R | 120 | XT0351:2 | GEN PANEL
AT0140:18 VBUS-B | VBUSB | RED | 16R | 120 | XT0351:3 | GEN PANEL
AT0140:19 VBUS-C | VBUSC | RED | 16R | 120 | XT0351:5 | GEN PANEL
AT0140:13 VGEN-A | VGENA | RED | 16R | 120 | XT0351:9 | GEN PANEL
AT0140:14 VGEN-B | VGENB | RED | 16R | 120 | XT0351:11 | GEN PANEL
AT0140:15 VGEN-C | VGENC | RED | 16R | 120 | XT0351:13 | GEN PANEL
AT0140:28 ID RLY | CCT1(-) | BLU | 12B | 120 | XT0350:4 | GEN PANEL
AT0140:43 ID(-) | CCT1(-) | BLU | 12B | 120 | XT0350:3 | GEN PANEL
AT0140:27 ID RLY | CCT1(+) | BLU | 12B | 120 | XT0350:2 | GEN PANEL
AT0140:33 ID RES(+) | CCT1(+) | BLU | 12B | 120 | XT0350:1 | GEN PANEL
AT0140:36 I1(+) | MCTA | BLU | 12B | 120 | XT0352:1 | GEN PANEL
AT0140:37 I1(-) | MCTAN | BLU | 12B | 120 | XT0352:6 | GEN PANEL
AT0140:38 I2(+) | MCTB | BLU | 12B | 120 | XT0352:2 | GEN PANEL
AT0140:39 I2(-) | MCTBN | BLU | 12B | 120 | XT0352:5 | GEN PANEL
AT0140:40 I3(+) | MCTC | BLU | 12B | 120 | XT0352:3 | GEN PANEL
AT0140:41 I3(-) | MCTN | BLU | 12B | 120 | XT0352:4 | GEN PANEL

## JB10 DOOR_S
JB10 DOOR
JB10
Project # | J0360
Project Name | BIOGEN
Revision | A
Controls DE | A.DOMINGUEZ
Phone:
Controls ME | A.GAMEZ
Phone:
From | [5 empty] | To
Device ID | Wire No. | Wire ID | Gauge/Size | Length | Device ID | Location | Bundle Name
HL0171:1 | HL01711 | WHT | 20 | 140 | XT0174:3 | JB10 LEFT RAIL | HL0171
HL0171:2 | HL01712 | WHT | 20 | 140 | XT0174:5 | JB10 LEFT RAIL
HL0172:1 | HL01721 | WHT | 20 | 140 | XT0174:6 | JB10 LEFT RAIL | HL0172
HL0172:2 | HL01722 | WHT | 20 | 140 | XT0174:8 | JB10 LEFT RAIL
HL0173:1 | HL01731 | WHT | 20 | 140 | XT0174:9 | JB10 LEFT RAIL | HL0173
HL0173:2 | HL01732 | WHT | 20 | 140 | XT0174:11 | JB10 LEFT RAIL
SA0170:13 | SA017013 | WHT | 20 | 140 | XT0170:12 | JB10 LEFT RAIL | SA0170
SA0170:14 | SA017014 | WHT | 20 | 140 | XT0170:11 | JB10 LEFT RAIL
SA0170:23 | KA6510A1 | WHT | 20 | 180 | KA6510:A1 | FIRE PANEL
SA0170:24 | AT01754P1 | WHT | 20 | 200 | AT0175:4P1 | JB10 R/RAIL
SB0170:23 | SB017023 | WHT | 20 | 140 | XT0174:1 | JB10 LEFT RAIL | SB0170
SB0170:24 | SB017024 | WHT | 20 | 140 | XT0174:2 | JB10 LEFT RAIL

## JB10 LEFT RAIL_S
JB10 LEFT RAIL
JB10
Project # | J0360
Project Name | BIOGEN
Revision | A
Controls DE | A.DOMINGUEZ
Phone:
Controls ME | A.GAMEZ
Phone:
From | [5 empty] | To
Device ID | Wire No. | Wire ID | Gauge/Size | Length | Device ID | Location | Bundle Name
XT0174:5 | HL01712 | WHT | 20 | 180 | AT0175:18 | RIGHT RAIL | XT-R/RAIL
XT0174:8 | HL01722 | WHT | 20 | 180 | AT0175:21 | RIGHT RAIL
XT0174:11 | HL01732 | WHT | 20 | 180 | AT0175:24 | RIGHT RAIL
XT0170:18 | KA0178A2 | WHT | 20 | 180 | AT0178:24 | RIGHT RAIL
XT0174:1 | SB017023 | WHT | 20 | 180 | AT0175:2 | RIGHT RAIL
XT0174:2 | SB017024 | WHT | 20 | 180 | AT0175:3 | RIGHT RAIL
XT0174:4 | VD0175A | WHT | 20 | 180 | AT0175:17 | RIGHT RAIL
XT0174:10 | VD0175D | WHT | 20 | 180 | AT0175:23 | RIGHT RAIL
XT0174:7 | VD0175I | WHT | 20 | 180 | AT0175:20 | RIGHT RAIL
XT0170:17 | VD0178 | WHT | 20 | 180 | AT0178:23 | RIGHT RAIL
XT0170:4 | -0V | WHT | 20 | 160 | KA0172:A2 | FIRE PANEL | XT-FIRE PNL
XT0170:5 | AT017045 | WHT | 20 | 160 | AT0170:45 | FIRE PANEL
XT0170:6 | AT017046 | WHT | 20 | 160 | AT0170:46 | FIRE PANEL
XT0170:13 | FU0139 | WHT | 20 | 160 | AT0170:24 | FIRE PANEL
XT0170:13 | FU0139 | WHT | 20 | 160 | AT0170:30 | FIRE PANEL
XT0170:7 | KA017211 | WHT | 20 | 160 | KA0172:11 | FIRE PANEL
XT0170:8 | KA017212 | WHT | 20 | 160 | KA0172:12 | FIRE PANEL
XT0170:29 | KA017221 | WHT | 20 | 160 | KA0172:21 | FIRE PANEL
XT0170:30 | KA017222 | WHT | 20 | 160 | KA0172:22 | FIRE PANEL
XT0170:9 | KA017411 | WHT | 20 | 160 | KA0174:11 | FIRE PANEL
XT0170:10 | KA017412 | WHT | 20 | 160 | KA0174:12 | FIRE PANEL
XT0170:14 | KA0243A1 | WHT | 20 | 160 | AT0170:26 | FIRE PANEL
XT0170:15 | KA0245A1 | WHT | 20 | 160 | AT0170:32 | FIRE PANEL
XT0170:12 | SA017013 | WHT | 20 | 160 | AT0170:6 | FIRE PANEL
XT0170:11 | SA017014 | WHT | 20 | 160 | AT0170:5 | FIRE PANEL
XT0170:3 | -0V | WHT | 14 | 160 | UV0170:2(-) | FIRE PANEL
XT0170:3 | -0V | WHT | 14 | 160 | UV0170:4(-) | FIRE PANEL
XT0170:4 | -0V | WHT | 14 | 160 | XT0172:5 | FIRE PANEL
XT0170:1 | FU0170 | WHT | 14 | 160 | XT0172:4 | FIRE PANEL
XT0170:2 | FU0170 | WHT | 14 | 160 | FU0170:LD | FIRE PANEL
XT0170:2 | FU0170 | WHT | 14 | 160 | UV0170:1(+) | FIRE PANEL
XT0170:2 | FU0170 | WHT | 14 | 160 | UV0170:3(+) | FIRE PANEL
XT0170:20 | LON0N | WHT | 14 | 160 | UV0170:14(-) | FIRE PANEL
XT0170:19 | LON0P | WHT | 14 | 160 | UV0170:13(+) | FIRE PANEL
XT0170:23 | LON2N | WHT | 14 | 160 | UV0170:16(-) | FIRE PANEL
XT0170:22 | LON2P | WHT | 14 | 160 | UV0170:15(+) | FIRE PANEL

## JB10 RIGHT RAIL_S
JB10 RIGHT RAIL
JB10
Project # | J0360
Project Name | BIOGEN
Revision | A
Controls DE | A.DOMINGUEZ
Phone:
Controls ME | A.GAMEZ
Phone:
From | [5 empty] | To
Device ID | Wire No. | Wire ID | Gauge/Size | Length | Device ID | Location | Bundle Name
AT0176:4P1 | AT01764P1 | WHT | 14 | 60 | AT0178:1P1 | RIGHT RAIL | AT0176
AT0176:5P1 | AT01765P1 | WHT | 14 | 60 | AT0178:2P1 | RIGHT RAIL
AT0175:11 | KA651012 | WHT | 20 | 160 | KA6510:12 | FIRE PANEL | AT-FIRE PNL
AT0176:11 | KA651022 | WHT | 20 | 160 | KA6510:22 | FIRE PANEL
AT0175:5P1 | KA6510A2 | WHT | 20 | 160 | KA6510:A2 | FIRE PANEL
AT0175:2P1 | UV017010 | WHT | 14 | 160 | UV0170:10(-) | FIRE PANEL
AT0176:1P1 | UV017011 | WHT | 14 | 160 | UV0170:11(+) | FIRE PANEL
AT0176:2P1 | UV017012 | WHT | 14 | 160 | UV0170:12(-) | FIRE PANEL
AT0175:1P1 | UV01709 | WHT | 14 | 160 | UV0170:9(+) | FIRE PANEL

## FIRE PANEL_S
FIRE PANEL
JB10
Project # | J0360
Project Name | BIOGEN
Revision | A
Controls DE | A.DOMINGUEZ
Phone:
Controls ME | A.GAMEZ
Phone:
From | [5 empty] | To
Device ID | Wire No. | Wire ID | Gauge/Size | Length | Device ID | Location | Bundle Name
KA0172:A1 | AT017025 | WHT | 20 | 60 | AT0170:25 | FIRE PANEL | KA A1
KA0174:A1 | AT017031 | WHT | 20 | 60 | AT0170:31 | FIRE PANEL
KA6510:A1 | KA6510A1 | WHT | 20 | 60 | KA6511:A1 | FIRE PANEL
AT0170:1 | UV01705 | WHT | 14 | 60 | UV0170:5(+) | FIRE PANEL | AT0170
AT0170:2 | UV01706 | WHT | 14 | 60 | UV0170:6(-) | FIRE PANEL
AT0170:3 | UV01707 | WHT | 14 | 60 | UV0170:7(+) | FIRE PANEL
AT0170:4 | UV01708 | WHT | 14 | 60 | UV0170:8(-) | FIRE PANEL
XT0172:6 | LON1S2 | WHT | 16 | 60 | XT0172:18 | FIRE PANEL | XT
XT0172:17 | -0V | WHT | 14 | 60 | XT0172:8 | FIRE PANEL
XT0172:5 | -0V | WHT | 14 | 60 | XT0172:17 | FIRE PANEL
XT0172:16 | FU0170 | WHT | 14 | 60 | XT0172:7 | FIRE PANEL
XT0172:4 | FU0170 | WHT | 14 | 60 | XT0172:16 | FIRE PANEL
XT0172:18 | LON1S2 | WHT | 14 | 60 | XT0172:9 | FIRE PANEL

## JB100 DRIVER BOX_S
JB100 DRIVER BOX
JB100
Project # | J0360
Project Name | BIOGEN
Revision | A
Controls DE | A.DOMINGUEZ
Phone:
Controls ME | A.GAMEZ
Phone:
From | [5 empty] | To
Device ID | Wire No. | Wire ID | Gauge/Size | Length | Device ID | Location | Bundle Name
AU0060:COM | -0V | WHT | 14 | 60 | XT0060:1 | JB100 DRIVER BOX | AU
AU0070:COM | -0V | WHT | 14 | 60 | XT0070:1 | JB100 DRIVER BOX
AU0060:V+ | FU0060 | WHT | 14 | 100 | FU0060:LD | JB100 DRIVER BOX
AU0070:V+ | FU0070 | WHT | 14 | 60 | FU0070:LD | JB100 DRIVER BOX
AF0066:COM | AF0066N | WHT | 20 | 60 | AF0068:COM | JB100 DRIVER BOX | AF0060'S
AF0066:V+ | AF0066P | WHT | 20 | 60 | AF0068:V+ | JB100 DRIVER BOX
AF0063:COM | AU0060N | WHT | 20 | 60 | AU0060:COM | JB100 DRIVER BOX
AF0063:V+ | AU0060P | WHT | 20 | 60 | AU0060:V+ | JB100 DRIVER BOX
AF0062:16 | SV21242 | WHT | 20 | 60 | XT0060:5 | JB100 DRIVER BOX
AF0061:COM | -0V | WHT | 14 | 60 | XT0060:2 | JB100 DRIVER BOX
AF0062:COM | -0V | WHT | 14 | 60 | XT0060:2 | JB100 DRIVER BOX
AF0067:COM | -0V | WHT | 14 | 80 | XT0060:2 | JB100 DRIVER BOX
AF0061:V+ | FU0061 | WHT | 14 | 100 | FU0061:LD | JB100 DRIVER BOX
AF0062:V+ | FU0062 | WHT | 14 | 80 | FU0062:LD | JB100 DRIVER BOX
AF0067:V+ | FU0063 | WHT | 14 | 80 | FU0063:LD | JB100 DRIVER BOX
AF0075:COM | AF0075N | WHT | 20 | 60 | AF0077:COM | JB100 DRIVER BOX | AF0070'S
AF0075:V+ | AF0075P | WHT | 20 | 60 | AF0077:V+ | JB100 DRIVER BOX
AF0078:16 | SV21202 | WHT | 20 | 60 | XT0060:4 | JB100 DRIVER BOX
AF0076:COM | -0V | WHT | 14 | 60 | XT0070:2 | JB100 DRIVER BOX
AF0078:COM | -0V | WHT | 14 | 60 | XT0070:3 | JB100 DRIVER BOX
AF0076:V+ | FU0071 | WHT | 14 | 60 | FU0071:LD | JB100 DRIVER BOX
AF0078:V+ | FU0072 | WHT | 14 | 60 | FU0072:LD | JB100 DRIVER BOX
KA1710:A1 | -006202 | WHT | 20 | 60 | AF0062:02 | JB100 DRIVER BOX | KA A1
KA0260:A1 | ESTOP | WHT | 20 | 60 | XT1110:1 | JB100 DRIVER BOX
KA0270:A1 | KA0234A1 | WHT | 20 | 60 | XT1110:2 | JB100 DRIVER BOX
KA0221:A1 | -007602 | WHT | 16 | 100 | AF0076:02 | JB100 DRIVER BOX
KA0222:A1 | -007604 | WHT | 16 | 100 | AF0076:04 | JB100 DRIVER BOX
KA1710:A2 | -006218 | WHT | 20 | 60 | AF0062:18 | JB100 DRIVER BOX | KA A2
KA0221:A2 | -007618 | WHT | 20 | 100 | AF0076:18 | JB100 DRIVER BOX
KA0222:A2 | -007620 | WHT | 20 | 100 | AF0076:20 | JB100 DRIVER BOX
KA0260:A2 | -0V | WHT | 20 | 60 | XT1102:3 | JB100 DRIVER BOX
KA0270:A2 | -0V | WHT | 20 | 60 | XT1102:3 | JB100 DRIVER BOX
KA0270:14 | -006208 | WHT | 20 | 100 | AF0062:08 | JB100 DRIVER BOX | KA
KA0222:14 | -006200 | WHT | 20 | 100 | AF0062:00 | JB100 DRIVER BOX
KA0260:14 | -007600 | WHT | 20 | 60 | AF0076:00 | JB100 DRIVER BOX
KA0221:14 | -009402 | WHT | 20 | 60 | AF0078:00 | JB100 DRIVER BOX
KA0221:11 | -022111 | WHT | 20 | 60 | KA0260:24 | JB100 DRIVER BOX
KA0222:11 | -022211 | WHT | 20 | 60 | KA0261:24 | JB100 DRIVER BOX
KA0261:14 | KA026124 | WHT | 20 | 80 | AF0067:06 | JB100 DRIVER BOX
KA0261:14 | KA026124 | WHT | 20 | 60 | AF0076:21 | JB100 DRIVER BOX
KA0262:14 | KA026214 | WHT | 20 | 100 | AF0061:02 | JB100 DRIVER BOX
KA0262:14 | KA026214 | WHT | 20 | 60 | AF0076:06 | JB100 DRIVER BOX
KA0262:24 | KA026224 | WHT | 20 | 60 | AF0076:01 | JB100 DRIVER BOX
KA0271:14 | KA027114 | WHT | 20 | 100 | AF0061:14 | JB100 DRIVER BOX
FU0060:LI | FU0100 | WHT | 14 | 60 | XT1101:2 | JB100 DRIVER BOX | FU/XT
FU0070:LI | FU0100 | WHT | 14 | 60 | XT1101:1 | JB100 DRIVER BOX
FU0100:LD | FU0100 | WHT | 12 | 60 | XT1101:1 | JB100 DRIVER BOX
FU0100:LI | FU0136 | WHT | 12 | 60 | XT1100:1 | JB100 DRIVER BOX
XT0060:1 | -0V | WHT | 14 | 60 | XT1102:2 | JB100 DRIVER BOX
XT0070:1 | -0V | WHT | 14 | 60 | XT1102:1 | JB100 DRIVER BOX

## Bundle Tag Info
BIOGEN TT6
J0360
Rev A.1
TURB DOOR | JB70 DOOR RAIL | JB70 L/RAIL | TURB PNL | JB72 BOT RAIL | JB72 TOP RAIL | JB72 L/RAIL | GEN PNL | JB10 DOOR | JB10 L/RAIL | JB10 R/RAIL | FIRE PNL | JB100 DR BOX | Panel Name | Panel Name | Panel Name | Panel Name | Panel Name | Panel Name | Panel Name | Panel Name | Panel Name | Panel Name | Panel Name | Panel Name | Panel Name | Panel Name | Panel Name | Panel Name | Panel Name
AT1100 | BA1100 | UA1200 | AU | AF0120'S | AF0080'S | FU/XT | 1444'S | HL0171 | XT-R/RAIL | AT0176 | KA A1 | AU
SA0471 | FU | UA-TURB PNL | AF0080'S | KA A1/A2 | AF-GEN | FU-GEN | KA A1 | HL0172 | XT-FIRE PNL | AT-FIRE PNL | AT0170 | AF0060'S
SA0472 | AT0680 | PC-TURB PNL | AF0090'S | KA-TOP RAIL | XT/FU-GEN | XT-GEN | KA A2 | HL0173 |  |  | XT | AF0070'S
SA0473 | FU-TURB |  | KA A1 | AF-GEN |  |  | KA | SA0170 |  |  |  | KA A1
SB0471 | UJ/XT-TURB |  | KA A2 | KA A1/2-GEN |  |  | XT | SB0170 |  |  |  | KA A2
SB0472 |  |  | KA | KA-GEN |  |  | FU |  |  |  |  | KA
SB0473 |  |  | KT L/S | XT/FU-GEN |  |  | UJ0131 |  |  |  |  | FU/XT
SB0474 |  |  | KT R/S |  |  |  | AT0140
SH0470 |  |  | XT
SH0471 |  |  | UV0600
SH0472 |  |  | FU

## Bundle Tags2
TURB DOOR | JB70 DOOR RAIL | JB70 L/RAIL | TURB PNL | JB72 BOT RAIL | JB72 TOP RAIL | JB72 L/RAIL | GEN PNL | JB10 DOOR | JB10 L/RAIL | JB10 R/RAIL | FIRE PNL | JB100 DR BOX
BIOGEN TT6 J0360 Rev A.1 TURB DOOR AT1100 | BIOGEN TT6 J0360 Rev A.1 JB70 DOOR RAIL BA1100 | BIOGEN TT6 J0360 Rev A.1 JB70 L/RAIL UA1200 | BIOGEN TT6 J0360 Rev A.1 TURB PNL AU | BIOGEN TT6 J0360 Rev A.1 JB72 BOT RAIL AF0120'S | BIOGEN TT6 J0360 Rev A.1 JB72 TOP RAIL AF0080'S | BIOGEN TT6 J0360 Rev A.1 JB72 L/RAIL FU/XT | BIOGEN TT6 J0360 Rev A.1 GEN PNL 1444'S | BIOGEN TT6 J0360 Rev A.1 JB10 DOOR HL0171 | BIOGEN TT6 J0360 Rev A.1 JB10 L/RAIL XT-R/RAIL | BIOGEN TT6 J0360 Rev A.1 JB10 R/RAIL AT0176 | BIOGEN TT6 J0360 Rev A.1 FIRE PNL KA A1 | BIOGEN TT6 J0360 Rev A.1 JB100 DR BOX AU
BIOGEN TT6 J0360 Rev A.1 TURB DOOR SA0471 | BIOGEN TT6 J0360 Rev A.1 JB70 DOOR RAIL FU | BIOGEN TT6 J0360 Rev A.1 JB70 L/RAIL UA-TURB PNL | BIOGEN TT6 J0360 Rev A.1 TURB PNL AF0080'S | BIOGEN TT6 J0360 Rev A.1 JB72 BOT RAIL KA A1/A2 | BIOGEN TT6 J0360 Rev A.1 JB72 TOP RAIL AF-GEN | BIOGEN TT6 J0360 Rev A.1 JB72 L/RAIL FU-GEN | BIOGEN TT6 J0360 Rev A.1 GEN PNL KA A1 | BIOGEN TT6 J0360 Rev A.1 JB10 DOOR HL0172 | BIOGEN TT6 J0360 Rev A.1 JB10 L/RAIL XT-FIRE PNL | BIOGEN TT6 J0360 Rev A.1 JB10 R/RAIL AT-FIRE PNL | BIOGEN TT6 J0360 Rev A.1 FIRE PNL AT0170 | BIOGEN TT6 J0360 Rev A.1 JB100 DR BOX AF0060'S
BIOGEN TT6 J0360 Rev A.1 TURB DOOR SA0472 | BIOGEN TT6 J0360 Rev A.1 JB70 DOOR RAIL AT0680 | BIOGEN TT6 J0360 Rev A.1 JB70 L/RAIL PC-TURB PNL | BIOGEN TT6 J0360 Rev A.1 TURB PNL AF0090'S | BIOGEN TT6 J0360 Rev A.1 JB72 BOT RAIL KA-TOP RAIL | BIOGEN TT6 J0360 Rev A.1 JB72 TOP RAIL XT/FU-GEN | BIOGEN TT6 J0360 Rev A.1 JB72 L/RAIL XT-GEN | BIOGEN TT6 J0360 Rev A.1 GEN PNL KA A2 | BIOGEN TT6 J0360 Rev A.1 JB10 DOOR HL0173 |  |  | BIOGEN TT6 J0360 Rev A.1 FIRE PNL XT | BIOGEN TT6 J0360 Rev A.1 JB100 DR BOX AF0070'S
BIOGEN TT6 J0360 Rev A.1 TURB DOOR SA0473 | BIOGEN TT6 J0360 Rev A.1 JB70 DOOR RAIL FU-TURB |  | BIOGEN TT6 J0360 Rev A.1 TURB PNL KA A1 | BIOGEN TT6 J0360 Rev A.1 JB72 BOT RAIL AF-GEN |  |  | BIOGEN TT6 J0360 Rev A.1 GEN PNL KA | BIOGEN TT6 J0360 Rev A.1 JB10 DOOR SA0170 |  |  |  | BIOGEN TT6 J0360 Rev A.1 JB100 DR BOX KA A1
BIOGEN TT6 J0360 Rev A.1 TURB DOOR SB0471 | BIOGEN TT6 J0360 Rev A.1 JB70 DOOR RAIL UJ/XT-TURB |  | BIOGEN TT6 J0360 Rev A.1 TURB PNL KA A2 | BIOGEN TT6 J0360 Rev A.1 JB72 BOT RAIL KA A1/2-GEN |  |  | BIOGEN TT6 J0360 Rev A.1 GEN PNL XT | BIOGEN TT6 J0360 Rev A.1 JB10 DOOR SB0170 |  |  |  | BIOGEN TT6 J0360 Rev A.1 JB100 DR BOX KA A2
BIOGEN TT6 J0360 Rev A.1 TURB DOOR SB0472 |  |  | BIOGEN TT6 J0360 Rev A.1 TURB PNL KA | BIOGEN TT6 J0360 Rev A.1 JB72 BOT RAIL KA-GEN |  |  | BIOGEN TT6 J0360 Rev A.1 GEN PNL FU |  |  |  |  | BIOGEN TT6 J0360 Rev A.1 JB100 DR BOX KA
BIOGEN TT6 J0360 Rev A.1 TURB DOOR SB0473 |  |  | BIOGEN TT6 J0360 Rev A.1 TURB PNL KT L/S | BIOGEN TT6 J0360 Rev A.1 JB72 BOT RAIL XT/FU-GEN |  |  | BIOGEN TT6 J0360 Rev A.1 GEN PNL UJ0131 |  |  |  |  | BIOGEN TT6 J0360 Rev A.1 JB100 DR BOX FU/XT
BIOGEN TT6 J0360 Rev A.1 TURB DOOR SB0474 |  |  | BIOGEN TT6 J0360 Rev A.1 TURB PNL KT R/S |  |  |  | BIOGEN TT6 J0360 Rev A.1 GEN PNL AT0140
BIOGEN TT6 J0360 Rev A.1 TURB DOOR SH0470 |  |  | BIOGEN TT6 J0360 Rev A.1 TURB PNL XT
BIOGEN TT6 J0360 Rev A.1 TURB DOOR SH0471 |  |  | BIOGEN TT6 J0360 Rev A.1 TURB PNL UV0600
BIOGEN TT6 J0360 Rev A.1 TURB DOOR SH0472 |  |  | BIOGEN TT6 J0360 Rev A.1 TURB PNL FU

## ALL
BIOGEN TT6 J0360 Rev A.1 TURB DOOR AT1100
BIOGEN TT6 J0360 Rev A.1 TURB DOOR SA0471
BIOGEN TT6 J0360 Rev A.1 TURB DOOR SA0472
BIOGEN TT6 J0360 Rev A.1 TURB DOOR SA0473
BIOGEN TT6 J0360 Rev A.1 TURB DOOR SB0471
BIOGEN TT6 J0360 Rev A.1 TURB DOOR SB0472
BIOGEN TT6 J0360 Rev A.1 TURB DOOR SB0473
BIOGEN TT6 J0360 Rev A.1 TURB DOOR SB0474
BIOGEN TT6 J0360 Rev A.1 TURB DOOR SH0470
BIOGEN TT6 J0360 Rev A.1 TURB DOOR SH0471
BIOGEN TT6 J0360 Rev A.1 TURB DOOR SH0472
BIOGEN TT6 J0360 Rev A.1 JB100 DR BOX AU
BIOGEN TT6 J0360 Rev A.1 JB100 DR BOX AF0060'S
BIOGEN TT6 J0360 Rev A.1 JB100 DR BOX AF0070'S
BIOGEN TT6 J0360 Rev A.1 JB100 DR BOX KA A1
BIOGEN TT6 J0360 Rev A.1 JB100 DR BOX KA A2
BIOGEN TT6 J0360 Rev A.1 JB100 DR BOX KA
BIOGEN TT6 J0360 Rev A.1 JB100 DR BOX FU/XT
BIOGEN TT6 J0360 Rev A.1 FIRE PNL KA A1
BIOGEN TT6 J0360 Rev A.1 FIRE PNL AT0170
BIOGEN TT6 J0360 Rev A.1 FIRE PNL XT
BIOGEN TT6 J0360 Rev A.1 JB10 R/RAIL AT0176
BIOGEN TT6 J0360 Rev A.1 JB10 R/RAIL AT-FIRE PNL
BIOGEN TT6 J0360 Rev A.1 JB10 L/RAIL XT-R/RAIL
BIOGEN TT6 J0360 Rev A.1 JB10 L/RAIL XT-FIRE PNL
BIOGEN TT6 J0360 Rev A.1 JB10 DOOR HL0171
BIOGEN TT6 J0360 Rev A.1 JB10 DOOR HL0172
BIOGEN TT6 J0360 Rev A.1 JB10 DOOR HL0173
BIOGEN TT6 J0360 Rev A.1 JB10 DOOR SA0170
BIOGEN TT6 J0360 Rev A.1 JB10 DOOR SB0170
BIOGEN TT6 J0360 Rev A.1 GEN PNL 1444'S
BIOGEN TT6 J0360 Rev A.1 GEN PNL KA A1
BIOGEN TT6 J0360 Rev A.1 GEN PNL KA A2
BIOGEN TT6 J0360 Rev A.1 GEN PNL KA
BIOGEN TT6 J0360 Rev A.1 GEN PNL XT
BIOGEN TT6 J0360 Rev A.1 GEN PNL FU
BIOGEN TT6 J0360 Rev A.1 GEN PNL UJ0131
BIOGEN TT6 J0360 Rev A.1 GEN PNL AT0140
BIOGEN TT6 J0360 Rev A.1 JB72 L/RAIL FU/XT
BIOGEN TT6 J0360 Rev A.1 JB72 L/RAIL FU-GEN
BIOGEN TT6 J0360 Rev A.1 JB72 L/RAIL XT-GEN
BIOGEN TT6 J0360 Rev A.1 JB72 TOP RAIL AF0080'S
BIOGEN TT6 J0360 Rev A.1 JB72 TOP RAIL AF-GEN
BIOGEN TT6 J0360 Rev A.1 JB72 TOP RAIL XT/FU-GEN
BIOGEN TT6 J0360 Rev A.1 JB72 BOT RAIL AF0120'S
BIOGEN TT6 J0360 Rev A.1 JB72 BOT RAIL KA A1/A2
BIOGEN TT6 J0360 Rev A.1 JB72 BOT RAIL KA-TOP RAIL
BIOGEN TT6 J0360 Rev A.1 JB72 BOT RAIL AF-GEN
BIOGEN TT6 J0360 Rev A.1 JB72 BOT RAIL KA A1/2-GEN
BIOGEN TT6 J0360 Rev A.1 JB72 BOT RAIL KA-GEN
BIOGEN TT6 J0360 Rev A.1 JB72 BOT RAIL XT/FU-GEN
BIOGEN TT6 J0360 Rev A.1 TURB PNL AU
BIOGEN TT6 J0360 Rev A.1 TURB PNL AF0080'S
BIOGEN TT6 J0360 Rev A.1 TURB PNL AF0090'S
BIOGEN TT6 J0360 Rev A.1 TURB PNL KA A1
BIOGEN TT6 J0360 Rev A.1 TURB PNL KA A2
BIOGEN TT6 J0360 Rev A.1 TURB PNL KA
BIOGEN TT6 J0360 Rev A.1 TURB PNL KT L/S
BIOGEN TT6 J0360 Rev A.1 TURB PNL KT R/S
BIOGEN TT6 J0360 Rev A.1 TURB PNL XT
BIOGEN TT6 J0360 Rev A.1 TURB PNL UV0600
BIOGEN TT6 J0360 Rev A.1 TURB PNL FU
BIOGEN TT6 J0360 Rev A.1 JB70 L/RAIL UA1200
BIOGEN TT6 J0360 Rev A.1 JB70 L/RAIL UA-TURB PNL
BIOGEN TT6 J0360 Rev A.1 JB70 L/RAIL PC-TURB PNL
BIOGEN TT6 J0360 Rev A.1 JB70 DOOR RAIL BA1100
BIOGEN TT6 J0360 Rev A.1 JB70 DOOR RAIL FU
BIOGEN TT6 J0360 Rev A.1 JB70 DOOR RAIL AT0680
BIOGEN TT6 J0360 Rev A.1 JB70 DOOR RAIL FU-TURB
BIOGEN TT6 J0360 Rev A.1 JB70 DOOR RAIL UJ/XT-TURB