## Blue Labels
(SHT 1) JB70 | (SHT 2) LEFT RAIL | (SHT 3) RIGHT RAIL | (SHT 4) TURBINE PANEL | (SHT 5) JB72 | (SHT 6) GENERATOR PANEL | (SHT 7) JB100 | (SHT 8) PROX JB4
PEG0130 | PC0470 | AT0175 | XT0060 | PEG0140 | XT0014 | FU0100 | UA1210
UV0170 | FU1100 | AT0176 | XT0070 | AF0181 | UJ0131 | FU0080 | UA1211
HL0171 | FU1101 | AT0178 | XT0050 | AF0182 | FU0011 | FU0090 | UA1220
HL0172 | FU0139 | FU0170 | XT0236 | AF0183 | FU0012 | FU0091 | UA1221
HL0173 | FU0137 | KA0170 | XT0237 | AF0184 | FU0013 | FU0093 | UA1230
SA0170 | FU0210 | KA0172 | XT0240 | IEG0130 | FU0014 | FU0113 | UA1231
SA0473 | FU0211 | KA0174 | XT0137 | AF0121 | FU0015 | XT0081 | UA1262
SH0471 | FU0212 | KA0176 | XT0136 | AF0122 | FU0017 | XT0080 | UA1263
SH0472 | GR1100 | KA0178 | KA0235 | AF0123 | XT0011 | XT1140 | GR1210
SH0470 | UA1200 | KA0875 | KA0236 | AU0180 | GR0145 | XT1141
SB0170 |  | KA6510 | KA0237 | FU0180 | XT0138 | AF0085
AT1100 |  | KA6511 | KA0238 | FU0181 | XT0139 | AF0084
SB0471 |  | XT0170 | KA0239 | FU0182 | XT0134 | AF0083
SB0473 |  | XT0171 | KA0240 | XT0180 | XT0135 | AF0082
SB0474 |  | XT0172 | KA0241 | XT0085 | XT0233 | AF0081
SA0471 |  | PC0471 | KA0242 | GR0180 | GR0146 | AU0080
SA0472 |  | GR0170 | KA0243 | AU0120 | AT0600 | GR0331
AT0170 |  |  | KA0244 | FU0120 | UV0600 | AU0090
HA0472 |  |  | KA0245 | FU0121 | AP0601 | AF0091
SB0472 |  |  | KA0246 | XT0120 | AP0602 | AF0092
GR0131 |  |  | KA0247 | XT0130 | AP0603 | GR0332
|  |  | KA0248 | KA0128 | AP0604 | AF0400
|  |  | KA0249 | KA0181 | AP0605 | AF0410
|  |  | KA0250 | GR0120 | AP0606 | AF0420
|  |  | KA2124 |  | AR0600 | AF0430
|  |  | KA2220 |  | XT0235 | AF0450
|  |  | KA2222 |  | XT0338 | XT0400
|  |  | KA0505 |  | XT0337 | UA1520
|  |  | KA0183 |  | XT0332 | XT1521
|  |  | KA2160 |  | XT0334 | XTFGH
|  |  | KA2161 |  | XT0335 | GR0330
|  |  | KA0130 |  | XT0336 | PEG0330
|  |  | KA0131 |  | XT0238 | IEG0330
|  |  | KA0132 |  | KA0121
|  |  | KA0141 |  | KA0180
|  |  | KA0133 |  | KA0185
|  |  | KA0134 |  | KA0161
|  |  | KA0144 |  | KA0163
|  |  | KA0136 |  | KA0162
|  |  | KA0137 |  | KA0310
|  |  | KA0138 |  | KA0335
|  |  | KA1020 |  | KA0336
|  |  | KA0221 |  | KA0330
|  |  | KA0231 |  | KA0331
|  |  | KA0232 |  | KA0332
|  |  | KA0233 |  | KA0333
|  |  | KA0234 |  | GR0144
|  |  | KA0337 |  | FU0002
|  |  | KA9000 |  | FU0009
|  |  | KA9001 |  | FU0136
|  |  | KA9002 |  | FU0330
|  |  | KA9003 |  | FU0332
|  |  | GR0231 |  | FU0333
|  |  | BA1100 |  | FU0334
|  |  | AU0070 |  | FU0335
|  |  | AF0071 |  | FU0010
|  |  | AF0072 |  | BA0002
|  |  | AF0073 |  | AT0680
|  |  | AF0074 |  | FU0680
|  |  | AF0075 |  | XT0680
|  |  | AF0076 |  | KA4100
|  |  | GR0233 |  | GR0143
|  |  | AU0060 |  | FU0313
|  |  | AF0061 |  | FU0314
|  |  | AF0062 |  | XT0360
|  |  | AF0063 |  | XT0313
|  |  | AF0064 |  | XT0370
|  |  | AF0065 |  | XT0351
|  |  | AF0066 |  | XT0352
|  |  | AF0067 |  | XT0350
|  |  | FU0060 |  | KA0123
|  |  | FU0061 |  | XT2370
|  |  | FU0063 |  | GR0142
|  |  | FU0064 |  | KA0313
|  |  | FU0055 |  | AT0140
FU0050
FU0051
FU0052
FU0054
FU0053
FU0070
FU0071
GR0132
AU0050
AF0051
AF0052
AF0053
AF0054
AF0055
AF0056
AF0057
KT0140
KT0141
KT0142
KT0143
KT0144
KT0145
KT0146
KA0135
KA3103
KA3270
KA6211
GR0133
IEG0230

## White Labels
(SHT 6) GENERATOR PANEL | (SHT 6) GENERATOR PANEL - (SHT 1) JB70 | (SHT 6) GENERATOR PANEL - (SHT 5) JB72 | (SHT 7) JB100 | (SHT 1) JB70 | (SHT 5) JB72 | (SHT 2) LEFT RAIL - (SHT 4) TURBINE PANEL | (SHT 4) TURBINE PANEL
UV0600G | 0V | AT0140LS(S) | AF0082G | PEG01302 | AU0120G | GR1100 | AF0055G
VBUSN |  | EXCS | AF0083G |  | AU0180G | IEG02308 | AF0064G
WC8101 |  | IEG01303 | AF0084G |  | IEG01301 |  | AF0071G
WC8102 |  | PEG01405 | AF0085G |  | IEG01302 |  | AF0072G
WC8201 |  | PMGS | IEG03301,GRN |  | IEG01305 |  | AF0073G
WC8301 |  |  | IEG03302 |  | IEG01307 |  | AF0074G
|  |  | IEG03303 |  |  |  | AU0050G
|  |  | IEG03304 |  |  |  | AU0060G
|  |  | IEG03305 |  |  |  | AU0070G
|  |  | XT04001 |  |  |  | GR0132
|  |  | XT04002 |  |  |  | IEG02302
IEG02303
IEG02304
IEG02305
IEG02306
IEG02307

## Heat Shrink Labels
(SHT 6) GENERATOR PANEL | (SHT 7) JB100 | (SHT 1) JB70 - (SHT 3) RIGHT RAIL | (SHT 2) LEFT RAIL - (SHT 4) TURBINE PANEL | (SHT 3) RIGHT RAIL
WC8009 | WC4749 | WC5018 | WC4524 | WC5500
|  | WC8069 |  | WC8066
WC8067

## GENERATOR PANEL
GENERATOR PANEL
JB72
Project # | J0750
Project Name | UCONN T70
Revision | A
Controls DE | D. SANDOVAL
Phone: | 0
Controls ME | P. LLAMEDO
Phone:
From | [5 empty] | To
Device ID | Cable (W) Conductor (SC) Jumper Clip (JC) | Wire No. | Wire ID | Gauge/Size | Page/Zone | Device ID | Location | Page/Zone
XT0011:2 | JC | 523NEG | CLIP | --- | 12.C3 | XT0011:3 | GENERATOR PANEL | 12.C3 | USED
XT0011:3 | JC | 523NEG | CLIP | --- | 12.C3 | XT0011:4 | GENERATOR PANEL | 12.C3 | USED
XT0011:4 | JC | 523NEG | CLIP | --- | 12.C3 | XT0011:5 | GENERATOR PANEL | 12.C3 | USED
XT0134:1 | JC | 0V | CLIP | --- | 13.B3 | XT0134:2 | GENERATOR PANEL | 13.B3 | USED
XT0134:2 | JC | 0V | CLIP | --- | 13.B3 | XT0134:3 | GENERATOR PANEL | 13.B3 | USED
XT0134:3 | JC | 0V | CLIP | --- | 13.B3 | XT0134:4 | GENERATOR PANEL | 13.B3 | USED
XT0135:1 | JC | 0V | CLIP | --- | 13.B4 | XT0135:2 | GENERATOR PANEL | 13.B4 | USED
XT0135:2 | JC | 0V | CLIP | --- | 13.B4 | XT0135:3 | GENERATOR PANEL | 13.B4 | USED
XT0138:1 | JC | FU0136 | CLIP | --- | 13.A3 | XT0138:2 | GENERATOR PANEL | 13.A3 | USED
XT0138:2 | JC | FU0136 | CLIP | --- | 13.A3 | XT0138:3 | GENERATOR PANEL | 13.A3 | USED
XT0138:3 | JC | FU0136 | CLIP | --- | 13.A3 | XT0138:4 | GENERATOR PANEL | 13.B3 | USED
XT0139:1 | JC | FU0137 | CLIP | --- | 13.A4 | XT0139:2 | GENERATOR PANEL | 13.A4 | USED
XT0139:2 | JC | FU0137 | CLIP | --- | 13.A4 | XT0139:3 | GENERATOR PANEL | 13.B4 | USED
XT0233:1 | JC | FU0210 | CLIP | --- | 13.C4 | XT0233:2 | GENERATOR PANEL | 13.C4 | USED
XT0233:2 | JC | FU0210 | CLIP | --- | 13.C4 | XT0233:3 | GENERATOR PANEL | 13.C4 | USED
XT0235:1 | JC | 0V | CLIP | --- | 13.D4 | XT0235:2 | GENERATOR PANEL | 13.D4 | USED
XT0235:2 | JC | 0V | CLIP | --- | 13.D4 | XT0235:3 | GENERATOR PANEL | 13.D4 | USED
XT0238:1 | JC | FU0332 | CLIP | --- | 20.B3 | XT0238:2 | GENERATOR PANEL | 20.C3 | USED
XT0332:1 | JC | FU0330 | CLIP | --- | 20.B2 | XT0332:2 | GENERATOR PANEL | 20.C2 | USED
XT0334:1 | JC | 0V | CLIP | --- | 20.C3 | XT0334:2 | GENERATOR PANEL | 20.C3 | USED
XT0336:2 | JC | 0V | CLIP | --- | 20.C4 | XT0336:3 | GENERATOR PANEL | 20.C4 | USED
XT0336:3 | JC | 0V | CLIP | --- | 20.C4 | XT0336:4 | GENERATOR PANEL | 20.D4 | USED
XT0336:4 | JC | 0V | CLIP | --- | 20.D4 | XT0336:5 | GENERATOR PANEL | 20.D4 | USED
XT0336:5 | JC | 0V | CLIP | --- | 20.D4 | XT0336:6 | GENERATOR PANEL | 20.D4 | USED
XT0350:2 | JC | CCT1(+) | CLIP | --- | 97.A4 | XT0350:1 | GENERATOR PANEL | 97.A4 | USED
XT0350:4 | JC | CCT1(-) | CLIP | --- | 97.A4 | XT0350:3 | GENERATOR PANEL | 97.A4 | USED
XT0351:1 | JC | VBUSA | CLIP | --- | 94.B4 | XT0351:2 | GENERATOR PANEL | 94.B4 | USED
XT0351:11 | JC | VGENB | CLIP | --- | 94.D4 | XT0351:12 | GENERATOR PANEL | 94.D4 | USED
XT0351:13 | JC | VGENC | CLIP | --- | 94.D4 | XT0351:14 | GENERATOR PANEL | 94.D4 | USED
XT0351:3 | JC | VBUSB | CLIP | --- | 94.B4 | XT0351:4 | GENERATOR PANEL | 94.B4 | USED
XT0351:5 | JC | VBUSC | CLIP | --- | 94.B4 | XT0351:6 | GENERATOR PANEL | 94.B4 | USED
XT0351:7 | JC | VBUSN | CLIP | --- | 94.B4 | XT0351:8 | GENERATOR PANEL | 94.B4 | USED
XT0351:9 | JC | VGENA | CLIP | --- | 94.D4 | XT0351:10 | GENERATOR PANEL | 94.D4 | USED
XT0370:1 | JC | EXC1 | CLIP | --- | 96.C4 | XT0370:2 | GENERATOR PANEL | 96.C5 | USED
XT0370:4 | JC | EXC2 | CLIP | --- | 96.C4 | XT0370:3 | GENERATOR PANEL | 96.C5 | USED
XT0370:5 | JC | EXCS | CLIP | --- | 96.C4 | XT0370:6 | GENERATOR PANEL | 96.C5 | USED
XT0352:4 | SC | J350 | CLIP | -- | 95.A4 | XT0352:5 | GENERATOR PANEL | 95.A4 | USED
XT0338:2 | SC | JP16 | VIO | 16 | 26.A5 | XT0338:1 | GENERATOR PANEL | 26.A5 | USED
AR0600:IE1 | SC | UV0600G | GRN | 14 | 5.A2 | UV0600:GND | GENERATOR PANEL | 5.A2 | USED
AT0140:13 VGEN-A | SC | VGENA | RED | 16 | 94.D7 | XT0351:9 | GENERATOR PANEL | 94.D4 | USED
AT0140:14 VGEN-B | SC | VGENB | RED | 16 | 94.D7 | XT0351:11 | GENERATOR PANEL | 94.D4 | USED
AT0140:15 VGEN-C | SC | VGENC | RED | 16 | 94.D7 | XT0351:13 | GENERATOR PANEL | 94.D4 | USED
AT0140:16 VGEN-N | SC | VBUSN | GRN/YEL | 14 | 94.D7 | XT0351:7 | GENERATOR PANEL | 94.B4 | USED
AT0140:17 VBUS-A | SC | VBUSA | RED | 16 | 94.B7 | XT0351:2 | GENERATOR PANEL | 94.B4 | USED
AT0140:18 VBUS-B | SC | VBUSB | RED | 16 | 94.B7 | XT0351:3 | GENERATOR PANEL | 94.B4 | USED
AT0140:19 VBUS-C | SC | VBUSC | RED | 16 | 94.B7 | XT0351:5 | GENERATOR PANEL | 94.B4 | USED
AT0140:20 VBUS-N | SC | VBUSN | GRN/YEL | 14 | 94.B7 | XT0351:7 | GENERATOR PANEL | 94.B4 | USED
AT0140:27 ID RLY | SC | CCT1(+) | BLU | 12 | 97.A7 | XT0350:2 | GENERATOR PANEL | 97.A4 | USED
AT0140:28 ID RLY | SC | CCT1(-) | BLU | 12 | 97.A7 | XT0350:4 | GENERATOR PANEL | 97.A4 | USED
KA0123:11 | SC | KA012311 | WHT | 16 | 98.C7 | AT0140:3 EX-D(-) | GENERATOR PANEL | 98.C6 | USED
AT0140:33 ID RES(+) | SC | CCT1(+) | BLU | 12 | 97.A7 | XT0350:1 | GENERATOR PANEL | 97.A4 | USED
AT0140:34 ID RES(-) | SC | AT014034 | WHT | 16 | 97.A7 | AT0140:42 ID(+) | GENERATOR PANEL | 97.A7 | USED
AT0140:36 I1(+) | SC | MCTA | BLU | 12 | 95.B7 | XT0352:1 | GENERATOR PANEL | 95.A4 | USED
AT0140:37 I1(-) | SC | MCTAN | BLU | 12 | 95.B7 | XT0352:6 | GENERATOR PANEL | 95.A4 | USED
AT0140:38 I2(+) | SC | MCTB | BLU | 12 | 95.B7 | XT0352:2 | GENERATOR PANEL | 95.A4 | USED
AT0140:39 I2(-) | SC | MCTBN | BLU | 12 | 95.B7 | XT0352:5 | GENERATOR PANEL | 95.A4 | USED
KA0123:14 | SC | KA012314 | WHT | 16 | 98.C7 | AT0140:4 EX-D(+) | GENERATOR PANEL | 98.C6 | USED
AT0140:40 I3(+) | SC | MCTC | BLU | 12 | 95.B7 | XT0352:3 | GENERATOR PANEL | 95.B4 | USED
AT0140:41 I3(-) | SC | MCTN | BLU | 12 | 95.B7 | XT0352:4 | GENERATOR PANEL | 95.A4 | USED
AT0140:43 ID(-) | SC | CCT1(-) | BLU | 12 | 97.A7 | XT0350:3 | GENERATOR PANEL | 97.A4 | USED
AT0140:56 FG | SC | AT0140G | GRN/YEL | 12 | 22.D2 | FRAME | GENERATOR PANEL | 22.D1 | USED
AT0140:BAT(-) 48 | SC | 0V | WHT | 16 | 22.D2 | XT0336:4 | GENERATOR PANEL | 20.D4 | USED
AT0140:BAT(+) 47 | SC | FU0334 | WHT | 16 | 22.D2 | XT0335:2 | GENERATOR PANEL | 20.B4 | USED
KA0310:A2 | SC | KA0310A2 | WHT | 20 | 22.D2 | AT0140:FLT 29 | GENERATOR PANEL | 20.B5 | USED
AT0140:FLT 30 | SC | 0V | WHT | 14 | 22.D2 | XT0336:4 | GENERATOR PANEL | 20.D4 | USED
AT0680:NEG | SC | 0V | WHT | 14 | 7.C3 | XT0680:2 | GENERATOR PANEL | 7.D3 | USED
AT0680:POS | SC | AT0680POS | WHT | 14 | 7.C3 | XT0680:1 | GENERATOR PANEL | 7.D3 | USED
FU0010:LD | SC | FU0010 | WHT | 14 | 20.C4 | UV0600:(+) | GENERATOR PANEL | 5.A2 | USED
FU0010:LI | SC | FU0332 | WHT | 14 | 20.C4 | XT0238:2 | GENERATOR PANEL | 20.C3 | USED
FU0011:LD | SC | UJ0131P | WHT | 12 | 12.B3 | UJ0131:+ | GENERATOR PANEL | 12.B4 | USED
FU0012:LI | SC | 523POS | --- | BUS | 12.B3 | FU0013:LI | GENERATOR PANEL | 12.B3 | USED
FU0012:LI | SC | 523POS | --- | BUS | 12.B3 | XT0014:1 | GENERATOR PANEL | 12.B2 | USED
FU0013:LI | SC | 523POS | --- | BUS | 12.B3 | FU0014:LI | GENERATOR PANEL | 12.C3 | USED
FU0014:LI | SC | 523POS | --- | BUS | 12.C3 | FU0015:LI | GENERATOR PANEL | 12.C3 | USED
FU0015:LI | SC | 523POS | --- | BUS | 12.C3 | FU0017:LI | GENERATOR PANEL | 12.C3 | USED
FU0136:LI | SC | 24V | WHT | 10 | 20.C2 | FU0330:LI | GENERATOR PANEL | 20.B2 | USED
FU0330:LD | SC | FU0330 | WHT | 14 | 20.B2 | XT0332:1 | GENERATOR PANEL | 20.B2 | USED
FU0330:LI | SC | 24V | WHT | 10 | 20.B2 | UJ0131:OUT(+) | GENERATOR PANEL | 12.B4 | USED
FU0332:LD | SC | FU0332 | WHT | 14 | 20.B3 | XT0238:1 | GENERATOR PANEL | 20.B3 | USED
FU0332:LI | SC | FU0330 | WHT | 14 | 20.B3 | XT0332:1 | GENERATOR PANEL | 20.B2 | USED
FU0333:LD | SC | FU0333 | WHT | 16 | 20.B3 | XT0335:1 | GENERATOR PANEL | 20.B4 | USED
FU0333:LI | SC | FU0332 | WHT | 14 | 20.B3 | XT0238:1 | GENERATOR PANEL | 20.B3 | USED
FU0333:LI | SC | FU0332 | WHT | 14 | 20.B3 | FU0334:LI | GENERATOR PANEL | 20.B3 | USED
FU0334:LD | SC | FU0334 | WHT | 14 | 20.B3 | XT0335:2 | GENERATOR PANEL | 20.B4 | USED
FU0334:LI | SC | FU0332 | WHT | 14 | 20.B3 | FU0335:LI | GENERATOR PANEL | 20.A3 | USED
FU0335:LD | SC | FU0335 | WHT | 14 | 20.A3 | XT0335:3 | GENERATOR PANEL | 20.A4 | USED
FU0335:LI | SC | FU0332 | WHT | 16 | 20.A3 | FU0680:LI | GENERATOR PANEL | 7.D2 | USED
FU0680:LD | SC | AT0680POS | WHT | 14 | 7.D2 | XT0680:1 | GENERATOR PANEL | 7.D3 | USED
GR0142: | SC | GR0142 | GRN/YEL | 14 | 4.C3 | FRAME | GENERATOR PANEL | 4.C3 | USED
GR0143: | SC | GR0143 | GRN/YEL | 14 | 4.C3 | FRAME | GENERATOR PANEL | 4.C3 | USED
GR0144: | SC | GR0144 | GRN/YEL | 14 | 4.B4 | FRAME | GENERATOR PANEL | 4.B4 | USED
GR0145: | SC | GR0145 | GRN/YEL | 14 | 4.C4 | FRAME | GENERATOR PANEL | 4.C4 | USED
GR0146: | SC | GR0146 | GRN/YEL | 14 | 4.C4 | FRAME | GENERATOR PANEL | 4.C4 | USED
KA0121:11 | SC | KA018511 | WHT | 20 | 24.C4 | XT0337:13 | GENERATOR PANEL | 24.C3 | USED
KA0121:14 | SC | FU0333 | WHT | 20 | 24.C4 | XT0337:12 | GENERATOR PANEL | 24.C3 | USED
KA0123:A1 | SC | 012103 | WHT | 20 | 23.A5 | KA0313:2 | GENERATOR PANEL | 23.A5 | USED
KA0123:A2 | SC | 012119 | WHT | 20 | 23.A5 | KA0313:7 | GENERATOR PANEL | 23.A5 | USED
KA0185:11 | SC | KA018511 | WHT | 20 | 24.C3 | XT0337:13 | GENERATOR PANEL | 24.C3 | USED
KA0185:14 | SC | KA0332A1 | WHT | 20 | 24.C3 | XT0337:14 | GENERATOR PANEL | 24.C3 | USED
KA0185:A2 | SC | KA0185A2 | WHT | 20 | 26.A5 | XT0338:1 | GENERATOR PANEL | 26.A5 | USED
KA0310:21 | SC | KA0333A1 | WHT | 20 | 24.B4 | KA0335:21 | GENERATOR PANEL | 24.B4 | USED
KA0310:21 | SC | KA0333A1 | WHT | 20 | 24.B4 | XT0337:8 | GENERATOR PANEL | 24.B3 | USED
KA0310:24 | SC | FU0333 | WHT | 20 | 24.B4 | KA0335:22 | GENERATOR PANEL | 24.B4 | USED
KA0310:A1 | SC | FU0334 | WHT | 20 | 20.B5 | XT0335:2 | GENERATOR PANEL | 20.B4 | USED
KA0330:A1 | SC | KA0330A1 | WHT | 20 | 24.B6 | XT0337:9 | GENERATOR PANEL | 24.B3 | USED
KA0330:A2 | SC | 0V | WHT | 20 | 24.B6 | KA0331:A2 | GENERATOR PANEL | 24.C6 | USED
KA0330:A2 | SC | 0V | WHT | 20 | 24.B6 | KA0333:A2 | GENERATOR PANEL | 24.B6 | USED
KA0331:A1 | SC | KA0331A1 | WHT | 20 | 24.C6 | XT0337:11 | GENERATOR PANEL | 24.C3 | USED
KA0331:A2 | SC | 0V | WHT | 20 | 24.C6 | KA0332:A2 | GENERATOR PANEL | 24.C6 | USED
KA0332:11 | SC | KA033211 | WHT | 20 | 25.D6 | XT0337:3 | GENERATOR PANEL | 25.D5 | USED
KA0332:14 | SC | KA033214 | WHT | 20 | 25.D6 | XT0337:4 | GENERATOR PANEL | 25.D5 | USED
KA0332:A1 | SC | KA0332A1 | WHT | 20 | 24.C6 | XT0337:14 | GENERATOR PANEL | 24.C3 | USED
KA0332:A2 | SC | 0V | WHT | 20 | 24.C6 | XT0337:15 | GENERATOR PANEL | 24.D3 | USED
KA0333:11 | SC | KA033311 | WHT | 20 | 25.D6 | KA0335:11 | GENERATOR PANEL | 25.D6 | USED
KA0333:11 | SC | KA033311 | WHT | 20 | 25.D6 | XT0337:5 | GENERATOR PANEL | 25.D5 | USED
KA0333:14 | SC | KA033314 | WHT | 20 | 25.D6 | KA0335:12 | GENERATOR PANEL | 25.D6 | USED
KA0333:14 | SC | KA033314 | WHT | 20 | 25.D6 | XT0337:6 | GENERATOR PANEL | 25.D5 | USED
KA0333:A1 | SC | KA0333A1 | WHT | 20 | 24.B6 | XT0337:8 | GENERATOR PANEL | 24.B3 | USED
KA0335:A1 | SC | ESTOP |  | 20 | 20.C5 | XT0336:1 | GENERATOR PANEL | 20.C4 | USED
KA0335:A2 | SC | 0V | WHT | 14 | 20.C5 | XT0336:2 | GENERATOR PANEL | 20.C4 | USED
KA0336:14 | SC | KA033614 | WHT | 20 | 82.A5 | KA4100:A1 | GENERATOR PANEL | 82.B6 | USED
KA0336:A1 | SC | KA0231A1 | WHT | 14 | 20.D3 | XT0334:3 | GENERATOR PANEL | 20.D3 | USED
KA0336:A2 | SC | 0V | WHT | 14 | 20.D3 | XT0336:2 | GENERATOR PANEL | 20.C4 | USED
RR0604A:-150 OHM^1/2 WATT | SC | AP06041 | LEAD | --- | 5.D4 | AP0604:1 | GENERATOR PANEL | 5.C5 | USED
RR0604A:-150 OHM^1/2 WATT | SC | AP06042 | LEAD | --- | 5.D4 | AP0604:2 | GENERATOR PANEL | 5.C5 | USED
UJ0131:- | SC | 521NEG | WHT | 12 | 12.B4 | XT0011:1 | GENERATOR PANEL | 12.B3 | USED
UJ0131:G | SC | UJ0131G | GRN/YEL | 12 | 12.B4 | FRAME | GENERATOR PANEL | 12.B4 | USED
UJ0131:OUT(-) | SC | 0V | WHT | 14 | 12.B4 | XT0334:1 | GENERATOR PANEL | 20.C3 | USED
UV0600:(-) | SC | 0V | WHT | 14 | 5.A2 | XT0336:5 | GENERATOR PANEL | 20.D4 | USED
XT0135:1 | SC | 0V | WHT | 14 | 13.B4 | XT0134:1 | GENERATOR PANEL | 13.B3 | USED
XT0235:1 | SC | 0V | WHT | 12 | 13.D4 | XT0134:4 | GENERATOR PANEL | 13.B3 | USED
XT0235:4 | SC | 0V | WHT | 16 | 17.D5 | XT0235:2 | GENERATOR PANEL | 13.D4 | USED
XT0334:1 | SC | 0V | WHT | 14 | 20.C3 | XT0336:2 | GENERATOR PANEL | 20.C4 | USED
XT0337:12 | SC | FU0333 | WHT | 16 | 24.C3 | XT0335:1 | GENERATOR PANEL | 20.B4 | USED
XT0337:15 | SC | 0V | WHT | 20 | 24.D3 | XT0336:3 | GENERATOR PANEL | 20.C4 | USED
XT0337:7 | SC | FU0333 | WHT | 20 | 24.B3 | XT0337:12 | GENERATOR PANEL | 24.C3 | USED
XT0680:2 | SC | 0V | WHT | 14 | 7.D3 | XT0336:6 | GENERATOR PANEL | 20.D4 | USED
AP0602:L2 | WC0001 | AP0602L2 | ENET | CABLE | 3.A2 | AP0603:L1 | GENERATOR PANEL | 3.A3 | USED
AP0603:L2 | WC0003 | AP0603L2 | ENET | CABLE | 3.A3 | AT0140:P1 | GENERATOR PANEL | 3.A3 | USED
AP0606:L1 | WC0680 | AT0680LAN1 | ENET | CABLE | 7.A1 | AT0680:LAN1 | GENERATOR PANEL | 7.A2 | USED
AT0140:1 LS(+) | WC8009 | AT0140LS(+) | WHT | 16 | 98.C7 | XT0337:16 | GENERATOR PANEL | 98.C4 | USED
AT0140:2 LS(-) | WC8009 | AT0140LS(-) | BLK | 16 | 98.C7 | XT0337:17 | GENERATOR PANEL | 98.C4 | USED
FW140:3 | WC8009 | AT0140LS(S) | SH | 16 | 98.C6 | XT0337:18 | GENERATOR PANEL | 98.C4 | USED
FU0136:LD | WC8020 | FU0136 | 1 | 12 | 20.C2 | XT0138:1 | GENERATOR PANEL | 13.A3 | USED
XT0134:1 | WC8020 | 0V | 3 | 12 | 13.B3 | XT0334:2 | GENERATOR PANEL | 20.C3 | USED
FU0313:LD | WC8101 | PMG1 | WHT | 12 | 96.A5 | XT0360:1 | GENERATOR PANEL | 96.A4 | USED
FU0314:LD | WC8101 | PMG2 | BLK | 12 | 96.A5 | XT0360:2 | GENERATOR PANEL | 96.A4 | USED
XT0360:3 | WC8101 | PMGS | SH | 12 | 96.A4 | XT0360:4 | GENERATOR PANEL | 96.A5 | USED
AT0140:54 EXC(+) | WC8102 | EXC1 | WHT | 12 | 96.C7 | XT0370:2 | GENERATOR PANEL | 96.C5 | USED
AT0140:55 EXC(-) | WC8102 | EXC2 | BLK | 12 | 96.C7 | XT0370:3 | GENERATOR PANEL | 96.C5 | USED
FW140:1 | WC8102 | EXCS | SH | 12 | 96.C6 | XT0370:6 | GENERATOR PANEL | 96.C5 | USED
KA0313:3 | WC8201 | FU0313 | WHT | 12 | 96.A5 | FU0313:LI | GENERATOR PANEL | 96.A6 | USED
KA0313:6 | WC8201 | FU0314 | BLK | 12 | 96.A5 | FU0314:LI | GENERATOR PANEL | 96.A6 | USED
XT0360:4 | WC8201 | PMGS | SH | 12 | 96.A5 | XT0313:1 | GENERATOR PANEL | 96.A6 | USED
KA0313:1 | WC8301 | PMG14C | WHT | 12 | 96.A7 | AT0140:49 PMG-A | GENERATOR PANEL | 96.A6 | USED
KA0313:8 | WC8301 | PMG14A | BLK | 12 | 96.A7 | AT0140:50 PMG-B | GENERATOR PANEL | 96.A6 | USED
FW140:2 | WC8301 | PMGS | SH | 12 | 96.A6 | XT0313:1 | GENERATOR PANEL | 96.A6 | USED
AP0602:L1 | WC0045 | AF0450L2 | ENET | CABLE | 3.A2 | AF0450:L2 | JB100 | 3.C6 | USED
XT0134:3 | WC1088 | 0V | 2 | 10 | 13.B3 | XT1141:1 | JB100 | 14.B4 | USED
XT0138:3 | WC1088 | FU0136 | 1 | 10 | 13.A3 | FU0100:LI | JB100 | 14.A4 | USED
XT0134:3 | SC | 0V | WHT | 14 | 13.B3 | AT1100:NEG | JB70 | 32.D3 | USED
XT0135:3 | SC | 0V | GRN/YEL | 12 | 13.B4 | PEG0130:1 | JB70 | 13.B4 | USED
AR0600:IE2 | SC | IEG01303 | GRN | 12 | 5.A2 | IEG0130:3 | JB72 | 5.B4 | USED
FU0680:LI | SC | FU0332 | WHT | 16 | 7.D2 | XT0085:1 | JB72 | 12.C6 | USED
KA0121:A1 | SC | 012101 | WHT | 20 | 23.A5 | AF0121:01 | JB72 | 23.A7 | USED
KA0121:A2 | SC | 012117 | WHT | 20 | 23.A5 | AF0121:17 | JB72 | 23.A7 | USED
KA0123:A1 | SC | 012103 | WHT | 20 | 23.A5 | AF0121:03 | JB72 | 23.A7 | USED
KA0123:A2 | SC | 012119 | WHT | 20 | 23.A5 | AF0121:19 | JB72 | 23.A7 | USED
KA0161:A1 | SC | 018104 | WHT | 20 | 112.C5 | AF0181:04 | JB72 | 112.C7 | USED
KA0161:A2 | SC | 018120 | WHT | 20 | 112.C5 | AF0181:20 | JB72 | 112.C7 | USED
KA0162:A1 | SC | 018112 | WHT | 20 | 112.D5 | AF0181:12 | JB72 | 112.D7 | USED
KA0162:A2 | SC | 018128 | WHT | 20 | 112.D5 | AF0181:28 | JB72 | 112.D7 | USED
KA0163:A1 | SC | 018106 | WHT | 20 | 112.D5 | AF0181:06 | JB72 | 112.C7 | USED
KA0163:A2 | SC | 018122 | WHT | 20 | 112.D5 | AF0181:22 | JB72 | 112.C7 | USED
KA0180:A1 | SC | 018100 | WHT | 20 | 26.A5 | AF0181:00 | JB72 | 26.A7 | USED
KA0180:A2 | SC | 018116 | WHT | 20 | 26.A5 | AF0181:16 | JB72 | 26.A7 | USED
KA0185:A1 | SC | 018110 | WHT | 20 | 26.A5 | AF0181:10 | JB72 | 26.A7 | USED
KA0310:11 | SC | 012202 | WHT | 20 | 25.B6 | AF0122:02 | JB72 | 25.B7 | USED
KA0310:14 | SC | 012234 | WHT | 20 | 25.B6 | AF0122:34 | JB72 | 25.B7 | USED
KA0330:11 | SC | 012200 | WHT | 20 | 25.A6 | AF0122:00 | JB72 | 25.A7 | USED
KA0330:14 | SC | 012232 | WHT | 20 | 25.A6 | AF0122:32 | JB72 | 25.A7 | USED
KA0331:11 | SC | 012201 | WHT | 20 | 25.A6 | AF0122:01 | JB72 | 25.A7 | USED
KA0331:14 | SC | 012233 | WHT | 20 | 25.A6 | AF0122:33 | JB72 | 25.A7 | USED
KA0335:21 | SC | KA0333A1 | WHT | 20 | 24.B4 | KA0128:11 | JB72 | 24.B4 | USED
KA0335:22 | SC | FU0333 | WHT | 20 | 24.B4 | KA0128:14 | JB72 | 24.B4 | USED
KA0336:11 | SC | 012114 | WHT | 20 | 82.A5 | AF0121:14 | JB72 | 82.A6 | USED
KA4100:A2 | SC | 012130 | WHT | 20 | 82.B6 | AF0121:30 | JB72 | 82.A6 | USED
UJ0131:IOUT | SC | UJ0131IOUT | WHT | 20 | 12.B4 | AF0184:02 | JB72 | 12.B7 | USED
UJ0131:OK1 | SC | UJ0131OK1 | WHT | 20 | 12.B4 | AF0122:43 | JB72 | 12.B7 | USED
UJ0131:OK2 | SC | UJ0131OK2 | WHT | 20 | 12.B4 | AF0122:11 | JB72 | 12.B7 | USED
UJ0131:VIN | SC | UJ0131VIN | WHT | 20 | 12.B4 | AF0123:08 | JB72 | 12.A7 | USED
XT0238:2 | SC | FU0332 | WHT | 14 | 20.C3 | XT0130:1 | JB72 | 21.A5 | USED
XT0313:1 | SC | PMGS | GRN/YEL | 12 | 96.A6 | PEG0140:1 | JB72 | 96.A6 | USED
XT0336:3 | SC | 0V | WHT | 14 | 20.C4 | XT0130:2 | JB72 | 21.A5 | USED
XT0336:5 | SC | 0V | WHT | 20 | 20.D4 | XT0085:3 | JB72 | 12.C6 | USED
XT0337:1 | SC | KA012821 | WHT | 20 | 25.C5 | KA0128:21 | JB72 | 25.C6 | USED
XT0337:18 | SC | AT0140LS(S) | GRN | 12 | 98.C4 | IEG0130:6 | JB72 | 98.C6 | USED
XT0337:2 | SC | KA012824 | WHT | 20 | 25.C5 | KA0128:24 | JB72 | 25.C6 | USED
XT0337:7 | SC | FU0333 | WHT | 20 | 24.B3 | KA0128:14 | JB72 | 24.B4 | USED
XT0338:2 | SC | 018126 | WHT | 20 | 26.A5 | AF0181:26 | JB72 | 26.A7 | USED
XT0352:7 | SC | PEG01405 | GRN/YEL | 12 | 95.A4 | PEG0140:5 | JB72 | 95.A5 | USED
XT0370:6 | SC | EXCS | GRN/YEL | 12 | 96.C5 | PEG0140:2 | JB72 | 96.C6 | USED
AT0140:P2 | WC0014 | AT0140P2 | ENET | CABLE | 3.A3 | AU0120:L1 | JB72 | 3.A4 | USED
XT0138:1 | SC | FU0136 | WHT | 12 | 13.A3 | FU0137:LI | LEFT RAIL | 13.A4 | USED
XT0138:3 | SC | FU0136 | WHT | 14 | 13.A3 | FU1100:LI | LEFT RAIL | 32.D5 | USED
XT0138:4 | SC | FU0136 | WHT | 12 | 13.B3 | FU0210:LI | LEFT RAIL | 13.C4 | USED
XT0139:1 | SC | FU0137 | WHT | 12 | 13.A4 | FU0137:LD | LEFT RAIL | 13.A4 | USED
XT0139:1 | SC | FU0137 | WHT | 14 | 13.A4 | FU0139:LI | LEFT RAIL | 13.A5 | USED
XT0139:1 | SC | FU0137 | WHT | 16 | 13.A4 | FU1101:LI | LEFT RAIL | 32.C6 | USED
XT0139:3 | SC | FU0137 | WHT | 14 | 13.B4 | FU0211:LI | LEFT RAIL | 13.B4 | USED
XT0233:1 | SC | FU0210 | WHT | 14 | 13.C4 | FU0212:LI | LEFT RAIL | 13.C5 | USED
XT0233:1 | SC | FU0210 | WHT | 14 | 13.C4 | FU0210:LD | LEFT RAIL | 13.C4 | USED
XT0233:4 | SC | FU0212 | WHT | 16 | 17.D5 | FU0212:LD | LEFT RAIL | 13.C5 | USED
XT0233:4 | SC | FU0212 | WHT | 20 | 17.D5 | UA1200:J1-10 | LEFT RAIL | 17.B3 | USED
XT0233:4 | SC | FU0212 | WHT | 20 | 17.D5 | UA1200:J2-2 | LEFT RAIL | 17.B3 | USED
XT0235:4 | SC | 0V | WHT | 20 | 17.D5 | UA1200:J1-9 | LEFT RAIL | 17.B3 | USED
XT0134:2 | SC | 0V | WHT | 14 | 13.B3 | XT0170:3 | RIGHT RAIL | 11.A2 | USED
XT0138:2 | SC | FU0136 | WHT | 12 | 13.A3 | FU0170:LI | RIGHT RAIL | 11.A2 | USED
XT0135:1 | SC | 0V | WHT | 14 | 13.B4 | KA1020:24 | TURBINE PANEL | 37.A5 | USED
XT0135:1 | SC | 0V | WHT | 16 | 13.B4 | XT0136:3 | TURBINE PANEL | 15.A2 | USED
XT0135:2 | SC | 0V | WHT | 10 | 13.B4 | BA1100:NEG | TURBINE PANEL | 32.C5 | USED
XT0233:1 | SC | FU0210 | WHT | 14 | 13.C4 | FU0060:LI | TURBINE PANEL | 9.C1 | USED
XT0233:2 | SC | FU0210 | WHT | 14 | 13.C4 | FU0050:LI | TURBINE PANEL | 10.B1 | USED
XT0233:2 | SC | FU0210 | WHT | 14 | 13.C4 | FU0070:LI | TURBINE PANEL | 9.B1 | USED
XT0235:1 | SC | 0V | WHT | 14 | 13.D4 | XT0060:1 | TURBINE PANEL | 9.D1 | USED
XT0235:1 | SC | 0V | WHT | 14 | 13.D4 | XT0050:1 | TURBINE PANEL | 10.B1 | USED
XT0235:1 | SC | 0V | WHT | 14 | 13.D4 | XT0070:1 | TURBINE PANEL | 9.B1 | USED
XT0334:3 | WC8020 | KA0231A1 | 4 | 12 | 20.D3 | XT0136:10 | TURBINE PANEL | 15.B5 | USED
XT0336:1 | WC8020 | ESTOP | 2 | 12 | 20.C4 | XT0240:5 | TURBINE PANEL | 16.B3 | USED
SolarTools ver. 24.0.84.24712 (Jul 31, 2025)
Report date: 1/21/2026 7:05 AM

## JB100
JB100
Project # | J0750
Project Name | UCONN T70
Revision | A
Controls DE | D. SANDOVAL
Phone: | 0
Controls ME | P. LLAMEDO
Phone:
From | [5 empty] | To
Device ID | Cable (W) Conductor (SC) Jumper Clip (JC) | Wire No. | Wire ID | Gauge/Size | Page/Zone | Device ID | Location | Page/Zone
XT0080:1 | JC | 0V | CLIP | --- | 8.B1 | XT0080:2 | JB100 | 8.B1 | USED
XT0080:2 | JC | 0V | CLIP | --- | 8.B1 | XT0080:3 | JB100 | 8.B1 | USED
XT0081:1 | JC | 0V | CLIP | --- | 8.D1 | XT0081:2 | JB100 | 8.D1 | USED
XT1140:1 | JC | FU0100 | CLIP | --- | 14.A4 | XT1140:2 | JB100 | 14.A4 | USED
XT1140:2 | JC | FU0100 | CLIP | --- | 14.A4 | XT1140:3 | JB100 | 14.B4 | USED
XT1141:1 | JC | 0V | CLIP | --- | 14.B4 | XT1141:2 | JB100 | 14.B4 | USED
XT1141:2 | JC | 0V | CLIP | --- | 14.B4 | XT1141:3 | JB100 | 14.B4 | USED
AF0081:COM | SC | AF0081N | WHT | 16 | 8.B2 | AF0082:COM | JB100 | 8.B3 | USED
AF0081:COM | SC | AU0080N | WHT | 20 | 8.B2 | AU0080:COM | JB100 | 8.A1 | USED
AF0081:J | SC | * |  |  | 8.B2 | AF0082:P | JB100 | 8.B3 | USED
AF0081:V+ | SC | AF0081P | WHT | 16 | 8.B2 | AF0082:V+ | JB100 | 8.B3 | USED
AF0081:V+ | SC | AU0080P | WHT | 20 | 8.B2 | AU0080:V+ | JB100 | 8.A1 | USED
AF0082:COM | SC | AF0082N | WHT | 16 | 8.B3 | AF0083:COM | JB100 | 8.B3 | USED
AF0082:J | SC | * |  |  | 8.B3 | AF0083:P | JB100 | 8.B3 | USED
AF0082:SH | SC | AF0083G | GRN | 14 | 8.B3 | AF0083:SH | JB100 | 8.B3 | USED
AF0082:SH | SC | AF0082G | GRN | 14 | 8.B3 | AU0080:GND | JB100 | 8.A1 | USED
AF0082:V+ | SC | AF0082P | WHT | 16 | 8.B3 | AF0083:V+ | JB100 | 8.B3 | USED
AF0083:COM | SC | AF0083N | WHT | 16 | 8.B3 | AF0084:COM | JB100 | 8.B4 | USED
AF0083:J | SC | * |  |  | 8.B3 | AF0084:P | JB100 | 8.B4 | USED
AF0083:SH | SC | AF0084G | GRN | 14 | 8.B3 | AF0084:SH | JB100 | 8.B4 | USED
AF0083:V+ | SC | AF0083P | WHT | 16 | 8.B3 | AF0084:V+ | JB100 | 8.B4 | USED
AF0084:COM | SC | AF0084N | WHT | 16 | 8.B4 | AF0085:COM | JB100 | 8.B4 | USED
AF0084:J | SC | * |  |  | 8.B4 | AF0085:P | JB100 | 8.B4 | USED
AF0084:SH | SC | AF0085G | GRN | 14 | 8.B4 | AF0085:SH | JB100 | 8.B4 | USED
AF0084:V+ | SC | AF0084P | WHT | 16 | 8.B4 | AF0085:V+ | JB100 | 8.B4 | USED
AF0085:SH | SC | IEG03305 | GRN | 14 | 8.B4 | IEG0330:5 | JB100 | 8.B4 | USED
AF0091:COM | SC | AU0090N | WHT | 20 | 8.D2 | AU0090:COM | JB100 | 8.C1 | USED
AF0091:J | SC | * |  |  | 8.D2 | AF0092:P | JB100 | 8.D3 | USED
AF0091:V+ | SC | AU0090P | WHT | 20 | 8.D2 | AU0090:V+ | JB100 | 8.C1 | USED
AF0092:COM | SC | 0V | WHT | 14 | 8.D3 | XT0081:2 | JB100 | 8.D1 | USED
AF0092:V+ | SC | FU0093 | WHT | 14 | 8.D3 | FU0093:LD | JB100 | 8.D1 | USED
AF0400:12 | SC | XT04001 | GRN | 16 | 19.B6 | XT0400:1 | JB100 | 19.C6 | USED
AF0410:32 | SC | XT04001 | GRN | 16 | 19.B5 | XT0400:1 | JB100 | 19.C6 | USED
AF0410:53 | SC | 0V | WHT | 16 | 19.B5 | XT1141:2 | JB100 | 14.B4 | USED
AF0410:54 | SC | AF0410N | WHT | 16 | 19.B5 | AF0420:53 | JB100 | 19.B5 | USED
AF0410:55 | SC | FU0113 | WHT | 16 | 19.B5 | FU0113:LD | JB100 | 19.A4 | USED
AF0410:56 | SC | AF0410P | WHT | 16 | 19.B5 | AF0420:55 | JB100 | 19.B5 | USED
AF0420:32 | SC | XT04001 | GRN | 16 | 19.B5 | XT0400:1 | JB100 | 19.C6 | USED
AF0420:54 | SC | AF0420N | WHT | 16 | 19.B5 | AF0430:53 | JB100 | 19.B4 | USED
AF0420:56 | SC | AF0420P | WHT | 16 | 19.B5 | AF0430:55 | JB100 | 19.B4 | USED
AF0430:32 | SC | XT04002 | GRN | 16 | 19.B4 | XT0400:2 | JB100 | 19.C3 | USED
AF0430:54 | SC | AF0430N | WHT | 16 | 19.B4 | AF0450:53 | JB100 | 19.B3 | USED
AF0430:56 | SC | AF0430P | WHT | 16 | 19.B4 | AF0450:55 | JB100 | 19.B3 | USED
AF0450:01 | SC | 045001 | WHT | 20 | 78.D6 | AF0450:02 | JB100 | 78.D6 | USED
AF0450:32 | SC | XT04002 | GRN | 16 | 19.B3 | XT0400:2 | JB100 | 19.C3 | USED
AU0080:COM | SC | 0V | WHT | 14 | 8.A1 | XT0080:1 | JB100 | 8.B1 | USED
AU0080:V+ | SC | FU0080 | WHT | 14 | 8.A1 | FU0080:LD | JB100 | 8.B1 | USED
AU0090:COM | SC | 0V | WHT | 14 | 8.C1 | XT0081:1 | JB100 | 8.D1 | USED
AU0090:GND | SC | IEG03304 | GRN | 14 | 8.C1 | IEG0330:4 | JB100 | 8.D2 | USED
AU0090:V+ | SC | FU0090 | WHT | 14 | 8.C1 | FU0090:LD | JB100 | 8.D1 | USED
FU0080:LI | SC | FU0100 | WHT | 14 | 8.B1 | XT1140:3 | JB100 | 14.B4 | USED
FU0090:LI | SC | FU0100 | WHT | 14 | 8.D1 | XT1140:2 | JB100 | 14.A4 | USED
FU0090:LI | SC | FU0100 | WHT | 14 | 8.D1 | FU0091:LI | JB100 | 8.D1 | USED
FU0091:LI | SC | FU0100 | WHT | 14 | 8.D1 | FU0093:LI | JB100 | 8.D1 | USED
FU0100:LD | SC | FU0100 | WHT | 12 | 14.A4 | XT1140:1 | JB100 | 14.A4 | USED
FU0113:LI | SC | FU0100 | WHT | 14 | 19.A4 | XT1140:1 | JB100 | 14.A4 | USED
GR0330: | SC | GR0330 | GRN/YEL | 14 | 4.B3 | FRAME | JB100 | 4.B3 | USED
GR0331: | SC | IEG03302 | GRN | 14 | 4.B3 | IEG0330:2 | JB100 | 4.B3 | USED
GR0332: | SC | IEG03301,GRN | GRN | 14 | 4.B3 | IEG0330:1 | JB100 | 4.B3 | USED
IEG0330:3 | SC | IEG03303 | GRN | 14 | 19.C6 | XT0400:3 | JB100 | 19.C6 | USED
XT0080:1 | SC | 0V | WHT | 14 | 8.B1 | XT1141:2 | JB100 | 14.B4 | USED
XT0081:1 | SC | 0V | WHT | 14 | 8.D1 | XT1141:1 | JB100 | 14.B4 | USED
AU0080:L2 | WC0008 | AU0080L2 | ENET | CABLE | 3.C2 | AU0090:L1 | JB100 | 3.C3 | USED
AF0410:L1 | WC0009 | AU0090L2 | ENET | CABLE | 3.C3 | AU0090:L2 | JB100 | 3.C3 | USED
AF0410:L2 | WC0041 | AF0410L2 | ENET | CABLE | 3.C3 | AF0420:L1 | JB100 | 3.C4 | USED
AF0420:L2 | WC0042 | AF0420L2 | ENET | CABLE | 3.C4 | AF0430:L1 | JB100 | 3.C5 | USED
AF0430:L2 | WC0043 | AF0430L2 | ENET | CABLE | 3.C5 | AF0450:L1 | JB100 | 3.C6 | USED
AF0450:05 | WC4749 | UA15201 | RED | 20 | 45.A7 | UA1520:+24 | JB100 | 45.A5 | USED
AF0450:06 | WC4749 | UA15202 | WHT | 20 | 45.A7 | UA1520:OUT | JB100 | 45.A5 | USED
AF0450:08 | WC4749 | UA15203 | BLK | 20 | 45.A7 | UA1520:COM | JB100 | 45.A5 | USED
AF0450:23 | WC4749 | PE1520S | SH | 20 | 45.A7 | XT1521:1 | JB100 | 45.A5 | USED
AF0400:LBUS | WC8040 | AF0400LBUS | BUS | CABLE | 19.B6 | AF0410:RBUS | JB100 | 19.B5 | USED
AF0410:LBUS | WC8041 | AF0410LBUS | BUS | CABLE | 19.B5 | AF0420:RBUS | JB100 | 19.B5 | USED
AF0420:LBUS | WC8042 | AF0420LBUS | BUS | CABLE | 19.B5 | AF0430:RBUS | JB100 | 19.B4 | USED
AF0430:LBUS | WC8043 | AF0430LBUS | BUS | CABLE | 19.B4 | AF0450:RBUS | JB100 | 19.B3 | USED
AF0450:L2 | WC0045 | AF0450L2 | ENET | CABLE | 3.C6 | AP0602:L1 | GENERATOR PANEL | 3.A2 | USED
FU0100:LI | WC1088 | FU0136 | 1 | 10 | 14.A4 | XT0138:3 | GENERATOR PANEL | 13.A3 | USED
XT1141:1 | WC1088 | 0V | 2 | 10 | 14.B4 | XT0134:3 | GENERATOR PANEL | 13.B3 | USED
AF0400:01 | WC1228 | UA12631 | RED-TR1 | 18 | 77.A6 | UA1263:VT | PROX JB4 | 77.A3 | USED
AF0400:02 | WC1228 | UA12632 | WHT-TR1 | 18 | 77.A6 | UA1263:OUTPUT | PROX JB4 | 77.A3 | USED
AF0400:03 | WC1228 | UA12633 | BLK-TR1 | 18 | 77.A6 | UA1263:COM | PROX JB4 | 77.A3 | USED
AF0410:01 | WC1228 | UA12111 | RED-TR2 | 18 | 77.B6 | UA1211:VT | PROX JB4 | 77.B3 | USED
AF0410:02 | WC1228 | UA12112 | WHT-TR2 | 18 | 77.B6 | UA1211:OUTPUT | PROX JB4 | 77.B3 | USED
AF0410:04 | WC1228 | UA12113 | BLK-TR2 | 18 | 77.B6 | UA1211:COM | PROX JB4 | 77.B3 | USED
AF0410:05 | WC1228 | UA12101 | RED-TR3 | 18 | 77.B6 | UA1210:VT | PROX JB4 | 77.B3 | USED
AF0410:06 | WC1228 | UA12102 | WHT-TR3 | 18 | 77.B6 | UA1210:OUTPUT | PROX JB4 | 77.B3 | USED
AF0410:08 | WC1228 | UA12103 | BLK-TR3 | 18 | 77.B6 | UA1210:COM | PROX JB4 | 77.B3 | USED
AF0410:09 | WC1228 | UA12211 | RED-TR4 | 18 | 77.C6 | UA1221:VT | PROX JB4 | 77.C3 | USED
AF0410:10 | WC1228 | UA12212 | WHT-TR4 | 18 | 77.C6 | UA1221:OUTPUT | PROX JB4 | 77.C3 | USED
AF0410:12 | WC1228 | UA12213 | BLK-TR4 | 18 | 77.C6 | UA1221:COM | PROX JB4 | 77.C3 | USED
AF0410:13 | WC1229 | UA12201 | RED-TR1 | 18 | 77.C6 | UA1220:VT | PROX JB4 | 77.C3 | USED
AF0410:14 | WC1229 | UA12202 | WHT-TR1 | 18 | 77.C6 | UA1220:OUTPUT | PROX JB4 | 77.C3 | USED
AF0410:16 | WC1229 | UA12203 | BLK-TR1 | 18 | 77.C6 | UA1220:COM | PROX JB4 | 77.C3 | USED
AF0420:01 | WC1229 | UA12311 | RED-TR2 | 18 | 77.C6 | UA1231:VT | PROX JB4 | 77.C3 | USED
AF0420:02 | WC1229 | UA12312 | WHT-TR2 | 18 | 77.C6 | UA1231:OUTPUT | PROX JB4 | 77.C3 | USED
AF0420:04 | WC1229 | UA12313 | BLK-TR2 | 18 | 77.C6 | UA1231:COM | PROX JB4 | 77.C3 | USED
AF0420:05 | WC1229 | UA12301 | RED-TR3 | 18 | 77.D6 | UA1230:VT | PROX JB4 | 77.D3 | USED
AF0420:06 | WC1229 | UA12302 | WHT-TR3 | 18 | 77.D6 | UA1230:OUTPUT | PROX JB4 | 77.D3 | USED
AF0420:08 | WC1229 | UA12303 | BLK-TR3 | 18 | 77.D6 | UA1230:COM | PROX JB4 | 77.D3 | USED
AF0450:09 | WC1229 | UA12621 | RED-TR4 | 18 | 77.D6 | UA1262:VT | PROX JB4 | 77.D3 | USED
AF0450:10 | WC1229 | UA12622 | WHT-TR4 | 18 | 77.D6 | UA1262:OUTPUT | PROX JB4 | 77.D3 | USED
AF0450:12 | WC1229 | UA12623 | BLK-TR4 | 18 | 77.D6 | UA1262:COM | PROX JB4 | 77.D3 | USED
AU0080:L1 | WC0010 | BA1100L2 | ENET | CABLE | 3.C2 | BA1100:L2 | TURBINE PANEL | 3.B5 | USED
SolarTools ver. 24.0.84.24712 (Jul 31, 2025)
Report date: 1/21/2026 7:05 AM

## JB70
JB70
Project # | J0750
Project Name | UCONN T70
Revision | A
Controls DE | D. SANDOVAL
Phone: | 0
Controls ME | P. LLAMEDO
Phone:
From | [5 empty] | To
Device ID | Cable (W) Conductor (SC) Jumper Clip (JC) | Wire No. | Wire ID | Gauge/Size | Page/Zone | Device ID | Location | Page/Zone
AT0170:1 | SC | UV01705 | WHT | 14 | 11.A5 | UV0170:5(+) | JB70 | 11.A3 | USED
AT0170:2 | SC | UV01706 | WHT | 14 | 11.A5 | UV0170:6(-) | JB70 | 11.A3 | USED
AT0170:3 | SC | UV01707 | WHT | 14 | 11.A5 | UV0170:7(+) | JB70 | 11.A3 | USED
AT0170:4 | SC | UV01708 | WHT | 14 | 11.A5 | UV0170:8(-) | JB70 | 11.A3 | USED
AT0170:GND | SC | AT0170G | GRN/YEL | 14 | 11.A5 | FRAME | JB70 | 11.B6 | USED
AT1100:GND | SC | PEG01302 | GRN/YEL | 14 | 32.D3 | PEG0130:2 | JB70 | 32.D6 | USED
GR0131: | SC | GR0131 | GRN/YEL | 14 | 4.A3 | FRAME | JB70 | 4.A3 | USED
UV0170:GND | SC | UV0170G | GRN/YEL | 14 | 11.A3 | FRAME | JB70 | 11.B4 | USED
AT1100:NEG | SC | 0V | WHT | 14 | 32.D3 | XT0134:3 | GENERATOR PANEL | 13.B3 | USED
PEG0130:1 | SC | 0V | GRN/YEL | 12 | 13.B4 | XT0135:3 | GENERATOR PANEL | 13.B4 | USED
AT1100:POS | SC | FU1100 | WHT | 14 | 32.D3 | FU1100:LD | LEFT RAIL | 32.D5 | USED
AT0170:11 | SC | SA0170B113 | WHT | 20 | 28.A6 | XT0170:11 | RIGHT RAIL | 28.A6 | USED
AT0170:12 | SC | SA0170B114 | WHT | 20 | 28.A6 | XT0170:12 | RIGHT RAIL | 28.A6 | USED
AT0170:25 | SC | AT017025 | WHT | 20 | 11.B3 | KA0172:A1 | RIGHT RAIL | 11.B2 | USED
AT0170:31 | SC | AT017031 | WHT | 20 | 11.C3 | KA0174:A1 | RIGHT RAIL | 11.C2 | USED
AT0170:45 | SC | AT017045 | WHT | 20 | 99.D6 | XT0170:5 | RIGHT RAIL | 99.D5 | USED
AT0170:46 | SC | AT017046 | WHT | 20 | 99.D6 | XT0170:6 | RIGHT RAIL | 99.D5 | USED
HL0171:X1 | SC | HL0171X1 | WHT | 20 | 28.B1 | XT0171:13 | RIGHT RAIL | 28.B6 | USED
HL0171:X2 | SC | HL0171X2 | WHT | 20 | 28.B1 | XT0171:11 | RIGHT RAIL | 28.B5 | USED
HL0172:X1 | SC | HL0172X1 | WHT | 20 | 28.C1 | XT0171:16 | RIGHT RAIL | 28.C6 | USED
HL0172:X2 | SC | HL0172X2 | WHT | 20 | 28.C1 | XT0171:14 | RIGHT RAIL | 28.C5 | USED
HL0173:X1 | SC | HL0173X1 | WHT | 20 | 28.C1 | XT0171:19 | RIGHT RAIL | 28.C6 | USED
HL0173:X2 | SC | HL0173X2 | WHT | 20 | 28.C1 | XT0171:17 | RIGHT RAIL | 28.C5 | USED
SA0170:B1-13 | SC | SA0170B113 | WHT | 20 | 28.A1 | XT0170:11 | RIGHT RAIL | 28.A6 | USED
SA0170:B1-14 | SC | SA0170B114 | WHT | 20 | 28.A1 | XT0170:12 | RIGHT RAIL | 28.A6 | USED
SA0170:B2-13 | SC | AT01754P1 | WHT | 20 | 28.A1 | AT0175:4P1 | RIGHT RAIL | 11.B5 | USED
SA0170:B2-14 | SC | SA0170B214 | WHT | 20 | 28.A1 | KA6510:A1 | RIGHT RAIL | 28.A5 | USED
SB0170:13 | SC | SB017013 | WHT | 20 | 28.B1 | XT0171:9 | RIGHT RAIL | 28.B6 | USED
SB0170:14 | SC | SB017014 | WHT | 20 | 28.B1 | XT0171:10 | RIGHT RAIL | 28.B6 | USED
UV0170:1(+) | SC | FU0170 | WHT | 14 | 11.A3 | XT0170:2 | RIGHT RAIL | 11.A2 | USED
UV0170:10(-) | SC | UV017010 | WHT | 14 | 11.A3 | AT0175:2P1 | RIGHT RAIL | 11.B5 | USED
UV0170:11(+) | SC | UV017011 | WHT | 14 | 11.A3 | AT0176:1P1 | RIGHT RAIL | 11.C5 | USED
UV0170:12(-) | SC | UV017012 | WHT | 14 | 11.A3 | AT0176:2P1 | RIGHT RAIL | 11.C5 | USED
UV0170:13(+) | SC | LON0P | WHT | 14 | 101.B7 | XT0170:18 | RIGHT RAIL | 101.A6 | USED
UV0170:14(-) | SC | LON0N | WHT | 14 | 101.B7 | XT0170:19 | RIGHT RAIL | 101.A6 | USED
UV0170:15(+) | SC | LON2P | WHT | 14 | 101.B7 | XT0170:21 | RIGHT RAIL | 101.D6 | USED
UV0170:16(-) | SC | LON2N | WHT | 14 | 101.B7 | XT0170:22 | RIGHT RAIL | 101.D6 | USED
UV0170:2(-) | SC | 0V | WHT | 14 | 11.A3 | XT0170:3 | RIGHT RAIL | 11.A2 | USED
UV0170:3(+) | SC | FU0170 | WHT | 14 | 11.A3 | XT0170:2 | RIGHT RAIL | 11.A2 | USED
UV0170:4(-) | SC | 0V | WHT | 14 | 11.A3 | XT0170:3 | RIGHT RAIL | 11.A2 | USED
UV0170:9(+) | SC | UV01709 | WHT | 14 | 11.A3 | AT0175:1P1 | RIGHT RAIL | 11.B5 | USED
AT0170:53 | WC5018 | LON2A | WHT | 16 | 101.D6 | XT0172:22 | RIGHT RAIL | 101.D6 | USED
AT0170:52 | WC5018 | LON2B | BLK | 16 | 101.D6 | XT0172:23 | RIGHT RAIL | 101.D6 | USED
AT0170:51 | WC5018 | LON2S1 | SH | 16 | 101.D6 | XT0172:24 | RIGHT RAIL | 101.D6 | USED
HA0472:BLK-1 | WC5072 | 0V | 1 | 18 | 28.D1 | XT0170:14 | RIGHT RAIL | 28.D5 | USED
HA0472:BLK-2 | WC5072 | HA04722 | 2 | 18 | 28.D1 | XT0170:13 | RIGHT RAIL | 28.D5 | USED
AT0170:50 | WC8069 | AT017050 | WHT | 16 | 11.A7 | AT0175:4P2 | RIGHT RAIL | 11.A7 | USED
AT0170:49 | WC8069 | AT017049 | BLK | 16 | 11.A7 | AT0175:5P2 | RIGHT RAIL | 11.A7 | USED
AT0170:48 | WC8069 | AT017048 | SH | 16 | 11.A7 | AT0175:6P2 | RIGHT RAIL | 11.A7 | USED
AT0170:24 | SC | FU0139 | WHT | 20 | 11.B3 | XT0240:12 | TURBINE PANEL | 16.C4 | USED
AT0170:26 | SC | KA0243A1 | WHT | 20 | 11.B3 | XT0240:7 | TURBINE PANEL | 16.C3 | USED
AT0170:30 | SC | FU0139 | WHT | 20 | 11.C3 | XT0240:12 | TURBINE PANEL | 16.C4 | USED
AT0170:32 | SC | KA0245A1 | WHT | 20 | 11.C3 | XT0240:8 | TURBINE PANEL | 16.D3 | USED
SA0471:B1-13 | SC | SA0471B113 | WHT | 20 | 30.B1 | AF0054:40 | TURBINE PANEL | 30.B7 | USED
SA0471:B1-14 | SC | SA0471B114 | WHT | 20 | 30.B1 | AF0054:08 | TURBINE PANEL | 30.B7 | USED
SA0471:B2-13 | SC | SA0471B213 | WHT | 20 | 30.A1 | AF0054:39 | TURBINE PANEL | 30.A7 | USED
SA0471:B2-14 | SC | SA0471B214 | WHT | 20 | 30.A1 | AF0054:07 | TURBINE PANEL | 30.A7 | USED
SA0472:B1-13 | SC | SA0472B113 | WHT | 20 | 30.C1 | AF0062:45 | TURBINE PANEL | 30.C7 | USED
SA0472:B1-14 | SC | SA0472B114 | WHT | 20 | 30.C1 | AF0062:13 | TURBINE PANEL | 30.C7 | USED
SA0472:B2-13 | SC | SA0472B213 | WHT | 20 | 30.C1 | AF0062:44 | TURBINE PANEL | 30.C7 | USED
SA0472:B2-14 | SC | SA0472B214 | WHT | 20 | 30.C1 | AF0062:12 | TURBINE PANEL | 30.C7 | USED
SA0473:B-A3 | SC | SA0473B-A3 | WHT | 20 | 31.A1 | AF0062:08 | TURBINE PANEL | 31.A7 | USED
SA0473:B-A4 | SC | SA0473B-A4 | WHT | 20 | 31.A1 | AF0062:40 | TURBINE PANEL | 31.A7 | USED
SA0473:B-B1 | SC | SA0473B-B1 | WHT | 20 | 30.D1 | AF0054:06 | TURBINE PANEL | 30.D7 | USED
SA0473:B-B2 | SC | SA0473B-B2 | WHT | 20 | 30.D1 | AF0054:38 | TURBINE PANEL | 30.D7 | USED
SA0473:W-B1 | SC | SA0473W-B1 | WHT | 20 | 30.D1 | AF0054:05 | TURBINE PANEL | 30.D7 | USED
SA0473:W-B2 | SC | SA0473W-B2 | WHT | 20 | 30.D1 | AF0054:37 | TURBINE PANEL | 30.D7 | USED
SB0471:11 | SC | SB047111 | WHT | 20 | 29.D1 | AF0054:34 | TURBINE PANEL | 29.D7 | USED
SB0471:12 | SC | SB047112 | WHT | 20 | 29.D1 | AF0054:02 | TURBINE PANEL | 29.D7 | USED
SB0472:B1-11 | SC | ESTOPA | WHT | 20 | 30.B1 | XT0137:1 | TURBINE PANEL | 30.B5 | USED
SB0472:B1-12 | SC | ESTOP | WHT | 20 | 30.B1 | XT0137:2 | TURBINE PANEL | 30.B5 | USED
SB0472:B2-11 | SC | SB047221 | WHT | 20 | 30.B1 | AF0057:36 | TURBINE PANEL | 30.B7 | USED
SB0472:B2-12 | SC | SB047222 | WHT | 20 | 30.B1 | AF0057:04 | TURBINE PANEL | 30.B7 | USED
SB0473:13 | SC | SB047313 | WHT | 20 | 29.D1 | AF0054:35 | TURBINE PANEL | 29.D7 | USED
SB0473:14 | SC | SB047314 | WHT | 20 | 29.D1 | AF0054:03 | TURBINE PANEL | 29.D7 | USED
SB0474:13 | SC | SB047423 | WHT | 20 | 30.A1 | AF0054:36 | TURBINE PANEL | 30.A7 | USED
SB0474:14 | SC | SB047424 | WHT | 20 | 30.A1 | AF0054:04 | TURBINE PANEL | 30.A7 | USED
SH0470:11 | SC | SH047011 | WHT | 20 | 29.B1 | AF0054:33 | TURBINE PANEL | 29.B7 | USED
SH0470:12 | SC | SH047012 | WHT | 20 | 29.B1 | AF0054:01 | TURBINE PANEL | 29.B7 | USED
SH0470:13 | SC | SH047013 | WHT | 20 | 29.B1 | XT0137:5 | TURBINE PANEL | 29.B5 | USED
SH0470:14 | SC | SH047014 | WHT | 20 | 29.B1 | XT0137:6 | TURBINE PANEL | 29.B5 | USED
SH0470:X1 | SC | SH0470X1 | WHT | 20 | 29.B1 | AF0052:19 | TURBINE PANEL | 29.B7 | USED
SH0470:X2 | SC | SH0470X2 | WHT | 20 | 29.B1 | AF0052:03 | TURBINE PANEL | 29.B7 | USED
SH0471:11 | SC | SH047111 | WHT | 20 | 29.A1 | XT0137:3 | TURBINE PANEL | 29.A5 | USED
SH0471:12 | SC | SH047112 | WHT | 20 | 29.A1 | XT0137:4 | TURBINE PANEL | 29.A5 | USED
SH0471:13 | SC | SH047113 | WHT | 20 | 29.A1 | AF0054:32 | TURBINE PANEL | 29.A7 | USED
SH0471:14 | SC | SH047114 | WHT | 20 | 29.A1 | AF0054:00 | TURBINE PANEL | 29.A7 | USED
SH0471:X1 | SC | SH0471X1 | WHT | 20 | 29.A1 | AF0052:25 | TURBINE PANEL | 29.A7 | USED
SH0471:X2 | SC | SH0471X2 | WHT | 20 | 29.A1 | AF0052:09 | TURBINE PANEL | 29.A7 | USED
SH0472:11 | SC | SH047211 | WHT | 20 | 29.C1 | XT0236:4 | TURBINE PANEL | 29.C5 | USED
SH0472:12 | SC | SH047212 | WHT | 20 | 29.C1 | XT0236:5 | TURBINE PANEL | 29.C5 | USED
SH0472:13 | SC | FU0139 | WHT | 20 | 29.B1 | XT0236:1 | TURBINE PANEL | 29.B5 | USED
SH0472:14 | SC | KA0241A1 | WHT | 20 | 29.B1 | XT0236:2 | TURBINE PANEL | 29.B5 | USED
SH0472:X1 | SC | 0V | WHT | 20 | 29.C1 | XT0236:3 | TURBINE PANEL | 29.C5 | USED
SH0472:X2 | SC | SH0472X2 | WHT | 20 | 29.C1 | XT0237:2 B1 | TURBINE PANEL | 29.C5 | USED
AT0170:L1 | WC0005 | AU0050L2 | ENET | CABLE | 3.B4 | AU0050:L2 | TURBINE PANEL | 3.B3 | USED
AT1100:L1 | WC0101 | BA1100DEVICE | ENET | CABLE | 32.D3 | BA1100:DEVICE | TURBINE PANEL | 32.C5 | USED
AT0170:L2 | WC9017 | AT0170L2 | ENET | CABLE | 3.B4 | BA1100:L1 | TURBINE PANEL | 3.B5 | USED
SolarTools ver. 24.0.84.24712 (Jul 31, 2025)
Report date: 1/21/2026 7:05 AM

## JB72
JB72
Project # | J0750
Project Name | UCONN T70
Revision | A
Controls DE | D. SANDOVAL
Phone: | 0
Controls ME | P. LLAMEDO
Phone:
From | [5 empty] | To
Device ID | Cable (W) Conductor (SC) Jumper Clip (JC) | Wire No. | Wire ID | Gauge/Size | Page/Zone | Device ID | Location | Page/Zone
XT0120:1 | JC | 0V | CLIP | --- | 21.D1 | XT0120:2 | JB72 | 21.D1 | USED
XT0130:3 | JC | 0V | CLIP | --- | 21.A5 | XT0130:2 | JB72 | 21.A5 | USED
XT0180:1 | JC | 0V | CLIP | --- | 22.B1 | XT0180:2 | JB72 | 22.B1 | USED
XT0180:2 | JC | 0V | CLIP | --- | 22.B1 | XT0180:3 | JB72 | 22.B1 | USED
KA0128:A1 | SC | 012108 | WHT | 20 | 23.B7 | AF0121:08 | JB72 | 23.B5 | USED
KA0128:A2 | SC | 012124 | WHT | 20 | 23.B7 | AF0121:24 | JB72 | 23.B5 | USED
AF0121:COM | SC | 0V | WHT | 14 | 21.D2 | XT0120:2 | JB72 | 21.D1 | USED
AF0121:J | SC | * |  |  | 21.D2 | AF0122:P | JB72 | 21.D3 | USED
AF0121:V+ | SC | FU0121 | WHT | 14 | 21.D2 | FU0121:LD | JB72 | 21.D1 | USED
AF0122:09 | SC | 012209 | WHT | 20 | 27.A6 | XT0120:4 | JB72 | 27.A6 | USED
AF0122:06 | SC | JP1 | VIO | 20 | 25.C7 | AF0122:38 | JB72 | 25.C7 | USED
AF0182:01 | SC | JP3 | VIO | 20 | 33.A7 | AF0182:33 | JB72 | 33.A7 | USED
AF0182:02 | SC | JP4 | VIO | 20 | 112.A7 | AF0182:34 | JB72 | 112.A7 | USED
AF0182:15 | SC | JP6 | VIO | 20 | 112.B7 | AF0182:47 | JB72 | 112.B7 | USED
AF0122:41 | SC | 012241 | WHT | 20 | 27.A6 | XT0120:3 | JB72 | 27.A6 | USED
AF0122:COM | SC | AF0122N | WHT | 20 | 21.D3 | AF0123:COM | JB72 | 21.D3 | USED
AF0122:COM | SC | AU0120N | WHT | 20 | 21.D3 | AU0120:COM | JB72 | 21.C1 | USED
AF0122:J | SC | * |  |  | 21.D3 | AF0123:P | JB72 | 21.D3 | USED
AF0122:V+ | SC | AF0122P | WHT | 20 | 21.D3 | AF0123:V+ | JB72 | 21.D3 | USED
AF0122:V+ | SC | AU0120P | WHT | 20 | 21.D3 | AU0120:V+ | JB72 | 21.C1 | USED
AF0123:09 | SC | 0V | WHT | 20 | 12.A7 | XT0180:3 | JB72 | 22.B1 | USED
AF0123:SH | SC | IEG01301 | GRN | 14 | 21.D3 | IEG0130:1 | JB72 | 21.D4 | USED
AF0123:SH | SC | AU0120G | GRN | 14 | 21.D3 | AU0120:GND | JB72 | 21.C1 | USED
KA0181:A2 | SC | 018102 | WHT | 20 | 23.B7 | AF0181:02 | JB72 | 23.B5 | USED
KA0181:A1 | SC | 018118 | WHT | 20 | 23.B7 | AF0181:18 | JB72 | 23.B5 | USED
AF0181:COM | SC | 0V | WHT | 16 | 22.B2 | XT0180:2 | JB72 | 22.B1 | USED
AF0181:J | SC | * |  |  | 22.B2 | AF0182:P | JB72 | 22.B3 | USED
AF0181:V+ | SC | FU0181 | WHT | 16 | 22.B2 | FU0181:LD | JB72 | 22.B1 | USED
AF0182:COM | SC | AF0182N | WHT | 16 | 22.B3 | AF0183:COM | JB72 | 22.A3 | USED
AF0182:COM | SC | 0V | WHT | 16 | 22.B3 | XT0180:2 | JB72 | 22.B1 | USED
AF0182:J | SC | * |  |  | 22.B3 | AF0183:P | JB72 | 22.A3 | USED
AF0182:V+ | SC | AF0182P | WHT | 16 | 22.B3 | AF0183:V+ | JB72 | 22.A3 | USED
AF0182:V+ | SC | FU0182 | WHT | 16 | 22.B3 | FU0182:LD | JB72 | 22.B1 | USED
AF0183:COM | SC | AF0183N | WHT | 16 | 22.A3 | AF0184:COM | JB72 | 22.B4 | USED
AF0183:J | SC | * |  |  | 22.A3 | AF0184:P | JB72 | 22.B4 | USED
AF0183:V+ | SC | AF0183P | WHT | 16 | 22.A3 | AF0184:V+ | JB72 | 22.B4 | USED
AF0184:00 | SC | 018400 | WHT | 20 | 12.C7 | XT0085:2 | JB72 | 12.C6 | USED
AF0184:01 | SC | 0V | WHT | 20 | 12.C7 | XT0085:3 | JB72 | 12.C6 | USED
AF0184:03 | SC | 0V | WHT | 20 | 12.B7 | XT0180:3 | JB72 | 22.B1 | USED
AF0184:SH | SC | IEG01305 | GRN | 12 | 22.B4 | IEG0130:5 | JB72 | 22.B5 | USED
AF0184:SH | SC | AU0180G | GRN | 14 | 22.B4 | AU0180:GND | JB72 | 22.A2 | USED
AU0120:COM | SC | 0V | WHT | 14 | 21.C1 | XT0120:1 | JB72 | 21.D1 | USED
AU0120:V+ | SC | FU0120 | WHT | 14 | 21.C1 | FU0120:LD | JB72 | 21.D1 | USED
AU0180:COM | SC | 0V | WHT | 16 | 22.A2 | XT0180:1 | JB72 | 22.B1 | USED
AU0180:V+ | SC | FU0180 | WHT | 16 | 22.A2 | FU0180:LD | JB72 | 22.B1 | USED
FU0120:LI | SC | FU0332 | WHT | 14 | 21.D1 | XT0130:1 | JB72 | 21.A5 | USED
FU0120:LI | SC | FU0332 | WHT | 14 | 21.D1 | FU0121:LI | JB72 | 21.D1 | USED
FU0180:LI | SC | FU0332 | WHT | 14 | 22.B1 | FU0181:LI | JB72 | 22.B1 | USED
FU0180:LI | SC | FU0332 | WHT | 14 | 22.B1 | XT0130:1 | JB72 | 21.A5 | USED
FU0181:LI | SC | FU0332 | WHT | 14 | 22.B1 | FU0182:LI | JB72 | 22.B1 | USED
GR0120: | SC | IEG01307 | GRN | 14 | 4.C5 | IEG0130:7 | JB72 | 4.C4 | USED
GR0180: | SC | IEG01302 | GRN | 14 | 4.C5 | IEG0130:2 | JB72 | 4.C4 | USED
RR0851: -3.01K OHM | SC | FU0332 | LEAD | --- | 12.C6 | XT0085:1 | JB72 | 12.C6 | USED
RR0851: -3.01K OHM | SC | 018400 | LEAD | --- | 12.C6 | XT0085:2 | JB72 | 12.C6 | USED
RR0852: -1.0K OHM | SC | 0V | LEAD | --- | 12.C6 | XT0085:3 | JB72 | 12.C6 | USED
RR0852: -1.0K OHM | SC | 018400 | LEAD | --- | 12.C6 | XT0085:2 | JB72 | 12.C6 | USED
XT0120:1 | SC | 0V | WHT | 14 | 21.D1 | XT0130:2 | JB72 | 21.A5 | USED
XT0130:3 | SC | 0V | WHT | 14 | 21.A5 | XT0180:1 | JB72 | 22.B1 | USED
AU0120:L2 | WC0012 | AU0120L2 | ENET | CABLE | 3.A4 | AU0180:L1 | JB72 | 3.A5 | USED
AF0121:01 | SC | 012101 | WHT | 20 | 23.A7 | KA0121:A1 | GENERATOR PANEL | 23.A5 | USED
AF0121:03 | SC | 012103 | WHT | 20 | 23.A7 | KA0123:A1 | GENERATOR PANEL | 23.A5 | USED
AF0121:14 | SC | 012114 | WHT | 20 | 82.A6 | KA0336:11 | GENERATOR PANEL | 82.A5 | USED
AF0121:17 | SC | 012117 | WHT | 20 | 23.A7 | KA0121:A2 | GENERATOR PANEL | 23.A5 | USED
AF0121:19 | SC | 012119 | WHT | 20 | 23.A7 | KA0123:A2 | GENERATOR PANEL | 23.A5 | USED
AF0121:30 | SC | 012130 | WHT | 20 | 82.A6 | KA4100:A2 | GENERATOR PANEL | 82.B6 | USED
AF0122:00 | SC | 012200 | WHT | 20 | 25.A7 | KA0330:11 | GENERATOR PANEL | 25.A6 | USED
AF0122:01 | SC | 012201 | WHT | 20 | 25.A7 | KA0331:11 | GENERATOR PANEL | 25.A6 | USED
AF0122:02 | SC | 012202 | WHT | 20 | 25.B7 | KA0310:11 | GENERATOR PANEL | 25.B6 | USED
AF0122:11 | SC | UJ0131OK2 | WHT | 20 | 12.B7 | UJ0131:OK2 | GENERATOR PANEL | 12.B4 | USED
AF0122:32 | SC | 012232 | WHT | 20 | 25.A7 | KA0330:14 | GENERATOR PANEL | 25.A6 | USED
AF0122:33 | SC | 012233 | WHT | 20 | 25.A7 | KA0331:14 | GENERATOR PANEL | 25.A6 | USED
AF0122:34 | SC | 012234 | WHT | 20 | 25.B7 | KA0310:14 | GENERATOR PANEL | 25.B6 | USED
AF0122:43 | SC | UJ0131OK1 | WHT | 20 | 12.B7 | UJ0131:OK1 | GENERATOR PANEL | 12.B4 | USED
AF0123:08 | SC | UJ0131VIN | WHT | 20 | 12.A7 | UJ0131:VIN | GENERATOR PANEL | 12.B4 | USED
AF0181:00 | SC | 018100 | WHT | 20 | 26.A7 | KA0180:A1 | GENERATOR PANEL | 26.A5 | USED
AF0181:04 | SC | 018104 | WHT | 20 | 112.C7 | KA0161:A1 | GENERATOR PANEL | 112.C5 | USED
AF0181:06 | SC | 018106 | WHT | 20 | 112.C7 | KA0163:A1 | GENERATOR PANEL | 112.D5 | USED
AF0181:10 | SC | 018110 | WHT | 20 | 26.A7 | KA0185:A1 | GENERATOR PANEL | 26.A5 | USED
AF0181:12 | SC | 018112 | WHT | 20 | 112.D7 | KA0162:A1 | GENERATOR PANEL | 112.D5 | USED
AF0181:16 | SC | 018116 | WHT | 20 | 26.A7 | KA0180:A2 | GENERATOR PANEL | 26.A5 | USED
AF0181:20 | SC | 018120 | WHT | 20 | 112.C7 | KA0161:A2 | GENERATOR PANEL | 112.C5 | USED
AF0181:22 | SC | 018122 | WHT | 20 | 112.C7 | KA0163:A2 | GENERATOR PANEL | 112.D5 | USED
AF0181:26 | SC | 018126 | WHT | 20 | 26.A7 | XT0338:2 | GENERATOR PANEL | 26.A5 | USED
AF0181:28 | SC | 018128 | WHT | 20 | 112.D7 | KA0162:A2 | GENERATOR PANEL | 112.D5 | USED
AF0184:02 | SC | UJ0131IOUT | WHT | 20 | 12.B7 | UJ0131:IOUT | GENERATOR PANEL | 12.B4 | USED
IEG0130:3 | SC | IEG01303 | GRN | 12 | 5.B4 | AR0600:IE2 | GENERATOR PANEL | 5.A2 | USED
IEG0130:6 | SC | AT0140LS(S) | GRN | 12 | 98.C6 | XT0337:18 | GENERATOR PANEL | 98.C4 | USED
KA0128:11 | SC | KA0333A1 | WHT | 20 | 24.B4 | KA0335:21 | GENERATOR PANEL | 24.B4 | USED
KA0128:14 | SC | FU0333 | WHT | 20 | 24.B4 | KA0335:22 | GENERATOR PANEL | 24.B4 | USED
KA0128:14 | SC | FU0333 | WHT | 20 | 24.B4 | XT0337:7 | GENERATOR PANEL | 24.B3 | USED
KA0128:21 | SC | KA012821 | WHT | 20 | 25.C6 | XT0337:1 | GENERATOR PANEL | 25.C5 | USED
KA0128:24 | SC | KA012824 | WHT | 20 | 25.C6 | XT0337:2 | GENERATOR PANEL | 25.C5 | USED
PEG0140:1 | SC | PMGS | GRN/YEL | 12 | 96.A6 | XT0313:1 | GENERATOR PANEL | 96.A6 | USED
PEG0140:2 | SC | EXCS | GRN/YEL | 12 | 96.C6 | XT0370:6 | GENERATOR PANEL | 96.C5 | USED
PEG0140:5 | SC | PEG01405 | GRN/YEL | 12 | 95.A5 | XT0352:7 | GENERATOR PANEL | 95.A4 | USED
XT0085:1 | SC | FU0332 | WHT | 16 | 12.C6 | FU0680:LI | GENERATOR PANEL | 7.D2 | USED
XT0085:3 | SC | 0V | WHT | 20 | 12.C6 | XT0336:5 | GENERATOR PANEL | 20.D4 | USED
XT0130:1 | SC | FU0332 | WHT | 14 | 21.A5 | XT0238:2 | GENERATOR PANEL | 20.C3 | USED
XT0130:2 | SC | 0V | WHT | 14 | 21.A5 | XT0336:3 | GENERATOR PANEL | 20.C4 | USED
AU0120:L1 | WC0014 | AT0140P2 | ENET | CABLE | 3.A4 | AT0140:P2 | GENERATOR PANEL | 3.A3 | USED
AF0121:09 | SC | 012109 | WHT | 20 | 27.A6 | KA9000:A1 | TURBINE PANEL | 27.A6 | USED
AF0121:25 | SC | 012125 | WHT | 20 | 27.A6 | KA9000:A2 | TURBINE PANEL | 27.A6 | USED
SolarTools ver. 24.0.84.24712 (Jul 31, 2025)
Report date: 1/21/2026 7:05 AM

## LEFT RAIL
LEFT RAIL
JB70
Project # | J0750
Project Name | UCONN T70
Revision | A
Controls DE | D. SANDOVAL
Phone: | 0
Controls ME | P. LLAMEDO
Phone:
From | [5 empty] | To
Device ID | Cable (W) Conductor (SC) Jumper Clip (JC) | Wire No. | Wire ID | Gauge/Size | Page/Zone | Device ID | Location | Page/Zone
PC0470:INP_A | SC | 005205 | WHT | 20 | 32.A5 | PC0470:INP_B | LEFT RAIL | 32.A5 | USED
UA1200:J1-8 | SC | UA1200J | WHT | 20 | 75.A6 | UA1200:J3-5 | LEFT RAIL | 75.A6 | USED
FU0137:LD | SC | FU0137 | WHT | 12 | 13.A4 | XT0139:1 | GENERATOR PANEL | 13.A4 | USED
FU0137:LI | SC | FU0136 | WHT | 12 | 13.A4 | XT0138:1 | GENERATOR PANEL | 13.A3 | USED
FU0139:LI | SC | FU0137 | WHT | 14 | 13.A5 | XT0139:1 | GENERATOR PANEL | 13.A4 | USED
FU0210:LD | SC | FU0210 | WHT | 14 | 13.C4 | XT0233:1 | GENERATOR PANEL | 13.C4 | USED
FU0210:LI | SC | FU0136 | WHT | 12 | 13.C4 | XT0138:4 | GENERATOR PANEL | 13.B3 | USED
FU0211:LI | SC | FU0137 | WHT | 14 | 13.B4 | XT0139:3 | GENERATOR PANEL | 13.B4 | USED
FU0212:LD | SC | FU0212 | WHT | 16 | 13.C5 | XT0233:4 | GENERATOR PANEL | 17.D5 | USED
FU0212:LI | SC | FU0210 | WHT | 14 | 13.C5 | XT0233:1 | GENERATOR PANEL | 13.C4 | USED
FU1100:LI | SC | FU0136 | WHT | 14 | 32.D5 | XT0138:3 | GENERATOR PANEL | 13.A3 | USED
FU1101:LI | SC | FU0137 | WHT | 16 | 32.C6 | XT0139:1 | GENERATOR PANEL | 13.A4 | USED
UA1200:J1-10 | SC | FU0212 | WHT | 20 | 17.B3 | XT0233:4 | GENERATOR PANEL | 17.D5 | USED
UA1200:J1-9 | SC | 0V | WHT | 20 | 17.B3 | XT0235:4 | GENERATOR PANEL | 17.D5 | USED
UA1200:J2-2 | SC | FU0212 | WHT | 20 | 17.B3 | XT0233:4 | GENERATOR PANEL | 17.D5 | USED
FU1100:LD | SC | FU1100 | WHT | 14 | 32.D5 | AT1100:POS | JB70 | 32.D3 | USED
FU0139:LD | SC | FU0139 | WHT | 14 | 13.A5 | XT0136:1 | TURBINE PANEL | 15.A2 | USED
FU0211:LD | SC | FU0211 | WHT | 14 | 13.B4 | KA1020:14 | TURBINE PANEL | 37.A5 | USED
FU0212:LD | SC | FU0212 | WHT | 16 | 13.C5 | KA0248:21 | TURBINE PANEL | 17.C6 | USED
FU1101:LD | SC | FU1101 | WHT | 16 | 32.C6 | BA1100:POS | TURBINE PANEL | 32.C5 | USED
GR1100: | SC | GR1100 | GRN | 14 | 4.A5 | IEG0230:1 | TURBINE PANEL | 4.A4 | USED
PC0470:+PWR | SC | 005237 | WHT | 20 | 32.A5 | AF0052:37 | TURBINE PANEL | 32.A7 | USED
PC0470:INP_A | SC | 005205 | WHT | 20 | 32.A5 | AF0052:05 | TURBINE PANEL | 32.A7 | USED
PC0470:-PWR | SC | 005221 | WHT | 20 | 32.A5 | AF0052:21 | TURBINE PANEL | 32.A7 | USED
UA1200:J1-4 | SC | UA1200J14 | WHT | 20 | 17.B3 | AF0076:11 | TURBINE PANEL | 17.C7 | USED
UA1200:J1-5 | SC | UA1200J15 | WHT | 20 | 17.B3 | XT0237:1 B1 | TURBINE PANEL | 17.C5 | USED
UA1200:J2-1 | SC | UA1200J21 | WHT | 20 | 17.B3 | XT0060:3 | TURBINE PANEL | 17.D5 | USED
UA1200:J2-6 | SC | UA1200J26 | WHT | 20 | 17.B3 | KA0130:A2 | TURBINE PANEL | 17.C5 | USED
UA1200:J2-7 | SC | UA1200J27 | WHT | 20 | 17.B3 | AF0057:19 | TURBINE PANEL | 17.C7 | USED
UA1200:J3-4 | SC | IEG02308 | GRN | 16 | 17.B3 | IEG0230:8 | TURBINE PANEL | 17.D6 | USED
UA1200:J1-3 | WC4524 | UA1200J13 | RED | 20 | 17.B3 | AF0064:12 | TURBINE PANEL | 17.B7 | USED
UA1200:J1-1 | WC4524 | UA1200J11 | BLK | 20 | 17.B3 | AF0064:28 | TURBINE PANEL | 17.B7 | USED
FLOATING | WC4524 | UA1200S | SH | 20 | 17.B3 | AF0064:60 | TURBINE PANEL | 17.B7 | USED
SolarTools ver. 24.0.84.24712 (Jul 31, 2025)
Report date: 1/21/2026 7:05 AM

## PROX JB4
PROX JB4
JB4
Project # | J0750
Project Name | UCONN T70
Revision | A
Controls DE | D. SANDOVAL
Phone: | 0
Controls ME | P. LLAMEDO
Phone:
From | [5 empty] | To
Device ID | Cable (W) Conductor (SC) Jumper Clip (JC) | Wire No. | Wire ID | Gauge/Size | Page/Zone | Device ID | Location | Page/Zone
GR1210: | SC | GR1210 | GRN/YEL | 14 | 4.C3 | FRAME | PROX JB4 | 4.C3 | USED
UA1210:VT | WC1228 | UA12101 | RED-TR3 | 18 | 77.B3 | AF0410:05 | JB100 | 77.B6 | USED
UA1210:OUTPUT | WC1228 | UA12102 | WHT-TR3 | 18 | 77.B3 | AF0410:06 | JB100 | 77.B6 | USED
UA1210:COM | WC1228 | UA12103 | BLK-TR3 | 18 | 77.B3 | AF0410:08 | JB100 | 77.B6 | USED
UA1211:VT | WC1228 | UA12111 | RED-TR2 | 18 | 77.B3 | AF0410:01 | JB100 | 77.B6 | USED
UA1211:OUTPUT | WC1228 | UA12112 | WHT-TR2 | 18 | 77.B3 | AF0410:02 | JB100 | 77.B6 | USED
UA1211:COM | WC1228 | UA12113 | BLK-TR2 | 18 | 77.B3 | AF0410:04 | JB100 | 77.B6 | USED
UA1221:VT | WC1228 | UA12211 | RED-TR4 | 18 | 77.C3 | AF0410:09 | JB100 | 77.C6 | USED
UA1221:OUTPUT | WC1228 | UA12212 | WHT-TR4 | 18 | 77.C3 | AF0410:10 | JB100 | 77.C6 | USED
UA1221:COM | WC1228 | UA12213 | BLK-TR4 | 18 | 77.C3 | AF0410:12 | JB100 | 77.C6 | USED
UA1263:VT | WC1228 | UA12631 | RED-TR1 | 18 | 77.A3 | AF0400:01 | JB100 | 77.A6 | USED
UA1263:OUTPUT | WC1228 | UA12632 | WHT-TR1 | 18 | 77.A3 | AF0400:02 | JB100 | 77.A6 | USED
UA1263:COM | WC1228 | UA12633 | BLK-TR1 | 18 | 77.A3 | AF0400:03 | JB100 | 77.A6 | USED
UA1220:VT | WC1229 | UA12201 | RED-TR1 | 18 | 77.C3 | AF0410:13 | JB100 | 77.C6 | USED
UA1220:OUTPUT | WC1229 | UA12202 | WHT-TR1 | 18 | 77.C3 | AF0410:14 | JB100 | 77.C6 | USED
UA1220:COM | WC1229 | UA12203 | BLK-TR1 | 18 | 77.C3 | AF0410:16 | JB100 | 77.C6 | USED
UA1230:VT | WC1229 | UA12301 | RED-TR3 | 18 | 77.D3 | AF0420:05 | JB100 | 77.D6 | USED
UA1230:OUTPUT | WC1229 | UA12302 | WHT-TR3 | 18 | 77.D3 | AF0420:06 | JB100 | 77.D6 | USED
UA1230:COM | WC1229 | UA12303 | BLK-TR3 | 18 | 77.D3 | AF0420:08 | JB100 | 77.D6 | USED
UA1231:VT | WC1229 | UA12311 | RED-TR2 | 18 | 77.C3 | AF0420:01 | JB100 | 77.C6 | USED
UA1231:OUTPUT | WC1229 | UA12312 | WHT-TR2 | 18 | 77.C3 | AF0420:02 | JB100 | 77.C6 | USED
UA1231:COM | WC1229 | UA12313 | BLK-TR2 | 18 | 77.C3 | AF0420:04 | JB100 | 77.C6 | USED
UA1262:VT | WC1229 | UA12621 | RED-TR4 | 18 | 77.D3 | AF0450:09 | JB100 | 77.D6 | USED
UA1262:OUTPUT | WC1229 | UA12622 | WHT-TR4 | 18 | 77.D3 | AF0450:10 | JB100 | 77.D6 | USED
UA1262:COM | WC1229 | UA12623 | BLK-TR4 | 18 | 77.D3 | AF0450:12 | JB100 | 77.D6 | USED
SolarTools ver. 24.0.84.24712 (Jul 31, 2025)
Report date: 1/21/2026 7:05 AM

## RIGHT RAIL
RIGHT RAIL
JB70
Project # | J0750
Project Name | UCONN T70
Revision | A
Controls DE | D. SANDOVAL
Phone: | 0
Controls ME | P. LLAMEDO
Phone:
From | [5 empty] | To
Device ID | Cable (W) Conductor (SC) Jumper Clip (JC) | Wire No. | Wire ID | Gauge/Size | Page/Zone | Device ID | Location | Page/Zone
XT0170:1 | JC | FU0170 | CLIP | --- | 11.A2 | XT0170:2 | RIGHT RAIL | 11.A2 | USED
XT0170:3 | JC | 0V | CLIP | --- | 11.A2 | XT0170:4 | RIGHT RAIL | 11.A2 | USED
XT0170:7 | SC | JP15 | VIO | 16 | 99.D5 | XT0170:6 | RIGHT RAIL | 99.D5 | USED
KA6510:12 | SC | KA651012 | WHT | 20 | 102.A6 | AT0175:11 | RIGHT RAIL | 102.A6 | USED
AT0175:14 | SC | AT017514 | LEAD | --- | 102.A6 | RR0175S5: -10K OHM | RIGHT RAIL | 102.A6 | USED
AT0175:15 | SC | AT017515 | LEAD | --- | 102.A6 | RR0175S5: -10K OHM | RIGHT RAIL | 102.A6 | USED
AT0175:17 | SC | VD0175A | WHT | 20 | 28.B6 | XT0171:12 | RIGHT RAIL | 28.B6 | USED
AT0175:18 | SC | HL0171X1 | WHT | 20 | 28.B6 | XT0171:13 | RIGHT RAIL | 28.B6 | USED
AT0175:2 | SC | SB017013 | WHT | 20 | 28.B6 | XT0171:9 | RIGHT RAIL | 28.B6 | USED
AT0175:20 | SC | VD0175I | WHT | 20 | 28.C6 | XT0171:15 | RIGHT RAIL | 28.C6 | USED
AT0175:21 | SC | HL0172X1 | WHT | 20 | 28.C6 | XT0171:16 | RIGHT RAIL | 28.C6 | USED
AT0175:23 | SC | VD0175D | WHT | 20 | 28.C6 | XT0171:18 | RIGHT RAIL | 28.C6 | USED
AT0175:24 | SC | HL0173X1 | WHT | 20 | 28.C6 | XT0171:19 | RIGHT RAIL | 28.C6 | USED
AT0175:3 | SC | SB017014 | WHT | 20 | 28.B6 | XT0171:10 | RIGHT RAIL | 28.B6 | USED
KA6510:A2 | SC | KA6510A2 | WHT | 20 | 11.B5 | AT0175:5P1 | RIGHT RAIL | 28.A5 | USED
AT0175:GND | SC | AT0175G | GRN/YEL | 14 | 11.B5 | FRAME | RIGHT RAIL | 11.C6 | USED
AT0176:11 | SC | AT017611 | LEAD | --- | 102.B6 | RR0176S4: -10K OHM | RIGHT RAIL | 102.B6 | USED
AT0176:12 | SC | AT017612 | LEAD | --- | 102.B6 | RR0176S4: -10K OHM | RIGHT RAIL | 102.B6 | USED
AT0176:14 | SC | AT017614 | LEAD | --- | 102.D6 | RR0176S5: -10K OHM | RIGHT RAIL | 102.D6 | USED
AT0176:15 | SC | AT017615 | LEAD | --- | 102.D6 | RR0176S5: -10K OHM | RIGHT RAIL | 102.D6 | USED
AT0176:17 | SC | AT017613 | LEAD | --- | 102.C6 | RR0854: -10K OHM | RIGHT RAIL | 102.C6 | USED
AT0176:18 | SC | AT017619 | LEAD | --- | 102.C6 | RR0854: -10K OHM | RIGHT RAIL | 102.C6 | USED
AT0176:20 | SC | AT017620 | LEAD | --- | 102.D6 | RR0176S7: -10K OHM | RIGHT RAIL | 102.D6 | USED
AT0176:21 | SC | AT017621 | LEAD | --- | 102.D6 | RR0176S7: -10K OHM | RIGHT RAIL | 102.D6 | USED
AT0176:4P1 | SC | AT01764P1 | WHT | 14 | 11.C5 | AT0178:1P1 | RIGHT RAIL | 11.D5 | USED
AT0176:5P1 | SC | AT01765P1 | WHT | 14 | 11.C5 | AT0178:2P1 | RIGHT RAIL | 11.D5 | USED
AT0176:8 | SC | AT01768 | LEAD | --- | 102.C6 | RR0853: -10K OHM | RIGHT RAIL | 102.C6 | USED
AT0176:9 | SC | AT01769 | LEAD | --- | 102.C6 | RR0853: -10K OHM | RIGHT RAIL | 102.C6 | USED
AT0176:GND | SC | AT0176G | GRN/YEL | 14 | 11.C5 | FRAME | RIGHT RAIL | 11.C6 | USED
AT0178:20 | SC | AT017820 | LEAD | --- | 103.D6 | RR0178S7: -10K OHM | RIGHT RAIL | 103.D6 | USED
AT0178:21 | SC | AT017821 | LEAD | --- | 103.D6 | RR0178S7: -10K OHM | RIGHT RAIL | 103.D6 | USED
AT0178:23 | SC | VD0178 | WHT | 20 | 28.D6 | XT0170:16 | RIGHT RAIL | 28.D6 | USED
AT0178:24 | SC | KA0178A2 | WHT | 20 | 28.D6 | XT0170:17 | RIGHT RAIL | 28.D6 | USED
AT0178:GND | SC | AT0178G | GRN/YEL | 14 | 11.D5 | FRAME | RIGHT RAIL | 11.D6 | USED
FU0170:LD | SC | FU0170 | WHT | 14 | 11.A2 | XT0170:2 | RIGHT RAIL | 11.A2 | USED
GR0170: | SC | GR0170 | GRN/YEL | 14 | 11.A5 | FRAME | RIGHT RAIL | 11.A6 | USED
KA0172:11 | SC | KA017211 | WHT | 20 | 99.D6 | XT0170:7 | RIGHT RAIL | 99.D5 | USED
KA0172:14 | SC | KA017212 | WHT | 20 | 99.D6 | XT0170:8 | RIGHT RAIL | 99.D5 | USED
KA0172:A2 | SC | 0V | WHT | 20 | 11.B2 | KA0174:A2 | RIGHT RAIL | 11.C2 | USED
KA0172:A2 | SC | 0V | WHT | 20 | 11.B2 | XT0170:4 | RIGHT RAIL | 11.A2 | USED
KA0174:11 | SC | KA017411 | WHT | 20 | 99.D6 | XT0170:9 | RIGHT RAIL | 99.D5 | USED
KA0174:12 | SC | KA017412 | WHT | 20 | 99.D6 | XT0170:10 | RIGHT RAIL | 99.D5 | USED
KA0176:11 | SC | KA017611 | WHT | 20 | 110.A6 | XT0171:1 | RIGHT RAIL | 110.A5 | USED
KA0176:A2 | SC | 0V | WHT | 20 | 110.B5 | XT0170:3 | RIGHT RAIL | 11.A2 | USED
KA0178:A1 | SC | KA0178A1 | WHT | 20 | 28.D5 | XT0170:15 | RIGHT RAIL | 28.D5 | USED
KA0178:A2 | SC | KA0178A2 | WHT | 20 | 28.D5 | XT0170:17 | RIGHT RAIL | 28.D6 | USED
KA0875:11 | SC | HA04722 | WHT | 20 | 28.D6 | KA0178:11 | RIGHT RAIL | 28.D5 | USED
KA0875:11 | SC | HA04722 | WHT | 20 | 28.D6 | XT0170:13 | RIGHT RAIL | 28.D5 | USED
KA0875:14 | SC | FU0170 | WHT | 20 | 28.D6 | XT0170:1 | RIGHT RAIL | 11.A2 | USED
KA6510:A1 | SC | SA0170B214 | WHT | 20 | 28.A5 | KA6511:A1 | RIGHT RAIL | 28.A5 | USED
KA6510:A2 | SC | KA6510A2 | WHT | 20 | 28.A5 | KA6511:A2 | RIGHT RAIL | 28.A5 | USED
RR0170: -10K OHM | SC | AT017045 | LEAD | --- | 99.D5 | XT0170:5 | RIGHT RAIL | 99.D5 | USED
RR0170: -10K OHM | SC | KA017212 | LEAD | --- | 99.D5 | XT0170:8 | RIGHT RAIL | 99.D5 | USED
RR0175A: -10K OHM | SC | VD0175A | LEAD | --- | 28.B6 | XT0171:12 | RIGHT RAIL | 28.B6 | USED
RR0175A: -10K OHM | SC | HL0171X1 | LEAD | --- | 28.B6 | XT0171:13 | RIGHT RAIL | 28.B6 | USED
RR0175D: -10K OHM | SC | VD0175D | LEAD | --- | 28.C6 | XT0171:18 | RIGHT RAIL | 28.C6 | USED
RR0175D: -10K OHM | SC | HL0173X1 | LEAD | --- | 28.C6 | XT0171:19 | RIGHT RAIL | 28.C6 | USED
RR0175I: -10K OHM | SC | VD0175I | LEAD | --- | 28.C6 | XT0171:15 | RIGHT RAIL | 28.C6 | USED
RR0175I: -10K OHM | SC | HL0172X1 | LEAD | --- | 28.C6 | XT0171:16 | RIGHT RAIL | 28.C6 | USED
RR0175M: -10K OHM | SC | SB017014 | LEAD | --- | 28.B6 | XT0171:10 | RIGHT RAIL | 28.B6 | USED
RR0175M: -10K OHM | SC | SB017013 | LEAD | --- | 28.B6 | XT0171:9 | RIGHT RAIL | 28.B6 | USED
RR0178: -10K OHM | SC | VD0178 | LEAD | --- | 28.D6 | XT0170:16 | RIGHT RAIL | 28.D6 | USED
RR0178: -10K OHM | SC | KA0178A2 | LEAD | --- | 28.D6 | XT0170:17 | RIGHT RAIL | 28.D6 | USED
VD0175A:--1N4007 | SC | HL0171X2 | LEAD | --- | 28.B5 | XT0171:11 | RIGHT RAIL | 28.B5 | USED
VD0175A:+-1N4007 | SC | VD0175A | LEAD | --- | 28.B5 | XT0171:12 | RIGHT RAIL | 28.B6 | USED
VD0175D:--1N4007 | SC | HL0173X2 | LEAD | --- | 28.C5 | XT0171:17 | RIGHT RAIL | 28.C5 | USED
VD0175D:+-1N4007 | SC | VD0175D | LEAD | --- | 28.C5 | XT0171:18 | RIGHT RAIL | 28.C6 | USED
VD0175I:--1N4007 | SC | HL0172X2 | LEAD | --- | 28.C5 | XT0171:14 | RIGHT RAIL | 28.C5 | USED
VD0175I:+-1N4007 | SC | VD0175I | LEAD | --- | 28.C5 | XT0171:15 | RIGHT RAIL | 28.C6 | USED
VD0178:--1N4007 | SC | KA0178A1 | LEAD | --- | 28.D6 | XT0170:15 | RIGHT RAIL | 28.D5 | USED
VD0178:+-1N4007 | SC | VD0178 | LEAD | --- | 28.D6 | XT0170:16 | RIGHT RAIL | 28.D6 | USED
VD6211:--1N4007 | SC | KA017611 | LEAD | --- | 110.A5 | XT0171:1 | RIGHT RAIL | 110.A5 | USED
VD6211:+-1N4007 | SC | 005201 | LEAD | --- | 110.A5 | XT0171:2 | RIGHT RAIL | 110.A5 | USED
XT0170:4 | SC | 0V | WHT | 20 | 11.A2 | XT0170:14 | RIGHT RAIL | 28.D5 | USED
XT0172:16 | SC | FU0170 | WHT | 14 | 108.B6 | XT0172:7 | RIGHT RAIL | 108.D6 | USED
XT0172:17 | SC | 0V | WHT | 14 | 108.B6 | XT0172:8 | RIGHT RAIL | 108.D6 | USED
XT0172:18 | SC | LON1S2 | WHT | 14 | 108.B6 | XT0172:9 | RIGHT RAIL | 108.D6 | USED
XT0172:4 | SC | FU0170 | WHT | 14 | 108.A6 | XT0170:1 | RIGHT RAIL | 11.A2 | USED
XT0172:4 | SC | FU0170 | WHT | 14 | 108.A6 | XT0172:16 | RIGHT RAIL | 108.B6 | USED
XT0172:5 | SC | 0V | WHT | 14 | 108.A6 | XT0170:4 | RIGHT RAIL | 11.A2 | USED
XT0172:5 | SC | 0V | WHT | 14 | 108.A6 | XT0172:17 | RIGHT RAIL | 108.B6 | USED
XT0172:6 | SC | LON1S2 |  | 16 | 108.A6 | XT0172:18 | RIGHT RAIL | 108.B6 | USED
AT0178:1P2 | WC5500 | LON1A | WHT | 16 | 108.A6 | XT0172:1 | RIGHT RAIL | 108.A6 | USED
AT0178:2P2 | WC5500 | LON1B | BLK | 16 | 108.A6 | XT0172:2 | RIGHT RAIL | 108.A6 | USED
AT0178:3P2 | WC5500 | LON1S1 | SH | 16 | 108.A6 | XT0172:3 | RIGHT RAIL | 108.A6 | USED
AT0175:1P2 | WC8066 | AT01751P2 | WHT | 16 | 11.C7 | AT0176:4P2 | RIGHT RAIL | 11.C7 | USED
AT0175:2P2 | WC8066 | AT01752P2 | BLK | 16 | 11.C7 | AT0176:5P2 | RIGHT RAIL | 11.C7 | USED
AT0175:3P2 | WC8066 | AT01753P2 | SH | 16 | 11.C7 | AT0176:6P2 | RIGHT RAIL | 11.C7 | USED
AT0176:1P2 | WC8067 | AT01761P2 | WHT | 16 | 11.D7 | AT0178:4P2 | RIGHT RAIL | 11.D7 | USED
AT0176:2P2 | WC8067 | AT01762P2 | BLK | 16 | 11.D7 | AT0178:5P2 | RIGHT RAIL | 11.D7 | USED
AT0176:3P2 | WC8067 | AT01763P2 | SH | 16 | 11.D7 | AT0178:6P2 | RIGHT RAIL | 11.D7 | USED
FU0170:LI | SC | FU0136 | WHT | 12 | 11.A2 | XT0138:2 | GENERATOR PANEL | 13.A3 | USED
XT0170:3 | SC | 0V | WHT | 14 | 11.A2 | XT0134:2 | GENERATOR PANEL | 13.B3 | USED
AT0175:1P1 | SC | UV01709 | WHT | 14 | 11.B5 | UV0170:9(+) | JB70 | 11.A3 | USED
AT0175:2P1 | SC | UV017010 | WHT | 14 | 11.B5 | UV0170:10(-) | JB70 | 11.A3 | USED
AT0175:4P1 | SC | AT01754P1 | WHT | 20 | 11.B5 | SA0170:B2-13 | JB70 | 28.A1 | USED
AT0176:1P1 | SC | UV017011 | WHT | 14 | 11.C5 | UV0170:11(+) | JB70 | 11.A3 | USED
AT0176:2P1 | SC | UV017012 | WHT | 14 | 11.C5 | UV0170:12(-) | JB70 | 11.A3 | USED
KA0172:A1 | SC | AT017025 | WHT | 20 | 11.B2 | AT0170:25 | JB70 | 11.B3 | USED
KA0174:A1 | SC | AT017031 | WHT | 20 | 11.C2 | AT0170:31 | JB70 | 11.C3 | USED
KA6510:A1 | SC | SA0170B214 | WHT | 20 | 28.A5 | SA0170:B2-14 | JB70 | 28.A1 | USED
XT0170:11 | SC | SA0170B113 | WHT | 20 | 28.A6 | SA0170:B1-13 | JB70 | 28.A1 | USED
XT0170:11 | SC | SA0170B113 | WHT | 20 | 28.A6 | AT0170:11 | JB70 | 28.A6 | USED
XT0170:12 | SC | SA0170B114 | WHT | 20 | 28.A6 | SA0170:B1-14 | JB70 | 28.A1 | USED
XT0170:12 | SC | SA0170B114 | WHT | 20 | 28.A6 | AT0170:12 | JB70 | 28.A6 | USED
XT0170:18 | SC | LON0P | WHT | 14 | 101.A6 | UV0170:13(+) | JB70 | 101.B7 | USED
XT0170:19 | SC | LON0N | WHT | 14 | 101.A6 | UV0170:14(-) | JB70 | 101.B7 | USED
XT0170:2 | SC | FU0170 | WHT | 14 | 11.A2 | UV0170:1(+) | JB70 | 11.A3 | USED
XT0170:2 | SC | FU0170 | WHT | 14 | 11.A2 | UV0170:3(+) | JB70 | 11.A3 | USED
XT0170:21 | SC | LON2P | WHT | 14 | 101.D6 | UV0170:15(+) | JB70 | 101.B7 | USED
XT0170:22 | SC | LON2N | WHT | 14 | 101.D6 | UV0170:16(-) | JB70 | 101.B7 | USED
XT0170:3 | SC | 0V | WHT | 14 | 11.A2 | UV0170:2(-) | JB70 | 11.A3 | USED
XT0170:3 | SC | 0V | WHT | 14 | 11.A2 | UV0170:4(-) | JB70 | 11.A3 | USED
XT0170:5 | SC | AT017045 | WHT | 20 | 99.D5 | AT0170:45 | JB70 | 99.D6 | USED
XT0170:6 | SC | AT017046 | WHT | 20 | 99.D5 | AT0170:46 | JB70 | 99.D6 | USED
XT0171:10 | SC | SB017014 | WHT | 20 | 28.B6 | SB0170:14 | JB70 | 28.B1 | USED
XT0171:11 | SC | HL0171X2 | WHT | 20 | 28.B5 | HL0171:X2 | JB70 | 28.B1 | USED
XT0171:13 | SC | HL0171X1 | WHT | 20 | 28.B6 | HL0171:X1 | JB70 | 28.B1 | USED
XT0171:14 | SC | HL0172X2 | WHT | 20 | 28.C5 | HL0172:X2 | JB70 | 28.C1 | USED
XT0171:16 | SC | HL0172X1 | WHT | 20 | 28.C6 | HL0172:X1 | JB70 | 28.C1 | USED
XT0171:17 | SC | HL0173X2 | WHT | 20 | 28.C5 | HL0173:X2 | JB70 | 28.C1 | USED
XT0171:19 | SC | HL0173X1 | WHT | 20 | 28.C6 | HL0173:X1 | JB70 | 28.C1 | USED
XT0171:9 | SC | SB017013 | WHT | 20 | 28.B6 | SB0170:13 | JB70 | 28.B1 | USED
XT0172:22 | WC5018 | LON2A | WHT | 16 | 101.D6 | AT0170:53 | JB70 | 101.D6 | USED
XT0172:23 | WC5018 | LON2B | BLK | 16 | 101.D6 | AT0170:52 | JB70 | 101.D6 | USED
XT0172:24 | WC5018 | LON2S1 | SH | 16 | 101.D6 | AT0170:51 | JB70 | 101.D6 | USED
XT0170:14 | WC5072 | 0V | 1 | 18 | 28.D5 | HA0472:BLK-1 | JB70 | 28.D1 | USED
XT0170:13 | WC5072 | HA04722 | 2 | 18 | 28.D5 | HA0472:BLK-2 | JB70 | 28.D1 | USED
AT0175:4P2 | WC8069 | AT017050 | WHT | 16 | 11.A7 | AT0170:50 | JB70 | 11.A7 | USED
AT0175:5P2 | WC8069 | AT017049 | BLK | 16 | 11.A7 | AT0170:49 | JB70 | 11.A7 | USED
AT0175:6P2 | WC8069 | AT017048 | SH | 16 | 11.A7 | AT0170:48 | JB70 | 11.A7 | USED
KA0170:A1 | SC | 006110 | WHT | 20 | 99.C5 | AF0061:10 | TURBINE PANEL | 99.C6 | USED
KA0170:A2 | SC | 006126 | WHT | 20 | 99.C5 | AF0061:26 | TURBINE PANEL | 99.C6 | USED
KA0176:14 | SC | 005233 | WHT | 20 | 110.A6 | AF0052:33 | TURBINE PANEL | 110.A7 | USED
KA0176:A1 | SC | KA014422 | WHT | 20 | 110.B5 | KA0144:22 | TURBINE PANEL | 110.A6 | USED
KA0178:14 | SC | KA017814 | WHT | 20 | 28.D5 | KA0232:11 | TURBINE PANEL | 28.D6 | USED
KA0875:14 | SC | FU0170 | WHT | 20 | 28.D6 | KA0232:12 | TURBINE PANEL | 28.D6 | USED
KA0875:A1 | SC | 005212 | WHT | 20 | 11.D2 | AF0052:12 | TURBINE PANEL | 11.D3 | USED
KA0875:A2 | SC | 005228 | WHT | 20 | 11.D2 | AF0052:28 | TURBINE PANEL | 11.D3 | USED
PC0471:+PWR | SC | 005344 | WHT | 20 | 32.B5 | AF0053:44 | TURBINE PANEL | 32.B7 | USED
PC0471:INP_A | SC | 005312 | WHT | 20 | 32.B5 | AF0053:12 | TURBINE PANEL | 32.B7 | USED
PC0471:INP_B | SC | 005314 | WHT | 20 | 32.B5 | AF0053:14 | TURBINE PANEL | 32.B7 | USED
PC0471:-PWR | SC | 005330 | WHT | 20 | 32.B5 | AF0053:30 | TURBINE PANEL | 32.B7 | USED
XT0170:2 | SC | FU0170 | WHT | 20 | 11.A2 | KA0232:21 | TURBINE PANEL | 110.A6 | USED
XT0171:1 | SC | KA017611 | WHT | 20 | 110.A5 | KA0246:11 | TURBINE PANEL | 110.A6 | USED
XT0171:2 | SC | 005201 | WHT | 20 | 110.A5 | AF0052:01 | TURBINE PANEL | 110.A7 | USED
SolarTools ver. 24.0.84.24712 (Jul 31, 2025)
Report date: 1/21/2026 7:05 AM

## TURBINE PANEL
TURBINE PANEL
JB70
Project # | J0750
Project Name | UCONN T70
Revision | A
Controls DE | D. SANDOVAL
Phone: | 0
Controls ME | P. LLAMEDO
Phone:
From | [5 empty] | To
Device ID | Cable (W) Conductor (SC) Jumper Clip (JC) | Wire No. | Wire ID | Gauge/Size | Page/Zone | Device ID | Location | Page/Zone
XT0050:1 | JC | 0V | CLIP | --- | 10.B1 | XT0050:2 | TURBINE PANEL | 10.B1 | USED
XT0050:2 | JC | 0V | CLIP | --- | 10.B1 | XT0050:3 | TURBINE PANEL | 10.C1 | USED
XT0060:1 | JC | 0V | CLIP | --- | 9.D1 | XT0060:2 | TURBINE PANEL | 9.D1 | USED
XT0136:1 | JC | FU0139 | CLIP | --- | 15.A2 | XT0136:2 | TURBINE PANEL | 15.A2 | USED
XT0240:11 | JC | FU0139 | CLIP | --- | 16.C4 | XT0240:12 | TURBINE PANEL | 16.C4 | USED
XT0240:9 | JC | 0V | CLIP | --- | 16.D3 | XT0240:10 | TURBINE PANEL | 16.D3 | USED
KA0505:A1 | SC | 005110 | WHT | 20 | 35.A7 | AF0051:10 | TURBINE PANEL | 35.A5 | USED
KA0134:A1 | SC | KA0134A1 | WHT | 20 | 88.D7 | AF0051:12 | TURBINE PANEL | 15.C6 | USED
KA0505:A2 | SC | 005126 | WHT | 20 | 35.A7 | AF0051:26 | TURBINE PANEL | 35.A5 | USED
AF0051:COM | SC | 0V | WHT | 14 | 10.B2 | XT0050:2 | TURBINE PANEL | 10.B1 | USED
AF0051:J | SC | * |  |  | 10.B2 | AF0052:P | TURBINE PANEL | 10.B3 | USED
AF0051:V+ | SC | FU0051 | WHT | 14 | 10.B2 | FU0051:LD | TURBINE PANEL | 10.B1 | USED
KA3270:A1 | SC | 005200 | WHT | 20 | 93.A6 | AF0052:00 | TURBINE PANEL | 93.A5 | USED
KA0133:A1 | SC | KA0133A1 | WHT | 20 | 86.A7 | AF0052:02 | TURBINE PANEL | 15.C6 | USED
KA2160:A1 | SC | 005204 | WHT | 20 | 34.A6 | AF0052:04 | TURBINE PANEL | 34.A5 | USED
KA0131:14 | SC | KA013114 | WHT | 20 | 86.A7 | AF0052:06 | TURBINE PANEL | 15.D4 | USED
KA2161:A1 | SC | 005207 | WHT | 20 | 34.A6 | AF0052:07 | TURBINE PANEL | 34.B5 | USED
KA3103:A1 | SC | 005208 | WHT | 20 | 90.A7 | AF0052:08 | TURBINE PANEL | 90.A5 | USED
KA9001:A1 | SC | 005210 | WHT | 20 | 27.B6 | AF0052:10 | TURBINE PANEL | 27.B6 | USED
KA9002:A1 | SC | 005211 | WHT | 20 | 27.C6 | AF0052:11 | TURBINE PANEL | 27.C6 | USED
AF0052:13 | SC | 005213 | WHT | 20 | 29.C7 | XT0237:2 T2 | TURBINE PANEL | 29.C5 | USED
KA9003:A1 | SC | 005214 | WHT | 20 | 27.C6 | AF0052:14 | TURBINE PANEL | 27.C6 | USED
KA3270:A2 | SC | 005216 | WHT | 20 | 93.A6 | AF0052:16 | TURBINE PANEL | 93.A5 | USED
KA6211:A2 | SC | 005217 | WHT | 20 | 110.A7 | AF0052:17 | TURBINE PANEL | 110.A6 | USED
KA2160:A2 | SC | 005220 | WHT | 20 | 34.A6 | AF0052:20 | TURBINE PANEL | 34.A5 | USED
KA2161:A2 | SC | 005223 | WHT | 20 | 34.A6 | AF0052:23 | TURBINE PANEL | 34.B5 | USED
KA3103:A2 | SC | 005224 | WHT | 20 | 90.A7 | AF0052:24 | TURBINE PANEL | 90.A5 | USED
KA9001:A2 | SC | 005226 | WHT | 20 | 27.B6 | AF0052:26 | TURBINE PANEL | 27.B6 | USED
KA9002:A2 | SC | 005227 | WHT | 20 | 27.C6 | AF0052:27 | TURBINE PANEL | 27.C6 | USED
KA9003:A2 | SC | 005230 | WHT | 20 | 27.C6 | AF0052:30 | TURBINE PANEL | 27.C6 | USED
AF0052:COM | SC | 0V | WHT | 14 | 10.B3 | XT0050:2 | TURBINE PANEL | 10.B1 | USED
AF0052:J | SC | * |  |  | 10.B3 | AF0053:P | TURBINE PANEL | 10.B3 | USED
AF0052:V+ | SC | FU0052 | WHT | 14 | 10.B3 | FU0052:LD | TURBINE PANEL | 10.B1 | USED
KA2124:14 | SC | 005304 | WHT | 20 | 54.B7 | AF0053:04 | TURBINE PANEL | 54.B6 | USED
AF0053:20 | SC | SV21242 | WHT | 16 | 54.B7 | XT0060:6 | TURBINE PANEL | 54.B5 | USED
AF0053:COM | SC | 0V | WHT | 14 | 10.B3 | XT0050:3 | TURBINE PANEL | 10.C1 | USED
AF0053:J | SC | * |  |  | 10.B3 | AF0054:P | TURBINE PANEL | 10.B4 | USED
AF0053:V+ | SC | FU0053 | WHT | 16 | 10.B3 | FU0053:LD | TURBINE PANEL | 10.C1 | USED
KA0136:24 | SC | KA013624 | WHT | 20 | 15.B4 | AF0054:11 | TURBINE PANEL | 15.B3 | USED
KA0136:21 | SC | KA013621 | WHT | 20 | 15.B4 | AF0054:43 | TURBINE PANEL | 15.B3 | USED
AF0054:COM | SC | AU0050N | WHT | 16 | 10.B4 | AU0050:COM | TURBINE PANEL | 10.A2 | USED
AF0054:COM | SC | AF0054N | WHT | 20 | 10.B4 | AF0055:COM | TURBINE PANEL | 10.B5 | USED
AF0054:J | SC | * |  |  | 10.B4 | AF0055:P | TURBINE PANEL | 10.B5 | USED
AF0054:V+ | SC | AU0050P | WHT | 14 | 10.B4 | AU0050:V+ | TURBINE PANEL | 10.A2 | USED
AF0054:V+ | SC | AF0054P | WHT | 20 | 10.B4 | AF0055:V+ | TURBINE PANEL | 10.B5 | USED
AF0055:COM | SC | AF0055N | WHT | 20 | 10.B5 | AF0056:COM | TURBINE PANEL | 10.B5 | USED
AF0055:J | SC | * |  |  | 10.B5 | AF0056:P | TURBINE PANEL | 10.B5 | USED
AF0055:SH | SC | AU0050G | GRN | 14 | 10.B5 | AU0050:GND | TURBINE PANEL | 10.A2 | USED
AF0055:SH | SC | AF0055G | GRN | 16 | 10.B5 | AF0056:SH | TURBINE PANEL | 10.B5 | USED
AF0055:V+ | SC | AF0055P | WHT | 20 | 10.B5 | AF0056:V+ | TURBINE PANEL | 10.B5 | USED
AF0056:COM | SC | AF0056N | WHT | 20 | 10.B5 | AF0057:COM | TURBINE PANEL | 10.A6 | USED
AF0056:J | SC | * |  |  | 10.B5 | AF0057:P | TURBINE PANEL | 10.A6 | USED
AF0056:SH | SC | IEG02307 | GRN | 14 | 10.B5 | IEG0230:7 | TURBINE PANEL | 10.C5 | USED
AF0056:V+ | SC | AF0056P | WHT | 20 | 10.B5 | AF0057:V+ | TURBINE PANEL | 10.A6 | USED
KA0241:11 | SC | UA1200J21 | WHT | 20 | 16.A7 | AF0057:00 | TURBINE PANEL | 16.A5 | USED
KA0243:14 | SC | KA024314 | WHT | 20 | 16.B7 | AF0057:01 | TURBINE PANEL | 16.B6 | USED
KA0245:24 | SC | KA024524 | WHT | 20 | 16.B7 | AF0057:02 | TURBINE PANEL | 16.B6 | USED
KA0130:14 | SC | KA013014 | WHT | 20 | 17.C7 | AF0057:03 | TURBINE PANEL | 17.D6 | USED
KA0337:14 | SC | 005707 | WHT | 20 | 33.D7 | AF0057:07 | TURBINE PANEL | 33.D6 | USED
KA0242:14 | SC | KA024214 | WHT | 20 | 16.C7 | AF0057:08 | TURBINE PANEL | 16.C6 | USED
KA0239:24 | SC | KA023924 | WHT | 20 | 16.A7 | AF0057:09 | TURBINE PANEL | 16.B6 | USED
KA0243:11 | SC | KA024311 | WHT | 20 | 16.B7 | AF0057:33 | TURBINE PANEL | 16.B6 | USED
KA0245:21 | SC | KA024521 | WHT | 20 | 16.B7 | AF0057:34 | TURBINE PANEL | 16.B6 | USED
KA0130:A1 | SC | KA0130A1 | WHT | 20 | 17.C7 | AF0057:35 | TURBINE PANEL | 17.C5 | USED
KA0337:A1 | SC | 005739 | WHT | 20 | 33.D7 | AF0057:39 | TURBINE PANEL | 33.D5 | USED
KA0239:21 | SC | KA023921 | WHT | 20 | 16.A7 | AF0057:41 | TURBINE PANEL | 16.B6 | USED
KA0233:14 | SC | 006102 | WHT | 20 | 38.B7 | AF0061:02 | TURBINE PANEL | 38.B5 | USED
KA0234:14 | SC | 006114 | WHT | 20 | 39.B7 | AF0061:14 | TURBINE PANEL | 39.B5 | USED
AF0061:COM | SC | 0V | WHT | 14 | 9.C2 | XT0060:2 | TURBINE PANEL | 9.D1 | USED
AF0061:J | SC | * |  |  | 9.C2 | AF0062:P | TURBINE PANEL | 9.C3 | USED
AF0061:V+ | SC | FU0061 | WHT | 14 | 9.C2 | FU0061:LD | TURBINE PANEL | 9.D1 | USED
KA0141:14 | SC | KA014114 | WHT | 20 | 15.C2 | AF0062:11 | TURBINE PANEL | 15.C2 | USED
KA0141:11 | SC | KA014111 | WHT | 20 | 15.C2 | AF0062:43 | TURBINE PANEL | 15.C2 | USED
AF0062:COM | SC | AF0063N | WHT | 16 | 9.C3 | AF0063:COM | TURBINE PANEL | 9.C3 | USED
AF0062:COM | SC | AU0060N | WHT | 16 | 9.C3 | AU0060:COM | TURBINE PANEL | 9.C2 | USED
AF0062:J | SC | * |  |  | 9.C3 | AF0063:P | TURBINE PANEL | 9.C3 | USED
AF0062:V+ | SC | AF0063P | WHT | 16 | 9.C3 | AF0063:V+ | TURBINE PANEL | 9.C3 | USED
AF0062:V+ | SC | AU0060P | WHT | 16 | 9.C3 | AU0060:V+ | TURBINE PANEL | 9.C2 | USED
AF0063:COM | SC | AF0064N | WHT | 16 | 9.C3 | AF0064:COM | TURBINE PANEL | 9.C4 | USED
AF0063:J | SC | * |  |  | 9.C3 | AF0064:P | TURBINE PANEL | 9.C4 | USED
AF0063:SH | SC | AF0064G | GRN | 14 | 9.C3 | AF0064:SH | TURBINE PANEL | 9.C4 | USED
AF0063:SH | SC | AU0060G | GRN | 14 | 9.C3 | AU0060:GND | TURBINE PANEL | 9.C2 | USED
AF0063:V+ | SC | AF0064P | WHT | 16 | 9.C3 | AF0064:V+ | TURBINE PANEL | 9.C4 | USED
AF0064:COM | SC | AF0067N | WHT | 16 | 9.C4 | AF0067:COM | TURBINE PANEL | 9.C6 | USED
AF0064:J | SC | * |  |  | 9.C4 | AF0065:P | TURBINE PANEL | 9.C5 | USED
AF0064:SH | SC | AF0065G | WHT | 14 | 9.C4 | AF0065:SH | TURBINE PANEL | 9.C5 | USED
AF0064:V+ | SC | AF0067P | WHT | 16 | 9.C4 | AF0067:V+ | TURBINE PANEL | 9.C6 | USED
AF0065:COM | SC | 0V | WHT | 14 | 9.C5 | XT0060:2 | TURBINE PANEL | 9.D1 | USED
AF0065:J | SC | * |  |  | 9.C5 | AF0066:P | TURBINE PANEL | 9.C5 | USED
AF0065:SH | SC | AF0067G | WHT | 16 | 9.C5 | AF0067:SH | TURBINE PANEL | 9.C6 | USED
KA2220:14 | SC | 006602 | WHT | 20 | 63.C7 | AF0066:02 | TURBINE PANEL | 63.C6 | USED
KA0221:14 | SC | 006606 | WHT | 20 | 53.B7 | AF0066:06 | TURBINE PANEL | 53.B6 | USED
KA2222:14 | SC | KA222214 | WHT | 20 | 64.B7 | AF0066:08 | TURBINE PANEL | 64.B6 | USED
AF0066:22 | SC | SV21202 | WHT | 20 | 53.B7 | XT0060:4 | TURBINE PANEL | 53.B5 | USED
AF0066:COM | SC | 0V | WHT | 14 | 9.C5 | XT0060:2 | TURBINE PANEL | 9.D1 | USED
AF0066:J | SC | * |  |  | 9.C5 | AF0067:P | TURBINE PANEL | 9.C6 | USED
AF0066:V+ | SC | FU0064 | WHT | 16 | 9.C5 | FU0064:LD | TURBINE PANEL | 9.D1 | USED
AF0067:SH | SC | IEG02304 | GRN | 14 | 9.C6 | IEG0230:4 | TURBINE PANEL | 9.D6 | USED
AF0071:COM | SC | AF0071N | WHT | 16 | 9.B2 | AF0072:COM | TURBINE PANEL | 9.A3 | USED
AF0071:COM | SC | AU0070N | WHT | 16 | 9.B2 | AU0070:COM | TURBINE PANEL | 9.A2 | USED
AF0071:J | SC | * |  |  | 9.B2 | AF0072:P | TURBINE PANEL | 9.A3 | USED
AF0071:SH | SC | AF0071G | GRN | 14 | 9.B2 | AF0072:SH | TURBINE PANEL | 9.A3 | USED
AF0071:SH | SC | AU0070G | GRN | 14 | 9.B2 | AU0070:GND | TURBINE PANEL | 9.A2 | USED
AF0071:V+ | SC | AF0071P | WHT | 16 | 9.B2 | AF0072:V+ | TURBINE PANEL | 9.A3 | USED
AF0071:V+ | SC | AU0070P | WHT | 16 | 9.B2 | AU0070:V+ | TURBINE PANEL | 9.A2 | USED
AF0072:COM | SC | AF0072N | WHT | 16 | 9.A3 | AF0073:COM | TURBINE PANEL | 9.B3 | USED
AF0072:J | SC | * |  |  | 9.A3 | AF0073:P | TURBINE PANEL | 9.B3 | USED
AF0072:SH | SC | AF0072G | GRN | 14 | 9.A3 | AF0073:SH | TURBINE PANEL | 9.B3 | USED
AF0072:V+ | SC | AF0072P | WHT | 16 | 9.A3 | AF0073:V+ | TURBINE PANEL | 9.B3 | USED
AF0073:COM | SC | AF0073N | WHT | 16 | 9.B3 | AF0074:COM | TURBINE PANEL | 9.B4 | USED
AF0073:J | SC | * |  |  | 9.B3 | AF0074:P | TURBINE PANEL | 9.B4 | USED
AF0073:SH | SC | AF0073G | GRN | 14 | 9.B3 | AF0074:SH | TURBINE PANEL | 9.B4 | USED
AF0073:V+ | SC | AF0073P | WHT | 16 | 9.B3 | AF0074:V+ | TURBINE PANEL | 9.B4 | USED
AF0074:COM | SC | AF0074N | WHT | 16 | 9.B4 | AF0075:COM | TURBINE PANEL | 9.A5 | USED
AF0074:J | SC | * |  |  | 9.B4 | AF0075:P | TURBINE PANEL | 9.A5 | USED
AF0074:SH | SC | AF0074G | GRN | 14 | 9.B4 | AF0075:SH | TURBINE PANEL | 9.A5 | USED
AF0074:V+ | SC | AF0074P | WHT | 16 | 9.B4 | AF0075:V+ | TURBINE PANEL | 9.A5 | USED
AF0075:J | SC | * |  |  | 9.A5 | AF0076:P | TURBINE PANEL | 9.A5 | USED
AF0075:SH | SC | IEG02305 | GRN | 14 | 9.A5 | IEG0230:5 | TURBINE PANEL | 9.B5 | USED
KA0237:14 | SC | 007600 | WHT | 20 | 49.B7 | AF0076:00 | TURBINE PANEL | 49.B5 | USED
KA0237:24 | SC | 007601 | WHT | 20 | 51.B7 | AF0076:01 | TURBINE PANEL | 51.B5 | USED
KA0221:A1 | SC | 007602 | WHT | 20 | 53.B7 | AF0076:02 | TURBINE PANEL | 53.B6 | USED
KA2220:A1 | SC | 007603 | WHT | 20 | 63.C7 | AF0076:03 | TURBINE PANEL | 63.C6 | USED
KA2124:A1 | SC | 007604 | WHT | 20 | 54.B7 | AF0076:04 | TURBINE PANEL | 54.B6 | USED
KA0183:A2 | SC | 007605 | WHT | 20 | 35.B7 | AF0076:05 | TURBINE PANEL | 35.B5 | USED
KA2222:A1 | SC | 007606 | WHT | 20 | 64.B7 | AF0076:06 | TURBINE PANEL | 64.B6 | USED
KA1020:A1 | SC | 007608 | WHT | 20 | 32.A7 | AF0076:08 | TURBINE PANEL | 32.A5 | USED
KT0146:15 | SC | KT014615 | WHT | 20 | 16.C7 | AF0076:10 | TURBINE PANEL | 16.C6 | USED
AF0076:12 | SC | 007612 | WHT | 20 | 17.C7 | XT0237:1 B2 | TURBINE PANEL | 17.C5 | USED
KT0146:B1 | SC | KT0146B1 | WHT | 20 | 15.B2 | AF0076:13 | TURBINE PANEL | 15.B2 | USED
KA0221:A2 | SC | 007618 | WHT | 20 | 53.B7 | AF0076:18 | TURBINE PANEL | 53.B6 | USED
KA2220:A2 | SC | 007619 | WHT | 20 | 63.C7 | AF0076:19 | TURBINE PANEL | 63.C6 | USED
KA2124:A2 | SC | 007620 | WHT | 20 | 54.B7 | AF0076:20 | TURBINE PANEL | 54.B6 | USED
KA0183:A1 | SC | 007621 | WHT | 20 | 35.B7 | AF0076:21 | TURBINE PANEL | 35.B5 | USED
KA2222:A2 | SC | 007622 | WHT | 20 | 64.B7 | AF0076:22 | TURBINE PANEL | 64.B6 | USED
KA1020:A2 | SC | 007624 | WHT | 20 | 32.A7 | AF0076:24 | TURBINE PANEL | 32.A5 | USED
KA0231:A2 | SC | KA0231A2 | WHT | 20 | 16.C7 | AF0076:26 | TURBINE PANEL | 16.C6 | USED
KT0146:A2 | SC | KT0146A2 | WHT | 20 | 15.B2 | AF0076:29 | TURBINE PANEL | 15.B2 | USED
AF0076:COM | SC | 0V | GRN | 14 | 9.A5 | XT0070:1 | TURBINE PANEL | 9.B1 | USED
AF0076:V+ | SC | FU0071 | WHT | 16 | 9.A5 | FU0071:LD | TURBINE PANEL | 9.B1 | USED
XT0240:3 | SC | JW1 | CLIP | -- | 16.A3 | XT0240:2 | TURBINE PANEL | 16.A3 | USED
XT0240:2 | SC | JP0 | VIO | 20 | 16.A3 | XT0240:1 | TURBINE PANEL | 16.A3 | USED
AU0050:COM | SC | 0V | WHT | 14 | 10.A2 | XT0050:1 | TURBINE PANEL | 10.B1 | USED
AU0050:V+ | SC | FU0050 | WHT | 14 | 10.A2 | FU0050:LD | TURBINE PANEL | 10.B1 | USED
AU0060:COM | SC | 0V | WHT | 14 | 9.C2 | XT0060:1 | TURBINE PANEL | 9.D1 | USED
AU0060:V+ | SC | FU0060 | WHT | 14 | 9.C2 | FU0060:LD | TURBINE PANEL | 9.C1 | USED
AU0070:COM | SC | 0V | WHT | 14 | 9.A2 | XT0070:1 | TURBINE PANEL | 9.B1 | USED
AU0070:V+ | SC | FU0070 | WHT | 16 | 9.A2 | FU0070:LD | TURBINE PANEL | 9.B1 | USED
FU0050:LI | SC | FU0210 | WHT | 14 | 10.B1 | FU0051:LI | TURBINE PANEL | 10.B1 | USED
FU0051:LI | SC | FU0210 | WHT | 14 | 10.B1 | FU0052:LI | TURBINE PANEL | 10.B1 | USED
FU0052:LI | SC | FU0210 | WHT | 14 | 10.B1 | FU0053:LI | TURBINE PANEL | 10.C1 | USED
FU0053:LI | SC | FU0210 | WHT | 14 | 10.C1 | FU0054:LI | TURBINE PANEL | 10.C1 | USED
FU0054:LD | SC | FU0054 | WHT | 14 | 10.C1 | XT0050:4 | TURBINE PANEL | 65.C5 | USED
FU0054:LI | SC | FU0210 | WHT | 14 | 10.C1 | FU0055:LI | TURBINE PANEL | 10.C1 | USED
FU0060:LI | SC | FU0210 | WHT | 14 | 9.C1 | FU0061:LI | TURBINE PANEL | 9.D1 | USED
FU0061:LI | SC | FU0210 | WHT | 14 | 9.D1 | FU0063:LI | TURBINE PANEL | 9.D1 | USED
FU0063:LI | SC | FU0210 | WHT | 14 | 9.D1 | FU0064:LI | TURBINE PANEL | 9.D1 | USED
FU0070:LI | SC | FU0210 | WHT | 14 | 9.B1 | FU0071:LI | TURBINE PANEL | 9.B1 | USED
GR0132: | SC | GR0132 | GRN/YEL | 14 | 4.A3 | IEG0230:0 | TURBINE PANEL | 4.A3 | USED
GR0133: | SC | IEG02303 | GRN | 14 | 4.A4 | IEG0230:3 | TURBINE PANEL | 4.A4 | USED
GR0231: | SC | IEG02306 | GRN | 14 | 4.A3 | IEG0230:6 | TURBINE PANEL | 4.A3 | USED
GR0233: | SC | IEG02302 | GRN | 14 | 4.A4 | IEG0230:2 | TURBINE PANEL | 4.A4 | USED
KA0130:A1 | SC | KA0130A1 | WHT | 20 | 17.C5 | KA0130:11 | TURBINE PANEL | 17.D6 | USED
KA0131:11 | SC | KA0135A1 | WHT | 20 | 15.D4 | KA0135:A1 | TURBINE PANEL | 15.D6 | USED
KA0131:12 | SC | KA013724 | WHT | 20 | 15.D4 | KA0137:24 | TURBINE PANEL | 15.D3 | USED
KA0131:A1 | SC | KA0231A1 | WHT | 20 | 15.B6 | KA0132:A1 | TURBINE PANEL | 15.B6 | USED
KA0131:A1 | SC | KA0231A1 | WHT | 20 | 15.B6 | XT0136:10 | TURBINE PANEL | 15.B5 | USED
KA0131:A2 | SC | 0V | WHT | 20 | 15.B6 | KA0132:A2 | TURBINE PANEL | 15.B6 | USED
KT0145:A2 | SC | 0V | WHT | 20 | 15.B6 | KA0131:A2 | TURBINE PANEL | 15.B6 | USED
KA0132:11 | SC | FU0139 | WHT | 20 | 15.A3 | KA0133:11 | TURBINE PANEL | 15.A3 | USED
KT0145:15 | SC | FU0139 | WHT | 20 | 15.A3 | KA0132:11 | TURBINE PANEL | 15.D2 | USED
KT0142:A1 | SC | KT0141A1 | WHT | 20 | 15.A3 | KA0132:12 | TURBINE PANEL | 15.A6 | USED
KA0132:12 | SC | KT0141A1 | WHT | 20 | 15.A3 | KA0133:12 | TURBINE PANEL | 15.A3 | USED
KA0132:21 | SC | KA0138A1 | WHT | 20 | 15.D4 | KA0138:A1 | TURBINE PANEL | 15.D6 | USED
KA0132:22 | SC | KA013222 | WHT | 20 | 15.D4 | KA0137:14 | TURBINE PANEL | 15.D3 | USED
KT0141:18 | SC | KA013222 | WHT | 20 | 15.D4 | KA0132:22 | TURBINE PANEL | 15.D2 | USED
KA0132:24 | SC | KA013224 | WHT | 20 | 15.D4 | KA0134:14 | TURBINE PANEL | 15.D3 | USED
KA0132:A1 | SC | KA0231A1 | WHT | 20 | 15.B6 | KA0141:A1 | TURBINE PANEL | 15.C6 | USED
KA0132:A2 | SC | 0V | WHT | 20 | 15.B6 | KA0141:A2 | TURBINE PANEL | 15.C6 | USED
KA0133:11 | SC | FU0139 | WHT | 20 | 15.A3 | KA0134:11 | TURBINE PANEL | 15.D3 | USED
KA0133:A2 | SC | 0V | WHT | 20 | 15.C6 | KA0134:A2 | TURBINE PANEL | 15.C6 | USED
KA0133:A2 | SC | 0V | WHT | 20 | 15.C6 | KA0141:A2 | TURBINE PANEL | 15.C6 | USED
KA0134:11 | SC | FU0139 | WHT | 20 | 15.D3 | KA0136:11 | TURBINE PANEL | 15.B4 | USED
KA0134:A1 | SC | KA0134A1 | WHT | 20 | 15.C6 | AF0062:10 | TURBINE PANEL | 88.C7 | USED
KA0134:A2 | SC | 0V | WHT | 20 | 15.C6 | KA0144:A2 | TURBINE PANEL | 15.C6 | USED
KA0135:A1 | SC | KA0135A1 | WHT | 20 | 15.D6 | KA0144:A1 | TURBINE PANEL | 15.C6 | USED
KA0135:A2 | SC | 0V | WHT | 20 | 15.D6 | KA0136:A2 | TURBINE PANEL | 15.D6 | USED
KA0135:A2 | SC | 0V | WHT | 20 | 15.D6 | KA0144:A2 | TURBINE PANEL | 15.C6 | USED
KA0136:11 | SC | FU0139 | WHT | 20 | 15.B4 | KA0137:21 | TURBINE PANEL | 15.D3 | USED
KA0136:14 | SC | KA013821 | WHT | 20 | 15.B4 | KA0138:21 | TURBINE PANEL | 15.B5 | USED
KA0136:A1 | SC | PS32002 | WHT | 20 | 15.D6 | XT0136:5 | TURBINE PANEL | 85.D5 | USED
KA0136:A2 | SC | 0V | WHT | 20 | 15.D6 | KA0137:A2 | TURBINE PANEL | 15.D6 | USED
KA0137:11 | SC | FU0139 | WHT | 20 | 15.D3 | KA0137:21 | TURBINE PANEL | 15.D3 | USED
KA0137:24 | SC | KA013724 | WHT | 20 | 15.D3 | AF0054:09 | TURBINE PANEL | 15.C4 | USED
KT0142:18 | SC | KA0137A1 | WHT | 20 | 15.D6 | KA0137:A1 | TURBINE PANEL | 15.D2 | USED
KA0137:A2 | SC | 0V | WHT | 20 | 15.D6 | KA0138:A2 | TURBINE PANEL | 15.D6 | USED
KA0138:11 | SC | KM3170EP | WHT | 20 | 88.C5 | XT0136:13 | TURBINE PANEL | 88.C5 | USED
KA0138:14 | SC | FU0139 | WHT | 20 | 88.C5 | XT0136:11 | TURBINE PANEL | 88.C6 | USED
KT0144:B1 | SC | KT0144B1 | WHT | 20 | 15.B5 | KA0138:24 | TURBINE PANEL | 15.B6 | USED
KT0146:A1 | SC | KT0146A1 | WHT | 20 | 15.B2 | KA0141:21 | TURBINE PANEL | 15.B2 | USED
KA0141:21 | SC | KT0146A1 | WHT | 20 | 15.B2 | KA0241:21 | TURBINE PANEL | 15.B2 | USED
KA0141:24 | SC | FU0139 | WHT | 20 | 15.B2 | KA0241:24 | TURBINE PANEL | 15.B2 | USED
KA0141:24 | SC | FU0139 | WHT | 20 | 15.B2 | XT0136:2 | TURBINE PANEL | 15.A2 | USED
KA0144:22 | SC | KA014422 | WHT | 20 | 110.A6 | KA0249:12 | TURBINE PANEL | 110.B6 | USED
KA0221:11 | SC | KA023524 | WHT | 20 | 53.B6 | KA0235:24 | TURBINE PANEL | 53.B5 | USED
KA0231:11 | SC | KA0231A1 | WHT | 20 | 16.C6 | KA0242:11 | TURBINE PANEL | 16.C6 | USED
KA0231:11 | SC | KA0231A1 | WHT | 20 | 16.C6 | KA0231:A1 | TURBINE PANEL | 16.C6 | USED
KA0231:14 | SC | KA024214 | WHT | 20 | 16.C6 | KA0242:14 | TURBINE PANEL | 16.C6 | USED
KT0146:18 | SC | KA024214 | WHT | 20 | 16.C6 | KA0231:14 | TURBINE PANEL | 16.C6 | USED
KA0231:21 | SC | KA023121 | WHT | 20 | 16.A4 | KA0245:14 | TURBINE PANEL | 16.A4 | USED
KA0231:A1 | SC | KA0231A1 | WHT | 20 | 16.C6 | KA0232:A1 | TURBINE PANEL | 16.D6 | USED
KA0231:A2 | SC | KA0231A2 | WHT | 20 | 16.C6 | KA0232:A2 | TURBINE PANEL | 16.D6 | USED
KA0232:22 | SC | KA023222 | WHT | 20 | 110.A6 | KA0144:21 | TURBINE PANEL | 110.A6 | USED
KA0232:22 | SC | KA023222 | WHT | 20 | 110.A6 | KA0249:11 | TURBINE PANEL | 110.B6 | USED
KA0232:A1 | SC | KA0231A1 | WHT | 20 | 16.D6 | KA0233:A1 | TURBINE PANEL | 16.D6 | USED
KA0232:A2 | SC | KA0231A2 | WHT | 20 | 16.D6 | KA0233:A2 | TURBINE PANEL | 16.D6 | USED
KA0233:A1 | SC | KA0231A1 | WHT | 20 | 16.D6 | KA0234:A1 | TURBINE PANEL | 16.D6 | USED
KA0233:A2 | SC | KA0231A2 | WHT | 20 | 16.D6 | KA0234:A2 | TURBINE PANEL | 16.D6 | USED
KA0235:11 | SC | UA1200J21 | WHT | 20 | 16.A5 | KA0241:11 | TURBINE PANEL | 16.A5 | USED
KA0235:11 | SC | UA1200J21 | WHT | 20 | 16.A5 | XT0060:3 | TURBINE PANEL | 17.D5 | USED
KA0235:14 | SC | KA024114 | WHT | 20 | 16.A5 | KA0241:14 | TURBINE PANEL | 16.A5 | USED
KA0235:A1 | SC | ESTOP | WHT | 20 | 16.A2 | KA0236:A1 | TURBINE PANEL | 16.B2 | USED
KA0235:A1 | SC | ESTOP | WHT | 20 | 16.A2 | XT0240:4 | TURBINE PANEL | 16.A3 | USED
KA0236:11 | SC | FU0139 | WHT | 20 | 16.D4 | KA0244:11 | TURBINE PANEL | 16.D4 | USED
KA0236:11 | SC | FU0139 | WHT | 20 | 16.D4 | XT0240:12 | TURBINE PANEL | 16.C4 | USED
KA0236:12 | SC | KA023612 | WHT | 20 | 16.D4 | XT0240:13 | TURBINE PANEL | 16.D4 | USED
KA0236:24 | SC | KA023624 | WHT | 20 | 54.B5 | KA2124:11 | TURBINE PANEL | 54.B6 | USED
KA0236:A1 | SC | ESTOP | WHT | 20 | 16.B2 | KA0237:A1 | TURBINE PANEL | 16.B2 | USED
KA0236:A2 | SC | 0V | WHT | 20 | 16.B2 | KA0235:A2 | TURBINE PANEL | 16.A2 | USED
KA0236:A2 | SC | 0V | WHT | 20 | 16.B2 | KA0237:A2 | TURBINE PANEL | 16.B2 | USED
KA0237:A1 | SC | ESTOP | WHT | 20 | 16.B2 | KA0238:A1 | TURBINE PANEL | 16.B2 | USED
KA0237:A2 | SC | 0V | WHT | 20 | 16.B2 | KA0238:A2 | TURBINE PANEL | 16.B2 | USED
KA0238:14 | SC | KA023814 | WHT | 20 | 64.B5 | KA2222:11 | TURBINE PANEL | 64.B6 | USED
KA0238:A1 | SC | ESTOP | WHT | 20 | 16.B2 | KA0239:A1 | TURBINE PANEL | 16.B2 | USED
KA0238:A2 | SC | 0V | WHT | 20 | 16.B2 | KA0239:A2 | TURBINE PANEL | 16.B2 | USED
KA0239:A1 | SC | ESTOP | WHT | 20 | 16.B2 | KA0240:A1 | TURBINE PANEL | 16.B2 | USED
KA0239:A2 | SC | 0V | WHT | 20 | 16.B2 | KA0240:A2 | TURBINE PANEL | 16.B2 | USED
KA0240:11 | SC | PS32004 | WHT | 20 | 85.D6 | XT0136:6 | TURBINE PANEL | 85.D5 | USED
KA0240:14 | SC | UF1300 | WHT | 20 | 85.D6 | XT0136:7 | TURBINE PANEL | 85.D6 | USED
KA0240:24 | SC | KA024024 | WHT | 20 | 63.C5 | KA2220:11 | TURBINE PANEL | 63.C6 | USED
KA0240:A1 | SC | ESTOP | WHT | 20 | 16.B2 | KA0248:A1 | TURBINE PANEL | 16.B2 | USED
KA0240:A2 | SC | 0V | WHT | 20 | 16.B2 | KA0248:A2 | TURBINE PANEL | 16.B2 | USED
KA0241:14 | SC | KA024114 | WHT | 20 | 16.A5 | KA0231:24 | TURBINE PANEL | 16.A4 | USED
KA0241:A1 | SC | KA0241A1 | WHT | 20 | 16.C2 | KA0242:A1 | TURBINE PANEL | 16.C2 | USED
KA0241:A1 | SC | KA0241A1 | WHT | 20 | 16.C2 | XT0240:6 | TURBINE PANEL | 16.C3 | USED
KA0241:A2 | SC | 0V | WHT | 20 | 16.C2 | KA0242:A2 | TURBINE PANEL | 16.C2 | USED
KA0241:A2 | SC | 0V | WHT | 20 | 16.C2 | KA0250:A2 | TURBINE PANEL | 16.C2 | USED
KA0242:11 | SC | KA0231A1 | WHT | 20 | 16.C6 | XT0136:10 | TURBINE PANEL | 15.B5 | USED
KA0242:21 | SC | 024221 | WHT | 20 | 17.C6 | XT0237:1 T2 | TURBINE PANEL | 17.C5 | USED
KA0242:24 | SC | 024822 | WHT | 20 | 17.C6 | KA0248:22 | TURBINE PANEL | 17.C6 | USED
KA0242:A2 | SC | 0V | WHT | 20 | 16.C2 | KA0243:A2 | TURBINE PANEL | 16.C2 | USED
KA0243:21 | SC | ESTOPC | WHT | 20 | 16.A3 | XT0240:1 | TURBINE PANEL | 16.A3 | USED
KA0243:24 | SC | KA024511 | WHT | 20 | 16.A3 | KA0245:11 | TURBINE PANEL | 16.A4 | USED
KA0243:A1 | SC | KA0243A1 | WHT | 20 | 16.C2 | KA0244:A1 | TURBINE PANEL | 16.D2 | USED
KA0243:A1 | SC | KA0243A1 | WHT | 20 | 16.C2 | XT0240:7 | TURBINE PANEL | 16.C3 | USED
KA0243:A2 | SC | 0V | WHT | 20 | 16.C2 | KA0244:A2 | TURBINE PANEL | 16.D2 | USED
KT0145:A1 | SC | KA024412 | WHT | 20 | 16.D4 | KA0244:12 | TURBINE PANEL | 15.B6 | USED
KA0244:A1 | SC | KA0243A1 | WHT | 20 | 16.D2 | KA0246:A1 | TURBINE PANEL | 16.D2 | USED
KA0244:A2 | SC | 0V | WHT | 20 | 16.D2 | KA0246:A2 | TURBINE PANEL | 16.D2 | USED
KA0245:A1 | SC | KA0245A1 | WHT | 20 | 16.D2 | KA0249:A1 | TURBINE PANEL | 16.D2 | USED
KA0245:A1 | SC | KA0245A1 | WHT | 20 | 16.D2 | XT0240:8 | TURBINE PANEL | 16.D3 | USED
KA0245:A2 | SC | 0V | WHT | 20 | 16.D2 | KA0249:A2 | TURBINE PANEL | 16.D2 | USED
KA0245:A2 | SC | 0V | WHT | 20 | 16.D2 | KA0247:A2 | TURBINE PANEL | 16.D2 | USED
KA0246:14 | SC | KA6211A1 | WHT | 20 | 110.A6 | KA6211:A1 | TURBINE PANEL | 110.A6 | USED
KA0246:A1 | SC | KA0243A1 | WHT | 20 | 16.D2 | KA0247:A1 | TURBINE PANEL | 16.D2 | USED
KA0246:A2 | SC | 0V | WHT | 20 | 16.D2 | KA0247:A2 | TURBINE PANEL | 16.D2 | USED
KA0248:A1 | SC | ESTOP | WHT | 20 | 16.B2 | KA0250:A1 | TURBINE PANEL | 16.C2 | USED
KA0248:A2 | SC | 0V | WHT | 20 | 16.B2 | KA0250:A2 | TURBINE PANEL | 16.C2 | USED
KA0249:A2 | SC | 0V | WHT | 20 | 16.D2 | XT0240:10 | TURBINE PANEL | 16.D3 | USED
KA0337:11 | SC | SB75122 | WHT | 16 | 33.D6 | KA0337:A2 | TURBINE PANEL | 33.D5 | USED
KT0140:15 | SC | FU0139 | WHT | 20 | 15.D1 | KT0142:15 | TURBINE PANEL | 15.D2 | USED
KT0140:15 | SC | FU0139 | WHT | 20 | 15.A2 | XT0136:2 | TURBINE PANEL | 15.A2 | USED
KT0140:16 | SC | KT014115 | WHT | 20 | 15.D1 | KT0141:15 | TURBINE PANEL | 15.D2 | USED
KT0140:18 | SC | KT0143A1 | WHT | 20 | 15.A2 | KT0143:A1 | TURBINE PANEL | 15.A6 | USED
KT0140:A1 | SC | KT0140A1 | WHT | 20 | 15.A6 | KT0143:16 | TURBINE PANEL | 15.A5 | USED
KT0140:A2 | SC | 0V | WHT | 20 | 15.A6 | KT0141:A2 | TURBINE PANEL | 15.A6 | USED
KT0140:A2 | SC | 0V | WHT | 20 | 15.A6 | XT0136:3 | TURBINE PANEL | 15.A2 | USED
KT0141:18 | SC | KA013222 | WHT | 20 | 15.D2 | KT0144:18 | TURBINE PANEL | 15.D2 | USED
KT0141:A1 | SC | KT0141A1 | WHT | 20 | 15.A6 | KT0143:15 | TURBINE PANEL | 15.A5 | USED
KT0141:A1 | SC | KT0141A1 | WHT | 20 | 15.A6 | KT0142:A1 | TURBINE PANEL | 15.A6 | USED
KT0141:A2 | SC | 0V | WHT | 20 | 15.A6 | KT0142:A2 | TURBINE PANEL | 15.A6 | USED
KT0142:15 | SC | FU0139 | WHT | 20 | 15.D2 | KT0144:A1 | TURBINE PANEL | 15.B6 | USED
KT0142:18 | SC | KA0137A1 | WHT | 20 | 15.D2 | KT0145:18 | TURBINE PANEL | 15.D2 | USED
KT0142:A2 | SC | 0V | WHT | 20 | 15.A6 | KT0143:A2 | TURBINE PANEL | 15.A6 | USED
KT0143:A2 | SC | 0V | WHT | 20 | 15.A6 | KT0144:A2 | TURBINE PANEL | 15.B6 | USED
KT0144:15 | SC | FU0139 | WHT | 20 | 15.D2 | KT0145:15 | TURBINE PANEL | 15.D2 | USED
KT0144:15 | SC | FU0139 | WHT | 20 | 15.D2 | KT0144:A1 | TURBINE PANEL | 15.B6 | USED
KT0144:A2 | SC | 0V | WHT | 20 | 15.B6 | KT0145:A2 | TURBINE PANEL | 15.B6 | USED
XT0050:5 | SC | 0V | WHT | 14 | 65.C5 | XT0050:2 | TURBINE PANEL | 10.B1 | USED
XT0136:1 | SC | FU0139 | WHT | 20 | 15.A2 | XT0136:11 | TURBINE PANEL | 88.C6 | USED
XT0136:1 | SC | FU0139 | WHT | 20 | 15.A2 | XT0240:12 | TURBINE PANEL | 16.C4 | USED
XT0136:12 | SC | 0V | WHT | 20 | 88.C6 | XT0136:3 | TURBINE PANEL | 15.A2 | USED
XT0136:3 | SC | 0V | WHT | 14 | 15.A2 | XT0240:10 | TURBINE PANEL | 16.D3 | USED
XT0136:4 | SC | FU0139 | WHT | 20 | 85.D5 | XT0136:1 | TURBINE PANEL | 15.A2 | USED
XT0137:1 | SC | ESTOPA | WHT | 20 | 30.B5 | XT0240:3 | TURBINE PANEL | 16.A3 | USED
XT0137:2 | SC | ESTOP | WHT | 20 | 30.B5 | XT0240:4 | TURBINE PANEL | 16.A3 | USED
XT0236:1 | SC | FU0139 | WHT | 20 | 29.B5 | XT0240:11 | TURBINE PANEL | 16.C4 | USED
XT0236:2 | SC | KA0241A1 | WHT | 20 | 29.B5 | XT0240:6 | TURBINE PANEL | 16.C3 | USED
XT0236:3 | SC | 0V | WHT | 20 | 29.C5 | XT0240:9 | TURBINE PANEL | 16.D3 | USED
XT0237:2 B2 | SC | KA023612 | WHT | 20 | 29.C5 | XT0240:13 | TURBINE PANEL | 16.D4 | USED
XT0240:5 | SC | ESTOP | WHT | 20 | 16.B3 | XT0240:4 | TURBINE PANEL | 16.A3 | USED
AU0050:L1 | WC0006 | AU0060L2 | ENET | CABLE | 3.B3 | AU0060:L2 | TURBINE PANEL | 3.B3 | USED
AU0060:L1 | WC0007 | AU0070L2 | ENET | CABLE | 3.B3 | AU0070:L2 | TURBINE PANEL | 3.B2 | USED
BA1100:NEG | SC | 0V | WHT | 10 | 32.C5 | XT0135:2 | GENERATOR PANEL | 13.B4 | USED
FU0050:LI | SC | FU0210 | WHT | 14 | 10.B1 | XT0233:2 | GENERATOR PANEL | 13.C4 | USED
FU0060:LI | SC | FU0210 | WHT | 14 | 9.C1 | XT0233:1 | GENERATOR PANEL | 13.C4 | USED
FU0070:LI | SC | FU0210 | WHT | 14 | 9.B1 | XT0233:2 | GENERATOR PANEL | 13.C4 | USED
KA1020:24 | SC | 0V | WHT | 14 | 37.A5 | XT0135:1 | GENERATOR PANEL | 13.B4 | USED
XT0050:1 | SC | 0V | WHT | 14 | 10.B1 | XT0235:1 | GENERATOR PANEL | 13.D4 | USED
XT0060:1 | SC | 0V | WHT | 14 | 9.D1 | XT0235:1 | GENERATOR PANEL | 13.D4 | USED
XT0070:1 | SC | 0V | WHT | 14 | 9.B1 | XT0235:1 | GENERATOR PANEL | 13.D4 | USED
XT0136:3 | SC | 0V | WHT | 16 | 15.A2 | XT0135:1 | GENERATOR PANEL | 13.B4 | USED
XT0136:10 | WC8020 | KA0231A1 | 4 | 12 | 15.B5 | XT0334:3 | GENERATOR PANEL | 20.D3 | USED
XT0240:5 | WC8020 | ESTOP | 2 | 12 | 16.B3 | XT0336:1 | GENERATOR PANEL | 20.C4 | USED
BA1100:L2 | WC0010 | BA1100L2 | ENET | CABLE | 3.B5 | AU0080:L1 | JB100 | 3.C2 | USED
AF0052:03 | SC | SH0470X2 | WHT | 20 | 29.B7 | SH0470:X2 | JB70 | 29.B1 | USED
AF0052:09 | SC | SH0471X2 | WHT | 20 | 29.A7 | SH0471:X2 | JB70 | 29.A1 | USED
AF0052:19 | SC | SH0470X1 | WHT | 20 | 29.B7 | SH0470:X1 | JB70 | 29.B1 | USED
AF0052:25 | SC | SH0471X1 | WHT | 20 | 29.A7 | SH0471:X1 | JB70 | 29.A1 | USED
AF0054:00 | SC | SH047114 | WHT | 20 | 29.A7 | SH0471:14 | JB70 | 29.A1 | USED
AF0054:01 | SC | SH047012 | WHT | 20 | 29.B7 | SH0470:12 | JB70 | 29.B1 | USED
AF0054:02 | SC | SB047112 | WHT | 20 | 29.D7 | SB0471:12 | JB70 | 29.D1 | USED
AF0054:03 | SC | SB047314 | WHT | 20 | 29.D7 | SB0473:14 | JB70 | 29.D1 | USED
AF0054:04 | SC | SB047424 | WHT | 20 | 30.A7 | SB0474:14 | JB70 | 30.A1 | USED
AF0054:05 | SC | SA0473W-B1 | WHT | 20 | 30.D7 | SA0473:W-B1 | JB70 | 30.D1 | USED
AF0054:06 | SC | SA0473B-B1 | WHT | 20 | 30.D7 | SA0473:B-B1 | JB70 | 30.D1 | USED
AF0054:07 | SC | SA0471B214 | WHT | 20 | 30.A7 | SA0471:B2-14 | JB70 | 30.A1 | USED
AF0054:08 | SC | SA0471B114 | WHT | 20 | 30.B7 | SA0471:B1-14 | JB70 | 30.B1 | USED
AF0054:32 | SC | SH047113 | WHT | 20 | 29.A7 | SH0471:13 | JB70 | 29.A1 | USED
AF0054:33 | SC | SH047011 | WHT | 20 | 29.B7 | SH0470:11 | JB70 | 29.B1 | USED
AF0054:34 | SC | SB047111 | WHT | 20 | 29.D7 | SB0471:11 | JB70 | 29.D1 | USED
AF0054:35 | SC | SB047313 | WHT | 20 | 29.D7 | SB0473:13 | JB70 | 29.D1 | USED
AF0054:36 | SC | SB047423 | WHT | 20 | 30.A7 | SB0474:13 | JB70 | 30.A1 | USED
AF0054:37 | SC | SA0473W-B2 | WHT | 20 | 30.D7 | SA0473:W-B2 | JB70 | 30.D1 | USED
AF0054:38 | SC | SA0473B-B2 | WHT | 20 | 30.D7 | SA0473:B-B2 | JB70 | 30.D1 | USED
AF0054:39 | SC | SA0471B213 | WHT | 20 | 30.A7 | SA0471:B2-13 | JB70 | 30.A1 | USED
AF0054:40 | SC | SA0471B113 | WHT | 20 | 30.B7 | SA0471:B1-13 | JB70 | 30.B1 | USED
AF0057:04 | SC | SB047222 | WHT | 20 | 30.B7 | SB0472:B2-12 | JB70 | 30.B1 | USED
AF0057:36 | SC | SB047221 | WHT | 20 | 30.B7 | SB0472:B2-11 | JB70 | 30.B1 | USED
AF0062:08 | SC | SA0473B-A3 | WHT | 20 | 31.A7 | SA0473:B-A3 | JB70 | 31.A1 | USED
AF0062:12 | SC | SA0472B214 | WHT | 20 | 30.C7 | SA0472:B2-14 | JB70 | 30.C1 | USED
AF0062:13 | SC | SA0472B114 | WHT | 20 | 30.C7 | SA0472:B1-14 | JB70 | 30.C1 | USED
AF0062:40 | SC | SA0473B-A4 | WHT | 20 | 31.A7 | SA0473:B-A4 | JB70 | 31.A1 | USED
AF0062:44 | SC | SA0472B213 | WHT | 20 | 30.C7 | SA0472:B2-13 | JB70 | 30.C1 | USED
AF0062:45 | SC | SA0472B113 | WHT | 20 | 30.C7 | SA0472:B1-13 | JB70 | 30.C1 | USED
XT0137:1 | SC | ESTOPA | WHT | 20 | 30.B5 | SB0472:B1-11 | JB70 | 30.B1 | USED
XT0137:2 | SC | ESTOP | WHT | 20 | 30.B5 | SB0472:B1-12 | JB70 | 30.B1 | USED
XT0137:3 | SC | SH047111 | WHT | 20 | 29.A5 | SH0471:11 | JB70 | 29.A1 | USED
XT0137:4 | SC | SH047112 | WHT | 20 | 29.A5 | SH0471:12 | JB70 | 29.A1 | USED
XT0137:5 | SC | SH047013 | WHT | 20 | 29.B5 | SH0470:13 | JB70 | 29.B1 | USED
XT0137:6 | SC | SH047014 | WHT | 20 | 29.B5 | SH0470:14 | JB70 | 29.B1 | USED
XT0236:1 | SC | FU0139 | WHT | 20 | 29.B5 | SH0472:13 | JB70 | 29.B1 | USED
XT0236:2 | SC | KA0241A1 | WHT | 20 | 29.B5 | SH0472:14 | JB70 | 29.B1 | USED
XT0236:3 | SC | 0V | WHT | 20 | 29.C5 | SH0472:X1 | JB70 | 29.C1 | USED
XT0236:4 | SC | SH047211 | WHT | 20 | 29.C5 | SH0472:11 | JB70 | 29.C1 | USED
XT0236:5 | SC | SH047212 | WHT | 20 | 29.C5 | SH0472:12 | JB70 | 29.C1 | USED
XT0237:2 B1 | SC | SH0472X2 | WHT | 20 | 29.C5 | SH0472:X2 | JB70 | 29.C1 | USED
XT0240:12 | SC | FU0139 | WHT | 20 | 16.C4 | AT0170:24 | JB70 | 11.B3 | USED
XT0240:12 | SC | FU0139 | WHT | 20 | 16.C4 | AT0170:30 | JB70 | 11.C3 | USED
XT0240:7 | SC | KA0243A1 | WHT | 20 | 16.C3 | AT0170:26 | JB70 | 11.B3 | USED
XT0240:8 | SC | KA0245A1 | WHT | 20 | 16.D3 | AT0170:32 | JB70 | 11.C3 | USED
AU0050:L2 | WC0005 | AU0050L2 | ENET | CABLE | 3.B3 | AT0170:L1 | JB70 | 3.B4 | USED
BA1100:DEVICE | WC0101 | BA1100DEVICE | ENET | CABLE | 32.C5 | AT1100:L1 | JB70 | 32.D3 | USED
BA1100:L1 | WC9017 | AT0170L2 | ENET | CABLE | 3.B5 | AT0170:L2 | JB70 | 3.B4 | USED
KA9000:A1 | SC | 012109 | WHT | 20 | 27.A6 | AF0121:09 | JB72 | 27.A6 | USED
KA9000:A2 | SC | 012125 | WHT | 20 | 27.A6 | AF0121:25 | JB72 | 27.A6 | USED
AF0052:05 | SC | 005205 | WHT | 20 | 32.A7 | PC0470:INP_A | LEFT RAIL | 32.A5 | USED
AF0052:21 | SC | 005221 | WHT | 20 | 32.A7 | PC0470:-PWR | LEFT RAIL | 32.A5 | USED
AF0052:37 | SC | 005237 | WHT | 20 | 32.A7 | PC0470:+PWR | LEFT RAIL | 32.A5 | USED
AF0057:19 | SC | UA1200J27 | WHT | 20 | 17.C7 | UA1200:J2-7 | LEFT RAIL | 17.B3 | USED
AF0076:11 | SC | UA1200J14 | WHT | 20 | 17.C7 | UA1200:J1-4 | LEFT RAIL | 17.B3 | USED
BA1100:POS | SC | FU1101 | WHT | 16 | 32.C5 | FU1101:LD | LEFT RAIL | 32.C6 | USED
IEG0230:1 | SC | GR1100 | GRN | 14 | 4.A4 | GR1100: | LEFT RAIL | 4.A5 | USED
IEG0230:8 | SC | IEG02308 | GRN | 16 | 17.D6 | UA1200:J3-4 | LEFT RAIL | 17.B3 | USED
KA0130:A2 | SC | UA1200J26 | WHT | 20 | 17.C5 | UA1200:J2-6 | LEFT RAIL | 17.B3 | USED
KA0248:21 | SC | FU0212 | WHT | 16 | 17.C6 | FU0212:LD | LEFT RAIL | 13.C5 | USED
KA1020:14 | SC | FU0211 | WHT | 14 | 37.A5 | FU0211:LD | LEFT RAIL | 13.B4 | USED
XT0060:3 | SC | UA1200J21 | WHT | 20 | 17.D5 | UA1200:J2-1 | LEFT RAIL | 17.B3 | USED
XT0136:1 | SC | FU0139 | WHT | 14 | 15.A2 | FU0139:LD | LEFT RAIL | 13.A5 | USED
XT0237:1 B1 | SC | UA1200J15 | WHT | 20 | 17.C5 | UA1200:J1-5 | LEFT RAIL | 17.B3 | USED
AF0064:12 | WC4524 | UA1200J13 | RED | 20 | 17.B7 | UA1200:J1-3 | LEFT RAIL | 17.B3 | USED
AF0064:28 | WC4524 | UA1200J11 | BLK | 20 | 17.B7 | UA1200:J1-1 | LEFT RAIL | 17.B3 | USED
AF0064:60 | WC4524 | UA1200S | SH | 20 | 17.B7 | FLOATING | LEFT RAIL | 17.B3 | USED
AF0052:01 | SC | 005201 | WHT | 20 | 110.A7 | XT0171:2 | RIGHT RAIL | 110.A5 | USED
AF0052:12 | SC | 005212 | WHT | 20 | 11.D3 | KA0875:A1 | RIGHT RAIL | 11.D2 | USED
AF0052:28 | SC | 005228 | WHT | 20 | 11.D3 | KA0875:A2 | RIGHT RAIL | 11.D2 | USED
AF0052:33 | SC | 005233 | WHT | 20 | 110.A7 | KA0176:14 | RIGHT RAIL | 110.A6 | USED
AF0053:12 | SC | 005312 | WHT | 20 | 32.B7 | PC0471:INP_A | RIGHT RAIL | 32.B5 | USED
AF0053:14 | SC | 005314 | WHT | 20 | 32.B7 | PC0471:INP_B | RIGHT RAIL | 32.B5 | USED
AF0053:30 | SC | 005330 | WHT | 20 | 32.B7 | PC0471:-PWR | RIGHT RAIL | 32.B5 | USED
AF0053:44 | SC | 005344 | WHT | 20 | 32.B7 | PC0471:+PWR | RIGHT RAIL | 32.B5 | USED
AF0061:10 | SC | 006110 | WHT | 20 | 99.C6 | KA0170:A1 | RIGHT RAIL | 99.C5 | USED
AF0061:26 | SC | 006126 | WHT | 20 | 99.C6 | KA0170:A2 | RIGHT RAIL | 99.C5 | USED
KA0144:22 | SC | KA014422 | WHT | 20 | 110.A6 | KA0176:A1 | RIGHT RAIL | 110.B5 | USED
KA0232:11 | SC | KA017814 | WHT | 20 | 28.D6 | KA0178:14 | RIGHT RAIL | 28.D5 | USED
KA0232:12 | SC | FU0170 | WHT | 20 | 28.D6 | KA0875:14 | RIGHT RAIL | 28.D6 | USED
KA0232:21 | SC | FU0170 | WHT | 20 | 110.A6 | XT0170:2 | RIGHT RAIL | 11.A2 | USED
KA0246:11 | SC | KA017611 | WHT | 20 | 110.A6 | XT0171:1 | RIGHT RAIL | 110.A5 | USED
SolarTools ver. 24.0.84.24712 (Jul 31, 2025)
Report date: 1/21/2026 7:05 AM

## Panel Errors
Panel Errors
Project # | J0750
Project Name | UCONN T70
Revision | A
Controls DE | D. SANDOVAL
Phone: | 0
Controls ME | P. LLAMEDO
Phone:
From | [6 empty] | To
Device ID | Location | Cable (W) Conductor (SC) Jumper Clip (JC) | Wire ID | Wire No. | Gauge/Size | Page/Zone | Device ID | Location | Page/Zone
FWDTF3:1 | PANEL | WC5042 | SH | DTF1S2 | 16 | 101.A2 | FWDTF3:2 | PANEL | 101.B3
FWDTG20:1 | PANEL | WC5510 | SH-PR2 | DTG71S2 | 16 | 108.C3 | FWDTG20:2 | PANEL | 108.C3
FWDTG12:2 | PANEL | WC5519 | SH-PR2 | DTGEXS2 | 16 | 108.A4 | FWDTG21:1 | PANEL | 108.C4
FWDTG31:3 | PANEL | WC5511 | SH-PR2 | LON1S2 | 16 | 108.C2 | XT0172:9 | RIGHT RAIL | 108.D6
SolarTools ver. 24.0.84.24712 (Jul 31, 2025)
Report date: 1/21/2026 7:05 AM

## Cable Part Numbers
Cable Part Numbers |  |  | SolarTools ver. 24.0.84.24712 (Jul 31, 2025)
Project # | J0750
Report date: 1/21/2026 7:06 AM
Project Name | UCONN T70
Revision | A
Controls DE | D. SANDOVAL
Phone: | 0
Controls ME | P. LLAMEDO
Phone:
Device ID |  | Part Number |  | Description
WC5072 |  | PART OF 1103208-100 |  | CABLE, 2 CONDUCTOR UNSHIELDED PART OF HORN
WC0001 |  | 1302073-36 |  | CABLE, ETHERNET - 36 INCHES
WC0003 |  | 1302073-36 |  | CABLE, ETHERNET - 36 INCHES
WC0005 |  | 1302073-36 |  | CABLE, ETHERNET - 36 INCHES
WC0007 |  | 1302073-36 |  | CABLE, ETHERNET - 36 INCHES
WC0008 |  | 1302073-36 |  | CABLE, ETHERNET - 36 INCHES
WC0009 |  | 1302073-36 |  | CABLE, ETHERNET - 36 INCHES
WC0012 |  | 1302073-36 |  | CABLE, ETHERNET - 36 INCHES
WC0014 |  | 1302073-36 |  | CABLE, ETHERNET - 36 INCHES
WC0041 |  | 1302073-36 |  | CABLE, ETHERNET - 36 INCHES
WC0042 |  | 1302073-36 |  | CABLE, ETHERNET - 36 INCHES
WC0043 |  | 1302073-36 |  | CABLE, ETHERNET - 36 INCHES
WC0101 |  | 1302073-36 |  | CABLE, COMMUNICATION CABLE - 36 INCHES
WC0680 |  | 1302073-36 |  | CABLE, COMMUNICATION CABLE - 36 INCHES
WC4524 |  | 1022941-12 |  | TPE, 1 PAIR TWISTED SHIELDED
WC4749 |  | 1022941-13 |  | TPE, 1 TRIAD TWISTED SHIELDED
WC5018 |  | 1022941-22 |  | TPE, 1 PAIR TWISTED SHIELDED
WC5500 |  | 1022941-22 |  | TPE, 1 PAIR TWISTED SHIELDED
WC8009 |  | 1022941-22 |  | TPE, 1 PAIR TWISTED SHIELDED
WC8040 |  | 1322418-90 |  | CABLE, SYTSTEM FUNCTION
WC8041 |  | 1322418-90 |  | CABLE, SUPPLIED BY OTHERS
WC8042 |  | 1322418-90 |  | CABLE, SUPPLIED BY OTHERS
WC8043 |  | 1322418-90 |  | CABLE, SUPPLIED BY OTHERS
WC8066 |  | 1022941-22 |  | TPE, 1 PAIR TWISTED SHIELDED
WC8067 |  | 1022941-22 |  | TPE, 1 PAIR TWISTED SHIELDED
WC8069 |  | 1022941-22 |  | TPE, 1 PAIR TWISTED SHIELDED
WC8101 |  | 1022941-32 |  | TPE, 1 PAIR TWISTED SHIELDED
WC8102 |  | 1022941-32 |  | TPE, 1 PAIR TWISTED SHIELDED
WC8201 |  | 1022941-32 |  | TPE, 1 PAIR TWISTED SHIELDED
WC8301 |  | 1022941-32 |  | TPE, 1 PAIR TWISTED SHIELDED
WC9017 |  | 1302073-36 |  | CABLE, ETHERNET - 36 INCHES

## Part Number List
Part Number List |  | SolarTools ver. 24.0.84.24712 (Jul 31, 2025)
Project # | J0750
Report date: 1/21/2026 7:05 AM
Project Name | UCONN T70
Revision | A
Controls DE | D. SANDOVAL
Phone: | 0
Controls ME | P. LLAMEDO
Phone:
Device ID | Part Number | Description | Location
CCKA0982 | CUSTOMER DEFINED | CUSTOMER CONNECTION, FIRE DETECTED SIGNAL | CUSTOMER FIRE AND GAS SIGNALS
CCKA0984 | CUSTOMER DEFINED | CUSTOMER CONNECTION, GAS DETECTED SIGNAL | CUSTOMER FIRE AND GAS SIGNALS
AP0601 | 1089241-20 | MODULE, BLANK FILLER | GENERATOR PANEL
AP0602 | 1089241-40 | 1756-EN2TRXT, ETHERNET | GENERATOR PANEL
AP0603 | 1089241-40 | 1756-EN2TRXT, ETHERNET | GENERATOR PANEL
AP0604 | 1089241-7 | 1756-DHRIOXT, DATA HIGHWAY (+) | GENERATOR PANEL
AP0605 | 1089241-36 | 1756-EN2TXT, ETHERNET | GENERATOR PANEL
AP0606 | 1089241-40 | 1756-EN2TRXT, ETHERNET | GENERATOR PANEL
AR0600 | 1089241-29 | RACK CHASSIS, 1756-A7XT (7 SLOT) | GENERATOR PANEL
AT0140 | 2769310-1,2769310-4 | MODULE, DESC-250 | GENERATOR PANEL
AT0600 | 1089241-43 | 1756-L83EXTS, CONTOLLER^GUARDLOGIX | GENERATOR PANEL
AT0680 | 1634974-100 | GATEWAY MODULE, TURBOTRONIC GATEWAY | GENERATOR PANEL
FU0010 | 1043265-1,1043265-5 | FUSE, 10A | GENERATOR PANEL
FU0011 | 1043265-1,1043265-7 | FUSE, 20A | GENERATOR PANEL
FU0012 | 1043265-1,1043265-5 | FUSE, 10A | GENERATOR PANEL
FU0013 | 1043265-1,1043265-5 | FUSE, 10A | GENERATOR PANEL
FU0014 | 1043265-1,1043265-5 | FUSE, 10A | GENERATOR PANEL
FU0015 | 1043265-1,1043265-5 | FUSE, 10A | GENERATOR PANEL
FU0017 | [2]1043265-1,[2]1043265-5 | FUSE, 10A | GENERATOR PANEL
FU0136 | 1043265-1,1043265-9 | FUSE, 30A | GENERATOR PANEL
FU0313 | 1043265-1,1043265-7 | FUSE, 20A | GENERATOR PANEL
FU0314 | 1043265-1,1043265-7 | FUSE, 20A | GENERATOR PANEL
FU0330 | 1043265-9 | FUSE, 30A | GENERATOR PANEL
FU0332 | 1043265-1,1043265-7 | FUSE, 20A | GENERATOR PANEL
FU0333 | 1043265-1,1043265-4 | FUSE, 5A | GENERATOR PANEL
FU0334 | 1043265-1,1043265-4 | FUSE, 5A | GENERATOR PANEL
FU0335 | 1043265-1,1043265-4 | FUSE, 5A | GENERATOR PANEL
FU0680 | 1043265-1,1043265-4 | FUSE, 5A | GENERATOR PANEL
GR0142 | 903849C1 | RAIL GROUND, DIN RAIL GROUNDING | GENERATOR PANEL
GR0143 | 903849C1 | RAIL GROUND, DIN RAIL GROUNDING | GENERATOR PANEL
GR0144 | 903849C1 | RAIL GROUND, DIN RAIL GROUNDING | GENERATOR PANEL
GR0145 | 903849C1 | RAIL GROUND, DIN RAIL GROUNDING | GENERATOR PANEL
GR0146 | 903849C1 | RAIL GROUND, DIN RAIL GROUNDING | GENERATOR PANEL
KA0121 | 1061979-1 | RELAY, AUTOMATIC CLOSE CIRCUIT BREAKER | GENERATOR PANEL
KA0123 | 1061979-1 | RELAY, CGCM #1 ENABLED | GENERATOR PANEL
KA0161 | 1061979-1 | RELAY, TURBINE RUNNING STATUS | GENERATOR PANEL
KA0162 | 1061979-1 | RELAY, WHRS PURGE FLOW ESTABLISHED | GENERATOR PANEL
KA0163 | 1061979-1 | RELAY, WASTE HEAT READY | GENERATOR PANEL
KA0180 | 1061979-1 | RELAY, 90% SPEED | GENERATOR PANEL
KA0185 | 1061979-1 | RELAY, PERMISSIVE CLOSE CIRCUIT BREAKER | GENERATOR PANEL
KA0310 | 1061979-1 | RELAY, CGCM #1 FAULT | GENERATOR PANEL
KA0313 | 1076251-1,1076251-2 | RELAY, PMG INPUT #1 | GENERATOR PANEL
KA0330 | 1061979-1 | RELAY, CLOSED CIRCUIT BREAKER | GENERATOR PANEL
KA0331 | 1061979-1 | RELAY, MAIN UTILITY BREAKER AUXILIARY CONTACT CLOSED | GENERATOR PANEL
KA0332 | 1061979-1 | RELAY, CLOSE CONTROL CIRCUIT BREAKER | GENERATOR PANEL
KA0333 | 1061979-1 | RELAY, TRIP CONTROL CIRCUIT BREAKER | GENERATOR PANEL
KA0335 | 1061979-1 | RELAY, NO EMERGENCY SHUTDOWN SUMMARY | GENERATOR PANEL
KA0336 | 1061979-1 | RELAY, CONTROLLER ACTIVE | GENERATOR PANEL
KA4100 | 1061979-1 | RELAY, GENERATOR HEATER DISABLED | GENERATOR PANEL
UJ0131 | 1286570-1 | POWER CONVERTER, AC/DC INPUT TO 28V DC OUTPUT | GENERATOR PANEL
UV0600 | 1089241-28 | POWER SUPPLY, RSLOGIX CHASSIS | GENERATOR PANEL
XT0011 | 1066730-16,1066730-17,1066730-18 | TERMINAL STRIP, 2 CONDUCTOR | GENERATOR PANEL
XT0014 | 1247052-1 | BUS BAR, SYSTEM FUNCTION (USE) | GENERATOR PANEL
XT0134 | 1066730-16,1066730-17,1066730-18 | TERMINAL STRIP, 2 CONDUCTOR | GENERATOR PANEL
XT0135 | 1066730-7,1066730-8,1067996-4 | TERMINAL BLOCK, SPRING, 4 CONDUCTOR,30-12 AWG (0.05-3.31 MM2),NON-IS | GENERATOR PANEL
XT0138 | 1066730-16,1066730-17,1066730-18 | TERMINAL STRIP, 2 CONDUCTOR | GENERATOR PANEL
XT0139 | 1066730-7,1066730-8,1067996-4 | TERMINAL BLOCK, SPRING, 4 CONDUCTOR,30-12 AWG (0.05-3.31 MM2),NON-IS | GENERATOR PANEL
XT0233 | 1066730-7,1066730-8,1067996-4 | TERMINAL BLOCK, SPRING, 4 CONDUCTOR,30-12 AWG (0.05-3.31 MM2),NON-IS | GENERATOR PANEL
XT0235 | 1066730-7,1066730-8,1067996-4 | TERMINAL BLOCK, SPRING, 4 CONDUCTOR,30-12 AWG (0.05-3.31 MM2),NON-IS | GENERATOR PANEL
XT0238 | 1066730-7,1066730-8,1067996-4 | TERMINAL BLOCK, SPRING, 4 CONDUCTOR,30-12 AWG (0.05-3.31 MM2),NON-IS | GENERATOR PANEL
XT0313 | 1066730-7,1066730-8,1067996-4 | TERMINAL BLOCK, SPRING, 4 CONDUCTOR,30-12 AWG (0.05-3.31 MM2),NON-IS | GENERATOR PANEL
XT0332 | 1066730-16,1066730-7,1066730-8,1067996-4 | TERMINAL BLOCK, SPRING, 4 CONDUCTOR,30-12 AWG (0.05-3.31 MM2),NON-IS | GENERATOR PANEL
XT0334 | 1066730-7,1066730-8,1067996-4 | TERMINAL BLOCK, SPRING, 4 CONDUCTOR,30-12 AWG (0.05-3.31 MM2),NON-IS | GENERATOR PANEL
XT0335 | 1066730-7,1066730-8,1067996-4 | TERMINAL BLOCK, SPRING, 4 CONDUCTOR,30-12 AWG (0.05-3.31 MM2),NON-IS | GENERATOR PANEL
XT0336 | 1066730-7,1066730-8,1067996-4 | TERMINAL BLOCK, SPRING, 4 CONDUCTOR,30-12 AWG (0.05-3.31 MM2),NON-IS | GENERATOR PANEL
XT0337 | 1066730-7,1066730-8,1067996-82 | TERMINAL BLOCK, SPRING, 4 CONDUCTOR,30-12 AWG (0.05-3.31 MM2),NON-IS | GENERATOR PANEL
XT0338 | 1066730-7 | TERMINAL BLOCK, SPRING, 4 CONDUCTOR,30-12 AWG (0.05-3.31 MM2),NON-IS | GENERATOR PANEL
XT0350 | 1066730-16,1066730-17,1066730-18 | TERMINAL STRIP, 2 CONDUCTOR | GENERATOR PANEL
XT0351 | 1066730-7,1066730-8,1067996-82 | TERMINAL BLOCK, SPRING, 4 CONDUCTOR,30-12 AWG (0.05-3.31 MM2),NON-IS | GENERATOR PANEL
XT0352 | 1066730-16,1066730-17,1066730-18 | TERMINAL STRIP, 2 CONDUCTOR | GENERATOR PANEL
XT0360 | 1066730-7,1066730-8,1067996-4 | TERMINAL BLOCK, SPRING, 4 CONDUCTOR,30-12 AWG (0.05-3.31 MM2),NON-IS | GENERATOR PANEL
XT0370 | 1066730-7,1066730-8,1067996-4 | TERMINAL BLOCK, SPRING, 4 CONDUCTOR,30-12 AWG (0.05-3.31 MM2),NON-IS | GENERATOR PANEL
XT0680 | 1066730-7,1066730-8,1067996-4 | TERMINAL BLOCK, SPRING, 4 CONDUCTOR,30-12 AWG (0.05-3.31 MM2),NON-IS | GENERATOR PANEL
XT2370 | 1066730-16 | TERMINAL STRIP, 2 CONDUCTOR | GENERATOR PANEL
AF0081 | 2684693-17,2684693-23 | 5094-IB16XT, 16 DISCRETE INPUT | JB100
AF0082 | 2684693-19,2684693-33 | 5094-IY8XT, 8 ANALOG INPUT, TC/RTD/ I&V | JB100
AF0083 | 2684693-19,2684693-33 | 5094-IY8XT, 8 ANALOG INPUT, TC/RTD/ I&V | JB100
AF0084 | 2684693-18,2684693-56 | 5094-IF8IHXT, 8 ANALOG INPUT, ISOLATED | JB100
AF0085 | 2684693-18,2684693-56 | 5094-IF8IHXT, 8 ANALOG INPUT, ISOLATED | JB100
AF0091 | 2684693-17,2684693-23 | 5094-IB16XT, 16 DISCRETE INPUT | JB100
AF0092 | 2684693-17,2684693-25 | 5094-OB8XT, 8 DISCRETE OUTPUT | JB100
AF0400 | 1322418-31,1322418-40,1322418-72,1322418-73 | 1444-TSCX02-02RB, 2-CH TACHOMETER INPUT^DYNAMIX 1444 VIBRATION | JB100
AF0410 | 1322418-11,1322418-20,1322418-70,1322418-71 | 1444-DYN04-01RA, 4-CH VIBRATION INPUT^DYNAMIX 1444 VIBRATION | JB100
AF0420 | 1322418-11,1322418-20,1322418-70,1322418-71 | 1444-DYN04-01RA, 4-CH VIBRATION INPUT^DYNAMIX 1444 VIBRATION | JB100
AF0430 | 1322418-11,1322418-20,1322418-70,1322418-71 | 1444-DYN04-01RA, 4-CH VIBRATION INPUT^DYNAMIX 1444 VIBRATION | JB100
AF0450 | 1322418-11,1322418-20,1322418-70,1322418-71 | 1444-DYN04-01RA, 4-CH VIBRATION INPUT^DYNAMIX 1444 VIBRATION | JB100
AU0080 | 2684693-22 | 5094-AENTRXT, FLEX 5000 I/O | JB100
AU0090 | 2684693-22 | 5094-AENTRXT, FLEX 5000 I/O | JB100
FU0080 | 1043265-1,1043265-5 | FUSE, 10A | JB100
FU0090 | 1043265-1,1043265-5 | FUSE, 10A | JB100
FU0091 | 1043265-1,1043265-5 | FUSE, 10A | JB100
FU0093 | 1043265-1,1043265-5 | FUSE, 10A | JB100
FU0100 | 1043265-1,1043265-7 | FUSE, 20A | JB100
FU0113 | [2]1043265-1,[2]1043265-4 | FUSE, 5A | JB100
GR0330 | 903849C1 | RAIL GROUND, DIN RAIL GROUNDING | JB100
GR0331 | 903849C1 | RAIL GROUND, DIN RAIL GROUNDING | JB100
GR0332 | 903849C1 | RAIL GROUND, DIN RAIL GROUNDING | JB100
IEG0330 | 232941-110 | BUS BAR, PACKAGE - INSTRUMENT EARTH GROUNDING | JB100
PEG0330 | 232941-110 | BUS BAR, PACKAGE - POWER EARTH GROUNDING | JB100
UA1520 | 1105411-11 | SIGNAL CONVERTER, BAM 2 SIGNAL CONDITIONER | JB100
XT0080 | 1066730-7,1066730-8,1067996-4 | TERMINAL BLOCK, SPRING, 4 CONDUCTOR,30-12 AWG (0.05-3.31 MM2),NON-IS | JB100
XT0081 | 1066730-7,1066730-8,1067996-4 | TERMINAL BLOCK, SPRING, 4 CONDUCTOR,30-12 AWG (0.05-3.31 MM2),NON-IS | JB100
XT0400 | 1066730-1,1066730-7,1066730-8,1067996-4 | TERMINAL STRIP, 4 CONDUCTOR | JB100
XT1140 | 1066730-7,1066730-8,1067996-4 | TERMINAL BLOCK, SPRING, 4 CONDUCTOR,30-12 AWG (0.05-3.31 MM2),NON-IS | JB100
XT1141 | 1066730-7,1066730-8,1067996-4 | TERMINAL BLOCK, SPRING, 4 CONDUCTOR,30-12 AWG (0.05-3.31 MM2),NON-IS | JB100
XT1521 | 1066730-7 | TERMINAL BLOCK, SPRING, 4 CONDUCTOR,30-12 AWG (0.05-3.31 MM2),NON-IS | JB100
XTFGH | 1066730-1 | TERMINAL STRIP, 4 CONDUCTOR | JB100
AT0170 | 1056244-29 | CONTROLLER, EAGLE QUANTUM PREMIER | JB70
AT1100 | 1577354-4501 | WORKSTATION, VERSA VIEW 1200H | JB70
GR0131 | 903849C1 | RAIL GROUND, DIN RAIL GROUNDING | JB70
HA0472 | 1103208-101 | HORN, AUDIBLE ALARM | JB70
HL0171 | 1016815-21,2380746-7 | LIGHT, FIRE SYSTEM AUTO, GREEN | JB70
HL0172 | 1016815-16,[2]2380746-7 | LIGHT, FIRE SYSTEM INHIBIT, AMBER | JB70
HL0173 | 1016815-20,2380746-7 | LIGHT, FIRE SYSTEM DISCHARGED, RED | JB70
PEG0130 | 232941-110 | BUS BAR, TURBINE - POWER EARTH GROUNDING | JB70
SA0170 | 1016815-18,2380746-9 | SELECTOR SWITCH, FIRE SYSTEM AUTO/INHIBIT | JB70
SA0471 | 1035040-1652,2380746-2 | SELECTOR SWITCH, SPEED | JB70
SA0472 | 1035040-125,2380746-2 | SELECTOR SWITCH, VOLTAGE | JB70
SA0473 | 1035040-1833,2380746-5 | SELECTOR SWITCH, OFF/LOC/AUX/REM | JB70
SB0170 | 1016815-19,[2]2380746-10 | PUSHBUTTON SWITCH, MANUAL RELEASE | JB70
SB0471 | 1035040-119,1064851-1,2380746-1 | PUSHBUTTON SWITCH, HORN SILENCE | JB70
SB0472 | 1035040-32,2380746-4 | PUSHBUTTON SWITCH, EMERGENCY STOP | JB70
SB0473 | 1035040-120,2380746-1 | PUSHBUTTON SWITCH, ACKNOWLEDGE | JB70
SB0474 | 1035040-121,1064851-1,2380746-1 | PUSHBUTTON SWITCH, RESET | JB70
SH0470 | 1035040-108,2380746-3 | LIGHTED SWITCH, STOP/STOPPING, RED | JB70
SH0471 | 1035040-103,2380746-3 | LIGHTED SWITCH, START/STARTING, GREEN | JB70
SH0472 | 1035040-106,2380746-3 | LIGHTED SWITCH, BACKUP SYSTEM ACTIVE/RESET, AMBER | JB70
UV0170 | 1056244-2 | POWER SUPPLY, EAGLE QUANTUM PREMIER | JB70
AF0121 | 2684693-17,2684693-24 | 5094-OB16XT, 16 DISCRETE OUTPUT | JB72
AF0122 | 2684693-17,2684693-23 | 5094-IB16XT, 16 DISCRETE INPUT | JB72
AF0123 | 2684693-19,2684693-33 | 5094-IY8XT, 8 ANALOG INPUT, TC/RTD/ I&V | JB72
AF0181 | 2684693-17,2684693-25 | 5094-OB8XT, 8 DISCRETE OUTPUT | JB72
AF0182 | 2684693-17,2684693-23 | 5094-IB16XT, 16 DISCRETE INPUT | JB72
AF0183 | 2684693-18,2684693-28 | 5094-IB16SXT, 16 DISCRETE INPUT, S | JB72
AF0184 | 2684693-19,2684693-33 | 5094-IY8XT, 8 ANALOG INPUT,TC/RTD/I&V | JB72
AU0120 | 2684693-22 | 5094-AENTRXT, FLEX 5000 I/O | JB72
AU0180 | 2684693-22 | 5094-AENTRXT, FLEX 5000 I/O | JB72
FU0120 | 1043265-1,1043265-5 | FUSE, 10A | JB72
FU0121 | 1043265-1,1043265-5 | FUSE, 10A | JB72
FU0180 | 1043265-1,1043265-5 | FUSE, 10A | JB72
FU0181 | 1043265-1,1043265-5 | FUSE, 10A | JB72
FU0182 | 1043265-1,1043265-5 | FUSE, 10A | JB72
GR0120 | 903849C1 | RAIL GROUND, DIN RAIL GROUNDING | JB72
GR0180 | 903849C1 | RAIL GROUND, DIN RAIL GROUNDING | JB72
IEG0130 | 232941-110 | BUS BAR, GENERATOR - INSTRUMENT EARTH GROUNDING | JB72
KA0128 | 1061979-1 | RELAY, GENERATOR TRIP SUMMARY CIRCUIT BREAKER | JB72
KA0181 | 1061979-1 | RELAY, SPARE | JB72
PEG0140 | 232941-200 | BUS BAR, GENERATOR - POWER EARTH GROUNDING | JB72
RR0851 | 981090C1 | RESISTOR, 3.01K OHM | JB72
RR0852 | 981089C1 | RESISTOR, 1.0K OHM | JB72
XT0085 | 1066730-7,1066730-8,1067996-4 | TERMINAL BLOCK, SPRING, 4 CONDUCTOR,30-12 AWG (0.05-3.31 MM2),NON-IS | JB72
XT0120 | [2]1066730-7,1066730-8,[2]1067996-4 | TERMINAL BLOCK, SPRING, 4 CONDUCTOR,30-12 AWG (0.05-3.31 MM2),NON-IS | JB72
XT0130 | 1066730-32,[2]1066730-7,[2]1066730-8,1067996-4,1067996-82 | TERMINAL BLOCK, SPRING, 4 CONDUCTOR,30-12 AWG (0.05-3.31 MM2),NON-IS | JB72
XT0180 | 1066730-7,1066730-8,1067996-4 | TERMINAL BLOCK, SPRING, 4 CONDUCTOR,30-12 AWG (0.05-3.31 MM2),NON-IS | JB72
FU0137 | 1043265-1,1043265-7 | FUSE, 20A | LEFT RAIL
FU0139 | 1043265-1,1043265-4 | FUSE, 5A | LEFT RAIL
FU0210 | 1043265-1,1043265-7 | FUSE, 20A | LEFT RAIL
FU0211 | 1043265-1,1043265-4 | FUSE, 5A | LEFT RAIL
FU0212 | 1043265-1,1043265-3 | FUSE, 2A | LEFT RAIL
FU1100 | 1043265-1,1043265-5 | FUSE, 10A | LEFT RAIL
FU1101 | 1043265-1,1043265-3 | FUSE, 2A | LEFT RAIL
GR1100 | 903849C1 | RAIL GROUND, DIN RAIL GROUNDING | LEFT RAIL
PC0470 | 2271605-1 | TIMER/COUNTER, ENGINE HOUR / START COUNTER | LEFT RAIL
UA1200 | 1053834-8 | BUOS MODULE, BACKUP OVERSPEED | LEFT RAIL
CC9000 | CUSTOMER DEFINED | CUSTOMER INPUT, LIQUID FUEL ACTIVE | PANEL
CC9001 | CUSTOMER DEFINED | CUSTOMER INPUT, GAS COMPRESSOR | PANEL
CC9002 | CUSTOMER DEFINED | CUSTOMER INPUT, TURBINE COOLDOWN SHUTDOWN SUMMARY | PANEL
CC9003 | CUSTOMER DEFINED | CUSTOMER INPUT, LIQUID FUEL ACTIVE | PANEL
CC9004 | CUSTOMER DEFINED | CUST CONN, FUEL FLOW, BOP PLC^4-20 mA=0-12,000 LB/HR(GAS FUEL)^4-20 mA=0-15000 LB/HR | PANEL
CC9005 | CUSTOMER DEFINED | CUST CONN, PERCENT_LOAD^4-20 mA=0-120% | PANEL
SB7510 | CUSTOMER DEFINED | PUSHBUTTON SWITCH, START (CUSTOMER) | PANEL
SB7511 | CUSTOMER DEFINED | PUSHBUTTON SWITCH, NORMAL STOP (CUSTOMER) | PANEL
SB7512 | CUSTOMER DEFINED | PUSHBUTTON SWITCH, EMERGENCY STOP (CUSTOMER) | PANEL
SB7551 | CUSTOMER DEFINED | PUSHBUTTON SWITCH, VOLTAGE INCREASE (CUSTOMER) | PANEL
SB7552 | CUSTOMER DEFINED | PUSHBUTTON SWITCH, VOLTAGE DECREASE (CUSTOMER) | PANEL
GR1210 | [2]903849C1 | RAIL GROUND, DIN RAIL GROUNDING | PROX JB4
UA1210 | 190817-51 | PROXIMITOR, ENGINE BEARING #1^(GAS PRODUCER X-AXIS) | PROX JB4
UA1211 | 190817-51 | PROXIMITOR, ENGINE BEARING #1^(GAS PRODUCER Y-AXIS) | PROX JB4
UA1220 | 190817-191 | PROXIMITOR, ENGINE BEARING #2^(GAS PRODUCER X-AXIS) | PROX JB4
UA1221 | 190817-191 | PROXIMITOR, ENGINE BEARING #2^(GAS PRODUCER Y-AXIS) | PROX JB4
UA1230 | 190817-91 | PROXIMITOR, ENGINE BEARING #3^(GAS PRODUCER X-AXIS) | PROX JB4
UA1231 | 190817-91 | PROXIMITOR, ENGINE BEARING #3^(GAS PRODUCER Y-AXIS) | PROX JB4
UA1262 | 190817-51 | PROXIMITOR, ENGINE BEARING AXIAL^(GAS PRODUCER Z-AXIS) | PROX JB4
UA1263 | 190817-51 | PROXIMITOR, ENGINE KEYPHASOR^(GAS PRODUCER) | PROX JB4
AT0175 | 1056244-5 | 8 CHANNEL ED I/O, EAGLE QUANTUM PREMIER | RIGHT RAIL
AT0176 | 1056244-5 | 8 CHANNEL ED I/O, EAGLE QUANTUM PREMIER | RIGHT RAIL
AT0178 | 1056244-5 | 8 CHANNEL ED I/O, EAGLE QUANTUM PREMIER | RIGHT RAIL
FU0170 | 1043265-1,1043265-6 | FUSE, 15A | RIGHT RAIL
GR0170 | [2]903849C1 | RAIL GROUND, DIN RAIL GROUNDING | RIGHT RAIL
KA0170 | 1061979-1 | RELAY, FIRE & GAS SYS TROUBLE | RIGHT RAIL
KA0172 | 1061979-1 | RELAY, FIRE DETECTED (CUSTOMER) | RIGHT RAIL
KA0174 | 1061979-1 | RELAY, GAS DETECTED (CUSTOMER) | RIGHT RAIL
KA0176 | 1061979-1 | RELAY, VENTILATION REQUIRED | RIGHT RAIL
KA0178 | 1061979-1 | RELAY, LOCAL HORN CONTROL (EQP) | RIGHT RAIL
KA0875 | 1061979-1 | RELAY, LOCAL HORN CONTROL (PLC) | RIGHT RAIL
KA6510 | 1061979-1 | RELAY, FIRE SYSTEM AUTO/INHIBIT | RIGHT RAIL
KA6511 | 1061979-1 | RELAY, FIRE SYSTEM AUTO/INHIBIT | RIGHT RAIL
PC0471 | 2271605-1 | TIMER/COUNTER, LIQUID FUEL COUNTER HOUR / START | RIGHT RAIL
RR0170 | 912137C1 | RESISTOR, 10K OHM | RIGHT RAIL
RR0175A | 912137C1 | RESISTOR, 10K OHM | RIGHT RAIL
RR0175D | 912137C1 | RESISTOR, 10K OHM | RIGHT RAIL
RR0175I | 912137C1 | RESISTOR, 10K OHM | RIGHT RAIL
RR0175M | 912137C1 | RESISTOR, 10K OHM | RIGHT RAIL
RR0175S5 | 912137C1 | RESISTOR, 10K OHM | RIGHT RAIL
RR0176S4 | 912137C1 | RESISTOR, 10K OHM | RIGHT RAIL
RR0176S5 | 912137C1 | RESISTOR, 10K OHM | RIGHT RAIL
RR0176S7 | 912137C1 | RESISTOR, 10K OHM | RIGHT RAIL
RR0178 | 912137C1 | RESISTOR, 10K OHM | RIGHT RAIL
RR0178S7 | 912137C1 | RESISTOR, 10K OHM | RIGHT RAIL
RR0853 | 912137C1 | RESISTOR, 10K OHM | RIGHT RAIL
RR0854 | 912137C1 | RESISTOR, 10K OHM | RIGHT RAIL
VD0175A | 960592C1 | DIODE, 15 pF | RIGHT RAIL
VD0175D | 960592C1 | DIODE, 15 pF | RIGHT RAIL
VD0175I | 960592C1 | DIODE, 15 pF | RIGHT RAIL
VD0178 | 960592C1 | DIODE, 15 pF | RIGHT RAIL
VD6211 | 960592C1 | DIODE, 15 pF | RIGHT RAIL
XT0170 | 1066730-7,1066730-8,1067996-11 | TERMINAL BLOCK, SPRING, 4 CONDUCTOR,30-12 AWG (0.05-3.31 MM2),NON-IS | RIGHT RAIL
XT0171 | 1066730-7,1066730-8,1067996-11 | TERMINAL BLOCK, SPRING, 4 CONDUCTOR,30-12 AWG (0.05-3.31 MM2),NON-IS | RIGHT RAIL
XT0172 | 1066730-7,1066730-8,1067996-11 | TERMINAL BLOCK, SPRING, 4 CONDUCTOR,30-12 AWG (0.05-3.31 MM2),NON-IS | RIGHT RAIL
AF0051 | 2684693-17,2684693-25 | 5094-OB8XT, 8 DISCRETE OUTPUT | TURBINE PANEL
AF0052 | 2684693-17,2684693-24 | 5094-OB16XT, 16 DISCRETE OUTPUT | TURBINE PANEL
AF0053 | 2684693-17,2684693-25 | 5094-OB8XT, 8 DISCRETE OUTPUT | TURBINE PANEL
AF0054 | 2684693-17,2684693-23 | 5094-IB16XT, 16 DISCRETE INPUT | TURBINE PANEL
AF0055 | 2684693-18,2684693-56 | 5094-IF8IHXT, 8 ANALOG INPUT, ISOLATED | TURBINE PANEL
AF0056 | 2684693-18,2684693-56 | 5094-IF8IHXT, 8 ANALOG INPUT, ISOLATED | TURBINE PANEL
AF0057 | 2684693-18,2684693-28 | 5094-IB16SXT, 16 DISCRETE INPUT, S | TURBINE PANEL
AF0061 | 2684693-17,2684693-25 | 5094-OB8XT, 8 DISCRETE OUTPUT | TURBINE PANEL
AF0062 | 2684693-17,2684693-23 | 5094-IB16XT, 16 DISCRETE INPUT | TURBINE PANEL
AF0063 | 2684693-18,2684693-30 | 5094-IF4IHSXT, 4 ANALOG INPUT, S | TURBINE PANEL
AF0064 | 2684693-18,2684693-30 | 5094-IF4IHSXT, 4 ANALOG INPUT, S | TURBINE PANEL
AF0065 | 2684693-18,2684693-27 | 5094-OF8IHXT, 8 ANALOG OUTPUT, ISOLATED | TURBINE PANEL
AF0066 | 2684693-17,2684693-25 | 5094-OB8XT, 8 DISCRETE OUTPUT | TURBINE PANEL
AF0067 | 2684693-21,2684693-36 | 5094-IRT8SXT, 8 RTD/TC ANALOG INPUT, S | TURBINE PANEL
AF0071 | 2684693-18,2684693-32 | 5094-IJ2ISXT, 2 FAST COUNTER INPUT, S | TURBINE PANEL
AF0072 | 2684693-18,2684693-30 | 5094-IF4IHSXT, 4 ANALOG INPUT, S | TURBINE PANEL
AF0073 | 2684693-21,2684693-36 | 5094-IRT8SXT, 8 RTD/TC ANALOG INPUT, S | TURBINE PANEL
AF0074 | 2684693-18,2684693-56 | 5094-IF8IHXT, 8 ANALOG INPUT, ISOLATED | TURBINE PANEL
AF0075 | 2684693-18,2684693-30 | 5094-IF4IHSXT, 4 ANALOG INPUT, S | TURBINE PANEL
AF0076 | 2684693-18,2684693-55 | 5094-OB16SXT, 16 DISCRETE OUTPUT, S | TURBINE PANEL
AU0050 | 2684693-22 | 5094-AENTRXT, FLEX 5000 I/O | TURBINE PANEL
AU0060 | 2684693-22 | 5094-AENTRXT, FLEX 5000 I/O | TURBINE PANEL
AU0070 | 2684693-22 | 5094-AENTRXT, FLEX 5000 I/O | TURBINE PANEL
BA1100 | 1337728-10 | SWITCH, ETAP, DLR INTERFACE | TURBINE PANEL
FU0050 | 1043265-1,1043265-5 | FUSE, 10A | TURBINE PANEL
FU0051 | 1043265-1,1043265-5 | FUSE, 10A | TURBINE PANEL
FU0052 | 1043265-1,1043265-5 | FUSE, 10A | TURBINE PANEL
FU0053 | 1043265-1,1043265-5 | FUSE, 10A | TURBINE PANEL
FU0054 | 1043265-1,1043265-3,1043265-5 | FUSE, 10A | TURBINE PANEL
FU0055 | 1043265-1,1043265-3,1043265-5 | FUSE, 2A | TURBINE PANEL
FU0060 | 1043265-1,1043265-5 | FUSE, 10A | TURBINE PANEL
FU0061 | 1043265-1,1043265-5 | FUSE, 10A | TURBINE PANEL
FU0063 | 1043265-1,1043265-5 | FUSE, 10A | TURBINE PANEL
FU0064 | 1043265-1,1043265-5 | FUSE, 10A | TURBINE PANEL
FU0070 | 1043265-1,1043265-5 | FUSE, 10A | TURBINE PANEL
FU0071 | 1043265-1,1043265-5 | FUSE, 10A | TURBINE PANEL
GR0132 | 903849C1 | RAIL GROUND, DIN RAIL GROUNDING | TURBINE PANEL
GR0133 | 903849C1 | RAIL GROUND, DIN RAIL GROUNDING | TURBINE PANEL
GR0231 | 903849C1 | RAIL GROUND, DIN RAIL GROUNDING | TURBINE PANEL
GR0233 | 903849C1 | RAIL GROUND, DIN RAIL GROUNDING | TURBINE PANEL
IEG0230 | 232941-110 | BUS BAR, TURBINE - INSTRUMENT EARTH GROUNDING | TURBINE PANEL
KA0130 | 1061979-1 | RELAY, LOWSPEED/OPEN PROBE SETPOINT | TURBINE PANEL
KA0131 | 1061979-1 | RELAY, CONTROLLER ACTIVE | TURBINE PANEL
KA0132 | 1061979-1 | RELAY, CONTROLLER ACTIVE | TURBINE PANEL
KA0133 | 1061979-1 | RELAY, POST LUBE NOT REQUIRED | TURBINE PANEL
KA0134 | 1061979-1 | RELAY, BACKUP COMMAND OFF | TURBINE PANEL
KA0135 | 1061979-1 | RELAY, AC PRE/POST PUMP DRIVE | TURBINE PANEL
KA0136 | 1061979-1 | RELAY, LUBE OIL HEADER PRESSURE HIGH | TURBINE PANEL
KA0137 | 1061979-1 | RELAY, LUBE PUMP INHIBIT | TURBINE PANEL
KA0138 | 1061979-1 | RELAY, BACKUP LUBE OIL PUMP OFF | TURBINE PANEL
KA0141 | 1061979-1 | RELAY, CONTROLLER ACTIVE | TURBINE PANEL
KA0144 | 1061979-1 | RELAY, AC PRE/POST PUMP DRIVE | TURBINE PANEL
KA0183 | 1061979-1 | RELAY, SPARE | TURBINE PANEL
KA0221 | 1061979-1,CUSTOMER DEFINED | RELAY, PRIMARY GAS FUEL SHUTOFF VALVE | TURBINE PANEL
KA0231 | 1061979-1 | RELAY, CONTROLLER ACTIVE | TURBINE PANEL
KA0232 | 1061979-1 | RELAY, CONTROLLER ACTIVE | TURBINE PANEL
KA0233 | 1061979-1 | RELAY, CONTROLLER ACTIVE | TURBINE PANEL
KA0234 | 1061979-1 | RELAY, CONTROLLER ACTIVE | TURBINE PANEL
KA0235 | 1061979-1 | RELAY, NO EMERGENCY SHUTDOWN SUMMARY | TURBINE PANEL
KA0236 | 1061979-1 | RELAY, NO EMERGENCY SHUTDOWN SUMMARY | TURBINE PANEL
KA0237 | 1061979-1 | RELAY, NO EMERGENCY SHUTDOWN SUMMARY | TURBINE PANEL
KA0238 | 1061979-1 | RELAY, NO EMERGENCY SHUTDOWN SUMMARY | TURBINE PANEL
KA0239 | 1061979-1 | RELAY, NO EMERGENCY SHUTDOWN SUMMARY | TURBINE PANEL
KA0240 | 1061979-1 | RELAY, NO EMERGENCY SHUTDOWN SUMMARY | TURBINE PANEL
KA0241 | 1061979-1 | RELAY, BACKUP SYSTEM RESET | TURBINE PANEL
KA0242 | 1061979-1 | RELAY, BACKUP SYSTEM RESET | TURBINE PANEL
KA0243 | 1061979-1 | RELAY, NO FIRE DETECTED | TURBINE PANEL
KA0244 | 1061979-1 | RELAY, NO FIRE DETECTED | TURBINE PANEL
KA0245 | 1061979-1 | RELAY, NO GAS DETECTED | TURBINE PANEL
KA0246 | 1061979-1 | RELAY, NO FIRE DETECTED | TURBINE PANEL
KA0247 | 1061979-1 | RELAY, NO FIRE DETECTED | TURBINE PANEL
KA0248 | 1061979-1 | RELAY, NO EMERGENCY SHUTDOWN SUMMARY | TURBINE PANEL
KA0249 | 1061979-1 | RELAY, NO GAS DETECTED | TURBINE PANEL
KA0250 | 1061979-1 | RELAY, NO EMERGENCY SHUTDOWN SUMMARY | TURBINE PANEL
KA0337 | 1061979-1 | RELAY, CUSTOMER STOP RELAY | TURBINE PANEL
KA0505 | 1061979-1 | RELAY, SPARE | TURBINE PANEL
KA1020 | 1061979-1 | RELAY, IGNITION START | TURBINE PANEL
KA2124 | 1061979-1 | RELAY, SECONDARY GAS FUEL SHUTOFF VALVE | TURBINE PANEL
KA2160 | 1061979-1 | RELAY, SPARE | TURBINE PANEL
KA2161 | 1061979-1 | RELAY, SPARE | TURBINE PANEL
KA2220 | 1061979-1 | RELAY, PRIMARY LIQUID FUEL | TURBINE PANEL
KA2222 | 1061979-1 | RELAY, LIQ SEC SHUTOFF | TURBINE PANEL
KA3103 | 1061979-1 | RELAY, LUBE OIL TANK HEATER | TURBINE PANEL
KA3270 | 1061979-1 | RELAY, LUBE OIL TANK VENT FAN | TURBINE PANEL
KA6211 | 1061979-1 | RELAY, DRIVER ENCLOSURE^VENT FAN #1 | TURBINE PANEL
KA9000 | 1061979-1 | RELAY, LIQUID ACTIVE | TURBINE PANEL
KA9001 | 1061979-1 | RELAY, TURBINE NOT ON GAS FUEL | TURBINE PANEL
KA9002 | 1061979-1 | RELAY, TURBINE COOL DOWN^SHUTDOWN SUMMARY | TURBINE PANEL
KA9003 | 1061979-1 | RELAY, TURBINE FAST-STOP^SHUTDOWN SUMMARY | TURBINE PANEL
KT0140 | 2651077-1 | TIMER RELAY, BACKUP PUMP POST LUBE OFF CYCLE | TURBINE PANEL
KT0141 | 2651077-1 | TIMER RELAY, BACKUP POST LUBE CONTINUOUS | TURBINE PANEL
KT0142 | 2651077-1 | TIMER RELAY, TOTAL POST LUBE | TURBINE PANEL
KT0143 | 2651077-1 | TIMER RELAY, BACKUP PUMP POST LUBE ON CYCLE | TURBINE PANEL
KT0144 | 2651077-1 | TIMER RELAY, HEADER PRESSURE HIGH BACKUP PUMP OFF | TURBINE PANEL
KT0145 | 2651077-1 | TIMER RELAY, FIRE DETECTED ROLLDOWN LUBE | TURBINE PANEL
KT0146 | 2651077-3 | TIMER RELAY, WATCHDOG | TURBINE PANEL
XT0050 | 1066730-32,1066730-7,1066730-8,1067996-4 | TERMINAL BLOCK, SPRING, 4 CONDUCTOR,30-12 AWG (0.05-3.31 MM2),NON-IS | TURBINE PANEL
XT0060 | 1066730-7,1066730-8,1067996-4 | TERMINAL BLOCK, SPRING, 4 CONDUCTOR,30-12 AWG (0.05-3.31 MM2),NON-IS | TURBINE PANEL
XT0070 | 1066730-7,1066730-8,1067996-4 | TERMINAL BLOCK, SPRING, 4 CONDUCTOR,30-12 AWG (0.05-3.31 MM2),NON-IS | TURBINE PANEL
XT0136 | 1066730-7,1066730-8,1067996-82 | TERMINAL BLOCK, SPRING, 4 CONDUCTOR,30-12 AWG (0.05-3.31 MM2),NON-IS | TURBINE PANEL
XT0137 | 1066730-5,1066730-7,1067996-4 | TERMINAL BLOCK, SPRING, 4 CONDUCTOR,30-12 AWG (0.05-3.31 MM2),NON-IS | TURBINE PANEL
XT0236 | 1066730-7,1066730-8,1067996-82 | TERMINAL BLOCK, SPRING, 4 CONDUCTOR,30-12 AWG (0.05-3.31 MM2),NON-IS | TURBINE PANEL
XT0237 | 1066730-10,1066730-9,1067996-4 | DIODE TERMINAL STRIP, 4 CONDUCTOR | TURBINE PANEL
XT0240 | 1066730-7,1066730-8,1067996-4 | TERMINAL BLOCK, SPRING, 4 CONDUCTOR,30-12 AWG (0.05-3.31 MM2),NON-IS | TURBINE PANEL

## JB70_S
JB70
Project # | J0750
Project Name | UCONN T70
Revision | A
Controls DE | D. SANDOVAL
Phone: | 0
Controls ME | P. LLAMEDO
Phone:
From | [5 empty] | To
Device ID | Wire No. | Wire ID | Gauge/Size | Length | Device ID | Location | Bundle Name
AT1100:NEG | -0V | WHT | 14 | 200 | XT0134:3 | TURBINE PANEL | AT1100
AT1100:POS | FU1100 | WHT | 14 | 140 | FU1100:LD | LEFT RAIL
AT0170:25 | AT017025 | WHT | 20 | 220 | KA0172:A1 | RIGHT RAIL | AT-R/RAIL
AT0170:31 | AT017031 | WHT | 20 | 220 | KA0174:A1 | RIGHT RAIL
AT0170:45 | AT017045 | WHT | 20 | 220 | XT0170:5 | RIGHT RAIL
AT0170:46 | AT017046 | WHT | 20 | 220 | XT0170:6 | RIGHT RAIL
AT0170:11 | SA0170B113 | WHT | 20 | 220 | XT0170:11 | RIGHT RAIL
AT0170:12 | SA0170B114 | WHT | 20 | 220 | XT0170:12 | RIGHT RAIL
AT0170:24 | FU0139 | WHT | 20 | 200 | XT0240:12 | TURBINE PANEL | AT-TURB
AT0170:30 | FU0139 | WHT | 20 | 200 | XT0240:12 | TURBINE PANEL
AT0170:26 | KA0243A1 | WHT | 20 | 200 | XT0240:7 | TURBINE PANEL
AT0170:32 | KA0245A1 | WHT | 20 | 200 | XT0240:8 | TURBINE PANEL
AT0170:1 | UV01705 | WHT | 14 | 80 | UV0170:5(+) | JB70 | AT0170
AT0170:2 | UV01706 | WHT | 14 | 80 | UV0170:6(-) | JB70
AT0170:3 | UV01707 | WHT | 14 | 80 | UV0170:7(+) | JB70
AT0170:4 | UV01708 | WHT | 14 | 80 | UV0170:8(-) | JB70
UV0170:2(-) | -0V | WHT | 14 | 220 | XT0170:3 | RIGHT RAIL | UV-R/RAIL
UV0170:4(-) | -0V | WHT | 14 | 220 | XT0170:3 | RIGHT RAIL
UV0170:1(+) | FU0170 | WHT | 14 | 220 | XT0170:2 | RIGHT RAIL
UV0170:3(+) | FU0170 | WHT | 14 | 220 | XT0170:2 | RIGHT RAIL
UV0170:14(-) | LON0N | WHT | 14 | 220 | XT0170:19 | RIGHT RAIL
UV0170:13(+) | LON0P | WHT | 14 | 220 | XT0170:18 | RIGHT RAIL
UV0170:16(-) | LON2N | WHT | 14 | 220 | XT0170:22 | RIGHT RAIL
UV0170:15(+) | LON2P | WHT | 14 | 220 | XT0170:21 | RIGHT RAIL
UV0170:10(-) | UV017010 | WHT | 14 | 220 | AT0175:2P1 | RIGHT RAIL
UV0170:11(+) | UV017011 | WHT | 14 | 220 | AT0176:1P1 | RIGHT RAIL
UV0170:12(-) | UV017012 | WHT | 14 | 220 | AT0176:2P1 | RIGHT RAIL
UV0170:9(+) | UV01709 | WHT | 14 | 220 | AT0175:1P1 | RIGHT RAIL
HL0171:X1 | HL0171X1 | WHT | 20 | 220 | XT0171:13 | RIGHT RAIL | HL0171
HL0171:X2 | HL0171X2 | WHT | 20 | 220 | XT0171:11 | RIGHT RAIL
HL0172:X1 | HL0172X1 | WHT | 20 | 220 | XT0171:16 | RIGHT RAIL | HL0172
HL0172:X2 | HL0172X2 | WHT | 20 | 220 | XT0171:14 | RIGHT RAIL
HL0173:X1 | HL0173X1 | WHT | 20 | 220 | XT0171:19 | RIGHT RAIL | HL0173
HL0173:X2 | HL0173X2 | WHT | 20 | 220 | XT0171:17 | RIGHT RAIL
SA0170:B1-13 | SA0170B113 | WHT | 20 | 220 | XT0170:11 | RIGHT RAIL | SA0170
SA0170:B1-14 | SA0170B114 | WHT | 20 | 220 | XT0170:12 | RIGHT RAIL
SA0170:B2-13 | AT01754P1 | WHT | 20 | 220 | AT0175:4P1 | RIGHT RAIL
SA0170:B2-14 | SA0170B214 | WHT | 20 | 220 | KA6510:A1 | RIGHT RAIL
SB0170:13 | SB017013 | WHT | 20 | 220 | XT0171:9 | RIGHT RAIL | SB0170
SB0170:14 | SB017014 | WHT | 20 | 220 | XT0171:10 | RIGHT RAIL
SA0471:B1-13 | SA0471B113 | WHT | 20 | 200 | AF0054:40 | TURBINE PANEL | SA0471
SA0471:B1-14 | SA0471B114 | WHT | 20 | 200 | AF0054:08 | TURBINE PANEL
SA0471:B2-13 | SA0471B213 | WHT | 20 | 200 | AF0054:39 | TURBINE PANEL
SA0471:B2-14 | SA0471B214 | WHT | 20 | 200 | AF0054:07 | TURBINE PANEL
SA0472:B1-13 | SA0472B113 | WHT | 20 | 200 | AF0062:45 | TURBINE PANEL | SA0472
SA0472:B1-14 | SA0472B114 | WHT | 20 | 200 | AF0062:13 | TURBINE PANEL
SA0472:B2-13 | SA0472B213 | WHT | 20 | 200 | AF0062:44 | TURBINE PANEL
SA0472:B2-14 | SA0472B214 | WHT | 20 | 200 | AF0062:12 | TURBINE PANEL
SA0473:B-A3 | SA0473B-A3 | WHT | 20 | 200 | AF0062:08 | TURBINE PANEL | SA0473
SA0473:B-A4 | SA0473B-A4 | WHT | 20 | 200 | AF0062:40 | TURBINE PANEL
SA0473:B-B1 | SA0473B-B1 | WHT | 20 | 200 | AF0054:06 | TURBINE PANEL
SA0473:B-B2 | SA0473B-B2 | WHT | 20 | 200 | AF0054:38 | TURBINE PANEL
SA0473:W-B1 | SA0473W-B1 | WHT | 20 | 200 | AF0054:05 | TURBINE PANEL
SA0473:W-B2 | SA0473W-B2 | WHT | 20 | 200 | AF0054:37 | TURBINE PANEL
SB0471:11 | SB047111 | WHT | 20 | 200 | AF0054:34 | TURBINE PANEL | SB0471
SB0471:12 | SB047112 | WHT | 20 | 200 | AF0054:02 | TURBINE PANEL
SB0472:B1-12 | ESTOP | WHT | 20 | 200 | XT0137:2 | TURBINE PANEL | SB0472
SB0472:B1-11 | ESTOPA | WHT | 20 | 200 | XT0137:1 | TURBINE PANEL
SB0472:B2-11 | SB047221 | WHT | 20 | 200 | AF0057:36 | TURBINE PANEL
SB0472:B2-12 | SB047222 | WHT | 20 | 200 | AF0057:04 | TURBINE PANEL
SB0473:13 | SB047313 | WHT | 20 | 200 | AF0054:35 | TURBINE PANEL | SB0473
SB0473:14 | SB047314 | WHT | 20 | 200 | AF0054:03 | TURBINE PANEL
SB0474:13 | SB047423 | WHT | 20 | 200 | AF0054:36 | TURBINE PANEL | SB0474
SB0474:14 | SB047424 | WHT | 20 | 200 | AF0054:04 | TURBINE PANEL
SH0470:11 | SH047011 | WHT | 20 | 200 | AF0054:33 | TURBINE PANEL | SH0470
SH0470:12 | SH047012 | WHT | 20 | 200 | AF0054:01 | TURBINE PANEL
SH0470:13 | SH047013 | WHT | 20 | 200 | XT0137:5 | TURBINE PANEL
SH0470:14 | SH047014 | WHT | 20 | 200 | XT0137:6 | TURBINE PANEL
SH0470:X1 | SH0470X1 | WHT | 20 | 200 | AF0052:19 | TURBINE PANEL
SH0470:X2 | SH0470X2 | WHT | 20 | 200 | AF0052:03 | TURBINE PANEL
SH0471:11 | SH047111 | WHT | 20 | 200 | XT0137:3 | TURBINE PANEL | SH0471
SH0471:12 | SH047112 | WHT | 20 | 200 | XT0137:4 | TURBINE PANEL
SH0471:13 | SH047113 | WHT | 20 | 200 | AF0054:32 | TURBINE PANEL
SH0471:14 | SH047114 | WHT | 20 | 200 | AF0054:00 | TURBINE PANEL
SH0471:X1 | SH0471X1 | WHT | 20 | 200 | AF0052:25 | TURBINE PANEL
SH0471:X2 | SH0471X2 | WHT | 20 | 200 | AF0052:09 | TURBINE PANEL
SH0472:X1 | -0V | WHT | 20 | 200 | XT0236:3 | TURBINE PANEL | SH0472
SH0472:13 | FU0139 | WHT | 20 | 200 | XT0236:1 | TURBINE PANEL
SH0472:14 | KA0241A1 | WHT | 20 | 200 | XT0236:2 | TURBINE PANEL
SH0472:11 | SH047211 | WHT | 20 | 200 | XT0236:4 | TURBINE PANEL
SH0472:12 | SH047212 | WHT | 20 | 200 | XT0236:5 | TURBINE PANEL
SH0472:X2 | SH0472X2 | WHT | 20 | 200 | XT0237:2 B1 | TURBINE PANEL

## LEFT RAIL_S
LEFT RAIL
JB70
Project # | J0750
Project Name | UCONN T70
Revision | A
Controls DE | D. SANDOVAL
Phone: | 0
Controls ME | P. LLAMEDO
Phone:
From | [5 empty] | To
Device ID | Wire No. | Wire ID | Gauge/Size | Length | Device ID | Location | Bundle Name
UA1200:J1-8 | UA1200J | WHT | 20 | 60 | UA1200:J3-5 | LEFT RAIL | UA1200
FU1101:LI | FU0137 | WHT | 16 | 160 | XT0139:1 | TURBINE PANEL | FU-TURB
FU0212:LD | FU0212 | WHT | 16 | 160 | XT0233:4 | TURBINE PANEL
FU0212:LD | FU0212 | WHT | 16 | 160 | KA0248:21 | TURBINE PANEL
FU1101:LD | FU1101 | WHT | 16 | 160 | BA1100:POS | TURBINE PANEL
FU1100:LI | FU0136 | WHT | 14 | 160 | XT0138:3 | TURBINE PANEL
FU0139:LI | FU0137 | WHT | 14 | 160 | XT0139:1 | TURBINE PANEL
FU0211:LI | FU0137 | WHT | 14 | 160 | XT0139:3 | TURBINE PANEL
FU0139:LD | FU0139 | WHT | 14 | 160 | XT0136:1 | TURBINE PANEL
FU0210:LD | FU0210 | WHT | 14 | 160 | XT0233:1 | TURBINE PANEL
FU0212:LI | FU0210 | WHT | 14 | 160 | XT0233:1 | TURBINE PANEL
FU0211:LD | FU0211 | WHT | 14 | 160 | KA1020:14 | TURBINE PANEL
FU0137:LI | FU0136 | WHT | 12 | 160 | XT0138:1 | TURBINE PANEL
FU0210:LI | FU0136 | WHT | 12 | 160 | XT0138:4 | TURBINE PANEL
FU0137:LD | FU0137 | WHT | 12 | 160 | XT0139:1 | TURBINE PANEL
UA1200:J1-9 | -0V | WHT | 20 | 160 | XT0235:4 | TURBINE PANEL | UA-TURB
UA1200:J1-10 | FU0212 | WHT | 20 | 160 | XT0233:4 | TURBINE PANEL
UA1200:J2-2 | FU0212 | WHT | 20 | 160 | XT0233:4 | TURBINE PANEL
UA1200:J1-4 | UA1200J14 | WHT | 20 | 160 | AF0076:11 | TURBINE PANEL
UA1200:J1-5 | UA1200J15 | WHT | 20 | 160 | XT0237:1 B1 | TURBINE PANEL
UA1200:J2-1 | UA1200J21 | WHT | 20 | 160 | XT0060:3 | TURBINE PANEL
UA1200:J2-6 | UA1200J26 | WHT | 20 | 160 | KA0130:A2 | TURBINE PANEL
UA1200:J2-7 | UA1200J27 | WHT | 20 | 160 | AF0057:19 | TURBINE PANEL
PC0470:INP_A | -005205 | WHT | 20 | 160 | AF0052:05 | TURBINE PANEL | PC-TURB
PC0470:-PWR | -005221 | WHT | 20 | 160 | AF0052:21 | TURBINE PANEL
PC0470:+PWR | -005237 | WHT | 20 | 160 | AF0052:37 | TURBINE PANEL

## RIGHT RAIL_S
RIGHT RAIL
JB70
Project # | J0750
Project Name | UCONN T70
Revision | A
Controls DE | D. SANDOVAL
Phone: | 0
Controls ME | P. LLAMEDO
Phone:
From | [5 empty] | To
Device ID | Wire No. | Wire ID | Gauge/Size | Length | Device ID | Location | Bundle Name
AT0175:18 | HL0171X1 | WHT | 20 | 100 | XT0171:13 | RIGHT RAIL | AT0175
AT0175:21 | HL0172X1 | WHT | 20 | 100 | XT0171:16 | RIGHT RAIL
AT0175:24 | HL0173X1 | WHT | 20 | 100 | XT0171:19 | RIGHT RAIL
AT0175:2 | SB017013 | WHT | 20 | 100 | XT0171:9 | RIGHT RAIL
AT0175:3 | SB017014 | WHT | 20 | 100 | XT0171:10 | RIGHT RAIL
AT0175:17 | VD0175A | WHT | 20 | 100 | XT0171:12 | RIGHT RAIL
AT0175:23 | VD0175D | WHT | 20 | 100 | XT0171:18 | RIGHT RAIL
AT0175:20 | VD0175I | WHT | 20 | 100 | XT0171:15 | RIGHT RAIL
AT0178:24 | KA0178A2 | WHT | 20 | 100 | XT0170:17 | RIGHT RAIL | AT0178/176
AT0178:23 | VD0178 | WHT | 20 | 100 | XT0170:16 | RIGHT RAIL
AT0176:4P1 | AT01764P1 | WHT | 14 | 60 | AT0178:1P1 | RIGHT RAIL
AT0176:5P1 | AT01765P1 | WHT | 14 | 60 | AT0178:2P1 | RIGHT RAIL
KA0178:A1 | KA0178A1 | WHT | 20 | 100 | XT0170:15 | RIGHT RAIL | KA A1/A2
KA0172:A2 | -0V | WHT | 20 | 100 | XT0170:4 | RIGHT RAIL
KA0176:A2 | -0V | WHT | 20 | 100 | XT0170:3 | RIGHT RAIL
KA0178:A2 | KA0178A2 | WHT | 20 | 100 | XT0170:17 | RIGHT RAIL
KA6510:A2 | KA6510A2 | WHT | 20 | 100 | AT0175:5P1 | RIGHT RAIL
KA0875:14 | FU0170 | WHT | 20 | 100 | XT0170:1 | RIGHT RAIL | KA
KA0875:11 | HA04722 | WHT | 20 | 100 | XT0170:13 | RIGHT RAIL
KA0172:11 | KA017211 | WHT | 20 | 100 | XT0170:7 | RIGHT RAIL
KA0172:14 | KA017212 | WHT | 20 | 100 | XT0170:8 | RIGHT RAIL
KA0174:11 | KA017411 | WHT | 20 | 100 | XT0170:9 | RIGHT RAIL
KA0174:12 | KA017412 | WHT | 20 | 100 | XT0170:10 | RIGHT RAIL
KA0176:11 | KA017611 | WHT | 20 | 100 | XT0171:1 | RIGHT RAIL
KA6510:12 | KA651012 | WHT | 20 | 60 | AT0175:11 | RIGHT RAIL
XT0170:4 | -0V | WHT | 20 | 60 | XT0170:14 | RIGHT RAIL | XT/FU
XT0172:6 | LON1S2 | WHT | 16 | 60 | XT0172:18 | RIGHT RAIL
XT0172:17 | -0V | WHT | 14 | 60 | XT0172:8 | RIGHT RAIL
XT0172:5 | -0V | WHT | 14 | 60 | XT0170:4 | RIGHT RAIL
XT0172:5 | -0V | WHT | 14 | 60 | XT0172:17 | RIGHT RAIL
XT0172:16 | FU0170 | WHT | 14 | 60 | XT0172:7 | RIGHT RAIL
XT0172:4 | FU0170 | WHT | 14 | 60 | XT0170:1 | RIGHT RAIL
XT0172:4 | FU0170 | WHT | 14 | 60 | XT0172:16 | RIGHT RAIL
XT0172:18 | LON1S2 | WHT | 14 | 60 | XT0172:9 | RIGHT RAIL
FU0170:LD | FU0170 | WHT | 14 | 60 | XT0170:2 | RIGHT RAIL
XT0171:2 | -005201 | WHT | 20 | 180 | AF0052:01 | TURBINE PANEL | XT/FU-TURB
XT0170:2 | FU0170 | WHT | 20 | 180 | KA0232:21 | TURBINE PANEL
XT0171:1 | KA017611 | WHT | 20 | 180 | KA0246:11 | TURBINE PANEL
XT0170:3 | -0V | WHT | 14 | 180 | XT0134:2 | TURBINE PANEL
FU0170:LI | FU0136 | WHT | 12 | 180 | XT0138:2 | TURBINE PANEL
KA0875:A1 | -005212 | WHT | 20 | 180 | AF0052:12 | TURBINE PANEL | KA-TURB
KA0875:A2 | -005228 | WHT | 20 | 180 | AF0052:28 | TURBINE PANEL
KA0176:14 | -005233 | WHT | 20 | 180 | AF0052:33 | TURBINE PANEL
KA0170:A1 | -006110 | WHT | 20 | 180 | AF0061:10 | TURBINE PANEL
KA0170:A2 | -006126 | WHT | 20 | 180 | AF0061:26 | TURBINE PANEL
KA0875:14 | FU0170 | WHT | 20 | 180 | KA0232:12 | TURBINE PANEL
KA0176:A1 | KA014422 | WHT | 20 | 180 | KA0144:22 | TURBINE PANEL
KA0178:14 | KA017814 | WHT | 20 | 180 | KA0232:11 | TURBINE PANEL
PC0471:INP_A | -005312 | WHT | 20 | 180 | AF0053:12 | TURBINE PANEL | PC-TURB
PC0471:INP_B | -005314 | WHT | 20 | 180 | AF0053:14 | TURBINE PANEL
PC0471:-PWR | -005330 | WHT | 20 | 180 | AF0053:30 | TURBINE PANEL
PC0471:+PWR | -005344 | WHT | 20 | 180 | AF0053:44 | TURBINE PANEL

## TURBINE PANEL_S
TURBINE PANEL
JB70
Project # | J0750
Project Name | UCONN T70
Revision | A
Controls DE | D. SANDOVAL
Phone: | 0
Controls ME | P. LLAMEDO
Phone:
From | [5 empty] | To
Device ID | Wire No. | Wire ID | Gauge/Size | Length | Device ID | Location | Bundle Name
AU0050:COM | -0V | WHT | 14 | 80 | XT0050:1 | TURBINE PANEL | AU
AU0060:COM | -0V | WHT | 14 | 60 | XT0060:1 | TURBINE PANEL
AU0070:COM | -0V | WHT | 14 | 60 | XT0070:1 | TURBINE PANEL
AU0050:V+ | FU0050 | WHT | 14 | 80 | FU0050:LD | TURBINE PANEL
AU0060:V+ | FU0060 | WHT | 14 | 80 | FU0060:LD | TURBINE PANEL
AU0070:V+ | FU0070 | WHT | 14 | 100 | FU0070:LD | TURBINE PANEL
AF0052:13 | -005213 | WHT | 20 | 100 | XT0237:2 T2 | TURBINE PANEL | AF0050'S
AF0051:COM | -0V | WHT | 14 | 80 | XT0050:2 | TURBINE PANEL
AF0052:COM | -0V | WHT | 14 | 80 | XT0050:2 | TURBINE PANEL
AF0053:COM | -0V | WHT | 14 | 100 | XT0050:3 | TURBINE PANEL
AF0054:COM | AU0050N | WHT | 16 | 60 | AU0050:COM | TURBINE PANEL
AF0054:V+ | AU0050P | WHT | 14 | 60 | AU0050:V+ | TURBINE PANEL
AF0051:V+ | FU0051 | WHT | 14 | 60 | FU0051:LD | TURBINE PANEL
AF0052:V+ | FU0052 | WHT | 14 | 60 | FU0052:LD | TURBINE PANEL
AF0053:V+ | FU0053 | WHT | 16 | 60 | FU0053:LD | TURBINE PANEL
AF0053:20 | SV21242 | WHT | 16 | 100 | XT0060:6 | TURBINE PANEL
AF0066:22 | SV21202 | WHT | 20 | 80 | XT0060:4 | TURBINE PANEL | AF0060'S
AF0064:COM | AF0067N | WHT | 16 | 60 | AF0067:COM | TURBINE PANEL
AF0064:V+ | AF0067P | WHT | 16 | 60 | AF0067:V+ | TURBINE PANEL
AF0062:COM | AU0060N | WHT | 16 | 60 | AU0060:COM | TURBINE PANEL
AF0062:V+ | AU0060P | WHT | 16 | 60 | AU0060:V+ | TURBINE PANEL
AF0066:V+ | FU0064 | WHT | 16 | 120 | FU0064:LD | TURBINE PANEL
AF0061:COM | -0V | WHT | 14 | 60 | XT0060:2 | TURBINE PANEL
AF0065:COM | -0V | WHT | 14 | 80 | XT0060:2 | TURBINE PANEL
AF0066:COM | -0V | WHT | 14 | 80 | XT0060:2 | TURBINE PANEL
AF0061:V+ | FU0061 | WHT | 14 | 100 | FU0061:LD | TURBINE PANEL
AF0076:12 | -007612 | WHT | 20 | 60 | XT0237:1 B2 | TURBINE PANEL | AF0070'S
AF0076:V+ | FU0071 | WHT | 16 | 140 | FU0071:LD | TURBINE PANEL
KA0505:A1 | -005110 | WHT | 20 | 120 | AF0051:10 | TURBINE PANEL | KA A1
KA3270:A1 | -005200 | WHT | 20 | 80 | AF0052:00 | TURBINE PANEL
KA2160:A1 | -005204 | WHT | 20 | 120 | AF0052:04 | TURBINE PANEL
KA2161:A1 | -005207 | WHT | 20 | 120 | AF0052:07 | TURBINE PANEL
KA3103:A1 | -005208 | WHT | 20 | 80 | AF0052:08 | TURBINE PANEL
KA9001:A1 | -005210 | WHT | 20 | 140 | AF0052:10 | TURBINE PANEL
KA9002:A1 | -005211 | WHT | 20 | 140 | AF0052:11 | TURBINE PANEL
KA9003:A1 | -005214 | WHT | 20 | 140 | AF0052:14 | TURBINE PANEL
KA0337:A1 | -005739 | WHT | 20 | 120 | AF0057:39 | TURBINE PANEL
KA0221:A1 | -007602 | WHT | 20 | 60 | AF0076:02 | TURBINE PANEL
KA2220:A1 | -007603 | WHT | 20 | 60 | AF0076:03 | TURBINE PANEL
KA2124:A1 | -007604 | WHT | 20 | 60 | AF0076:04 | TURBINE PANEL
KA2222:A1 | -007606 | WHT | 20 | 60 | AF0076:06 | TURBINE PANEL
KA1020:A1 | -007608 | WHT | 20 | 60 | AF0076:08 | TURBINE PANEL
KA0183:A1 | -007621 | WHT | 20 | 60 | AF0076:21 | TURBINE PANEL
KA0235:A1 | ESTOP | WHT | 20 | 60 | XT0240:4 | TURBINE PANEL
KA0240:A1 | ESTOP | WHT | 20 | 60 | KA0248:A1 | TURBINE PANEL
KA0248:A1 | ESTOP | WHT | 20 | 60 | KA0250:A1 | TURBINE PANEL
KA0130:A1 | KA0130A1 | WHT | 20 | 120 | AF0057:35 | TURBINE PANEL
KA0130:A1 | KA0130A1 | WHT | 20 | 60 | KA0130:11 | TURBINE PANEL
KA0133:A1 | KA0133A1 | WHT | 20 | 120 | AF0052:02 | TURBINE PANEL
KA0134:A1 | KA0134A1 | WHT | 20 | 120 | AF0051:12 | TURBINE PANEL
KA0134:A1 | KA0134A1 | WHT | 20 | 100 | AF0062:10 | TURBINE PANEL
KA0135:A1 | KA0135A1 | WHT | 20 | 140 | KA0144:A1 | TURBINE PANEL
KA0137:A1 | KA0137A1 | WHT | 20 | 140 | KT0142:18 | TURBINE PANEL
KA0131:A1 | KA0231A1 | WHT | 20 | 60 | XT0136:10 | TURBINE PANEL
KA0241:A1 | KA0241A1 | WHT | 20 | 60 | XT0240:6 | TURBINE PANEL
KA0243:A1 | KA0243A1 | WHT | 20 | 60 | XT0240:7 | TURBINE PANEL
KA0244:A1 | KA0243A1 | WHT | 20 | 60 | KA0246:A1 | TURBINE PANEL
KA0245:A1 | KA0245A1 | WHT | 20 | 60 | KA0249:A1 | TURBINE PANEL
KA0245:A1 | KA0245A1 | WHT | 20 | 60 | XT0240:8 | TURBINE PANEL
KA0136:A1 | PS32002 | WHT | 20 | 60 | XT0136:5 | TURBINE PANEL
KA0505:A2 | -005126 | WHT | 20 | 120 | AF0051:26 | TURBINE PANEL | KA A2
KA3270:A2 | -005216 | WHT | 20 | 80 | AF0052:16 | TURBINE PANEL
KA6211:A2 | -005217 | WHT | 20 | 80 | AF0052:17 | TURBINE PANEL
KA2160:A2 | -005220 | WHT | 20 | 120 | AF0052:20 | TURBINE PANEL
KA2161:A2 | -005223 | WHT | 20 | 120 | AF0052:23 | TURBINE PANEL
KA3103:A2 | -005224 | WHT | 20 | 80 | AF0052:24 | TURBINE PANEL
KA9001:A2 | -005226 | WHT | 20 | 140 | AF0052:26 | TURBINE PANEL
KA9002:A2 | -005227 | WHT | 20 | 140 | AF0052:27 | TURBINE PANEL
KA9003:A2 | -005230 | WHT | 20 | 140 | AF0052:30 | TURBINE PANEL
KA0183:A2 | -007605 | WHT | 20 | 60 | AF0076:05 | TURBINE PANEL
KA0221:A2 | -007618 | WHT | 20 | 60 | AF0076:18 | TURBINE PANEL
KA2220:A2 | -007619 | WHT | 20 | 60 | AF0076:19 | TURBINE PANEL
KA2124:A2 | -007620 | WHT | 20 | 60 | AF0076:20 | TURBINE PANEL
KA2222:A2 | -007622 | WHT | 20 | 60 | AF0076:22 | TURBINE PANEL
KA1020:A2 | -007624 | WHT | 20 | 60 | AF0076:24 | TURBINE PANEL
KA0131:A2 | -0V | WHT | 20 | 140 | KT0145:A2 | TURBINE PANEL
KA0135:A2 | -0V | WHT | 20 | 140 | KA0136:A2 | TURBINE PANEL
KA0135:A2 | -0V | WHT | 20 | 140 | KA0144:A2 | TURBINE PANEL
KA0240:A2 | -0V | WHT | 20 | 60 | KA0248:A2 | TURBINE PANEL
KA0241:A2 | -0V | WHT | 20 | 60 | KA0250:A2 | TURBINE PANEL
KA0244:A2 | -0V | WHT | 20 | 60 | KA0246:A2 | TURBINE PANEL
KA0245:A2 | -0V | WHT | 20 | 60 | KA0247:A2 | TURBINE PANEL
KA0245:A2 | -0V | WHT | 20 | 60 | KA0249:A2 | TURBINE PANEL
KA0248:A2 | -0V | WHT | 20 | 60 | KA0250:A2 | TURBINE PANEL
KA0249:A2 | -0V | WHT | 20 | 60 | XT0240:10 | TURBINE PANEL
KA0231:A2 | KA0231A2 | WHT | 20 | 60 | AF0076:26 | TURBINE PANEL
KA2124:14 | -005304 | WHT | 20 | 120 | AF0053:04 | TURBINE PANEL | KA
KA0337:14 | -005707 | WHT | 20 | 120 | AF0057:07 | TURBINE PANEL
KA0233:14 | -006102 | WHT | 20 | 100 | AF0061:02 | TURBINE PANEL
KA0234:14 | -006114 | WHT | 20 | 100 | AF0061:14 | TURBINE PANEL
KA2220:14 | -006602 | WHT | 20 | 100 | AF0066:02 | TURBINE PANEL
KA0221:14 | -006606 | WHT | 20 | 120 | AF0066:06 | TURBINE PANEL
KA0237:14 | -007600 | WHT | 20 | 60 | AF0076:00 | TURBINE PANEL
KA0237:24 | -007601 | WHT | 20 | 60 | AF0076:01 | TURBINE PANEL
KA0242:21 | -024221 | WHT | 20 | 60 | XT0237:1 T2 | TURBINE PANEL
KA0242:24 | -024822 | WHT | 20 | 60 | KA0248:22 | TURBINE PANEL
KA0243:21 | ESTOPC | WHT | 20 | 60 | XT0240:1 | TURBINE PANEL
KA0132:11 | FU0139 | WHT | 20 | 60 | KA0133:11 | TURBINE PANEL
KA0134:11 | FU0139 | WHT | 20 | 60 | KA0136:11 | TURBINE PANEL
KA0138:14 | FU0139 | WHT | 20 | 60 | XT0136:11 | TURBINE PANEL
KA0141:24 | FU0139 | WHT | 20 | 60 | KA0241:24 | TURBINE PANEL
KA0141:24 | FU0139 | WHT | 20 | 60 | XT0136:2 | TURBINE PANEL
KA0236:11 | FU0139 | WHT | 20 | 60 | KA0244:11 | TURBINE PANEL
KA0236:11 | FU0139 | WHT | 20 | 60 | XT0240:12 | TURBINE PANEL
KA0132:11 | FU0139 | WHT | 20 | 140 | KT0145:15 | TURBINE PANEL
KA0130:14 | KA013014 | WHT | 20 | 120 | AF0057:03 | TURBINE PANEL
KA0131:14 | KA013114 | WHT | 20 | 120 | AF0052:06 | TURBINE PANEL
KA0132:22 | KA013222 | WHT | 20 | 60 | KA0137:14 | TURBINE PANEL
KA0132:22 | KA013222 | WHT | 20 | 140 | KT0141:18 | TURBINE PANEL
KA0132:24 | KA013224 | WHT | 20 | 60 | KA0134:14 | TURBINE PANEL
KA0131:11 | KA0135A1 | WHT | 20 | 140 | KA0135:A1 | TURBINE PANEL
KA0136:21 | KA013621 | WHT | 20 | 120 | AF0054:43 | TURBINE PANEL
KA0136:24 | KA013624 | WHT | 20 | 120 | AF0054:11 | TURBINE PANEL
KA0131:12 | KA013724 | WHT | 20 | 100 | KA0137:24 | TURBINE PANEL
KA0137:24 | KA013724 | WHT | 20 | 120 | AF0054:09 | TURBINE PANEL
KA0136:14 | KA013821 | WHT | 20 | 60 | KA0138:21 | TURBINE PANEL
KA0132:21 | KA0138A1 | WHT | 20 | 60 | KA0138:A1 | TURBINE PANEL
KA0141:11 | KA014111 | WHT | 20 | 100 | AF0062:43 | TURBINE PANEL
KA0141:14 | KA014114 | WHT | 20 | 100 | AF0062:11 | TURBINE PANEL
KA0144:22 | KA014422 | WHT | 20 | 60 | KA0249:12 | TURBINE PANEL
KA0231:21 | KA023121 | WHT | 20 | 60 | KA0245:14 | TURBINE PANEL
KA0231:11 | KA0231A1 | WHT | 20 | 60 | KA0231:A1 | TURBINE PANEL
KA0231:11 | KA0231A1 | WHT | 20 | 60 | KA0242:11 | TURBINE PANEL
KA0242:11 | KA0231A1 | WHT | 20 | 60 | XT0136:10 | TURBINE PANEL
KA0232:22 | KA023222 | WHT | 20 | 60 | KA0144:21 | TURBINE PANEL
KA0232:22 | KA023222 | WHT | 20 | 60 | KA0249:11 | TURBINE PANEL
KA0221:11 | KA023524 | WHT | 20 | 60 | KA0235:24 | TURBINE PANEL
KA0236:12 | KA023612 | WHT | 20 | 60 | XT0240:13 | TURBINE PANEL
KA0236:24 | KA023624 | WHT | 20 | 60 | KA2124:11 | TURBINE PANEL
KA0238:14 | KA023814 | WHT | 20 | 60 | KA2222:11 | TURBINE PANEL
KA0239:21 | KA023921 | WHT | 20 | 120 | AF0057:41 | TURBINE PANEL
KA0239:24 | KA023924 | WHT | 20 | 120 | AF0057:09 | TURBINE PANEL
KA0240:24 | KA024024 | WHT | 20 | 60 | KA2220:11 | TURBINE PANEL
KA0235:14 | KA024114 | WHT | 20 | 60 | KA0241:14 | TURBINE PANEL
KA0241:14 | KA024114 | WHT | 20 | 60 | KA0231:24 | TURBINE PANEL
KA0231:14 | KA024214 | WHT | 20 | 60 | KA0242:14 | TURBINE PANEL
KA0242:14 | KA024214 | WHT | 20 | 120 | AF0057:08 | TURBINE PANEL
KA0231:14 | KA024214 | WHT | 20 | 140 | KT0146:18 | TURBINE PANEL
KA0243:11 | KA024311 | WHT | 20 | 120 | AF0057:33 | TURBINE PANEL
KA0243:14 | KA024314 | WHT | 20 | 120 | AF0057:01 | TURBINE PANEL
KA0244:12 | KA024412 | WHT | 20 | 140 | KT0145:A1 | TURBINE PANEL
KA0243:24 | KA024511 | WHT | 20 | 60 | KA0245:11 | TURBINE PANEL
KA0245:21 | KA024521 | WHT | 20 | 120 | AF0057:34 | TURBINE PANEL
KA0245:24 | KA024524 | WHT | 20 | 120 | AF0057:02 | TURBINE PANEL
KA2222:14 | KA222214 | WHT | 20 | 120 | AF0066:08 | TURBINE PANEL
KA0246:14 | KA6211A1 | WHT | 20 | 140 | KA6211:A1 | TURBINE PANEL
KA0138:11 | KM3170EP | WHT | 20 | 60 | XT0136:13 | TURBINE PANEL
KA0132:12 | KT0141A1 | WHT | 20 | 60 | KA0133:12 | TURBINE PANEL
KA0132:12 | KT0141A1 | WHT | 20 | 140 | KT0142:A1 | TURBINE PANEL
KA0138:24 | KT0144B1 | WHT | 20 | 140 | KT0144:B1 | TURBINE PANEL
KA0141:21 | KT0146A1 | WHT | 20 | 60 | KA0241:21 | TURBINE PANEL
KA0141:21 | KT0146A1 | WHT | 20 | 140 | KT0146:A1 | TURBINE PANEL
KA0240:11 | PS32004 | WHT | 20 | 60 | XT0136:6 | TURBINE PANEL
KA0235:11 | UA1200J21 | WHT | 20 | 60 | KA0241:11 | TURBINE PANEL
KA0235:11 | UA1200J21 | WHT | 20 | 60 | XT0060:3 | TURBINE PANEL
KA0241:11 | UA1200J21 | WHT | 20 | 120 | AF0057:00 | TURBINE PANEL
KA0240:14 | UF1300 | WHT | 20 | 60 | XT0136:7 | TURBINE PANEL
KA0337:11 | SB75122 | WHT | 16 | 60 | KA0337:A2 | TURBINE PANEL
KA1020:24 | -0V | WHT | 14 | 80 | XT0135:1 | TURBINE PANEL
KT0140:A2 | -0V | WHT | 20 | 120 | XT0136:3 | TURBINE PANEL | KT L/S
KT0141:18 | KA013222 | WHT | 20 | 60 | KT0144:18 | TURBINE PANEL
KT0142:18 | KA0137A1 | WHT | 20 | 60 | KT0145:18 | TURBINE PANEL
KT0140:16 | KT014115 | WHT | 20 | 60 | KT0141:15 | TURBINE PANEL
KT0140:18 | KT0143A1 | WHT | 20 | 60 | KT0143:A1 | TURBINE PANEL
KT0146:A2 | KT0146A2 | WHT | 20 | 140 | AF0076:29 | TURBINE PANEL
KT0140:15 | FU0139 | WHT | 20 | 60 | KT0142:15 | TURBINE PANEL | KT R/S
KT0140:15 | FU0139 | WHT | 20 | 140 | XT0136:2 | TURBINE PANEL
KT0142:15 | FU0139 | WHT | 20 | 60 | KT0144:A1 | TURBINE PANEL
KT0140:A1 | KT0140A1 | WHT | 20 | 60 | KT0143:16 | TURBINE PANEL
KT0141:A1 | KT0141A1 | WHT | 20 | 60 | KT0143:15 | TURBINE PANEL
KT0146:15 | KT014615 | WHT | 20 | 140 | AF0076:10 | TURBINE PANEL
KT0146:B1 | KT0146B1 | WHT | 20 | 140 | AF0076:13 | TURBINE PANEL
XT0136:12 | -0V | WHT | 20 | 60 | XT0136:3 | TURBINE PANEL | XT
XT0236:3 | -0V | WHT | 20 | 60 | XT0240:9 | TURBINE PANEL
XT0137:2 | ESTOP | WHT | 20 | 60 | XT0240:4 | TURBINE PANEL
XT0137:1 | ESTOPA | WHT | 20 | 60 | XT0240:3 | TURBINE PANEL
XT0136:1 | FU0139 | WHT | 20 | 60 | XT0136:11 | TURBINE PANEL
XT0136:1 | FU0139 | WHT | 20 | 60 | XT0240:12 | TURBINE PANEL
XT0136:4 | FU0139 | WHT | 20 | 60 | XT0136:1 | TURBINE PANEL
XT0236:1 | FU0139 | WHT | 20 | 60 | XT0240:11 | TURBINE PANEL
XT0237:2 B2 | KA023612 | WHT | 20 | 60 | XT0240:13 | TURBINE PANEL
XT0236:2 | KA0241A1 | WHT | 20 | 60 | XT0240:6 | TURBINE PANEL
XT0050:5 | -0V | WHT | 14 | 60 | XT0050:2 | TURBINE PANEL
XT0136:3 | -0V | WHT | 14 | 60 | XT0240:10 | TURBINE PANEL
XT0050:1 | -0V | WHT | 14 | 60 | XT0235:1 | TURBINE PANEL
XT0060:1 | -0V | WHT | 14 | 60 | XT0235:1 | TURBINE PANEL
XT0070:1 | -0V | WHT | 14 | 60 | XT0235:1 | TURBINE PANEL
XT0136:3 | -0V | WHT | 16 | 60 | XT0135:1 | TURBINE PANEL
FU0054:LD | FU0054 | WHT | 14 | 140 | XT0050:4 | TURBINE PANEL | FU
FU0050:LI | FU0210 | WHT | 14 | 120 | XT0233:2 | TURBINE PANEL
FU0060:LI | FU0210 | WHT | 14 | 120 | XT0233:1 | TURBINE PANEL
FU0070:LI | FU0210 | WHT | 14 | 120 | XT0233:2 | TURBINE PANEL

## JB72 TOP RAIL_S
JB72 TOP RAIL
Project # | J0750
Project Name | UCONN T70
Revision | A
Controls DE | D. SANDOVAL
Phone: | 0
Controls ME | P. LLAMEDO
Phone:
From | [5 empty] | To
Device ID | Wire No. | Wire ID | Gauge/Size | Length | Device ID | Location | Bundle Name
AF0184:00 | -018400 | WHT | 20 | 60 | XT0085:2 | JB72 TOP RAIL | AF/AU
AF0184:01 | -0V | WHT | 20 | 60 | XT0085:3 | JB72 TOP RAIL
AF0184:03 | -0V | WHT | 20 | 60 | XT0180:3 | JB72 TOP RAIL
AF0181:COM | -0V | WHT | 16 | 60 | XT0180:2 | JB72 TOP RAIL
AF0182:COM | -0V | WHT | 16 | 60 | XT0180:2 | JB72 TOP RAIL
AU0180:COM | -0V | WHT | 16 | 60 | XT0180:1 | JB72 TOP RAIL
AU0180:V+ | FU0180 | WHT | 16 | 60 | FU0180:LD | JB72 TOP RAIL
AF0181:V+ | FU0181 | WHT | 16 | 60 | FU0181:LD | JB72 TOP RAIL
AF0182:V+ | FU0182 | WHT | 16 | 60 | FU0182:LD | JB72 TOP RAIL
XT0180:3 | -0V | WHT | 20 | 80 | AF0123:09 | JB72 BOT RAIL | XT/FU-B/RAIL
XT0180:1 | -0V | WHT | 14 | 80 | XT0130:3 | JB72 BOT RAIL
FU0180:LI | FU0332 | WHT | 14 | 80 | XT0130:1 | JB72 BOT RAIL
AF0181:02 | -018102 | WHT | 20 | 80 | KA0181:A2 | JB72 BOT RAIL | AF-B/RAIL
AF0181:18 | -018118 | WHT | 20 | 80 | KA0181:A1 | JB72 BOT RAIL
AF0181:00 | -018100 | WHT | 20 | 200 | KA0180:A1 | GEN PANEL | AF-GEN
AF0181:04 | -018104 | WHT | 20 | 200 | KA0161:A1 | GEN PANEL
AF0181:06 | -018106 | WHT | 20 | 200 | KA0163:A1 | GEN PANEL
AF0181:10 | -018110 | WHT | 20 | 200 | KA0185:A1 | GEN PANEL
AF0181:12 | -018112 | WHT | 20 | 200 | KA0162:A1 | GEN PANEL
AF0181:16 | -018116 | WHT | 20 | 200 | KA0180:A2 | GEN PANEL
AF0181:20 | -018120 | WHT | 20 | 200 | KA0161:A2 | GEN PANEL
AF0181:22 | -018122 | WHT | 20 | 200 | KA0163:A2 | GEN PANEL
AF0181:26 | -018126 | WHT | 20 | 200 | XT0338:2 | GEN PANEL
AF0181:28 | -018128 | WHT | 20 | 200 | KA0162:A2 | GEN PANEL
AF0184:02 | UJ0131IOUT | WHT | 20 | 200 | UJ0131:IOUT | GEN PANEL
2
XT0085:3 | -0V | WHT | 20 | 200 | XT0336:5 | GEN PANEL | XT-GEN
XT0085:1 | FU0332 | WHT | 16 | 200 | FU0680:LI | GEN PANEL

## JB72 BOT RAIL_S
JB72 BOTTOM RAIL
Project # | J0750
Project Name | UCONN T70
Revision | A
Controls DE | D. SANDOVAL
Phone: | 0
Controls ME | P. LLAMEDO
Phone:
From | [5 empty] | To
Device ID | Wire No. | Wire ID | Gauge/Size | Length | Device ID | Location | Bundle Name
AF0122:09 | -012209 | WHT | 20 | 60 | XT0120:4 | JB72 BOT RAIL | AF/AU
AF0122:41 | -012241 | WHT | 20 | 60 | XT0120:3 | JB72 BOT RAIL
AF0122:COM | AU0120N | WHT | 20 | 60 | AU0120:COM | JB72 BOT RAIL
AF0122:V+ | AU0120P | WHT | 20 | 60 | AU0120:V+ | JB72 BOT RAIL
AF0121:COM | -0V | WHT | 14 | 60 | XT0120:2 | JB72 BOT RAIL
AU0120:COM | -0V | WHT | 14 | 60 | XT0120:1 | JB72 BOT RAIL
AU0120:V+ | FU0120 | WHT | 14 | 60 | FU0120:LD | JB72 BOT RAIL
AF0121:V+ | FU0121 | WHT | 14 | 60 | FU0121:LD | JB72 BOT RAIL
KA0128:A1 | -012108 | WHT | 20 | 60 | AF0121:08 | JB72 BOT RAIL | KA
KA0128:A2 | -012124 | WHT | 20 | 60 | AF0121:24 | JB72 BOT RAIL
XT0120:1 | -0V | WHT | 14 | 60 | XT0130:2 | JB72 BOT RAIL | XT/FU
FU0120:LI | FU0332 | WHT | 14 | 60 | XT0130:1 | JB72 BOT RAIL
AF0121:01 | -012101 | WHT | 20 | 200 | KA0121:A1 | GENERATOR PANEL | AF-GEN
AF0121:03 | -012103 | WHT | 20 | 200 | KA0123:A1 | GENERATOR PANEL
AF0121:14 | -012114 | WHT | 20 | 200 | KA0336:11 | GENERATOR PANEL
AF0121:17 | -012117 | WHT | 20 | 200 | KA0121:A2 | GENERATOR PANEL
AF0121:19 | -012119 | WHT | 20 | 200 | KA0123:A2 | GENERATOR PANEL
AF0121:30 | -012130 | WHT | 20 | 200 | KA4100:A2 | GENERATOR PANEL
AF0122:00 | -012200 | WHT | 20 | 200 | KA0330:11 | GENERATOR PANEL
AF0122:01 | -012201 | WHT | 20 | 200 | KA0331:11 | GENERATOR PANEL
AF0122:02 | -012202 | WHT | 20 | 200 | KA0310:11 | GENERATOR PANEL
AF0122:32 | -012232 | WHT | 20 | 200 | KA0330:14 | GENERATOR PANEL
AF0122:33 | -012233 | WHT | 20 | 200 | KA0331:14 | GENERATOR PANEL
AF0122:34 | -012234 | WHT | 20 | 200 | KA0310:14 | GENERATOR PANEL
AF0122:43 | UJ0131OK1 | WHT | 20 | 200 | UJ0131:OK1 | GENERATOR PANEL
AF0122:11 | UJ0131OK2 | WHT | 20 | 200 | UJ0131:OK2 | GENERATOR PANEL
AF0123:08 | UJ0131VIN | WHT | 20 | 200 | UJ0131:VIN | GENERATOR PANEL
KA0128:14 | FU0333 | WHT | 20 | 200 | KA0335:22 | GENERATOR PANEL | KA-GEN
KA0128:14 | FU0333 | WHT | 20 | 200 | XT0337:7 | GENERATOR PANEL
KA0128:21 | KA012821 | WHT | 20 | 200 | XT0337:1 | GENERATOR PANEL
KA0128:24 | KA012824 | WHT | 20 | 200 | XT0337:2 | GENERATOR PANEL
KA0128:11 | KA0333A1 | WHT | 20 | 200 | KA0335:21 | GENERATOR PANEL
XT0130:2 | -0V | WHT | 14 | 200 | XT0336:3 | GENERATOR PANEL | XT-GEN
XT0130:1 | FU0332 | WHT | 14 | 200 | XT0238:2 | GENERATOR PANEL

## GENERATOR PANEL_S
GENERATOR PANEL
JB72
Project # | J0750
Project Name | UCONN T70
Revision | A
Controls DE | D. SANDOVAL
Phone: | 0
Controls ME | P. LLAMEDO
Phone:
From | [5 empty] | To
Device ID | Wire No. | Wire ID | Gauge/Size | Length | Device ID | Location | Bundle Name
KA0123:A1 | -012103 | WHT | 20 | 100 | KA0313:2 | GEN PANEL | KA A1
KA0310:A1 | FU0334 | WHT | 20 | 60 | XT0335:2 | GEN PANEL
KA0330:A1 | KA0330A1 | WHT | 20 | 60 | XT0337:9 | GEN PANEL
KA0331:A1 | KA0331A1 | WHT | 20 | 60 | XT0337:11 | GEN PANEL
KA0332:A1 | KA0332A1 | WHT | 20 | 60 | XT0337:14 | GEN PANEL
KA0333:A1 | KA0333A1 | WHT | 20 | 60 | XT0337:8 | GEN PANEL
KA0336:A1 | KA0231A1 | WHT | 14 | 60 | XT0334:3 | GEN PANEL
KA0123:A2 | -012119 | WHT | 20 | 100 | KA0313:7 | GEN PANEL | KA A2
KA0332:A2 | -0V | WHT | 20 | 60 | XT0337:15 | GEN PANEL
KA0185:A2 | KA0185A2 | WHT | 20 | 60 | XT0338:1 | GEN PANEL
KA0335:A2 | -0V | WHT | 14 | 60 | XT0336:2 | GEN PANEL
KA0336:A2 | -0V | WHT | 14 | 60 | XT0336:2 | GEN PANEL
KA0121:14 | FU0333 | WHT | 20 | 60 | XT0337:12 | GEN PANEL | KA
KA0310:24 | FU0333 | WHT | 20 | 60 | KA0335:22 | GEN PANEL
KA0121:11 | KA018511 | WHT | 20 | 60 | XT0337:13 | GEN PANEL
KA0185:11 | KA018511 | WHT | 20 | 60 | XT0337:13 | GEN PANEL
KA0332:11 | KA033211 | WHT | 20 | 60 | XT0337:3 | GEN PANEL
KA0332:14 | KA033214 | WHT | 20 | 60 | XT0337:4 | GEN PANEL
KA0185:14 | KA0332A1 | WHT | 20 | 60 | XT0337:14 | GEN PANEL
KA0333:11 | KA033311 | WHT | 20 | 60 | KA0335:11 | GEN PANEL
KA0333:11 | KA033311 | WHT | 20 | 60 | XT0337:5 | GEN PANEL
KA0333:14 | KA033314 | WHT | 20 | 60 | KA0335:12 | GEN PANEL
KA0333:14 | KA033314 | WHT | 20 | 60 | XT0337:6 | GEN PANEL
KA0310:21 | KA0333A1 | WHT | 20 | 60 | KA0335:21 | GEN PANEL
KA0310:21 | KA0333A1 | WHT | 20 | 60 | XT0337:8 | GEN PANEL
KA0336:14 | KA033614 | WHT | 20 | 100 | KA4100:A1 | GEN PANEL
AT0680:NEG | -0V | WHT | 14 | 60 | XT0680:2 | GEN PANEL | AT0680
AT0680:POS | AT0680POS | WHT | 14 | 60 | XT0680:1 | GEN PANEL
XT0337:15 | -0V | WHT | 20 | 60 | XT0336:3 | GEN PANEL | XT
XT0337:7 | FU0333 | WHT | 20 | 60 | XT0337:12 | GEN PANEL
XT0337:12 | FU0333 | WHT | 16 | 60 | XT0335:1 | GEN PANEL
XT0135:1 | -0V | WHT | 14 | 60 | XT0134:1 | GEN PANEL
XT0334:1 | -0V | WHT | 14 | 60 | XT0336:2 | GEN PANEL
XT0680:2 | -0V | WHT | 14 | 80 | XT0336:6 | GEN PANEL
UJ0131:OUT(-) | -0V | WHT | 14 | 60 | XT0334:1 | GEN PANEL | UJ0131
UJ0131:+ | UJ0131P | WHT | 12 | 60 | FU0011:LD | GEN PANEL
UJ0131:- | -521NEG | WHT | 12 | 60 | XT0011:1 | GEN PANEL
UV0600:(-) | -0V | WHT | 14 | 100 | XT0336:5 | GEN PANEL | UV0600
UV0600:(+) | FU0010 | WHT | 14 | 100 | FU0010:LD | GEN PANEL
FU0335:LI | FU0332 | WHT | 16 | 100 | FU0680:LI | GEN PANEL | FU
FU0333:LD | FU0333 | WHT | 16 |  | XT0335:1 | GEN PANEL
FU0680:LD | AT0680POS | WHT | 14 | 60 | XT0680:1 | GEN PANEL
FU0330:LD | FU0330 | WHT | 14 | 80 | XT0332:1 | GEN PANEL
FU0332:LI | FU0330 | WHT | 14 | 60 | XT0332:1 | GEN PANEL
FU0010:LI | FU0332 | WHT | 14 | 60 | XT0238:2 | GEN PANEL
FU0332:LD | FU0332 | WHT | 14 | 80 | XT0238:1 | GEN PANEL
FU0333:LI | FU0332 | WHT | 14 | 60 | XT0238:1 | GEN PANEL
FU0334:LD | FU0334 | WHT | 14 | 80 | XT0335:2 | GEN PANEL
FU0335:LD | FU0335 | WHT | 14 | 80 | XT0335:3 | GEN PANEL
AT0140:FLT 29 | KA0310A2 | WHT | 20 | 120 | KA0310:A2 | GEN PANEL | AT0140
AT0140:BAT(-) 48 | -0V | WHT | 16 | 120 | XT0336:4 | GEN PANEL
AT0140:34 ID RES(-) | AT014034 | WHT | 16 | 120 | AT0140:42 ID(+) | GEN PANEL
AT0140:BAT(+) 47 | FU0334 | WHT | 16 | 120 | XT0335:2 | GEN PANEL
AT0140:3 EX-D(-) | KA012311 | WHT | 16 | 120 | KA0123:11 | GEN PANEL
AT0140:4 EX-D(+) | KA012314 | WHT | 16 | 120 | KA0123:14 | GEN PANEL
AT0140:FLT 30 | -0V | WHT | 14 | 120 | XT0336:4 | GEN PANEL
AT0140:17 VBUS-A | VBUSA | RED | 16 | 120 | XT0351:2 | GEN PANEL
AT0140:18 VBUS-B | VBUSB | RED | 16 | 120 | XT0351:3 | GEN PANEL
AT0140:19 VBUS-C | VBUSC | RED | 16 | 120 | XT0351:5 | GEN PANEL
AT0140:13 VGEN-A | VGENA | RED | 16 | 120 | XT0351:9 | GEN PANEL
AT0140:14 VGEN-B | VGENB | RED | 16 | 120 | XT0351:11 | GEN PANEL
AT0140:15 VGEN-C | VGENC | RED | 16 | 120 | XT0351:13 | GEN PANEL
AT0140:28 ID RLY | CCT1N | BLU | 12 | 120 | XT0350:4 | GEN PANEL
AT0140:43 ID(-) | CCT1N | BLU | 12 | 120 | XT0350:3 | GEN PANEL
AT0140:27 ID RLY | CCT1P | BLU | 12 | 120 | XT0350:2 | GEN PANEL
AT0140:33 ID RES(+) | CCT1P | BLU | 12 | 120 | XT0350:1 | GEN PANEL
KA0335:A1 | ESTOP | WHT | 20 | 120 | XT0336:1 | GEN PANEL
AT0140:36 I1(+) | MCTA | BLU | 12 | 120 | XT0352:1 | GEN PANEL
AT0140:37 I1(-) | MCTAN | BLU | 12 | 120 | XT0352:6 | GEN PANEL
AT0140:38 I2(+) | MCTB | BLU | 12 | 120 | XT0352:2 | GEN PANEL
AT0140:39 I2(-) | MCTBN | BLU | 12 | 120 | XT0352:5 | GEN PANEL
AT0140:40 I3(+) | MCTC | BLU | 12 | 120 | XT0352:3 | GEN PANEL
AT0140:41 I3(-) | MCTN | BLU | 12 | 120 | XT0352:4 | GEN PANEL

## JB100_S
JB100
Project # | J0750
Project Name | UCONN T70
Revision | A
Controls DE | D. SANDOVAL
Phone: | 0
Controls ME | P. LLAMEDO
Phone:
From | [5 empty] | To
Device ID | Wire No. | Wire ID | Gauge/Size | Length | Device ID | Location | Bundle Name
AU0080:COM | -0V | WHT | 14 | 60 | XT0080:1 | JB100 | AU
AU0090:COM | -0V | WHT | 14 | 60 | XT0081:1 | JB100
AU0080:V+ | FU0080 | WHT | 14 | 60 | FU0080:LD | JB100
AU0090:V+ | FU0090 | WHT | 14 | 60 | FU0090:LD | JB100
AF0092:COM | -0V | WHT | 14 | 60 | XT0081:2 | JB100 | AF0090'S
AF0092:V+ | FU0093 | WHT | 14 | 60 | FU0093:LD | JB100
AF0410:53 | -0V | WHT | 16 | 60 | XT1141:2 | JB100 | 1444'S
AF0410:54 | AF0410N | WHT | 16 | 60 | AF0420:53 | JB100
AF0410:56 | AF0410P | WHT | 16 | 60 | AF0420:55 | JB100
AF0420:54 | AF0420N | WHT | 16 | 60 | AF0430:53 | JB100
AF0420:56 | AF0420P | WHT | 16 | 60 | AF0430:55 | JB100
AF0430:54 | AF0430N | WHT | 16 | 60 | AF0450:53 | JB100
AF0430:56 | AF0430P | WHT | 16 | 60 | AF0450:55 | JB100
AF0410:55 | FU0113 | WHT | 16 | 60 | FU0113:LD | JB100
FU0080:LI | FU0100 | WHT | 14 | 60 | XT1140:3 | JB100 | FU/XT
FU0090:LI | FU0100 | WHT | 14 | 60 | XT1140:2 | JB100
FU0113:LI | FU0100 | WHT | 14 | 60 | XT1140:1 | JB100
FU0100:LD | FU0100 | WHT | 12 | 60 | XT1140:1 | JB100
XT0080:1 | -0V | WHT | 14 | 60 | XT1141:2 | JB100
XT0081:1 | -0V | WHT | 14 | 60 | XT1141:1 | JB100

## Bundle Tag Info
YALE SSP #2
J0750
A.1 M1
JB70 | LEFT RAIL | RIGHT RAIL | TURBINE PNL | JB72 TOP RAIL | JB72 BOT RAIL | GEN PNL | JB100 | Panel Name | Panel Name | Panel Name | Panel Name | Panel Name | Panel Name | Panel Name | Panel Name | Panel Name | Panel Name | Panel Name | Panel Name | Panel Name | Panel Name | Panel Name | Panel Name | Panel Name | Panel Name | Panel Name | Panel Name | Panel Name | Panel Name
AT1100 | UA1200 | AT0175 | AU | AF/AU | AF/AU | KA A1 | AU
AT-R/RAIL | FU-TURB | AT0178/176 | AF0050'S | XT/FU-B/RAIL | KA | KA A2 | AF0090'S
AT-TURB | UA-TURB | KA A1/A2 | AF0060'S | AF-B/RAIL | XT/FU | KA | 1444'S
AT0170 | PC-TURB | KA | AF0070'S | AF-GEN | AF-GEN | AT0680 | FU/XT
UV-R/RAIL |  | XT/FU | KA A1 | XT-GEN | KA-GEN | XT
HL0171 |  | XT/FU-TURB | KA A2 |  | XT-GEN | UJ0131
HL0172 |  | KA-TURB | KA |  |  | UV0600
HL0173 |  | PC-TURB | KT L/S |  |  | FU
SA0170 |  |  | KT R/S |  |  | AT0140
SB0170 |  |  | XT
SA0471 |  |  | FU
SA0472
SA0473
SB0471
SB0472
SB0473
SB0474
SH0470
SH0471
SH0472

## Bundle Tags2
JB70 | LEFT RAIL | RIGHT RAIL | TURBINE PNL | JB72 TOP RAIL | JB72 BOT RAIL | GEN PNL | JB100
YALE SSP #2 J0750 A.1 M1 JB70 AT1100 | YALE SSP #2 J0750 A.1 M1 LEFT RAIL UA1200 | YALE SSP #2 J0750 A.1 M1 RIGHT RAIL AT0175 | YALE SSP #2 J0750 A.1 M1 TURBINE PNL AU | YALE SSP #2 J0750 A.1 M1 JB72 TOP RAIL AF/AU | YALE SSP #2 J0750 A.1 M1 JB72 BOT RAIL AF/AU | YALE SSP #2 J0750 A.1 M1 GEN PNL KA A1 | YALE SSP #2 J0750 A.1 M1 JB100 AU
YALE SSP #2 J0750 A.1 M1 JB70 AT-R/RAIL | YALE SSP #2 J0750 A.1 M1 LEFT RAIL FU-TURB | YALE SSP #2 J0750 A.1 M1 RIGHT RAIL AT0178/176 | YALE SSP #2 J0750 A.1 M1 TURBINE PNL AF0050'S | YALE SSP #2 J0750 A.1 M1 JB72 TOP RAIL XT/FU-B/RAIL | YALE SSP #2 J0750 A.1 M1 JB72 BOT RAIL KA | YALE SSP #2 J0750 A.1 M1 GEN PNL KA A2 | YALE SSP #2 J0750 A.1 M1 JB100 AF0090'S
YALE SSP #2 J0750 A.1 M1 JB70 AT-TURB | YALE SSP #2 J0750 A.1 M1 LEFT RAIL UA-TURB | YALE SSP #2 J0750 A.1 M1 RIGHT RAIL KA A1/A2 | YALE SSP #2 J0750 A.1 M1 TURBINE PNL AF0060'S | YALE SSP #2 J0750 A.1 M1 JB72 TOP RAIL AF-B/RAIL | YALE SSP #2 J0750 A.1 M1 JB72 BOT RAIL XT/FU | YALE SSP #2 J0750 A.1 M1 GEN PNL KA | YALE SSP #2 J0750 A.1 M1 JB100 1444'S
YALE SSP #2 J0750 A.1 M1 JB70 AT0170 | YALE SSP #2 J0750 A.1 M1 LEFT RAIL PC-TURB | YALE SSP #2 J0750 A.1 M1 RIGHT RAIL KA | YALE SSP #2 J0750 A.1 M1 TURBINE PNL AF0070'S | YALE SSP #2 J0750 A.1 M1 JB72 TOP RAIL AF-GEN | YALE SSP #2 J0750 A.1 M1 JB72 BOT RAIL AF-GEN | YALE SSP #2 J0750 A.1 M1 GEN PNL AT0680 | YALE SSP #2 J0750 A.1 M1 JB100 FU/XT
YALE SSP #2 J0750 A.1 M1 JB70 UV-R/RAIL |  | YALE SSP #2 J0750 A.1 M1 RIGHT RAIL XT/FU | YALE SSP #2 J0750 A.1 M1 TURBINE PNL KA A1 | YALE SSP #2 J0750 A.1 M1 JB72 TOP RAIL XT-GEN | YALE SSP #2 J0750 A.1 M1 JB72 BOT RAIL KA-GEN | YALE SSP #2 J0750 A.1 M1 GEN PNL XT
YALE SSP #2 J0750 A.1 M1 JB70 HL0171 |  | YALE SSP #2 J0750 A.1 M1 RIGHT RAIL XT/FU-TURB | YALE SSP #2 J0750 A.1 M1 TURBINE PNL KA A2 |  | YALE SSP #2 J0750 A.1 M1 JB72 BOT RAIL XT-GEN | YALE SSP #2 J0750 A.1 M1 GEN PNL UJ0131
YALE SSP #2 J0750 A.1 M1 JB70 HL0172 |  | YALE SSP #2 J0750 A.1 M1 RIGHT RAIL KA-TURB | YALE SSP #2 J0750 A.1 M1 TURBINE PNL KA |  |  | YALE SSP #2 J0750 A.1 M1 GEN PNL UV0600
YALE SSP #2 J0750 A.1 M1 JB70 HL0173 |  | YALE SSP #2 J0750 A.1 M1 RIGHT RAIL PC-TURB | YALE SSP #2 J0750 A.1 M1 TURBINE PNL KT L/S |  |  | YALE SSP #2 J0750 A.1 M1 GEN PNL FU
YALE SSP #2 J0750 A.1 M1 JB70 SA0170 |  |  | YALE SSP #2 J0750 A.1 M1 TURBINE PNL KT R/S |  |  | YALE SSP #2 J0750 A.1 M1 GEN PNL AT0140
YALE SSP #2 J0750 A.1 M1 JB70 SB0170 |  |  | YALE SSP #2 J0750 A.1 M1 TURBINE PNL XT
YALE SSP #2 J0750 A.1 M1 JB70 SA0471 |  |  | YALE SSP #2 J0750 A.1 M1 TURBINE PNL FU
YALE SSP #2 J0750 A.1 M1 JB70 SA0472
YALE SSP #2 J0750 A.1 M1 JB70 SA0473
YALE SSP #2 J0750 A.1 M1 JB70 SB0471
YALE SSP #2 J0750 A.1 M1 JB70 SB0472
YALE SSP #2 J0750 A.1 M1 JB70 SB0473
YALE SSP #2 J0750 A.1 M1 JB70 SB0474
YALE SSP #2 J0750 A.1 M1 JB70 SH0470
YALE SSP #2 J0750 A.1 M1 JB70 SH0471
YALE SSP #2 J0750 A.1 M1 JB70 SH0472

## ALL
YALE SSP #2 J0750 A.1 M1 JB70 AT1100
YALE SSP #2 J0750 A.1 M1 JB70 AT-R/RAIL
YALE SSP #2 J0750 A.1 M1 JB70 AT-TURB
YALE SSP #2 J0750 A.1 M1 JB70 AT0170
YALE SSP #2 J0750 A.1 M1 JB70 UV-R/RAIL
YALE SSP #2 J0750 A.1 M1 JB70 HL0171
YALE SSP #2 J0750 A.1 M1 JB70 HL0172
YALE SSP #2 J0750 A.1 M1 JB70 HL0173
YALE SSP #2 J0750 A.1 M1 JB70 SA0170
YALE SSP #2 J0750 A.1 M1 JB70 SB0170
YALE SSP #2 J0750 A.1 M1 JB70 SA0471
YALE SSP #2 J0750 A.1 M1 JB70 SA0472
YALE SSP #2 J0750 A.1 M1 JB70 SA0473
YALE SSP #2 J0750 A.1 M1 JB70 SB0471
YALE SSP #2 J0750 A.1 M1 JB70 SB0472
YALE SSP #2 J0750 A.1 M1 JB70 SB0473
YALE SSP #2 J0750 A.1 M1 JB70 SB0474
YALE SSP #2 J0750 A.1 M1 JB70 SH0470
YALE SSP #2 J0750 A.1 M1 JB70 SH0471
YALE SSP #2 J0750 A.1 M1 JB70 SH0472
YALE SSP #2 J0750 A.1 M1 JB100 AU
YALE SSP #2 J0750 A.1 M1 JB100 AF0090'S
YALE SSP #2 J0750 A.1 M1 JB100 1444'S
YALE SSP #2 J0750 A.1 M1 JB100 FU/XT
YALE SSP #2 J0750 A.1 M1 GEN PNL KA A1
YALE SSP #2 J0750 A.1 M1 GEN PNL KA A2
YALE SSP #2 J0750 A.1 M1 GEN PNL KA
YALE SSP #2 J0750 A.1 M1 GEN PNL AT0680
YALE SSP #2 J0750 A.1 M1 GEN PNL XT
YALE SSP #2 J0750 A.1 M1 GEN PNL UJ0131
YALE SSP #2 J0750 A.1 M1 GEN PNL UV0600
YALE SSP #2 J0750 A.1 M1 GEN PNL FU
YALE SSP #2 J0750 A.1 M1 GEN PNL AT0140
YALE SSP #2 J0750 A.1 M1 JB72 BOT RAIL AF/AU
YALE SSP #2 J0750 A.1 M1 JB72 BOT RAIL KA
YALE SSP #2 J0750 A.1 M1 JB72 BOT RAIL XT/FU
YALE SSP #2 J0750 A.1 M1 JB72 BOT RAIL AF-GEN
YALE SSP #2 J0750 A.1 M1 JB72 BOT RAIL KA-GEN
YALE SSP #2 J0750 A.1 M1 JB72 BOT RAIL XT-GEN
YALE SSP #2 J0750 A.1 M1 JB72 TOP RAIL AF/AU
YALE SSP #2 J0750 A.1 M1 JB72 TOP RAIL XT/FU-B/RAIL
YALE SSP #2 J0750 A.1 M1 JB72 TOP RAIL AF-B/RAIL
YALE SSP #2 J0750 A.1 M1 JB72 TOP RAIL AF-GEN
YALE SSP #2 J0750 A.1 M1 JB72 TOP RAIL XT-GEN
YALE SSP #2 J0750 A.1 M1 TURBINE PNL AU
YALE SSP #2 J0750 A.1 M1 TURBINE PNL AF0050'S
YALE SSP #2 J0750 A.1 M1 TURBINE PNL AF0060'S
YALE SSP #2 J0750 A.1 M1 TURBINE PNL AF0070'S
YALE SSP #2 J0750 A.1 M1 TURBINE PNL KA A1
YALE SSP #2 J0750 A.1 M1 TURBINE PNL KA A2
YALE SSP #2 J0750 A.1 M1 TURBINE PNL KA
YALE SSP #2 J0750 A.1 M1 TURBINE PNL KT L/S
YALE SSP #2 J0750 A.1 M1 TURBINE PNL KT R/S
YALE SSP #2 J0750 A.1 M1 TURBINE PNL XT
YALE SSP #2 J0750 A.1 M1 TURBINE PNL FU
YALE SSP #2 J0750 A.1 M1 RIGHT RAIL AT0175
YALE SSP #2 J0750 A.1 M1 RIGHT RAIL AT0178/176
YALE SSP #2 J0750 A.1 M1 RIGHT RAIL KA A1/A2
YALE SSP #2 J0750 A.1 M1 RIGHT RAIL KA
YALE SSP #2 J0750 A.1 M1 RIGHT RAIL XT/FU
YALE SSP #2 J0750 A.1 M1 RIGHT RAIL XT/FU-TURB
YALE SSP #2 J0750 A.1 M1 RIGHT RAIL KA-TURB
YALE SSP #2 J0750 A.1 M1 RIGHT RAIL PC-TURB
YALE SSP #2 J0750 A.1 M1 LEFT RAIL UA1200
YALE SSP #2 J0750 A.1 M1 LEFT RAIL FU-TURB
YALE SSP #2 J0750 A.1 M1 LEFT RAIL UA-TURB
YALE SSP #2 J0750 A.1 M1 LEFT RAIL PC-TURB