## Blue Labels
(SHT 1) TURBINE CONTROL | (SHT 2) A PANEL | (SHT 3) B PANEL | (SHT 4) HP COMPRESSOR | (SHT 5) BOP PANEL^JB74 | (SHT 6) CONSOLE | (SHT 7) CONSOLE | (SHT 8) TCP | (SHT 9) AUXILIARY
GR1101 | XT0014 | AT0680 | IEG0130 | FU0180 | EL0273 | AT0190K | SH0407 | BA0005
AT1100 | BA1100 | XT0680 | AF0500 | FU0181 | HA0273 | AT0190 | SH0406 | BA0006
SB0471 | UJ1100 | GR0680 | AF0510 | FU0184 | ZS0273 |  | SH0405 | BA0010
SB0473 | XT1100 | FU0680 | AF0520 | XT0180 | FG0000 |  | SH0404 | BA0011
SB0474 | FU1102 | AF0400 | XT0500 | AF0185 |  |  | SH0410 | XT0005
SA0471 | FU1100 | AF0410 | FU0120 | AF0184 |  |  | SH0409 | UJ2080
SA0473 | FU1101 | AF0420 | FU0121 | AF0183 |  |  | SH0401 | BA2080
SH0470 | FU0010 | AF0430 | FU0130 | AF0182 |  |  | SH0400 | FU2082
HA0472 | FU0136 | AF0450 | FU0131 | AF0181 |  |  | XT0564 | SPARE1
SB0472 | FU0137 | XT0400 | UA4460 | AU0180 |  |  | AU0200 | SPARE2
SH0471 | FU0139 | PEG0130 | UA4461 | GR0180 |  |  | SB0408 | SPARE3
SH0472 | XT0134 | IEG0230 | UA4462 | IEG0257 |  |  | SB0407 | SPARE4
SA0474 | XT0135 | XT1350 | UA4470 | BA1212 |  |  | SH0408 | SPARE5
GR1100 | XT0138 | XT2100 | UA4471 | UJ1212 |  |  | SB0405 | SPARE6
| XT0139 | FU0110 | GR0845 | FU1212 |  |  | SB0406 | SPARE7
| XT0011 | FU0113 | KA0120 | FU0570 |  |  | SA0401 | SPARE8
| XT0018 | XT0110 | KA4401 | FU0140 |  |  | SB0404 | SPARE9
| FU0018 | XT0240 | XT0130 | FU0141 |  |  | SB0403 | SPARE10
| FU0012 | XT0070 | AF1211 | FU0142 |  |  | SB0402 | SPARE11
| FU0013 | KA1020 | AF1210 | FU0144 |  |  | SB0401 | GR2002
| FU0014 | KA0221 | AF1209 | FU0145 |  |  | HL0411 | PC0470
| FU0015 | KA0222 | AF1208 | KA0535 |  |  | HL0410 | PC0471
| FU0017 | XT0237 | AF1207 | KA0536 |  |  | HL0409 | XT0252
| KA0135 | XT0236 | AF1206 | KA0546 |  |  | HL0408 | AU2080
| KA0140 | XT0235 | GR0124 | KA0547 |  |  | HL0407 | AF2081
| KA0144 | XT0233 | XT4400 | KA0548 |  |  | SB0400 | AF2082
| KA1306 | FU0210 | XT0520 | KA0549 |  |  | HL0406 | AF2083
| XT0035 | FU0211 | AU1200 | KA0531 |  |  | HL0405 | XT0250
| XT1300 | FU0212 | AF1201 | KA0532 |  |  | HL0404 | XT0563
| GR0131 | FU0213 | AF1202 | KA0533 |  |  | HL0403 | XT0251
| AT0600 | XT0060 | AF1203 | KA0534 |  |  | HL0402 | XT0253
| UV0600 | KA0231 | AF1204 | KA0537 |  |  | HL0401 | FU0202
| AP0601 | KA0232 | AF1205 | KA0543 |  |  | HL0400 | FU0201
| AP0602 | KA0233 | GR0120 | KA0544 |  |  | SA0400 | FU0200
| AP0604 | KA0234 | WC8058 | KA0540 |  |  | AF0201 | FU0203
| AP0605 | KA0235 | TE4910 | KA7621 |  |  | AF0202 | FU2030
| AP0606 | KA0236 |  | KA7622 |  |  | GR0200 | FU2031
| AR0600 | KA0237 |  | KA0541 |  |  |  | FU2080
| AU0090 | KA0238 |  | KA7641 |  |  |  | FU0273
| AF0091 | KA0239 |  | KA7642 |  |  |  | FU2081
| AF0092 | KA0240 |  | KA7602 |  |  |  | FU9032
| AF0093 | KA0241 |  | KA7631 |  |  |  | XT9220
| AF0094 | KA0242 |  | KT0574 |  |  |  | XT9033
| AF0095 | KA0243 |  | KT0575 |  |  |  | XT0013
| AF0096 | KA0244 |  | KT0571 |  |  |  | XT0131
| AF0097 | KA0245 |  | KT0572 |  |  |  | XT0010
| GR0132 | KA0246 |  | KT0573 |  |  |  | KA0403
| AP0603 | KA0247 |  | XT0572 |  |  |  | XT7510
| FU0080 | KA0248 |  | XT0574 |  |  |  | QS0200
| FU0081 | KA0249 |  | XT0573 |  |  |  | QS0201
| FU0082 | KA0250 |  | XT0571 |  |  |  | KA3103
| XT0080 | XT1521 |  | XT0570 |  |  |  | KA3104
| FU0090 | UA1520 |  | GR0257 |  |  |  | KA3220
| FU0091 | XT1520 |  | XT0140 |  |  |  | KA3221
| FU0092 | GR0232 |  | AU0140 |  |  |  | XT3100
| FU0093 | FU0060 |  | AF0141 |  |  |  | XT3200
| XT0090 | FU0061 |  | AF0142 |  |  |  | GR2001
| KT0140 | FU0062 |  | AF0143 |  |  |  | PEG0356
| KT0141 | FU0063 |  | AF0144 |  |  |  | IEG0356
| KT0142 | FU0064 |  | AF0145 |  |  |  | F0200
| KT0143 | AF0068 |  | AF0146 |  |  |  | F0201
| KT0144 | AF0067 |  | SPARE |  |  |  | IEG0200
| KT0145 | AF0066 |  | GR0140
| KT0146 | AF0065 |  | GR0184
| KA0130 | AF0064
| KA0131 | AF0063
| KA0132 | AF0062
| KA0133 | AF0061
| KA0134 | AU0060
| KA0136 | GR0231
| KA0137 | FU0070
| KA0138 | FU0071
| KA0141 | AU0070
| KA2160 | AF0071
| KA2161 | AF0072
| XT0136 | AF0073
| XT0137 | AF0074
| GR0133 | AF0075
| AU0080 | AF0076
| AF0081 | AF0077
| AF0082 | GR0233
| AF0083 | UA1200
AF0084
AF0085
AF0086
AF0087
GR0134
TE4900

## White Labels
(SHT 2) A PANEL | (SHT 2) A PANEL - (SHT 3) B PANEL | (SHT 9) AUXILIARY | (SHT 9) AUXILIARY - (SHT 3) B PANEL | (SHT 9) AUXILIARY - (SHT 8) TCP | (SHT 3) B PANEL | (SHT 3) B PANEL - (SHT 1) TURBINE CONTROL | (SHT 5) BOP PANEL^JB74 | (SHT 4) HP COMPRESSOR | (SHT 1) TURBINE CONTROL
AF0083G | IEG02301 | AU2080G | PEG01301 | IEG03561 | AF0064G | PEG01304 | AF0144G | AF1203G | GR1100
AF0084G | IEG023011 | IEG02001 | PEG01302 | IEG03562 | AF0065G |  | AU0140G | AF1204G
AF0085G | IEG023013 |  |  |  | AF0066G |  | AU0180G | AF1205G
AF0094G | IEG02302 |  |  |  | AF0071G |  | IEG02571 | AF1206G
AF0096G | IEG02306 |  |  |  | AF0072G |  | IEG02572 | AF1208G
AU0080G | IEG02307 |  |  |  | AF0073G |  | IEG02573 | AF1209G
AU0090G |  |  |  |  | AF0074G |  | IEG02574 | AF1210G
FU0018 |  |  |  |  | AU0060G |  | IEG02575 | AU1200G
GR0133 |  |  |  |  | AU0070G |  |  | IEG01301
UV0600G |  |  |  |  | IEG023010 |  |  | IEG01302
[5 empty] | IEG023012 |  |  | IEG01303
[5 empty] | IEG02304 |  |  | IEG01304
[5 empty] | IEG02305 |  |  | XT05001
IEG02308
IEG02309
XT04001
XT04002

## Heat Shrink Labels
(SHT 2) A PANEL | (SHT 3) B PANEL | (SHT 4) HP COMPRESSOR | (SHT 4) HP COMPRESSOR - JB7431
WC4900 | WC4524 | WC4910 | WC2025
WC4749

## A PANEL
A PANEL
JB70
Project # | J0940
Project Name | KERN RIVER GT VEYO UNIT 3
Revision | A.2
Controls DE | J.L. PASARIN
Phone: | #
Controls ME | A. PUENTES
Phone: | #
From | [5 empty] | To
Device ID | Cable (W) Conductor (SC) Jumper Clip (JC) | Wire No. | Wire ID | Gauge/Size | Page/Zone | Device ID | Location | Page/Zone
XT0011:1 | JC | FU0018 | CLIP | --- | 16.B3 | XT0011:2 | A PANEL | 16.B3 | USED
XT0011:2 | JC | FU0018 | CLIP | --- | 16.B3 | XT0011:3 | A PANEL | 16.B3 | USED
XT0011:3 | JC | FU0018 | CLIP | --- | 16.B3 | XT0011:4 | A PANEL | 16.B3 | USED
XT0080:1 | JC | 0V | CLIP | --- | 22.D1 | XT0080:2 | A PANEL | 22.D1 | USED
XT0080:2 | JC | 0V | CLIP | --- | 22.D1 | XT0080:3 | A PANEL | 22.D1 | USED
XT0090:1 | JC | 0V | CLIP | --- | 22.B1 | XT0090:2 | A PANEL | 22.B1 | USED
XT0134:1 | JC | 0V | CLIP | --- | 15.B3 | XT0134:2 | A PANEL | 15.B3 | USED
XT0134:2 | JC | 0V | CLIP | --- | 15.B3 | XT0134:3 | A PANEL | 15.B3 | USED
XT0134:3 | JC | 0V | CLIP | --- | 15.B3 | XT0134:4 | A PANEL | 15.B3 | USED
XT0135:1 | JC | 0V | CLIP | --- | 15.B4 | XT0135:2 | A PANEL | 15.B4 | USED
XT0135:2 | JC | 0V | CLIP | --- | 15.B4 | XT0135:3 | A PANEL | 15.B4 | USED
XT0136:1 | JC | FU0139 | CLIP | --- | 25.A2 | XT0136:2 | A PANEL | 25.A2 | USED
XT0138:1 | JC | FU0136 | CLIP | --- | 15.A3 | XT0138:2 | A PANEL | 15.A3 | USED
XT0138:2 | JC | FU0136 | CLIP | --- | 15.A3 | XT0138:3 | A PANEL | 15.A3 | USED
XT0138:3 | JC | FU0136 | CLIP | --- | 15.A3 | XT0138:4 | A PANEL | 15.B3 | USED
XT0139:1 | JC | FU0137 | CLIP | --- | 15.A4 | XT0139:2 | A PANEL | 15.A4 | USED
XT0139:2 | JC | FU0137 | CLIP | --- | 15.A4 | XT0139:3 | A PANEL | 15.B4 | USED
KA0130:14 | SC | 008103 | WHT | 20 | 27.C7 | AF0081:03 | A PANEL | 27.D6 | USED
KA0130:A1 | SC | 008135 | WHT | 20 | 27.C7 | AF0081:35 | A PANEL | 27.C5 | USED
AF0081:07 | SC | JP2 | VIO | 20 | 34.C7 | AF0081:39 | A PANEL | 34.C7 | USED
AF0081:COM | SC | AF0081N | WHT | 20 | 22.C2 | AF0082:COM | A PANEL | 22.D3 | USED
AF0081:COM | SC | AU0080N | WHT | 20 | 22.C2 | AU0080:COM | A PANEL | 22.C2 | USED
AF0081:V+ | SC | AF0081P | WHT | 20 | 22.C2 | AF0082:V+ | A PANEL | 22.D3 | USED
AF0081:V+ | SC | AU0080P | WHT | 20 | 22.C2 | AU0080:V+ | A PANEL | 22.C2 | USED
AF0082:COM | SC | AF0082N | WHT | 20 | 22.D3 | AF0083:COM | A PANEL | 22.D3 | USED
AF0082:V+ | SC | AF0082P | WHT | 20 | 22.D3 | AF0083:V+ | A PANEL | 22.D3 | USED
AF0083:COM | SC | AF0083N | WHT | 20 | 22.D3 | AF0084:COM | A PANEL | 22.D4 | USED
AF0083:SH | SC | AF0083G | GRN | 14 | 22.D3 | AF0084:SH | A PANEL | 22.D4 | USED
AF0083:SH | SC | AU0080G | GRN | 14 | 22.D3 | AU0080:GND | A PANEL | 22.C2 | USED
AF0083:V+ | SC | AF0083P | WHT | 20 | 22.D3 | AF0084:V+ | A PANEL | 22.D4 | USED
AF0084:COM | SC | AF0084N | WHT | 20 | 22.D4 | AF0085:COM | A PANEL | 22.D5 | USED
AF0084:SH | SC | AF0084G | GRN | 14 | 22.D4 | AF0085:SH | A PANEL | 22.D5 | USED
AF0084:V+ | SC | AF0084P | WHT | 20 | 22.D4 | AF0085:V+ | A PANEL | 22.D5 | USED
AF0085:COM | SC | AF0085N | WHT | 20 | 22.D5 | AF0086:COM | A PANEL | 22.D5 | USED
AF0085:SH | SC | AF0085G | GRN | 14 | 22.D5 | AF0086:SH | A PANEL | 22.D5 | USED
AF0085:V+ | SC | AF0085P | WHT | 20 | 22.D5 | AF0086:V+ | A PANEL | 22.D5 | USED
AF0086:COM | SC | AF0086N | WHT | 20 | 22.D5 | AF0087:COM | A PANEL | 22.D6 | USED
AF0086:V+ | SC | AF0086P | WHT | 20 | 22.D5 | AF0087:V+ | A PANEL | 22.D6 | USED
KA0136:24 | SC | KA013624 | WHT | 20 | 25.B4 | AF0087:11 | A PANEL | 25.B3 | USED
KA0136:21 | SC | KA013621 | WHT | 20 | 25.B4 | AF0087:43 | A PANEL | 25.B3 | USED
KA0141:14 | SC | KA014114 | WHT | 20 | 25.C2 | AF0091:07 | A PANEL | 25.C2 | USED
KA0141:11 | SC | KA014111 | WHT | 20 | 25.C2 | AF0091:39 | A PANEL | 25.C2 | USED
AF0091:COM | SC | AF0091N | WHT | 20 | 22.B2 | AF0094:COM | A PANEL | 22.B4 | USED
AF0091:COM | SC | AU0090N | WHT | 20 | 22.B2 | AU0090:COM | A PANEL | 22.A2 | USED
AF0091:V+ | SC | AF0091P | WHT | 14 | 22.B2 | AF0094:V+ | A PANEL | 22.B4 | USED
AF0091:V+ | SC | AU0090P | WHT | 20 | 22.B2 | AU0090:V+ | A PANEL | 22.A2 | USED
KA0133:A1 | SC | KA0133A1 | WHT | 20 | 66.B7 | AF0092:02 | A PANEL | 25.C6 | USED
KA2160:A1 | SC | 009204 | WHT | 20 | 36.A7 | AF0092:04 | A PANEL | 36.A6 | USED
KA0131:14 | SC | KA013114 | WHT | 20 | 66.B7 | AF0092:06 | A PANEL | 25.D4 | USED
KA2161:A1 | SC | 009207 | WHT | 20 | 36.A7 | AF0092:07 | A PANEL | 36.A6 | USED
KA2160:A2 | SC | 009220 | WHT | 20 | 36.A7 | AF0092:20 | A PANEL | 36.A6 | USED
KA2161:A2 | SC | 009223 | WHT | 20 | 36.A7 | AF0092:23 | A PANEL | 36.A6 | USED
AF0092:COM | SC | 0V | WHT | 14 | 22.B3 | XT0090:2 | A PANEL | 22.B1 | USED
AF0092:V+ | SC | FU0091 | WHT | 14 | 22.B3 | FU0091:LD | A PANEL | 22.B1 | USED
KA1306:A1 | SC | 009303 | WHT | 20 | 38.D7 | AF0093:03 | A PANEL | 38.D5 | USED
KA1306:A2 | SC | 009319 | WHT | 20 | 38.D7 | AF0093:19 | A PANEL | 38.D5 | USED
AF0093:COM | SC | 0V | WHT | 14 | 22.B3 | XT0090:2 | A PANEL | 22.B1 | USED
AF0093:V+ | SC | FU0092 | WHT | 14 | 22.B3 | FU0092:LD | A PANEL | 22.B1 | USED
AF0094:COM | SC | AF0094N | WHT | 20 | 22.B4 | AF0096:COM | A PANEL | 22.B5 | USED
AF0094:SH | SC | AU0090G | GRN | 14 | 22.B4 | AU0090:GND | A PANEL | 22.A2 | USED
AF0094:SH | SC | AF0094G | GRN | 20 | 22.B4 | AF0096:SH | A PANEL | 22.B5 | USED
AF0094:V+ | SC | AF0094P | WHT | 20 | 22.B4 | AF0096:V+ | A PANEL | 22.B5 | USED
AF0095:COM | SC | 0V | WHT | 14 | 22.B5 | XT0090:2 | A PANEL | 22.B1 | USED
AF0095:V+ | SC | FU0093 | WHT | 14 | 22.B5 | FU0093:LD | A PANEL | 22.B1 | USED
AF0096:COM | SC | AF0096N | WHT | 20 | 22.B5 | AF0097:COM | A PANEL | 22.B6 | USED
AF0096:SH | SC | AF0096G | GRN | 20 | 22.B5 | AF0097:SH | A PANEL | 22.B6 | USED
AF0096:V+ | SC | AF0096P | WHT | 20 | 22.B5 | AF0097:V+ | A PANEL | 22.B6 | USED
AR0600:IE1 | SC | UV0600G | GRN | 14 | 7.A2 | UV0600:GND | A PANEL | 7.B2 | USED
AU0080:COM | SC | 0V | WHT | 14 | 22.C2 | XT0080:1 | A PANEL | 22.D1 | USED
AU0080:V+ | SC | FU0080 | WHT | 14 | 22.C2 | FU0080:LD | A PANEL | 22.D1 | USED
AU0090:COM | SC | 0V | WHT | 14 | 22.A2 | XT0090:1 | A PANEL | 22.B1 | USED
AU0090:V+ | SC | FU0090 | WHT | 14 | 22.A2 | FU0090:LD | A PANEL | 22.B1 | USED
BA1100:NEG | SC | UJ1100N | WHT | 16 | 30.C1 | UJ1100:OUT1(-) | A PANEL | 30.B3 | USED
BA1100:POS | SC | FU1102 | WHT | 16 | 30.C1 | FU1102:LD | A PANEL | 30.C2 | USED
FU0010:LD | SC | FU0010 | WHT | 14 | 15.A5 | UV0600:(+) | A PANEL | 7.B2 | USED
FU0010:LI | SC | FU0137 | WHT | 14 | 15.A5 | XT0139:1 | A PANEL | 15.A4 | USED
FU0012:LI | SC | 523POS | --- | BUS | 16.A3 | FU0013:LI | A PANEL | 16.A3 | USED
FU0012:LI | SC | 523POS | --- | BUS | 16.A3 | XT0014:1 | A PANEL | 16.A2 | USED
FU0013:LI | SC | 523POS | --- | BUS | 16.A3 | FU0014:LI | A PANEL | 16.A3 | USED
FU0014:LI | SC | 523POS | --- | BUS | 16.A3 | FU0015:LI | A PANEL | 16.B3 | USED
FU0015:LI | SC | 523POS | --- | BUS | 16.B3 | FU0017:LI | A PANEL | 16.B3 | USED
FU0018:LD | SC | FU0018 | GRN | 14 | 16.B2 | XT0011:1 | A PANEL | 16.B3 | USED
FU0018:LI | SC | 523NEG | WHT | 12 | 16.B2 | XT0018:1 | A PANEL | 16.A2 | USED
FU0080:LI | SC | FU0137 | WHT | 14 | 22.D1 | FU0081:LI | A PANEL | 22.D1 | USED
FU0080:LI | SC | FU0137 | WHT | 14 | 22.D1 | XT0139:2 | A PANEL | 15.A4 | USED
FU0081:LI | SC | FU0137 | WHT | 14 | 22.D1 | FU0082:LI | A PANEL | 22.D1 | USED
FU0090:LI | SC | FU0137 | WHT | 14 | 22.B1 | XT0139:2 | A PANEL | 15.A4 | USED
FU0090:LI | SC | FU0137 | WHT | 14 | 22.B1 | FU0091:LI | A PANEL | 22.B1 | USED
FU0091:LI | SC | FU0137 | WHT | 14 | 22.B1 | FU0092:LI | A PANEL | 22.B1 | USED
FU0092:LI | SC | FU0137 | WHT | 14 | 22.B1 | FU0093:LI | A PANEL | 22.B1 | USED
FU0136:LD | SC | FU0136 | WHT | 10 | 15.A3 | XT0138:1 | A PANEL | 15.A3 | USED
FU0137:LD | SC | FU0137 | WHT | 12 | 15.A4 | XT0139:1 | A PANEL | 15.A4 | USED
FU0137:LI | SC | FU0136 | WHT | 12 | 15.A4 | XT0138:1 | A PANEL | 15.A3 | USED
FU0139:LD | SC | FU0139 | WHT | 14 | 15.A5 | XT0136:1 | A PANEL | 25.A2 | USED
FU0139:LI | SC | FU0137 | WHT | 14 | 15.A5 | XT0139:1 | A PANEL | 15.A4 | USED
FU1100:LI | SC | FU0136 | WHT | 14 | 30.C4 | XT1100:1 | A PANEL | 30.C4 | USED
FU1101:LD | SC | FU1101 | WHT | 16 | 30.C4 | UJ1100:24V(+) | A PANEL | 30.B3 | USED
FU1101:LI | SC | FU0136 | WHT | 14 | 30.C4 | XT0138:3 | A PANEL | 15.A3 | USED
FU1102:LI | SC | UJ1100P | WHT | 16 | 30.C2 | UJ1100:OUT1(+) | A PANEL | 30.B3 | USED
GR0133: | SC | GR0133 | GRN/YEL | 14 | 4.A3 | FG0002:1 | A PANEL | 4.A3 | USED
KA0130:A1 | SC | 008135 | WHT | 20 | 27.C5 | KA0130:11 | A PANEL | 27.D6 | USED
KA0131:11 | SC | KA0135A1 | WHT | 20 | 25.D4 | KA0135:A1 | A PANEL | 25.D6 | USED
KA0131:12 | SC | KA013112 | WHT | 20 | 25.D4 | KA0137:24 | A PANEL | 25.D3 | USED
KA0131:A1 | SC | KA0231A1 | WHT | 20 | 25.B6 | KA0132:A1 | A PANEL | 25.B6 | USED
KA0131:A1 | SC | KA0231A1 | WHT | 20 | 25.B6 | XT0136:6 | A PANEL | 25.B5 | USED
KA0131:A2 | SC | 0V | WHT | 20 | 25.B6 | KA0132:A2 | A PANEL | 25.B6 | USED
KT0145:A2 | SC | 0V | WHT | 20 | 25.B6 | KA0131:A2 | A PANEL | 25.B6 | USED
KA0132:11 | SC | FU0139 | WHT | 20 | 25.A3 | KA0133:11 | A PANEL | 25.A3 | USED
KT0145:15 | SC | FU0139 | WHT | 20 | 25.A3 | KA0132:11 | A PANEL | 25.D2 | USED
KT0142:A1 | SC | KT0141A1 | WHT | 20 | 25.A3 | KA0132:12 | A PANEL | 25.A6 | USED
KA0132:12 | SC | KT0141A1 | WHT | 20 | 25.A3 | KA0133:12 | A PANEL | 25.A3 | USED
KA0132:21 | SC | KA0138A1 | WHT | 20 | 25.D4 | KA0138:A1 | A PANEL | 25.D6 | USED
KA0132:22 | SC | KA013222 | WHT | 20 | 25.D4 | KA0137:14 | A PANEL | 25.D3 | USED
KT0141:18 | SC | KA013222 | WHT | 20 | 25.D4 | KA0132:22 | A PANEL | 25.D2 | USED
KA0132:24 | SC | KA013224 | WHT | 20 | 25.D4 | KA0134:14 | A PANEL | 25.D3 | USED
KA0132:A1 | SC | KA0231A1 | WHT | 20 | 25.B6 | KA0141:A1 | A PANEL | 25.C6 | USED
KA0132:A2 | SC | 0V | WHT | 20 | 25.B6 | KA0141:A2 | A PANEL | 25.C6 | USED
KA0133:11 | SC | FU0139 | WHT | 20 | 25.A3 | KA0134:11 | A PANEL | 25.D3 | USED
KA0133:A2 | SC | 0V | WHT | 20 | 25.C6 | KA0134:A2 | A PANEL | 25.C6 | USED
KA0133:A2 | SC | 0V | WHT | 20 | 25.C6 | KA0141:A2 | A PANEL | 25.C6 | USED
KA0134:11 | SC | FU0139 | WHT | 20 | 25.D3 | KA0136:11 | A PANEL | 25.B4 | USED
KA0134:A1 | SC | KA0134A1 | WHT | 20 | 25.C6 | AF0091:12 | A PANEL | 68.C7 | USED
KA0134:A2 | SC | 0V | WHT | 20 | 25.C6 | KA0144:A2 | A PANEL | 25.C6 | USED
KA0135:11 | SC | KM3150EN | RED | 16 | 66.A6 | XT0035:2 | A PANEL | 66.A6 | USED
KA0135:12 | SC | KM3150EP | RED | 16 | 66.A6 | XT0035:1 | A PANEL | 66.A6 | USED
KA0135:A1 | SC | KA0135A1 | WHT | 20 | 25.D6 | KA0144:A1 | A PANEL | 25.C6 | USED
KA0135:A2 | SC | 0V | WHT | 20 | 25.D6 | KA0136:A2 | A PANEL | 25.D6 | USED
KA0135:A2 | SC | 0V | WHT | 20 | 25.D6 | KA0144:A2 | A PANEL | 25.C6 | USED
KA0136:11 | SC | FU0139 | WHT | 20 | 25.B4 | KA0137:21 | A PANEL | 25.D3 | USED
KA0136:14 | SC | KA013821 | WHT | 20 | 25.B4 | KA0138:21 | A PANEL | 25.B5 | USED
KA0136:A1 | SC | PS32002 | WHT | 20 | 25.D6 | XT0136:5 | A PANEL | 65.D5 | USED
KA0136:A2 | SC | 0V | WHT | 20 | 25.D6 | KA0137:A2 | A PANEL | 25.D6 | USED
KA0137:11 | SC | FU0139 | WHT | 20 | 25.D3 | KA0137:21 | A PANEL | 25.D3 | USED
KA0137:24 | SC | KA013112 | WHT | 20 | 25.D3 | AF0087:09 | A PANEL | 25.C4 | USED
KT0142:18 | SC | KA0137A1 | WHT | 20 | 25.D6 | KA0137:A1 | A PANEL | 25.D2 | USED
KA0137:A2 | SC | 0V | WHT | 20 | 25.D6 | KA0138:A2 | A PANEL | 25.D6 | USED
KA0138:11 | SC | KM3170EP | WHT | 20 | 68.C5 | XT0136:9 | A PANEL | 68.C5 | USED
KA0138:14 | SC | FU0139 | WHT | 20 | 68.C5 | XT0136:7 | A PANEL | 68.C6 | USED
KT0144:B1 | SC | KT0144B1 | WHT | 20 | 25.B5 | KA0138:24 | A PANEL | 25.B6 | USED
KA0140:21 | SC | KA130614 | RED | 16 | 38.C6 | KA1306:14 | A PANEL | 38.C5 | USED
KA0140:24 | SC | KM1306EN | RED | 20 | 38.C6 | XT1300:2 | A PANEL | 38.C5 | USED
KA0140:A1 | SC | PS32002 | WHT | 20 | 25.A6 | XT0136:5 | A PANEL | 65.D5 | USED
KA0140:A2 | SC | 0V | WHT | 20 | 25.A6 | XT0136:10 | A PANEL | 25.A4 | USED
KT0146:A1 | SC | KT0146A1 | WHT | 20 | 25.B2 | KA0141:21 | A PANEL | 25.B2 | USED
KA0141:24 | SC | FU0139 | WHT | 20 | 25.B2 | XT0136:2 | A PANEL | 25.A2 | USED
KA1306:11 | SC | KM1306EP | RED | 20 | 38.C5 | XT1300:1 | A PANEL | 38.C5 | USED
KT0140:15 | SC | FU0139 | WHT | 20 | 25.D1 | KT0142:15 | A PANEL | 25.D2 | USED
KT0140:15 | SC | FU0139 | WHT | 20 | 25.A2 | XT0136:2 | A PANEL | 25.A2 | USED
KT0140:16 | SC | KT014115 | WHT | 20 | 25.D1 | KT0141:15 | A PANEL | 25.D2 | USED
KT0140:18 | SC | KT0143A1 | WHT | 20 | 25.A2 | KT0143:A1 | A PANEL | 25.A6 | USED
KT0140:A1 | SC | KT0140A1 | WHT | 20 | 25.A6 | KT0143:16 | A PANEL | 25.A5 | USED
KT0140:A2 | SC | 0V | WHT | 20 | 25.A6 | KT0141:A2 | A PANEL | 25.A6 | USED
KT0140:A2 | SC | 0V | WHT | 20 | 25.A6 | XT0136:10 | A PANEL | 25.A4 | USED
KT0141:18 | SC | KA013222 | WHT | 20 | 25.D2 | KT0144:18 | A PANEL | 25.D2 | USED
KT0141:A1 | SC | KT0141A1 | WHT | 20 | 25.A6 | KT0143:15 | A PANEL | 25.A5 | USED
KT0141:A1 | SC | KT0141A1 | WHT | 20 | 25.A6 | KT0142:A1 | A PANEL | 25.A6 | USED
KT0141:A2 | SC | 0V | WHT | 20 | 25.A6 | KT0142:A2 | A PANEL | 25.A6 | USED
KT0142:15 | SC | FU0139 | WHT | 20 | 25.D2 | KT0144:A1 | A PANEL | 25.B6 | USED
KT0142:18 | SC | KA0137A1 | WHT | 20 | 25.D2 | KT0145:18 | A PANEL | 25.D2 | USED
KT0142:A2 | SC | 0V | WHT | 20 | 25.A6 | KT0143:A2 | A PANEL | 25.A6 | USED
KT0143:A2 | SC | 0V | WHT | 20 | 25.A6 | KT0144:A2 | A PANEL | 25.B6 | USED
KT0144:15 | SC | FU0139 | WHT | 20 | 25.D2 | KT0145:15 | A PANEL | 25.D2 | USED
KT0144:15 | SC | FU0139 | WHT | 20 | 25.D2 | KT0144:A1 | A PANEL | 25.B6 | USED
KT0144:A2 | SC | 0V | WHT | 20 | 25.B6 | KT0145:A2 | A PANEL | 25.B6 | USED
UJ1100:24V(-) | SC | 0V | WHT | 16 | 30.B3 | XT0134:3 | A PANEL | 15.B3 | USED
UV0600:(-) | SC | 0V | WHT | 14 | 7.B2 | XT0135:1 | A PANEL | 15.B4 | USED
XT0090:1 | SC | 0V | WHT | 14 | 22.B1 | XT0135:2 | A PANEL | 15.B4 | USED
XT0134:3 | SC | 0V | WHT | 14 | 15.B3 | XT1100:2 | A PANEL | 30.D4 | USED
XT0135:1 | SC | 0V | WHT | 12 | 15.B4 | XT0134:1 | A PANEL | 15.B3 | USED
XT0135:1 | SC | 0V | WHT | 14 | 15.B4 | XT0136:3 | A PANEL | 25.A2 | USED
XT0135:2 | SC | 0V | WHT | 14 | 15.B4 | XT0080:1 | A PANEL | 22.D1 | USED
XT0136:1 | SC | FU0139 | WHT | 20 | 25.A2 | XT0136:7 | A PANEL | 68.C6 | USED
XT0136:3 | SC | 0V | WHT | 20 | 25.A2 | XT0136:10 | A PANEL | 25.A4 | USED
XT0136:4 | SC | FU0139 | WHT | 20 | 65.D5 | XT0136:1 | A PANEL | 25.A2 | USED
XT0136:8 | SC | 0V | WHT | 20 | 68.C6 | XT0136:3 | A PANEL | 25.A2 | USED
XT0138:3 | SC | FU0136 | WHT | 14 | 15.A3 | XT1100:1 | A PANEL | 30.C4 | USED
AP0602:L2 | WC0001 | AP0602L2 | ENET | CABLE | 6.A2 | AP0603:L1 | A PANEL | 6.A3 | USED
AP0603:L2 | WC0003 | AP0603L2 | ENET | CABLE | 6.A3 | AU0090:L1 | A PANEL | 6.A4 | USED
AU0080:L1 | WC0009 | AU0090L2 | ENET | CABLE | 6.A5 | AU0090:L2 | A PANEL | 6.A4 | USED
AF0083:29 | WC4900 | TE49001 | RED | 20 | 22.B7 | TE4900:1 | A PANEL | 22.B5 | USED
AF0083:13 | WC4900 | TE49002 | WHT | 20 | 22.B7 | TE4900:2 | A PANEL | 22.B5 | USED
AF0083:12 | WC4900 | TE49003 | BLK | 20 | 22.B7 | TE4900:3 | A PANEL | 22.B5 | USED
AF0083:60 | WC4900 | TE4900S | SH | 20 | 22.B7 | FW1:1 | A PANEL | 22.C6 | USED
FU0136:LI | SC | FU0200 |  | 10 | 15.A3 | XT0251:2 | AUXILIARY | 14.B4 | USED
XT0134:1 | SC | 0V |  |  | 15.B3 | XT0253:2 | AUXILIARY | 14.B4 | USED
XT0135:3 | SC | 0V | WHT | 16 | 15.B4 | XT9220:4 | AUXILIARY | 9.A3 | USED
AF0081:00 | SC | UA1200J21 | WHT | 20 | 26.A7 | KA0241:11 | B PANEL | 26.A5 | USED
AF0081:01 | SC | KA024314 | WHT | 20 | 26.B7 | KA0243:14 | B PANEL | 26.B6 | USED
AF0081:02 | SC | KA024524 | WHT | 20 | 26.B7 | KA0245:24 | B PANEL | 26.B6 | USED
AF0081:08 | SC | KA024214 | WHT | 20 | 26.C7 | KA0242:14 | B PANEL | 26.C6 | USED
AF0081:09 | SC | KA023924 | WHT | 20 | 26.A7 | KA0239:24 | B PANEL | 26.A6 | USED
AF0081:19 | SC | UA1200J27 | WHT | 20 | 27.C7 | UA1200:J2-7 | B PANEL | 27.B3 | USED
AF0081:33 | SC | KA024311 | WHT | 20 | 26.B7 | KA0243:11 | B PANEL | 26.B6 | USED
AF0081:34 | SC | KA024521 | WHT | 20 | 26.B7 | KA0245:21 | B PANEL | 26.B6 | USED
AF0081:41 | SC | KA023921 | WHT | 20 | 26.A7 | KA0239:21 | B PANEL | 26.A6 | USED
AF0086:SH | SC | IEG02302 | GRN | 14 | 22.D5 | IEG0230:2 | B PANEL | 22.D6 | USED
AF0092:13 | SC | XT02372 | WHT | 20 | 28.C7 | XT0237:2 T2 | B PANEL | 28.C5 | USED
AF0095:02 | SC | 009502 | WHT | 20 | 55.A7 | KA0221:14 | B PANEL | 55.A6 | USED
AF0095:18 | SC | SV21202 | WHT | 20 | 55.A7 | XT2100:2 | B PANEL | 55.A5 | USED
AF0097:SH | SC | IEG02307 | GRN | 14 | 22.B6 | IEG0230:7 | B PANEL | 22.B7 | USED
AR0600:IE2 | SC | IEG02301 | GRN | 12 | 7.A2 | IEG0230:1 | B PANEL | 7.B5 | USED
GR0131: | SC | IEG023013 | GRN | 14 | 4.A3 | IEG0230:13 | B PANEL | 4.A3 | USED
GR0132: | SC | IEG023011 | GRN | 14 | 4.A3 | IEG0230:11 | B PANEL | 4.A3 | USED
GR0134: | SC | IEG02306 | GRN | 14 | 4.A3 | IEG0230:6 | B PANEL | 4.A3 | USED
KA0130:A2 | SC | UA1200J26 | WHT | 20 | 27.C5 | UA1200:J2-6 | B PANEL | 27.B3 | USED
KA0134:A1 | SC | KA0134A1 | WHT | 20 | 25.C6 | AF0067:12 | B PANEL | 68.D7 | USED
KA0141:21 | SC | KT0146A1 | WHT | 20 | 25.B2 | KA0241:21 | B PANEL | 25.B2 | USED
KA0141:24 | SC | FU0139 | WHT | 20 | 25.B2 | KA0241:24 | B PANEL | 25.B2 | USED
KT0145:A1 | SC | KA024412 | WHT | 20 | 25.B6 | KA0244:12 | B PANEL | 26.D4 | USED
KT0146:15 | SC | KT014615 | WHT | 20 | 26.C6 | AF0076:10 | B PANEL | 26.C7 | USED
KT0146:18 | SC | KA024214 | WHT | 20 | 26.C6 | KA0231:14 | B PANEL | 26.C6 | USED
KT0146:A2 | SC | KT0146A2 | WHT | 20 | 25.B2 | AF0076:29 | B PANEL | 25.B2 | USED
KT0146:B1 | SC | KT0146B1 | WHT | 20 | 25.B2 | AF0076:13 | B PANEL | 25.B2 | USED
XT0134:4 | SC | 0V | WHT | 12 | 15.B3 | XT0235:1 | B PANEL | 15.D4 | USED
XT0134:4 | SC | 0V | WHT | 14 | 15.B3 | XT0110:2 | B PANEL | 24.A5 | USED
XT0135:1 | SC | 0V | WHT | 14 | 15.B4 | KA1020:24 | B PANEL | 39.A5 | USED
XT0136:1 | SC | FU0139 | WHT | 20 | 25.A2 | XT0240:11 | B PANEL | 26.C4 | USED
XT0136:3 | SC | 0V | WHT | 20 | 25.A2 | XT0240:9 | B PANEL | 26.D3 | USED
XT0136:6 | SC | KA0231A1 | WHT | 20 | 25.B5 | KA0242:11 | B PANEL | 26.C6 | USED
XT0137:1 | SC | ESTOPA | WHT | 20 | 29.B5 | XT0240:3 | B PANEL | 26.A3 | USED
XT0137:2 | SC | ESTOP | WHT | 20 | 29.B5 | XT0240:4 | B PANEL | 26.A3 | USED
XT0138:4 | SC | FU0136 | WHT | 12 | 15.B3 | FU0210:LI | B PANEL | 15.C4 | USED
XT0138:4 | SC | FU0136 | WHT | 14 | 15.B3 | XT0110:1 | B PANEL | 24.A5 | USED
XT0139:3 | SC | FU0137 | WHT | 12 | 15.B4 | FU0211:LI | B PANEL | 15.B4 | USED
XT0139:3 | SC | FU0137 | WHT | 14 | 15.B4 | FU0213:LI | B PANEL | 15.B5 | USED
XT0139:4 | SC | KA0231A1 | WHT | 20 | 26.D6 | KA0234:A1 | B PANEL | 26.D6 | USED
XT0139:4 | SC | KA0231A1 | WHT | 20 | 26.D6 | XT0110:3 | B PANEL | 24.A5 | USED
AU0080:L2 | WC0008 | AU0080L2 | ENET | CABLE | 6.A5 | AU0070:L1 | B PANEL | 6.A5 | USED
AP0606:L1 | WC0680 | AT0680LAN1 | ENET | CABLE | 7.C3 | AT0680:LAN1 | B PANEL | 11.A4 | USED
AF0081:04 | SC | SB0472B212 | WHT | 20 | 29.B7 | SB0472:B2-12 | TURBINE CONTROL | 29.B2 | USED
AF0081:36 | SC | SB0472B211 | WHT | 20 | 29.B7 | SB0472:B2-11 | TURBINE CONTROL | 29.B2 | USED
AF0087:00 | SC | SH047114 | WHT | 20 | 28.A7 | SH0471:14 | TURBINE CONTROL | 28.A2 | USED
AF0087:01 | SC | SH047012 | WHT | 20 | 28.B7 | SH0470:12 | TURBINE CONTROL | 28.B2 | USED
AF0087:02 | SC | SB047112 | WHT | 20 | 28.D7 | SB0471:12 | TURBINE CONTROL | 28.D2 | USED
AF0087:03 | SC | SB047314 | WHT | 20 | 28.D7 | SB0473:14 | TURBINE CONTROL | 28.D2 | USED
AF0087:04 | SC | SB047414 | WHT | 20 | 29.A7 | SB0474:14 | TURBINE CONTROL | 29.A2 | USED
AF0087:05 | SC | SA0473WB1 | WHT | 20 | 29.D7 | SA0473:W-B1 | TURBINE CONTROL | 29.D2 | USED
AF0087:06 | SC | SA0473BA3 | WHT | 20 | 29.D7 | SA0473:B-A3 | TURBINE CONTROL | 29.D2 | USED
AF0087:07 | SC | SA0471B214 | WHT | 20 | 29.A7 | SA0471:B2-14 | TURBINE CONTROL | 29.A2 | USED
AF0087:08 | SC | SA0471B114 | WHT | 20 | 29.B7 | SA0471:B1-14 | TURBINE CONTROL | 29.B2 | USED
AF0087:12 | SC | SA0474B214 | WHT | 20 | 29.C7 | SA0474:B2-14 | TURBINE CONTROL | 29.C2 | USED
AF0087:13 | SC | SA0474B114 | WHT | 20 | 29.C7 | SA0474:B1-14 | TURBINE CONTROL | 29.C2 | USED
AF0087:32 | SC | SH047113 | WHT | 20 | 28.A7 | SH0471:13 | TURBINE CONTROL | 28.A2 | USED
AF0087:33 | SC | SH047011 | WHT | 20 | 28.B7 | SH0470:11 | TURBINE CONTROL | 28.B2 | USED
AF0087:34 | SC | SB047111 | WHT | 20 | 28.D7 | SB0471:11 | TURBINE CONTROL | 28.D2 | USED
AF0087:35 | SC | SB047313 | WHT | 20 | 28.D7 | SB0473:13 | TURBINE CONTROL | 28.D2 | USED
AF0087:36 | SC | SB047413 | WHT | 20 | 29.A7 | SB0474:13 | TURBINE CONTROL | 29.A2 | USED
AF0087:37 | SC | SA0473WB2 | WHT | 20 | 29.D7 | SA0473:W-B2 | TURBINE CONTROL | 29.D2 | USED
AF0087:38 | SC | SA0473BA4 | WHT | 20 | 29.D7 | SA0473:B-A4 | TURBINE CONTROL | 29.D2 | USED
AF0087:39 | SC | SA0471B213 | WHT | 20 | 29.A7 | SA0471:B2-13 | TURBINE CONTROL | 29.A2 | USED
AF0087:40 | SC | SA0471B113 | WHT | 20 | 29.B7 | SA0471:B1-13 | TURBINE CONTROL | 29.B2 | USED
AF0087:44 | SC | SA0474B213 | WHT | 20 | 29.C7 | SA0474:B2-13 | TURBINE CONTROL | 29.C2 | USED
AF0087:45 | SC | SA0474B113 | WHT | 20 | 29.C7 | SA0474:B1-13 | TURBINE CONTROL | 29.C2 | USED
AF0093:06 | SC | SH0470X2 | WHT | 20 | 28.B7 | SH0470:X2 | TURBINE CONTROL | 28.B2 | USED
AF0093:15 | SC | SH0471X2 | WHT | 20 | 28.A7 | SH0471:X2 | TURBINE CONTROL | 28.A2 | USED
AF0093:22 | SC | SH0470X1 | WHT | 20 | 28.B7 | SH0470:X1 | TURBINE CONTROL | 28.B2 | USED
AF0093:31 | SC | SH0471X1 | WHT | 20 | 28.A7 | SH0471:X1 | TURBINE CONTROL | 28.A2 | USED
AF0092:28 | WC5072 | HA04721 | 1 | 18 | 28.C7 | HA0472:BLK-1 | TURBINE CONTROL | 28.C1 | USED
AF0092:12 | WC5072 | HA04722 | 2 | 18 | 28.C7 | HA0472:BLK-2 | TURBINE CONTROL | 28.C1 | USED
FU1100:LD | SC | FU1100 | WHT | 14 | 30.C4 | AT1100:POS | TURBINE CONTROL | 30.C3 | USED
XT0137:1 | SC | ESTOPA | WHT | 20 | 29.B5 | SB0472:B1-11 | TURBINE CONTROL | 29.B2 | USED
XT0137:2 | SC | ESTOP | WHT | 20 | 29.B5 | SB0472:B1-12 | TURBINE CONTROL | 29.B2 | USED
XT0137:3 | SC | SH047111 | WHT | 20 | 28.A5 | SH0471:11 | TURBINE CONTROL | 28.A2 | USED
XT0137:4 | SC | SH047112 | WHT | 20 | 28.A5 | SH0471:12 | TURBINE CONTROL | 28.A2 | USED
XT0137:5 | SC | SH047013 | WHT | 20 | 28.B5 | SH0470:13 | TURBINE CONTROL | 28.B2 | USED
XT0137:6 | SC | SH047014 | WHT | 20 | 28.B5 | SH0470:14 | TURBINE CONTROL | 28.B2 | USED
XT1100:2 | SC | 0V | WHT | 14 | 30.D4 | AT1100:NEG | TURBINE CONTROL | 30.C3 | USED
BA1100:DEVICE | WC0101 | BA1100DEVICE | ENET | CABLE | 30.C1 | AT1100:L1 | TURBINE CONTROL | 30.C3 | USED
SolarTools ver. 24.0.84.24712 (Jul 31, 2025)
Report date: 1/19/2026 6:29 AM

## AUXILIARY
AUXILIARY
AUXILIARY CONSOLE PANEL
Project # | J0940
Project Name | KERN RIVER GT VEYO UNIT 3
Revision | A.2
Controls DE | J.L. PASARIN
Phone: | #
Controls ME | A. PUENTES
Phone: | #
From | [5 empty] | To
Device ID | Cable (W) Conductor (SC) Jumper Clip (JC) | Wire No. | Wire ID | Gauge/Size | Page/Zone | Device ID | Location | Page/Zone
XT0005:1 | JC | FU9032 | CLIP | --- | 9.A5 | XT0005:2 | AUXILIARY | 9.C5 | USED
XT0005:4 | JC | 0V | CLIP | --- | 9.A5 | XT0005:5 | AUXILIARY | 9.C5 | USED
XT0131:1 | JC | 0V | CLIP | --- | 13.B4 | XT0131:2 | AUXILIARY | 13.B5 | USED
XT0131:3 | JC | F0201P | CLIP | --- | 13.B4 | XT0131:4 | AUXILIARY | 13.B5 | USED
XT0131:5 | JC | F0200P | CLIP | --- | 13.A4 | XT0131:6 | AUXILIARY | 13.B4 | USED
XT0250:1 | JC | FU0202 | CLIP | --- | 14.B6 | XT0250:2 | AUXILIARY | 14.B6 | USED
XT0250:3 | JC | FU0203 | CLIP | --- | 14.B6 | XT0250:4 | AUXILIARY | 14.B6 | USED
XT0251:2 | JC | FU0200 | CLIP | --- | 14.B4 | XT0251:3 | AUXILIARY | 14.B4 | USED
XT0252:1 | JC | 0V | CLIP | --- | 14.B3 | XT0252:2 | AUXILIARY | 14.B3 | USED
XT0252:2 | JC | 0V | CLIP | --- | 14.B3 | XT0252:3 | AUXILIARY | 14.B3 | USED
XT0252:3 | JC | 0V | CLIP | --- | 14.B3 | XT0252:4 | AUXILIARY | 14.C3 | USED
XT0252:4 | JC | 0V | CLIP | --- | 14.C3 | XT0252:5 | AUXILIARY | 14.C3 | USED
XT0252:5 | JC | 0V | CLIP | --- | 14.C3 | XT0252:6 | AUXILIARY | 14.C3 | USED
XT0252:6 | JC | 0V | CLIP | --- | 14.C3 | XT0252:7 | AUXILIARY | 14.C3 | USED
XT0252:7 | JC | 0V | CLIP | --- | 14.C3 | XT0252:8 | AUXILIARY | 14.C3 | USED
XT0253:2 | JC | 0V | CLIP | --- | 14.B4 | XT0253:3 | AUXILIARY | 14.B4 | USED
XT9220:1 | JC | FU0213 | CLIP | --- | 9.A3 | XT9220:2 | AUXILIARY | 9.C3 | USED
XT9220:4 | JC | 0V | CLIP | --- | 9.A3 | XT9220:5 | AUXILIARY | 9.C3 | USED
AF2081:COM | SC | AU2080N | WHT | 16 | 21.B3 | AU2080:COM | AUXILIARY | 21.A3 | USED
AF2081:V+ | SC | AU2080P | WHT | 16 | 21.B3 | AU2080:V+ | AUXILIARY | 21.A3 | USED
KA3220:A1 | SC | 208200 | WHT | 20 | 69.B7 | AF2082:00 | AUXILIARY | 69.B5 | USED
KA3104:A1 | SC | 208201 | WHT | 20 | 72.A7 | AF2082:01 | AUXILIARY | 72.A5 | USED
KA3221:A1 | SC | 208202 | WHT | 20 | 69.C7 | AF2082:02 | AUXILIARY | 69.C5 | USED
KA3103:A1 | SC | 208203 | WHT | 20 | 71.A7 | AF2082:03 | AUXILIARY | 71.A5 | USED
AF2082:04 | SC | 208204 | WHT | 20 | 30.B7 | PC0470:INP_A | AUXILIARY | 30.B5 | USED
AF2082:05 | SC | 208205 | WHT | 20 | 30.B7 | PC0471:INP_A | AUXILIARY | 30.B5 | USED
KA0403:A1 | SC | 208206 | WHT | 20 | 35.A7 | AF2082:06 | AUXILIARY | 35.A6 | USED
KA3220:A2 | SC | 208216 | WHT | 20 | 69.B7 | AF2082:16 | AUXILIARY | 69.B5 | USED
KA3104:A2 | SC | 208217 | WHT | 20 | 72.A7 | AF2082:17 | AUXILIARY | 72.A5 | USED
KA3221:A2 | SC | 208218 | WHT | 20 | 69.C7 | AF2082:18 | AUXILIARY | 69.C5 | USED
KA3103:A2 | SC | 208219 | WHT | 20 | 71.A7 | AF2082:19 | AUXILIARY | 71.A5 | USED
AF2082:20 | SC | 208220 | WHT | 20 | 30.B7 | PC0470:-PWR | AUXILIARY | 30.B5 | USED
AF2082:21 | SC | 208221 | WHT | 20 | 30.B7 | PC0471:-PWR | AUXILIARY | 30.B5 | USED
KA0403:A2 | SC | 208222 | WHT | 20 | 35.A7 | AF2082:22 | AUXILIARY | 35.A6 | USED
AF2082:36 | SC | 208236 | WHT | 20 | 30.B7 | PC0470:+PWR | AUXILIARY | 30.B5 | USED
AF2082:37 | SC | 208237 | WHT | 20 | 30.B7 | PC0471:+PWR | AUXILIARY | 30.B5 | USED
AF2082:COM | SC | 0V | WHT | 14 | 21.B4 | XT0252:4 | AUXILIARY | 14.C3 | USED
AF2082:COM | SC | AF2082N | WHT | 16 | 21.B4 | AF2083:COM | AUXILIARY | 21.B5 | USED
AF2082:V+ | SC | AF2082P | WHT | 16 | 21.B4 | AF2083:V+ | AUXILIARY | 21.B5 | USED
AF2082:V+ | SC | FU2081 | WHT | 16 | 21.B4 | FU2081:LD | AUXILIARY | 21.B2 | USED
AF2083:00 | SC | 208300 | WHT | 20 | 13.A6 | XT0013:2 | AUXILIARY | 13.A6 | USED
AF2083:01 | SC | 0V | WHT | 20 | 13.A6 | XT0013:4 | AUXILIARY | 13.B6 | USED
AF2083:02 | SC | 208302 | WHT | 20 | 13.B6 | XT0013:6 | AUXILIARY | 13.B6 | USED
AF2083:03 | SC | 0V | WHT | 20 | 13.B6 | XT0013:8 | AUXILIARY | 13.B6 | USED
AF2083:SH | SC | AU2080G | GRN | 14 | 21.B5 | AU2080:GND | AUXILIARY | 21.A3 | USED
AF2083:SH | SC | IEG02001 | GRN | 16 | 21.B5 | IEG0200:1 | AUXILIARY | 21.B5 | USED
AU2080:COM | SC | 0V | WHT | 14 | 21.A3 | XT0252:3 | AUXILIARY | 14.B3 | USED
AU2080:V+ | SC | FU2080 | WHT | 16 | 21.A3 | FU2080:LD | AUXILIARY | 21.B2 | USED
BA2080:NEG | SC | UJ2080N | WHT | 16 | 21.C3 | UJ2080:OUT1(-) | AUXILIARY | 21.C5 | USED
BA2080:POS | SC | FU2082 | WHT | 16 | 21.C3 | FU2082:LD | AUXILIARY | 21.C4 | USED
F0200:LD - | SC | 0V | WHT | 10 | 13.A4 | XT0131:1 | AUXILIARY | 13.B4 | USED
F0200:LD + | SC | F0200P | WHT | 10 | 13.A4 | XT0131:5 | AUXILIARY | 13.A4 | USED
F0200:LI - | SC | F0200LIN | WHT | 10 | 13.A4 | QS0200:LD-3 | AUXILIARY | 13.A3 | USED
F0200:LI + | SC | F0200LIP | WHT | 10 | 13.A4 | QS0200:LD-1 | AUXILIARY | 13.A3 | USED
F0201:LD - | SC | 0V | WHT | 10 | 13.B4 | XT0131:10 | AUXILIARY | 13.C5 | USED
F0201:LD + | SC | F0201P | WHT | 10 | 13.B4 | XT0131:3 | AUXILIARY | 13.B4 | USED
F0201:LI - | SC | F0201LIN | WHT | 10 | 13.B4 | QS0201:LD-3 | AUXILIARY | 13.B3 | USED
F0201:LI + | SC | F0201LIP | WHT | 10 | 13.B4 | QS0201:LD-1 | AUXILIARY | 13.B3 | USED
FU0200:LD | SC | FU0200 | WHT | 12 | 14.B2 | XT0251:1 | AUXILIARY | 14.B3 | USED
FU0200:LI | SC | 24VDC | WHT | 10 | 14.B2 | XT0131:7 | AUXILIARY | 13.B5 | USED
FU0201:LI | SC | FU0200 | WHT | 12 | 14.B4 | XT0251:1 | AUXILIARY | 14.B3 | USED
FU0202:LD | SC | FU0202 | WHT | 20 | 14.B5 | XT0250:1 | AUXILIARY | 14.B6 | USED
FU0202:LI | SC | FU0201 | WHT | 14 | 14.B5 | FU0201:LD | AUXILIARY | 14.B4 | USED
FU0202:LI | SC | FU0201 | WHT | 14 | 14.B5 | FU0203:LI | AUXILIARY | 14.B5 | USED
FU0203:LD | SC | FU0203 | WHT | 20 | 14.B5 | XT0250:3 | AUXILIARY | 14.B6 | USED
FU0203:LI | SC | FU0201 | WHT | 14 | 14.B5 | FU0273:LI | AUXILIARY | 17.B2 | USED
FU2030:LI | SC | FU0202 | WHT | 14 | 17.A2 | XT0250:1 | AUXILIARY | 14.B6 | USED
FU2030:LI | SC | FU0202 | WHT | 14 | 17.A2 | FU2031:LI | AUXILIARY | 17.B2 | USED
FU2080:LI | SC | FU0202 | WHT | 14 | 21.B2 | FU2081:LI | AUXILIARY | 21.B2 | USED
FU2080:LI | SC | FU0202 | WHT | 14 | 21.B2 | XT0250:1 | AUXILIARY | 14.B6 | USED
FU2082:LI | SC | UJ2080P | WHT | 16 | 21.C4 | UJ2080:OUT1(+) | AUXILIARY | 21.C5 | USED
FU9032:LD | SC | FU9032 |  |  | 13.C6 | XT0005:1 | AUXILIARY | 9.A5 | USED
FU9032:LI | SC | 24VDC | WHT | 10 | 13.C6 | XT0131:8 | AUXILIARY | 13.C5 | USED
GR2001: | SC | GR2001 | GRN/YEL | 14 | 17.C3 | FRAME | AUXILIARY | 17.C3 | USED
GR2002: | SC | GR2002 | GRN/YEL | 14 | 17.C4 | FRAME | AUXILIARY | 17.C3 | USED
KA0403:11 | SC | SB75142 | WHT | 20 | 35.A6 | XT7510:2 | AUXILIARY | 35.A5 | USED
KA0403:12 | SC | SB75143 | WHT | 20 | 35.A6 | XT7510:3 | AUXILIARY | 35.A5 | USED
KA0403:14 | SC | SB75141 | WHT | 20 | 35.A6 | XT7510:1 | AUXILIARY | 35.A5 | USED
KA3103:11 | SC | KM3103EN | RED | 16 | 71.A5 | XT3100:2 | AUXILIARY | 71.A5 | USED
KA3103:14 | SC | KM3103EP | RED | 16 | 71.A5 | XT3100:1 | AUXILIARY | 71.A5 | USED
KA3104:11 | SC | KM3104EN | RED | 16 | 72.A5 | XT3100:4 | AUXILIARY | 72.A5 | USED
KA3104:14 | SC | KM3104EP | RED | 16 | 72.A5 | XT3100:3 | AUXILIARY | 72.A5 | USED
KA3220:11 | SC | KM3220EL | RED | 16 | 69.A5 | XT3200:1 | AUXILIARY | 69.A5 | USED
KA3220:14 | SC | KM3220EH | RED | 16 | 69.A5 | XT3200:3 | AUXILIARY | 69.B5 | USED
KA3221:11 | SC | KM3220EN | RED | 16 | 69.B5 | XT3200:2 | AUXILIARY | 69.B5 | USED
KA3221:14 | SC | KM3220EH | RED | 16 | 69.B5 | XT3200:3 | AUXILIARY | 69.B5 | USED
PC0470:INP_A | SC | 208204 | WHT | 20 | 30.B5 | PC0470:INP_B | AUXILIARY | 30.B5 | USED
PC0471:INP_A | SC | 208205 | WHT | 20 | 30.B5 | PC0471:INP_B | AUXILIARY | 30.B5 | USED
QS0200:LI-2 | SC | CC9000AP | WHT | 10 | 13.A3 | XT0010:1 | AUXILIARY | 13.B2 | USED
QS0200:LI-4 | SC | CC9000AN | WHT | 10 | 13.A3 | XT0010:3 | AUXILIARY | 13.B2 | USED
QS0201:LI-2 | SC | CC9000AP | WHT | 10 | 13.B3 | XT0010:2 | AUXILIARY | 13.B2 | USED
QS0201:LI-4 | SC | CC9000AN | WHT | 10 | 13.B3 | XT0010:4 | AUXILIARY | 13.B2 | USED
RR0851: -3.01K OHM | SC | 208300 | LEAD | --- | 13.A5 | XT0013:2 | AUXILIARY | 13.A6 | USED
RR0851: -3.01K OHM | SC | F0200P | LEAD | --- | 13.A5 | XT0013:1 | AUXILIARY | 13.A5 | USED
RR0852: -1.0K OHM | SC | 0V | LEAD | --- | 13.B5 | XT0013:3 | AUXILIARY | 13.B5 | USED
RR0852: -1.0K OHM | SC | 208300 | LEAD | --- | 13.B5 | XT0013:2 | AUXILIARY | 13.A6 | USED
RR0853: -3.01K OHM | SC | 208302 | LEAD | --- | 13.B5 | XT0013:6 | AUXILIARY | 13.B6 | USED
RR0853: -3.01K OHM | SC | F0201P | LEAD | --- | 13.B5 | XT0013:5 | AUXILIARY | 13.B5 | USED
RR0854: -1.0K OHM | SC | 0V | LEAD | --- | 13.B5 | XT0013:7 | AUXILIARY | 13.B5 | USED
RR0854: -1.0K OHM | SC | 208302 | LEAD | --- | 13.B5 | XT0013:6 | AUXILIARY | 13.B6 | USED
UJ2080:24V(-) | SC | 0V | WHT | 20 | 21.C5 | XT0252:8 | AUXILIARY | 14.C3 | USED
UJ2080:24V(+) | SC | FU0203 | WHT | 14 | 21.C5 | XT0250:3 | AUXILIARY | 14.B6 | USED
VD0131:1 | SC | F0200P | LEAD | --- | 13.B5 | XT0131:6 | AUXILIARY | 13.B4 | USED
VD0131:2 | SC | 24VDC | LEAD | --- | 13.B5 | XT0131:7 | AUXILIARY | 13.B5 | USED
VD0131:3 | SC | F0201P | LEAD | --- | 13.B5 | XT0131:3 | AUXILIARY | 13.B4 | USED
VD0131:4 | SC | 24VDC | LEAD | --- | 13.B5 | XT0131:8 | AUXILIARY | 13.C5 | USED
XT0005:3 | SC | FU9032 |  |  | 12.B3 | XT0005:2 | AUXILIARY | 9.C5 | USED
XT0005:6 | SC | 0V |  | 20 | 12.B3 | XT0005:5 | AUXILIARY | 9.C5 | USED
XT0010:1 | SC | CC9000AP |  |  | 13.B2 | XT0010:2 | AUXILIARY | 13.B2 | USED
XT0010:3 | SC | CC9000AN |  |  | 13.B2 | XT0010:4 | AUXILIARY | 13.B2 | USED
XT0013:3 | SC | 0V |  |  | 13.B5 | XT0013:4 | AUXILIARY | 13.B6 | USED
XT0013:3 | SC | 0V |  |  | 13.B5 | XT0131:2 | AUXILIARY | 13.B5 | USED
XT0013:5 | SC | F0201P | WHT | 10 | 13.B5 | XT0131:4 | AUXILIARY | 13.B5 | USED
XT0013:7 | SC | 0V |  |  | 13.B5 | XT0013:8 | AUXILIARY | 13.B6 | USED
XT0013:7 | SC | 0V | WHT | 12 | 13.B5 | XT0131:11 | AUXILIARY | 13.C5 | USED
XT0131:1 | SC | 0V | WHT | 12 | 13.B4 | XT0131:9 | AUXILIARY | 13.C5 | USED
XT0131:10 | SC | 0V |  |  | 13.C5 | XT0131:11 | AUXILIARY | 13.C5 | USED
XT0131:11 | SC | 0V | WHT | 10 | 13.C5 | XT9033:1 | AUXILIARY | 13.C6 | USED
XT0131:5 | SC | F0200P | WHT | 12 | 13.A4 | XT0013:1 | AUXILIARY | 13.A5 | USED
XT0131:7 | SC | 24VDC | WHT | 10 | 13.B5 | XT0131:8 | AUXILIARY | 13.C5 | USED
XT0131:9 | SC | 0V |  |  | 13.C5 | XT0131:10 | AUXILIARY | 13.C5 | USED
XT0131:9 | SC | 0V | WHT | 10 | 13.C5 | XT0253:1 | AUXILIARY | 14.B3 | USED
XT0251:1 | SC | FU0200 | WHT | 12 | 14.B3 | XT0251:2 | AUXILIARY | 14.B4 | USED
XT0252:1 | SC | 0V | WHT | 12 | 14.B3 | XT0253:1 | AUXILIARY | 14.B3 | USED
XT0253:1 | SC | 0V | WHT | 12 | 14.B3 | XT0253:2 | AUXILIARY | 14.B4 | USED
XT9033:1 | SC | 0V |  |  | 13.C6 | XT0005:4 | AUXILIARY | 9.A5 | USED
XT9220:2 | SC | FU0213 |  |  | 9.C3 | XT9220:3 | AUXILIARY | 10.A4 | USED
XT9220:5 | SC | 0V |  |  | 9.C3 | XT9220:6 | AUXILIARY | 10.A5 | USED
XT0251:2 | SC | FU0200 |  | 10 | 14.B4 | FU0136:LI | A PANEL | 15.A3 | USED
XT0253:2 | SC | 0V |  |  | 14.B4 | XT0134:1 | A PANEL | 15.B3 | USED
XT9220:4 | SC | 0V | WHT | 16 | 9.A3 | XT0135:3 | A PANEL | 15.B4 | USED
F0200:GND | SC | PEG01301 | GRN | 14 | 13.A4 | PEG0130:1 | B PANEL | 13.B3 | USED
F0201:GND | SC | PEG01302 | GRN | 14 | 13.B4 | PEG0130:2 | B PANEL | 13.3 | USED
XT9220:1 | SC | FU0213 |  |  | 9.A3 | FU0213:LD | B PANEL | 15.B5 | USED
FU0273:LD | SC | FU0273 | WHT | 14 | 17.B2 | ZS0273:1 | CONSOLE | 17.B3 | USED
XT0250:3 | SC | FU0203 | WHT | 14 | 14.B6 | AT0190:POS | CONSOLE | 17.C3 | USED
XT0252:6 | SC | 0V | WHT | 20 | 14.C3 | AT0190:NEG | CONSOLE | 17.C3 | USED
XT0252:7 | SC | 0V | WHT | 20 | 14.C3 | EL0273:- | CONSOLE | 17.B3 | USED
FU2030:LD | SC | FU2030 | WHT | 14 | 17.A2 | AU0200:V+ | TCP | 17.A3 | USED
FU2031:LD | SC | FU2031 | WHT | 14 | 17.B2 | AF0202:V+ | TCP | 17.A5 | USED
IEG0356:1 | SC | IEG03561 | GRN | 14 | 17.B3 | AU0200:GND | TCP | 17.A3 | USED
IEG0356:2 | SC | IEG03562 | GRN | 14 | 17.C2 | GR0200: | TCP | 17.C2 | USED
XT0252:2 | SC | 0V | WHT | 14 | 14.B3 | AF0202:COM | TCP | 17.A5 | USED
XT0252:2 | SC | 0V | WHT | 14 | 14.B3 | AU0200:COM | TCP | 17.A3 | USED
XT0252:5 | SC | 0V | WHT | 20 | 14.C3 | SH0401:A | TCP | 19.C5 | USED
XT0563:1 | SC | ESTOPB | WHT | 20 | 19.D6 | SB0400:11 | TCP | 19.D5 | USED
XT0563:2 | SC | ESTOPA | WHT | 20 | 19.D6 | SB0400:12 | TCP | 19.D5 | USED
XT0563:3 | SC | KA023612 | WHT | 20 | 19.B6 | XT0564:1 B2 | TCP | 19.B5 | USED
XT0563:4 | SC | 0V | WHT | 20 | 19.B6 | HL0410:A | TCP | 19.B5 | USED
XT0563:5 | SC | KA0241A1 | WHT | 20 | 19.C6 | SA0401:1 | TCP | 19.C5 | USED
XT0563:6 | SC | FU0139 | WHT | 20 | 19.C6 | SA0401:2 | TCP | 19.C5 | USED
XT0563:7 | SC | TCP18B1 | WHT | 20 | 19.D6 | SB0400:21 | TCP | 19.D5 | USED
XT0563:8 | SC | TCP18B2 | WHT | 20 | 19.D6 | SB0400:22 | TCP | 19.D5 | USED
AU2080:L1 | WC0200 | AU0200L2 | ENET | CABLE | 6.B6 | AU0200:L2 | TCP | 6.B5 | USED
BA2080:L2 | WC2080 | BA2080L2 | ENET | CABLE | 6.B5 | AU0200:L1 | TCP | 6.B5 | USED
SolarTools ver. 24.0.84.24712 (Jul 31, 2025)
Report date: 1/19/2026 6:29 AM

## B PANEL
B PANEL
JB70
Project # | J0940
Project Name | KERN RIVER GT VEYO UNIT 3
Revision | A.2
Controls DE | J.L. PASARIN
Phone: | #
Controls ME | A. PUENTES
Phone: | #
From | [5 empty] | To
Device ID | Cable (W) Conductor (SC) Jumper Clip (JC) | Wire No. | Wire ID | Gauge/Size | Page/Zone | Device ID | Location | Page/Zone
XT0060:1 | JC | 0V | CLIP | --- | 23.C1 | XT0060:2 | B PANEL | 23.C1 | USED
XT0060:2 | JC | 0V | CLIP | --- | 23.C1 | XT0060:3 | B PANEL | 23.D1 | USED
XT0070:1 | JC | 0V | CLIP | --- | 23.B1 | XT0070:2 | B PANEL | 23.B1 | USED
XT0233:1 | JC | FU0210 | CLIP | --- | 15.C4 | XT0233:2 | B PANEL | 15.C4 | USED
XT0233:2 | JC | FU0210 | CLIP | --- | 15.C4 | XT0233:3 | B PANEL | 15.C4 | USED
XT0235:1 | JC | 0V | CLIP | --- | 15.D4 | XT0235:2 | B PANEL | 15.D4 | USED
XT0235:2 | JC | 0V | CLIP | --- | 15.D4 | XT0235:3 | B PANEL | 15.D4 | USED
XT0240:10 | JC | FU0139 | CLIP | --- | 26.C4 | XT0240:11 | B PANEL | 26.C4 | USED
XT0240:8 | JC | 0V | CLIP | --- | 26.D3 | XT0240:9 | B PANEL | 26.D3 | USED
KA0233:14 | SC | 006102 | WHT | 20 | 40.B7 | AF0061:02 | B PANEL | 40.B5 | USED
KA0240:14 | SC | 006106 | WHT | 20 | 37.A7 | AF0061:06 | B PANEL | 37.A5 | USED
KA0234:14 | SC | 006114 | WHT | 20 | 41.B7 | AF0061:14 | B PANEL | 41.B5 | USED
AF0061:22 | SC | SV13512 | WHT | 20 | 37.A7 | XT1350:2 | B PANEL | 37.A5 | USED
AF0061:COM | SC | 0V | WHT | 14 | 23.C2 | XT0060:2 | B PANEL | 23.C1 | USED
AF0061:V+ | SC | FU0061 | WHT | 14 | 23.C2 | FU0061:LD | B PANEL | 23.C1 | USED
KA0222:14 | SC | 006200 | WHT | 20 | 55.B7 | AF0062:00 | B PANEL | 55.B6 | USED
KA0250:14 | SC | 006202 | WHT | 20 | 37.B7 | AF0062:02 | B PANEL | 37.B5 | USED
AF0062:16 | SC | SV21242 | WHT | 20 | 55.B7 | XT2100:4 | B PANEL | 55.B5 | USED
AF0062:18 | SC | SV13502 | WHT | 16 | 37.B7 | XT1350:4 | B PANEL | 37.B5 | USED
AF0062:COM | SC | 0V | WHT | 14 | 23.C3 | XT0060:2 | B PANEL | 23.C1 | USED
AF0062:V+ | SC | FU0062 | WHT | 14 | 23.C3 | FU0062:LD | B PANEL | 23.C1 | USED
AF0063:COM | SC | AF0063N | WHT | 20 | 23.C3 | AF0064:COM | B PANEL | 23.B4 | USED
AF0063:COM | SC | AU0060N | WHT | 20 | 23.C3 | AU0060:COM | B PANEL | 23.B2 | USED
AF0063:V+ | SC | AF0063P | WHT | 20 | 23.C3 | AF0064:V+ | B PANEL | 23.B4 | USED
AF0063:V+ | SC | AU0060P | WHT | 20 | 23.C3 | AU0060:V+ | B PANEL | 23.B2 | USED
AF0064:COM | SC | AF0064N | WHT | 20 | 23.B4 | AF0065:COM | B PANEL | 23.B5 | USED
AF0064:SH | SC | AF0064G | GRN | 14 | 23.B4 | AF0065:SH | B PANEL | 23.B5 | USED
AF0064:SH | SC | AU0060G | GRN | 14 | 23.B4 | AU0060:GND | B PANEL | 23.B2 | USED
AF0064:V+ | SC | AF0064P | WHT | 20 | 23.B4 | AF0065:V+ | B PANEL | 23.B5 | USED
AF0065:SH | SC | AF0065G | GRN | 14 | 23.B5 | AF0066:SH | B PANEL | 23.C5 | USED
AF0066:COM | SC | 0V | WHT | 14 | 23.C5 | XT0060:3 | B PANEL | 23.D1 | USED
AF0066:SH | SC | AF0066G | GRN | 14 | 23.C5 | AF0068:SH | B PANEL | 23.C6 | USED
AF0066:V+ | SC | FU0064 | WHT | 14 | 23.C5 | FU0064:LD | B PANEL | 23.D1 | USED
AF0067:COM | SC | 0V | WHT | 14 | 23.C6 | XT0060:3 | B PANEL | 23.D1 | USED
AF0067:COM | SC | AF0067N | WHT | 20 | 23.C6 | AF0068:COM | B PANEL | 23.C6 | USED
AF0067:V+ | SC | FU0063 | WHT | 14 | 23.C6 | FU0063:LD | B PANEL | 23.D1 | USED
AF0067:V+ | SC | AF0067P | WHT | 20 | 23.C6 | AF0068:V+ | B PANEL | 23.C6 | USED
AF0068:SH | SC | IEG02304 | GRN | 14 | 23.C6 | IEG0230:4 | B PANEL | 23.C6 | USED
AF0071:COM | SC | AF0071N | WHT | 20 | 23.B2 | AF0072:COM | B PANEL | 23.A3 | USED
AF0071:COM | SC | AU0070N | WHT | 20 | 23.B2 | AU0070:COM | B PANEL | 23.A2 | USED
AF0071:SH | SC | AF0071G | GRN | 14 | 23.B2 | AF0072:SH | B PANEL | 23.A3 | USED
AF0071:SH | SC | AU0070G | GRN | 14 | 23.B2 | AU0070:GND | B PANEL | 23.A2 | USED
AF0071:V+ | SC | AF0071P | WHT | 20 | 23.B2 | AF0072:V+ | B PANEL | 23.A3 | USED
AF0071:V+ | SC | AU0070P | WHT | 20 | 23.B2 | AU0070:V+ | B PANEL | 23.A2 | USED
AF0072:COM | SC | AF0072N | WHT | 20 | 23.A3 | AF0073:COM | B PANEL | 23.B3 | USED
AF0072:SH | SC | AF0072G | GRN | 14 | 23.A3 | AF0073:SH | B PANEL | 23.B3 | USED
AF0072:V+ | SC | AF0072P | WHT | 20 | 23.A3 | AF0073:V+ | B PANEL | 23.B3 | USED
AF0073:COM | SC | AF0073N | WHT | 20 | 23.B3 | AF0074:COM | B PANEL | 23.B4 | USED
AF0073:SH | SC | AF0073G | GRN | 14 | 23.B3 | AF0074:SH | B PANEL | 23.B4 | USED
AF0073:V+ | SC | AF0073P | WHT | 20 | 23.B3 | AF0074:V+ | B PANEL | 23.B4 | USED
AF0074:COM | SC | AF0074N | WHT | 20 | 23.B4 | AF0075:COM | B PANEL | 23.A5 | USED
AF0074:SH | SC | AF0074G | GRN | 14 | 23.B4 | AF0075:SH | B PANEL | 23.A5 | USED
AF0074:V+ | SC | AF0074P | WHT | 20 | 23.B4 | AF0075:V+ | B PANEL | 23.A5 | USED
AF0075:COM | SC | AF0075N | WHT | 20 | 23.A5 | AF0077:COM | B PANEL | 23.B6 | USED
AF0075:SH | SC | AF0075G | WHT | 20 | 23.A5 | AF0077:SH | B PANEL | 23.B6 | USED
AF0075:V+ | SC | AF0075P | WHT | 20 | 23.A5 | AF0077:V+ | B PANEL | 23.B6 | USED
KA0237:14 | SC | 007600 | WHT | 20 | 51.B7 | AF0076:00 | B PANEL | 51.B5 | USED
KA0237:24 | SC | 007601 | WHT | 20 | 53.B7 | AF0076:01 | B PANEL | 53.B5 | USED
KA0221:A1 | SC | 007602 | WHT | 16 | 55.A7 | AF0076:02 | B PANEL | 55.A6 | USED
KA0222:A1 | SC | 007604 | WHT | 16 | 55.B7 | AF0076:04 | B PANEL | 55.B6 | USED
KA1020:A1 | SC | 007608 | WHT | 20 | 30.A7 | AF0076:08 | B PANEL | 30.A6 | USED
AF0076:11 | SC | UA1200J14 | WHT | 20 | 27.C7 | UA1200:J1-4 | B PANEL | 27.B3 | USED
AF0076:12 | SC | 007612 | WHT | 20 | 27.C7 | XT0237:1 B2 | B PANEL | 27.C5 | USED
KA0221:A2 | SC | 007618 | WHT | 20 | 55.A7 | AF0076:18 | B PANEL | 55.A6 | USED
KA0222:A2 | SC | 007620 | WHT | 20 | 55.B7 | AF0076:20 | B PANEL | 55.B6 | USED
KA1020:A2 | SC | 007624 | WHT | 20 | 30.A7 | AF0076:24 | B PANEL | 30.A6 | USED
KA0231:A2 | SC | KA0231A2 | WHT | 20 | 26.C7 | AF0076:26 | B PANEL | 26.C6 | USED
AF0076:COM | SC | 0V | WHT | 14 | 23.A5 | XT0070:2 | B PANEL | 23.B1 | USED
AF0076:V+ | SC | FU0071 | WHT | 14 | 23.A5 | FU0071:LD | B PANEL | 23.B1 | USED
AF0077:SH | SC | IEG02305 | GRN | 14 | 23.B6 | IEG0230:5 | B PANEL | 23.B7 | USED
XT0240:2 | SC | JP0 | VIO | 20 | 26.A3 | XT0240:1 | B PANEL | 26.A3 | USED
AF0400:12 | SC | XT04001 | GRN | 16 | 24.B6 | XT0400:1 | B PANEL | 24.C6 | USED
AF0410:32 | SC | XT04001 | GRN | 16 | 24.B5 | XT0400:1 | B PANEL | 24.C6 | USED
AF0410:53 | SC | 0V | WHT | 14 | 24.B5 | XT0110:2 | B PANEL | 24.A5 | USED
AF0410:54 | SC | AF0410N | WHT | 14 | 24.B5 | AF0420:53 | B PANEL | 24.B5 | USED
AF0410:55 | SC | FU0113 | WHT | 16 | 24.B5 | FU0113:LD | B PANEL | 24.A3 | USED
AF0410:56 | SC | AF0410P | WHT | 16 | 24.B5 | AF0420:55 | B PANEL | 24.B5 | USED
AF0420:32 | SC | XT04001 | GRN | 16 | 24.B5 | XT0400:1 | B PANEL | 24.C6 | USED
AF0420:54 | SC | AF0420N | WHT | 14 | 24.B5 | AF0430:53 | B PANEL | 24.B4 | USED
AF0420:56 | SC | AF0420P | WHT | 16 | 24.B5 | AF0430:55 | B PANEL | 24.B4 | USED
AF0430:32 | SC | XT04002 | GRN | 16 | 24.B4 | XT0400:2 | B PANEL | 24.C3 | USED
AF0430:54 | SC | AF0430N | WHT | 16 | 24.B4 | AF0450:53 | B PANEL | 24.B3 | USED
AF0430:56 | SC | AF0430P | WHT | 16 | 24.B4 | AF0450:55 | B PANEL | 24.B3 | USED
AF0450:32 | SC | XT04002 | GRN | 16 | 24.B3 | XT0400:2 | B PANEL | 24.C3 | USED
AT0680:NEG | SC | 0V | WHT | 14 | 11.A4 | XT0680:2 | B PANEL | 11.A3 | USED
AT0680:POS | SC | AT0680POS | WHT | 14 | 11.A4 | XT0680:1 | B PANEL | 11.A3 | USED
AU0060:COM | SC | 0V | WHT | 14 | 23.B2 | XT0060:1 | B PANEL | 23.C1 | USED
AU0060:V+ | SC | FU0060 | WHT | 14 | 23.B2 | FU0060:LD | B PANEL | 23.C1 | USED
AU0070:COM | SC | 0V | WHT | 14 | 23.A2 | XT0070:1 | B PANEL | 23.B1 | USED
AU0070:V+ | SC | FU0070 | WHT | 14 | 23.A2 | FU0070:LD | B PANEL | 23.B1 | USED
FU0060:LI | SC | FU0210 | WHT | 14 | 23.C1 | XT0233:1 | B PANEL | 15.C4 | USED
FU0060:LI | SC | FU0210 | WHT | 14 | 23.C1 | FU0061:LI | B PANEL | 23.C1 | USED
FU0061:LI | SC | FU0210 | WHT | 14 | 23.C1 | FU0062:LI | B PANEL | 23.C1 | USED
FU0062:LI | SC | FU0210 | WHT | 14 | 23.C1 | FU0063:LI | B PANEL | 23.D1 | USED
FU0063:LI | SC | FU0210 | WHT | 14 | 23.D1 | FU0064:LI | B PANEL | 23.D1 | USED
FU0070:LI | SC | FU0210 | WHT | 14 | 23.B1 | XT0233:2 | B PANEL | 15.C4 | USED
FU0070:LI | SC | FU0210 | WHT | 14 | 23.B1 | FU0071:LI | B PANEL | 23.B1 | USED
FU0110:LD | SC | FU0110 | WHT | 14 | 24.A4 | FU0113:LI | B PANEL | 24.A3 | USED
FU0110:LI | SC | FU0136 | WHT | 14 | 24.A4 | XT0110:1 | B PANEL | 24.A5 | USED
FU0210:LD | SC | FU0210 | WHT | 12 | 15.C4 | XT0233:1 | B PANEL | 15.C4 | USED
KA1020:14 | SC | FU0211 | WHT | 14 | 15.B4 | FU0211:LD | B PANEL | 39.A5 | USED
FU0212:LD | SC | FU0212 | WHT | 16 | 15.C5 | XT0233:4 | B PANEL | 27.D5 | USED
KA0248:21 | SC | FU0212 | WHT | 16 | 15.C5 | FU0212:LD | B PANEL | 27.C5 | USED
FU0212:LI | SC | FU0210 | WHT | 14 | 15.C5 | XT0233:1 | B PANEL | 15.C4 | USED
FU0680:LD | SC | AT0680POS | WHT | 14 | 11.A2 | XT0680:1 | B PANEL | 11.A3 | USED
FU0680:LI | SC | FU0210 | WHT | 14 | 11.A2 | XT0233:3 | B PANEL | 15.C4 | USED
GR0231: | SC | IEG02308 | GRN | 14 | 4.A4 | IEG0230:8 | B PANEL | 4.A4 | USED
GR0232: | SC | GR0232G | GRN/YEL | 14 | 4.A4 | FRAME | B PANEL | 4.A4 | USED
GR0233: | SC | IEG023012 | GRN | 14 | 4.A4 | IEG0230:12 | B PANEL | 4.A4 | USED
GR0680: | SC | GR0680 | GRN/YEL | 14 | 4.A5 | FRAME | B PANEL | 4.A4 | USED
IEG0230:10 | SC | IEG023010 | GRN | 16 | 27.D6 | UA1200:J3-4 | B PANEL | 27.B3 | USED
KA0221:11 | SC | 022111 | WHT | 20 | 55.A6 | KA0235:24 | B PANEL | 55.A5 | USED
KA0222:11 | SC | 022211 | WHT | 20 | 55.B6 | KA0236:24 | B PANEL | 55.B5 | USED
KA0231:11 | SC | KA0231A1 | WHT | 20 | 26.C6 | KA0231:A1 | B PANEL | 26.C6 | USED
KA0231:11 | SC | KA0231A1 | WHT | 20 | 26.C6 | KA0242:11 | B PANEL | 26.C6 | USED
KA0231:14 | SC | KA024214 | WHT | 20 | 26.C6 | KA0242:14 | B PANEL | 26.C6 | USED
KA0231:21 | SC | KA023121 | WHT | 20 | 26.A4 | KA0245:14 | B PANEL | 26.A4 | USED
KA0231:A1 | SC | KA0231A1 | WHT | 20 | 26.C6 | KA0232:A1 | B PANEL | 26.D6 | USED
KA0231:A2 | SC | KA0231A2 | WHT | 20 | 26.C6 | KA0232:A2 | B PANEL | 26.D6 | USED
KA0232:A1 | SC | KA0231A1 | WHT | 20 | 26.D6 | KA0233:A1 | B PANEL | 26.D6 | USED
KA0232:A2 | SC | KA0231A2 | WHT | 20 | 26.D6 | KA0233:A2 | B PANEL | 26.D6 | USED
KA0233:A1 | SC | KA0231A1 | WHT | 20 | 26.D6 | KA0234:A1 | B PANEL | 26.D6 | USED
KA0233:A2 | SC | KA0231A2 | WHT | 20 | 26.D6 | KA0234:A2 | B PANEL | 26.D6 | USED
KA0235:11 | SC | UA1200J21 | WHT | 20 | 26.A5 | XT0060:4 | B PANEL | 27.D5 | USED
KA0235:11 | SC | UA1200J21 | WHT | 20 | 26.A5 | KA0241:11 | B PANEL | 26.A5 | USED
KA0235:14 | SC | KA023124 | WHT | 20 | 26.A5 | KA0241:14 | B PANEL | 26.A5 | USED
KA0235:21 | SC | SV21201 | WHT | 20 | 55.A5 | XT2100:1 | B PANEL | 55.A5 | USED
KA0235:A1 | SC | ESTOP | WHT | 20 | 26.A2 | XT0240:4 | B PANEL | 26.A3 | USED
KA0235:A1 | SC | ESTOP | WHT | 20 | 26.A2 | KA0236:A1 | B PANEL | 26.B2 | USED
KA0236:11 | SC | FU0139 | WHT | 20 | 26.D4 | KA0244:11 | B PANEL | 26.D4 | USED
KA0236:11 | SC | FU0139 | WHT | 20 | 26.D4 | XT0240:11 | B PANEL | 26.C4 | USED
KA0236:12 | SC | KA023612 | WHT | 20 | 26.D4 | XT0240:12 | B PANEL | 26.D4 | USED
KA0236:21 | SC | SV21241 | WHT | 20 | 55.B5 | XT2100:3 | B PANEL | 55.B5 | USED
KA0236:A1 | SC | ESTOP | WHT | 20 | 26.B2 | KA0237:A1 | B PANEL | 26.B2 | USED
KA0236:A2 | SC | 0V | WHT | 20 | 26.B2 | KA0235:A2 | B PANEL | 26.A2 | USED
KA0236:A2 | SC | 0V | WHT | 20 | 26.B2 | KA0237:A2 | B PANEL | 26.B2 | USED
KA0237:A1 | SC | ESTOP | WHT | 20 | 26.B2 | KA0238:A1 | B PANEL | 26.B2 | USED
KA0237:A2 | SC | 0V | WHT | 20 | 26.B2 | KA0238:A2 | B PANEL | 26.B2 | USED
KA0238:A1 | SC | ESTOP | WHT | 20 | 26.B2 | KA0239:A1 | B PANEL | 26.B2 | USED
KA0238:A2 | SC | 0V | WHT | 20 | 26.B2 | KA0239:A2 | B PANEL | 26.B2 | USED
KA0239:A1 | SC | ESTOP | WHT | 20 | 26.B2 | KA0240:A1 | B PANEL | 26.B2 | USED
KA0239:A2 | SC | 0V | WHT | 20 | 26.B2 | KA0240:A2 | B PANEL | 26.B2 | USED
KA0240:11 | SC | SV13511 | WHT | 20 | 37.A5 | XT1350:1 | B PANEL | 37.A5 | USED
KA0240:A1 | SC | ESTOP | WHT | 20 | 26.B2 | KA0248:A1 | B PANEL | 26.C2 | USED
KA0240:A2 | SC | 0V | WHT | 20 | 26.B2 | KA0248:A2 | B PANEL | 26.C2 | USED
KA0241:14 | SC | KA023124 | WHT | 20 | 26.A5 | KA0231:24 | B PANEL | 26.A4 | USED
KA0241:A1 | SC | KA0241A1 | WHT | 20 | 26.C2 | KA0242:A1 | B PANEL | 26.C2 | USED
KA0241:A1 | SC | KA0241A1 | WHT | 20 | 26.C2 | XT0240:5 | B PANEL | 26.C3 | USED
KA0241:A2 | SC | 0V | WHT | 20 | 26.C2 | KA0242:A2 | B PANEL | 26.C2 | USED
KA0241:A2 | SC | 0V | WHT | 20 | 26.C2 | KA0250:A2 | B PANEL | 26.C2 | USED
KA0242:21 | SC | 024221 | WHT | 20 | 27.C5 | XT0237:1 T2 | B PANEL | 27.C5 | USED
KA0242:24 | SC | KA024822 | WHT | 20 | 27.C5 | KA0248:22 | B PANEL | 27.C5 | USED
KA0242:A2 | SC | 0V | WHT | 20 | 26.C2 | KA0243:A2 | B PANEL | 26.C2 | USED
KA0243:21 | SC | ESTOPC | WHT | 20 | 26.A3 | XT0240:1 | B PANEL | 26.A3 | USED
KA0243:24 | SC | KA024511 | WHT | 20 | 26.A3 | KA0245:11 | B PANEL | 26.A4 | USED
KA0243:A1 | SC | KA0243A1 | WHT | 20 | 26.C2 | KA0244:A1 | B PANEL | 26.D2 | USED
KA0243:A1 | SC | KA0243A1 | WHT | 20 | 26.C2 | XT0240:6 | B PANEL | 26.C3 | USED
KA0243:A2 | SC | 0V | WHT | 20 | 26.C2 | KA0244:A2 | B PANEL | 26.D2 | USED
KA0244:A1 | SC | KA0243A1 | WHT | 20 | 26.D2 | KA0246:A1 | B PANEL | 26.D2 | USED
KA0244:A2 | SC | 0V | WHT | 20 | 26.D2 | KA0246:A2 | B PANEL | 26.D2 | USED
KA0245:A1 | SC | FU0139 | WHT | 20 | 26.D2 | KA0249:A1 | B PANEL | 26.D2 | USED
KA0245:A1 | SC | FU0139 | WHT | 20 | 26.D2 | XT0240:7 | B PANEL | 26.D3 | USED
KA0245:A2 | SC | 0V | WHT | 20 | 26.D2 | KA0249:A2 | B PANEL | 26.D2 | USED
KA0245:A2 | SC | 0V | WHT | 20 | 26.D2 | KA0247:A2 | B PANEL | 26.D2 | USED
KA0246:A1 | SC | KA0243A1 | WHT | 20 | 26.D2 | KA0247:A1 | B PANEL | 26.D2 | USED
KA0246:A2 | SC | 0V | WHT | 20 | 26.D2 | KA0247:A2 | B PANEL | 26.D2 | USED
KA0248:A1 | SC | ESTOP | WHT | 20 | 26.C2 | KA0250:A1 | B PANEL | 26.C2 | USED
KA0248:A2 | SC | 0V | WHT | 20 | 26.C2 | KA0250:A2 | B PANEL | 26.C2 | USED
KA0249:A2 | SC | 0V | WHT | 20 | 26.D2 | XT0240:9 | B PANEL | 26.D3 | USED
KA0250:11 | SC | SV13501 | WHT | 20 | 37.B5 | XT1350:3 | B PANEL | 37.B5 | USED
UA1200:J1-10 | SC | FU0212 | WHT | 20 | 27.B3 | XT0233:4 | B PANEL | 27.D5 | USED
UA1200:J1-5 | SC | UA1200J15 | WHT | 20 | 27.B3 | XT0237:1 B1 | B PANEL | 27.C5 | USED
UA1200:J1-8 | SC | UA1200J | WHT | 20 | 60.C7 | UA1200:J3-5 | B PANEL | 60.C7 | USED
UA1200:J1-9 | SC | 0V | WHT | 20 | 27.B3 | XT0235:4 | B PANEL | 27.D5 | USED
UA1200:J2-1 | SC | UA1200J21 | WHT | 20 | 27.B3 | XT0060:4 | B PANEL | 27.D5 | USED
UA1200:J2-2 | SC | FU0212 | WHT | 20 | 27.B3 | XT0233:4 | B PANEL | 27.D5 | USED
XT0070:1 | SC | 0V | WHT | 14 | 23.B1 | XT0235:1 | B PANEL | 15.D4 | USED
XT0235:1 | SC | 0V | WHT | 14 | 15.D4 | XT0060:1 | B PANEL | 23.C1 | USED
XT0235:2 | SC | 0V | WHT | 16 | 15.D4 | XT0235:4 | B PANEL | 27.D5 | USED
XT0240:10 | SC | FU0139 | WHT | 20 | 26.C4 | XT0236:1 | B PANEL | 28.B5 | USED
XT0240:12 | SC | KA023612 | WHT | 20 | 26.D4 | XT0237:2 B2 | B PANEL | 28.C5 | USED
XT0240:5 | SC | KA0241A1 | WHT | 20 | 26.C3 | XT0236:2 | B PANEL | 28.B5 | USED
XT0240:8 | SC | 0V |  | 20 | 26.D3 | XT0236:3 | B PANEL | 28.C5 | USED
XT0680:2 | SC | 0V | WHT | 14 | 11.A3 | XT0235:3 | B PANEL | 15.D4 | USED
AF0410:L1 | WC0006 | AU0060L2 | ENET | CABLE | 6.A2 | AU0060:L2 | B PANEL | 6.A6 | USED
AU0060:L1 | WC0007 | AU0070L2 | ENET | CABLE | 6.A6 | AU0070:L2 | B PANEL | 6.A5 | USED
AF0410:L2 | WC0041 | AF0410L2 | ENET | CABLE | 6.A2 | AF0420:L1 | B PANEL | 6.A3 | USED
AF0420:L2 | WC0042 | AF0420L2 | ENET | CABLE | 6.A3 | AF0430:L1 | B PANEL | 6.A4 | USED
AF0430:L2 | WC0043 | AF0430L2 | ENET | CABLE | 6.A4 | AF0450:L1 | B PANEL | 6.A5 | USED
AF0065:12 | WC4524 | UA1200J13 | RED | 20 | 27.B7 | UA1200:J1-3 | B PANEL | 27.B3 | USED
AF0065:28 | WC4524 | UA1200J11 | BLK | 20 | 27.B7 | UA1200:J1-1 | B PANEL | 27.B3 | USED
AF0065:60 | WC4524 | UA1200S | SH | 20 | 27.B7 | FLOATING | B PANEL | 27.B3 | USED
AF0450:05 | WC4749 | UA15201 | RED | 20 | 49.A7 | UA1520:+24 | B PANEL | 49.A5 | USED
AF0450:06 | WC4749 | UA15202 | CLR | 20 | 49.A7 | UA1520:OUT | B PANEL | 49.A5 | USED
AF0450:08 | WC4749 | UA15203 | BLK | 20 | 49.A7 | UA1520:COM | B PANEL | 49.A5 | USED
AF0450:23 | WC4749 | PE1520S | SH | 20 | 49.A7 | XT1521:1 | B PANEL | 49.A5 | USED
AF0400:LBUS | WC8040 | AF0410RBUS | BUS | CABLE | 24.B6 | AF0410:RBUS | B PANEL | 24.B5 | USED
AF0410:LBUS | WC8041 | AF0420RBUS | BUS | CABLE | 24.B5 | AF0420:RBUS | B PANEL | 24.B5 | USED
AF0420:LBUS | WC8042 | AF0430RBUS | BUS | CABLE | 24.B5 | AF0430:RBUS | B PANEL | 24.B4 | USED
AF0430:LBUS | WC8043 | AF0450RBUS | BUS | CABLE | 24.B4 | AF0450:RBUS | B PANEL | 24.B3 | USED
IEG0230:9 | SC | IEG02309 | GRN | 14 | 24.C5 | XT0400:3 | B PANEL | 24.C4 | USED
AF0067:12 | SC | KA0134A1 | WHT | 20 | 68.D7 | KA0134:A1 | A PANEL | 25.C6 | USED
AF0076:10 | SC | KT014615 | WHT | 20 | 26.C7 | KT0146:15 | A PANEL | 26.C6 | USED
AF0076:13 | SC | KT0146B1 | WHT | 20 | 25.B2 | KT0146:B1 | A PANEL | 25.B2 | USED
AF0076:29 | SC | KT0146A2 | WHT | 20 | 25.B2 | KT0146:A2 | A PANEL | 25.B2 | USED
FU0210:LI | SC | FU0136 | WHT | 12 | 15.C4 | XT0138:4 | A PANEL | 15.B3 | USED
FU0211:LI | SC | FU0137 | WHT | 12 | 15.B4 | XT0139:3 | A PANEL | 15.B4 | USED
FU0213:LI | SC | FU0137 | WHT | 14 | 15.B5 | XT0139:3 | A PANEL | 15.B4 | USED
IEG0230:1 | SC | IEG02301 | GRN | 12 | 7.B5 | AR0600:IE2 | A PANEL | 7.A2 | USED
IEG0230:11 | SC | IEG023011 | GRN | 14 | 4.A3 | GR0132: | A PANEL | 4.A3 | USED
IEG0230:13 | SC | IEG023013 | GRN | 14 | 4.A3 | GR0131: | A PANEL | 4.A3 | USED
IEG0230:2 | SC | IEG02302 | GRN | 14 | 22.D6 | AF0086:SH | A PANEL | 22.D5 | USED
IEG0230:6 | SC | IEG02306 | GRN | 14 | 4.A3 | GR0134: | A PANEL | 4.A3 | USED
IEG0230:7 | SC | IEG02307 | GRN | 14 | 22.B7 | AF0097:SH | A PANEL | 22.B6 | USED
KA0221:14 | SC | 009502 | WHT | 20 | 55.A6 | AF0095:02 | A PANEL | 55.A7 | USED
KA0231:14 | SC | KA024214 | WHT | 20 | 26.C6 | KT0146:18 | A PANEL | 26.C6 | USED
KA0234:A1 | SC | KA0231A1 | WHT | 20 | 26.D6 | XT0139:4 | A PANEL | 26.D6 | USED
KA0239:21 | SC | KA023921 | WHT | 20 | 26.A6 | AF0081:41 | A PANEL | 26.A7 | USED
KA0239:24 | SC | KA023924 | WHT | 20 | 26.A6 | AF0081:09 | A PANEL | 26.A7 | USED
KA0241:11 | SC | UA1200J21 | WHT | 20 | 26.A5 | AF0081:00 | A PANEL | 26.A7 | USED
KA0241:21 | SC | KT0146A1 | WHT | 20 | 25.B2 | KA0141:21 | A PANEL | 25.B2 | USED
KA0241:24 | SC | FU0139 | WHT | 20 | 25.B2 | KA0141:24 | A PANEL | 25.B2 | USED
KA0242:11 | SC | KA0231A1 | WHT | 20 | 26.C6 | XT0136:6 | A PANEL | 25.B5 | USED
KA0242:14 | SC | KA024214 | WHT | 20 | 26.C6 | AF0081:08 | A PANEL | 26.C7 | USED
KA0243:11 | SC | KA024311 | WHT | 20 | 26.B6 | AF0081:33 | A PANEL | 26.B7 | USED
KA0243:14 | SC | KA024314 | WHT | 20 | 26.B6 | AF0081:01 | A PANEL | 26.B7 | USED
KA0244:12 | SC | KA024412 | WHT | 20 | 26.D4 | KT0145:A1 | A PANEL | 25.B6 | USED
KA0245:21 | SC | KA024521 | WHT | 20 | 26.B6 | AF0081:34 | A PANEL | 26.B7 | USED
KA0245:24 | SC | KA024524 | WHT | 20 | 26.B6 | AF0081:02 | A PANEL | 26.B7 | USED
KA1020:24 | SC | 0V | WHT | 14 | 39.A5 | XT0135:1 | A PANEL | 15.B4 | USED
UA1200:J2-6 | SC | UA1200J26 | WHT | 20 | 27.B3 | KA0130:A2 | A PANEL | 27.C5 | USED
UA1200:J2-7 | SC | UA1200J27 | WHT | 20 | 27.B3 | AF0081:19 | A PANEL | 27.C7 | USED
XT0110:1 | SC | FU0136 | WHT | 14 | 24.A5 | XT0138:4 | A PANEL | 15.B3 | USED
XT0110:2 | SC | 0V | WHT | 14 | 24.A5 | XT0134:4 | A PANEL | 15.B3 | USED
XT0110:3 | SC | KA0231A1 | WHT | 20 | 24.A5 | XT0139:4 | A PANEL | 26.D6 | USED
XT0235:1 | SC | 0V | WHT | 12 | 15.D4 | XT0134:4 | A PANEL | 15.B3 | USED
XT0237:2 T2 | SC | XT02372 | WHT | 20 | 28.C5 | AF0092:13 | A PANEL | 28.C7 | USED
XT0240:11 | SC | FU0139 | WHT | 20 | 26.C4 | XT0136:1 | A PANEL | 25.A2 | USED
XT0240:3 | SC | ESTOPA | WHT | 20 | 26.A3 | XT0137:1 | A PANEL | 29.B5 | USED
XT0240:4 | SC | ESTOP | WHT | 20 | 26.A3 | XT0137:2 | A PANEL | 29.B5 | USED
XT0240:9 | SC | 0V | WHT | 20 | 26.D3 | XT0136:3 | A PANEL | 25.A2 | USED
XT2100:2 | SC | SV21202 | WHT | 20 | 55.A5 | AF0095:18 | A PANEL | 55.A7 | USED
AU0070:L1 | WC0008 | AU0080L2 | ENET | CABLE | 6.A5 | AU0080:L2 | A PANEL | 6.A5 | USED
AT0680:LAN1 | WC0680 | AT0680LAN1 | ENET | CABLE | 11.A4 | AP0606:L1 | A PANEL | 7.C3 | USED
FU0213:LD | SC | FU0213 |  |  | 15.B5 | XT9220:1 | AUXILIARY | 9.A3 | USED
PEG0130:1 | SC | PEG01301 | GRN | 14 | 13.B3 | F0200:GND | AUXILIARY | 13.A4 | USED
PEG0130:2 | SC | PEG01302 | GRN | 14 | 13.3 | F0201:GND | AUXILIARY | 13.B4 | USED
XT0110:3 | SC | KA0231A1 | WHT | 16 | 24.A5 | XT0130:5 | HP COMPRESSOR | 31.A5 | USED
AF0450:L2 | WC0045 | AF0450L2 | ENET | CABLE | 6.A5 | AF0510:L1 | HP COMPRESSOR | 6.B2 | USED
PEG0130:4 | SC | PEG01304 | GRN/YEL | 14 | 30.D4 | AT1100:GND | TURBINE CONTROL | 30.C3 | USED
XT0236:1 | SC | FU0139 | WHT | 20 | 28.B5 | SH0472:13 | TURBINE CONTROL | 28.B2 | USED
XT0236:2 | SC | KA0241A1 | WHT | 20 | 28.B5 | SH0472:14 | TURBINE CONTROL | 28.B2 | USED
XT0236:3 | SC | 0V | WHT | 20 | 28.C5 | SH0472:X1 | TURBINE CONTROL | 28.C2 | USED
XT0236:4 | SC | SH047211 | WHT | 20 | 28.C5 | SH0472:11 | TURBINE CONTROL | 28.C2 | USED
XT0236:5 | SC | SH047212 | WHT | 20 | 28.C5 | SH0472:12 | TURBINE CONTROL | 28.C2 | USED
XT0237:2 B1 | SC | SH0472X2 | WHT | 20 | 28.C5 | SH0472:X2 | TURBINE CONTROL | 28.C2 | USED
SolarTools ver. 24.0.84.24712 (Jul 31, 2025)
Report date: 1/19/2026 6:29 AM

## BOP PANEL^JB74
BOP PANEL^JB74
Project # | J0940
Project Name | KERN RIVER GT VEYO UNIT 3
Revision | A.2
Controls DE | J.L. PASARIN
Phone: | #
Controls ME | A. PUENTES
Phone: | #
From | [5 empty] | To
Device ID | Cable (W) Conductor (SC) Jumper Clip (JC) | Wire No. | Wire ID | Gauge/Size | Page/Zone | Device ID | Location | Page/Zone
XT0140:1 | JC | FU0200 | CLIP | --- | 32.A5 | XT0140:2 | BOP PANEL^JB74 | 32.A5 | USED
XT0140:2 | JC | FU0200 | CLIP | --- | 32.A5 | XT0140:3 | BOP PANEL^JB74 | 32.A5 | USED
XT0140:5 | JC | 0V | CLIP | --- | 32.A5 | XT0140:4 | BOP PANEL^JB74 | 32.A5 | USED
XT0140:6 | JC | 0V | CLIP | --- | 32.A5 | XT0140:5 | BOP PANEL^JB74 | 32.A5 | USED
XT0140:7 | JC | 0V | CLIP | --- | 32.A5 | XT0140:6 | BOP PANEL^JB74 | 32.A5 | USED
XT0180:1 | JC | 0V | CLIP | --- | 32.D1 | XT0180:2 | BOP PANEL^JB74 | 32.D1 | USED
AF0182:01 | SC | JP4 | VIO | 20 | 34.A7 | AF0182:33 | BOP PANEL^JB74 | 34.A7 | USED
AF0182:03 | SC | JP3 | VIO | 20 | 34.B7 | AF0182:35 | BOP PANEL^JB74 | 34.B7 | USED
KA0543:11 | SC | 014100 | WHT | 20 | 84.A7 | AF0141:00 | BOP PANEL^JB74 | 84.A6 | USED
KA7622:14 | SC | 762214 | WHT | 20 | 84.B7 | AF0141:02 | BOP PANEL^JB74 | 84.C6 | USED
KA0532:11 | SC | 014104 | WHT | 20 | 85.A7 | AF0141:04 | BOP PANEL^JB74 | 85.A6 | USED
KA7642:14 | SC | 014106 | WHT | 20 | 85.B7 | AF0141:06 | BOP PANEL^JB74 | 85.C6 | USED
KA7631:11 | SC | 014108 | WHT | 20 | 82.B7 | AF0141:08 | BOP PANEL^JB74 | 82.B6 | USED
KA7602:14 | SC | 014112 | WHT | 20 | 86.B7 | AF0141:12 | BOP PANEL^JB74 | 86.B6 | USED
KA0531:11 | SC | KA053111 | WHT | 20 | 83.A7 | AF0141:14 | BOP PANEL^JB74 | 83.A5 | USED
AF0141:16 | SC | SV76212 | WHT | 20 | 84.A7 | XT0572:6 | BOP PANEL^JB74 | 84.A5 | USED
AF0141:18 | SC | SV76222 | WHT | 20 | 84.B7 | XT0572:10 | BOP PANEL^JB74 | 84.C5 | USED
AF0141:20 | SC | SV76412 | WHT | 20 | 85.A7 | XT0572:12 | BOP PANEL^JB74 | 85.A5 | USED
AF0141:22 | SC | SV76422 | WHT | 20 | 85.B7 | XT0572:16 | BOP PANEL^JB74 | 85.C5 | USED
AF0141:24 | SC | SV76312 | WHT | 20 | 82.B7 | XT0571:7 | BOP PANEL^JB74 | 82.B5 | USED
AF0141:28 | SC | SV76022 | WHT | 20 | 86.B7 | XT0572:18 | BOP PANEL^JB74 | 86.B5 | USED
AF0141:30 | SC | SV76112 | WHT | 20 | 83.A7 | XT0572:2 | BOP PANEL^JB74 | 83.A5 | USED
KA7621:14 | SC | 014132 | WHT | 20 | 84.A7 | AF0141:32 | BOP PANEL^JB74 | 84.A6 | USED
KA7641:14 | SC | 014136 | WHT | 20 | 85.A7 | AF0141:36 | BOP PANEL^JB74 | 85.A6 | USED
AF0141:COM | SC | 0V | WHT | 20 | 32.B2 | XT0140:11 | BOP PANEL^JB74 | 32.C1 | USED
AF0141:V+ | SC | FU0141 | WHT | 16 | 32.B2 | FU0141:LD | BOP PANEL^JB74 | 32.C1 | USED
AF0142:00 | SC | ZSO7631C | WHT | 20 | 81.B7 | XT0571:2 | BOP PANEL^JB74 | 81.B5 | USED
AF0142:07 | SC | ZSC76112 | WHT | 20 | 83.B7 | XT0572:4 | BOP PANEL^JB74 | 83.B5 | USED
KT0575:A2 | SC | KT0575A2 | WHT | 20 | 81.B7 | AF0142:16 | BOP PANEL^JB74 | 81.B6 | USED
KT0571:A2 | SC | 014223 | WHT | 20 | 83.B7 | AF0142:23 | BOP PANEL^JB74 | 83.B6 | USED
AF0142:32 | SC | ZSO7631NO | WHT | 20 | 81.B7 | XT0571:1 | BOP PANEL^JB74 | 81.B5 | USED
AF0142:39 | SC | ZSC76111 | WHT | 20 | 83.B7 | XT0572:3 | BOP PANEL^JB74 | 83.B5 | USED
AF0142:COM | SC | AF0142N | WHT | 16 | 32.B3 | AF0143:COM | BOP PANEL^JB74 | 32.B3 | USED
AF0142:COM | SC | AU0140N | WHT | 16 | 32.B3 | AU0140:COM | BOP PANEL^JB74 | 32.B1 | USED
AF0142:V+ | SC | AF0142P | WHT | 16 | 32.B3 | AF0143:V+ | BOP PANEL^JB74 | 32.B3 | USED
AF0142:V+ | SC | AU0140P | WHT | 16 | 32.B3 | AU0140:V+ | BOP PANEL^JB74 | 32.B1 | USED
AF0143:COM | SC | AF0143N | WHT | 16 | 32.B3 | AF0145:COM | BOP PANEL^JB74 | 32.B5 | USED
AF0143:SH | SC | AU0140G | GRN | 14 | 32.B3 | AU0140:GND | BOP PANEL^JB74 | 32.B1 | USED
AF0143:SH | SC | AF0143G | WHT | 16 | 32.B3 | AF0144:SH | BOP PANEL^JB74 | 32.B4 | USED
AF0143:V+ | SC | AF0143P | WHT | 16 | 32.B3 | AF0145:V+ | BOP PANEL^JB74 | 32.B5 | USED
AF0144:00 | SC | 014400 | WHT | 20 | 82.A7 | XT0573:6 B2 | BOP PANEL^JB74 | 82.A5 | USED
KA0546:14 | SC | 014416 | WHT | 20 | 82.A7 | AF0144:16 | BOP PANEL^JB74 | 82.A6 | USED
AF0144:48 | SC | FCE7631S | WHT | 20 | 82.A7 | XT0571:5 | BOP PANEL^JB74 | 82.B5 | USED
AF0144:COM | SC | 0V | WHT | 14 | 32.B4 | XT0140:11 | BOP PANEL^JB74 | 32.C1 | USED
AF0144:SH | SC | AF0144G | GRN | 14 | 32.B4 | AF0145:SH | BOP PANEL^JB74 | 32.B5 | USED
AF0144:V+ | SC | FU0142 | WHT | 14 | 32.B4 | FU0142:LD | BOP PANEL^JB74 | 32.C1 | USED
AF0145:SH | SC | IEG02571 | GRN | 14 | 32.B5 | IEG0257:1 | BOP PANEL^JB74 | 32.C5 | USED
AF0146:COM | SC | 0V | WHT | 14 | 32.B5 | XT0140:5 | BOP PANEL^JB74 | 32.A5 | USED
AF0146:V+ | SC | FU0144 | WHT | 16 | 32.B5 | XT0140:12 | BOP PANEL^JB74 | 32.C2 | USED
AF0181:COM | SC | 0V | WHT | 20 | 32.D2 | XT0180:2 | BOP PANEL^JB74 | 32.D1 | USED
AF0181:V+ | SC | FU0181 | WHT | 16 | 32.D2 | FU0181:LD | BOP PANEL^JB74 | 32.D1 | USED
AF0182:COM | SC | AF0182N | WHT | 16 | 32.D3 | AF0183:COM | BOP PANEL^JB74 | 32.C3 | USED
AF0182:COM | SC | AU0180N | WHT | 16 | 32.D3 | AU0180:COM | BOP PANEL^JB74 | 32.C1 | USED
AF0182:V+ | SC | AF0182P | WHT | 16 | 32.D3 | AF0183:V+ | BOP PANEL^JB74 | 32.C3 | USED
AF0182:V+ | SC | AU0180P | WHT | 16 | 32.D3 | AU0180:V+ | BOP PANEL^JB74 | 32.C1 | USED
AF0183:04 | SC | ZSC76212 | WHT | 20 | 84.B7 | XT0572:8 | BOP PANEL^JB74 | 84.B5 | USED
AF0183:05 | SC | ZSC76412 | WHT | 20 | 85.B7 | XT0572:14 | BOP PANEL^JB74 | 85.B5 | USED
KT0572:A2 | SC | KT0572A2 | WHT | 20 | 84.B7 | AF0183:20 | BOP PANEL^JB74 | 84.B6 | USED
KT0573:A2 | SC | KT0573A2 | WHT | 20 | 85.B7 | AF0183:21 | BOP PANEL^JB74 | 85.B6 | USED
AF0183:36 | SC | ZSC76211 | WHT | 20 | 84.B7 | XT0572:7 | BOP PANEL^JB74 | 84.B5 | USED
AF0183:37 | SC | ZSC76411 | WHT | 20 | 85.B7 | XT0572:13 | BOP PANEL^JB74 | 85.B5 | USED
AF0183:COM | SC | AF0183N | WHT | 16 | 32.C3 | AF0185:COM | BOP PANEL^JB74 | 32.D5 | USED
AF0183:V+ | SC | AF0183P | WHT | 16 | 32.C3 | AF0185:V+ | BOP PANEL^JB74 | 32.D5 | USED
KA7621:A1 | SC | 018400 | WHT | 20 | 84.D7 | AF0184:00 | BOP PANEL^JB74 | 84.D6 | USED
KA7622:A1 | SC | 018401 | WHT | 20 | 84.D7 | AF0184:01 | BOP PANEL^JB74 | 84.D6 | USED
KA7641:A1 | SC | 018402 | WHT | 20 | 85.C7 | AF0184:02 | BOP PANEL^JB74 | 85.C6 | USED
KA7642:A1 | SC | 018403 | WHT | 20 | 85.D7 | AF0184:03 | BOP PANEL^JB74 | 85.D6 | USED
KA7602:A1 | SC | 018404 | WHT | 20 | 86.C7 | AF0184:04 | BOP PANEL^JB74 | 86.C6 | USED
KA7631:A1 | SC | 018405 | WHT | 20 | 82.C7 | AF0184:05 | BOP PANEL^JB74 | 82.C6 | USED
KA7621:A2 | SC | 018416 | WHT | 20 | 84.D7 | AF0184:16 | BOP PANEL^JB74 | 84.D6 | USED
KA7622:A2 | SC | 018417 | WHT | 20 | 84.D7 | AF0184:17 | BOP PANEL^JB74 | 84.D6 | USED
KA7641:A2 | SC | 018418 | WHT | 20 | 85.C7 | AF0184:18 | BOP PANEL^JB74 | 85.C6 | USED
KA7642:A2 | SC | 018419 | WHT | 20 | 85.D7 | AF0184:19 | BOP PANEL^JB74 | 85.D6 | USED
KA7602:A2 | SC | 018420 | WHT | 20 | 86.C7 | AF0184:20 | BOP PANEL^JB74 | 86.C6 | USED
KA7631:A2 | SC | 018421 | WHT | 20 | 82.C7 | AF0184:21 | BOP PANEL^JB74 | 82.C6 | USED
AF0184:COM | SC | 0V | WHT | 20 | 32.C4 | XT0180:1 | BOP PANEL^JB74 | 32.D1 | USED
AF0184:V+ | SC | FU0184 | WHT | 16 | 32.C4 | FU0184:LD | BOP PANEL^JB74 | 32.D1 | USED
AF0185:SH | SC | IEG02572 | GRN | 14 | 32.D5 | IEG0257:2 | BOP PANEL^JB74 | 32.D5 | USED
AF0185:SH | SC | AU0180G | GRN | 14 | 32.D5 | AU0180:GND | BOP PANEL^JB74 | 32.C1 | USED
AU0140:COM | SC | 0V | WHT | 20 | 32.B1 | XT0140:4 | BOP PANEL^JB74 | 32.A5 | USED
AU0140:V+ | SC | FU0140 | WHT | 16 | 32.B1 | FU0140:LD | BOP PANEL^JB74 | 32.B1 | USED
AU0180:COM | SC | 0V | WHT | 20 | 32.C1 | XT0180:1 | BOP PANEL^JB74 | 32.D1 | USED
AU0180:V+ | SC | FU0180 | WHT | 16 | 32.C1 | FU0180:LD | BOP PANEL^JB74 | 32.D1 | USED
BA1212:NEG | SC | UJ1212N | WHT | 16 | 8.A3 | UJ1212:OUT1(-) | BOP PANEL^JB74 | 8.A5 | USED
BA1212:POS | SC | FU1212 | WHT | 16 | 8.A3 | FU1212:LD | BOP PANEL^JB74 | 8.A3 | USED
FU0140:LI | SC | FU0570 | WHT | 12 | 32.B1 | FU0570:LD | BOP PANEL^JB74 | 32.A4 | USED
FU0140:LI | SC | FU0570 | WHT | 14 | 32.B1 | FU0141:LI | BOP PANEL^JB74 | 32.C1 | USED
FU0141:LI | SC | FU0570 | WHT | 14 | 32.C1 | FU0142:LI | BOP PANEL^JB74 | 32.C1 | USED
FU0142:LI | SC | FU0570 | WHT | 14 | 32.C1 | FU0144:LI | BOP PANEL^JB74 | 32.C1 | USED
FU0144:LD | SC | FU0144 | WHT | 16 | 32.C1 | XT0140:12 | BOP PANEL^JB74 | 32.C2 | USED
FU0144:LI | SC | FU0570 | WHT | 14 | 32.C1 | FU0145:LI | BOP PANEL^JB74 | 32.C1 | USED
KA0547:22 | SC | FU0145 | WHT | 14 | 32.C1 | FU0145:LD | BOP PANEL^JB74 | 82.A6 | USED
FU0145:LI | SC | FU0570 | WHT | 14 | 32.C1 | FU0180:LI | BOP PANEL^JB74 | 32.D1 | USED
FU0180:LI | SC | FU0570 | WHT | 14 | 32.D1 | FU0181:LI | BOP PANEL^JB74 | 32.D1 | USED
FU0181:LI | SC | FU0570 | WHT | 14 | 32.D1 | FU0184:LI | BOP PANEL^JB74 | 32.D1 | USED
FU0570:LI | SC | FU0200 | WHT | 12 | 32.A4 | XT0140:1 | BOP PANEL^JB74 | 32.A5 | USED
FU1212:LI | SC | UJ1212P | WHT | 16 | 8.A3 | UJ1212:OUT1(+) | BOP PANEL^JB74 | 8.A5 | USED
GR0140: | SC | IEG02574 | GRN | 14 | 4.B3 | IEG0257:4 | BOP PANEL^JB74 | 4.B3 | USED
GR0180: | SC | IEG02573 | GRN | 14 | 4.B3 | IEG0257:3 | BOP PANEL^JB74 | 4.B3 | USED
GR0184: | SC | GR0184 | GRN/YEL | 14 | 4.B4 | FRAME | BOP PANEL^JB74 | 4.B4 | USED
GR0257: | SC | IEG02575 | GRN | 14 | 4.B4 | IEG0257:5 | BOP PANEL^JB74 | 4.B4 | USED
KA0531:14 | SC | SV76111 | WHT | 20 | 83.A5 | XT0572:1 | BOP PANEL^JB74 | 83.A5 | USED
KA0531:A1 | SC | ESTOP | WHT | 20 | 33.B4 | KA0532:A1 | BOP PANEL^JB74 | 33.B4 | USED
KA0531:A1 | SC | ESTOP | WHT | 20 | 33.B4 | XT0140:9 | BOP PANEL^JB74 | 33.B2 | USED
KA0531:A2 | SC | 0V | WHT | 20 | 33.B4 | KA0532:A2 | BOP PANEL^JB74 | 33.B4 | USED
KA0531:A2 | SC | 0V | WHT | 20 | 33.B4 | KA0549:A2 | BOP PANEL^JB74 | 33.B4 | USED
KA0532:14 | SC | KA0541A1 | WHT | 20 | 85.A6 | KA0541:A1 | BOP PANEL^JB74 | 85.A5 | USED
KA0532:A1 | SC | ESTOP | WHT | 20 | 33.B4 | KA0533:A1 | BOP PANEL^JB74 | 33.B4 | USED
KA0532:A2 | SC | 0V | WHT | 20 | 33.B4 | KA0533:A2 | BOP PANEL^JB74 | 33.B4 | USED
KA0533:11 | SC | FU0144 | WHT | 20 | 33.C2 | XT0140:10 | BOP PANEL^JB74 | 33.C2 | USED
KA0533:A1 | SC | ESTOP | WHT | 20 | 33.B4 | KA0534:A1 | BOP PANEL^JB74 | 33.C4 | USED
KA0533:A2 | SC | 0V | WHT | 20 | 33.B4 | KA0534:A2 | BOP PANEL^JB74 | 33.C4 | USED
KA0534:A1 | SC | ESTOP | WHT | 20 | 33.C4 | KA0537:A1 | BOP PANEL^JB74 | 33.C4 | USED
KA0534:A2 | SC | 0V | WHT | 20 | 33.C4 | KA0537:A2 | BOP PANEL^JB74 | 33.C4 | USED
KA0535:11 | SC | KA053511 | WHT | 20 | 86.B5 | KA7602:11 | BOP PANEL^JB74 | 86.B6 | USED
KA0535:14 | SC | KA053514 | WHT | 20 | 86.B5 | XT0573:1 B2 | BOP PANEL^JB74 | 86.B5 | USED
KA0535:A1 | SC | KA0231A1 | WHT | 20 | 33.A4 | KA0536:A1 | BOP PANEL^JB74 | 33.A4 | USED
KA0535:A1 | SC | KA0231A1 | WHT | 20 | 33.A4 | XT0140:8 | BOP PANEL^JB74 | 33.A2 | USED
KA0535:A2 | SC | 0V | WHT | 20 | 33.A4 | KA0536:A2 | BOP PANEL^JB74 | 33.A4 | USED
KA0535:A2 | SC | 0V | WHT | 20 | 33.A4 | XT0140:6 | BOP PANEL^JB74 | 32.A5 | USED
KA0536:11 | SC | KA053611 | WHT | 20 | 86.B5 | XT0573:1 T1 | BOP PANEL^JB74 | 86.B5 | USED
KA0536:12 | SC | KA053612 | WHT | 20 | 86.B5 | XT0573:2 B1 | BOP PANEL^JB74 | 86.B5 | USED
KA0536:A1 | SC | KA0231A1 | WHT | 20 | 33.A4 | KA0546:A1 | BOP PANEL^JB74 | 33.A4 | USED
KA0536:A2 | SC | 0V | WHT | 20 | 33.A4 | KA0546:A2 | BOP PANEL^JB74 | 33.A4 | USED
KT0574:A2 | SC | 0V | WHT | 20 | 33.C4 | KA0537:A2 | BOP PANEL^JB74 | 33.C3 | USED
KA0540:11 | SC | KA762111 | WHT | 20 | 84.A5 | KA7621:11 | BOP PANEL^JB74 | 84.A6 | USED
KA0540:14 | SC | SV76211 | WHT | 20 | 84.A5 | XT0572:5 | BOP PANEL^JB74 | 84.A5 | USED
KA0540:21 | SC | ZSC76212 | WHT | 20 | 84.B5 | XT0572:8 | BOP PANEL^JB74 | 84.B5 | USED
KT0572:A1 | SC | KA054022 | WHT | 20 | 84.B5 | KA0540:22 | BOP PANEL^JB74 | 84.B6 | USED
KA0540:A1 | SC | KA054312 | WHT | 20 | 84.A5 | KA0543:12 | BOP PANEL^JB74 | 84.A6 | USED
KA0540:A2 | SC | SV76212 | WHT | 20 | 84.A5 | XT0572:6 | BOP PANEL^JB74 | 84.A5 | USED
KA0541:11 | SC | KA054111 | WHT | 20 | 85.A5 | KA7641:11 | BOP PANEL^JB74 | 85.A6 | USED
KA0541:14 | SC | SV76411 | WHT | 20 | 85.A5 | XT0572:11 | BOP PANEL^JB74 | 85.A5 | USED
KA0541:21 | SC | ZSC76412 | WHT | 20 | 85.B5 | XT0572:14 | BOP PANEL^JB74 | 85.B5 | USED
KT0573:A1 | SC | KA054122 | WHT | 20 | 85.B5 | KA0541:22 | BOP PANEL^JB74 | 85.B6 | USED
KA0541:A2 | SC | SV76412 | WHT | 20 | 85.A5 | XT0572:12 | BOP PANEL^JB74 | 85.A5 | USED
KA0543:A1 | SC | KT057418 | WHT | 20 | 33.C4 | KA0544:A1 | BOP PANEL^JB74 | 33.C4 | USED
KT0574:18 | SC | KT057418 | WHT | 20 | 33.C4 | KA0543:A1 | BOP PANEL^JB74 | 33.C3 | USED
KA0543:A2 | SC | 0V | WHT | 20 | 33.C4 | KA0544:A2 | BOP PANEL^JB74 | 33.C4 | USED
KT0574:A2 | SC | 0V | WHT | 20 | 33.C4 | KA0543:A2 | BOP PANEL^JB74 | 33.C3 | USED
KA0544:11 | SC | KA054411 | LEAD | 20 | 82.A6 | XT0574:1 | BOP PANEL^JB74 | 82.A5 | USED
KA0544:14 | SC | KA054414 | WHT | 20 | 82.A6 | KA0547:21 | BOP PANEL^JB74 | 82.A6 | USED
KA0546:11 | SC | FCE76312 | WHT | 20 | 82.A6 | XT0571:4 | BOP PANEL^JB74 | 82.A5 | USED
KA0546:12 | SC | 0V | WHT | 20 | 82.B6 | XT0140:5 | BOP PANEL^JB74 | 32.A5 | USED
KA0546:A1 | SC | KA0231A1 | WHT | 20 | 33.A4 | KA0547:A1 | BOP PANEL^JB74 | 33.A4 | USED
KA0546:A2 | SC | 0V | WHT | 20 | 33.A4 | KA0547:A2 | BOP PANEL^JB74 | 33.A4 | USED
KA0547:11 | SC | FU0144 | WHT | 20 | 33.D3 | XT0140:10 | BOP PANEL^JB74 | 33.C2 | USED
KA0547:11 | SC | KA054711 | WHT | 20 | 82.B6 | XT0573:7 B2 | BOP PANEL^JB74 | 82.B5 | USED
KT0575:15 | SC | KA054712 | WHT | 20 | 33.D3 | KA0547:12 | BOP PANEL^JB74 | 33.D4 | USED
KA0547:12 | SC | KA054712 | WHT | 20 | 33.D3 | XT0573:7 T2 | BOP PANEL^JB74 | 82.B5 | USED
KA0547:14 | SC | KA054714 | WHT | 20 | 82.B6 | KA7631:14 | BOP PANEL^JB74 | 82.B6 | USED
KA0547:A1 | SC | KA0231A1 | WHT | 20 | 33.A4 | KA0548:A1 | BOP PANEL^JB74 | 33.A4 | USED
KA0547:A2 | SC | 0V | WHT | 20 | 33.A4 | KA0548:A2 | BOP PANEL^JB74 | 33.A4 | USED
KA0548:A1 | SC | KA0231A1 | WHT | 20 | 33.A4 | KA0549:A1 | BOP PANEL^JB74 | 33.B4 | USED
KA0548:A2 | SC | 0V | WHT | 20 | 33.A4 | KA0549:A2 | BOP PANEL^JB74 | 33.B4 | USED
KA7622:11 | SC | 0573B2 | WHT | 20 | 84.C6 | XT0573:4 B2 | BOP PANEL^JB74 | 84.C5 | USED
KA7642:11 | SC | KA764211 | WHT | 20 | 85.C6 | XT0573:3 B2 | BOP PANEL^JB74 | 85.C5 | USED
KT0571:15 | SC | KA053312 | WHT | 20 | 33.D3 | KT0572:15 | BOP PANEL^JB74 | 33.D3 | USED
KT0571:A1 | SC | ZSC76112 | WHT | 20 | 83.B6 | XT0572:4 | BOP PANEL^JB74 | 83.B5 | USED
KT0572:15 | SC | KA053312 | WHT | 20 | 33.D3 | KT0573:15 | BOP PANEL^JB74 | 33.D3 | USED
KT0572:16 | SC | KT057216 | WHT | 20 | 33.D3 | XT0573:2 B2 | BOP PANEL^JB74 | 86.B5 | USED
KT0572:16 | SC | KT057216 | WHT | 20 | 33.D3 | XT0573:4 T2 | BOP PANEL^JB74 | 84.C5 | USED
KT0573:15 | SC | KA053312 | WHT | 20 | 33.D3 | KT0574:15 | BOP PANEL^JB74 | 33.C3 | USED
KT0573:16 | SC | KT057316 | WHT | 20 | 33.D3 | XT0573:5 B2 | BOP PANEL^JB74 | 86.B5 | USED
KT0573:16 | SC | KT057316 | WHT | 20 | 33.D3 | XT0573:3 T2 | BOP PANEL^JB74 | 85.C5 | USED
KT0574:15 | SC | KA053312 | WHT | 20 | 33.C3 | KT0574:A1 | BOP PANEL^JB74 | 33.C3 | USED
KA0533:12 | SC | KA053312 | WHT | 20 | 33.C3 | KT0574:A1 | BOP PANEL^JB74 | 33.C2 | USED
KT0575:16 | SC | KT057516 | WHT | 20 | 33.D4 | XT0573:5 T2 | BOP PANEL^JB74 | 86.B5 | USED
KT0575:A1 | SC | ZSO7631C | WHT | 20 | 81.B6 | XT0571:2 | BOP PANEL^JB74 | 81.B5 | USED
RR0855:-1.0K OHM | SC | KA054411 | LEAD | --- | 82.A5 | XT0574:3 | BOP PANEL^JB74 | 82.A5 | USED
RR0855:-1.0K OHM | SC | XT0573T1 | LEAD | --- | 82.A5 | XT0574:4 | BOP PANEL^JB74 | 82.A5 | USED
RR0856:-1.0K OHM | SC | KA054411 | LEAD | --- | 82.A5 | XT0574:1 | BOP PANEL^JB74 | 82.A5 | USED
RR0856:-1.0K OHM | SC | XT0573T1 | LEAD | --- | 82.A5 | XT0574:2 | BOP PANEL^JB74 | 82.A5 | USED
RR0857:-1.0K OHM | SC | KA054411 | LEAD | --- | 82.A5 | XT0574:1 | BOP PANEL^JB74 | 82.A5 | USED
RR0857:-1.0K OHM | SC | XT0573T1 | LEAD | --- | 82.A5 | XT0574:2 | BOP PANEL^JB74 | 82.A5 | USED
UJ1212:24V(-) | SC | 0V | WHT | 12 | 8.A5 | XT0140:4 | BOP PANEL^JB74 | 32.A5 | USED
UJ1212:24V(+) | SC | FU0200 | WHT | 12 | 8.A5 | XT0140:2 | BOP PANEL^JB74 | 32.A5 | USED
XT0140:1 | SC | FU0200 | WHT | 12 | 32.A5 | XT0570:1 | BOP PANEL^JB74 | 32.A6 | USED
XT0140:11 | SC | 0V | WHT | 16 | 32.C1 | XT0140:5 | BOP PANEL^JB74 | 32.A5 | USED
XT0140:12 | SC | FU0144 | WHT | 16 | 32.C2 | XT0140:10 | BOP PANEL^JB74 | 33.C2 | USED
XT0140:4 | SC | 0V | WHT | 20 | 32.A5 | XT0570:2 | BOP PANEL^JB74 | 32.A6 | USED
XT0180:1 | SC | 0V | WHT | 16 | 32.D1 | XT0140:6 | BOP PANEL^JB74 | 32.A5 | USED
XT0571:3 | SC | FCE76311 | WHT | 20 | 82.A5 | XT0573:6 B1 | BOP PANEL^JB74 | 82.A5 | USED
XT0571:6 | SC | SV76311 | WHT | 20 | 82.B5 | XT0573:7 B1 | BOP PANEL^JB74 | 82.B5 | USED
XT0572:15 | SC | SV76421 |  |  | 85.C5 | XT0573:3 B1 | BOP PANEL^JB74 | 85.C5 | USED
XT0572:17 | SC | SV76021 | WHT | 20 | 86.B5 | XT0573:1 B1 | BOP PANEL^JB74 | 86.B5 | USED
XT0572:9 | SC | SV76221 | WHT | 20 | 84.C5 | XT0573:4 B1 | BOP PANEL^JB74 | 84.C5 | USED
XT0573:5 B1 | SC | XT0573B1 | WHT | 20 | 86.B5 | XT0573:2 T1 | BOP PANEL^JB74 | 86.B5 | USED
XT0574:2 | SC | XT0573T1 | WHT | 20 | 82.A5 | XT0573:6 T1 | BOP PANEL^JB74 | 82.A5 | USED
XT0574:3 | SC | KA054411 | LEAD | 20 | 82.A5 | XT0574:1 | BOP PANEL^JB74 | 82.A5 | USED
XT0574:4 | SC | XT0573T1 | WHT | 20 | 82.A5 | XT0574:2 | BOP PANEL^JB74 | 82.A5 | USED
AU0140:L2 | WC0140 | AU0140L2 | ENET | CABLE | 6.B3 | AU0180:L1 | BOP PANEL^JB74 | 6.B4 | USED
AU0140:L1 | WC1212 | BA1212L2 | ENET | CABLE | 6.B3 | BA1212:L2 | BOP PANEL^JB74 | 6.B2 | USED
SolarTools ver. 24.0.84.24712 (Jul 31, 2025)
Report date: 1/19/2026 6:29 AM

## CONSOLE
CONSOLE
CONTROL CONSOLE & CONTROL CONSOLE (DOOR PANELS)
Project # | J0940
Project Name | KERN RIVER GT VEYO UNIT 3
Revision | A.2
Controls DE | J.L. PASARIN
Phone: | #
Controls ME | A. PUENTES
Phone: | #
From | [5 empty] | To
Device ID | Cable (W) Conductor (SC) Jumper Clip (JC) | Wire No. | Wire ID | Gauge/Size | Page/Zone | Device ID | Location | Page/Zone
AT0190:GND | SC | AT0190G | GRN/YEL | 14 | 17.C3 | FRAME | CONSOLE | 17.D2 | USED
AT0190:USB1 | SC | AT0190K | CABLE | USB | 17.C3 | AT0190K:KI | CONSOLE | 17.D3 | USED
EL0273:+ | SC | ZS0273 | WHT | 14 | 17.B3 | ZS0273:2 | CONSOLE | 17.B3 | USED
AT0190:NEG | SC | 0V | WHT | 20 | 17.C3 | XT0252:6 | AUXILIARY | 14.C3 | USED
AT0190:POS | SC | FU0203 | WHT | 14 | 17.C3 | XT0250:3 | AUXILIARY | 14.B6 | USED
EL0273:- | SC | 0V | WHT | 20 | 17.B3 | XT0252:7 | AUXILIARY | 14.C3 | USED
ZS0273:1 | SC | FU0273 | WHT | 14 | 17.B3 | FU0273:LD | AUXILIARY | 17.B2 | USED
HA0273:(+) | WC5540 | HA0273P | BLK | 16 | 20.A1 | AF0202:23 | TCP | 20.A3 | USED
HA0273:(-) | WC5540 | HA0273N | WHT | 16 | 20.A1 | AF0202:55 | TCP | 20.A3 | USED
SolarTools ver. 24.0.84.24712 (Jul 31, 2025)
Report date: 1/19/2026 6:29 AM

## HP COMPRESSOR
HP COMPRESSOR
JB73
Project # | J0940
Project Name | KERN RIVER GT VEYO UNIT 3
Revision | A.2
Controls DE | J.L. PASARIN
Phone: | #
Controls ME | A. PUENTES
Phone: | #
From | [5 empty] | To
Device ID | Cable (W) Conductor (SC) Jumper Clip (JC) | Wire No. | Wire ID | Gauge/Size | Page/Zone | Device ID | Location | Page/Zone
XT0130:3 | JC | 0V | CLIP | --- | 31.A5 | XT0130:2 | HP COMPRESSOR | 31.A5 | USED
XT0130:4 | JC | 0V | CLIP | --- | 31.A5 | XT0130:3 | HP COMPRESSOR | 31.A5 | USED
AF0500:12 | SC | XT05001 | GRN | 16 | 31.B3 | XT0500:1 | HP COMPRESSOR | 31.C2 | USED
AF0510:32 | SC | XT05001 | GRN | 16 | 31.B2 | XT0500:1 | HP COMPRESSOR | 31.C2 | USED
AF0510:53 | SC | 0V | WHT | 20 | 31.B2 | XT0130:2 | HP COMPRESSOR | 31.A5 | USED
AF0510:54 | SC | AF0510N | WHT | 16 | 31.B2 | AF0520:53 | HP COMPRESSOR | 31.B1 | USED
AF0510:55 | SC | FU0131 | WHT | 16 | 31.B2 | FU0131:LD | HP COMPRESSOR | 31.C1 | USED
AF0510:56 | SC | AF0510P | WHT | 16 | 31.B2 | AF0520:55 | HP COMPRESSOR | 31.B1 | USED
AF0520:32 | SC | XT05001 | GRN | 16 | 31.B1 | XT0500:1 | HP COMPRESSOR | 31.C2 | USED
KA0120:14 | SC | 120112 | WHT | 20 | 88.A7 | AF1201:12 | HP COMPRESSOR | 88.A5 | USED
AF1201:28 | SC | SV51002 | WHT | 20 | 88.A7 | XT4400:4 | HP COMPRESSOR | 88.A5 | USED
KA4401:22 | SC | 120144 | WHT | 20 | 88.A7 | AF1201:44 | HP COMPRESSOR | 88.A6 | USED
AF1201:COM | SC | 0V | WHT | 20 | 31.D2 | XT0130:3 | HP COMPRESSOR | 31.A5 | USED
AF1201:V+ | SC | FU0121 | WHT | 20 | 31.D2 | FU0121:LD | HP COMPRESSOR | 31.D1 | USED
AF1202:COM | SC | AF1202N | WHT | 20 | 31.D3 | AF1203:COM | HP COMPRESSOR | 31.D3 | USED
AF1202:COM | SC | AU1200N | WHT | 20 | 31.D3 | AU1200:COM | HP COMPRESSOR | 31.C1 | USED
AF1202:V+ | SC | AF1202P | WHT | 20 | 31.D3 | AF1203:V+ | HP COMPRESSOR | 31.D3 | USED
AF1202:V+ | SC | AU1200P | WHT | 20 | 31.D3 | AU1200:V+ | HP COMPRESSOR | 31.C1 | USED
AF1203:COM | SC | AF1203N | WHT | 20 | 31.D3 | AF1204:COM | HP COMPRESSOR | 31.C4 | USED
AF1203:SH | SC | AF1203G | GRN | 14 | 31.D3 | AF1204:SH | HP COMPRESSOR | 31.C4 | USED
AF1203:SH | SC | AU1200G | GRN | 14 | 31.D3 | AU1200:GND | HP COMPRESSOR | 31.C1 | USED
AF1203:V+ | SC | AF1203P | WHT | 20 | 31.D3 | AF1204:V+ | HP COMPRESSOR | 31.C4 | USED
AF1204:COM | SC | AF1204N | WHT | 20 | 31.C4 | AF1205:COM | HP COMPRESSOR | 31.C4 | USED
AF1204:SH | SC | AF1204G | GRN | 14 | 31.C4 | AF1205:SH | HP COMPRESSOR | 31.C4 | USED
AF1204:V+ | SC | AF1204P | WHT | 20 | 31.C4 | AF1205:V+ | HP COMPRESSOR | 31.C4 | USED
AF1205:COM | SC | AF1205N | WHT | 20 | 31.C4 | AF1206:COM | HP COMPRESSOR | 31.D5 | USED
AF1205:SH | SC | AF1205G | GRN | 14 | 31.C4 | AF1206:SH | HP COMPRESSOR | 31.D5 | USED
AF1205:V+ | SC | AF1205P | WHT | 20 | 31.C4 | AF1206:V+ | HP COMPRESSOR | 31.D5 | USED
AF1206:COM | SC | AF1206N | WHT | 20 | 31.D5 | AF1207:COM | HP COMPRESSOR | 31.C6 | USED
AF1206:SH | SC | AF1206G | GRN | 14 | 31.D5 | AF1208:SH | HP COMPRESSOR | 31.D6 | USED
AF1206:V+ | SC | AF1206P | WHT | 20 | 31.D5 | AF1207:V+ | HP COMPRESSOR | 31.C6 | USED
KA4401:14 | SC | 120702 | WHT | 20 | 78.A7 | AF1207:02 | HP COMPRESSOR | 78.A6 | USED
KA4401:A2 | SC | 120718 | WHT | 20 | 78.A7 | AF1207:18 | HP COMPRESSOR | 78.A6 | USED
KA4401:11 | SC | PS44012 | WHT | 20 | 78.A7 | AF1207:34 | HP COMPRESSOR | 78.A6 | USED
AF1207:COM | SC | AF1207N | WHT | 20 | 31.C6 | AF1208:COM | HP COMPRESSOR | 31.D6 | USED
AF1207:V+ | SC | AF1207P | WHT | 20 | 31.C6 | AF1208:V+ | HP COMPRESSOR | 31.D6 | USED
AF1208:COM | SC | AF1208N | WHT | 20 | 31.D6 | AF1209:COM | HP COMPRESSOR | 31.C5 | USED
AF1208:SH | SC | AF1208G | GRN | 14 | 31.D6 | AF1209:SH | HP COMPRESSOR | 31.C5 | USED
AF1208:V+ | SC | AF1208P | WHT | 20 | 31.D6 | AF1209:V+ | HP COMPRESSOR | 31.C5 | USED
AF1209:COM | SC | AF1209N | WHT | 20 | 31.C5 | AF1210:COM | HP COMPRESSOR | 31.C6 | USED
AF1209:SH | SC | AF1209G | GRN | 14 | 31.C5 | AF1210:SH | HP COMPRESSOR | 31.C6 | USED
AF1209:V+ | SC | AF1209P | WHT | 20 | 31.C5 | AF1210:V+ | HP COMPRESSOR | 31.C6 | USED
AF1210:COM | SC | AF1210N | WHT | 20 | 31.C6 | AF1211:COM | HP COMPRESSOR | 31.C6 | USED
AF1210:SH | SC | AF1210G | GRN | 14 | 31.C6 | AF1211:SH | HP COMPRESSOR | 31.C6 | USED
AF1210:V+ | SC | AF1210P | WHT | 20 | 31.C6 | AF1211:V+ | HP COMPRESSOR | 31.C6 | USED
AF1211:SH | SC | IEG01303 | GRN | 14 | 31.C6 | IEG0130:3 | HP COMPRESSOR | 31.C7 | USED
AU1200:COM | SC | 0V | WHT | 20 | 31.C1 | XT0130:4 | HP COMPRESSOR | 31.A5 | USED
AU1200:V+ | SC | FU0120 | WHT | 14 | 31.C1 | FU0120:LD | HP COMPRESSOR | 31.D1 | USED
FU0120:LI | SC | FU0130 | WHT | 14 | 31.D1 | FU0131:LI | HP COMPRESSOR | 31.C1 | USED
FU0120:LI | SC | FU0130 | WHT | 14 | 31.D1 | FU0121:LI | HP COMPRESSOR | 31.D1 | USED
FU0130:LD | SC | FU0130 | WHT | 14 | 31.A4 | XT0130:8 | HP COMPRESSOR | 31.A4 | USED
FU0130:LI | SC | FU0200 | WHT | 14 | 31.A4 | XT0130:1 | HP COMPRESSOR | 31.A5 | USED
FU0131:LI | SC | FU0130 | WHT | 14 | 31.C1 | XT0130:8 | HP COMPRESSOR | 31.A4 | USED
GR0120: | SC | IEG01301 | GRN | 14 | 4.A3 | IEG0130:1 | HP COMPRESSOR | 4.A3 | USED
GR0124: | SC | IEG01302 | GRN | 14 | 4.B3 | IEG0130:2 | HP COMPRESSOR | 4.B3 | USED
GR0845: | SC | GR0845 | GRN/YEL | 14 | 4.A4 | FRAME | HP COMPRESSOR | 4.A4 | USED
IEG0130:4 | SC | IEG01304 | GRN | 14 | 31.B4 | XT0500:2 | HP COMPRESSOR | 31.B4 | USED
KA0120:11 | SC | SV51001 | WHT | 20 | 88.A5 | XT4400:3 | HP COMPRESSOR | 88.A5 | USED
KA0120:12 | SC | KA012012 | WHT | 20 | 88.A5 | KA4401:21 | HP COMPRESSOR | 88.A6 | USED
KA0120:A1 | SC | KA0231A1 | WHT | 20 | 31.B5 | XT0130:6 | HP COMPRESSOR | 31.B5 | USED
KA0120:A2 | SC | 0V | WHT | 20 | 31.B5 | XT0130:7 | HP COMPRESSOR | 31.B5 | USED
KA4401:11 | SC | PS44012 | WHT | 20 | 78.A6 | XT4400:1 | HP COMPRESSOR | 78.A5 | USED
KA4401:A1 | SC | PS44013 | WHT | 20 | 78.A6 | XT4400:2 | HP COMPRESSOR | 78.A5 | USED
XT0130:3 | SC | 0V | WHT | 20 | 31.A5 | XT0130:7 | HP COMPRESSOR | 31.B5 | USED
XT0130:5 | SC | KA0231A1 | WHT | 14 | 31.A5 | XT0520:1 | HP COMPRESSOR | 31.B6 | USED
XT0130:6 | SC | KA0231A1 | WHT | 14 | 31.B5 | XT0130:5 | HP COMPRESSOR | 31.A5 | USED
AF0510:L2 | WC0051 | AF0510L2 | ENET | CABLE | 6.B2 | AF0520:L1 | HP COMPRESSOR | 6.B3 | USED
AF0520:L2 | WC0052 | AF0520L2 | ENET | CABLE | 6.B3 | AU1200:L1 | HP COMPRESSOR | 6.B4 | USED
AF1208:17 | WC4910 | TE49101 | RED | 20 | 31.C4 | TE4910:1 | HP COMPRESSOR | 31.C3 | USED
AF1208:01 | WC4910 | TE49102 | WHT | 20 | 31.C4 | TE4910:2 | HP COMPRESSOR | 31.C3 | USED
AF1208:00 | WC4910 | TE49103 | BLK | 20 | 31.C4 | TE4910:3 | HP COMPRESSOR | 31.C3 | USED
AF1208:48 | WC4910 | TE4910S | SH | 20 | 31.C4 | FW2:1 | HP COMPRESSOR | 31.C4 | USED
AF0500:LBUS | WC8050 | AF0510RBUS | BUS | CABLE | 31.B3 | AF0510:RBUS | HP COMPRESSOR | 31.B2 | USED
AF0510:LBUS | WC8051 | AF0520RBUS | BUS | CABLE | 31.B2 | AF0520:RBUS | HP COMPRESSOR | 31.B1 | USED
AF1208:J | WC8058 | AF1208J | CABLE | CABLE | 31.D6 | AF1209:P | HP COMPRESSOR | 31.C5 | USED
XT4400:1 | SC | PS44012 | WHT | 18 | 78.A5 | XT4875:2 | JB75 | 78.A2 | USED
XT4400:2 | SC | PS44013 | WHT | 18 | 78.A5 | XT4875:3 | JB75 | 78.A2 | USED
AF1206:41 | WC2025 | TE74311 | RED | 20 | 80.C7 | XT3642:1 | JB7431 | 80.C2 | USED
AF1206:25 | WC2025 | TE74312 | CLR | 20 | 80.C7 | XT3642:2 | JB7431 | 80.C2 | USED
AF1206:24 | WC2025 | TE74313 | BLK | 20 | 80.C7 | XT3642:3 | JB7431 | 80.C2 | USED
AF1206:56 | WC2025 | TE7431S | SH | 20 | 80.C7 | FLOATING | JB7431 | 80.C2 | USED
XT0130:5 | SC | KA0231A1 | WHT | 16 | 31.A5 | XT0110:3 | B PANEL | 24.A5 | USED
AF0510:L1 | WC0045 | AF0450L2 | ENET | CABLE | 6.B2 | AF0450:L2 | B PANEL | 6.A5 | USED
SolarTools ver. 24.0.84.24712 (Jul 31, 2025)
Report date: 1/19/2026 6:29 AM

## TCP
TCP
CONTROL CONSOLE DOOR^(TURBINE CONTROL PANEL)
Project # | J0940
Project Name | KERN RIVER GT VEYO UNIT 3
Revision | A.2
Controls DE | J.L. PASARIN
Phone: | #
Controls ME | A. PUENTES
Phone: | #
From | [5 empty] | To
Device ID | Cable (W) Conductor (SC) Jumper Clip (JC) | Wire No. | Wire ID | Gauge/Size | Page/Zone | Device ID | Location | Page/Zone
AF0201:00 | SC | TCP13NO | WHT | 20 | 19.A3 | SH0400:NO | TCP | 19.A1 | USED
AF0201:01 | SC | TCP14NO | WHT | 20 | 19.A3 | SH0401:NO | TCP | 19.A1 | USED
AF0201:02 | SC | TCP15NO | WHT | 20 | 19.B3 | SH0409:NO | TCP | 19.B1 | USED
AF0201:03 | SC | TCP16NO | WHT | 20 | 19.B3 | SH0410:NO | TCP | 19.B1 | USED
AF0201:04 | SC | TCP17A2 | WHT | 20 | 19.C3 | SA0400:B-B1 | TCP | 19.C1 | USED
AF0201:05 | SC | TCP17B2 | WHT | 20 | 19.C3 | SA0400:W-B1 | TCP | 19.C1 | USED
AF0201:08 | SC | TCP23NC | WHT | 20 | 19.D3 | SB0401:NC | TCP | 19.D1 | USED
AF0201:09 | SC | TCP24NO | WHT | 20 | 19.D3 | SB0402:NO | TCP | 19.D1 | USED
AF0201:10 | SC | TCP25NO | WHT | 20 | 19.A7 | SB0403:NO | TCP | 19.A5 | USED
AF0201:11 | SC | TCP26NO | WHT | 20 | 19.A7 | SB0404:NO | TCP | 19.A5 | USED
AF0201:12 | SC | TCP29NO | WHT | 20 | 20.D3 | SB0405:NO | TCP | 20.D1 | USED
AF0201:13 | SC | TCP28NC | WHT | 20 | 20.C3 | SB0406:NC | TCP | 20.C1 | USED
AF0201:14 | SC | TCP31NO | WHT | 20 | 20.A6 | SB0407:NO | TCP | 20.A5 | USED
AF0201:15 | SC | TCP32NO | WHT | 20 | 20.A6 | SB0408:NO | TCP | 20.A5 | USED
AF0201:16 | SC | TCP30NO | WHT | 20 | 20.D3 | SH0408:NO | TCP | 20.D1 | USED
AF0201:17 | SC | TCP19NO | WHT | 20 | 20.A3 | SH0404:NO | TCP | 20.A1 | USED
AF0201:18 | SC | TCP20NO | WHT | 20 | 20.B3 | SH0405:NO | TCP | 20.B1 | USED
AF0201:19 | SC | TCP21NO | WHT | 20 | 20.B3 | SH0406:NO | TCP | 20.B1 | USED
AF0201:20 | SC | TCP22NO | WHT | 20 | 20.C3 | SH0407:NO | TCP | 20.C1 | USED
AF0201:32 | SC | TCP13C | WHT | 20 | 19.A3 | SH0400:C | TCP | 19.A1 | USED
AF0201:33 | SC | TCP14C | WHT | 20 | 19.A3 | SH0401:C | TCP | 19.A1 | USED
AF0201:34 | SC | TCP15C | WHT | 20 | 19.B3 | SH0409:C | TCP | 19.B1 | USED
AF0201:35 | SC | TCP16C | WHT | 20 | 19.B3 | SH0410:C | TCP | 19.B1 | USED
AF0201:36 | SC | TCP17A1 | WHT | 20 | 19.C3 | SA0400:B-B2 | TCP | 19.C1 | USED
AF0201:37 | SC | TCP17B1 | WHT | 20 | 19.C3 | SA0400:W-B2 | TCP | 19.C1 | USED
AF0201:40 | SC | TCP23C | WHT | 20 | 19.D3 | SB0401:C | TCP | 19.D1 | USED
AF0201:41 | SC | TCP24C | WHT | 20 | 19.D3 | SB0402:C | TCP | 19.D1 | USED
AF0201:42 | SC | TCP25C | WHT | 20 | 19.A7 | SB0403:C | TCP | 19.A5 | USED
AF0201:43 | SC | TCP26C | WHT | 20 | 19.A7 | SB0404:C | TCP | 19.A5 | USED
AF0201:44 | SC | TCP29C | WHT | 20 | 20.D3 | SB0405:C | TCP | 20.D1 | USED
AF0201:45 | SC | TCP28C | WHT | 20 | 20.C3 | SB0406:C | TCP | 20.C1 | USED
AF0201:46 | SC | TCP31C | WHT | 20 | 20.A6 | SB0407:C | TCP | 20.A5 | USED
AF0201:47 | SC | TCP32C | WHT | 20 | 20.A6 | SB0408:C | TCP | 20.A5 | USED
AF0201:48 | SC | TCP30C | WHT | 20 | 20.D3 | SH0408:C | TCP | 20.D1 | USED
AF0201:49 | SC | TCP19C | WHT | 20 | 20.A3 | SH0404:C | TCP | 20.A1 | USED
AF0201:50 | SC | TCP20C | WHT | 20 | 20.B3 | SH0405:C | TCP | 20.B1 | USED
AF0201:51 | SC | TCP21C | WHT | 20 | 20.B3 | SH0406:C | TCP | 20.B1 | USED
AF0201:52 | SC | TCP22C | WHT | 20 | 20.C3 | SH0407:C | TCP | 20.C1 | USED
AF0201:COM | SC | AU0200N | WHT | 16 | 17.A3 | AU0200:COM | TCP | 17.A3 | USED
AF0201:SHLD | SC | AF0201VP | WHT | 20 | 17.B6 | AF0201:V+ | TCP | 17.B6 | USED
AF0201:V+ | SC | AU0200P | WHT | 16 | 17.A3 | AU0200:V+ | TCP | 17.A3 | USED
AF0202:00 | SC | TCP01AP | WHT | 20 | 18.A3 | HL0400:A+ | TCP | 18.A1 | USED
AF0202:01 | SC | TCP02AP | WHT | 20 | 18.A3 | HL0401:A+ | TCP | 18.A1 | USED
AF0202:02 | SC | TCP03AP | WHT | 20 | 18.B3 | HL0402:A+ | TCP | 18.B1 | USED
AF0202:03 | SC | TCP04AP | WHT | 20 | 18.B3 | HL0403:A+ | TCP | 18.B1 | USED
AF0202:05 | SC | TCP06AP | WHT | 20 | 18.C3 | HL0405:A+ | TCP | 18.C1 | USED
AF0202:06 | SC | TCP06BP | WHT | 20 | 18.D3 | HL0405:B+ | TCP | 18.D1 | USED
AF0202:07 | SC | TCP05AP | WHT | 20 | 18.C3 | HL0404:A+ | TCP | 18.C1 | USED
AF0202:08 | SC | TCP07AP | WHT | 20 | 18.D3 | HL0406:A+ | TCP | 18.D1 | USED
AF0202:09 | SC | TCP08AP | WHT | 20 | 18.A7 | HL0407:A+ | TCP | 18.A5 | USED
AF0202:10 | SC | TCP09AP | WHT | 20 | 18.A7 | HL0408:A+ | TCP | 18.A5 | USED
AF0202:11 | SC | TCP10AP | WHT | 20 | 18.B7 | HL0409:A+ | TCP | 18.B5 | USED
AF0202:12 | SC | TCP11AP | WHT | 20 | 18.B7 | HL0411:A+ | TCP | 18.B5 | USED
AF0202:13 | SC | TCP15AP | WHT | 20 | 18.C7 | SH0409:A+ | TCP | 18.C5 | USED
AF0202:14 | SC | TCP15BP | WHT | 20 | 18.C7 | SH0409:B+ | TCP | 18.C5 | USED
AF0202:15 | SC | TCP16AP | WHT | 20 | 18.D7 | SH0410:A+ | TCP | 18.D5 | USED
AF0202:16 | SC | TCP16BP | WHT | 20 | 18.D7 | SH0410:B+ | TCP | 18.D5 | USED
AF0202:17 | SC | TCP19AP | WHT | 20 | 20.B6 | SH0404:A+ | TCP | 20.B5 | USED
AF0202:18 | SC | TCP20AP | WHT | 20 | 20.B6 | SH0405:A+ | TCP | 20.B5 | USED
AF0202:19 | SC | TCP21AP | WHT | 20 | 20.C6 | SH0406:A+ | TCP | 20.C5 | USED
AF0202:20 | SC | TCP22AP | WHT | 20 | 20.C6 | SH0407:A+ | TCP | 20.C5 | USED
AF0202:21 | SC | TCP30AP | WHT | 20 | 20.D6 | SH0408:A+ | TCP | 20.D5 | USED
AF0202:22 | SC | TCP30BP | WHT | 20 | 20.D6 | SH0408:B+ | TCP | 20.D5 | USED
AF0202:32 | SC | TCP01A | WHT | 20 | 18.A3 | HL0400:A | TCP | 18.A1 | USED
AF0202:33 | SC | TCP02A | WHT | 20 | 18.A3 | HL0401:A | TCP | 18.A1 | USED
AF0202:34 | SC | TCP03A | WHT | 20 | 18.B3 | HL0402:A | TCP | 18.B1 | USED
AF0202:35 | SC | TCP04A | WHT | 20 | 18.B3 | HL0403:A | TCP | 18.B1 | USED
AF0202:37 | SC | TCP06A | WHT | 20 | 18.C3 | HL0405:A | TCP | 18.C1 | USED
AF0202:38 | SC | TCP06B | WHT | 20 | 18.D3 | HL0405:B | TCP | 18.D1 | USED
AF0202:39 | SC | TCP05A | WHT | 20 | 18.C3 | HL0404:A | TCP | 18.C1 | USED
AF0202:40 | SC | TCP07A | WHT | 20 | 18.D3 | HL0406:A | TCP | 18.D1 | USED
AF0202:41 | SC | TCP08A | WHT | 20 | 18.A7 | HL0407:A | TCP | 18.A5 | USED
AF0202:42 | SC | TCP09A | WHT | 20 | 18.A7 | HL0408:A | TCP | 18.A5 | USED
AF0202:43 | SC | TCP10A | WHT | 20 | 18.B7 | HL0409:A | TCP | 18.B5 | USED
AF0202:44 | SC | TCP11A | WHT | 20 | 18.B7 | HL0411:A | TCP | 18.B5 | USED
AF0202:45 | SC | TCP15A | WHT | 20 | 18.C7 | SH0409:A | TCP | 18.C5 | USED
AF0202:46 | SC | TCP15B | WHT | 20 | 18.C7 | SH0409:B | TCP | 18.C5 | USED
AF0202:47 | SC | TCP16A | WHT | 20 | 18.D7 | SH0410:A | TCP | 18.D5 | USED
AF0202:48 | SC | TCP16B | WHT | 20 | 18.D7 | SH0410:B | TCP | 18.D5 | USED
AF0202:49 | SC | TCP19A | WHT | 20 | 20.B6 | SH0404:A | TCP | 20.B5 | USED
AF0202:50 | SC | TCP20A | WHT | 20 | 20.B6 | SH0405:A | TCP | 20.B5 | USED
AF0202:51 | SC | TCP21A | WHT | 20 | 20.C6 | SH0406:A | TCP | 20.C5 | USED
AF0202:52 | SC | TCP22A | WHT | 20 | 20.C6 | SH0407:A | TCP | 20.C5 | USED
AF0202:53 | SC | TCP30A | WHT | 20 | 20.D6 | SH0408:A | TCP | 20.D5 | USED
AF0202:54 | SC | TCP30B | WHT | 20 | 20.D6 | SH0408:B | TCP | 20.D5 | USED
AF0202:COM | SC | AF0202COM | WHT | 20 | 17.B5 | AF0202:SHLD | TCP | 17.B5 | USED
HL0400:A | SC | TCP01A | WHT | 20 | 18.A1 | HL0400:B | TCP | 18.A1 | USED
HL0400:A+ | SC | TCP01AP | WHT | 20 | 18.A1 | HL0400:B+ | TCP | 18.A1 | USED
HL0401:A | SC | TCP02A | WHT | 20 | 18.A1 | HL0401:B | TCP | 18.A1 | USED
HL0401:A+ | SC | TCP02AP | WHT | 20 | 18.A1 | HL0401:B+ | TCP | 18.A1 | USED
HL0402:A | SC | TCP03A | WHT | 20 | 18.B1 | HL0402:B | TCP | 18.B1 | USED
HL0402:A+ | SC | TCP03AP | WHT | 20 | 18.B1 | HL0402:B+ | TCP | 18.B1 | USED
HL0403:A | SC | TCP04A | WHT | 20 | 18.B1 | HL0403:B | TCP | 18.B1 | USED
HL0403:A+ | SC | TCP04AP | WHT | 20 | 18.B1 | HL0403:B+ | TCP | 18.B1 | USED
HL0404:A | SC | TCP05A | WHT | 20 | 18.C1 | HL0404:B | TCP | 18.C1 | USED
HL0404:A+ | SC | TCP05AP | WHT | 20 | 18.C1 | HL0404:B+ | TCP | 18.C1 | USED
HL0406:A | SC | TCP07A | WHT | 20 | 18.D1 | HL0406:B | TCP | 18.D1 | USED
HL0406:A+ | SC | TCP07AP | WHT | 20 | 18.D1 | HL0406:B+ | TCP | 18.D1 | USED
HL0407:A | SC | TCP08A | WHT | 20 | 18.A5 | HL0407:B | TCP | 18.A5 | USED
HL0407:A+ | SC | TCP08AP | WHT | 20 | 18.A5 | HL0407:B+ | TCP | 18.A5 | USED
HL0408:A | SC | TCP09A | WHT | 20 | 18.A5 | HL0408:B | TCP | 18.A5 | USED
HL0408:A+ | SC | TCP09AP | WHT | 20 | 18.A5 | HL0408:B+ | TCP | 18.A5 | USED
HL0409:A | SC | TCP10A | WHT | 20 | 18.B5 | HL0409:B | TCP | 18.B5 | USED
HL0409:A+ | SC | TCP10AP | WHT | 20 | 18.B5 | HL0409:B+ | TCP | 18.B5 | USED
HL0410:A | SC | 0V | WHT | 20 | 19.B5 | HL0410:B | TCP | 19.B5 | USED
HL0410:A+ | SC | TCP12AP | WHT | 20 | 19.B5 | XT0564:1 B1 | TCP | 19.B5 | USED
HL0410:A+ | SC | TCP12AP | WHT | 20 | 19.B5 | HL0410:B+ | TCP | 19.B5 | USED
HL0411:A | SC | TCP11A | WHT | 20 | 18.B5 | HL0411:B | TCP | 18.B5 | USED
HL0411:A+ | SC | TCP11AP | WHT | 20 | 18.B5 | HL0411:B+ | TCP | 18.B5 | USED
SB0404:NO | SC | TCP26NO | WHT | 20 | 19.A5 | XT0564:1 T1 | TCP | 19.B5 | USED
SH0401:A | SC | 0V | WHT | 20 | 19.C5 | SH0401:B | TCP | 19.C5 | USED
SH0401:A+ | SC | TCP14AP | WHT | 20 | 19.C5 | XT0564:3 B1 | TCP | 19.C5 | USED
SH0401:B+ | SC | TCP14BP | WHT | 20 | 19.C5 | XT0564:2 B1 | TCP | 19.C5 | USED
SH0404:A | SC | TCP19A | WHT | 20 | 20.B5 | SH0404:B | TCP | 20.B5 | USED
SH0404:A+ | SC | TCP19AP | WHT | 20 | 20.B5 | SH0404:B+ | TCP | 20.B5 | USED
SH0405:A | SC | TCP20A | WHT | 20 | 20.B5 | SH0405:B | TCP | 20.B5 | USED
SH0405:A+ | SC | TCP20AP | WHT | 20 | 20.B5 | SH0405:B+ | TCP | 20.B5 | USED
SH0406:A | SC | TCP21A | WHT | 20 | 20.C5 | SH0406:B | TCP | 20.C5 | USED
SH0406:A+ | SC | TCP21AP | WHT | 20 | 20.C5 | SH0406:B+ | TCP | 20.C5 | USED
SH0407:A | SC | TCP22A | WHT | 20 | 20.C5 | SH0407:B | TCP | 20.C5 | USED
SH0407:A+ | SC | TCP22AP | WHT | 20 | 20.C5 | SH0407:B+ | TCP | 20.C5 | USED
XT0564:1 T2 | SC | TCP26NO | WHT | 20 | 19.B5 | XT0564:2 T2 | TCP | 19.C5 | USED
XT0564:2 T1 | SC | TCP26NO | WHT | 20 | 19.C5 | XT0564:3 T1 | TCP | 19.C5 | USED
AF0202:COM | SC | 0V | WHT | 14 | 17.A5 | XT0252:2 | AUXILIARY | 14.B3 | USED
AF0202:V+ | SC | FU2031 | WHT | 14 | 17.A5 | FU2031:LD | AUXILIARY | 17.B2 | USED
AU0200:COM | SC | 0V | WHT | 14 | 17.A3 | XT0252:2 | AUXILIARY | 14.B3 | USED
AU0200:GND | SC | IEG03561 | GRN | 14 | 17.A3 | IEG0356:1 | AUXILIARY | 17.B3 | USED
AU0200:V+ | SC | FU2030 | WHT | 14 | 17.A3 | FU2030:LD | AUXILIARY | 17.A2 | USED
GR0200: | SC | IEG03562 | GRN | 14 | 17.C2 | IEG0356:2 | AUXILIARY | 17.C2 | USED
HL0410:A | SC | 0V | WHT | 20 | 19.B5 | XT0563:4 | AUXILIARY | 19.B6 | USED
SA0401:1 | SC | KA0241A1 | WHT | 20 | 19.C5 | XT0563:5 | AUXILIARY | 19.C6 | USED
SA0401:2 | SC | FU0139 | WHT | 20 | 19.C5 | XT0563:6 | AUXILIARY | 19.C6 | USED
SB0400:11 | SC | ESTOPB | WHT | 20 | 19.D5 | XT0563:1 | AUXILIARY | 19.D6 | USED
SB0400:12 | SC | ESTOPA | WHT | 20 | 19.D5 | XT0563:2 | AUXILIARY | 19.D6 | USED
SB0400:21 | SC | TCP18B1 | WHT | 20 | 19.D5 | XT0563:7 | AUXILIARY | 19.D6 | USED
SB0400:22 | SC | TCP18B2 | WHT | 20 | 19.D5 | XT0563:8 | AUXILIARY | 19.D6 | USED
SH0401:A | SC | 0V | WHT | 20 | 19.C5 | XT0252:5 | AUXILIARY | 14.C3 | USED
XT0564:1 B2 | SC | KA023612 | WHT | 20 | 19.B5 | XT0563:3 | AUXILIARY | 19.B6 | USED
AU0200:L2 | WC0200 | AU0200L2 | ENET | CABLE | 6.B5 | AU2080:L1 | AUXILIARY | 6.B6 | USED
AU0200:L1 | WC2080 | BA2080L2 | ENET | CABLE | 6.B5 | BA2080:L2 | AUXILIARY | 6.B5 | USED
AF0202:23 | WC5540 | HA0273P | BLK | 16 | 20.A3 | HA0273:(+) | CONSOLE | 20.A1 | USED
AF0202:55 | WC5540 | HA0273N | WHT | 16 | 20.A3 | HA0273:(-) | CONSOLE | 20.A1 | USED
SolarTools ver. 24.0.84.24712 (Jul 31, 2025)
Report date: 1/19/2026 6:29 AM

## TURBINE CONTROL
TURBINE CONTROL
JB70
Project # | J0940
Project Name | KERN RIVER GT VEYO UNIT 3
Revision | A.2
Controls DE | J.L. PASARIN
Phone: | #
Controls ME | A. PUENTES
Phone: | #
From | [5 empty] | To
Device ID | Cable (W) Conductor (SC) Jumper Clip (JC) | Wire No. | Wire ID | Gauge/Size | Page/Zone | Device ID | Location | Page/Zone
GR1100: | SC | GR1100 | GRN/YEL | 14 | 4.A5 | FG0001:1 | TURBINE CONTROL | 4.A4 | USED
GR1101: | SC | GR1101 | GRN/YEL | 14 | 4.A6 | FRAME | TURBINE CONTROL | 4.A5 | USED
AT1100:NEG | SC | 0V | WHT | 14 | 30.C3 | XT1100:2 | A PANEL | 30.D4 | USED
AT1100:POS | SC | FU1100 | WHT | 14 | 30.C3 | FU1100:LD | A PANEL | 30.C4 | USED
SA0471:B1-13 | SC | SA0471B113 | WHT | 20 | 29.B2 | AF0087:40 | A PANEL | 29.B7 | USED
SA0471:B1-14 | SC | SA0471B114 | WHT | 20 | 29.B2 | AF0087:08 | A PANEL | 29.B7 | USED
SA0471:B2-13 | SC | SA0471B213 | WHT | 20 | 29.A2 | AF0087:39 | A PANEL | 29.A7 | USED
SA0471:B2-14 | SC | SA0471B214 | WHT | 20 | 29.A2 | AF0087:07 | A PANEL | 29.A7 | USED
SA0473:B-A3 | SC | SA0473BA3 | WHT | 20 | 29.D2 | AF0087:06 | A PANEL | 29.D7 | USED
SA0473:B-A4 | SC | SA0473BA4 | WHT | 20 | 29.D2 | AF0087:38 | A PANEL | 29.D7 | USED
SA0473:W-B1 | SC | SA0473WB1 | WHT | 20 | 29.D2 | AF0087:05 | A PANEL | 29.D7 | USED
SA0473:W-B2 | SC | SA0473WB2 | WHT | 20 | 29.D2 | AF0087:37 | A PANEL | 29.D7 | USED
SA0474:B1-13 | SC | SA0474B113 | WHT | 20 | 29.C2 | AF0087:45 | A PANEL | 29.C7 | USED
SA0474:B1-14 | SC | SA0474B114 | WHT | 20 | 29.C2 | AF0087:13 | A PANEL | 29.C7 | USED
SA0474:B2-13 | SC | SA0474B213 | WHT | 20 | 29.C2 | AF0087:44 | A PANEL | 29.C7 | USED
SA0474:B2-14 | SC | SA0474B214 | WHT | 20 | 29.C2 | AF0087:12 | A PANEL | 29.C7 | USED
SB0471:11 | SC | SB047111 | WHT | 20 | 28.D2 | AF0087:34 | A PANEL | 28.D7 | USED
SB0471:12 | SC | SB047112 | WHT | 20 | 28.D2 | AF0087:02 | A PANEL | 28.D7 | USED
SB0472:B1-11 | SC | ESTOPA | WHT | 20 | 29.B2 | XT0137:1 | A PANEL | 29.B5 | USED
SB0472:B1-12 | SC | ESTOP | WHT | 20 | 29.B2 | XT0137:2 | A PANEL | 29.B5 | USED
SB0472:B2-11 | SC | SB0472B211 | WHT | 20 | 29.B2 | AF0081:36 | A PANEL | 29.B7 | USED
SB0472:B2-12 | SC | SB0472B212 | WHT | 20 | 29.B2 | AF0081:04 | A PANEL | 29.B7 | USED
SB0473:13 | SC | SB047313 | WHT | 20 | 28.D2 | AF0087:35 | A PANEL | 28.D7 | USED
SB0473:14 | SC | SB047314 | WHT | 20 | 28.D2 | AF0087:03 | A PANEL | 28.D7 | USED
SB0474:13 | SC | SB047413 | WHT | 20 | 29.A2 | AF0087:36 | A PANEL | 29.A7 | USED
SB0474:14 | SC | SB047414 | WHT | 20 | 29.A2 | AF0087:04 | A PANEL | 29.A7 | USED
SH0470:11 | SC | SH047011 | WHT | 20 | 28.B2 | AF0087:33 | A PANEL | 28.B7 | USED
SH0470:12 | SC | SH047012 | WHT | 20 | 28.B2 | AF0087:01 | A PANEL | 28.B7 | USED
SH0470:13 | SC | SH047013 | WHT | 20 | 28.B2 | XT0137:5 | A PANEL | 28.B5 | USED
SH0470:14 | SC | SH047014 | WHT | 20 | 28.B2 | XT0137:6 | A PANEL | 28.B5 | USED
SH0470:X1 | SC | SH0470X1 | WHT | 20 | 28.B2 | AF0093:22 | A PANEL | 28.B7 | USED
SH0470:X2 | SC | SH0470X2 | WHT | 20 | 28.B2 | AF0093:06 | A PANEL | 28.B7 | USED
SH0471:11 | SC | SH047111 | WHT | 20 | 28.A2 | XT0137:3 | A PANEL | 28.A5 | USED
SH0471:12 | SC | SH047112 | WHT | 20 | 28.A2 | XT0137:4 | A PANEL | 28.A5 | USED
SH0471:13 | SC | SH047113 | WHT | 20 | 28.A2 | AF0087:32 | A PANEL | 28.A7 | USED
SH0471:14 | SC | SH047114 | WHT | 20 | 28.A2 | AF0087:00 | A PANEL | 28.A7 | USED
SH0471:X1 | SC | SH0471X1 | WHT | 20 | 28.A2 | AF0093:31 | A PANEL | 28.A7 | USED
SH0471:X2 | SC | SH0471X2 | WHT | 20 | 28.A2 | AF0093:15 | A PANEL | 28.A7 | USED
AT1100:L1 | WC0101 | BA1100DEVICE | ENET | CABLE | 30.C3 | BA1100:DEVICE | A PANEL | 30.C1 | USED
HA0472:BLK-1 | WC5072 | HA04721 | 1 | 18 | 28.C1 | AF0092:28 | A PANEL | 28.C7 | USED
HA0472:BLK-2 | WC5072 | HA04722 | 2 | 18 | 28.C1 | AF0092:12 | A PANEL | 28.C7 | USED
AT1100:GND | SC | PEG01304 | GRN/YEL | 14 | 30.C3 | PEG0130:4 | B PANEL | 30.D4 | USED
SH0472:11 | SC | SH047211 | WHT | 20 | 28.C2 | XT0236:4 | B PANEL | 28.C5 | USED
SH0472:12 | SC | SH047212 | WHT | 20 | 28.C2 | XT0236:5 | B PANEL | 28.C5 | USED
SH0472:13 | SC | FU0139 | WHT | 20 | 28.B2 | XT0236:1 | B PANEL | 28.B5 | USED
SH0472:14 | SC | KA0241A1 | WHT | 20 | 28.B2 | XT0236:2 | B PANEL | 28.B5 | USED
SH0472:X1 | SC | 0V | WHT | 20 | 28.C2 | XT0236:3 | B PANEL | 28.C5 | USED
SH0472:X2 | SC | SH0472X2 | WHT | 20 | 28.C2 | XT0237:2 B1 | B PANEL | 28.C5 | USED
SolarTools ver. 24.0.84.24712 (Jul 31, 2025)
Report date: 1/19/2026 6:29 AM

## Panel Errors
Panel Errors
Project # | J0940
Project Name | KERN RIVER GT VEYO UNIT 3
Revision | A.2
Controls DE | J.L. PASARIN
Phone: | #
Controls ME | A. PUENTES
Phone: | #
From | [6 empty] | To
Device ID | Location | Cable (W) Conductor (SC) Jumper Clip (JC) | Wire ID | Wire No. | Gauge/Size | Page/Zone | Device ID | Location | Page/Zone
Report date: 1/19/2026 6:29 AM |  |  |  | SolarTools ver. 24.0.84.24712 (Jul 31, 2025)

## Cable Part Numbers
Cable Part Numbers |  |  | SolarTools ver. 24.0.84.24712 (Jul 31, 2025)
Project # | J0940
Report date: 1/19/2026 6:30 AM
Project Name | KERN RIVER GT VEYO UNIT 3
Revision | A.2
Controls DE | J.L. PASARIN
Phone: | #
Controls ME | A. PUENTES
Phone: | #
Device ID |  | Part Number |  | Description
WC8058 |  | 2684693-54 |  | CABLE, EXTENSION, BACKPLANE
WC5072 |  | PART OF 1103208-1 |  | CABLE, 2 CONDUCTOR UNSHIELDED PART OF HORN
WC0001 |  | 1302073-36 |  | CABLE, ETHERNET - 36 INCHES
WC0003 |  | 1305733-1 |  | CABLE, COMMUNICATION CABLE - ETHERNET
WC0006 |  | 1302073-36 |  | CABLE, ETHERNET - 36 INCHES
WC0007 |  | 1302073-36 |  | CABLE, ETHERNET - 36 INCHES
WC0008 |  | 1302073-36 |  | CABLE, ETHERNET - 36 INCHES
WC0009 |  | 1302073-36 |  | CABLE, ETHERNET - 36 INCHES
WC0041 |  | 1302073-36 |  | CABLE, ETHERNET - 36 INCHES
WC0042 |  | 1302073-36 |  | CABLE, ETHERNET - 36 INCHES
WC0043 |  | 1302073-36 |  | CABLE, ETHERNET - 36 INCHES
WC0051 |  | 1302073-36 |  | CABLE, ETHERNET - 36 INCHES
WC0052 |  | 1302073-36 |  | CABLE, ETHERNET - 36 INCHES
WC0101 |  | 1302073-36 |  | CABLE, COMMUNICATION CABLE - 36 INCHES
WC0140 |  | 1302073-36 |  | CABLE, ETHERNET - 36 INCHES
WC0200 |  | 1302073-36 |  | CABLE, ETHERNET - 36 INCHES
WC0680 |  | 1302073-36 |  | CABLE
WC1212 |  | 1302073-36 |  | CABLE, ETHERNET - 36 INCHES
WC2080 |  | 1302073-36 |  | CABLE, ETHERNET - 36 INCHES
WC4524 |  | 1022941-12 |  | TPE, 1 PAIR TWISTED SHIELDED
WC4749 |  | 1075034-5 |  | PVC, 1 TRIAD TWISTED SHIELDED
WC4900 |  | 1022941-13 |  | TPE, 1 TRIAD TWISTED SHIELDED
WC4910 |  | 1022941-13 |  | TPE, 1 TRIAD TWISTED SHIELDED
WC5540 |  | PART OF 1113568-200 |  | CABLE, 2 CONDUCTOR TRIMMED SHIELD PART OF HORN
WC8040 |  | 1322418-90 |  | CABLE, SYTSTEM FUNCTION
WC8041 |  | 1322418-90 |  | CABLE, SUPPLIED BY OTHERS
WC8042 |  | 1322418-90 |  | CABLE, SUPPLIED BY OTHERS
WC8043 |  | 1322418-90 |  | CABLE, SUPPLIED BY OTHERS
WC8050 |  | 1322418-90 |  | CABLE, SUPPLIED BY OTHERS
WC8051 |  | 1322418-90 |  | CABLE, SYTSTEM FUNCTION
WC0045 |  | 1302073-36 |  | CABLE, ETHERNET - 36 INCHES

## Part Number List
Part Number List |  | SolarTools ver. 24.0.84.24712 (Jul 31, 2025)
Project # | J0940
Report date: 1/19/2026 6:30 AM
Project Name | KERN RIVER GT VEYO UNIT 3
Revision | A.2
Controls DE | J.L. PASARIN
Phone: | #
Controls ME | A. PUENTES
Phone: | #
Device ID | Part Number | Description | Location
AF0081 | 2684693-18,2684693-28 | 5094-IB16SXT, 16 DISCRETE INPUT, S | A PANEL
AF0082 | 2684693-17,2684693-23 | 5094-IB16XT, 16 DISCRETE INPUT | A PANEL
AF0083 | 2684693-19,2684693-33 | 5094-IY8XT, 8 ANALOG INPUT, TC/RTD/ I&V | A PANEL
AF0084 | 2684693-19,2684693-33 | 5094-IY8XT, 8 ANALOG INPUT,TC/RTD/I&V | A PANEL
AF0085 | 2684693-18,2684693-26,2684693-56 | 5094-IF8IHXT, 8 ANALOG INPUT, ISOLATED | A PANEL
AF0086 | 2684693-18,2684693-26,2684693-56 | 5094-IF8IHXT, 8 ANALOG INPUT, ISOLATED | A PANEL
AF0087 | 2684693-17,2684693-23 | 5094-IB16XT, 16 DISCRETE INPUT | A PANEL
AF0091 | 2684693-17,2684693-23 | 5094-IB16XT, 16 DISCRETE INPUT | A PANEL
AF0092 | 2684693-17,2684693-24 | 5094-OB16XT, 16 DISCRETE OUTPUT | A PANEL
AF0093 | 2684693-17,2684693-24 | 5094-OB16XT, 16 DISCRETE OUTPUT | A PANEL
AF0094 | 2684693-19,2684693-33 | 5094-IY8XT, 8 ANALOG INPUT, TC/RTD/ I&V | A PANEL
AF0095 | 2684693-17,2684693-25 | 5094-OB8XT, 8 DISCRETE OUTPUT | A PANEL
AF0096 | 2684693-21,2684693-36 | 5094-IRT8SXT, 8 RTD/TC ANALOG INPUT, S | A PANEL
AF0097 | 2684693-18,2684693-53 | 5094-IJ2IXT, 2 FAST COUNTER INPUT, S | A PANEL
AP0601 | 1089241-36 | 1756-EN2TXT, ETHERNET | A PANEL
AP0602 | 1089241-40 | 1756-EN2TRXT, ETHERNET | A PANEL
AP0603 | 1089241-40 | 1756-EN2TRXT, ETHERNET | A PANEL
AP0604 | 1089241-20 | MODULE, BLANK FILLER | A PANEL
AP0605 | 1089241-40 | 1756-EN2TRXT, ETHERNET | A PANEL
AP0606 | 1089241-36 | 1756-EN2TXT, ETHERNET | A PANEL
AR0600 | 1089241-29 | RACK CHASSIS, 1756-A7XT (7 SLOT) | A PANEL
AT0600 | 1089241-43 | 1756-L83EXTS, CONTROLLER^GUARDLOGIX | A PANEL
AU0080 | 2684693-22 | 5094-AENTRXT, FLEX 5000 I/O | A PANEL
AU0090 | 2684693-22 | 5094-AENTRXT, FLEX 5000 I/O | A PANEL
BA1100 | 1337728-10 | SWITCH, ETAP, DLR INTERFACE | A PANEL
FU0010 | 1043265-1,1043265-5 | FUSE, 10A | A PANEL
FU0012 | 1043265-1,1043265-5 | FUSE, 10A | A PANEL
FU0013 | 1043265-1,1043265-5 | FUSE, 10A | A PANEL
FU0014 | 1043265-1,1043265-5 | FUSE, 10A | A PANEL
FU0015 | 1043265-1,1043265-5 | FUSE, 10A | A PANEL
FU0017 | 1043265-1,1043265-5 | FUSE, 10A | A PANEL
FU0018 | 1043265-1,1043265-5 | FUSE, 10A | A PANEL
FU0080 | 1043265-1,1043265-5 | FUSE, 10A | A PANEL
FU0081 | 1043265-1,1043265-5 | FUSE, 10A | A PANEL
FU0082 | 1043265-1,1043265-5 | FUSE, 10A | A PANEL
FU0090 | 1043265-1,1043265-5 | FUSE, 10A | A PANEL
FU0091 | 1043265-1,1043265-5 | FUSE, 10A | A PANEL
FU0092 | 1043265-1,1043265-5 | FUSE, 10A | A PANEL
FU0093 | 1043265-1,1043265-5 | FUSE, 10A | A PANEL
FU0136 | 1043265-1,1043265-9 | FUSE, 30A | A PANEL
FU0137 | 1043265-1,1043265-7 | FUSE, 20A | A PANEL
FU0139 | 1043265-1,1043265-4 | FUSE, 5A | A PANEL
FU1100 | 1043265-1,1043265-5 | FUSE, 10A | A PANEL
FU1101 | 1043265-1,1043265-3 | FUSE, 2A | A PANEL
FU1102 | 1043265-1,1043265-3 | FUSE, 2A | A PANEL
GR0131 | 903849C1 | RAIL GROUND, DIN RAIL GROUNDING | A PANEL
GR0132 | 903849C1 | RAIL GROUND, DIN RAIL GROUNDING | A PANEL
GR0133 | 903849C1 | RAIL GROUND, DIN RAIL GROUNDING | A PANEL
GR0134 | 903849C1 | RAIL GROUND, DIN RAIL GROUNDING | A PANEL
KA0130 | 1061979-1 | RELAY, LOWSPEED/OPEN PROBE SETPOINT | A PANEL
KA0131 | 1061979-1 | RELAY, CONTROLLER ACTIVE | A PANEL
KA0132 | 1061979-1 | RELAY, CONTROLLER ACTIVE | A PANEL
KA0133 | 1061979-1 | RELAY, POST LUBE NOT REQUIRED | A PANEL
KA0134 | 1061979-1 | RELAY, BACKUP COMMAND OFF | A PANEL
KA0135 | 1061979-1 | RELAY, AC PRE/POST PUMP DRIVE | A PANEL
KA0136 | 1061979-1 | RELAY, LUBE OIL HEADER^PRESSURE HIGH | A PANEL
KA0137 | 1061979-1 | RELAY, LUBE PUMP INHIBIT | A PANEL
KA0138 | 1061979-1 | RELAY, BACKUP LUBE OIL PUMP OFF | A PANEL
KA0140 | 1061979-1 | RELAY, LUBE OIL PRESSURE ESTABLISHED | A PANEL
KA0141 | 1061979-1 | RELAY, CONTROLLER ACTIVE | A PANEL
KA0144 | 1061979-1 | RELAY, AC PRE-POST PUMP | A PANEL
KA1306 | 1061979-1 | RELAY, TURNING GEAR MOTOR ON | A PANEL
KA2160 | 1061979-1 | RELAY, SPARE | A PANEL
KA2161 | 1061979-1 | RELAY, SPARE | A PANEL
KT0140 | 2651077-1 | TIMER RELAY, BACKUP PUMP POST LUBE OFF CYCLE | A PANEL
KT0141 | 2651077-1 | TIMER RELAY, BACKUP POST LUBE CONTINUOUS | A PANEL
KT0142 | 2651077-1 | TIMER RELAY, TOTAL POST LUBE | A PANEL
KT0143 | 2651077-1 | TIMER RELAY, BACKUP PUMP POST LUBE ON CYCLE | A PANEL
KT0144 | 2651077-1 | TIMER RELAY, HEADER PRESSURE HIGH BACKUP PUMP OFF | A PANEL
KT0145 | 2651077-1 | TIMER RELAY, FIRE DETECTED ROLLDOWN LUBE | A PANEL
KT0146 | 2651077-3 | TIMER RELAY, WATCHDOG | A PANEL
TE4900 | 700226C1 | TEMPERATURE ELEMENT, BOX INTERNAL TEMPERATURE | A PANEL
UJ1100 | 1088442-4 | POWER CONVERTER, DC/DC INPUT TO 24V DC OUTPUT | A PANEL
UV0600 | 1089241-28 | POWER SUPPLY, RSLOGIX CHASSIS | A PANEL
XT0011 | 1066730-16 | TERMINAL STRIP, 2 CONDUCTOR | A PANEL
XT0014 | 1247052-1 | BUS BAR, SYSTEM FUNCTION (USE) | A PANEL
XT0018 | 1066730-16 | TERMINAL STRIP, 2 CONDUCTOR | A PANEL
XT0035 | 1066730-7 | TERMINAL BLOCK, SPRING, 4 CONDUCTOR,30-12 AWG (0.05-3.31 MM2),NON-IS | A PANEL
XT0080 | 1066730-7,1066730-8,1067996-4 | TERMINAL BLOCK, SPRING, 4 CONDUCTOR,30-12 AWG (0.05-3.31 MM2),NON-IS | A PANEL
XT0090 | 1066730-7,1066730-8,1067996-4 | TERMINAL BLOCK, SPRING, 4 CONDUCTOR,30-12 AWG (0.05-3.31 MM2),NON-IS | A PANEL
XT0134 | 1066730-16,1066730-17,1066730-18 | TERMINAL STRIP, 2 CONDUCTOR | A PANEL
XT0135 | 1066730-7,1066730-8,1067996-4 | TERMINAL BLOCK, SPRING, 4 CONDUCTOR,30-12 AWG (0.05-3.31 MM2),NON-IS | A PANEL
XT0136 | 1066730-7 | TERMINAL BLOCK, SPRING, 4 CONDUCTOR,30-12 AWG (0.05-3.31 MM2),NON-IS | A PANEL
XT0137 | 1066730-5,1066730-7,1066730-8,1067996-4 | TERMINAL BLOCK, SPRING, 4 CONDUCTOR,30-12 AWG (0.05-3.31 MM2),NON-IS | A PANEL
XT0138 | 1066730-16,1066730-17,1066730-18 | TERMINAL STRIP, 2 CONDUCTOR | A PANEL
XT0139 | 1066730-7,1066730-8,1067996-4 | TERMINAL BLOCK, SPRING, 4 CONDUCTOR,30-12 AWG (0.05-3.31 MM2),NON-IS | A PANEL
XT1100 | 1066730-7 | TERMINAL BLOCK, SPRING, 4 CONDUCTOR,30-12 AWG (0.05-3.31 MM2),NON-IS | A PANEL
XT1300 | 1066730-7 | TERMINAL BLOCK, SPRING, 4 CONDUCTOR,30-12 AWG (0.05-3.31 MM2),NON-IS | A PANEL
AF2081 | 2684693-12,2684693-23 | 5094-IB16XT, 16 DISCRETE INPUT | AUXILIARY
AF2082 | 2684693-12,2684693-24 | 5094-OB16XT, 16 DISCRETE OUTPUT | AUXILIARY
AF2083 | 2684693-14,2684693-33 | 5094-IY8XT, 8 ANALOG INPUT,TC/RTD/I&V | AUXILIARY
AU2080 | 2684693-22 | 5094-AENTRXT, FLEX 5000 I/O | AUXILIARY
BA0005 | 1271449-1 | MEDIA CONVERTER, ETHERNET-FIBER OPTIC | AUXILIARY
BA0006 | 1271449-1 | MEDIA CONVERTER, ETHERNET-FIBER OPTIC | AUXILIARY
BA0010 | 1271449-1 | MEDIA CONVERTER, ETHERNET-FIBER OPTIC | AUXILIARY
BA0011 | 1271449-1 | MEDIA CONVERTER, ETHERNET-FIBER OPTIC | AUXILIARY
BA2080 | 1337728-12 | SWITCH, ETAP, DLR INTERFACE | AUXILIARY
F0200 | 1022716-1 | EMI/SURGE FILTER, 24VDC | AUXILIARY
F0201 | 1022716-1 | EMI/SURGE FILTER, 24VDC | AUXILIARY
FU0200 | 1043265-1,1043265-9 | FUSE, 30A | AUXILIARY
FU0201 | 1043265-1,1043265-7 | FUSE, 20A | AUXILIARY
FU0202 | 1043265-1,1043265-5 | FUSE, 10A | AUXILIARY
FU0203 | 1043265-1,1043265-5 | FUSE, 10A | AUXILIARY
FU0273 | 1043265-1,1043265-4 | FUSE, 5A | AUXILIARY
FU2030 | 1043265-1,1043265-5 | FUSE, 10A | AUXILIARY
FU2031 | 1043265-1,1043265-5 | FUSE, 10A | AUXILIARY
FU2080 | 1043265-5 | FUSE, 10A | AUXILIARY
FU2081 | 1043265-5 | FUSE, 10A | AUXILIARY
FU2082 | 1043265-1,1043265-3 | FUSE, 2A | AUXILIARY
FU9032 | 1043265-1,1043265-5 | FUSE, 10A | AUXILIARY
GR2001 | 903849C1 | RAIL GROUND, DIN RAIL GROUNDING | AUXILIARY
GR2002 | 903849C1 | RAIL GROUND, DIN RAIL GROUNDING | AUXILIARY
IEG0200 | 232941-200 | BUS BAR | AUXILIARY
IEG0356 | 232941-200 | BUS BAR, INSTRUMENT EARTH GROUNDING | AUXILIARY
KA0403 | 1061979-1 | RELAY, CUST CONN RESET | AUXILIARY
KA3103 | 1061979-1 | RELAY, LUBE OIL TANK IMMERSION HEATER | AUXILIARY
KA3104 | 1061979-1 | RELAY, LUBE OIL TANK CIRCULATION HEATER | AUXILIARY
KA3220 | 1061979-1 | RELAY, LUBE OIL COOLER FAN LOW SPEED | AUXILIARY
KA3221 | 1061979-1 | RELAY, LUBE OIL COOLER FAN HIGH SPEED | AUXILIARY
PC0470 | 1025156-1,1025156-2,2271605-1 | TIMER/COUNTER, ENGINE HOUR / START COUNTER | AUXILIARY
PC0471 | 1025156-1,1025156-2,2271605-1 | TIMER/COUNTER, PACKAGE HOUR / START COUNTER | AUXILIARY
PEG0356 | 232941-200 | BUS BAR, POWER EARTH GROUNDING | AUXILIARY
QS0200 | 1126803 | CIRCUIT BREAKER, DOUBLE POLE - RAIL MOUNTABLE | AUXILIARY
QS0201 | 1126803 | CIRCUIT BREAKER, DOUBLE POLE - RAIL MOUNTABLE | AUXILIARY
RR0851 | 981090C1 | RESISTOR, 3.01K OHM | AUXILIARY
RR0852 | 981089C1 | RESISTOR, 1.0K OHM | AUXILIARY
RR0853 | 981090C1 | RESISTOR, 3.01K OHM | AUXILIARY
RR0854 | 981089C1 | RESISTOR, 1.0K OHM | AUXILIARY
UJ2080 | 1088442-4 | POWER CONVERTER, DC/DC INPUT TO 24V DC OUTPUT | AUXILIARY
VD0131 | 2504354-1 | DUAL DIODE | AUXILIARY
XT0005 | 1066730-7 | TERMINAL BLOCK, SPRING, 4 CONDUCTOR,30-12 AWG (0.05-3.31 MM2),NON-IS | AUXILIARY
XT0010 | 1066730-16 | TERMINAL STRIP, 2 CONDUCTOR | AUXILIARY
XT0013 | 1066730-7 | TERMINAL BLOCK, SPRING, 4 CONDUCTOR,30-12 AWG (0.05-3.31 MM2),NON-IS | AUXILIARY
XT0131 | 1066730-16 | TERMINAL STRIP, 2 CONDUCTOR | AUXILIARY
XT0250 | 1066730-7 | TERMINAL BLOCK, SPRING, 4 CONDUCTOR,30-12 AWG (0.05-3.31 MM2),NON-IS | AUXILIARY
XT0251 | 1066730-16 | TERMINAL STRIP, 2 CONDUCTOR | AUXILIARY
XT0252 | 1066730-7 | TERMINAL BLOCK, SPRING, 4 CONDUCTOR,30-12 AWG (0.05-3.31 MM2),NON-IS | AUXILIARY
XT0253 | 1066730-16 | TERMINAL STRIP, 2 CONDUCTOR | AUXILIARY
XT0563 | 1066730-7,1066730-8,1067996-4 | TERMINAL BLOCK, SPRING, 4 CONDUCTOR,30-12 AWG (0.05-3.31 MM2),NON-IS | AUXILIARY
XT3100 | 1066730-7 | TERMINAL BLOCK, SPRING, 4 CONDUCTOR,30-12 AWG (0.05-3.31 MM2),NON-IS | AUXILIARY
XT3200 | 1066730-7 | TERMINAL BLOCK, SPRING, 4 CONDUCTOR,30-12 AWG (0.05-3.31 MM2),NON-IS | AUXILIARY
XT7510 | 1066730-7 | TERMINAL BLOCK, SPRING, 4 CONDUCTOR,30-12 AWG (0.05-3.31 MM2),NON-IS | AUXILIARY
XT9033 | 1066730-16,1066730-17,1066730-18 | TERMINAL STRIP, 2 CONDUCTOR | AUXILIARY
XT9220 | 1066730-7 | TERMINAL BLOCK, SPRING, 4 CONDUCTOR,30-12 AWG (0.05-3.31 MM2),NON-IS | AUXILIARY
AF0061 | 2684693-17,2684693-25 | 5094-OB8XT, 8 DISCRETE OUTPUT | B PANEL
AF0062 | 2684693-17,2684693-25 | 5094-OB8XT, 8 DISCRETE OUTPUT | B PANEL
AF0063 | 2684693-17,2684693-23 | 5094-IB16XT, 16 DISCRETE INPUT | B PANEL
AF0064 | 2684693-18,2684693-30 | 5094-IF4IHSXT, 4 ANALOG INPUT, S | B PANEL
AF0065 | 2684693-18,2684693-30 | 5094-IF4IHSXT, 4 ANALOG INPUT, S | B PANEL
AF0066 | 2684693-18,2684693-27 | 5094-OF8IHXT, 8 ANALOG OUTPUT, ISOLATED | B PANEL
AF0067 | 2684693-17,2684693-25 | 5094-OB8XT, 8 DISCRETE OUTPUT | B PANEL
AF0068 | 2684693-21,2684693-36 | 5094-IRT8SXT, 8 RTD/TC ANALOG INPUT, S | B PANEL
AF0071 | 2684693-18,2684693-32 | 5094-IJ2ISXT, 2 FAST COUNTER INPUT, S | B PANEL
AF0072 | 2684693-18,2684693-30 | 5094-IF4IHSXT, 4 ANALOG INPUT, S | B PANEL
AF0073 | 2684693-21,2684693-36 | 5094-IRT8SXT, 8 RTD/TC ANALOG INPUT, S | B PANEL
AF0074 | 2684693-18,2684693-26,2684693-56 | 5094-IF8IHXT, 8 ANALOG INPUT, ISOLATED | B PANEL
AF0075 | 2684693-18,2684693-30 | 5094-IF4IHSXT, 4 ANALOG INPUT, S | B PANEL
AF0076 | 2684693-18,2684693-29,2684693-55 | 5094-OB16SXT, 16 DISCRETE OUTPUT, S | B PANEL
AF0077 | 2684693-19,2684693-33 | 5094-IY8XT, 8 ANALOG INPUT, TC/RTD/ I&V | B PANEL
AF0400 | 1322418-31,1322418-40,1322418-72,1322418-73 | 1444-TSCX02-02RB, 2-CH TACHOMETER INPUT^DYNAMIX 1444 VIBRATION | B PANEL
AF0410 | 1322418-11,1322418-20,1322418-70,1322418-71 | 1444-DYN04-01RA, 4-CH VIBRATION INPUT^DYNAMIX 1444 VIBRATION | B PANEL
AF0420 | 1322418-11,1322418-20,1322418-70,1322418-71 | 1444-DYN04-01RA, 4-CH VIBRATION INPUT^DYNAMIX 1444 VIBRATION | B PANEL
AF0430 | 1322418-11,1322418-20,1322418-70,1322418-71 | 1444-DYN04-01RA, 4-CH VIBRATION INPUT^DYNAMIX 1444 VIBRATION | B PANEL
AF0450 | 1322418-11,1322418-20,1322418-70,1322418-71 | 1444-DYN04-01RA, 4-CH VIBRATION INPUT^DYNAMIX 1444 VIBRATION | B PANEL
AT0680 | 1634974-100 | GATEWAY MODULE | B PANEL
AU0060 | 2684693-22 | 5094-AENTRXT, FLEX 5000 I/O | B PANEL
AU0070 | 2684693-22 | 5094-AENTRXT, FLEX 5000 I/O | B PANEL
FU0060 | 1043265-1,1043265-5 | FUSE, 10A | B PANEL
FU0061 | 1043265-1,1043265-5 | FUSE, 10A | B PANEL
FU0062 | 1043265-1,1043265-5 | FUSE, 10A | B PANEL
FU0063 | 1043265-1,1043265-5 | FUSE, 10A | B PANEL
FU0064 | 1043265-1,1043265-5 | FUSE, 10A | B PANEL
FU0070 | 1043265-1,1043265-5 | FUSE, 10A | B PANEL
FU0071 | 1043265-1,1043265-5 | FUSE, 10A | B PANEL
FU0110 | 1043265-1,1043265-7 | FUSE, 20A | B PANEL
FU0113 | 1043265-1,1043265-4 | FUSE, 5A | B PANEL
FU0210 | 1043265-1,1043265-7 | FUSE, 20A | B PANEL
FU0211 | 1043265-1,1043265-4 | FUSE, 5A | B PANEL
FU0212 | 1043265-1,1043265-3 | FUSE, 2A | B PANEL
FU0213 | 1043265-1,1043265-5 | FUSE, 10A | B PANEL
FU0680 | 1043265-1,1043265-4 | FUSE, 5A | B PANEL
GR0231 | 903842C1,903849C1 | RAIL GROUND, DINRAIL GROUNDING | B PANEL
GR0232 | 903842C1 | RAIL LUG, DINRAIL GROUNDING | B PANEL
GR0233 | 903842C1,903849C1 | RAIL GROUND, DINRAIL GROUNDING | B PANEL
GR0680 | 903849C1 | RAIL GROUND, DIN RAIL GROUNDING | B PANEL
IEG0230 | 232941-300 | BUS BAR, INSTRUMENT EARTH GROUNDING | B PANEL
KA0221 | 1061979-1 | RELAY, PRIMARY GAS FUEL^SHUTOFF VALVE | B PANEL
KA0222 | 1061979-1 | RELAY, SECONDARY GAS FUEL^ SHUTOFF VALVE | B PANEL
KA0231 | 1061979-1 | RELAY, CONTROLLER ACTIVE | B PANEL
KA0232 | 1061979-1 | RELAY, CONTROLLER ACTIVE | B PANEL
KA0233 | 1061979-1 | RELAY, CONTROLLER ACTIVE | B PANEL
KA0234 | 1061979-1 | RELAY, CONTROLLER ACTIVE | B PANEL
KA0235 | 1061979-1 | RELAY, NO EMERGENCY ^SHUTDOWN SUMMARY | B PANEL
KA0236 | 1061979-1 | RELAY, NO EMERGENCY ^SHUTDOWN SUMMARY | B PANEL
KA0237 | 1061979-1 | RELAY, NO EMERGENCY ^SHUTDOWN SUMMARY | B PANEL
KA0238 | 1061979-1 | RELAY, NO EMERGENCY SHUTDOWN SUMMARY | B PANEL
KA0239 | 1061979-1 | RELAY, NO EMERGENCY SHUTDOWN SUMMARY | B PANEL
KA0240 | 1061979-1 | RELAY, NO EMERGENCY SHUTDOWN SUMMARY | B PANEL
KA0241 | 1061979-1 | RELAY, BACKUP SYSTEM RESET | B PANEL
KA0242 | 1061979-1 | RELAY, BACKUP SYSTEM RESET | B PANEL
KA0243 | 1061979-1 | RELAY, NO FIRE DETECTED | B PANEL
KA0244 | 1061979-1 | RELAY, NO FIRE DETECTED | B PANEL
KA0245 | 1061979-1 | RELAY, NO GAS DETECTED | B PANEL
KA0246 | 1061979-1 | RELAY, NO FIRE DETECTED | B PANEL
KA0247 | 1061979-1 | RELAY, NO FIRE DETECTED | B PANEL
KA0248 | 1061979-1 | RELAY, NO EMERGENCY SHUTDOWN SUMMARY | B PANEL
KA0249 | 1061979-1 | RELAY, NO GAS DETECTED | B PANEL
KA0250 | 1061979-1 | RELAY, NO EMERGENCY SHUTDOWN SUMMARY | B PANEL
KA1020 | 1061979-1 | RELAY, IGNITION START | B PANEL
PEG0130 | 232941-300 | BUS BAR, POWER EARTH GROUNDING | B PANEL
UA1200 | 1053834-10 | SIGNAL CONVERTER, BACKUP OVERSPEED | B PANEL
UA1520 | 1105411-11 | SIGNAL CONVERTER, BAM 2 SIGNAL CONDITIONER | B PANEL
XT0060 | 1066730-7,1066730-8,1067996-4 | TERMINAL BLOCK, SPRING, 4 CONDUCTOR,30-12 AWG (0.05-3.31 MM2),NON-IS | B PANEL
XT0070 | 1066730-7,1066730-8,1067996-4 | TERMINAL BLOCK, SPRING, 4 CONDUCTOR,30-12 AWG (0.05-3.31 MM2),NON-IS | B PANEL
XT0110 | 1066730-7,1066730-8,1067996-4 | TERMINAL BLOCK, SPRING, 4 CONDUCTOR,30-12 AWG (0.05-3.31 MM2),NON-IS | B PANEL
XT0233 | 1066730-7,1066730-8,1067996-4 | TERMINAL BLOCK, SPRING, 4 CONDUCTOR,30-12 AWG (0.05-3.31 MM2),NON-IS | B PANEL
XT0235 | 1066730-7,1066730-8,1067996-4 | TERMINAL BLOCK, SPRING, 4 CONDUCTOR,30-12 AWG (0.05-3.31 MM2),NON-IS | B PANEL
XT0236 | 1066730-7,1066730-8,1067996-4,1067996-82 | TERMINAL BLOCK, SPRING, 4 CONDUCTOR,30-12 AWG (0.05-3.31 MM2),NON-IS | B PANEL
XT0237 | 1066730-10,1066730-9,1067996-4 | DIODE TERMINAL STRIP, 4 CONDUCTOR | B PANEL
XT0240 | 1066730-7,1066730-8,1067996-4 | TERMINAL BLOCK, SPRING, 4 CONDUCTOR,30-12 AWG (0.05-3.31 MM2),NON-IS | B PANEL
XT0400 | 1066730-1,[2]1066730-2,1066730-67,1067996-4 |  | B PANEL
XT0400 | 1066730-1,1066730-2,1067996-4 |  | B PANEL
XT0400 | 1066730-1,[2]1066730-2,1066730-67,1067996-4 | TERMINAL STRIP, 4 CONDUCTOR | B PANEL
XT0400 | 1066730-1,1066730-2,1067996-4 | TERMINAL STRIP, 4 CONDUCTOR | B PANEL
XT0680 | 1066730-7,1066730-8,1067996-4 | TERMINAL BLOCK, SPRING, 4 CONDUCTOR,30-12 AWG (0.05-3.31 MM2),NON-IS | B PANEL
XT1350 | 1066730-7 | TERMINAL BLOCK, SPRING, 4 CONDUCTOR,30-12 AWG (0.05-3.31 MM2),NON-IS | B PANEL
XT1520 | 1066730-1,1066730-2 | TERMINAL STRIP, 4 CONDUCTOR | B PANEL
XT1521 | 1066730-7 | TERMINAL BLOCK, SPRING, 4 CONDUCTOR,30-12 AWG (0.05-3.31 MM2),NON-IS | B PANEL
XT2100 | 1066730-7 | TERMINAL BLOCK, SPRING, 4 CONDUCTOR,30-12 AWG (0.05-3.31 MM2),NON-IS | B PANEL
AF0141 | 2684693-17,2684693-25 | 5094-OB8XT, 8 DISCRETE OUTPUT | BOP PANEL^JB74
AF0142 | 2684693-17,2684693-23 | 5094-IB16XT, 16 DISCRETE INPUT | BOP PANEL^JB74
AF0143 | 2684693-18,2684693-56 | 5094-IF8IHXT, 8 ANALOG INPUT, ISOLATED | BOP PANEL^JB74
AF0144 | 2684693-18,2684693-27 | 5094-OF8IHXT, 8 ANALOG OUTPUT, ISOLATED | BOP PANEL^JB74
AF0145 | 2684693-19,2684693-33 | 5094-IY8XT, 8 ANALOG INPUT,TC/RTD/I&V | BOP PANEL^JB74
AF0146 | 2684693-17,2684693-25 | 5094-OB8XT, 8 DISCRETE OUTPUT | BOP PANEL^JB74
AF0181 | 2684693-17,2684693-25 | 5094-OB8XT, 8 DISCRETE OUTPUT | BOP PANEL^JB74
AF0182 | 2684693-17,2684693-23 | 5094-IB16XT, 16 DISCRETE INPUT | BOP PANEL^JB74
AF0183 | 2684693-18,2684693-28 | 5094-IB16SXT, 16 DISCRETE INPUT, S | BOP PANEL^JB74
AF0184 | 2684693-18,2684693-55 | 5094-OB16SXT, 16 DISCRETE OUTPUT, S | BOP PANEL^JB74
AF0185 | 2684693-21,2684693-36 | 5094-IRT8SXT, 8 RTD/TC ANALOG INPUT, S | BOP PANEL^JB74
AU0140 | 2684693-22 | 5094-AENTRXT, FLEX 5000 I/O | BOP PANEL^JB74
AU0180 | 2684693-22 | 5094-AENTRXT, FLEX 5000 I/O | BOP PANEL^JB74
BA1212 | 1337728-12 | SWITCH, ETAP, DLR INTERFACE | BOP PANEL^JB74
FU0140 | 1043265-1,1043265-5 | FUSE, 10A | BOP PANEL^JB74
FU0141 | 1043265-1,1043265-5 | FUSE, 10A | BOP PANEL^JB74
FU0142 | 1043265-1,1043265-5 | FUSE, 10A | BOP PANEL^JB74
FU0144 | 1043265-1,1043265-5 | FUSE, 10A | BOP PANEL^JB74
FU0145 | 1043265-1,1043265-5 | FUSE, 10A | BOP PANEL^JB74
FU0180 | 1043265-1,1043265-5 | FUSE, 10A | BOP PANEL^JB74
FU0181 | 1043265-1,1043265-5 | FUSE, 10A | BOP PANEL^JB74
FU0184 | 1043265-1,1043265-5 | FUSE, 10A | BOP PANEL^JB74
FU0570 | 1043265-1,1043265-7 | FUSE, 20A | BOP PANEL^JB74
FU1212 | 1043265-1,1043265-3,1043265-5 | FUSE, 2A | BOP PANEL^JB74
GR0140 | 903842C1 | RAIL LUG, DINRAIL GROUNDING | BOP PANEL^JB74
GR0180 | 903842C1,903849C1 | RAIL LUG, DINRAIL GROUNDING | BOP PANEL^JB74
GR0184 | 903849C1 | RAIL GROUND, DIN RAIL GROUNDING | BOP PANEL^JB74
GR0257 | 903842C1 | RAIL LUG, DINRAIL GROUNDING | BOP PANEL^JB74
IEG0257 | 232941-200 | BUS BAR, INSTRUMENT EARTH GROUNDING | BOP PANEL^JB74
KA0531 | 1061979-1 | RELAY, NO EMERGENCY SHUTDOWN SUMMARY | BOP PANEL^JB74
KA0532 | 1061979-1 | RELAY, NO EMERGENCY^SHUTDOWN SUMMARY | BOP PANEL^JB74
KA0533 | 1061979-1 | RELAY, NO EMERGENCY SHUTDOWN SUMMARY | BOP PANEL^JB74
KA0534 | 1061979-1 | RELAY, NO EMERGENCY SHUTDOWN SUMMARY | BOP PANEL^JB74
KA0535 | 1061979-1 | RELAY, CONTROLLER ACTIVE | BOP PANEL^JB74
KA0536 | 1061979-1 | RELAY, CONTROLLER ACTIVE | BOP PANEL^JB74
KA0537 | 1061979-1 | RELAY, NO EMERGENCY SHUTDOWN SUMMARY | BOP PANEL^JB74
KA0540 | 1061979-1 | RELAY, OPEN SUCTION VALVE | BOP PANEL^JB74
KA0541 | 1061979-1 | RELAY, OPEN DISCHARGE VALVE | BOP PANEL^JB74
KA0543 | 1061979-1 | RELAY, SUC/REC VALVE ESD^CLOSE DELAY | BOP PANEL^JB74
KA0544 | 1061979-1 | RELAY, SUC/REC VALVE ESD^CLOSE DELAY | BOP PANEL^JB74
KA0546 | 1061979-1 | RELAY, CONTROLLER ACTIVE | BOP PANEL^JB74
KA0547 | 1061979-1 | RELAY, CONTROLLER ACTIVE | BOP PANEL^JB74
KA0548 | 1061979-1 | RELAY, CONTROLLER ACTIVE | BOP PANEL^JB74
KA0549 | 1061979-1 | RELAY, CONTROLLER ACTIVE | BOP PANEL^JB74
KA7602 | 1061979-1 | RELAY, CLOSE VENT VALVE (SAFETY) | BOP PANEL^JB74
KA7621 | 1061979-1 | RELAY, OPEN SUCTION VALVE (SAFETY) | BOP PANEL^JB74
KA7622 | 1061979-1 | RELAY, CLOSE SUCTION VALVE (SAFETY) | BOP PANEL^JB74
KA7631 | 1061979-1 | RELAY, CLOSE ANTI-SURGE VALVE^(SAFETY) | BOP PANEL^JB74
KA7641 | 1061979-1 | RELAY, OPEN DISCHARGE VALVE (SAFETY) | BOP PANEL^JB74
KA7642 | 1061979-1 | RELAY, CLOSE DISCHARGE VALVE (SAFETY) | BOP PANEL^JB74
KT0571 | 2651077-1 | TIMER RELAY, LOADING VALVE CLOSED | BOP PANEL^JB74
KT0572 | 2651077-1 | TIMER RELAY, SUCTION VALVE CLOSED | BOP PANEL^JB74
KT0573 | 2651077-1 | TIMER RELAY, DISCHARGE VALVE CLOSED | BOP PANEL^JB74
KT0574 | 2651077-1 | TIMER RELAY, SUC/REC VALVE ESD^CLOSE DELAY | BOP PANEL^JB74
KT0575 | 2651077-1 | TIMER RELAY, ASV CLOSED | BOP PANEL^JB74
RR0855 | 981089C1 | RESISTOR, 1.0K OHM | BOP PANEL^JB74
RR0856 | 981089C1 | RESISTOR, 1.0K OHM | BOP PANEL^JB74
RR0857 | 981089C1 | RESISTOR, 1.0K OHM | BOP PANEL^JB74
UJ1212 | 1088442-4 | POWER CONVERTER, DC/DC INPUT TO 24V DC OUTPUT | BOP PANEL^JB74
XT0140 | 1066730-7 | TERMINAL BLOCK, SPRING, 4 CONDUCTOR,30-12 AWG (0.05-3.31 MM2),NON-IS | BOP PANEL^JB74
XT0180 | 1066730-7,1066730-8,1067996-4 | TERMINAL BLOCK, SPRING, 4 CONDUCTOR,30-12 AWG (0.05-3.31 MM2),NON-IS | BOP PANEL^JB74
XT0570 | 1066730-16,1066730-17,1067996-4 | TERMINAL STRIP, 2 CONDUCTOR | BOP PANEL^JB74
XT0571 | 1066730-7 | TERMINAL BLOCK, SPRING, 4 CONDUCTOR,30-12 AWG (0.05-3.31 MM2),NON-IS | BOP PANEL^JB74
XT0572 | 1066730-7,1066730-8,1067996-4 | TERMINAL BLOCK, SPRING, 4 CONDUCTOR,30-12 AWG (0.05-3.31 MM2),NON-IS | BOP PANEL^JB74
XT0573 | 1066730-9 | DIODE TERMINAL STRIP, 4 CONDUCTOR | BOP PANEL^JB74
XT0574 | 1066730-7 | TERMINAL BLOCK, SPRING, 4 CONDUCTOR,30-12 AWG (0.05-3.31 MM2),NON-IS | BOP PANEL^JB74
AT0190 | 1006616-90,1577354-4000,1577354-5100 | WORKSTATION, PANEL COMPUTER, TT4000 | CONSOLE
AT0190K | 1068334 | KEYBOARD, TYPING INTERFACE | CONSOLE
EL0273 | 1015796,1022899,1024594-100 | LIGHT, LED, WHITE | CONSOLE
HA0273 | 1113568-200 | HORN, AUDIBLE ALARM | CONSOLE
ZS0273 | 1113474-2,22650R1,22690R1,23523R1,24556R1,915786C1 | LIMIT SWITCH, CONSOLE DOOR OPEN | CONSOLE
AF0500 | 1322418-31,1322418-40,1322418-72,1322418-73 | 1444-TSCX02-02RB, 2-CH TACHOMETER INPUT^DYNAMIX 1444 VIBRATION | HP COMPRESSOR
AF0510 | 1322418-11,1322418-20,1322418-70,1322418-71 | 1444-DYN04-01RA, 4-CH VIBRATION INPUT^DYNAMIX 1444 VIBRATION | HP COMPRESSOR
AF0520 | 1322418-11,1322418-20,1322418-70,1322418-71 | 1444-DYN04-01RA, 4-CH VIBRATION INPUT^DYNAMIX 1444 VIBRATION | HP COMPRESSOR
AF1201 | 2684693-17,2684693-25 | 5094-OB8XT, 8 DISCRETE OUTPUT | HP COMPRESSOR
AF1202 | 2684693-17,2684693-23 | 5094-IB16XT, 16 DISCRETE INPUT | HP COMPRESSOR
AF1203 | 2684693-18,2684693-56 | 5094-IF8IHXT, 8 ANALOG INPUT, ISOLATED | HP COMPRESSOR
AF1204 | 2684693-18,2684693-30 | 5094-IF4IHSXT, 4 ANALOG INPUT, S | HP COMPRESSOR
AF1205 | 2684693-18,2684693-30 | 5094-IF4IHSXT, 4 ANALOG INPUT, S | HP COMPRESSOR
AF1206 | 2684693-21,2684693-36 | 5094-IRT8SXT, 8 RTD/TC ANALOG INPUT, S | HP COMPRESSOR
AF1207 | 2684693-18,2684693-28 | 5094-IB16SXT, 16 DISCRETE INPUT, S | HP COMPRESSOR
AF1208 | 2684693-19,2684693-33 | 5094-IY8XT, 8 ANALOG INPUT,TC/RTD/I&V | HP COMPRESSOR
AF1209 | 2684693-19,2684693-33 | 5094-IY8XT, 8 ANALOG INPUT, TC/RTD/ I&V | HP COMPRESSOR
AF1210 | 2684693-18,2684693-56 | 5094-IF8IHXT, 8 ANALOG INPUT, ISOLATED | HP COMPRESSOR
AF1211 | 2684693-18,2684693-56 | 5094-IF8IHXT, 8 ANALOG INPUT, ISOLATED | HP COMPRESSOR
AU1200 | 2684693-50 | 5094-AEN2TR, FLEX 5000 I/O | HP COMPRESSOR
FU0120 | 1043265-1,1043265-5 | FUSE, 10A | HP COMPRESSOR
FU0121 | 1043265-1,1043265-5 | FUSE, 10A | HP COMPRESSOR
FU0130 | 1043265-1,1043265-7 | FUSE, 20A | HP COMPRESSOR
FU0131 | 1043265-1,1043265-4 | FUSE, 5A | HP COMPRESSOR
GR0120 | 903849C1 | RAIL GROUND, DIN RAIL GROUNDING | HP COMPRESSOR
GR0124 | 903849C1 | RAIL GROUND, DIN RAIL GROUNDING | HP COMPRESSOR
GR0845 | 903849C1 | RAIL GROUND, DIN RAIL GROUNDING | HP COMPRESSOR
IEG0130 | 232941-110 | BUS BAR, INSTRUMENT EARTH GROUNDING | HP COMPRESSOR
KA0120 | 1061979-1 | RELAY, CONTROLLER ACTIVE | HP COMPRESSOR
KA4401 | 1061979-1 | RELAY, CASE DEPRESSURIZED | HP COMPRESSOR
TE4910 | 700226C1 | TEMPERATURE ELEMENT, BOX INTERNAL TEMPERATURE | HP COMPRESSOR
WC8058 | 2684693-54 |  | HP COMPRESSOR
XT0130 | 1066730-7,1066730-8,1067996-4 | TERMINAL BLOCK, SPRING, 4 CONDUCTOR,30-12 AWG (0.05-3.31 MM2),NON-IS | HP COMPRESSOR
XT0500 | 1066730-1,1066730-2,1067996-4 | TERMINAL STRIP, 4 CONDUCTOR | HP COMPRESSOR
XT0520 | 1066730-7,1066730-8,1067996-4 | TERMINAL BLOCK, SPRING, 4 CONDUCTOR,30-12 AWG (0.05-3.31 MM2),NON-IS | HP COMPRESSOR
XT4400 | 1066730-7 | TERMINAL BLOCK, SPRING, 4 CONDUCTOR,30-12 AWG (0.05-3.31 MM2),NON-IS | HP COMPRESSOR
XT3642 | DRIVEN COMMON | TERMINAL STRIP, SYSTEM FUNCTION (USE) | JB7431
XT4875 | DRIVEN COMMON | TERMINAL STRIP, HP COMPRESSOR CASE PRESSURE | JB75
BA0007 | 1271449-1 | MEDIA CONVERTER, ETHERNET-FIBER OPTIC | PANEL
BUOSM | CUSTOMER DEFINED |  | PANEL
CC9004 | CUSTOMER DEFINED | CUSTOMER CONNECTION, SLOW ROLL^AC MOTOR BREAKER ON | PANEL
CC9005 | CUSTOMER DEFINED | CUSTOMER CONNECTION, SLOW ROLL^MOTOR RUNNING | PANEL
CCBA0007 | CUSTOMER DEFINED | CUSTOMER POWER, PATCH PANEL 24 VDC | PANEL
SB7510 | CUSTOMER DEFINED | PUSHBUTTON SWITCH, START (CUSTOMER) | PANEL
SB7511 | CUSTOMER DEFINED | PUSHBUTTON SWITCH, NORMAL STOP (CUSTOMER) | PANEL
SB7512 | CUSTOMER DEFINED | PUSHBUTTON SWITCH, EMERGENCY STOP (CUSTOMER) | PANEL
SB7513 | CUSTOMER DEFINED | PUSHBUTTON SWITCH, FAST STOP (CUSTOMER) | PANEL
SB7514 | CUSTOMER DEFINED | CUSTOMER CONNECTION, RESET | PANEL
AF0201 | PARTOFTCPASSY | 5094-IB32XT, 32 DISCRETE INPUT | TCP
AF0202 | 2684693-49,2684693-52 | 5094-OB32XT, 32 DISCRETE OUTPUT | TCP
AU0200 | 1089240-32,2684693-22,PART OF TCP ASSEMBLY | 5094-AENTRXT, FLEX 5000 I/O | TCP
GR0200 | PART OF TCP ASSEMBLY | RAIL LUG, DIN RAIL GROUNDING | TCP
HL0400 | 1017510,[2]1035040-21,964903C1,PART OF TCP ASSEMBLY | LIGHT, READY, GREEN | TCP
HL0401 | 1017509,[2]1035040-22,964903C1,PART OF TCP ASSEMBLY | LIGHT, STARTING, WHITE | TCP
HL0402 | 1017509,[2]1035040-23,964903C1,PART OF TCP ASSEMBLY | LIGHT, READY TO LOAD, WHITE | TCP
HL0403 | 1017509,[2]1035040-24,964903C1,PART OF TCP ASSEMBLY | LIGHT, ON LOAD, WHITE | TCP
HL0404 | 1017509,1035040-1840,964903C1,[2]964971C1,PART OF TCP ASSEMBLY | LIGHT, CUSTOMER, WHITE | TCP
HL0405 | 1017509,[2]1035040-853,964903C1,PART OF TCP ASSEMBLY | LIGHT, LOCAL/REMOTE SELECT, WHITE | TCP
HL0406 | 1017509,1035040-1071,964903C1,[2]964971C1,PART OF TCP ASSEMBLY | LIGHT, SPARE, WHITE | TCP
HL0407 | 1017509,[2]1035040-26,964903C1,PART OF TCP ASSEMBLY | LIGHT, COOLDOWN, WHITE | TCP
HL0408 | 1017509,[2]1035040-27,964903C1,PART OF TCP ASSEMBLY | LIGHT, STOPPING, WHITE | TCP
HL0409 | 1017501,[2]1035040-28,964903C1,PART OF TCP ASSEMBLY | LIGHT, ALARM SUMMARY, AMBER | TCP
HL0410 | 1017501,[2]1035040-30,964903C1,PART OF TCP ASSEMBLY | LIGHT, BACKUP ACTIVE, AMBER | TCP
HL0411 | 1010205,[2]1035040-29,964903C1,PART OF TCP ASSEMBLY | LIGHT, SHUTDOWN SUMMARY, RED | TCP
SA0400 | 1035040-862,2380746-5,PART OF TCP ASSEMBLY | SELECTOR SWITCH, OFF/LOC/REM | TCP
SA0401 | 1015213,1035040-33,PART OF TCP ASSEMBLY | SELECTOR SWITCH, BACKUP SYSTEM RESET | TCP
SB0400 | 1035040-32,1035040-862,2380746-4,PART OF TCP ASSEMBLY | PUSHBUTTON SWITCH, EMERGENCY STOP | TCP
SB0401 | 1015213,[2]1035040-15,964901C1,PART OF TCP ASSEMBLY | PUSHBUTTON SWITCH, HORN SILENCE | TCP
SB0402 | [2]1035040-12,964901C1,PART OF TCP ASSEMBLY | PUSHBUTTON SWITCH, ACKNOWLEDGE | TCP
SB0403 | [2]1035040-13,965112C1,PART OF TCP ASSEMBLY | PUSHBUTTON SWITCH, RESET | TCP
SB0404 | [2]1035040-14,964901C1,PART OF TCP ASSEMBLY | PUSHBUTTON SWITCH, LAMP TEST | TCP
SB0405 | [2]1035040-18,964901C1,PART OF TCP ASSEMBLY | PUSHBUTTON SWITCH, START | TCP
SB0406 | [2]1035040-34,964901C1,PART OF TCP ASSEMBLY | PUSHBUTTON SWITCH, NORMAL STOP | TCP
SB0407 | 1035040-1642,[2]1035040-19,964901C1,PART OF TCP ASSEMBLY | PUSHBUTTON SWITCH, NGP DECREASE | TCP
SB0408 | 1035040-1642,[2]1035040-20,964901C1,PART OF TCP ASSEMBLY | PUSHBUTTON SWITCH, NGP INCREASE | TCP
SH0400 | 1013485,1017509,1017511,964902C1,PART OF TCP ASSEMBLY | LIGHTED SWITCH, SPARE | TCP
SH0401 | 1013485,1017509,1017511,964902C1,PART OF TCP ASSEMBLY | LIGHTED SWITCH, SPARE, WHITE | TCP
SH0404 | 1013485,1017509,1017511,964902C1,PART OF TCP ASSEMBLY | LIGHTED SWITCH, SPARE, WHITE | TCP
SH0405 | 1013485,1017509,1017511,964902C1,PART OF TCP ASSEMBLY | LIGHTED SWITCH, SPARE, WHITE | TCP
SH0406 | 1035040-340,PART OF TCP ASSEMBLY | LIGHTED SWITCH, OPEN HPC SURGE CONTROL VALVE, WHITE | TCP
SH0407 | 1035040-341,PART OF TCP ASSEMBLY | LIGHTED SWITCH, CLOSE HPC SURGE CONTROL VALVE, WHITE | TCP
SH0408 | 1013485,1017509,1017511,964902C1,PART OF TCP ASSEMBLY | LIGHTED SWITCH, SPARE, WHITE | TCP
SH0409 | 1017509,1017511,1035040-8,964902C1,PART OF TCP ASSEMBLY | LIGHTED SWITCH, SPARE, WHITE | TCP
SH0410 | 1017509,1017511,1035040-6,964902C1,PART OF TCP ASSEMBLY | LIGHTED SWITCH, SPARE, WHITE | TCP
XT0564 | 1066730-10,1066730-68,1066730-9,PART OF TCP ASSEMBLY | TERMINAL STRIP, SYSTEM FUNCTION (USE) | TCP
AT1100 | 1577354-4501 | WORKSTATION, VERSA VIEW 1200H | TURBINE CONTROL
GR1100 | 903849C1 | RAIL GROUND, DIN RAIL GROUNDING | TURBINE CONTROL
GR1101 | 903849C1 | RAIL GROUND, DIN RAIL GROUNDING | TURBINE CONTROL
HA0472 | 1103208-101 | HORN, START SYSTEM ALARM | TURBINE CONTROL
SA0471 | 1035040-1610,1035040-1652,2380746-2 | SELECTOR SWITCH, SPEED | TURBINE CONTROL
SA0473 | 1035040-862,1139718-1,2380746-5 | SELECTOR SWITCH, OFF/LOC/REM | TURBINE CONTROL
SA0474 | 1035040-804,2380746-2 | SELECTOR SWITCH, SURGE VALVE | TURBINE CONTROL
SB0471 | 1035040-119,1035040-854,2380746-1 | PUSHBUTTON SWITCH, HORN SILENCE | TURBINE CONTROL
SB0472 | 1035040-32,2380746-4 | PUSHBUTTON SWITCH, EMERGENCY STOP | TURBINE CONTROL
SB0473 | 1035040-120,1035040-855,2380746-1 | PUSHBUTTON SWITCH, ACKNOWLEDGE | TURBINE CONTROL
SB0474 | 1035040-121,1035040-856,2380746-1 | PUSHBUTTON SWITCH, RESET | TURBINE CONTROL
SH0470 | 1035040-108,2380746-3 | LIGHTED SWITCH, STOP/STOPPING, RED | TURBINE CONTROL
SH0471 | 1035040-103,1035040-857,2380746-3 | LIGHTED SWITCH, START/STARTING, GREEN | TURBINE CONTROL
SH0472 | 1035040-106,1035040-859,2380746-3 | LIGHTED SWITCH, BACKUP SYSTEM ACTIVE/RESET, AMBER | TURBINE CONTROL

## JB70 DOOR_S
JB70 DOOR
JB70
Project # | J0940
Project Name | KERN RIVER GT VEYO UNIT 3
Revision | A.2
Controls DE | J.L. PASARIN
Phone: | #
Controls ME | A. PUENTES
Phone: | #
From | [5 empty] | To
Device ID | Wire No. | Wire ID | Gauge/Size | Length | Device ID | Location | Bundle Name
AT1100:NEG | -0V | WHT | 14 | 180 | XT1100:2 | A PANEL | AT1100
AT1100:POS | FU1100 | WHT | 14 | 180 | FU1100:LD | A PANEL
SA0471:B1-13 | SA0471B113 | WHT | 20 | 180 | AF0087:40 | A PANEL | SA0471
SA0471:B1-14 | SA0471B114 | WHT | 20 | 180 | AF0087:08 | A PANEL
SA0471:B2-13 | SA0471B213 | WHT | 20 | 180 | AF0087:39 | A PANEL
SA0471:B2-14 | SA0471B214 | WHT | 20 | 180 | AF0087:07 | A PANEL
SA0473:B-A3 | SA0473BA3 | WHT | 20 | 180 | AF0087:06 | A PANEL | SA0473
SA0473:B-A4 | SA0473BA4 | WHT | 20 | 180 | AF0087:38 | A PANEL
SA0473:W-B1 | SA0473WB1 | WHT | 20 | 180 | AF0087:05 | A PANEL
SA0473:W-B2 | SA0473WB2 | WHT | 20 | 180 | AF0087:37 | A PANEL
SA0474:B1-13 | SA0474B113 | WHT | 20 | 180 | AF0087:45 | A PANEL | SA0474
SA0474:B1-14 | SA0474B114 | WHT | 20 | 180 | AF0087:13 | A PANEL
SA0474:B2-13 | SA0474B213 | WHT | 20 | 180 | AF0087:44 | A PANEL
SA0474:B2-14 | SA0474B214 | WHT | 20 | 180 | AF0087:12 | A PANEL
SB0471:11 | SB047111 | WHT | 20 | 180 | AF0087:34 | A PANEL | SB0471
SB0471:12 | SB047112 | WHT | 20 | 180 | AF0087:02 | A PANEL
SB0472:B1-12 | ESTOP | WHT | 20 | 180 | XT0137:2 | A PANEL | SB0472
SB0472:B1-11 | ESTOPA | WHT | 20 | 180 | XT0137:1 | A PANEL
SB0472:B2-11 | SB0472B211 | WHT | 20 | 180 | AF0081:36 | A PANEL
SB0472:B2-12 | SB0472B212 | WHT | 20 | 180 | AF0081:04 | A PANEL
SB0473:13 | SB047313 | WHT | 20 | 180 | AF0087:35 | A PANEL | SB0473
SB0473:14 | SB047314 | WHT | 20 | 180 | AF0087:03 | A PANEL
SB0474:13 | SB047413 | WHT | 20 | 180 | AF0087:36 | A PANEL | SB0474
SB0474:14 | SB047414 | WHT | 20 | 180 | AF0087:04 | A PANEL
SH0470:11 | SH047011 | WHT | 20 | 180 | AF0087:33 | A PANEL | SH0470
SH0470:12 | SH047012 | WHT | 20 | 180 | AF0087:01 | A PANEL
SH0470:13 | SH047013 | WHT | 20 | 180 | XT0137:5 | A PANEL
SH0470:14 | SH047014 | WHT | 20 | 180 | XT0137:6 | A PANEL
SH0470:X1 | SH0470X1 | WHT | 20 | 180 | AF0093:22 | A PANEL
SH0470:X2 | SH0470X2 | WHT | 20 | 180 | AF0093:06 | A PANEL
SH0471:11 | SH047111 | WHT | 20 | 180 | XT0137:3 | A PANEL | SH0471
SH0471:12 | SH047112 | WHT | 20 | 180 | XT0137:4 | A PANEL
SH0471:13 | SH047113 | WHT | 20 | 180 | AF0087:32 | A PANEL
SH0471:14 | SH047114 | WHT | 20 | 180 | AF0087:00 | A PANEL
SH0471:X1 | SH0471X1 | WHT | 20 | 180 | AF0093:31 | A PANEL
SH0471:X2 | SH0471X2 | WHT | 20 | 180 | AF0093:15 | A PANEL
SH0472:X1 | -0V | WHT | 20 | 200 | XT0236:3 | B PANEL | SH0472
SH0472:13 | FU0139 | WHT | 20 | 200 | XT0236:1 | B PANEL
SH0472:14 | KA0241A1 | WHT | 20 | 200 | XT0236:2 | B PANEL
SH0472:11 | SH047211 | WHT | 20 | 200 | XT0236:4 | B PANEL
SH0472:12 | SH047212 | WHT | 20 | 200 | XT0236:5 | B PANEL
SH0472:X2 | SH0472X2 | WHT | 20 | 200 | XT0237:2 B1 | B PANEL

## A PANEL_S
A PANEL
JB70
Project # | J0940
Project Name | KERN RIVER GT VEYO UNIT 3
Revision | A.2
Controls DE | J.L. PASARIN
Phone: | #
Controls ME | A. PUENTES
Phone: | #
From | [5 empty] | To
Device ID | Wire No. | Wire ID | Gauge/Size | Length | Device ID | Location | Bundle Name
AU0080:COM | -0V | WHT | 14 | 60 | XT0080:1 | A PANEL | AU
AU0090:COM | -0V | WHT | 14 | 60 | XT0090:1 | A PANEL
AU0080:V+ | FU0080 | WHT | 14 | 60 | FU0080:LD | A PANEL
AU0090:V+ | FU0090 | WHT | 14 | 80 | FU0090:LD | A PANEL
AF0091:COM | AF0091N | WHT | 20 | 60 | AF0094:COM | A PANEL | AF0090'S
AF0091:V+ | AF0091P | WHT | 20 | 60 | AF0094:V+ | A PANEL
AF0094:COM | AF0094N | WHT | 20 | 60 | AF0096:COM | A PANEL
AF0094:V+ | AF0094P | WHT | 20 | 60 | AF0096:V+ | A PANEL
AF0092:COM | -0V | WHT | 14 | 80 | XT0090:2 | A PANEL
AF0093:COM | -0V | WHT | 14 | 80 | XT0090:2 | A PANEL
AF0095:COM | -0V | WHT | 14 | 80 | XT0090:2 | A PANEL
AF0092:V+ | FU0091 | WHT | 14 | 80 | FU0091:LD | A PANEL
AF0093:V+ | FU0092 | WHT | 14 | 80 | FU0092:LD | A PANEL
AF0095:V+ | FU0093 | WHT | 14 | 100 | FU0093:LD | A PANEL
KA0130:A1 | -008135 | WHT | 20 | 80 | AF0081:35 | A PANEL | KA A1
KA0130:A1 | -008135 | WHT | 20 | 80 | KA0130:11 | A PANEL
KA2160:A1 | -009204 | WHT | 20 | 80 | AF0092:04 | A PANEL
KA2161:A1 | -009207 | WHT | 20 | 80 | AF0092:07 | A PANEL
KA1306:A1 | -009303 | WHT | 20 | 60 | AF0093:03 | A PANEL
KA0133:A1 | KA0133A1 | WHT | 20 | 80 | AF0092:02 | A PANEL
KA0134:A1 | KA0134A1 | WHT | 20 | 80 | AF0091:12 | A PANEL
KA0135:A1 | KA0135A1 | WHT | 20 | 60 | KA0144:A1 | A PANEL
KA0137:A1 | KA0137A1 | WHT | 20 | 60 | KT0142:18 | A PANEL
KA0131:A1 | KA0231A1 | WHT | 20 | 60 | XT0136:6 | A PANEL
KA0132:A1 | KA0231A1 | WHT | 20 | 60 | KA0141:A1 | A PANEL
KA0136:A1 | PS32002 | WHT | 20 | 60 | XT0136:5 | A PANEL
KA0140:A1 | PS32002 | WHT | 20 | 100 | XT0136:5 | A PANEL
KA2160:A2 | -009220 | WHT | 20 | 80 | AF0092:20 | A PANEL | KA A2
KA2161:A2 | -009223 | WHT | 20 | 80 | AF0092:23 | A PANEL
KA1306:A2 | -009319 | WHT | 20 | 60 | AF0093:19 | A PANEL
KA0131:A2 | -0V | WHT | 20 | 60 | KT0145:A2 | A PANEL
KA0132:A2 | -0V | WHT | 20 | 60 | KA0141:A2 | A PANEL
KA0133:A2 | -0V | WHT | 20 | 60 | KA0141:A2 | A PANEL
KA0134:A2 | -0V | WHT | 20 | 100 | KA0144:A2 | A PANEL
KA0135:A2 | -0V | WHT | 20 | 100 | KA0136:A2 | A PANEL
KA0135:A2 | -0V | WHT | 20 | 60 | KA0144:A2 | A PANEL
KA0140:A2 | -0V | WHT | 20 | 100 | XT0136:10 | A PANEL
KA0130:14 | -008103 | WHT | 20 | 60 | AF0081:03 | A PANEL | KA
KA0134:11 | FU0139 | WHT | 20 | 60 | KA0136:11 | A PANEL
KA0138:14 | FU0139 | WHT | 20 | 60 | XT0136:7 | A PANEL
KA0141:24 | FU0139 | WHT | 20 | 60 | XT0136:2 | A PANEL
KA0132:11 | FU0139 | WHT | 20 | 60 | KT0145:15 | A PANEL
KA0131:12 | KA013112 | WHT | 20 | 60 | KA0137:24 | A PANEL
KA0137:24 | KA013112 | WHT | 20 | 60 | AF0087:09 | A PANEL
KA0131:14 | KA013114 | WHT | 20 | 100 | AF0092:06 | A PANEL
KA0132:22 | KA013222 | WHT | 20 | 60 | KA0137:14 | A PANEL
KA0132:22 | KA013222 | WHT | 20 | 80 | KT0141:18 | A PANEL
KA0132:24 | KA013224 | WHT | 20 | 60 | KA0134:14 | A PANEL
KA0131:11 | KA0135A1 | WHT | 20 | 120 | KA0135:A1 | A PANEL
KA0136:21 | KA013621 | WHT | 20 | 60 | AF0087:43 | A PANEL
KA0136:24 | KA013624 | WHT | 20 | 60 | AF0087:11 | A PANEL
KA0136:14 | KA013821 | WHT | 20 | 60 | KA0138:21 | A PANEL
KA0132:21 | KA0138A1 | WHT | 20 | 80 | KA0138:A1 | A PANEL
KA0141:11 | KA014111 | WHT | 20 | 100 | AF0091:39 | A PANEL
KA0141:14 | KA014114 | WHT | 20 | 100 | AF0091:07 | A PANEL
KA0138:11 | KM3170EP | WHT | 20 | 60 | XT0136:9 | A PANEL
KA0132:12 | KT0141A1 | WHT | 20 | 60 | KT0142:A1 | A PANEL
KA0138:24 | KT0144B1 | WHT | 20 | 60 | KT0144:B1 | A PANEL
KA0141:21 | KT0146A1 | WHT | 20 | 60 | KT0146:A1 | A PANEL
KA0140:24 | KM1306EN | RED | 20 | 60 | XT1300:2 | A PANEL | KA/RED
KA1306:11 | KM1306EP | RED | 20 | 60 | XT1300:1 | A PANEL
KA0140:21 | KA130614 | RED | 16 | 60 | KA1306:14 | A PANEL
KA0135:11 | KM3150EN | RED | 16 | 60 | XT0035:2 | A PANEL
KA0135:12 | KM3150EP | RED | 16 | 60 | XT0035:1 | A PANEL
KT0140:A2 | -0V | WHT | 20 | 60 | XT0136:10 | A PANEL | KT L/S
KT0141:18 | KA013222 | WHT | 20 | 60 | KT0144:18 | A PANEL
KT0142:18 | KA0137A1 | WHT | 20 | 60 | KT0145:18 | A PANEL
KT0140:16 | KT014115 | WHT | 20 | 80 | KT0141:15 | A PANEL
KT0140:18 | KT0143A1 | WHT | 20 | 80 | KT0143:A1 | A PANEL
KT0140:15 | FU0139 | WHT | 20 | 60 | KT0142:15 | A PANEL | KT R/S
KT0140:15 | FU0139 | WHT | 20 | 60 | XT0136:2 | A PANEL
KT0142:15 | FU0139 | WHT | 20 | 60 | KT0144:A1 | A PANEL
KT0140:A1 | KT0140A1 | WHT | 20 | 80 | KT0143:16 | A PANEL
KT0141:A1 | KT0141A1 | WHT | 20 | 60 | KT0143:15 | A PANEL
XT0136:3 | -0V | WHT | 20 | 60 | XT0136:10 | A PANEL | XT
XT0136:8 | -0V | WHT | 20 | 60 | XT0136:3 | A PANEL
XT0136:1 | FU0139 | WHT | 20 | 60 | XT0136:7 | A PANEL
XT0136:4 | FU0139 | WHT | 20 | 60 | XT0136:1 | A PANEL
XT0090:1 | -0V | WHT | 14 | 80 | XT0135:2 | A PANEL
XT0134:3 | -0V | WHT | 14 | 60 | XT1100:2 | A PANEL
XT0135:1 | -0V | WHT | 14 | 100 | XT0136:3 | A PANEL
XT0135:2 | -0V | WHT | 14 | 80 | XT0080:1 | A PANEL
XT0138:3 | FU0136 | WHT | 14 | 60 | XT1100:1 | A PANEL
XT0135:1 | -0V | WHT | 12 | 60 | XT0134:1 | A PANEL
BA1100:POS | FU1102 | WHT | 16 | 60 | FU1102:LD | A PANEL | BA/UJ
BA1100:NEG | UJ1100N | WHT | 16 | 60 | UJ1100:OUT1(-) | A PANEL
UJ1100:24V(-) | -0V | WHT | 16 | 60 | XT0134:3 | A PANEL
UV0600:(-) | -0V | WHT | 14 | 60 | XT0135:1 | A PANEL | UV0600
UV0600:(+) | FU0010 | WHT | 14 | 60 | FU0010:LD | A PANEL
FU1101:LD | FU1101 | WHT | 16 | 60 | UJ1100:24V(+) | A PANEL | FU
FU1102:LI | UJ1100P | WHT | 16 | 60 | UJ1100:OUT1(+) | A PANEL
FU1100:LI | FU0136 | WHT | 14 | 60 | XT1100:1 | A PANEL
FU1101:LI | FU0136 | WHT | 14 | 60 | XT0138:3 | A PANEL
FU0010:LI | FU0137 | WHT | 14 | 60 | XT0139:1 | A PANEL
FU0080:LI | FU0137 | WHT | 14 | 80 | XT0139:2 | A PANEL
FU0090:LI | FU0137 | WHT | 14 | 80 | XT0139:2 | A PANEL
FU0139:LI | FU0137 | WHT | 14 | 60 | XT0139:1 | A PANEL
FU0139:LD | FU0139 | WHT | 14 | 100 | XT0136:1 | A PANEL
FU0018:LI | -523NEG | WHT | 12 | 60 | XT0018:1 | A PANEL
FU0137:LI | FU0136 | WHT | 12 | 60 | XT0138:1 | A PANEL
FU0137:LD | FU0137 | WHT | 12 | 60 | XT0139:1 | A PANEL
AF0081:41 | KA023921 | WHT | 20 | 160 | KA0239:21 | B PANEL | AF-B
AF0081:09 | KA023924 | WHT | 20 | 160 | KA0239:24 | B PANEL
AF0081:08 | KA024214 | WHT | 20 | 160 | KA0242:14 | B PANEL
AF0081:33 | KA024311 | WHT | 20 | 160 | KA0243:11 | B PANEL
AF0081:01 | KA024314 | WHT | 20 | 160 | KA0243:14 | B PANEL
AF0081:34 | KA024521 | WHT | 20 | 160 | KA0245:21 | B PANEL
AF0081:02 | KA024524 | WHT | 20 | 160 | KA0245:24 | B PANEL
AF0081:00 | UA1200J21 | WHT | 20 | 160 | KA0241:11 | B PANEL
AF0081:19 | UA1200J27 | WHT | 20 | 180 | UA1200:J2-7 | B PANEL
AF0095:02 | -009502 | WHT | 20 | 160 | KA0221:14 | B PANEL
AF0095:18 | SV21202 | WHT | 20 | 160 | XT2100:2 | B PANEL
AF0092:13 | XT02372 | WHT | 20 | 160 | XT0237:2 T2 | B PANEL
KA0141:24 | FU0139 | WHT | 20 | 160 | KA0241:24 | B PANEL | KA-B
KA0134:A1 | KA0134A1 | WHT | 20 | 160 | AF0067:12 | B PANEL
KA0141:21 | KT0146A1 | WHT | 20 | 160 | KA0241:21 | B PANEL
KA0130:A2 | UA1200J26 | WHT | 20 | 180 | UA1200:J2-6 | B PANEL
KT0146:18 | KA024214 | WHT | 20 | 160 | KA0231:14 | B PANEL | KT-B
KT0145:A1 | KA024412 | WHT | 20 | 160 | KA0244:12 | B PANEL
KT0146:15 | KT014615 | WHT | 20 | 180 | AF0076:10 | B PANEL
KT0146:A2 | KT0146A2 | WHT | 20 | 180 | AF0076:29 | B PANEL
KT0146:B1 | KT0146B1 | WHT | 20 | 180 | AF0076:13 | B PANEL
XT0136:3 | -0V | WHT | 20 | 160 | XT0240:9 | B PANEL | XT-B
XT0137:2 | ESTOP | WHT | 20 | 160 | XT0240:4 | B PANEL
XT0137:1 | ESTOPA | WHT | 20 | 160 | XT0240:3 | B PANEL
XT0136:1 | FU0139 | WHT | 20 | 160 | XT0240:11 | B PANEL
XT0136:6 | KA0231A1 | WHT | 20 | 160 | KA0242:11 | B PANEL
XT0139:4 | KA0231A1 | WHT | 20 | 160 | KA0234:A1 | B PANEL
XT0139:4 | KA0231A1 | WHT | 20 | 160 | XT0110:3 | B PANEL
XT0134:4 | -0V | WHT | 14 | 160 | XT0110:2 | B PANEL
XT0135:1 | -0V | WHT | 14 | 160 | KA1020:24 | B PANEL
XT0138:4 | FU0136 | WHT | 14 | 160 | XT0110:1 | B PANEL
XT0139:3 | FU0137 | WHT | 14 | 160 | FU0213:LI | B PANEL
XT0134:4 | -0V | WHT | 12 | 160 | XT0235:1 | B PANEL
XT0138:4 | FU0136 | WHT | 12 | 160 | FU0210:LI | B PANEL
XT0139:3 | FU0137 | WHT | 12 | 160 | FU0211:LI | B PANEL

## B PANEL_S
B PANEL
JB70
Project # | J0940
Project Name | KERN RIVER GT VEYO UNIT 3
Revision | A.2
Controls DE | J.L. PASARIN
Phone: | #
Controls ME | A. PUENTES
Phone: | #
From | [5 empty] | To
Device ID | Wire No. | Wire ID | Gauge/Size | Length | Device ID | Location | Bundle Name
AU0060:COM | -0V | WHT | 14 | 120 | XT0060:1 | B PANEL | AU
AU0070:COM | -0V | WHT | 14 | 80 | XT0070:1 | B PANEL
AU0060:V+ | FU0060 | WHT | 14 | 80 | FU0060:LD | B PANEL
AU0070:V+ | FU0070 | WHT | 14 | 60 | FU0070:LD | B PANEL
AF0063:COM | AU0060N | WHT | 20 | 60 | AU0060:COM | B PANEL | AF0060'S
AF0063:V+ | AU0060P | WHT | 20 | 60 | AU0060:V+ | B PANEL
AF0061:22 | SV13512 | WHT | 20 | 100 | XT1350:2 | B PANEL
AF0062:16 | SV21242 | WHT | 20 | 100 | XT2100:4 | B PANEL
AF0062:18 | SV13502 | WHT | 16 | 100 | XT1350:4 | B PANEL
AF0061:COM | -0V | WHT | 14 | 120 | XT0060:2 | B PANEL
AF0062:COM | -0V | WHT | 14 | 120 | XT0060:2 | B PANEL
AF0066:COM | -0V | WHT | 14 | 100 | XT0060:3 | B PANEL
AF0067:COM | -0V | WHT | 14 | 100 | XT0060:3 | B PANEL
AF0061:V+ | FU0061 | WHT | 14 | 60 | FU0061:LD | B PANEL
AF0062:V+ | FU0062 | WHT | 14 | 60 | FU0062:LD | B PANEL
AF0067:V+ | FU0063 | WHT | 14 | 60 | FU0063:LD | B PANEL
AF0066:V+ | FU0064 | WHT | 14 | 60 | FU0064:LD | B PANEL
AF0076:12 | -007612 | WHT | 20 | 120 | XT0237:1 B2 | B PANEL | AF0070'S
AF0075:COM | AF0075N | WHT | 20 | 60 | AF0077:COM | B PANEL
AF0075:V+ | AF0075P | WHT | 20 | 60 | AF0077:V+ | B PANEL
AF0076:COM | -0V | WHT | 14 | 100 | XT0070:2 | B PANEL
AF0076:V+ | FU0071 | WHT | 14 | 80 | FU0071:LD | B PANEL
AF0410:56 | AF0410P | WHT | 16 | 60 | AF0420:55 | B PANEL | 1444'S
AF0420:56 | AF0420P | WHT | 16 | 60 | AF0430:55 | B PANEL
AF0430:54 | AF0430N | WHT | 16 | 60 | AF0450:53 | B PANEL
AF0430:56 | AF0430P | WHT | 16 | 60 | AF0450:55 | B PANEL
AF0410:55 | FU0113 | WHT | 16 | 100 | FU0113:LD | B PANEL
AF0410:53 | -0V | WHT | 14 | 100 | XT0110:2 | B PANEL
AF0410:54 | AF0410N | WHT | 14 | 60 | AF0420:53 | B PANEL
AF0420:54 | AF0420N | WHT | 14 | 60 | AF0430:53 | B PANEL
KA1020:A1 | -007608 | WHT | 20 | 120 | AF0076:08 | B PANEL | KA A1
KA0235:A1 | ESTOP | WHT | 20 | 60 | XT0240:4 | B PANEL
KA0240:A1 | ESTOP | WHT | 20 | 60 | KA0248:A1 | B PANEL
KA0248:A1 | ESTOP | WHT | 20 | 60 | KA0250:A1 | B PANEL
KA0245:A1 | FU0139 | WHT | 20 | 60 | KA0249:A1 | B PANEL
KA0245:A1 | FU0139 | WHT | 20 | 60 | XT0240:7 | B PANEL
KA0241:A1 | KA0241A1 | WHT | 20 | 60 | XT0240:5 | B PANEL
KA0243:A1 | KA0243A1 | WHT | 20 | 60 | XT0240:6 | B PANEL
KA0244:A1 | KA0243A1 | WHT | 20 | 60 | KA0246:A1 | B PANEL
KA0221:A1 | -007602 | WHT | 16 | 120 | AF0076:02 | B PANEL
KA0222:A1 | -007604 | WHT | 16 | 120 | AF0076:04 | B PANEL
KA0221:A2 | -007618 | WHT | 20 |  | AF0076:18 | B PANEL | KA A2
KA0222:A2 | -007620 | WHT | 20 |  | AF0076:20 | B PANEL
KA1020:A2 | -007624 | WHT | 20 |  | AF0076:24 | B PANEL
KA0249:A2 | -0V | WHT | 20 |  | XT0240:9 | B PANEL
KA0231:A2 | KA0231A2 | WHT | 20 |  | AF0076:26 | B PANEL
KA0233:14 | -006102 | WHT | 20 | 100 | AF0061:02 | B PANEL | KA
KA0240:14 | -006106 | WHT | 20 | 100 | AF0061:06 | B PANEL
KA0234:14 | -006114 | WHT | 20 | 100 | AF0061:14 | B PANEL
KA0222:14 | -006200 | WHT | 20 | 100 | AF0062:00 | B PANEL
KA0250:14 | -006202 | WHT | 20 | 100 | AF0062:02 | B PANEL
KA0237:14 | -007600 | WHT | 20 | 100 | AF0076:00 | B PANEL
KA0237:24 | -007601 | WHT | 20 | 100 | AF0076:01 | B PANEL
KA0221:11 | -022111 | WHT | 20 | 60 | KA0235:24 | B PANEL
KA0222:11 | -022211 | WHT | 20 | 60 | KA0236:24 | B PANEL
KA0242:21 | -024221 | WHT | 20 | 80 | XT0237:1 T2 | B PANEL
KA0243:21 | ESTOPC | WHT | 20 | 60 | XT0240:1 | B PANEL
KA0236:11 | FU0139 | WHT | 20 | 60 | KA0244:11 | B PANEL
KA0236:11 | FU0139 | WHT | 20 | 60 | XT0240:11 | B PANEL
KA0231:21 | KA023121 | WHT | 20 | 60 | KA0245:14 | B PANEL
KA0235:14 | KA023124 | WHT | 20 | 60 | KA0241:14 | B PANEL
KA0241:14 | KA023124 | WHT | 20 | 60 | KA0231:24 | B PANEL
KA0231:11 | KA0231A1 | WHT | 20 | 80 | KA0231:A1 | B PANEL
KA0231:11 | KA0231A1 | WHT | 20 | 60 | KA0242:11 | B PANEL
KA0236:12 | KA023612 | WHT | 20 | 60 | XT0240:12 | B PANEL
KA0231:14 | KA024214 | WHT | 20 | 60 | KA0242:14 | B PANEL
KA0243:24 | KA024511 | WHT | 20 | 60 | KA0245:11 | B PANEL
KA0242:24 | KA024822 | WHT | 20 | 60 | KA0248:22 | B PANEL
KA0250:11 | SV13501 | WHT | 20 | 60 | XT1350:3 | B PANEL
KA0240:11 | SV13511 | WHT | 20 | 60 | XT1350:1 | B PANEL
KA0235:21 | SV21201 | WHT | 20 | 60 | XT2100:1 | B PANEL
KA0236:21 | SV21241 | WHT | 20 | 60 | XT2100:3 | B PANEL
KA0235:11 | UA1200J21 | WHT | 20 | 60 | KA0241:11 | B PANEL
KA0235:11 | UA1200J21 | WHT | 20 | 60 | XT0060:4 | B PANEL
KA0248:21 | FU0212 | WHT | 16 | 60 | FU0212:LD | B PANEL
KA1020:14 | FU0211 | WHT | 14 | 60 | FU0211:LD | B PANEL
UA1200:J1-9 | -0V | WHT | 20 | 120 | XT0235:4 | B PANEL | UA1200
UA1200:J1-10 | FU0212 | WHT | 20 | 120 | XT0233:4 | B PANEL
UA1200:J2-2 | FU0212 | WHT | 20 | 120 | XT0233:4 | B PANEL
UA1200:J1-8 | UA1200J | WHT | 20 | 60 | UA1200:J3-5 | B PANEL
UA1200:J1-4 | UA1200J14 | WHT | 20 | 60 | AF0076:11 | B PANEL
UA1200:J1-5 | UA1200J15 | WHT | 20 | 120 | XT0237:1 B1 | B PANEL
UA1200:J2-1 | UA1200J21 | WHT | 20 | 120 | XT0060:4 | B PANEL
AT0680:NEG | -0V | WHT | 14 | 60 | XT0680:2 | B PANEL | AT0680
AT0680:POS | AT0680POS | WHT | 14 | 60 | XT0680:1 | B PANEL
XT0240:10 | FU0139 | WHT | 20 | 60 | XT0236:1 | B PANEL | XT
XT0240:12 | KA023612 | WHT | 20 | 60 | XT0237:2 B2 | B PANEL
XT0240:5 | KA0241A1 | WHT | 20 | 60 | XT0236:2 | B PANEL
XT0070:1 | -0V | WHT | 14 | 60 | XT0235:1 | B PANEL
XT0235:1 | -0V | WHT | 14 | 60 | XT0060:1 | B PANEL
XT0680:2 | -0V | WHT | 14 | 60 | XT0235:3 | B PANEL
XT0240:8 | -0V |  | 20 | 60 | XT0236:3 | B PANEL
FU0212:LD | FU0212 | WHT | 16 | 60 | XT0233:4 | B PANEL | FU
FU0680:LD | AT0680POS | WHT | 14 | 60 | XT0680:1 | B PANEL
FU0110:LD | FU0110 | WHT | 14 | 60 | FU0113:LI | B PANEL
FU0110:LI | FU0136 | WHT | 14 | 60 | XT0110:1 | B PANEL
FU0060:LI | FU0210 | WHT | 14 | 60 | XT0233:1 | B PANEL
FU0070:LI | FU0210 | WHT | 14 | 60 | XT0233:2 | B PANEL
FU0212:LI | FU0210 | WHT | 14 | 60 | XT0233:1 | B PANEL
FU0680:LI | FU0210 | WHT | 14 | 60 | XT0233:3 | B PANEL
FU0210:LD | FU0210 | WHT | 12 | 60 | XT0233:1 | B PANEL

## HP COMPRESSOR_S
HP COMPRESSOR
JB73
Project # | J0940
Project Name | KERN RIVER GT VEYO UNIT 3
Revision | A.2
Controls DE | J.L. PASARIN
Phone: | #
Controls ME | A. PUENTES
Phone: | #
From | [5 empty] | To
Device ID | Wire No. | Wire ID | Gauge/Size | Length | Device ID | Location | Bundle Name
AF1201:COM | -0V | WHT | 20 | 60 | XT0130:3 | HP COMPRESSOR | AF/AU
AF1205:COM | AF1205N | WHT | 20 | 60 | AF1206:COM | HP COMPRESSOR
AF1205:V+ | AF1205P | WHT | 20 | 60 | AF1206:V+ | HP COMPRESSOR
AF1202:COM | AU1200N | WHT | 20 | 60 | AU1200:COM | HP COMPRESSOR
AF1202:V+ | AU1200P | WHT | 20 | 60 | AU1200:V+ | HP COMPRESSOR
AF1201:28 | SV51002 | WHT | 20 | 60 | XT4400:4 | HP COMPRESSOR
AU1200:COM | -0V | WHT | 14 | 60 | XT0130:4 | HP COMPRESSOR
AU1200:V+ | FU0120 | WHT | 14 | 100 | FU0120:LD | HP COMPRESSOR
AF1201:V+ | FU0121 | WHT | 14 | 100 | FU0121:LD | HP COMPRESSOR
AF0510:53 | -0V | WHT | 20 | 60 | XT0130:2 | HP COMPRESSOR | 1444'S
AF0510:54 | AF0510N | WHT | 16 | 60 | AF0520:53 | HP COMPRESSOR
AF0510:56 | AF0510P | WHT | 16 | 60 | AF0520:55 | HP COMPRESSOR
AF0510:55 | FU0131 | WHT | 16 | 60 | FU0131:LD | HP COMPRESSOR
KA0120:A1 | KA0231A1 | WHT | 20 | 60 | XT0130:6 | HP COMPRESSOR | KA A1/A2
KA4401:A1 | PS44013 | WHT | 20 | 60 | XT4400:2 | HP COMPRESSOR
KA0120:A2 | -0V | WHT | 20 | 60 | XT0130:7 | HP COMPRESSOR
KA4401:A2 | -120718 | WHT | 20 | 80 | AF1207:18 | HP COMPRESSOR
KA0120:14 | -120112 | WHT | 20 | 60 | AF1201:12 | HP COMPRESSOR | KA
KA4401:22 | -120144 | WHT | 20 | 60 | AF1201:44 | HP COMPRESSOR
KA4401:14 | -120702 | WHT | 20 | 60 | AF1207:02 | HP COMPRESSOR
KA4401:11 | PS44012 | WHT | 20 | 60 | AF1207:34 | HP COMPRESSOR
KA4401:11 | PS44012 | WHT | 20 | 60 | XT4400:1 | HP COMPRESSOR
KA0120:11 | SV51001 | WHT | 20 | 60 | XT4400:3 | HP COMPRESSOR
XT0130:3 | -0V | WHT | 20 | 60 | XT0130:7 | HP COMPRESSOR | XT/FU
XT0130:5 | KA0231A1 | WHT | 14 | 60 | XT0520:1 | HP COMPRESSOR
FU0120:LI | FU0130 | WHT | 14 | 60 | FU0131:LI | HP COMPRESSOR
FU0130:LD | FU0130 | WHT | 14 | 60 | XT0130:8 | HP COMPRESSOR
FU0131:LI | FU0130 | WHT | 14 | 60 | XT0130:8 | HP COMPRESSOR
FU0130:LI | FU0200 | WHT | 14 | 60 | XT0130:1 | HP COMPRESSOR

## BOP PANEL^JB74_S
BOP PANEL^JB74
Project # | J0940
Project Name | KERN RIVER GT VEYO UNIT 3
Revision | A.2
Controls DE | J.L. PASARIN
Phone: | #
Controls ME | A. PUENTES
Phone: | #
From | [5 empty] | To
Device ID | Wire No. | Wire ID | Gauge/Size | Length | Device ID | Location | Bundle Name
AU0140:COM | -0V | WHT | 16 | 60 | XT0140:4 | BOP PANEL^JB74 | AU
AU0180:COM | -0V | WHT | 16 | 60 | XT0180:1 | BOP PANEL^JB74
AU0140:V+ | FU0140 | WHT | 16 | 60 | FU0140:LD | BOP PANEL^JB74
AU0180:V+ | FU0180 | WHT | 16 | 60 | FU0180:LD | BOP PANEL^JB74
AF0144:00 | -014400 | WHT | 20 | 100 | XT0573:6 B2 | BOP PANEL^JB74 | AF0140'S
AF0141:COM | -0V | WHT | 20 | 60 | XT0140:11 | BOP PANEL^JB74
AF0144:48 | FCE7631S | WHT | 20 | 60 | XT0571:5 | BOP PANEL^JB74
AF0141:28 | SV76022 | WHT | 20 | 60 | XT0572:18 | BOP PANEL^JB74
AF0141:30 | SV76112 | WHT | 20 | 60 | XT0572:2 | BOP PANEL^JB74
AF0141:16 | SV76212 | WHT | 20 | 60 | XT0572:6 | BOP PANEL^JB74
AF0141:18 | SV76222 | WHT | 20 | 60 | XT0572:10 | BOP PANEL^JB74
AF0141:24 | SV76312 | WHT | 20 | 60 | XT0571:7 | BOP PANEL^JB74
AF0141:20 | SV76412 | WHT | 20 | 60 | XT0572:12 | BOP PANEL^JB74
AF0141:22 | SV76422 | WHT | 20 | 60 | XT0572:16 | BOP PANEL^JB74
AF0142:39 | ZSC76111 | WHT | 20 | 60 | XT0572:3 | BOP PANEL^JB74
AF0142:07 | ZSC76112 | WHT | 20 | 60 | XT0572:4 | BOP PANEL^JB74
AF0142:00 | ZSO7631C | WHT | 20 | 60 | XT0571:2 | BOP PANEL^JB74
AF0142:32 | ZSO7631NO | WHT | 20 | 60 | XT0571:1 | BOP PANEL^JB74
AF0143:COM | AF0143N | WHT | 16 | 60 | AF0145:COM | BOP PANEL^JB74
AF0143:V+ | AF0143P | WHT | 16 | 60 | AF0145:V+ | BOP PANEL^JB74
AF0142:COM | AU0140N | WHT | 16 | 60 | AU0140:COM | BOP PANEL^JB74
AF0142:V+ | AU0140P | WHT | 16 | 60 | AU0140:V+ | BOP PANEL^JB74
AF0141:V+ | FU0141 | WHT | 16 | 60 | FU0141:LD | BOP PANEL^JB74
AF0146:V+ | FU0144 | WHT | 16 | 60 | XT0140:12 | BOP PANEL^JB74
AF0144:COM | -0V | WHT | 14 | 60 | XT0140:11 | BOP PANEL^JB74
AF0146:COM | -0V | WHT | 14 | 60 | XT0140:5 | BOP PANEL^JB74
AF0144:V+ | FU0142 | WHT | 14 | 60 | FU0142:LD | BOP PANEL^JB74
AF0181:COM | -0V | WHT | 20 | 60 | XT0180:2 | BOP PANEL^JB74 | AF0180'S
AF0184:COM | -0V | WHT | 20 | 60 | XT0180:1 | BOP PANEL^JB74
AF0183:36 | ZSC76211 | WHT | 20 | 60 | XT0572:7 | BOP PANEL^JB74
AF0183:04 | ZSC76212 | WHT | 20 | 60 | XT0572:8 | BOP PANEL^JB74
AF0183:37 | ZSC76411 | WHT | 20 | 60 | XT0572:13 | BOP PANEL^JB74
AF0183:05 | ZSC76412 | WHT | 20 | 60 | XT0572:14 | BOP PANEL^JB74
AF0183:COM | AF0183N | WHT | 16 | 60 | AF0185:COM | BOP PANEL^JB74
AF0183:V+ | AF0183P | WHT | 16 | 60 | AF0185:V+ | BOP PANEL^JB74
AF0182:COM | AU0180N | WHT | 16 | 60 | AU0180:COM | BOP PANEL^JB74
AF0182:V+ | AU0180P | WHT | 16 | 60 | AU0180:V+ | BOP PANEL^JB74
AF0181:V+ | FU0181 | WHT | 16 | 60 | FU0181:LD | BOP PANEL^JB74
AF0184:V+ | FU0184 | WHT | 16 | 60 | FU0184:LD | BOP PANEL^JB74
KA7621:A1 | -018400 | WHT | 20 | 60 | AF0184:00 | BOP PANEL^JB74 | KA A1
KA7622:A1 | -018401 | WHT | 20 | 60 | AF0184:01 | BOP PANEL^JB74
KA7641:A1 | -018402 | WHT | 20 | 60 | AF0184:02 | BOP PANEL^JB74
KA7642:A1 | -018403 | WHT | 20 | 60 | AF0184:03 | BOP PANEL^JB74
KA7602:A1 | -018404 | WHT | 20 | 60 | AF0184:04 | BOP PANEL^JB74
KA7631:A1 | -018405 | WHT | 20 | 60 | AF0184:05 | BOP PANEL^JB74
KA0531:A1 | ESTOP | WHT | 20 | 80 | XT0140:9 | BOP PANEL^JB74
KA0535:A1 | KA0231A1 | WHT | 20 | 80 | XT0140:8 | BOP PANEL^JB74
KA0540:A1 | KA054312 | WHT | 20 | 100 | KA0543:12 | BOP PANEL^JB74
KA0543:A1 | KT057418 | WHT | 20 | 60 | KA0544:A1 | BOP PANEL^JB74
KA0543:A1 | KT057418 | WHT | 20 | 60 | KT0574:18 | BOP PANEL^JB74
KA7621:A2 | -018416 | WHT | 20 | 60 | AF0184:16 | BOP PANEL^JB74 | KA A2
KA7622:A2 | -018417 | WHT | 20 | 60 | AF0184:17 | BOP PANEL^JB74
KA7641:A2 | -018418 | WHT | 20 | 60 | AF0184:18 | BOP PANEL^JB74
KA7642:A2 | -018419 | WHT | 20 | 60 | AF0184:19 | BOP PANEL^JB74
KA7602:A2 | -018420 | WHT | 20 | 60 | AF0184:20 | BOP PANEL^JB74
KA7631:A2 | -018421 | WHT | 20 | 60 | AF0184:21 | BOP PANEL^JB74
KA0537:A2 | -0V | WHT | 20 | 60 | KT0574:A2 | BOP PANEL^JB74
KA0543:A2 | -0V | WHT | 20 | 60 | KT0574:A2 | BOP PANEL^JB74
KA0535:A2 | -0V | WHT | 20 | 80 | XT0140:6 | BOP PANEL^JB74
KA0546:12 | -0V | WHT | 20 | 80 | XT0140:5 | BOP PANEL^JB74
KA0540:A2 | SV76212 | WHT | 20 | 60 | XT0572:6 | BOP PANEL^JB74
KA0541:A2 | SV76412 | WHT | 20 | 60 | XT0572:12 | BOP PANEL^JB74
KA0543:11 | -014100 | WHT | 20 | 60 | AF0141:00 | BOP PANEL^JB74 | KA
KA0532:11 | -014104 | WHT | 20 | 60 | AF0141:04 | BOP PANEL^JB74
KA7642:14 | -014106 | WHT | 20 | 60 | AF0141:06 | BOP PANEL^JB74
KA7631:11 | -014108 | WHT | 20 | 60 | AF0141:08 | BOP PANEL^JB74
KA7602:14 | -014112 | WHT | 20 | 60 | AF0141:12 | BOP PANEL^JB74
KA7621:14 | -014132 | WHT | 20 | 60 | AF0141:32 | BOP PANEL^JB74
KA7641:14 | -014136 | WHT | 20 | 60 | AF0141:36 | BOP PANEL^JB74
KA0546:14 | -014416 | WHT | 20 | 60 | AF0144:16 | BOP PANEL^JB74
KA7622:11 | -0573B2 | WHT | 20 | 100 | XT0573:4 B2 | BOP PANEL^JB74
KA7622:14 | -762214 | WHT | 20 | 60 | AF0141:02 | BOP PANEL^JB74
KA0546:11 | FCE76312 | WHT | 20 | 60 | XT0571:4 | BOP PANEL^JB74
KA0533:11 | FU0144 | WHT | 20 | 60 | XT0140:10 | BOP PANEL^JB74
KA0547:11 | FU0144 | WHT | 20 | 60 | XT0140:10 | BOP PANEL^JB74
KA0531:11 | KA053111 | WHT | 20 | 60 | AF0141:14 | BOP PANEL^JB74
KA0533:12 | KA053312 | WHT | 20 | 60 | KT0574:A1 | BOP PANEL^JB74
KA0535:11 | KA053511 | WHT | 20 | 60 | KA7602:11 | BOP PANEL^JB74
KA0535:14 | KA053514 | WHT | 20 | 100 | XT0573:1 B2 | BOP PANEL^JB74
KA0536:11 | KA053611 | WHT | 20 | 60 | XT0573:1 T1 | BOP PANEL^JB74
KA0536:12 | KA053612 | WHT | 20 | 60 | XT0573:2 B1 | BOP PANEL^JB74
KA0541:11 | KA054111 | WHT | 20 | 60 | KA7641:11 | BOP PANEL^JB74
KA0532:14 | KA0541A1 | WHT | 20 | 100 | KA0541:A1 | BOP PANEL^JB74
KA0544:14 | KA054414 | WHT | 20 | 60 | KA0547:21 | BOP PANEL^JB74
KA0547:11 | KA054711 | WHT | 20 | 100 | XT0573:7 B2 | BOP PANEL^JB74
KA0547:12 | KA054712 | WHT | 20 | 100 | XT0573:7 T2 | BOP PANEL^JB74
KA0547:14 | KA054714 | WHT | 20 | 60 | KA7631:14 | BOP PANEL^JB74
KA0540:11 | KA762111 | WHT | 20 | 60 | KA7621:11 | BOP PANEL^JB74
KA7642:11 | KA764211 | WHT | 20 | 100 | XT0573:3 B2 | BOP PANEL^JB74
KA0531:14 | SV76111 | WHT | 20 | 60 | XT0572:1 | BOP PANEL^JB74
KA0540:14 | SV76211 | WHT | 20 | 60 | XT0572:5 | BOP PANEL^JB74
KA0541:14 | SV76411 | WHT | 20 | 60 | XT0572:11 | BOP PANEL^JB74
KA0540:21 | ZSC76212 | WHT | 20 | 60 | XT0572:8 | BOP PANEL^JB74
KA0541:21 | ZSC76412 | WHT | 20 | 60 | XT0572:14 | BOP PANEL^JB74
KA0540:22 | KA054022 | WHT | 20 | 60 | KT0572:A1 | BOP PANEL^JB74
KA0541:22 | KA054122 | WHT | 20 | 60 | KT0573:A1 | BOP PANEL^JB74
KA0547:12 | KA054712 | WHT | 20 | 60 | KT0575:15 | BOP PANEL^JB74
KA0547:22 | FU0145 | WHT | 14 | 60 | FU0145:LD | BOP PANEL^JB74
KT0571:A2 | -014223 | WHT | 20 | 100 | AF0142:23 | BOP PANEL^JB74 | KT L/S
KT0572:16 | KT057216 | WHT | 20 | 60 | XT0573:2 B2 | BOP PANEL^JB74
KT0572:16 | KT057216 | WHT | 20 | 60 | XT0573:4 T2 | BOP PANEL^JB74
KT0572:A2 | KT0572A2 | WHT | 20 | 60 | AF0183:20 | BOP PANEL^JB74
KT0573:16 | KT057316 | WHT | 20 | 60 | XT0573:3 T2 | BOP PANEL^JB74
KT0573:16 | KT057316 | WHT | 20 | 60 | XT0573:5 B2 | BOP PANEL^JB74
KT0573:A2 | KT0573A2 | WHT | 20 | 60 | AF0183:21 | BOP PANEL^JB74
KT0575:16 | KT057516 | WHT | 20 | 60 | XT0573:5 T2 | BOP PANEL^JB74
KT0575:A2 | KT0575A2 | WHT | 20 | 100 | AF0142:16 | BOP PANEL^JB74
KT0571:A1 | ZSC76112 | WHT | 20 | 60 | XT0572:4 | BOP PANEL^JB74 | KT R/S
KT0575:A1 | ZSO7631C | WHT | 20 | 60 | XT0571:2 | BOP PANEL^JB74
XT0140:4 | -0V | WHT | 20 | 60 | XT0570:2 | BOP PANEL^JB74 | XT
XT0571:3 | FCE76311 | WHT | 20 | 60 | XT0573:6 B1 | BOP PANEL^JB74
XT0572:17 | SV76021 | WHT | 20 | 60 | XT0573:1 B1 | BOP PANEL^JB74
XT0572:9 | SV76221 | WHT | 20 | 60 | XT0573:4 B1 | BOP PANEL^JB74
XT0571:6 | SV76311 | WHT | 20 | 60 | XT0573:7 B1 | BOP PANEL^JB74
XT0572:15 | SV76421 | WHT | 20 | 60 | XT0573:3 B1 | BOP PANEL^JB74
XT0573:5 B1 | XT0573B1 | WHT | 20 | 60 | XT0573:2 T1 | BOP PANEL^JB74
XT0574:2 | XT0573T1 | WHT | 20 | 60 | XT0573:6 T1 | BOP PANEL^JB74
XT0140:11 | -0V | WHT | 16 | 60 | XT0140:5 | BOP PANEL^JB74
XT0180:1 | -0V | WHT | 16 | 60 | XT0140:6 | BOP PANEL^JB74
XT0140:1 | FU0200 | WHT | 12 | 60 | XT0570:1 | BOP PANEL^JB74
BA1212:POS | FU1212 | WHT | 16 | 60 | FU1212:LD | BOP PANEL^JB74 | BA1212
BA1212:NEG | UJ1212N | WHT | 16 | 60 | UJ1212:OUT1(-) | BOP PANEL^JB74
UJ1212:24V(-) | -0V | WHT | 12 | 60 | XT0140:4 | BOP PANEL^JB74 | UJ1212
UJ1212:24V(+) | FU0200 | WHT | 12 | 60 | XT0140:2 | BOP PANEL^JB74
FU0144:LD | FU0144 | WHT | 16 | 60 | XT0140:12 | BOP PANEL^JB74 | FU
FU1212:LI | UJ1212P | WHT | 16 | 60 | UJ1212:OUT1(+) | BOP PANEL^JB74
FU0145:LI | FU0570 | WHT | 14 | 60 | FU0180:LI | BOP PANEL^JB74
FU0570:LI | FU0200 | WHT | 12 | 60 | XT0140:1 | BOP PANEL^JB74
FU0140:LI | FU0570 | WHT | 12 | 80 | FU0570:LD | BOP PANEL^JB74

## CONSOLE_S
CONSOLE
CONTROL CONSOLE & CONTROL CONSOLE (DOOR PANELS)
Project # | J0940
Project Name | KERN RIVER GT VEYO UNIT 3
Revision | A.2
Controls DE | J.L. PASARIN
Phone: | #
Controls ME | A. PUENTES
Phone: | #
From | [5 empty] | To
Device ID | Wire No. | Wire ID | Gauge/Size | Length | Device ID | Location | Bundle Name
AT0190:NEG | -0V | WHT | 14 | 180 | XT0252:6 | AUXILIARY | AT0190
AT0190:POS | FU0203 | WHT | 14 | 180 | XT0250:3 | AUXILIARY

## AUXILIARY_S
AUXILIARY
AUXILIARY CONSOLE PANEL
Project # | J0940
Project Name | KERN RIVER GT VEYO UNIT 3
Revision | A.2
Controls DE | J.L. PASARIN
Phone: | #
Controls ME | A. PUENTES
Phone: | #
From | [5 empty] | To
Device ID | Wire No. | Wire ID | Gauge/Size | Length | Device ID | Location | Bundle Name
PC0470:INP_A | -208204 | WHT | 20 | 60 | AF2082:04 | AUXILIARY | PC0470/71
PC0470:-PWR | -208220 | WHT | 20 | 60 | AF2082:20 | AUXILIARY
PC0470:+PWR | -208236 | WHT | 20 | 60 | AF2082:36 | AUXILIARY
PC0471:INP_A | -208205 | WHT | 20 | 60 | AF2082:05 | AUXILIARY
PC0471:-PWR | -208221 | WHT | 20 | 60 | AF2082:21 | AUXILIARY
PC0471:+PWR | -208237 | WHT | 20 | 60 | AF2082:37 | AUXILIARY
AF2083:01 | -0V | WHT | 20 | 60 | XT0013:4 | AUXILIARY | AF/AU
AF2083:03 | -0V | WHT | 20 | 60 | XT0013:8 | AUXILIARY
AF2083:00 | -208300 | WHT | 20 | 60 | XT0013:2 | AUXILIARY
AF2083:02 | -208302 | WHT | 20 | 60 | XT0013:6 | AUXILIARY
AU2080:V+ | FU2080 | WHT | 16 | 100 | FU2080:LD | AUXILIARY
AF2082:V+ | FU2081 | WHT | 16 | 100 | FU2081:LD | AUXILIARY
AF2082:COM | -0V | WHT | 14 | 60 | XT0252:4 | AUXILIARY
AU2080:COM | -0V | WHT | 14 | 60 | XT0252:3 | AUXILIARY
KA3220:A1 | -208200 | WHT | 20 | 80 | AF2082:00 | AUXILIARY | KA A1
KA3104:A1 | -208201 | WHT | 20 | 80 | AF2082:01 | AUXILIARY
KA3221:A1 | -208202 | WHT | 20 | 80 | AF2082:02 | AUXILIARY
KA3103:A1 | -208203 | WHT | 20 | 80 | AF2082:03 | AUXILIARY
KA0403:A1 | -208206 | WHT | 20 | 80 | AF2082:06 | AUXILIARY
KA3220:A2 | -208216 | WHT | 20 | 80 | AF2082:16 | AUXILIARY | KA A2
KA3104:A2 | -208217 | WHT | 20 | 80 | AF2082:17 | AUXILIARY
KA3221:A2 | -208218 | WHT | 20 | 80 | AF2082:18 | AUXILIARY
KA3103:A2 | -208219 | WHT | 20 | 80 | AF2082:19 | AUXILIARY
KA0403:A2 | -208222 | WHT | 20 | 80 | AF2082:22 | AUXILIARY
KA0403:14 | SB75141 | WHT | 20 | 60 | XT7510:1 | AUXILIARY | KA
KA0403:11 | SB75142 | WHT | 20 | 60 | XT7510:2 | AUXILIARY
KA0403:12 | SB75143 | WHT | 20 | 60 | XT7510:3 | AUXILIARY
KA3103:11 | KM3103EN | RED | 16 | 60 | XT3100:2 | AUXILIARY | KA/RED
KA3103:14 | KM3103EP | RED | 16 | 60 | XT3100:1 | AUXILIARY
KA3104:11 | KM3104EN | RED | 16 | 60 | XT3100:4 | AUXILIARY
KA3104:14 | KM3104EP | RED | 16 | 60 | XT3100:3 | AUXILIARY
KA3220:14 | KM3220EH | RED | 16 | 60 | XT3200:3 | AUXILIARY
KA3221:14 | KM3220EH | RED | 16 | 60 | XT3200:3 | AUXILIARY
KA3220:11 | KM3220EL | RED | 16 | 60 | XT3200:1 | AUXILIARY
KA3221:11 | KM3220EN | RED | 16 | 60 | XT3200:2 | AUXILIARY
UJ2080:24V(-) | -0V | WHT | 20 | 60 | XT0252:8 | AUXILIARY | UJ2080
UJ2080:OUT1(+) | UJ2080P | WHT | 16 | 80 | FU2082:LI | AUXILIARY
UJ2080:24V(+) | FU0203 | WHT | 14 | 60 | XT0250:3 | AUXILIARY
BA2080:POS | FU2082 | WHT | 16 | 60 | FU2082:LD | AUXILIARY | BA2080
BA2080:NEG | UJ2080N | WHT | 16 | 60 | UJ2080:OUT1(-) | AUXILIARY
FU9032:LD | FU9032 | WHT | 16 | 100 | XT0005:1 | AUXILIARY | FU
FU0202:LI | FU0201 | WHT | 14 | 120 | FU0201:LD | AUXILIARY
FU0202:LI | FU0201 | WHT | 14 | 60 | FU0203:LI | AUXILIARY
FU0203:LI | FU0201 | WHT | 14 | 60 | FU0273:LI | AUXILIARY
FU0202:LD | FU0202 | WHT | 14 | 60 | XT0250:1 | AUXILIARY
FU2030:LI | FU0202 | WHT | 14 | 60 | XT0250:1 | AUXILIARY
FU2080:LI | FU0202 | WHT | 14 | 60 | FU2081:LI | AUXILIARY
FU2080:LI | FU0202 | WHT | 14 | 60 | XT0250:1 | AUXILIARY
FU0203:LD | FU0203 | WHT | 14 | 60 | XT0250:3 | AUXILIARY
FU0200:LD | FU0200 | WHT | 12 | 60 | XT0251:1 | AUXILIARY
FU0201:LI | FU0200 | WHT | 12 | 60 | XT0251:1 | AUXILIARY
XT0013:7 | -0V | WHT | 12 | 60 | XT0131:11 | AUXILIARY | XT
XT0131:1 | -0V | WHT | 12 | 60 | XT0131:9 | AUXILIARY
XT0252:1 | -0V | WHT | 12 | 60 | XT0253:1 | AUXILIARY
XT0131:5 | F0200P | WHT | 12 | 60 | XT0013:1 | AUXILIARY

## Bundle Tag Info
KRGT VEYO
J0940
Rev A.2
JB70 DOOR | A | B | HP COMP | BOP | CONSOLE | AUXILIARY | Panel Name | Panel Name | Panel Name | Panel Name | Panel Name | Panel Name | Panel Name | Panel Name | Panel Name | Panel Name | Panel Name | Panel Name | Panel Name | Panel Name | Panel Name | Panel Name | Panel Name | Panel Name | Panel Name | Panel Name | Panel Name | Panel Name | Panel Name
AT1100 | AU | AU | AF/AU | AU | AT0190 | PC0470/71
SA0471 | AF0090'S | AF0060'S | 1444'S | AF0140'S |  | AF/AU
SA0473 | KA A1 | AF0070'S | KA A1/A2 | AF0180'S |  | KA A1
SA0474 | KA A2 | 1444'S | KA | KA A1 |  | KA A2
SB0471 | KA | KA A1 | XT/FU | KA A2 |  | KA
SB0472 | KA/RED | KA A2 |  | KA |  | KA/RED
SB0473 | KT L/S | KA |  | KT L/S |  | UJ2080
SB0474 | KT R/S | UA1200 |  | KT R/S |  | BA2080
SH0470 | XT | AT0680 |  | XT |  | FU
SH0471 | BA/UJ | XT |  | BA1212 |  | XT
SH0472 | UV0600 | FU |  | UJ1212
| FU |  |  | FU
AF-B
KA-B
KT-B
XT-B

## Bundle Tags2
JB70 DOOR | A | B | HP COMP | BOP | CONSOLE | AUXILIARY
KRGT VEYO J0940 Rev A.2 JB70 DOOR AT1100 | KRGT VEYO J0940 Rev A.2 A AU | KRGT VEYO J0940 Rev A.2 B AU | KRGT VEYO J0940 Rev A.2 HP COMP AF/AU | KRGT VEYO J0940 Rev A.2 BOP AU | KRGT VEYO J0940 Rev A.2 CONSOLE AT0190 | KRGT VEYO J0940 Rev A.2 AUXILIARY PC0470/71
KRGT VEYO J0940 Rev A.2 JB70 DOOR SA0471 | KRGT VEYO J0940 Rev A.2 A AF0090'S | KRGT VEYO J0940 Rev A.2 B AF0060'S | KRGT VEYO J0940 Rev A.2 HP COMP 1444'S | KRGT VEYO J0940 Rev A.2 BOP AF0140'S |  | KRGT VEYO J0940 Rev A.2 AUXILIARY AF/AU
KRGT VEYO J0940 Rev A.2 JB70 DOOR SA0473 | KRGT VEYO J0940 Rev A.2 A KA A1 | KRGT VEYO J0940 Rev A.2 B AF0070'S | KRGT VEYO J0940 Rev A.2 HP COMP KA A1/A2 | KRGT VEYO J0940 Rev A.2 BOP AF0180'S |  | KRGT VEYO J0940 Rev A.2 AUXILIARY KA A1
KRGT VEYO J0940 Rev A.2 JB70 DOOR SA0474 | KRGT VEYO J0940 Rev A.2 A KA A2 | KRGT VEYO J0940 Rev A.2 B 1444'S | KRGT VEYO J0940 Rev A.2 HP COMP KA | KRGT VEYO J0940 Rev A.2 BOP KA A1 |  | KRGT VEYO J0940 Rev A.2 AUXILIARY KA A2
KRGT VEYO J0940 Rev A.2 JB70 DOOR SB0471 | KRGT VEYO J0940 Rev A.2 A KA | KRGT VEYO J0940 Rev A.2 B KA A1 | KRGT VEYO J0940 Rev A.2 HP COMP XT/FU | KRGT VEYO J0940 Rev A.2 BOP KA A2 |  | KRGT VEYO J0940 Rev A.2 AUXILIARY KA
KRGT VEYO J0940 Rev A.2 JB70 DOOR SB0472 | KRGT VEYO J0940 Rev A.2 A KA/RED | KRGT VEYO J0940 Rev A.2 B KA A2 |  | KRGT VEYO J0940 Rev A.2 BOP KA |  | KRGT VEYO J0940 Rev A.2 AUXILIARY KA/RED
KRGT VEYO J0940 Rev A.2 JB70 DOOR SB0473 | KRGT VEYO J0940 Rev A.2 A KT L/S | KRGT VEYO J0940 Rev A.2 B KA |  | KRGT VEYO J0940 Rev A.2 BOP KT L/S |  | KRGT VEYO J0940 Rev A.2 AUXILIARY UJ2080
KRGT VEYO J0940 Rev A.2 JB70 DOOR SB0474 | KRGT VEYO J0940 Rev A.2 A KT R/S | KRGT VEYO J0940 Rev A.2 B UA1200 |  | KRGT VEYO J0940 Rev A.2 BOP KT R/S |  | KRGT VEYO J0940 Rev A.2 AUXILIARY BA2080
KRGT VEYO J0940 Rev A.2 JB70 DOOR SH0470 | KRGT VEYO J0940 Rev A.2 A XT | KRGT VEYO J0940 Rev A.2 B AT0680 |  | KRGT VEYO J0940 Rev A.2 BOP XT |  | KRGT VEYO J0940 Rev A.2 AUXILIARY FU
KRGT VEYO J0940 Rev A.2 JB70 DOOR SH0471 | KRGT VEYO J0940 Rev A.2 A BA/UJ | KRGT VEYO J0940 Rev A.2 B XT |  | KRGT VEYO J0940 Rev A.2 BOP BA1212 |  | KRGT VEYO J0940 Rev A.2 AUXILIARY XT
KRGT VEYO J0940 Rev A.2 JB70 DOOR SH0472 | KRGT VEYO J0940 Rev A.2 A UV0600 | KRGT VEYO J0940 Rev A.2 B FU |  | KRGT VEYO J0940 Rev A.2 BOP UJ1212
| KRGT VEYO J0940 Rev A.2 A FU |  |  | KRGT VEYO J0940 Rev A.2 BOP FU
KRGT VEYO J0940 Rev A.2 A AF-B
KRGT VEYO J0940 Rev A.2 A KA-B
KRGT VEYO J0940 Rev A.2 A KT-B
KRGT VEYO J0940 Rev A.2 A XT-B

## ALL
KRGT VEYO J0940 Rev A.2 JB70 DOOR AT1100
KRGT VEYO J0940 Rev A.2 JB70 DOOR SA0471
KRGT VEYO J0940 Rev A.2 JB70 DOOR SA0473
KRGT VEYO J0940 Rev A.2 JB70 DOOR SA0474
KRGT VEYO J0940 Rev A.2 JB70 DOOR SB0471
KRGT VEYO J0940 Rev A.2 JB70 DOOR SB0472
KRGT VEYO J0940 Rev A.2 JB70 DOOR SB0473
KRGT VEYO J0940 Rev A.2 JB70 DOOR SB0474
KRGT VEYO J0940 Rev A.2 JB70 DOOR SH0470
KRGT VEYO J0940 Rev A.2 JB70 DOOR SH0471
KRGT VEYO J0940 Rev A.2 JB70 DOOR SH0472
KRGT VEYO J0940 Rev A.2 AUXILIARY PC0470/71
KRGT VEYO J0940 Rev A.2 AUXILIARY AF/AU
KRGT VEYO J0940 Rev A.2 AUXILIARY KA A1
KRGT VEYO J0940 Rev A.2 AUXILIARY KA A2
KRGT VEYO J0940 Rev A.2 AUXILIARY KA
KRGT VEYO J0940 Rev A.2 AUXILIARY KA/RED
KRGT VEYO J0940 Rev A.2 AUXILIARY UJ2080
KRGT VEYO J0940 Rev A.2 AUXILIARY BA2080
KRGT VEYO J0940 Rev A.2 AUXILIARY FU
KRGT VEYO J0940 Rev A.2 AUXILIARY XT
KRGT VEYO J0940 Rev A.2 CONSOLE AT0190
KRGT VEYO J0940 Rev A.2 BOP AU
KRGT VEYO J0940 Rev A.2 BOP AF0140'S
KRGT VEYO J0940 Rev A.2 BOP AF0180'S
KRGT VEYO J0940 Rev A.2 BOP KA A1
KRGT VEYO J0940 Rev A.2 BOP KA A2
KRGT VEYO J0940 Rev A.2 BOP KA
KRGT VEYO J0940 Rev A.2 BOP KT L/S
KRGT VEYO J0940 Rev A.2 BOP KT R/S
KRGT VEYO J0940 Rev A.2 BOP XT
KRGT VEYO J0940 Rev A.2 BOP BA1212
KRGT VEYO J0940 Rev A.2 BOP UJ1212
KRGT VEYO J0940 Rev A.2 BOP FU
KRGT VEYO J0940 Rev A.2 HP COMP AF/AU
KRGT VEYO J0940 Rev A.2 HP COMP 1444'S
KRGT VEYO J0940 Rev A.2 HP COMP KA A1/A2
KRGT VEYO J0940 Rev A.2 HP COMP KA
KRGT VEYO J0940 Rev A.2 HP COMP XT/FU
KRGT VEYO J0940 Rev A.2 B AU
KRGT VEYO J0940 Rev A.2 B AF0060'S
KRGT VEYO J0940 Rev A.2 B AF0070'S
KRGT VEYO J0940 Rev A.2 B 1444'S
KRGT VEYO J0940 Rev A.2 B KA A1
KRGT VEYO J0940 Rev A.2 B KA A2
KRGT VEYO J0940 Rev A.2 B KA
KRGT VEYO J0940 Rev A.2 B UA1200
KRGT VEYO J0940 Rev A.2 B AT0680
KRGT VEYO J0940 Rev A.2 B XT
KRGT VEYO J0940 Rev A.2 B FU
KRGT VEYO J0940 Rev A.2 A AU
KRGT VEYO J0940 Rev A.2 A AF0090'S
KRGT VEYO J0940 Rev A.2 A KA A1
KRGT VEYO J0940 Rev A.2 A KA A2
KRGT VEYO J0940 Rev A.2 A KA
KRGT VEYO J0940 Rev A.2 A KA/RED
KRGT VEYO J0940 Rev A.2 A KT L/S
KRGT VEYO J0940 Rev A.2 A KT R/S
KRGT VEYO J0940 Rev A.2 A XT
KRGT VEYO J0940 Rev A.2 A BA/UJ
KRGT VEYO J0940 Rev A.2 A UV0600
KRGT VEYO J0940 Rev A.2 A FU
KRGT VEYO J0940 Rev A.2 A AF-B
KRGT VEYO J0940 Rev A.2 A KA-B
KRGT VEYO J0940 Rev A.2 A KT-B
KRGT VEYO J0940 Rev A.2 A XT-B