## Blue Labels
(SHT 1) CONSOLE | (SHT 2) CONSOLE | (SHT 4) TCP | (SHT 5) PWR DISTRIBUTION RAIL | (SHT 6) VIBRATION | (SHT 7) A PANEL | (SHT 8) B PANEL | (SHT 9) GENERATOR PANEL
EL0273 | AT0190K | HL0411 | AT0680 | AF0400 | AR0600 | GR0234 | AT0140
HA0273 | AT0190 | HL0410 | FU0680 | AF0410 | AP0609 | FU0070 | XT0341
ZS0273 |  | HL0409 | XT0680 | AF0420 | AP0608 | FU0071 | XT0940
FG0000 |  | HL0408 | FU0560 | AF0440 | AP0607 | XT0070 | XT1940
|  | HL0407 | FU0190 | AF0450 | AP0606 | AU0070 | XT0351
|  | HL0406 | FU0200 | XT0400 | AP0605 | AF0071 | XT0350
|  | HL0405 | FU0201 | FU0110 | AP0603 | AF0072 | XT0352
|  | HL0404 | FU0273 | FU0113 | AP0602 | AF0073 | KA0135
|  | HL0403 | XT0560 | XT0110 | AP0601 | AF0074 | KA0180
|  | HL0402 | XT0561 | GR0110 | AT0600 | AF0075 | KA3103
|  | HL0401 | XT0562 | IEG0110 | UV0600 | AF0076 | KA4100
|  | HL0400 | XT0563 | XT9400 | AP0604 | AF0077 | XT9000
|  | SH0412 |  | GR0182 | XT0081 | GR0233 | XT9003
|  | SH0411 |  | XT0130 | AU0090 | XT9070 | GR0142
|  | SH0405 |  | XT0180 | AF0091 | XT9071 | XT0140G
|  | SH0404 |  | FU0180 | AF0092 | XT9075 | FU0332
|  | SH0410 |  | FU0181 | AF0093 | GR0237 | FU0333
|  | SH0409 |  | KA0181 | AF0094 | XT0233 | FU0334
|  | SH0401 |  | KA0182 | AF0095 | XT0235 | FU0335
|  | XT0564 |  | KA0183 | XT0136 | XT0237 | KA0185
|  | AU0200 |  | KA2430 | KA0130 | XT0240 | KA0186
|  | AF0201 |  | XT3150 | KA0131 | KA1020 | KA0310
|  | AF0202 |  | AU0180 | KA0132 | KA0222 | KA0333
|  | GR0200 |  | AF0181 | KA0141 | FU0210 | KA0330
|  | SB0408 |  | AF0182 | KA0133 | FU0211 | KA0332
|  | SB0407 |  | AF0183 | KA0134 | FU0212 | KA0343
|  | SH0408 |  | AF0184 | KA0144 | KA0235 | KA0331
|  | SB0405 |  | AF0185 | KA0136 | KA0236 | KA0342
|  | SB0406 |  | GR0180 | KA0137 | KA0237 | KA0335
|  | SA0401 |  | XT9180 | KA0138 | KA0238 | KA0336
|  | SB0404 |  | XT9181 | KT0140 | KA0239 | KA6000
|  | SB0403 |  | GR0181 | KT0141 | KA0240 | KA6001
|  | SB0402 |  |  | KT0142 | KA0248 | XT0332
|  | SB0401 |  |  | KT0143 | KA0250 | XT0334
|  | SB0400 |  |  | KT0144 | KA0241 | XT0335
|  | SA0400 |  |  | KT0145 | KA0242 | XT0336
[5 empty] | KT0146 | KA0243 | XT0337
[5 empty] | GR0133 | KA0244 | XT0313
[5 empty] | XT9090 | KA0246 | FU0313
[5 empty] | XT9990 | KA0247 | FU0314
[5 empty] | GR0135 | KA0245 | XT0360
[5 empty] | FU0080 | KA0249 | XT0370
[5 empty] | FU0081 | KA0231 | GR0141
[5 empty] | FU0082 | KA0232 | KA0121
[5 empty] | XT0080 | KA0233 | KA0122
[5 empty] | XT0085 | KA0234 | KA0123
[5 empty] | AU0080 | KA0214 | KA0126
[5 empty] | AF0081 | KA0217 | KA0127
[5 empty] | AF0082 | KA7512 | KA0128
[5 empty] | AF0083 | XT0071 | KA0129
[5 empty] | AF0084 | GR0232 | KA9936
[5 empty] | AF0085 | XT9002 | FU0120
[5 empty] | AF0086 | XT9017 | FU0121
[5 empty] | AF0087 | GR0236 | XT0120
[5 empty] | GR0134 | FU0060 | AF0123
[5 empty] | XT9080 | FU0061 | AF0122
[5 empty] | XT9081 | FU0062 | AF0121
[5 empty] | GR0136 | FU0063 | AU0120
[5 empty] | FU0090 | FU0064 | XT9120
[5 empty] | FU0091 | XT0060 | XT9991
[5 empty] | FU0092 | AF0068 | GR0120
[5 empty] | FU0093 | AF0067 | KA0364
[5 empty] | XT0090 | AF0066 | KA0365
[5 empty] | PC0470 | AF0065 | KA4632
[5 empty] | FU0010 | AF0064 | KA4633
[5 empty] | FU0139 | AF0063 | KA4642
[5 empty] | XT0138 | AF0062 | KA4643
[5 empty] | XT0139 | AF0061 | KA0313
[5 empty] | XT0134 | AU0060 | PEG0140
[5 empty] | XT0135 | GR0231
[5 empty] | FU0137 | XT9060
[5 empty] | FU0136 | XT9061
[5 empty] | KA0221 | GR0235
[5 empty] | KA2160 | IEG0010
[5 empty] | KA2161 | IEG0230
FU0681
AT0681
FU0012
FU0013
FU0014
FU0015
FU0016
FU0017
XT0011
XT0012
GR0131
FU0011
XT0013
GR0132
F0200
PEG0130

## White Labels
(SHT 7) A PANEL | (SHT 7) A PANEL - (SHT 8) B PANEL | (SHT 7) A PANEL - (SHT 9) GENERATOR PANEL | (SHT 8) B PANEL | (SHT 8) B PANEL - (SHT 9) GENERATOR PANEL | (SHT 8) B PANEL - (SHT 4) TCP | (SHT 8) B PANEL - (SHT 6) VIBRATION | (SHT 9) GENERATOR PANEL | (SHT 9) GENERATOR PANEL - (SHT 6) VIBRATION | (SHT 5) PWR DISTRIBUTION RAIL - (SHT 4) TCP | (SHT 6) VIBRATION
0V | IEG02301 | PEG0140G | AF0064G | IEG023010 | IEG02307 | IEG0110G | AF0120G | AT0140LS(S) | 0V1 | AU0180G
AF0083G | IEG023011 |  | AF0065G |  | IEG02308 |  | EXCS |  | ESTOPA | GR0180
AF0084G | IEG02302 |  | AF0066G |  |  |  | MCTN |  | ESTOPB | IEG01101
AF0085G | IEG02303 |  | AF0068SH |  |  |  | PMGS |  | FU0139 | IEG01102
AF0094G | IEG02309 |  | AF0071G |  |  |  | VBUSN |  | FU0200 | XT04001
AU0080G |  |  | AF0072G |  |  |  | WC8101 |  | FU0201 | XT04002
PEG01301 |  |  | AF0073G |  |  |  | WC8102 |  | KA023612
UV0600G |  |  | AF0074G |  |  |  | WC8201 |  | KA0241A1
|  |  | AF0075G |  |  |  | WC8301
AU0060G
AU0070G
IEG02305
IEG02306
IEG0230G

## Heat Shrink Labels
(SHT 7) A PANEL | (SHT 8) B PANEL | (SHT 8) B PANEL - (SHT 6) VIBRATION | (SHT 9) GENERATOR PANEL | (SHT 6) VIBRATION
WC2126 | WC2100 | WC7000 | WC2170 | WC1304
WC2127 | WC2111 |  | WC2370 | WC1329
WC2154 | WC2112 |  | WC2470 | WC1331
WC2180 | WC2113 |  | WC2570 | WC1333
WC2250 | WC2114 |  | WC3270 | WC2143
WC2251 | WC2115 |  | WC8009 | WC2145
WC2252 | WC2116 |  |  | WC7581
WC4112 | WC2229 |  |  | WC7582
WC4619 | WC4122 |  |  | WC7903
WC4623 | WC4123
WC4134
WC4135
WC4148
WC4187
WC4188
WC4193
WC4220
WC4226
WC4256
WC4293
WC4317
WC4321
WC4562
WC4681
WC4682
WC4724
WC4901
WC7280
WC7281
WC7300
WC7301
WC7583

## A PANEL
A PANEL
CONTROL CONSOLE
Project # | J0960
Project Name | TITAN TIRE
Revision | A
Controls DE | A.DOMINGUEZ
Phone: | 0
Controls ME | N.CARPENTER
Phone:
From | [5 empty] | To
Device ID | Cable (W) Conductor (SC) Jumper Clip (JC) | Wire No. | Wire ID | Gauge/Size | Page/Zone | Device ID | Location | Page/Zone
XT0011:1 | JC | 0V | CLIP | --- | 13.C4 | XT0011:2 | A PANEL | 13.C4 | USED
XT0011:2 | JC | 0V | CLIP | --- | 13.C4 | XT0011:3 | A PANEL | 13.C4 | USED
XT0011:3 | JC | 0V | CLIP | --- | 13.C4 | XT0011:4 | A PANEL | 13.C4 | USED
XT0012:2 | JC | 24V | CLIP | --- | 13.B3 | XT0012:1 | A PANEL | 13.B3 | USED
XT0012:3 | JC | 0V | CLIP | --- | 13.B3 | XT0012:4 | A PANEL | 13.B3 | USED
XT0080:1 | JC | 0V | CLIP | --- | 7.B1 | XT0080:2 | A PANEL | 7.B1 | USED
XT0080:2 | JC | 0V | CLIP | --- | 7.B1 | XT0080:3 | A PANEL | 7.B1 | USED
XT0081:1 | JC | 0V | CLIP | --- | 7.D1 | XT0081:2 | A PANEL | 7.D1 | USED
XT0134:1 | JC | 0V | CLIP | --- | 14.B3 | XT0134:2 | A PANEL | 14.B3 | USED
XT0134:2 | JC | 0V | CLIP | --- | 14.B3 | XT0134:3 | A PANEL | 14.B3 | USED
XT0134:3 | JC | 0V | CLIP | --- | 14.B3 | XT0134:4 | A PANEL | 14.B3 | USED
XT0135:1 | JC | 0V | CLIP | --- | 14.B4 | XT0135:2 | A PANEL | 14.B4 | USED
XT0135:2 | JC | 0V | CLIP | --- | 14.B4 | XT0135:3 | A PANEL | 14.B4 | USED
XT0136:1 | JC | FU0139 | CLIP | --- | 15.A2 | XT0136:2 | A PANEL | 15.A2 | USED
XT0138:1 | JC | FU0136 | CLIP | --- | 14.A3 | XT0138:2 | A PANEL | 14.A3 | USED
XT0138:2 | JC | FU0136 | CLIP | --- | 14.A3 | XT0138:3 | A PANEL | 14.A3 | USED
XT0138:3 | JC | FU0136 | CLIP | --- | 14.A3 | XT0138:4 | A PANEL | 14.B3 | USED
XT0139:1 | JC | FU0137 | CLIP | --- | 14.A4 | XT0139:2 | A PANEL | 14.A4 | USED
XT0139:2 | JC | FU0137 | CLIP | --- | 14.A4 | XT0139:3 | A PANEL | 14.B4 | USED
XT9080:22 | JC | TE12602 | CLIP | --- | 53.B5 | XT9080:23 | A PANEL | 53.B5 | USED
KA0130:14 | SC | 008103 | WHT | 20 | 17.C7 | AF0081:03 | A PANEL | 17.D6 | USED
AF0081:04 | SC | SB047212 | WHT | 20 | 27.B7 | XT9081:6 | A PANEL | 27.B5 | USED
AF0081:07 | SC | SB75122 | WHT | 20 | 29.D7 | XT9080:7 | A PANEL | 29.D5 | USED
AF0081:19 | SC | UA1200J27 | WHT | 20 | 17.C7 | XT9080:2 | A PANEL | 17.D5 | USED
KA0130:A1 | SC | 008135 | WHT | 20 | 17.C7 | AF0081:35 | A PANEL | 17.C5 | USED
AF0081:36 | SC | SB047211 | WHT | 20 | 27.B7 | XT9081:5 | A PANEL | 27.B5 | USED
AF0081:39 | SC | SB75121 | WHT | 20 | 29.D7 | XT9080:6 | A PANEL | 29.D5 | USED
AF0081:COM | SC | AF0081N | WHT | 16 | 7.A2 | AF0082:COM | A PANEL | 7.B3 | USED
AF0081:COM | SC | AU0080N | WHT | 20 | 7.A2 | AU0080:COM | A PANEL | 7.A1 | USED
AF0081:J | SC | * |  |  | 7.A2 | AF0082:P | A PANEL | 7.B3 | USED
AF0081:V+ | SC | AF0081P | WHT | 16 | 7.A2 | AF0082:V+ | A PANEL | 7.B3 | USED
AF0081:V+ | SC | AU0080P | WHT | 20 | 7.A2 | AU0080:V+ | A PANEL | 7.A1 | USED
AF0082:00 | SC | PS31502 | WHT | 20 | 63.B7 | XT9081:34 | A PANEL | 63.B5 | USED
KA0131:14 | SC | KA013114 | WHT | 20 | 62.B7 | AF0082:01 | A PANEL | 15.D4 | USED
AF0082:05 | SC | LS31002 | WHT | 20 | 64.A7 | XT9081:36 | A PANEL | 64.A5 | USED
AF0082:06 | SC | LS31012 | WHT | 20 | 64.B7 | XT9081:38 | A PANEL | 64.B5 | USED
AF0082:11 | SC | SA047514 | WHT | 20 | 27.A7 | XT9081:4 | A PANEL | 27.B5 | USED
AF0082:12 | SC | SA047524 | WHT | 20 | 27.A7 | XT9081:2 | A PANEL | 27.A5 | USED
AF0082:32 | SC | PS31501 | WHT | 20 | 63.B7 | XT9081:33 | A PANEL | 63.B5 | USED
AF0082:37 | SC | LS31001 | WHT | 20 | 64.A7 | XT9081:35 | A PANEL | 64.A5 | USED
AF0082:38 | SC | LS31011 | WHT | 20 | 64.B7 | XT9081:37 | A PANEL | 64.B5 | USED
AF0082:43 | SC | SA047513 | WHT | 20 | 27.A7 | XT9081:3 | A PANEL | 27.A5 | USED
AF0082:44 | SC | SA047523 | WHT | 20 | 27.A7 | XT9081:1 | A PANEL | 27.A5 | USED
AF0082:COM | SC | AF0082N | WHT | 16 | 7.B3 | AF0083:COM | A PANEL | 7.B3 | USED
AF0082:J | SC | * |  |  | 7.B3 | AF0083:P | A PANEL | 7.B3 | USED
AF0082:V+ | SC | AF0082P | WHT | 16 | 7.B3 | AF0083:V+ | A PANEL | 7.B3 | USED
AF0083:COM | SC | AF0083N | WHT | 16 | 7.B3 | AF0084:COM | A PANEL | 7.B4 | USED
AF0083:J | SC | * |  |  | 7.B3 | AF0084:P | A PANEL | 7.B4 | USED
AF0083:SH | SC | AF0083G | GRN | 14 | 7.B3 | AF0084:SH | A PANEL | 7.B4 | USED
AF0083:SH | SC | AU0080G | GRN | 14 | 7.B3 | AU0080:GND | A PANEL | 7.A1 | USED
AF0083:V+ | SC | AF0083P | WHT | 16 | 7.B3 | AF0084:V+ | A PANEL | 7.B4 | USED
AF0084:COM | SC | AF0084N | WHT | 16 | 7.B4 | AF0085:COM | A PANEL | 7.B4 | USED
AF0084:J | SC | * |  |  | 7.B4 | AF0085:P | A PANEL | 7.B4 | USED
AF0084:SH | SC | AF0084G | GRN | 14 | 7.B4 | AF0085:SH | A PANEL | 7.B4 | USED
AF0084:V+ | SC | AF0084P | WHT | 16 | 7.B4 | AF0085:V+ | A PANEL | 7.B4 | USED
AF0085:COM | SC | AF0085N | WHT | 16 | 7.B4 | AF0086:COM | A PANEL | 7.B5 | USED
AF0085:J | SC | * |  |  | 7.B4 | AF0086:P | A PANEL | 7.B5 | USED
AF0085:SH | SC | AF0085G | GRN | 14 | 7.B4 | AF0086:SH | A PANEL | 7.B5 | USED
AF0085:V+ | SC | AF0085P | WHT | 16 | 7.B4 | AF0086:V+ | A PANEL | 7.B5 | USED
AF0086:COM | SC | AF0086N | WHT | 16 | 7.B5 | AF0087:COM | A PANEL | 7.B6 | USED
AF0086:J | SC | * |  |  | 7.B5 | AF0087:P | A PANEL | 7.B6 | USED
AF0086:V+ | SC | AF0086P | WHT | 16 | 7.B5 | AF0087:V+ | A PANEL | 7.B6 | USED
KA0136:24 | SC | KA013624 | WHT | 20 | 15.B4 | AF0087:11 | A PANEL | 15.B3 | USED
KA0136:21 | SC | KA013621 | WHT | 20 | 15.B4 | AF0087:43 | A PANEL | 15.B3 | USED
AF0091:03 | SC | PDS63113 | WHT | 20 | 73.B7 | XT9090:5 | A PANEL | 73.B5 | USED
AF0091:05 | SC | GD05253 | WHT | 20 | 13.A7 | XT9090:2 | A PANEL | 13.A2 | USED
KA0141:14 | SC | KA014114 | WHT | 20 | 15.C2 | AF0091:07 | A PANEL | 15.C2 | USED
AF0091:37 | SC | GD05252 | WHT | 20 | 13.A7 | XT9090:1 | A PANEL | 13.A2 | USED
KA0141:11 | SC | KA014111 | WHT | 20 | 15.C2 | AF0091:39 | A PANEL | 15.C2 | USED
AF0091:COM | SC | AF0091N | WHT | 16 | 7.D2 | AF0094:COM | A PANEL | 7.D4 | USED
AF0091:COM | SC | AU0090N | WHT | 20 | 7.D2 | AU0090:COM | A PANEL | 7.C1 | USED
AF0091:J | SC | * |  |  | 7.D2 | AF0092:P | A PANEL | 7.D3 | USED
AF0091:V+ | SC | AF0091P | WHT | 14 | 7.D2 | AF0094:V+ | A PANEL | 7.D4 | USED
AF0091:V+ | SC | AU0090P | WHT | 20 | 7.D2 | AU0090:V+ | A PANEL | 7.C1 | USED
KA0133:A1 | SC | KA0133A1 | WHT | 20 | 62.A7 | AF0092:02 | A PANEL | 15.C6 | USED
KA2160:A1 | SC | 009204 | WHT | 20 | 31.A6 | AF0092:04 | A PANEL | 31.A5 | USED
KA2161:A1 | SC | 009207 | WHT | 20 | 31.A6 | AF0092:07 | A PANEL | 31.B5 | USED
KA2160:A2 | SC | 009220 | WHT | 20 | 31.A6 | AF0092:20 | A PANEL | 31.A5 | USED
KA2161:A2 | SC | 009223 | WHT | 20 | 31.A6 | AF0092:23 | A PANEL | 31.B5 | USED
AF0092:COM | SC | 0V | WHT | 14 | 7.D3 | XT0081:1 | A PANEL | 7.D1 | USED
AF0092:J | SC | * |  |  | 7.D3 | AF0093:P | A PANEL | 7.D3 | USED
AF0092:V+ | SC | FU0091 | WHT | 14 | 7.D3 | FU0091:LD | A PANEL | 7.D1 | USED
AF0093:12 | SC | 009312 | WHT | 20 | 28.B7 | PC0470:INP_A | A PANEL | 28.B5 | USED
AF0093:28 | SC | 009328 | WHT | 20 | 28.B7 | PC0470:-PWR | A PANEL | 28.B5 | USED
AF0093:44 | SC | 009344 | WHT | 20 | 28.B7 | PC0470:+PWR | A PANEL | 28.B5 | USED
AF0093:COM | SC | 0V | WHT | 14 | 7.D3 | XT0081:2 | A PANEL | 7.D1 | USED
AF0093:J | SC | * |  |  | 7.D3 | AF0094:P | A PANEL | 7.D4 | USED
AF0093:V+ | SC | FU0092 | WHT | 14 | 7.D3 | FU0092:LD | A PANEL | 7.D1 | USED
AF0094:00 | SC | 009400 | WHT | 20 | 13.B7 | XT0085:2 | A PANEL | 13.B6 | USED
AF0094:01 | SC | 0V | WHT | 20 | 13.B7 | XT0085:3 | A PANEL | 13.B6 | USED
AF0094:J | SC | * |  |  | 7.D4 | AF0095:P | A PANEL | 7.D4 | USED
AF0094:SH | SC | AF0094G | GRN | 14 | 7.D4 | AU0090:GND | A PANEL | 7.C1 | USED
KA0221:14 | SC | 009502 | WHT | 20 | 46.B7 | AF0095:02 | A PANEL | 46.B6 | USED
AF0095:18 | SC | SV21202 | WHT | 20 | 46.B7 | XT9090:4 | A PANEL | 46.B5 | USED
AF0095:COM | SC | 0V | WHT | 14 | 7.D4 | XT0081:2 | A PANEL | 7.D1 | USED
AF0095:V+ | SC | FU0093 | WHT | 14 | 7.D4 | FU0093:LD | A PANEL | 7.D1 | USED
AR0600:IE1 | SC | UV0600G | GRN | 14 | 4.A1 | UV0600:GND | A PANEL | 4.B2 | USED
AT0681:+ | SC | FU0681 | WHT | 20 | 4.C4 | FU0681:LD | A PANEL | 14.C5 | USED
AT0681:GND | SC | AT0681G | GRN/YEL | 16 | 4.C4 | FG0002:FRAME | A PANEL | 4.D3 | USED
AU0080:COM | SC | 0V | WHT | 14 | 7.A1 | XT0080:1 | A PANEL | 7.B1 | USED
AU0080:V+ | SC | FU0080 | WHT | 14 | 7.A1 | FU0080:LD | A PANEL | 7.B1 | USED
AU0090:COM | SC | 0V | WHT | 14 | 7.C1 | XT0081:1 | A PANEL | 7.D1 | USED
AU0090:V+ | SC | FU0090 | WHT | 14 | 7.C1 | FU0090:LD | A PANEL | 7.D1 | USED
XT9080:7 | SC | JP2 | VIO | 20 | 29.D5 | XT9080:6 | A PANEL | 29.D5 | USED
XT9080:9 | SC | JP10 | VIO | 20 | 29.D5 | XT9080:8 | A PANEL | 29.D5 | USED
F0200:GND | SC | PEG01301 | GRN/YEL | 12 | 13.B2 | PEG0130:1 | A PANEL | 13.B3 | USED
F0200:LD - | SC | 0V | WHT | 10 | 13.B2 | XT0012:3 | A PANEL | 13.B3 | USED
F0200:LD + | SC | 24V | WHT | 10 | 13.B2 | XT0012:1 | A PANEL | 13.B3 | USED
F0200:LI - | SC | 521NEG | WHT | 10 | 13.B2 | XT0013:1 | A PANEL | 13.B2 | USED
F0200:LI + | SC | FU0011LD | WHT | 10 | 13.B2 | FU0011:LD | A PANEL | 13.B2 | USED
FU0010:LD | SC | FU0010 | WHT | 14 | 14.A5 | UV0600:(+) | A PANEL | 4.B2 | USED
FU0010:LI | SC | FU0137 | WHT | 14 | 14.A5 | FU0139:LI | A PANEL | 14.A5 | USED
FU0010:LI | SC | FU0137 | WHT | 14 | 14.A5 | XT0139:1 | A PANEL | 14.A4 | USED
FU0011:LI | SC | FU0011LI | WHT | 10 | 13.B2 | XT0013:2 | A PANEL | 13.B2 | USED
FU0012:LD | SC | FU0012 | WHT | 12 | 13.B4 | XT9990:5 | A PANEL | 42.D5 | USED
FU0012:LI | SC | 24V | WHT | 12 | 13.B4 | FU0013:LI | A PANEL | 13.B4 | USED
FU0012:LI | SC | 24V | WHT | 12 | 13.B4 | XT0012:2 | A PANEL | 13.B3 | USED
FU0013:LD | SC | FU0013 | WHT | 12 | 13.B4 | XT9990:1 | A PANEL | 44.D5 | USED
FU0013:LI | SC | 24V | WHT | 12 | 13.B4 | FU0014:LI | A PANEL | 13.C4 | USED
FU0014:LI | SC | 24V | WHT | 12 | 13.C4 | FU0015:LI | A PANEL | 13.C4 | USED
FU0015:LI | SC | 24V | WHT | 12 | 13.C4 | FU0016:LI | A PANEL | 13.C4 | USED
FU0016:LI | SC | 24V | WHT | 12 | 13.C4 | FU0017:LI | A PANEL | 13.C4 | USED
FU0080:LI | SC | FU0137 | WHT | 14 | 7.B1 | XT0139:1 | A PANEL | 14.A4 | USED
FU0090:LI | SC | FU0137 | WHT | 14 | 7.D1 | XT0139:2 | A PANEL | 14.A4 | USED
FU0090:LI | SC | FU0137 | WHT | 14 | 7.D1 | FU0091:LI | A PANEL | 7.D1 | USED
FU0091:LI | SC | FU0137 | WHT | 14 | 7.D1 | FU0092:LI | A PANEL | 7.D1 | USED
FU0092:LI | SC | FU0137 | WHT | 14 | 7.D1 | FU0093:LI | A PANEL | 7.D1 | USED
FU0136:LD | SC | FU0136 | WHT | 10 | 14.A3 | XT0138:1 | A PANEL | 14.A3 | USED
FU0136:LI | SC | 24V | WHT | 10 | 14.A3 | XT0012:1 | A PANEL | 13.B3 | USED
FU0137:LD | SC | FU0137 | WHT | 12 | 14.A4 | XT0139:1 | A PANEL | 14.A4 | USED
FU0137:LI | SC | FU0136 | WHT | 12 | 14.A4 | XT0138:1 | A PANEL | 14.A3 | USED
FU0139:LD | SC | FU0139 | WHT | 14 | 14.A5 | XT0136:1 | A PANEL | 15.A2 | USED
GR0131: | SC | GR0131 | GRN/YEL | 14 | 3.A4 | FRAME | A PANEL | 3.A3 | USED
GR0132: | SC | GR0132 | GRN/YEL | 14 | 3.A4 | FRAME | A PANEL | 3.A3 | USED
KA0130:A1 | SC | 008135 | WHT | 20 | 17.C5 | KA0130:11 | A PANEL | 17.D6 | USED
KA0130:A2 | SC | UA1200J26 | WHT | 20 | 17.C5 | XT9080:1 | A PANEL | 17.C5 | USED
KA0131:12 | SC | KA013724 | WHT | 20 | 15.D4 | KA0137:24 | A PANEL | 15.D3 | USED
KA0131:14 | SC | KA013114 | WHT | 20 | 15.D4 | AF0092:06 | A PANEL | 62.A7 | USED
KA0131:A1 | SC | KA0231A1 | WHT | 20 | 15.B6 | KA0132:A1 | A PANEL | 15.B6 | USED
KA0131:A1 | SC | KA0231A1 | WHT | 20 | 15.B6 | XT0136:6 | A PANEL | 15.B5 | USED
KA0131:A2 | SC | 0V | WHT | 20 | 15.B6 | KA0132:A2 | A PANEL | 15.B6 | USED
KT0145:A2 | SC | 0V | WHT | 20 | 15.B6 | KA0131:A2 | A PANEL | 15.B6 | USED
KT0145:15 | SC | FU0139 | WHT | 20 | 15.A3 | KA0132:11 | A PANEL | 15.D2 | USED
KA0132:11 | SC | FU0139 | WHT | 20 | 15.A3 | KA0133:11 | A PANEL | 15.A3 | USED
KT0142:A1 | SC | KT0141A1 | WHT | 20 | 15.A3 | KA0132:12 | A PANEL | 15.A6 | USED
KA0132:12 | SC | KT0141A1 | WHT | 20 | 15.A3 | KA0133:12 | A PANEL | 15.A3 | USED
KA0132:21 | SC | KA0138A1 | WHT | 20 | 15.D4 | KA0138:A1 | A PANEL | 15.D6 | USED
KA0132:22 | SC | KA013222 | WHT | 20 | 15.D4 | KA0137:14 | A PANEL | 15.D3 | USED
KT0141:18 | SC | KA013222 | WHT | 20 | 15.D4 | KA0132:22 | A PANEL | 15.D2 | USED
KA0132:24 | SC | KA013224 | WHT | 20 | 15.D4 | KA0134:14 | A PANEL | 15.D3 | USED
KA0132:A1 | SC | KA0231A1 | WHT | 20 | 15.B6 | KA0141:A1 | A PANEL | 15.C6 | USED
KA0132:A2 | SC | 0V | WHT | 20 | 15.B6 | KA0141:A2 | A PANEL | 15.C6 | USED
KA0133:11 | SC | FU0139 | WHT | 20 | 15.A3 | KA0134:11 | A PANEL | 15.D3 | USED
KA0133:A2 | SC | 0V | WHT | 20 | 15.C6 | KA0134:A2 | A PANEL | 15.C6 | USED
KA0133:A2 | SC | 0V | WHT | 20 | 15.C6 | KA0141:A2 | A PANEL | 15.C6 | USED
KA0134:11 | SC | FU0139 | WHT | 20 | 15.D3 | KA0136:11 | A PANEL | 15.B4 | USED
KA0134:A1 | SC | FU0139 | WHT | 20 | 15.C6 | XT0136:2 | A PANEL | 15.A2 | USED
KA0134:A2 | SC | 0V | WHT | 20 | 15.C6 | KA0144:A2 | A PANEL | 15.C6 | USED
KA0136:11 | SC | FU0139 | WHT | 20 | 15.B4 | KA0137:21 | A PANEL | 15.D3 | USED
KA0136:14 | SC | KA013821 | WHT | 20 | 15.B4 | KA0138:21 | A PANEL | 15.B5 | USED
KA0136:A1 | SC | PS32002 | WHT | 20 | 15.D6 | XT9081:30 | A PANEL | 61.D5 | USED
KA0136:A2 | SC | 0V | WHT | 20 | 15.D6 | KA0137:A2 | A PANEL | 15.D6 | USED
KA0137:21 | SC | FU0139 | WHT | 20 | 15.D3 | KA0137:11 | A PANEL | 15.D3 | USED
KA0137:24 | SC | KA013724 | WHT | 20 | 15.D3 | AF0087:09 | A PANEL | 15.C4 | USED
KT0142:18 | SC | KA0137A1 | WHT | 20 | 15.D6 | KA0137:A1 | A PANEL | 15.D2 | USED
KA0137:A2 | SC | 0V | WHT | 20 | 15.D6 | KA0138:A2 | A PANEL | 15.D6 | USED
KT0144:B1 | SC | KT0144B1 | WHT | 20 | 15.B5 | KA0138:24 | A PANEL | 15.B6 | USED
KT0146:A1 | SC | KT0146A1 | WHT | 20 | 15.B2 | KA0141:21 | A PANEL | 15.B2 | USED
KA0141:24 | SC | FU0139 | WHT | 20 | 15.B2 | XT0136:2 | A PANEL | 15.A2 | USED
KT0140:15 | SC | FU0139 | WHT | 20 | 15.A2 | XT0136:2 | A PANEL | 15.A2 | USED
KT0140:15 | SC | FU0139 | WHT | 20 | 15.D1 | KT0142:15 | A PANEL | 15.D2 | USED
KT0140:16 | SC | KT014115 | WHT | 20 | 15.D1 | KT0141:15 | A PANEL | 15.D2 | USED
KT0140:18 | SC | KT0143A1 | WHT | 20 | 15.A2 | KT0143:A1 | A PANEL | 15.A6 | USED
KT0140:A1 | SC | KT0140A1 | WHT | 20 | 15.A6 | KT0143:16 | A PANEL | 15.A5 | USED
KT0140:A2 | SC | 0V | WHT | 20 | 15.A6 | KT0141:A2 | A PANEL | 15.A6 | USED
KT0140:A2 | SC | 0V | WHT | 20 | 15.A6 | XT0136:3 | A PANEL | 15.A2 | USED
KT0141:18 | SC | KA013222 | WHT | 20 | 15.D2 | KT0144:18 | A PANEL | 15.D2 | USED
KT0141:A1 | SC | KT0141A1 | WHT | 20 | 15.A6 | KT0143:15 | A PANEL | 15.A5 | USED
KT0141:A1 | SC | KT0141A1 | WHT | 20 | 15.A6 | KT0142:A1 | A PANEL | 15.A6 | USED
KT0141:A2 | SC | 0V | WHT | 20 | 15.A6 | KT0142:A2 | A PANEL | 15.A6 | USED
KT0142:15 | SC | FU0139 | WHT | 20 | 15.D2 | KT0144:A1 | A PANEL | 15.B6 | USED
KT0142:18 | SC | KA0137A1 | WHT | 20 | 15.D2 | KT0145:18 | A PANEL | 15.D2 | USED
KT0142:A2 | SC | 0V | WHT | 20 | 15.A6 | KT0143:A2 | A PANEL | 15.A6 | USED
KT0143:A2 | SC | 0V | WHT | 20 | 15.A6 | KT0144:A2 | A PANEL | 15.B6 | USED
KT0144:15 | SC | FU0139 | WHT | 20 | 15.D2 | KT0144:A1 | A PANEL | 15.B6 | USED
KT0144:15 | SC | FU0139 | WHT | 20 | 15.D2 | KT0145:15 | A PANEL | 15.D2 | USED
KT0144:A2 | SC | 0V | WHT | 20 | 15.B6 | KT0145:A2 | A PANEL | 15.B6 | USED
PC0470:INP_A | SC | 009312 | WHT | 20 | 28.B5 | PC0470:INP_B | A PANEL | 28.B5 | USED
PEG0130:3 | SC | 0V | GRN/YEL | 12 | 14.B4 | XT0135:3 | A PANEL | 14.B4 | USED
RR0604A:-150 OHM^1/2 WATT | SC | AP06041 | LEAD | --- | 4.D3 | AT0681:1 | A PANEL | 4.C4 | USED
RR0604A:-150 OHM^1/2 WATT | SC | AP06042 | LEAD | --- | 4.D3 | AT0681:2 | A PANEL | 4.C4 | USED
RR0851: -3.01K OHM | SC | FU0137 | LEAD | --- | 13.A6 | XT0085:1 | A PANEL | 13.A6 | USED
RR0851: -3.01K OHM | SC | 009400 | LEAD | --- | 13.A6 | XT0085:2 | A PANEL | 13.B6 | USED
RR0852: -1.0K OHM | SC | 0V | LEAD | --- | 13.B6 | XT0085:3 | A PANEL | 13.B6 | USED
RR0852: -1.0K OHM | SC | 009400 | LEAD | --- | 13.B6 | XT0085:2 | A PANEL | 13.B6 | USED
UV0600:(-) | SC | 0V | WHT | 14 | 4.B2 | XT0135:1 | A PANEL | 14.B4 | USED
XT0012:3 | SC | 0V | WHT | 10 | 13.B3 | XT0134:1 | A PANEL | 14.B3 | USED
XT0012:4 | SC | 0V | WHT | 12 | 13.B3 | XT0011:1 | A PANEL | 13.C4 | USED
XT0080:1 | SC | 0V | WHT | 14 | 7.B1 | XT0135:2 | A PANEL | 14.B4 | USED
XT0085:1 | SC | FU0137 | WHT | 20 | 13.A6 | XT0139:3 | A PANEL | 14.B4 | USED
XT0085:3 | SC | 0V | WHT | 20 | 13.B6 | XT0135:3 | A PANEL | 14.B4 | USED
XT0135:1 | SC | 0V | WHT | 12 | 14.B4 | XT0134:1 | A PANEL | 14.B3 | USED
XT0135:1 | SC | 0V | WHT | 14 | 14.B4 | XT0136:3 | A PANEL | 15.A2 | USED
XT0135:2 | SC | 0V | WHT | 14 | 14.B4 | XT0081:1 | A PANEL | 7.D1 | USED
XT9081:29 | SC | FU0139 | WHT | 20 | 61.D5 | XT0136:1 | A PANEL | 15.A2 | USED
XT9990:3 | SC | 0V | WHT | 12 | 44.D5 | XT0011:2 | A PANEL | 13.C4 | USED
XT9990:4 | SC | 0V | WHT | 12 | 44.D5 | XT0011:3 | A PANEL | 13.C4 | USED
XT9990:7 | SC | 0V | WHT | 12 | 42.D5 | XT0011:1 | A PANEL | 13.C4 | USED
XT9990:8 | SC | 0V | WHT | 12 | 42.D5 | XT0011:2 | A PANEL | 13.C4 | USED
AP0602:L2 | WC0001 | AP0602L2 | ENET | CABLE | 4.A3 | AP0603:L1 | A PANEL | 4.A3 | USED
AP0603:L2 | WC0003 | AP0603L2 | ENET | CABLE | 4.A3 | AU0090:L2 | A PANEL | 7.C1 | USED
AU0080:L1 | WC0009 | AU0080L1 | ENET | CABLE | 7.A1 | AU0090:L1 | A PANEL | 7.C1 | USED
AP0604:L1 | WC0681 | * | ENET | CABLE | 4.D5 | AT0681:ENET | A PANEL | 4.C4 | USED
AF0084:17 | WC2126 | TE32001 | RED | 20 | 61.A7 | XT9081:19 | A PANEL | 61.A5 | USED
AF0084:01 | WC2126 | TE32002 | WHT | 20 | 61.A7 | XT9081:20 | A PANEL | 61.A5 | USED
AF0084:00 | WC2126 | TE32003 | BLK | 20 | 61.A7 | XT9081:21 | A PANEL | 61.A5 | USED
AF0084:48 | WC2126 | TE3200S | SH | 20 | 61.A7 | XT9081:22 | A PANEL | 61.A5 | USED
AF0084:19 | WC2127 | TE31001 | RED | 20 | 66.A7 | XT9081:39 | A PANEL | 66.A5 | USED
AF0084:03 | WC2127 | TE31002 | WHT | 20 | 66.A7 | XT9081:40 | A PANEL | 66.B5 | USED
AF0084:02 | WC2127 | TE31003 | BLK | 20 | 66.A7 | XT9081:41 | A PANEL | 66.B5 | USED
AF0084:50 | WC2127 | TE3100S | SH | 20 | 66.A7 | XT9081:42 | A PANEL | 66.B5 | USED
AF0083:19 | WC2154 | TE12602 | RED | 20 | 53.B7 | XT9080:22 | A PANEL | 53.B5 | USED
AF0083:03 | WC2154 | TE12602 | WHT | 20 | 53.B7 | XT9080:23 | A PANEL | 53.B5 | USED
AF0083:02 | WC2154 | TE12603 | BLK | 20 | 53.B7 | XT9080:24 | A PANEL | 53.B5 | USED
AF0083:50 | WC2154 | TE1260S | SH | 20 | 53.B7 | XT9080:25 | A PANEL | 53.B5 | USED
AF0083:27 | WC2180 | TE11101 | RED | 20 | 36.A7 | XT9081:15 | A PANEL | 36.A5 | USED
AF0083:11 | WC2180 | TE11102 | WHT | 20 | 36.A7 | XT9081:16 | A PANEL | 36.A5 | USED
AF0083:10 | WC2180 | TE11103 | BLK | 20 | 36.A7 | XT9081:17 | A PANEL | 36.A5 | USED
AF0083:58 | WC2180 | TE1110S | SH | 20 | 36.A7 | XT9081:18 | A PANEL | 36.A5 | USED
AF0084:21 | WC2250 | TE11201 | RED | 20 | 38.A6 | XT9080:10 | A PANEL | 38.A5 | USED
AF0084:05 | WC2250 | TE11202 | WHT | 20 | 38.A6 | XT9080:11 | A PANEL | 38.A5 | USED
AF0084:04 | WC2250 | TE11203 | BLK | 20 | 38.A6 | XT9080:12 | A PANEL | 38.A5 | USED
AF0084:52 | WC2250 | TE1120S | SH | 20 | 38.A6 | XT9080:13 | A PANEL | 38.A5 | USED
AF0084:23 | WC2251 | TE11211 | RED | 20 | 38.B6 | XT9080:14 | A PANEL | 38.B5 | USED
AF0084:07 | WC2251 | TE11212 | WHT | 20 | 38.B6 | XT9080:15 | A PANEL | 38.B5 | USED
AF0084:06 | WC2251 | TE11213 | BLK | 20 | 38.B6 | XT9080:16 | A PANEL | 38.B5 | USED
AF0084:54 | WC2251 | TE1121S | SH | 20 | 38.B6 | XT9080:17 | A PANEL | 38.B5 | USED
AF0084:25 | WC2252 | TE11221 | RED | 20 | 38.B6 | XT9080:18 | A PANEL | 38.B5 | USED
AF0084:09 | WC2252 | TE11222 | WHT | 20 | 38.B6 | XT9080:19 | A PANEL | 38.B5 | USED
AF0084:08 | WC2252 | TE11223 | BLK | 20 | 38.B6 | XT9080:20 | A PANEL | 38.B5 | USED
AF0084:56 | WC2252 | TE1122S | SH | 20 | 38.B6 | XT9080:21 | A PANEL | 38.C5 | USED
AF0085:38 | WC4112 | PT32001 | RED | 20 | 61.C7 | XT9081:26 | A PANEL | 61.C5 | USED
AF0085:06 | WC4112 | PT32002 | BLK | 20 | 61.C7 | XT9081:27 | A PANEL | 61.C5 | USED
AF0085:54 | WC4112 | PT3200S | SH | 20 | 61.C7 | XT9081:28 | A PANEL | 61.C5 | USED
AF0085:40 | WC4619 | PDT31001 | RED | 20 | 67.A7 | XT9081:43 | A PANEL | 67.A5 | USED
AF0085:08 | WC4619 | PDT31002 | BLK | 20 | 67.A7 | XT9081:44 | A PANEL | 67.B5 | USED
AF0085:56 | WC4619 | PDT3100S | SH | 20 | 67.A7 | XT9081:45 | A PANEL | 67.B5 | USED
AF0085:44 | WC4623 | PDT32401 | RED | 20 | 61.B7 | XT9081:23 | A PANEL | 61.B5 | USED
AF0085:12 | WC4623 | PDT32402 | BLK | 20 | 61.B7 | XT9081:24 | A PANEL | 61.B5 | USED
AF0085:60 | WC4623 | PDT3240S | SH | 20 | 61.B7 | XT9081:25 | A PANEL | 61.B5 | USED
AF0081:00 | SC | UA1200J21 | WHT | 20 | 16.A7 | KA0241:11 | B PANEL | 16.A5 | USED
AF0081:01 | SC | KA024314 | WHT | 20 | 16.B7 | KA0243:14 | B PANEL | 16.B6 | USED
AF0081:02 | SC | KA024524 | WHT | 20 | 16.B7 | KA0245:24 | B PANEL | 16.B6 | USED
AF0081:08 | SC | KA024214 | WHT | 20 | 16.C7 | KA0242:14 | B PANEL | 16.C6 | USED
AF0081:09 | SC | KA023924 | WHT | 20 | 16.A7 | KA0239:24 | B PANEL | 16.B6 | USED
AF0081:33 | SC | KA024311 | WHT | 20 | 16.B7 | KA0243:11 | B PANEL | 16.B6 | USED
AF0081:34 | SC | KA024521 | WHT | 20 | 16.B7 | KA0245:21 | B PANEL | 16.B6 | USED
AF0081:41 | SC | KA023921 | WHT | 20 | 16.A7 | KA0239:21 | B PANEL | 16.B6 | USED
AF0086:SH | SC | IEG023011 | GRN | 14 | 7.B5 | IEG0230:11 | B PANEL | 7.B6 | USED
AF0091:35 | SC | PDS63112 | WHT | 20 | 73.B7 | XT9060:39 | B PANEL | 73.B5 | USED
AF0094:SH | SC | IEG02302 | GRN | 14 | 7.D4 | IEG0230:2 | B PANEL | 7.D5 | USED
AR0600:IE2 | SC | IEG02301 | GRN | 12 | 4.A1 | IEG0230:1 | B PANEL | 4.B6 | USED
AT0681:- | SC | 0V | WHT | 20 | 4.C4 | XT0235:2 | B PANEL | 14.D4 | USED
FU0016:LD | SC | FU0016 | WHT | 14 | 13.C4 | KA0237:14 | B PANEL | 42.D6 | USED
FU0017:LD | SC | FU0017 | WHT | 14 | 13.C4 | KA0237:24 | B PANEL | 44.D6 | USED
FU0681:LI | SC | FU0210 | WHT | 14 | 14.C5 | XT0233:2 | B PANEL | 14.C4 | USED
GR0133: | SC | IEG02303 | GRN | 14 | 3.A4 | IEG0230:3 | B PANEL | 3.A4 | USED
GR0134: | SC | IEG02309 | GRN | 14 | 3.A4 | IEG0230:9 | B PANEL | 3.A4 | USED
KA0141:21 | SC | KT0146A1 | WHT | 20 | 15.B2 | KA0241:21 | B PANEL | 15.B2 | USED
KA0141:24 | SC | FU0139 | WHT | 20 | 15.B2 | KA0241:24 | B PANEL | 15.B2 | USED
KA0221:11 | SC | KA023524 | WHT | 20 | 46.B6 | KA0235:24 | B PANEL | 46.B5 | USED
KA0221:A1 | SC | 007602 | WHT | 20 | 46.B6 | AF0076:02 | B PANEL | 46.B7 | USED
KA0221:A2 | SC | 007618 | WHT | 20 | 46.B6 | AF0076:18 | B PANEL | 46.B7 | USED
KT0145:A1 | SC | KA024412 | WHT | 20 | 15.B6 | KA0244:12 | B PANEL | 16.D4 | USED
KT0146:15 | SC | KT014615 | WHT | 20 | 16.C6 | AF0076:10 | B PANEL | 16.C7 | USED
KT0146:18 | SC | KA024214 | WHT | 20 | 16.C6 | KA0231:14 | B PANEL | 16.C6 | USED
KT0146:A2 | SC | KT0146A2 | WHT | 20 | 15.B2 | AF0076:29 | B PANEL | 15.B2 | USED
KT0146:B1 | SC | KT0146B1 | WHT | 20 | 15.B2 | AF0076:13 | B PANEL | 15.B2 | USED
XT0134:4 | SC | 0V | WHT | 12 | 14.B3 | XT0235:1 | B PANEL | 14.D4 | USED
XT0135:1 | SC | 0V | WHT | 14 | 14.B4 | KA1020:24 | B PANEL | 33.A5 | USED
XT0136:1 | SC | FU0139 | WHT | 20 | 15.A2 | XT0240:11 | B PANEL | 16.C4 | USED
XT0136:3 | SC | 0V | WHT | 20 | 15.A2 | XT0240:9 | B PANEL | 16.D3 | USED
XT0136:6 | SC | KA0231A1 | WHT | 20 | 15.B5 | KA0242:11 | B PANEL | 16.C6 | USED
XT0138:4 | SC | FU0136 | WHT | 12 | 14.B3 | FU0210:LI | B PANEL | 14.C4 | USED
XT0139:3 | SC | FU0137 | WHT | 14 | 14.B4 | FU0211:LI | B PANEL | 14.B4 | USED
XT0139:4 | SC | ESTOP | WHT | 20 | 16.B3 | XT0240:4 | B PANEL | 16.A3 | USED
XT9080:3 | SC | UA1200J21 | WHT | 20 | 17.D5 | XT0060:3 | B PANEL | 17.D5 | USED
XT9080:4 | SC | FU0212 | WHT | 20 | 17.D5 | XT0233:4 | B PANEL | 17.D5 | USED
XT9080:5 | SC | 0V | WHT | 20 | 17.D5 | XT0235:4 | B PANEL | 17.D5 | USED
XT9080:8 | SC | ESTOPB | WHT | 20 | 29.D5 | XT0240:2 | B PANEL | 16.A3 | USED
XT9080:9 | SC | ESTOPC | WHT | 20 | 29.D5 | XT0240:1 | B PANEL | 16.A3 | USED
XT9081:31 | SC | PS32004 | WHT | 20 | 61.D5 | KA0240:11 | B PANEL | 61.D6 | USED
XT9081:7 | SC | ESTOPA | WHT | 20 | 27.B5 | XT0240:3 | B PANEL | 16.A3 | USED
XT9081:8 | SC | ESTOP | WHT | 20 | 27.C5 | XT0240:4 | B PANEL | 16.A3 | USED
XT9090:3 | SC | SV21201 | WHT | 20 | 46.B5 | KA0235:21 | B PANEL | 46.B5 | USED
XT9990:2 | SC | FCE214019 | WHT | 12 | 44.D5 | XT0240:14 | B PANEL | 44.D5 | USED
XT9990:6 | SC | FCE213019 | WHT | 12 | 42.D5 | XT0240:13 | B PANEL | 42.D5 | USED
AU0080:L2 | WC0008 | AU0080L2 | ENET | CABLE | 7.A1 | AU0070:L1 | B PANEL | 8.A2 | USED
AF0092:08 | SC | 009208 | WHT | 20 | 65.A7 | KA3103:A1 | GENERATOR PANEL | 65.A5 | USED
AF0092:24 | SC | 009224 | WHT | 20 | 65.A7 | KA3103:A2 | GENERATOR PANEL | 65.A5 | USED
KA0131:11 | SC | KA0135A1 | WHT | 20 | 15.D4 | KA0135:A1 | GENERATOR PANEL | 15.D6 | USED
KA0136:A2 | SC | 0V | WHT | 20 | 15.D6 | KA0135:A2 | GENERATOR PANEL | 15.D6 | USED
KA0144:A1 | SC | KA0135A1 | WHT | 20 | 15.C6 | KA0135:A1 | GENERATOR PANEL | 15.D6 | USED
KA0144:A2 | SC | 0V | WHT | 20 | 15.C6 | KA0135:A2 | GENERATOR PANEL | 15.D6 | USED
PEG0130:5 | SC | PEG0140G | GRN/YEL | 8 | 3.B2 | PEG0140:0 | GENERATOR PANEL | 3.B2 | USED
XT0134:3 | SC | 0V | WHT | 14 | 14.B3 | XT0334:1 | GENERATOR PANEL | 20.C2 | USED
XT0136:6 | SC | KA0231A1 | WHT | 20 | 15.B5 | XT0334:2 | GENERATOR PANEL | 20.C2 | USED
XT0138:3 | SC | FU0136 | WHT | 14 | 14.A3 | XT0332:1 | GENERATOR PANEL | 20.B2 | USED
XT0139:4 | SC | ESTOP | WHT | 20 | 16.B3 | XT0336:1 | GENERATOR PANEL | 20.C4 | USED
XT0134:2 | SC | 0V | WHT | 12 | 14.B3 | XT0560:2 | PWR DISTRIBUTION RAIL | 9.B2 | USED
XT0138:2 | SC | FU0136 | WHT | 12 | 14.A3 | XT0560:1 | PWR DISTRIBUTION RAIL | 9.A2 | USED
AP0609:L1 | WC0680 | AT0680LAN1 | ENET | CABLE | 4.A6 | AT0680:LAN1 | PWR DISTRIBUTION RAIL | 6.B4 | USED
AF0081:05 | SC | TCP18B2 | WHT | 20 | 11.D6 | SB0400:B2-12 | TCP | 11.D5 | USED
AF0081:37 | SC | TCP18B1 | WHT | 20 | 11.D6 | SB0400:B2-11 | TCP | 11.D5 | USED
SolarTools ver. 24.0.84.24712 (Jul 31, 2025)
Report date: 1/30/2026 9:27 AM

## B PANEL
B PANEL
CONTROL CONSOLE
Project # | J0960
Project Name | TITAN TIRE
Revision | A
Controls DE | A.DOMINGUEZ
Phone: | 0
Controls ME | N.CARPENTER
Phone:
From | [5 empty] | To
Device ID | Cable (W) Conductor (SC) Jumper Clip (JC) | Wire No. | Wire ID | Gauge/Size | Page/Zone | Device ID | Location | Page/Zone
XT0060:1 | JC | 0V | CLIP | --- | 8.D1 | XT0060:2 | B PANEL | 8.D1 | USED
XT0233:1 | JC | FU0210 | CLIP | --- | 14.C4 | XT0233:2 | B PANEL | 14.C4 | USED
XT0233:2 | JC | FU0210 | CLIP | --- | 14.C4 | XT0233:3 | B PANEL | 14.C4 | USED
XT0235:1 | JC | 0V | CLIP | --- | 14.D4 | XT0235:2 | B PANEL | 14.D4 | USED
XT0235:2 | JC | 0V | CLIP | --- | 14.D4 | XT0235:3 | B PANEL | 14.D4 | USED
XT0240:10 | JC | FU0139 | CLIP | --- | 16.C4 | XT0240:11 | B PANEL | 16.C4 | USED
XT0240:8 | JC | 0V | CLIP | --- | 16.D3 | XT0240:9 | B PANEL | 16.D3 | USED
AF0061:COM | SC | 0V | WHT | 14 | 8.C2 | XT0060:2 | B PANEL | 8.D1 | USED
AF0061:J | SC | * |  |  | 8.C2 | AF0062:P | B PANEL | 8.C3 | USED
AF0061:V+ | SC | FU0061 | WHT | 14 | 8.C2 | FU0061:LD | B PANEL | 8.D1 | USED
KA0222:14 | SC | 006200 | WHT | 20 | 47.B7 | AF0062:00 | B PANEL | 47.B6 | USED
KA0233:24 | SC | 006208 | WHT | 20 | 34.A7 | AF0062:08 | B PANEL | 34.A5 | USED
AF0062:16 | SC | SV21242 | WHT | 20 | 47.B7 | XT9060:37 | B PANEL | 47.B5 | USED
AF0062:24 | SC | SV14202 | WHT | 20 | 34.A7 | XT9060:9 | B PANEL | 34.A5 | USED
AF0062:COM | SC | 0V | WHT | 14 | 8.C3 | XT0060:2 | B PANEL | 8.D1 | USED
AF0062:J | SC | * |  |  | 8.C3 | AF0063:P | B PANEL | 8.C3 | USED
AF0062:V+ | SC | FU0062 | WHT | 14 | 8.C3 | FU0062:LD | B PANEL | 8.D1 | USED
AF0063:00 | SC | PS72002 | WHT | 20 | 76.A7 | XT9061:29 | B PANEL | 76.A5 | USED
AF0063:01 | SC | PS73002 | WHT | 20 | 76.C7 | XT9061:34 | B PANEL | 76.C5 | USED
AF0063:02 | SC | FCE213032 | WHT | 20 | 42.D7 | XT9060:35 | B PANEL | 42.D5 | USED
AF0063:04 | SC | FCE214032 | WHT | 20 | 44.D7 | XT9061:11 | B PANEL | 44.D5 | USED
AF0063:15 | SC | PDS63103 | WHT | 20 | 73.A7 | XT9060:40 | B PANEL | 73.A5 | USED
AF0063:32 | SC | PS72001 | WHT | 20 | 76.A7 | XT9061:28 | B PANEL | 76.A5 | USED
AF0063:33 | SC | PS73001 | WHT | 20 | 76.C7 | XT9061:33 | B PANEL | 76.C5 | USED
AF0063:34 | SC | FCE213031 | WHT | 20 | 42.D7 | XT9060:34 | B PANEL | 42.D5 | USED
AF0063:36 | SC | FCE214031 | WHT | 20 | 44.D7 | XT9061:10 | B PANEL | 44.D5 | USED
AF0063:37 | SC | KA9985C | WHT | 20 | 29.D7 | XT9060:7 | B PANEL | 29.D5 | USED
AF0063:47 | SC | PDS63102 | WHT | 20 | 73.A7 | XT9060:38 | B PANEL | 73.A5 | USED
AF0063:COM | SC | AF0063N | WHT | 16 | 8.C3 | AF0064:COM | B PANEL | 8.C4 | USED
AF0063:COM | SC | AU0060N | WHT | 16 | 8.C3 | AU0060:COM | B PANEL | 8.C2 | USED
AF0063:J | SC | * |  |  | 8.C3 | AF0064:P | B PANEL | 8.C4 | USED
AF0063:V+ | SC | AF0063P | WHT | 16 | 8.C3 | AF0064:V+ | B PANEL | 8.C4 | USED
AF0063:V+ | SC | AU0060P | WHT | 16 | 8.C3 | AU0060:V+ | B PANEL | 8.C2 | USED
AF0064:COM | SC | AF0064N | WHT | 16 | 8.C4 | AF0065:COM | B PANEL | 8.C5 | USED
AF0064:J | SC | * |  |  | 8.C4 | AF0065:P | B PANEL | 8.C5 | USED
AF0064:SH | SC | AF0064G | GRN | 14 | 8.C4 | AF0065:SH | B PANEL | 8.C5 | USED
AF0064:SH | SC | AU0060G | GRN | 14 | 8.C4 | AU0060:GND | B PANEL | 8.C2 | USED
AF0064:V+ | SC | AF0064P | WHT | 16 | 8.C4 | AF0065:V+ | B PANEL | 8.C5 | USED
AF0065:COM | SC | AF0065N | WHT | 16 | 8.C5 | AF0068:COM | B PANEL | 8.C6 | USED
AF0065:J | SC | * |  |  | 8.C5 | AF0066:P | B PANEL | 8.C5 | USED
AF0065:SH | SC | AF0065G | GRN | 14 | 8.C5 | AF0066:SH | B PANEL | 8.C5 | USED
AF0065:V+ | SC | AF0065P | WHT | 16 | 8.C5 | AF0068:V+ | B PANEL | 8.C6 | USED
AF0066:COM | SC | 0V | WHT | 14 | 8.C5 | XT0060:2 | B PANEL | 8.D1 | USED
AF0066:J | SC | * |  |  | 8.C5 | AF0067:P | B PANEL | 8.C6 | USED
AF0066:SH | SC | AF0066G | GRN | 14 | 8.C5 | AF0068:SH | B PANEL | 8.C6 | USED
AF0066:V+ | SC | FU0063 | WHT | 16 | 8.C5 | FU0063:LD | B PANEL | 8.D1 | USED
AF0067:00 | SC | SV21501 | WHT | 20 | 50.C7 | XT9061:26 | B PANEL | 50.C5 | USED
AF0067:04 | SC | SV21211 | WHT | 20 | 49.C7 | XT9061:24 | B PANEL | 49.C5 | USED
AF0067:08 | SC | SV17201 | WHT | 20 | 40.C7 | XT9060:29 | B PANEL | 40.C5 | USED
AF0067:16 | SC | SV21502 | WHT | 20 | 50.C7 | XT9061:27 | B PANEL | 50.C5 | USED
AF0067:20 | SC | SV21212 | WHT | 20 | 49.C7 | XT9061:25 | B PANEL | 49.C5 | USED
AF0067:24 | SC | SV17202 | WHT | 20 | 40.C7 | XT9060:30 | B PANEL | 40.C5 | USED
AF0067:COM | SC | 0V | WHT | 14 | 8.C6 | XT0060:2 | B PANEL | 8.D1 | USED
AF0067:J | SC | * |  |  | 8.C6 | AF0068:P | B PANEL | 8.C6 | USED
AF0067:V+ | SC | FU0064 | WHT | 16 | 8.C6 | FU0064:LD | B PANEL | 8.D1 | USED
AF0068:SH | SC | AF0068SH | GRN | 14 | 8.C6 | IEG0230:4 | B PANEL | 8.D7 | USED
AF0071:COM | SC | AF0071N | WHT | 16 | 8.B2 | AF0072:COM | B PANEL | 8.A3 | USED
AF0071:COM | SC | AU0070N | WHT | 16 | 8.B2 | AU0070:COM | B PANEL | 8.A2 | USED
AF0071:J | SC | * |  |  | 8.B2 | AF0072:P | B PANEL | 8.A3 | USED
AF0071:SH | SC | AF0071G | GRN | 14 | 8.B2 | AF0072:SH | B PANEL | 8.A3 | USED
AF0071:SH | SC | AU0070G | GRN | 14 | 8.B2 | AU0070:GND | B PANEL | 8.A2 | USED
AF0071:V+ | SC | AF0071P | WHT | 16 | 8.B2 | AF0072:V+ | B PANEL | 8.A3 | USED
AF0071:V+ | SC | AU0070P | WHT | 16 | 8.B2 | AU0070:V+ | B PANEL | 8.A2 | USED
AF0072:COM | SC | AF0072N | WHT | 16 | 8.A3 | AF0073:COM | B PANEL | 8.B3 | USED
AF0072:J | SC | * |  |  | 8.A3 | AF0073:P | B PANEL | 8.B3 | USED
AF0072:SH | SC | AF0072G | GRN | 14 | 8.A3 | AF0073:SH | B PANEL | 8.B3 | USED
AF0072:V+ | SC | AF0072P | WHT | 16 | 8.A3 | AF0073:V+ | B PANEL | 8.B3 | USED
AF0073:COM | SC | AF0073N | WHT | 16 | 8.B3 | AF0074:COM | B PANEL | 8.B4 | USED
AF0073:J | SC | * |  |  | 8.B3 | AF0074:P | B PANEL | 8.B4 | USED
AF0073:SH | SC | AF0073G | GRN | 14 | 8.B3 | AF0074:SH | B PANEL | 8.B4 | USED
AF0073:V+ | SC | AF0073P | WHT | 16 | 8.B3 | AF0074:V+ | B PANEL | 8.B4 | USED
AF0074:COM | SC | AF0074N | WHT | 16 | 8.B4 | AF0075:COM | B PANEL | 8.A5 | USED
AF0074:J | SC | * |  |  | 8.B4 | AF0075:P | B PANEL | 8.A5 | USED
AF0074:SH | SC | AF0074G | GRN | 14 | 8.B4 | AF0075:SH | B PANEL | 8.A5 | USED
AF0074:V+ | SC | AF0074P | WHT | 16 | 8.B4 | AF0075:V+ | B PANEL | 8.A5 | USED
AF0075:COM | SC | AF0075N | WHT | 16 | 8.A5 | AF0077:COM | B PANEL | 8.B6 | USED
AF0075:J | SC | * |  |  | 8.A5 | AF0076:P | B PANEL | 8.A5 | USED
AF0075:SH | SC | AF0075G | GRN | 14 | 8.A5 | AF0077:SH | B PANEL | 8.B6 | USED
AF0075:V+ | SC | AF0075P | WHT | 16 | 8.A5 | AF0077:V+ | B PANEL | 8.B6 | USED
KA0217:A1 | SC | 007600 | WHT | 20 | 42.C7 | AF0076:00 | B PANEL | 42.C5 | USED
KA0214:A1 | SC | 007601 | WHT | 20 | 44.C7 | AF0076:01 | B PANEL | 44.C5 | USED
KA0222:A1 | SC | 007604 | WHT | 20 | 47.B7 | AF0076:04 | B PANEL | 47.B6 | USED
KA1020:A1 | SC | 007608 | WHT | 20 | 28.A7 | AF0076:08 | B PANEL | 28.A5 | USED
AF0076:11 | SC | UA1200J14 | WHT | 20 | 17.C7 | XT9070:1 | B PANEL | 17.C5 | USED
AF0076:12 | SC | 007612 | WHT | 20 | 17.C7 | XT0237:1 B2 | B PANEL | 17.C5 | USED
KA0217:A2 | SC | 007616 | WHT | 20 | 42.C7 | AF0076:16 | B PANEL | 42.C5 | USED
KA0214:A2 | SC | 007617 | WHT | 20 | 44.C7 | AF0076:17 | B PANEL | 44.C5 | USED
KA0222:A2 | SC | 007620 | WHT | 20 | 47.B7 | AF0076:20 | B PANEL | 47.B6 | USED
KA1020:A2 | SC | 007624 | WHT | 20 | 28.A7 | AF0076:24 | B PANEL | 28.A5 | USED
KA0231:A2 | SC | KA0231A2 | WHT | 20 | 16.C7 | AF0076:26 | B PANEL | 16.C6 | USED
AF0076:COM | SC | 0V | WHT | 14 | 8.A5 | GR0233: | B PANEL | 8.B1 | USED
AF0076:COM | SC | 0V | WHT | 14 | 8.A5 | XT0070:1 | B PANEL | 8.B1 | USED
AF0076:J | SC | * |  |  | 8.A5 | AF0077:P | B PANEL | 8.B6 | USED
AF0076:V+ | SC | FU0071 | WHT | 16 | 8.A5 | FU0071:LD | B PANEL | 8.B1 | USED
AF0077:SH | SC | IEG02305 | GRN | 14 | 8.B6 | IEG0230:5 | B PANEL | 8.B7 | USED
AU0060:COM | SC | 0V | WHT | 14 | 8.C2 | XT0060:1 | B PANEL | 8.D1 | USED
AU0060:V+ | SC | FU0060 | WHT | 14 | 8.C2 | FU0060:LD | B PANEL | 8.C1 | USED
AU0070:COM | SC | 0V | WHT | 14 | 8.A2 | XT0070:1 | B PANEL | 8.B1 | USED
AU0070:V+ | SC | FU0070 | WHT | 16 | 8.A2 | FU0070:LD | B PANEL | 8.B1 | USED
FU0060:LI | SC | FU0210 | WHT | 14 | 8.C1 | XT0233:1 | B PANEL | 14.C4 | USED
FU0060:LI | SC | FU0210 | WHT | 14 | 8.C1 | FU0061:LI | B PANEL | 8.D1 | USED
FU0061:LI | SC | FU0210 | WHT | 14 | 8.D1 | FU0062:LI | B PANEL | 8.D1 | USED
FU0062:LI | SC | FU0210 | WHT | 14 | 8.D1 | FU0063:LI | B PANEL | 8.D1 | USED
FU0063:LI | SC | FU0210 | WHT | 14 | 8.D1 | FU0064:LI | B PANEL | 8.D1 | USED
FU0070:LI | SC | FU0210 | WHT | 14 | 8.B1 | XT0233:2 | B PANEL | 14.C4 | USED
FU0070:LI | SC | FU0210 | WHT | 14 | 8.B1 | FU0071:LI | B PANEL | 8.B1 | USED
FU0210:LD | SC | FU0210 | WHT | 12 | 14.C4 | XT0233:1 | B PANEL | 14.C4 | USED
KA1020:14 | SC | FU0211 | WHT | 14 | 14.B4 | FU0211:LD | B PANEL | 33.A5 | USED
KA0248:11 | SC | FU0212 | WHT | 16 | 14.C5 | FU0212:LD | B PANEL | 17.C6 | USED
FU0212:LD | SC | FU0212 | WHT | 16 | 14.C5 | XT0233:4 | B PANEL | 17.D5 | USED
FU0212:LI | SC | FU0210 | WHT | 14 | 14.C5 | XT0233:1 | B PANEL | 14.C4 | USED
GR0231: | SC | IEG02306 | GRN | 14 | 3.B4 | IEG0230:6 | B PANEL | 3.B3 | USED
GR0232: | SC | GR0232 | GRN/YEL | 14 | 3.B4 | FRAME | B PANEL | 3.B3 | USED
GR0234: | SC | GR0234 | GRN/YEL | 14 | 3.B4 | FRAME | B PANEL | 3.B4 | USED
IEG0010:1 | SC | IEG0230G | GRN | 8 | 3.B2 | IEG0230:0 | B PANEL | 3.B2 | USED
KA0214:11 | SC | FCE214019 | WHT | 14 | 44.D5 | XT0240:14 | B PANEL | 44.D5 | USED
KA0214:14 | SC | KA021414 | WHT | 14 | 44.D5 | KA0237:21 | B PANEL | 44.D6 | USED
KA0217:11 | SC | FCE213019 | WHT | 14 | 42.D5 | XT0240:13 | B PANEL | 42.D5 | USED
KA0217:14 | SC | KA021714 | WHT | 14 | 42.D5 | KA0237:11 | B PANEL | 42.D6 | USED
KA0222:11 | SC | KA023624 | WHT | 20 | 47.B6 | KA0236:24 | B PANEL | 47.B5 | USED
KA0231:11 | SC | KA0231A1 | WHT | 20 | 16.C6 | KA0242:11 | B PANEL | 16.C6 | USED
KA0231:11 | SC | KA0231A1 | WHT | 20 | 16.C6 | KA0231:A1 | B PANEL | 16.C6 | USED
KA0231:14 | SC | KA024214 | WHT | 20 | 16.C6 | KA0242:14 | B PANEL | 16.C6 | USED
KA0231:21 | SC | KA023121 | WHT | 20 | 16.A4 | KA0245:14 | B PANEL | 16.A4 | USED
KA0231:A1 | SC | KA0231A1 | WHT | 20 | 16.C6 | KA0232:A1 | B PANEL | 16.D6 | USED
KA0231:A2 | SC | KA0231A2 | WHT | 20 | 16.C6 | KA0232:A2 | B PANEL | 16.D6 | USED
KA0232:A1 | SC | KA0231A1 | WHT | 20 | 16.D6 | KA0233:A1 | B PANEL | 16.D6 | USED
KA0232:A2 | SC | KA0231A2 | WHT | 20 | 16.D6 | KA0233:A2 | B PANEL | 16.D6 | USED
KA0233:21 | SC | SV14201 | WHT | 20 | 34.A5 | XT9060:8 | B PANEL | 34.A5 | USED
KA0233:A1 | SC | KA0231A1 | WHT | 20 | 16.D6 | KA0234:A1 | B PANEL | 16.D6 | USED
KA0233:A2 | SC | KA0231A2 | WHT | 20 | 16.D6 | KA0234:A2 | B PANEL | 16.D6 | USED
KA0235:11 | SC | UA1200J21 | WHT | 20 | 16.A5 | KA0241:11 | B PANEL | 16.A5 | USED
KA0235:11 | SC | UA1200J21 | WHT | 20 | 16.A5 | XT0060:3 | B PANEL | 17.D5 | USED
KA0235:14 | SC | KA024114 | WHT | 20 | 16.A5 | KA0241:14 | B PANEL | 16.A5 | USED
KA0235:A1 | SC | ESTOP | WHT | 20 | 16.A2 | KA0236:A1 | B PANEL | 16.B2 | USED
KA0235:A1 | SC | ESTOP | WHT | 20 | 16.A2 | XT0240:4 | B PANEL | 16.A3 | USED
KA0236:11 | SC | FU0139 | WHT | 20 | 16.D4 | KA0244:11 | B PANEL | 16.D4 | USED
KA0236:11 | SC | FU0139 | WHT | 20 | 16.D4 | XT0240:11 | B PANEL | 16.C4 | USED
KA0236:12 | SC | KA023612 | WHT | 20 | 16.D4 | XT0240:12 | B PANEL | 16.D4 | USED
KA0236:21 | SC | SV21241 | WHT | 20 | 47.B5 | XT9060:36 | B PANEL | 47.B5 | USED
KA0236:A1 | SC | ESTOP | WHT | 20 | 16.B2 | KA0237:A1 | B PANEL | 16.B2 | USED
KA0236:A2 | SC | 0V | WHT | 20 | 16.B2 | KA0235:A2 | B PANEL | 16.A2 | USED
KA0236:A2 | SC | 0V | WHT | 20 | 16.B2 | KA0237:A2 | B PANEL | 16.B2 | USED
KA0237:A1 | SC | ESTOP | WHT | 20 | 16.B2 | KA0238:A1 | B PANEL | 16.B2 | USED
KA0237:A2 | SC | 0V | WHT | 20 | 16.B2 | KA0238:A2 | B PANEL | 16.B2 | USED
KA0238:A1 | SC | ESTOP | WHT | 20 | 16.B2 | KA0239:A1 | B PANEL | 16.B2 | USED
KA0238:A2 | SC | 0V | WHT | 20 | 16.B2 | KA0239:A2 | B PANEL | 16.B2 | USED
KA0239:A1 | SC | ESTOP | WHT | 20 | 16.B2 | KA0240:A1 | B PANEL | 16.B2 | USED
KA0239:A2 | SC | 0V | WHT | 20 | 16.B2 | KA0240:A2 | B PANEL | 16.B2 | USED
KA0240:14 | SC | UF1300 | WHT | 20 | 61.D6 | XT9002:1 | B PANEL | 61.D6 | USED
KA0240:A1 | SC | ESTOP | WHT | 20 | 16.B2 | KA0248:A1 | B PANEL | 16.B2 | USED
KA0240:A2 | SC | 0V | WHT | 20 | 16.B2 | KA0248:A2 | B PANEL | 16.B2 | USED
KA0241:14 | SC | KA024114 | WHT | 20 | 16.A5 | KA0231:24 | B PANEL | 16.A4 | USED
KA0241:A1 | SC | KA0241A1 | WHT | 20 | 16.C2 | KA0242:A1 | B PANEL | 16.C2 | USED
KA0241:A1 | SC | KA0241A1 | WHT | 20 | 16.C2 | XT0240:5 | B PANEL | 16.C3 | USED
KA0241:A2 | SC | 0V | WHT | 20 | 16.C2 | KA0242:A2 | B PANEL | 16.C2 | USED
KA0241:A2 | SC | 0V | WHT | 20 | 16.C2 | KA0250:A2 | B PANEL | 16.C2 | USED
KA0242:21 | SC | 024221 | WHT | 20 | 17.C6 | XT0237:1 T2 | B PANEL | 17.C5 | USED
KA0242:24 | SC | 024812 | WHT | 20 | 17.C6 | KA0248:12 | B PANEL | 17.C6 | USED
KA0242:A2 | SC | 0V | WHT | 20 | 16.C2 | KA0243:A2 | B PANEL | 16.C2 | USED
KA0243:21 | SC | ESTOPC | WHT | 20 | 16.A3 | XT0240:1 | B PANEL | 16.A3 | USED
KA0243:24 | SC | KA024511 | WHT | 20 | 16.A3 | KA0245:11 | B PANEL | 16.A4 | USED
KA0243:A1 | SC | KA0243A1 | WHT | 20 | 16.C2 | KA0244:A1 | B PANEL | 16.D2 | USED
KA0243:A1 | SC | KA0243A1 | WHT | 20 | 16.C2 | XT0240:6 | B PANEL | 16.C2 | USED
KA0243:A2 | SC | 0V | WHT | 20 | 16.C2 | KA0244:A2 | B PANEL | 16.D2 | USED
KA0244:A1 | SC | KA0243A1 | WHT | 20 | 16.D2 | KA0246:A1 | B PANEL | 16.D2 | USED
KA0244:A2 | SC | 0V | WHT | 20 | 16.D2 | KA0246:A2 | B PANEL | 16.D2 | USED
KA0245:A1 | SC | KA0245A1 | WHT | 20 | 16.D2 | KA0249:A1 | B PANEL | 16.D2 | USED
KA0245:A1 | SC | KA0245A1 | WHT | 20 | 16.D2 | XT0240:7 | B PANEL | 16.D2 | USED
KA0245:A2 | SC | 0V | WHT | 20 | 16.D2 | KA0249:A2 | B PANEL | 16.D2 | USED
KA0245:A2 | SC | 0V | WHT | 20 | 16.D2 | KA0247:A2 | B PANEL | 16.D2 | USED
KA0246:A1 | SC | KA0243A1 | WHT | 20 | 16.D2 | KA0247:A1 | B PANEL | 16.D2 | USED
KA0246:A2 | SC | 0V | WHT | 20 | 16.D2 | KA0247:A2 | B PANEL | 16.D2 | USED
KA0248:A1 | SC | ESTOP | WHT | 20 | 16.B2 | KA0250:A1 | B PANEL | 16.C2 | USED
KA0248:A2 | SC | 0V | WHT | 20 | 16.B2 | KA0250:A2 | B PANEL | 16.C2 | USED
KA0249:A2 | SC | 0V | WHT | 20 | 16.D2 | XT0240:9 | B PANEL | 16.D3 | USED
KA1020:11 | SC | LZ1020B | WHT | 14 | 33.A5 | XT9017:1 | B PANEL | 33.A5 | USED
KA1020:21 | SC | LZ1020A | WHT | 14 | 33.A5 | XT9017:2 | B PANEL | 33.A5 | USED
XT0070:1 | SC | 0V | WHT | 14 | 8.B1 | XT0235:1 | B PANEL | 14.D4 | USED
XT0235:1 | SC | 0V | WHT | 14 | 14.D4 | XT0060:1 | B PANEL | 8.D1 | USED
XT0235:4 | SC | 0V | WHT | 20 | 17.D5 | XT0235:2 | B PANEL | 14.D4 | USED
XT0240:6 | SC | KA0243A1 | WHT | 16 | 16.C2 | XT9075:2 | B PANEL | 16.C3 | USED
XT0240:7 | SC | KA0245A1 | WHT | 16 | 16.D2 | XT9075:3 | B PANEL | 16.D3 | USED
XT9070:2 | SC | UA1200J15 | WHT | 20 | 17.C5 | XT0237:1 B1 | B PANEL | 17.C5 | USED
XT9071:4 | SC | FU0210 | WHT | 14 | 51.B5 | XT0233:3 | B PANEL | 14.C4 | USED
XT9071:6 | SC | 0V | WHT | 20 | 51.B5 | XT0235:3 | B PANEL | 14.D4 | USED
XT9075:1 | SC | FU0139 | WHT | 16 | 16.C4 | XT0240:11 | B PANEL | 16.C4 | USED
AU0060:L1 | WC0007 | AU0070L2 | ENET | CABLE | 8.C2 | AU0070:L2 | B PANEL | 8.A2 | USED
AF0068:45 | WC2100 | AP11001 | RED | 20 | 37.A7 | XT9060:13 | B PANEL | 37.A5 | USED
AF0068:29 | WC2100 | AP11002 | WHT | 20 | 37.A7 | XT9060:14 | B PANEL | 37.B5 | USED
AF0068:28 | WC2100 | AP11003 | BLK | 20 | 37.A7 | XT9060:15 | B PANEL | 37.B5 | USED
AF0068:60 | WC2100 | AP1100S | SH | 20 | 37.A7 | XT9060:16 | B PANEL | 37.B5 | USED
AF0068:00 | WC2111 | AP1100P1 | RED | 20 | 37.B7 | XT9060:17 | B PANEL | 37.B5 | USED
AF0068:01 | WC2111 | AP1100N1 | BLK | 20 | 37.B7 | XT9060:18 | B PANEL | 37.B5 | USED
AF0068:48 | WC2111 | AP1100S1 | SH | 20 | 37.B7 | XT9060:19 | B PANEL | 37.B5 | USED
AF0073:00 | WC2112 | AP1100P2 | RED | 20 | 37.B7 | XT9070:3 | B PANEL | 37.B5 | USED
AF0073:01 | WC2112 | AP1100N2 | BLK | 20 | 37.B7 | XT9070:4 | B PANEL | 37.C5 | USED
AF0073:48 | WC2112 | AP1100S2 | SH | 20 | 37.B7 | XT9070:5 | B PANEL | 37.C5 | USED
AF0068:02 | WC2113 | AP1100P3 | RED | 20 | 37.C7 | XT9060:20 | B PANEL | 37.C5 | USED
AF0068:03 | WC2113 | AP1100N3 | BLK | 20 | 37.C7 | XT9060:21 | B PANEL | 37.C5 | USED
AF0068:50 | WC2113 | AP1100S3 | SH | 20 | 37.C7 | XT9060:22 | B PANEL | 37.C5 | USED
AF0073:02 | WC2114 | AP1100P4 | RED | 20 | 37.C7 | XT9070:6 | B PANEL | 37.C5 | USED
AF0073:03 | WC2114 | AP1100N4 | BLK | 20 | 37.C7 | XT9070:7 | B PANEL | 37.C5 | USED
AF0073:50 | WC2114 | AP1100S4 | SH | 20 | 37.C7 | XT9070:8 | B PANEL | 37.D5 | USED
AF0068:04 | WC2115 | AP1100P5 | RED | 20 | 37.D7 | XT9060:23 | B PANEL | 37.D5 | USED
AF0068:05 | WC2115 | AP1100N5 | BLK | 20 | 37.D7 | XT9060:24 | B PANEL | 37.D5 | USED
AF0068:52 | WC2115 | AP1100S5 | SH | 20 | 37.D7 | XT9060:25 | B PANEL | 37.D5 | USED
AF0073:04 | WC2116 | AP1100P6 | RED | 20 | 37.D7 | XT9070:9 | B PANEL | 37.D5 | USED
AF0073:05 | WC2116 | AP1100N6 | BLK | 20 | 37.D7 | XT9070:10 | B PANEL | 37.D5 | USED
AF0073:52 | WC2116 | AP1100S6 | SH | 20 | 37.D7 | XT9070:11 | B PANEL | 37.D5 | USED
AF0073:45 | WC2229 | TE21201 | RED | 20 | 41.D7 | XT9070:18 | B PANEL | 41.D5 | USED
AF0073:29 | WC2229 | TE21202 | WHT | 20 | 41.D7 | XT9070:19 | B PANEL | 41.D5 | USED
AF0073:28 | WC2229 | TE21203 | BLK | 20 | 41.D7 | XT9070:20 | B PANEL | 41.D5 | USED
AF0073:60 | WC2229 | TE2120S | SH | 20 | 41.D7 | XT9070:21 | B PANEL | 41.D5 | USED
AF0064:36 | WC4122 | PT21301 | RED | 20 | 43.C7 | XT9061:4 | B PANEL | 43.C5 | USED
AF0064:04 | WC4122 | PT21302 | BLK | 20 | 43.C7 | XT9061:5 | B PANEL | 43.C5 | USED
AF0064:52 | WC4122 | PT2130S | SH | 20 | 43.C7 | XT9061:6 | B PANEL | 43.C5 | USED
AF0075:36 | WC4123 | PT21311 | RED | 20 | 43.C7 | XT9061:7 | B PANEL | 43.C5 | USED
AF0075:04 | WC4123 | PT21312 | BLK | 20 | 43.C7 | XT9061:8 | B PANEL | 43.D5 | USED
AF0075:52 | WC4123 | PT2131S | SH | 20 | 43.C7 | XT9061:9 | B PANEL | 43.D5 | USED
AF0064:40 | WC4134 | PT21401 | RED | 20 | 45.D7 | XT9061:15 | B PANEL | 45.D5 | USED
AF0064:08 | WC4134 | PT21402 | BLK | 20 | 45.D7 | XT9061:16 | B PANEL | 45.D5 | USED
AF0064:56 | WC4134 | PT2140S | SH | 20 | 45.D7 | XT9061:17 | B PANEL | 45.D5 | USED
AF0075:32 | WC4135 | PT21413 | RED | 20 | 45.D7 | XT9061:18 | B PANEL | 45.D5 | USED
AF0075:00 | WC4135 | PT21412 | BLK | 20 | 45.D7 | XT9061:19 | B PANEL | 45.D5 | USED
AF0075:48 | WC4135 | PT2141S | SH | 20 | 45.D7 | XT9061:20 | B PANEL | 45.D5 | USED
AF0072:44 | WC4148 | PT21811 | RED | 20 | 48.C7 | XT9070:28 | B PANEL | 48.C5 | USED
AF0072:12 | WC4148 | PT21812 | BLK | 20 | 48.C7 | XT9070:29 | B PANEL | 48.C5 | USED
AF0072:60 | WC4148 | PT2181S | SH | 20 | 48.C7 | XT9070:30 | B PANEL | 48.C5 | USED
AF0066:06 | WC4187 | FCE214001 | RED | 20 | 44.A7 | XT9061:12 | B PANEL | 44.A5 | USED
AF0066:22 | WC4187 | FCE214002 | BLK | 20 | 44.A7 | XT9061:13 | B PANEL | 44.A5 | USED
AF0066:54 | WC4187 | FCE2135S1 | SH | 20 | 44.A7 | XT9061:14 | B PANEL | 44.A5 | USED
AF0074:02 | WC4188 | FCE214013 | RED | 20 | 44.B7 | XT9070:25 | B PANEL | 44.B5 | USED
AF0074:18 | WC4188 | FCE214014 | BLK | 20 | 44.B7 | XT9070:26 | B PANEL | 44.B5 | USED
AF0074:50 | WC4188 | FCE2135S2 | SH | 20 | 44.B7 | XT9070:27 | B PANEL | 44.B5 | USED
KA0234:11 | WC4193 | FCE14401 | RED | 20 | 35.A5 | XT9060:10 | B PANEL | 35.A5 | USED
KA0234:21 | WC4193 | FCE14402 | BLK | 20 | 35.A5 | XT9060:11 | B PANEL | 35.A5 | USED
XT9060:12 | WC4193 | FCE1440S | SH | 20 | 35.A5 | XT0071:1 | B PANEL | 35.A5 | USED
AF0065:32 | WC4220 | PT11201 | RED | 20 | 39.A7 | XT9060:26 | B PANEL | 39.A5 | USED
AF0065:00 | WC4220 | PT11202 | BLK | 20 | 39.A7 | XT9060:27 | B PANEL | 39.A5 | USED
AF0065:48 | WC4220 | PT1120S | SH | 20 | 39.A7 | XT9060:28 | B PANEL | 39.A5 | USED
AF0075:40 | WC4226 | PT21261 | RED | 20 | 41.B7 | XT9070:15 | B PANEL | 41.B5 | USED
AF0075:08 | WC4226 | PT21262 | BLK | 20 | 41.B7 | XT9070:16 | B PANEL | 41.B5 | USED
AF0075:56 | WC4226 | PT2126S | SH | 20 | 41.B7 | XT9070:17 | B PANEL | 41.B5 | USED
AF0071:04 | WC4256 | SE12601 | RED | 20 | 52.A6 | XT9071:8 | B PANEL | 52.A5 | USED
AF0071:20 | WC4256 | SE12602 | BLK | 20 | 52.A6 | XT9071:9 | B PANEL | 52.A5 | USED
AF0071:52 | WC4256 | SE12603 | SH | 20 | 52.A6 | XT9071:10 | B PANEL | 52.A5 | USED
KA0234:14 | WC4293 | 006610 | RED | 20 | 35.A7 | AF0066:10 | B PANEL | 35.A5 | USED
KA0234:24 | WC4293 | 006626 | BLK | 20 | 35.A7 | AF0066:26 | B PANEL | 35.A5 | USED
AF0066:58 | WC4293 | FCE1440S | SH | 20 | 35.A7 | XT0071:1 | B PANEL | 35.A5 | USED
AF0072:40 | WC4317 | PT21201 | RED | 20 | 51.A7 | XT9071:1 | B PANEL | 51.A5 | USED
AF0072:08 | WC4317 | PT21202 | BLK | 20 | 51.A7 | XT9071:2 | B PANEL | 51.A5 | USED
AF0072:56 | WC4317 | PT2120S | SH | 20 | 51.A7 | XT9071:3 | B PANEL | 51.A5 | USED
AF0064:32 | WC4321 | PT21211 | RED | 20 | 49.A7 | XT9061:21 | B PANEL | 49.A5 | USED
AF0064:00 | WC4321 | PT21212 | BLK | 20 | 49.A7 | XT9061:22 | B PANEL | 49.A5 | USED
AF0064:48 | WC4321 | PT2121S | SH | 20 | 49.A7 | XT9061:23 | B PANEL | 49.B5 | USED
AF0077:08 | WC4562 | FT21082 | RED | 20 | 51.B7 | XT9071:5 | B PANEL | 51.B5 | USED
AF0077:09 | WC4562 | 0V | BLK | 20 | 51.B7 | XT9071:6 | B PANEL | 51.B5 | USED
AF0077:56 | WC4562 | FT2108S | SH | 20 | 51.B7 | XT9071:7 | B PANEL | 51.B5 | USED
AF0066:04 | WC4681 | FCE21301 | RED | 20 | 42.A7 | XT9060:31 | B PANEL | 42.A5 | USED
AF0066:20 | WC4681 | FCE21302 | BLK | 20 | 42.A7 | XT9060:32 | B PANEL | 42.A5 | USED
AF0066:52 | WC4681 | FCE2130S1 | SH | 20 | 42.A7 | XT9060:33 | B PANEL | 42.A5 | USED
AF0074:00 | WC4682 | FCE213013 | RED | 20 | 42.B7 | XT9070:22 | B PANEL | 42.B5 | USED
AF0074:16 | WC4682 | FCE213014 | BLK | 20 | 42.B7 | XT9070:23 | B PANEL | 42.B5 | USED
AF0074:48 | WC4682 | FCE2130S2 | SH | 20 | 42.B7 | XT9070:24 | B PANEL | 42.B5 | USED
AF0065:12 | WC4724 | UA1200J13 | RED | 20 | 17.B7 | XT9060:1 | B PANEL | 17.B5 | USED
AF0065:28 | WC4724 | UA1200J11 | BLK | 20 | 17.B7 | XT9060:2 | B PANEL | 17.B5 | USED
AF0065:60 | WC4724 | UA1200S | SH | 20 | 17.B7 | XT9060:3 | B PANEL | 17.B5 | USED
AF0075:44 | WC4901 | PDT15001 | RED | 20 | 39.D7 | XT9070:12 | B PANEL | 39.D5 | USED
AF0075:12 | WC4901 | PDT15002 | BLK | 20 | 39.D7 | XT9070:13 | B PANEL | 39.D5 | USED
AF0075:60 | WC4901 | PDT1500S | SH | 20 | 39.D7 | XT9070:14 | B PANEL | 39.D5 | USED
AF0066:12 | WC7280 | FCE72801 | RED | 20 | 76.B7 | XT9061:30 | B PANEL | 76.B5 | USED
AF0066:28 | WC7280 | FCE72802 | BLK | 20 | 76.B7 | XT9061:31 | B PANEL | 76.B5 | USED
AF0066:60 | WC7280 | FCE7280S | SH | 20 | 76.B7 | XT9061:32 | B PANEL | 76.B5 | USED
AF0077:32 | WC7281 | FT72801 | RED | 20 | 76.A7 | XT9071:11 | B PANEL | 76.A5 | USED
AF0077:00 | WC7281 | FT72802 | BLK | 20 | 76.A7 | XT9071:12 | B PANEL | 76.A5 | USED
AF0077:48 | WC7281 | FT7280S | SH | 20 | 76.A7 | XT9071:13 | B PANEL | 76.B5 | USED
AF0077:34 | WC7300 | FT73001 | RED | 20 | 76.C7 | XT9071:14 | B PANEL | 76.C5 | USED
AF0077:02 | WC7300 | FT73002 | BLK | 20 | 76.C7 | XT9071:15 | B PANEL | 76.C5 | USED
AF0077:50 | WC7300 | FT7300S | SH | 20 | 76.C7 | XT9071:16 | B PANEL | 76.C5 | USED
AF0077:36 | WC7301 | PT73001 | RED | 20 | 76.D7 | XT9071:17 | B PANEL | 76.D5 | USED
AF0077:04 | WC7301 | PT73002 | BLK | 20 | 76.D7 | XT9071:18 | B PANEL | 76.D5 | USED
AF0077:52 | WC7301 | PT7300S | SH | 20 | 76.D7 | XT9071:19 | B PANEL | 76.D5 | USED
AF0066:00 | WC7583 | CC75831 | RED | 20 | 25.D7 | XT9060:4 | B PANEL | 25.D5 | USED
AF0066:16 | WC7583 | CC75832 | BLK | 20 | 25.D7 | XT9060:5 | B PANEL | 25.D5 | USED
AF0066:48 | WC7583 | CC7583S | SH | 20 | 25.D7 | XT9060:6 | B PANEL | 25.D5 | USED
AF0076:02 | SC | 007602 | WHT | 20 | 46.B7 | KA0221:A1 | A PANEL | 46.B6 | USED
AF0076:10 | SC | KT014615 | WHT | 20 | 16.C7 | KT0146:15 | A PANEL | 16.C6 | USED
AF0076:13 | SC | KT0146B1 | WHT | 20 | 15.B2 | KT0146:B1 | A PANEL | 15.B2 | USED
AF0076:18 | SC | 007618 | WHT | 20 | 46.B7 | KA0221:A2 | A PANEL | 46.B6 | USED
AF0076:29 | SC | KT0146A2 | WHT | 20 | 15.B2 | KT0146:A2 | A PANEL | 15.B2 | USED
FU0210:LI | SC | FU0136 | WHT | 12 | 14.C4 | XT0138:4 | A PANEL | 14.B3 | USED
FU0211:LI | SC | FU0137 | WHT | 14 | 14.B4 | XT0139:3 | A PANEL | 14.B4 | USED
IEG0230:1 | SC | IEG02301 | GRN | 12 | 4.B6 | AR0600:IE2 | A PANEL | 4.A1 | USED
IEG0230:11 | SC | IEG023011 | GRN | 14 | 7.B6 | AF0086:SH | A PANEL | 7.B5 | USED
IEG0230:2 | SC | IEG02302 | GRN | 14 | 7.D5 | AF0094:SH | A PANEL | 7.D4 | USED
IEG0230:3 | SC | IEG02303 | GRN | 14 | 3.A4 | GR0133: | A PANEL | 3.A4 | USED
IEG0230:9 | SC | IEG02309 | GRN | 14 | 3.A4 | GR0134: | A PANEL | 3.A4 | USED
KA0231:14 | SC | KA024214 | WHT | 20 | 16.C6 | KT0146:18 | A PANEL | 16.C6 | USED
KA0235:21 | SC | SV21201 | WHT | 20 | 46.B5 | XT9090:3 | A PANEL | 46.B5 | USED
KA0235:24 | SC | KA023524 | WHT | 20 | 46.B5 | KA0221:11 | A PANEL | 46.B6 | USED
KA0237:14 | SC | FU0016 | WHT | 14 | 42.D6 | FU0016:LD | A PANEL | 13.C4 | USED
KA0237:24 | SC | FU0017 | WHT | 14 | 44.D6 | FU0017:LD | A PANEL | 13.C4 | USED
KA0239:21 | SC | KA023921 | WHT | 20 | 16.B6 | AF0081:41 | A PANEL | 16.A7 | USED
KA0239:24 | SC | KA023924 | WHT | 20 | 16.B6 | AF0081:09 | A PANEL | 16.A7 | USED
KA0240:11 | SC | PS32004 | WHT | 20 | 61.D6 | XT9081:31 | A PANEL | 61.D5 | USED
KA0241:11 | SC | UA1200J21 | WHT | 20 | 16.A5 | AF0081:00 | A PANEL | 16.A7 | USED
KA0241:21 | SC | KT0146A1 | WHT | 20 | 15.B2 | KA0141:21 | A PANEL | 15.B2 | USED
KA0241:24 | SC | FU0139 | WHT | 20 | 15.B2 | KA0141:24 | A PANEL | 15.B2 | USED
KA0242:11 | SC | KA0231A1 | WHT | 20 | 16.C6 | XT0136:6 | A PANEL | 15.B5 | USED
KA0242:14 | SC | KA024214 | WHT | 20 | 16.C6 | AF0081:08 | A PANEL | 16.C7 | USED
KA0243:11 | SC | KA024311 | WHT | 20 | 16.B6 | AF0081:33 | A PANEL | 16.B7 | USED
KA0243:14 | SC | KA024314 | WHT | 20 | 16.B6 | AF0081:01 | A PANEL | 16.B7 | USED
KA0244:12 | SC | KA024412 | WHT | 20 | 16.D4 | KT0145:A1 | A PANEL | 15.B6 | USED
KA0245:21 | SC | KA024521 | WHT | 20 | 16.B6 | AF0081:34 | A PANEL | 16.B7 | USED
KA0245:24 | SC | KA024524 | WHT | 20 | 16.B6 | AF0081:02 | A PANEL | 16.B7 | USED
KA1020:24 | SC | 0V | WHT | 14 | 33.A5 | XT0135:1 | A PANEL | 14.B4 | USED
XT0060:3 | SC | UA1200J21 | WHT | 20 | 17.D5 | XT9080:3 | A PANEL | 17.D5 | USED
XT0233:2 | SC | FU0210 | WHT | 14 | 14.C4 | FU0681:LI | A PANEL | 14.C5 | USED
XT0233:4 | SC | FU0212 | WHT | 20 | 17.D5 | XT9080:4 | A PANEL | 17.D5 | USED
XT0235:1 | SC | 0V | WHT | 12 | 14.D4 | XT0134:4 | A PANEL | 14.B3 | USED
XT0235:2 | SC | 0V | WHT | 20 | 14.D4 | AT0681:- | A PANEL | 4.C4 | USED
XT0235:4 | SC | 0V | WHT | 20 | 17.D5 | XT9080:5 | A PANEL | 17.D5 | USED
XT0240:1 | SC | ESTOPC | WHT | 20 | 16.A3 | XT9080:9 | A PANEL | 29.D5 | USED
XT0240:11 | SC | FU0139 | WHT | 20 | 16.C4 | XT0136:1 | A PANEL | 15.A2 | USED
XT0240:13 | SC | FCE213019 | WHT | 12 | 42.D5 | XT9990:6 | A PANEL | 42.D5 | USED
XT0240:14 | SC | FCE214019 | WHT | 12 | 44.D5 | XT9990:2 | A PANEL | 44.D5 | USED
XT0240:2 | SC | ESTOPB | WHT | 20 | 16.A3 | XT9080:8 | A PANEL | 29.D5 | USED
XT0240:3 | SC | ESTOPA | WHT | 20 | 16.A3 | XT9081:7 | A PANEL | 27.B5 | USED
XT0240:4 | SC | ESTOP | WHT | 20 | 16.A3 | XT0139:4 | A PANEL | 16.B3 | USED
XT0240:4 | SC | ESTOP | WHT | 20 | 16.A3 | XT9081:8 | A PANEL | 27.C5 | USED
XT0240:9 | SC | 0V | WHT | 20 | 16.D3 | XT0136:3 | A PANEL | 15.A2 | USED
XT9060:39 | SC | PDS63112 | WHT | 20 | 73.B5 | AF0091:35 | A PANEL | 73.B7 | USED
AU0070:L1 | WC0008 | AU0080L2 | ENET | CABLE | 8.A2 | AU0080:L2 | A PANEL | 7.A1 | USED
IEG0230:10 | SC | IEG023010 | GRN | 14 | 21.D4 | AF0123:SH | GENERATOR PANEL | 21.D3 | USED
XT0233:3 | SC | FU0210 | WHT | 14 | 14.C4 | FU0680:LI | PWR DISTRIBUTION RAIL | 6.B2 | USED
XT0235:3 | SC | 0V | WHT | 14 | 14.D4 | XT0680:2 | PWR DISTRIBUTION RAIL | 6.B3 | USED
XT0240:10 | SC | FU0139 | WHT | 20 | 16.C4 | XT0563:6 | PWR DISTRIBUTION RAIL | 11.C6 | USED
XT0240:12 | SC | KA023612 | WHT | 20 | 16.D4 | XT0563:3 | PWR DISTRIBUTION RAIL | 11.B6 | USED
XT0240:2 | SC | ESTOPB | WHT | 20 | 16.A3 | XT0563:1 | PWR DISTRIBUTION RAIL | 11.D6 | USED
XT0240:3 | SC | ESTOPA | WHT | 20 | 16.A3 | XT0563:2 | PWR DISTRIBUTION RAIL | 11.D6 | USED
XT0240:5 | SC | KA0241A1 | WHT | 20 | 16.C3 | XT0563:5 | PWR DISTRIBUTION RAIL | 11.C6 | USED
XT0240:8 | SC | 0V | WHT | 20 | 16.D3 | XT0563:4 | PWR DISTRIBUTION RAIL | 11.B6 | USED
IEG0230:7 | SC | IEG02307 | GRN | 14 | 9.B6 | AU0200:GND | TCP | 9.A3 | USED
IEG0230:8 | SC | IEG02308 | GRN | 14 | 9.A2 | GR0200: | TCP | 9.A3 | USED
AF0063:05 | SC | KA9985NO | WHT | 20 | 29.D7 | XT9181:13 | VIBRATION | 29.D5 | USED
AF0076:14 | SC | 007614 | WHT | 20 | 74.C7 | KA0182:A1 | VIBRATION | 74.C5 | USED
AF0076:30 | SC | 007630 | WHT | 20 | 74.C7 | KA0182:A2 | VIBRATION | 74.C5 | USED
IEG0010:2 | SC | IEG0110G | GRN | 8 | 3.B2 | IEG0110:0 | VIBRATION | 3.B2 | USED
AU0060:L2 | WC0006 | AU0060L2 | ENET | CABLE | 8.C2 | AF0410:L1 | VIBRATION | 19.B5 | USED
XT9071:20 | WC7000 | PT70001 | RED | 20 | 76.D5 | AF0184:44 | VIBRATION | 76.D7 | USED
XT9071:21 | WC7000 | PT70002 | BLK | 20 | 76.D5 | AF0184:12 | VIBRATION | 76.D7 | USED
XT9071:22 | WC7000 | PT7000S | SH | 20 | 76.D5 | AF0184:60 | VIBRATION | 76.D7 | USED
SolarTools ver. 24.0.84.24712 (Jul 31, 2025)
Report date: 1/30/2026 9:27 AM

## CONSOLE
CONSOLE
CONTROL CONSOLE
Project # | J0960
Project Name | TITAN TIRE
Revision | A
Controls DE | A.DOMINGUEZ
Phone: | 0
Controls ME | N.CARPENTER
Phone:
From | [5 empty] | To
Device ID | Cable (W) Conductor (SC) Jumper Clip (JC) | Wire No. | Wire ID | Gauge/Size | Page/Zone | Device ID | Location | Page/Zone
AT0190:GND | SC | AT0190G | GRN/YEL | 14 | 9.B4 | FRAME | CONSOLE | 9.C3 | USED
AT0190:USB1 | SC | AT0190K | CABLE | USB | 9.B4 | AT0190K:KI | CONSOLE | 9.C5 | USED
EL0273:+ | SC | ZS0273 | WHT | 14 | 9.B4 | ZS0273:2 | CONSOLE | 9.B4 | USED
AT0190:NEG | SC | 0V1 | WHT | 14 | 9.B4 | XT0562:2 | PWR DISTRIBUTION RAIL | 9.B2 | USED
AT0190:POS | SC | FU0190 | WHT | 14 | 9.B4 | FU0190:LD | PWR DISTRIBUTION RAIL | 9.C3 | USED
EL0273:- | SC | 0V1 | WHT | 14 | 9.B4 | XT0562:1 | PWR DISTRIBUTION RAIL | 9.B2 | USED
ZS0273:1 | SC | FU0273 | WHT | 14 | 9.B4 | FU0273:LD | PWR DISTRIBUTION RAIL | 9.B3 | USED
AT0190:ETAP:L1 | WC0190 | AT0680LAN2 | ENET | CABLE | 9.B4 | AT0680:LAN2 | PWR DISTRIBUTION RAIL | 6.B4 | USED
HA0273:(+) | WC5540 | HA0273P | BLK | 16 | 12.A1 | AF0202:23 | TCP | 12.A3 | USED
HA0273:(-) | WC5540 | HA0273N | WHT | 16 | 12.A1 | AF0202:55 | TCP | 12.A3 | USED
SolarTools ver. 24.0.84.24712 (Jul 31, 2025)
Report date: 1/30/2026 9:27 AM

## GENERATOR PANEL
GENERATOR PANEL
CONTROL CONSOLE
Project # | J0960
Project Name | TITAN TIRE
Revision | A
Controls DE | A.DOMINGUEZ
Phone: | 0
Controls ME | N.CARPENTER
Phone:
From | [5 empty] | To
Device ID | Cable (W) Conductor (SC) Jumper Clip (JC) | Wire No. | Wire ID | Gauge/Size | Page/Zone | Device ID | Location | Page/Zone
XT0120:1 | JC | 0V | CLIP | --- | 21.D1 | XT0120:2 | GENERATOR PANEL | 21.D1 | USED
XT0336:2 | JC | 0V | CLIP | --- | 20.C4 | XT0336:3 | GENERATOR PANEL | 20.C4 | USED
XT0336:3 | JC | 0V | CLIP | --- | 20.C4 | XT0336:4 | GENERATOR PANEL | 20.D4 | USED
XT0341:4 | JC | VGENB | CLIP | --- | 18.D2 | XT0341:5 | GENERATOR PANEL | 18.D2 | USED
XT0350:1 | JC | CCT1(-) | CLIP | --- | 71.A4 | XT0350:2 | GENERATOR PANEL | 71.A4 | USED
XT0350:3 | JC | CCT1(+) | CLIP | --- | 71.A4 | XT0350:4 | GENERATOR PANEL | 71.A4 | USED
XT0351:1 | JC | VBUSN | CLIP | --- | 69.B4 | XT0351:2 | GENERATOR PANEL | 69.B4 | USED
XT0351:11 | JC | VGENB | CLIP | --- | 69.D4 | XT0351:12 | GENERATOR PANEL | 69.D4 | USED
XT0351:13 | JC | VGENC | CLIP | --- | 69.D4 | XT0351:14 | GENERATOR PANEL | 69.D4 | USED
XT0351:3 | JC | VBUSA | CLIP | --- | 69.B4 | XT0351:4 | GENERATOR PANEL | 69.B4 | USED
XT0351:5 | JC | VBUSB | CLIP | --- | 69.B4 | XT0351:6 | GENERATOR PANEL | 69.B4 | USED
XT0351:7 | JC | VBUSC | CLIP | --- | 69.B4 | XT0351:8 | GENERATOR PANEL | 69.B4 | USED
XT0351:9 | JC | VGENA | CLIP | --- | 69.D4 | XT0351:10 | GENERATOR PANEL | 69.D4 | USED
XT0352:5 | JC | MCTN | CLIP | --- | 71.B4 | XT0352:4 | GENERATOR PANEL | 71.B4 | USED
XT0352:6 | JC | MCTN | CLIP | --- | 71.B4 | XT0352:5 | GENERATOR PANEL | 71.B4 | USED
XT0352:7 | JC | MCTN | CLIP | --- | 71.B4 | XT0352:6 | GENERATOR PANEL | 71.B4 | USED
XT1940:1 | JC | VMETERA | CLIP | --- | 68.A6 | XT1940:2 | GENERATOR PANEL | 68.A6 | USED
XT1940:3 | JC | VMETERB | CLIP | --- | 68.A6 | XT1940:4 | GENERATOR PANEL | 68.A6 | USED
XT1940:5 | JC | VMETERC | CLIP | --- | 68.B6 | XT1940:6 | GENERATOR PANEL | 68.B6 | USED
KA0126:A1 | SC | 012100 | WHT | 20 | 72.C7 | AF0121:00 | GENERATOR PANEL | 72.C6 | USED
KA0121:A1 | SC | 012101 | WHT | 20 | 22.A7 | AF0121:01 | GENERATOR PANEL | 22.A5 | USED
KA0122:A1 | SC | 012102 | WHT | 20 | 22.D7 | AF0121:02 | GENERATOR PANEL | 22.D6 | USED
KA0123:A1 | SC | 012103 | WHT | 20 | 22.A7 | AF0121:03 | GENERATOR PANEL | 22.A5 | USED
KA0129:A1 | SC | 012104 | WHT | 20 | 22.D7 | AF0121:04 | GENERATOR PANEL | 22.D6 | USED
KA0186:A1 | SC | 012106 | WHT | 20 | 26.C7 | AF0121:06 | GENERATOR PANEL | 26.C5 | USED
KA0128:A1 | SC | 012108 | WHT | 20 | 22.B7 | AF0121:08 | GENERATOR PANEL | 22.B5 | USED
KA0127:A1 | SC | 012111 | WHT | 20 | 72.D6 | AF0121:11 | GENERATOR PANEL | 72.D6 | USED
KA0336:11 | SC | 012114 | WHT | 20 | 58.B6 | AF0121:14 | GENERATOR PANEL | 58.B5 | USED
KA0126:A2 | SC | 012116 | WHT | 20 | 72.C7 | AF0121:16 | GENERATOR PANEL | 72.C6 | USED
KA0121:A2 | SC | 012117 | WHT | 20 | 22.A7 | AF0121:17 | GENERATOR PANEL | 22.A5 | USED
KA0122:A2 | SC | 012118 | WHT | 20 | 22.D7 | AF0121:18 | GENERATOR PANEL | 22.D6 | USED
KA0123:A2 | SC | 012119 | WHT | 20 | 22.A7 | AF0121:19 | GENERATOR PANEL | 22.A5 | USED
KA0129:A2 | SC | 012120 | WHT | 20 | 22.D7 | AF0121:20 | GENERATOR PANEL | 22.D6 | USED
KA0365:24 | SC | 012122 | WHT | 20 | 26.C7 | AF0121:22 | GENERATOR PANEL | 26.C6 | USED
KA0128:A2 | SC | 012124 | WHT | 20 | 22.B7 | AF0121:24 | GENERATOR PANEL | 22.B5 | USED
KA0127:A2 | SC | 012127 | WHT | 20 | 72.D6 | AF0121:27 | GENERATOR PANEL | 72.D6 | USED
KA4100:A2 | SC | 012130 | WHT | 20 | 58.B6 | AF0121:30 | GENERATOR PANEL | 58.B6 | USED
AF0121:COM | SC | 0V | WHT | 14 | 21.D2 | XT0120:2 | GENERATOR PANEL | 21.D1 | USED
AF0121:J | SC | * |  |  | 21.D2 | AF0122:P | GENERATOR PANEL | 21.D3 | USED
AF0121:V+ | SC | FU0121 | WHT | 14 | 21.D2 | FU0121:LD | GENERATOR PANEL | 21.D1 | USED
KA0330:11 | SC | 012200 | WHT | 20 | 24.A7 | AF0122:00 | GENERATOR PANEL | 24.A6 | USED
KA0331:11 | SC | 012201 | WHT | 20 | 24.A7 | AF0122:01 | GENERATOR PANEL | 24.A6 | USED
KA0310:11 | SC | 012202 | WHT | 20 | 24.B7 | AF0122:02 | GENERATOR PANEL | 24.B6 | USED
AF0122:03 | SC | KA96002 | WHT | 20 | 22.C7 | XT9120:6 | GENERATOR PANEL | 22.C5 | USED
AF0122:04 | SC | KA96012 | WHT | 20 | 22.C7 | XT9120:8 | GENERATOR PANEL | 22.C5 | USED
AF0122:05 | SC | CCS5072 | WHT | 20 | 24.B6 | XT9120:10 | GENERATOR PANEL | 24.B5 | USED
AF0122:06 | SC | CCPTBUSFUSE2 | WHT | 20 | 24.C7 | XT9120:12 | GENERATOR PANEL | 24.C5 | USED
AF0122:07 | SC | CB600B2 | WHT | 20 | 22.B7 | XT9120:1 | GENERATOR PANEL | 22.B5 | USED
KA0364:21 | SC | 012209 | WHT | 20 | 26.A6 | AF0122:08 | GENERATOR PANEL | 26.A6 | USED
KA0365:11 | SC | 012208 | WHT | 20 | 26.A6 | AF0122:09 | GENERATOR PANEL | 26.A6 | USED
AF0122:11 | SC | S600B2 | WHT | 20 | 22.B7 | XT9120:3 | GENERATOR PANEL | 22.C5 | USED
AF0122:12 | SC | PS34202 | WHT | 20 | 60.A7 | XT9120:34 | GENERATOR PANEL | 60.A5 | USED
KA6000:A2 | SC | 012223 | WHT | 20 | 22.B7 | AF0122:23 | GENERATOR PANEL | 22.B6 | USED
KA6001:A2 | SC | 012227 | WHT | 20 | 22.B7 | AF0122:27 | GENERATOR PANEL | 22.C6 | USED
KA0330:14 | SC | 012232 | WHT | 20 | 24.A7 | AF0122:32 | GENERATOR PANEL | 24.A6 | USED
KA0331:14 | SC | 012233 | WHT | 20 | 24.A7 | AF0122:33 | GENERATOR PANEL | 24.A6 | USED
KA0310:14 | SC | 012234 | WHT | 20 | 24.B7 | AF0122:34 | GENERATOR PANEL | 24.B6 | USED
AF0122:35 | SC | KA96001 | WHT | 20 | 22.C7 | XT9120:5 | GENERATOR PANEL | 22.C5 | USED
AF0122:36 | SC | KA96011 | WHT | 20 | 22.C7 | XT9120:7 | GENERATOR PANEL | 22.C5 | USED
AF0122:37 | SC | CCS5071 | WHT | 20 | 24.B6 | XT9120:9 | GENERATOR PANEL | 24.B5 | USED
AF0122:38 | SC | CCPTBUSFUSE1 | WHT | 20 | 24.C7 | XT9120:11 | GENERATOR PANEL | 24.C5 | USED
AF0122:39 | SC | CB600B1 | WHT | 20 | 22.B7 | XT9120:4 | GENERATOR PANEL | 22.B5 | USED
KA0364:24 | SC | 012241 | WHT | 20 | 26.A6 | AF0122:40 | GENERATOR PANEL | 26.A6 | USED
KA0365:14 | SC | 012240 | WHT | 20 | 26.A6 | AF0122:41 | GENERATOR PANEL | 26.A6 | USED
AF0122:43 | SC | S600B1 | WHT | 20 | 22.B7 | XT9120:2 | GENERATOR PANEL | 22.B5 | USED
AF0122:44 | SC | PS34201 | WHT | 20 | 60.A7 | XT9120:33 | GENERATOR PANEL | 60.A5 | USED
AF0122:COM | SC | AF0122N | WHT | 20 | 21.D3 | AF0123:COM | GENERATOR PANEL | 21.D3 | USED
AF0122:COM | SC | AU0120N | WHT | 20 | 21.D3 | AU0120:COM | GENERATOR PANEL | 21.C1 | USED
AF0122:J | SC | * |  |  | 21.D3 | AF0123:P | GENERATOR PANEL | 21.D3 | USED
AF0122:V+ | SC | AF0122P | WHT | 20 | 21.D3 | AF0123:V+ | GENERATOR PANEL | 21.D3 | USED
AF0122:V+ | SC | AU0120P | WHT | 20 | 21.D3 | AU0120:V+ | GENERATOR PANEL | 21.C1 | USED
AF0123:SH | SC | AF0120G | GRN | 14 | 21.D3 | AU0120:GND | GENERATOR PANEL | 21.C1 | USED
AT0140:13 VGEN-A | SC | VGENA | RED | 16 | 69.D7 | XT0351:9 | GENERATOR PANEL | 69.D4 | USED
AT0140:14 VGEN-B | SC | VGENB | RED | 16 | 69.D7 | XT0351:11 | GENERATOR PANEL | 69.D4 | USED
AT0140:15 VGEN-C | SC | VGENC | RED | 16 | 69.D7 | XT0351:13 | GENERATOR PANEL | 69.D4 | USED
AT0140:17 VBUS-A | SC | VMETERA | RED | 16 | 69.B7 | XT1940:2 | GENERATOR PANEL | 68.A6 | USED
AT0140:18 VBUS-B | SC | VMETERB | RED | 16 | 69.B7 | XT1940:4 | GENERATOR PANEL | 68.A6 | USED
AT0140:19 VBUS-C | SC | VMETERC | RED | 16 | 69.B7 | XT1940:6 | GENERATOR PANEL | 68.B6 | USED
AT0140:27 ID RLY | SC | CCT1(+) | BLU | 12 | 71.A7 | XT0350:3 | GENERATOR PANEL | 71.A4 | USED
AT0140:28 ID RLY | SC | CCT1(-) | BLU | 12 | 71.A7 | XT0350:1 | GENERATOR PANEL | 71.A4 | USED
KA0310:A2 | SC | KA0310A2 | WHT | 20 | 21.D5 | AT0140:29 FLT | GENERATOR PANEL | 20.B5 | USED
AT0140:3 EX-D(-) | SC | 0V | WHT | 16 | 72.C7 | XT0336:4 | GENERATOR PANEL | 20.D4 | USED
AT0140:30 FLT | SC | 0V | WHT | 20 | 21.D5 | XT0336:4 | GENERATOR PANEL | 20.D4 | USED
AT0140:33 ID RES(+) | SC | CCT1(+) | BLU | 12 | 71.A7 | XT0350:4 | GENERATOR PANEL | 71.A4 | USED
AT0140:34 ID RES(-) | SC | AT014034 | WHT | 12 | 71.A7 | AT0140:42 ID(+) | GENERATOR PANEL | 71.A7 | USED
AT0140:36 I1(+) | SC | MCTA | BLU | 12 | 71.B7 | XT0352:1 | GENERATOR PANEL | 71.B4 | USED
AT0140:37 I1(-) | SC | MCTN | BLU | 12 | 71.B7 | XT0352:7 | GENERATOR PANEL | 71.B4 | USED
AT0140:38 I2(+) | SC | MCTB | BLU | 12 | 71.B7 | XT0352:2 | GENERATOR PANEL | 71.B4 | USED
AT0140:39 I2(-) | SC | MCTN | BLU | 12 | 71.B7 | XT0352:6 | GENERATOR PANEL | 71.B4 | USED
KA0123:14 | SC | KA012314 | WHT | 16 | 72.C7 | AT0140:4 EX-D(+) | GENERATOR PANEL | 20.B5 | USED
AT0140:40 I3(+) | SC | MCTC | BLU | 12 | 71.B7 | XT0352:3 | GENERATOR PANEL | 71.B4 | USED
AT0140:41 I3(-) | SC | MCTN | BLU | 12 | 71.B7 | XT0352:5 | GENERATOR PANEL | 71.B4 | USED
AT0140:43 ID(-) | SC | CCT1(-) | BLU | 12 | 71.A7 | XT0350:2 | GENERATOR PANEL | 71.A4 | USED
AT0140:47 BAT(+) | SC | FU0334 | WHT | 16 | 21.D5 | XT0335:2 | GENERATOR PANEL | 20.B4 | USED
AT0140:48 BAT(-) | SC | 0V | WHT | 16 | 21.D5 | XT0336:4 | GENERATOR PANEL | 20.D4 | USED
AT0140:FG 56 | SC | VBUSN | GRN/YEL | 12 | 21.D5 | XT0140G:1 | GENERATOR PANEL | 21.D6 | USED
AU0120:COM | SC | 0V | WHT | 14 | 21.C1 | XT0120:1 | GENERATOR PANEL | 21.D1 | USED
AU0120:V+ | SC | FU0120 | WHT | 14 | 21.C1 | FU0120:LD | GENERATOR PANEL | 21.D1 | USED
XT0351:5 | SC | J30 | CLIP | -- | 69.B4 | XT0351:2 | GENERATOR PANEL | 69.B4 | USED
FU0120:LI | SC | FU0332 | WHT | 14 | 21.D1 | FU0121:LI | GENERATOR PANEL | 21.D1 | USED
FU0332:LD | SC | FU0332 | WHT | 14 | 20.B3 | FU0333:LI | GENERATOR PANEL | 20.B3 | USED
FU0332:LI | SC | FU0136 | WHT | 12 | 20.B3 | XT0332:1 | GENERATOR PANEL | 20.B2 | USED
FU0333:LD | SC | FU0333 | WHT | 16 | 20.B3 | XT0335:1 | GENERATOR PANEL | 20.B4 | USED
FU0333:LI | SC | FU0332 | WHT | 14 | 20.B3 | FU0334:LI | GENERATOR PANEL | 20.B3 | USED
FU0334:LD | SC | FU0334 | WHT | 14 | 20.B3 | XT0335:2 | GENERATOR PANEL | 20.B4 | USED
FU0334:LI | SC | FU0332 | WHT | 14 | 20.B3 | FU0335:LI | GENERATOR PANEL | 20.A3 | USED
FU0335:LD | SC | FU0335 | WHT | 14 | 20.A3 | XT0335:3 | GENERATOR PANEL | 20.A4 | USED
GR0120: | SC | 0V | WHT | 14 | 21.D1 | XT0120:2 | GENERATOR PANEL | 21.D1 | USED
GR0141: | SC | GR0141 | GRN/YEL | 14 | 3.B4 | FRAME | GENERATOR PANEL | 3.B3 | USED
GR0142: | SC | GR0142 | GRN/YEL | 14 | 3.B4 | FRAME | GENERATOR PANEL | 3.B3 | USED
KA0121:11 | SC | KA018511 | WHT | 16 | 23.B4 | XT0337:13 | GENERATOR PANEL | 23.B3 | USED
KA0121:14 | SC | FU0333 | WHT | 16 | 23.B4 | XT0337:12 | GENERATOR PANEL | 23.B3 | USED
KA0122:11 | SC | KA018611 | WHT | 16 | 23.D5 | XT0337:18 | GENERATOR PANEL | 23.D3 | USED
KA0122:14 | SC | FU0333 | WHT | 16 | 23.D5 | XT0337:25 | GENERATOR PANEL | 23.D3 | USED
KA0123:11 | SC | FU0334 | WHT | 20 | 20.B5 | XT0335:2 | GENERATOR PANEL | 20.B4 | USED
KA0123:A1 | SC | 012103 | WHT | 20 | 22.A5 | KA0313:2 | GENERATOR PANEL | 22.A5 | USED
KA0123:A2 | SC | 012119 | WHT | 20 | 22.A5 | KA0313:7 | GENERATOR PANEL | 22.A5 | USED
KA0126:11 | SC | CC73901 | WHT | 20 | 72.C5 | XT9120:35 | GENERATOR PANEL | 72.C4 | USED
KA0126:14 | SC | CC73902 | WHT | 20 | 72.C5 | XT9120:36 | GENERATOR PANEL | 72.C4 | USED
KA0127:11 | SC | CC73911 | WHT | 20 | 72.D5 | XT9120:37 | GENERATOR PANEL | 72.D4 | USED
KA0127:14 | SC | CC73912 | WHT | 20 | 72.D5 | XT9120:38 | GENERATOR PANEL | 72.D4 | USED
KA0128:11 | SC | KA0333A1 | WHT | 20 | 23.A4 | KA0335:21 | GENERATOR PANEL | 23.A4 | USED
KA0128:14 | SC | FU0333 | WHT | 20 | 23.A4 | KA0335:22 | GENERATOR PANEL | 23.A4 | USED
KA0128:14 | SC | FU0333 | WHT | 20 | 23.A4 | XT0337:7 | GENERATOR PANEL | 23.A3 | USED
KA0128:21 | SC | KA012821 | WHT | 20 | 24.B6 | XT0337:1 | GENERATOR PANEL | 24.B5 | USED
KA0128:24 | SC | KA012824 | WHT | 20 | 24.B6 | XT0337:2 | GENERATOR PANEL | 24.B5 | USED
KA0129:11 | SC | KA012911 | WHT | 20 | 24.D6 | XT0337:23 | GENERATOR PANEL | 24.D5 | USED
KA0129:14 | SC | KA012914 | WHT | 20 | 24.D6 | XT0337:24 | GENERATOR PANEL | 24.D5 | USED
KA0129:21 | SC | KA0343A1 | WHT | 16 | 23.C5 | XT0337:28 | GENERATOR PANEL | 23.C3 | USED
KA0129:24 | SC | FU0333 | WHT | 16 | 23.C5 | XT0337:27 | GENERATOR PANEL | 23.B3 | USED
KA0135:11 | SC | KM3150EN | RED | 16 | 62.A5 | XT9000:2 | GENERATOR PANEL | 62.A5 | USED
KA0135:12 | SC | KM3150EP | RED | 16 | 62.A5 | XT9000:1 | GENERATOR PANEL | 62.A5 | USED
KA0185:11 | SC | KA018511 | WHT | 16 | 23.B3 | XT0337:13 | GENERATOR PANEL | 23.B3 | USED
KA0185:14 | SC | KA0332A1 | WHT | 20 | 23.B3 | XT0337:14 | GENERATOR PANEL | 23.B3 | USED
KA0185:A2 | SC | KA0185A2 | WHT | 20 | 25.B5 | KA0364:11 | GENERATOR PANEL | 25.B6 | USED
KA0186:11 | SC | KA018611 | WHT | 16 | 23.D3 | XT0337:18 | GENERATOR PANEL | 23.D3 | USED
KA0186:14 | SC | KA018614 | WHT | 20 | 23.D3 | XT0337:20 | GENERATOR PANEL | 23.D3 | USED
KA0186:A2 | SC | KA036511 | WHT | 20 | 26.C5 | KA0365:21 | GENERATOR PANEL | 26.C6 | USED
KA0310:21 | SC | KA0333A1 | WHT | 20 | 23.A4 | KA0335:21 | GENERATOR PANEL | 23.A4 | USED
KA0310:21 | SC | KA0333A1 | WHT | 20 | 23.A4 | XT0337:8 | GENERATOR PANEL | 23.A3 | USED
KA0310:24 | SC | FU0333 | WHT | 20 | 23.A4 | KA0335:22 | GENERATOR PANEL | 23.A4 | USED
KA0310:A1 | SC | FU0334 | WHT | 20 | 20.B5 | XT0335:2 | GENERATOR PANEL | 20.B4 | USED
KA0330:A1 | SC | KA0330A1 | WHT | 20 | 23.A6 | XT0337:9 | GENERATOR PANEL | 23.A3 | USED
KA0330:A2 | SC | 0V | WHT | 20 | 23.A6 | KA0332:A2 | GENERATOR PANEL | 23.B6 | USED
KA0330:A2 | SC | 0V | WHT | 20 | 23.A6 | KA0333:A2 | GENERATOR PANEL | 23.A6 | USED
KA0331:A1 | SC | KA0331A1 | WHT | 20 | 23.C6 | XT0337:11 | GENERATOR PANEL | 23.C3 | USED
KA0331:A2 | SC | 0V | WHT | 20 | 23.C6 | KA0342:A2 | GENERATOR PANEL | 23.D6 | USED
KA0331:A2 | SC | 0V | WHT | 20 | 23.C6 | KA0343:A2 | GENERATOR PANEL | 23.C6 | USED
KA0332:11 | SC | KA033211 | WHT | 20 | 24.C6 | XT0337:3 | GENERATOR PANEL | 24.C5 | USED
KA0332:14 | SC | KA033214 | WHT | 20 | 24.C6 | XT0337:4 | GENERATOR PANEL | 24.C5 | USED
KA0332:A1 | SC | KA0332A1 | WHT | 20 | 23.B6 | XT0337:14 | GENERATOR PANEL | 23.B3 | USED
KA0332:A2 | SC | 0V | WHT | 20 | 23.B6 | KA0343:A2 | GENERATOR PANEL | 23.C6 | USED
KA0333:11 | SC | KA033311 | WHT | 20 | 24.C6 | KA0335:11 | GENERATOR PANEL | 24.C6 | USED
KA0333:11 | SC | KA033311 | WHT | 20 | 24.C6 | XT0337:5 | GENERATOR PANEL | 24.C5 | USED
KA0333:14 | SC | KA033314 | WHT | 20 | 24.C6 | KA0335:12 | GENERATOR PANEL | 24.C6 | USED
KA0333:14 | SC | KA033314 | WHT | 20 | 24.C6 | XT0337:6 | GENERATOR PANEL | 24.C5 | USED
KA0333:A1 | SC | KA0333A1 | WHT | 20 | 23.A6 | XT0337:8 | GENERATOR PANEL | 23.A3 | USED
KA0335:A1 | SC | ESTOP | WHT | 20 | 20.C5 | XT0336:1 | GENERATOR PANEL | 20.C4 | USED
KA0335:A2 | SC | 0V | WHT | 20 | 20.C5 | XT0336:2 | GENERATOR PANEL | 20.C4 | USED
KA0336:14 | SC | KA033614 | WHT | 20 | 58.B5 | KA4100:A1 | GENERATOR PANEL | 58.B6 | USED
KA0336:A1 | SC | KA0231A1 | WHT | 14 | 20.C3 | XT0334:2 | GENERATOR PANEL | 20.C2 | USED
KA0336:A2 | SC | 0V | WHT | 14 | 20.C3 | XT0336:2 | GENERATOR PANEL | 20.C4 | USED
KA0342:11 | SC | KA034211 | WHT | 20 | 24.D6 | XT0337:21 | GENERATOR PANEL | 24.D5 | USED
KA0342:14 | SC | KA034214 | WHT | 20 | 24.D6 | XT0337:22 | GENERATOR PANEL | 24.D5 | USED
KA0342:A1 | SC | KA600114 | WHT | 20 | 23.D6 | KA6001:14 | GENERATOR PANEL | 23.D5 | USED
KA0342:A2 | SC | 0V | WHT | 20 | 23.D6 | XT0337:16 | GENERATOR PANEL | 23.D3 | USED
KA0343:11 | SC | KA034311 | WHT | 20 | 24.D6 | XT0337:29 | GENERATOR PANEL | 24.D5 | USED
KA0343:14 | SC | KA034314 | WHT | 20 | 24.D6 | XT0337:30 | GENERATOR PANEL | 24.D5 | USED
KA0343:A1 | SC | KA0343A1 | WHT | 16 | 23.C6 | XT0337:28 | GENERATOR PANEL | 23.C3 | USED
KA0364:1 | SC | VGENA | RED | 16 | 18.C1 | XT0341:9 | GENERATOR PANEL | 18.C2 | USED
KA0364:2 | SC | VGENB | RED | 16 | 18.C1 | XT0341:8 | GENERATOR PANEL | 18.C2 | USED
KA0364:3 | SC | VBUSA | RED | 16 | 18.C1 | XT0351:4 | GENERATOR PANEL | 69.B4 | USED
KA0364:4 | SC | VBUSB | RED | 16 | 18.C1 | XT0351:6 | GENERATOR PANEL | 69.B4 | USED
KA0365:1 | SC | VGENA | RED | 16 | 18.B1 | XT0341:9 | GENERATOR PANEL | 18.C2 | USED
KA0365:2 | SC | VGENB | RED | 16 | 18.B1 | XT0341:8 | GENERATOR PANEL | 18.C2 | USED
KA0365:3 | SC | VTIEA | RED | 16 | 18.B1 | XT0940:1 | GENERATOR PANEL | 68.A4 | USED
KA0365:4 | SC | VTIEB | RED | 16 | 18.B1 | XT0940:2 | GENERATOR PANEL | 68.A4 | USED
KA3103:11 | SC | KM3103EN | RED | 16 | 65.A5 | XT9000:4 | GENERATOR PANEL | 65.A5 | USED
KA3103:14 | SC | KM3103EP | RED | 16 | 65.A5 | XT9000:3 | GENERATOR PANEL | 65.A5 | USED
KA4100:11 | SC | KM4100EP | RED | 16 | 58.A5 | XT9003:1 | GENERATOR PANEL | 58.A5 | USED
KA4100:12 | SC | KM4100EN | RED | 16 | 58.A5 | XT9003:2 | GENERATOR PANEL | 58.A5 | USED
KA4632:1 | SC | VTIEA | RED | 16 | 68.A6 | XT0940:1 | GENERATOR PANEL | 68.A4 | USED
KA4632:2 | SC | 012110 | WHT | 20 | 68.D6 | AF0121:10 | GENERATOR PANEL | 68.D6 | USED
KA4632:2 | SC | 012110 | WHT | 20 | 68.D6 | KA4633:2 | GENERATOR PANEL | 68.D6 | USED
KA4632:3 | SC | VMETERA | RED | 16 | 68.A6 | XT1940:1 | GENERATOR PANEL | 68.A6 | USED
KA4632:6 | SC | VMETERB | RED | 16 | 68.A6 | XT1940:3 | GENERATOR PANEL | 68.A6 | USED
KA4632:7 | SC | 012126 | WHT | 20 | 68.D6 | AF0121:26 | GENERATOR PANEL | 68.D6 | USED
KA4632:7 | SC | 012126 | WHT | 20 | 68.D6 | KA4633:7 | GENERATOR PANEL | 68.D6 | USED
KA4632:8 | SC | VTIEB | RED | 16 | 68.A6 | XT0940:2 | GENERATOR PANEL | 68.A4 | USED
KA4633:1 | SC | VTIEC | RED | 16 | 68.B6 | XT0940:3 | GENERATOR PANEL | 68.B4 | USED
KA4633:3 | SC | VMETERC | RED | 16 | 68.B6 | XT1940:5 | GENERATOR PANEL | 68.B6 | USED
KA4642:1 | SC | VBUSA | RED | 16 | 68.A5 | XT0351:3 | GENERATOR PANEL | 69.B4 | USED
KA4642:2 | SC | 012109 | WHT | 20 | 68.C6 | AF0121:09 | GENERATOR PANEL | 68.C6 | USED
KA4642:2 | SC | 012109 | WHT | 20 | 68.C6 | KA4643:2 | GENERATOR PANEL | 68.C6 | USED
KA4642:3 | SC | VMETERA | RED | 16 | 68.A5 | XT1940:2 | GENERATOR PANEL | 68.A6 | USED
KA4642:6 | SC | VMETERB | RED | 16 | 68.A5 | XT1940:4 | GENERATOR PANEL | 68.A6 | USED
KA4642:7 | SC | 012125 | WHT | 20 | 68.C6 | AF0121:25 | GENERATOR PANEL | 68.C6 | USED
KA4642:7 | SC | 012125 | WHT | 20 | 68.C6 | KA4643:7 | GENERATOR PANEL | 68.C6 | USED
KA4642:8 | SC | VBUSB | RED | 16 | 68.A5 | XT0351:5 | GENERATOR PANEL | 69.B4 | USED
KA4643:1 | SC | VBUSC | RED | 16 | 68.B5 | XT0351:7 | GENERATOR PANEL | 69.B4 | USED
KA4643:3 | SC | VMETERC | RED | 16 | 68.B5 | XT1940:6 | GENERATOR PANEL | 68.B6 | USED
KA6000:11 | SC | KA018614 | WHT | 20 | 23.D5 | XT0337:20 | GENERATOR PANEL | 23.D3 | USED
KA6000:14 | SC | KA600014 | WHT | 20 | 23.D5 | KA6001:11 | GENERATOR PANEL | 23.D5 | USED
KA6000:A1 | SC | CB600B2 | WHT | 20 | 22.B6 | XT9120:1 | GENERATOR PANEL | 22.B5 | USED
KA6001:A1 | SC | S600B2 | WHT | 20 | 22.C6 | XT9120:3 | GENERATOR PANEL | 22.C5 | USED
PEG0140:1 | SC | PMGS | GRN/YEL | 12 | 70.B6 | XT0313:1 | GENERATOR PANEL | 70.A6 | USED
PEG0140:2 | SC | EXCS | GRN/YEL | 12 | 70.C5 | XT0370:5 | GENERATOR PANEL | 70.C4 | USED
PEG0140:5 | SC | MCTN | GRN/YEL | 14 | 71.B5 | XT0352:4 | GENERATOR PANEL | 71.B4 | USED
XT0334:1 | SC | 0V | WHT | 12 | 20.C2 | XT0336:2 | GENERATOR PANEL | 20.C4 | USED
XT0335:1 | SC | FU0333 | WHT | 16 | 20.B4 | XT0337:25 | GENERATOR PANEL | 23.D3 | USED
XT0337:12 | SC | FU0333 | WHT | 16 | 23.B3 | XT0335:1 | GENERATOR PANEL | 20.B4 | USED
XT0337:12 | SC | FU0333 | WHT | 20 | 23.B3 | XT0337:7 | GENERATOR PANEL | 23.A3 | USED
XT0337:16 | SC | 0V | WHT | 14 | 23.D3 | XT0336:3 | GENERATOR PANEL | 20.C4 | USED
XT0337:25 | SC | FU0333 | WHT | 16 | 23.D3 | XT0337:27 | GENERATOR PANEL | 23.B3 | USED
XT0341:4 | SC | VGENB | RED | 16 | 18.D2 | XT0341:8 | GENERATOR PANEL | 18.C2 | USED
XT0341:7 | SC | VGENA | RED | 16 | 18.D2 | XT0341:9 | GENERATOR PANEL | 18.C2 | USED
XT0351:1 | SC | VBUSN | GRN/YEL | 12 | 69.B4 | XT0140G:1 | GENERATOR PANEL | 21.D6 | USED
XT0351:10 | SC | VGENA | RED | 16 | 69.D4 | XT0341:7 | GENERATOR PANEL | 18.D2 | USED
XT0351:12 | SC | VGENB | RED | 16 | 69.D4 | XT0341:4 | GENERATOR PANEL | 18.D2 | USED
XT0351:14 | SC | VGENC | RED | 16 | 69.D4 | XT0341:6 | GENERATOR PANEL | 18.D2 | USED
XT1940:1 | SC | VMETERA | RED | 16 | 68.A6 | XT0341:2 | GENERATOR PANEL | 18.D2 | USED
XT1940:3 | SC | VMETERB | RED | 16 | 68.A6 | XT0341:1 | GENERATOR PANEL | 18.D2 | USED
XT1940:5 | SC | VMETERC | RED | 16 | 68.B6 | XT0341:3 | GENERATOR PANEL | 18.D2 | USED
AT0140:P2 | WC0012 | AU0120L2 | ENET | CABLE | 21.D5 | AU0120:L2 | GENERATOR PANEL | 21.C1 | USED
AF0123:27 | WC2170 | TE42101 | RED | 20 | 56.A7 | XT9120:13 | GENERATOR PANEL | 56.A5 | USED
AF0123:11 | WC2170 | TE42102 | WHT | 20 | 56.A7 | XT9120:14 | GENERATOR PANEL | 56.A5 | USED
AF0123:10 | WC2170 | TE42103 | BLK | 20 | 56.A7 | XT9120:15 | GENERATOR PANEL | 56.A5 | USED
AF0123:58 | WC2170 | TE4210S | SH | 20 | 56.A7 | XT9120:16 | GENERATOR PANEL | 56.A5 | USED
AF0123:31 | WC2370 | TE42161 | RED | 20 | 56.C7 | XT9120:21 | GENERATOR PANEL | 56.C5 | USED
AF0123:15 | WC2370 | TE42162 | WHT | 20 | 56.C7 | XT9120:22 | GENERATOR PANEL | 56.C5 | USED
AF0123:14 | WC2370 | TE42163 | BLK | 20 | 56.C7 | XT9120:23 | GENERATOR PANEL | 56.C5 | USED
AF0123:62 | WC2370 | TE4216S | SH | 20 | 56.C7 | XT9120:24 | GENERATOR PANEL | 56.C5 | USED
AF0123:21 | WC2470 | TE42401 | RED | 20 | 57.A7 | XT9120:25 | GENERATOR PANEL | 57.A5 | USED
AF0123:05 | WC2470 | TE42402 | WHT | 20 | 57.A7 | XT9120:26 | GENERATOR PANEL | 57.A5 | USED
AF0123:04 | WC2470 | TE42403 | BLK | 20 | 57.A7 | XT9120:27 | GENERATOR PANEL | 57.A5 | USED
AF0123:52 | WC2470 | TE4240S | SH | 20 | 57.A7 | XT9120:28 | GENERATOR PANEL | 57.A5 | USED
AF0123:19 | WC2570 | TE42301 | RED | 20 | 57.B7 | XT9120:29 | GENERATOR PANEL | 57.B5 | USED
AF0123:03 | WC2570 | TE42302 | WHT | 20 | 57.B7 | XT9120:30 | GENERATOR PANEL | 57.B5 | USED
AF0123:02 | WC2570 | TE42303 | BLK | 20 | 57.B7 | XT9120:31 | GENERATOR PANEL | 57.B5 | USED
AF0123:50 | WC2570 | TE4230S | SH | 20 | 57.B7 | XT9120:32 | GENERATOR PANEL | 57.C5 | USED
AF0123:29 | WC3270 | TE42131 | RED | 20 | 56.B7 | XT9120:17 | GENERATOR PANEL | 56.B5 | USED
AF0123:13 | WC3270 | TE42132 | WHT | 20 | 56.B7 | XT9120:18 | GENERATOR PANEL | 56.B5 | USED
AF0123:12 | WC3270 | TE42133 | BLK | 20 | 56.B7 | XT9120:19 | GENERATOR PANEL | 56.B5 | USED
AF0123:60 | WC3270 | TE4213S | SH | 20 | 56.B7 | XT9120:20 | GENERATOR PANEL | 56.B5 | USED
AT0140:1 LS(+) | WC8009 | AT0140LS(+) | WHT | 16 | 72.C7 | XT0337:15 | GENERATOR PANEL | 72.C4 | USED
AT0140:2 LS(-) | WC8009 | AT0140LS(-) | BLK | 16 | 72.C7 | XT0337:17 | GENERATOR PANEL | 72.C4 | USED
FW140:3 | WC8009 | AT0140LS(S) | SH | 16 | 72.C6 | XT0337:19 | GENERATOR PANEL | 72.C4 | USED
FU0313:LD | WC8101 | PMG1 | WHT | 12 | 70.A5 | XT0360:1 | GENERATOR PANEL | 70.A4 | USED
FU0314:LD | WC8101 | PMG2 | BLK | 12 | 70.A5 | XT0360:2 | GENERATOR PANEL | 70.A4 | USED
XT0360:3 | WC8101 | PMGS | SH | 12 | 70.A4 | XT0360:4 | GENERATOR PANEL | 70.A5 | USED
AT0140:54 EXC(+) | WC8102 | EXC1 | WHT | 12 | 70.C7 | XT0370:2 | GENERATOR PANEL | 70.C4 | USED
AT0140:55 EXC(-) | WC8102 | EXC2 | BLK | 12 | 70.C7 | XT0370:3 | GENERATOR PANEL | 70.C4 | USED
KA0313:3 | WC8201 | FU0313 | WHT | 12 | 70.A5 | FU0313:LI | GENERATOR PANEL | 70.A6 | USED
KA0313:6 | WC8201 | FU0314 | BLK | 12 | 70.A5 | FU0314:LI | GENERATOR PANEL | 70.A6 | USED
XT0313:1 | WC8201 | PMGS | SH | 12 | 70.A6 | XT0360:4 | GENERATOR PANEL | 70.A5 | USED
KA0313:1 | WC8301 | PMG14C | WHT | 12 | 70.A7 | AT0140:49 PMG-A | GENERATOR PANEL | 70.A6 | USED
KA0313:8 | WC8301 | PMG14A | BLK | 12 | 70.A7 | AT0140:50 PMG-B | GENERATOR PANEL | 70.A6 | USED
KA0135:A1 | SC | KA0135A1 | WHT | 20 | 15.D6 | KA0131:11 | A PANEL | 15.D4 | USED
KA0135:A1 | SC | KA0135A1 | WHT | 20 | 15.D6 | KA0144:A1 | A PANEL | 15.C6 | USED
KA0135:A2 | SC | 0V | WHT | 20 | 15.D6 | KA0136:A2 | A PANEL | 15.D6 | USED
KA0135:A2 | SC | 0V | WHT | 20 | 15.D6 | KA0144:A2 | A PANEL | 15.C6 | USED
KA3103:A1 | SC | 009208 | WHT | 20 | 65.A5 | AF0092:08 | A PANEL | 65.A7 | USED
KA3103:A2 | SC | 009224 | WHT | 20 | 65.A5 | AF0092:24 | A PANEL | 65.A7 | USED
PEG0140:0 | SC | PEG0140G | GRN/YEL | 8 | 3.B2 | PEG0130:5 | A PANEL | 3.B2 | USED
XT0332:1 | SC | FU0136 | WHT | 14 | 20.B2 | XT0138:3 | A PANEL | 14.A3 | USED
XT0334:1 | SC | 0V | WHT | 14 | 20.C2 | XT0134:3 | A PANEL | 14.B3 | USED
XT0334:2 | SC | KA0231A1 | WHT | 20 | 20.C2 | XT0136:6 | A PANEL | 15.B5 | USED
XT0336:1 | SC | ESTOP | WHT | 20 | 20.C4 | XT0139:4 | A PANEL | 16.B3 | USED
AF0123:SH | SC | IEG023010 | GRN | 14 | 21.D3 | IEG0230:10 | B PANEL | 21.D4 | USED
AT0140:P1 | WC0014 | AT0140L2 | ENET | CABLE | 21.D5 | AU0200:L1 | TCP | 9.A3 | USED
FU0120:LI | SC | FU0332 | WHT | 14 | 21.D1 | XT0130:1 | VIBRATION | 21.A5 | USED
FU0332:LD | SC | FU0332 | WHT | 14 | 20.B3 | XT0130:1 | VIBRATION | 21.A5 | USED
FU0335:LI | SC | FU0332 | WHT | 14 | 20.A3 | XT0110:1 | VIBRATION | 19.A5 | USED
KA0180:21 | SC | CC75802 | WHT | 20 | 25.A5 | XT9180:2 | VIBRATION | 25.A5 | USED
KA0180:22 | SC | CC75803 | WHT | 20 | 25.A5 | XT9180:13 | VIBRATION | 25.A5 | USED
KA0180:24 | SC | CC75801 | WHT | 20 | 25.A5 | XT9180:1 | VIBRATION | 25.A5 | USED
KA0180:A1 | SC | 018100 | WHT | 20 | 25.A5 | AF0181:00 | VIBRATION | 25.A7 | USED
KA0180:A2 | SC | 018116 | WHT | 20 | 25.A5 | AF0181:16 | VIBRATION | 25.A7 | USED
KA0185:A1 | SC | 018110 | WHT | 20 | 25.B5 | AF0181:10 | VIBRATION | 25.B7 | USED
KA0364:14 | SC | 018126 | WHT | 20 | 25.B6 | AF0181:26 | VIBRATION | 25.B7 | USED
XT0120:1 | SC | 0V | WHT | 14 | 21.D1 | XT0130:2 | VIBRATION | 21.A5 | USED
XT0336:3 | SC | 0V | WHT | 14 | 20.C4 | XT0130:2 | VIBRATION | 21.A5 | USED
XT0336:4 | SC | 0V | WHT | 14 | 20.D4 | XT0110:2 | VIBRATION | 19.A5 | USED
XT0337:19 | SC | AT0140LS(S) | GRN | 14 | 72.C4 | IEG0110:4 | VIBRATION | 72.C6 | USED
AU0120:L1 | WC0018 | AU0180L2 | ENET | CABLE | 21.C1 | AU0180:L2 | VIBRATION | 9.C3 | USED
SolarTools ver. 24.0.84.24712 (Jul 31, 2025)
Report date: 1/30/2026 9:27 AM

## PWR DISTRIBUTION RAIL
PWR DISTRIBUTION RAIL
CONTROL CONSOLE DOOR
Project # | J0960
Project Name | TITAN TIRE
Revision | A
Controls DE | A.DOMINGUEZ
Phone: | 0
Controls ME | N.CARPENTER
Phone:
From | [5 empty] | To
Device ID | Cable (W) Conductor (SC) Jumper Clip (JC) | Wire No. | Wire ID | Gauge/Size | Page/Zone | Device ID | Location | Page/Zone
XT0561:2 | JC | FU0200LI | CLIP | --- | 9.A2 | XT0561:1 | PWR DISTRIBUTION RAIL | 9.A2 | USED
XT0562:1 | JC | 0V1 | CLIP | --- | 9.B2 | XT0562:2 | PWR DISTRIBUTION RAIL | 9.B2 | USED
XT0562:2 | JC | 0V1 | CLIP | --- | 9.B2 | XT0562:3 | PWR DISTRIBUTION RAIL | 9.B2 | USED
AT0680:NEG | SC | 0V | WHT | 14 | 6.B4 | XT0680:2 | PWR DISTRIBUTION RAIL | 6.B3 | USED
AT0680:POS | SC | AT0680POS | WHT | 14 | 6.B4 | XT0680:1 | PWR DISTRIBUTION RAIL | 6.B3 | USED
XT0560:2 | SC | JW0 | CLIP | -- | 9.B2 | XT0562:1 | PWR DISTRIBUTION RAIL | 9.B2 | USED
FU0190:LI | SC | FU0200LI | WHT | 14 | 9.C3 | FU0273:LI | PWR DISTRIBUTION RAIL | 9.B3 | USED
FU0200:LI | SC | FU0200LI | WHT | 14 | 9.A3 | FU0201:LI | PWR DISTRIBUTION RAIL | 9.B3 | USED
FU0200:LI | SC | FU0200LI | WHT | 14 | 9.A3 | XT0561:1 | PWR DISTRIBUTION RAIL | 9.A2 | USED
FU0201:LI | SC | FU0200LI | WHT | 14 | 9.B3 | FU0273:LI | PWR DISTRIBUTION RAIL | 9.B3 | USED
FU0560:LD | SC | FU0200LI | WHT | 14 | 9.A2 | XT0561:1 | PWR DISTRIBUTION RAIL | 9.A2 | USED
FU0560:LI | SC | FU0136 | WHT | 12 | 9.A2 | XT0560:1 | PWR DISTRIBUTION RAIL | 9.A2 | USED
FU0680:LD | SC | AT0680POS | WHT | 14 | 6.B2 | XT0680:1 | PWR DISTRIBUTION RAIL | 6.B3 | USED
XT0560:1 | SC | FU0136 | WHT | 12 | 9.A2 | XT0138:2 | A PANEL | 14.A3 | USED
XT0560:2 | SC | 0V | WHT | 12 | 9.B2 | XT0134:2 | A PANEL | 14.B3 | USED
AT0680:LAN1 | WC0680 | AT0680LAN1 | ENET | CABLE | 6.B4 | AP0609:L1 | A PANEL | 4.A6 | USED
FU0680:LI | SC | FU0210 | WHT | 14 | 6.B2 | XT0233:3 | B PANEL | 14.C4 | USED
XT0563:1 | SC | ESTOPB | WHT | 20 | 11.D6 | XT0240:2 | B PANEL | 16.A3 | USED
XT0563:2 | SC | ESTOPA | WHT | 20 | 11.D6 | XT0240:3 | B PANEL | 16.A3 | USED
XT0563:3 | SC | KA023612 | WHT | 20 | 11.B6 | XT0240:12 | B PANEL | 16.D4 | USED
XT0563:4 | SC | 0V | WHT | 20 | 11.B6 | XT0240:8 | B PANEL | 16.D3 | USED
XT0563:5 | SC | KA0241A1 | WHT | 20 | 11.C6 | XT0240:5 | B PANEL | 16.C3 | USED
XT0563:6 | SC | FU0139 | WHT | 20 | 11.C6 | XT0240:10 | B PANEL | 16.C4 | USED
XT0680:2 | SC | 0V | WHT | 14 | 6.B3 | XT0235:3 | B PANEL | 14.D4 | USED
FU0190:LD | SC | FU0190 | WHT | 14 | 9.C3 | AT0190:POS | CONSOLE | 9.B4 | USED
FU0273:LD | SC | FU0273 | WHT | 14 | 9.B3 | ZS0273:1 | CONSOLE | 9.B4 | USED
XT0562:1 | SC | 0V1 | WHT | 14 | 9.B2 | EL0273:- | CONSOLE | 9.B4 | USED
XT0562:2 | SC | 0V1 | WHT | 14 | 9.B2 | AT0190:NEG | CONSOLE | 9.B4 | USED
AT0680:LAN2 | WC0190 | AT0680LAN2 | ENET | CABLE | 6.B4 | AT0190:ETAP:L1 | CONSOLE | 9.B4 | USED
FU0200:LD | SC | FU0200 | WHT | 14 | 9.A3 | AU0200:V+ | TCP | 9.A3 | USED
FU0201:LD | SC | FU0201 | WHT | 14 | 9.B3 | AF0202:V+ | TCP | 9.A5 | USED
XT0562:1 | SC | 0V1 | WHT | 14 | 9.B2 | AF0202:COM | TCP | 9.A5 | USED
XT0562:1 | SC | 0V1 | WHT | 14 | 9.B2 | AU0200:COM | TCP | 9.A3 | USED
XT0562:2 | SC | 0V1 | WHT | 20 | 9.B2 | SH0401:A | TCP | 11.C5 | USED
XT0563:1 | SC | ESTOPB | WHT | 20 | 11.D6 | SB0400:B1-11 | TCP | 11.D5 | USED
XT0563:2 | SC | ESTOPA | WHT | 20 | 11.D6 | SB0400:B1-12 | TCP | 11.D5 | USED
XT0563:3 | SC | KA023612 | WHT | 20 | 11.B6 | XT0564:1 B2 | TCP | 11.B5 | USED
XT0563:4 | SC | 0V | WHT | 20 | 11.B6 | HL0410:A | TCP | 11.B5 | USED
XT0563:5 | SC | KA0241A1 | WHT | 20 | 11.C6 | SA0401:1 | TCP | 11.C5 | USED
XT0563:6 | SC | FU0139 | WHT | 20 | 11.C6 | SA0401:2 | TCP | 11.C5 | USED
FU0190:LI | SC | FU0200LI | WHT | 14 | 9.C3 | FU0180:LI | VIBRATION | 9.D3 | USED
XT0562:2 | SC | 0V1 | WHT | 14 | 9.B2 | XT0180:1 | VIBRATION | 9.D2 | USED
SolarTools ver. 24.0.84.24712 (Jul 31, 2025)
Report date: 1/30/2026 9:27 AM

## TCP
TCP
CONTROL CONSOLE DOOR
Project # | J0960
Project Name | TITAN TIRE
Revision | A
Controls DE | A.DOMINGUEZ
Phone: | 0
Controls ME | N.CARPENTER
Phone:
From | [5 empty] | To
Device ID | Cable (W) Conductor (SC) Jumper Clip (JC) | Wire No. | Wire ID | Gauge/Size | Page/Zone | Device ID | Location | Page/Zone
AF0201:01 | SC | TCP14NO | WHT | 20 | 11.A3 | SH0401:NO | TCP | 11.A1 | USED
AF0201:02 | SC | TCP15NO | WHT | 20 | 11.B3 | SH0409:NO | TCP | 11.B1 | USED
AF0201:03 | SC | TCP16NO | WHT | 20 | 11.B3 | SH0410:NO | TCP | 11.B1 | USED
AF0201:04 | SC | TCP17A2 | WHT | 20 | 11.C3 | SA0400:B-B1 | TCP | 11.C1 | USED
AF0201:05 | SC | TCP17B2 | WHT | 20 | 11.C3 | SA0400:W-B1 | TCP | 11.C1 | USED
AF0201:06 | SC | TCP17C2 | WHT | 20 | 11.A3 | SA0400:B-A3 | TCP | 11.A1 | USED
AF0201:08 | SC | TCP23NC | WHT | 20 | 11.D3 | SB0401:NC | TCP | 11.D1 | USED
AF0201:09 | SC | TCP24NO | WHT | 20 | 11.D3 | SB0402:NO | TCP | 11.D1 | USED
AF0201:10 | SC | TCP25NO | WHT | 20 | 11.A7 | SB0403:NO | TCP | 11.A5 | USED
AF0201:11 | SC | TCP26NO | WHT | 20 | 11.A7 | SB0404:NO | TCP | 11.A5 | USED
AF0201:12 | SC | TCP29NO | WHT | 20 | 12.D3 | SB0405:NO | TCP | 12.D1 | USED
AF0201:13 | SC | TCP28NC | WHT | 20 | 12.C3 | SB0406:NC | TCP | 12.C1 | USED
AF0201:14 | SC | TCP31NO | WHT | 20 | 12.A6 | SB0407:NO | TCP | 12.A5 | USED
AF0201:15 | SC | TCP32NO | WHT | 20 | 12.A6 | SB0408:NO | TCP | 12.A5 | USED
AF0201:16 | SC | TCP30NO | WHT | 20 | 12.D3 | SH0408:NO | TCP | 12.D1 | USED
AF0201:17 | SC | TCP19NO | WHT | 20 | 12.A3 | SH0404:NO | TCP | 12.A1 | USED
AF0201:18 | SC | TCP20NO | WHT | 20 | 12.B3 | SH0405:NO | TCP | 12.B1 | USED
AF0201:19 | SC | TCP21NO | WHT | 20 | 12.B3 | SH0411:NO | TCP | 12.B1 | USED
AF0201:20 | SC | TCP22NO | WHT | 20 | 12.C3 | SH0412:NO | TCP | 12.C1 | USED
AF0201:33 | SC | TCP14C | WHT | 20 | 11.A3 | SH0401:C | TCP | 11.A1 | USED
AF0201:34 | SC | TCP15C | WHT | 20 | 11.B3 | SH0409:C | TCP | 11.B1 | USED
AF0201:35 | SC | TCP16C | WHT | 20 | 11.B3 | SH0410:C | TCP | 11.B1 | USED
AF0201:36 | SC | TCP17A1 | WHT | 20 | 11.C3 | SA0400:B-B2 | TCP | 11.C1 | USED
AF0201:37 | SC | TCP17B1 | WHT | 20 | 11.C3 | SA0400:W-B2 | TCP | 11.C1 | USED
AF0201:38 | SC | TCP17C1 | WHT | 20 | 11.A3 | SA0400:B-A4 | TCP | 11.A1 | USED
AF0201:40 | SC | TCP23C | WHT | 20 | 11.D3 | SB0401:C | TCP | 11.D1 | USED
AF0201:41 | SC | TCP24C | WHT | 20 | 11.D3 | SB0402:C | TCP | 11.D1 | USED
AF0201:42 | SC | TCP25C | WHT | 20 | 11.A7 | SB0403:C | TCP | 11.A5 | USED
AF0201:43 | SC | TCP26C | WHT | 20 | 11.A7 | SB0404:C | TCP | 11.A5 | USED
AF0201:44 | SC | TCP29C | WHT | 20 | 12.D3 | SB0405:C | TCP | 12.D1 | USED
AF0201:45 | SC | TCP28C | WHT | 20 | 12.C3 | SB0406:C | TCP | 12.C1 | USED
AF0201:46 | SC | TCP31C | WHT | 20 | 12.A6 | SB0407:C | TCP | 12.A5 | USED
AF0201:47 | SC | TCP32C | WHT | 20 | 12.A6 | SB0408:C | TCP | 12.A5 | USED
AF0201:48 | SC | TCP30C | WHT | 20 | 12.D3 | SH0408:C | TCP | 12.D1 | USED
AF0201:49 | SC | TCP19C | WHT | 20 | 12.A3 | SH0404:C | TCP | 12.A1 | USED
AF0201:50 | SC | TCP20C | WHT | 20 | 12.B3 | SH0405:C | TCP | 12.B1 | USED
AF0201:51 | SC | TCP21C | WHT | 20 | 12.B3 | SH0411:C | TCP | 12.B1 | USED
AF0201:52 | SC | TCP22C | WHT | 20 | 12.C3 | SH0412:C | TCP | 12.C1 | USED
AF0201:COM | SC | AU0200N | WHT | 16 | 9.A4 | AU0200:COM | TCP | 9.A3 | USED
AF0201:J | SC | * |  |  | 9.A4 | AF0202:P | TCP | 9.A5 | USED
AF0201:SHLD | SC | AF0201V | WHT | 20 | 9.B7 | AF0201:V+ | TCP | 9.B7 | USED
AF0201:V+ | SC | AU0200P | WHT | 16 | 9.A4 | AU0200:V+ | TCP | 9.A3 | USED
AF0202:00 | SC | TCP01AP | WHT | 20 | 10.A3 | HL0400:A+ | TCP | 10.A1 | USED
AF0202:01 | SC | TCP02AP | WHT | 20 | 10.A3 | HL0401:A+ | TCP | 10.A1 | USED
AF0202:02 | SC | TCP03AP | WHT | 20 | 10.B3 | HL0402:A+ | TCP | 10.B1 | USED
AF0202:03 | SC | TCP04AP | WHT | 20 | 10.B3 | HL0403:A+ | TCP | 10.B1 | USED
AF0202:05 | SC | TCP06AP | WHT | 20 | 10.C3 | HL0405:A+ | TCP | 10.C1 | USED
AF0202:06 | SC | TCP06BP | WHT | 20 | 10.D3 | HL0405:B+ | TCP | 10.D1 | USED
AF0202:07 | SC | TCP05AP | WHT | 20 | 10.C3 | HL0404:A+ | TCP | 10.C1 | USED
AF0202:08 | SC | TCP07AP | WHT | 20 | 10.D3 | HL0406:A+ | TCP | 10.D1 | USED
AF0202:09 | SC | TCP08AP | WHT | 20 | 10.A7 | HL0407:A+ | TCP | 10.A5 | USED
AF0202:10 | SC | TCP09AP | WHT | 20 | 10.A7 | HL0408:A+ | TCP | 10.A5 | USED
AF0202:11 | SC | TCP10AP | WHT | 20 | 10.B7 | HL0409:A+ | TCP | 10.B5 | USED
AF0202:12 | SC | TCP11AP | WHT | 20 | 10.B7 | HL0411:A+ | TCP | 10.B5 | USED
AF0202:13 | SC | TCP15AP | WHT | 20 | 10.C7 | SH0409:A+ | TCP | 10.C5 | USED
AF0202:14 | SC | TCP15BP | WHT | 20 | 10.C7 | SH0409:B+ | TCP | 10.C5 | USED
AF0202:15 | SC | TCP16AP | WHT | 20 | 10.D7 | SH0410:A+ | TCP | 10.D5 | USED
AF0202:16 | SC | TCP16BP | WHT | 20 | 10.D7 | SH0410:B+ | TCP | 10.D5 | USED
AF0202:17 | SC | TCP19AP | WHT | 20 | 12.B6 | SH0404:A+ | TCP | 12.B5 | USED
AF0202:18 | SC | TCP20AP | WHT | 20 | 12.B6 | SH0405:A+ | TCP | 12.B5 | USED
AF0202:19 | SC | TCP21AP | WHT | 20 | 12.C6 | SH0411:A+ | TCP | 12.C5 | USED
AF0202:20 | SC | TCP22AP | WHT | 20 | 12.C6 | SH0412:A+ | TCP | 12.C5 | USED
AF0202:21 | SC | TCP30AP | WHT | 20 | 12.D6 | SH0408:A+ | TCP | 12.D5 | USED
AF0202:22 | SC | TCP30BP | WHT | 20 | 12.D6 | SH0408:B+ | TCP | 12.D5 | USED
AF0202:32 | SC | TCP01A | WHT | 20 | 10.A3 | HL0400:A | TCP | 10.A1 | USED
AF0202:33 | SC | TCP02A | WHT | 20 | 10.A3 | HL0401:A | TCP | 10.A1 | USED
AF0202:34 | SC | TCP03A | WHT | 20 | 10.B3 | HL0402:A | TCP | 10.B1 | USED
AF0202:35 | SC | TCP04A | WHT | 20 | 10.B3 | HL0403:A | TCP | 10.B1 | USED
AF0202:37 | SC | TCP06A | WHT | 20 | 10.C3 | HL0405:A | TCP | 10.C1 | USED
AF0202:38 | SC | TCP06B | WHT | 20 | 10.D3 | HL0405:B | TCP | 10.D1 | USED
AF0202:39 | SC | TCP05A | WHT | 20 | 10.C3 | HL0404:A | TCP | 10.C1 | USED
AF0202:40 | SC | TCP07A | WHT | 20 | 10.D3 | HL0406:A | TCP | 10.D1 | USED
AF0202:41 | SC | TCP08A | WHT | 20 | 10.A7 | HL0407:A | TCP | 10.A5 | USED
AF0202:42 | SC | TCP09A | WHT | 20 | 10.A7 | HL0408:A | TCP | 10.A5 | USED
AF0202:43 | SC | TCP10A | WHT | 20 | 10.B7 | HL0409:A | TCP | 10.B5 | USED
AF0202:44 | SC | TCP11A | WHT | 20 | 10.B7 | HL0411:A | TCP | 10.B5 | USED
AF0202:45 | SC | TCP15A | WHT | 20 | 10.C7 | SH0409:A | TCP | 10.C5 | USED
AF0202:46 | SC | TCP15B | WHT | 20 | 10.C7 | SH0409:B | TCP | 10.C5 | USED
AF0202:47 | SC | TCP16A | WHT | 20 | 10.D7 | SH0410:A | TCP | 10.D5 | USED
AF0202:48 | SC | TCP16B | WHT | 20 | 10.D7 | SH0410:B | TCP | 10.D5 | USED
AF0202:49 | SC | TCP19A | WHT | 20 | 12.B6 | SH0404:A | TCP | 12.B5 | USED
AF0202:50 | SC | TCP20A | WHT | 20 | 12.B6 | SH0405:A | TCP | 12.B5 | USED
AF0202:51 | SC | TCP21A | WHT | 20 | 12.C6 | SH0411:A | TCP | 12.C5 | USED
AF0202:52 | SC | TCP22A | WHT | 20 | 12.C6 | SH0412:A | TCP | 12.C5 | USED
AF0202:53 | SC | TCP30A | WHT | 20 | 12.D6 | SH0408:A | TCP | 12.D5 | USED
AF0202:54 | SC | TCP30B | WHT | 20 | 12.D6 | SH0408:B | TCP | 12.D5 | USED
AF0202:COM | SC | AF0202COM | WHT | 20 | 9.C7 | AF0202:SHLD | TCP | 9.C7 | USED
HL0400:A | SC | TCP01A | WHT | 20 | 10.A1 | HL0400:B | TCP | 10.A1 | USED
HL0400:A+ | SC | TCP01AP | WHT | 20 | 10.A1 | HL0400:B+ | TCP | 10.A1 | USED
HL0401:A | SC | TCP02A | WHT | 20 | 10.A1 | HL0401:B | TCP | 10.A1 | USED
HL0401:A+ | SC | TCP02AP | WHT | 20 | 10.A1 | HL0401:B+ | TCP | 10.A1 | USED
HL0402:A | SC | TCP03A | WHT | 20 | 10.B1 | HL0402:B | TCP | 10.B1 | USED
HL0402:A+ | SC | TCP03AP | WHT | 20 | 10.B1 | HL0402:B+ | TCP | 10.B1 | USED
HL0403:A | SC | TCP04A | WHT | 20 | 10.B1 | HL0403:B | TCP | 10.B1 | USED
HL0403:A+ | SC | TCP04AP | WHT | 20 | 10.B1 | HL0403:B+ | TCP | 10.B1 | USED
HL0404:A | SC | TCP05A | WHT | 20 | 10.C1 | HL0404:B | TCP | 10.C1 | USED
HL0404:A+ | SC | TCP05AP | WHT | 20 | 10.C1 | HL0404:B+ | TCP | 10.C1 | USED
HL0406:A | SC | TCP07A | WHT | 20 | 10.D1 | HL0406:B | TCP | 10.D1 | USED
HL0406:A+ | SC | TCP07AP | WHT | 20 | 10.D1 | HL0406:B+ | TCP | 10.D1 | USED
HL0407:A | SC | TCP08A | WHT | 20 | 10.A5 | HL0407:B | TCP | 10.A5 | USED
HL0407:A+ | SC | TCP08AP | WHT | 20 | 10.A5 | HL0407:B+ | TCP | 10.A5 | USED
HL0408:A | SC | TCP09A | WHT | 20 | 10.A5 | HL0408:B | TCP | 10.A5 | USED
HL0408:A+ | SC | TCP09AP | WHT | 20 | 10.A5 | HL0408:B+ | TCP | 10.A5 | USED
HL0409:A | SC | TCP10A | WHT | 20 | 10.B5 | HL0409:B | TCP | 10.B5 | USED
HL0409:A+ | SC | TCP10AP | WHT | 20 | 10.B5 | HL0409:B+ | TCP | 10.B5 | USED
HL0410:A | SC | 0V | WHT | 20 | 11.B5 | HL0410:B | TCP | 11.B5 | USED
HL0410:A+ | SC | TCP12AP | WHT | 20 | 11.B5 | XT0564:1 B1 | TCP | 11.B5 | USED
HL0410:A+ | SC | TCP12AP | WHT | 20 | 11.B5 | HL0410:B+ | TCP | 11.B5 | USED
HL0411:A | SC | TCP11A | WHT | 20 | 10.B5 | HL0411:B | TCP | 10.B5 | USED
HL0411:A+ | SC | TCP11AP | WHT | 20 | 10.B5 | HL0411:B+ | TCP | 10.B5 | USED
SB0404:NO | SC | TCP26NO | WHT | 20 | 11.A5 | XT0564:1 T1 | TCP | 11.B5 | USED
SH0401:A | SC | 0V1 | WHT | 20 | 11.C5 | SH0401:B | TCP | 11.C5 | USED
SH0401:A+ | SC | TCP14AP | WHT | 20 | 11.C5 | XT0564:5 B1 | TCP | 11.C5 | USED
SH0401:B+ | SC | TCP14BP | WHT | 20 | 11.C5 | XT0564:4 B1 | TCP | 11.C5 | USED
SH0404:A | SC | TCP19A | WHT | 20 | 12.B5 | SH0404:B | TCP | 12.B5 | USED
SH0404:A+ | SC | TCP19AP | WHT | 20 | 12.B5 | SH0404:B+ | TCP | 12.B5 | USED
SH0405:A | SC | TCP20A | WHT | 20 | 12.B5 | SH0405:B | TCP | 12.B5 | USED
SH0405:A+ | SC | TCP20AP | WHT | 20 | 12.B5 | SH0405:B+ | TCP | 12.B5 | USED
SH0411:A | SC | TCP21A | WHT | 20 | 12.C5 | SH0411:B | TCP | 12.C5 | USED
SH0411:A+ | SC | TCP21AP | WHT | 20 | 12.C5 | SH0411:B+ | TCP | 12.C5 | USED
SH0412:A | SC | TCP22A | WHT | 20 | 12.C5 | SH0412:B | TCP | 12.C5 | USED
SH0412:A+ | SC | TCP22AP | WHT | 20 | 12.C5 | SH0412:B+ | TCP | 12.C5 | USED
XT0564:1 T2 | SC | TCP26NO | WHT | 20 | 11.B5 | XT0564:4 T2 | TCP | 11.C5 | USED
XT0564:4 T1 | SC | TCP26NO | WHT | 20 | 11.C5 | XT0564:5 T1 | TCP | 11.C5 | USED
SB0400:B2-11 | SC | TCP18B1 | WHT | 20 | 11.D5 | AF0081:37 | A PANEL | 11.D6 | USED
SB0400:B2-12 | SC | TCP18B2 | WHT | 20 | 11.D5 | AF0081:05 | A PANEL | 11.D6 | USED
AU0200:GND | SC | IEG02307 | GRN | 14 | 9.A3 | IEG0230:7 | B PANEL | 9.B6 | USED
GR0200: | SC | IEG02308 | GRN | 14 | 9.A3 | IEG0230:8 | B PANEL | 9.A2 | USED
AF0202:23 | WC5540 | HA0273P | BLK | 16 | 12.A3 | HA0273:(+) | CONSOLE | 12.A1 | USED
AF0202:55 | WC5540 | HA0273N | WHT | 16 | 12.A3 | HA0273:(-) | CONSOLE | 12.A1 | USED
AU0200:L1 | WC0014 | AT0140L2 | ENET | CABLE | 9.A3 | AT0140:P1 | GENERATOR PANEL | 21.D5 | USED
AF0202:COM | SC | 0V1 | WHT | 14 | 9.A5 | XT0562:1 | PWR DISTRIBUTION RAIL | 9.B2 | USED
AF0202:V+ | SC | FU0201 | WHT | 14 | 9.A5 | FU0201:LD | PWR DISTRIBUTION RAIL | 9.B3 | USED
AU0200:COM | SC | 0V1 | WHT | 14 | 9.A3 | XT0562:1 | PWR DISTRIBUTION RAIL | 9.B2 | USED
AU0200:V+ | SC | FU0200 | WHT | 14 | 9.A3 | FU0200:LD | PWR DISTRIBUTION RAIL | 9.A3 | USED
HL0410:A | SC | 0V | WHT | 20 | 11.B5 | XT0563:4 | PWR DISTRIBUTION RAIL | 11.B6 | USED
SA0401:1 | SC | KA0241A1 | WHT | 20 | 11.C5 | XT0563:5 | PWR DISTRIBUTION RAIL | 11.C6 | USED
SA0401:2 | SC | FU0139 | WHT | 20 | 11.C5 | XT0563:6 | PWR DISTRIBUTION RAIL | 11.C6 | USED
SB0400:B1-11 | SC | ESTOPB | WHT | 20 | 11.D5 | XT0563:1 | PWR DISTRIBUTION RAIL | 11.D6 | USED
SB0400:B1-12 | SC | ESTOPA | WHT | 20 | 11.D5 | XT0563:2 | PWR DISTRIBUTION RAIL | 11.D6 | USED
SH0401:A | SC | 0V1 | WHT | 20 | 11.C5 | XT0562:2 | PWR DISTRIBUTION RAIL | 9.B2 | USED
XT0564:1 B2 | SC | KA023612 | WHT | 20 | 11.B5 | XT0563:3 | PWR DISTRIBUTION RAIL | 11.B6 | USED
SolarTools ver. 24.0.84.24712 (Jul 31, 2025)
Report date: 1/30/2026 9:27 AM

## VIBRATION
VIBRATION
CONTROL CONSOLE
Project # | J0960
Project Name | TITAN TIRE
Revision | A
Controls DE | A.DOMINGUEZ
Phone: | 0
Controls ME | N.CARPENTER
Phone:
From | [5 empty] | To
Device ID | Cable (W) Conductor (SC) Jumper Clip (JC) | Wire No. | Wire ID | Gauge/Size | Page/Zone | Device ID | Location | Page/Zone
XT0110:3 | JC | 0V | CLIP | --- | 19.A5 | XT0110:2 | VIBRATION | 19.A5 | USED
XT0130:3 | JC | 0V | CLIP | --- | 21.A5 | XT0130:2 | VIBRATION | 21.A5 | USED
XT0180:1 | JC | 0V1 | CLIP | --- | 9.D2 | XT0180:2 | VIBRATION | 9.D2 | USED
KA0181:A1 | SC | 018102 | WHT | 20 | 74.C7 | AF0181:02 | VIBRATION | 74.C5 | USED
KA2430:A1 | SC | KA24301 | WHT | 16 | 30.A7 | AF0181:04 | VIBRATION | 30.A5 | USED
KA0183:A1 | SC | 018106 | WHT | 20 | 74.D7 | AF0181:06 | VIBRATION | 74.D5 | USED
KA0181:A2 | SC | 018118 | WHT | 20 | 74.C7 | AF0181:18 | VIBRATION | 74.C5 | USED
KA2430:A2 | SC | KA24302 | WHT | 16 | 30.A7 | AF0181:20 | VIBRATION | 30.A5 | USED
KA0183:A2 | SC | 018122 | WHT | 20 | 74.D7 | AF0181:22 | VIBRATION | 74.D5 | USED
AF0181:COM | SC | 0V1 | WHT | 14 | 9.D4 | XT0180:2 | VIBRATION | 9.D2 | USED
AF0181:J | SC | * |  |  | 9.D4 | AF0182:P | VIBRATION | 9.D5 | USED
AF0181:V+ | SC | FU0181 | WHT | 16 | 9.D4 | FU0181:LD | VIBRATION | 9.D3 | USED
AF0182:00 | SC | SB75102 | WHT | 20 | 29.A7 | XT9181:2 | VIBRATION | 29.A5 | USED
AF0182:01 | SC | SB75112 | WHT | 20 | 29.A7 | XT9181:4 | VIBRATION | 29.A5 | USED
AF0182:03 | SC | SB71902 | WHT | 20 | 74.A7 | XT9180:15 | VIBRATION | 74.B5 | USED
AF0182:04 | SC | SB75002 | WHT | 16 | 25.C7 | XT9180:6 | VIBRATION | 25.C5 | USED
AF0182:05 | SC | LS70012 | WHT | 20 | 75.B7 | XT9180:29 | VIBRATION | 75.B5 | USED
AF0182:06 | SC | LS70022 | WHT | 20 | 75.B7 | XT9180:31 | VIBRATION | 75.B5 | USED
AF0182:07 | SC | KA71702 | WHT | 20 | 74.A7 | XT9180:25 | VIBRATION | 74.A5 | USED
AF0182:08 | SC | LS70032 | WHT | 20 | 75.C7 | XT9180:33 | VIBRATION | 75.C5 | USED
AF0182:09 | SC | SB75542 | WHT | 20 | 29.B7 | XT9181:8 | VIBRATION | 29.B5 | USED
AF0182:10 | SC | SB75552 | WHT | 20 | 29.B7 | XT9181:6 | VIBRATION | 29.B5 | USED
AF0182:11 | SC | SB75522 | WHT | 20 | 29.C7 | XT9181:12 | VIBRATION | 29.C5 | USED
AF0182:12 | SC | SB75512 | WHT | 20 | 29.C7 | XT9181:10 | VIBRATION | 29.C5 | USED
AF0182:13 | SC | KA95002 | WHT | 16 | 25.B7 | XT9180:4 | VIBRATION | 25.B5 | USED
AF0182:14 | SC | LS70042 | WHT | 20 | 75.C7 | XT9180:35 | VIBRATION | 75.C5 | USED
AF0182:15 | SC | LS70052 | WHT | 20 | 75.A7 | XT9180:27 | VIBRATION | 75.A5 | USED
AF0182:32 | SC | SB75101 | WHT | 20 | 29.A7 | XT9181:1 | VIBRATION | 29.A5 | USED
AF0182:33 | SC | SB75111 | WHT | 20 | 29.A7 | XT9181:3 | VIBRATION | 29.A5 | USED
AF0182:35 | SC | SB71901 | WHT | 20 | 74.A7 | XT9180:14 | VIBRATION | 74.A5 | USED
AF0182:36 | SC | SB75001 | WHT | 16 | 25.C7 | XT9180:5 | VIBRATION | 25.C5 | USED
AF0182:37 | SC | LS70011 | WHT | 20 | 75.B7 | XT9180:28 | VIBRATION | 75.B5 | USED
AF0182:38 | SC | LS70021 | WHT | 20 | 75.B7 | XT9180:30 | VIBRATION | 75.B5 | USED
AF0182:39 | SC | KA71701 | WHT | 20 | 74.A7 | XT9180:24 | VIBRATION | 74.A5 | USED
AF0182:40 | SC | LS70031 | WHT | 20 | 75.C7 | XT9180:32 | VIBRATION | 75.C5 | USED
AF0182:41 | SC | SB75541 | WHT | 20 | 29.B7 | XT9181:7 | VIBRATION | 29.B5 | USED
AF0182:42 | SC | SB75551 | WHT | 20 | 29.B7 | XT9181:5 | VIBRATION | 29.B5 | USED
AF0182:43 | SC | SB75521 | WHT | 20 | 29.C7 | XT9181:11 | VIBRATION | 29.C5 | USED
AF0182:44 | SC | SB75511 | WHT | 20 | 29.C7 | XT9181:9 | VIBRATION | 29.C5 | USED
AF0182:45 | SC | KA75001 | WHT | 16 | 25.B7 | XT9180:3 | VIBRATION | 25.B5 | USED
AF0182:46 | SC | LS70041 | WHT | 20 | 75.C7 | XT9180:34 | VIBRATION | 75.C5 | USED
AF0182:47 | SC | LS70051 | WHT | 20 | 75.A7 | XT9180:26 | VIBRATION | 75.A5 | USED
AF0182:COM | SC | AF0182N | WHT | 16 | 9.D5 | AF0183:COM | VIBRATION | 9.C5 | USED
AF0182:COM | SC | AU0180N | WHT | 16 | 9.D5 | AU0180:COM | VIBRATION | 9.C3 | USED
AF0182:J | SC | * |  |  | 9.D5 | AF0183:P | VIBRATION | 9.C5 | USED
AF0182:V+ | SC | AF0182P | WHT | 16 | 9.D5 | AF0183:V+ | VIBRATION | 9.C5 | USED
AF0182:V+ | SC | AU0180P | WHT | 16 | 9.D5 | AU0180:V+ | VIBRATION | 9.C3 | USED
AF0183:00 | SC | KA71732 | WHT | 20 | 74.B7 | XT9180:17 | VIBRATION | 74.B5 | USED
AF0183:32 | SC | KA71731 | WHT | 20 | 74.B7 | XT9180:16 | VIBRATION | 74.B5 | USED
AF0183:COM | SC | AF0183N | WHT | 16 | 9.C5 | AF0184:COM | VIBRATION | 9.D6 | USED
AF0183:J | SC | * |  |  | 9.C5 | AF0184:P | VIBRATION | 9.D6 | USED
AF0183:V+ | SC | AF0183P | WHT | 16 | 9.C5 | AF0184:V+ | VIBRATION | 9.D6 | USED
AF0184:COM | SC | AF0184N | WHT | 16 | 9.D6 | AF0185:COM | VIBRATION | 9.D6 | USED
AF0184:J | SC | * |  |  | 9.D6 | AF0185:P | VIBRATION | 9.D6 | USED
AF0184:SH | SC | IEG01102 | GRN | 14 | 9.D6 | IEG0110:2 | VIBRATION | 9.D7 | USED
AF0184:SH | SC | AU0180G | GRN | 14 | 9.D6 | AU0180:GND | VIBRATION | 9.C3 | USED
AF0184:V+ | SC | AF0184P | WHT | 16 | 9.D6 | AF0185:V+ | VIBRATION | 9.D6 | USED
AF0400:12 | SC | XT04001 | GRN | 16 | 19.B6 | XT0400:1 | VIBRATION | 19.C6 | USED
AF0410:32 | SC | XT04001 | GRN | 16 | 19.B5 | XT0400:1 | VIBRATION | 19.C6 | USED
AF0410:53 | SC | 0V | WHT | 16 | 19.B5 | XT0110:3 | VIBRATION | 19.A5 | USED
AF0410:54 | SC | AF0410N | WHT | 16 | 19.B5 | AF0420:53 | VIBRATION | 19.B5 | USED
AF0410:55 | SC | FU0113 | WHT | 16 | 19.B5 | FU0113:LD | VIBRATION | 19.A4 | USED
AF0410:56 | SC | AF0410P | WHT | 16 | 19.B5 | AF0420:55 | VIBRATION | 19.B5 | USED
AF0420:32 | SC | XT04001 | GRN | 16 | 19.B5 | XT0400:1 | VIBRATION | 19.C6 | USED
AF0420:54 | SC | AF0420N | WHT | 16 | 19.B5 | AF0440:53 | VIBRATION | 19.B4 | USED
AF0420:56 | SC | AF0420P | WHT | 16 | 19.B5 | AF0440:55 | VIBRATION | 19.B4 | USED
AF0440:32 | SC | XT04002 | GRN | 16 | 19.B4 | XT0400:2 | VIBRATION | 19.C3 | USED
AF0440:54 | SC | AF0440N | WHT | 16 | 19.B4 | AF0450:53 | VIBRATION | 19.B3 | USED
AF0440:56 | SC | AF0440P | WHT | 16 | 19.B4 | AF0450:55 | VIBRATION | 19.B3 | USED
AF0450:32 | SC | XT04002 | GRN | 16 | 19.B3 | XT0400:2 | VIBRATION | 19.C3 | USED
AU0180:COM | SC | 0V1 | WHT | 16 | 9.C3 | XT0180:1 | VIBRATION | 9.D2 | USED
AU0180:V+ | SC | FU0180 | WHT | 16 | 9.C3 | FU0180:LD | VIBRATION | 9.D3 | USED
XT9180:25 | SC | JP4 | VIO | 20 | 74.A5 | XT9180:24 | VIBRATION | 74.A5 | USED
XT9181:4 | SC | JP3 | VIO | 20 | 29.A5 | XT9181:3 | VIBRATION | 29.A5 | USED
FU0113:LI | SC | FU0332 | WHT | 14 | 19.A4 | XT0110:1 | VIBRATION | 19.A5 | USED
FU0180:LI | SC | FU0200LI | WHT | 14 | 9.D3 | FU0181:LI | VIBRATION | 9.D3 | USED
GR0110: | SC | GR0110 | GRN/YEL | 14 | 3.B4 | FRAME | VIBRATION | 3.B3 | USED
GR0180: | SC | GR0180 | GRN | 14 | 3.B5 | IEG0110:3 | VIBRATION | 3.B4 | USED
GR0181: | SC | GR0181 | GRN/YEL | 14 | 3.B5 | FRAME | VIBRATION | 3.B4 | USED
IEG0110:1 | SC | IEG01101 | GRN | 14 | 19.C6 | XT0400:3 | VIBRATION | 19.C6 | USED
KA0181:11 | SC | CC71741 | WHT | 20 | 74.C5 | XT9180:18 | VIBRATION | 74.C5 | USED
KA0181:14 | SC | CC71742 | WHT | 20 | 74.C5 | XT9180:19 | VIBRATION | 74.C5 | USED
KA0182:21 | SC | CC71751 | WHT | 20 | 74.C5 | XT9180:20 | VIBRATION | 74.C5 | USED
KA0182:24 | SC | CC71752 | WHT | 20 | 74.C5 | XT9180:21 | VIBRATION | 74.D5 | USED
KA0183:21 | SC | CC71761 | WHT | 20 | 74.D5 | XT9180:22 | VIBRATION | 74.D5 | USED
KA0183:24 | SC | CC71762 | WHT | 20 | 74.D5 | XT9180:23 | VIBRATION | 74.D5 | USED
KA2430:11 | SC | CC7514C | WHT | 20 | 30.A5 | XT3150:2 | VIBRATION | 30.A5 | USED
KA2430:12 | SC | CC7514NC | WHT | 20 | 30.B5 | XT3150:3 | VIBRATION | 30.A5 | USED
KA2430:14 | SC | CC7514 | WHT | 20 | 30.A5 | XT3150:1 | VIBRATION | 30.A5 | USED
AF0410:L2 | WC0041 | AF0410L2 | ENET | CABLE | 19.B5 | AF0420:L1 | VIBRATION | 19.B5 | USED
AF0420:L2 | WC0042 | AF0420L2 | ENET | CABLE | 19.B5 | AF0440:L1 | VIBRATION | 19.B4 | USED
AF0440:L2 | WC0044 | AF0440L2 | ENET | CABLE | 19.B4 | AF0450:L1 | VIBRATION | 19.B3 | USED
AF0450:L2 | WC0045 | AF0450L2 | ENET | CABLE | 19.B3 | AU0180:L1 | VIBRATION | 9.C3 | USED
AF0450:01 | WC1304 | UA47651 | RED | 20 | 55.D6 | XT9400:13 | VIBRATION | 55.D5 | USED
AF0450:02 | WC1304 | UA47652 | WHT | 20 | 55.D6 | XT9400:14 | VIBRATION | 55.D5 | USED
AF0450:04 | WC1304 | UA47653 | BLK | 20 | 55.D6 | XT9400:15 | VIBRATION | 55.D5 | USED
AF0450:19 | WC1304 | UA4765S | SH | 20 | 55.D6 | XT9400:16 | VIBRATION | 55.D5 | USED
AF0410:01 | WC1329 | UA12111 | RED | 20 | 54.B6 | XT9400:1 | VIBRATION | 54.B5 | USED
AF0410:02 | WC1329 | UA12112 | WHT | 20 | 54.B6 | XT9400:2 | VIBRATION | 54.B5 | USED
AF0410:04 | WC1329 | UA12113 | BLK | 20 | 54.B6 | XT9400:3 | VIBRATION | 54.B5 | USED
AF0410:19 | WC1329 | UA1211S | SH | 20 | 54.B6 | XT9400:4 | VIBRATION | 54.B5 | USED
AF0410:09 | WC1331 | UA12211 | RED | 20 | 54.C6 | XT9400:5 | VIBRATION | 54.C5 | USED
AF0410:10 | WC1331 | UA12212 | WHT | 20 | 54.C6 | XT9400:6 | VIBRATION | 54.C5 | USED
AF0410:12 | WC1331 | UA12213 | BLK | 20 | 54.C6 | XT9400:7 | VIBRATION | 54.C5 | USED
AF0410:27 | WC1331 | UA1221S | SH | 20 | 54.C6 | XT9400:8 | VIBRATION | 54.C5 | USED
AF0420:01 | WC1333 | UA12311 | RED | 20 | 54.C6 | XT9400:9 | VIBRATION | 54.C5 | USED
AF0420:02 | WC1333 | UA12312 | WHT | 20 | 54.C6 | XT9400:10 | VIBRATION | 54.C5 | USED
AF0420:04 | WC1333 | UA12313 | BLK | 20 | 54.C6 | XT9400:11 | VIBRATION | 54.C5 | USED
AF0420:19 | WC1333 | UA1231S | SH | 20 | 54.C6 | XT9400:12 | VIBRATION | 54.D5 | USED
AF0440:09 | WC2143 | UA42311 | RED | 20 | 59.B6 | XT9400:17 | VIBRATION | 59.B5 | USED
AF0440:10 | WC2143 | UA42312 | WHT | 20 | 59.B6 | XT9400:18 | VIBRATION | 59.B5 | USED
AF0440:12 | WC2143 | UA42313 | BLK | 20 | 59.B6 | XT9400:19 | VIBRATION | 59.B5 | USED
AF0440:27 | WC2143 | UA4231S | SH | 20 | 59.B6 | XT9400:20 | VIBRATION | 59.B5 | USED
AF0440:01 | WC2145 | UA42411 | RED | 20 | 59.B6 | XT9400:21 | VIBRATION | 59.B5 | USED
AF0440:02 | WC2145 | UA42412 | WHT | 20 | 59.B6 | XT9400:22 | VIBRATION | 59.B5 | USED
AF0440:04 | WC2145 | UA42413 | BLK | 20 | 59.B6 | XT9400:23 | VIBRATION | 59.B5 | USED
AF0440:19 | WC2145 | UA4241S | SH | 20 | 59.B6 | XT9400:24 | VIBRATION | 59.B5 | USED
AF0184:08 | WC7581 | CC75811 | RED | 20 | 25.C7 | XT9180:7 | VIBRATION | 25.C5 | USED
AF0184:09 | WC7581 | CC75812 | BLK | 20 | 25.C7 | XT9180:8 | VIBRATION | 25.C5 | USED
AF0184:56 | WC7581 | CC7581S | SH | 20 | 25.C7 | XT9180:9 | VIBRATION | 25.C5 | USED
AF0184:04 | WC7582 | CC75821 | RED | 20 | 25.D7 | XT9180:10 | VIBRATION | 25.D5 | USED
AF0184:05 | WC7582 | CC75822 | BLK | 20 | 25.D7 | XT9180:11 | VIBRATION | 25.D5 | USED
AF0184:52 | WC7582 | CC7582S | SH | 20 | 25.D7 | XT9180:12 | VIBRATION | 25.D5 | USED
AF0184:00 | WC7903 | LT70001 | RED | 20 | 75.D7 | XT9180:36 | VIBRATION | 75.D5 | USED
AF0184:01 | WC7903 | LT70002 | BLK | 20 | 75.D7 | XT9180:37 | VIBRATION | 75.D5 | USED
AF0184:48 | WC7903 | LT7000S | SH | 20 | 75.D7 | XT9180:38 | VIBRATION | 75.D5 | USED
AF0400:LBUS | WC8040 | AF0410RBUS | BUS | CABLE | 19.B6 | AF0410:RBUS | VIBRATION | 19.B5 | USED
AF0410:LBUS | WC8041 | AF0410LBUS | BUS | CABLE | 19.B5 | AF0420:RBUS | VIBRATION | 19.B5 | USED
AF0420:LBUS | WC8042 | AF0420LBUS | BUS | CABLE | 19.B5 | AF0440:RBUS | VIBRATION | 19.B4 | USED
AF0440:LBUS | WC8044 | AF0440LBUS | BUS | CABLE | 19.B4 | AF0450:RBUS | VIBRATION | 19.B3 | USED
IEG0110:0 | SC | IEG0110G | GRN | 8 | 3.B2 | IEG0010:2 | B PANEL | 3.B2 | USED
KA0182:A1 | SC | 007614 | WHT | 20 | 74.C5 | AF0076:14 | B PANEL | 74.C7 | USED
KA0182:A2 | SC | 007630 | WHT | 20 | 74.C5 | AF0076:30 | B PANEL | 74.C7 | USED
XT9181:13 | SC | KA9985NO | WHT | 20 | 29.D5 | AF0063:05 | B PANEL | 29.D7 | USED
AF0410:L1 | WC0006 | AU0060L2 | ENET | CABLE | 19.B5 | AU0060:L2 | B PANEL | 8.C2 | USED
AF0184:44 | WC7000 | PT70001 | RED | 20 | 76.D7 | XT9071:20 | B PANEL | 76.D5 | USED
AF0184:12 | WC7000 | PT70002 | BLK | 20 | 76.D7 | XT9071:21 | B PANEL | 76.D5 | USED
AF0184:60 | WC7000 | PT7000S | SH | 20 | 76.D7 | XT9071:22 | B PANEL | 76.D5 | USED
AF0181:00 | SC | 018100 | WHT | 20 | 25.A7 | KA0180:A1 | GENERATOR PANEL | 25.A5 | USED
AF0181:10 | SC | 018110 | WHT | 20 | 25.B7 | KA0185:A1 | GENERATOR PANEL | 25.B5 | USED
AF0181:16 | SC | 018116 | WHT | 20 | 25.A7 | KA0180:A2 | GENERATOR PANEL | 25.A5 | USED
AF0181:26 | SC | 018126 | WHT | 20 | 25.B7 | KA0364:14 | GENERATOR PANEL | 25.B6 | USED
IEG0110:4 | SC | AT0140LS(S) | GRN | 14 | 72.C6 | XT0337:19 | GENERATOR PANEL | 72.C4 | USED
XT0110:1 | SC | FU0332 | WHT | 14 | 19.A5 | FU0335:LI | GENERATOR PANEL | 20.A3 | USED
XT0110:2 | SC | 0V | WHT | 14 | 19.A5 | XT0336:4 | GENERATOR PANEL | 20.D4 | USED
XT0130:1 | SC | FU0332 | WHT | 14 | 21.A5 | FU0120:LI | GENERATOR PANEL | 21.D1 | USED
XT0130:1 | SC | FU0332 | WHT | 14 | 21.A5 | FU0332:LD | GENERATOR PANEL | 20.B3 | USED
XT0130:2 | SC | 0V | WHT | 14 | 21.A5 | XT0120:1 | GENERATOR PANEL | 21.D1 | USED
XT0130:2 | SC | 0V | WHT | 14 | 21.A5 | XT0336:3 | GENERATOR PANEL | 20.C4 | USED
XT9180:1 | SC | CC75801 | WHT | 20 | 25.A5 | KA0180:24 | GENERATOR PANEL | 25.A5 | USED
XT9180:13 | SC | CC75803 | WHT | 20 | 25.A5 | KA0180:22 | GENERATOR PANEL | 25.A5 | USED
XT9180:2 | SC | CC75802 | WHT | 20 | 25.A5 | KA0180:21 | GENERATOR PANEL | 25.A5 | USED
AU0180:L2 | WC0018 | AU0180L2 | ENET | CABLE | 9.C3 | AU0120:L1 | GENERATOR PANEL | 21.C1 | USED
FU0180:LI | SC | FU0200LI | WHT | 14 | 9.D3 | FU0190:LI | PWR DISTRIBUTION RAIL | 9.C3 | USED
XT0180:1 | SC | 0V1 | WHT | 14 | 9.D2 | XT0562:2 | PWR DISTRIBUTION RAIL | 9.B2 | USED
SolarTools ver. 24.0.84.24712 (Jul 31, 2025)
Report date: 1/30/2026 9:27 AM

## Panel Errors
Panel Errors
Project # | J0960
Project Name | TITAN TIRE
Revision | A
Controls DE | A.DOMINGUEZ
Phone: | 0
Controls ME | N.CARPENTER
Phone:
From | [6 empty] | To
Device ID | Location | Cable (W) Conductor (SC) Jumper Clip (JC) | Wire ID | Wire No. | Gauge/Size | Page/Zone | Device ID | Location | Page/Zone
UA4231:VT | JB72 | WC2643 | RED | UA42311 | 20 | 59.B3 | XT0832:5 | JB72 | 59.B3
UA4231:OUTPUT | JB72 | WC2643 | CLR | UA42312 | 20 | 59.B3 | XT0832:6 | JB72 | 59.B3
UA4231:COM | JB72 | WC2643 | BLK | UA42313 | 20 | 59.B3 | XT0832:7 | JB72 | 59.B3
FLOATING | JB72 | WC2643 | SH | UA4231S | 20 | 59.B3 | XT0832:8 | JB72 | 59.B3
UA4241:VT | JB72 | WC4745 | RED | UA42411 | 20 | 59.B3 | XT0832:9 | JB72 | 59.B3
UA4241:OUTPUT | JB72 | WC4745 | CLR | UA42412 | 20 | 59.B3 | XT0832:10 | JB72 | 59.B3
UA4241:COM | JB72 | WC4745 | BLK | UA42413 | 20 | 59.B3 | XT0832:11 | JB72 | 59.B3
FLOATING | JB72 | WC4745 | SH | UA4241S | 20 | 59.B3 | XT0832:12 | JB72 | 59.B3
XT0370:5 | GENERATOR PANEL | WC8102 | SH | EXCS | 12 | 70.C4 | FW12:2 | PANEL | 70.C6
XT0360:4 | GENERATOR PANEL | WC8301 | SH | PMGS | 12 | 70.A5 | FW12:1 | PANEL | 70.A7
SolarTools ver. 24.0.84.24712 (Jul 31, 2025)
Report date: 1/30/2026 9:27 AM

## Cable Part Numbers
Cable Part Numbers |  |  | SolarTools ver. 24.0.84.24712 (Jul 31, 2025)
Project # | J0960
Report date: 1/30/2026 9:27 AM
Project Name | TITAN TIRE
Revision | A
Controls DE | A.DOMINGUEZ
Phone: | 0
Controls ME | N.CARPENTER
Phone:
Device ID |  | Part Number |  | Description
WC0001 |  | 1302073-36 |  | CABLE, ETHERNET - 36 INCHES
WC0003 |  | 1302073-36 |  | CABLE, ETHERNET - 36 INCHES
WC0006 |  | 1302073-36 |  | CABLE, ETHERNET - 36 INCHES
WC0007 |  | 1302073-36 |  | CABLE, ETHERNET - 36 INCHES
WC0008 |  | 1302073-36 |  | CABLE, ETHERNET - 36 INCHES
WC0009 |  | 1302073-36 |  | CABLE, ETHERNET - 36 INCHES
WC0012 |  | 1302073-36 |  | CABLE, ETHERNET - 36 INCHES
WC0014 |  | 1302073-36 |  | CABLE, ETHERNET - 36 INCHES
WC0018 |  | 1302073-36 |  | CABLE, ETHERNET - 36 INCHES
WC0041 |  | 1302073-36 |  | CABLE, COMMUNICATION CABLE - 36 INCHES
WC0042 |  | 1302073-36 |  | CABLE, COMMUNICATION CABLE - 36 INCHES
WC0044 |  | 1302073-36 |  | CABLE, COMMUNICATION CABLE - 36 INCHES
WC0045 |  | 1302073-36 |  | CABLE, ETHERNET - 36 INCHES
WC0190 |  | 1302073-36 |  | CABLE, ETHERNET - 36 INCHES
WC0680 |  | 1302073-36 |  | CABLE, COMMUNICATION CABLE - 36 INCHES
WC0681 |  | 1302073-36 |  | CABLE, ETHERNET - 36 INCHES
WC1304 |  | 1022941-13 |  | TPE, 1 TRIAD TWISTED SHIELDED
WC1329 |  | 1022941-13 |  | TPE, 1 TRIAD TWISTED SHIELDED
WC1331 |  | 1022941-13 |  | TPE, 1 TRIAD TWISTED SHIELDED
WC1333 |  | 1022941-13 |  | TPE, 1 TRIAD TWISTED SHIELDED
WC2100 |  | 1022941-13 |  | TPE, 1 TRIAD TWISTED SHIELDED
WC2111 |  | 1022941-12 |  | TPE, 1 PAIR TWISTED SHIELDED
WC2112 |  | 1022941-12 |  | TPE, 1 PAIR TWISTED SHIELDED
WC2113 |  | 1022941-12 |  | TPE, 1 PAIR TWISTED SHIELDED
WC2114 |  | 1022941-12 |  | TPE, 1 PAIR TWISTED SHIELDED
WC2115 |  | 1022941-12 |  | TPE, 1 PAIR TWISTED SHIELDED
WC2116 |  | 1022941-12 |  | TPE, 1 PAIR TWISTED SHIELDED
WC2126 |  | 1022941-13 |  | TPE, 1 TRIAD TWISTED SHIELDED
WC2127 |  | 1022941-13 |  | TPE, 1 TRIAD TWISTED SHIELDED
WC2143 |  | 1022941-13 |  | TPE, 1 TRIAD TWISTED SHIELDED
WC2145 |  | 1022941-13 |  | TPE, 1 TRIAD TWISTED SHIELDED
WC2154 |  | 1022941-13 |  | TPE, 1 TRIAD TWISTED SHIELDED
WC2170 |  | 1022941-13 |  | TPE, 1 TRIAD TWISTED SHIELDED
WC2180 |  | 1022941-13 |  | TPE, 1 TRIAD TWISTED SHIELDED
WC2229 |  | 1022941-13 |  | TPE, 1 TRIAD TWISTED SHIELDED
WC2250 |  | 1022941-13 |  | TPE, 1 TRIAD TWISTED SHIELDED
WC2251 |  | 1022941-13 |  | TPE, 1 TRIAD TWISTED SHIELDED
WC2252 |  | 1022941-13 |  | TPE, 1 TRIAD TWISTED SHIELDED
WC2370 |  | 1022941-13 |  | TPE, 1 TRIAD TWISTED SHIELDED
WC2470 |  | 1022941-13 |  | TPE, 1 TRIAD TWISTED SHIELDED
WC2570 |  | 1022941-13 |  | TPE, 1 TRIAD TWISTED SHIELDED
WC3270 |  | 1022941-13 |  | TPE, 1 TRIAD TWISTED SHIELDED
WC4112 |  | 1022941-12 |  | TPE, 1 PAIR TWISTED SHIELDED
WC4122 |  | 1022941-12 |  | TPE, 1 PAIR TWISTED SHIELDED
WC4123 |  | 1022941-12 |  | TPE, 1 PAIR TWISTED SHIELDED
WC4134 |  | 1022941-12 |  | TPE, 1 PAIR TWISTED SHIELDED
WC4135 |  | 1022941-12 |  | TPE, 1 PAIR TWISTED SHIELDED
WC4148 |  | 1022941-12 |  | TPE, 1 PAIR TWISTED SHIELDED
WC4187 |  | 1022941-12 |  | TPE, 1 PAIR TWISTED SHIELDED
WC4188 |  | 1022941-12 |  | TPE, 1 PAIR TWISTED SHIELDED
WC4193 |  | 1022941-12 |  | TPE, 1 PAIR TWISTED SHIELDED
WC4220 |  | 1022941-12 |  | TPE, 1 PAIR TWISTED SHIELDED
WC4226 |  | 1022941-12 |  | TPE, 1 PAIR TWISTED SHIELDED
WC4256 |  | 1022941-12 |  | TPE, 1 PAIR TWISTED SHIELDED
WC4293 |  | 1022941-12 |  | TPE, 1 PAIR TWISTED SHIELDED
WC4317 |  | 1022941-12 |  | TPE, 1 PAIR TWISTED SHIELDED
WC4321 |  | 1022941-12 |  | TPE, 1 PAIR TWISTED SHIELDED
WC4562 |  | 1022941-12 |  | TPE, 1 PAIR TWISTED SHIELDED
WC4619 |  | 1022941-12 |  | TPE, 1 PAIR TWISTED SHIELDED
WC4623 |  | 1022941-12 |  | TPE, 1 PAIR TWISTED SHIELDED
WC4681 |  | 1022941-12 |  | TPE, 1 PAIR TWISTED SHIELDED
WC4682 |  | 1022941-12 |  | TPE, 1 PAIR TWISTED SHIELDED
WC4724 |  | 1022941-12 |  | TPE, 1 PAIR TWISTED SHIELDED
WC4901 |  | 1022941-12 |  | TPE, 1 PAIR TWISTED SHIELDED
WC5540 |  | PART OF 1113568-200 |  | CABLE, 2 CONDUCTOR TRIMMED SHIELD PART OF HORN
WC7000 |  | 1022941-12 |  | TPE, 1 PAIR TWISTED SHIELDED
WC7280 |  | 1022941-12 |  | TPE, 1 PAIR TWISTED SHIELDED
WC7281 |  | 1022941-12 |  | TPE, 1 PAIR TWISTED SHIELDED
WC7300 |  | 1022941-12 |  | TPE, 1 PAIR TWISTED SHIELDED
WC7301 |  | 1022941-12 |  | TPE, 1 PAIR TWISTED SHIELDED
WC7581 |  | 1022941-12 |  | TPE, 1 PAIR TWISTED SHIELDED
WC7582 |  | 1022941-12 |  | TPE, 1 PAIR TWISTED SHIELDED
WC7583 |  | 1022941-12 |  | TPE, 1 PAIR TWISTED SHIELDED
WC7903 |  | 1022941-12 |  | TPE, 1 PAIR TWISTED SHIELDED
WC8009 |  | 1022941-22 |  | TPE, 1 PAIR TWISTED SHIELDED
WC8040 |  | 1322418-90 |  | CABLE, SYTSTEM FUNCTION
WC8041 |  | 1322418-90 |  | CABLE, SYTSTEM FUNCTION
WC8042 |  | 1322418-90 |  | CABLE, SYTSTEM FUNCTION
WC8044 |  | 1322418-90 |  | CABLE, SYTSTEM FUNCTION
WC8101 |  | 1022941-32 |  | TPE, 1 PAIR TWISTED SHIELDED
WC8102 |  | 1022941-32 |  | TPE, 1 PAIR TWISTED SHIELDED
WC8201 |  | 1022941-32 |  | TPE, 1 PAIR TWISTED SHIELDED
WC8301 |  | 1022941-32 |  | TPE, 1 PAIR TWISTED SHIELDED

## Part Number List
Part Number List |  | SolarTools ver. 24.0.84.24712 (Jul 31, 2025)
Project # | J0960
Report date: 1/30/2026 9:27 AM
Project Name | TITAN TIRE
Revision | A
Controls DE | A.DOMINGUEZ
Phone: | 0
Controls ME | N.CARPENTER
Phone:
Device ID | Part Number | Description | Location
AF0081 | 2684693-18,2684693-28 | 5094-IB16SXT, 16 DISCRETE INPUT, S | A PANEL
AF0082 | 2684693-17,2684693-23 | 5094-IB16XT, 16 DISCRETE INPUT | A PANEL
AF0083 | 2684693-19,2684693-33 | 5094-IY8XT, 8 ANALOG INPUT, TC/RTD/ I&V | A PANEL
AF0084 | 2684693-19,2684693-33 | 5094-IY8XT, 8 ANALOG INPUT, TC/RTD/ I&V | A PANEL
AF0085 | 2684693-18,2684693-26 | 5094-IF8IHXT, 8 ANALOG INPUT, ISOLATED | A PANEL
AF0086 | 2684693-18,2684693-26 | 5094-IF8IHXT, 8 ANALOG INPUT, ISOLATED | A PANEL
AF0087 | 2684693-17,2684693-23 | 5094-IB16XT, 16 DISCRETE INPUT | A PANEL
AF0091 | 2684693-17,2684693-23 | 5094-IB16XT, 16 DISCRETE INPUT | A PANEL
AF0092 | 2684693-17,2684693-24 | 5094-OB16XT, 16 DISCRETE OUTPUT | A PANEL
AF0093 | 2684693-17,2684693-24 | 5094-OB16XT, 16 DISCRETE OUTPUT | A PANEL
AF0094 | 2684693-19,2684693-33 | 5094-IY8XT, 8 ANALOG INPUT, TC/RTD/ I&V | A PANEL
AF0095 | 2684693-17,2684693-25 | 5094-OB8XT, 8 DISCRETE OUTPUT | A PANEL
AP0601 | [2]1089241-20 | MODULE, BLANK FILLER | A PANEL
AP0602 | 1089241-40 | 1756-EN2TRXT, ETHERNET | A PANEL
AP0603 | 1089241-40 | 1756-EN2TRXT, ETHERNET | A PANEL
AP0604 | 1089241-36 | 1756-EN2TXT, ETHERNET | A PANEL
AP0605 | 1089241-20 | MODULE, BLANK FILLER | A PANEL
AP0606 | 1089241-20 | MODULE, BLANK FILLER | A PANEL
AP0607 | 1089241-36 | 1756-EN2TXT, ETHERNET | A PANEL
AP0608 | 1089241-20 | MODULE, BLANK FILLER | A PANEL
AP0609 | 1089241-40 | 1756-EN2TRXT, ETHERNET | A PANEL
AR0600 | 1057900,1059465,1089241-42,1103759,19298R1,22652R1 | RACK CHASSIS, 1756-A10XT (10 SLOT) | A PANEL
AT0600 | 1089241-43 | CONTROLLER^GUARDLOGIX, 1756-CONTROLLER | A PANEL
AT0681 | 1144558-11 | ETHERNET, DH/RIO CONVERTER | A PANEL
AU0080 | 2684693-22 | 5094-AENTRXT, FLEX 5000 I/O | A PANEL
AU0090 | 2684693-22 | 5094-AENTRXT, FLEX 5000 I/O | A PANEL
F0200 | 1022716-1 | EMI/SURGE FILTER, 24VDC | A PANEL
FU0010 | 1043265-1,1043265-5 | FUSE, 10A | A PANEL
FU0011 | 1043265-1,1043265-9 | FUSE, 30A | A PANEL
FU0012 | 1043265-1,1043265-5 | FUSE, 10A | A PANEL
FU0013 | 1043265-1,1043265-5 | FUSE, 10A | A PANEL
FU0014 | 1043265-1,1043265-5 | FUSE, 10A | A PANEL
FU0015 | 1043265-1,1043265-5 | FUSE, 10A | A PANEL
FU0016 | 1043265-1,1043265-5 | FUSE, 10A | A PANEL
FU0017 | [2]1043265-1,[2]1043265-5 | FUSE, 10A | A PANEL
FU0080 | 1043265-1,1043265-5 | FUSE, 10A | A PANEL
FU0090 | 1043265-1,1043265-5 | FUSE, 10A | A PANEL
FU0091 | 1043265-1,1043265-5 | FUSE, 10A | A PANEL
FU0092 | 1043265-1,1043265-5 | FUSE, 10A | A PANEL
FU0093 | 1043265-1,1043265-5 | FUSE, 10A | A PANEL
FU0136 | 1043265-1,1043265-9 | FUSE, 30A | A PANEL
FU0137 | 1043265-1,1043265-7 | FUSE, 20A | A PANEL
FU0139 | 1043265-1,1043265-4 | FUSE, 5A | A PANEL
FU0681 | 1043265-1,1043265-4 | FUSE, 5A | A PANEL
GR0131 | 903849C1 | RAIL GROUND, DIN RAIL GROUNDING | A PANEL
GR0132 | 903849C1 | RAIL GROUND, DIN RAIL GROUNDING | A PANEL
GR0133 | 903849C1 | RAIL GROUND, DIN RAIL GROUNDING | A PANEL
GR0134 | 903849C1 | RAIL GROUND, DIN RAIL GROUNDING | A PANEL
KA0130 | 1061979-1 | RELAY, LOWSPEED/OPEN PROBE SETPOINT | A PANEL
KA0131 | 1061979-1 | RELAY, CONTROLLER ACTIVE | A PANEL
KA0132 | 1061979-1 | RELAY, CONTROLLER ACTIVE | A PANEL
KA0133 | 1061979-1 | RELAY, POST LUBE NOT REQUIRED | A PANEL
KA0134 | 1061979-1 | RELAY, BACKUP COMMAND OFF | A PANEL
KA0136 | 1061979-1 | RELAY, LUBE OIL HEADER PRESSURE HIGH | A PANEL
KA0137 | 1061979-1 | RELAY, LUBE PUMP INHIBIT | A PANEL
KA0138 | 1061979-1 | RELAY, BACKUP LUBE OIL PUMP OFF | A PANEL
KA0141 | 1061979-1 | RELAY, CONTROLLER ACTIVE | A PANEL
KA0144 | 1061979-1 | RELAY, AC PRE-POST PUMP | A PANEL
KA0221 | 1061979-1 | RELAY, PRIMARY GAS FUEL SHUTOFF VALVE | A PANEL
KA2160 | 1061979-1 | RELAY, SPARE RELAY | A PANEL
KA2161 | 1061979-1 | RELAY, SPARE RELAY | A PANEL
KT0140 | 2651077-1 | TIMER RELAY, BACKUP PUMP POST LUBE OFF CYCLE | A PANEL
KT0141 | 2651077-1 | TIMER RELAY, BACKUP POST LUBE CONTINUOUS | A PANEL
KT0142 | 2651077-1 | TIMER RELAY, TOTAL POST LUBE | A PANEL
KT0143 | 2651077-1 | TIMER RELAY, BACKUP PUMP POST LUBE ON CYCLE | A PANEL
KT0144 | 2651077-1 | TIMER RELAY, HEADER PRESSURE HIGH BACKUP PUMP OFF | A PANEL
KT0145 | 2651077-1 | TIMER RELAY, FIRE DETECTED ROLLDOWN LUBE | A PANEL
KT0146 | 2651077-3 | TIMER RELAY, WATCHDOG | A PANEL
PC0470 | 2271605-1 | TIMER/COUNTER, ENGINE HOUR / START COUNTER | A PANEL
PEG0130 | 232941-300 | BUS BAR, PANEL A - POWER EARTH GROUNDING | A PANEL
RR0851 | 981090C1 | RESISTOR, 3.01K OHM | A PANEL
RR0852 | 981089C1 | RESISTOR, 1.0K OHM | A PANEL
UV0600 | 1089241-28 | POWER SUPPLY, RSLOGIX CHASSIS | A PANEL
XT0011 | 1066730-16 | TERMINAL STRIP, 2 CONDUCTOR | A PANEL
XT0012 | 1066730-16 | TERMINAL STRIP, 2 CONDUCTOR | A PANEL
XT0013 | 1066730-16 | TERMINAL STRIP, 2 CONDUCTOR | A PANEL
XT0080 | 1066730-7,1066730-8,1067996-4 | TERMINAL BLOCK, SPRING, 4 CONDUCTOR,30-12 AWG (0.05-3.31 MM2),NON-IS | A PANEL
XT0081 | 1066730-7,1066730-8,1067996-4 | TERMINAL BLOCK, SPRING, 4 CONDUCTOR,30-12 AWG (0.05-3.31 MM2),NON-IS | A PANEL
XT0085 | 1066730-7,1066730-8,1067996-4 | TERMINAL BLOCK, SPRING, 4 CONDUCTOR,30-12 AWG (0.05-3.31 MM2),NON-IS | A PANEL
XT0134 | 1066730-16,1066730-17,1066730-18 | TERMINAL STRIP, 2 CONDUCTOR | A PANEL
XT0135 | 1066730-7,1066730-8,1067996-4 | TERMINAL BLOCK, SPRING, 4 CONDUCTOR,30-12 AWG (0.05-3.31 MM2),NON-IS | A PANEL
XT0136 | 1066730-7,1066730-8,1067996-82 | TERMINAL BLOCK, SPRING, 4 CONDUCTOR,30-12 AWG (0.05-3.31 MM2),NON-IS | A PANEL
XT0138 | 1066730-16,1066730-17,1066730-18 | TERMINAL STRIP, 2 CONDUCTOR | A PANEL
XT0139 | 1066730-7,1066730-8,1067996-4 | TERMINAL BLOCK, SPRING, 4 CONDUCTOR,30-12 AWG (0.05-3.31 MM2),NON-IS | A PANEL
XT9080 | 1066730-7 | TERMINAL BLOCK, SPRING, 4 CONDUCTOR,30-12 AWG (0.05-3.31 MM2),NON-IS | A PANEL
XT9081 | 1066730-7 | TERMINAL BLOCK, SPRING, 4 CONDUCTOR,30-12 AWG (0.05-3.31 MM2),NON-IS | A PANEL
XT9090 | 1066730-7 | TERMINAL BLOCK, SPRING, 4 CONDUCTOR,30-12 AWG (0.05-3.31 MM2),NON-IS | A PANEL
XT9990 | 1066730-20 | TERMINAL STRIP, 2 CONDUCTOR | A PANEL
AF0061 | 2684693-17,2684693-25 | 5094-OB8XT, 8 DISCRETE OUTPUT | B PANEL
AF0062 | 2684693-17,2684693-25 | 5094-OB8XT, 8 DISCRETE OUTPUT | B PANEL
AF0063 | 2684693-17,2684693-23 | 5094-IB16XT, 16 DISCRETE INPUT | B PANEL
AF0064 | 2684693-18,2684693-30 | 5094-IF4IHSXT, 4 ANALOG INPUT, S | B PANEL
AF0065 | 2684693-18,2684693-30 | 5094-IF4IHSXT, 4 ANALOG INPUT, S | B PANEL
AF0066 | 2684693-18,2684693-27 | 5094-OF8IHXT, 8 ANALOG OUTPUT, ISOLATED | B PANEL
AF0067 | 2684693-17,2684693-25 | 5094-OB8XT, 8 DISCRETE OUTPUT | B PANEL
AF0068 | 2684693-21,2684693-36 | 5094-IRT8SXT, 8 RTD/TC ANALOG INPUT, S | B PANEL
AF0071 | 2684693-18,2684693-32 | 5094-IJ2ISXT, 2 FAST COUNTER INPUT, S | B PANEL
AF0072 | 2684693-18,2684693-30 | 5094-IF4IHSXT, 4 ANALOG INPUT, S | B PANEL
AF0073 | 2684693-21,2684693-36 | 5094-IRT8SXT, 8 RTD/TC ANALOG INPUT, S | B PANEL
AF0074 | 2684693-18,2684693-26 | 5094-IF8IHXT, 8 ANALOG INPUT, ISOLATED | B PANEL
AF0075 | 2684693-18,2684693-30 | 5094-IF4IHSXT, 4 ANALOG INPUT, S | B PANEL
AF0076 | 2684693-18,2684693-29 | 5094-OB16SXT, 16 DISCRETE OUTPUT, S | B PANEL
AF0077 | 2684693-19,2684693-33 | 5094-IY8XT, 8 ANALOG INPUT, TC/RTD/ I&V | B PANEL
AU0060 | 2684693-22 | 5094-AENTRXT, FLEX 5000 I/O | B PANEL
AU0070 | 2684693-22 | 5094-AENTRXT, FLEX 5000 I/O | B PANEL
FU0060 | 1043265-1,1043265-5 | FUSE, 10A | B PANEL
FU0061 | 1043265-1,1043265-5 | FUSE, 10A | B PANEL
FU0062 | 1043265-1,1043265-5 | FUSE, 10A | B PANEL
FU0063 | 1043265-1,1043265-5 | FUSE, 10A | B PANEL
FU0064 | 1043265-1,1043265-5 | FUSE, 10A | B PANEL
FU0070 | 1043265-1,1043265-5 | FUSE, 10A | B PANEL
FU0071 | 1043265-1,1043265-5 | FUSE, 10A | B PANEL
FU0210 | 1043265-1,1043265-7 | FUSE, 20A | B PANEL
FU0211 | 1043265-1,1043265-4 | FUSE, 5A | B PANEL
FU0212 | 1043265-1,1043265-3 | FUSE, 2A | B PANEL
GR0231 | 903849C1 | RAIL GROUND, DIN RAIL GROUNDING | B PANEL
GR0232 | 903849C1 | RAIL GROUND, DIN RAIL GROUNDING | B PANEL
GR0233 | 903849C1 | RAIL GROUND, DIN RAIL GROUNDING | B PANEL
GR0234 | 903849C1 | RAIL GROUND, DIN RAIL GROUNDING | B PANEL
IEG0010 | 1099358-100 | BUS BAR, MARSHALLING INSTRUMENT EARTH GROUNDING | B PANEL
IEG0230 | 232941-300 | BUS BAR, PANEL B - INSTRUMENT EARTH GROUNDING | B PANEL
KA0214 | 1061979-1 | RELAY, PILOT GAS FUEL ACTUATOR ENABLE | B PANEL
KA0217 | 1061979-1 | RELAY, MAIN GAS FUEL ACTUATOR ENABLE | B PANEL
KA0222 | 1061979-1 | RELAY, SECONDARY GAS FUEL SHUTOFF VALVE | B PANEL
KA0231 | 1061979-1 | RELAY, CONTROLLER ACTIVE | B PANEL
KA0232 | 1061979-1 | RELAY, CONTROLLER ACTIVE | B PANEL
KA0233 | 1061979-1 | RELAY, CONTROLLER ACTIVE | B PANEL
KA0234 | 1061979-1 | RELAY, CONTROLLER ACTIVE | B PANEL
KA0235 | 1061979-1 | RELAY, NO EMERGENCY SHUTDOWN SUMMARY | B PANEL
KA0236 | 1061979-1 | RELAY, NO EMERGENCY SHUTDOWN SUMMARY | B PANEL
KA0237 | 1061979-1 | RELAY, NO EMERGENCY SHUTDOWN SUMMARY | B PANEL
KA0238 | 1061979-1 | RELAY, NO EMERGENCY SHUTDOWN SUMMARY | B PANEL
KA0239 | 1061979-1 | RELAY, NO EMERGENCY SHUTDOWN SUMMARY | B PANEL
KA0240 | 1061979-1 | RELAY, NO EMERGENCY SHUTDOWN SUMMARY | B PANEL
KA0241 | 1061979-1 | RELAY, BACKUP SYSTEM RESET | B PANEL
KA0242 | 1061979-1 | RELAY, BACKUP SYSTEM RESET | B PANEL
KA0243 | 1061979-1 | RELAY, NO FIRE DETECTED | B PANEL
KA0244 | 1061979-1 | RELAY, NO FIRE DETECTED | B PANEL
KA0245 | 1061979-1 | RELAY, NO GAS DETECTED | B PANEL
KA0246 | 1061979-1 | RELAY, NO FIRE DETECTED | B PANEL
KA0247 | 1061979-1 | RELAY, NO FIRE DETECTED | B PANEL
KA0248 | 1061979-1 | RELAY, NO EMERGENCY SHUTDOWN SUMMARY | B PANEL
KA0249 | 1061979-1 | RELAY, NO GAS DETECTED | B PANEL
KA0250 | 1061979-1 | RELAY, NO EMERGENCY SHUTDOWN SUMMARY | B PANEL
KA1020 | 1061979-1 | RELAY, IGNITION START | B PANEL
XT0060 | 1066730-7,1066730-8,1067996-4 | TERMINAL BLOCK, SPRING, 4 CONDUCTOR,30-12 AWG (0.05-3.31 MM2),NON-IS | B PANEL
XT0070 | 1066730-7,1066730-8,1067996-4 | TERMINAL BLOCK, SPRING, 4 CONDUCTOR,30-12 AWG (0.05-3.31 MM2),NON-IS | B PANEL
XT0071 | 1066730-7,1066730-8,1067996-4 | TERMINAL BLOCK, SPRING, 4 CONDUCTOR,30-12 AWG (0.05-3.31 MM2),NON-IS | B PANEL
XT0233 | 1066730-7,1066730-8,1067996-4 | TERMINAL BLOCK, SPRING, 4 CONDUCTOR,30-12 AWG (0.05-3.31 MM2),NON-IS | B PANEL
XT0235 | 1066730-7,1066730-8,1067996-4 | TERMINAL BLOCK, SPRING, 4 CONDUCTOR,30-12 AWG (0.05-3.31 MM2),NON-IS | B PANEL
XT0237 | 1066730-10,1066730-9,1067996-4 | DIODE TERMINAL STRIP, 4 CONDUCTOR | B PANEL
XT0240 | 1066730-7,1066730-8,1067996-4 | TERMINAL BLOCK, SPRING, 4 CONDUCTOR,30-12 AWG (0.05-3.31 MM2),NON-IS | B PANEL
XT9002 | 1066730-7 | TERMINAL BLOCK, SPRING, 4 CONDUCTOR,30-12 AWG (0.05-3.31 MM2),NON-IS | B PANEL
XT9017 | 1066730-7 | TERMINAL BLOCK, SPRING, 4 CONDUCTOR,30-12 AWG (0.05-3.31 MM2),NON-IS | B PANEL
XT9060 | 1066730-7 | TERMINAL BLOCK, SPRING, 4 CONDUCTOR,30-12 AWG (0.05-3.31 MM2),NON-IS | B PANEL
XT9061 | 1066730-7 | TERMINAL BLOCK, SPRING, 4 CONDUCTOR,30-12 AWG (0.05-3.31 MM2),NON-IS | B PANEL
XT9070 | 1066730-7 | TERMINAL BLOCK, SPRING, 4 CONDUCTOR,30-12 AWG (0.05-3.31 MM2),NON-IS | B PANEL
XT9071 | 1066730-7 | TERMINAL BLOCK, SPRING, 4 CONDUCTOR,30-12 AWG (0.05-3.31 MM2),NON-IS | B PANEL
XT9075 | 1066730-7 | TERMINAL BLOCK, SPRING, 4 CONDUCTOR,30-12 AWG (0.05-3.31 MM2),NON-IS | B PANEL
AT0190 | 1577354-5300 | WORKSTATION, PANEL COMPUTER, TT4000 | CONSOLE
AT0190K | 1068334 | KEYBOARD, TYPING INTERFACE | CONSOLE
EL0273 | 1015796,1022899,1024594-100 | LIGHT, CONSOLE FLUORESCENT, WHITE | CONSOLE
HA0273 | 1113568-200 | HORN, AUDIBLE ALARM | CONSOLE
ZS0273 | 1113474-1 | LIMIT SWITCH, CONSOLE DOOR OPEN | CONSOLE
AF0121 | 2684693-17,2684693-24 | 5094-OB16XT, 16 DISCRETE OUTPUT | GENERATOR PANEL
AF0122 | 2684693-17,2684693-23 | 5094-IB16XT, 16 DISCRETE INPUT | GENERATOR PANEL
AF0123 | 2684693-19,2684693-33 | 5094-IY8XT, 8 ANALOG INPUT, TC/RTD/ I&V | GENERATOR PANEL
AT0140 | 2769310-1,2769310-4 | MODULE, DECS-250 | GENERATOR PANEL
AU0120 | 2684693-22 | 5094-AENTRXT, FLEX 5000 I/O | GENERATOR PANEL
FU0120 | 1043265-1,1043265-5 | FUSE, 10A | GENERATOR PANEL
FU0121 | 1043265-1,1043265-5 | FUSE, 10A | GENERATOR PANEL
FU0313 | 1043265-1,1043265-7 | FUSE, 20A | GENERATOR PANEL
FU0314 | 1043265-1,1043265-7 | FUSE, 20A | GENERATOR PANEL
FU0332 | 1043265-1,1043265-7 | FUSE, 20A | GENERATOR PANEL
FU0333 | 1043265-1,1043265-4 | FUSE, 5A | GENERATOR PANEL
FU0334 | 1043265-1,1043265-4 | FUSE, 5A | GENERATOR PANEL
FU0335 | 1043265-1,1043265-4 | FUSE, 5A | GENERATOR PANEL
GR0120 | 903849C1 | RAIL GROUND, DIN RAIL GROUNDING | GENERATOR PANEL
GR0141 | 903849C1 | RAIL GROUND, DIN RAIL GROUNDING | GENERATOR PANEL
GR0142 | 903849C1 | RAIL GROUND, DIN RAIL GROUNDING | GENERATOR PANEL
KA0121 | 1061979-1 | RELAY, AUTOMATIC CLOSE CIRCUIT BREAKER | GENERATOR PANEL
KA0122 | 1061979-1 | RELAY, TIE CIRCUIT BREAKER CLOSE | GENERATOR PANEL
KA0123 | 1061979-1 | RELAY, CGCM #1 ENABLED | GENERATOR PANEL
KA0126 | 1061979-1 | RELAY, LSCR | GENERATOR PANEL
KA0127 | 1061979-1 | RELAY, LSCR-AA | GENERATOR PANEL
KA0128 | 1061979-1 | RELAY, GENERATOR TRIP SUMMARY CIRCUIT BREAKER | GENERATOR PANEL
KA0129 | 1061979-1 | RELAY, TIE TRIP SUMMARY CIRCUIT BREAKER | GENERATOR PANEL
KA0135 | 1061979-1 | RELAY, AC PRE/POST PUMP DRIVE | GENERATOR PANEL
KA0180 | 1061979-1 | RELAY, 90% SPEED | GENERATOR PANEL
KA0185 | 1061979-1 | RELAY, PERMISSIVE CLOSE CIRCUIT BREAKER | GENERATOR PANEL
KA0186 | 1061979-1 | RELAY, PERMISSIVE CLOSE TIE CIRCUIT BREAKER | GENERATOR PANEL
KA0310 | 1061979-1 | RELAY, CGCM #1 FAULT | GENERATOR PANEL
KA0313 | 1076251-1,1076251-2 | RELAY, PMG INPUT #1 | GENERATOR PANEL
KA0330 | 1061979-1 | RELAY, CLOSED CIRCUIT BREAKER | GENERATOR PANEL
KA0331 | 1061979-1 | RELAY, MAIN UTILITY BREAKER AUXILIARY CONTACT CLOSED | GENERATOR PANEL
KA0332 | 1061979-1 | RELAY, CLOSE CONTROL CIRCUIT BREAKER | GENERATOR PANEL
KA0333 | 1061979-1 | RELAY, TRIP CONTROL CIRCUIT BREAKER | GENERATOR PANEL
KA0335 | 1061979-1 | RELAY, NO EMERGENCY SHUTDOWN SUMMARY | GENERATOR PANEL
KA0336 | 1061979-1 | RELAY, CONTROLLER ACTIVE | GENERATOR PANEL
KA0342 | 1061979-1 | RELAY, TIE BREAKER CLOSE CONTROL | GENERATOR PANEL
KA0343 | 1061979-1 | RELAY, TRIP CONTROL TIE BREAKER | GENERATOR PANEL
KA0364 | 1031741-4 | RELAY, GENCB SYNCHRONIZATION CHECK | GENERATOR PANEL
KA0365 | 1031741-4 | RELAY, TIE SYNCHRONIZATION CHECK | GENERATOR PANEL
KA3103 | 1061979-1 | RELAY, LUBE OIL TANK HEATER | GENERATOR PANEL
KA4100 | 1061979-1 | RELAY, GENERATOR HEATER DISABLED | GENERATOR PANEL
KA4632 | [2]1076251-1,1076251-2 | RELAY, TIE CB SELECTED | GENERATOR PANEL
KA4633 | [2]1076251-1,1076251-2 | RELAY, TIE CB SELECTED | GENERATOR PANEL
KA4642 | [2]1076251-1,1076251-2 | RELAY, GEN CB SELECTED | GENERATOR PANEL
KA4643 | [2]1076251-1,1076251-2 | RELAY, GEN CB SELECTED | GENERATOR PANEL
KA6000 | 1061979-1 | RELAY, UTILITY BREAKER ON | GENERATOR PANEL
KA6001 | 1061979-1 | RELAY, UTILITY LOCAL REMOTE | GENERATOR PANEL
PEG0140 | 232941-200 | BUS BAR, GENERATOR - POWER EARTH GROUNDING | GENERATOR PANEL
XT0120 | 1066730-7,1066730-8,1067996-4 | TERMINAL BLOCK, SPRING, 4 CONDUCTOR,30-12 AWG (0.05-3.31 MM2),NON-IS | GENERATOR PANEL
XT0140G | 1066730-1 | TERMINAL STRIP, 4 CONDUCTOR | GENERATOR PANEL
XT0313 | 1066730-7 | TERMINAL BLOCK, SPRING, 4 CONDUCTOR,30-12 AWG (0.05-3.31 MM2),NON-IS | GENERATOR PANEL
XT0332 | 1066730-7,1067996-4 | TERMINAL BLOCK, SPRING, 4 CONDUCTOR,30-12 AWG (0.05-3.31 MM2),NON-IS | GENERATOR PANEL
XT0334 | 1066730-7,1067996-4 | TERMINAL BLOCK, SPRING, 4 CONDUCTOR,30-12 AWG (0.05-3.31 MM2),NON-IS | GENERATOR PANEL
XT0335 | 1066730-7,1066730-8,1067996-4 | TERMINAL BLOCK, SPRING, 4 CONDUCTOR,30-12 AWG (0.05-3.31 MM2),NON-IS | GENERATOR PANEL
XT0336 | 1066730-7,1066730-8,1067996-4 | TERMINAL BLOCK, SPRING, 4 CONDUCTOR,30-12 AWG (0.05-3.31 MM2),NON-IS | GENERATOR PANEL
XT0337 | 1066730-7,1066730-8,1067996-82 | TERMINAL BLOCK, SPRING, 4 CONDUCTOR,30-12 AWG (0.05-3.31 MM2),NON-IS | GENERATOR PANEL
XT0341 | 1066730-7,1066730-8,1067996-82 | TERMINAL BLOCK, SPRING, 4 CONDUCTOR,30-12 AWG (0.05-3.31 MM2),NON-IS | GENERATOR PANEL
XT0350 | 1066730-16,1067996-18 | TERMINAL STRIP, 2 CONDUCTOR | GENERATOR PANEL
XT0351 | 1066730-7,1066730-8,1067996-82 | TERMINAL BLOCK, SPRING, 4 CONDUCTOR,30-12 AWG (0.05-3.31 MM2),NON-IS | GENERATOR PANEL
XT0352 | 1066730-16,1066730-17,1066730-18 | TERMINAL STRIP, 2 CONDUCTOR | GENERATOR PANEL
XT0360 | 1066730-7,1066730-8,1067996-4 | TERMINAL BLOCK, SPRING, 4 CONDUCTOR,30-12 AWG (0.05-3.31 MM2),NON-IS | GENERATOR PANEL
XT0370 | 1066730-7,1066730-8,1067996-4 | TERMINAL BLOCK, SPRING, 4 CONDUCTOR,30-12 AWG (0.05-3.31 MM2),NON-IS | GENERATOR PANEL
XT0940 | 1066730-7 | TERMINAL BLOCK, SPRING, 4 CONDUCTOR,30-12 AWG (0.05-3.31 MM2),NON-IS | GENERATOR PANEL
XT1940 | 1066730-7 | TERMINAL BLOCK, SPRING, 4 CONDUCTOR,30-12 AWG (0.05-3.31 MM2),NON-IS | GENERATOR PANEL
XT9000 | 1066730-7 | TERMINAL BLOCK, SPRING, 4 CONDUCTOR,30-12 AWG (0.05-3.31 MM2),NON-IS | GENERATOR PANEL
XT9003 | 1066730-7 | TERMINAL BLOCK, SPRING, 4 CONDUCTOR,30-12 AWG (0.05-3.31 MM2),NON-IS | GENERATOR PANEL
XT9120 | 1066730-7 | TERMINAL BLOCK, SPRING, 4 CONDUCTOR,30-12 AWG (0.05-3.31 MM2),NON-IS | GENERATOR PANEL
UA4231 | DRIVEN COMMON | PROXIMITOR, GENERATOR BEARING^(DRIVEN END Y-AXIS) | JB72
UA4241 | DRIVEN COMMON | PROXIMITOR, GENERATOR BEARING^(EXCITER END Y-AXIS) | JB72
XT0831 | 1066730-7,1066730-8,1067996-11 | TERMINAL BLOCK, SPRING, 4 CONDUCTOR,30-12 AWG (0.05-3.31 MM2),NON-IS | JB72
XT0832 | 1066730-7,1066730-8,1067996-11 | TERMINAL BLOCK, SPRING, 4 CONDUCTOR,30-12 AWG (0.05-3.31 MM2),NON-IS | JB72
XT0833 | 1066730-16,1066730-17,1066730-18 | TERMINAL STRIP, 2 CONDUCTOR | JB72
XT0834 | 1066730-16,1066730-17,1066730-18 | TERMINAL STRIP, 2 CONDUCTOR | JB72
BUOSM | CUSTOMER DEFINED |  | PANEL
CC7514 | CUSTOMER DEFINED | CUSTOMER CONNECTION, RESET | PANEL
KA9985 | CUSTOMER DEFINED | ComponentDescription, GAS ALARM | PANEL
AT0680 | 1634974-100 | GATEWAY MODULE, TURBOTRONIC GATEWAY | PWR DISTRIBUTION RAIL
FU0190 | 1043265-1,1043265-5 | FUSE, 10A | PWR DISTRIBUTION RAIL
FU0200 | 1043265-1,1043265-5 | FUSE, 10A | PWR DISTRIBUTION RAIL
FU0201 | 1043265-1,1043265-5 | FUSE, 10A | PWR DISTRIBUTION RAIL
FU0273 | 1043265-1,1043265-4 | FUSE, 5A | PWR DISTRIBUTION RAIL
FU0560 | 1043265-1,1043265-7 | FUSE, 20A | PWR DISTRIBUTION RAIL
FU0680 | 1043265-1,1043265-4 | FUSE, 5A | PWR DISTRIBUTION RAIL
XT0560 | 1066730-16,1066730-17,1066730-18 | TERMINAL STRIP, 2 CONDUCTOR | PWR DISTRIBUTION RAIL
XT0561 | 1066730-53,1066730-7,1066730-8,1067996-4 | TERMINAL BLOCK, SPRING, 4 CONDUCTOR,30-12 AWG (0.05-3.31 MM2),NON-IS | PWR DISTRIBUTION RAIL
XT0562 | 1066730-53,1066730-7,1066730-8,1067996-4 | TERMINAL BLOCK, SPRING, 4 CONDUCTOR,30-12 AWG (0.05-3.31 MM2),NON-IS | PWR DISTRIBUTION RAIL
XT0563 | 1066730-7,1066730-8,1067996-4 | TERMINAL BLOCK, SPRING, 4 CONDUCTOR,30-12 AWG (0.05-3.31 MM2),NON-IS | PWR DISTRIBUTION RAIL
XT0680 | 1066730-7,1066730-8,1067996-4 | TERMINAL BLOCK, SPRING, 4 CONDUCTOR,30-12 AWG (0.05-3.31 MM2),NON-IS | PWR DISTRIBUTION RAIL
AF0201 | 2684693-48,2684693-51 | 5094-IB32XT, 32 DISCRETE INPUT | TCP
AF0202 | 2684693-49,2684693-52 | 5094-OB32XT, 32 DISCRETE OUTPUT | TCP
AU0200 | 1089240-32,2684693-22,PART OF TCP ASSEMBLY | 5094-AENTRXT, FLEX 5000 I/O | TCP
GR0200 | 903849C1 | RAIL GROUND, DIN RAIL GROUNDING | TCP
HL0400 | 1017510,1035040-21,964903C1,PART OF TCP ASSEMBLY | LIGHT, READY, GREEN | TCP
HL0401 | 1017509,1035040-22,964903C1,PART OF TCP ASSEMBLY | LIGHT, STARTING, WHITE | TCP
HL0402 | 1017509,1035040-23,964903C1,PART OF TCP ASSEMBLY | LIGHT, READY TO LOAD, WHITE | TCP
HL0403 | 1017509,1035040-24,964903C1,PART OF TCP ASSEMBLY | LIGHT, ON LOAD, WHITE | TCP
HL0404 | 1017509,964903C1,964971C1,PART OF TCP ASSEMBLY | LIGHT, LOCAL/AUXILIARY/CUSTOMER SELECT, WHITE | TCP
HL0405 | 1017509,1035040-853,964903C1,PART OF TCP ASSEMBLY | LIGHT, LOCAL/AUXILIARY/CUSTOMER SELECT, WHITE | TCP
HL0406 | 1017509,964903C1,964971C1,PART OF TCP ASSEMBLY | LIGHT, SPARE, WHITE | TCP
HL0407 | 1017509,1035040-26,964903C1,PART OF TCP ASSEMBLY | LIGHT, COOLDOWN, WHITE | TCP
HL0408 | 1017509,1035040-27,964903C1,PART OF TCP ASSEMBLY | LIGHT, STOPPING, WHITE | TCP
HL0409 | 1017501,1035040-28,964903C1,PART OF TCP ASSEMBLY | LIGHT, ALARM SUMMARY, AMBER | TCP
HL0410 | 1017501,1035040-30,964903C1,PART OF TCP ASSEMBLY | LIGHT, BACKUP ACTIVE, AMBER | TCP
HL0411 | 1010205,1017501,1035040-29,964903C1,PART OF TCP ASSEMBLY | LIGHT, SHUTDOWN SUMMARY, AMBER | TCP
SA0400 | 1139718-1,PART OF TCP ASSEMBLY | SELECTOR SWITCH, OFF/LOC/AUX/CUST. | TCP
SA0401 | 1015213,PART OF TCP ASSEMBLY | SELECTOR SWITCH, BACKUP SYSTEM RESET | TCP
SB0400 | 2380746-4,PART OF TCP ASSEMBLY | PUSHBUTTON SWITCH, EMERGENCY STOP | TCP
SB0401 | 1035040-15,964901C1,PART OF TCP ASSEMBLY | PUSHBUTTON SWITCH, HORN SILENCE | TCP
SB0402 | 1035040-12,964901C1,PART OF TCP ASSEMBLY | PUSHBUTTON SWITCH, ACKNOWLEDGE | TCP
SB0403 | 1035040-13,965112C1,PART OF TCP ASSEMBLY | PUSHBUTTON SWITCH, RESET | TCP
SB0404 | 1035040-14,964901C1,PART OF TCP ASSEMBLY | PUSHBUTTON SWITCH, LAMP TEST | TCP
SB0405 | 1035040-18,964901C1,PART OF TCP ASSEMBLY | PUSHBUTTON SWITCH, START | TCP
SB0406 | 1035040-34,964901C1,PART OF TCP ASSEMBLY | PUSHBUTTON SWITCH, NORMAL STOP | TCP
SB0407 | 1035040-19,964901C1,PART OF TCP ASSEMBLY | PUSHBUTTON SWITCH, SETPOINT DECREASE | TCP
SB0408 | 1035040-20,964901C1,PART OF TCP ASSEMBLY | PUSHBUTTON SWITCH, SETPOINT INCREASE | TCP
SH0401 | 1017509,1017511,964902C1,PART OF TCP ASSEMBLY | LIGHT, SPARE, WHITE | TCP
SH0404 | 1017509,1017511,964902C1,PART OF TCP ASSEMBLY | LIGHT, GEN CB SELECT, WHITE | TCP
SH0405 | 1017509,1017511,964902C1,PART OF TCP ASSEMBLY | LIGHT, GEN CB CLOSED, WHITE | TCP
SH0408 | 1017509,1017511,964902C1,PART OF TCP ASSEMBLY | LIGHT, SPARE, WHITE | TCP
SH0409 | 1017509,1017511,964902C1,PART OF TCP ASSEMBLY | LIGHT, TIE/BUS CIRCUIT BREAKER SELECT, WHITE | TCP
SH0410 | 1017509,1017511,964902C1,PART OF TCP ASSEMBLY | LIGHT, TIE CB CLOSED, WHITE | TCP
SH0411 | PART OF TCP ASSEMBLY | LIGHTED SWITCH, VOLTAGE DECREASE SELECT, WHITE | TCP
SH0412 | PART OF TCP ASSEMBLY | LIGHTED SWITCH, VOLTAGE INCREASE SELECT, WHITE | TCP
XT0564 | 1066730-10,1066730-68,1066730-9,PART OF TCP ASSEMBLY | TERMINAL STRIP, SYSTEM FUNCTION (USE) | TCP
AF0181 | 2684693-17,2684693-25 | 5094-OB8XT, 8 DISCRETE OUTPUT | VIBRATION
AF0182 | 2684693-17,2684693-23 | 5094-IB16XT, 16 DISCRETE INPUT | VIBRATION
AF0183 | 2684693-18,2684693-28 | 5094-IB16SXT, 16 DISCRETE INPUT, S | VIBRATION
AF0184 | 2684693-19,2684693-33 | 5094-IY8XT, 8 ANALOG INPUT, TC/RTD/ I&V | VIBRATION
AF0185 | 2684693-17,2684693-23 | 5094-IB16XT, 16 DISCRETE INPUT | VIBRATION
AF0400 | 1322418-31,1322418-40,1322418-72,1322418-73 | 1444-TSCX02-02RB, 2-CH TACHOMETER INPUT^DYNAMIX 1444 VIBRATION | VIBRATION
AF0410 | 1322418-11,1322418-20,1322418-70,1322418-71 | 1444-DYN04-01RA, 4-CH VIBRATION INPUT^DYNAMIX 1444 VIBRATION | VIBRATION
AF0420 | 1322418-11,1322418-20,1322418-70,1322418-71 | 1444-DYN04-01RA, 4-CH VIBRATION INPUT^DYNAMIX 1444 VIBRATION | VIBRATION
AF0440 | 1322418-11,1322418-20,1322418-70,1322418-71 | 1444-DYN04-01RA, 4-CH VIBRATION INPUT^DYNAMIX 1444 VIBRATION | VIBRATION
AF0450 | [4]1322418-11,1322418-20,1322418-70,1322418-71 | 1444-DYN04-01RA, 4-CH VIBRATION INPUT^DYNAMIX 1444 VIBRATION | VIBRATION
AU0180 | 2684693-22 | 5094-AENTRXT, FLEX 5000 I/O | VIBRATION
FU0113 | [2]1043265-1,[2]1043265-4 | FUSE, 5A | VIBRATION
FU0180 | 1043265-1,1043265-5 | FUSE, 10A | VIBRATION
FU0181 | 1043265-1,1043265-5 | FUSE, 10A | VIBRATION
GR0110 | 903849C1 | RAIL GROUND, DIN RAIL GROUNDING | VIBRATION
GR0180 | 903849C1 | RAIL GROUND, DIN RAIL GROUNDING | VIBRATION
GR0181 | 903849C1 | RAIL GROUND, DIN RAIL GROUNDING | VIBRATION
IEG0110 | 232941-200 | BUS BAR, ENGINE VIBRATION - INSTRUMENT EARTH GROUNDING | VIBRATION
KA0181 | 1061979-1 | RELAY, TURBINE RUNNING STATUS | VIBRATION
KA0182 | 1061979-1 | RELAY, WHRS PURGE FLOW ESTABLISHED | VIBRATION
KA0183 | 1061979-1 | RELAY, WASTE HEAT READY | VIBRATION
KA2430 | 1061979-1 | RELAY, RESET | VIBRATION
XT0110 | [2]1066730-7,[2]1066730-8,[2]1067996-4 | TERMINAL BLOCK, SPRING, 4 CONDUCTOR,30-12 AWG (0.05-3.31 MM2),NON-IS | VIBRATION
XT0130 | 1066730-7,1066730-8,1067996-4 | TERMINAL BLOCK, SPRING, 4 CONDUCTOR,30-12 AWG (0.05-3.31 MM2),NON-IS | VIBRATION
XT0180 | 1066730-7,1066730-8,1067996-4 | TERMINAL BLOCK, SPRING, 4 CONDUCTOR,30-12 AWG (0.05-3.31 MM2),NON-IS | VIBRATION
XT0400 | 1066730-1,1066730-2,1066730-67,1066730-7,1066730-8,1067996-4 | TERMINAL STRIP, 4 CONDUCTOR | VIBRATION
XT3150 | 1066730-7 | TERMINAL BLOCK, SPRING, 4 CONDUCTOR,30-12 AWG (0.05-3.31 MM2),NON-IS | VIBRATION
XT9180 | 1066730-7 | TERMINAL BLOCK, SPRING, 4 CONDUCTOR,30-12 AWG (0.05-3.31 MM2),NON-IS | VIBRATION
XT9181 | 1066730-7 | TERMINAL BLOCK, SPRING, 4 CONDUCTOR,30-12 AWG (0.05-3.31 MM2),NON-IS | VIBRATION
XT9400 | 1066730-7 | TERMINAL BLOCK, SPRING, 4 CONDUCTOR,30-12 AWG (0.05-3.31 MM2),NON-IS | VIBRATION

## CONSOLE_S
CONSOLE
CONTROL CONSOLE
Project # | J0960
Project Name | TITAN TIRE
Revision | A.1
Controls DE | A.DOMINGUEZ
Phone: | 0
Controls ME | N.CARPENTER
Phone:
From | [5 empty] | To
Device ID | Wire No. | Wire ID | Gauge/Size | Length | Device ID | Location | Bundle Name
AT0190:NEG | -0V1 | WHT | 14 | 120 | XT0562:2 | PWR DST RAIL | AT0190
AT0190:POS | FU0190 | WHT | 14 | 120 | FU0190:LD | PWR DST RAIL

## PWR DISTRIBUTION RAIL_S
PWR DISTRIBUTION RAIL
CONTROL CONSOLE DOOR
Project # | J0960
Project Name | TITAN TIRE
Revision | A.1
Controls DE | A.DOMINGUEZ
Phone: | 0
Controls ME | N.CARPENTER
Phone:
From | [5 empty] | To
Device ID | Wire No. | Wire ID | Gauge/Size | Length | Device ID | Location | Bundle Name
AT0680:NEG | -0V | WHT | 14 | 60 | XT0680:2 | PWR DST RAIL | AT0680
AT0680:POS | AT0680POS | WHT | 14 | 60 | XT0680:1 | PWR DST RAIL
FU0680:LD | AT0680POS | WHT | 14 | 60 | XT0680:1 | PWR DST RAIL | FU
FU0200:LI | FU0200LI | WHT | 14 | 60 | XT0561:1 | PWR DST RAIL
FU0560:LD | FU0200LI | WHT | 14 | 60 | XT0561:1 | PWR DST RAIL
FU0560:LI | FU0136 | WHT | 12 | 60 | XT0560:1 | PWR DST RAIL
XT0560:2 | -0V | WHT | 12 | 220 | XT0134:2 | A PANEL | XT-A
XT0560:1 | FU0136 | WHT | 12 | 220 | XT0138:2 | A PANEL
XT0563:4 | -0V | WHT | 20 | 260 | XT0240:8 | B PANEL | XT/FU-B
XT0563:2 | ESTOPA | WHT | 20 | 260 | XT0240:3 | B PANEL
XT0563:1 | ESTOPB | WHT | 20 | 260 | XT0240:2 | B PANEL
XT0563:6 | FU0139 | WHT | 20 | 260 | XT0240:10 | B PANEL
XT0563:3 | KA023612 | WHT | 20 | 260 | XT0240:12 | B PANEL
XT0563:5 | KA0241A1 | WHT | 20 | 260 | XT0240:5 | B PANEL
XT0680:2 | -0V | WHT | 14 | 260 | XT0235:3 | B PANEL
FU0680:LI | FU0210 | WHT | 14 | 260 | XT0233:3 | B PANEL
XT0562:2 | -0V1 | WHT | 14 | 180 | XT0180:1 | VIBRATION | XT/FU-VIB
FU0190:LI | FU0200LI | WHT | 14 | 180 | FU0180:LI | VIBRATION

## VIBRATION_S
VIBRATION
CONTROL CONSOLE
Project # | J0960
Project Name | TITAN TIRE
Revision | A.1
Controls DE | A.DOMINGUEZ
Phone: | 0
Controls ME | N.CARPENTER
Phone:
From | [5 empty] | To
Device ID | Wire No. | Wire ID | Gauge/Size | Length | Device ID | Location | Bundle Name
AF0182:39 | KA71701 | WHT | 20 | 80 | XT9180:24 | VIBRATION | AU/AF0180'S
AF0182:07 | KA71702 | WHT | 20 | 80 | XT9180:25 | VIBRATION
AF0183:32 | KA71731 | WHT | 20 | 80 | XT9180:16 | VIBRATION
AF0183:00 | KA71732 | WHT | 20 | 80 | XT9180:17 | VIBRATION
AF0182:37 | LS70011 | WHT | 20 | 80 | XT9180:28 | VIBRATION
AF0182:05 | LS70012 | WHT | 20 | 80 | XT9180:29 | VIBRATION
AF0182:38 | LS70021 | WHT | 20 | 80 | XT9180:30 | VIBRATION
AF0182:06 | LS70022 | WHT | 20 | 80 | XT9180:31 | VIBRATION
AF0182:40 | LS70031 | WHT | 20 | 80 | XT9180:32 | VIBRATION
AF0182:08 | LS70032 | WHT | 20 | 80 | XT9180:33 | VIBRATION
AF0182:46 | LS70041 | WHT | 20 | 80 | XT9180:34 | VIBRATION
AF0182:14 | LS70042 | WHT | 20 | 80 | XT9180:35 | VIBRATION
AF0182:47 | LS70051 | WHT | 20 | 80 | XT9180:26 | VIBRATION
AF0182:15 | LS70052 | WHT | 20 | 80 | XT9180:27 | VIBRATION
AF0182:35 | SB71901 | WHT | 20 | 80 | XT9180:14 | VIBRATION
AF0182:03 | SB71902 | WHT | 20 | 80 | XT9180:15 | VIBRATION
AF0182:32 | SB75101 | WHT | 20 | 80 | XT9181:1 | VIBRATION
AF0182:00 | SB75102 | WHT | 20 | 80 | XT9181:2 | VIBRATION
AF0182:33 | SB75111 | WHT | 20 | 80 | XT9181:3 | VIBRATION
AF0182:01 | SB75112 | WHT | 20 | 80 | XT9181:4 | VIBRATION
AF0182:44 | SB75511 | WHT | 20 | 80 | XT9181:9 | VIBRATION
AF0182:12 | SB75512 | WHT | 20 | 80 | XT9181:10 | VIBRATION
AF0182:43 | SB75521 | WHT | 20 | 80 | XT9181:11 | VIBRATION
AF0182:11 | SB75522 | WHT | 20 | 80 | XT9181:12 | VIBRATION
AF0182:41 | SB75541 | WHT | 20 | 80 | XT9181:7 | VIBRATION
AF0182:09 | SB75542 | WHT | 20 | 80 | XT9181:8 | VIBRATION
AF0182:42 | SB75551 | WHT | 20 | 80 | XT9181:5 | VIBRATION
AF0182:10 | SB75552 | WHT | 20 | 80 | XT9181:6 | VIBRATION
AU0180:COM | -0V1 | WHT | 16 | 60 | XT0180:1 | VIBRATION
AF0182:COM | AU0180N | WHT | 16 | 60 | AU0180:COM | VIBRATION
AF0182:V+ | AU0180P | WHT | 16 | 60 | AU0180:V+ | VIBRATION
AU0180:V+ | FU0180 | WHT | 16 | 60 | FU0180:LD | VIBRATION
AF0181:V+ | FU0181 | WHT | 16 | 60 | FU0181:LD | VIBRATION
AF0182:45 | KA75001 | WHT | 16 | 80 | XT9180:3 | VIBRATION
AF0182:13 | KA95002 | WHT | 16 | 80 | XT9180:4 | VIBRATION
AF0182:36 | SB75001 | WHT | 16 | 80 | XT9180:5 | VIBRATION
AF0182:04 | SB75002 | WHT | 16 | 80 | XT9180:6 | VIBRATION
AF0181:COM | -0V1 | WHT | 14 | 60 | XT0180:2 | VIBRATION
KA0181:A1 | -018102 | WHT | 20 | 60 | AF0181:02 | VIBRATION | KA A1
KA0183:A1 | -018106 | WHT | 20 | 60 | AF0181:06 | VIBRATION
KA2430:A1 | KA24301 | WHT | 16 | 60 | AF0181:04 | VIBRATION
KA0181:A2 | -018118 | WHT | 20 | 60 | AF0181:18 | VIBRATION | KA A2
KA0183:A2 | -018122 | WHT | 20 | 60 | AF0181:22 | VIBRATION
KA2430:A2 | KA24302 | WHT | 16 | 60 | AF0181:20 | VIBRATION
KA0181:11 | CC71741 | WHT | 20 | 80 | XT9180:18 | VIBRATION | KA
KA0181:14 | CC71742 | WHT | 20 | 80 | XT9180:19 | VIBRATION
KA0182:21 | CC71751 | WHT | 20 | 80 | XT9180:20 | VIBRATION
KA0182:24 | CC71752 | WHT | 20 | 80 | XT9180:21 | VIBRATION
KA0183:21 | CC71761 | WHT | 20 | 80 | XT9180:22 | VIBRATION
KA0183:24 | CC71762 | WHT | 20 | 80 | XT9180:23 | VIBRATION
KA2430:14 | CC7514 | WHT | 20 | 80 | XT3150:1 | VIBRATION
KA2430:11 | CC7514C | WHT | 20 | 80 | XT3150:2 | VIBRATION
KA2430:12 | CC7514NC | WHT | 20 | 80 | XT3150:3 | VIBRATION
AF0410:53 | -0V | WHT | 16 | 100 | XT0110:3 | VIBRATION | 1444'S
AF0410:54 | AF0410N | WHT | 16 | 60 | AF0420:53 | VIBRATION
AF0410:56 | AF0410P | WHT | 16 | 60 | AF0420:55 | VIBRATION
AF0420:54 | AF0420N | WHT | 16 | 60 | AF0440:53 | VIBRATION
AF0420:56 | AF0420P | WHT | 16 | 60 | AF0440:55 | VIBRATION
AF0440:54 | AF0440N | WHT | 16 | 60 | AF0450:53 | VIBRATION
AF0440:56 | AF0440P | WHT | 16 | 60 | AF0450:55 | VIBRATION
AF0410:55 | FU0113 | WHT | 16 | 100 | FU0113:LD | VIBRATION
FU0113:LI | FU0332 | WHT | 14 | 60 | XT0110:1 | VIBRATION | FU
KA0182:A1 | -007614 | WHT | 20 | 200 | AF0076:14 | B PANEL | KA/XT-B
KA0182:A2 | -007630 | WHT | 20 | 200 | AF0076:30 | B PANEL
XT9181:13 | KA9985NO | WHT | 20 | 200 | AF0063:05 | B PANEL
AF0181:00 | -018100 | WHT | 20 | 240 | KA0180:A1 | GEN PANEL | AF-GEN
AF0181:10 | -018110 | WHT | 20 | 240 | KA0185:A1 | GEN PANEL
AF0181:16 | -018116 | WHT | 20 | 240 | KA0180:A2 | GEN PANEL
AF0181:26 | -018126 | WHT | 20 | 240 | KA0364:14 | GEN PANEL
XT9180:1 | CC75801 | WHT | 20 | 240 | KA0180:24 | GEN PANEL | XT-GEN
XT9180:2 | CC75802 | WHT | 20 | 240 | KA0180:21 | GEN PANEL
XT9180:13 | CC75803 | WHT | 20 | 240 | KA0180:22 | GEN PANEL
XT0110:2 | -0V | WHT | 14 | 240 | XT0336:4 | GEN PANEL
XT0130:2 | -0V | WHT | 14 | 240 | XT0120:1 | GEN PANEL
XT0130:2 | -0V | WHT | 14 | 240 | XT0336:3 | GEN PANEL
XT0110:1 | FU0332 | WHT | 14 | 240 | FU0335:LI | GEN PANEL
XT0130:1 | FU0332 | WHT | 14 | 240 | FU0120:LI | GEN PANEL
XT0130:1 | FU0332 | WHT | 14 | 240 | FU0332:LD | GEN PANEL

## A PANEL_S
A PANEL
CONTROL CONSOLE
Project # | J0960
Project Name | TITAN TIRE
Revision | A.1
Controls DE | A.DOMINGUEZ
Phone: | 0
Controls ME | N.CARPENTER
Phone:
From | [5 empty] | To
Device ID | Wire No. | Wire ID | Gauge/Size | Length | Device ID | Location | Bundle Name
AU0080:COM | -0V | WHT | 14 | 60 | XT0080:1 | A PANEL | AU
AU0090:COM | -0V | WHT | 14 | 60 | XT0081:1 | A PANEL
AU0080:V+ | FU0080 | WHT | 14 | 60 | FU0080:LD | A PANEL
AU0090:V+ | FU0090 | WHT | 14 | 60 | FU0090:LD | A PANEL
AF0082:37 | LS31001 | WHT | 20 | 80 | XT9081:35 | A PANEL | AF0080'S
AF0082:05 | LS31002 | WHT | 20 | 80 | XT9081:36 | A PANEL
AF0082:38 | LS31011 | WHT | 20 | 80 | XT9081:37 | A PANEL
AF0082:06 | LS31012 | WHT | 20 | 80 | XT9081:38 | A PANEL
AF0082:32 | PS31501 | WHT | 20 | 80 | XT9081:33 | A PANEL
AF0082:00 | PS31502 | WHT | 20 | 80 | XT9081:34 | A PANEL
AF0082:43 | SA047513 | WHT | 20 | 80 | XT9081:3 | A PANEL
AF0082:11 | SA047514 | WHT | 20 | 80 | XT9081:4 | A PANEL
AF0082:44 | SA047523 | WHT | 20 | 80 | XT9081:1 | A PANEL
AF0082:12 | SA047524 | WHT | 20 | 80 | XT9081:2 | A PANEL
AF0081:36 | SB047211 | WHT | 20 | 80 | XT9081:5 | A PANEL
AF0081:04 | SB047212 | WHT | 20 | 80 | XT9081:6 | A PANEL
AF0081:39 | SB75121 | WHT | 20 | 80 | XT9080:6 | A PANEL
AF0081:07 | SB75122 | WHT | 20 | 80 | XT9080:7 | A PANEL
AF0081:19 | UA1200J27 | WHT | 20 | 80 | XT9080:2 | A PANEL
PC0470:INP_A | -009312 | WHT | 20 | 60 | AF0093:12 | A PANEL | PC0470
PC0470:-PWR | -009328 | WHT | 20 | 60 | AF0093:28 | A PANEL
PC0470:+PWR | -009344 | WHT | 20 | 60 | AF0093:44 | A PANEL
AF0094:00 | -009400 | WHT | 20 | 80 | XT0085:2 | A PANEL | AF0090'S
AF0094:01 | -0V | WHT | 20 | 80 | XT0085:3 | A PANEL
AF0091:37 | GD05252 | WHT | 20 | 80 | XT9090:1 | A PANEL
AF0091:05 | GD05253 | WHT | 20 | 8 | XT9090:2 | A PANEL
AF0091:03 | PDS63113 | WHT | 20 | 80 | XT9090:5 | A PANEL
AF0095:18 | SV21202 | WHT | 20 | 80 | XT9090:4 | A PANEL
AF0092:COM | -0V | WHT | 14 | 60 | XT0081:1 | A PANEL
AF0093:COM | -0V | WHT | 14 | 60 | XT0081:2 | A PANEL
AF0095:COM | -0V | WHT | 14 | 80 | XT0081:2 | A PANEL
AF0091:COM | AF0091N | WHT | 16 | 60 | AF0094:COM | A PANEL
AF0091:V+ | AF0091P | WHT | 14 | 60 | AF0094:V+ | A PANEL
AF0092:V+ | FU0091 | WHT | 14 | 60 | FU0091:LD | A PANEL
AF0093:V+ | FU0092 | WHT | 14 | 60 | FU0092:LD | A PANEL
AF0095:V+ | FU0093 | WHT | 14 | 60 | FU0093:LD | A PANEL
AT0681:+ | FU0681 | WHT | 20 | 60 | FU0681:LD | A PANEL | AT0681
KA0130:A1 | -008135 | WHT | 20 | 100 | AF0081:35 | A PANEL | KA A1
KA0130:A1 | -008135 | WHT | 20 | 100 | KA0130:11 | A PANEL
KA2160:A1 | -009204 | WHT | 20 | 60 | AF0092:04 | A PANEL
KA2161:A1 | -009207 | WHT | 20 | 60 | AF0092:07 | A PANEL
KA0134:A1 | FU0139 | WHT | 20 | 60 | XT0136:2 | A PANEL
KA0133:A1 | KA0133A1 | WHT | 20 | 60 | AF0092:02 | A PANEL
KA0137:A1 | KA0137A1 | WHT | 20 | 60 | KT0142:18 | A PANEL
KA0131:A1 | KA0231A1 | WHT | 20 | 60 | XT0136:6 | A PANEL
KA0136:A1 | PS32002 | WHT | 20 | 100 | XT9081:30 | A PANEL
KA0131:A2 | -0V | WHT | 20 | 60 | KT0145:A2 | A PANEL | KA A2
KA2160:A2 | -009220 | WHT | 20 | 60 | AF0092:20 | A PANEL
KA2161:A2 | -009223 | WHT | 20 | 60 | AF0092:23 | A PANEL
KA0130:A2 | UA1200J26 | WHT | 20 | 100 | XT9080:1 | A PANEL
KA0130:14 | -008103 | WHT | 20 | 60 | AF0081:03 | A PANEL | KA
KA0221:14 | -009502 | WHT | 20 | 100 | AF0095:02 | A PANEL
KA0132:11 | FU0139 | WHT | 20 | 60 | KA0133:11 | A PANEL
KA0134:11 | FU0139 | WHT | 20 | 60 | KA0136:11 | A PANEL
KA0141:24 | FU0139 | WHT | 20 | 60 | XT0136:2 | A PANEL
KA0132:11 | FU0139 | WHT | 20 | 60 | KT0145:15 | A PANEL
KA0131:14 | KA013114 | WHT | 20 | 60 | AF0082:01 | A PANEL
KA0131:14 | KA013114 | WHT | 20 | 100 | AF0092:06 | A PANEL
KA0132:22 | KA013222 | WHT | 20 | 60 | KA0137:14 | A PANEL
KA0132:22 | KA013222 | WHT | 20 | 80 | KT0141:18 | A PANEL
KA0132:24 | KA013224 | WHT | 20 | 60 | KA0134:14 | A PANEL
KA0136:21 | KA013621 | WHT | 20 | 60 | AF0087:43 | A PANEL
KA0136:24 | KA013624 | WHT | 20 | 60 | AF0087:11 | A PANEL
KA0131:12 | KA013724 | WHT | 20 | 60 | KA0137:24 | A PANEL
KA0137:24 | KA013724 | WHT | 20 | 60 | AF0087:09 | A PANEL
KA0136:14 | KA013821 | WHT | 20 | 60 | KA0138:21 | A PANEL
KA0132:21 | KA0138A1 | WHT | 20 | 80 | KA0138:A1 | A PANEL
KA0141:11 | KA014111 | WHT | 20 | 100 | AF0091:39 | A PANEL
KA0141:14 | KA014114 | WHT | 20 | 100 | AF0091:07 | A PANEL
KA0132:12 | KT0141A1 | WHT | 20 | 60 | KA0133:12 | A PANEL
KA0132:12 | KT0141A1 | WHT | 20 | 60 | KT0142:A1 | A PANEL
KA0138:24 | KT0144B1 | WHT | 20 | 60 | KT0144:B1 | A PANEL
KA0141:21 | KT0146A1 | WHT | 20 | 60 | KT0146:A1 | A PANEL
KT0140:A2 | -0V | WHT | 20 | 60 | XT0136:3 | A PANEL | KT L/S
KT0141:18 | KA013222 | WHT | 20 | 60 | KT0144:18 | A PANEL
KT0142:18 | KA0137A1 | WHT | 20 | 60 | KT0145:18 | A PANEL
KT0140:16 | KT014115 | WHT | 20 | 80 | KT0141:15 | A PANEL
KT0140:18 | KT0143A1 | WHT | 20 | 80 | KT0143:A1 | A PANEL
KT0140:15 | FU0139 | WHT | 20 | 60 | KT0142:15 | A PANEL | KT R/S
KT0140:15 | FU0139 | WHT | 20 | 60 | XT0136:2 | A PANEL
KT0142:15 | FU0139 | WHT | 20 | 60 | KT0144:A1 | A PANEL
KT0140:A1 | KT0140A1 | WHT | 20 | 80 | KT0143:16 | A PANEL
KT0141:A1 | KT0141A1 | WHT | 20 | 60 | KT0143:15 | A PANEL
XT0085:3 | -0V | WHT | 20 | 80 | XT0135:3 | A PANEL | XT
XT0085:1 | FU0137 | WHT | 20 | 80 | XT0139:3 | A PANEL
XT9081:29 | FU0139 | WHT | 20 | 80 | XT0136:1 | A PANEL
XT0080:1 | -0V | WHT | 14 | 80 | XT0135:2 | A PANEL
XT0135:1 | -0V | WHT | 14 | 60 | XT0136:3 | A PANEL
XT0135:2 | -0V | WHT | 14 | 80 | XT0081:1 | A PANEL
XT0012:4 | -0V | WHT | 12 | 60 | XT0011:1 | A PANEL
XT0135:1 | -0V | WHT | 12 | 60 | XT0134:1 | A PANEL
XT9990:3 | -0V | WHT | 12 | 60 | XT0011:2 | A PANEL
XT9990:4 | -0V | WHT | 12 | 60 | XT0011:3 | A PANEL
XT9990:7 | -0V | WHT | 12 | 60 | XT0011:1 | A PANEL
XT9990:8 | -0V | WHT | 12 | 60 | XT0011:2 | A PANEL
UV0600:(-) | -0V | WHT | 14 | 60 | XT0135:1 | A PANEL | UV0600
UV0600:(+) | FU0010 | WHT | 14 | 60 | FU0010:LD | A PANEL
FU0010:LI | FU0137 | WHT | 14 | 60 | XT0139:1 | A PANEL | FU
FU0080:LI | FU0137 | WHT | 14 | 80 | XT0139:1 | A PANEL
FU0090:LI | FU0137 | WHT | 14 | 60 | XT0139:2 | A PANEL
FU0139:LD | FU0139 | WHT | 14 | 60 | XT0136:1 | A PANEL
FU0012:LI | -24V | WHT | 12 | 60 | XT0012:2 | A PANEL
FU0012:LD | FU0012 | WHT | 12 | 60 | XT9990:5 | A PANEL
FU0013:LD | FU0013 | WHT | 12 | 60 | XT9990:1 | A PANEL
FU0137:LI | FU0136 | WHT | 12 | 60 | XT0138:1 | A PANEL
FU0137:LD | FU0137 | WHT | 12 | 60 | XT0139:1 | A PANEL
AF0081:41 | KA023921 | WHT | 20 | 200 | KA0239:21 | B PANEL | AF-B
AF0081:09 | KA023924 | WHT | 20 | 200 | KA0239:24 | B PANEL
AF0081:08 | KA024214 | WHT | 20 | 200 | KA0242:14 | B PANEL
AF0081:33 | KA024311 | WHT | 20 | 200 | KA0243:11 | B PANEL
AF0081:01 | KA024314 | WHT | 20 | 200 | KA0243:14 | B PANEL
AF0081:34 | KA024521 | WHT | 20 | 200 | KA0245:21 | B PANEL
AF0081:02 | KA024524 | WHT | 20 | 200 | KA0245:24 | B PANEL
AF0081:00 | UA1200J21 | WHT | 20 | 200 | KA0241:11 | B PANEL
AF0091:35 | PDS63112 | WHT | 20 | 200 | XT9060:39 | B PANEL
AT0681:- | -0V | WHT | 20 | 200 | XT0235:2 | B PANEL | AT/FU-B
FU0016:LD | FU0016 | WHT | 14 | 200 | KA0237:14 | B PANEL
FU0017:LD | FU0017 | WHT | 14 | 200 | KA0237:24 | B PANEL
FU0681:LI | FU0210 | WHT | 14 | 200 | XT0233:2 | B PANEL
KA0221:A1 | -007602 | WHT | 20 | 200 | AF0076:02 | B PANEL | KA-B
KA0221:A2 | -007618 | WHT | 20 | 200 | AF0076:18 | B PANEL
KA0141:24 | FU0139 | WHT | 20 | 200 | KA0241:24 | B PANEL
KA0221:11 | KA023524 | WHT | 20 | 200 | KA0235:24 | B PANEL
KA0141:21 | KT0146A1 | WHT | 20 | 200 | KA0241:21 | B PANEL
KT0146:18 | KA024214 | WHT | 20 | 200 | KA0231:14 | B PANEL | KT-B
KT0145:A1 | KA024412 | WHT | 20 | 200 | KA0244:12 | B PANEL
KT0146:15 | KT014615 | WHT | 20 | 200 | AF0076:10 | B PANEL
KT0146:A2 | KT0146A2 | WHT | 20 | 200 | AF0076:29 | B PANEL
KT0146:B1 | KT0146B1 | WHT | 20 | 200 | AF0076:13 | B PANEL
XT0136:3 | -0V | WHT | 20 | 200 | XT0240:9 | B PANEL | XT-B
XT9080:5 | -0V | WHT | 20 | 200 | XT0235:4 | B PANEL
XT0139:4 | ESTOP | WHT | 20 | 200 | XT0240:4 | B PANEL
XT9081:8 | ESTOP | WHT | 20 | 200 | XT0240:4 | B PANEL
XT9081:7 | ESTOPA | WHT | 20 | 200 | XT0240:3 | B PANEL
XT9080:8 | ESTOPB | WHT | 20 | 200 | XT0240:2 | B PANEL
XT9080:9 | ESTOPC | WHT | 20 | 200 | XT0240:1 | B PANEL
XT0136:1 | FU0139 | WHT | 20 | 200 | XT0240:11 | B PANEL
XT9080:4 | FU0212 | WHT | 20 | 200 | XT0233:4 | B PANEL
XT0136:6 | KA0231A1 | WHT | 20 | 200 | KA0242:11 | B PANEL
XT9081:31 | PS32004 | WHT | 20 | 200 | KA0240:11 | B PANEL
XT9090:3 | SV21201 | WHT | 20 | 200 | KA0235:21 | B PANEL
XT9080:3 | UA1200J21 | WHT | 20 | 200 | XT0060:3 | B PANEL
XT0135:1 | -0V | WHT | 14 | 200 | KA1020:24 | B PANEL
XT0139:3 | FU0137 | WHT | 14 | 200 | FU0211:LI | B PANEL
XT0134:4 | -0V | WHT | 12 | 200 | XT0235:1 | B PANEL
XT9990:6 | FCE213019 | WHT | 12 | 200 | XT0240:13 | B PANEL
XT9990:2 | FCE214019 | WHT | 12 | 200 | XT0240:14 | B PANEL
XT0138:4 | FU0136 | WHT | 12 | 200 | FU0210:LI | B PANEL
AF0092:08 | -009208 | WHT | 20 | 220 | KA3103:A1 | GEN PANEL | AF-GEN
AF0092:24 | -009224 | WHT | 20 | 220 | KA3103:A2 | GEN PANEL
KA0136:A2 | -0V | WHT | 20 | 220 | KA0135:A2 | GEN PANEL | KA-GEN
KA0144:A2 | -0V | WHT | 20 | 220 | KA0135:A2 | GEN PANEL
KA0131:11 | KA0135A1 | WHT | 20 | 220 | KA0135:A1 | GEN PANEL
KA0144:A1 | KA0135A1 | WHT | 20 | 220 | KA0135:A1 | GEN PANEL
XT0139:4 | ESTOP | WHT | 20 | 220 | XT0336:1 | GEN PANEL | XT-GEN
XT0136:6 | KA0231A1 | WHT | 20 | 220 | XT0334:2 | GEN PANEL
XT0134:3 | -0V | WHT | 14 | 220 | XT0334:1 | GEN PANEL
XT0138:3 | FU0136 | WHT | 14 | 220 | XT0332:1 | GEN PANEL

## B PANEL_S
B PANEL
CONTROL CONSOLE
Project # | J0960
Project Name | TITAN TIRE
Revision | A.1
Controls DE | A.DOMINGUEZ
Phone: | 0
Controls ME | N.CARPENTER
Phone:
From | [5 empty] | To
Device ID | Wire No. | Wire ID | Gauge/Size | Length | Device ID | Location | Bundle Name
AU0060:COM | -0V | WHT | 14 | 80 | XT0060:1 | B PANEL | AU
AU0070:COM | -0V | WHT | 14 | 60 | XT0070:1 | B PANEL
AU0060:V+ | FU0060 | WHT | 14 | 80 | FU0060:LD | B PANEL
AU0070:V+ | FU0070 | WHT | 14 | 60 | FU0070:LD | B PANEL
AF0063:34 | FCE213031 | WHT | 20 | 60 | XT9060:34 | B PANEL | AF0060'S
AF0063:02 | FCE213032 | WHT | 20 | 60 | XT9060:35 | B PANEL
AF0063:36 | FCE214031 | WHT | 20 | 80 | XT9061:10 | B PANEL
AF0063:04 | FCE214032 | WHT | 20 | 80 | XT9061:11 | B PANEL
AF0063:37 | KA9985C | WHT | 20 | 60 | XT9060:7 | B PANEL
AF0063:47 | PDS63102 | WHT | 20 | 60 | XT9060:38 | B PANEL
AF0063:15 | PDS63103 | WHT | 20 | 60 | XT9060:40 | B PANEL
AF0063:32 | PS72001 | WHT | 20 | 80 | XT9061:28 | B PANEL
AF0063:00 | PS72002 | WHT | 20 | 80 | XT9061:29 | B PANEL
AF0063:33 | PS73001 | WHT | 20 | 80 | XT9061:33 | B PANEL
AF0063:01 | PS73002 | WHT | 20 | 80 | XT9061:34 | B PANEL
AF0062:24 | SV14202 | WHT | 20 | 60 | XT9060:9 | B PANEL
AF0067:08 | SV17201 | WHT | 20 | 60 | XT9060:29 | B PANEL
AF0067:24 | SV17202 | WHT | 20 | 60 | XT9060:30 | B PANEL
AF0067:04 | SV21211 | WHT | 20 | 80 | XT9061:24 | B PANEL
AF0067:20 | SV21212 | WHT | 20 | 80 | XT9061:25 | B PANEL
AF0062:16 | SV21242 | WHT | 20 | 60 | XT9060:37 | B PANEL
AF0067:00 | SV21501 | WHT | 20 | 80 | XT9061:26 | B PANEL
AF0067:16 | SV21502 | WHT | 20 | 80 | XT9061:27 | B PANEL
AF0065:COM | AF0065N | WHT | 16 | 60 | AF0068:COM | B PANEL
AF0065:V+ | AF0065P | WHT | 16 | 60 | AF0068:V+ | B PANEL
AF0063:COM | AU0060N | WHT | 16 | 60 | AU0060:COM | B PANEL
AF0063:V+ | AU0060P | WHT | 16 | 60 | AU0060:V+ | B PANEL
AF0066:V+ | FU0063 | WHT | 16 | 60 | FU0063:LD | B PANEL
AF0067:V+ | FU0064 | WHT | 16 | 60 | FU0064:LD | B PANEL
AF0061:COM | -0V | WHT | 14 | 80 | XT0060:2 | B PANEL
AF0062:COM | -0V | WHT | 14 | 60 | XT0060:2 | B PANEL
AF0066:COM | -0V | WHT | 14 | 60 | XT0060:2 | B PANEL
AF0067:COM | -0V | WHT | 14 | 60 | XT0060:2 | B PANEL
AF0061:V+ | FU0061 | WHT | 14 | 80 | FU0061:LD | B PANEL
AF0062:V+ | FU0062 | WHT | 14 | 80 | FU0062:LD | B PANEL
AF0076:12 | -007612 | WHT | 20 | 80 | XT0237:1 B2 | B PANEL | AF0070'S
AF0076:11 | UA1200J14 | WHT | 20 | 60 | XT9070:1 | B PANEL
AF0075:COM | AF0075N | WHT | 16 | 60 | AF0077:COM | B PANEL
AF0075:V+ | AF0075P | WHT | 16 | 60 | AF0077:V+ | B PANEL
AF0076:V+ | FU0071 | WHT | 16 | 60 | FU0071:LD | B PANEL
AF0076:COM | -0V | WHT | 14 | 60 | GR0233: | B PANEL
AF0076:COM | -0V | WHT | 14 | 60 | XT0070:1 | B PANEL
KA0217:A1 | -007600 | WHT | 20 | 80 | AF0076:00 | B PANEL | KA A1
KA0214:A1 | -007601 | WHT | 20 | 80 | AF0076:01 | B PANEL
KA0222:A1 | -007604 | WHT | 20 | 80 | AF0076:04 | B PANEL
KA1020:A1 | -007608 | WHT | 20 | 80 | AF0076:08 | B PANEL
KA0235:A1 | ESTOP | WHT | 20 | 60 | XT0240:4 | B PANEL
KA0241:A1 | KA0241A1 | WHT | 20 | 60 | XT0240:5 | B PANEL
KA0243:A1 | KA0243A1 | WHT | 20 | 60 | XT0240:6 | B PANEL
KA0245:A1 | KA0245A1 | WHT | 20 | 60 | XT0240:7 | B PANEL
KA0217:A2 | -007616 | WHT | 20 | 80 | AF0076:16 | B PANEL | KA A2
KA0214:A2 | -007617 | WHT | 20 | 80 | AF0076:17 | B PANEL
KA0222:A2 | -007620 | WHT | 20 | 80 | AF0076:20 | B PANEL
KA1020:A2 | -007624 | WHT | 20 | 80 | AF0076:24 | B PANEL
KA0249:A2 | -0V | WHT | 20 | 60 | XT0240:9 | B PANEL
KA0231:A2 | KA0231A2 | WHT | 20 | 80 | AF0076:26 | B PANEL
KA0222:14 | -006200 | WHT | 20 | 80 | AF0062:00 | B PANEL | KA
KA0233:24 | -006208 | WHT | 20 | 80 | AF0062:08 | B PANEL
KA0242:21 | -024221 | WHT | 20 | 80 | XT0237:1 T2 | B PANEL
KA0242:24 | -024812 | WHT | 20 | 60 | KA0248:12 | B PANEL
KA0243:21 | ESTOPC | WHT | 20 | 60 | XT0240:1 | B PANEL
KA0236:11 | FU0139 | WHT | 20 | 60 | KA0244:11 | B PANEL
KA0236:11 | FU0139 | WHT | 20 | 60 | XT0240:11 | B PANEL
KA0231:21 | KA023121 | WHT | 20 | 60 | KA0245:14 | B PANEL
KA0231:11 | KA0231A1 | WHT | 20 | 100 | KA0231:A1 | B PANEL
KA0231:11 | KA0231A1 | WHT | 20 | 60 | KA0242:11 | B PANEL
KA0236:12 | KA023612 | WHT | 20 | 60 | XT0240:12 | B PANEL
KA0222:11 | KA023624 | WHT | 20 | 60 | KA0236:24 | B PANEL
KA0235:14 | KA024114 | WHT | 20 | 60 | KA0241:14 | B PANEL
KA0241:14 | KA024114 | WHT | 20 | 60 | KA0231:24 | B PANEL
KA0231:14 | KA024214 | WHT | 20 | 60 | KA0242:14 | B PANEL
KA0243:24 | KA024511 | WHT | 20 | 60 | KA0245:11 | B PANEL
KA0233:21 | SV14201 | WHT | 20 | 100 | XT9060:8 | B PANEL
KA0236:21 | SV21241 | WHT | 20 | 100 | XT9060:36 | B PANEL
KA0235:11 | UA1200J21 | WHT | 20 | 60 | KA0241:11 | B PANEL
KA0235:11 | UA1200J21 | WHT | 20 | 100 | XT0060:3 | B PANEL
KA0240:14 | UF1300 | WHT | 20 | 100 | XT9002:1 | B PANEL
KA0248:11 | FU0212 | WHT | 16 | 60 | FU0212:LD | B PANEL
KA0217:11 | FCE213019 | WHT | 14 | 60 | XT0240:13 | B PANEL
KA0214:11 | FCE214019 | WHT | 14 | 60 | XT0240:14 | B PANEL
KA1020:14 | FU0211 | WHT | 14 | 60 | FU0211:LD | B PANEL
KA0214:14 | KA021414 | WHT | 14 | 60 | KA0237:21 | B PANEL
KA0217:14 | KA021714 | WHT | 14 | 60 | KA0237:11 | B PANEL
KA1020:21 | LZ1020A | WHT | 14 | 80 | XT9017:2 | B PANEL
KA1020:11 | LZ1020B | WHT | 14 | 80 | XT9017:1 | B PANEL
XT9071:6 | -0V | WHT | 20 | 100 | XT0235:3 | B PANEL | XT
XT9070:2 | UA1200J15 | WHT | 20 | 80 | XT0237:1 B1 | B PANEL
XT9075:1 | FU0139 | WHT | 16 | 80 | XT0240:11 | B PANEL
XT0240:6 | KA0243A1 | WHT | 16 | 100 | XT9075:2 | B PANEL
XT0240:7 | KA0245A1 | WHT | 16 | 100 | XT9075:3 | B PANEL
XT0070:1 | -0V | WHT | 14 | 60 | XT0235:1 | B PANEL
XT0235:1 | -0V | WHT | 14 | 60 | XT0060:1 | B PANEL
XT9071:4 | FU0210 | WHT | 14 | 100 | XT0233:3 | B PANEL
FU0212:LD | FU0212 | WHT | 16 | 60 | XT0233:4 | B PANEL | FU
FU0060:LI | FU0210 | WHT | 14 | 60 | XT0233:1 | B PANEL
FU0070:LI | FU0210 | WHT | 14 | 60 | XT0233:2 | B PANEL
FU0212:LI | FU0210 | WHT | 14 | 60 | XT0233:1 | B PANEL
FU0210:LD | FU0210 | WHT | 12 | 60 | XT0233:1 | B PANEL

## GENERATOR PANEL_S
GENERATOR PANEL
CONTROL CONSOLE
Project # | J0960
Project Name | TITAN TIRE
Revision | A.1
Controls DE | A.DOMINGUEZ
Phone: | 0
Controls ME | N.CARPENTER
Phone:
From | [5 empty] | To
Device ID | Wire No. | Wire ID | Gauge/Size | Length | Device ID | Location | Bundle Name
AF0122:COM | AU0120N | WHT | 20 | 60 | AU0120:COM | GEN PANEL | AF/AU
AF0122:V+ | AU0120P | WHT | 20 | 60 | AU0120:V+ | GEN PANEL
AF0122:39 | CB600B1 | WHT | 20 | 60 | XT9120:4 | GEN PANEL
AF0122:07 | CB600B2 | WHT | 20 | 60 | XT9120:1 | GEN PANEL
AF0122:38 | CCPTBUSFUSE1 | WHT | 20 | 60 | XT9120:11 | GEN PANEL
AF0122:06 | CCPTBUSFUSE2 | WHT | 20 | 60 | XT9120:12 | GEN PANEL
AF0122:37 | CCS5071 | WHT | 20 | 60 | XT9120:9 | GEN PANEL
AF0122:05 | CCS5072 | WHT | 20 | 60 | XT9120:10 | GEN PANEL
AF0122:35 | KA96001 | WHT | 20 | 60 | XT9120:5 | GEN PANEL
AF0122:03 | KA96002 | WHT | 20 | 60 | XT9120:6 | GEN PANEL
AF0122:36 | KA96011 | WHT | 20 | 60 | XT9120:7 | GEN PANEL
AF0122:04 | KA96012 | WHT | 20 | 60 | XT9120:8 | GEN PANEL
AF0122:44 | PS34201 | WHT | 20 | 60 | XT9120:33 | GEN PANEL
AF0122:12 | PS34202 | WHT | 20 | 60 | XT9120:34 | GEN PANEL
AF0122:43 | S600B1 | WHT | 20 | 60 | XT9120:2 | GEN PANEL
AF0122:11 | S600B2 | WHT | 20 | 60 | XT9120:3 | GEN PANEL
AF0121:COM | -0V | WHT | 14 | 60 | XT0120:2 | GEN PANEL
AU0120:COM | -0V | WHT | 14 | 60 | XT0120:1 | GEN PANEL
AU0120:V+ | FU0120 | WHT | 14 | 60 | FU0120:LD | GEN PANEL
AF0121:V+ | FU0121 | WHT | 14 | 60 | FU0121:LD | GEN PANEL
KA0126:A1 | -012100 | WHT | 20 | 80 | AF0121:00 | GEN PANEL | KA A1
KA0121:A1 | -012101 | WHT | 20 | 80 | AF0121:01 | GEN PANEL
KA0122:A1 | -012102 | WHT | 20 | 80 | AF0121:02 | GEN PANEL
KA0123:A1 | -012103 | WHT | 20 | 80 | AF0121:03 | GEN PANEL
KA0123:A1 | -012103 | WHT | 20 | 80 | KA0313:2 | GEN PANEL
KA0129:A1 | -012104 | WHT | 20 | 80 | AF0121:04 | GEN PANEL
KA0186:A1 | -012106 | WHT | 20 | 60 | AF0121:06 | GEN PANEL
KA0128:A1 | -012108 | WHT | 20 | 80 | AF0121:08 | GEN PANEL
KA0127:A1 | -012111 | WHT | 20 | 80 | AF0121:11 | GEN PANEL
KA6000:A1 | CB600B2 | WHT | 20 | 60 | XT9120:1 | GEN PANEL
KA0335:A1 | ESTOP | WHT | 20 | 60 | XT0336:1 | GEN PANEL
KA0310:A1 | FU0334 | WHT | 20 | 60 | XT0335:2 | GEN PANEL
KA0330:A1 | KA0330A1 | WHT | 20 | 60 | XT0337:9 | GEN PANEL
KA0331:A1 | KA0331A1 | WHT | 20 | 60 | XT0337:11 | GEN PANEL
KA0332:A1 | KA0332A1 | WHT | 20 | 60 | XT0337:14 | GEN PANEL
KA0333:A1 | KA0333A1 | WHT | 20 | 60 | XT0337:8 | GEN PANEL
KA0342:A1 | KA600114 | WHT | 20 | 80 | KA6001:14 | GEN PANEL
KA6001:A1 | S600B2 | WHT | 20 | 60 | XT9120:3 | GEN PANEL
KA0343:A1 | KA0343A1 | WHT | 16 | 60 | XT0337:28 | GEN PANEL
KA0336:A1 | KA0231A1 | WHT | 14 | 60 | XT0334:2 | GEN PANEL
KA0126:A2 | -012116 | WHT | 20 | 80 | AF0121:16 | GEN PANEL | KA A2
KA0121:A2 | -012117 | WHT | 20 | 80 | AF0121:17 | GEN PANEL
KA0122:A2 | -012118 | WHT | 20 | 80 | AF0121:18 | GEN PANEL
KA0123:A2 | -012119 | WHT | 20 | 80 | AF0121:19 | GEN PANEL
KA0123:A2 | -012119 | WHT | 20 | 80 | KA0313:7 | GEN PANEL
KA0129:A2 | -012120 | WHT | 20 | 80 | AF0121:20 | GEN PANEL
KA0128:A2 | -012124 | WHT | 20 | 80 | AF0121:24 | GEN PANEL
KA0127:A2 | -012127 | WHT | 20 | 80 | AF0121:27 | GEN PANEL
KA4100:A2 | -012130 | WHT | 20 | 100 | AF0121:30 | GEN PANEL
KA6000:A2 | -012223 | WHT | 20 | 60 | AF0122:23 | GEN PANEL
KA6001:A2 | -012227 | WHT | 20 | 60 | AF0122:27 | GEN PANEL
KA0335:A2 | -0V | WHT | 20 | 60 | XT0336:2 | GEN PANEL
KA0342:A2 | -0V | WHT | 20 | 60 | XT0337:16 | GEN PANEL
KA0185:A2 | KA0185A2 | WHT | 20 | 80 | KA0364:11 | GEN PANEL
KA0186:A2 | KA036511 | WHT | 20 | 80 | KA0365:21 | GEN PANEL
KA0336:A2 | -0V | WHT | 14 | 60 | XT0336:2 | GEN PANEL
KA4642:2 | -012109 | WHT | 20 | 80 | AF0121:09 | GEN PANEL | KA
KA4642:2 | -012109 | WHT | 20 | 60 | KA4643:2 | GEN PANEL
KA4632:2 | -012110 | WHT | 20 | 80 | AF0121:10 | GEN PANEL
KA4632:2 | -012110 | WHT | 20 | 60 | KA4633:2 | GEN PANEL
KA0336:11 | -012114 | WHT | 20 | 80 | AF0121:14 | GEN PANEL
KA0365:24 | -012122 | WHT | 20 | 80 | AF0121:22 | GEN PANEL
KA4642:7 | -012125 | WHT | 20 | 80 | AF0121:25 | GEN PANEL
KA4642:7 | -012125 | WHT | 20 | 60 | KA4643:7 | GEN PANEL
KA4632:7 | -012126 | WHT | 20 | 80 | AF0121:26 | GEN PANEL
KA4632:7 | -012126 | WHT | 20 | 60 | KA4633:7 | GEN PANEL
KA0330:11 | -012200 | WHT | 20 | 80 | AF0122:00 | GEN PANEL
KA0331:11 | -012201 | WHT | 20 | 80 | AF0122:01 | GEN PANEL
KA0310:11 | -012202 | WHT | 20 | 80 | AF0122:02 | GEN PANEL
KA0365:11 | -012208 | WHT | 20 | 80 | AF0122:09 | GEN PANEL
KA0364:21 | -012209 | WHT | 20 | 80 | AF0122:08 | GEN PANEL
KA0330:14 | -012232 | WHT | 20 | 80 | AF0122:32 | GEN PANEL
KA0331:14 | -012233 | WHT | 20 | 80 | AF0122:33 | GEN PANEL
KA0310:14 | -012234 | WHT | 20 | 80 | AF0122:34 | GEN PANEL
KA0365:14 | -012240 | WHT | 20 | 80 | AF0122:41 | GEN PANEL
KA0364:24 | -012241 | WHT | 20 | 80 | AF0122:40 | GEN PANEL
KA0126:11 | CC73901 | WHT | 20 | 60 | XT9120:35 | GEN PANEL
KA0126:14 | CC73902 | WHT | 20 | 60 | XT9120:36 | GEN PANEL
KA0127:11 | CC73911 | WHT | 20 | 60 | XT9120:37 | GEN PANEL
KA0127:14 | CC73912 | WHT | 20 | 60 | XT9120:38 | GEN PANEL
KA0128:14 | FU0333 | WHT | 20 | 80 | KA0335:22 | GEN PANEL
KA0128:14 | FU0333 | WHT | 20 | 60 | XT0337:7 | GEN PANEL
KA0310:24 | FU0333 | WHT | 20 | 60 | KA0335:22 | GEN PANEL
KA0123:11 | FU0334 | WHT | 20 | 60 | XT0335:2 | GEN PANEL
KA0128:21 | KA012821 | WHT | 20 | 60 | XT0337:1 | GEN PANEL
KA0128:24 | KA012824 | WHT | 20 | 60 | XT0337:2 | GEN PANEL
KA0129:11 | KA012911 | WHT | 20 | 60 | XT0337:23 | GEN PANEL
KA0129:14 | KA012914 | WHT | 20 | 60 | XT0337:24 | GEN PANEL
KA0186:14 | KA018614 | WHT | 20 | 60 | XT0337:20 | GEN PANEL
KA6000:11 | KA018614 | WHT | 20 | 60 | XT0337:20 | GEN PANEL
KA0332:11 | KA033211 | WHT | 20 | 60 | XT0337:3 | GEN PANEL
KA0332:14 | KA033214 | WHT | 20 | 60 | XT0337:4 | GEN PANEL
KA0185:14 | KA0332A1 | WHT | 20 | 60 | XT0337:14 | GEN PANEL
KA0333:11 | KA033311 | WHT | 20 | 60 | KA0335:11 | GEN PANEL
KA0333:11 | KA033311 | WHT | 20 | 60 | XT0337:5 | GEN PANEL
KA0333:14 | KA033314 | WHT | 20 | 60 | KA0335:12 | GEN PANEL
KA0333:14 | KA033314 | WHT | 20 | 60 | XT0337:6 | GEN PANEL
KA0128:11 | KA0333A1 | WHT | 20 | 80 | KA0335:21 | GEN PANEL
KA0310:21 | KA0333A1 | WHT | 20 | 60 | KA0335:21 | GEN PANEL
KA0310:21 | KA0333A1 | WHT | 20 | 60 | XT0337:8 | GEN PANEL
KA0336:14 | KA033614 | WHT | 20 | 60 | KA4100:A1 | GEN PANEL
KA0342:11 | KA034211 | WHT | 20 | 60 | XT0337:21 | GEN PANEL
KA0342:14 | KA034214 | WHT | 20 | 60 | XT0337:22 | GEN PANEL
KA0343:11 | KA034311 | WHT | 20 | 60 | XT0337:29 | GEN PANEL
KA0343:14 | KA034314 | WHT | 20 | 60 | XT0337:30 | GEN PANEL
KA0121:14 | FU0333 | WHT | 16 | 60 | XT0337:12 | GEN PANEL
KA0122:14 | FU0333 | WHT | 16 | 60 | XT0337:25 | GEN PANEL
KA0129:24 | FU0333 | WHT | 16 | 60 | XT0337:27 | GEN PANEL
KA0121:11 | KA018511 | WHT | 16 | 60 | XT0337:13 | GEN PANEL
KA0185:11 | KA018511 | WHT | 16 | 60 | XT0337:13 | GEN PANEL
KA0122:11 | KA018611 | WHT | 16 | 60 | XT0337:18 | GEN PANEL
KA0186:11 | KA018611 | WHT | 16 | 60 | XT0337:18 | GEN PANEL
KA0129:21 | KA0343A1 | WHT | 16 | 60 | XT0337:28 | GEN PANEL
KA3103:11 | KM3103EN | RED | 16 | 60 | XT9000:4 | GEN PANEL | KA/RED
KA3103:14 | KM3103EP | RED | 16 | 60 | XT9000:3 | GEN PANEL
KA0135:11 | KM3150EN | RED | 16 | 60 | XT9000:2 | GEN PANEL
KA0135:12 | KM3150EP | RED | 16 | 60 | XT9000:1 | GEN PANEL
KA4100:12 | KM4100EN | RED | 16 | 60 | XT9003:2 | GEN PANEL
KA4100:11 | KM4100EP | RED | 16 | 60 | XT9003:1 | GEN PANEL
KA0364:3 | VBUSA | RED | 16 | 60 | XT0351:4 | GEN PANEL
KA4642:1 | VBUSA | RED | 16 | 60 | XT0351:3 | GEN PANEL
KA0364:4 | VBUSB | RED | 16 | 60 | XT0351:6 | GEN PANEL
KA4642:8 | VBUSB | RED | 16 | 60 | XT0351:5 | GEN PANEL
KA4643:1 | VBUSC | RED | 16 | 60 | XT0351:7 | GEN PANEL
KA0364:1 | VGENA | RED | 16 | 60 | XT0341:9 | GEN PANEL
KA0365:1 | VGENA | RED | 16 | 60 | XT0341:9 | GEN PANEL
KA0364:2 | VGENB | RED | 16 | 60 | XT0341:8 | GEN PANEL
KA0365:2 | VGENB | RED | 16 | 60 | XT0341:8 | GEN PANEL
KA4632:3 | VMETERA | RED | 16 | 60 | XT1940:1 | GEN PANEL
KA4642:3 | VMETERA | RED | 16 | 60 | XT1940:2 | GEN PANEL
KA4632:6 | VMETERB | RED | 16 | 60 | XT1940:3 | GEN PANEL
KA4642:6 | VMETERB | RED | 16 | 60 | XT1940:4 | GEN PANEL
KA4633:3 | VMETERC | RED | 16 | 60 | XT1940:5 | GEN PANEL
KA4643:3 | VMETERC | RED | 16 | 60 | XT1940:6 | GEN PANEL
KA0365:3 | VTIEA | RED | 16 | 60 | XT0940:1 | GEN PANEL
KA4632:1 | VTIEA | RED | 16 | 60 | XT0940:1 | GEN PANEL
KA0365:4 | VTIEB | RED | 16 | 60 | XT0940:2 | GEN PANEL
KA4632:8 | VTIEB | RED | 16 | 60 | XT0940:2 | GEN PANEL
KA4633:1 | VTIEC | RED | 16 | 60 | XT0940:3 | GEN PANEL
XT0337:12 | FU0333 | WHT | 20 | 60 | XT0337:7 | GEN PANEL | XT
XT0335:1 | FU0333 | WHT | 16 | 60 | XT0337:25 | GEN PANEL
XT0337:12 | FU0333 | WHT | 16 | 60 | XT0335:1 | GEN PANEL
XT0337:16 | -0V | WHT | 14 | 60 | XT0336:3 | GEN PANEL
XT0334:1 | -0V | WHT | 12 | 60 | XT0336:2 | GEN PANEL
GR0120: | -0V | WHT | 14 | 60 | XT0120:2 | GEN PANEL
FU0333:LD | FU0333 | WHT | 16 | 60 | XT0335:1 | GEN PANEL | FU
FU0332:LD | FU0332 | WHT | 14 | 60 | FU0333:LI | GEN PANEL
FU0334:LD | FU0334 | WHT | 14 | 60 | XT0335:2 | GEN PANEL
FU0335:LD | FU0335 | WHT | 14 | 60 | XT0335:3 | GEN PANEL
FU0332:LI | FU0136 | WHT | 12 | 60 | XT0332:1 | GEN PANEL
XT0351:10 | VGENA | RED | 16 | 60 | XT0341:7 | GEN PANEL | XT/RED
XT0341:4 | VGENB | RED | 16 | 60 | XT0341:8 | GEN PANEL
XT0351:12 | VGENB | RED | 16 | 60 | XT0341:4 | GEN PANEL
XT0351:14 | VGENC | RED | 16 | 60 | XT0341:6 | GEN PANEL
XT1940:1 | VMETERA | RED | 16 | 60 | XT0341:2 | GEN PANEL
XT1940:3 | VMETERB | RED | 16 | 60 | XT0341:1 | GEN PANEL
XT1940:5 | VMETERC | RED | 16 | 60 | XT0341:3 | GEN PANEL
AT0140:30 FLT | -0V | WHT | 20 | 120 | XT0336:4 | GEN PANEL | AT0140
AT0140:29 FLT | KA0310A2 | WHT | 20 | 120 | KA0310:A2 | GEN PANEL
AT0140:3 EX-D(-) | -0V | WHT | 16 | 120 | XT0336:4 | GEN PANEL
AT0140:48 BAT(-) | -0V | WHT | 16 | 120 | XT0336:4 | GEN PANEL
AT0140:47 BAT(+) | FU0334 | WHT | 16 | 120 | XT0335:2 | GEN PANEL
AT0140:4 EX-D(+) | KA012314 | WHT | 16 | 120 | KA0123:14 | GEN PANEL
AT0140:34 ID RES(-) | AT014034 | WHT | 12 | 120 | AT0140:42 ID(+) | GEN PANEL
AT0140:13 VGEN-A | VGENA | RED | 16 | 120 | XT0351:9 | GEN PANEL
AT0140:14 VGEN-B | VGENB | RED | 16 | 120 | XT0351:11 | GEN PANEL
AT0140:15 VGEN-C | VGENC | RED | 16 | 120 | XT0351:13 | GEN PANEL
AT0140:17 VBUS-A | VMETERA | RED | 16 | 120 | XT1940:2 | GEN PANEL
AT0140:18 VBUS-B | VMETERB | RED | 16 | 120 | XT1940:4 | GEN PANEL
AT0140:19 VBUS-C | VMETERC | RED | 16 | 120 | XT1940:6 | GEN PANEL
AT0140:28 ID RLY | CCT1N | BLU | 12 | 120 | XT0350:1 | GEN PANEL
AT0140:43 ID(-) | CCT1N | BLU | 12 | 120 | XT0350:2 | GEN PANEL
AT0140:27 ID RLY | CCT1P | BLU | 12 | 120 | XT0350:3 | GEN PANEL
AT0140:33 ID RES(+) | CCT1P | BLU | 12 | 120 | XT0350:4 | GEN PANEL
AT0140:36 I1(+) | MCTA | BLU | 12 | 120 | XT0352:1 | GEN PANEL
AT0140:38 I2(+) | MCTB | BLU | 12 | 120 | XT0352:2 | GEN PANEL
AT0140:40 I3(+) | MCTC | BLU | 12 | 120 | XT0352:3 | GEN PANEL
AT0140:37 I1(-) | MCTN | BLU | 12 | 120 | XT0352:7 | GEN PANEL
AT0140:39 I2(-) | MCTN | BLU | 12 | 120 | XT0352:6 | GEN PANEL
AT0140:41 I3(-) | MCTN | BLU | 12 | 120 | XT0352:5 | GEN PANEL

## Bundle Tag Info
TITAN TIRE
J0960
Rev A.1
CONSOLE | PWR DIST RAIL | VIBRATION | A | B | GEN PNL | Panel Name | Panel Name | Panel Name | Panel Name | Panel Name | Panel Name | Panel Name | Panel Name | Panel Name | Panel Name | Panel Name | Panel Name | Panel Name | Panel Name | Panel Name | Panel Name | Panel Name | Panel Name | Panel Name | Panel Name | Panel Name | Panel Name | Panel Name | Panel Name
AT0190 | AT0680 | AU/AF0180'S | AU | AU | AF/AU
| FU | KA A1 | AF0080'S | AF0060'S | KA A1
| XT-A | KA A2 | PC0470 | AF0070'S | KA A2
| XT/FU-B | KA | AF0090'S | KA A1 | KA
| XT/FU-VIB | 1444'S | AT0681 | KA A2 | KA/RED
|  | FU | KA A1 | KA | XT
|  | KA/XT-B | KA A2 | XT | FU
|  | AF-GEN | KA | FU | XT/RED
|  | XT-GEN | KT L/S |  | AT0140
KT R/S
XT
UV0600
FU
AF-B
AT/FU-B
KA-B
KT-B
XT-B
AF-GEN
KA-GEN
XT-GEN

## Bundle Tags2
CONSOLE | PWR DIST RAIL | VIBRATION | A | B | GEN PNL
TITAN TIRE J0960 Rev A.1 CONSOLE AT0190 | TITAN TIRE J0960 Rev A.1 PWR DIST RAIL AT0680 | TITAN TIRE J0960 Rev A.1 VIBRATION AU/AF0180'S | TITAN TIRE J0960 Rev A.1 A AU | TITAN TIRE J0960 Rev A.1 B AU | TITAN TIRE J0960 Rev A.1 GEN PNL AF/AU
| TITAN TIRE J0960 Rev A.1 PWR DIST RAIL FU | TITAN TIRE J0960 Rev A.1 VIBRATION KA A1 | TITAN TIRE J0960 Rev A.1 A AF0080'S | TITAN TIRE J0960 Rev A.1 B AF0060'S | TITAN TIRE J0960 Rev A.1 GEN PNL KA A1
| TITAN TIRE J0960 Rev A.1 PWR DIST RAIL XT-A | TITAN TIRE J0960 Rev A.1 VIBRATION KA A2 | TITAN TIRE J0960 Rev A.1 A PC0470 | TITAN TIRE J0960 Rev A.1 B AF0070'S | TITAN TIRE J0960 Rev A.1 GEN PNL KA A2
| TITAN TIRE J0960 Rev A.1 PWR DIST RAIL XT/FU-B | TITAN TIRE J0960 Rev A.1 VIBRATION KA | TITAN TIRE J0960 Rev A.1 A AF0090'S | TITAN TIRE J0960 Rev A.1 B KA A1 | TITAN TIRE J0960 Rev A.1 GEN PNL KA
| TITAN TIRE J0960 Rev A.1 PWR DIST RAIL XT/FU-VIB | TITAN TIRE J0960 Rev A.1 VIBRATION 1444'S | TITAN TIRE J0960 Rev A.1 A AT0681 | TITAN TIRE J0960 Rev A.1 B KA A2 | TITAN TIRE J0960 Rev A.1 GEN PNL KA/RED
|  | TITAN TIRE J0960 Rev A.1 VIBRATION FU | TITAN TIRE J0960 Rev A.1 A KA A1 | TITAN TIRE J0960 Rev A.1 B KA | TITAN TIRE J0960 Rev A.1 GEN PNL XT
|  | TITAN TIRE J0960 Rev A.1 VIBRATION KA/XT-B | TITAN TIRE J0960 Rev A.1 A KA A2 | TITAN TIRE J0960 Rev A.1 B XT | TITAN TIRE J0960 Rev A.1 GEN PNL FU
|  | TITAN TIRE J0960 Rev A.1 VIBRATION AF-GEN | TITAN TIRE J0960 Rev A.1 A KA | TITAN TIRE J0960 Rev A.1 B FU | TITAN TIRE J0960 Rev A.1 GEN PNL XT/RED
|  | TITAN TIRE J0960 Rev A.1 VIBRATION XT-GEN | TITAN TIRE J0960 Rev A.1 A KT L/S |  | TITAN TIRE J0960 Rev A.1 GEN PNL AT0140
TITAN TIRE J0960 Rev A.1 A KT R/S
TITAN TIRE J0960 Rev A.1 A XT
TITAN TIRE J0960 Rev A.1 A UV0600
TITAN TIRE J0960 Rev A.1 A FU
TITAN TIRE J0960 Rev A.1 A AF-B
TITAN TIRE J0960 Rev A.1 A AT/FU-B
TITAN TIRE J0960 Rev A.1 A KA-B
TITAN TIRE J0960 Rev A.1 A KT-B
TITAN TIRE J0960 Rev A.1 A XT-B
TITAN TIRE J0960 Rev A.1 A AF-GEN
TITAN TIRE J0960 Rev A.1 A KA-GEN
TITAN TIRE J0960 Rev A.1 A XT-GEN

## ALL
TITAN TIRE J0960 Rev A.1 CONSOLE AT0190
TITAN TIRE J0960 Rev A.1 GEN PNL AF/AU
TITAN TIRE J0960 Rev A.1 GEN PNL KA A1
TITAN TIRE J0960 Rev A.1 GEN PNL KA A2
TITAN TIRE J0960 Rev A.1 GEN PNL KA
TITAN TIRE J0960 Rev A.1 GEN PNL KA/RED
TITAN TIRE J0960 Rev A.1 GEN PNL XT
TITAN TIRE J0960 Rev A.1 GEN PNL FU
TITAN TIRE J0960 Rev A.1 GEN PNL XT/RED
TITAN TIRE J0960 Rev A.1 GEN PNL AT0140
TITAN TIRE J0960 Rev A.1 B AU
TITAN TIRE J0960 Rev A.1 B AF0060'S
TITAN TIRE J0960 Rev A.1 B AF0070'S
TITAN TIRE J0960 Rev A.1 B KA A1
TITAN TIRE J0960 Rev A.1 B KA A2
TITAN TIRE J0960 Rev A.1 B KA
TITAN TIRE J0960 Rev A.1 B XT
TITAN TIRE J0960 Rev A.1 B FU
TITAN TIRE J0960 Rev A.1 A AU
TITAN TIRE J0960 Rev A.1 A AF0080'S
TITAN TIRE J0960 Rev A.1 A PC0470
TITAN TIRE J0960 Rev A.1 A AF0090'S
TITAN TIRE J0960 Rev A.1 A AT0681
TITAN TIRE J0960 Rev A.1 A KA A1
TITAN TIRE J0960 Rev A.1 A KA A2
TITAN TIRE J0960 Rev A.1 A KA
TITAN TIRE J0960 Rev A.1 A KT L/S
TITAN TIRE J0960 Rev A.1 A KT R/S
TITAN TIRE J0960 Rev A.1 A XT
TITAN TIRE J0960 Rev A.1 A UV0600
TITAN TIRE J0960 Rev A.1 A FU
TITAN TIRE J0960 Rev A.1 A AF-B
TITAN TIRE J0960 Rev A.1 A AT/FU-B
TITAN TIRE J0960 Rev A.1 A KA-B
TITAN TIRE J0960 Rev A.1 A KT-B
TITAN TIRE J0960 Rev A.1 A XT-B
TITAN TIRE J0960 Rev A.1 A AF-GEN
TITAN TIRE J0960 Rev A.1 A KA-GEN
TITAN TIRE J0960 Rev A.1 A XT-GEN
TITAN TIRE J0960 Rev A.1 VIBRATION AU/AF0180'S
TITAN TIRE J0960 Rev A.1 VIBRATION KA A1
TITAN TIRE J0960 Rev A.1 VIBRATION KA A2
TITAN TIRE J0960 Rev A.1 VIBRATION KA
TITAN TIRE J0960 Rev A.1 VIBRATION 1444'S
TITAN TIRE J0960 Rev A.1 VIBRATION FU
TITAN TIRE J0960 Rev A.1 VIBRATION KA/XT-B
TITAN TIRE J0960 Rev A.1 VIBRATION AF-GEN
TITAN TIRE J0960 Rev A.1 VIBRATION XT-GEN
TITAN TIRE J0960 Rev A.1 PWR DIST RAIL AT0680
TITAN TIRE J0960 Rev A.1 PWR DIST RAIL FU
TITAN TIRE J0960 Rev A.1 PWR DIST RAIL XT-A
TITAN TIRE J0960 Rev A.1 PWR DIST RAIL XT/FU-B
TITAN TIRE J0960 Rev A.1 PWR DIST RAIL XT/FU-VIB