## Blue Labels
(SHT 1) ASSEMBLY CONSOLE | (SHT 10) FIRE SYSTEM^PANEL | (SHT 11) SPARE MARSHALLING PANELS | (SHT 12) PLC PANEL | (SHT 13) TURBINE PANEL A | (SHT 14) TURBINE PANEL B | (SHT 15) GENERATOR DECS250^PANEL | (SHT 2) CONSOLE DOOR^PANEL | (SHT 3) ASSEMBLY^CONTROL PANEL | (SHT 4) PWR,DIST RAIL LEFT DOOR | (SHT 5) FIRE SYSTEM^CONTROLLER PANEL | (SHT 6) METER AND SWITCH^PANELS | (SHT 8) TURB VIB^PANEL | (SHT 9) GENERATOR VIB^PANEL
EL0273 | FU0170 | SPARE5 | UV0600 | AU0090 | XT0240 | SPARE2 | AT0190K | SH0412 | AT0680 | UV0170 | HL0704 | SPARE3 | IEG0130
HA0273 | KA0875 | SPARE6 | AT0600 | AF0091 | FU0070 | SPARE | AT0190 | SH0411 | FU0680 | AT0170 | HL0703 | SPARE4 | XT0130
ZS0273 | KA0178 | SPARE7 | AP0601 | AF0092 | FU0071 | GR0143 | TM0102 | SH0410 | XT0680 | KA0172 | HL0702 | GR0112 | XT0180
FG0000 | KA6510 | SPARE8 | AP0602 | AF0093 | XT0070 | XT0332 |  | SH0409 | XT0560 | KA0174 | HL0701 | AF0410 | FU0180
| XT0170 | SPARE9 | AP0603 | AF0094 | AU0070 | XT0333 |  | XT0564 | FU0190 | KA0176 | SA0710 | AF0450 | FU0181
| XT0172 | SPARE10 | AP0604 | AF0095 | AF0071 | FU0332 |  | AU0200 | FU0200 | XT0171 | SA0740 | XT0400 | KA0182
| GR0170 | GR0135 | AP0605 | XT0136 | AF0072 | FU0120 |  | AF0201 | FU0201 | GR0171 | PF0700 | IEG0110 | GR0181
| AT0175 | GR0136 | AP0606 | KA0130 | AF0073 | FU0121 |  | AF0202 | FU0273 |  | SA0770 | FU0113 | AU0180
| AT0176 | GR0137 | AP0607 | KA0131 | AF0074 | KA0121 |  | GR0200 | FU0560 |  | PA0703 | XT0110 | AF0181
| AT0178 | GR0138 | AP0608 | KA0132 | AF0075 | KA0123 |  | HL0411 | XT0561 |  | SA0700 | GR0110 | AF0182
| GR0172 | GR0139 | AP0609 | KA0141 | AF0076 | KA0128 |  | HL0410 | XT0562 |  | PV0701 |  | AF0183
|  | GR0140 | AR0600 | KA0133 | AF0077 | XT0120 |  | HL0409 | XT0563 |  | PA0701 |  | AF0184
|  |  | GR0111 | KA0134 | GR0233 | GR0120 |  | HL0408 | XT0200 |  | PF0701 |  | AF0185
|  |  |  | KA0144 | KA0235 | GR0144 |  | HL0407 |  |  | PA0771 |  | GR0180
|  |  |  | KA0136 | KA0236 | AT0140 |  | SB0400 |  |  | PV0700
|  |  |  | KA0137 | KA0237 | RS0106 |  | HL0406 |  |  | PA0700
|  |  |  | KA0138 | KA0238 | FU0333 |  | HL0405 |  |  | SA0701
|  |  |  | KA2160 | KA0239 | FU0334 |  | HL0404
|  |  |  | KA2161 | KA0240 | FU0335 |  | HL0403
|  |  |  | KT0140 | KA0248 | KA0185 |  | HL0402
|  |  |  | KT0141 | KA0250 | KA0310 |  | HL0401
|  |  |  | KT0142 | KA0241 | KA0330 |  | HL0400
|  |  |  | KT0143 | KA0242 | KA0331 |  | SB0408
|  |  |  | KT0144 | KA0243 | KA0332 |  | SB0407
|  |  |  | KT0145 | KA0244 | KA0333 |  | SH0408
|  |  |  | KT0146 | KA0246 | KA0335 |  | SB0405
|  |  |  | KA0135 | KA0247 | KA0336 |  | SB0406
|  |  |  | KA3103 | KA0245 | XT0334 |  | SA0401
|  |  |  | KA3220 | KA0249 | XT0335 |  | SB0404
|  |  |  | KA3221 | KA0231 | XT0336 |  | SB0403
|  |  |  | KA6211 | KA0232 | XT0337 |  | SB0402
|  |  |  | GR0133 | KA0233 | XT0313 |  | SB0401
|  |  |  | PC0470 | KA0234 | FU0313 |  | SH0405
|  |  |  | FU0090 | KA1020 | FU0314 |  | SH0404
|  |  |  | FU0091 | KA0222 | XT0360 |  | SA0400
|  |  |  | FU0092 | XT0060 | XT0370 |  | SH0401
|  |  |  | FU0093 | XT0235 | GR0141 |  | SH0400
|  |  |  | XT0090 | XT0233 | XT0340
|  |  |  | FU0010 | XT0237 | XT0341
|  |  |  | FU0139 | GR0232 | XT0342
|  |  |  | XT0138 | FU0210 | XT0343
|  |  |  | XT0139 | FU0211 | KA0180
|  |  |  | XT0134 | FU0212 | XT0351
|  |  |  | XT0135 | FU0060 | XT0352
|  |  |  | FU0137 | FU0061 | XT0350
|  |  |  | FU0136 | FU0062 | XT0338
|  |  |  | XT0012 | FU0063 | FU0315
|  |  |  | GR0131 | XT0236 | KA4100
|  |  |  | FU0016 | AF0068 | GR0142
|  |  |  | FU0011 | AF0067 | AF0123
|  |  |  | FU0012 | AF0066 | AF0122
|  |  |  | FU0013 | AF0065 | AF0121
|  |  |  | FU0014 | AF0064 | AU0120
|  |  |  | FU0015 | AF0063 | KA0364
|  |  |  | XT0011 | AF0062 | KA0313
|  |  |  | XT0013 | AF0061 | KA0314
|  |  |  | GR0132 | AU0060 | PEG0140
|  |  |  | KA0221 | GR0231
|  |  |  | FU0080 | IEG0230
|  |  |  | FU0081 | IEG0010
FU0082
XT0080
XT0081
XT0085
AU0080
AF0081
AF0082
AF0083
AF0084
AF0085
AF0086
AF0087
XT0137
KA0217
GR0134
F0200
PEG0130

## White Labels
(SHT 3) ASSEMBLY^CONTROL PANEL - (SHT 4) PWR,DIST RAIL LEFT DOOR | (SHT 3) ASSEMBLY^CONTROL PANEL - (SHT 14) TURBINE PANEL B | (SHT 15) GENERATOR DECS250^PANEL | (SHT 15) GENERATOR DECS250^PANEL - (SHT 9) GENERATOR VIB^PANEL | (SHT 15) GENERATOR DECS250^PANEL - (SHT 13) TURBINE PANEL A | (SHT 15) GENERATOR DECS250^PANEL - (SHT 14) TURBINE PANEL B | (SHT 9) GENERATOR VIB^PANEL | (SHT 9) GENERATOR VIB^PANEL - (SHT 14) TURBINE PANEL B | (SHT 12) PLC PANEL | (SHT 12) PLC PANEL - (SHT 14) TURBINE PANEL B | (SHT 4) PWR,DIST RAIL LEFT DOOR - (SHT 14) TURBINE PANEL B | (SHT 8) TURB VIB^PANEL | (SHT 8) TURB VIB^PANEL - (SHT 14) TURBINE PANEL B | (SHT 13) TURBINE PANEL A | (SHT 13) TURBINE PANEL A - (SHT 14) TURBINE PANEL B | (SHT 14) TURBINE PANEL B
AU0200G | IEG02308 | AU0120G | AT0140LS(S) | PEG0140G | IEG023012 | AU0180G | IEG0130G | UV0600G | IEG02301 | IEG02307 | IEG01101 | IEG0110G | 0V | IEG023011 | AF0064G
|  | EXCS | IEG01304 |  |  | IEG01305 |  |  |  |  | XT04001 |  | AF0083G | IEG02302 | AF0065G
|  | PEG01405 |  |  |  | IEG01308 | [6 empty] | AF0084G | IEG02303 | AF0066G
|  | PMGS | [10 empty] | AF0085G |  | AF0071G
|  | VBUSN | [10 empty] | AU0080G |  | AF0072G
|  | WC8101 | [10 empty] | AU0090G |  | AF0073G
|  | WC8102 | [10 empty] | PEG01301 |  | AF0074G
|  | WC8201 | [12 empty] | AF0075G
|  | WC8301 | [12 empty] | AU0060G
AU0070G
IEG02304
IEG02305
IEG02306
IEG02309
IEG0230G

## Heat Shrink Labels
(SHT 5) FIRE SYSTEM^CONTROLLER PANEL - (SHT 10) FIRE SYSTEM^PANEL | (SHT 10) FIRE SYSTEM^PANEL | (SHT 15) GENERATOR DECS250^PANEL | (SHT 15) GENERATOR DECS250^PANEL - (SHT 6) METER AND SWITCH^PANELS
WC5018 | WC5500 | WC8009 | WC8064
WC8069 | WC8066 | WC8164 | WC8065
WC8067

## Panel Errors
Panel Errors
Project # | J1645
Project Name | TALOS EW1003 PRINCE
Revision | 0.1
Controls DE | D.JOHN
Phone:
Controls ME | A.ABENGOZA
Phone:
From | [6 empty] | To
Device ID | Location | Cable (W) Conductor (SC) Jumper Clip (JC) | Wire ID | Wire No. | Gauge/Size | Page/Zone | Device ID | Location | Page/Zone
HL0171:X2 | JB70 | SC | LEAD | HL01711 | --- | 32.B1 | VD0175A:- | JB70 | 32.B2
HL0172:X2 | JB70 | SC | LEAD | HL01721 | --- | 32.C1 | VD0175I:- | JB70 | 32.C2
HL0173:X2 | JB70 | SC | LEAD | HL01731 | --- | 32.C1 | VD0175D:- | JB70 | 32.C2
RR0175A: -10K OHM | JB70 | SC | LEAD | HL01712 | --- | 32.B2 | HL0171:X1 | JB70 | 32.B1
RR0175A: -10K OHM | JB70 | SC | LEAD | VD0175A | --- | 32.B2 | XT6170:7 | JB70 | 32.B3
RR0175A: -10K OHM | JB70 | SC | LEAD | HL01712 | --- | 32.B2 | XT6170:8 | JB70 | 32.B3
RR0175A: -10K OHM | JB70 | SC | LEAD | VD0175A | --- | 32.B2 | VD0175A:+ | JB70 | 32.B2
RR0175D: -10K OHM | JB70 | SC | LEAD | HL01732 | --- | 32.C2 | HL0173:X1 | JB70 | 32.C1
RR0175D: -10K OHM | JB70 | SC | LEAD | VD0175D | --- | 32.C2 | XT6170:11 | JB70 | 32.C3
RR0175D: -10K OHM | JB70 | SC | LEAD | HL01732 | --- | 32.C2 | XT6170:12 | JB70 | 32.C3
RR0175D: -10K OHM | JB70 | SC | LEAD | VD0175D | --- | 32.C2 | VD0175D:+ | JB70 | 32.C2
RR0175I: -10K OHM | JB70 | SC | LEAD | HL01722 | --- | 32.C2 | HL0172:X1 | JB70 | 32.C1
RR0175I: -10K OHM | JB70 | SC | LEAD | HL01722 | --- | 32.C2 | XT6170:10 | JB70 | 32.C3
RR0175I: -10K OHM | JB70 | SC | LEAD | VD0175I | --- | 32.C2 | XT6170:9 | JB70 | 32.C3
RR0175I: -10K OHM | JB70 | SC | LEAD | VD0175I | --- | 32.C2 | VD0175I:+ | JB70 | 32.C2
RR0175M: -10K OHM | JB70 | SC | LEAD | SB017013 | --- | 32.B2 | XT6170:5 | JB70 | 32.B3
RR0175M: -10K OHM | JB70 | SC | LEAD | SB017014 | --- | 32.B2 | XT6170:6 | JB70 | 32.B3
RR0175M: -10K OHM | JB70 | SC | LEAD | SB017013 | --- | 32.B2 | SB0170:13 | JB70 | 32.B1
RR0175M: -10K OHM | JB70 | SC | LEAD | SB017014 | --- | 32.B2 | SB0170:14 | JB70 | 32.B1
SA0170:B1-13 | JB70 | SC | WHT | SA0170B113 | 20 | 32.A1 | XT6170:1 | JB70 | 32.A3
SA0170:B1-14 | JB70 | SC | WHT | SA0170B114 | 20 | 32.A1 | XT6170:2 | JB70 | 32.A3
SA0170:B2-13 | JB70 | SC | WHT | AT01754P1 | 20 | 32.A1 | XT6170:3 | JB70 | 32.A3
SA0170:B2-14 | JB70 | SC | WHT | SA017013 | 20 | 32.A1 | XT6170:4 | JB70 | 32.A3
FWDTF2:1 | PANEL | WC5020 | SH | DTF0S2 | 16 | 76.A3 | FWDTF2:2 | PANEL | 76.A3
FWDTF3:1 | PANEL | WC5042 | SH | DTF1S2 | 16 | 76.A2 | FWDTF3:2 | PANEL | 76.B3
FWDTF6:1 | PANEL | WC5046 | SH | DTF4S2 | 16 | 76.B2 | FWDTF6:2 | PANEL | 76.B2
FWDTG21:1 | PANEL | WC5525 | SH | DTGEXS2 | 16 | 74.C3 | FWDTG12:2 | PANEL | 74.B4
FWDTG20:1 | PANEL | WC5526 | SH | DTG71S2 | 16 | 74.C3 | FWDTG20:2 | PANEL | 74.C3
SolarTools ver. 24.0.84.24712 (Jul 31, 2025)
Report date: 3/22/2026 11:24 PM

## Cable Part Numbers
Cable Part Numbers |  |  | SolarTools ver. 24.0.84.24712 (Jul 31, 2025)
Project # | J1645
Report date: 3/22/2026 11:24 PM
Project Name | TALOS EW1003 PRINCE
Revision | 0.1
Controls DE | D.JOHN
Phone:
Controls ME | A.ABENGOZA
Phone:
Device ID |  | Part Number |  | Description
WC0001 |  | 1302073-36 |  | CABLE, ETHERNET - 36 INCHES
WC0003 |  | 1302073-36 |  | CABLE, ETHERNET - 36 INCHES
WC0006 |  | 1302073-36 |  | CABLE, ETHERNET - 36 INCHES
WC0007 |  | 1302073-36 |  | CABLE, ETHERNET - 36 INCHES
WC0008 |  | 1302073-36 |  | CABLE, ETHERNET - 36 INCHES
WC0009 |  | 1302073-36 |  | CABLE, ETHERNET - 36 INCHES
WC0012 |  | 1302073-36 |  | CABLE, ETHERNET - 36 INCHES
WC0017 |  | 1302073-36 |  | CABLE, ETHERNET - 36 INCHES
WC0018 |  | 1302073-36 |  | CABLE, ETHERNET - 36 INCHES
WC0041 |  | 1302073-36 |  | CABLE, ETHERNET - 36 INCHES
WC0045 |  | 1302073-36 |  | CABLE, ETHERNET - 36 INCHES
WC0060 |  | 2684693-40 |  | CABLE, SYTSTEM FUNCTION
WC0114 |  | 1302073-36 |  | CABLE, ETHERNET - 36 INCHES
WC0190 |  | 1106458-10 |  | Cable Type: CABLE, SYTSTEM FUNCTION
WC0680 |  | 1302073-36 |  | CABLE
WC5018 |  | 1022941-22 |  | TPE, 1 PAIR TWISTED SHIELDED
WC5500 |  | 1022941-22 |  | TPE, 1 PAIR TWISTED SHIELDED
WC5540 |  | PART OF 1113568-200 |  | CABLE, 2 CONDUCTOR TRIMMED SHIELD PART OF HORN
WC8009 |  | 1022941-22 |  | TPE, 1 PAIR TWISTED SHIELDED
WC8041 |  | 1322418-90 |  | CABLE, SUPPLIED BY OTHERS
WC8064 |  | 1022941-12 |  | TPE, 1 PAIR TWISTED SHIELDED
WC8065 |  | 1022941-12 |  | TPE, 1 PAIR TWISTED SHIELDED
WC8066 |  | 1022941-22 |  | TPE, 1 PAIR TWISTED SHIELDED
WC8067 |  | 1022941-22 |  | TPE, 1 PAIR TWISTED SHIELDED
WC8069 |  | 1022941-22 |  | TPE, 1 PAIR TWISTED SHIELDED
WC8101 |  | 1022941-32 |  | TPE, 1 PAIR TWISTED SHIELDED
WC8102 |  | 1022941-32 |  | TPE, 1 PAIR TWISTED SHIELDED
WC8164 |  | 1022941-22 |  | TPE, 1 PAIR TWISTED SHIELDED
WC8201 |  | 1022941-32 |  | TPE, 1 PAIR TWISTED SHIELDED
WC8301 |  | 1022941-32 |  | TPE, 1 PAIR TWISTED SHIELDED

## Part Number List
Part Number List |  | SolarTools ver. 24.0.84.24712 (Jul 31, 2025)
Project # | J1645
Report date: 3/22/2026 11:24 PM
Project Name | TALOS EW1003 PRINCE
Revision | 0.1
Controls DE | D.JOHN
Phone:
Controls ME | A.ABENGOZA
Phone:
Device ID | Part Number | Description | Location
EL0273 | 1022899,22650R1 | LIGHT, LED, WHITE | ASSEMBLY CONSOLE
HA0273 | 1015162-10,1113568-100 | HORN, AUDIBLE ALARM | ASSEMBLY CONSOLE
ZS0273 | 1113474-1 | LIMIT SWITCH, CONSOLE DOOR OPEN | ASSEMBLY CONSOLE
AF0201 | 2684693-48,2684693-51 | 5094-IB32XT, 32 DISCRETE INPUT | ASSEMBLY^CONTROL PANEL
AF0202 | 2684693-49,2684693-52 | 5094-OB32XT, 32 DISCRETE OUTPUT | ASSEMBLY^CONTROL PANEL
AU0200 | 2684693-22 | 5094-AENTRXT, FLEX 5000 I/O | ASSEMBLY^CONTROL PANEL
GR0200 | PARTOFTCPASSY | RAIL LUG, DIN RAIL GROUNDING | ASSEMBLY^CONTROL PANEL
HL0400 | PARTOFTCPASSY | LIGHT, READY, GREEN | ASSEMBLY^CONTROL PANEL
HL0401 | PARTOFTCPASSY | LIGHT, STARTING, WHITE | ASSEMBLY^CONTROL PANEL
HL0402 | PARTOFTCPASSY | LIGHT, READY TO LOAD, WHITE | ASSEMBLY^CONTROL PANEL
HL0403 | PARTOFTCPASSY | LIGHT, ON LOAD, WHITE | ASSEMBLY^CONTROL PANEL
HL0404 | PARTOFTCPASSY | LIGHT, CUSTOMER SELECT, WHITE | ASSEMBLY^CONTROL PANEL
HL0405 | PARTOFTCPASSY | LIGHT, LOCAL/AUXILIARY SELECT, WHITE | ASSEMBLY^CONTROL PANEL
HL0406 | PARTOFTCPASSY | LIGHT, SPARE, WHITE | ASSEMBLY^CONTROL PANEL
HL0407 | PARTOFTCPASSY | LIGHT, COOLDOWN, WHITE | ASSEMBLY^CONTROL PANEL
HL0408 | PARTOFTCPASSY | LIGHT, STOPPING, WHITE | ASSEMBLY^CONTROL PANEL
HL0409 | PARTOFTCPASSY | LIGHT, ALARM SUMMARY, AMBER | ASSEMBLY^CONTROL PANEL
HL0410 | PARTOFTCPASSY | LIGHT, BACKUP ACTIVE, AMBER | ASSEMBLY^CONTROL PANEL
HL0411 | PARTOFTCPASSY | LIGHT, SHUTDOWN SUMMARY, RED | ASSEMBLY^CONTROL PANEL
SA0400 | PARTOFTCPASSY | SELECTOR SWITCH, OFF/LOC/AUX/CUST. | ASSEMBLY^CONTROL PANEL
SA0401 | PARTOFTCPASSY | SELECTOR SWITCH, BACKUP SYSTEM RESET | ASSEMBLY^CONTROL PANEL
SB0400 | PARTOFTCPASSY | PUSHBUTTON SWITCH, EMERGENCY STOP | ASSEMBLY^CONTROL PANEL
SB0401 | PARTOFTCPASSY | PUSHBUTTON SWITCH, HORN SILENCE | ASSEMBLY^CONTROL PANEL
SB0402 | PARTOFTCPASSY | PUSHBUTTON SWITCH, ACKNOWLEDGE | ASSEMBLY^CONTROL PANEL
SB0403 | PARTOFTCPASSY | PUSHBUTTON SWITCH, RESET | ASSEMBLY^CONTROL PANEL
SB0404 | PARTOFTCPASSY | PUSHBUTTON SWITCH, LAMP TEST | ASSEMBLY^CONTROL PANEL
SB0405 | PARTOFTCPASSY | PUSHBUTTON SWITCH, START | ASSEMBLY^CONTROL PANEL
SB0406 | PARTOFTCPASSY | PUSHBUTTON SWITCH, NORMAL STOP | ASSEMBLY^CONTROL PANEL
SB0407 | PARTOFTCPASSY | PUSHBUTTON SWITCH, SPEED/LOAD DECREASE | ASSEMBLY^CONTROL PANEL
SB0408 | PARTOFTCPASSY | PUSHBUTTON SWITCH, SPEED/LOAD INCREASE | ASSEMBLY^CONTROL PANEL
SH0400 | PARTOFTCPASSY | LIGHTED SWITCH, SPARE, WHITE | ASSEMBLY^CONTROL PANEL
SH0401 | PARTOFTCPASSY | LIGHTED SWITCH, SPARE, WHITE | ASSEMBLY^CONTROL PANEL
SH0404 | PARTOFTCPASSY | LIGHTED SWITCH, SPARE, WHITE | ASSEMBLY^CONTROL PANEL
SH0405 | PARTOFTCPASSY | LIGHTED SWITCH, SPARE, WHITE | ASSEMBLY^CONTROL PANEL
SH0408 | PARTOFTCPASSY | LIGHTED SWITCH, SPARE, WHITE | ASSEMBLY^CONTROL PANEL
SH0409 | PARTOFTCPASSY | LIGHTED SWITCH, SPARE, WHITE | ASSEMBLY^CONTROL PANEL
SH0410 | PARTOFTCPASSY | LIGHTED SWITCH, SPARE, WHITE | ASSEMBLY^CONTROL PANEL
SH0411 | PARTOFTCPASSY | LIGHTED SWITCH, VOLTAGE DECREASE SELECT, WHITE | ASSEMBLY^CONTROL PANEL
SH0412 | PARTOFTCPASSY | LIGHTED SWITCH, VOLTAGE INCREASE SELECT, WHITE | ASSEMBLY^CONTROL PANEL
XT0564 | PARTOFTCPASSY | TERMINAL STRIP, SYSTEM FUNCTION (USE) | ASSEMBLY^CONTROL PANEL
AT0190 | 1577354-5100 | WORKSTATION, PANEL COMPUTER, TT4000 | CONSOLE DOOR^PANEL
AT0190K | 1068334 | KEYBOARD, TYPING INTERFACE | CONSOLE DOOR^PANEL
TM0102 | 908539C1 | TRANSFORMER, PHASE SHIFTING | CONSOLE DOOR^PANEL
AT0170 | 1056244-29 | CONTROLLER, EAGLE QUANTUM PREMIER | FIRE SYSTEM^CONTROLLER PANEL
KA0172 | 1061979-2 | RELAY, FIRE DETECTED (CUSTOMER) | FIRE SYSTEM^CONTROLLER PANEL
KA0174 | 1061979-2 | RELAY, GAS DETECTED (CUSTOMER) | FIRE SYSTEM^CONTROLLER PANEL
KA0176 | 1061979-2 | RELAY, VENTILATION REQUIRED | FIRE SYSTEM^CONTROLLER PANEL
UV0170 | 1056244-2 | POWER SUPPLY, EAGLE QUANTUM PREMIER | FIRE SYSTEM^CONTROLLER PANEL
XT0171 | 1066730-7,1066730-8 | TERMINAL BLOCK, SPRING, 4 CONDUCTOR,30-12 AWG (0.05-3.31 MM2),NON-IS | FIRE SYSTEM^CONTROLLER PANEL
AT0175 | 1056244-5 | 8 CHANNEL ED I/O, EAGLE QUANTUM PREMIER | FIRE SYSTEM^PANEL
AT0176 | 1056244-5 | 8 CHANNEL ED I/O, EAGLE QUANTUM PREMIER | FIRE SYSTEM^PANEL
AT0178 | 1056244-5 | 8 CHANNEL ED I/O, EAGLE QUANTUM PREMIER | FIRE SYSTEM^PANEL
FU0170 | 1043265-1,1043265-7 | FUSE, 20A | FIRE SYSTEM^PANEL
KA0178 | 1061979-2 | RELAY, LOCAL HORN CONTROL (EQP) | FIRE SYSTEM^PANEL
KA0875 | 1061979-2 | RELAY, LOCAL HORN CONTROL (PLC) | FIRE SYSTEM^PANEL
KA6510 | 1061979-2 | RELAY, FIRE SYSTEM AUTO/INHIBIT | FIRE SYSTEM^PANEL
RR0175S5 | 912137C1 | RESISTOR, 10K OHM | FIRE SYSTEM^PANEL
RR0176S3 | 912137C1 | RESISTOR, 10K OHM | FIRE SYSTEM^PANEL
RR0176S4 | 912137C1 | RESISTOR, 10K OHM | FIRE SYSTEM^PANEL
RR0176S5 | 912137C1 | RESISTOR, 10K OHM | FIRE SYSTEM^PANEL
RR0176S6 | 912137C1 | RESISTOR, 10K OHM | FIRE SYSTEM^PANEL
RR0176S7 | 912137C1 | RESISTOR, 10K OHM | FIRE SYSTEM^PANEL
RR0178 | 912137C1 | RESISTOR, 10K OHM | FIRE SYSTEM^PANEL
RR0178S7 | 912137C1 | RESISTOR, 10K OHM | FIRE SYSTEM^PANEL
VD0178 | 960592C1 | DIODE, 15 pF | FIRE SYSTEM^PANEL
XT0170 | 1066730-7,1066730-8 | TERMINAL BLOCK, SPRING, 4 CONDUCTOR,30-12 AWG (0.05-3.31 MM2),NON-IS | FIRE SYSTEM^PANEL
XT0172 | 1066730-7,1066730-8 | TERMINAL BLOCK, SPRING, 4 CONDUCTOR,30-12 AWG (0.05-3.31 MM2),NON-IS | FIRE SYSTEM^PANEL
AF0121 | 2684693-17,2684693-24 | 5094-OB16XT, 16 DISCRETE OUTPUT | GENERATOR DECS250^PANEL
AF0122 | 2684693-17,2684693-23 | 5094-IB16XT, 16 DISCRETE INPUT | GENERATOR DECS250^PANEL
AF0123 | 2684693-19,2684693-33 | 5094-IY8XT, 8 ANALOG INPUT,TC/RTD/I&V | GENERATOR DECS250^PANEL
AT0140 | 2769310-1 | MODULE, DECS-250 | GENERATOR DECS250^PANEL
AU0120 | 2684693-22 | 5094-AENTRXT, FLEX 5000 I/O | GENERATOR DECS250^PANEL
FU0120 | 1043265-1,1043265-5 | FUSE, 10A | GENERATOR DECS250^PANEL
FU0121 | 1043265-1,1043265-5 | FUSE, 10A | GENERATOR DECS250^PANEL
FU0313 | 1043265-1,1043265-7 | FUSE, 20A | GENERATOR DECS250^PANEL
FU0314 | 1043265-1,1043265-7 | FUSE, 20A | GENERATOR DECS250^PANEL
FU0332 | 1043265-1,1043265-7 | FUSE, 20A | GENERATOR DECS250^PANEL
FU0333 | 1043265-1,1043265-4 | FUSE, 5A | GENERATOR DECS250^PANEL
FU0334 | 1043265-1,1043265-4 | FUSE, 5A | GENERATOR DECS250^PANEL
FU0335 | 1043265-1,1043265-4 | FUSE, 5A | GENERATOR DECS250^PANEL
GR0120 | 903849C1 | RAIL GROUND, DIN RAIL GROUNDING | GENERATOR DECS250^PANEL
GR0141 | 903849C1 | RAIL GROUND, DIN RAIL GROUNDING | GENERATOR DECS250^PANEL
GR0142 | 903849C1 | RAIL GROUND, DIN RAIL GROUNDING | GENERATOR DECS250^PANEL
KA0121 | 1061979-2 | RELAY, AUTOMATIC CLOSE CIRCUIT BREAKER | GENERATOR DECS250^PANEL
KA0123 | 1061979-2 | RELAY, CGCM #1 ENABLED | GENERATOR DECS250^PANEL
KA0128 | 1061979-2 | RELAY, GENERATOR TRIP SUMMARY CIRCUIT BREAKER | GENERATOR DECS250^PANEL
KA0180 | 1061979-2 | RELAY, 90% SPEED | GENERATOR DECS250^PANEL
KA0185 | 1061979-2 | RELAY, PERMISSIVE CLOSE CIRCUIT BREAKER | GENERATOR DECS250^PANEL
KA0310 | 1061979-2 | RELAY, CGCM #1 FAULT | GENERATOR DECS250^PANEL
KA0313 | 1076251-1 | RELAY, PMG INPUT #1 | GENERATOR DECS250^PANEL
KA0330 | 1061979-2 | RELAY, CLOSED CIRCUIT BREAKER | GENERATOR DECS250^PANEL
KA0331 | 1061979-2 | RELAY, MAIN UTILITY BREAKER AUXILIARY CONTACT CLOSED | GENERATOR DECS250^PANEL
KA0332 | 1061979-2 | RELAY, CLOSE CONTROL CIRCUIT BREAKER | GENERATOR DECS250^PANEL
KA0333 | 1061979-2 | RELAY, TRIP CONTROL CIRCUIT BREAKER | GENERATOR DECS250^PANEL
KA0335 | 1061979-2 | RELAY, NO EMERGENCY SHUTDOWN SUMMARY | GENERATOR DECS250^PANEL
KA0336 | 1061979-2 | RELAY, CONTROLLER ACTIVE | GENERATOR DECS250^PANEL
KA0364 | 1031741-4 | RELAY, SYNCHRONIZATION CHECK | GENERATOR DECS250^PANEL
KA4100 | 1061979-2 | RELAY, GENERATOR HEATER DISABLED | GENERATOR DECS250^PANEL
PEG0140 | 232941-200 | BUS BAR, GENERATOR - POWER EARTH GROUNDING | GENERATOR DECS250^PANEL
RS0106 | 969787C1 | RESISTIVE SHUNT, EXCITER FIELD CURRENT REGULATOR | GENERATOR DECS250^PANEL
XT0120 | 1066730-7,1067996-4 | TERMINAL BLOCK, SPRING, 4 CONDUCTOR,30-12 AWG (0.05-3.31 MM2),NON-IS | GENERATOR DECS250^PANEL
XT0313 | 1066730-7,1067996-4 | TERMINAL BLOCK, SPRING, 4 CONDUCTOR,30-12 AWG (0.05-3.31 MM2),NON-IS | GENERATOR DECS250^PANEL
XT0332 | 1066730-7,1067996-4 | TERMINAL BLOCK, SPRING, 4 CONDUCTOR,30-12 AWG (0.05-3.31 MM2),NON-IS | GENERATOR DECS250^PANEL
XT0333 | 1066730-7,1067996-4 | TERMINAL BLOCK, SPRING, 4 CONDUCTOR,30-12 AWG (0.05-3.31 MM2),NON-IS | GENERATOR DECS250^PANEL
XT0334 | 1066730-7,1067996-4 | TERMINAL BLOCK, SPRING, 4 CONDUCTOR,30-12 AWG (0.05-3.31 MM2),NON-IS | GENERATOR DECS250^PANEL
XT0335 | 1066730-7,1067996-4 | TERMINAL BLOCK, SPRING, 4 CONDUCTOR,30-12 AWG (0.05-3.31 MM2),NON-IS | GENERATOR DECS250^PANEL
XT0336 | 1066730-7,1067996-4 | TERMINAL BLOCK, SPRING, 4 CONDUCTOR,30-12 AWG (0.05-3.31 MM2),NON-IS | GENERATOR DECS250^PANEL
XT0337 | 1066730-7,1067996-4 | TERMINAL BLOCK, SPRING, 4 CONDUCTOR,30-12 AWG (0.05-3.31 MM2),NON-IS | GENERATOR DECS250^PANEL
XT0340 | 1066730-7,1066730-8,1067996-4 | TERMINAL BLOCK, SPRING, 4 CONDUCTOR,30-12 AWG (0.05-3.31 MM2),NON-IS | GENERATOR DECS250^PANEL
XT0341 | 1066730-7,1067996-4 | TERMINAL BLOCK, SPRING, 4 CONDUCTOR,30-12 AWG (0.05-3.31 MM2),NON-IS | GENERATOR DECS250^PANEL
XT0342 | 1066730-7,1067996-4 | TERMINAL BLOCK, SPRING, 4 CONDUCTOR,30-12 AWG (0.05-3.31 MM2),NON-IS | GENERATOR DECS250^PANEL
XT0343 | 1066730-7,1066730-8,1067996-4 | TERMINAL BLOCK, SPRING, 4 CONDUCTOR,30-12 AWG (0.05-3.31 MM2),NON-IS | GENERATOR DECS250^PANEL
XT0350 | 1066730-16,1067996-18 | TERMINAL STRIP, 2 CONDUCTOR | GENERATOR DECS250^PANEL
XT0351 | 1066730-7,1067996-4 | TERMINAL BLOCK, SPRING, 4 CONDUCTOR,30-12 AWG (0.05-3.31 MM2),NON-IS | GENERATOR DECS250^PANEL
XT0352 | 1066730-16,1067996-40 | TERMINAL STRIP, 2 CONDUCTOR | GENERATOR DECS250^PANEL
XT0360 | 1066730-7,1067996-4 | TERMINAL BLOCK, SPRING, 4 CONDUCTOR,30-12 AWG (0.05-3.31 MM2),NON-IS | GENERATOR DECS250^PANEL
XT0370 | 1066730-7,1067996-4 | TERMINAL BLOCK, SPRING, 4 CONDUCTOR,30-12 AWG (0.05-3.31 MM2),NON-IS | GENERATOR DECS250^PANEL
AF0181 | 2684693-17,2684693-25 | 5094-OB8XT, 8 DISCRETE OUTPUT | GENERATOR VIB^PANEL
AF0182 | 2684693-17,2684693-23 | 5094-IB16XT, 16 DISCRETE INPUT | GENERATOR VIB^PANEL
AF0183 | 2684693-18,2684693-28 | 5094-IB16SXT, 16 DISCRETE INPUT, S | GENERATOR VIB^PANEL
AF0184 | 2684693-19,2684693-33 | 5094-IY8XT, 8 ANALOG INPUT,TC/RTD/I&V | GENERATOR VIB^PANEL
AF0185 | 2684693-17,2684693-23 | 5094-IB16XT, 16 DISCRETE INPUT | GENERATOR VIB^PANEL
AU0180 | 2684693-22 | 5094-AENTRXT, FLEX 5000 I/O | GENERATOR VIB^PANEL
FU0180 | 1043265-1,1043265-5 | FUSE, 10A | GENERATOR VIB^PANEL
FU0181 | 1043265-1,1043265-5 | FUSE, 10A | GENERATOR VIB^PANEL
GR0180 | 903849C1 | RAIL GROUND, DIN RAIL GROUNDING | GENERATOR VIB^PANEL
GR0181 | 903849C1 | RAIL GROUND, DIN RAIL GROUNDING | GENERATOR VIB^PANEL
IEG0130 | 232941-110 | BUS BAR, GENERATOR - INSTRUMENT EARTH GROUNDING | GENERATOR VIB^PANEL
KA0182 | 1061979-2 | RELAY, MEG ALERT | GENERATOR VIB^PANEL
XT0130 | 1066730-7,1067996-53 | TERMINAL BLOCK, SPRING, 4 CONDUCTOR,30-12 AWG (0.05-3.31 MM2),NON-IS | GENERATOR VIB^PANEL
XT0180 | 1066730-7,1067996-53 | TERMINAL BLOCK, SPRING, 4 CONDUCTOR,30-12 AWG (0.05-3.31 MM2),NON-IS | GENERATOR VIB^PANEL
HA0472 | 1060150 | HORN, AUDIBLE ALARM | JB70
HL0171 | 2380746-7 | LIGHT, FIRE SYSTEM AUTO, GREEN | JB70
HL0172 | 2380746-7 | LIGHT, FIRE SYSTEM INHIBIT, AMBER | JB70
HL0173 | 2380746-7 | LIGHT, FIRE SYSTEM DISCHARGED, RED | JB70
RR0175A | 912137C1 | RESISTOR, 10K OHM | JB70
RR0175D | 912137C1 | RESISTOR, 10K OHM | JB70
RR0175I | 912137C1 | RESISTOR, 10K OHM | JB70
RR0175M | 912137C1 | RESISTOR, 10K OHM | JB70
SA0170 | 2380746-9 | SELECTOR SWITCH, FIRE SYSTEM AUTO/INHIBIT | JB70
SB0170 | 2380746-10 | PUSHBUTTON SWITCH, MANUAL RELEASE | JB70
VD0175A | ENCLOSURE COMMON | DIODE | JB70
VD0175D | ENCLOSURE COMMON | DIODE | JB70
VD0175I | ENCLOSURE COMMON | DIODE | JB70
XT6170 | 1066730-7,1066730-8 | TERMINAL BLOCK, SPRING, 4 CONDUCTOR,30-12 AWG (0.05-3.31 MM2),NON-IS | JB70
HL0701 | 1751651-2 | LIGHT, GENERATOR CIRCUIT BREAKER OPEN, GREEN | METER AND SWITCH^PANELS
HL0702 | 1751651-1 | LIGHT, GENERATOR CIRCUIT BREAKER CLOSED, RED | METER AND SWITCH^PANELS
HL0703 | 910087C1 | LIGHT, GENERATOR SYNCHRONIZING - PHASE A, CLEAR | METER AND SWITCH^PANELS
HL0704 | 910087C1 | LIGHT, GENERATOR SYNCHRONIZING - PHASE C, CLEAR | METER AND SWITCH^PANELS
PA0700 | 1565287-13 | AMMETER, CURRENT MEASUREMENT | METER AND SWITCH^PANELS
PA0701 | 1616415-2,REQ | AMMETER, EXCITER FIELD CURRENT | METER AND SWITCH^PANELS
PA0703 | 1620357-110 | WATT METER, POWER | METER AND SWITCH^PANELS
PA0771 | 1616419-3 | WATT METER, POWER FACTOR | METER AND SWITCH^PANELS
PF0700 | REQ | GAGE, SYNCHROSCOPE | METER AND SWITCH^PANELS
PF0701 | 1616418-2 | METER, FREQUENCY MEASUREMENT | METER AND SWITCH^PANELS
PV0700 | 1620356-20 | VOLT METER, VOLTAGE MEASUREMEMT | METER AND SWITCH^PANELS
PV0701 | 1616416-2 | VOLT METER, EXCITER FIELD VOLTAGE | METER AND SWITCH^PANELS
SA0700 | 1051149-3 | SELECTOR SWITCH, MANUAL SYNCHRONIZATION | METER AND SWITCH^PANELS
SA0701 | 1051149-5 | SELECTOR SWITCH, CIRCUIT BREAKER CONTROL | METER AND SWITCH^PANELS
SA0710 | 1051149-4 | SELECTOR SWITCH, VOLTAGE SELECT | METER AND SWITCH^PANELS
SA0740 | 1051149-2 | SELECTOR SWITCH, CURRENT SELECT | METER AND SWITCH^PANELS
SA0770 | 1051149-1 | SELECTOR SWITCH, KW/KVAR SELECT | METER AND SWITCH^PANELS
SB7510 | CUSTOMER DEFINED | PUSHBUTTON SWITCH, START (CUSTOMER) | PANEL
SB7511 | CUSTOMER DEFINED | PUSHBUTTON SWITCH, NORMAL STOP (CUSTOMER) | PANEL
SB7512 | CUSTOMER DEFINED | PUSHBUTTON SWITCH, EMERGENCY STOP (CUSTOMER) | PANEL
SB7514 | CUSTOMER DEFINED | PUSHBUTTON SWITCH, RESET (CUSTOMER) | PANEL
SB7551 | CUSTOMER DEFINED | PUSHBUTTON SWITCH, VOLTAGE INCREASE (EXTERNAL) | PANEL
SB7552 | CUSTOMER DEFINED | PUSHBUTTON SWITCH, VOLTAGE DECREASE (EXTERNAL) | PANEL
SB7554 | CUSTOMER DEFINED | PUSHBUTTON SWITCH, SPEED INCREASE (EXTERNAL) | PANEL
SB7555 | CUSTOMER DEFINED | PUSHBUTTON SWITCH, SPEED DECREASE (EXTERNAL) | PANEL
AP0601 | 1089241-20 | MODULE, BLANK FILLER | PLC PANEL
AP0602 | 1089241-40 | 1756-EN2TRXT, ETHERNET | PLC PANEL
AP0603 | 1089241-40 | 1756-EN2TRXT, ETHERNET | PLC PANEL
AP0604 | 1089241-20 | MODULE, BLANK FILLER | PLC PANEL
AP0605 | 1089241-20 | MODULE, BLANK FILLER | PLC PANEL
AP0606 | 1089241-20 | MODULE, BLANK FILLER | PLC PANEL
AP0607 | 1089241-36 | 1756-EN2TXT, ETHERNET | PLC PANEL
AP0608 | 1089241-20 | MODULE, BLANK FILLER | PLC PANEL
AP0609 | 1089241-40 | 1756-EN2TRXT, ETHERNET | PLC PANEL
AR0600 | 1089241-42 | RACK CHASSIS, 1756-A10XT (10 SLOT) | PLC PANEL
AT0600 | 1089241-43 | 1756-L83EXTS, CONTROLLER^GUARDLOGIX | PLC PANEL
UV0600 | 1089241-28 | POWER SUPPLY, RSLOGIX CHASSIS | PLC PANEL
AT0680 | 1634974-100 | GATEWAY MODULE, TURBOTRONIC GATEWAY | PWR,DIST RAIL LEFT DOOR
FU0190 | 1043265-1,1043265-5 | FUSE, 10A | PWR,DIST RAIL LEFT DOOR
FU0200 | 1043265-1,1043265-5 | FUSE, 10A | PWR,DIST RAIL LEFT DOOR
FU0201 | 1043265-1,1043265-5 | FUSE, 10A | PWR,DIST RAIL LEFT DOOR
FU0273 | 1043265-1,1043265-4 | FUSE, 5A | PWR,DIST RAIL LEFT DOOR
FU0560 | 1043265-1,1043265-7 | FUSE, 20A | PWR,DIST RAIL LEFT DOOR
FU0680 | 1043265-1,1043265-4 | FUSE, 5A | PWR,DIST RAIL LEFT DOOR
XT0200 | 1066730-1 | TERMINAL STRIP, 4 CONDUCTOR | PWR,DIST RAIL LEFT DOOR
XT0560 | 1066730-16,1066730-17 | TERMINAL STRIP, 2 CONDUCTOR | PWR,DIST RAIL LEFT DOOR
XT0561 | 1066730-53,1066730-7 | TERMINAL BLOCK, SPRING, 4 CONDUCTOR,30-12 AWG (0.05-3.31 MM2),NON-IS | PWR,DIST RAIL LEFT DOOR
XT0562 | 1066730-53,1066730-7 | TERMINAL BLOCK, SPRING, 4 CONDUCTOR,30-12 AWG (0.05-3.31 MM2),NON-IS | PWR,DIST RAIL LEFT DOOR
XT0563 | 1066730-7,1067996-4 | TERMINAL BLOCK, SPRING, 4 CONDUCTOR,30-12 AWG (0.05-3.31 MM2),NON-IS | PWR,DIST RAIL LEFT DOOR
XT0680 | 1066730-7,1067996-4 | TERMINAL BLOCK, SPRING, 4 CONDUCTOR,30-12 AWG (0.05-3.31 MM2),NON-IS | PWR,DIST RAIL LEFT DOOR
AF0410 | 1322418-11,1322418-70 | 1444-DYN04-01RA, 4-CH VIBRATION INPUT^DYNAMIX 1444 VIBRATION | TURB VIB^PANEL
AF0450 | 1322418-11,1322418-70 | 1444-DYN04-01RA, 4-CH VIBRATION INPUT^DYNAMIX 1444 VIBRATION | TURB VIB^PANEL
FU0113 | 1043265-1,1043265-4 | FUSE, 5A | TURB VIB^PANEL
IEG0110 | 232941-200 | BUS BAR, ENGINE VIBRATION - INSTRUMENT EARTH GROUNDING | TURB VIB^PANEL
XT0110 | 1066730-7,1066730-8,1067996-4 | TERMINAL BLOCK, SPRING, 4 CONDUCTOR,30-12 AWG (0.05-3.31 MM2),NON-IS | TURB VIB^PANEL
XT0400 | 1066730-1,1066730-2,1066730-67 | TERMINAL STRIP, 4 CONDUCTOR | TURB VIB^PANEL
AF0081 | 2684693-18,2684693-28 | 5094-IB16SXT, 16 DISCRETE INPUT, S | TURBINE PANEL A
AF0082 | 2684693-17,2684693-23 | 5094-IB16XT, 16 DISCRETE INPUT | TURBINE PANEL A
AF0083 | 2684693-19,2684693-33 | 5094-IY8XT, 8 ANALOG INPUT,TC/RTD/I&V | TURBINE PANEL A
AF0084 | 2684693-19,2684693-33 | 5094-IY8XT, 8 ANALOG INPUT,TC/RTD/I&V | TURBINE PANEL A
AF0085 | 2684693-18,2684693-56 | 5094-IF8IHXT, 8 ANALOG INPUT, ISOLATED | TURBINE PANEL A
AF0086 | 2684693-18,2684693-56 | 5094-IF8IHXT, 8 ANALOG INPUT, ISOLATED | TURBINE PANEL A
AF0087 | 2684693-17,2684693-23 | 5094-IB16XT, 16 DISCRETE INPUT | TURBINE PANEL A
AF0091 | 2684693-17,2684693-23 | 5094-IB16XT, 16 DISCRETE INPUT | TURBINE PANEL A
AF0092 | 2684693-17,2684693-24 | 5094-OB16XT, 16 DISCRETE OUTPUT | TURBINE PANEL A
AF0093 | 2684693-17,2684693-24 | 5094-OB16XT, 16 DISCRETE OUTPUT | TURBINE PANEL A
AF0094 | 2684693-19,2684693-33 | 5094-IY8XT, 8 ANALOG INPUT,TC/RTD/I&V | TURBINE PANEL A
AF0095 | 2684693-17,2684693-18,2684693-25 | 5094-OB8XT, 8 DISCRETE OUTPUT | TURBINE PANEL A
AU0080 | 2684693-22 | 5094-AENTRXT, FLEX 5000 I/O | TURBINE PANEL A
AU0090 | 2684693-22 | 5094-AENTRXT, FLEX 5000 I/O | TURBINE PANEL A
F0200 | 1022716-1,1059465 | EMI/SURGE FILTER, 24VDC | TURBINE PANEL A
FU0010 | 1043265-1,1043265-5 | FUSE, 10A | TURBINE PANEL A
FU0011 | 1043265-1,1043265-9 | FUSE, 30A | TURBINE PANEL A
FU0012 | 1043265-1,1043265-5 | FUSE, 10A | TURBINE PANEL A
FU0013 | 1043265-1,1043265-5 | FUSE, 10A | TURBINE PANEL A
FU0014 | 1043265-1,1043265-5 | FUSE, 10A | TURBINE PANEL A
FU0015 | 1043265-1,1043265-5 | FUSE, 10A | TURBINE PANEL A
FU0016 | 1043265-1,1043265-5 | FUSE, 10A | TURBINE PANEL A
FU0080 | 1043265-1,1043265-5 | FUSE, 10A | TURBINE PANEL A
FU0081 | 1043265-1,1043265-5 | FUSE, 10A | TURBINE PANEL A
FU0082 | 1043265-1,1043265-5 | FUSE, 10A | TURBINE PANEL A
FU0090 | 1043265-1,1043265-5 | FUSE, 10A | TURBINE PANEL A
FU0091 | 1043265-1,1043265-5 | FUSE, 10A | TURBINE PANEL A
FU0092 | 1043265-1,1043265-5 | FUSE, 10A | TURBINE PANEL A
FU0093 | 1043265-1,1043265-5 | FUSE, 10A | TURBINE PANEL A
FU0136 | 1043265-1,1043265-9 | FUSE, 30A | TURBINE PANEL A
FU0137 | 1043265-1,1043265-7 | FUSE, 20A | TURBINE PANEL A
FU0139 | 1043265-1,1043265-4 | FUSE, 5A | TURBINE PANEL A
GR0131 | 903849C1 | RAIL GROUND, DIN RAIL GROUNDING | TURBINE PANEL A
GR0132 | 903849C1 | RAIL GROUND, DIN RAIL GROUNDING | TURBINE PANEL A
GR0133 | 903849C1 | RAIL GROUND, DIN RAIL GROUNDING | TURBINE PANEL A
KA0130 | 1061979-2 | RELAY, LOWSPEED/OPEN PROBE SETPOINT | TURBINE PANEL A
KA0131 | 1061979-2 | RELAY, CONTROLLER ACTIVE | TURBINE PANEL A
KA0132 | 1061979-2 | RELAY, CONTROLLER ACTIVE | TURBINE PANEL A
KA0133 | 1061979-2 | RELAY, POST LUBE NOT REQUIRED | TURBINE PANEL A
KA0134 | 1061979-2 | RELAY, BACKUP COMMAND OFF | TURBINE PANEL A
KA0135 | 1061979-2 | RELAY, AC PRE/POST PUMP DRIVE | TURBINE PANEL A
KA0136 | 1061979-2 | RELAY, LUBE OIL HEADER^PRESSURE HIGH | TURBINE PANEL A
KA0137 | 1061979-2 | RELAY, LUBE PUMP INHIBIT | TURBINE PANEL A
KA0138 | 1061979-2 | RELAY, BACKUP LUBE OIL PUMP OFF | TURBINE PANEL A
KA0141 | 1061979-2 | RELAY, CONTROLLER ACTIVE | TURBINE PANEL A
KA0144 | 1061979-2 | RELAY, AC PRE/POST PUMP DRIVE | TURBINE PANEL A
KA0217 | 1061979-2 | RELAY, MAIN GAS FUEL ACTUATOR ENABLE | TURBINE PANEL A
KA0221 | 1061979-2 | RELAY, PRIMARY GAS FUEL^SHUTOFF VALVE | TURBINE PANEL A
KA2160 | 1061979-2 | RELAY, CLOSE GAS BLOCK VALVE | TURBINE PANEL A
KA2161 | 1061979-2 | RELAY, OPEN GAS BLEED VALVE | TURBINE PANEL A
KA3103 | 1061979-2 | RELAY, LUBE OIL TANK HEATER | TURBINE PANEL A
KA3220 | 1061979-2 | RELAY, LUBE OIL COOLER FAN #1 | TURBINE PANEL A
KA3221 | 1061979-2 | RELAY, LUBE OIL COOLER FAN #2 | TURBINE PANEL A
KA6211 | 1061979-2 | RELAY, DRIVER ENCLOSURE^VENT FAN #1 | TURBINE PANEL A
KT0140 | 2651077-1 | TIMER RELAY, BACKUP PUMP POST LUBE OFF CYCLE | TURBINE PANEL A
KT0141 | 2651077-1 | TIMER RELAY, BACKUP POST LUBE CONTINUOUS | TURBINE PANEL A
KT0142 | 2651077-1 | TIMER RELAY, TOTAL POST LUBE | TURBINE PANEL A
KT0143 | 2651077-1 | TIMER RELAY, BACKUP PUMP POST LUBE ON CYCLE | TURBINE PANEL A
KT0144 | 2651077-1 | TIMER RELAY, HEADER PRESSURE HIGH BACKUP PUMP OFF | TURBINE PANEL A
KT0145 | 2651077-1 | TIMER RELAY, FIRE DETECTED ROLLDOWN LUBE | TURBINE PANEL A
KT0146 | 2651077-3 | TIMER RELAY, WATCHDOG | TURBINE PANEL A
PC0470 | 2271605-1 | TIMER/COUNTER, ENGINE HOUR / START COUNTER | TURBINE PANEL A
PEG0130 | 232941-300 | BUS BAR, PANEL A - POWER EARTH GROUNDING | TURBINE PANEL A
RR0851 | 981090C1 | RESISTOR, 3.01K OHM | TURBINE PANEL A
RR0852 | 981089C1 | RESISTOR, 1.0K OHM | TURBINE PANEL A
XT0011 | 1066730-16,1066730-17 | TERMINAL STRIP, 2 CONDUCTOR | TURBINE PANEL A
XT0012 | 1066730-16,1066730-17 | TERMINAL STRIP, 2 CONDUCTOR | TURBINE PANEL A
XT0013 | 1066730-16,1066730-17 | TERMINAL STRIP, 2 CONDUCTOR | TURBINE PANEL A
XT0080 | 1066730-7,1066730-8 | TERMINAL BLOCK, SPRING, 4 CONDUCTOR,30-12 AWG (0.05-3.31 MM2),NON-IS | TURBINE PANEL A
XT0085 | 1066730-7,1066730-8 | TERMINAL BLOCK, SPRING, 4 CONDUCTOR,30-12 AWG (0.05-3.31 MM2),NON-IS | TURBINE PANEL A
XT0090 | 1066730-7,1066730-8 | TERMINAL BLOCK, SPRING, 4 CONDUCTOR,30-12 AWG (0.05-3.31 MM2),NON-IS | TURBINE PANEL A
XT0134 | 1066730-16,1066730-17 | TERMINAL STRIP, 2 CONDUCTOR | TURBINE PANEL A
XT0135 | 1066730-7,1066730-8 | TERMINAL BLOCK, SPRING, 4 CONDUCTOR,30-12 AWG (0.05-3.31 MM2),NON-IS | TURBINE PANEL A
XT0136 | 1066730-7,1066730-8 | TERMINAL BLOCK, SPRING, 4 CONDUCTOR,30-12 AWG (0.05-3.31 MM2),NON-IS | TURBINE PANEL A
XT0138 | 1066730-16,1066730-17 | TERMINAL STRIP, 2 CONDUCTOR | TURBINE PANEL A
XT0139 | 1066730-7,1066730-8 | TERMINAL BLOCK, SPRING, 4 CONDUCTOR,30-12 AWG (0.05-3.31 MM2),NON-IS | TURBINE PANEL A
AF0061 | 2684693-17,2684693-25 | 5094-OB8XT, 8 DISCRETE OUTPUT | TURBINE PANEL B
AF0062 | 2684693-17,2684693-25 | 5094-OB8XT, 8 DISCRETE OUTPUT | TURBINE PANEL B
AF0063 | 2684693-17,2684693-23 | 5094-IB16XT, 16 DISCRETE INPUT | TURBINE PANEL B
AF0064 | 2684693-18,2684693-30 | 5094-IF4IHSXT, 4 ANALOG INPUT, S | TURBINE PANEL B
AF0065 | 2684693-18,2684693-30 | 5094-IF4IHSXT, 4 ANALOG INPUT, S | TURBINE PANEL B
AF0066 | 2684693-18,2684693-27 | 5094-OF8IHXT, 8 ANALOG OUTPUT, ISOLATED | TURBINE PANEL B
AF0067 | 2684693-17,2684693-25 | 5094-OB8XT, 8 DISCRETE OUTPUT | TURBINE PANEL B
AF0068 | 2684693-21,2684693-36 | 5094-IRT8SXT, 8 RTD/TC ANALOG INPUT, S | TURBINE PANEL B
AF0071 | 2684693-18,2684693-32 | 5094-IJ2ISXT, 2 FAST COUNTER INPUT, S | TURBINE PANEL B
AF0072 | 2684693-18,2684693-30 | 5094-IF4IHSXT, 4 ANALOG INPUT, S | TURBINE PANEL B
AF0073 | 2684693-21,2684693-36 | 5094-IRT8SXT, 8 RTD/TC ANALOG INPUT, S | TURBINE PANEL B
AF0074 | 2684693-18,2684693-56 | 5094-IF8IHXT, 8 ANALOG INPUT, ISOLATED | TURBINE PANEL B
AF0075 | 2684693-18,2684693-30 | 5094-IF4IHSXT, 4 ANALOG INPUT, S | TURBINE PANEL B
AF0076 | 2684693-18,2684693-55 | 5094-OB16SXT, 16 DISCRETE OUTPUT, S | TURBINE PANEL B
AF0077 | 2684693-19,2684693-33 | 5094-IY8XT, 8 ANALOG INPUT,TC/RTD/I&V | TURBINE PANEL B
AU0060 | 2684693-22 | 5094-AENTRXT, FLEX 5000 I/O | TURBINE PANEL B
AU0070 | 2684693-22 | 5094-AENTRXT, FLEX 5000 I/O | TURBINE PANEL B
FU0060 | 1043265-1,1043265-5 | FUSE, 10A | TURBINE PANEL B
FU0061 | 1043265-1,1043265-5 | FUSE, 10A | TURBINE PANEL B
FU0062 | 1043265-1,1043265-5 | FUSE, 10A | TURBINE PANEL B
FU0063 | 1043265-1,1043265-5 | FUSE, 10A | TURBINE PANEL B
FU0070 | 1043265-1,1043265-5 | FUSE, 10A | TURBINE PANEL B
FU0071 | 1043265-1,1043265-5 | FUSE, 10A | TURBINE PANEL B
FU0210 | 1043265-1,1043265-7 | FUSE, 20A | TURBINE PANEL B
FU0211 | 1043265-1,1043265-4 | FUSE, 5A | TURBINE PANEL B
FU0212 | 1043265-1,1043265-4 | FUSE, 5A | TURBINE PANEL B
GR0231 | 903849C1 | RAIL GROUND, DIN RAIL GROUNDING | TURBINE PANEL B
GR0232 | 903849C1 | RAIL GROUND, DIN RAIL GROUNDING | TURBINE PANEL B
GR0233 | 903849C1 | RAIL GROUND, DIN RAIL GROUNDING | TURBINE PANEL B
IEG0010 | 1099358-100 | BUS BAR, MARSHALLING INSTRUMENT EARTH GROUNDING | TURBINE PANEL B
IEG0230 | 232941-300 | BUS BAR, PANEL B - INSTRUMENT EARTH GROUNDING | TURBINE PANEL B
KA0222 | 1061979-1 | RELAY, SECONDARY GAS FUEL^ SHUTOFF VALVE | TURBINE PANEL B
KA0231 | 1061979-1 | RELAY, CONTROLLER ACTIVE | TURBINE PANEL B
KA0232 | 1061979-1,1061979-2 | RELAY, CONTROLLER ACTIVE | TURBINE PANEL B
KA0233 | 1061979-1 | RELAY, CONTROLLER ACTIVE | TURBINE PANEL B
KA0234 | 1061979-1 | RELAY, CONTROLLER ACTIVE | TURBINE PANEL B
KA0235 | 1061979-1 | RELAY, NO EMERGENCY ^SHUTDOWN SUMMARY | TURBINE PANEL B
KA0236 | 1061979-1 | RELAY, NO EMERGENCY ^SHUTDOWN SUMMARY | TURBINE PANEL B
KA0237 | 1061979-1 | RELAY, NO EMERGENCY^SHUTDOWN SUMMARY | TURBINE PANEL B
KA0238 | 1061979-1 | RELAY, NO EMERGENCY SHUTDOWN SUMMARY | TURBINE PANEL B
KA0239 | 1061979-1 | RELAY, NO EMERGENCY SHUTDOWN SUMMARY | TURBINE PANEL B
KA0240 | 1061979-1 | RELAY, NO EMERGENCY SHUTDOWN SUMMARY | TURBINE PANEL B
KA0241 | 1061979-1 | RELAY, BACKUP SYSTEM RESET | TURBINE PANEL B
KA0242 | 1061979-1 | RELAY, BACKUP SYSTEM RESET | TURBINE PANEL B
KA0243 | 1061979-1 | RELAY, NO FIRE DETECTED | TURBINE PANEL B
KA0244 | 1061979-1 | RELAY, NO FIRE DETECTED | TURBINE PANEL B
KA0245 | 1061979-1 | RELAY, NO GAS DETECTED | TURBINE PANEL B
KA0246 | 1061979-1 | RELAY, NO FIRE DETECTED | TURBINE PANEL B
KA0247 | 1061979-1 | RELAY, NO FIRE DETECTED | TURBINE PANEL B
KA0248 | 1061979-1 | RELAY, NO EMERGENCY SHUTDOWN SUMMARY | TURBINE PANEL B
KA0249 | 1061979-1 | RELAY, NO GAS DETECTED | TURBINE PANEL B
KA0250 | 1061979-1 | RELAY, NO EMERGENCY SHUTDOWN SUMMARY | TURBINE PANEL B
KA1020 | 1061979-1 | RELAY, IGNITION START | TURBINE PANEL B
XT0060 | 1066730-7,1066730-8 | TERMINAL BLOCK, SPRING, 4 CONDUCTOR,30-12 AWG (0.05-3.31 MM2),NON-IS | TURBINE PANEL B
XT0070 | 1066730-7,1066730-8 | TERMINAL BLOCK, SPRING, 4 CONDUCTOR,30-12 AWG (0.05-3.31 MM2),NON-IS | TURBINE PANEL B
XT0233 | 1066730-7,1066730-8 | TERMINAL BLOCK, SPRING, 4 CONDUCTOR,30-12 AWG (0.05-3.31 MM2),NON-IS | TURBINE PANEL B
XT0235 | 1066730-7,1066730-8 | TERMINAL BLOCK, SPRING, 4 CONDUCTOR,30-12 AWG (0.05-3.31 MM2),NON-IS | TURBINE PANEL B
XT0236 | 1066730-7,1066730-8,1067996-4 | TERMINAL BLOCK, SPRING, 4 CONDUCTOR,30-12 AWG (0.05-3.31 MM2),NON-IS | TURBINE PANEL B
XT0237 | 1066730-10,1066730-9 | DIODE TERMINAL STRIP, 4 CONDUCTOR | TURBINE PANEL B
XT0240 | 1066730-7,1066730-8 | TERMINAL BLOCK, SPRING, 4 CONDUCTOR,30-12 AWG (0.05-3.31 MM2),NON-IS | TURBINE PANEL B

## PWR DIST RAIL _S
PWR DIST RAIL
Project # | J1640
Project Name | TALOS EW1003 PRINCE
Revision | 0.1
Controls DE | D.JOHN
Phone:
Controls ME | A.ABENGOZA
Phone:
From | [5 empty] | To
Device ID | Wire No. | Wire ID | Gauge/Size | Length | Device ID | Location | Bundle Name
AT0680:NEG | -0V | WHT | 14 | 60 | XT0680:2 | PWR DIST RAIL | AT0680
AT0680:POS | AT0680POS | WHT | 14 | 60 | XT0680:1 | PWR DIST RAIL
FU0680:LD | AT0680POS | WHT | 14 | 60 | XT0680:1 | PWR DIST RAIL | FU/XT
FU0200:LI | FU0200LI | WHT | 14 | 60 | XT0561:1 | PWR DIST RAIL
FU0560:LD | FU0200LI | WHT | 14 | 60 | XT0561:1 | PWR DIST RAIL
FU0190:LI | FU0200LI | WHT | 14 | 60 | FU0273:LI | PWR DIST RAIL
XT0560:2 | JW0 | wht | 12 | 60 | XT0562:1 | PWR DIST RAIL
FU0560:LI | FU0136 | WHT | 12 | 60 | XT0560:1 | PWR DIST RAIL
XT0562:2 | -0V1 | WHT | 14 | 100 | AT0190:NEG | DOOR | FU/XT-DOOR
FU0190:LD | FU0190 | WHT | 14 | 100 | AT0190:POS | DOOR
XT0560:2 | -0V | WHT | 12 | 220 | XT0134:2 | A PNL | XT-A
XT0560:1 | FU0136 | WHT | 12 | 220 | XT0138:2 | A PNL
XT0563:2 | ESTOPA | WHT | 20 | 240 | XT0240:3 | B PNL | XT-B
XT0563:1 | ESTOPB | WHT | 20 | 240 | XT0240:2 | B PNL
XT0563:6 | FU0139 | WHT | 20 | 240 | XT0240:11 | B PNL
XT0563:3 | KA023612 | WHT | 20 | 240 | XT0240:13 | B PNL
XT0563:5 | KA0241A1 | WHT | 20 | 240 | XT0240:6 | B PNL
XT0563:4 | -0V | WHT | 14 | 240 | XT0240:9 | B PNL
XT0680:2 | -0V | WHT | 14 | 240 | XT0235:3 | B PNL
FU0680:LI | FU0210 | WHT | 14 | 240 | XT0233:3 | B PNL

## FS CONT. PNL_S
FIRE SYSTEM^CONTROLLER PANEL
Project # | J1640
Project Name | TALOS EW1003 PRINCE
Revision | 0.1
Controls DE | D.JOHN
Phone:
Controls ME | A.ABENGOZA
Phone:
From | [5 empty] | To
Device ID | Wire No. | Wire ID | Gauge/Size | Length | Device ID | Location | Bundle Name
AT0170:1 | UV01705 | WHT | 14 | 60 | UV0170:5(+) | FS CONTROLLER | AT0170
AT0170:2 | UV01706 | WHT | 14 | 60 | UV0170:6(-) | FS CONTROLLER
AT0170:3 | UV01707 | WHT | 14 | 60 | UV0170:7(+) | FS CONTROLLER
AT0170:4 | UV01708 | WHT | 14 | 60 | UV0170:8(-) | FS CONTROLLER
KA0176:11 | -009304 | WHT | 20 | 60 | XT0171:1 | FS CONTROLLER | KA
KA0172:A1 | AT017025 | WHT | 20 | 60 | AT0170:25 | FS CONTROLLER
KA0174:A1 | AT017031 | WHT | 20 | 60 | AT0170:31 | FS CONTROLLER
AT0170:45 | AT017045 | WHT | 20 | 280 | XT0170:5 | FS PNL | AT-FS PNL
AT0170:46 | AT017046 | WHT | 20 | 280 | XT0170:6 | FS PNL
AT0170:11 | SA0170B113 | WHT | 20 | 280 | XT0170:11 | FS PNL
AT0170:12 | SA0170B114 | WHT | 20 | 280 | XT0170:12 | FS PNL
UV0170:2(-) | -0V | WHT | 14 | 280 | XT0170:3 | FS PNL | UV-FS PNL
UV0170:4(-) | -0V | WHT | 14 | 280 | XT0170:3 | FS PNL
UV0170:1(+) | FU0170 | WHT | 14 | 280 | XT0170:2 | FS PNL
UV0170:3(+) | FU0170 | WHT | 14 | 280 | XT0170:2 | FS PNL
UV0170:14(-) | LON0N | WHT | 14 | 280 | XT0172:14 | FS PNL
UV0170:13(+) | LON0P | WHT | 14 | 280 | XT0172:13 | FS PNL
UV0170:16(-) | LON2N | WHT | 14 | 280 | XT0172:18 | FS PNL
UV0170:15(+) | LON2P | WHT | 14 | 280 | XT0172:17 | FS PNL
UV0170:10(-) | UV017010 | WHT | 14 | 280 | AT0175:2P1 | FS PNL
UV0170:11(+) | UV017011 | WHT | 14 | 280 | AT0176:1P1 | FS PNL
UV0170:12(-) | UV017012 | WHT | 14 | 280 | AT0176:2P1 | FS PNL
UV0170:9(+) | UV01709 | WHT | 14 | 280 | AT0175:1P1 | FS PNL
KA0172:A2 | -0V | WHT | 20 | 280 | XT0170:4 | FS PNL | KA-FS PNL
KA0176:A2 | -0V | WHT | 20 | 280 | XT0170:3 | FS PNL
KA0172:11 | KA017211 | WHT | 20 | 280 | XT0170:7 | FS PNL
KA0172:12 | KA017212 | WHT | 20 | 280 | XT0170:8 | FS PNL
KA0174:11 | KA017411 | WHT | 20 | 280 | XT0170:9 | FS PNL
KA0174:12 | KA017412 | WHT | 20 | 280 | XT0170:10 | FS PNL
KA0176:14 | -009336 | WHT | 20 | 280 | AF0093:36 | A PNL | KA-A
KA0176:A1 | KA014422 | WHT | 20 | 280 | KA0144:22 | A PNL
XT0171:2 | -009304 | WHT | 20 | 280 | AF0093:04 | A PNL | XT-A
AT0170:24 | FU0139 | WHT | 20 | 300 | XT0240:12 | B PNL | AT0170-B
AT0170:30 | FU0139 | WHT | 20 | 300 | XT0240:12 | B PNL
AT0170:26 | KA0243A1 | WHT | 20 | 300 | XT0240:7 | B PNL
AT0170:32 | KA0245A1 | WHT | 20 | 300 | XT0240:8 | B PNL
XT0171:1 | -009304 | WHT | 20 | 300 | KA0246:11 | B PNL | XT-B

## TURB VIB PNL_S
TURB VIB^PANEL
Project # | J1640
Project Name | TALOS EW1003 PRINCE
Revision | 0.1
Controls DE | D.JOHN
Phone:
Controls ME | A.ABENGOZA
Phone:
From | [5 empty] | To
Device ID | Wire No. | Wire ID | Gauge/Size | Length | Device ID | Location | Bundle Name
AF0410:53 | -0V | WHT | 16 | 60 | XT0110:2 | TURB VIB PNL | 1444S
AF0410:54 | AF0450N | WHT | 16 | 60 | AF0450:53 | TURB VIB PNL
AF0410:55 | FU0113 | WHT | 16 | 60 | FU0113:LD | TURB VIB PNL
AF0410:56 | AF0450P | WHT | 16 | 60 | AF0450:55 | TURB VIB PNL
FU0113:LI | FU0136 | WHT | 14 | 60 | XT0110:1 | TURB VIB PNL | FU
XT0110:2 | -0V | WHT | 14 | 180 | XT0134:4 | A PNL | XT-A PNL
XT0110:1 | FU0136 | WHT | 12 | 180 | XT0138:4 | A PNL

## GEN VIB^PNL_S
GENERATOR VIB^PANEL
Project # | J1640
Project Name | TALOS EW1003 PRINCE
Revision | 0.1
Controls DE | D.JOHN
Phone:
Controls ME | A.ABENGOZA
Phone:
From | [5 empty] | To
Device ID | Wire No. | Wire ID | Gauge/Size | Length | Device ID | Location | Bundle Name
AF0182:COM | AU0180N | WHT | 20 | 60 | AU0180:COM | GEN VIB PNL | AU/AF
AF0182:V+ | AU0180P | WHT | 20 | 60 | AU0180:V+ | GEN VIB PNL
AF0181:COM | -0V | WHT | 14 | 60 | XT0180:2 | GEN VIB PNL
AU0180:COM | -0V | WHT | 14 | 60 | XT0180:1 | GEN VIB PNL
AU0180:V+ | FU0180 | WHT | 14 | 60 | FU0180:LD | GEN VIB PNL
AF0181:V+ | FU0181 | WHT | 14 | 60 | FU0181:LD | GEN VIB PNL
KA0182:A1 | -018102 | WHT | 20 | 60 | AF0181:02 | GEN VIB PNL | KA A1/A2
KA0182:A2 | -018118 | WHT | 20 | 60 | AF0181:18 | GEN VIB PNL
XT0130:3 | -0V | WHT | 14 | 60 | XT0180:1 | GEN VIB PNL | FU/XT
FU0180:LI | FU0332 | WHT | 14 | 60 | FU0181:LI | GEN VIB PNL
FU0180:LI | FU0332 | WHT | 14 | 60 | XT0130:1 | GEN VIB PNL
AF0181:00 | -018100 | WHT | 20 | 220 | KA0180:A1 | GEN PNL | AF-GEN
AF0181:10 | -018110 | WHT | 20 | 220 | KA0185:A1 | GEN PNL
AF0181:16 | -018116 | WHT | 20 | 220 | KA0180:A2 | GEN PNL
AF0181:26 | -018126 | WHT | 20 | 220 | KA0364:14 | GEN PNL
XT0130:2 | -0V | WHT | 14 | 220 | XT0336:3 | GEN PNL | XT-GEN
XT0130:2 | -0V | WHT | 14 | 220 | XT0120:1 | GEN PNL
XT0130:1 | FU0332 | WHT | 14 | 220 | FU0120:LI | GEN PNL
XT0130:1 | FU0332 | WHT | 14 | 220 | XT0333:1 | GEN PNL

## FS PNL_S
FIRE SYSTEM^PANEL
Project # | J1640
Project Name | TALOS EW1003 PRINCE
Revision | 0.1
Controls DE | D.JOHN
Phone:
Controls ME | A.ABENGOZA
Phone:
From | [5 empty] | To
Device ID | Wire No. | Wire ID | Gauge/Size | Length | Device ID | Location | Bundle Name
AT0175:4P1 | AT01754P1 | WHT | 20 | 60 | XT0170:31 | FS PNL | AT
AT0178:24 | KA0178A2 | WHT | 20 | 60 | XT0170:18 | FS PNL
AT0178:23 | VD0178 | WHT | 20 | 60 | XT0170:17 | FS PNL
AT0176:4P1 | AT01764P1 | WHT | 14 | 60 | AT0178:1P1 | FS PNL
AT0176:5P1 | AT01765P1 | WHT | 14 | 60 | AT0178:2P1 | FS PNL
KA0178:A1 | KA0178A1 | WHT | 20 | 60 | XT0170:16 | FS PNL | KA A1/A2
KA6510:A1 | SA017013 | WHT | 20 | 60 | XT0170:32 | FS PNL
KA0178:A2 | KA0178A2 | WHT | 20 | 60 | XT0170:18 | FS PNL
KA6510:A2 | KA6510A2 | WHT | 20 | 60 | AT0175:5P1 | FS PNL
KA6510:12 | KA651012 | WHT | 20 | 60 | AT0175:11 | FS PNL | KA
KA0178:11 | HA04722 | WHT | 20 | 60 | XT0170:13 | FS PNL
KA0875:11 | HA04722 | WHT | 20 | 60 | XT0170:13 | FS PNL
KA0875:14 | FU0170 | WHT | 14 | 60 | XT0170:1 | FS PNL
XT0170:14 | -0V | WHT | 20 | 60 | XT0170:4 | FS PNL | FU/XT
FU0170:LD | FU0170 | WHT | 20 | 60 | XT0170:2 | FS PNL
XT0170:4 | -0V | WHT | 14 | 60 | XT0172:5 | FS PNL
XT0172:4 | FU0170 | WHT | 14 | 60 | XT0170:1 | FS PNL
KA0875:A1 | -009212 | WHT | 20 | 200 | AF0092:12 | A PNL | KA-A
KA0875:A2 | -009228 | WHT | 20 | 200 | AF0092:28 | A PNL
XT0170:3 | -0V | WHT | 12 | 200 | XT0134:2 | A PNL
FU0170:LI | FU0136 | WHT | 12 | 200 | XT0138:2 | A PNL
KA0875:14 | FU0170 | WHT | 20 | 220 | KA0232:12 | B PNL | KA-B
KA0178:14 | KA017814 | WHT | 20 | 220 | KA0232:11 | B PNL
XT0170:2 | FU0170 | WHT | 20 | 220 | KA0232:21 | B PNL | XT-B

## PLC PNL_S
PLC PANEL
Project # | J1640
Project Name | TALOS EW1003 PRINCE
Revision | 0.1
Controls DE | D.JOHN
Phone:
Controls ME | A.ABENGOZA
Phone:
From | [5 empty] | To
Device ID | Wire No. | Wire ID | Gauge/Size | Length | Device ID | Location | Bundle Name
UV0600:(-) | -0V | WHT | 14 | 80 | XT0135:1 | A PNL | UV-A
UV0600:(+) | FU0010 | WHT | 14 | 80 | FU0010:LD | A PNL

## A PNL_S
TURBINE PANEL A
Project # | J1640
Project Name | TALOS EW1003 PRINCE
Revision | 0.1
Controls DE | D.JOHN
Phone:
Controls ME | A.ABENGOZA
Phone:
From | [5 empty] | To
Device ID | Wire No. | Wire ID | Gauge/Size | Length | Device ID | Location | Bundle Name
PC0470:INP_A | -009312 | WHT | 20 | 60 | AF0093:12 | A PNL | PC0470
PC0470:-PWR | -009328 | WHT | 20 | 60 | AF0093:28 | A PNL
PC0470:+PWR | -009344 | WHT | 20 | 60 | AF0093:44 | A PNL
AF0094:00 | -009400 | WHT | 20 | 80 | XT0085:2 | A PNL | AU/AF
AF0094:01 | -0V | WHT | 20 | 80 | XT0085:3 | A PNL
AF0091:COM | AF0091N | WHT | 20 | 60 | AF0094:COM | A PNL
AF0091:V+ | AF0091P | WHT | 20 | 60 | AF0094:V+ | A PNL
AU0080:COM | -0V | WHT | 14 | 60 | XT0080:1 | A PNL
AF0082:COM | -0V | WHT | 14 | 60 | XT0080:2 | A PNL
AU0090:COM | -0V | WHT | 14 | 60 | XT0090:1 | A PNL
AF0092:COM | -0V | WHT | 14 | 60 | XT0090:2 | A PNL
AF0093:COM | -0V | WHT | 14 | 60 | XT0090:2 | A PNL
AF0095:COM | -0V | WHT | 14 | 60 | XT0090:2 | A PNL
AU0080:V+ | FU0080 | WHT | 14 | 60 | FU0080:LD | A PNL
AF0082:V+ | FU0081 | WHT | 14 | 60 | FU0081:LD | A PNL
AU0090:V+ | FU0090 | WHT | 14 | 60 | FU0090:LD | A PNL
AF0092:V+ | FU0091 | WHT | 14 | 60 | FU0091:LD | A PNL
AF0093:V+ | FU0092 | WHT | 14 | 60 | FU0092:LD | A PNL
AF0095:V+ | FU0093 | WHT | 14 | 60 | FU0093:LD | A PNL
KA0130:A1 | -008135 | WHT | 20 | 80 | AF0081:35 | A PNL | KA A1
KA0130:A1 | -008135 | WHT | 20 | 120 | KA0130:11 | A PNL
KA3103:A1 | -009208 | WHT | 20 | 80 | AF0092:08 | A PNL
KA0133:A1 | KA0133A1 | WHT | 20 | 60 | AF0092:02 | A PNL
KA0134:A1 | KA0134A1 | WHT | 20 | 60 | AF0091:12 | A PNL
KA0134:A1 | KA0134A1 | WHT | 20 | 60 | AF0095:10 | A PNL
KA0135:A1 | KA0135A1 | WHT | 20 | 60 | KA0144:A1 | A PNL
KA0131:A1 | KA0231A1 | WHT | 20 | 60 | XT0136:10 | A PNL
KA3220:A1 | KA32201 | WHT | 20 | 80 | AF0093:01 | A PNL
KA3221:A1 | KA32211 | WHT | 20 | 80 | AF0093:02 | A PNL
KA0136:A1 | PS32002 | WHT | 20 | 60 | XT0136:5 | A PNL
KA0135:A1 | KA0135A1 | WHT | 20 | 120 | KA0131:11 | A PNL
KA0138:A1 | KA0138A1 | WHT | 20 | 120 | KA0132:21 | A PNL
KA2160:A1 | -009204 | WHT | 20 | 60 | AF0092:04 | A PNL | KA A2
KA2161:A1 | -009207 | WHT | 20 | 60 | AF0092:07 | A PNL
KA2160:A2 | -009220 | WHT | 20 | 60 | AF0092:20 | A PNL
KA2161:A2 | -009223 | WHT | 20 | 60 | AF0092:23 | A PNL
KA3103:A2 | -009224 | WHT | 20 | 80 | AF0092:24 | A PNL
KA6211:A2 | -009320 | WHT | 20 | 80 | AF0093:20 | A PNL
KA0135:A2 | -0V | WHT | 20 | 60 | KA0136:A2 | A PNL
KA0135:A2 | -0V | WHT | 20 | 60 | KA0144:A2 | A PNL
KA3220:A2 | KA32202 | WHT | 20 | 80 | AF0093:17 | A PNL
KA3221:A2 | KA32212 | WHT | 20 | 80 | AF0093:18 | A PNL
KA0130:14 | -008103 | WHT | 20 | 60 | AF0081:03 | A PNL | KA
KA0221:14 | -009502 | WHT | 20 | 80 | AF0095:02 | A PNL
KA0132:11 | FU0139 | WHT | 20 | 60 | KA0133:11 | A PNL
KA0134:11 | FU0139 | WHT | 20 | 60 | KA0136:11 | A PNL
KA0138:22 | FU0139 | WHT | 20 | 60 | XT0136:11 | A PNL
KA0141:24 | FU0139 | WHT | 20 | 60 | XT0136:2 | A PNL
KA0137:24 | KA013112 | WHT | 20 | 60 | AF0087:09 | A PNL
KA0131:12 | KA013112 | WHT | 20 | 60 | KA0137:24 | A PNL
KA0131:14 | KA013114 | WHT | 20 | 80 | AF0092:06 | A PNL
KA0132:22 | KA013222 | WHT | 20 | 60 | KA0137:14 | A PNL
KA0132:24 | KA013224 | WHT | 20 | 60 | KA0134:14 | A PNL
KA0136:21 | KA013621 | WHT | 20 | 60 | AF0087:43 | A PNL
KA0136:24 | KA013624 | WHT | 20 | 60 | AF0087:11 | A PNL
KA0138:21 | KA013821 | WHT | 20 | 60 | KA0136:14 | A PNL
KA0141:11 | KA014111 | WHT | 20 | 80 | AF0091:39 | A PNL
KA0141:14 | KA014114 | WHT | 20 | 80 | AF0091:07 | A PNL
KA0138:21 | KM3170EP | WHT | 20 | 60 | XT0136:13 | A PNL
KA0132:12 | KT0141A1 | WHT | 20 | 60 | KA0133:12 | A PNL
KT0140:15 | FU0139 | WHT | 20 | 60 | KT0142:15 | A PNL | KT R/S
KT0140:15 | FU0139 | WHT | 20 | 60 | XT0136:2 | A PNL
KT0142:15 | FU0139 | WHT | 20 | 60 | KT0144:A1 | A PNL
KT0145:15 | FU0139 | WHT | 20 | 60 | KA0132:11 | A PNL
KT0140:A1 | KT0140A1 | WHT | 20 | 120 | KT0143:16 | A PNL
KT0141:15 | KT014115 | WHT | 20 | 120 | KT0140:16 | A PNL
KT0141:A1 | KT0141A1 | WHT | 20 | 60 | KT0143:15 | A PNL
KT0142:A1 | KT0141A1 | WHT | 20 | 60 | KA0132:12 | A PNL
KT0143:A1 | KT0143A1 | WHT | 20 | 120 | KT0140:18 | A PNL
KT0144:B1 | KT0144B1 | WHT | 20 | 60 | KA0138:24 | A PNL
KT0146:A1 | KT0146A1 | WHT | 20 | 60 | KA0141:21 | A PNL
KT0140:A2 | -0V | WHT | 20 | 60 | XT0136:3 | A PNL | KT L/S
KT0145:A2 | -0V | WHT | 20 | 60 | KA0131:A2 | A PNL
KT0141:18 | KA013222 | WHT | 20 | 120 | KA0132:22 | A PNL
KT0141:18 | KA013222 | WHT | 20 | 60 | KT0144:18 | A PNL
KT0142:18 | KA0137A1 | WHT | 20 | 60 | KA0137:A1 | A PNL
KT0142:18 | KA0137A1 | WHT | 20 | 60 | KT0145:18 | A PNL
XT0136:12 | -0V | WHT | 20 | 60 | XT0136:3 | A PNL | FU/XT
XT0136:11 | FU0139 | WHT | 20 | 60 | XT0136:1 | A PNL
XT0135:2 | -0V | WHT | 14 | 80 | XT0080:1 | A PNL
XT0090:1 | -0V | WHT | 14 | 60 | XT0135:2 | A PNL
XT0085:3 | -0V | WHT | 14 | 80 | XT0135:3 | A PNL
XT0135:1 | -0V | WHT | 14 | 60 | XT0136:3 | A PNL
FU0010:LI | FU0137 | WHT | 14 | 60 | XT0139:1 | A PNL
FU0139:LI | FU0137 | WHT | 14 | 60 | XT0139:1 | A PNL
FU0080:LI | FU0137 | WHT | 14 | 80 | XT0139:2 | A PNL
FU0090:LI | FU0137 | WHT | 14 | 60 | XT0139:2 | A PNL
FU0139:LD | FU0139 | WHT | 14 | 60 | XT0136:1 | A PNL
XT0135:1 | -0V | WHT | 12 | 60 | XT0134:1 | A PNL
FU0012:LI | -24V | WHT | 12 | 60 | XT0012:2 | A PNL
FU0137:LI | FU0136 | WHT | 12 | 60 | XT0138:1 | A PNL
FU0137:LD | FU0137 | WHT | 12 | 60 | XT0139:1 | A PNL
XT0085:1 | FU0137 | WHT | 12 | 80 | XT0139:3 | A PNL
AF0081:41 | KA023921 | WHT | 20 | 260 | KA0239:21 | B PNL | AF-B
AF0081:09 | KA023924 | WHT | 20 | 260 | KA0239:24 | B PNL
AF0081:08 | KA024214 | WHT | 20 | 260 | KA0242:14 | B PNL
AF0081:33 | KA024311 | WHT | 20 | 260 | KA0243:11 | B PNL
AF0081:01 | KA024314 | WHT | 20 | 260 | KA0243:14 | B PNL
AF0081:34 | KA024521 | WHT | 20 | 260 | KA0245:21 | B PNL
AF0081:02 | KA024524 | WHT | 20 | 260 | KA0245:24 | B PNL
AF0095:18 | SV21202 | WHT | 20 | 260 | XT0060:4 | B PNL
AF0081:00 | UA1200J21 | WHT | 20 | 260 | KA0241:11 | B PNL
KA0217:A1 | -007600 | WHT | 20 | 260 | AF0076:00 | B PNL | KA A1/A2-B
KA0217:A2 | -007616 | WHT | 20 | 260 | AF0076:16 | B PNL
KA0221:A2 | -007618 | WHT | 20 | 260 | AF0076:18 | B PNL
KA6211:A1 | KA6211A1 | WHT | 20 | 260 | KA0246:14 | B PNL
KA0221:A1 | -007602 | WHT | 16 | 260 | AF0076:02 | B PNL
KA0221:11 | -022111 | WHT | 20 | 260 | KA0235:24 | B PNL | KA-B
KA0141:24 | FU0139 | WHT | 20 | 260 | KA0241:24 | B PNL
KA0144:21 | KA014421 | WHT | 20 | 260 | KA0232:22 | B PNL
KA0144:22 | KA014422 | WHT | 20 | 260 | KA0249:12 | B PNL
KA0141:21 | KT0146A1 | WHT | 20 | 260 | KA0241:21 | B PNL
KA0217:11 | FCE213019 | WHT | 16 | 260 | XT0236:10 | B PNL
KA0217:14 | KA021714 | WHT | 16 | 260 | KA0237:11 | B PNL
KT0145:A1 | KA024412 | WHT | 20 | 260 | KA0244:12 | B PNL | KT-B
KT0146:B1 | KT0146B1 | WHT | 20 | 260 | AF0076:13 | B PNL
KT0146:15 | KT014615 | WHT | 20 | 260 | AF0076:10 | B PNL
KT0146:18 | KA024214 | WHT | 20 | 260 | KA0231:14 | B PNL
KT0146:A2 | KT0146A2 | WHT | 20 | 260 | AF0076:29 | B PNL
XT0136:3 | -0V | WHT | 20 | 260 | XT0240:10 | B PNL | FU/XT-B
XT0136:1 | FU0139 | WHT | 20 | 260 | XT0240:12 | B PNL
XT0136:10 | KA0231A1 | WHT | 20 | 260 | KA0242:11 | B PNL
XT0136:7 | UF1300 | WHT | 20 | 260 | KA0240:14 | B PNL
FU0016:LD | FU0016 | WHT | 16 | 260 | KA0237:14 | B PNL
XT0136:8 | PS32004 | WHT | 18 | 260 | KA0240:11 | B PNL
XT0135:1 | -0V | WHT | 14 | 260 | KA1020:24 | B PNL
XT0134:4 | -0V | WHT | 12 | 260 | XT0235:1 | B PNL
XT0138:4 | FU0136 | WHT | 12 | 260 | FU0210:LI | B PNL
XT0139:3 | FU0137 | WHT | 12 | 260 | FU0211:LI | B PNL
XT0136:10 | KA0231A1 | WHT | 14 | 260 | XT0334:2 | GEN PNL | XT-GEN
XT0134:3 | -0V | WHT | 12 | 260 | XT0334:1 | GEN PNL
XT0138:3 | FU0136 | WHT | 12 | 260 | XT0332:1 | GEN PNL

## B PNL_S
TURBINE PANEL B
Project # | J1640
Project Name | TALOS EW1003 PRINCE
Revision | 0.1
Controls DE | D.JOHN
Phone:
Controls ME | A.ABENGOZA
Phone:
From | [5 empty] | To
Device ID | Wire No. | Wire ID | Gauge/Size | Length | Device ID | Location | Bundle Name
AF0076:12 | -007612 | WHT | 20 | 60 | XT0237:1 B2 | B PNL | AU/AF
AF0066:COM | AF0066N | WHT | 20 | 60 | AF0068:COM | B PNL
AF0066:V+ | AF0066P | WHT | 20 | 60 | AF0068:V+ | B PNL
AF0075:COM | AF0075N | WHT | 20 | 60 | AF0077:COM | B PNL
AF0075:V+ | AF0075P | WHT | 20 | 60 | AF0077:V+ | B PNL
AF0063:COM | AU0060N | WHT | 20 | 60 | AU0060:COM | B PNL
AF0063:V+ | AU0060P | WHT | 20 | 60 | AU0060:V+ | B PNL
AF0062:16 | SV21242 | WHT | 20 | 60 | XT0060:6 | B PNL
AF0061:COM | -0V | WHT | 14 | 60 | XT0060:2 | B PNL
AF0062:COM | -0V | WHT | 14 | 60 | XT0060:2 | B PNL
AF0067:COM | -0V | WHT | 14 | 60 | XT0060:2 | B PNL
AF0076:COM | -0V | WHT | 14 | 60 | XT0070:2 | B PNL
AU0060:COM | -0V | WHT | 14 | 60 | XT0060:1 | B PNL
AU0070:COM | -0V | WHT | 14 | 60 | XT0070:1 | B PNL
AU0060:V+ | FU0060 | WHT | 14 | 60 | FU0060:LD | B PNL
AF0061:V+ | FU0061 | WHT | 14 | 60 | FU0061:LD | B PNL
AF0062:V+ | FU0062 | WHT | 14 | 60 | FU0062:LD | B PNL
AF0067:V+ | FU0063 | WHT | 14 | 60 | FU0063:LD | B PNL
AU0070:V+ | FU0070 | WHT | 14 | 60 | FU0070:LD | B PNL
AF0076:V+ | FU0071 | WHT | 14 | 60 | FU0071:LD | B PNL
KA1020:A1 | -007607 | WHT | 20 | 80 | AF0076:07 | B PNL | KA A1
KA0235:A1 | ESTOP | WHT | 20 | 60 | XT0240:4 | B PNL
KA0241:A1 | KA0241A1 | WHT | 20 | 60 | XT0240:6 | B PNL
KA0243:A1 | KA0243A1 | WHT | 20 | 60 | XT0240:7 | B PNL
KA0245:A1 | KA0245A1 | WHT | 20 | 60 | XT0240:8 | B PNL
KA0222:A1 | -007604 | WHT | 16 | 80 | AF0076:04 | B PNL
KA1020:14 | FU0211 | WHT | 14 | 60 | FU0211:LD | B PNL
KA0222:A2 | -007620 | WHT | 20 | 80 | AF0076:20 | B PNL | KA A2
KA1020:A2 | -007623 | WHT | 20 | 80 | AF0076:23 | B PNL
KA0249:A2 | -0V | WHT | 20 | 60 | XT0240:10 | B PNL
KA0231:A2 | KA0231A2 | WHT | 20 | 80 | AF0076:26 | B PNL
KA0222:14 | -006200 | WHT | 20 | 100 | AF0062:00 | B PNL | KA
KA0234:14 | -006210 | WHT | 20 | 100 | AF0062:10 | B PNL
KA0222:11 | -022211 | WHT | 20 | 60 | KA0236:24 | B PNL
KA0242:21 | -024221 | WHT | 20 | 60 | XT0237:1 T2 | B PNL
KA0243:21 | ESTOPC | WHT | 20 | 60 | XT0240:1 | B PNL
KA0236:11 | FU0139 | WHT | 20 | 60 | KA0244:11 | B PNL
KA0236:11 | FU0139 | WHT | 20 | 60 | XT0240:12 | B PNL
KA0248:21 | FU0212 | WHT | 16 | 60 | FU0212:LD | B PNL
KA0232:22 | KA014421 | WHT | 20 | 60 | KA0249:11 | B PNL
KA0231:21 | KA023121 | WHT | 20 | 60 | KA0245:14 | B PNL
KA0231:11 | KA0231A1 | WHT | 20 | 80 | KA0231:A1 | B PNL
KA0231:11 | KA0231A1 | WHT | 20 | 60 | KA0242:11 | B PNL
KA0236:12 | KA023612 | WHT | 20 | 60 | XT0240:13 | B PNL
KA0235:14 | KA024114 | WHT | 20 | 60 | KA0241:14 | B PNL
KA0241:14 | KA024114 | WHT | 20 | 60 | KA0231:24 | B PNL
KA0231:14 | KA024214 | WHT | 20 | 60 | KA0242:14 | B PNL
KA0243:24 | KA024511 | WHT | 20 | 60 | KA0245:11 | B PNL
KA0242:24 | KA024822 | WHT | 20 | 60 | KA0248:22 | B PNL
KA0235:11 | UA1200J21 | WHT | 20 | 60 | KA0241:11 | B PNL
KA0235:11 | UA1200J21 | WHT | 20 | 60 | XT0060:3 | B PNL
FU0212:LD | FU0212 | WHT | 16 | 60 | XT0233:4 | B PNL | FU/XT
XT0070:1 | -0V | WHT | 14 | 60 | XT0235:1 | B PNL
XT0235:1 | -0V | WHT | 14 | 60 | XT0060:1 | B PNL
FU0060:LI | FU0210 | WHT | 14 | 60 | XT0233:1 | B PNL
FU0070:LI | FU0210 | WHT | 14 | 60 | XT0233:2 | B PNL
FU0212:LI | FU0210 | WHT | 14 | 60 | XT0233:1 | B PNL
FU0210:LD | FU0210 | WHT | 12 | 60 | XT0233:1 | B PNL
XT0240:4 | ESTOP | WHT | 20 | 200 | XT0336:1 | GEN PNL | XT-GEN

## GEN PNL_S
GENERATOR DECS250^PANEL
Project # | J1640
Project Name | TALOS EW1003 PRINCE
Revision | 0.1
Controls DE | D.JOHN
Phone:
Controls ME | A.ABENGOZA
Phone:
From | [5 empty] | To
Device ID | Wire No. | Wire ID | Gauge/Size | Length | Device ID | Location | Bundle Name
AT0140:17 VBUS-A | VBUSA | RED | 16R | 120 | XT0351:2 | GEN PNL | AT RED
AT0140:18 VBUS-B | VBUSB | RED | 16R | 120 | XT0351:3 | GEN PNL
AT0140:19 VBUS-C | VBUSC | RED | 16R | 120 | XT0351:5 | GEN PNL
AT0140:13 VGEN-A | VGENA | RED | 16R | 120 | XT0351:9 | GEN PNL
AT0140:14 VGEN-B | VGENB | RED | 16R | 120 | XT0351:11 | GEN PNL
AT0140:15 VGEN-C | VGENC | RED | 16R | 120 | XT0351:13 | GEN PNL
AT0140:41 I3(-) | PA07035 | BLU | 16B | 120 | XT0342:1 | GEN PNL | AT BLU
AT0140:37 I1(-) | PA07716 | BLU | 16B | 120 | XT0342:4 | GEN PNL
AT0140:39 I2(-) | SA074013 | BLU | 16B | 120 | XT0342:3 | GEN PNL
AT0140:28 ID RLY | CCT1(-) | BLU | 12B | 140 | XT0350:4 | GEN PNL
AT0140:43 ID(-) | CCT1(-) | BLU | 12B | 140 | XT0350:3 | GEN PNL
AT0140:27 ID RLY | CCT1(+) | BLU | 12B | 140 | XT0350:2 | GEN PNL
AT0140:33 ID RES(+) | CCT1(+) | BLU | 12B | 140 | XT0350:1 | GEN PNL
AT0140:36 I1(+) | MCTA | BLU | 12B | 140 | XT0352:1 | GEN PNL
AT0140:38 I2(+) | MCTB | BLU | 12B | 140 | XT0352:2 | GEN PNL
AT0140:40 I3(+) | MCTC | BLU | 12B | 140 | XT0352:3 | GEN PNL
AT0140:34 ID RES(-) | AT014034 | WHT | 16 | 60 | AT0140:42 ID(+) | GEN PNL | AT0140
AT0140:BAT(+) 47 | FU0334 | WHT | 16 | 140 | XT0335:2 | GEN PNL
AT0140:4 EX-D(+) | KA012314 | WHT | 16 | 120 | KA0123:14 | GEN PNL
AT0140:3 EX-D(-) | -0V | WHT | 14 | 140 | XT0336:4 | GEN PNL
AT0140:BAT(-) 48 | -0V | WHT | 14 | 140 | XT0336:4 | GEN PNL
AT0140:FLT 30 | -0V | WHT | 14 | 140 | XT0336:4 | GEN PNL
AF0122:COM | AU0120N | WHT | 20 | 60 | AU0120:COM | GEN PNL | AU/AF
AF0122:V+ | AU0120P | WHT | 20 | 60 | AU0120:V+ | GEN PNL
AF0121:COM | -0V | WHT | 14 | 60 | XT0120:2 | GEN PNL
AU0120:COM | -0V | WHT | 14 | 60 | XT0120:1 | GEN PNL
AU0120:V+ | FU0120 | WHT | 14 | 60 | FU0120:LD | GEN PNL
AF0121:V+ | FU0121 | WHT | 14 | 60 | FU0121:LD | GEN PNL
KA0121:A1 | -012101 | WHT | 20 | 60 | AF0121:01 | GEN PNL | KA A1
KA0123:A1 | -012103 | WHT | 20 | 60 | AF0121:03 | GEN PNL
KA0128:A1 | -012108 | WHT | 20 | 60 | AF0121:08 | GEN PNL
KA0123:A1 | -012103 | WHT | 20 | 120 | KA0313:7 | GEN PNL
KA0310:A1 | FU0334 | WHT | 20 | 60 | XT0335:2 | GEN PNL
KA0335:A1 | ESTOP | WHT | 20 | 60 | XT0336:1 | GEN PNL
KA0331:A1 | KA0331A1 | WHT | 20 | 60 | XT0337:11 | GEN PNL
KA0332:A1 | KA0332A1 | WHT | 20 | 60 | XT0337:14 | GEN PNL
KA0333:A1 | KA0333A1 | WHT | 20 | 60 | XT0337:8 | GEN PNL
KA0330:A1 | KA0330A1 | WHT | 20 | 60 | XT0337:9 | GEN PNL
KA4100:A1 | KA033614 | WHT | 20 | 60 | KA0336:14 | GEN PNL
KA0336:A1 | KA0231A1 | WHT | 14 | 60 | XT0334:2 | GEN PNL
KA0121:A2 | -012117 | WHT | 20 | 60 | AF0121:17 | GEN PNL | KA A2
KA0123:A2 | -012119 | WHT | 20 | 60 | AF0121:19 | GEN PNL
KA0123:A2 | -012119 | WHT | 20 | 60 | KA0313:2 | GEN PNL
KA0128:A2 | -012124 | WHT | 20 | 60 | AF0121:24 | GEN PNL
KA0330:A2 | -0V | WHT | 20 | 60 | KA0333:A2 | GEN PNL
KA0332:A2 | -0V | WHT | 20 | 60 | XT0337:15 | GEN PNL
KA0185:A2 | KA0185A2 | WHT | 20 | 60 | KA0364:11 | GEN PNL
KA0310:A2 | KA0310A2 | WHT | 20 | 120 | AT0140:FLT 29 | GEN PNL
KA4100:A2 | KA4100A2 | WHT | 20 | 60 | AF0121:30 | GEN PNL
KA0335:A2 | -0V | WHT | 14 | 60 | XT0336:2 | GEN PNL
KA0336:A2 | -0V | WHT | 14 | 60 | XT0336:2 | GEN PNL
KA0336:11 | KA033611 | WHT | 20 | 80 | AF0121:14 | GEN PNL | KA
KA0330:11 | -012200 | WHT | 20 | 80 | AF0122:00 | GEN PNL
KA0331:11 | -012201 | WHT | 20 | 80 | AF0122:01 | GEN PNL
KA0310:11 | -012202 | WHT | 20 | 80 | AF0122:02 | GEN PNL
KA0364:21 | -012209 | WHT | 20 | 80 | AF0122:09 | GEN PNL
KA0330:14 | -012232 | WHT | 20 | 80 | AF0122:32 | GEN PNL
KA0331:14 | -012233 | WHT | 20 | 80 | AF0122:33 | GEN PNL
KA0310:14 | -012234 | WHT | 20 | 80 | AF0122:34 | GEN PNL
KA0364:24 | -012241 | WHT | 20 | 80 | AF0122:41 | GEN PNL
KA0333:11 | KA033311 | WHT | 20 | 60 | KA0335:11 | GEN PNL
KA0333:14 | KA033314 | WHT | 20 | 60 | KA0335:12 | GEN PNL
KA0128:11 | KA0333A1 | WHT | 20 | 60 | KA0335:21 | GEN PNL
KA0310:21 | KA0333A1 | WHT | 20 | 60 | KA0335:21 | GEN PNL
KA0128:14 | FU0333 | WHT | 20 | 60 | KA0335:22 | GEN PNL
KA0310:24 | FU0333 | WHT | 20 | 60 | KA0335:22 | GEN PNL
KA0123:11 | FU0334 | WHT | 20 | 60 | XT0335:2 | GEN PNL
KA0128:21 | KA012821 | WHT | 20 | 60 | XT0337:1 | GEN PNL
KA0121:14 | FU0333 | WHT | 20 | 60 | XT0337:12 | GEN PNL
KA0121:11 | KA018511 | WHT | 20 | 60 | XT0337:13 | GEN PNL
KA0185:11 | KA018511 | WHT | 20 | 60 | XT0337:13 | GEN PNL
KA0185:14 | KA0332A1 | WHT | 20 | 60 | XT0337:14 | GEN PNL
KA0128:24 | KA012824 | WHT | 20 | 60 | XT0337:2 | GEN PNL
KA0332:11 | KA033211 | WHT | 20 | 60 | XT0337:3 | GEN PNL
KA0332:14 | KA033214 | WHT | 20 | 60 | XT0337:4 | GEN PNL
KA0333:11 | KA033311 | WHT | 20 | 60 | XT0337:5 | GEN PNL
KA0333:14 | KA033314 | WHT | 20 | 60 | XT0337:6 | GEN PNL
KA0128:14 | FU0333 | WHT | 20 | 60 | XT0337:7 | GEN PNL
KA0310:21 | KA0333A1 | WHT | 20 | 60 | XT0337:8 | GEN PNL
KA0364:3 | VBUSA | RED | 16R | 60 | XT0341:2 | GEN PNL | KA RED
KA0364:4 | VBUSB | RED | 16R | 60 | XT0341:1 | GEN PNL
KA0364:1 | VGENA | RED | 16R | 60 | XT0341:7 | GEN PNL
KA0364:2 | VGENB | RED | 16R | 60 | XT0341:4 | GEN PNL
XT0337:12 | FU0333 | WHT | 20 | 60 | XT0337:7 | GEN PNL | FU/XT
XT0337:13 | KA018511 | WHT | 20 | 60 | XT0343:1 | GEN PNL
XT0337:8 | KA0333A1 | WHT | 20 | 60 | XT0343:2 | GEN PNL
XT0335:1 | FU0333 | WHT | 16 | 60 | XT0337:12 | GEN PNL
XT0337:10 | KA9602NC | WHT | 16 | 60 | XT0343:3 | GEN PNL
XT0337:9 | KA0330A1 | WHT | 16 | 60 | XT0343:4 | GEN PNL
XT0334:1 | -0V | WHT | 14 | 60 | XT0336:2 | GEN PNL
XT0336:3 | -0V | WHT | 14 | 60 | XT0337:15 | GEN PNL
FU0332:LD | FU0332 | WHT | 14 | 60 | XT0333:1 | GEN PNL
FU0333:LI | FU0332 | WHT | 14 | 60 | XT0333:1 | GEN PNL
FU0334:LI | FU0332 | WHT | 14 | 60 | FU0335:LI | GEN PNL
FU0334:LI | FU0332 | WHT | 14 | 60 | XT0333:1 | GEN PNL
FU0333:LD | FU0333 | WHT | 14 | 60 | XT0335:1 | GEN PNL
FU0334:LD | FU0334 | WHT | 14 | 60 | XT0335:2 | GEN PNL
FU0335:LD | FU0335 | WHT | 14 | 60 | XT0335:3 | GEN PNL
XT0340:3 | EXC0 | WHT | 12 | 60 | XT0370:1 | GEN PNL
XT0370:1 | EXC0 | WHT | 12 | 60 | XT0340:5 | GEN PNL
XT0370:2 | EXC1 | WHT | 12 | 60 | XT0340:2 | GEN PNL
XT0370:4 | EXC2 | WHT | 12 | 60 | XT0340:6 | GEN PNL
XT0370:5 | EXCS | WHT | 12 | 60 | XT0340:4 | GEN PNL
XT0370:6 | EXCS | WHT | 12 | 60 | XT0340:7 | GEN PNL
FU0332:LI | FU0136 | WHT | 12 | 60 | XT0332:1 | GEN PNL
XT0351:1 | VBUSA | RED | 16R | 60 | XT0341:2 | GEN PNL | XT RED
XT0351:10 | VGENA | RED | 16R | 60 | XT0341:7 | GEN PNL
XT0351:12 | VGENB | RED | 16R | 60 | XT0341:4 | GEN PNL
XT0351:14 | VGENC | RED | 16R | 60 | XT0341:6 | GEN PNL
XT0351:4 | VBUSB | RED | 16R | 60 | XT0341:1 | GEN PNL
XT0351:6 | VBUSC | RED | 16R | 60 | XT0341:3 | GEN PNL
XT0352:4 | MCTN | BLU | 16R | 60 | XT0342:2 | GEN PNL

## METER PNL_S
METER AND SWITCH^PANELS
Project # | J1640
Project Name | TALOS EW1003 PRINCE
Revision | 0.1
Controls DE | D.JOHN
Phone:
Controls ME | A.ABENGOZA
Phone:
From | [5 empty] | To
Device ID | Wire No. | Wire ID | Gauge/Size | Length | Device ID | Location | Bundle Name
PA0703:1 | PA07714 | BLU | 16B | 60 | PA0771:4 | METER PNL | PA0703
PV0700:7 | PV07007 | RED | 16R | 140 | SA0710:11 | SWITCH PNL | PV0700-SWITCH
PV0700:8 | PV07008 | RED | 16R | 140 | SA0710:21 | SWITCH PNL
PA0703:2 | PA07032 | RED | 16R | 140 | SA0770:26 | SWITCH PNL | PA0703 R-SWITCH
PA0703:4 | PA07034 | RED | 16R | 140 | SA0770:22 | SWITCH PNL
PA0703:6 | PA07036 | RED | 16R | 140 | SA0770:12 | SWITCH PNL
PA0703:8 | PA07038 | RED | 16R | 140 | SA0770:16 | SWITCH PNL
PF0701:8 | VGENB | RED | 16R | 140 | SA0770:28 | SWITCH PNL | PF0701-SWITCH
PA0700:8 | MCTN | BLU | 16B | 140 | SA0740:21 | SWITCH PNL | PA0700-SWITCH
PA0700:7 | PA07007 | BLU | 16B | 140 | SA0740:11 | SWITCH PNL
PA0703:3 | PA07033 | BLU | 16B | 140 | SA0740:12 | SWITCH PNL | PA0703 B-SWITCH
PA0703:7 | PA07037 | BLU | 16B | 140 | SA0740:24 | SWITCH PNL
PA0703:5 | PA07035 | BLU | 16B | 200 | XT0342:1 | GEN PNL | PA0703-GEN
PA0771:6 | PA07716 | BLU | 16B | 200 | XT0342:4 | GEN PNL | PA0771-GEN
PA0771:7 | VGENB | RED | 16R | 200 | XT0341:4 | GEN PNL
PA0771:8 | VGENC | RED | 16R | 200 | XT0341:6 | GEN PNL
PF0701:7 | PF07017 | RED | 16R | 200 | KA0180:14 | GEN PNL | PF0701-GEN

## SWITCH PNL_S
SWITCH PANEL
Project # | J1640
Project Name | TALOS EW1003 PRINCE
Revision | 0.1
Controls DE | D.JOHN
Phone:
Controls ME | A.ABENGOZA
Phone:
From | [5 empty] | To
Device ID | Wire No. | Wire ID | Gauge/Size | Length | Device ID | Location | Bundle Name
SA0700:22 | SA070022 | WHT | 16 | 60 | SA0701:13 | SWITCH PNL | SA0700
HL0701: | -0V | WHT | 16 | 60 | HL0702: | SWITCH PNL | HL0701
HL0703: | VBUSA | RED | 16R | 80 | PF0700:2 | SWITCH PNL | HL0703 RED
HL0703: | PF07008 | RED | 16R | 80 | SA0700:12 | SWITCH PNL
HL0704: | VBUSC | RED | 16R | 80 | PF0700:1 | SWITCH PNL | HL0704 RED
HL0704: | PF07007 | RED | 16R | 60 | SA0700:16 | SWITCH PNL
SA0700:12 | PF07008 | RED | 16R | 80 | PF0700:8 | SWITCH PNL | SA0700 RED
SA0700:13 | VGENA | RED | 16R | 60 | SA0770:18 | SWITCH PNL
SA0700:16 | PF07007 | RED | 16R | 80 | PF0700:7 | SWITCH PNL
SA0700:17 | VGENC | RED | 16R | 60 | SA0770:24 | SWITCH PNL
SA0710:12 | VBUSA | RED | 16R | 60 | SA0710:24 | SWITCH PNL | SA0710 RED
SA0710:13 | VBUSC | RED | 16R | 60 | SA0710:14 | SWITCH PNL
SA0710:16 | VGENA | RED | 16R | 60 | SA0710:28 | SWITCH PNL
SA0710:17 | VGENC | RED | 16R | 60 | SA0710:18 | SWITCH PNL
SA0710:22 | VBUSB | RED | 16R | 60 | SA0710:23 | SWITCH PNL
SA0710:26 | VGENB | RED | 16R | 60 | SA0710:27 | SWITCH PNL
SA0710:28 | VGENA | RED | 16R | 60 | SA0770:18 | SWITCH PNL
SA0770:14 | VGENB | RED | 16R | 60 | SA0770:28 | SWITCH PNL | SA0770 RED
SA0740:12 | PA07033 | BLU | 16B | 60 | SA0740:22 | SWITCH PNL | SA0740 RED
SA0740:13 | SA074013 | BLU | 16B | 60 | SA0740:23 | SWITCH PNL
SA0740:14 | PA07037 | BLU | 16B | 60 | SA0740:24 | SWITCH PNL
SA0710:16 | VGENA | RED | 16R | 120 | TM0102:1 | TRANSFORMER | SA0710-TRAN.
SA0710:17 | VGENC | RED | 16R | 120 | TM0102:3 | TRANSFORMER
SA0710:26 | VGENB | RED | 16R | 120 | TM0102:2 | TRANSFORMER
SA0770:13 | TM01024 | RED | 16R | 120 | TM0102:4 | TRANSFORMER | SA0770-TRAN.
SA0770:17 | TM01025 | RED | 16R | 120 | TM0102:5 | TRANSFORMER
SA0770:23 | TM01027 | RED | 16R | 120 | TM0102:7 | TRANSFORMER
SA0770:27 | TM01026 | RED | 16R | 120 | TM0102:6 | TRANSFORMER
HL0701: | KA9602NC | WHT | 16 | 240 | XT0343:3 | GEN PNL | HL0701-GEN
HL0702: | KA0330A1 | WHT | 16 | 240 | XT0343:4 | GEN PNL | HL0702-GEN
HL0702: | -0V | WHT | 14 | 240 | XT0336:3 | GEN PNL
SA0700:23 | KA018511 | WHT | 16 | 240 | XT0343:1 | GEN PNL | SA0700-GEN
SA0701:15 | KA0333A1 | WHT | 16 | 240 | XT0343:2 | GEN PNL | SA0701-GEN
SA0701:14 | FU0333 | WHT | 14 | 240 | XT0335:1 | GEN PNL
HL0703: | VBUSA | RED | 16R | 240 | XT0341:2 | GEN PNL | HL0703 R-GEN
HL0704: | VBUSC | RED | 16R | 240 | XT0341:3 | GEN PNL | HL0704 R-GEN
SA0700:13 | VGENA | RED | 16R | 240 | XT0341:7 | GEN PNL | SA0700 R-GEN
SA0700:17 | VGENC | RED | 16R | 240 | XT0341:6 | GEN PNL
SA0710:12 | VBUSA | RED | 16R | 240 | XT0341:2 | GEN PNL | SA0710 R-GEN
SA0710:23 | VBUSB | RED | 16R | 240 | XT0341:1 | GEN PNL
SA0710:14 | VBUSC | RED | 16R | 240 | XT0341:3 | GEN PNL
SA0710:27 | VGENB | RED | 16R | 240 | XT0341:5 | GEN PNL
SA0710:18 | VGENC | RED | 16R | 240 | XT0341:6 | GEN PNL
SA0740:21 | MCTN | BLU | 16B | 240 | XT0342:2 | GEN PNL | SA0740 B-GEN
SA0740:13 | SA074013 | BLU | 16B | 240 | XT0342:3 | GEN PNL
SA0770:14 | VGENB | RED | 16R | 240 | XT0341:4 | GEN PNL | SA0770 R-GEN
SA0770:24 | VGENC | RED | 16R | 240 | KA0180:11 | GEN PNL

## TCP_S
TCP (DON’T DELETE)
Project # | J1640
Project Name | TALOS EW1003 PRINCE
Revision | 0.1
Controls DE | D.JOHN
Phone:
Controls ME | A.ABENGOZA
Phone:
From | [5 empty] | To
Device ID | Wire No. | Wire ID | Gauge/Size | Length | Device ID | Location | Bundle Name
SB0400:21 | TCP18B1 | WHT | 20 | 220 | AF0081:37 | A PNL | SB-A
SB0400:22 | TCP18B2 | WHT | 20 | 220 | AF0081:05 | A PNL
AF0202:COM | -0V1 | WHT | 14 | 80 | XT0562:1 | PWR DIST RAIL | AU/AF
AU0200:COM | -0V1 | WHT | 14 | 80 | XT0562:1 | PWR DIST RAIL
AU0200:V+ | FU0200 | WHT | 14 | 80 | FU0200:LD | PWR DIST RAIL
AF0202:V+ | FU0201 | WHT | 14 | 80 | FU0201:LD | PWR DIST RAIL

## Bundle Tag Info
TALOS EW1003 #1
J1640
Rev. 0.1
PWR DIST RAIL | FS CONT. | TURB VIB | GEN VIB | FS PNL | PLC | A PNL | B PNL | GEN PNL | METER PNL | SWITCH PNL | TCP | Panel Name | Panel Name | Panel Name | Panel Name | Panel Name | Panel Name | Panel Name | Panel Name | Panel Name | Panel Name | Panel Name | Panel Name | Panel Name | Panel Name | Panel Name | Panel Name | Panel Name | Panel Name
AT0680 | AT0170 | 1444S | AU/AF | AT | UV-A | PC0470 | AU/AF | AT RED | PA0703 | SA0700 | SB-A
FU/XT | KA | FU | KA A1/A2 | KA A1/A2 |  | AU/AF | KA A1 | AT BLU | PV0700-SWITCH | HL0701 | AU/AF
XT-A | AT-FS PNL | XT-A PNL | FU/XT | KA |  | KA A1 | KA A2 | AT0140 | PA0703 R-SWITCH | HL0703 RED
XT-B | UV-FS PNL |  | AF-GEN | FU/XT |  | KA A2 | KA | AU/AF | PF0701-SWITCH | HL0704 RED
| KA-FS PNL |  | XT-GEN | KA-A |  | KA | FU/XT | KA A1 | PA0700-SWITCH | SA0700 RED
| KA-A |  |  | KA-B |  | KT R/S | XT-GEN | KA A2 | PA0703 B-SWITCH | SA0710 RED
| XT-A |  |  | XT-B |  | KT L/S |  | KA | PA0703-GEN | SA0770 RED
| AT0170-B |  |  |  |  | FU/XT |  | KA RED | PA0771-GEN | SA0740 RED
| XT-B |  |  |  |  | AF-B |  | FU/XT | PF0701-GEN | SA0710-TRAN.
[6 empty] | KA A1/A2-B |  | XT RED |  | SA0770-TRAN.
[6 empty] | KA-B |  |  |  | HL0701-GEN
[6 empty] | KT-B |  |  |  | HL0702-GEN
[6 empty] | FU/XT-B |  |  |  | SA0700-GEN
[6 empty] | XT-GEN |  |  |  | SA0701-GEN
HL0703 R-GEN
HL0704 R-GEN
SA0700 R-GEN
SA0710 R-GEN
SA0740 B-GEN
SA0770 R-GEN

## Bundle Tags2
PWR DIST RAIL | FS CONT. | TURB VIB | GEN VIB | FS PNL | PLC | A PNL | B PNL | GEN PNL | METER PNL | SWITCH PNL | TCP
TALOS EW1003 #1 J1640 Rev. 0.1 PWR DIST RAIL AT0680 | TALOS EW1003 #1 J1640 Rev. 0.1 FS CONT. AT0170 | TALOS EW1003 #1 J1640 Rev. 0.1 TURB VIB 1444S | TALOS EW1003 #1 J1640 Rev. 0.1 GEN VIB AU/AF | TALOS EW1003 #1 J1640 Rev. 0.1 FS PNL AT | TALOS EW1003 #1 J1640 Rev. 0.1 PLC UV-A | TALOS EW1003 #1 J1640 Rev. 0.1 A PNL PC0470 | TALOS EW1003 #1 J1640 Rev. 0.1 B PNL AU/AF | TALOS EW1003 #1 J1640 Rev. 0.1 GEN PNL AT RED | TALOS EW1003 #1 J1640 Rev. 0.1 METER PNL PA0703 | TALOS EW1003 #1 J1640 Rev. 0.1 SWITCH PNL SA0700 | TALOS EW1003 #1 J1640 Rev. 0.1 TCP SB-A
TALOS EW1003 #1 J1640 Rev. 0.1 PWR DIST RAIL FU/XT | TALOS EW1003 #1 J1640 Rev. 0.1 FS CONT. KA | TALOS EW1003 #1 J1640 Rev. 0.1 TURB VIB FU | TALOS EW1003 #1 J1640 Rev. 0.1 GEN VIB KA A1/A2 | TALOS EW1003 #1 J1640 Rev. 0.1 FS PNL KA A1/A2 |  | TALOS EW1003 #1 J1640 Rev. 0.1 A PNL AU/AF | TALOS EW1003 #1 J1640 Rev. 0.1 B PNL KA A1 | TALOS EW1003 #1 J1640 Rev. 0.1 GEN PNL AT BLU | TALOS EW1003 #1 J1640 Rev. 0.1 METER PNL PV0700-SWITCH | TALOS EW1003 #1 J1640 Rev. 0.1 SWITCH PNL HL0701 | TALOS EW1003 #1 J1640 Rev. 0.1 TCP AU/AF
TALOS EW1003 #1 J1640 Rev. 0.1 PWR DIST RAIL XT-A | TALOS EW1003 #1 J1640 Rev. 0.1 FS CONT. AT-FS PNL | TALOS EW1003 #1 J1640 Rev. 0.1 TURB VIB XT-A PNL | TALOS EW1003 #1 J1640 Rev. 0.1 GEN VIB FU/XT | TALOS EW1003 #1 J1640 Rev. 0.1 FS PNL KA |  | TALOS EW1003 #1 J1640 Rev. 0.1 A PNL KA A1 | TALOS EW1003 #1 J1640 Rev. 0.1 B PNL KA A2 | TALOS EW1003 #1 J1640 Rev. 0.1 GEN PNL AT0140 | TALOS EW1003 #1 J1640 Rev. 0.1 METER PNL PA0703 R-SWITCH | TALOS EW1003 #1 J1640 Rev. 0.1 SWITCH PNL HL0703 RED
TALOS EW1003 #1 J1640 Rev. 0.1 PWR DIST RAIL XT-B | TALOS EW1003 #1 J1640 Rev. 0.1 FS CONT. UV-FS PNL |  | TALOS EW1003 #1 J1640 Rev. 0.1 GEN VIB AF-GEN | TALOS EW1003 #1 J1640 Rev. 0.1 FS PNL FU/XT |  | TALOS EW1003 #1 J1640 Rev. 0.1 A PNL KA A2 | TALOS EW1003 #1 J1640 Rev. 0.1 B PNL KA | TALOS EW1003 #1 J1640 Rev. 0.1 GEN PNL AU/AF | TALOS EW1003 #1 J1640 Rev. 0.1 METER PNL PF0701-SWITCH | TALOS EW1003 #1 J1640 Rev. 0.1 SWITCH PNL HL0704 RED
| TALOS EW1003 #1 J1640 Rev. 0.1 FS CONT. KA-FS PNL |  | TALOS EW1003 #1 J1640 Rev. 0.1 GEN VIB XT-GEN | TALOS EW1003 #1 J1640 Rev. 0.1 FS PNL KA-A |  | TALOS EW1003 #1 J1640 Rev. 0.1 A PNL KA | TALOS EW1003 #1 J1640 Rev. 0.1 B PNL FU/XT | TALOS EW1003 #1 J1640 Rev. 0.1 GEN PNL KA A1 | TALOS EW1003 #1 J1640 Rev. 0.1 METER PNL PA0700-SWITCH | TALOS EW1003 #1 J1640 Rev. 0.1 SWITCH PNL SA0700 RED
| TALOS EW1003 #1 J1640 Rev. 0.1 FS CONT. KA-A |  |  | TALOS EW1003 #1 J1640 Rev. 0.1 FS PNL KA-B |  | TALOS EW1003 #1 J1640 Rev. 0.1 A PNL KT R/S | TALOS EW1003 #1 J1640 Rev. 0.1 B PNL XT-GEN | TALOS EW1003 #1 J1640 Rev. 0.1 GEN PNL KA A2 | TALOS EW1003 #1 J1640 Rev. 0.1 METER PNL PA0703 B-SWITCH | TALOS EW1003 #1 J1640 Rev. 0.1 SWITCH PNL SA0710 RED
| TALOS EW1003 #1 J1640 Rev. 0.1 FS CONT. XT-A |  |  | TALOS EW1003 #1 J1640 Rev. 0.1 FS PNL XT-B |  | TALOS EW1003 #1 J1640 Rev. 0.1 A PNL KT L/S |  | TALOS EW1003 #1 J1640 Rev. 0.1 GEN PNL KA | TALOS EW1003 #1 J1640 Rev. 0.1 METER PNL PA0703-GEN | TALOS EW1003 #1 J1640 Rev. 0.1 SWITCH PNL SA0770 RED
| TALOS EW1003 #1 J1640 Rev. 0.1 FS CONT. AT0170-B |  |  |  |  | TALOS EW1003 #1 J1640 Rev. 0.1 A PNL FU/XT |  | TALOS EW1003 #1 J1640 Rev. 0.1 GEN PNL KA RED | TALOS EW1003 #1 J1640 Rev. 0.1 METER PNL PA0771-GEN | TALOS EW1003 #1 J1640 Rev. 0.1 SWITCH PNL SA0740 RED
| TALOS EW1003 #1 J1640 Rev. 0.1 FS CONT. XT-B |  |  |  |  | TALOS EW1003 #1 J1640 Rev. 0.1 A PNL AF-B |  | TALOS EW1003 #1 J1640 Rev. 0.1 GEN PNL FU/XT | TALOS EW1003 #1 J1640 Rev. 0.1 METER PNL PF0701-GEN | TALOS EW1003 #1 J1640 Rev. 0.1 SWITCH PNL SA0710-TRAN.
[6 empty] | TALOS EW1003 #1 J1640 Rev. 0.1 A PNL KA A1/A2-B |  | TALOS EW1003 #1 J1640 Rev. 0.1 GEN PNL XT RED |  | TALOS EW1003 #1 J1640 Rev. 0.1 SWITCH PNL SA0770-TRAN.
[6 empty] | TALOS EW1003 #1 J1640 Rev. 0.1 A PNL KA-B |  |  |  | TALOS EW1003 #1 J1640 Rev. 0.1 SWITCH PNL HL0701-GEN
[6 empty] | TALOS EW1003 #1 J1640 Rev. 0.1 A PNL KT-B |  |  |  | TALOS EW1003 #1 J1640 Rev. 0.1 SWITCH PNL HL0702-GEN
[6 empty] | TALOS EW1003 #1 J1640 Rev. 0.1 A PNL FU/XT-B |  |  |  | TALOS EW1003 #1 J1640 Rev. 0.1 SWITCH PNL SA0700-GEN
[6 empty] | TALOS EW1003 #1 J1640 Rev. 0.1 A PNL XT-GEN |  |  |  | TALOS EW1003 #1 J1640 Rev. 0.1 SWITCH PNL SA0701-GEN
TALOS EW1003 #1 J1640 Rev. 0.1 SWITCH PNL HL0703 R-GEN
TALOS EW1003 #1 J1640 Rev. 0.1 SWITCH PNL HL0704 R-GEN
TALOS EW1003 #1 J1640 Rev. 0.1 SWITCH PNL SA0700 R-GEN
TALOS EW1003 #1 J1640 Rev. 0.1 SWITCH PNL SA0710 R-GEN
TALOS EW1003 #1 J1640 Rev. 0.1 SWITCH PNL SA0740 B-GEN
TALOS EW1003 #1 J1640 Rev. 0.1 SWITCH PNL SA0770 R-GEN

## ALL
PWR DIST RAIL | FS CONT. | TURB VIB | GEN VIB | FS PNL | PLC | A PNL | B PNL | GEN PNL | METER PNL | SWITCH PNL | TCP
TALOS EW1003 #1 J1640 Rev. 0.1 PWR DIST RAIL AT0680 | TALOS EW1003 #1 J1640 Rev. 0.1 FS CONT. AT0170 | TALOS EW1003 #1 J1640 Rev. 0.1 TURB VIB 1444S | TALOS EW1003 #1 J1640 Rev. 0.1 GEN VIB AU/AF | TALOS EW1003 #1 J1640 Rev. 0.1 FS PNL AT | TALOS EW1003 #1 J1640 Rev. 0.1 PLC UV-A | TALOS EW1003 #1 J1640 Rev. 0.1 A PNL PC0470 | TALOS EW1003 #1 J1640 Rev. 0.1 B PNL AU/AF | TALOS EW1003 #1 J1640 Rev. 0.1 GEN PNL AT RED | TALOS EW1003 #1 J1640 Rev. 0.1 METER PNL PA0703 | TALOS EW1003 #1 J1640 Rev. 0.1 SWITCH PNL SA0700 | TALOS EW1003 #1 J1640 Rev. 0.1 TCP SB-A
TALOS EW1003 #1 J1640 Rev. 0.1 PWR DIST RAIL FU/XT | TALOS EW1003 #1 J1640 Rev. 0.1 FS CONT. KA | TALOS EW1003 #1 J1640 Rev. 0.1 TURB VIB FU | TALOS EW1003 #1 J1640 Rev. 0.1 GEN VIB KA A1/A2 | TALOS EW1003 #1 J1640 Rev. 0.1 FS PNL KA A1/A2 |  | TALOS EW1003 #1 J1640 Rev. 0.1 A PNL AU/AF | TALOS EW1003 #1 J1640 Rev. 0.1 B PNL KA A1 | TALOS EW1003 #1 J1640 Rev. 0.1 GEN PNL AT BLU | TALOS EW1003 #1 J1640 Rev. 0.1 METER PNL PV0700-SWITCH | TALOS EW1003 #1 J1640 Rev. 0.1 SWITCH PNL HL0701 | TALOS EW1003 #1 J1640 Rev. 0.1 TCP AU/AF
TALOS EW1003 #1 J1640 Rev. 0.1 PWR DIST RAIL XT-A | TALOS EW1003 #1 J1640 Rev. 0.1 FS CONT. AT-FS PNL | TALOS EW1003 #1 J1640 Rev. 0.1 TURB VIB XT-A PNL | TALOS EW1003 #1 J1640 Rev. 0.1 GEN VIB FU/XT | TALOS EW1003 #1 J1640 Rev. 0.1 FS PNL KA |  | TALOS EW1003 #1 J1640 Rev. 0.1 A PNL KA A1 | TALOS EW1003 #1 J1640 Rev. 0.1 B PNL KA A2 | TALOS EW1003 #1 J1640 Rev. 0.1 GEN PNL AT0140 | TALOS EW1003 #1 J1640 Rev. 0.1 METER PNL PA0703 R-SWITCH | TALOS EW1003 #1 J1640 Rev. 0.1 SWITCH PNL HL0703 RED
TALOS EW1003 #1 J1640 Rev. 0.1 PWR DIST RAIL XT-B | TALOS EW1003 #1 J1640 Rev. 0.1 FS CONT. UV-FS PNL |  | TALOS EW1003 #1 J1640 Rev. 0.1 GEN VIB AF-GEN | TALOS EW1003 #1 J1640 Rev. 0.1 FS PNL FU/XT |  | TALOS EW1003 #1 J1640 Rev. 0.1 A PNL KA A2 | TALOS EW1003 #1 J1640 Rev. 0.1 B PNL KA | TALOS EW1003 #1 J1640 Rev. 0.1 GEN PNL AU/AF | TALOS EW1003 #1 J1640 Rev. 0.1 METER PNL PF0701-SWITCH | TALOS EW1003 #1 J1640 Rev. 0.1 SWITCH PNL HL0704 RED
| TALOS EW1003 #1 J1640 Rev. 0.1 FS CONT. KA-FS PNL |  | TALOS EW1003 #1 J1640 Rev. 0.1 GEN VIB XT-GEN | TALOS EW1003 #1 J1640 Rev. 0.1 FS PNL KA-A |  | TALOS EW1003 #1 J1640 Rev. 0.1 A PNL KA | TALOS EW1003 #1 J1640 Rev. 0.1 B PNL FU/XT | TALOS EW1003 #1 J1640 Rev. 0.1 GEN PNL KA A1 | TALOS EW1003 #1 J1640 Rev. 0.1 METER PNL PA0700-SWITCH | TALOS EW1003 #1 J1640 Rev. 0.1 SWITCH PNL SA0700 RED
| TALOS EW1003 #1 J1640 Rev. 0.1 FS CONT. KA-A |  |  | TALOS EW1003 #1 J1640 Rev. 0.1 FS PNL KA-B |  | TALOS EW1003 #1 J1640 Rev. 0.1 A PNL KT R/S | TALOS EW1003 #1 J1640 Rev. 0.1 B PNL XT-GEN | TALOS EW1003 #1 J1640 Rev. 0.1 GEN PNL KA A2 | TALOS EW1003 #1 J1640 Rev. 0.1 METER PNL PA0703 B-SWITCH | TALOS EW1003 #1 J1640 Rev. 0.1 SWITCH PNL SA0710 RED
| TALOS EW1003 #1 J1640 Rev. 0.1 FS CONT. XT-A |  |  | TALOS EW1003 #1 J1640 Rev. 0.1 FS PNL XT-B |  | TALOS EW1003 #1 J1640 Rev. 0.1 A PNL KT L/S |  | TALOS EW1003 #1 J1640 Rev. 0.1 GEN PNL KA | TALOS EW1003 #1 J1640 Rev. 0.1 METER PNL PA0703-GEN | TALOS EW1003 #1 J1640 Rev. 0.1 SWITCH PNL SA0770 RED
| TALOS EW1003 #1 J1640 Rev. 0.1 FS CONT. AT0170-B |  |  |  |  | TALOS EW1003 #1 J1640 Rev. 0.1 A PNL FU/XT |  | TALOS EW1003 #1 J1640 Rev. 0.1 GEN PNL KA RED | TALOS EW1003 #1 J1640 Rev. 0.1 METER PNL PA0771-GEN | TALOS EW1003 #1 J1640 Rev. 0.1 SWITCH PNL SA0740 RED
| TALOS EW1003 #1 J1640 Rev. 0.1 FS CONT. XT-B |  |  |  |  | TALOS EW1003 #1 J1640 Rev. 0.1 A PNL AF-B |  | TALOS EW1003 #1 J1640 Rev. 0.1 GEN PNL FU/XT | TALOS EW1003 #1 J1640 Rev. 0.1 METER PNL PF0701-GEN | TALOS EW1003 #1 J1640 Rev. 0.1 SWITCH PNL SA0710-TRAN.
[6 empty] | TALOS EW1003 #1 J1640 Rev. 0.1 A PNL KA A1/A2-B |  | TALOS EW1003 #1 J1640 Rev. 0.1 GEN PNL XT RED |  | TALOS EW1003 #1 J1640 Rev. 0.1 SWITCH PNL SA0770-TRAN.
[6 empty] | TALOS EW1003 #1 J1640 Rev. 0.1 A PNL KA-B |  |  |  | TALOS EW1003 #1 J1640 Rev. 0.1 SWITCH PNL HL0701-GEN
[6 empty] | TALOS EW1003 #1 J1640 Rev. 0.1 A PNL KT-B |  |  |  | TALOS EW1003 #1 J1640 Rev. 0.1 SWITCH PNL HL0702-GEN
[6 empty] | TALOS EW1003 #1 J1640 Rev. 0.1 A PNL FU/XT-B |  |  |  | TALOS EW1003 #1 J1640 Rev. 0.1 SWITCH PNL SA0700-GEN
[6 empty] | TALOS EW1003 #1 J1640 Rev. 0.1 A PNL XT-GEN |  |  |  | TALOS EW1003 #1 J1640 Rev. 0.1 SWITCH PNL SA0701-GEN
TALOS EW1003 #1 J1640 Rev. 0.1 SWITCH PNL HL0703 R-GEN
TALOS EW1003 #1 J1640 Rev. 0.1 SWITCH PNL HL0704 R-GEN
TALOS EW1003 #1 J1640 Rev. 0.1 SWITCH PNL SA0700 R-GEN
TALOS EW1003 #1 J1640 Rev. 0.1 SWITCH PNL SA0710 R-GEN
TALOS EW1003 #1 J1640 Rev. 0.1 SWITCH PNL SA0740 B-GEN
TALOS EW1003 #1 J1640 Rev. 0.1 SWITCH PNL SA0770 R-GEN