## Blue Labels
(SHT 1) CONSOLE | (SHT 10) JB70 LEFT RAIL | (SHT 11) JB70 RIGHT RAIL | (SHT 12) PLC PANEL | (SHT 13) FIRE SYSTEM CONTROLLER PANEL | (SHT 14) PANEL A | (SHT 15) PANEL B | (SHT 17) GENERATOR PANEL | (SHT 2) CONSOLE | (SHT 3) TCP | (SHT 5) PWR DISTRIBUTION RAIL | (SHT 6) CONS,AUX,1BAY,^ BACK PANEL | (SHT 7) CONS,AUX,1BAY, ^ LEFT PANEL | (SHT 8) CONS,AUX,1BAY^RIGHT PANEL | (SHT 9) JB70
EL0273 | AT0178 | PC0470 | AT0600 | UV0170 | FU0080 | FU0060 | IEG0130 | AT0190K | HL0411 | FU0560 | FU0180 | GR0181 | GR0356 | HL0171
HA0273 | AT0176 | BA0001 | UV0600 | FU0170 | FU0081 | FU0061 | AF0400 | AT0190 | HL0410 | FU0200 | FU0181 | GR0183 | GR0184 | HL0172
ZS0273 | AT0175 | BA0002 | AP0601 | XT0170 | XT0080 | FU0062 | AF0410 |  | HL0409 | FU0201 | FU0008 |  |  | HL0173
FG0000 | XT0171 | BA1100 | AP0602 | KA0172 | XT0081 | FU0063 | AF0440 |  | HL0408 | FU0190 | FU0009 |  |  | SA0170
| XT0174 | FU1213 | AP0603 | KA0174 | AU0080 | FU0064 | AF0450 |  | HL0407 | FU0273 | XT0180 |  |  | SB0170
| XT0172 | FU1101 | AP0604 | GR0171 | AF0081 | XT0060 | FU0113 |  | SB0400 | XT0563 | XT0008 |  |  | AT1100
| KA0178 | FU1100 | AP0605 | AT0170 | AF0082 | XT0291 | XT0130 |  | HL0406 | XT0560 | KA0185 |  |  | SB0471
| KA6510 | KA0130 | AP0606 |  | AF0083 | UV0291 | XT0400 |  | HL0405 | XT0561 | KA0180 |  |  | SB0473
| KA0176 | GR1100 | AR0600 |  | AF0084 | GR0233 | FU0120 |  | HL0404 | XT0562 | AU0180 |  |  | SB0474
| GR1101 | UA1200 | AT0680 |  | AF0085 | FU0291 | FU0121 |  | HL0403 | XT0345 | AF0181 |  |  | SA0473
|  |  | FU0680 |  | AF0086 | XT0240 | XT0120 |  | HL0402 | QS0560 | AF0182 |  |  | SA0472
|  |  | XT0680 |  | AF0087 | KA0231 | KA0123 |  | HL0401 |  | AF0183 |  |  | SH0470
|  |  | GR0680 |  | XT0137 | KA0232 | KA0121 |  | HL0400 |  | AF0184 |  |  | SH0472
[5 empty] | XT0236 | KA0233 | KA0128 |  | SH0412 |  | AF0185 |  |  | HA0472
[5 empty] | XT0237 | KA0234 | GR0140 |  | SH0411 |  | BA0008 |  |  | SH0471
[5 empty] | KA0135 | KA0235 | KA0313 |  | SH0405 |  | BA0009 |  |  | SA0471
[5 empty] | KA3220 | KA0236 | FU0332 |  | SH0404 |  | BA1213 |  |  | SB0472
[5 empty] | KA6211 | KA0237 | FU0333 |  | SH0410 |  | XT0391
[5 empty] | GR0234 | KA0238 | FU0334 |  | SH0409 |  | GR0182
[5 empty] | AU0090 | KA0239 | FU0335 |  | SH0401 |  | GR0180
[5 empty] | AF0091 | KA0240 | XT0332 |  | SH0400 |  | PEG0356
[5 empty] | AF0092 | KA0248 | XT0334 |  | XT0564 |  | IEG0356
[5 empty] | AF0093 | KA0250 | XT0335 |  | AU0200
[5 empty] | AF0094 | KA0241 | XT0336 |  | AF0201
[5 empty] | AF0095 | KA0242 | XT0337 |  | AF0202
[5 empty] | FU0001 | KA0243 | GR0141 |  | XT0200
[5 empty] | FU0002 | KA0244 | KA0335 |  | SB0408
[5 empty] | XT0001 | KA0246 | KA0336 |  | SB0407
[5 empty] | XT0136 | KA0247 | KA0330 |  | SH0408
[5 empty] | KT0140 | KA0245 | KA0331 |  | SB0405
[5 empty] | KT0141 | KA0249 | KA0332 |  | SB0406
[5 empty] | KT0142 | KA0224 | KA0333 |  | SA0401
[5 empty] | KT0143 | KA0221 | KA0310 |  | SB0404
[5 empty] | KT0144 | KA0222 | KA0186 |  | SB0403
[5 empty] | KT0145 | KA1020 | AF0123 |  | SB0402
[5 empty] | KT0146 | GR0231 | AF0122 |  | SB0401
[5 empty] | KA0131 | XT0085 | AF0121 |  | GR0200
[5 empty] | KA0132 | FU0070 | AU0120
[5 empty] | KA0133 | FU0071 | GR0110
[5 empty] | KA0134 | XT0070 | PEG0140
[5 empty] | KA0144 | AF0076 | KA7364
[5 empty] | KA0136 | AF0075 | FU0313
[5 empty] | KA0137 | AF0074 | FU0314
[5 empty] | KA0138 | AF0073 | XT0360
[5 empty] | KA0141 | AF0072 | XT0313
[5 empty] | KA0875 | AF0071 | XT0370
[5 empty] | KA2160 | AU0070 | XT0351
[5 empty] | KA2161 | GR0232 | XT0352
[5 empty] | GR0133 | AU0060 | XT0350
[5 empty] | FU0090 | AF0061 | KA4100
[5 empty] | FU0091 | AF0062 | GR0142
[5 empty] | FU0092 | AF0063 | AT0140
[5 empty] | FU0093 | AF0064
[5 empty] | XT0090 | AF0065
[5 empty] | FU0137 | AF0066
[5 empty] | FU0136 | AF0067
[5 empty] | FU0139 | AF0068
[5 empty] | FU0010 | IEG0230
FU0210
FU0211
FU0212
XT0138
XT0139
XT0134
XT0135
XT0235
XT0233
GR0131
FU0011
FU0012
FU0013
FU0014
FU0015
FU0017
XT0011
GR0132
UJ0131
XT0014
PEG0130

## White Labels
(SHT 6) CONS,AUX,1BAY,^ BACK PANEL | (SHT 6) CONS,AUX,1BAY,^ BACK PANEL - (SHT 17) GENERATOR PANEL | (SHT 6) CONS,AUX,1BAY,^ BACK PANEL - (SHT 3) TCP | (SHT 17) GENERATOR PANEL | (SHT 9) JB70 - (SHT 14) PANEL A | (SHT 11) JB70 RIGHT RAIL - (SHT 15) PANEL B | (SHT 14) PANEL A | (SHT 14) PANEL A - (SHT 15) PANEL B | (SHT 15) PANEL B | (SHT 15) PANEL B - (SHT 12) PLC PANEL | (SHT 12) PLC PANEL | (SHT 5) PWR DISTRIBUTION RAIL - (SHT 3) TCP | (SHT 3) TCP
AU0180G | IEG01303 | IEG03561 | AT0140LS(S) | PEG01304 | GR1100 | 0V | IEG023011 | AF0064G | IEG02301 | UV0600G | 0V1 | AU0200G
GR0182 |  | IEG03562 | AU0120G |  | IEG02308 | AF0083G | IEG02302 | AF0065G |  |  | ESTOPA
|  |  | EXCS |  |  | AF0084G | IEG02303 | AF0066G |  |  | ESTOPB
|  |  | IEG01301 |  |  | AF0085G | IEG02309 | AF0071G |  |  | FU0139
|  |  | IEG01302 |  |  | AU0080G |  | AF0072G |  |  | FU0200
|  |  | IEG01304 |  |  | AU0090G |  | AF0073G |  |  | FU0201
|  |  | PEG01405 |  |  |  |  | AF0074G |  |  | KA023612
|  |  | PMGS |  |  |  |  | AU0060G |  |  | KA0241A1
|  |  | VBUSN |  |  |  |  | AU0070G
|  |  | WC8101 |  |  |  |  | IEG02304
|  |  | WC8102 |  |  |  |  | IEG02305
|  |  | WC8201 |  |  |  |  | IEG02306
|  |  | WC8301 |  |  |  |  | IEG02307
XT04001
XT04002

## Heat Shrink Labels
(SHT 13) FIRE SYSTEM CONTROLLER PANEL - (SHT 10) JB70 LEFT RAIL | (SHT 17) GENERATOR PANEL | (SHT 10) JB70 LEFT RAIL | (SHT 11) JB70 RIGHT RAIL - (SHT 15) PANEL B
WC5018 | WC8009 | WC5500 | WC4524
WC8069 |  | WC8066
WC8067

## CONS,AUX,1BAY, ^ LEFT PANEL
CONS,AUX,1BAY, ^ LEFT PANEL
Project # | J1970
Project Name | PERTAMINA EP CEPU ZONA 11 CPP GUNDIH
Revision | 0.1
Controls DE | S.SANKAR
Phone: | 0
Controls ME
Phone:
From | [5 empty] | To
Device ID | Cable (W) Conductor (SC) Jumper Clip (JC) | Wire No. | Wire ID | Gauge/Size | Page/Zone | Device ID | Location | Page/Zone
GR0181: | SC | GR0181 | GRN/YEL | 14 | 3.D7 | FRAME | CONS,AUX,1BAY, ^ LEFT PANEL | 3.D6 | USED
GR0183: | SC | GR0183 | GRN/YEL | 14 | 3.D7 | FRAME | CONS,AUX,1BAY, ^ LEFT PANEL | 3.D6 | USED
SolarTools ver. 24.0.84.24712 (Jul 31, 2025)
Report date: 4/7/2026 10:56 AM

## CONS,AUX,1BAY,^ BACK PANEL
CONS,AUX,1BAY,^ BACK PANEL
Project # | J1970
Project Name | PERTAMINA EP CEPU ZONA 11 CPP GUNDIH
Revision | 0.1
Controls DE | S.SANKAR
Phone: | 0
Controls ME
Phone:
From | [5 empty] | To
Device ID | Cable (W) Conductor (SC) Jumper Clip (JC) | Wire No. | Wire ID | Gauge/Size | Page/Zone | Device ID | Location | Page/Zone
XT0008:1 | JC | FU0200LI | CLIP | --- | 5.B5 | XT0008:2 | CONS,AUX,1BAY,^ BACK PANEL | 5.C5 | USED
XT0008:3 | JC | 0V1 | CLIP | --- | 5.B5 | XT0008:4 | CONS,AUX,1BAY,^ BACK PANEL | 5.C5 | USED
XT0180:1 | JC | 0V1 | CLIP | --- | 11.D2 | XT0180:2 | CONS,AUX,1BAY,^ BACK PANEL | 11.D2 | USED
KA0180:A1 | SC | 018100 | WHT | 20 | 26.A7 | AF0181:00 | CONS,AUX,1BAY,^ BACK PANEL | 26.A5 | USED
KA0185:A1 | SC | 018110 | WHT | 20 | 26.A7 | AF0181:10 | CONS,AUX,1BAY,^ BACK PANEL | 26.A5 | USED
KA0180:A2 | SC | 018116 | WHT | 20 | 26.A7 | AF0181:16 | CONS,AUX,1BAY,^ BACK PANEL | 26.A5 | USED
AF0181:COM | SC | 0V1 | WHT | 16 | 11.D4 | XT0180:2 | CONS,AUX,1BAY,^ BACK PANEL | 11.D2 | USED
AF0181:V+ | SC | FU0181 | WHT | 16 | 11.D4 | FU0181:LD | CONS,AUX,1BAY,^ BACK PANEL | 11.D3 | USED
AF0182:01 | SC | JP3 | VIO | 20 | 32.A7 | AF0182:33 | CONS,AUX,1BAY,^ BACK PANEL | 32.A7 | USED
AF0183:02 | SC | JP2 | VIO | 20 | 32.D7 | AF0183:34 | CONS,AUX,1BAY,^ BACK PANEL | 32.D7 | USED
AF0182:COM | SC | AF0182N | WHT | 16 | 11.D5 | AF0183:COM | CONS,AUX,1BAY,^ BACK PANEL | 11.C5 | USED
AF0182:COM | SC | AU0180N | WHT | 16 | 11.D5 | AU0180:COM | CONS,AUX,1BAY,^ BACK PANEL | 11.C3 | USED
AF0182:V+ | SC | AF0182P | WHT | 16 | 11.D5 | AF0183:V+ | CONS,AUX,1BAY,^ BACK PANEL | 11.C5 | USED
AF0182:V+ | SC | AU0180P | WHT | 16 | 11.D5 | AU0180:V+ | CONS,AUX,1BAY,^ BACK PANEL | 11.C3 | USED
AF0183:COM | SC | AF0183N | WHT | 16 | 11.C5 | AF0184:COM | CONS,AUX,1BAY,^ BACK PANEL | 11.D6 | USED
AF0183:V+ | SC | AF0183P | WHT | 16 | 11.C5 | AF0184:V+ | CONS,AUX,1BAY,^ BACK PANEL | 11.D6 | USED
AF0184:COM | SC | AF0184N | WHT | 16 | 11.D6 | AF0185:COM | CONS,AUX,1BAY,^ BACK PANEL | 11.D6 | USED
AF0184:SH | SC | AU0180G | GRN | 14 | 11.D6 | AU0180:GND | CONS,AUX,1BAY,^ BACK PANEL | 11.C3 | USED
AF0184:V+ | SC | AF0184P | WHT | 16 | 11.D6 | AF0185:V+ | CONS,AUX,1BAY,^ BACK PANEL | 11.D6 | USED
AU0180:COM | SC | 0V1 | WHT | 16 | 11.C3 | XT0180:1 | CONS,AUX,1BAY,^ BACK PANEL | 11.D2 | USED
AU0180:V+ | SC | FU0180 | WHT | 16 | 11.C3 | FU0180:LD | CONS,AUX,1BAY,^ BACK PANEL | 11.D3 | USED
BA0008:V1(-) | SC | 0V1 | WHT | 16 | 5.B6 | XT0008:3 | CONS,AUX,1BAY,^ BACK PANEL | 5.B5 | USED
BA0008:V1(+) | SC | FU0008 | WHT | 16 | 5.B6 | FU0008:LD | CONS,AUX,1BAY,^ BACK PANEL | 5.B5 | USED
BA0009:V1(-) | SC | 0V1 | WHT | 16 | 5.C6 | XT0008:4 | CONS,AUX,1BAY,^ BACK PANEL | 5.C5 | USED
BA0009:V1(+) | SC | FU0009 | WHT | 16 | 5.C6 | FU0009:LD | CONS,AUX,1BAY,^ BACK PANEL | 5.C5 | USED
BA1213:NEG | SC | UV0291N | WHT | 16 | 11.C1 | XT0391:2 | CONS,AUX,1BAY,^ BACK PANEL | 11.C2 | USED
FU0008:LI | SC | FU0200LI | WHT | 16 | 5.B5 | XT0008:1 | CONS,AUX,1BAY,^ BACK PANEL | 5.B5 | USED
FU0009:LI | SC | FU0200LI | WHT | 16 | 5.C5 | XT0008:2 | CONS,AUX,1BAY,^ BACK PANEL | 5.C5 | USED
FU0180:LI | SC | FU0200LI | WHT | 14 | 11.D3 | FU0181:LI | CONS,AUX,1BAY,^ BACK PANEL | 11.D3 | USED
GR0180: | SC | GR0180 | GRN/YEL | 14 | 3.D7 | FRAME | CONS,AUX,1BAY,^ BACK PANEL | 3.D6 | USED
GR0182: | SC | GR0182 | GRN | 14 | 3.D7 | IEG0356:3 | CONS,AUX,1BAY,^ BACK PANEL | 3.D6 | USED
AU0180:L2 | WC9008 | BA0008RJ45 | ENET | CABLE | 11.C3 | BA0008:RJ45 | CONS,AUX,1BAY,^ BACK PANEL | 5.B6 | USED
BA0009:RJ45 | WC9009 | BA0009RJ45 | ENET | CABLE | 5.C6 | BA1213:L1 | CONS,AUX,1BAY,^ BACK PANEL | 11.C1 | USED
AF0181:26 | SC | 018126 | WHT | 20 | 26.A7 | KA7364:14 | GENERATOR PANEL | 26.B6 | USED
AF0184:SH | SC | IEG01303 | GRN | 14 | 11.D6 | IEG0130:3 | GENERATOR PANEL | 11.D7 | USED
KA0185:A2 | SC | KA0185A2 | WHT | 20 | 26.A5 | KA7364:11 | GENERATOR PANEL | 26.B6 | USED
BA1213:POS | SC | FU1213LD | WHT | 16 | 11.C1 | FU1213:LD | JB70 RIGHT RAIL | 11.C1 | USED
XT0391:1 | SC | UV0291P | WHT | 16 | 11.C2 | FU1213:LI | JB70 RIGHT RAIL | 11.C1 | USED
FU0180:LI | SC | FU0200LI | WHT | 14 | 11.D3 | FU0190:LI | PWR DISTRIBUTION RAIL | 11.C3 | USED
XT0008:1 | SC | FU0200LI | WHT | 16 | 5.B5 | XT0561:2 | PWR DISTRIBUTION RAIL | 11.A2 | USED
XT0008:3 | SC | 0V1 | WHT | 16 | 5.B5 | XT0562:2 | PWR DISTRIBUTION RAIL | 11.B2 | USED
XT0180:1 | SC | 0V1 | WHT | 16 | 11.D2 | XT0562:2 | PWR DISTRIBUTION RAIL | 11.B2 | USED
AF0183:05 | SC | TCP18B2 | WHT | 20 | 13.D6 | SB0400:22 | TCP | 13.D5 | USED
AF0183:37 | SC | TCP18B1 | WHT | 20 | 13.D6 | SB0400:21 | TCP | 13.D5 | USED
IEG0356:1 | SC | IEG03561 | GRN | 14 | 3.D5 | GR0200: | TCP | 3.D6 | USED
IEG0356:2 | SC | IEG03562 | GRN | 14 | 11.B6 | XT0200:2 | TCP | 11.B6 | USED
BA1213:L2 | WC9213 | BA1213L2 | ENET | CABLE | 11.C1 | AU0200:L1 | TCP | 11.A3 | USED
SolarTools ver. 24.0.84.24712 (Jul 31, 2025)
Report date: 4/7/2026 10:56 AM

## CONS,AUX,1BAY^RIGHT PANEL
CONS,AUX,1BAY^RIGHT PANEL
Project # | J1970
Project Name | PERTAMINA EP CEPU ZONA 11 CPP GUNDIH
Revision | 0.1
Controls DE | S.SANKAR
Phone: | 0
Controls ME
Phone:
From | [5 empty] | To
Device ID | Cable (W) Conductor (SC) Jumper Clip (JC) | Wire No. | Wire ID | Gauge/Size | Page/Zone | Device ID | Location | Page/Zone
GR0184: | SC | GR0184 | GRN/YEL | 14 | 3.D7 | FRAME | CONS,AUX,1BAY^RIGHT PANEL | 3.D6 | USED
GR0356: | SC | GR0356 | GRN/YEL | 14 | 3.D7 | FRAME | CONS,AUX,1BAY^RIGHT PANEL | 3.D6 | USED
SolarTools ver. 24.0.84.24712 (Jul 31, 2025)
Report date: 4/7/2026 10:56 AM

## CONSOLE
CONSOLE
CONTROL CONSOLE & CONTROL CONSOLE (DOOR PANELS)
Project # | J1970
Project Name | PERTAMINA EP CEPU ZONA 11 CPP GUNDIH
Revision | 0.1
Controls DE | S.SANKAR
Phone: | 0
Controls ME
Phone:
From | [5 empty] | To
Device ID | Cable (W) Conductor (SC) Jumper Clip (JC) | Wire No. | Wire ID | Gauge/Size | Page/Zone | Device ID | Location | Page/Zone
AT0190:GND | SC | AT0190G | GRN/YEL | 14 | 11.B4 | FRAME | CONSOLE | 11.C3 | USED
AT0190:NEG | SC | 0V1 | WHT | 16 | 11.B4 | EL0273:- | CONSOLE | 11.B4 | USED
AT0190:USB1 | SC | AT0190K | CABLE | USB | 11.B4 | AT0190K:KI | CONSOLE | 11.C5 | USED
EL0273:- | SC | 0V1 | WHT | 16 | 11.B4 | AT0190:NEG | CONSOLE | 11.B4 | USED
EL0273:+ | SC | ZS0273 | WHT | 14 | 11.B4 | ZS0273:2 | CONSOLE | 11.B4 | USED
AT0190:ENET | WC0019 | AT0680LAN2 | ENET | CABLE | 11.B4 | AT0680:LAN2 | PLC PANEL | 7.B4 | USED
AT0190:POS | SC | FU0190 | WHT | 14 | 11.B4 | FU0190:LD | PWR DISTRIBUTION RAIL | 11.C3 | USED
EL0273:- | SC | 0V1 | WHT | 16 | 11.B4 | XT0562:2 | PWR DISTRIBUTION RAIL | 11.B2 | USED
ZS0273:1 | SC | FU0273 | WHT | 14 | 11.B4 | FU0273:LD | PWR DISTRIBUTION RAIL | 11.B3 | USED
HA0273:(+) | WC5540 | HA0273P | BLK | 16 | 14.A1 | AF0202:23 | TCP | 14.A3 | USED
HA0273:(-) | WC5540 | HA0273N | WHT | 16 | 14.A1 | AF0202:55 | TCP | 14.A3 | USED
Report date: 4/7/2026 10:56 AM |  |  |  |  | SolarTools ver. 24.0.84.24712 (Jul 31, 2025)

## FIRE SYSTEM CONTROLLER PANEL
FIRE SYSTEM CONTROLLER PANEL
CONTROL CONSOLE DOOR^(FIRE SYSTEM PANEL)
Project # | J1970
Project Name | PERTAMINA EP CEPU ZONA 11 CPP GUNDIH
Revision | 0.1
Controls DE | S.SANKAR
Phone: | 0
Controls ME
Phone:
From | [5 empty] | To
Device ID | Cable (W) Conductor (SC) Jumper Clip (JC) | Wire No. | Wire ID | Gauge/Size | Page/Zone | Device ID | Location | Page/Zone
XT0170:1 | JC | FU0170 | CLIP | --- | 10.A2 | XT0170:2 | FIRE SYSTEM CONTROLLER PANEL | 10.A2 | USED
XT0170:3 | JC | 0V | CLIP | --- | 10.A2 | XT0170:4 | FIRE SYSTEM CONTROLLER PANEL | 10.A2 | USED
AT0170:1 | SC | UV01705 | WHT | 14 | 10.A5 | UV0170:5(+) | FIRE SYSTEM CONTROLLER PANEL | 10.A3 | USED
AT0170:11 | SC | SA0170B113 | WHT | 20 | 28.A6 | XT0170:11 | FIRE SYSTEM CONTROLLER PANEL | 28.A5 | USED
AT0170:12 | SC | SA0170B114 | WHT | 20 | 28.A6 | XT0170:12 | FIRE SYSTEM CONTROLLER PANEL | 28.A5 | USED
AT0170:2 | SC | UV01706 | WHT | 14 | 10.A5 | UV0170:6(-) | FIRE SYSTEM CONTROLLER PANEL | 10.A3 | USED
KA0172:A1 | SC | AT017025 | WHT | 20 | 10.B3 | AT0170:25 | FIRE SYSTEM CONTROLLER PANEL | 10.B2 | USED
AT0170:3 | SC | UV01707 | WHT | 14 | 10.A5 | UV0170:7(+) | FIRE SYSTEM CONTROLLER PANEL | 10.A3 | USED
KA0174:A1 | SC | AT017031 | WHT | 20 | 10.C3 | AT0170:31 | FIRE SYSTEM CONTROLLER PANEL | 10.C2 | USED
AT0170:4 | SC | UV01708 | WHT | 14 | 10.A5 | UV0170:8(-) | FIRE SYSTEM CONTROLLER PANEL | 10.A3 | USED
AT0170:45 | SC | AT017045 | WHT | 20 | 70.D6 | XT0170:5 | FIRE SYSTEM CONTROLLER PANEL | 70.D5 | USED
AT0170:46 | SC | AT017046 | WHT | 20 | 70.D6 | XT0170:6 | FIRE SYSTEM CONTROLLER PANEL | 70.D5 | USED
AT0170:GND | SC | AT0170G | GRN/YEL | 14 | 10.A5 | FRAME | FIRE SYSTEM CONTROLLER PANEL | 10.B6 | USED
FU0170:LD | SC | FU0170 | WHT | 14 | 10.A2 | XT0170:2 | FIRE SYSTEM CONTROLLER PANEL | 10.A2 | USED
GR0171: | SC | GR0171 | GRN/YEL | 14 | 10.A5 | FRAME | FIRE SYSTEM CONTROLLER PANEL | 10.A6 | USED
KA0172:11 | SC | KA017211 | WHT | 20 | 70.D6 | XT0170:7 | FIRE SYSTEM CONTROLLER PANEL | 70.D5 | USED
KA0172:12 | SC | KA017212 | WHT | 20 | 70.D6 | XT0170:8 | FIRE SYSTEM CONTROLLER PANEL | 70.D5 | USED
KA0172:A2 | SC | 0V | WHT | 20 | 10.B2 | KA0174:A2 | FIRE SYSTEM CONTROLLER PANEL | 10.C2 | USED
KA0172:A2 | SC | 0V | WHT | 20 | 10.B2 | XT0170:4 | FIRE SYSTEM CONTROLLER PANEL | 10.A2 | USED
KA0174:11 | SC | KA017411 | WHT | 20 | 70.D6 | XT0170:9 | FIRE SYSTEM CONTROLLER PANEL | 70.D5 | USED
KA0174:12 | SC | KA017412 | WHT | 20 | 70.D6 | XT0170:10 | FIRE SYSTEM CONTROLLER PANEL | 70.D5 | USED
RR0178: -10K OHM | SC | VD0178 | LEAD | --- | 28.D6 | XT0170:16 | FIRE SYSTEM CONTROLLER PANEL | 28.D6 | USED
RR0178: -10K OHM | SC | KA0178A2 | LEAD | --- | 28.D6 | XT0170:17 | FIRE SYSTEM CONTROLLER PANEL | 28.D6 | USED
UV0170:1(+) | SC | FU0170 | WHT | 14 | 10.A3 | XT0170:2 | FIRE SYSTEM CONTROLLER PANEL | 10.A2 | USED
UV0170:13(+) | SC | LON0P | WHT | 14 | 72.B7 | XT0170:18 | FIRE SYSTEM CONTROLLER PANEL | 72.A6 | USED
UV0170:14(-) | SC | LON0N | WHT | 14 | 72.B7 | XT0170:19 | FIRE SYSTEM CONTROLLER PANEL | 72.A6 | USED
UV0170:15(+) | SC | LON2P | WHT | 14 | 72.B7 | XT0170:21 | FIRE SYSTEM CONTROLLER PANEL | 72.D6 | USED
UV0170:16(-) | SC | LON2N | WHT | 14 | 72.B7 | XT0170:22 | FIRE SYSTEM CONTROLLER PANEL | 72.D6 | USED
UV0170:2(-) | SC | 0V | WHT | 14 | 10.A3 | XT0170:3 | FIRE SYSTEM CONTROLLER PANEL | 10.A2 | USED
UV0170:3(+) | SC | FU0170 | WHT | 14 | 10.A3 | XT0170:2 | FIRE SYSTEM CONTROLLER PANEL | 10.A2 | USED
UV0170:4(-) | SC | 0V | WHT | 14 | 10.A3 | XT0170:3 | FIRE SYSTEM CONTROLLER PANEL | 10.A2 | USED
UV0170:GND | SC | UV0170G | GRN/YEL | 14 | 10.A3 | FRAME | FIRE SYSTEM CONTROLLER PANEL | 10.B4 | USED
VD0178:--1N4007 | SC | KA0178A1 | LEAD | --- | 28.D6 | XT0170:15 | FIRE SYSTEM CONTROLLER PANEL | 28.D5 | USED
VD0178:+-1N4007 | SC | VD0178 | LEAD | --- | 28.D6 | XT0170:16 | FIRE SYSTEM CONTROLLER PANEL | 28.D6 | USED
XT0170:14 | SC | 0V | WHT | 20 | 28.D5 | XT0170:4 | FIRE SYSTEM CONTROLLER PANEL | 10.A2 | USED
XT0170:11 | SC | SA0170B113 | WHT | 20 | 28.A5 | SA0170:B1-13 | JB70 | 28.A1 | USED
XT0170:12 | SC | SA0170B114 | WHT | 20 | 28.A5 | SA0170:B1-14 | JB70 | 28.A1 | USED
XT0170:14 | WC5072 | 0V | 1 | 18 | 28.D5 | HA0472:BLK-1 | JB70 | 28.D1 | USED
XT0170:13 | WC5072 | HA04722 | 2 | 18 | 28.D5 | HA0472:BLK-2 | JB70 | 28.D1 | USED
UV0170:10(-) | SC | UV017010 | WHT | 14 | 10.A3 | AT0175:2P1 | JB70 LEFT RAIL | 10.B5 | USED
UV0170:11(+) | SC | UV017011 | WHT | 14 | 10.A3 | AT0176:1P1 | JB70 LEFT RAIL | 10.C5 | USED
UV0170:12(-) | SC | UV017012 | WHT | 14 | 10.A3 | AT0176:2P1 | JB70 LEFT RAIL | 10.C5 | USED
UV0170:9(+) | SC | UV01709 | WHT | 14 | 10.A3 | AT0175:1P1 | JB70 LEFT RAIL | 10.B5 | USED
XT0170:1 | SC | FU0170 | WHT | 14 | 10.A2 | XT0172:4 | JB70 LEFT RAIL | 79.A6 | USED
XT0170:15 | SC | KA0178A1 | WHT | 20 | 28.D5 | KA0178:A1 | JB70 LEFT RAIL | 28.D5 | USED
XT0170:16 | SC | VD0178 | WHT | 20 | 28.D6 | AT0178:23 | JB70 LEFT RAIL | 28.D6 | USED
XT0170:17 | SC | KA0178A2 | WHT | 20 | 28.D6 | AT0178:24 | JB70 LEFT RAIL | 28.D6 | USED
XT0170:17 | SC | KA0178A2 | WHT | 20 | 28.D6 | KA0178:A2 | JB70 LEFT RAIL | 28.D5 | USED
XT0170:3 | SC | 0V | WHT | 20 | 10.A2 | KA0176:A2 | JB70 LEFT RAIL | 81.B5 | USED
XT0170:4 | SC | 0V | WHT | 14 | 10.A2 | XT0172:5 | JB70 LEFT RAIL | 79.A6 | USED
AT0170:53 | WC5018 | LON2A | WHT | 16 | 72.D6 | XT0172:16 | JB70 LEFT RAIL | 72.D6 | USED
AT0170:52 | WC5018 | LON2B | BLK | 16 | 72.D6 | XT0172:17 | JB70 LEFT RAIL | 72.D6 | USED
AT0170:51 | WC5018 | LON2S1 | SH | 16 | 72.D6 | XT0172:18 | JB70 LEFT RAIL | 72.D6 | USED
AT0170:50 | WC8069 | AT017050 | WHT | 16 | 10.A7 | AT0175:4P2 | JB70 LEFT RAIL | 10.A7 | USED
AT0170:49 | WC8069 | AT017049 | BLK | 16 | 10.A7 | AT0175:5P2 | JB70 LEFT RAIL | 10.A7 | USED
AT0170:48 | WC8069 | AT017048 | SH | 16 | 10.A7 | AT0175:6P2 | JB70 LEFT RAIL | 10.A7 | USED
AT0170:L1 | WC0010 | BA1100L2 | ENET | CABLE | 10.A5 | BA1100:L2 | JB70 RIGHT RAIL | 31.B2 | USED
FU0170:LI | SC | FU0136 | WHT | 12 | 10.A2 | XT0138:2 | PANEL A | 16.A3 | USED
XT0170:1 | SC | FU0170 | WHT | 20 | 10.A2 | KA0875:14 | PANEL A | 28.D6 | USED
XT0170:13 | SC | HA04722 | WHT | 20 | 28.D5 | KA0875:11 | PANEL A | 28.D6 | USED
XT0170:3 | SC | 0V | WHT | 14 | 10.A2 | XT0134:2 | PANEL A | 16.B3 | USED
AT0170:24 | SC | FU0139 | WHT | 20 | 10.B3 | XT0240:12 | PANEL B | 18.C4 | USED
AT0170:26 | SC | KA0243A1 | WHT | 20 | 10.B3 | XT0240:7 | PANEL B | 18.C3 | USED
AT0170:30 | SC | FU0139 | WHT | 20 | 10.C3 | XT0240:12 | PANEL B | 18.C4 | USED
AT0170:32 | SC | KA0245A1 | WHT | 20 | 10.C3 | XT0240:8 | PANEL B | 18.D3 | USED
XT0170:2 | SC | FU0170 | WHT | 20 | 10.A2 | KA0232:21 | PANEL B | 81.A6 | USED
AT0170:L2 | WC9017 | AT0170L2 | ENET | CABLE | 10.A5 | AP0602:L1 | PLC PANEL | 4.A3 | USED
SolarTools ver. 24.0.84.24712 (Jul 31, 2025)
Report date: 4/7/2026 10:56 AM

## GENERATOR PANEL
GENERATOR PANEL
JB72
Project # | J1970
Project Name | PERTAMINA EP CEPU ZONA 11 CPP GUNDIH
Revision | 0.1
Controls DE | S.SANKAR
Phone: | 0
Controls ME
Phone:
From | [5 empty] | To
Device ID | Cable (W) Conductor (SC) Jumper Clip (JC) | Wire No. | Wire ID | Gauge/Size | Page/Zone | Device ID | Location | Page/Zone
XT0120:1 | JC | 0V | CLIP | --- | 22.D1 | XT0120:2 | GENERATOR PANEL | 22.D1 | USED
XT0130:3 | JC | 0V | CLIP | --- | 22.A5 | XT0130:2 | GENERATOR PANEL | 22.A5 | USED
XT0336:2 | JC | 0V | CLIP | --- | 21.C4 | XT0336:3 | GENERATOR PANEL | 21.C4 | USED
XT0336:3 | JC | 0V | CLIP | --- | 21.C4 | XT0336:4 | GENERATOR PANEL | 21.D4 | USED
XT0350:2 | JC | CCT1(+) | CLIP | --- | 68.A4 | XT0350:1 | GENERATOR PANEL | 68.A4 | USED
XT0350:4 | JC | CCT1(-) | CLIP | --- | 68.A4 | XT0350:3 | GENERATOR PANEL | 68.A4 | USED
XT0351:1 | JC | VBUSA | CLIP | --- | 66.B4 | XT0351:2 | GENERATOR PANEL | 66.B4 | USED
XT0351:11 | JC | VGENB | CLIP | --- | 66.D4 | XT0351:12 | GENERATOR PANEL | 66.D4 | USED
XT0351:13 | JC | VGENC | CLIP | --- | 66.D4 | XT0351:14 | GENERATOR PANEL | 66.D4 | USED
XT0351:3 | JC | VBUSB | CLIP | --- | 66.B4 | XT0351:4 | GENERATOR PANEL | 66.B4 | USED
XT0351:5 | JC | VBUSC | CLIP | --- | 66.B4 | XT0351:6 | GENERATOR PANEL | 66.B4 | USED
XT0351:7 | JC | VBUSN | CLIP | --- | 66.B4 | XT0351:8 | GENERATOR PANEL | 66.B4 | USED
XT0351:9 | JC | VGENA | CLIP | --- | 66.D4 | XT0351:10 | GENERATOR PANEL | 66.D4 | USED
XT0370:1 | JC | EXC1 | CLIP | --- | 67.C4 | XT0370:2 | GENERATOR PANEL | 67.C5 | USED
XT0370:4 | JC | EXC2 | CLIP | --- | 67.C4 | XT0370:3 | GENERATOR PANEL | 67.C5 | USED
XT0370:5 | JC | EXCS | CLIP | --- | 67.C4 | XT0370:6 | GENERATOR PANEL | 67.C5 | USED
KA0121:A1 | SC | 012101 | WHT | 20 | 23.A7 | AF0121:01 | GENERATOR PANEL | 23.A5 | USED
KA0123:A1 | SC | 012103 | WHT | 20 | 23.A7 | AF0121:03 | GENERATOR PANEL | 23.A5 | USED
KA0186:A1 | SC | 012105 | WHT | 20 | 25.B7 | AF0121:05 | GENERATOR PANEL | 25.B6 | USED
KA0128:A1 | SC | 012108 | WHT | 20 | 23.B7 | AF0121:08 | GENERATOR PANEL | 23.B5 | USED
KA4100:A2 | SC | 012114 | WHT | 20 | 55.A6 | AF0121:14 | GENERATOR PANEL | 55.B6 | USED
KA0121:A2 | SC | 012117 | WHT | 20 | 23.A7 | AF0121:17 | GENERATOR PANEL | 23.A5 | USED
KA0123:A2 | SC | 012119 | WHT | 20 | 23.A7 | AF0121:19 | GENERATOR PANEL | 23.A5 | USED
KA0186:A2 | SC | 012121 | WHT | 20 | 25.B7 | AF0121:21 | GENERATOR PANEL | 25.B6 | USED
KA0128:A2 | SC | 012124 | WHT | 20 | 23.B7 | AF0121:24 | GENERATOR PANEL | 23.B5 | USED
KA0336:11 | SC | 012146 | WHT | 20 | 55.A6 | AF0121:46 | GENERATOR PANEL | 55.A5 | USED
AF0121:COM | SC | 0V | WHT | 16 | 22.D2 | XT0120:2 | GENERATOR PANEL | 22.D1 | USED
AF0121:V+ | SC | FU0121 | WHT | 14 | 22.D2 | FU0121:LD | GENERATOR PANEL | 22.D1 | USED
KA0330:11 | SC | 012200 | WHT | 20 | 25.A7 | AF0122:00 | GENERATOR PANEL | 25.A6 | USED
KA0331:11 | SC | 012201 | WHT | 20 | 25.A7 | AF0122:01 | GENERATOR PANEL | 25.A6 | USED
KA0310:11 | SC | 012202 | WHT | 20 | 25.B7 | AF0122:02 | GENERATOR PANEL | 25.B6 | USED
KA7364:21 | SC | 012209 | WHT | 20 | 27.A6 | AF0122:09 | GENERATOR PANEL | 27.A5 | USED
KA0330:14 | SC | 012232 | WHT | 20 | 25.A7 | AF0122:32 | GENERATOR PANEL | 25.A6 | USED
KA0331:14 | SC | 012233 | WHT | 20 | 25.A7 | AF0122:33 | GENERATOR PANEL | 25.A6 | USED
KA0310:14 | SC | 012234 | WHT | 20 | 25.B7 | AF0122:34 | GENERATOR PANEL | 25.B6 | USED
KA7364:24 | SC | 012241 | WHT | 20 | 27.A6 | AF0122:41 | GENERATOR PANEL | 27.A5 | USED
AF0122:COM | SC | AF0122N | WHT | 20 | 22.D3 | AF0123:COM | GENERATOR PANEL | 22.D3 | USED
AF0122:COM | SC | AU0120N | WHT | 20 | 22.D3 | AU0120:COM | GENERATOR PANEL | 22.C1 | USED
AF0122:V+ | SC | AF0122P | WHT | 20 | 22.D3 | AF0123:V+ | GENERATOR PANEL | 22.D3 | USED
AF0122:V+ | SC | AU0120P | WHT | 20 | 22.D3 | AU0120:V+ | GENERATOR PANEL | 22.C1 | USED
AF0123:SH | SC | IEG01304 | GRN | 14 | 22.D3 | IEG0130:4 | GENERATOR PANEL | 22.D4 | USED
AF0123:SH | SC | AU0120G | GRN | 14 | 22.D3 | AU0120:GND | GENERATOR PANEL | 22.C1 | USED
XT0352:4 | SC | JW70 | CLIP | -- | 68.B4 | XT0352:5 | GENERATOR PANEL | 68.B4 | USED
XT0352:5 | SC | JW71 | CLIP | -- | 68.B4 | XT0352:6 | GENERATOR PANEL | 68.B4 | USED
XT0352:6 | SC | JW72 | CLIP | -- | 68.B4 | XT0352:7 | GENERATOR PANEL | 68.B4 | USED
XT0351:7 | SC | J30 | CLIP | --- | 66.B4 | XT0351:4 | GENERATOR PANEL | 66.B4 | USED
AF0400:12 | SC | XT04001 | GRN | 16 | 20.B6 | XT0400:1 | GENERATOR PANEL | 20.C6 | USED
AF0410:32 | SC | XT04001 | GRN | 16 | 20.B5 | XT0400:1 | GENERATOR PANEL | 20.C6 | USED
AF0410:53 | SC | 0V | WHT | 16 | 20.B5 | XT0130:4 | GENERATOR PANEL | 20.A4 | USED
AF0410:54 | SC | AF0410N | WHT | 16 | 20.B5 | AF0440:53 | GENERATOR PANEL | 20.B4 | USED
AF0410:55 | SC | FU0113 | WHT | 16 | 20.B5 | FU0113:LD | GENERATOR PANEL | 20.A4 | USED
AF0410:56 | SC | AF0410P | WHT | 16 | 20.B5 | AF0440:55 | GENERATOR PANEL | 20.B4 | USED
AF0440:32 | SC | XT04002 | GRN | 16 | 20.B4 | XT0400:2 | GENERATOR PANEL | 20.C3 | USED
AF0440:54 | SC | AF0440N | WHT | 16 | 20.B4 | AF0450:53 | GENERATOR PANEL | 20.B3 | USED
AF0440:56 | SC | AF0440P | WHT | 16 | 20.B4 | AF0450:55 | GENERATOR PANEL | 20.B3 | USED
AF0450:32 | SC | XT04002 | GRN | 16 | 20.B3 | XT0400:2 | GENERATOR PANEL | 20.C3 | USED
AT0140:13 VGEN-A | SC | VGENA | RED | 16 | 66.D7 | XT0351:9 | GENERATOR PANEL | 66.D4 | USED
AT0140:14 VGEN-B | SC | VGENB | RED | 16 | 66.D7 | XT0351:11 | GENERATOR PANEL | 66.D4 | USED
AT0140:15 VGEN-C | SC | VGENC | RED | 16 | 66.D7 | XT0351:13 | GENERATOR PANEL | 66.D4 | USED
AT0140:17 VBUS-A | SC | VBUSA | RED | 16 | 66.B7 | XT0351:2 | GENERATOR PANEL | 66.B4 | USED
AT0140:18 VBUS-B | SC | VBUSB | RED | 16 | 66.B7 | XT0351:3 | GENERATOR PANEL | 66.B4 | USED
AT0140:19 VBUS-C | SC | VBUSC | RED | 16 | 66.B7 | XT0351:5 | GENERATOR PANEL | 66.B4 | USED
AT0140:20 VBUS-N | SC | VBUSN | GRN/YEL | 14 | 66.B7 | XT0351:7 | GENERATOR PANEL | 66.B4 | USED
AT0140:27 ID RLY | SC | CCT1(+) | BLU | 12 | 68.A7 | XT0350:2 | GENERATOR PANEL | 68.A4 | USED
AT0140:28 ID RLY | SC | CCT1(-) | BLU | 12 | 68.A7 | XT0350:4 | GENERATOR PANEL | 68.A4 | USED
KA0310:A2 | SC | KA0310A2 | WHT | 20 | 22.D6 | AT0140:29 FLT | GENERATOR PANEL | 21.B5 | USED
AT0140:3 EX-D(-) | SC | 0V | WHT | 14 | 69.C7 | XT0336:4 | GENERATOR PANEL | 21.D4 | USED
AT0140:30 FLT | SC | 0V | WHT | 16 | 22.D6 | XT0336:4 | GENERATOR PANEL | 21.D4 | USED
AT0140:33 ID RES(+) | SC | CCT1(+) | BLU | 12 | 68.A7 | XT0350:1 | GENERATOR PANEL | 68.A4 | USED
AT0140:34 ID RES(-) | SC | AT014034 | WHT | 16 | 68.A7 | AT0140:42 ID(+) | GENERATOR PANEL | 68.A7 | USED
AT0140:36 I1(+) | SC | MCTA | BLU | 12 | 68.B7 | XT0352:1 | GENERATOR PANEL | 68.B4 | USED
AT0140:37 I1(-) | SC | MCTAN | BLU | 12 | 68.B7 | XT0352:6 | GENERATOR PANEL | 68.B4 | USED
AT0140:38 I2(+) | SC | MCTB | BLU | 12 | 68.B7 | XT0352:2 | GENERATOR PANEL | 68.B4 | USED
AT0140:39 I2(-) | SC | MCTBN | BLU | 12 | 68.B7 | XT0352:5 | GENERATOR PANEL | 68.B4 | USED
KA0123:14 | SC | KA012314 | WHT | 16 | 69.C7 | AT0140:4 EX-D(+) | GENERATOR PANEL | 21.B5 | USED
AT0140:40 I3(+) | SC | MCTC | BLU | 12 | 68.B7 | XT0352:3 | GENERATOR PANEL | 68.B4 | USED
AT0140:41 I3(-) | SC | MCTN | BLU | 12 | 68.B7 | XT0352:4 | GENERATOR PANEL | 68.B4 | USED
AT0140:43 ID(-) | SC | CCT1(-) | BLU | 12 | 68.A7 | XT0350:3 | GENERATOR PANEL | 68.A4 | USED
AT0140:47 BAT(+) | SC | FU0334 | WHT | 16 | 22.D6 | XT0335:2 | GENERATOR PANEL | 21.B4 | USED
AT0140:48 BAT(-) | SC | 0V | WHT | 16 | 22.D6 | XT0336:4 | GENERATOR PANEL | 21.D4 | USED
AT0140:FG 56 | SC | AT0140G | GRN/YEL | 12 | 22.D6 | FRAME | GENERATOR PANEL | 22.D6 | USED
AU0120:COM | SC | 0V | WHT | 16 | 22.C1 | XT0120:1 | GENERATOR PANEL | 22.D1 | USED
AU0120:V+ | SC | FU0120 | WHT | 14 | 22.C1 | FU0120:LD | GENERATOR PANEL | 22.D1 | USED
FU0120:LI | SC | FU0332 | WHT | 14 | 22.D1 | XT0130:1 | GENERATOR PANEL | 22.A5 | USED
FU0120:LI | SC | FU0332 | WHT | 14 | 22.D1 | FU0121:LI | GENERATOR PANEL | 22.D1 | USED
FU0332:LD | SC | FU0332 | WHT | 14 | 21.B3 | XT0130:1 | GENERATOR PANEL | 22.A5 | USED
FU0332:LD | SC | FU0332 | WHT | 14 | 21.B3 | FU0333:LI | GENERATOR PANEL | 21.B3 | USED
FU0332:LI | SC | FU0136 | WHT | 12 | 21.B3 | XT0332:1 | GENERATOR PANEL | 21.B2 | USED
FU0333:LD | SC | FU0333 | WHT | 16 | 21.B3 | XT0335:1 | GENERATOR PANEL | 21.B4 | USED
FU0333:LI | SC | FU0332 | WHT | 14 | 21.B3 | FU0334:LI | GENERATOR PANEL | 21.B3 | USED
FU0334:LD | SC | FU0334 | WHT | 14 | 21.B3 | XT0335:2 | GENERATOR PANEL | 21.B4 | USED
FU0334:LI | SC | FU0332 | WHT | 14 | 21.B3 | FU0335:LI | GENERATOR PANEL | 21.A3 | USED
FU0335:LD | SC | FU0335 | WHT | 14 | 21.A3 | XT0335:3 | GENERATOR PANEL | 21.A4 | USED
FU0335:LI | SC | FU0332 | WHT | 14 | 21.A3 | FU0113:LI | GENERATOR PANEL | 20.A4 | USED
GR0110: | SC | IEG01302 | GRN | 14 | 3.B4 | IEG0130:2 | GENERATOR PANEL | 3.B4 | USED
GR0140: | SC | GR0140 | GRN/YEL | 14 | 3.B3 | FRAME | GENERATOR PANEL | 3.B3 | USED
GR0141: | SC | GR0141 | GRN/YEL | 14 | 3.B3 | FRAME | GENERATOR PANEL | 3.B3 | USED
GR0142: | SC | GR0142 | GRN/YEL | 14 | 3.B4 | FRAME | GENERATOR PANEL | 3.B4 | USED
IEG0130:1 | SC | IEG01301 | GRN | 14 | 20.C6 | XT0400:3 | GENERATOR PANEL | 20.C6 | USED
IEG0130:7 | SC | AT0140LS(S) | GRN | 14 | 69.C6 | XT0337:18 | GENERATOR PANEL | 69.C4 | USED
KA0121:11 | SC | KA018511 | WHT | 20 | 24.C4 | XT0337:13 | GENERATOR PANEL | 24.C3 | USED
KA0121:14 | SC | FU0333 | WHT | 20 | 24.C4 | XT0337:12 | GENERATOR PANEL | 24.C3 | USED
KA0123:11 | SC | FU0334 | WHT | 20 | 21.B5 | XT0335:2 | GENERATOR PANEL | 21.B4 | USED
KA0123:A1 | SC | 012103 | WHT | 20 | 23.A5 | KA0313:2 | GENERATOR PANEL | 23.A5 | USED
KA0123:A2 | SC | 012119 | WHT | 20 | 23.A5 | KA0313:7 | GENERATOR PANEL | 23.A5 | USED
KA0128:11 | SC | KA0333A1 | WHT | 20 | 24.B4 | KA0335:21 | GENERATOR PANEL | 24.B4 | USED
KA0128:14 | SC | FU0333 | WHT | 20 | 24.B4 | KA0335:22 | GENERATOR PANEL | 24.B4 | USED
KA0128:14 | SC | FU0333 | WHT | 20 | 24.B4 | XT0337:7 | GENERATOR PANEL | 24.B3 | USED
KA0128:21 | SC | KA012821 | WHT | 20 | 25.C6 | XT0337:1 | GENERATOR PANEL | 25.C5 | USED
KA0128:24 | SC | KA012824 | WHT | 20 | 25.C6 | XT0337:2 | GENERATOR PANEL | 25.C5 | USED
KA0310:21 | SC | KA0333A1 | WHT | 20 | 24.B4 | KA0335:21 | GENERATOR PANEL | 24.B4 | USED
KA0310:21 | SC | KA0333A1 | WHT | 20 | 24.B4 | XT0337:8 | GENERATOR PANEL | 24.B3 | USED
KA0310:24 | SC | FU0333 | WHT | 20 | 24.B4 | KA0335:22 | GENERATOR PANEL | 24.B4 | USED
KA0310:A1 | SC | FU0334 | WHT | 20 | 21.B5 | XT0335:2 | GENERATOR PANEL | 21.B4 | USED
KA0330:A1 | SC | KA0330A1 | WHT | 20 | 24.B6 | XT0337:9 | GENERATOR PANEL | 24.B3 | USED
KA0330:A2 | SC | 0V | WHT | 20 | 24.B6 | KA0333:A2 | GENERATOR PANEL | 24.B6 | USED
KA0330:A2 | SC | 0V | WHT | 20 | 24.B6 | KA0331:A2 | GENERATOR PANEL | 24.C6 | USED
KA0331:A1 | SC | KA0331A1 | WHT | 20 | 24.C6 | XT0337:11 | GENERATOR PANEL | 24.C3 | USED
KA0331:A2 | SC | 0V | WHT | 20 | 24.C6 | KA0332:A2 | GENERATOR PANEL | 24.C6 | USED
KA0332:11 | SC | KA033211 | WHT | 20 | 25.D6 | XT0337:3 | GENERATOR PANEL | 25.D5 | USED
KA0332:14 | SC | KA033214 | WHT | 20 | 25.D6 | XT0337:4 | GENERATOR PANEL | 25.D5 | USED
KA0332:A1 | SC | KA0332A1 | WHT | 20 | 24.C6 | XT0337:14 | GENERATOR PANEL | 24.C3 | USED
KA0332:A2 | SC | 0V | WHT | 20 | 24.C6 | XT0337:15 | GENERATOR PANEL | 24.D3 | USED
KA0333:11 | SC | KA033311 | WHT | 20 | 25.D6 | KA0335:11 | GENERATOR PANEL | 25.D6 | USED
KA0333:11 | SC | KA033311 | WHT | 20 | 25.D6 | XT0337:5 | GENERATOR PANEL | 25.D5 | USED
KA0333:14 | SC | KA033314 | WHT | 20 | 25.D6 | KA0335:12 | GENERATOR PANEL | 25.D6 | USED
KA0333:14 | SC | KA033314 | WHT | 20 | 25.D6 | XT0337:6 | GENERATOR PANEL | 25.D5 | USED
KA0333:A1 | SC | KA0333A1 | WHT | 20 | 24.B6 | XT0337:8 | GENERATOR PANEL | 24.B3 | USED
KA0335:A1 | SC | ESTOP | WHT | 20 | 21.C5 | XT0336:1 | GENERATOR PANEL | 21.C4 | USED
KA0335:A2 | SC | 0V | WHT | 14 | 21.C5 | XT0336:2 | GENERATOR PANEL | 21.C4 | USED
KA0336:14 | SC | KA033614 | WHT | 20 | 55.A5 | KA4100:A1 | GENERATOR PANEL | 55.B6 | USED
KA0336:A1 | SC | KA0231A1 | WHT | 14 | 21.C3 | XT0334:2 | GENERATOR PANEL | 21.C2 | USED
KA0336:A2 | SC | 0V | WHT | 14 | 21.C3 | XT0336:2 | GENERATOR PANEL | 21.C4 | USED
KA7364:1 | SC | VGENC | RED | 16 | 27.B5 | XT0351:14 | GENERATOR PANEL | 66.D4 | USED
KA7364:2 | SC | VGENB | RED | 16 | 27.B5 | XT0351:12 | GENERATOR PANEL | 66.D4 | USED
KA7364:3 | SC | VBUSC | RED | 16 | 27.B5 | XT0351:6 | GENERATOR PANEL | 66.B4 | USED
KA7364:4 | SC | VBUSB | RED | 16 | 27.B5 | XT0351:4 | GENERATOR PANEL | 66.B4 | USED
PEG0140:1 | SC | PMGS | GRN/YEL | 12 | 67.A6 | XT0313:1 | GENERATOR PANEL | 67.A6 | USED
PEG0140:2 | SC | EXCS | GRN/YEL | 12 | 67.C6 | XT0370:6 | GENERATOR PANEL | 67.C5 | USED
PEG0140:5 | SC | PEG01405 | GRN/YEL | 12 | 68.B5 | XT0352:7 | GENERATOR PANEL | 68.B4 | USED
XT0120:1 | SC | 0V | WHT | 14 | 22.D1 | XT0130:2 | GENERATOR PANEL | 22.A5 | USED
XT0130:2 | SC | 0V | WHT | 16 | 22.A5 | XT0336:3 | GENERATOR PANEL | 21.C4 | USED
XT0130:4 | SC | 0V | WHT | 14 | 20.A4 | XT0336:4 | GENERATOR PANEL | 21.D4 | USED
XT0334:1 | SC | 0V | WHT | 14 | 21.C2 | XT0336:2 | GENERATOR PANEL | 21.C4 | USED
XT0335:1 | SC | FU0333 | WHT | 16 | 21.B4 | XT0337:12 | GENERATOR PANEL | 24.C3 | USED
XT0336:3 | SC | 0V | WHT | 14 | 21.C4 | XT0337:15 | GENERATOR PANEL | 24.D3 | USED
XT0337:12 | SC | FU0333 | WHT | 20 | 24.C3 | XT0337:7 | GENERATOR PANEL | 24.B3 | USED
AT0140:P1 | WC0012 | AU0120L2 | ENET | CABLE | 22.D6 | AU0120:L2 | GENERATOR PANEL | 22.C1 | USED
AF0410:L2 | WC0041 | AF0410L2 | ENET | CABLE | 20.B5 | AF0440:L1 | GENERATOR PANEL | 20.B4 | USED
AF0440:L2 | WC0044 | AF0440L2 | ENET | CABLE | 20.B4 | AF0450:L1 | GENERATOR PANEL | 20.B3 | USED
AF0450:L2 | WC0045 | AF0450L2 | ENET | CABLE | 20.B3 | AU0120:L1 | GENERATOR PANEL | 22.C1 | USED
AT0140:1 LS(+) | WC8009 | AT0140LS(+) | WHT | 16 | 69.C7 | XT0337:16 | GENERATOR PANEL | 69.C4 | USED
AT0140:2 LS(-) | WC8009 | AT0140LS(-) | BLK | 16 | 69.C7 | XT0337:17 | GENERATOR PANEL | 69.C4 | USED
FW140:3 | WC8009 | AT0140LS(S) | SH | 16 | 69.C6 | XT0337:18 | GENERATOR PANEL | 69.C4 | USED
AF0400:LBUS | WC8040 | AF0410RBUS | BUS | CABLE | 20.B6 | AF0410:RBUS | GENERATOR PANEL | 20.B5 | USED
AF0410:LBUS | WC8041 | AF0410LBUS | BUS | CABLE | 20.B5 | AF0440:RBUS | GENERATOR PANEL | 20.B4 | USED
AF0440:LBUS | WC8044 | AF0440LBUS | BUS | CABLE | 20.B4 | AF0450:RBUS | GENERATOR PANEL | 20.B3 | USED
FU0313:LD | WC8101 | PMG1 | WHT | 12 | 67.A5 | XT0360:1 | GENERATOR PANEL | 67.A4 | USED
FU0314:LD | WC8101 | PMG2 | BLK | 12 | 67.A5 | XT0360:2 | GENERATOR PANEL | 67.A4 | USED
XT0360:3 | WC8101 | PMGS | SH | 12 | 67.A4 | XT0360:4 | GENERATOR PANEL | 67.A5 | USED
AT0140:54 EXC(+) | WC8102 | EXC1 | WHT | 12 | 67.C7 | XT0370:2 | GENERATOR PANEL | 67.C5 | USED
AT0140:55 EXC(-) | WC8102 | EXC2 | BLK | 12 | 67.C7 | XT0370:3 | GENERATOR PANEL | 67.C5 | USED
FW140:1 | WC8102 | EXCS | SH | 12 | 67.C6 | XT0370:6 | GENERATOR PANEL | 67.C5 | USED
KA0313:3 | WC8201 | FU0313 | WHT | 12 | 67.A5 | FU0313:LI | GENERATOR PANEL | 67.A6 | USED
KA0313:6 | WC8201 | FU0314 | BLK | 12 | 67.A5 | FU0314:LI | GENERATOR PANEL | 67.A6 | USED
XT0360:4 | WC8201 | PMGS | SH | 12 | 67.A5 | XT0313:1 | GENERATOR PANEL | 67.A6 | USED
KA0313:1 | WC8301 | PMG14C | WHT | 12 | 67.A7 | AT0140:49 PMG-A | GENERATOR PANEL | 67.A6 | USED
KA0313:8 | WC8301 | PMG14A | BLK | 12 | 67.A7 | AT0140:50 PMG-B | GENERATOR PANEL | 67.A6 | USED
FW140:2 | WC8301 | PMGS | SH | 12 | 67.A6 | XT0313:1 | GENERATOR PANEL | 67.A6 | USED
IEG0130:3 | SC | IEG01303 | GRN | 14 | 11.D7 | AF0184:SH | CONS,AUX,1BAY,^ BACK PANEL | 11.D6 | USED
KA7364:11 | SC | KA0185A2 | WHT | 20 | 26.B6 | KA0185:A2 | CONS,AUX,1BAY,^ BACK PANEL | 26.A5 | USED
KA7364:14 | SC | 018126 | WHT | 20 | 26.B6 | AF0181:26 | CONS,AUX,1BAY,^ BACK PANEL | 26.A7 | USED
AT0140:P2 | WC9002 | BA0002RJ45 | ENET | CABLE | 22.D6 | BA0002:RJ45 | JB70 RIGHT RAIL | 5.C2 | USED
XT0332:1 | WC8019 | FU0136 | 3 | 12 | 21.B2 | XT0138:3 | PANEL A | 16.A3 | USED
XT0334:1 | WC8019 | 0V | 2 | 12 | 21.C2 | XT0134:3 | PANEL A | 16.B3 | USED
XT0334:2 | WC8019 | KA0231A1 | 4 | 12 | 21.C2 | XT0136:9 | PANEL A | 17.B5 | USED
AF0410:L1 | WC0060 | AU0060L2 | ENET | CABLE | 20.B5 | AU0060:L2 | PANEL B | 9.C2 | USED
XT0336:1 | WC8019 | ESTOP | 1 | 12 | 21.C4 | XT0240:5 | PANEL B | 18.B3 | USED
SolarTools ver. 24.0.84.24712 (Jul 31, 2025)
Report date: 4/7/2026 10:56 AM

## JB70
JB70
Project # | J1970
Project Name | PERTAMINA EP CEPU ZONA 11 CPP GUNDIH
Revision | 0.1
Controls DE | S.SANKAR
Phone: | 0
Controls ME
Phone:
From | [5 empty] | To
Device ID | Cable (W) Conductor (SC) Jumper Clip (JC) | Wire No. | Wire ID | Gauge/Size | Page/Zone | Device ID | Location | Page/Zone
SA0170:B1-13 | SC | SA0170B113 | WHT | 20 | 28.A1 | XT0170:11 | FIRE SYSTEM CONTROLLER PANEL | 28.A5 | USED
SA0170:B1-14 | SC | SA0170B114 | WHT | 20 | 28.A1 | XT0170:12 | FIRE SYSTEM CONTROLLER PANEL | 28.A5 | USED
HA0472:BLK-1 | WC5072 | 0V | 1 | 18 | 28.D1 | XT0170:14 | FIRE SYSTEM CONTROLLER PANEL | 28.D5 | USED
HA0472:BLK-2 | WC5072 | HA04722 | 2 | 18 | 28.D1 | XT0170:13 | FIRE SYSTEM CONTROLLER PANEL | 28.D5 | USED
HL0171:X1 | SC | HL0171X1 | WHT | 20 | 28.B1 | XT0174:3 | JB70 LEFT RAIL | 28.B5 | USED
HL0171:X2 | SC | HL0171X2 | WHT | 20 | 28.B1 | XT0174:9 | JB70 LEFT RAIL | 28.B5 | USED
HL0172:X1 | SC | HL0172X1 | WHT | 20 | 28.C1 | XT0174:5 | JB70 LEFT RAIL | 28.C5 | USED
HL0172:X2 | SC | HL0172X2 | WHT | 20 | 28.C1 | XT0174:10 | JB70 LEFT RAIL | 28.C5 | USED
HL0173:X1 | SC | HL0173X1 | WHT | 20 | 28.C1 | XT0174:7 | JB70 LEFT RAIL | 28.C5 | USED
HL0173:X2 | SC | HL0173X2 | WHT | 20 | 28.C1 | XT0174:11 | JB70 LEFT RAIL | 28.C5 | USED
SA0170:B2-13 | SC | AT01754P1 | WHT | 20 | 28.A1 | AT0175:4P1 | JB70 LEFT RAIL | 10.B5 | USED
SA0170:B2-14 | SC | SA0170B214 | WHT | 20 | 28.A1 | KA6510:A1 | JB70 LEFT RAIL | 28.A5 | USED
SB0170:13 | SC | SB017013 | WHT | 20 | 28.B1 | XT0174:8 | JB70 LEFT RAIL | 28.B5 | USED
SB0170:14 | SC | SB017014 | WHT | 20 | 28.B1 | XT0174:1 | JB70 LEFT RAIL | 28.B5 | USED
AT1100:POS | SC | FU1100 | WHT | 14 | 31.D1 | FU1100:LD | JB70 RIGHT RAIL | 31.D3 | USED
AT1100:L1 | WC0101 | BA1100DEVICE | ENET | CABLE | 31.D1 | BA1100:DEVICE | JB70 RIGHT RAIL | 31.B2 | USED
AT1100:GND | SC | PEG01304 | GRN/YEL | 14 | 31.D1 | PEG0130:4 | PANEL A | 31.D4 | USED
AT1100:NEG | SC | 0V | WHT | 14 | 31.D1 | XT0134:3 | PANEL A | 16.B3 | USED
SA0472:B1-13 | SC | SA0472B113 | WHT | 20 | 30.C1 | AF0091:47 | PANEL A | 30.C7 | USED
SA0472:B1-14 | SC | SA0472B114 | WHT | 20 | 30.C1 | AF0091:15 | PANEL A | 30.C7 | USED
SA0472:B2-13 | SC | SA0472B213 | WHT | 20 | 30.C1 | AF0091:46 | PANEL A | 30.C7 | USED
SA0472:B2-14 | SC | SA0472B214 | WHT | 20 | 30.C1 | AF0091:14 | PANEL A | 30.C7 | USED
SA0473:11 | SC | SA047311 | WHT | 20 | 30.D1 | AF0087:37 | PANEL A | 30.D7 | USED
SA0473:12 | SC | SA047312 | WHT | 20 | 30.D1 | AF0087:05 | PANEL A | 30.D7 | USED
SA0473:13 | SC | SA047313 | WHT | 20 | 30.D1 | AF0087:38 | PANEL A | 30.D7 | USED
SA0473:14 | SC | SA047314 | WHT | 20 | 30.D1 | AF0087:06 | PANEL A | 30.D7 | USED
SolarTools ver. 24.0.84.24712 (Jul 31, 2025)
Report date: 4/7/2026 10:56 AM

## JB70 LEFT RAIL
JB70 LEFT RAIL
JB70 (LEFT RAIL)
Project # | J1970
Project Name | PERTAMINA EP CEPU ZONA 11 CPP GUNDIH
Revision | 0.1
Controls DE | S.SANKAR
Phone: | 0
Controls ME
Phone:
From | [5 empty] | To
Device ID | Cable (W) Conductor (SC) Jumper Clip (JC) | Wire No. | Wire ID | Gauge/Size | Page/Zone | Device ID | Location | Page/Zone
KA6510:12 | SC | KA651012 | WHT | 20 | 73.A6 | AT0175:11 | JB70 LEFT RAIL | 73.A6 | USED
AT0175:14 | SC | AT017514 | LEAD | --- | 73.A6 | RR0175S5: -10K OHM | JB70 LEFT RAIL | 73.A6 | USED
AT0175:15 | SC | AT017515 | LEAD | --- | 73.A6 | RR0175S5: -10K OHM | JB70 LEFT RAIL | 73.A6 | USED
AT0175:17 | SC | VD0175A | WHT | 20 | 28.B6 | XT0174:2 | JB70 LEFT RAIL | 28.B5 | USED
AT0175:18 | SC | HL0171X1 | WHT | 20 | 28.B6 | XT0174:3 | JB70 LEFT RAIL | 28.B5 | USED
AT0175:2 | SC | SB017013 | WHT | 20 | 28.B6 | XT0174:8 | JB70 LEFT RAIL | 28.B5 | USED
AT0175:20 | SC | VD0175I | WHT | 20 | 28.C6 | XT0174:4 | JB70 LEFT RAIL | 28.C5 | USED
AT0175:21 | SC | HL0172X1 | WHT | 20 | 28.C6 | XT0174:5 | JB70 LEFT RAIL | 28.C5 | USED
AT0175:23 | SC | VD0175D | WHT | 20 | 28.C6 | XT0174:6 | JB70 LEFT RAIL | 28.C5 | USED
AT0175:24 | SC | HL0173X1 | WHT | 20 | 28.C6 | XT0174:7 | JB70 LEFT RAIL | 28.C5 | USED
AT0175:3 | SC | SB017014 | WHT | 20 | 28.B6 | XT0174:1 | JB70 LEFT RAIL | 28.B5 | USED
KA6510:A2 | SC | KA6510A2 | WHT | 20 | 10.B5 | AT0175:5P1 | JB70 LEFT RAIL | 28.A5 | USED
AT0175:GND | SC | AT0175G | GRN/YEL | 14 | 10.B5 | FRAME | JB70 LEFT RAIL | 10.C6 | USED
AT0176:11 | SC | AT017611 | LEAD | --- | 73.B6 | RR0176S4: -10K OHM | JB70 LEFT RAIL | 73.B6 | USED
AT0176:12 | SC | AT017612 | LEAD | --- | 73.B6 | RR0176S4: -10K OHM | JB70 LEFT RAIL | 73.B6 | USED
AT0176:14 | SC | AT017614 | LEAD | --- | 73.D6 | RR0176S5: -10K OHM | JB70 LEFT RAIL | 73.D6 | USED
AT0176:15 | SC | AT017615 | LEAD | --- | 73.D6 | RR0176S5: -10K OHM | JB70 LEFT RAIL | 73.D6 | USED
AT0176:17 | SC | AT017617 | LEAD | --- | 73.B6 | RR0176S6: -10K OHM | JB70 LEFT RAIL | 73.B6 | USED
AT0176:18 | SC | AT017618 | LEAD | --- | 73.B6 | RR0176S6: -10K OHM | JB70 LEFT RAIL | 73.B6 | USED
AT0176:20 | SC | AT017620 | LEAD | --- | 73.C6 | RR0176S7: -10K OHM | JB70 LEFT RAIL | 73.C6 | USED
AT0176:21 | SC | AT017621 | LEAD | --- | 73.C6 | RR0176S7: -10K OHM | JB70 LEFT RAIL | 73.C6 | USED
AT0176:4P1 | SC | AT01764P1 | WHT | 14 | 10.C5 | AT0178:1P1 | JB70 LEFT RAIL | 10.D5 | USED
AT0176:5P1 | SC | AT01765P1 | WHT | 14 | 10.C5 | AT0178:2P1 | JB70 LEFT RAIL | 10.D5 | USED
AT0176:8 | SC | AT01768 | LEAD | --- | 73.C6 | RR0176S3:-10K OHM | JB70 LEFT RAIL | 73.C6 | USED
AT0176:9 | SC | AT01769 | LEAD | --- | 73.C6 | RR0176S3:-10K OHM | JB70 LEFT RAIL | 73.C6 | USED
AT0176:GND | SC | AT0176G | GRN/YEL | 14 | 10.C5 | FRAME | JB70 LEFT RAIL | 10.C6 | USED
AT0178:20 | SC | AT017820 | LEAD | --- | 74.D6 | RR0178S7: -10K OHM | JB70 LEFT RAIL | 74.D6 | USED
AT0178:21 | SC | AT017821 | LEAD | --- | 74.D6 | RR0178S7: -10K OHM | JB70 LEFT RAIL | 74.D6 | USED
AT0178:GND | SC | AT0178G | GRN/YEL | 14 | 10.D5 | FRAME | JB70 LEFT RAIL | 10.D6 | USED
GR1101: | SC | GR1101 | GRN/YEL | 14 | 3.A5 | FRAME | JB70 LEFT RAIL | 3.A6 | USED
KA0176:11 | SC | KA017611 | WHT | 20 | 81.A6 | XT0171:1 | JB70 LEFT RAIL | 81.A5 | USED
RR0175A: -10K OHM | SC | VD0175A | LEAD | --- | 28.B5 | XT0174:2 | JB70 LEFT RAIL | 28.B5 | USED
RR0175A: -10K OHM | SC | HL0171X1 | LEAD | --- | 28.B5 | XT0174:3 | JB70 LEFT RAIL | 28.B5 | USED
RR0175D: -10K OHM | SC | VD0175D | LEAD | --- | 28.C5 | XT0174:6 | JB70 LEFT RAIL | 28.C5 | USED
RR0175D: -10K OHM | SC | HL0173X1 | LEAD | --- | 28.C5 | XT0174:7 | JB70 LEFT RAIL | 28.C5 | USED
RR0175I: -10K OHM | SC | VD0175I | LEAD | --- | 28.C5 | XT0174:4 | JB70 LEFT RAIL | 28.C5 | USED
RR0175I: -10K OHM | SC | HL0172X1 | LEAD | --- | 28.C5 | XT0174:5 | JB70 LEFT RAIL | 28.C5 | USED
RR0175M: -10K OHM | SC | SB017014 | LEAD | --- | 28.B5 | XT0174:1 | JB70 LEFT RAIL | 28.B5 | USED
RR0175M: -10K OHM | SC | SB017013 | LEAD | --- | 28.B5 | XT0174:8 | JB70 LEFT RAIL | 28.B5 | USED
VD0175A:--1N4007 | SC | HL0171X2 | LEAD | --- | 28.B5 | XT0174:9 | JB70 LEFT RAIL | 28.B5 | USED
VD0175A:+-1N4007 | SC | VD0175A | LEAD | --- | 28.B5 | XT0174:2 | JB70 LEFT RAIL | 28.B5 | USED
VD0175D:--1N4007 | SC | HL0173X2 | LEAD | --- | 28.C5 | XT0174:11 | JB70 LEFT RAIL | 28.C5 | USED
VD0175D:+-1N4007 | SC | VD0175D | LEAD | --- | 28.C5 | XT0174:6 | JB70 LEFT RAIL | 28.C5 | USED
VD0175I:--1N4007 | SC | HL0172X2 | LEAD | --- | 28.C5 | XT0174:10 | JB70 LEFT RAIL | 28.C5 | USED
VD0175I:+-1N4007 | SC | VD0175I | LEAD | --- | 28.C5 | XT0174:4 | JB70 LEFT RAIL | 28.C5 | USED
VD6211:--1N4007 | SC | KA017611 | LEAD | --- | 81.A5 | XT0171:1 | JB70 LEFT RAIL | 81.A5 | USED
VD6211:+-1N4007 | SC | 009304 | LEAD | --- | 81.A5 | XT0171:2 | JB70 LEFT RAIL | 81.A5 | USED
XT0172:13 | SC | FU0170 | WHT | 14 | 79.B6 | XT0172:7 | JB70 LEFT RAIL | 79.D6 | USED
XT0172:14 | SC | 0V | WHT | 14 | 79.B6 | XT0172:8 | JB70 LEFT RAIL | 79.D6 | USED
XT0172:15 | SC | LON1S2 | WHT | 14 | 79.B6 | XT0172:9 | JB70 LEFT RAIL | 79.D6 | USED
XT0172:4 | SC | FU0170 | WHT | 14 | 79.A6 | XT0172:13 | JB70 LEFT RAIL | 79.B6 | USED
XT0172:5 | SC | 0V | WHT | 14 | 79.A6 | XT0172:14 | JB70 LEFT RAIL | 79.B6 | USED
XT0172:6 | SC | LON1S2 | WHT | 16 | 79.A6 | XT0172:15 | JB70 LEFT RAIL | 79.B6 | USED
AT0178:1P2 | WC5500 | LON1A | WHT | 16 | 79.A6 | XT0172:1 | JB70 LEFT RAIL | 79.A6 | USED
AT0178:2P2 | WC5500 | LON1B | BLK | 16 | 79.A6 | XT0172:2 | JB70 LEFT RAIL | 79.A6 | USED
AT0178:3P2 | WC5500 | LON1S1 | SH | 16 | 79.A6 | XT0172:3 | JB70 LEFT RAIL | 79.A6 | USED
AT0175:1P2 | WC8066 | AT01751P2 | WHT | 16 | 10.C7 | AT0176:4P2 | JB70 LEFT RAIL | 10.C7 | USED
AT0175:2P2 | WC8066 | AT01752P2 | BLK | 16 | 10.C7 | AT0176:5P2 | JB70 LEFT RAIL | 10.C7 | USED
AT0175:3P2 | WC8066 | AT01753P2 | SH | 16 | 10.C7 | AT0176:6P2 | JB70 LEFT RAIL | 10.C7 | USED
AT0176:1P2 | WC8067 | AT01761P2 | WHT | 16 | 10.D7 | AT0178:4P2 | JB70 LEFT RAIL | 10.D7 | USED
AT0176:2P2 | WC8067 | AT01762P2 | BLK | 16 | 10.D7 | AT0178:5P2 | JB70 LEFT RAIL | 10.D7 | USED
AT0176:3P2 | WC8067 | AT01763P2 | SH | 16 | 10.D7 | AT0178:6P2 | JB70 LEFT RAIL | 10.D7 | USED
AT0175:1P1 | SC | UV01709 | WHT | 14 | 10.B5 | UV0170:9(+) | FIRE SYSTEM CONTROLLER PANEL | 10.A3 | USED
AT0175:2P1 | SC | UV017010 | WHT | 14 | 10.B5 | UV0170:10(-) | FIRE SYSTEM CONTROLLER PANEL | 10.A3 | USED
AT0176:1P1 | SC | UV017011 | WHT | 14 | 10.C5 | UV0170:11(+) | FIRE SYSTEM CONTROLLER PANEL | 10.A3 | USED
AT0176:2P1 | SC | UV017012 | WHT | 14 | 10.C5 | UV0170:12(-) | FIRE SYSTEM CONTROLLER PANEL | 10.A3 | USED
AT0178:23 | SC | VD0178 | WHT | 20 | 28.D6 | XT0170:16 | FIRE SYSTEM CONTROLLER PANEL | 28.D6 | USED
AT0178:24 | SC | KA0178A2 | WHT | 20 | 28.D6 | XT0170:17 | FIRE SYSTEM CONTROLLER PANEL | 28.D6 | USED
KA0176:A2 | SC | 0V | WHT | 20 | 81.B5 | XT0170:3 | FIRE SYSTEM CONTROLLER PANEL | 10.A2 | USED
KA0178:A1 | SC | KA0178A1 | WHT | 20 | 28.D5 | XT0170:15 | FIRE SYSTEM CONTROLLER PANEL | 28.D5 | USED
KA0178:A2 | SC | KA0178A2 | WHT | 20 | 28.D5 | XT0170:17 | FIRE SYSTEM CONTROLLER PANEL | 28.D6 | USED
XT0172:4 | SC | FU0170 | WHT | 14 | 79.A6 | XT0170:1 | FIRE SYSTEM CONTROLLER PANEL | 10.A2 | USED
XT0172:5 | SC | 0V | WHT | 14 | 79.A6 | XT0170:4 | FIRE SYSTEM CONTROLLER PANEL | 10.A2 | USED
XT0172:16 | WC5018 | LON2A | WHT | 16 | 72.D6 | AT0170:53 | FIRE SYSTEM CONTROLLER PANEL | 72.D6 | USED
XT0172:17 | WC5018 | LON2B | BLK | 16 | 72.D6 | AT0170:52 | FIRE SYSTEM CONTROLLER PANEL | 72.D6 | USED
XT0172:18 | WC5018 | LON2S1 | SH | 16 | 72.D6 | AT0170:51 | FIRE SYSTEM CONTROLLER PANEL | 72.D6 | USED
AT0175:4P2 | WC8069 | AT017050 | WHT | 16 | 10.A7 | AT0170:50 | FIRE SYSTEM CONTROLLER PANEL | 10.A7 | USED
AT0175:5P2 | WC8069 | AT017049 | BLK | 16 | 10.A7 | AT0170:49 | FIRE SYSTEM CONTROLLER PANEL | 10.A7 | USED
AT0175:6P2 | WC8069 | AT017048 | SH | 16 | 10.A7 | AT0170:48 | FIRE SYSTEM CONTROLLER PANEL | 10.A7 | USED
AT0175:4P1 | SC | AT01754P1 | WHT | 20 | 10.B5 | SA0170:B2-13 | JB70 | 28.A1 | USED
KA6510:A1 | SC | SA0170B214 | WHT | 20 | 28.A5 | SA0170:B2-14 | JB70 | 28.A1 | USED
XT0174:1 | SC | SB017014 | WHT | 20 | 28.B5 | SB0170:14 | JB70 | 28.B1 | USED
XT0174:10 | SC | HL0172X2 | WHT | 20 | 28.C5 | HL0172:X2 | JB70 | 28.C1 | USED
XT0174:11 | SC | HL0173X2 | WHT | 20 | 28.C5 | HL0173:X2 | JB70 | 28.C1 | USED
XT0174:3 | SC | HL0171X1 | WHT | 20 | 28.B5 | HL0171:X1 | JB70 | 28.B1 | USED
XT0174:5 | SC | HL0172X1 | WHT | 20 | 28.C5 | HL0172:X1 | JB70 | 28.C1 | USED
XT0174:7 | SC | HL0173X1 | WHT | 20 | 28.C5 | HL0173:X1 | JB70 | 28.C1 | USED
XT0174:8 | SC | SB017013 | WHT | 20 | 28.B5 | SB0170:13 | JB70 | 28.B1 | USED
XT0174:9 | SC | HL0171X2 | WHT | 20 | 28.B5 | HL0171:X2 | JB70 | 28.B1 | USED
KA0176:14 | SC | 009336 | WHT | 20 | 81.A6 | AF0093:36 | PANEL A | 81.A7 | USED
KA0176:A1 | SC | KA014422 | WHT | 20 | 81.B5 | KA0144:22 | PANEL A | 81.A6 | USED
KA0178:11 | SC | HA04722 | WHT | 20 | 28.D5 | KA0875:11 | PANEL A | 28.D6 | USED
XT0171:2 | SC | 009304 | WHT | 20 | 81.A5 | AF0093:04 | PANEL A | 81.A7 | USED
KA0178:14 | SC | KA017814 | WHT | 20 | 28.D5 | KA0232:11 | PANEL B | 28.D6 | USED
XT0171:1 | SC | KA017611 | WHT | 20 | 81.A5 | KA0246:11 | PANEL B | 81.A6 | USED
SolarTools ver. 24.0.84.24712 (Jul 31, 2025)
Report date: 4/7/2026 10:56 AM

## JB70 RIGHT RAIL
JB70 RIGHT RAIL
JB70 (RIGHT RAIL)
Project # | J1970
Project Name | PERTAMINA EP CEPU ZONA 11 CPP GUNDIH
Revision | 0.1
Controls DE | S.SANKAR
Phone: | 0
Controls ME
Phone:
From | [5 empty] | To
Device ID | Cable (W) Conductor (SC) Jumper Clip (JC) | Wire No. | Wire ID | Gauge/Size | Page/Zone | Device ID | Location | Page/Zone
BA1100:POS | SC | FU1101 | WHT | 16 | 31.B2 | FU1101:LD | JB70 RIGHT RAIL | 31.C3 | USED
KA0130:A1 | SC | 008135 | WHT | 20 | 19.C5 | KA0130:11 | JB70 RIGHT RAIL | 19.D6 | USED
KA0130:A2 | SC | UA1200J26 | WHT | 20 | 19.C5 | UA1200:J2-6 | JB70 RIGHT RAIL | 19.B3 | USED
PC0470:INP_A | SC | 009312 | WHT | 20 | 31.B5 | PC0470:INP_B | JB70 RIGHT RAIL | 31.B5 | USED
UA1200:J1-8 | SC | UA1200J | WHT | 20 | 50.B6 | UA1200:J3-5 | JB70 RIGHT RAIL | 50.B6 | USED
BA0001:RJ45 | WC9001 | BA0001RJ45 | ENET | CABLE | 5.B2 | BA1100:L1 | JB70 RIGHT RAIL | 31.B2 | USED
FU1213:LD | SC | FU1213LD | WHT | 16 | 11.C1 | BA1213:POS | CONS,AUX,1BAY,^ BACK PANEL | 11.C1 | USED
FU1213:LI | SC | UV0291P | WHT | 16 | 11.C1 | XT0391:1 | CONS,AUX,1BAY,^ BACK PANEL | 11.C2 | USED
BA1100:L2 | WC0010 | BA1100L2 | ENET | CABLE | 31.B2 | AT0170:L1 | FIRE SYSTEM CONTROLLER PANEL | 10.A5 | USED
BA0002:RJ45 | WC9002 | BA0002RJ45 | ENET | CABLE | 5.C2 | AT0140:P2 | GENERATOR PANEL | 22.D6 | USED
FU1100:LD | SC | FU1100 | WHT | 14 | 31.D3 | AT1100:POS | JB70 | 31.D1 | USED
BA1100:DEVICE | WC0101 | BA1100DEVICE | ENET | CABLE | 31.B2 | AT1100:L1 | JB70 | 31.D1 | USED
BA0001:V1(-) | SC | 0V | WHT | 16 | 5.B2 | XT0001:3 | PANEL A | 5.B3 | USED
BA0001:V1(+) | SC | FU0001 | WHT | 16 | 5.B2 | FU0001:LD | PANEL A | 5.B3 | USED
BA0002:V1(-) | SC | 0V | WHT | 16 | 5.C2 | XT0001:4 | PANEL A | 5.C3 | USED
BA0002:V1(+) | SC | FU0002 | WHT | 16 | 5.C2 | FU0002:LD | PANEL A | 5.C3 | USED
FU1100:LI | SC | FU0136 | WHT | 14 | 31.D3 | XT0138:3 | PANEL A | 16.A3 | USED
KA0130:14 | SC | 008103 | WHT | 20 | 19.D6 | AF0081:03 | PANEL A | 19.C7 | USED
KA0130:A1 | SC | 008135 | WHT | 20 | 19.C5 | AF0081:35 | PANEL A | 19.C7 | USED
PC0470:+PWR | SC | 009344 | WHT | 20 | 31.B5 | AF0093:44 | PANEL A | 31.B7 | USED
PC0470:INP_A | SC | 009312 | WHT | 20 | 31.B5 | AF0093:12 | PANEL A | 31.B7 | USED
PC0470:-PWR | SC | 009328 | WHT | 20 | 31.B5 | AF0093:28 | PANEL A | 31.B7 | USED
UA1200:J1-10 | SC | FU0212 | WHT | 20 | 19.B3 | XT0233:4 | PANEL A | 19.D5 | USED
UA1200:J1-5 | SC | UA1200J15 | WHT | 20 | 19.B3 | XT0237:1 B1 | PANEL A | 19.C5 | USED
UA1200:J1-9 | SC | 0V | WHT | 20 | 19.B3 | XT0235:4 | PANEL A | 19.D5 | USED
UA1200:J2-2 | SC | FU0212 | WHT | 20 | 19.B3 | XT0233:4 | PANEL A | 19.D5 | USED
UA1200:J2-7 | SC | UA1200J27 | WHT | 20 | 19.B3 | AF0081:19 | PANEL A | 19.C7 | USED
BA1100:NEG | SC | UV0291N | WHT | 16 | 31.B2 | XT0291:7 | PANEL B | 31.C5 | USED
FU1101:LI | SC | UV0291P | WHT | 16 | 31.C3 | XT0291:3 | PANEL B | 31.C5 | USED
GR1100: | SC | GR1100 | GRN | 14 | 3.A5 | IEG0230:14 | PANEL B | 3.A4 | USED
UA1200:J1-4 | SC | UA1200J14 | WHT | 20 | 19.B3 | AF0076:11 | PANEL B | 19.C7 | USED
UA1200:J2-1 | SC | UA1200J21 | WHT | 20 | 19.B3 | XT0060:3 | PANEL B | 19.D5 | USED
UA1200:J3-4 | SC | IEG02308 | GRN | 16 | 19.B3 | IEG0230:8 | PANEL B | 19.D6 | USED
UA1200:J1-3 | WC4524 | UA1200J13 | RED | 20 | 19.B3 | AF0065:12 | PANEL B | 19.B7 | USED
UA1200:J1-1 | WC4524 | UA1200J11 | BLK | 20 | 19.B3 | AF0065:28 | PANEL B | 19.B7 | USED
FLOATING | WC4524 | UA1200S | SH | 20 | 19.B3 | AF0065:60 | PANEL B | 19.B7 | USED
SolarTools ver. 24.0.84.24712 (Jul 31, 2025)
Report date: 4/7/2026 10:56 AM

## PANEL A
PANEL A
JB70
Project # | J1970
Project Name | PERTAMINA EP CEPU ZONA 11 CPP GUNDIH
Revision | 0.1
Controls DE | S.SANKAR
Phone: | 0
Controls ME
Phone:
From | [5 empty] | To
Device ID | Cable (W) Conductor (SC) Jumper Clip (JC) | Wire No. | Wire ID | Gauge/Size | Page/Zone | Device ID | Location | Page/Zone
XT0001:1 | JC | FU0210 | CLIP | --- | 5.B3 | XT0001:2 | PANEL A | 5.C3 | USED
XT0001:3 | JC | 0V | CLIP | --- | 5.B3 | XT0001:4 | PANEL A | 5.C3 | USED
XT0011:2 | JC | 523NEG | CLIP | --- | 15.C3 | XT0011:3 | PANEL A | 15.C3 | USED
XT0011:3 | JC | 523NEG | CLIP | --- | 15.C3 | XT0011:4 | PANEL A | 15.C3 | USED
XT0011:4 | JC | 523NEG | CLIP | --- | 15.C3 | XT0011:5 | PANEL A | 15.C3 | USED
XT0080:1 | JC | 0V | CLIP | --- | 8.B1 | XT0080:2 | PANEL A | 8.B1 | USED
XT0080:2 | JC | 0V | CLIP | --- | 8.B1 | XT0080:3 | PANEL A | 8.B1 | USED
XT0081:1 | JC | 0V | CLIP | --- | 8.D1 | XT0081:2 | PANEL A | 8.D1 | USED
XT0134:1 | JC | 0V | CLIP | --- | 16.B3 | XT0134:2 | PANEL A | 16.B3 | USED
XT0134:2 | JC | 0V | CLIP | --- | 16.B3 | XT0134:3 | PANEL A | 16.B3 | USED
XT0134:3 | JC | 0V | CLIP | --- | 16.B3 | XT0134:4 | PANEL A | 16.B3 | USED
XT0135:1 | JC | 0V | CLIP | --- | 16.B4 | XT0135:2 | PANEL A | 16.B4 | USED
XT0135:2 | JC | 0V | CLIP | --- | 16.B4 | XT0135:3 | PANEL A | 16.B4 | USED
XT0135:3 | JC | 0V | CLIP | --- | 16.B4 | XT0135:4 | PANEL A | 16.C4 | USED
XT0136:1 | JC | FU0139 | CLIP | --- | 17.A2 | XT0136:2 | PANEL A | 17.A2 | USED
XT0138:1 | JC | FU0136 | CLIP | --- | 16.A3 | XT0138:2 | PANEL A | 16.A3 | USED
XT0138:2 | JC | FU0136 | CLIP | --- | 16.A3 | XT0138:3 | PANEL A | 16.A3 | USED
XT0138:3 | JC | FU0136 | CLIP | --- | 16.A3 | XT0138:4 | PANEL A | 16.B3 | USED
XT0139:1 | JC | FU0137 | CLIP | --- | 16.A4 | XT0139:2 | PANEL A | 16.A4 | USED
XT0139:2 | JC | FU0137 | CLIP | --- | 16.A4 | XT0139:3 | PANEL A | 16.B4 | USED
XT0233:1 | JC | FU0210 | CLIP | --- | 16.C4 | XT0233:2 | PANEL A | 16.C4 | USED
XT0233:2 | JC | FU0210 | CLIP | --- | 16.C4 | XT0233:3 | PANEL A | 16.C4 | USED
XT0235:1 | JC | 0V | CLIP | --- | 16.D4 | XT0235:2 | PANEL A | 16.D4 | USED
XT0235:2 | JC | 0V | CLIP | --- | 16.D4 | XT0235:3 | PANEL A | 16.D4 | USED
AF0081:COM | SC | AF0081N | WHT | 16 | 8.A2 | AF0082:COM | PANEL A | 8.B3 | USED
AF0081:COM | SC | AU0080N | WHT | 20 | 8.A2 | AU0080:COM | PANEL A | 8.A1 | USED
AF0081:V+ | SC | AF0081P | WHT | 16 | 8.A2 | AF0082:V+ | PANEL A | 8.B3 | USED
AF0081:V+ | SC | AU0080P | WHT | 20 | 8.A2 | AU0080:V+ | PANEL A | 8.A1 | USED
AF0082:COM | SC | AF0082N | WHT | 16 | 8.B3 | AF0083:COM | PANEL A | 8.B3 | USED
AF0082:V+ | SC | AF0082P | WHT | 16 | 8.B3 | AF0083:V+ | PANEL A | 8.B3 | USED
AF0083:COM | SC | AF0083N | WHT | 16 | 8.B3 | AF0084:COM | PANEL A | 8.B4 | USED
AF0083:SH | SC | AF0083G | GRN | 14 | 8.B3 | AF0084:SH | PANEL A | 8.B4 | USED
AF0083:SH | SC | AU0080G | GRN | 14 | 8.B3 | AU0080:GND | PANEL A | 8.A1 | USED
AF0083:V+ | SC | AF0083P | WHT | 16 | 8.B3 | AF0084:V+ | PANEL A | 8.B4 | USED
AF0084:COM | SC | AF0084N | WHT | 16 | 8.B4 | AF0085:COM | PANEL A | 8.B4 | USED
AF0084:SH | SC | AF0084G | GRN | 14 | 8.B4 | AF0085:SH | PANEL A | 8.B4 | USED
AF0084:V+ | SC | AF0084P | WHT | 16 | 8.B4 | AF0085:V+ | PANEL A | 8.B4 | USED
AF0085:COM | SC | AF0085N | WHT | 16 | 8.B4 | AF0086:COM | PANEL A | 8.B5 | USED
AF0085:SH | SC | AF0085G | GRN | 14 | 8.B4 | AF0086:SH | PANEL A | 8.B5 | USED
AF0085:V+ | SC | AF0085P | WHT | 16 | 8.B4 | AF0086:V+ | PANEL A | 8.B5 | USED
AF0086:COM | SC | AF0086N | WHT | 16 | 8.B5 | AF0087:COM | PANEL A | 8.B6 | USED
AF0086:V+ | SC | AF0086P | WHT | 16 | 8.B5 | AF0087:V+ | PANEL A | 8.B6 | USED
KA0136:24 | SC | KA013624 | WHT | 20 | 17.B4 | AF0087:11 | PANEL A | 17.B3 | USED
KA0136:21 | SC | KA013621 | WHT | 20 | 17.B4 | AF0087:43 | PANEL A | 17.B3 | USED
KA0141:14 | SC | KA014114 | WHT | 20 | 17.C2 | AF0091:07 | PANEL A | 17.C2 | USED
AF0091:09 | SC | UJ0131OK2 | WHT | 20 | 15.B7 | UJ0131:OK2 | PANEL A | 15.B4 | USED
AF0091:12 | SC | KA0134A1 | WHT | 20 | 61.C7 | XT0136:13 | PANEL A | 17.C5 | USED
KA0141:11 | SC | KA014111 | WHT | 20 | 17.C2 | AF0091:39 | PANEL A | 17.C2 | USED
AF0091:41 | SC | UJ0131OK1 | WHT | 20 | 15.B7 | UJ0131:OK1 | PANEL A | 15.B4 | USED
AF0091:COM | SC | AF0091N | WHT | 16 | 8.D2 | AF0094:COM | PANEL A | 8.D4 | USED
AF0091:COM | SC | AU0090N | WHT | 20 | 8.D2 | AU0090:COM | PANEL A | 8.C1 | USED
AF0091:V+ | SC | AF0091P | WHT | 14 | 8.D2 | AF0094:V+ | PANEL A | 8.D4 | USED
AF0091:V+ | SC | AU0090P | WHT | 20 | 8.D2 | AU0090:V+ | PANEL A | 8.C1 | USED
KA0133:A1 | SC | KA0133A1 | WHT | 20 | 59.A7 | AF0092:02 | PANEL A | 17.C6 | USED
KA2160:A1 | SC | 009204 | WHT | 20 | 33.A6 | AF0092:04 | PANEL A | 33.A5 | USED
KA0131:14 | SC | KA013114 | WHT | 20 | 59.A7 | AF0092:06 | PANEL A | 17.D4 | USED
KA2161:A1 | SC | 009207 | WHT | 20 | 33.A6 | AF0092:07 | PANEL A | 33.B5 | USED
KA0875:A1 | SC | 009212 | WHT | 20 | 10.D3 | AF0092:12 | PANEL A | 10.D2 | USED
AF0092:13 | SC | 009213 | WHT | 20 | 29.C7 | XT0237:2 T2 | PANEL A | 29.C5 | USED
KA2160:A2 | SC | 009220 | WHT | 20 | 33.A6 | AF0092:20 | PANEL A | 33.A5 | USED
KA2161:A2 | SC | 009223 | WHT | 20 | 33.A6 | AF0092:23 | PANEL A | 33.B5 | USED
KA0875:A2 | SC | 009228 | WHT | 20 | 10.D3 | AF0092:28 | PANEL A | 10.D2 | USED
AF0092:COM | SC | 0V | WHT | 14 | 8.D3 | XT0081:1 | PANEL A | 8.D1 | USED
AF0092:V+ | SC | FU0091 | WHT | 14 | 8.D3 | FU0091:LD | PANEL A | 8.D1 | USED
KA3220:A1 | SC | 009301 | WHT | 20 | 62.A7 | AF0093:01 | PANEL A | 62.B5 | USED
KA3220:A2 | SC | 009317 | WHT | 20 | 62.A7 | AF0093:17 | PANEL A | 62.B5 | USED
KA6211:A2 | SC | 009320 | WHT | 20 | 81.A7 | AF0093:20 | PANEL A | 81.A6 | USED
AF0093:COM | SC | 0V | WHT | 14 | 8.D3 | XT0081:2 | PANEL A | 8.D1 | USED
AF0093:V+ | SC | FU0092 | WHT | 14 | 8.D3 | FU0092:LD | PANEL A | 8.D1 | USED
AF0094:04 | SC | UJ0131VIN | WHT | 20 | 15.A7 | UJ0131:VIN | PANEL A | 15.B4 | USED
AF0094:05 | SC | 0V | WHT | 16 | 15.A7 | XT0135:4 | PANEL A | 16.C4 | USED
AF0094:06 | SC | UJ0131IOUT | WHT | 20 | 15.B7 | UJ0131:IOUT | PANEL A | 15.B4 | USED
AF0094:07 | SC | 0V | WHT | 20 | 15.B7 | XT0135:4 | PANEL A | 16.C4 | USED
AF0094:SH | SC | AU0090G | GRN | 14 | 8.D4 | AU0090:GND | PANEL A | 8.C1 | USED
AF0095:COM | SC | 0V | WHT | 14 | 8.D4 | XT0081:2 | PANEL A | 8.D1 | USED
AF0095:V+ | SC | FU0093 | WHT | 14 | 8.D4 | FU0093:LD | PANEL A | 8.D1 | USED
AU0080:COM | SC | 0V | WHT | 14 | 8.A1 | XT0080:1 | PANEL A | 8.B1 | USED
AU0080:V+ | SC | FU0080 | WHT | 14 | 8.A1 | FU0080:LD | PANEL A | 8.B1 | USED
AU0090:COM | SC | 0V | WHT | 14 | 8.C1 | XT0081:1 | PANEL A | 8.D1 | USED
AU0090:V+ | SC | FU0090 | WHT | 14 | 8.C1 | FU0090:LD | PANEL A | 8.D1 | USED
FU0001:LI | SC | FU0210 | WHT | 16 | 5.B3 | XT0001:1 | PANEL A | 5.B3 | USED
FU0002:LI | SC | FU0210 | WHT | 16 | 5.C3 | XT0001:2 | PANEL A | 5.C3 | USED
FU0010:LI | SC | FU0137 | WHT | 14 | 16.A5 | FU0139:LI | PANEL A | 16.A5 | USED
FU0010:LI | SC | FU0137 | WHT | 14 | 16.A5 | XT0139:1 | PANEL A | 16.A4 | USED
FU0011:LD | SC | UJ0131P | WHT | 12 | 15.B3 | UJ0131:+ | PANEL A | 15.B4 | USED
FU0012:LI | SC | 523POS | --- | BUS | 15.B3 | FU0013:LI | PANEL A | 15.B3 | USED
FU0012:LI | SC | 523POS | --- | BUS | 15.B3 | XT0014:1 | PANEL A | 15.B2 | USED
FU0013:LI | SC | 523POS | --- | BUS | 15.B3 | FU0014:LI | PANEL A | 15.C3 | USED
FU0014:LI | SC | 523POS | --- | BUS | 15.C3 | FU0015:LI | PANEL A | 15.C3 | USED
FU0015:LI | SC | 523POS | --- | BUS | 15.C3 | FU0017:LI | PANEL A | 15.C3 | USED
FU0080:LI | SC | FU0137 | WHT | 14 | 8.B1 | XT0139:1 | PANEL A | 16.A4 | USED
FU0080:LI | SC | FU0137 | WHT | 14 | 8.B1 | FU0081:LI | PANEL A | 8.B1 | USED
FU0090:LI | SC | FU0137 | WHT | 14 | 8.D1 | XT0139:2 | PANEL A | 16.A4 | USED
FU0090:LI | SC | FU0137 | WHT | 14 | 8.D1 | FU0091:LI | PANEL A | 8.D1 | USED
FU0091:LI | SC | FU0137 | WHT | 14 | 8.D1 | FU0092:LI | PANEL A | 8.D1 | USED
FU0092:LI | SC | FU0137 | WHT | 14 | 8.D1 | FU0093:LI | PANEL A | 8.D1 | USED
FU0136:LD | SC | FU0136 | WHT | 10 | 16.A3 | XT0138:1 | PANEL A | 16.A3 | USED
FU0136:LI | SC | 24V | WHT | 10 | 16.A3 | UJ0131:OUT(+) | PANEL A | 15.B4 | USED
FU0137:LD | SC | FU0137 | WHT | 12 | 16.A4 | XT0139:1 | PANEL A | 16.A4 | USED
FU0137:LI | SC | FU0136 | WHT | 14 | 16.A4 | XT0138:1 | PANEL A | 16.A3 | USED
FU0139:LD | SC | FU0139 | WHT | 16 | 16.A5 | XT0136:1 | PANEL A | 17.A2 | USED
FU0210:LD | SC | FU0210 | WHT | 14 | 16.C4 | XT0233:1 | PANEL A | 16.C4 | USED
FU0210:LI | SC | FU0136 | WHT | 14 | 16.C4 | XT0138:4 | PANEL A | 16.B3 | USED
FU0211:LI | SC | FU0137 | WHT | 14 | 16.B4 | XT0139:3 | PANEL A | 16.B4 | USED
FU0212:LD | SC | FU0212 | WHT | 16 | 16.C5 | XT0233:4 | PANEL A | 19.D5 | USED
FU0212:LI | SC | FU0210 | WHT | 14 | 16.C5 | XT0233:1 | PANEL A | 16.C4 | USED
GR0131: | SC | GR0131 | GRN/YEL | 14 | 3.A3 | FRAME | PANEL A | 3.A3 | USED
GR0132: | SC | GR0132 | GRN/YEL | 14 | 3.A3 | FRAME | PANEL A | 3.A3 | USED
KA0131:11 | SC | KA0135A1 | WHT | 20 | 17.D4 | KA0135:A1 | PANEL A | 17.D6 | USED
KA0131:12 | SC | KA013724 | WHT | 20 | 17.D4 | KA0137:24 | PANEL A | 17.D3 | USED
KA0131:A1 | SC | KA0231A1 | WHT | 20 | 17.B6 | KA0132:A1 | PANEL A | 17.B6 | USED
KA0131:A1 | SC | KA0231A1 | WHT | 20 | 17.B6 | XT0136:9 | PANEL A | 17.B5 | USED
KA0131:A2 | SC | 0V | WHT | 20 | 17.B6 | KA0132:A2 | PANEL A | 17.B6 | USED
KT0145:A2 | SC | 0V | WHT | 20 | 17.B6 | KA0131:A2 | PANEL A | 17.B6 | USED
KA0132:11 | SC | FU0139 | WHT | 20 | 17.A3 | KA0133:11 | PANEL A | 17.A3 | USED
KT0145:15 | SC | FU0139 | WHT | 20 | 17.A3 | KA0132:11 | PANEL A | 17.D2 | USED
KT0142:A1 | SC | KT0141A1 | WHT | 20 | 17.A3 | KA0132:12 | PANEL A | 17.A6 | USED
KA0132:12 | SC | KT0141A1 | WHT | 20 | 17.A3 | KA0133:12 | PANEL A | 17.A3 | USED
KA0132:21 | SC | KA0138A1 | WHT | 20 | 17.D4 | KA0138:A1 | PANEL A | 17.D6 | USED
KA0132:22 | SC | KA013222 | WHT | 20 | 17.D4 | KA0137:14 | PANEL A | 17.D3 | USED
KT0141:18 | SC | KA013222 | WHT | 20 | 17.D4 | KA0132:22 | PANEL A | 17.D2 | USED
KA0132:24 | SC | KA013224 | WHT | 20 | 17.D4 | KA0134:14 | PANEL A | 17.D3 | USED
KA0132:A1 | SC | KA0231A1 | WHT | 20 | 17.B6 | KA0141:A1 | PANEL A | 17.C6 | USED
KA0132:A2 | SC | 0V | WHT | 20 | 17.B6 | KA0141:A2 | PANEL A | 17.C6 | USED
KA0133:11 | SC | FU0139 | WHT | 20 | 17.A3 | KA0134:11 | PANEL A | 17.D3 | USED
KA0133:A2 | SC | 0V | WHT | 20 | 17.C6 | KA0134:A2 | PANEL A | 17.C6 | USED
KA0133:A2 | SC | 0V | WHT | 20 | 17.C6 | KA0141:A2 | PANEL A | 17.C6 | USED
KA0134:11 | SC | FU0139 | WHT | 20 | 17.D3 | KA0136:11 | PANEL A | 17.B4 | USED
KA0134:A1 | SC | KA0134A1 | WHT | 20 | 17.C6 | XT0136:13 | PANEL A | 17.C5 | USED
KA0134:A2 | SC | 0V | WHT | 20 | 17.C6 | KA0144:A2 | PANEL A | 17.C6 | USED
KA0135:A1 | SC | KA0135A1 | WHT | 20 | 17.D6 | KA0144:A1 | PANEL A | 17.C6 | USED
KA0135:A2 | SC | 0V | WHT | 20 | 17.D6 | KA0136:A2 | PANEL A | 17.D6 | USED
KA0135:A2 | SC | 0V | WHT | 20 | 17.D6 | KA0144:A2 | PANEL A | 17.C6 | USED
KA0136:11 | SC | FU0139 | WHT | 20 | 17.B4 | KA0137:21 | PANEL A | 17.D3 | USED
KA0136:14 | SC | KA013821 | WHT | 20 | 17.B4 | KA0138:21 | PANEL A | 17.B5 | USED
KA0136:A1 | SC | PS32002 | WHT | 20 | 17.D6 | XT0136:5 | PANEL A | 58.D5 | USED
KA0136:A2 | SC | 0V | WHT | 20 | 17.D6 | KA0137:A2 | PANEL A | 17.D6 | USED
KA0137:11 | SC | FU0139 | WHT | 20 | 17.D3 | KA0137:21 | PANEL A | 17.D3 | USED
KA0137:24 | SC | KA013724 | WHT | 20 | 17.D3 | AF0087:09 | PANEL A | 17.C4 | USED
KT0142:18 | SC | KA0137A1 | WHT | 20 | 17.D6 | KA0137:A1 | PANEL A | 17.D2 | USED
KA0137:A2 | SC | 0V | WHT | 20 | 17.D6 | KA0138:A2 | PANEL A | 17.D6 | USED
KA0138:11 | SC | KM3170EP | WHT | 20 | 61.C5 | XT0136:12 | PANEL A | 61.C5 | USED
KA0138:14 | SC | FU0139 | WHT | 20 | 61.C5 | XT0136:10 | PANEL A | 61.C6 | USED
KT0144:B1 | SC | KT0144B1 | WHT | 20 | 17.B5 | KA0138:24 | PANEL A | 17.B6 | USED
KT0146:A1 | SC | KT0146A1 | WHT | 20 | 17.B2 | KA0141:21 | PANEL A | 17.B2 | USED
KA0141:24 | SC | FU0139 | WHT | 20 | 17.B2 | XT0136:2 | PANEL A | 17.A2 | USED
KT0140:15 | SC | FU0139 | WHT | 20 | 17.D1 | KT0142:15 | PANEL A | 17.D2 | USED
KT0140:15 | SC | FU0139 | WHT | 20 | 17.A2 | XT0136:2 | PANEL A | 17.A2 | USED
KT0140:16 | SC | KT014115 | WHT | 20 | 17.D1 | KT0141:15 | PANEL A | 17.D2 | USED
KT0140:18 | SC | KT0143A1 | WHT | 20 | 17.A2 | KT0143:A1 | PANEL A | 17.A6 | USED
KT0140:A1 | SC | KT0140A1 | WHT | 20 | 17.A6 | KT0143:16 | PANEL A | 17.A5 | USED
KT0140:A2 | SC | 0V | WHT | 20 | 17.A6 | KT0141:A2 | PANEL A | 17.A6 | USED
KT0140:A2 | SC | 0V | WHT | 20 | 17.A6 | XT0136:3 | PANEL A | 17.A2 | USED
KT0141:18 | SC | KA013222 | WHT | 20 | 17.D2 | KT0144:18 | PANEL A | 17.D2 | USED
KT0141:A1 | SC | KT0141A1 | WHT | 20 | 17.A6 | KT0143:15 | PANEL A | 17.A5 | USED
KT0141:A1 | SC | KT0141A1 | WHT | 20 | 17.A6 | KT0142:A1 | PANEL A | 17.A6 | USED
KT0141:A2 | SC | 0V | WHT | 20 | 17.A6 | KT0142:A2 | PANEL A | 17.A6 | USED
KT0142:15 | SC | FU0139 | WHT | 20 | 17.D2 | KT0144:A1 | PANEL A | 17.B6 | USED
KT0142:18 | SC | KA0137A1 | WHT | 20 | 17.D2 | KT0145:18 | PANEL A | 17.D2 | USED
KT0142:A2 | SC | 0V | WHT | 20 | 17.A6 | KT0143:A2 | PANEL A | 17.A6 | USED
KT0143:A2 | SC | 0V | WHT | 20 | 17.A6 | KT0144:A2 | PANEL A | 17.B6 | USED
KT0144:15 | SC | FU0139 | WHT | 20 | 17.D2 | KT0145:15 | PANEL A | 17.D2 | USED
KT0144:15 | SC | FU0139 | WHT | 20 | 17.D2 | KT0144:A1 | PANEL A | 17.B6 | USED
KT0144:A2 | SC | 0V | WHT | 20 | 17.B6 | KT0145:A2 | PANEL A | 17.B6 | USED
PEG0130:3 | SC | 0V | GRN/YEL | 16 | 16.B4 | XT0135:3 | PANEL A | 16.B4 | USED
UJ0131:- | SC | 521NEG | WHT | 12 | 15.B4 | XT0011:1 | PANEL A | 15.B3 | USED
UJ0131:G | SC | UJ0131G | GRN/YEL | 12 | 15.B4 | FRAME | PANEL A | 15.B4 | USED
UJ0131:OUT(-) | SC | 0V | WHT | 10 | 15.B4 | XT0134:1 | PANEL A | 16.B3 | USED
XT0080:1 | SC | 0V | WHT | 14 | 8.B1 | XT0135:2 | PANEL A | 16.B4 | USED
XT0134:1 | SC | 0V | WHT | 14 | 16.B3 | XT0135:1 | PANEL A | 16.B4 | USED
XT0134:4 | SC | 0V | WHT | 14 | 16.B3 | XT0235:1 | PANEL A | 16.D4 | USED
XT0135:1 | SC | 0V | WHT | 16 | 16.B4 | XT0136:3 | PANEL A | 17.A2 | USED
XT0135:2 | SC | 0V | WHT | 14 | 16.B4 | XT0081:1 | PANEL A | 8.D1 | USED
XT0136:1 | SC | FU0139 | WHT | 20 | 17.A2 | XT0136:10 | PANEL A | 61.C6 | USED
XT0136:11 | SC | 0V | WHT | 20 | 61.C6 | XT0136:3 | PANEL A | 17.A2 | USED
XT0136:4 | SC | FU0139 | WHT | 20 | 58.D5 | XT0136:1 | PANEL A | 17.A2 | USED
XT0233:3 | SC | FU0210 | WHT | 16 | 16.C4 | XT0001:1 | PANEL A | 5.B3 | USED
XT0235:2 | SC | 0V | WHT | 16 | 16.D4 | XT0001:3 | PANEL A | 5.B3 | USED
XT0235:4 | SC | 0V | WHT | 16 | 19.D5 | XT0235:2 | PANEL A | 16.D4 | USED
AU0080:L1 | WC0009 | AU0080L1 | ENET | CABLE | 8.A1 | AU0090:L2 | PANEL A | 8.C1 | USED
AF0081:04 | SC | SB047222 | WHT | 20 | 30.B7 | SB0472:B2-12 | JB70 | 30.B1 | USED
AF0081:36 | SC | SB047221 | WHT | 20 | 30.B7 | SB0472:B2-11 | JB70 | 30.B1 | USED
AF0087:00 | SC | SH047114 | WHT | 20 | 29.A7 | SH0471:14 | JB70 | 29.A1 | USED
AF0087:01 | SC | SH047012 | WHT | 20 | 29.B7 | SH0470:12 | JB70 | 29.B1 | USED
AF0087:02 | SC | SB047112 | WHT | 20 | 29.D7 | SB0471:12 | JB70 | 29.D1 | USED
AF0087:03 | SC | SB047314 | WHT | 20 | 29.D7 | SB0473:14 | JB70 | 29.D1 | USED
AF0087:04 | SC | SB047424 | WHT | 20 | 30.A7 | SB0474:14 | JB70 | 30.A1 | USED
AF0087:07 | SC | SA0471B114 | WHT | 20 | 30.A7 | SA0471:B1-14 | JB70 | 30.A1 | USED
AF0087:08 | SC | SA0471B214 | WHT | 20 | 30.B7 | SA0471:B2-14 | JB70 | 30.B1 | USED
AF0087:32 | SC | SH047113 | WHT | 20 | 29.A7 | SH0471:13 | JB70 | 29.A1 | USED
AF0087:33 | SC | SH047011 | WHT | 20 | 29.B7 | SH0470:11 | JB70 | 29.B1 | USED
AF0087:34 | SC | SB047111 | WHT | 20 | 29.D7 | SB0471:11 | JB70 | 29.D1 | USED
AF0087:35 | SC | SB047313 | WHT | 20 | 29.D7 | SB0473:13 | JB70 | 29.D1 | USED
AF0087:36 | SC | SB047423 | WHT | 20 | 30.A7 | SB0474:13 | JB70 | 30.A1 | USED
AF0087:39 | SC | SA0471B113 | WHT | 20 | 30.A7 | SA0471:B1-13 | JB70 | 30.A1 | USED
AF0087:40 | SC | SA0471B213 | WHT | 20 | 30.B7 | SA0471:B2-13 | JB70 | 30.B1 | USED
AF0093:06 | SC | SH0470X2 | WHT | 20 | 29.B7 | SH0470:X2 | JB70 | 29.B1 | USED
AF0093:15 | SC | SH0471X2 | WHT | 20 | 29.A7 | SH0471:X2 | JB70 | 29.A1 | USED
AF0093:22 | SC | SH0470X1 | WHT | 20 | 29.B7 | SH0470:X1 | JB70 | 29.B1 | USED
AF0093:31 | SC | SH0471X1 | WHT | 20 | 29.A7 | SH0471:X1 | JB70 | 29.A1 | USED
XT0137:1 | SC | ESTOPA | WHT | 20 | 30.B5 | SB0472:B1-11 | JB70 | 30.B1 | USED
XT0137:2 | SC | ESTOP | WHT | 20 | 30.B5 | SB0472:B1-12 | JB70 | 30.B1 | USED
XT0137:3 | SC | SH047111 | WHT | 20 | 29.A5 | SH0471:11 | JB70 | 29.A1 | USED
XT0137:4 | SC | SH047112 | WHT | 20 | 29.A5 | SH0471:12 | JB70 | 29.A1 | USED
XT0137:5 | SC | SH047013 | WHT | 20 | 29.B5 | SH0470:13 | JB70 | 29.B1 | USED
XT0137:6 | SC | SH047014 | WHT | 20 | 29.B5 | SH0470:14 | JB70 | 29.B1 | USED
XT0236:1 | SC | FU0139 | WHT | 20 | 29.B5 | SH0472:13 | JB70 | 29.B1 | USED
XT0236:2 | SC | KA0241A1 | WHT | 20 | 29.B5 | SH0472:14 | JB70 | 29.B1 | USED
XT0236:3 | SC | 0V | WHT | 20 | 29.C5 | SH0472:X1 | JB70 | 29.C1 | USED
XT0236:4 | SC | SH047211 | WHT | 20 | 29.C5 | SH0472:11 | JB70 | 29.C1 | USED
XT0236:5 | SC | SH047212 | WHT | 20 | 29.C5 | SH0472:12 | JB70 | 29.C1 | USED
XT0237:2 B1 | SC | SH0472X2 | WHT | 20 | 29.C5 | SH0472:X2 | JB70 | 29.C1 | USED
KA0875:11 | SC | HA04722 | WHT | 20 | 28.D6 | XT0170:13 | FIRE SYSTEM CONTROLLER PANEL | 28.D5 | USED
KA0875:14 | SC | FU0170 | WHT | 20 | 28.D6 | XT0170:1 | FIRE SYSTEM CONTROLLER PANEL | 10.A2 | USED
XT0134:2 | SC | 0V | WHT | 14 | 16.B3 | XT0170:3 | FIRE SYSTEM CONTROLLER PANEL | 10.A2 | USED
XT0138:2 | SC | FU0136 | WHT | 12 | 16.A3 | FU0170:LI | FIRE SYSTEM CONTROLLER PANEL | 10.A2 | USED
XT0134:3 | WC8019 | 0V | 2 | 12 | 16.B3 | XT0334:1 | GENERATOR PANEL | 21.C2 | USED
XT0136:9 | WC8019 | KA0231A1 | 4 | 12 | 17.B5 | XT0334:2 | GENERATOR PANEL | 21.C2 | USED
XT0138:3 | WC8019 | FU0136 | 3 | 12 | 16.A3 | XT0332:1 | GENERATOR PANEL | 21.B2 | USED
AF0087:05 | SC | SA047312 | WHT | 20 | 30.D7 | SA0473:12 | JB70 | 30.D1 | USED
AF0087:06 | SC | SA047314 | WHT | 20 | 30.D7 | SA0473:14 | JB70 | 30.D1 | USED
AF0087:37 | SC | SA047311 | WHT | 20 | 30.D7 | SA0473:11 | JB70 | 30.D1 | USED
AF0087:38 | SC | SA047313 | WHT | 20 | 30.D7 | SA0473:13 | JB70 | 30.D1 | USED
AF0091:14 | SC | SA0472B214 | WHT | 20 | 30.C7 | SA0472:B2-14 | JB70 | 30.C1 | USED
AF0091:15 | SC | SA0472B114 | WHT | 20 | 30.C7 | SA0472:B1-14 | JB70 | 30.C1 | USED
AF0091:46 | SC | SA0472B213 | WHT | 20 | 30.C7 | SA0472:B2-13 | JB70 | 30.C1 | USED
AF0091:47 | SC | SA0472B113 | WHT | 20 | 30.C7 | SA0472:B1-13 | JB70 | 30.C1 | USED
PEG0130:4 | SC | PEG01304 | GRN/YEL | 14 | 31.D4 | AT1100:GND | JB70 | 31.D1 | USED
XT0134:3 | SC | 0V | WHT | 14 | 16.B3 | AT1100:NEG | JB70 | 31.D1 | USED
AF0093:04 | SC | 009304 | WHT | 20 | 81.A7 | XT0171:2 | JB70 LEFT RAIL | 81.A5 | USED
AF0093:36 | SC | 009336 | WHT | 20 | 81.A7 | KA0176:14 | JB70 LEFT RAIL | 81.A6 | USED
KA0144:22 | SC | KA014422 | WHT | 20 | 81.A6 | KA0176:A1 | JB70 LEFT RAIL | 81.B5 | USED
KA0875:11 | SC | HA04722 | WHT | 20 | 28.D6 | KA0178:11 | JB70 LEFT RAIL | 28.D5 | USED
AF0081:03 | SC | 008103 | WHT | 20 | 19.C7 | KA0130:14 | JB70 RIGHT RAIL | 19.D6 | USED
AF0081:19 | SC | UA1200J27 | WHT | 20 | 19.C7 | UA1200:J2-7 | JB70 RIGHT RAIL | 19.B3 | USED
AF0081:35 | SC | 008135 | WHT | 20 | 19.C7 | KA0130:A1 | JB70 RIGHT RAIL | 19.C5 | USED
AF0093:12 | SC | 009312 | WHT | 20 | 31.B7 | PC0470:INP_A | JB70 RIGHT RAIL | 31.B5 | USED
AF0093:28 | SC | 009328 | WHT | 20 | 31.B7 | PC0470:-PWR | JB70 RIGHT RAIL | 31.B5 | USED
AF0093:44 | SC | 009344 | WHT | 20 | 31.B7 | PC0470:+PWR | JB70 RIGHT RAIL | 31.B5 | USED
FU0001:LD | SC | FU0001 | WHT | 16 | 5.B3 | BA0001:V1(+) | JB70 RIGHT RAIL | 5.B2 | USED
FU0002:LD | SC | FU0002 | WHT | 16 | 5.C3 | BA0002:V1(+) | JB70 RIGHT RAIL | 5.C2 | USED
XT0001:3 | SC | 0V | WHT | 16 | 5.B3 | BA0001:V1(-) | JB70 RIGHT RAIL | 5.B2 | USED
XT0001:4 | SC | 0V | WHT | 16 | 5.C3 | BA0002:V1(-) | JB70 RIGHT RAIL | 5.C2 | USED
XT0138:3 | SC | FU0136 | WHT | 14 | 16.A3 | FU1100:LI | JB70 RIGHT RAIL | 31.D3 | USED
XT0233:4 | SC | FU0212 | WHT | 20 | 19.D5 | UA1200:J1-10 | JB70 RIGHT RAIL | 19.B3 | USED
XT0233:4 | SC | FU0212 | WHT | 20 | 19.D5 | UA1200:J2-2 | JB70 RIGHT RAIL | 19.B3 | USED
XT0235:4 | SC | 0V | WHT | 20 | 19.D5 | UA1200:J1-9 | JB70 RIGHT RAIL | 19.B3 | USED
XT0237:1 B1 | SC | UA1200J15 | WHT | 20 | 19.C5 | UA1200:J1-5 | JB70 RIGHT RAIL | 19.B3 | USED
AF0081:00 | SC | UA1200J21 | WHT | 20 | 18.A7 | KA0241:11 | PANEL B | 18.A5 | USED
AF0081:01 | SC | KA024314 | WHT | 20 | 18.B7 | KA0243:14 | PANEL B | 18.B6 | USED
AF0081:02 | SC | KA024524 | WHT | 20 | 18.B7 | KA0245:24 | PANEL B | 18.B6 | USED
AF0081:08 | SC | KA024214 | WHT | 20 | 18.C7 | KA0242:14 | PANEL B | 18.C6 | USED
AF0081:09 | SC | KA023924 | WHT | 20 | 18.A7 | KA0239:24 | PANEL B | 18.B6 | USED
AF0081:33 | SC | KA024311 | WHT | 20 | 18.B7 | KA0243:11 | PANEL B | 18.B6 | USED
AF0081:34 | SC | KA024521 | WHT | 20 | 18.B7 | KA0245:21 | PANEL B | 18.B6 | USED
AF0081:41 | SC | KA023921 | WHT | 20 | 18.A7 | KA0239:21 | PANEL B | 18.B6 | USED
AF0086:SH | SC | IEG023011 | GRN | 14 | 8.B5 | IEG0230:11 | PANEL B | 8.B6 | USED
AF0094:SH | SC | IEG02302 | GRN | 14 | 8.D4 | IEG0230:2 | PANEL B | 8.D5 | USED
AF0095:02 | SC | 009502 | WHT | 20 | 45.B7 | KA0221:14 | PANEL B | 45.B6 | USED
AF0095:18 | SC | SV21202 | WHT | 20 | 45.B7 | XT0060:4 | PANEL B | 45.B5 | USED
FU0081:LD | SC | FU0081 | WHT | 14 | 8.B1 | XT0085:4 | PANEL B | 80.A5 | USED
FU0211:LD | SC | FU0211 | WHT | 14 | 16.B4 | KA1020:14 | PANEL B | 35.A5 | USED
FU0212:LD | SC | FU0212 | WHT | 16 | 16.C5 | KA0248:21 | PANEL B | 19.C6 | USED
GR0133: | SC | IEG02303 | GRN | 14 | 3.A3 | IEG0230:3 | PANEL B | 3.A3 | USED
GR0234: | SC | IEG02309 | GRN | 14 | 3.A3 | IEG0230:9 | PANEL B | 3.A3 | USED
KA0141:21 | SC | KT0146A1 | WHT | 20 | 17.B2 | KA0241:21 | PANEL B | 17.B2 | USED
KA0141:24 | SC | FU0139 | WHT | 20 | 17.B2 | KA0241:24 | PANEL B | 17.B2 | USED
KA0144:21 | SC | KA023222 | WHT | 20 | 81.A6 | KA0232:22 | PANEL B | 81.A6 | USED
KA0144:22 | SC | KA014422 | WHT | 20 | 81.A6 | KA0249:12 | PANEL B | 81.B6 | USED
KA0875:14 | SC | FU0170 | WHT | 20 | 28.D6 | KA0232:12 | PANEL B | 28.D6 | USED
KA6211:A1 | SC | KA6211A1 | WHT | 20 | 81.A6 | KA0246:14 | PANEL B | 81.A6 | USED
KT0145:A1 | SC | KA024412 | WHT | 20 | 17.B6 | KA0244:12 | PANEL B | 18.D4 | USED
KT0146:15 | SC | KT014615 | WHT | 20 | 18.C6 | AF0076:10 | PANEL B | 18.C7 | USED
KT0146:18 | SC | KA024214 | WHT | 20 | 18.C6 | KA0231:14 | PANEL B | 18.C6 | USED
KT0146:A2 | SC | KT0146A2 | WHT | 20 | 17.B2 | AF0076:29 | PANEL B | 17.B2 | USED
KT0146:B1 | SC | KT0146B1 | WHT | 20 | 17.B2 | AF0076:13 | PANEL B | 17.B2 | USED
XT0080:2 | SC | 0V | WHT | 14 | 8.B1 | XT0085:5 | PANEL B | 80.B5 | USED
XT0134:4 | SC | 0V | WHT | 14 | 16.B3 | UV0291:24V(-) | PANEL B | 31.D5 | USED
XT0135:3 | SC | 0V | WHT | 16 | 16.B4 | XT0085:3 | PANEL B | 15.C6 | USED
XT0136:1 | SC | FU0139 | WHT | 20 | 17.A2 | XT0240:12 | PANEL B | 18.C4 | USED
XT0136:13 | SC | KA0134A1 | WHT | 20 | 17.C5 | AF0067:12 | PANEL B | 61.D7 | USED
XT0136:3 | SC | 0V | WHT | 20 | 17.A2 | XT0240:10 | PANEL B | 18.D3 | USED
XT0136:6 | SC | PS32004 | WHT | 20 | 58.D5 | KA0240:11 | PANEL B | 58.D6 | USED
XT0136:7 | SC | UF1300 | WHT | 20 | 58.D6 | KA0240:14 | PANEL B | 58.D6 | USED
XT0136:9 | SC | KA0231A1 | WHT | 20 | 17.B5 | KA0242:11 | PANEL B | 18.C6 | USED
XT0137:1 | SC | ESTOPA | WHT | 20 | 30.B5 | XT0240:3 | PANEL B | 18.A3 | USED
XT0137:2 | SC | ESTOP | WHT | 20 | 30.B5 | XT0240:4 | PANEL B | 18.A3 | USED
XT0138:4 | SC | FU0136 | WHT | 14 | 16.B3 | FU0291:LI | PANEL B | 31.D5 | USED
XT0139:3 | SC | FU0137 | WHT | 14 | 16.B4 | XT0085:1 | PANEL B | 15.C6 | USED
XT0233:1 | SC | FU0210 | WHT | 14 | 16.C4 | FU0060:LI | PANEL B | 9.C1 | USED
XT0233:2 | SC | FU0210 | WHT | 14 | 16.C4 | FU0070:LI | PANEL B | 9.B1 | USED
XT0235:1 | SC | 0V | WHT | 20 | 16.D4 | XT0070:1 | PANEL B | 9.B1 | USED
XT0235:1 | SC | 0V | WHT | 20 | 16.D4 | XT0060:1 | PANEL B | 9.D1 | USED
XT0235:3 | SC | 0V | WHT | 14 | 16.D4 | KA1020:24 | PANEL B | 35.A5 | USED
XT0236:1 | SC | FU0139 | WHT | 20 | 29.B5 | XT0240:11 | PANEL B | 18.C4 | USED
XT0236:2 | SC | KA0241A1 | WHT | 20 | 29.B5 | XT0240:6 | PANEL B | 18.C3 | USED
XT0236:3 | SC | 0V | WHT | 20 | 29.C5 | XT0240:9 | PANEL B | 18.D3 | USED
XT0237:1 B2 | SC | 007612 | WHT | 20 | 19.C5 | AF0076:12 | PANEL B | 19.C7 | USED
XT0237:1 T2 | SC | 024221 | WHT | 20 | 19.C5 | KA0242:21 | PANEL B | 19.C6 | USED
XT0237:2 B2 | SC | KA023612 | WHT | 20 | 29.C5 | XT0240:13 | PANEL B | 18.D4 | USED
AU0080:L2 | WC0008 | AU0080L2 | ENET | CABLE | 8.A1 | AU0070:L1 | PANEL B | 9.A2 | USED
FU0010:LD | SC | FU0010 | WHT | 14 | 16.A5 | UV0600:(+) | PLC PANEL | 4.B2 | USED
XT0135:1 | SC | 0V | WHT | 14 | 16.B4 | UV0600:(-) | PLC PANEL | 4.B2 | USED
XT0233:3 | SC | FU0210 | WHT | 14 | 16.C4 | FU0680:LI | PLC PANEL | 7.B2 | USED
XT0235:3 | SC | 0V | WHT | 16 | 16.D4 | XT0680:2 | PLC PANEL | 7.B3 | USED
AU0090:L1 | WC0003 | AP0603L2 | ENET | CABLE | 8.C1 | AP0603:L2 | PLC PANEL | 4.A3 | USED
SolarTools ver. 24.0.84.24712 (Jul 31, 2025)
Report date: 4/7/2026 10:56 AM

## PANEL B
PANEL B
JB70
Project # | J1970
Project Name | PERTAMINA EP CEPU ZONA 11 CPP GUNDIH
Revision | 0.1
Controls DE | S.SANKAR
Phone: | 0
Controls ME
Phone:
From | [5 empty] | To
Device ID | Cable (W) Conductor (SC) Jumper Clip (JC) | Wire No. | Wire ID | Gauge/Size | Page/Zone | Device ID | Location | Page/Zone
XT0060:1 | JC | 0V | CLIP | --- | 9.D1 | XT0060:2 | PANEL B | 9.D1 | USED
XT0240:11 | JC | FU0139 | CLIP | --- | 18.C4 | XT0240:12 | PANEL B | 18.C4 | USED
XT0240:9 | JC | 0V | CLIP | --- | 18.D3 | XT0240:10 | PANEL B | 18.D3 | USED
XT0291:1 | JC | UV0291P | CLIP | --- | 31.B5 | XT0291:2 | PANEL B | 31.B5 | USED
XT0291:2 | JC | UV0291P | CLIP | --- | 31.B5 | XT0291:3 | PANEL B | 31.C5 | USED
XT0291:3 | JC | UV0291P | CLIP | --- | 31.C5 | XT0291:4 | PANEL B | 31.C5 | USED
XT0291:5 | JC | UV0291N | CLIP | --- | 31.C5 | XT0291:6 | PANEL B | 31.C5 | USED
XT0291:6 | JC | UV0291N | CLIP | --- | 31.C5 | XT0291:7 | PANEL B | 31.C5 | USED
XT0291:7 | JC | UV0291N | CLIP | --- | 31.C5 | XT0291:8 | PANEL B | 31.C5 | USED
AF0061:COM | SC | 0V | WHT | 14 | 9.C2 | XT0060:2 | PANEL B | 9.D1 | USED
AF0061:V+ | SC | FU0061 | WHT | 14 | 9.C2 | FU0061:LD | PANEL B | 9.D1 | USED
KA0222:14 | SC | 006200 | WHT | 20 | 46.B7 | AF0062:00 | PANEL B | 46.B6 | USED
KA0234:14 | SC | 006212 | WHT | 20 | 36.A7 | AF0062:12 | PANEL B | 36.A5 | USED
AF0062:16 | SC | SV21242 | WHT | 16 | 46.B7 | XT0060:6 | PANEL B | 46.B5 | USED
AF0062:COM | SC | 0V | WHT | 14 | 9.C3 | XT0060:2 | PANEL B | 9.D1 | USED
AF0062:V+ | SC | FU0062 | WHT | 14 | 9.C3 | FU0062:LD | PANEL B | 9.D1 | USED
AF0063:COM | SC | AF0063N | WHT | 16 | 9.C3 | AF0064:COM | PANEL B | 9.C4 | USED
AF0063:COM | SC | AU0060N | WHT | 16 | 9.C3 | AU0060:COM | PANEL B | 9.C2 | USED
AF0063:V+ | SC | AF0063P | WHT | 16 | 9.C3 | AF0064:V+ | PANEL B | 9.C4 | USED
AF0063:V+ | SC | AU0060P | WHT | 16 | 9.C3 | AU0060:V+ | PANEL B | 9.C2 | USED
AF0064:COM | SC | AF0064N | WHT | 16 | 9.C4 | AF0065:COM | PANEL B | 9.C5 | USED
AF0064:SH | SC | AF0064G | GRN | 14 | 9.C4 | AF0065:SH | PANEL B | 9.C5 | USED
AF0064:SH | SC | AU0060G | GRN | 14 | 9.C4 | AU0060:GND | PANEL B | 9.C2 | USED
AF0064:V+ | SC | AF0064P | WHT | 16 | 9.C4 | AF0065:V+ | PANEL B | 9.C5 | USED
AF0065:COM | SC | AF0065N | WHT | 16 | 9.C5 | AF0068:COM | PANEL B | 9.C6 | USED
AF0065:SH | SC | AF0065G | GRN | 14 | 9.C5 | AF0066:SH | PANEL B | 9.C5 | USED
AF0065:V+ | SC | AF0065P | WHT | 16 | 9.C5 | AF0068:V+ | PANEL B | 9.C6 | USED
AF0066:COM | SC | 0V | WHT | 14 | 9.C5 | XT0060:2 | PANEL B | 9.D1 | USED
AF0066:SH | SC | AF0066G | GRN | 14 | 9.C5 | AF0068:SH | PANEL B | 9.C6 | USED
AF0066:V+ | SC | FU0063 | WHT | 16 | 9.C5 | FU0063:LD | PANEL B | 9.D1 | USED
AF0067:COM | SC | 0V | WHT | 14 | 9.C6 | XT0060:2 | PANEL B | 9.D1 | USED
AF0067:V+ | SC | FU0064 | WHT | 16 | 9.C6 | FU0064:LD | PANEL B | 9.D1 | USED
AF0068:SH | SC | IEG02304 | GRN | 14 | 9.C6 | IEG0230:4 | PANEL B | 9.D7 | USED
AF0071:COM | SC | AF0071N | WHT | 16 | 9.B2 | AF0072:COM | PANEL B | 9.A3 | USED
AF0071:COM | SC | AU0070N | WHT | 16 | 9.B2 | AU0070:COM | PANEL B | 9.A2 | USED
AF0071:SH | SC | AF0071G | GRN | 14 | 9.B2 | AF0072:SH | PANEL B | 9.A3 | USED
AF0071:SH | SC | AU0070G | GRN | 14 | 9.B2 | AU0070:GND | PANEL B | 9.A2 | USED
AF0071:V+ | SC | AF0071P | WHT | 16 | 9.B2 | AF0072:V+ | PANEL B | 9.A3 | USED
AF0071:V+ | SC | AU0070P | WHT | 16 | 9.B2 | AU0070:V+ | PANEL B | 9.A2 | USED
AF0072:COM | SC | AF0072N | WHT | 16 | 9.A3 | AF0073:COM | PANEL B | 9.B3 | USED
AF0072:SH | SC | AF0072G | GRN | 14 | 9.A3 | AF0073:SH | PANEL B | 9.B3 | USED
AF0072:V+ | SC | AF0072P | WHT | 16 | 9.A3 | AF0073:V+ | PANEL B | 9.B3 | USED
AF0073:COM | SC | AF0073N | WHT | 16 | 9.B3 | AF0074:COM | PANEL B | 9.B4 | USED
AF0073:SH | SC | AF0073G | GRN | 14 | 9.B3 | AF0074:SH | PANEL B | 9.B4 | USED
AF0073:V+ | SC | AF0073P | WHT | 16 | 9.B3 | AF0074:V+ | PANEL B | 9.B4 | USED
AF0074:05 | SC | 007405 | WHT | 20 | 15.C7 | XT0085:2 | PANEL B | 15.C6 | USED
AF0074:21 | SC | 0V | WHT | 20 | 15.C7 | XT0085:3 | PANEL B | 15.C6 | USED
AF0074:COM | SC | AF0074N | WHT | 16 | 9.B4 | AF0075:COM | PANEL B | 9.A5 | USED
AF0074:SH | SC | AF0074G | GRN | 14 | 9.B4 | AF0075:SH | PANEL B | 9.A5 | USED
AF0074:V+ | SC | AF0074P | WHT | 16 | 9.B4 | AF0075:V+ | PANEL B | 9.A5 | USED
AF0075:SH | SC | IEG02307 | GRN | 14 | 9.A5 | IEG0230:7 | PANEL B | 9.B6 | USED
KA0237:14 | SC | 007600 | WHT | 20 | 43.B7 | AF0076:00 | PANEL B | 43.B5 | USED
KA0221:A1 | SC | 007602 | WHT | 20 | 45.B7 | AF0076:02 | PANEL B | 45.B6 | USED
KA0222:A1 | SC | 007604 | WHT | 20 | 46.B7 | AF0076:04 | PANEL B | 46.B6 | USED
KA1020:A1 | SC | 007608 | WHT | 20 | 31.A7 | AF0076:08 | PANEL B | 31.A5 | USED
KA0224:A1 | SC | 007615 | WHT | 20 | 32.D6 | AF0076:15 | PANEL B | 32.D6 | USED
KA0221:A2 | SC | 007618 | WHT | 20 | 45.B7 | AF0076:18 | PANEL B | 45.B6 | USED
KA0222:A2 | SC | 007620 | WHT | 20 | 46.B7 | AF0076:20 | PANEL B | 46.B6 | USED
KA1020:A2 | SC | 007624 | WHT | 20 | 31.A7 | AF0076:24 | PANEL B | 31.A5 | USED
KA0231:A2 | SC | KA0231A2 | WHT | 20 | 18.C7 | AF0076:26 | PANEL B | 18.C6 | USED
KA0224:A2 | SC | 007631 | WHT | 20 | 32.D6 | AF0076:31 | PANEL B | 32.D6 | USED
AF0076:COM | SC | 0V | WHT | 14 | 9.A5 | XT0070:1 | PANEL B | 9.B1 | USED
AF0076:V+ | SC | FU0071 | WHT | 16 | 9.A5 | FU0071:LD | PANEL B | 9.B1 | USED
XT0240:2 | SC | JP0 | VIO | 20 | 18.A3 | XT0240:1 | PANEL B | 18.A3 | USED
AU0060:COM | SC | 0V | WHT | 14 | 9.C2 | XT0060:1 | PANEL B | 9.D1 | USED
AU0060:V+ | SC | FU0060 | WHT | 14 | 9.C2 | FU0060:LD | PANEL B | 9.C1 | USED
AU0070:COM | SC | 0V | WHT | 14 | 9.A2 | XT0070:1 | PANEL B | 9.B1 | USED
AU0070:V+ | SC | FU0070 | WHT | 16 | 9.A2 | FU0070:LD | PANEL B | 9.B1 | USED
FU0060:LI | SC | FU0210 | WHT | 14 | 9.C1 | FU0061:LI | PANEL B | 9.D1 | USED
FU0061:LI | SC | FU0210 | WHT | 14 | 9.D1 | FU0062:LI | PANEL B | 9.D1 | USED
FU0062:LI | SC | FU0210 | WHT | 14 | 9.D1 | FU0063:LI | PANEL B | 9.D1 | USED
FU0063:LI | SC | FU0210 | WHT | 14 | 9.D1 | FU0064:LI | PANEL B | 9.D1 | USED
FU0070:LI | SC | FU0210 | WHT | 14 | 9.B1 | FU0071:LI | PANEL B | 9.B1 | USED
FU0291:LD | SC | FU0291 | WHT | 16 | 31.D5 | UV0291:24V(+) | PANEL B | 31.D5 | USED
GR0231: | SC | IEG02306 | GRN | 14 | 3.A4 | IEG0230:6 | PANEL B | 3.A4 | USED
GR0232: | SC | GR0232 | GRN/YEL | 14 | 3.A4 | FRAME | PANEL B | 3.A4 | USED
GR0233: | SC | IEG02305 | GRN | 14 | 3.A4 | IEG0230:5 | PANEL B | 3.A4 | USED
KA0221:11 | SC | KA022111 | WHT | 20 | 45.B6 | KA0235:24 | PANEL B | 45.B5 | USED
KA0222:11 | SC | KA022211 | WHT | 20 | 46.B6 | KA0236:24 | PANEL B | 46.B5 | USED
KA0231:11 | SC | KA0231A1 | WHT | 20 | 18.C6 | KA0242:11 | PANEL B | 18.C6 | USED
KA0231:11 | SC | KA0231A1 | WHT | 20 | 18.C6 | KA0231:A1 | PANEL B | 18.C6 | USED
KA0231:14 | SC | KA024214 | WHT | 20 | 18.C6 | KA0242:14 | PANEL B | 18.C6 | USED
KA0231:21 | SC | KA023121 | WHT | 20 | 18.A4 | KA0245:14 | PANEL B | 18.A4 | USED
KA0231:A1 | SC | KA0231A1 | WHT | 20 | 18.C6 | KA0232:A1 | PANEL B | 18.D6 | USED
KA0231:A2 | SC | KA0231A2 | WHT | 20 | 18.C6 | KA0232:A2 | PANEL B | 18.D6 | USED
KA0232:22 | SC | KA023222 | WHT | 20 | 81.A6 | KA0249:11 | PANEL B | 81.B6 | USED
KA0232:A1 | SC | KA0231A1 | WHT | 20 | 18.D6 | KA0233:A1 | PANEL B | 18.D6 | USED
KA0232:A2 | SC | KA0231A2 | WHT | 20 | 18.D6 | KA0233:A2 | PANEL B | 18.D6 | USED
KA0233:A1 | SC | KA0231A1 | WHT | 20 | 18.D6 | KA0234:A1 | PANEL B | 18.D6 | USED
KA0233:A2 | SC | KA0231A2 | WHT | 20 | 18.D6 | KA0234:A2 | PANEL B | 18.D6 | USED
KA0235:11 | SC | UA1200J21 | WHT | 20 | 18.A5 | KA0241:11 | PANEL B | 18.A5 | USED
KA0235:11 | SC | UA1200J21 | WHT | 20 | 18.A5 | XT0060:3 | PANEL B | 19.D5 | USED
KA0235:14 | SC | KA024114 | WHT | 20 | 18.A5 | KA0241:14 | PANEL B | 18.A5 | USED
KA0235:A1 | SC | ESTOP | WHT | 20 | 18.A2 | KA0236:A1 | PANEL B | 18.B2 | USED
KA0235:A1 | SC | ESTOP | WHT | 20 | 18.A2 | XT0240:4 | PANEL B | 18.A3 | USED
KA0236:11 | SC | FU0139 | WHT | 20 | 18.D4 | KA0244:11 | PANEL B | 18.D4 | USED
KA0236:11 | SC | FU0139 | WHT | 20 | 18.D4 | XT0240:12 | PANEL B | 18.C4 | USED
KA0236:12 | SC | KA023612 | WHT | 20 | 18.D4 | XT0240:13 | PANEL B | 18.D4 | USED
KA0236:A1 | SC | ESTOP | WHT | 20 | 18.B2 | KA0237:A1 | PANEL B | 18.B2 | USED
KA0236:A2 | SC | 0V | WHT | 20 | 18.B2 | KA0235:A2 | PANEL B | 18.A2 | USED
KA0236:A2 | SC | 0V | WHT | 20 | 18.B2 | KA0237:A2 | PANEL B | 18.B2 | USED
KA0237:A1 | SC | ESTOP | WHT | 20 | 18.B2 | KA0238:A1 | PANEL B | 18.B2 | USED
KA0237:A2 | SC | 0V | WHT | 20 | 18.B2 | KA0238:A2 | PANEL B | 18.B2 | USED
KA0238:A1 | SC | ESTOP | WHT | 20 | 18.B2 | KA0239:A1 | PANEL B | 18.B2 | USED
KA0238:A2 | SC | 0V | WHT | 20 | 18.B2 | KA0239:A2 | PANEL B | 18.B2 | USED
KA0239:A1 | SC | ESTOP | WHT | 20 | 18.B2 | KA0240:A1 | PANEL B | 18.B2 | USED
KA0239:A2 | SC | 0V | WHT | 20 | 18.B2 | KA0240:A2 | PANEL B | 18.B2 | USED
KA0240:A1 | SC | ESTOP | WHT | 20 | 18.B2 | KA0248:A1 | PANEL B | 18.B2 | USED
KA0240:A2 | SC | 0V | WHT | 20 | 18.B2 | KA0248:A2 | PANEL B | 18.B2 | USED
KA0241:14 | SC | KA024114 | WHT | 20 | 18.A5 | KA0231:24 | PANEL B | 18.A4 | USED
KA0241:A1 | SC | KA0241A1 | WHT | 20 | 18.C2 | KA0242:A1 | PANEL B | 18.C2 | USED
KA0241:A1 | SC | KA0241A1 | WHT | 20 | 18.C2 | XT0240:6 | PANEL B | 18.C3 | USED
KA0241:A2 | SC | 0V | WHT | 20 | 18.C2 | KA0242:A2 | PANEL B | 18.C2 | USED
KA0241:A2 | SC | 0V | WHT | 20 | 18.C2 | KA0250:A2 | PANEL B | 18.C2 | USED
KA0242:24 | SC | 024822 | WHT | 20 | 19.C6 | KA0248:22 | PANEL B | 19.C6 | USED
KA0242:A2 | SC | 0V | WHT | 20 | 18.C2 | KA0243:A2 | PANEL B | 18.C2 | USED
KA0243:21 | SC | ESTOPC | WHT | 20 | 18.A3 | XT0240:1 | PANEL B | 18.A3 | USED
KA0243:24 | SC | KA024511 | WHT | 20 | 18.A3 | KA0245:11 | PANEL B | 18.A4 | USED
KA0243:A1 | SC | KA0243A1 | WHT | 20 | 18.C2 | KA0244:A1 | PANEL B | 18.D2 | USED
KA0243:A1 | SC | KA0243A1 | WHT | 20 | 18.C2 | XT0240:7 | PANEL B | 18.C3 | USED
KA0243:A2 | SC | 0V | WHT | 20 | 18.C2 | KA0244:A2 | PANEL B | 18.D2 | USED
KA0244:A1 | SC | KA0243A1 | WHT | 20 | 18.D2 | KA0246:A1 | PANEL B | 18.D2 | USED
KA0244:A2 | SC | 0V | WHT | 20 | 18.D2 | KA0246:A2 | PANEL B | 18.D2 | USED
KA0245:A1 | SC | KA0245A1 | WHT | 20 | 18.D2 | KA0249:A1 | PANEL B | 18.D2 | USED
KA0245:A1 | SC | KA0245A1 | WHT | 20 | 18.D2 | XT0240:8 | PANEL B | 18.D3 | USED
KA0245:A2 | SC | 0V | WHT | 20 | 18.D2 | KA0249:A2 | PANEL B | 18.D2 | USED
KA0245:A2 | SC | 0V | WHT | 20 | 18.D2 | KA0247:A2 | PANEL B | 18.D2 | USED
KA0246:A1 | SC | KA0243A1 | WHT | 20 | 18.D2 | KA0247:A1 | PANEL B | 18.D2 | USED
KA0246:A2 | SC | 0V | WHT | 20 | 18.D2 | KA0247:A2 | PANEL B | 18.D2 | USED
KA0248:A1 | SC | ESTOP | WHT | 20 | 18.B2 | KA0250:A1 | PANEL B | 18.C2 | USED
KA0248:A2 | SC | 0V | WHT | 20 | 18.B2 | KA0250:A2 | PANEL B | 18.C2 | USED
KA0249:A2 | SC | 0V | WHT | 20 | 18.D2 | XT0240:10 | PANEL B | 18.D3 | USED
RR0851: -3.01K OHM | SC | FU0137 | LEAD | --- | 15.C6 | XT0085:1 | PANEL B | 15.C6 | USED
RR0851: -3.01K OHM | SC | 007405 | LEAD | --- | 15.C6 | XT0085:2 | PANEL B | 15.C6 | USED
RR0852: -1.0K OHM | SC | 0V | LEAD | --- | 15.C6 | XT0085:3 | PANEL B | 15.C6 | USED
RR0852: -1.0K OHM | SC | 007405 | LEAD | --- | 15.C6 | XT0085:2 | PANEL B | 15.C6 | USED
UV0291:OUT1(-) | SC | UV0291N | WHT | 16 | 31.D5 | XT0291:5 | PANEL B | 31.C5 | USED
UV0291:OUT1(+) | SC | UV0291P | WHT | 16 | 31.D5 | XT0291:1 | PANEL B | 31.B5 | USED
XT0240:5 | SC | ESTOP | WHT | 20 | 18.B3 | XT0240:4 | PANEL B | 18.A3 | USED
AU0060:L1 | WC0007 | AU0070L2 | ENET | CABLE | 9.C2 | AU0070:L2 | PANEL B | 9.A2 | USED
KA0232:21 | SC | FU0170 | WHT | 20 | 81.A6 | XT0170:2 | FIRE SYSTEM CONTROLLER PANEL | 10.A2 | USED
XT0240:12 | SC | FU0139 | WHT | 20 | 18.C4 | AT0170:30 | FIRE SYSTEM CONTROLLER PANEL | 10.C3 | USED
XT0240:12 | SC | FU0139 | WHT | 20 | 18.C4 | AT0170:24 | FIRE SYSTEM CONTROLLER PANEL | 10.B3 | USED
XT0240:7 | SC | KA0243A1 | WHT | 20 | 18.C3 | AT0170:26 | FIRE SYSTEM CONTROLLER PANEL | 10.B3 | USED
XT0240:8 | SC | KA0245A1 | WHT | 20 | 18.D3 | AT0170:32 | FIRE SYSTEM CONTROLLER PANEL | 10.C3 | USED
AU0060:L2 | WC0060 | AU0060L2 | ENET | CABLE | 9.C2 | AF0410:L1 | GENERATOR PANEL | 20.B5 | USED
XT0240:5 | WC8019 | ESTOP | 1 | 12 | 18.B3 | XT0336:1 | GENERATOR PANEL | 21.C4 | USED
KA0232:11 | SC | KA017814 | WHT | 20 | 28.D6 | KA0178:14 | JB70 LEFT RAIL | 28.D5 | USED
KA0246:11 | SC | KA017611 | WHT | 20 | 81.A6 | XT0171:1 | JB70 LEFT RAIL | 81.A5 | USED
AF0076:11 | SC | UA1200J14 | WHT | 20 | 19.C7 | UA1200:J1-4 | JB70 RIGHT RAIL | 19.B3 | USED
IEG0230:14 | SC | GR1100 | GRN | 14 | 3.A4 | GR1100: | JB70 RIGHT RAIL | 3.A5 | USED
IEG0230:8 | SC | IEG02308 | GRN | 16 | 19.D6 | UA1200:J3-4 | JB70 RIGHT RAIL | 19.B3 | USED
XT0060:3 | SC | UA1200J21 | WHT | 20 | 19.D5 | UA1200:J2-1 | JB70 RIGHT RAIL | 19.B3 | USED
XT0291:3 | SC | UV0291P | WHT | 16 | 31.C5 | FU1101:LI | JB70 RIGHT RAIL | 31.C3 | USED
XT0291:7 | SC | UV0291N | WHT | 16 | 31.C5 | BA1100:NEG | JB70 RIGHT RAIL | 31.B2 | USED
AF0065:12 | WC4524 | UA1200J13 | RED | 20 | 19.B7 | UA1200:J1-3 | JB70 RIGHT RAIL | 19.B3 | USED
AF0065:28 | WC4524 | UA1200J11 | BLK | 20 | 19.B7 | UA1200:J1-1 | JB70 RIGHT RAIL | 19.B3 | USED
AF0065:60 | WC4524 | UA1200S | SH | 20 | 19.B7 | FLOATING | JB70 RIGHT RAIL | 19.B3 | USED
AF0067:12 | SC | KA0134A1 | WHT | 20 | 61.D7 | XT0136:13 | PANEL A | 17.C5 | USED
AF0076:10 | SC | KT014615 | WHT | 20 | 18.C7 | KT0146:15 | PANEL A | 18.C6 | USED
AF0076:12 | SC | 007612 | WHT | 20 | 19.C7 | XT0237:1 B2 | PANEL A | 19.C5 | USED
AF0076:13 | SC | KT0146B1 | WHT | 20 | 17.B2 | KT0146:B1 | PANEL A | 17.B2 | USED
AF0076:29 | SC | KT0146A2 | WHT | 20 | 17.B2 | KT0146:A2 | PANEL A | 17.B2 | USED
FU0060:LI | SC | FU0210 | WHT | 14 | 9.C1 | XT0233:1 | PANEL A | 16.C4 | USED
FU0070:LI | SC | FU0210 | WHT | 14 | 9.B1 | XT0233:2 | PANEL A | 16.C4 | USED
FU0291:LI | SC | FU0136 | WHT | 14 | 31.D5 | XT0138:4 | PANEL A | 16.B3 | USED
IEG0230:11 | SC | IEG023011 | GRN | 14 | 8.B6 | AF0086:SH | PANEL A | 8.B5 | USED
IEG0230:2 | SC | IEG02302 | GRN | 14 | 8.D5 | AF0094:SH | PANEL A | 8.D4 | USED
IEG0230:3 | SC | IEG02303 | GRN | 14 | 3.A3 | GR0133: | PANEL A | 3.A3 | USED
IEG0230:9 | SC | IEG02309 | GRN | 14 | 3.A3 | GR0234: | PANEL A | 3.A3 | USED
KA0221:14 | SC | 009502 | WHT | 20 | 45.B6 | AF0095:02 | PANEL A | 45.B7 | USED
KA0231:14 | SC | KA024214 | WHT | 20 | 18.C6 | KT0146:18 | PANEL A | 18.C6 | USED
KA0232:12 | SC | FU0170 | WHT | 20 | 28.D6 | KA0875:14 | PANEL A | 28.D6 | USED
KA0232:22 | SC | KA023222 | WHT | 20 | 81.A6 | KA0144:21 | PANEL A | 81.A6 | USED
KA0239:21 | SC | KA023921 | WHT | 20 | 18.B6 | AF0081:41 | PANEL A | 18.A7 | USED
KA0239:24 | SC | KA023924 | WHT | 20 | 18.B6 | AF0081:09 | PANEL A | 18.A7 | USED
KA0240:11 | SC | PS32004 | WHT | 20 | 58.D6 | XT0136:6 | PANEL A | 58.D5 | USED
KA0240:14 | SC | UF1300 | WHT | 20 | 58.D6 | XT0136:7 | PANEL A | 58.D6 | USED
KA0241:11 | SC | UA1200J21 | WHT | 20 | 18.A5 | AF0081:00 | PANEL A | 18.A7 | USED
KA0241:21 | SC | KT0146A1 | WHT | 20 | 17.B2 | KA0141:21 | PANEL A | 17.B2 | USED
KA0241:24 | SC | FU0139 | WHT | 20 | 17.B2 | KA0141:24 | PANEL A | 17.B2 | USED
KA0242:11 | SC | KA0231A1 | WHT | 20 | 18.C6 | XT0136:9 | PANEL A | 17.B5 | USED
KA0242:14 | SC | KA024214 | WHT | 20 | 18.C6 | AF0081:08 | PANEL A | 18.C7 | USED
KA0242:21 | SC | 024221 | WHT | 20 | 19.C6 | XT0237:1 T2 | PANEL A | 19.C5 | USED
KA0243:11 | SC | KA024311 | WHT | 20 | 18.B6 | AF0081:33 | PANEL A | 18.B7 | USED
KA0243:14 | SC | KA024314 | WHT | 20 | 18.B6 | AF0081:01 | PANEL A | 18.B7 | USED
KA0244:12 | SC | KA024412 | WHT | 20 | 18.D4 | KT0145:A1 | PANEL A | 17.B6 | USED
KA0245:21 | SC | KA024521 | WHT | 20 | 18.B6 | AF0081:34 | PANEL A | 18.B7 | USED
KA0245:24 | SC | KA024524 | WHT | 20 | 18.B6 | AF0081:02 | PANEL A | 18.B7 | USED
KA0246:14 | SC | KA6211A1 | WHT | 20 | 81.A6 | KA6211:A1 | PANEL A | 81.A6 | USED
KA0248:21 | SC | FU0212 | WHT | 16 | 19.C6 | FU0212:LD | PANEL A | 16.C5 | USED
KA0249:12 | SC | KA014422 | WHT | 20 | 81.B6 | KA0144:22 | PANEL A | 81.A6 | USED
KA1020:14 | SC | FU0211 | WHT | 14 | 35.A5 | FU0211:LD | PANEL A | 16.B4 | USED
KA1020:24 | SC | 0V | WHT | 14 | 35.A5 | XT0235:3 | PANEL A | 16.D4 | USED
UV0291:24V(-) | SC | 0V | WHT | 14 | 31.D5 | XT0134:4 | PANEL A | 16.B3 | USED
XT0060:1 | SC | 0V | WHT | 20 | 9.D1 | XT0235:1 | PANEL A | 16.D4 | USED
XT0060:4 | SC | SV21202 | WHT | 20 | 45.B5 | AF0095:18 | PANEL A | 45.B7 | USED
XT0070:1 | SC | 0V | WHT | 20 | 9.B1 | XT0235:1 | PANEL A | 16.D4 | USED
XT0085:1 | SC | FU0137 | WHT | 14 | 15.C6 | XT0139:3 | PANEL A | 16.B4 | USED
XT0085:3 | SC | 0V | WHT | 16 | 15.C6 | XT0135:3 | PANEL A | 16.B4 | USED
XT0085:4 | SC | FU0081 | WHT | 14 | 80.A5 | FU0081:LD | PANEL A | 8.B1 | USED
XT0085:5 | SC | 0V | WHT | 14 | 80.B5 | XT0080:2 | PANEL A | 8.B1 | USED
XT0240:10 | SC | 0V | WHT | 20 | 18.D3 | XT0136:3 | PANEL A | 17.A2 | USED
XT0240:11 | SC | FU0139 | WHT | 20 | 18.C4 | XT0236:1 | PANEL A | 29.B5 | USED
XT0240:12 | SC | FU0139 | WHT | 20 | 18.C4 | XT0136:1 | PANEL A | 17.A2 | USED
XT0240:13 | SC | KA023612 | WHT | 20 | 18.D4 | XT0237:2 B2 | PANEL A | 29.C5 | USED
XT0240:3 | SC | ESTOPA | WHT | 20 | 18.A3 | XT0137:1 | PANEL A | 30.B5 | USED
XT0240:4 | SC | ESTOP | WHT | 20 | 18.A3 | XT0137:2 | PANEL A | 30.B5 | USED
XT0240:6 | SC | KA0241A1 | WHT | 20 | 18.C3 | XT0236:2 | PANEL A | 29.B5 | USED
XT0240:9 | SC | 0V | WHT | 20 | 18.D3 | XT0236:3 | PANEL A | 29.C5 | USED
AU0070:L1 | WC0008 | AU0080L2 | ENET | CABLE | 9.A2 | AU0080:L2 | PANEL A | 8.A1 | USED
IEG0230:1 | SC | IEG02301 | GRN | 12 | 4.B4 | AR0600:IE2 | PLC PANEL | 4.A1 | USED
SolarTools ver. 24.0.84.24712 (Jul 31, 2025)
Report date: 4/7/2026 10:55 AM

## PLC PANEL
PLC PANEL
JB70
Project # | J1970
Project Name | PERTAMINA EP CEPU ZONA 11 CPP GUNDIH
Revision | 0.1
Controls DE | S.SANKAR
Phone: | 0
Controls ME
Phone:
From | [5 empty] | To
Device ID | Cable (W) Conductor (SC) Jumper Clip (JC) | Wire No. | Wire ID | Gauge/Size | Page/Zone | Device ID | Location | Page/Zone
AR0600:IE1 | SC | UV0600G | GRN | 14 | 4.A1 | UV0600:GND | PLC PANEL | 4.B2 | USED
AT0680:NEG | SC | 0V | WHT | 14 | 7.B4 | XT0680:2 | PLC PANEL | 7.B3 | USED
AT0680:POS | SC | AT0680POS | WHT | 14 | 7.B4 | XT0680:1 | PLC PANEL | 7.B3 | USED
FU0680:LD | SC | AT0680POS | WHT | 14 | 7.B2 | XT0680:1 | PLC PANEL | 7.B3 | USED
GR0680: | SC | GR0680 | GRN/YEL | 14 | 3.A4 | FRAME | PLC PANEL | 3.A4 | USED
AP0602:L2 | WC0001 | AP0602L2 | ENET | CABLE | 4.A3 | AP0603:L1 | PLC PANEL | 4.A3 | USED
AP0606:L1 | WC0680 | AT0680LAN1 | ENET | CABLE | 4.A5 | AT0680:LAN1 | PLC PANEL | 7.B4 | USED
AT0680:LAN2 | WC0019 | AT0680LAN2 | ENET | CABLE | 7.B4 | AT0190:ENET | CONSOLE | 11.B4 | USED
AP0602:L1 | WC9017 | AT0170L2 | ENET | CABLE | 4.A3 | AT0170:L2 | FIRE SYSTEM CONTROLLER PANEL | 10.A5 | USED
FU0680:LI | SC | FU0210 | WHT | 14 | 7.B2 | XT0233:3 | PANEL A | 16.C4 | USED
UV0600:(-) | SC | 0V | WHT | 14 | 4.B2 | XT0135:1 | PANEL A | 16.B4 | USED
UV0600:(+) | SC | FU0010 | WHT | 14 | 4.B2 | FU0010:LD | PANEL A | 16.A5 | USED
XT0680:2 | SC | 0V | WHT | 16 | 7.B3 | XT0235:3 | PANEL A | 16.D4 | USED
AP0603:L2 | WC0003 | AP0603L2 | ENET | CABLE | 4.A3 | AU0090:L1 | PANEL A | 8.C1 | USED
AR0600:IE2 | SC | IEG02301 | GRN | 12 | 4.A1 | IEG0230:1 | PANEL B | 4.B4 | USED
SolarTools ver. 24.0.84.24712 (Jul 31, 2025)
Report date: 4/7/2026 10:55 AM

## PWR DISTRIBUTION RAIL
PWR DISTRIBUTION RAIL
CONTROL CONSOLE DOOR (PWR DIST RAIL)
Project # | J1970
Project Name | PERTAMINA EP CEPU ZONA 11 CPP GUNDIH
Revision | 0.1
Controls DE | S.SANKAR
Phone: | 0
Controls ME
Phone:
From | [5 empty] | To
Device ID | Cable (W) Conductor (SC) Jumper Clip (JC) | Wire No. | Wire ID | Gauge/Size | Page/Zone | Device ID | Location | Page/Zone
XT0561:2 | JC | FU0200LI | CLIP | --- | 11.A2 | XT0561:1 | PWR DISTRIBUTION RAIL | 11.A2 | USED
XT0562:1 | JC | 0V1 | CLIP | --- | 11.B2 | XT0562:2 | PWR DISTRIBUTION RAIL | 11.B2 | USED
XT0562:2 | JC | 0V1 | CLIP | --- | 11.B2 | XT0562:3 | PWR DISTRIBUTION RAIL | 11.B2 | USED
FU0190:LI | SC | FU0200LI | WHT | 14 | 11.C3 | FU0273:LI | PWR DISTRIBUTION RAIL | 11.B3 | USED
FU0200:LI | SC | FU0200LI | WHT | 14 | 11.A3 | FU0201:LI | PWR DISTRIBUTION RAIL | 11.B3 | USED
FU0200:LI | SC | FU0200LI | WHT | 14 | 11.A3 | XT0561:1 | PWR DISTRIBUTION RAIL | 11.A2 | USED
FU0201:LI | SC | FU0200LI | WHT | 14 | 11.B3 | FU0273:LI | PWR DISTRIBUTION RAIL | 11.B3 | USED
QS0560:LD-1 | SC | FU0200LI | WHT | 16 | 11.B2 | XT0561:1 | PWR DISTRIBUTION RAIL | 11.A2 | USED
QS0560:LD-3 | SC | 0V1 | WHT | 16 | 11.B2 | XT0562:1 | PWR DISTRIBUTION RAIL | 11.B2 | USED
XT0563:1 | SC | ESTOPB | WHT | 20 | 13.D6 | XT0345:1 | PWR DISTRIBUTION RAIL | 13.D6 | USED
XT0563:2 | SC | ESTOPA | WHT | 20 | 13.D6 | XT0345:2 | PWR DISTRIBUTION RAIL | 13.D6 | USED
XT0563:3 | SC | KA023612 | WHT | 20 | 13.B6 | XT0345:3 | PWR DISTRIBUTION RAIL | 13.B6 | USED
XT0563:4 | SC | 0V | WHT | 16 | 13.B6 | XT0345:4 | PWR DISTRIBUTION RAIL | 13.B6 | USED
XT0563:5 | SC | KA0241A1 | WHT | 20 | 13.C6 | XT0345:5 | PWR DISTRIBUTION RAIL | 13.C6 | USED
XT0563:6 | SC | FU0139 | WHT | 20 | 13.C6 | XT0345:6 | PWR DISTRIBUTION RAIL | 13.C6 | USED
FU0190:LI | SC | FU0200LI | WHT | 14 | 11.C3 | FU0180:LI | CONS,AUX,1BAY,^ BACK PANEL | 11.D3 | USED
XT0561:2 | SC | FU0200LI | WHT | 16 | 11.A2 | XT0008:1 | CONS,AUX,1BAY,^ BACK PANEL | 5.B5 | USED
XT0562:2 | SC | 0V1 | WHT | 16 | 11.B2 | XT0008:3 | CONS,AUX,1BAY,^ BACK PANEL | 5.B5 | USED
XT0562:2 | SC | 0V1 | WHT | 16 | 11.B2 | XT0180:1 | CONS,AUX,1BAY,^ BACK PANEL | 11.D2 | USED
FU0190:LD | SC | FU0190 | WHT | 14 | 11.C3 | AT0190:POS | CONSOLE | 11.B4 | USED
FU0273:LD | SC | FU0273 | WHT | 14 | 11.B3 | ZS0273:1 | CONSOLE | 11.B4 | USED
XT0562:2 | SC | 0V1 | WHT | 16 | 11.B2 | EL0273:- | CONSOLE | 11.B4 | USED
FU0200:LD | SC | FU0200 | WHT | 14 | 11.A3 | AU0200:V+ | TCP | 11.A3 | USED
FU0201:LD | SC | FU0201 | WHT | 14 | 11.B3 | AF0202:V+ | TCP | 11.A5 | USED
XT0562:1 | SC | 0V1 | WHT | 16 | 11.B2 | AF0202:COM | TCP | 11.A5 | USED
XT0562:1 | SC | 0V1 | WHT | 16 | 11.B2 | AU0200:COM | TCP | 11.A3 | USED
XT0562:3 | SC | 0V1 | WHT | 16 | 11.B2 | SH0401:A | TCP | 13.C5 | USED
XT0563:1 | SC | ESTOPB | WHT | 20 | 13.D6 | SB0400:11 | TCP | 13.D5 | USED
XT0563:2 | SC | ESTOPA | WHT | 20 | 13.D6 | SB0400:12 | TCP | 13.D5 | USED
XT0563:3 | SC | KA023612 | WHT | 20 | 13.B6 | XT0564:1 B2 | TCP | 13.B5 | USED
XT0563:4 | SC | 0V | WHT | 16 | 13.B6 | HL0410:A | TCP | 13.B5 | USED
XT0563:5 | SC | KA0241A1 | WHT | 20 | 13.C6 | SA0401:1 | TCP | 13.C5 | USED
XT0563:6 | SC | FU0139 | WHT | 20 | 13.C6 | SA0401:2 | TCP | 13.C5 | USED
SolarTools ver. 24.0.84.24712 (Jul 31, 2025)
Report date: 4/7/2026 10:55 AM

## TCP
TCP
CONTROL CONSOLE DOOR^(TURBINE CONTROL PANEL)
Project # | J1970
Project Name | PERTAMINA EP CEPU ZONA 11 CPP GUNDIH
Revision | 0.1
Controls DE | S.SANKAR
Phone: | 0
Controls ME
Phone:
From | [5 empty] | To
Device ID | Cable (W) Conductor (SC) Jumper Clip (JC) | Wire No. | Wire ID | Gauge/Size | Page/Zone | Device ID | Location | Page/Zone
AF0201:01 | SC | TCP14NO | WHT | 20 | 13.A3 | SH0401:NO | TCP | 13.A1 | USED
AF0201:02 | SC | TCP15NO | WHT | 20 | 13.A3 | SH0409:NO | TCP | 13.A1 | USED
AF0201:03 | SC | TCP16NO | WHT | 20 | 13.B3 | SH0410:NO | TCP | 13.B1 | USED
AF0201:08 | SC | TCP23NC | WHT | 20 | 13.D3 | SB0401:NC | TCP | 13.D1 | USED
AF0201:09 | SC | TCP24NO | WHT | 20 | 13.D3 | SB0402:NO | TCP | 13.D1 | USED
AF0201:10 | SC | TCP25NO | WHT | 20 | 13.A7 | SB0403:NO | TCP | 13.A5 | USED
AF0201:11 | SC | TCP26NO | WHT | 20 | 13.A7 | SB0404:NO | TCP | 13.A5 | USED
AF0201:12 | SC | TCP29NO | WHT | 20 | 14.D3 | SB0405:NO | TCP | 14.D1 | USED
AF0201:13 | SC | TCP28NC | WHT | 20 | 14.C3 | SB0406:NC | TCP | 14.C1 | USED
AF0201:14 | SC | TCP31NO | WHT | 20 | 14.A6 | SB0407:NO | TCP | 14.A5 | USED
AF0201:15 | SC | TCP32NO | WHT | 20 | 14.A6 | SB0408:NO | TCP | 14.A5 | USED
AF0201:16 | SC | TCP30NO | WHT | 20 | 14.D3 | SH0408:NO | TCP | 14.D1 | USED
AF0201:17 | SC | TCP19NO | WHT | 20 | 14.A3 | SH0404:NO | TCP | 14.A1 | USED
AF0201:18 | SC | TCP20NO | WHT | 20 | 14.B3 | SH0405:NO | TCP | 14.B1 | USED
AF0201:19 | SC | TCP21NO | WHT | 20 | 14.B3 | SH0411:NO | TCP | 14.B1 | USED
AF0201:20 | SC | TCP22NO | WHT | 20 | 14.C3 | SH0412:NO | TCP | 14.C1 | USED
AF0201:33 | SC | TCP14C | WHT | 20 | 13.A3 | SH0401:C | TCP | 13.A1 | USED
AF0201:34 | SC | TCP15C | WHT | 20 | 13.A3 | SH0409:C | TCP | 13.A1 | USED
AF0201:35 | SC | TCP16C | WHT | 20 | 13.B3 | SH0410:C | TCP | 13.B1 | USED
AF0201:40 | SC | TCP23C | WHT | 20 | 13.D3 | SB0401:C | TCP | 13.D1 | USED
AF0201:41 | SC | TCP24C | WHT | 20 | 13.D3 | SB0402:C | TCP | 13.D1 | USED
AF0201:42 | SC | TCP25C | WHT | 20 | 13.A7 | SB0403:C | TCP | 13.A5 | USED
AF0201:43 | SC | TCP26C | WHT | 20 | 13.A7 | SB0404:C | TCP | 13.A5 | USED
AF0201:44 | SC | TCP29C | WHT | 20 | 14.D3 | SB0405:C | TCP | 14.D1 | USED
AF0201:45 | SC | TCP28C | WHT | 20 | 14.C3 | SB0406:C | TCP | 14.C1 | USED
AF0201:46 | SC | TCP31C | WHT | 20 | 14.A6 | SB0407:C | TCP | 14.A5 | USED
AF0201:47 | SC | TCP32C | WHT | 20 | 14.A6 | SB0408:C | TCP | 14.A5 | USED
AF0201:48 | SC | TCP30C | WHT | 20 | 14.D3 | SH0408:C | TCP | 14.D1 | USED
AF0201:49 | SC | TCP19C | WHT | 20 | 14.A3 | SH0404:C | TCP | 14.A1 | USED
AF0201:50 | SC | TCP20C | WHT | 20 | 14.B3 | SH0405:C | TCP | 14.B1 | USED
AF0201:51 | SC | TCP21C | WHT | 20 | 14.B3 | SH0411:C | TCP | 14.B1 | USED
AF0201:52 | SC | TCP22C | WHT | 20 | 14.C3 | SH0412:C | TCP | 14.C1 | USED
AF0201:COM | SC | AU0200N | WHT | 16 | 11.A4 | AU0200:COM | TCP | 11.A3 | USED
AF0201:SHLD | SC | AF0201V+L | WHT | 16 | 11.B6 | AF0201:V+L | TCP | 11.B6 | USED
AF0201:V+ | SC | AU0200P | WHT | 16 | 11.A4 | AU0200:V+ | TCP | 11.A3 | USED
AF0202:00 | SC | TCP01AP | WHT | 20 | 12.A3 | HL0400:A+ | TCP | 12.A1 | USED
AF0202:01 | SC | TCP02AP | WHT | 20 | 12.A3 | HL0401:A+ | TCP | 12.A1 | USED
AF0202:02 | SC | TCP03AP | WHT | 20 | 12.B3 | HL0402:A+ | TCP | 12.B1 | USED
AF0202:03 | SC | TCP04AP | WHT | 20 | 12.B3 | HL0403:A+ | TCP | 12.B1 | USED
AF0202:05 | SC | TCP06AP | WHT | 20 | 12.C3 | HL0405:A+ | TCP | 12.C1 | USED
AF0202:06 | SC | TCP06BP | WHT | 20 | 12.D3 | HL0405:B+ | TCP | 12.D1 | USED
AF0202:08 | SC | TCP07AP | WHT | 20 | 12.D3 | HL0406:A+ | TCP | 12.D1 | USED
AF0202:09 | SC | TCP08AP | WHT | 20 | 12.A7 | HL0407:A+ | TCP | 12.A5 | USED
AF0202:10 | SC | TCP09AP | WHT | 20 | 12.A7 | HL0408:A+ | TCP | 12.A5 | USED
AF0202:11 | SC | TCP10AP | WHT | 20 | 12.B7 | HL0409:A+ | TCP | 12.B5 | USED
AF0202:12 | SC | TCP11AP | WHT | 20 | 12.B7 | HL0411:A+ | TCP | 12.B5 | USED
AF0202:13 | SC | TCP15AP | WHT | 20 | 12.C7 | SH0409:A+ | TCP | 12.C5 | USED
AF0202:14 | SC | TCP15BP | WHT | 20 | 12.C7 | SH0409:B+ | TCP | 12.C5 | USED
AF0202:15 | SC | TCP16AP | WHT | 20 | 12.D7 | SH0410:A+ | TCP | 12.D5 | USED
AF0202:16 | SC | TCP16BP | WHT | 20 | 12.D7 | SH0410:B+ | TCP | 12.D5 | USED
AF0202:17 | SC | TCP19AP | WHT | 20 | 14.B6 | SH0404:A+ | TCP | 14.B5 | USED
AF0202:18 | SC | TCP20AP | WHT | 20 | 14.B6 | SH0405:A+ | TCP | 14.B5 | USED
AF0202:19 | SC | TCP21AP | WHT | 20 | 14.C6 | SH0411:A+ | TCP | 14.C5 | USED
AF0202:20 | SC | TCP22AP | WHT | 20 | 14.C6 | SH0412:A+ | TCP | 14.C5 | USED
AF0202:21 | SC | TCP30AP | WHT | 20 | 14.D6 | SH0408:A+ | TCP | 14.D5 | USED
AF0202:22 | SC | TCP30BP | WHT | 20 | 14.D6 | SH0408:B+ | TCP | 14.D5 | USED
AF0202:32 | SC | TCP01A | WHT | 20 | 12.A3 | HL0400:A | TCP | 12.A1 | USED
AF0202:33 | SC | TCP02A | WHT | 20 | 12.A3 | HL0401:A | TCP | 12.A1 | USED
AF0202:34 | SC | TCP03A | WHT | 20 | 12.B3 | HL0402:A | TCP | 12.B1 | USED
AF0202:35 | SC | TCP04A | WHT | 20 | 12.B3 | HL0403:A | TCP | 12.B1 | USED
AF0202:37 | SC | TCP06A | WHT | 20 | 12.C3 | HL0405:A | TCP | 12.C1 | USED
AF0202:38 | SC | TCP06B | WHT | 20 | 12.D3 | HL0405:B | TCP | 12.D1 | USED
AF0202:40 | SC | TCP07A | WHT | 20 | 12.D3 | HL0406:A | TCP | 12.D1 | USED
AF0202:41 | SC | TCP08A | WHT | 20 | 12.A7 | HL0407:A | TCP | 12.A5 | USED
AF0202:42 | SC | TCP09A | WHT | 20 | 12.A7 | HL0408:A | TCP | 12.A5 | USED
AF0202:43 | SC | TCP10A | WHT | 20 | 12.B7 | HL0409:A | TCP | 12.B5 | USED
AF0202:44 | SC | TCP11A | WHT | 20 | 12.B7 | HL0411:A | TCP | 12.B5 | USED
AF0202:45 | SC | TCP15A | WHT | 20 | 12.C7 | SH0409:A | TCP | 12.C5 | USED
AF0202:46 | SC | TCP15B | WHT | 20 | 12.C7 | SH0409:B | TCP | 12.C5 | USED
AF0202:47 | SC | TCP16A | WHT | 20 | 12.D7 | SH0410:A | TCP | 12.D5 | USED
AF0202:48 | SC | TCP16B | WHT | 20 | 12.D7 | SH0410:B | TCP | 12.D5 | USED
AF0202:49 | SC | TCP19A | WHT | 20 | 14.B6 | SH0404:A | TCP | 14.B5 | USED
AF0202:50 | SC | TCP20A | WHT | 20 | 14.B6 | SH0405:A | TCP | 14.B5 | USED
AF0202:51 | SC | TCP21A | WHT | 20 | 14.C6 | SH0411:A | TCP | 14.C5 | USED
AF0202:52 | SC | TCP22A | WHT | 20 | 14.C6 | SH0412:A | TCP | 14.C5 | USED
AF0202:53 | SC | TCP30A | WHT | 20 | 14.D6 | SH0408:A | TCP | 14.D5 | USED
AF0202:54 | SC | TCP30B | WHT | 20 | 14.D6 | SH0408:B | TCP | 14.D5 | USED
AF0202:COML | SC | AF0202COML | WHT | 16 | 11.B7 | AF0202:SHLD | TCP | 11.B7 | USED
AU0200:GND | SC | AU0200G | GRN | 14 | 11.A3 | XT0200:1 | TCP | 11.B4 | USED
HL0400:A | SC | TCP01A | WHT | 20 | 12.A1 | HL0400:B | TCP | 12.A1 | USED
HL0400:A+ | SC | TCP01AP | WHT | 20 | 12.A1 | HL0400:B+ | TCP | 12.A1 | USED
HL0401:A | SC | TCP02A | WHT | 20 | 12.A1 | HL0401:B | TCP | 12.A1 | USED
HL0401:A+ | SC | TCP02AP | WHT | 20 | 12.A1 | HL0401:B+ | TCP | 12.A1 | USED
HL0402:A | SC | TCP03A | WHT | 20 | 12.B1 | HL0402:B | TCP | 12.B1 | USED
HL0402:A+ | SC | TCP03AP | WHT | 20 | 12.B1 | HL0402:B+ | TCP | 12.B1 | USED
HL0403:A | SC | TCP04A | WHT | 20 | 12.B1 | HL0403:B | TCP | 12.B1 | USED
HL0403:A+ | SC | TCP04AP | WHT | 20 | 12.B1 | HL0403:B+ | TCP | 12.B1 | USED
HL0406:A | SC | TCP07A | WHT | 20 | 12.D1 | HL0406:B | TCP | 12.D1 | USED
HL0406:A+ | SC | TCP07AP | WHT | 20 | 12.D1 | HL0406:B+ | TCP | 12.D1 | USED
HL0407:A | SC | TCP08A | WHT | 20 | 12.A5 | HL0407:B | TCP | 12.A5 | USED
HL0407:A+ | SC | TCP08AP | WHT | 20 | 12.A5 | HL0407:B+ | TCP | 12.A5 | USED
HL0408:A | SC | TCP09A | WHT | 20 | 12.A5 | HL0408:B | TCP | 12.A5 | USED
HL0408:A+ | SC | TCP09AP | WHT | 20 | 12.A5 | HL0408:B+ | TCP | 12.A5 | USED
HL0409:A | SC | TCP10A | WHT | 20 | 12.B5 | HL0409:B | TCP | 12.B5 | USED
HL0409:A+ | SC | TCP10AP | WHT | 20 | 12.B5 | HL0409:B+ | TCP | 12.B5 | USED
HL0410:A | SC | 0V | WHT | 20 | 13.B5 | HL0410:B | TCP | 13.B5 | USED
HL0410:A+ | SC | TCP12AP | WHT | 20 | 13.B5 | XT0564:1 B1 | TCP | 13.B5 | USED
HL0410:A+ | SC | TCP12AP | WHT | 20 | 13.B5 | HL0410:B+ | TCP | 13.B5 | USED
HL0411:A | SC | TCP11A | WHT | 20 | 12.B5 | HL0411:B | TCP | 12.B5 | USED
HL0411:A+ | SC | TCP11AP | WHT | 20 | 12.B5 | HL0411:B+ | TCP | 12.B5 | USED
SB0404:NO | SC | TCP26NO | WHT | 20 | 13.A5 | XT0564:1 T1 | TCP | 13.B5 | USED
SH0401:A | SC | 0V1 | WHT | 20 | 13.C5 | SH0401:B | TCP | 13.C5 | USED
SH0401:A+ | SC | TCP14AP | WHT | 20 | 13.C5 | XT0564:5 B1 | TCP | 13.C5 | USED
SH0401:B+ | SC | TCP14BP | WHT | 20 | 13.C5 | XT0564:4 B1 | TCP | 13.C5 | USED
SH0404:A | SC | TCP19A | WHT | 20 | 14.B5 | SH0404:B | TCP | 14.B5 | USED
SH0404:A+ | SC | TCP19AP | WHT | 20 | 14.B5 | SH0404:B+ | TCP | 14.B5 | USED
SH0405:A | SC | TCP20A | WHT | 20 | 14.B5 | SH0405:B | TCP | 14.B5 | USED
SH0405:A+ | SC | TCP20AP | WHT | 20 | 14.B5 | SH0405:B+ | TCP | 14.B5 | USED
SH0411:A | SC | TCP21A | WHT | 20 | 14.C5 | SH0411:B | TCP | 14.C5 | USED
SH0411:A+ | SC | TCP21AP | WHT | 20 | 14.C5 | SH0411:B+ | TCP | 14.C5 | USED
SH0412:A | SC | TCP22A | WHT | 20 | 14.C5 | SH0412:B | TCP | 14.C5 | USED
SH0412:A+ | SC | TCP22AP | WHT | 20 | 14.C5 | SH0412:B+ | TCP | 14.C5 | USED
XT0564:1 T2 | SC | TCP26NO | WHT | 20 | 13.B5 | XT0564:4 T2 | TCP | 13.C5 | USED
XT0564:4 T1 | SC | TCP26NO | WHT | 20 | 13.C5 | XT0564:5 T1 | TCP | 13.C5 | USED
GR0200: | SC | IEG03561 | GRN | 14 | 3.D6 | IEG0356:1 | CONS,AUX,1BAY,^ BACK PANEL | 3.D5 | USED
SB0400:21 | SC | TCP18B1 | WHT | 20 | 13.D5 | AF0183:37 | CONS,AUX,1BAY,^ BACK PANEL | 13.D6 | USED
SB0400:22 | SC | TCP18B2 | WHT | 20 | 13.D5 | AF0183:05 | CONS,AUX,1BAY,^ BACK PANEL | 13.D6 | USED
XT0200:2 | SC | IEG03562 | GRN | 14 | 11.B6 | IEG0356:2 | CONS,AUX,1BAY,^ BACK PANEL | 11.B6 | USED
AU0200:L1 | WC9213 | BA1213L2 | ENET | CABLE | 11.A3 | BA1213:L2 | CONS,AUX,1BAY,^ BACK PANEL | 11.C1 | USED
AF0202:23 | WC5540 | HA0273P | BLK | 16 | 14.A3 | HA0273:(+) | CONSOLE | 14.A1 | USED
AF0202:55 | WC5540 | HA0273N | WHT | 16 | 14.A3 | HA0273:(-) | CONSOLE | 14.A1 | USED
AF0202:COM | SC | 0V1 | WHT | 16 | 11.A5 | XT0562:1 | PWR DISTRIBUTION RAIL | 11.B2 | USED
AF0202:V+ | SC | FU0201 | WHT | 14 | 11.A5 | FU0201:LD | PWR DISTRIBUTION RAIL | 11.B3 | USED
AU0200:COM | SC | 0V1 | WHT | 16 | 11.A3 | XT0562:1 | PWR DISTRIBUTION RAIL | 11.B2 | USED
AU0200:V+ | SC | FU0200 | WHT | 14 | 11.A3 | FU0200:LD | PWR DISTRIBUTION RAIL | 11.A3 | USED
HL0410:A | SC | 0V | WHT | 16 | 13.B5 | XT0563:4 | PWR DISTRIBUTION RAIL | 13.B6 | USED
SA0401:1 | SC | KA0241A1 | WHT | 20 | 13.C5 | XT0563:5 | PWR DISTRIBUTION RAIL | 13.C6 | USED
SA0401:2 | SC | FU0139 | WHT | 20 | 13.C5 | XT0563:6 | PWR DISTRIBUTION RAIL | 13.C6 | USED
SB0400:11 | SC | ESTOPB | WHT | 20 | 13.D5 | XT0563:1 | PWR DISTRIBUTION RAIL | 13.D6 | USED
SB0400:12 | SC | ESTOPA | WHT | 20 | 13.D5 | XT0563:2 | PWR DISTRIBUTION RAIL | 13.D6 | USED
SH0401:A | SC | 0V1 | WHT | 16 | 13.C5 | XT0562:3 | PWR DISTRIBUTION RAIL | 11.B2 | USED
XT0564:1 B2 | SC | KA023612 | WHT | 20 | 13.B5 | XT0563:3 | PWR DISTRIBUTION RAIL | 13.B6 | USED
SolarTools ver. 24.0.84.24712 (Jul 31, 2025)
Report date: 4/7/2026 10:55 AM

## Panel Errors
Panel Errors
Project # | J1970
Project Name | PERTAMINA EP CEPU ZONA 11 CPP GUNDIH
Revision | 0.1
Controls DE | S.SANKAR
Phone: | 0
Controls ME
Phone:
From | [6 empty] | To
Device ID | Location | Cable (W) Conductor (SC) Jumper Clip (JC) | Wire ID | Wire No. | Gauge/Size | Page/Zone | Device ID | Location | Page/Zone
Report date: 4/7/2026 10:55 AM |  |  |  | SolarTools ver. 24.0.84.24712 (Jul 31, 2025)

## Cable Part Numbers
Cable Part Numbers |  |  | SolarTools ver. 24.0.84.24712 (Jul 31, 2025)
Project # | J1970
Report date: 4/7/2026 10:59 AM
Project Name | PERTAMINA EP CEPU ZONA 11 CPP GUNDIH
Revision | 0.1
Controls DE | S.SANKAR
Phone: | 0
Controls ME
Phone:
Device ID |  | Part Number |  | Description
WC5072 |  | PART OF 1103208-100 |  | CABLE, 2 CONDUCTOR UNSHIELDED PART OF HORN
WC0001 |  | 1302073-36 |  | CABLE, ETHERNET - 36 INCHES
WC0003 |  | 1302073-36 |  | CABLE, ETHERNET - 36 INCHES
WC0007 |  | 1302073-36 |  | CABLE, ETHERNET - 36 INCHES
WC0008 |  | 1302073-36 |  | CABLE, ETHERNET - 36 INCHES
WC0009 |  | 1302073-36 |  | CABLE, ETHERNET - 36 INCHES
WC0010 |  | 1302073-36 |  | CABLE, ETHERNET - 36 INCHES
WC0012 |  | 1302073-36 |  | CABLE, ETHERNET - 36 INCHES
WC0019 |  | 1302073-36 |  | CABLE, ETHERNET - 36 INCHES
WC0041 |  | 1302073-36 |  | CABLE, ETHERNET - 36 INCHES
WC0044 |  | 1302073-36 |  | CABLE, ETHERNET - 36 INCHES
WC0045 |  | 1302073-36 |  | CABLE, ETHERNET - 36 INCHES
WC0101 |  | 1302073-36 |  | CABLE, COMMUNICATION CABLE - 36 INCHES
WC0680 |  | 1302073-36 |  | CABLE, COMMUNICATION CABLE - 36 INCHES
WC4524 |  | 1022941-12 |  | TPE, 1 PAIR TWISTED SHIELDED
WC5018 |  | 1022941-22 |  | TPE, 1 PAIR TWISTED SHIELDED
WC5500 |  | 1022941-22 |  | TPE, 1 PAIR TWISTED SHIELDED
WC5540 |  | PART OF 1113568-200 |  | CABLE, 2 CONDUCTOR TRIMMED SHIELD PART OF HORN
WC8009 |  | 1022941-22 |  | TPE, 1 PAIR TWISTED SHIELDED
WC8040 |  | 1322418-90 |  | CABLE, SYTSTEM FUNCTION
WC8041 |  | 1322418-90 |  | CABLE, SYTSTEM FUNCTION
WC8044 |  | 1322418-90 |  | CABLE, SUPPLIED BY OTHERS
WC8066 |  | 1022941-22 |  | TPE, 1 PAIR TWISTED SHIELDED
WC8067 |  | 1022941-22 |  | TPE, 1 PAIR TWISTED SHIELDED
WC8069 |  | 1022941-22 |  | TPE, 1 PAIR TWISTED SHIELDED
WC8101 |  | 1022941-32 |  | TPE, 1 PAIR TWISTED SHIELDED
WC8102 |  | 1022941-32 |  | TPE, 1 PAIR TWISTED SHIELDED
WC8201 |  | 1022941-32 |  | TPE, 1 PAIR TWISTED SHIELDED
WC8301 |  | 1022941-32 |  | TPE, 1 PAIR TWISTED SHIELDED
WC9001 |  | 1302073-36 |  | CABLE, ETHERNET - 36 INCHES
WC9008 |  | 1302073-36 |  | CABLE, ETHERNET - 36 INCHES
WC9009 |  | 1302073-36 |  | CABLE, ETHERNET - 36 INCHES
WC9017 |  | 1302073-36 |  | CABLE, COMMUNICATION CABLE - 36 INCHES
WC9213 |  | 1302073-36 |  | CABLE, ETHERNET - 36 INCHES

## Part Number List
Part Number List |  | SolarTools ver. 24.0.84.24712 (Jul 31, 2025)
Project # | J1970
Report date: 4/7/2026 10:58 AM
Project Name | PERTAMINA EP CEPU ZONA 11 CPP GUNDIH
Revision | 0.1
Controls DE | S.SANKAR
Phone: | 0
Controls ME
Phone:
Device ID | Part Number | Description | Location
GR0181 | 903849C1 | RAIL GROUND, DIN RAIL GROUNDING | CONS,AUX,1BAY, ^ LEFT PANEL
GR0183 | 903849C1 | RAIL GROUND, DIN RAIL GROUNDING | CONS,AUX,1BAY, ^ LEFT PANEL
AF0181 | 2684693-17,2684693-25 | 5094-OB8XT, 8 DISCRETE OUTPUT | CONS,AUX,1BAY,^ BACK PANEL
AF0182 | 2684693-17,2684693-23 | 5094-IB16XT, 16 DISCRETE INPUT | CONS,AUX,1BAY,^ BACK PANEL
AF0183 | 2684693-18,2684693-28 | 5094-IB16SXT, 16 DISCRETE INPUT, S | CONS,AUX,1BAY,^ BACK PANEL
AF0184 | 2684693-19,2684693-33 | 5094-IY8XT, 8 ANALOG INPUT,TC/RTD/I&V | CONS,AUX,1BAY,^ BACK PANEL
AF0185 | 2684693-17,2684693-23 | 5094-IB16XT, 16 DISCRETE INPUT | CONS,AUX,1BAY,^ BACK PANEL
AU0180 | 2684693-22 | 5094-AENTRXT, FLEX 5000 I/O | CONS,AUX,1BAY,^ BACK PANEL
BA0008 | 1271449-1 | MEDIA CONVERTER, ETHERNET-FIBER OPTIC | CONS,AUX,1BAY,^ BACK PANEL
BA0009 | 1271449-1 | MEDIA CONVERTER, ETHERNET-FIBER OPTIC | CONS,AUX,1BAY,^ BACK PANEL
BA1213 | 1337728-13 | SWITCH, ETAP, DLR INTERFACE | CONS,AUX,1BAY,^ BACK PANEL
FU0008 | 1043265-1,1043265-3 | FUSE, 2A | CONS,AUX,1BAY,^ BACK PANEL
FU0009 | 1043265-1,1043265-3 | FUSE, 2A | CONS,AUX,1BAY,^ BACK PANEL
FU0180 | 1043265-1,1043265-5 | FUSE, 10A | CONS,AUX,1BAY,^ BACK PANEL
FU0181 | 1043265-1,1043265-5 | FUSE, 10A | CONS,AUX,1BAY,^ BACK PANEL
GR0180 | 903849C1 | RAIL GROUND, DIN RAIL GROUNDING | CONS,AUX,1BAY,^ BACK PANEL
GR0182 | 903849C1 | RAIL GROUND, DIN RAIL GROUNDING | CONS,AUX,1BAY,^ BACK PANEL
IEG0356 | 232941-200 | BUS BAR, INSTRUMENT EARTH GROUNDING | CONS,AUX,1BAY,^ BACK PANEL
KA0180 | [2]1061979-2 | RELAY, 90% SPEED | CONS,AUX,1BAY,^ BACK PANEL
KA0185 | 1061979-2 | RELAY, PERMISSIVE CLOSE CIRCUIT BREAKER | CONS,AUX,1BAY,^ BACK PANEL
PEG0356 | 232941-200 | BUS BAR, POWER EARTH GROUNDING | CONS,AUX,1BAY,^ BACK PANEL
XT0008 | 1066730-7,1066730-8,1067996-4 | TERMINAL BLOCK, SPRING, 4 CONDUCTOR,30-12 AWG (0.05-3.31 MM2),NON-IS | CONS,AUX,1BAY,^ BACK PANEL
XT0180 | 1066730-7,1066730-8,1067996-4 | TERMINAL BLOCK, SPRING, 4 CONDUCTOR,30-12 AWG (0.05-3.31 MM2),NON-IS | CONS,AUX,1BAY,^ BACK PANEL
XT0391 | 1066730-7,1066730-8 | TERMINAL BLOCK, SPRING, 4 CONDUCTOR,30-12 AWG (0.05-3.31 MM2),NON-IS | CONS,AUX,1BAY,^ BACK PANEL
GR0184 | 903849C1 | RAIL GROUND, DIN RAIL GROUNDING | CONS,AUX,1BAY^RIGHT PANEL
GR0356 | 903849C1 | RAIL GROUND, DIN RAIL GROUNDING | CONS,AUX,1BAY^RIGHT PANEL
AT0190 | 1577354-5100 | WORKSTATION, PANEL COMPUTER, TT4000 | CONSOLE
AT0190K | 1068334 | KEYBOARD, TYPING INTERFACE | CONSOLE
EL0273 | 1015796,1022899,1024594-100 | LIGHT, LED, WHITE | CONSOLE
HA0273 | 1113568-200 | HORN, AUDIBLE ALARM | CONSOLE
ZS0273 | [2]1113474-2 | LIMIT SWITCH, CONSOLE DOOR OPEN | CONSOLE
CCAT0170 | CUSTOMER DEFINED | CUSTOMER CONNECTION, TROUBLE ALARM SIGNAL | CUSTOMER FIRE AND GAS SIGNALS
CCKA0982 | CUSTOMER DEFINED | CUSTOMER CONNECTION, FIRE DETECTED SIGNAL | CUSTOMER FIRE AND GAS SIGNALS
CCKA0984 | CUSTOMER DEFINED | CUSTOMER CONNECTION, GAS DETECTED SIGNAL | CUSTOMER FIRE AND GAS SIGNALS
AT0170 | 1056244-29 | CONTROLLER, EAGLE QUANTUM PREMIER | FIRE SYSTEM CONTROLLER PANEL
FU0170 | 1043265-1,1043265-6 | FUSE, 15A | FIRE SYSTEM CONTROLLER PANEL
GR0171 | 903849C1 | RAIL GROUND, DIN RAIL GROUNDING | FIRE SYSTEM CONTROLLER PANEL
KA0172 | 1061979-2 | RELAY, FIRE DETECTED (CUSTOMER) | FIRE SYSTEM CONTROLLER PANEL
KA0174 | 1061979-2 | RELAY, GAS DETECTED (CUSTOMER) | FIRE SYSTEM CONTROLLER PANEL
RR0178 | 912137C1 | RESISTOR, 10K OHM | FIRE SYSTEM CONTROLLER PANEL
UV0170 | 1056244-2 | POWER SUPPLY, EAGLE QUANTUM PREMIER | FIRE SYSTEM CONTROLLER PANEL
VD0178 | 960592C1 | DIODE, 15 pF | FIRE SYSTEM CONTROLLER PANEL
XT0170 | 1066730-7,1066730-8,1067996-11 | TERMINAL BLOCK, SPRING, 4 CONDUCTOR,30-12 AWG (0.05-3.31 MM2),NON-IS | FIRE SYSTEM CONTROLLER PANEL
CCKA2160 | CUSTOMER DEFINED | CUSTOMER CONNECTION, CLOSE GAS BLOCK VALVE | GAS FUEL BLOCK BLEED VALVE
CCKA2161 | CUSTOMER DEFINED | CUSTOMER CONNECTION, OPEN GAS BLEED VALVE | GAS FUEL BLOCK BLEED VALVE
AF0121 | 2684693-17,2684693-24 | 5094-OB16XT, 16 DISCRETE OUTPUT | GENERATOR PANEL
AF0122 | 2684693-17,2684693-23 | 5094-IB16XT, 16 DISCRETE INPUT | GENERATOR PANEL
AF0123 | 2684693-19,2684693-33 | 5094-IY8XT, 8 ANALOG INPUT,TC/RTD/I&V | GENERATOR PANEL
AF0400 | 1322418-31,1322418-40,1322418-72,1322418-73 | 1444-TSCX02-02RB, 2-CH TACHOMETER INPUT^DYNAMIX 1444 VIBRATION | GENERATOR PANEL
AF0410 | 1322418-11,1322418-20,1322418-70,1322418-71 | 1444-DYN04-01RA, 4-CH VIBRATION INPUT^DYNAMIX 1444 VIBRATION | GENERATOR PANEL
AF0440 | 1322418-11,1322418-20,1322418-70,1322418-71 | 1444-DYN04-01RA, 4-CH VIBRATION INPUT^DYNAMIX 1444 VIBRATION | GENERATOR PANEL
AF0450 | 1322418-11,1322418-20,1322418-70,1322418-71 | 1444-DYN04-01RA, 4-CH VIBRATION INPUT^DYNAMIX 1444 VIBRATION | GENERATOR PANEL
AT0140 | 2769310-1,2769310-4 | MODULE, DECS-250 | GENERATOR PANEL
AU0120 | 2684693-22 | 5094-AENTRXT, FLEX 5000 I/O | GENERATOR PANEL
FU0113 | [2]1043265-1,[2]1043265-4 | FUSE, 5A | GENERATOR PANEL
FU0120 | 1043265-1,1043265-5 | FUSE, 10A | GENERATOR PANEL
FU0121 | 1043265-1,1043265-5 | FUSE, 10A | GENERATOR PANEL
FU0313 | 1043265-1,1043265-7 | FUSE, 20A | GENERATOR PANEL
FU0314 | 1043265-1,1043265-7 | FUSE, 20A | GENERATOR PANEL
FU0332 | 1043265-1,1043265-7 | FUSE, 20A | GENERATOR PANEL
FU0333 | 1043265-1,1043265-4 | FUSE, 5A | GENERATOR PANEL
FU0334 | 1043265-1,1043265-4 | FUSE, 5A | GENERATOR PANEL
FU0335 | 1043265-1,1043265-4 | FUSE, 5A | GENERATOR PANEL
GR0110 | 903849C1 | RAIL GROUND, DIN RAIL GROUNDING | GENERATOR PANEL
GR0140 | 903849C1 | RAIL GROUND, DIN RAIL GROUNDING | GENERATOR PANEL
GR0141 | 903849C1 | RAIL GROUND, DIN RAIL GROUNDING | GENERATOR PANEL
GR0142 | 903849C1 | RAIL GROUND, DIN RAIL GROUNDING | GENERATOR PANEL
IEG0130 | 232941-110 | BUS BAR, GENERATOR - INSTRUMENT EARTH GROUNDING | GENERATOR PANEL
KA0121 | 1061979-2 | RELAY, AUTOMATIC CLOSE CIRCUIT BREAKER | GENERATOR PANEL
KA0123 | 1061979-2 | RELAY, CGCM #1 ENABLED | GENERATOR PANEL
KA0128 | 1061979-2 | RELAY, GENERATOR TRIP SUMMARY CIRCUIT BREAKER | GENERATOR PANEL
KA0186 | 1061979-2 | RELAY, GENERATOR CIRCUIT BREAKER PERMISSIVE | GENERATOR PANEL
KA0310 | 1061979-2 | RELAY, CGCM #1 FAULT | GENERATOR PANEL
KA0313 | 1076251-1,1076251-2 | RELAY, PMG INPUT #1 | GENERATOR PANEL
KA0330 | 1061979-2 | RELAY, CLOSED CIRCUIT BREAKER | GENERATOR PANEL
KA0331 | 1061979-2 | RELAY, MAIN UTILITY BREAKER AUXILIARY CONTACT CLOSED | GENERATOR PANEL
KA0332 | 1061979-2 | RELAY, CLOSE CONTROL CIRCUIT BREAKER | GENERATOR PANEL
KA0333 | 1061979-2 | RELAY, TRIP CONTROL CIRCUIT BREAKER | GENERATOR PANEL
KA0335 | 1061979-2 | RELAY, NO EMERGENCY SHUTDOWN SUMMARY | GENERATOR PANEL
KA0336 | 1061979-2 | RELAY, CONTROLLER ACTIVE | GENERATOR PANEL
KA4100 | 1061979-2 | RELAY, GENERATOR HEATER DISABLED | GENERATOR PANEL
KA7364 | 1031741-4 | RELAY, SYNCHRONIZATION CHECK | GENERATOR PANEL
PEG0140 | 232941-200 | BUS BAR, GENERATOR - POWER EARTH GROUNDING | GENERATOR PANEL
XT0120 | 1043265-1,1043265-5,1066730-7,1067996-4 | TERMINAL BLOCK, SPRING, 4 CONDUCTOR,30-12 AWG (0.05-3.31 MM2),NON-IS | GENERATOR PANEL
XT0130 | 1066730-32,[2]1066730-7,1066730-8,1067996-4,1067996-82 | TERMINAL BLOCK, SPRING, 4 CONDUCTOR,30-12 AWG (0.05-3.31 MM2),NON-IS | GENERATOR PANEL
XT0313 | 1066730-7,1067996-4 | TERMINAL BLOCK, SPRING, 4 CONDUCTOR,30-12 AWG (0.05-3.31 MM2),NON-IS | GENERATOR PANEL
XT0332 | 1066730-7,1067996-4 | TERMINAL BLOCK, SPRING, 4 CONDUCTOR,30-12 AWG (0.05-3.31 MM2),NON-IS | GENERATOR PANEL
XT0334 | 1066730-7,1067996-4 | TERMINAL BLOCK, SPRING, 4 CONDUCTOR,30-12 AWG (0.05-3.31 MM2),NON-IS | GENERATOR PANEL
XT0335 | 1066730-7,1067996-4 | TERMINAL BLOCK, SPRING, 4 CONDUCTOR,30-12 AWG (0.05-3.31 MM2),NON-IS | GENERATOR PANEL
XT0336 | 1066730-7,1067996-4 | TERMINAL BLOCK, SPRING, 4 CONDUCTOR,30-12 AWG (0.05-3.31 MM2),NON-IS | GENERATOR PANEL
XT0337 | 1066730-7,1067996-82 | TERMINAL BLOCK, SPRING, 4 CONDUCTOR,30-12 AWG (0.05-3.31 MM2),NON-IS | GENERATOR PANEL
XT0350 | 1066730-16,1066730-17 | TERMINAL STRIP, 2 CONDUCTOR | GENERATOR PANEL
XT0351 | 1066730-7,1067996-82 | TERMINAL BLOCK, SPRING, 4 CONDUCTOR,30-12 AWG (0.05-3.31 MM2),NON-IS | GENERATOR PANEL
XT0352 | 1066730-16,1066730-17,1066730-18 | TERMINAL STRIP, 2 CONDUCTOR | GENERATOR PANEL
XT0360 | 1066730-7,1067996-82 | TERMINAL BLOCK, SPRING, 4 CONDUCTOR,30-12 AWG (0.05-3.31 MM2),NON-IS | GENERATOR PANEL
XT0370 | 1066730-7,1067996-4 | TERMINAL BLOCK, SPRING, 4 CONDUCTOR,30-12 AWG (0.05-3.31 MM2),NON-IS | GENERATOR PANEL
XT0400 | 1066730-1,1066730-8,1067996-4 | TERMINAL STRIP, 4 CONDUCTOR | GENERATOR PANEL
AT1100 | 1577354-4502 | WORKSTATION, VERSA VIEW 1200H | JB70
HA0472 | 1103208-101 | HORN, AUDIBLE ALARM | JB70
HL0171 | 2380746-7 | LIGHT, FIRE SYSTEM AUTO, GREEN | JB70
HL0172 | 2380746-7 | LIGHT, FIRE SYSTEM INHIBIT, AMBER | JB70
HL0173 | 2380746-7 | LIGHT, FIRE SYSTEM DISCHARGED, RED | JB70
SA0170 | 2380746-9 | SELECTOR SWITCH, FIRE SYSTEM AUTO/INHIBIT | JB70
SA0471 | 2380746-2 | SELECTOR SWITCH, SPEED | JB70
SA0472 | 2380746-2 | SELECTOR SWITCH, VOLTAGE | JB70
SA0473 | 2380746-5 | SELECTOR SWITCH, OFF/LOC/AUX | JB70
SB0170 | 2380746-10 | PUSHBUTTON SWITCH, MANUAL RELEASE | JB70
SB0471 | 2380746-1 | PUSHBUTTON SWITCH, HORN SILENCE | JB70
SB0472 | 2380746-4 | PUSHBUTTON SWITCH, EMERGENCY STOP | JB70
SB0473 | 2380746-1 | PUSHBUTTON SWITCH, ACKNOWLEDGE | JB70
SB0474 | 2380746-1 | PUSHBUTTON SWITCH, RESET | JB70
SH0470 | 2380746-3 | LIGHTED SWITCH, STOP/STOPPING, RED | JB70
SH0471 | 2380746-3 | LIGHTED SWITCH, START/STARTING, GREEN | JB70
SH0472 | 2380746-3 | LIGHTED SWITCH, BACKUP SYSTEM ACTIVE/RESET, AMBER | JB70
AT0175 | 1056244-5 | 8 CHANNEL ED I/O, EAGLE QUANTUM PREMIER | JB70 LEFT RAIL
AT0176 | 1056244-5 | 8 CHANNEL ED I/O, EAGLE QUANTUM PREMIER | JB70 LEFT RAIL
AT0178 | 1056244-5 | 8 CHANNEL ED I/O, EAGLE QUANTUM PREMIER | JB70 LEFT RAIL
GR1101 | [2]903849C1 | RAIL GROUND, DIN RAIL GROUNDING | JB70 LEFT RAIL
KA0176 | 1061979-2 | RELAY, VENTILATION REQUIRED | JB70 LEFT RAIL
KA0178 | 1061979-2 | RELAY, LOCAL HORN CONTROL (EQP) | JB70 LEFT RAIL
KA6510 | 1061979-2 | RELAY, FIRE SYSTEM AUTO/INHIBIT | JB70 LEFT RAIL
RR0175A | 912137C1 | RESISTOR, 10K OHM | JB70 LEFT RAIL
RR0175D | 912137C1 | RESISTOR, 10K OHM | JB70 LEFT RAIL
RR0175I | 912137C1 | RESISTOR, 10K OHM | JB70 LEFT RAIL
RR0175M | 912137C1 | RESISTOR, 10K OHM | JB70 LEFT RAIL
RR0175S5 | 912137C1 | RESISTOR, 10K OHM | JB70 LEFT RAIL
RR0176S3 | 912137C1 | RESISTOR, 10K OHM | JB70 LEFT RAIL
RR0176S4 | 912137C1 | RESISTOR, 10K OHM | JB70 LEFT RAIL
RR0176S5 | 912137C1 | RESISTOR, 10K OHM | JB70 LEFT RAIL
RR0176S6 | 912137C1 | RESISTOR, 10K OHM | JB70 LEFT RAIL
RR0176S7 | 912137C1 | RESISTOR, 10K OHM | JB70 LEFT RAIL
RR0178S7 | 912137C1 | RESISTOR, 10K OHM | JB70 LEFT RAIL
VD0175A | 960592C1 | DIODE, 15 pF | JB70 LEFT RAIL
VD0175D | 960592C1 | DIODE, 15 pF | JB70 LEFT RAIL
VD0175I | 960592C1 | DIODE, 15 pF | JB70 LEFT RAIL
VD6211 | 960592C1 | DIODE, 15 pF | JB70 LEFT RAIL
XT0171 | 1066730-7,1066730-8,1067996-11 | TERMINAL BLOCK, SPRING, 4 CONDUCTOR,30-12 AWG (0.05-3.31 MM2),NON-IS | JB70 LEFT RAIL
XT0172 | 1066730-7,1066730-8 | TERMINAL BLOCK, SPRING, 4 CONDUCTOR,30-12 AWG (0.05-3.31 MM2),NON-IS | JB70 LEFT RAIL
XT0174 | 1066730-7,1066730-8,1067996-4 | TERMINAL BLOCK, SPRING, 4 CONDUCTOR,30-12 AWG (0.05-3.31 MM2),NON-IS | JB70 LEFT RAIL
BA0001 | 1271449-1 | MEDIA CONVERTER, ETHERNET-FIBER OPTIC | JB70 RIGHT RAIL
BA0002 | 1271449-1 | MEDIA CONVERTER, ETHERNET-FIBER OPTIC | JB70 RIGHT RAIL
BA1100 | 1337728-10 | SWITCH, ETAP, DLR INTERFACE | JB70 RIGHT RAIL
FU1100 | 1043265-1,1043265-5 | FUSE, 10A | JB70 RIGHT RAIL
FU1101 | 1043265-1,1043265-3 | FUSE, 2A | JB70 RIGHT RAIL
FU1213 | 1043265-1,1043265-3 | FUSE, 2A | JB70 RIGHT RAIL
GR1100 | 903849C1 | RAIL GROUND, DIN RAIL GROUNDING | JB70 RIGHT RAIL
KA0130 | 1061979-2 | RELAY, LOWSPEED/OPEN PROBE SETPOINT | JB70 RIGHT RAIL
PC0470 | 2271605-1 | TIMER/COUNTER, ENGINE HOUR / START COUNTER | JB70 RIGHT RAIL
UA1200 | 1053834-3 | BUOS MODULE, BACKUP OVERSPEED | JB70 RIGHT RAIL
CC7581 | CUSTOMER DEFINED | EXTERNAL SETPOINT, GENERATOR REAL POWER | PANEL
CCKA0224 | CUSTOMER DEFINED | CUSTOMER CONNECTION, EMERGENCY SHUTDOWN ACTIVE | PANEL
SB7500 | CUSTOMER DEFINED | PUSHBUTTON SWITCH, START AND AUTO-SYNCHRONIZE (CUSTOMER) | PANEL
SB7510 | CUSTOMER DEFINED | PUSHBUTTON SWITCH, START (CUSTOMER) | PANEL
SB7511 | CUSTOMER DEFINED | PUSHBUTTON SWITCH, NORMAL STOP (CUSTOMER) | PANEL
SB7512 | CUSTOMER DEFINED | PUSHBUTTON SWITCH, EMERGENCY STOP (CUSTOMER) | PANEL
SB7551 | CUSTOMER DEFINED | PUSHBUTTON SWITCH, VOLTAGE INCREASE (CUSTOMER) | PANEL
SB7552 | CUSTOMER DEFINED | PUSHBUTTON SWITCH, VOLTAGE DECREASE (CUSTOMER) | PANEL
SB7554 | CUSTOMER DEFINED | PUSHBUTTON SWITCH, SPEED INCREASE (CUSTOMER) | PANEL
SB7555 | CUSTOMER DEFINED | PUSHBUTTON SWITCH, SPEED DECREASE (CUSTOMER) | PANEL
AF0081 | 2684693-18,2684693-28 | 5094-IB16SXT, 16 DISCRETE INPUT, S | PANEL A
AF0082 | 2684693-17,2684693-23 | 5094-IB16XT, 16 DISCRETE INPUT | PANEL A
AF0083 | 2684693-19,2684693-33 | 5094-IY8XT, 8 ANALOG INPUT,TC/RTD/I&V | PANEL A
AF0084 | 2684693-19,2684693-33 | 5094-IY8XT, 8 ANALOG INPUT,TC/RTD/I&V | PANEL A
AF0085 | 2684693-18,2684693-56 | 5094-IF8IHXT, 8 ANALOG INPUT, ISOLATED | PANEL A
AF0086 | 2684693-18,2684693-56 | 5094-IF8IHXT, 8 ANALOG INPUT, ISOLATED | PANEL A
AF0087 | 2684693-17,2684693-23 | 5094-IB16XT, 16 DISCRETE INPUT | PANEL A
AF0091 | 2684693-17,2684693-23 | 5094-IB16XT, 16 DISCRETE INPUT | PANEL A
AF0092 | 2684693-17,2684693-24 | 5094-OB16XT, 16 DISCRETE OUTPUT | PANEL A
AF0093 | 2684693-17,2684693-24 | 5094-OB16XT, 16 DISCRETE OUTPUT | PANEL A
AF0094 | 2684693-19,2684693-33 | 5094-IY8XT, 8 ANALOG INPUT,TC/RTD/I&V | PANEL A
AF0095 | 2684693-17,2684693-25 | 5094-OB8XT, 8 DISCRETE OUTPUT | PANEL A
AU0080 | 2684693-22 | 5094-AENTRXT, FLEX 5000 I/O | PANEL A
AU0090 | 2684693-22 | 5094-AENTRXT, FLEX 5000 I/O | PANEL A
FU0001 | 1043265-1,1043265-3 | FUSE, 2A | PANEL A
FU0002 | 1043265-1,1043265-3 | FUSE, 2A | PANEL A
FU0010 | 1043265-1,1043265-5 | FUSE, 10A | PANEL A
FU0011 | 1043265-1,1043265-7 | FUSE, 20A | PANEL A
FU0012 | 1043265-1,1043265-5 | FUSE, 10A | PANEL A
FU0013 | 1043265-1,1043265-5 | FUSE, 10A | PANEL A
FU0014 | 1043265-1,1043265-5 | FUSE, 10A | PANEL A
FU0015 | 1043265-1,1043265-5 | FUSE, 10A | PANEL A
FU0017 | [2]1043265-1,[2]1043265-5 | FUSE, 10A | PANEL A
FU0080 | 1043265-1,1043265-5 | FUSE, 10A | PANEL A
FU0081 | 1043265-5 | FUSE, 10A | PANEL A
FU0090 | 1043265-1,1043265-5 | FUSE, 10A | PANEL A
FU0091 | 1043265-1,1043265-5 | FUSE, 10A | PANEL A
FU0092 | 1043265-1,1043265-5 | FUSE, 10A | PANEL A
FU0093 | 1043265-1,1043265-5 | FUSE, 10A | PANEL A
FU0136 | 1043265-1,1043265-9 | FUSE, 30A | PANEL A
FU0137 | 1043265-1,1043265-7 | FUSE, 20A | PANEL A
FU0139 | 1043265-1,1043265-4 | FUSE, 5A | PANEL A
FU0210 | 1043265-1,1043265-7 | FUSE, 20A | PANEL A
FU0211 | 1043265-1,1043265-4 | FUSE, 5A | PANEL A
FU0212 | 1043265-1,1043265-3 | FUSE, 2A | PANEL A
GR0131 | 903849C1 | RAIL GROUND, DIN RAIL GROUNDING | PANEL A
GR0132 | 903849C1 | RAIL GROUND, DIN RAIL GROUNDING | PANEL A
GR0133 | 903849C1 | RAIL GROUND, DIN RAIL GROUNDING | PANEL A
GR0234 | 903849C1 | RAIL GROUND, DIN RAIL GROUNDING | PANEL A
KA0131 | 1061979-1 | RELAY, CONTROLLER ACTIVE | PANEL A
KA0132 | 1061979-1 | RELAY, CONTROLLER ACTIVE | PANEL A
KA0133 | 1061979-1 | RELAY, POST LUBE NOT REQUIRED | PANEL A
KA0134 | 1061979-1 | RELAY, BACKUP COMMAND OFF | PANEL A
KA0135 | 1061979-1,1061979-2 | RELAY, AC PRE/POST PUMP DRIVE | PANEL A
KA0136 | 1061979-1 | RELAY, LUBE OIL HEADER PRESSURE HIGH | PANEL A
KA0137 | 1061979-1 | RELAY, LUBE PUMP INHIBIT | PANEL A
KA0138 | 1061979-1,1061979-2 | RELAY, BACKUP LUBE OIL PUMP OFF | PANEL A
KA0141 | 1061979-1 | RELAY, CONTROLLER ACTIVE | PANEL A
KA0144 | 1061979-1,1061979-2 | RELAY, AC PRE/POST PUMP DRIVE | PANEL A
KA0875 | 1061979-2 | RELAY, LOCAL HORN CONTROL (PLC) | PANEL A
KA2160 | 1061979-2 | RELAY, CLOSE GAS BLOCK VALVE | PANEL A
KA2161 | 1061979-2 | RELAY, OPEN GAS BLOCK VALVE | PANEL A
KA3220 | 1061979-2 | RELAY, LUBE OIL COOLER FAN | PANEL A
KA6211 | 1061979-2 | RELAY, DRIVER ENCLOSURE^VENT FAN #1 | PANEL A
KT0140 | 2651077-1 | TIMER RELAY, BACKUP PUMP POST LUBE OFF CYCLE | PANEL A
KT0141 | 2651077-1 | TIMER RELAY, BACKUP POST LUBE CONTINUOUS | PANEL A
KT0142 | 2651077-1 | TIMER RELAY, TOTAL POST LUBE | PANEL A
KT0143 | 2651077-1 | TIMER RELAY, BACKUP PUMP POST LUBE ON CYCLE | PANEL A
KT0144 | 2651077-1 | TIMER RELAY, HEADER PRESSURE HIGH BACKUP PUMP OFF | PANEL A
KT0145 | 2651077-1 | TIMER RELAY, FIRE DETECTED ROLLDOWN LUBE | PANEL A
KT0146 | 2651077-3 | TIMER RELAY, WATCHDOG | PANEL A
PEG0130 | 232941-300 | BUS BAR, PANEL A - POWER EARTH GROUNDING | PANEL A
UJ0131 | 1286570-1 | POWER CONVERTER, AC/DC INPUT TO 28V DC OUTPUT | PANEL A
XT0001 | 1066730-7,1066730-8,1067996-4 | TERMINAL BLOCK, SPRING, 4 CONDUCTOR,30-12 AWG (0.05-3.31 MM2),NON-IS | PANEL A
XT0011 | 1066730-16,1066730-17,1066730-18 | TERMINAL STRIP, 2 CONDUCTOR | PANEL A
XT0014 | 1247052-1 | BUS BAR, SYSTEM FUNCTION (USE) | PANEL A
XT0080 | 1066730-7,1066730-8,1067996-4 | TERMINAL BLOCK, SPRING, 4 CONDUCTOR,30-12 AWG (0.05-3.31 MM2),NON-IS | PANEL A
XT0081 | 1066730-7,1066730-8,1067996-4 | TERMINAL BLOCK, SPRING, 4 CONDUCTOR,30-12 AWG (0.05-3.31 MM2),NON-IS | PANEL A
XT0134 | 1066730-16,1066730-17,1066730-18 | TERMINAL STRIP, 2 CONDUCTOR | PANEL A
XT0135 | 1066730-7,1066730-8,1067996-4 | TERMINAL BLOCK, SPRING, 4 CONDUCTOR,30-12 AWG (0.05-3.31 MM2),NON-IS | PANEL A
XT0136 | 1066730-7,1066730-8,1067996-82 | TERMINAL BLOCK, SPRING, 4 CONDUCTOR,30-12 AWG (0.05-3.31 MM2),NON-IS | PANEL A
XT0137 | 1066730-5,1066730-7,1067996-4 | TERMINAL BLOCK, SPRING, 4 CONDUCTOR,30-12 AWG (0.05-3.31 MM2),NON-IS | PANEL A
XT0138 | 1066730-16,1066730-17,1066730-18 | TERMINAL STRIP, 2 CONDUCTOR | PANEL A
XT0139 | 1066730-7,1066730-8,1067996-4 | TERMINAL BLOCK, SPRING, 4 CONDUCTOR,30-12 AWG (0.05-3.31 MM2),NON-IS | PANEL A
XT0233 | 1066730-7,1066730-8,1067996-4 | TERMINAL BLOCK, SPRING, 4 CONDUCTOR,30-12 AWG (0.05-3.31 MM2),NON-IS | PANEL A
XT0235 | 1066730-7,1066730-8,1067996-4 | TERMINAL BLOCK, SPRING, 4 CONDUCTOR,30-12 AWG (0.05-3.31 MM2),NON-IS | PANEL A
XT0236 | 1066730-7,1066730-8,1067996-82 | TERMINAL BLOCK, SPRING, 4 CONDUCTOR,30-12 AWG (0.05-3.31 MM2),NON-IS | PANEL A
XT0237 | 1066730-10,1066730-9,1067996-4 | DIODE TERMINAL STRIP, 4 CONDUCTOR | PANEL A
AF0061 | 2684693-17,2684693-25 | 5094-OB8XT, 8 DISCRETE OUTPUT | PANEL B
AF0062 | 2684693-17,2684693-25 | 5094-OB8XT, 8 DISCRETE OUTPUT | PANEL B
AF0063 | 2684693-17,2684693-23 | 5094-IB16XT, 16 DISCRETE INPUT | PANEL B
AF0064 | 2684693-18,2684693-30 | 5094-IF4IHSXT, 4 ANALOG INPUT, S | PANEL B
AF0065 | 2684693-18,2684693-30 | 5094-IF4IHSXT, 4 ANALOG INPUT, S | PANEL B
AF0066 | 2684693-18,2684693-27 | 5094-OF8IHXT, 8 ANALOG OUTPUT, ISOLATED | PANEL B
AF0067 | 2684693-17,2684693-25 | 5094-OB8XT, 8 DISCRETE OUTPUT | PANEL B
AF0068 | 2684693-21,2684693-36 | 5094-IRT8SXT, 8 RTD/TC ANALOG INPUT, S | PANEL B
AF0071 | 2684693-18,2684693-32 | 5094-IJ2ISXT, 2 FAST COUNTER INPUT, S | PANEL B
AF0072 | 2684693-18,2684693-30 | 5094-IF4IHSXT, 4 ANALOG INPUT, S | PANEL B
AF0073 | 2684693-21,2684693-36 | 5094-IRT8SXT, 8 RTD/TC ANALOG INPUT, S | PANEL B
AF0074 | 2684693-18,2684693-56 | 5094-IF8IHXT, 8 ANALOG INPUT, ISOLATED | PANEL B
AF0075 | 2684693-18,2684693-30 | 5094-IF4IHSXT, 4 ANALOG INPUT, S | PANEL B
AF0076 | 2684693-18,2684693-55 | 5094-OB16SXT, 16 DISCRETE OUTPUT, S | PANEL B
AU0060 | 2684693-22 | 5094-AENTRXT, FLEX 5000 I/O | PANEL B
AU0070 | 2684693-22 | 5094-AENTRXT, FLEX 5000 I/O | PANEL B
FU0060 | 1043265-1,1043265-5 | FUSE, 10A | PANEL B
FU0061 | 1043265-1,1043265-5 | FUSE, 10A | PANEL B
FU0062 | 1043265-1,1043265-5 | FUSE, 10A | PANEL B
FU0063 | 1043265-1,1043265-5 | FUSE, 10A | PANEL B
FU0064 | 1043265-1,1043265-5 | FUSE, 10A | PANEL B
FU0070 | 1043265-1,1043265-5 | FUSE, 10A | PANEL B
FU0071 | 1043265-1,1043265-5 | FUSE, 10A | PANEL B
FU0291 | 1043265-1,1043265-4 | FUSE, 5A | PANEL B
GR0231 | 903849C1 | RAIL GROUND, DIN RAIL GROUNDING | PANEL B
GR0232 | 903849C1 | RAIL GROUND, DIN RAIL GROUNDING | PANEL B
GR0233 | 903849C1 | RAIL GROUND, DIN RAIL GROUNDING | PANEL B
IEG0230 | 232941-300 | BUS BAR, PANEL B - INSTRUMENT EARTH GROUNDING | PANEL B
KA0221 | 1061979-2 | RELAY, PRIMARY GAS FUEL SHUTOFF VALVE | PANEL B
KA0222 | 1061979-2 | RELAY, SECONDARY GAS FUEL SHUTOFF VALVE | PANEL B
KA0224 | 1061979-2 | RELAY, EMERGENCY SHUTDOWN ACTIVE | PANEL B
KA0231 | 1061979-2 | RELAY, CONTROLLER ACTIVE | PANEL B
KA0232 | 1061979-2 | RELAY, CONTROLLER ACTIVE | PANEL B
KA0233 | 1061979-2 | RELAY, CONTROLLER ACTIVE | PANEL B
KA0234 | 1061979-2 | RELAY, CONTROLLER ACTIVE | PANEL B
KA0235 | 1061979-2 | RELAY, NO EMERGENCY SHUTDOWN SUMMARY | PANEL B
KA0236 | 1061979-2 | RELAY, NO EMERGENCY SHUTDOWN SUMMARY | PANEL B
KA0237 | 1061979-2 | RELAY, NO EMERGENCY SHUTDOWN SUMMARY | PANEL B
KA0238 | 1061979-2 | RELAY, NO EMERGENCY SHUTDOWN SUMMARY | PANEL B
KA0239 | 1061979-2 | RELAY, NO EMERGENCY SHUTDOWN SUMMARY | PANEL B
KA0240 | 1061979-2 | RELAY, NO EMERGENCY SHUTDOWN SUMMARY | PANEL B
KA0241 | 1061979-2 | RELAY, BACKUP SYSTEM RESET | PANEL B
KA0242 | 1061979-2 | RELAY, BACKUP SYSTEM RESET | PANEL B
KA0243 | 1061979-2 | RELAY, NO FIRE DETECTED | PANEL B
KA0244 | 1061979-2 | RELAY, NO FIRE DETECTED | PANEL B
KA0245 | 1061979-2 | RELAY, NO GAS DETECTED | PANEL B
KA0246 | 1061979-2 | RELAY, NO FIRE DETECTED | PANEL B
KA0247 | 1061979-2 | RELAY, NO FIRE DETECTED | PANEL B
KA0248 | 1061979-2 | RELAY, NO EMERGENCY SHUTDOWN SUMMARY | PANEL B
KA0249 | 1061979-2 | RELAY, NO GAS DETECTED | PANEL B
KA0250 | 1061979-2 | RELAY, NO EMERGENCY SHUTDOWN SUMMARY | PANEL B
KA1020 | 1061979-2 | RELAY, IGNITION START | PANEL B
RR0851 | 981090C1 | RESISTOR, 3.01K OHM | PANEL B
RR0852 | 981089C1 | RESISTOR, 1.0K OHM | PANEL B
UV0291 | 1088442-4 | POWER CONVERTER, DC/DC INPUT TO 24V DC OUTPUT | PANEL B
XT0060 | 1066730-7,1066730-8,1067996-4 | TERMINAL BLOCK, SPRING, 4 CONDUCTOR,30-12 AWG (0.05-3.31 MM2),NON-IS | PANEL B
XT0070 | 1066730-7,1066730-8,1067996-4 | TERMINAL BLOCK, SPRING, 4 CONDUCTOR,30-12 AWG (0.05-3.31 MM2),NON-IS | PANEL B
XT0085 | 1066730-7,1066730-8,1067996-4 | TERMINAL BLOCK, SPRING, 4 CONDUCTOR,30-12 AWG (0.05-3.31 MM2),NON-IS | PANEL B
XT0240 | 1066730-7,1066730-8,1067996-4 | TERMINAL BLOCK, SPRING, 4 CONDUCTOR,30-12 AWG (0.05-3.31 MM2),NON-IS | PANEL B
XT0291 | 1066730-7 | TERMINAL BLOCK, SPRING, 4 CONDUCTOR,30-12 AWG (0.05-3.31 MM2),NON-IS | PANEL B
AP0601 | 1089241-20 | MODULE, BLANK FILLER | PLC PANEL
AP0602 | 1089241-40 | 1756-EN2TRXT, ETHERNET | PLC PANEL
AP0603 | 1089241-40 | 1756-EN2TRXT, ETHERNET | PLC PANEL
AP0604 | 1089241-36 | 1756-EN2TXT, ETHERNET | PLC PANEL
AP0605 | 1089241-20 | MODULE, BLANK FILLER | PLC PANEL
AP0606 | 1089241-40 | 1756-EN2TRXT, ETHERNET | PLC PANEL
AR0600 | 1089241-29 | RACK CHASSIS, 1756-A7XT (7 SLOT) | PLC PANEL
AT0600 | 1089241-43 | 1756-L83EXTS, CONTROLLER^GUARDLOGIX | PLC PANEL
AT0680 | 1634974-100 | GATEWAY MODULE, TURBOTRONIC GATEWAY | PLC PANEL
FU0680 | 1043265-1,1043265-4 | FUSE, 5A | PLC PANEL
GR0680 | 903849C1 | RAIL GROUND, DIN RAIL GROUNDING | PLC PANEL
UV0600 | 1089241-28 | POWER SUPPLY, RSLOGIX CHASSIS | PLC PANEL
XT0680 | 1066730-7,1066730-8,1067996-4 | TERMINAL BLOCK, SPRING, 4 CONDUCTOR,30-12 AWG (0.05-3.31 MM2),NON-IS | PLC PANEL
FU0190 | 1043265-1,1043265-5 | FUSE, 10A | PWR DISTRIBUTION RAIL
FU0200 | 1043265-1,1043265-5 | FUSE, 10A | PWR DISTRIBUTION RAIL
FU0201 | 1043265-1,1043265-5 | FUSE, 10A | PWR DISTRIBUTION RAIL
FU0273 | 1043265-1,1043265-4 | FUSE, 5A | PWR DISTRIBUTION RAIL
QS0560 | 1126803 | CIRCUIT BREAKER, DOUBLE POLE - RAIL MOUNTABLE | PWR DISTRIBUTION RAIL
XT0345 | 1066730-7 | TERMINAL BLOCK, SPRING, 4 CONDUCTOR,30-12 AWG (0.05-3.31 MM2),NON-IS | PWR DISTRIBUTION RAIL
XT0561 | 1066730-53,1066730-7,1066730-8,1067996-4 | TERMINAL BLOCK, SPRING, 4 CONDUCTOR,30-12 AWG (0.05-3.31 MM2),NON-IS | PWR DISTRIBUTION RAIL
XT0562 | 1066730-53,1066730-7,1066730-8,1067996-4 | TERMINAL BLOCK, SPRING, 4 CONDUCTOR,30-12 AWG (0.05-3.31 MM2),NON-IS | PWR DISTRIBUTION RAIL
XT0563 | 1066730-7,1066730-8,1067996-4 | TERMINAL BLOCK, SPRING, 4 CONDUCTOR,30-12 AWG (0.05-3.31 MM2),NON-IS | PWR DISTRIBUTION RAIL
AF0201 | PARTOFTCPASSY | 5094-OB32XT, 32 DISCRETE OUTPUT | TCP
AF0202 | PARTOFTCPASSY | 5094-OB32XT, 32 DISCRETE OUTPUT | TCP
AU0200 | PART OF TCP ASSEMBLY | 5094-AENTRXT, FLEX 5000 I/O | TCP
GR0200 | PART OF TCP ASSEMBLY | RAIL LUG, DIN RAIL GROUNDING | TCP
HL0400 | PART OF TCP ASSEMBLY | LIGHT, READY, GREEN | TCP
HL0401 | PART OF TCP ASSEMBLY | LIGHT, STARTING, WHITE | TCP
HL0402 | PART OF TCP ASSEMBLY | LIGHT, READY TO LOAD, WHITE | TCP
HL0403 | PART OF TCP ASSEMBLY | LIGHT, ON LOAD, WHITE | TCP
HL0405 | PART OF TCP ASSEMBLY | LIGHT, LOCAL/AUXILIARY SELECT, WHITE | TCP
HL0406 | PART OF TCP ASSEMBLY | LIGHT, SPARE, WHITE | TCP
HL0407 | PART OF TCP ASSEMBLY | LIGHT, COOLDOWN, WHITE | TCP
HL0408 | PART OF TCP ASSEMBLY | LIGHT, STOPPING, WHITE | TCP
HL0409 | PART OF TCP ASSEMBLY | LIGHT, ALARM SUMMARY, AMBER | TCP
HL0410 | PART OF TCP ASSEMBLY | LIGHT, BACKUP ACTIVE, AMBER | TCP
HL0411 | PART OF TCP ASSEMBLY | LIGHT, SHUTDOWN SUMMARY, RED | TCP
SA0401 | PART OF TCP ASSEMBLY | SELECTOR SWITCH, BACKUP SYSTEM RESET | TCP
SB0400 | PART OF TCP ASSEMBLY | PUSHBUTTON SWITCH, EMERGENCY STOP | TCP
SB0401 | PART OF TCP ASSEMBLY | PUSHBUTTON SWITCH, HORN SILENCE | TCP
SB0402 | PART OF TCP ASSEMBLY | PUSHBUTTON SWITCH, ACKNOWLEDGE | TCP
SB0403 | PART OF TCP ASSEMBLY | PUSHBUTTON SWITCH, RESET | TCP
SB0404 | PART OF TCP ASSEMBLY | PUSHBUTTON SWITCH, LAMP TEST | TCP
SB0405 | PART OF TCP ASSEMBLY | PUSHBUTTON SWITCH, START | TCP
SB0406 | PART OF TCP ASSEMBLY | PUSHBUTTON SWITCH, NORMAL STOP | TCP
SB0407 | PART OF TCP ASSEMBLY | PUSHBUTTON SWITCH, SPEED/LOAD DECREASE | TCP
SB0408 | PART OF TCP ASSEMBLY | PUSHBUTTON SWITCH, SPEED/LOAD INCREASE | TCP
SH0401 | PART OF TCP ASSEMBLY | LIGHTED SWITCH, SPARE, WHITE | TCP
SH0404 | PART OF TCP ASSEMBLY | LIGHTED SWITCH, SPARE, WHITE | TCP
SH0405 | PART OF TCP ASSEMBLY | LIGHTED SWITCH, SPARE, WHITE | TCP
SH0408 | PART OF TCP ASSEMBLY | LIGHTED SWITCH, SPARE, WHITE | TCP
SH0409 | PART OF TCP ASSEMBLY | LIGHTED SWITCH, SPARE, WHITE | TCP
SH0410 | PART OF TCP ASSEMBLY | LIGHTED SWITCH, SPARE, WHITE | TCP
SH0411 | PART OF TCP ASSEMBLY | LIGHTED SWITCH, VOLTAGE DECREASE SELECT, WHITE | TCP
SH0412 | PART OF TCP ASSEMBLY | LIGHTED SWITCH, VOLTAGE INCREASE SELECT, WHITE | TCP
XT0200 | 1066730-1 | TERMINAL STRIP, 4 CONDUCTOR | TCP
XT0564 | PART OF TCP ASSEMBLY | TERMINAL STRIP, SYSTEM FUNCTION (USE) | TCP

## TCP_S
TCP
CONTROL CONSOLE DOOR^(TURBINE CONTROL PANEL)
Project # | J1970
Project Name | PERTAMINA EP CEPU ZONA 11 CPP GUNDIH
Revision | 0.1
Controls DE | S.SANKAR
Phone: | 0
Controls ME
Phone:
From | [5 empty] | To
Device ID | Wire No. | Wire ID | Gauge/Size | Length | Device ID | Location | Bundle Name
SB0400:21 | TCP18B1 | WHT | 20 | 280 | AF0183:37 | BACK PANEL | SB0400
SB0400:22 | TCP18B2 | WHT | 20 | 280 | AF0183:05 | BACK PANEL

## PWR DISTRIBUTION RAIL_S
PWR DISTRIBUTION RAIL
CONTROL CONSOLE DOOR (PWR DIST RAIL)
Project # | J1970
Project Name | PERTAMINA EP CEPU ZONA 11 CPP GUNDIH
Revision | 0.1
Controls DE | S.SANKAR
Phone: | 0
Controls ME
Phone:
From | [5 empty] | To
Device ID | Wire No. | Wire ID | Gauge/Size | Length | Device ID | Location | Bundle Name
XT0563:2 | ESTOPA | WHT | 20 | 60 | XT0345:2 | DISTRIBUTION RAIL | XT'S
XT0563:1 | ESTOPB | WHT | 20 | 60 | XT0345:1 | DISTRIBUTION RAIL
XT0563:6 | FU0139 | WHT | 20 | 60 | XT0345:6 | DISTRIBUTION RAIL
XT0563:3 | KA023612 | WHT | 20 | 60 | XT0345:3 | DISTRIBUTION RAIL
XT0563:5 | KA0241A1 | WHT | 20 | 60 | XT0345:5 | DISTRIBUTION RAIL
XT0563:4 | -0V | WHT | 16 | 60 | XT0345:4 | DISTRIBUTION RAIL
FU0200:LI | FU0200LI | WHT | 14 | 60 | XT0561:1 | DISTRIBUTION RAIL
QS0560:LD-3 | -0V1 | WHT | 16 | 60 | XT0562:1 | DISTRIBUTION RAIL | QS'S
QS0560:LD-1 | FU0200LI | WHT | 16 | 60 | XT0561:1 | DISTRIBUTION RAIL
XT0562:2 | -0V1 | WHT | 16 | 280 | XT0008:3 | BACK PANEL | XT/FU
XT0562:2 | -0V1 | WHT | 16 | 280 | XT0180:1 | BACK PANEL
XT0561:2 | FU0200LI | WHT | 16 | 280 | XT0008:1 | BACK PANEL
FU0190:LI | FU0200LI | WHT | 14 | 280 | FU0180:LI | BACK PANEL

## PLC PANEL_S
PLC PANEL
JB70
Project # | J1970
Project Name | PERTAMINA EP CEPU ZONA 11 CPP GUNDIH
Revision | 0.1
Controls DE | S.SANKAR
Phone: | 0
Controls ME
Phone:
From | [5 empty] | To
Device ID | Wire No. | Wire ID | Gauge/Size | Length | Device ID | Location | Bundle Name
AT0680:NEG | -0V | WHT | 14 | 60 | XT0680:2 | PLC PANEL | AT0680
AT0680:POS | AT0680POS | WHT | 14 | 60 | XT0680:1 | PLC PANEL
FU0680:LD | AT0680POS | WHT | 14 | 60 | XT0680:1 | PLC PANEL | FU0680
FU0680:LI | FU0210 | WHT | 14 | 100 | XT0233:3 | PANEL A
UV0600:(-) | -0V | WHT | 14 | 100 | XT0135:1 | PANEL A | UV0600
UV0600:(+) | FU0010 | WHT | 14 | 100 | FU0010:LD | PANEL A
XT0680:2 | -0V | WHT | 16 | 100 | XT0235:3 | PANEL A | XT'S

## PANEL B_S
PANEL B
JB70
Project # | J1970
Project Name | PERTAMINA EP CEPU ZONA 11 CPP GUNDIH
Revision | 0.1
Controls DE | S.SANKAR
Phone: | 0
Controls ME
Phone:
From | [5 empty] | To
Device ID | Wire No. | Wire ID | Gauge/Size | Length | Device ID | Location | Bundle Name
AF0074:05 | -007405 | WHT | 20 | 60 | XT0085:2 | PANEL B | AF0070'S
AF0074:21 | -0V | WHT | 20 | 60 | XT0085:3 | PANEL B
AU0070:V+ | FU0070 | WHT | 16 | 80 | FU0070:LD | PANEL B
AF0076:V+ | FU0071 | WHT | 16 | 60 | FU0071:LD | PANEL B
AF0076:COM | -0V | WHT | 14 | 60 | XT0070:1 | PANEL B
AU0070:COM | -0V | WHT | 14 | 80 | XT0070:1 | PANEL B
AF0065:COM | AF0065N | WHT | 16 | 60 | AF0068:COM | PANEL B | AF0060'S
AF0065:V+ | AF0065P | WHT | 16 | 60 | AF0068:V+ | PANEL B
AF0063:COM | AU0060N | WHT | 16 | 60 | AU0060:COM | PANEL B
AF0063:V+ | AU0060P | WHT | 16 | 60 | AU0060:V+ | PANEL B
AF0066:V+ | FU0063 | WHT | 16 | 80 | FU0063:LD | PANEL B
AF0067:V+ | FU0064 | WHT | 16 | 80 | FU0064:LD | PANEL B
AF0062:16 | SV21242 | WHT | 16 | 60 | XT0060:6 | PANEL B
AF0061:COM | -0V | WHT | 14 | 60 | XT0060:2 | PANEL B
AF0062:COM | -0V | WHT | 14 | 60 | XT0060:2 | PANEL B
AF0066:COM | -0V | WHT | 14 | 80 | XT0060:2 | PANEL B
AF0067:COM | -0V | WHT | 14 | 80 | XT0060:2 | PANEL B
AU0060:COM | -0V | WHT | 14 | 60 | XT0060:1 | PANEL B
AU0060:V+ | FU0060 | WHT | 14 | 60 | FU0060:LD | PANEL B
AF0061:V+ | FU0061 | WHT | 14 | 60 | FU0061:LD | PANEL B
AF0062:V+ | FU0062 | WHT | 14 | 60 | FU0062:LD | PANEL B
KA0222:14 | -006200 | WHT | 20 | 60 | AF0062:00 | PANEL B | KA'S
KA0234:14 | -006212 | WHT | 20 | 60 | AF0062:12 | PANEL B
KA0237:14 | -007600 | WHT | 20 | 60 | AF0076:00 | PANEL B
KA0242:24 | -024822 | WHT | 20 | 60 | KA0248:22 | PANEL B
KA0236:11 | FU0139 | WHT | 20 | 60 | KA0244:11 | PANEL B
KA0236:11 | FU0139 | WHT | 20 | 60 | XT0240:12 | PANEL B
KA0221:11 | KA022111 | WHT | 20 | 60 | KA0235:24 | PANEL B
KA0222:11 | KA022211 | WHT | 20 | 60 | KA0236:24 | PANEL B
KA0231:21 | KA023121 | WHT | 20 | 60 | KA0245:14 | PANEL B
KA0231:11 | KA0231A1 | WHT | 20 | 60 | KA0231:A1 | PANEL B
KA0231:11 | KA0231A1 | WHT | 20 | 60 | KA0242:11 | PANEL B
KA0232:22 | KA023222 | WHT | 20 | 60 | KA0249:11 | PANEL B
KA0236:12 | KA023612 | WHT | 20 | 60 | XT0240:13 | PANEL B
KA0235:14 | KA024114 | WHT | 20 | 60 | KA0241:14 | PANEL B
KA0241:14 | KA024114 | WHT | 20 | 60 | KA0231:24 | PANEL B
KA0231:14 | KA024214 | WHT | 20 | 60 | KA0242:14 | PANEL B
KA0243:24 | KA024511 | WHT | 20 | 60 | KA0245:11 | PANEL B
KA0235:11 | UA1200J21 | WHT | 20 | 60 | KA0241:11 | PANEL B
KA0235:11 | UA1200J21 | WHT | 20 | 60 | XT0060:3 | PANEL B
KA0221:A1 | -007602 | WHT | 20 | 60 | AF0076:02 | PANEL B | KA'A1/2
KA0222:A1 | -007604 | WHT | 20 | 60 | AF0076:04 | PANEL B
KA1020:A1 | -007608 | WHT | 20 | 60 | AF0076:08 | PANEL B
KA0224:A1 | -007615 | WHT | 20 | 60 | AF0076:15 | PANEL B
KA0221:A2 | -007618 | WHT | 20 | 60 | AF0076:18 | PANEL B
KA0222:A2 | -007620 | WHT | 20 | 60 | AF0076:20 | PANEL B
KA1020:A2 | -007624 | WHT | 20 | 60 | AF0076:24 | PANEL B
KA0224:A2 | -007631 | WHT | 20 | 60 | AF0076:31 | PANEL B
KA0249:A2 | -0V | WHT | 20 | 60 | XT0240:10 | PANEL B
KA0235:A1 | ESTOP | WHT | 20 | 60 | XT0240:4 | PANEL B
KA0243:21 | ESTOPC | WHT | 20 | 60 | XT0240:1 | PANEL B
KA0231:A2 | KA0231A2 | WHT | 20 | 60 | AF0076:26 | PANEL B
KA0241:A1 | KA0241A1 | WHT | 20 | 60 | XT0240:6 | PANEL B
KA0243:A1 | KA0243A1 | WHT | 20 | 60 | XT0240:7 | PANEL B
KA0245:A1 | KA0245A1 | WHT | 20 | 60 | XT0240:8 | PANEL B
UV0291:OUT1(-) | UV0291N | WHT | 16 | 60 | XT0291:5 | PANEL B | UV0291
UV0291:OUT1(+) | UV0291P | WHT | 16 | 60 | XT0291:1 | PANEL B
FU0291:LD | FU0291 | WHT | 16 | 60 | UV0291:24V(+) | PANEL B

## PANEL A_S
PANEL A
JB70
Project # | J1970
Project Name | PERTAMINA EP CEPU ZONA 11 CPP GUNDIH
Revision | 0.1
Controls DE | S.SANKAR
Phone: | 0
Controls ME
Phone:
From | [5 empty] | To
Device ID | Wire No. | Wire ID | Gauge/Size | Length | Device ID | Location | Bundle Name
AF0094:06 | UJ0131IOUT | WHT | 20 | 60 | UJ0131:IOUT | PANEL A | UJ0131
AF0091:41 | UJ0131OK1 | WHT | 20 | 60 | UJ0131:OK1 | PANEL A
AF0091:09 | UJ0131OK2 | WHT | 20 | 60 | UJ0131:OK2 | PANEL A
AF0094:04 | UJ0131VIN | WHT | 20 | 60 | UJ0131:VIN | PANEL A
AF0092:13 | -009213 | WHT | 20 | 100 | XT0237:2 T2 | PANEL A | AF'S
AF0094:07 | -0V | WHT | 20 | 60 | XT0135:4 | PANEL A
AF0091:12 | KA0134A1 | WHT | 20 | 60 | XT0136:13 | PANEL A
AF0094:05 | -0V | WHT | 16 | 60 | XT0135:4 | PANEL A
AF0091:COM | AF0091N | WHT | 16 | 60 | AF0094:COM | PANEL A
AF0092:COM | -0V | WHT | 14 | 60 | XT0081:1 | PANEL A
AF0093:COM | -0V | WHT | 14 | 80 | XT0081:2 | PANEL A
AF0095:COM | -0V | WHT | 14 | 80 | XT0081:2 | PANEL A
AU0080:COM | -0V | WHT | 14 | 60 | XT0080:1 | PANEL A
AU0090:COM | -0V | WHT | 14 | 60 | XT0081:1 | PANEL A
AF0091:V+ | AF0091P | WHT | 14 | 60 | AF0094:V+ | PANEL A
AU0080:V+ | FU0080 | WHT | 14 | 60 | FU0080:LD | PANEL A
AU0090:V+ | FU0090 | WHT | 14 | 60 | FU0090:LD | PANEL A
AF0092:V+ | FU0091 | WHT | 14 | 60 | FU0091:LD | PANEL A
AF0093:V+ | FU0092 | WHT | 14 | 60 | FU0092:LD | PANEL A
AF0095:V+ | FU0093 | WHT | 14 | 60 | FU0093:LD | PANEL A
KA0132:11 | FU0139 | WHT | 20 | 60 | KA0133:11 | PANEL A | KA'S
KA0134:11 | FU0139 | WHT | 20 | 60 | KA0136:11 | PANEL A
KA0133:11 | FU0139 | WHT | 20 | 60 | KA0134:11 | PANEL A
KA0136:11 | FU0139 | WHT | 20 | 60 | KA0137:21 | PANEL A
KA0137:11 | FU0139 | WHT | 20 | 60 | KA0137:21 | PANEL A
KA0138:14 | FU0139 | WHT | 20 | 60 | XT0136:10 | PANEL A
KA0141:24 | FU0139 | WHT | 20 | 60 | XT0136:2 | PANEL A
KA0131:14 | KA013114 | WHT | 20 | 100 | AF0092:06 | PANEL A
KA0132:22 | KA013222 | WHT | 20 | 60 | KA0137:14 | PANEL A
KA0132:24 | KA013224 | WHT | 20 | 60 | KA0134:14 | PANEL A
KA0131:11 | KA0135A1 | WHT | 20 | 60 | KA0135:A1 | PANEL A
KA0136:21 | KA013621 | WHT | 20 | 60 | AF0087:43 | PANEL A
KA0136:24 | KA013624 | WHT | 20 | 60 | AF0087:11 | PANEL A
KA0131:12 | KA013724 | WHT | 20 | 60 | KA0137:24 | PANEL A
KA0137:24 | KA013724 | WHT | 20 | 60 | AF0087:09 | PANEL A
KA0136:14 | KA013821 | WHT | 20 | 60 | KA0138:21 | PANEL A
KA0132:21 | KA0138A1 | WHT | 20 | 120 | KA0138:A1 | PANEL A
KA0141:11 | KA014111 | WHT | 20 | 100 | AF0091:39 | PANEL A
KA0141:14 | KA014114 | WHT | 20 | 100 | AF0091:07 | PANEL A
KA0138:11 | KM3170EP | WHT | 20 | 60 | XT0136:12 | PANEL A
KA0132:12 | KT0141A1 | WHT | 20 | 60 | KA0133:12 | PANEL A
KA2160:A1 | -009204 | WHT | 20 | 60 | AF0092:04 | PANEL A | KA'A1/2
KA2161:A1 | -009207 | WHT | 20 | 60 | AF0092:07 | PANEL A
KA0875:A1 | -009212 | WHT | 20 | 60 | AF0092:12 | PANEL A
KA2160:A2 | -009220 | WHT | 20 | 60 | AF0092:20 | PANEL A
KA2161:A2 | -009223 | WHT | 20 | 60 | AF0092:23 | PANEL A
KA0875:A2 | -009228 | WHT | 20 | 60 | AF0092:28 | PANEL A
KA3220:A1 | -009301 | WHT | 20 | 100 | AF0093:01 | PANEL A
KA3220:A2 | -009317 | WHT | 20 | 100 | AF0093:17 | PANEL A
KA6211:A2 | -009320 | WHT | 20 | 100 | AF0093:20 | PANEL A
KA0132:A2 | -0V | WHT | 20 | 60 | KA0141:A2 | PANEL A
KA0133:A2 | -0V | WHT | 20 | 60 | KA0141:A2 | PANEL A
KA0135:A2 | -0V | WHT | 20 | 120 | KA0136:A2 | PANEL A
KA0135:A2 | -0V | WHT | 20 | 120 | KA0144:A2 | PANEL A
KA0133:A1 | KA0133A1 | WHT | 20 | 60 | AF0092:02 | PANEL A
KA0134:A1 | KA0134A1 | WHT | 20 | 60 | XT0136:13 | PANEL A
KA0135:A1 | KA0135A1 | WHT | 20 | 120 | KA0144:A1 | PANEL A
KA0131:A1 | KA0231A1 | WHT | 20 | 60 | XT0136:9 | PANEL A
KA0132:A1 | KA0231A1 | WHT | 20 | 60 | KA0141:A1 | PANEL A
KA0136:A1 | PS32002 | WHT | 20 | 60 | XT0136:5 | PANEL A
KT0140:15 | FU0139 | WHT | 20 | 60 | KT0142:15 | PANEL A | KT'S
KT0140:15 | FU0139 | WHT | 20 | 60 | XT0136:2 | PANEL A
KT0142:15 | FU0139 | WHT | 20 | 60 | KT0144:A1 | PANEL A
KT0145:15 | FU0139 | WHT | 20 | 60 | KA0132:11 | PANEL A
KT0140:A1 | KT0140A1 | WHT | 20 | 120 | KT0143:16 | PANEL A
KT0141:A1 | KT0141A1 | WHT | 20 | 60 | KT0143:15 | PANEL A
KT0142:A1 | KT0141A1 | WHT | 20 | 60 | KA0132:12 | PANEL A
KT0144:B1 | KT0144B1 | WHT | 20 | 60 | KA0138:24 | PANEL A
KT0146:A1 | KT0146A1 | WHT | 20 | 60 | KA0141:21 | PANEL A
KT0140:A2 | -0V | WHT | 20 | 60 | XT0136:3 | PANEL A
KT0145:A2 | -0V | WHT | 20 | 60 | KA0131:A2 | PANEL A
KT0141:18 | KA013222 | WHT | 20 | 120 | KA0132:22 | PANEL A
KT0141:18 | KA013222 | WHT | 20 | 60 | KT0144:18 | PANEL A
KT0142:18 | KA0137A1 | WHT | 20 | 60 | KA0137:A1 | PANEL A
KT0142:18 | KA0137A1 | WHT | 20 | 60 | KT0145:18 | PANEL A
KT0140:16 | KT014115 | WHT | 20 | 120 | KT0141:15 | PANEL A
KT0140:18 | KT0143A1 | WHT | 20 | 120 | KT0143:A1 | PANEL A
XT0136:11 | -0V | WHT | 20 | 60 | XT0136:3 | PANEL A | XT'S
XT0136:1 | FU0139 | WHT | 20 | 60 | XT0136:10 | PANEL A
XT0135:1 | -0V | WHT | 16 | 60 | XT0136:3 | PANEL A
XT0233:3 | FU0210 | WHT | 16 | 60 | XT0001:1 | PANEL A
XT0235:2 | -0V | WHT | 16 | 60 | XT0001:3 | PANEL A
XT0080:1 | -0V | WHT | 14 | 80 | XT0135:2 | PANEL A
XT0134:1 | -0V | WHT | 14 | 60 | XT0135:1 | PANEL A
XT0134:4 | -0V | WHT | 14 | 60 | XT0235:1 | PANEL A
XT0135:2 | -0V | WHT | 14 | 80 | XT0081:1 | PANEL A
FU0001:LI | FU0210 | WHT | 16 | 60 | XT0001:1 | PANEL A | FU'S
FU0002:LI | FU0210 | WHT | 16 | 60 | XT0001:2 | PANEL A
FU0139:LD | FU0139 | WHT | 16 | 60 | XT0136:1 | PANEL A
FU0212:LD | FU0212 | WHT | 16 | 60 | XT0233:4 | PANEL A
FU0010:LI | FU0137 | WHT | 14 | 60 | XT0139:1 | PANEL A
FU0080:LI | FU0137 | WHT | 14 | 60 | XT0139:1 | PANEL A
FU0090:LI | FU0137 | WHT | 14 | 60 | XT0139:2 | PANEL A
FU0137:LI | FU0136 | WHT | 14 | 60 | XT0138:1 | PANEL A
FU0210:LD | FU0210 | WHT | 14 | 60 | XT0233:1 | PANEL A
FU0210:LI | FU0136 | WHT | 14 | 60 | XT0138:4 | PANEL A
FU0211:LI | FU0137 | WHT | 14 | 60 | XT0139:3 | PANEL A
FU0212:LI | FU0210 | WHT | 14 | 60 | XT0233:1 | PANEL A
FU0011:LD | UJ0131P | WHT | 12 | 60 | UJ0131:+ | PANEL A
FU0137:LD | FU0137 | WHT | 12 | 60 | XT0139:1 | PANEL A
UJ0131:- | -521NEG | WHT | 12 | 60 | XT0011:1 | PANEL A
AF0095:02 | -009502 | WHT | 20 | 160 | KA0221:14 | PANEL B | AF-B
AF0081:41 | KA023921 | WHT | 20 | 160 | KA0239:21 | PANEL B
AF0081:09 | KA023924 | WHT | 20 | 160 | KA0239:24 | PANEL B
AF0081:08 | KA024214 | WHT | 20 | 160 | KA0242:14 | PANEL B
AF0081:33 | KA024311 | WHT | 20 | 160 | KA0243:11 | PANEL B
AF0081:01 | KA024314 | WHT | 20 | 160 | KA0243:14 | PANEL B
AF0081:34 | KA024521 | WHT | 20 | 160 | KA0245:21 | PANEL B
AF0081:02 | KA024524 | WHT | 20 | 160 | KA0245:24 | PANEL B
AF0095:18 | SV21202 | WHT | 20 | 160 | XT0060:4 | PANEL B
AF0081:00 | UA1200J21 | WHT | 20 | 160 | KA0241:11 | PANEL B
FU0212:LD | FU0212 | WHT | 16 | 160 | KA0248:21 | PANEL B | FU-B
FU0081:LD | FU0081 | WHT | 14 | 160 | XT0085:4 | PANEL B
FU0211:LD | FU0211 | WHT | 14 | 160 | KA1020:14 | PANEL B
KA0141:24 | FU0139 | WHT | 20 | 160 | KA0241:24 | PANEL B | KA-B
KA0875:14 | FU0170 | WHT | 20 | 160 | KA0232:12 | PANEL B
KA0144:22 | KA014422 | WHT | 20 | 160 | KA0249:12 | PANEL B
KA0144:21 | KA023222 | WHT | 20 | 160 | KA0232:22 | PANEL B
KT0146:18 | KA024214 | WHT | 20 | 160 | KA0231:14 | PANEL B
KT0145:A1 | KA024412 | WHT | 20 | 160 | KA0244:12 | PANEL B
KA6211:A1 | KA6211A1 | WHT | 20 | 160 | KA0246:14 | PANEL B
KT0146:15 | KT014615 | WHT | 20 | 160 | AF0076:10 | PANEL B
KA0141:21 | KT0146A1 | WHT | 20 | 160 | KA0241:21 | PANEL B
KT0146:A2 | KT0146A2 | WHT | 20 | 160 | AF0076:29 | PANEL B
KT0146:B1 | KT0146B1 | WHT | 20 | 160 | AF0076:13 | PANEL B
XT0237:1 B2 | -007612 | WHT | 20 | 160 | AF0076:12 | PANEL B | XT-B
XT0237:1 T2 | -024221 | WHT | 20 | 160 | KA0242:21 | PANEL B
XT0136:3 | -0V | WHT | 20 | 160 | XT0240:10 | PANEL B
XT0235:1 | -0V | WHT | 20 | 160 | XT0070:1 | PANEL B
XT0235:1 | -0V | WHT | 20 | 160 | XT0060:1 | PANEL B
XT0236:3 | -0V | WHT | 20 | 160 | XT0240:9 | PANEL B
XT0137:2 | ESTOP | WHT | 20 | 160 | XT0240:4 | PANEL B
XT0137:1 | ESTOPA | WHT | 20 | 160 | XT0240:3 | PANEL B
XT0136:1 | FU0139 | WHT | 20 | 160 | XT0240:12 | PANEL B
XT0236:1 | FU0139 | WHT | 20 | 160 | XT0240:11 | PANEL B
XT0136:13 | KA0134A1 | WHT | 20 | 160 | AF0067:12 | PANEL B
XT0136:9 | KA0231A1 | WHT | 20 | 160 | KA0242:11 | PANEL B
XT0237:2 B2 | KA023612 | WHT | 20 | 160 | XT0240:13 | PANEL B
XT0236:2 | KA0241A1 | WHT | 20 | 160 | XT0240:6 | PANEL B
XT0136:6 | PS32004 | WHT | 20 | 160 | KA0240:11 | PANEL B
XT0136:7 | UF1300 | WHT | 20 | 160 | KA0240:14 | PANEL B
XT0135:3 | -0V | WHT | 16 | 160 | XT0085:3 | PANEL B
XT0080:2 | -0V | WHT | 14 | 160 | XT0085:5 | PANEL B
XT0134:4 | -0V | WHT | 14 | 160 | UV0291:24V(-) | PANEL B
XT0235:3 | -0V | WHT | 14 | 160 | KA1020:24 | PANEL B
XT0138:4 | FU0136 | WHT | 14 | 160 | FU0291:LI | PANEL B
XT0139:3 | FU0137 | WHT | 14 | 160 | XT0085:1 | PANEL B
XT0233:1 | FU0210 | WHT | 14 | 160 | FU0060:LI | PANEL B
XT0233:2 | FU0210 | WHT | 14 | 160 | FU0070:LI | PANEL B

## JB70 RIGHT RAIL_S
JB70 RIGHT RAIL
JB70 (RIGHT RAIL)
Project # | J1970
Project Name | PERTAMINA EP CEPU ZONA 11 CPP GUNDIH
Revision | 0.1
Controls DE | S.SANKAR
Phone: | 0
Controls ME
Phone:
From | [5 empty] | To
Device ID | Wire No. | Wire ID | Gauge/Size | Length | Device ID | Location | Bundle Name
KA0130:A1 | -008135 | WHT | 20 | 60 | KA0130:11 | JB70 RIGHT RAIL | RAIL
UA1200:J1-8 | UA1200J | WHT | 20 | 60 | UA1200:J3-5 | JB70 RIGHT RAIL
KA0130:A2 | UA1200J26 | WHT | 20 | 60 | UA1200:J2-6 | JB70 RIGHT RAIL
BA1100:POS | FU1101 | WHT | 16 | 60 | FU1101:LD | JB70 RIGHT RAIL
KA0130:14 | -008103 | WHT | 20 | 160 | AF0081:03 | PANEL A | TO A
KA0130:A1 | -008135 | WHT | 20 | 160 | AF0081:35 | PANEL A
PC0470:INP_A | -009312 | WHT | 20 | 160 | AF0093:12 | PANEL A
PC0470:-PWR | -009328 | WHT | 20 | 160 | AF0093:28 | PANEL A
PC0470:+PWR | -009344 | WHT | 20 | 160 | AF0093:44 | PANEL A
UA1200:J1-9 | -0V | WHT | 20 | 160 | XT0235:4 | PANEL A
UA1200:J1-10 | FU0212 | WHT | 20 | 160 | XT0233:4 | PANEL A
UA1200:J2-2 | FU0212 | WHT | 20 | 160 | XT0233:4 | PANEL A
UA1200:J1-5 | UA1200J15 | WHT | 20 | 160 | XT0237:1 B1 | PANEL A
UA1200:J2-7 | UA1200J27 | WHT | 20 | 160 | AF0081:19 | PANEL A
BA0001:V1(-) | -0V | WHT | 16 | 160 | XT0001:3 | PANEL A
BA0002:V1(-) | -0V | WHT | 16 | 160 | XT0001:4 | PANEL A
BA0001:V1(+) | FU0001 | WHT | 16 | 160 | FU0001:LD | PANEL A
BA0002:V1(+) | FU0002 | WHT | 16 | 160 | FU0002:LD | PANEL A
FU1100:LI | FU0136 | WHT | 14 | 160 | XT0138:3 | PANEL A
UA1200:J1-4 | UA1200J14 | WHT | 20 | 140 | AF0076:11 | PANEL B | TO B
UA1200:J2-1 | UA1200J21 | WHT | 20 | 140 | XT0060:3 | PANEL B
BA1100:NEG | UV0291N | WHT | 16 | 140 | XT0291:7 | PANEL B
FU1101:LI | UV0291P | WHT | 16 | 140 | XT0291:3 | PANEL B

## JB70 LEFT RAIL_S
JB70 LEFT RAIL
JB70 (LEFT RAIL)
Project # | J1970
Project Name | PERTAMINA EP CEPU ZONA 11 CPP GUNDIH
Revision | 0.1
Controls DE | S.SANKAR
Phone: | 0
Controls ME
Phone:
From | [5 empty] | To
Device ID | Wire No. | Wire ID | Gauge/Size | Length | Device ID | Location | Bundle Name
AT0175:18 | HL0171X1 | WHT | 20 | 120 | XT0174:3 | JB70 LEFT RAIL | AT0175
AT0175:21 | HL0172X1 | WHT | 20 | 120 | XT0174:5 | JB70 LEFT RAIL
AT0175:24 | HL0173X1 | WHT | 20 | 120 | XT0174:7 | JB70 LEFT RAIL
AT0175:2 | SB017013 | WHT | 20 | 120 | XT0174:8 | JB70 LEFT RAIL
AT0175:3 | SB017014 | WHT | 20 | 120 | XT0174:1 | JB70 LEFT RAIL
AT0175:17 | VD0175A | WHT | 20 | 120 | XT0174:2 | JB70 LEFT RAIL
AT0175:23 | VD0175D | WHT | 20 | 120 | XT0174:6 | JB70 LEFT RAIL
AT0175:20 | VD0175I | WHT | 20 | 120 | XT0174:4 | JB70 LEFT RAIL
KA0176:11 | KA017611 | WHT | 20 | 60 | XT0171:1 | JB70 LEFT RAIL | KA'S
KA6510:12 | KA651012 | WHT | 20 | 120 | AT0175:11 | JB70 LEFT RAIL
KA6510:A2 | KA6510A2 | WHT | 20 | 120 | AT0175:5P1 | JB70 LEFT RAIL
AT0176:4P1 | AT01764P1 | WHT | 14 | 60 | AT0178:1P1 | JB70 LEFT RAIL | AT-AT
AT0176:5P1 | AT01765P1 | WHT | 14 | 60 | AT0178:2P1 | JB70 LEFT RAIL
XT0172:6 | LON1S2 | WHT | 16 | 60 | XT0172:15 | JB70 LEFT RAIL | XT'S
XT0172:14 | -0V | WHT | 14 | 60 | XT0172:8 | JB70 LEFT RAIL
XT0172:5 | -0V | WHT | 14 | 60 | XT0172:14 | JB70 LEFT RAIL
XT0172:13 | FU0170 | WHT | 14 | 60 | XT0172:7 | JB70 LEFT RAIL
XT0172:4 | FU0170 | WHT | 14 | 60 | XT0172:13 | JB70 LEFT RAIL
XT0172:15 | LON1S2 | WHT | 14 | 60 | XT0172:9 | JB70 LEFT RAIL
KA0176:A2 | -0V | WHT | 20 | 180 | XT0170:3 | FIRE CONTROLLER | KA-FS CTR
KA0178:A1 | KA0178A1 | WHT | 20 | 180 | XT0170:15 | FIRE CONTROLLER
KA0178:A2 | KA0178A2 | WHT | 20 | 180 | XT0170:17 | FIRE CONTROLLER
AT0178:24 | KA0178A2 | WHT | 20 | 180 | XT0170:17 | FIRE CONTROLLER | AT-FS CTR
AT0178:23 | VD0178 | WHT | 20 | 180 | XT0170:16 | FIRE CONTROLLER
AT0175:2P1 | UV017010 | WHT | 14 | 180 | UV0170:10(-) | FIRE CONTROLLER
AT0176:1P1 | UV017011 | WHT | 14 | 180 | UV0170:11(+) | FIRE CONTROLLER
AT0176:2P1 | UV017012 | WHT | 14 | 180 | UV0170:12(-) | FIRE CONTROLLER
AT0175:1P1 | UV01709 | WHT | 14 | 180 | UV0170:9(+) | FIRE CONTROLLER
XT0172:5 | -0V | WHT | 14 | 180 | XT0170:4 | FIRE CONTROLLER | XT-FS CTR
XT0172:4 | FU0170 | WHT | 14 | 180 | XT0170:1 | FIRE CONTROLLER
XT0171:2 | -009304 | WHT | 20 | 220 | AF0093:04 | PANEL A | TO A
KA0176:14 | -009336 | WHT | 20 | 220 | AF0093:36 | PANEL A
KA0178:11 | HA04722 | WHT | 20 | 220 | KA0875:11 | PANEL A
KA0176:A1 | KA014422 | WHT | 20 | 220 | KA0144:22 | PANEL A
KA0178:14 | KA017814 | WHT | 20 | 240 | KA0232:11 | PANEL B | TO B
XT0171:1 | KA017611 | WHT | 20 | 240 | KA0246:11 | PANEL B
HL0171:X1 | HL0171X1 | WHT | 20 | 160 | XT0174:3 | JB70 LEFT RAIL | XT0174-DOOR
HL0171:X2 | HL0171X2 | WHT | 20 | 160 | XT0174:9 | JB70 LEFT RAIL
HL0172:X1 | HL0172X1 | WHT | 20 | 160 | XT0174:5 | JB70 LEFT RAIL
HL0172:X2 | HL0172X2 | WHT | 20 | 160 | XT0174:10 | JB70 LEFT RAIL
HL0173:X1 | HL0173X1 | WHT | 20 | 160 | XT0174:7 | JB70 LEFT RAIL
HL0173:X2 | HL0173X2 | WHT | 20 | 160 | XT0174:11 | JB70 LEFT RAIL
SB0170:13 | SB017013 | WHT | 20 | 160 | XT0174:8 | JB70 LEFT RAIL
SB0170:14 | SB017014 | WHT | 20 | 160 | XT0174:1 | JB70 LEFT RAIL
SA0170:B2-13 | AT01754P1 | WHT | 20 | 160 | AT0175:4P1 | JB70 LEFT RAIL | TO SA0170
SA0170:B2-14 | SA0170B214 | WHT | 20 | 160 | KA6510:A1 | JB70 LEFT RAIL
AT0170:24 | FU0139 | WHT | 20 | 280 | XT0240:12 | PANEL B | THRU
AT0170:30 | FU0139 | WHT | 20 | 280 | XT0240:12 | PANEL B
AT0170:26 | KA0243A1 | WHT | 20 | 280 | XT0240:7 | PANEL B
AT0170:32 | KA0245A1 | WHT | 20 | 280 | XT0240:8 | PANEL B
XT0170:1 | FU0170 | WHT | 20 | 280 | KA0875:14 | PANEL A
XT0170:2 | FU0170 | WHT | 20 | 280 | KA0232:21 | PANEL B
XT0170:13 | HA04722 | WHT | 20 | 280 | KA0875:11 | PANEL A
XT0170:3 | -0V | WHT | 14 | 280 | XT0134:2 | PANEL A
FU0170:LI | FU0136 | WHT | 12 | 280 | XT0138:2 | PANEL A

## JB70 LS
JB70 L/S
Project # | J1970
Project Name | PERTAMINA EP CEPU ZONA 11 CPP GUNDIH
Revision | 0.1
Controls DE | S.SANKAR
Phone: | 0
Controls ME
Phone:
From | [5 empty] | To
Device ID | Wire No. | Wire ID | Gauge/Size | Length | Device ID | Location | Bundle Name
SA0170:B1-13 | SA0170B113 | WHT | 20 | 100 | XT0170:11 | FIRE SYSTEM CONTROLLER PANEL | SA0170
SA0170:B1-14 | SA0170B114 | WHT | 20 | 100 | XT0170:12 | FIRE SYSTEM CONTROLLER PANEL

## JB70_RS
JB70 R/S
Project # | J1970
Project Name | PERTAMINA EP CEPU ZONA 11 CPP GUNDIH
Revision | 0.1
Controls DE | S.SANKAR
Phone: | 0
Controls ME
Phone:
From | [5 empty] | To
Device ID | Wire No. | Wire ID | Gauge/Size | Length | Device ID | Location | Bundle Name
AT1100:NEG | -0V | WHT | 14 | 280 | XT0134:3 | PANEL A | AT1100
AT1100:POS | FU1100 | WHT | 14 | 180 | FU1100:LD | JB70 RIGHT RAIL
SB0471:11 | SB047111 | WHT | 20 | 280 | AF0087:34 | PANEL A | SB0471
SB0471:12 | SB047112 | WHT | 20 | 280 | AF0087:02 | PANEL A
SB0473:13 | SB047313 | WHT | 20 | 280 | AF0087:35 | PANEL A | SB0473
SB0473:14 | SB047314 | WHT | 20 | 280 | AF0087:03 | PANEL A
SB0474:13 | SB047423 | WHT | 20 | 280 | AF0087:36 | PANEL A | SB0474
SB0474:14 | SB047424 | WHT | 20 | 280 | AF0087:04 | PANEL A
SB0472:B1-11 | ESTOPA | WHT | 20 | 280 | XT0137:1 | PANEL A | SB0472
SB0472:B1-12 | ESTOP | WHT | 20 | 280 | XT0137:2 | PANEL A
SB0472:B2-11 | SB047221 | WHT | 20 | 280 | AF0081:36 | PANEL A
SB0472:B2-12 | SB047222 | WHT | 20 | 280 | AF0081:04 | PANEL A
SH0470:11 | SH047011 | WHT | 20 | 280 | AF0087:33 | PANEL A | SH0470
SH0470:12 | SH047012 | WHT | 20 | 280 | AF0087:01 | PANEL A
SH0470:13 | SH047013 | WHT | 20 | 280 | XT0137:5 | PANEL A
SH0470:14 | SH047014 | WHT | 20 | 280 | XT0137:6 | PANEL A
SH0470:X1 | SH0470X1 | WHT | 20 | 280 | AF0093:22 | PANEL A
SH0470:X2 | SH0470X2 | WHT | 20 | 280 | AF0093:06 | PANEL A
SH0471:11 | SH047111 | WHT | 20 | 280 | XT0137:3 | PANEL A | SH0471
SH0471:12 | SH047112 | WHT | 20 | 280 | XT0137:4 | PANEL A
SH0471:13 | SH047113 | WHT | 20 | 280 | AF0087:32 | PANEL A
SH0471:14 | SH047114 | WHT | 20 | 280 | AF0087:00 | PANEL A
SH0471:X1 | SH0471X1 | WHT | 20 | 280 | AF0087:31 | PANEL A
SH0471:X2 | SH04711X2 | WHT | 20 | 280 | AF0087:47 | PANEL A
SH0472:11 | SH047211 | WHT | 20 | 280 | XT0236:4 | PANEL A | SH0472
SH0472:12 | SH047212 | WHT | 20 | 280 | XT0236:5 | PANEL A
SH0472:13 | FU0139 | WHT | 20 | 280 | XT0236:1 | PANEL A
SH0472:14 | KA0241A1 | WHT | 20 | 280 | XT0236:2 | PANEL A
SH0472:X1 | -0V | WHT | 20 | 280 | XT0236:3 | PANEL A
SH0472:X2 | SH0472X2 | WHT | 20 | 280 | XT0237:B1 | PANEL A
SA0473:11 | SA047311 | WHT | 20 | 280 | AF0087:37 | PANEL A | SA0473
SA0473:12 | SA047312 | WHT | 20 | 280 | AF0087:05 | PANEL A
SA0473:13 | SA047313 | WHT | 20 | 280 | AF0087:38 | PANEL A
SA0473:14 | SA047314 | WHT | 20 | 280 | AF0087:06 | PANEL A
SA0471:B1 13 | SA0471B113 | WHT | 20 | 280 | AF0087:39 | PANEL A | SA0471
SA0471:B1 14 | SA0471B114 | WHT | 20 | 280 | AF0087:07 | PANEL A
SA0471:B2 13 | SA0471B213 | WHT | 20 | 280 | AF0087:40 | PANEL A
SA0471:B2 14 | SA0471B214 | WHT | 20 | 280 | AF0087:08 | PANEL A
SA0472:B1-13 | SA0472B113 | WHT | 20 | 280 | AF0091:47 | PANEL A | SA0472
SA0472:B1-14 | SA0472B114 | WHT | 20 | 280 | AF0091:15 | PANEL A
SA0472:B2-13 | SA0472B213 | WHT | 20 | 280 | AF0091:46 | PANEL A
SA0472:B2-14 | SA0472B214 | WHT | 20 | 280 | AF0091:14 | PANEL A

## GENERATOR PANEL_S
GENERATOR PANEL
JB72
Project # | J1970
Project Name | PERTAMINA EP CEPU ZONA 11 CPP GUNDIH
Revision | 0.1
Controls DE | S.SANKAR
Phone: | 0
Controls ME
Phone:
From | [5 empty] | To
Device ID | Wire No. | Wire ID | Gauge/Size | Length | Device ID | Location | Bundle Name
AF0122:COM | AU0120N | WHT | 20 | 60 | AU0120:COM | GENERATOR PANEL | AF120'S
AF0122:V+ | AU0120P | WHT | 20 | 60 | AU0120:V+ | GENERATOR PANEL
AF0121:COM | -0V | WHT | 16 | 60 | XT0120:2 | GENERATOR PANEL
AU0120:COM | -0V | WHT | 16 | 60 | XT0120:1 | GENERATOR PANEL
AU0120:V+ | FU0120 | WHT | 14 | 60 | FU0120:LD | GENERATOR PANEL
AF0121:V+ | FU0121 | WHT | 14 | 60 | FU0121:LD | GENERATOR PANEL
KA0336:11 | -012146 | WHT | 20 | 60 | AF0121:46 | GENERATOR PANEL | KA'S
KA0330:11 | -012200 | WHT | 20 | 60 | AF0122:00 | GENERATOR PANEL
KA0331:11 | -012201 | WHT | 20 | 60 | AF0122:01 | GENERATOR PANEL
KA0310:11 | -012202 | WHT | 20 | 60 | AF0122:02 | GENERATOR PANEL
KA7364:21 | -012209 | WHT | 20 | 60 | AF0122:09 | GENERATOR PANEL
KA0330:14 | -012232 | WHT | 20 | 60 | AF0122:32 | GENERATOR PANEL
KA0331:14 | -012233 | WHT | 20 | 60 | AF0122:33 | GENERATOR PANEL
KA0310:14 | -012234 | WHT | 20 | 60 | AF0122:34 | GENERATOR PANEL
KA7364:24 | -012241 | WHT | 20 | 60 | AF0122:41 | GENERATOR PANEL
KA0121:14 | FU0333 | WHT | 20 | 60 | XT0337:12 | GENERATOR PANEL
KA0128:14 | FU0333 | WHT | 20 | 60 | KA0335:22 | GENERATOR PANEL
KA0128:14 | FU0333 | WHT | 20 | 60 | XT0337:7 | GENERATOR PANEL
KA0310:24 | FU0333 | WHT | 20 | 60 | KA0335:22 | GENERATOR PANEL
KA0123:11 | FU0334 | WHT | 20 | 60 | XT0335:2 | GENERATOR PANEL
KA0128:21 | KA012821 | WHT | 20 | 60 | XT0337:1 | GENERATOR PANEL
KA0128:24 | KA012824 | WHT | 20 | 60 | XT0337:2 | GENERATOR PANEL
KA0121:11 | KA018511 | WHT | 20 | 60 | XT0337:13 | GENERATOR PANEL
KA0332:11 | KA033211 | WHT | 20 | 60 | XT0337:3 | GENERATOR PANEL
KA0332:14 | KA033214 | WHT | 20 | 60 | XT0337:4 | GENERATOR PANEL
KA0333:11 | KA033311 | WHT | 20 | 60 | KA0335:11 | GENERATOR PANEL
KA0333:11 | KA033311 | WHT | 20 | 60 | XT0337:5 | GENERATOR PANEL
KA0333:14 | KA033314 | WHT | 20 | 60 | KA0335:12 | GENERATOR PANEL
KA0333:14 | KA033314 | WHT | 20 | 60 | XT0337:6 | GENERATOR PANEL
KA0128:11 | KA0333A1 | WHT | 20 | 60 | KA0335:21 | GENERATOR PANEL
KA0310:21 | KA0333A1 | WHT | 20 | 60 | KA0335:21 | GENERATOR PANEL
KA0310:21 | KA0333A1 | WHT | 20 | 60 | XT0337:8 | GENERATOR PANEL
KA0336:14 | KA033614 | WHT | 20 | 60 | KA4100:A1 | GENERATOR PANEL
KA7364:4 | VBUSB | RED | 16 | 60 | XT0351:4 | GENERATOR PANEL
KA7364:3 | VBUSC | RED | 16 | 60 | XT0351:6 | GENERATOR PANEL
KA7364:2 | VGENB | RED | 16 | 60 | XT0351:12 | GENERATOR PANEL
KA7364:1 | VGENC | RED | 16 | 60 | XT0351:14 | GENERATOR PANEL
KA0121:A1 | -012101 | WHT | 20 | 60 | AF0121:01 | GENERATOR PANEL | KA:A1/2
KA0123:A1 | -012103 | WHT | 20 | 60 | AF0121:03 | GENERATOR PANEL
KA0123:A1 | -012103 | WHT | 20 | 60 | KA0313:2 | GENERATOR PANEL
KA0186:A1 | -012105 | WHT | 20 | 60 | AF0121:05 | GENERATOR PANEL
KA0128:A1 | -012108 | WHT | 20 | 60 | AF0121:08 | GENERATOR PANEL
KA4100:A2 | -012114 | WHT | 20 | 60 | AF0121:14 | GENERATOR PANEL
KA0121:A2 | -012117 | WHT | 20 | 60 | AF0121:17 | GENERATOR PANEL
KA0123:A2 | -012119 | WHT | 20 | 60 | AF0121:19 | GENERATOR PANEL
KA0123:A2 | -012119 | WHT | 20 | 60 | KA0313:7 | GENERATOR PANEL
KA0186:A2 | -012121 | WHT | 20 | 60 | AF0121:21 | GENERATOR PANEL
KA0128:A2 | -012124 | WHT | 20 | 60 | AF0121:24 | GENERATOR PANEL
KA0332:A2 | -0V | WHT | 20 | 60 | XT0337:15 | GENERATOR PANEL
KA0335:A1 | ESTOP | WHT | 20 | 60 | XT0336:1 | GENERATOR PANEL
KA0310:A1 | FU0334 | WHT | 20 | 60 | XT0335:2 | GENERATOR PANEL
KA0330:A1 | KA0330A1 | WHT | 20 | 60 | XT0337:9 | GENERATOR PANEL
KA0331:A1 | KA0331A1 | WHT | 20 | 60 | XT0337:11 | GENERATOR PANEL
KA0332:A1 | KA0332A1 | WHT | 20 | 60 | XT0337:14 | GENERATOR PANEL
KA0333:A1 | KA0333A1 | WHT | 20 | 60 | XT0337:8 | GENERATOR PANEL
KA0335:A2 | -0V | WHT | 14 | 60 | XT0336:2 | GENERATOR PANEL
KA0336:A2 | -0V | WHT | 14 | 60 | XT0336:2 | GENERATOR PANEL
KA0336:A1 | KA0231A1 | WHT | 14 | 60 | XT0334:2 | GENERATOR PANEL
AF0410:53 | -0V | WHT | 16 | 60 | XT0130:4 | GENERATOR PANEL | AF40'S
AF0410:54 | AF0410N | WHT | 16 | 60 | AF0440:53 | GENERATOR PANEL
AF0410:56 | AF0410P | WHT | 16 | 60 | AF0440:55 | GENERATOR PANEL
AF0440:54 | AF0440N | WHT | 16 | 60 | AF0450:53 | GENERATOR PANEL
AF0440:56 | AF0440P | WHT | 16 | 60 | AF0450:55 | GENERATOR PANEL
AF0410:55 | FU0113 | WHT | 16 | 60 | FU0113:LD | GENERATOR PANEL
KA0310:A2 | KA0310A2 | WHT | 20 | 80 | AT0140:29 FLT | GENERATOR PANEL | AT0140
AT0140:30 FLT | -0V | WHT | 16 | 80 | XT0336:4 | GENERATOR PANEL
AT0140:48 BAT(-) | -0V | WHT | 16 | 80 | XT0336:4 | GENERATOR PANEL
AT0140:34 ID RES(-) | AT014034 | WHT | 16 | 60 | AT0140:42 ID(+) | GENERATOR PANEL
AT0140:47 BAT(+) | FU0334 | WHT | 16 | 80 | XT0335:2 | GENERATOR PANEL
KA0123:14 | KA012314 | WHT | 16 | 80 | AT0140:4 EX-D(+) | GENERATOR PANEL
AT0140:3 EX-D(-) | -0V | WHT | 14 | 80 | XT0336:4 | GENERATOR PANEL
AT0140:17 VBUS-A | VBUSA | RED | 16 | 100 | XT0351:2 | GENERATOR PANEL
AT0140:18 VBUS-B | VBUSB | RED | 16 | 100 | XT0351:3 | GENERATOR PANEL
AT0140:19 VBUS-C | VBUSC | RED | 16 | 100 | XT0351:5 | GENERATOR PANEL
AT0140:13 VGEN-A | VGENA | RED | 16 | 100 | XT0351:9 | GENERATOR PANEL
AT0140:14 VGEN-B | VGENB | RED | 16 | 100 | XT0351:11 | GENERATOR PANEL
AT0140:15 VGEN-C | VGENC | RED | 16 | 100 | XT0351:13 | GENERATOR PANEL
AT0140:28 ID RLY | CCT1(-) | BLU | 12 | 100 | XT0350:4 | GENERATOR PANEL
AT0140:43 ID(-) | CCT1(-) | BLU | 12 | 100 | XT0350:3 | GENERATOR PANEL
AT0140:27 ID RLY | CCT1(+) | BLU | 12 | 100 | XT0350:2 | GENERATOR PANEL
AT0140:33 ID RES(+) | CCT1(+) | BLU | 12 | 100 | XT0350:1 | GENERATOR PANEL
AT0140:36 I1(+) | MCTA | BLU | 12 | 100 | XT0352:1 | GENERATOR PANEL
AT0140:37 I1(-) | MCTAN | BLU | 12 | 100 | XT0352:6 | GENERATOR PANEL
AT0140:38 I2(+) | MCTB | BLU | 12 | 100 | XT0352:2 | GENERATOR PANEL
AT0140:39 I2(-) | MCTBN | BLU | 12 | 100 | XT0352:5 | GENERATOR PANEL
AT0140:40 I3(+) | MCTC | BLU | 12 | 100 | XT0352:3 | GENERATOR PANEL
AT0140:41 I3(-) | MCTN | BLU | 12 | 100 | XT0352:4 | GENERATOR PANEL
XT0337:12 | FU0333 | WHT | 20 | 60 | XT0337:7 | GENERATOR PANEL | XT'S
XT0130:2 | -0V | WHT | 16 | 60 | XT0336:3 | GENERATOR PANEL
XT0335:1 | FU0333 | WHT | 16 | 60 | XT0337:12 | GENERATOR PANEL
XT0120:1 | -0V | WHT | 14 | 60 | XT0130:2 | GENERATOR PANEL
XT0130:4 | -0V | WHT | 14 | 60 | XT0336:4 | GENERATOR PANEL
XT0334:1 | -0V | WHT | 14 | 60 | XT0336:2 | GENERATOR PANEL
XT0336:3 | -0V | WHT | 14 | 60 | XT0337:15 | GENERATOR PANEL
FU0333:LD | FU0333 | WHT | 16 | 60 | XT0335:1 | GENERATOR PANEL | FU'S
FU0120:LI | FU0332 | WHT | 14 | 60 | XT0130:1 | GENERATOR PANEL
FU0332:LD | FU0332 | WHT | 14 | 60 | FU0333:LI | GENERATOR PANEL
FU0332:LD | FU0332 | WHT | 14 | 60 | XT0130:1 | GENERATOR PANEL
FU0334:LD | FU0334 | WHT | 14 | 60 | XT0335:2 | GENERATOR PANEL
FU0335:LD | FU0335 | WHT | 14 | 60 | XT0335:3 | GENERATOR PANEL
FU0335:LI | FU0332 | WHT | 14 | 60 | FU0113:LI | GENERATOR PANEL
FU0332:LI | FU0136 | WHT | 12 | 60 | XT0332:1 | GENERATOR PANEL

## FIRE SYSTEM CONTROLLER PANEL_S
FIRE SYSTEM CONTROLLER PANEL
CONTROL CONSOLE DOOR^(FIRE SYSTEM PANEL)
Project # | J1970
Project Name | PERTAMINA EP CEPU ZONA 11 CPP GUNDIH
Revision | 0.1
Controls DE | S.SANKAR
Phone: | 0
Controls ME
Phone:
From | [5 empty] | To
Device ID | Wire No. | Wire ID | Gauge/Size | Length | Device ID | Location | Bundle Name
AT0170:11 | SA0170B113 | WHT | 20 | 60 | XT0170:11 | FIRE SYSTEM CONTROLLER PANEL | XT0170
AT0170:12 | SA0170B114 | WHT | 20 | 60 | XT0170:12 | FIRE SYSTEM CONTROLLER PANEL
AT0170:45 | AT017045 | WHT | 20 | 60 | XT0170:5 | FIRE SYSTEM CONTROLLER PANEL
AT0170:46 | AT017046 | WHT | 20 | 60 | XT0170:6 | FIRE SYSTEM CONTROLLER PANEL
XT0170:14 | -0V | WHT | 20 | 60 | XT0170:4 | FIRE SYSTEM CONTROLLER PANEL
FU0170:LD | FU0170 | WHT | 14 | 60 | XT0170:2 | FIRE SYSTEM CONTROLLER PANEL
AT0170:1 | UV01705 | WHT | 14 | 60 | UV0170:5(+) | FIRE SYSTEM CONTROLLER PANEL | UV0170
AT0170:2 | UV01706 | WHT | 14 | 60 | UV0170:6(-) | FIRE SYSTEM CONTROLLER PANEL
AT0170:3 | UV01707 | WHT | 14 | 60 | UV0170:7(+) | FIRE SYSTEM CONTROLLER PANEL
AT0170:4 | UV01708 | WHT | 14 | 60 | UV0170:8(-) | FIRE SYSTEM CONTROLLER PANEL
UV0170:2(-) | -0V | WHT | 14 | 60 | XT0170:3 | FIRE SYSTEM CONTROLLER PANEL
UV0170:4(-) | -0V | WHT | 14 | 60 | XT0170:3 | FIRE SYSTEM CONTROLLER PANEL
UV0170:1(+) | FU0170 | WHT | 14 | 60 | XT0170:2 | FIRE SYSTEM CONTROLLER PANEL
UV0170:3(+) | FU0170 | WHT | 14 | 60 | XT0170:2 | FIRE SYSTEM CONTROLLER PANEL
UV0170:14(-) | LON0N | WHT | 14 | 60 | XT0170:19 | FIRE SYSTEM CONTROLLER PANEL
UV0170:13(+) | LON0P | WHT | 14 | 60 | XT0170:18 | FIRE SYSTEM CONTROLLER PANEL
UV0170:16(-) | LON2N | WHT | 14 | 60 | XT0170:22 | FIRE SYSTEM CONTROLLER PANEL
UV0170:15(+) | LON2P | WHT | 14 | 60 | XT0170:21 | FIRE SYSTEM CONTROLLER PANEL
KA0172:A2 | -0V | WHT | 20 | 60 | XT0170:4 | FIRE SYSTEM CONTROLLER PANEL | KA'S
KA0172:A1 | AT017025 | WHT | 20 | 60 | AT0170:25 | FIRE SYSTEM CONTROLLER PANEL
KA0174:A1 | AT017031 | WHT | 20 | 60 | AT0170:31 | FIRE SYSTEM CONTROLLER PANEL
KA0172:11 | KA017211 | WHT | 20 | 60 | XT0170:7 | FIRE SYSTEM CONTROLLER PANEL
KA0172:12 | KA017212 | WHT | 20 | 60 | XT0170:8 | FIRE SYSTEM CONTROLLER PANEL
KA0174:11 | KA017411 | WHT | 20 | 60 | XT0170:9 | FIRE SYSTEM CONTROLLER PANEL
KA0174:12 | KA017412 | WHT | 20 | 60 | XT0170:10 | FIRE SYSTEM CONTROLLER PANEL

## CONSOLE_S
CONSOLE
CONTROL CONSOLE & CONTROL CONSOLE (DOOR PANELS)
Project # | J1970
Project Name | PERTAMINA EP CEPU ZONA 11 CPP GUNDIH
Revision | 0.1
Controls DE | S.SANKAR
Phone: | 0
Controls ME
Phone:
From | [5 empty] | To
Device ID | Wire No. | Wire ID | Gauge/Size | Length | Device ID | Location | Bundle Name
AT0190:POS | FU0190 | WHT | 14 | 100 | FU0190:LD | PWR DISTRIBUTION RAIL | AT0190

## CONS,AUX,1BAY,^ BACK PANEL_S
CONS,AUX,1BAY,^ BACK PANEL
Project # | J1970
Project Name | PERTAMINA EP CEPU ZONA 11 CPP GUNDIH
Revision | 0.1
Controls DE | S.SANKAR
Phone: | 0
Controls ME
Phone:
From | [5 empty] | To
Device ID | Wire No. | Wire ID | Gauge/Size | Length | Device ID | Location | Bundle Name
KA0180:A1 | -018100 | WHT | 20 | 60 | AF0181:00 | BACK PANEL | KA'S
KA0180:A2 | -018116 | WHT | 20 | 60 | AF0181:16 | BACK PANEL
KA0185:A1 | -018110 | WHT | 20 | 60 | AF0181:10 | BACK PANEL
AF0181:COM | -0V1 | WHT | 16 | 60 | XT0180:2 | BACK PANEL | AF80'S
AU0180:COM | -0V1 | WHT | 16 | 60 | XT0180:1 | BACK PANEL
AF0182:COM | AU0180N | WHT | 16 | 60 | AU0180:COM | BACK PANEL
AF0182:V+ | AU0180P | WHT | 16 | 60 | AU0180:V+ | BACK PANEL
AU0180:V+ | FU0180 | WHT | 16 | 60 | FU0180:LD | BACK PANEL
AF0181:V+ | FU0181 | WHT | 16 | 60 | FU0181:LD | BACK PANEL
BA0008:V1(-) | -0V1 | WHT | 16 | 60 | XT0008:3 | BACK PANEL | BA'S
BA0009:V1(-) | -0V1 | WHT | 16 | 60 | XT0008:4 | BACK PANEL
BA0008:V1(+) | FU0008 | WHT | 16 | 60 | FU0008:LD | BACK PANEL
BA0009:V1(+) | FU0009 | WHT | 16 | 60 | FU0009:LD | BACK PANEL
BA1213:NEG | UV0291N | WHT | 16 | 60 | XT0391:2 | BACK PANEL
FU0008:LI | FU0200LI | WHT | 16 | 60 | XT0008:1 | BACK PANEL | FU'S
FU0009:LI | FU0200LI | WHT | 16 | 60 | XT0008:2 | BACK PANEL

## Bundle Tag Info
PERT LIMAU
J1970
Rev. 0.1
TCP | PWR DIS RAIL | PLC | B PANEL | A PANEL | RIGHT RAIL JB70 | LEFT RAIL JB70 | JB70 L/DOOR | JB70 R/DOOR | GEN | F/S CTRL | CONSOLE | BACK PANEL | Panel Name | Panel Name | Panel Name | Panel Name | Panel Name | Panel Name | Panel Name | Panel Name | Panel Name | Panel Name | Panel Name | Panel Name | Panel Name | Panel Name | Panel Name | Panel Name | Panel Name
SB0400 | XT'S | AT0680 | AF0070'S | UJ0131 | RAIL | AT0175 | SA0170 | AT1100 | AF120'S | XT0170 | AT0190 | KA'S
| QS'S | FU0680 | AF0060'S | AF'S | TO A | KA'S |  | SB0471 | KA'S | UV0170 |  | AF80'S
| XT/FU | UV0600 | KA'S | KA'S | TO B | AT-AT |  | SB0473 | KA:A1/2 | KA'S |  | BA'S
|  | XT'S | KA'A1/2 | KA'A1/2 |  | XT'S |  | SB0474 | AF40'S |  |  | FU'S
|  |  | UV0291 | KT'S |  | KA-FS CTR |  | SB0472 | AT0140
|  |  |  | XT'S |  | AT-FS CTR |  | SH0470 | XT'S
|  |  |  | FU'S |  | XT-FS CTR |  | SH0471 | FU'S
|  |  |  | AF-B |  | TO A |  | SH0472
|  |  |  | FU-B |  | TO B |  | SA0473
|  |  |  | KA-B |  | XT0174-DOOR |  | SA0471
|  |  |  | XT-B |  | TO SA0170 |  | SA0472
THRU

## Bundle Tags2
ALL
PERT LIMAU J1970 Rev. 0.1 TCP SB0400
PERT LIMAU J1970 Rev. 0.1 PWR DIS RAIL XT'S
PERT LIMAU J1970 Rev. 0.1 PWR DIS RAIL QS'S
PERT LIMAU J1970 Rev. 0.1 PWR DIS RAIL XT/FU
PERT LIMAU J1970 Rev. 0.1 PLC AT0680
PERT LIMAU J1970 Rev. 0.1 PLC FU0680
PERT LIMAU J1970 Rev. 0.1 PLC UV0600
PERT LIMAU J1970 Rev. 0.1 PLC XT'S
PERT LIMAU J1970 Rev. 0.1 B PANEL AF0070'S
PERT LIMAU J1970 Rev. 0.1 B PANEL AF0060'S
PERT LIMAU J1970 Rev. 0.1 B PANEL KA'S
PERT LIMAU J1970 Rev. 0.1 B PANEL KA'A1/2
PERT LIMAU J1970 Rev. 0.1 B PANEL UV0291
PERT LIMAU J1970 Rev. 0.1 A PANEL UJ0131
PERT LIMAU J1970 Rev. 0.1 A PANEL AF'S
PERT LIMAU J1970 Rev. 0.1 A PANEL KA'S
PERT LIMAU J1970 Rev. 0.1 A PANEL KA'A1/2
PERT LIMAU J1970 Rev. 0.1 A PANEL KT'S
PERT LIMAU J1970 Rev. 0.1 A PANEL XT'S
PERT LIMAU J1970 Rev. 0.1 A PANEL FU'S
PERT LIMAU J1970 Rev. 0.1 A PANEL AF-B
PERT LIMAU J1970 Rev. 0.1 A PANEL FU-B
PERT LIMAU J1970 Rev. 0.1 A PANEL KA-B
PERT LIMAU J1970 Rev. 0.1 A PANEL XT-B
PERT LIMAU J1970 Rev. 0.1 RIGHT RAIL JB70 RAIL
PERT LIMAU J1970 Rev. 0.1 RIGHT RAIL JB70 TO A
PERT LIMAU J1970 Rev. 0.1 RIGHT RAIL JB70 TO B
PERT LIMAU J1970 Rev. 0.1 LEFT RAIL JB70 AT0175
PERT LIMAU J1970 Rev. 0.1 LEFT RAIL JB70 KA'S
PERT LIMAU J1970 Rev. 0.1 LEFT RAIL JB70 AT-AT
PERT LIMAU J1970 Rev. 0.1 LEFT RAIL JB70 XT'S
PERT LIMAU J1970 Rev. 0.1 LEFT RAIL JB70 KA-FS CTR
PERT LIMAU J1970 Rev. 0.1 LEFT RAIL JB70 AT-FS CTR
PERT LIMAU J1970 Rev. 0.1 LEFT RAIL JB70 XT-FS CTR
PERT LIMAU J1970 Rev. 0.1 LEFT RAIL JB70 TO A
PERT LIMAU J1970 Rev. 0.1 LEFT RAIL JB70 TO B
PERT LIMAU J1970 Rev. 0.1 LEFT RAIL JB70 XT0174-DOOR
PERT LIMAU J1970 Rev. 0.1 LEFT RAIL JB70 TO SA0170
PERT LIMAU J1970 Rev. 0.1 LEFT RAIL JB70 THRU
PERT LIMAU J1970 Rev. 0.1 GEN AF120'S
PERT LIMAU J1970 Rev. 0.1 GEN KA'S
PERT LIMAU J1970 Rev. 0.1 GEN KA:A1/2
PERT LIMAU J1970 Rev. 0.1 GEN AF40'S
PERT LIMAU J1970 Rev. 0.1 GEN AT0140
PERT LIMAU J1970 Rev. 0.1 GEN XT'S
PERT LIMAU J1970 Rev. 0.1 GEN FU'S
PERT LIMAU J1970 Rev. 0.1 F/S CTRL XT0170
PERT LIMAU J1970 Rev. 0.1 F/S CTRL UV0170
PERT LIMAU J1970 Rev. 0.1 F/S CTRL KA'S
PERT LIMAU J1970 Rev. 0.1 CONSOLE AT0190
PERT LIMAU J1970 Rev. 0.1 BACK PANEL KA'S
PERT LIMAU J1970 Rev. 0.1 BACK PANEL AF80'S
PERT LIMAU J1970 Rev. 0.1 BACK PANEL BA'S
PERT LIMAU J1970 Rev. 0.1 BACK PANEL FU'S
PERT LIMAU J1970 Rev. 0.1 JB70 R/DOOR AT1100
PERT LIMAU J1970 Rev. 0.1 JB70 R/DOOR SB0471
PERT LIMAU J1970 Rev. 0.1 JB70 R/DOOR SB0473
PERT LIMAU J1970 Rev. 0.1 JB70 R/DOOR SB0474
PERT LIMAU J1970 Rev. 0.1 JB70 R/DOOR SB0472
PERT LIMAU J1970 Rev. 0.1 JB70 R/DOOR SH0470
PERT LIMAU J1970 Rev. 0.1 JB70 R/DOOR SH0471
PERT LIMAU J1970 Rev. 0.1 JB70 R/DOOR SH0472
PERT LIMAU J1970 Rev. 0.1 JB70 R/DOOR SA0473
PERT LIMAU J1970 Rev. 0.1 JB70 R/DOOR SA0471
PERT LIMAU J1970 Rev. 0.1 JB70 R/DOOR SA0472
PERT LIMAU J1970 Rev. 0.1 JB70 L/DOOR SA0170