## Blue Labels
(SHT 1) JB70 DOOR | (SHT 10) LEFT SIDE RAIL (JB72) | (SHT 11) RIGHT SIDE RAIL (JB72) | (SHT 12) JB72 CONTROL PANEL | (SHT 13) JB72 VIBRATION PANEL | (SHT 14) JB5 | (SHT 2) JB70 LEFT SIDE RAIL | (SHT 3) RIGHT SIDE RAIL (JB70) | (SHT 4) JB70 VIBRATION PANEL | (SHT 5) PLC PANEL (JB70) | (SHT 6) PANEL A (JB70) | (SHT 7) PANEL B (JB70) | (SHT 8) JB70 FG&E PANEL
HL0171 | GR0145 | XTFGC | AF0186 | AF0510 | UA1263 | AT0175 | FU1100 | AF0450 | UV0600 | XT0032 | AT0680 | UV0170
HL0172 |  | GR0141 | AF0185 | AF0500 | UA1211 | AT0176 | XT0111 | AF0420 | AT0600 | XT0033 | BA1130 | XT0173
HL0173 |  |  | AF0184 | XT0501 | UA1210 | AT0178 | XTFGB | AF0410 | AP0601 | FU0031 | BAINSCON-IN | GR0171
SB0471 |  |  | AF0183 | FU0510 | UA1262 | XT0535 | GR0532 | AF0400 | AP0602 | FU0032 | BA1150 | AT0170
SB0473 |  |  | AF0182 | XT0500 | UA1221 | XT0536 |  | XT0400 | AP0603 | GR0135 | BA1160
SB0474 |  |  | AF0181 |  | UA1220 | FU0535 |  | XT0401 | AP0604 | PC0470 | FU0680
SA0170 |  |  | AU0180 |  | UA1231 | FU0294 |  | FU0410 | AP0605 | FU0080 | XT0680
SB0170 |  |  | FU0180 |  | UA1230 | FU0295 |  |  | AP0606 | FU0081 | XT0060
SH0470 |  |  | FU0181 |  | GR1210 | FU0170 |  |  | AP0607 | FU0137 | FU0070
SH0471 |  |  | FU0182 |  | UA1520 | FU0171 |  |  | AP0608 | XT0080 | FU0076
SH0472 |  |  | FU0183 |  | XT1521 | FU0172 |  |  | AP0609 | AU0080 | XT0237
AT1100 |  |  | XT0180 |  | XTFGH | XT0170 |  |  | AR0600 | AF0081 | AU0070
SA0472 |  |  | KA0180 |  | GR1211 | XT0171 |  |  | BA0060 | AF0082 | AF0071
SA0471 |  |  | KA0181 |  |  | KA0145 |  |  |  | AF0083 | AF0072
SA0473 |  |  | KA0182 |  |  | KA0172 |  |  |  | AF0084 | AF0073
HA0472 |  |  | KA0183 |  |  | KA0174 |  |  |  | AF0085 | AF0074
SB0472 |  |  | KA0185 |  |  | KA0176 |  |  |  | AF0086 | AF0075
|  |  | KA0188 |  |  | KA0177 |  |  |  | AF0087 | AF0076
|  |  | KA0189 |  |  | KA0178 |  |  |  | XT0085 | AF0077
|  |  | GR0140 |  |  | KA0179 |  |  |  | XT0086 | XT0769
|  |  | AT0140 |  |  | KA0246 |  |  |  | FU0136 | KA0769
|  |  | FU0314 |  |  | KA0247 |  |  |  | XT41982P | GR0233
|  |  | FU0313 |  |  | KA0249 |  |  |  | GR0133 | FU0090
|  |  | XT0360 |  |  | KA0254 |  |  |  | FU0139 | FU0091
|  |  | KA0335 |  |  | KA0255 |  |  |  | FU0387 | FU0092
|  |  | KA0336 |  |  | KA6510 |  |  |  | FU0388 | FU0093
|  |  | XT0313 |  |  | XT0290 |  |  |  | FU0389 | FU0094
|  |  | FU0334 |  |  | GR0431 |  |  |  | XT0089 | AU0090
|  |  | KA0123 | [6 empty] | KT0140 | AF0091
|  |  | KA0310 | [6 empty] | KT0141 | AF0092
|  |  | XT0339 | [6 empty] | KT0142 | AF0093
|  |  | XT0354 | [6 empty] | KT0143 | AF0094
|  |  | XT0370 | [6 empty] | KT0144 | AF0095
|  |  | FU0332 | [6 empty] | KT0145 | AF0096
|  |  | XT0336 | [6 empty] | KT0146 | AF0097
|  |  | XT0335 | [6 empty] | KA0130 | KA0221
|  |  | FU0333 | [6 empty] | KA0131 | KA0222
|  |  | XT0338 | [6 empty] | KA0132 | KA0233
|  |  | KA0121 | [6 empty] | KA0133 | KA0234
|  |  | KA0128 | [6 empty] | KA0134 | KA0235
|  |  | KA0330 | [6 empty] | KA0136 | KA0237
|  |  | KA0331 | [6 empty] | KA0137 | KA0251
|  |  | KA0332 | [6 empty] | KA0138 | KA1020
|  |  | KA0333 | [6 empty] | KA0141 | KA2160
|  |  | XT0337 | [6 empty] | KA0230 | KA2161
|  |  | GR0143 | [6 empty] | KA0231 | XT1020
|  |  | IEG0140 | [6 empty] | KA0232 | XT1021
|  |  | KA0190 | [6 empty] | KA0236 | GR0341
|  |  | KA0191 | [6 empty] | KA0239 | FU0010
|  |  | KA0192 | [6 empty] | KA0241 | FU0100
|  |  | KA0193 | [6 empty] | KA0242 | FU0113
|  |  | KA0194 | [6 empty] | KA0243 | FU0114
|  |  | KA0195 | [6 empty] | KA0244 | FU0115
|  |  | XT0181 | [6 empty] | KA0245 | FU0210
|  |  | XT0120 | [6 empty] | KA0875 | FU0212
|  |  | FU0120 | [6 empty] | KA0240 | FU0213
|  |  | FU0121 | [6 empty] | XT0084 | FU0214
|  |  | FU0122 | [6 empty] | XT0081 | FU0215
|  |  | AF0123 | [6 empty] | XT0082 | FU0216
|  |  | AF0122 | [6 empty] | XT0003 | FU0217
|  |  | AF0121 | [6 empty] | XT0002 | XT0062
|  |  | XT0525 | [6 empty] | KA0135 | FU0060
|  |  | AU0120 | [6 empty] | KA3220 | FU0061
|  |  | GR0142 | [6 empty] | KA3221 | FU0062
|  |  | XT0350 | [6 empty] | KA6211 | FU0063
|  |  | XT0351 | [6 empty] | KA6221 | FU0064
|  |  | XT0352 | [6 empty] | KA3103 | AF0068
|  |  | XT0353 | [6 empty] | KA419811 | AF0067
|  |  | XT0355 | [6 empty] | KA419812 | AF0066
|  |  | KA4100 | [6 empty] | KA3420 | AF0065
|  |  | GR0144 | [6 empty] | XT4198 | AF0064
|  |  | KA0314 | [6 empty] | XT41981P | AF0063
|  |  | KA0313 | [6 empty] | GR0132 | AF0062
|  |  | PEG0140 | [6 empty] | UJ0131 | AF0061
[10 empty] | UJ0031 | AU0060
[10 empty] | XT0012 | BA1100
[10 empty] | FU0012 | FU1101
[10 empty] | FU0013 | UJ1100
[10 empty] | FU0014 | GR0231
[10 empty] | FU0015 | IEG0230
FU0016
FU0017
FU0018
GR0131
FU0011
FU0020
XT0011
XT0020
GR0680
XT0014
UA1200
PEG0130
IEG0010

## White Labels
(SHT 1) JB70 DOOR - (SHT 6) PANEL A (JB70) | (SHT 4) JB70 VIBRATION PANEL | (SHT 4) JB70 VIBRATION PANEL - (SHT 6) PANEL A (JB70) | (SHT 12) JB72 CONTROL PANEL | (SHT 12) JB72 CONTROL PANEL - (SHT 13) JB72 VIBRATION PANEL | (SHT 13) JB72 VIBRATION PANEL | (SHT 6) PANEL A (JB70) | (SHT 6) PANEL A (JB70) - (SHT 7) PANEL B (JB70) | (SHT 7) PANEL B (JB70) | (SHT 7) PANEL B (JB70) - (SHT 5) PLC PANEL (JB70) | (SHT 5) PLC PANEL (JB70)
AT1100G | XT04001 | IEG00104 | AF0123G | IEG01406 | XT05001 | 0V | IEG00109 | AF0064G | IEG02306 | UV0600G
| XT04002 |  | AF0184G |  |  | AF0083G | IEG02300 | AF0065G
|  |  | AF0185G |  |  | AF0083G,GRN |  | AF0066G
|  |  | AT0140LS(S) |  |  | AF0084G |  | AF0068G
|  |  | GR0140 |  |  | AF0085G |  | AF0071G
|  |  | GR0142 |  |  | IEG001012 |  | AF0072G
|  |  | IEG01405 |  |  | IEG00102 |  | AF0073G
|  |  | IEG01408 |  |  | IEG00106 |  | AF0074G
|  |  | PEG01404 |  |  |  |  | AF0075G
|  |  | PMGS |  |  |  |  | AF0077G
|  |  | WC8101 |  |  |  |  | AF0094G
|  |  | WC8102 |  |  |  |  | AF0096G
|  |  | WC8201 |  |  |  |  | AF0097G
|  |  | WC8301 |  |  |  |  | IEG02301
IEG023011
IEG02303
IEG02304
IEG02308

## Heat Shrink Labels
(SHT 8) JB70 FG&E PANEL - (SHT 2) JB70 LEFT SIDE RAIL | (SHT 2) JB70 LEFT SIDE RAIL | (SHT 12) JB72 CONTROL PANEL - (SHT 13) JB72 VIBRATION PANEL | (SHT 6) PANEL A (JB70) - (SHT 7) PANEL B (JB70)
WC8069 | WC8066 | WC1242 | WC00850
| WC8067 | WC1243 | WC4524
|  | WC1244 | WC6210C
|  | WC1245 | WC6210F
|  | WC1246 | WC6211C
WC6211F
WC6220C
WC6220F
WC6221C
WC6221F

## JB5
JB5
TURBINE PROXIMITOR BOX (JB5)
Project # | 4K551
Project Name | Michigan State University
Revision | C.3
Controls DE | J. UNGER
Phone:
Controls ME
Phone:
From | [5 empty] | To
Device ID | Cable (W) Conductor (SC) Jumper Clip (JC) | Wire No. | Wire ID | Gauge/Size | Page/Zone | Device ID | Location | Page/Zone
GR1210: | SC | GR1210 | GRN/YEL | 14 | 8.A6 | FRAME | JB5 | 8.A6
GR1211: | SC | GR1211 | GRN/YEL | 14 | 8.A6 | FRAME | JB5 | 8.A6
SolarTools ver. 24.0.84.24712 (Jul 31, 2025)
Report date: 2/5/2026 1:19 PM

## JB70 DOOR
JB70 DOOR
TURBINE BOX DOOR (JB70)
Project # | 4K551
Project Name | Michigan State University
Revision | C.3
Controls DE | J. UNGER
Phone:
Controls ME
Phone:
From | [5 empty] | To
Device ID | Cable (W) Conductor (SC) Jumper Clip (JC) | Wire No. | Wire ID | Gauge/Size | Page/Zone | Device ID | Location | Page/Zone
HL0171:X1 | SC | HL0171X1 | WHT | 20 | 38.A1 | XT0173:3 | JB70 FG&E PANEL | 38.A4
HL0171:X2 | SC | HL0171X2 | WHT | 20 | 38.A1 | XT0173:1 | JB70 FG&E PANEL | 38.A4
HL0172:X1 | SC | HL0172X1 | WHT | 20 | 38.A1 | XT0173:6 | JB70 FG&E PANEL | 38.A4
HL0172:X2 | SC | HL0172X2 | WHT | 20 | 38.A1 | XT0173:4 | JB70 FG&E PANEL | 38.A4
HL0173:X1 | SC | HL0173X1 | WHT | 20 | 38.B1 | XT0173:9 | JB70 FG&E PANEL | 38.B4
HL0173:X2 | SC | HL0173X2 | WHT | 20 | 38.B1 | XT0173:7 | JB70 FG&E PANEL | 38.B4
SA0170:B2-13 | SC | SA0170B213 | WHT | 20 | 38.B1 | XT0173:10 | JB70 FG&E PANEL | 38.B4
SA0170:B2-14 | SC | SA0170B214 | WHT | 20 | 38.B1 | XT0173:11 | JB70 FG&E PANEL | 38.B4
SB0170:13 | SC | SB017013 | WHT | 20 | 38.C1 | XT0173:12 | JB70 FG&E PANEL | 38.C4
SB0170:14 | SC | SB017014 | WHT | 20 | 38.C1 | XT0173:13 | JB70 FG&E PANEL | 38.C4
SA0170:B1-13 | SC | AT01754P1 | WHT | 20 | 38.C1 | AT0175:4P1 | JB70 LEFT SIDE RAIL | 37.B5
SA0170:B1-14 | SC | SA0170B114 | WHT | 20 | 38.C1 | KA6510:A1 | JB70 LEFT SIDE RAIL | 38.C5
AT1100:GND | SC | AT1100G | GRN/YEL | 14 | 44.D3 | PEG0130:2 | PANEL A (JB70) | 44.D5
SA0471:B1-13 | SC | SA0471B113 | WHT | 20 | 40.B1 | AF0087:40 | PANEL A (JB70) | 40.B7
SA0471:B1-14 | SC | SA0471B114 | WHT | 20 | 40.B1 | AF0087:08 | PANEL A (JB70) | 40.B7
SA0471:B2-13 | SC | SA0471B213 | WHT | 20 | 40.A1 | AF0087:39 | PANEL A (JB70) | 40.A7
SA0471:B2-14 | SC | SA0471B214 | WHT | 20 | 40.A1 | AF0087:07 | PANEL A (JB70) | 40.A7
SA0473:11 | SC | SA047311 | WHT | 20 | 43.D1 | AF0087:37 | PANEL A (JB70) | 43.D7
SA0473:12 | SC | SA047312 | WHT | 20 | 43.D1 | AF0087:05 | PANEL A (JB70) | 43.D7
SA0473:13 | SC | SA047313 | WHT | 20 | 43.D1 | AF0087:38 | PANEL A (JB70) | 43.D7
SA0473:14 | SC | SA047314 | WHT | 20 | 43.D1 | AF0087:06 | PANEL A (JB70) | 43.D7
SB0471:11 | SC | SB047111 | WHT | 20 | 39.D1 | AF0087:34 | PANEL A (JB70) | 39.D7
SB0471:12 | SC | SB047112 | WHT | 20 | 39.D1 | AF0087:02 | PANEL A (JB70) | 39.D7
SB0472:B2-11 | SC | SB0472B211 | WHT | 20 | 40.B1 | AF0081:36 | PANEL A (JB70) | 40.B7
SB0472:B2-12 | SC | SB0472B212 | WHT | 20 | 40.B1 | AF0081:04 | PANEL A (JB70) | 40.B7
SB0473:13 | SC | SB047313 | WHT | 20 | 39.D1 | AF0087:35 | PANEL A (JB70) | 39.D7
SB0473:14 | SC | SB047314 | WHT | 20 | 39.D1 | AF0087:03 | PANEL A (JB70) | 39.D7
SB0474:13 | SC | SB047413 | WHT | 20 | 40.A1 | AF0087:36 | PANEL A (JB70) | 40.A7
SB0474:14 | SC | SB047414 | WHT | 20 | 40.A1 | AF0087:04 | PANEL A (JB70) | 40.A7
SA0472:B1-13 | SC | SA0472B113 | WHT | 20 | 41.C1 | AF0091:47 | PANEL B (JB70) | 41.C7
SA0472:B1-14 | SC | SA0472B114 | WHT | 20 | 41.C1 | AF0091:15 | PANEL B (JB70) | 41.C7
SA0472:B2-13 | SC | SA0472B213 | WHT | 20 | 41.C1 | AF0091:46 | PANEL B (JB70) | 41.C7
SA0472:B2-14 | SC | SA0472B214 | WHT | 20 | 41.C1 | AF0091:14 | PANEL B (JB70) | 41.C7
AT1100:NEG | SC | 0V | WHT | 14 | 44.D3 | XT0111:22 | RIGHT SIDE RAIL (JB70) | 44.D5
AT1100:POS | SC | FU1100 | WHT | 14 | 44.D3 | FU1100:LD | RIGHT SIDE RAIL (JB70) | 44.D3
SB0472:B1-11 | SC | ESTOPB | WHT | 20 | 40.C1 | XT0111:19 | RIGHT SIDE RAIL (JB70) | 40.C5
SB0472:B1-12 | SC | ESTOPA | WHT | 20 | 40.C1 | XT0111:20 | RIGHT SIDE RAIL (JB70) | 40.C5
SH0470:11 | SC | SH047011 | WHT | 20 | 39.B1 | XT0111:7 | RIGHT SIDE RAIL (JB70) | 39.B5
SH0470:12 | SC | SH047012 | WHT | 20 | 39.B1 | XT0111:8 | RIGHT SIDE RAIL (JB70) | 39.B5
SH0470:13 | SC | SH047013 | WHT | 20 | 39.B1 | XT0111:9 | RIGHT SIDE RAIL (JB70) | 39.B5
SH0470:14 | SC | SH047014 | WHT | 20 | 39.B1 | XT0111:10 | RIGHT SIDE RAIL (JB70) | 39.B5
SH0470:X1 | SC | SH0470X1 | WHT | 20 | 39.B1 | XT0111:12 | RIGHT SIDE RAIL (JB70) | 39.C5
SH0470:X2 | SC | SH0470X2 | WHT | 20 | 39.B1 | XT0111:11 | RIGHT SIDE RAIL (JB70) | 39.B5
SH0471:11 | SC | SH047111 | WHT | 20 | 39.A1 | XT0111:1 | RIGHT SIDE RAIL (JB70) | 39.A5
SH0471:12 | SC | SH047112 | WHT | 20 | 39.A1 | XT0111:2 | RIGHT SIDE RAIL (JB70) | 39.A5
SH0471:13 | SC | SH047113 | WHT | 20 | 39.A1 | XT0111:3 | RIGHT SIDE RAIL (JB70) | 39.A5
SH0471:14 | SC | SH047114 | WHT | 20 | 39.A1 | XT0111:4 | RIGHT SIDE RAIL (JB70) | 39.A5
SH0471:X1 | SC | SH0471X1 | WHT | 20 | 39.A1 | XT0111:6 | RIGHT SIDE RAIL (JB70) | 39.A5
SH0471:X2 | SC | SH0471X2 | WHT | 20 | 39.A1 | XT0111:5 | RIGHT SIDE RAIL (JB70) | 39.A5
SH0472:11 | SC | SH047211 | WHT | 20 | 39.C1 | XT0111:13 | RIGHT SIDE RAIL (JB70) | 39.C5
SH0472:12 | SC | SH047212 | WHT | 20 | 39.C1 | XT0111:14 | RIGHT SIDE RAIL (JB70) | 39.C5
SH0472:13 | SC | FU0139 | WHT | 20 | 39.C1 | XT0111:15 | RIGHT SIDE RAIL (JB70) | 39.C5
SH0472:14 | SC | KA0241A1 | WHT | 20 | 39.C1 | XT0111:16 | RIGHT SIDE RAIL (JB70) | 39.C5
SH0472:X1 | SC | SH0472X1 | WHT | 20 | 39.C1 | XT0111:18 | RIGHT SIDE RAIL (JB70) | 39.C5
SH0472:X2 | SC | SH0472X2 | WHT | 20 | 39.C1 | XT0111:17 | RIGHT SIDE RAIL (JB70) | 39.C5
HA0472:0V/1A | WC5072 | 009228 | 1 | 18 | 42.A1 | XT0111:24 | RIGHT SIDE RAIL (JB70) | 42.A5
HA0472:24V/2A | WC5072 | KA087511 | 2 | 18 | 42.A1 | XT0111:23 | RIGHT SIDE RAIL (JB70) | 42.A5
AT1100:L1 | WC0101 | BA1100DEVICE | ENET | CABLE | 44.D3 | BA1100:DEVICE | PANEL B (JB70) | 44.D1
SolarTools ver. 24.0.84.24712 (Jul 31, 2025)
Report date: 2/5/2026 1:19 PM

## JB70 FG&E PANEL
JB70 FG&E PANEL
TURBINE BOX FIRE GAS PANEL (JB70)
Project # | 4K551
Project Name | Michigan State University
Revision | C.3
Controls DE | J. UNGER
Phone:
Controls ME
Phone:
From | [5 empty] | To
Device ID | Cable (W) Conductor (SC) Jumper Clip (JC) | Wire No. | Wire ID | Gauge/Size | Page/Zone | Device ID | Location | Page/Zone
AT0170:1 | SC | UV01705 | WHT | 14 | 37.A5 | UV0170:5(+) | JB70 FG&E PANEL | 37.A3
AT0170:11 | SC | SA0170B213 | WHT | 20 | 38.B6 | XT0173:10 | JB70 FG&E PANEL | 38.B4
AT0170:12 | SC | SA0170B214 | WHT | 20 | 38.B6 | XT0173:11 | JB70 FG&E PANEL | 38.B4
AT0170:2 | SC | UV01706 | WHT | 14 | 37.A5 | UV0170:6(-) | JB70 FG&E PANEL | 37.A3
AT0170:3 | SC | UV01707 | WHT | 14 | 37.A5 | UV0170:7(+) | JB70 FG&E PANEL | 37.A3
AT0170:4 | SC | UV01708 | WHT | 14 | 37.A5 | UV0170:8(-) | JB70 FG&E PANEL | 37.A3
AT0170:GND | SC | AT0170G | GRN/YEL | 14 | 37.A5 | FRAME | JB70 FG&E PANEL | 37.B6
GR0171: | SC | GR0171 | GRN/YEL | 14 | 8.B2 | FRAME | JB70 FG&E PANEL | 8.B2
RR1751: -10K OHM | SC | SB017013 | LEAD | --- | 38.C4 | XT0173:12 | JB70 FG&E PANEL | 38.C4
RR1751: -10K OHM | SC | SB017014 | LEAD | --- | 38.C4 | XT0173:13 | JB70 FG&E PANEL | 38.C4
RR1756: -10K OHM | SC | AT017517 | LEAD | --- | 38.A4 | XT0173:2 | JB70 FG&E PANEL | 38.A4
RR1756: -10K OHM | SC | HL0171X1 | LEAD | --- | 38.A4 | XT0173:3 | JB70 FG&E PANEL | 38.A4
RR1757: -10K OHM | SC | AT017520 | LEAD | --- | 38.A4 | XT0173:5 | JB70 FG&E PANEL | 38.A4
RR1757: -10K OHM | SC | HL0172X1 | LEAD | --- | 38.A4 | XT0173:6 | JB70 FG&E PANEL | 38.A4
RR1758: -10K OHM | SC | AT017523 | LEAD | --- | 38.B4 | XT0173:8 | JB70 FG&E PANEL | 38.B4
RR1758: -10K OHM | SC | HL0173X1 | LEAD | --- | 38.B4 | XT0173:9 | JB70 FG&E PANEL | 38.B4
UV0170:13(+) | SC | LON0P | WHT | 16 | 114.A6 | XT0173:26 | JB70 FG&E PANEL | 114.A5
UV0170:14(-) | SC | LON0N | WHT | 16 | 114.A6 | XT0173:27 | JB70 FG&E PANEL | 114.A5
UV0170:GND | SC | UV0170G | GRN/YEL | 14 | 37.A3 | FRAME | JB70 FG&E PANEL | 37.B4
VD1756:--1N4007 | SC | HL0171X2 | LEAD | --- | 38.A4 | XT0173:1 | JB70 FG&E PANEL | 38.A4
VD1756:+-1N4007 | SC | AT017517 | LEAD | --- | 38.A4 | XT0173:2 | JB70 FG&E PANEL | 38.A4
VD1757:--1N4007 | SC | HL0172X2 | LEAD | --- | 38.A4 | XT0173:4 | JB70 FG&E PANEL | 38.A4
VD1757:+-1N4007 | SC | AT017520 | LEAD | --- | 38.A4 | XT0173:5 | JB70 FG&E PANEL | 38.A4
VD1758:--1N4007 | SC | HL0173X2 | LEAD | --- | 38.B4 | XT0173:7 | JB70 FG&E PANEL | 38.B4
VD1758:+-1N4007 | SC | AT017523 | LEAD | --- | 38.B4 | XT0173:8 | JB70 FG&E PANEL | 38.B4
XT0173:23 | SC | LON1S2 | WHT | 14 | 113.B6 | XT0173:19 | JB70 FG&E PANEL | 113.D6
XT0173:24 | SC | FU0170 | WHT | 14 | 113.B6 | XT0173:17 | JB70 FG&E PANEL | 113.D6
XT0173:25 | SC | 0V | WHT | 20 | 113.B6 | XT0173:18 | JB70 FG&E PANEL | 113.D6
XT0173:1 | SC | HL0171X2 | WHT | 20 | 38.A4 | HL0171:X2 | JB70 DOOR | 38.A1
XT0173:10 | SC | SA0170B213 | WHT | 20 | 38.B4 | SA0170:B2-13 | JB70 DOOR | 38.B1
XT0173:11 | SC | SA0170B214 | WHT | 20 | 38.B4 | SA0170:B2-14 | JB70 DOOR | 38.B1
XT0173:12 | SC | SB017013 | WHT | 20 | 38.C4 | SB0170:13 | JB70 DOOR | 38.C1
XT0173:13 | SC | SB017014 | WHT | 20 | 38.C4 | SB0170:14 | JB70 DOOR | 38.C1
XT0173:3 | SC | HL0171X1 | WHT | 20 | 38.A4 | HL0171:X1 | JB70 DOOR | 38.A1
XT0173:4 | SC | HL0172X2 | WHT | 20 | 38.A4 | HL0172:X2 | JB70 DOOR | 38.A1
XT0173:6 | SC | HL0172X1 | WHT | 20 | 38.A4 | HL0172:X1 | JB70 DOOR | 38.A1
XT0173:7 | SC | HL0173X2 | WHT | 20 | 38.B4 | HL0173:X2 | JB70 DOOR | 38.B1
XT0173:9 | SC | HL0173X1 | WHT | 20 | 38.B4 | HL0173:X1 | JB70 DOOR | 38.B1
AT0170:24 | SC | FU0172 | WHT | 20 | 37.B3 | XT0170:5 | JB70 LEFT SIDE RAIL | 37.B2
AT0170:25 | SC | AT017025 | WHT | 20 | 37.B3 | KA0172:A1 | JB70 LEFT SIDE RAIL | 37.B2
AT0170:26 | SC | KA0254A1 | WHT | 20 | 37.B3 | KA0254:A1 | JB70 LEFT SIDE RAIL | 26.C6
AT0170:30 | SC | FU0172 | WHT | 20 | 37.C3 | XT0170:5 | JB70 LEFT SIDE RAIL | 37.B2
AT0170:31 | SC | AT017031 | WHT | 20 | 37.C3 | KA0174:A1 | JB70 LEFT SIDE RAIL | 37.C2
AT0170:32 | SC | KA0245A1 | WHT | 20 | 37.C3 | KA0249:A1 | JB70 LEFT SIDE RAIL | 26.C6
UV0170:1(+) | SC | FU0171 | WHT | 14 | 37.A3 | FU0171:LD | JB70 LEFT SIDE RAIL | 37.A2
UV0170:10(-) | SC | UV017010 | WHT | 14 | 37.A3 | AT0175:2P1 | JB70 LEFT SIDE RAIL | 37.B5
UV0170:11(+) | SC | UV017011 | WHT | 14 | 37.A3 | AT0176:1P1 | JB70 LEFT SIDE RAIL | 37.C5
UV0170:12(-) | SC | UV017012 | WHT | 14 | 37.A3 | AT0176:2P1 | JB70 LEFT SIDE RAIL | 37.C5
UV0170:2(-) | SC | 0V | WHT | 14 | 37.A3 | XT0170:3 | JB70 LEFT SIDE RAIL | 37.A2
UV0170:3(+) | SC | FU0171 | WHT | 14 | 37.A3 | FU0171:LD | JB70 LEFT SIDE RAIL | 37.A2
UV0170:4(-) | SC | 0V | WHT | 14 | 37.A3 | XT0170:3 | JB70 LEFT SIDE RAIL | 37.A2
UV0170:9(+) | SC | UV01709 | WHT | 14 | 37.A3 | AT0175:1P1 | JB70 LEFT SIDE RAIL | 37.B5
XT0173:12 | SC | SB017013 | WHT | 20 | 38.C4 | AT0175:2 | JB70 LEFT SIDE RAIL | 38.C6
XT0173:13 | SC | SB017014 | WHT | 20 | 38.C4 | AT0175:3 | JB70 LEFT SIDE RAIL | 38.C6
XT0173:2 | SC | AT017517 | WHT | 20 | 38.A4 | AT0175:17 | JB70 LEFT SIDE RAIL | 38.A6
XT0173:23 | SC | LON1S2 | WHT | 14 | 113.B6 | XT0171:6 | JB70 LEFT SIDE RAIL | 113.A6
XT0173:24 | SC | FU0170 | WHT | 14 | 113.B6 | XT0171:4 | JB70 LEFT SIDE RAIL | 113.A6
XT0173:25 | SC | 0V | WHT | 20 | 113.B6 | XT0171:5 | JB70 LEFT SIDE RAIL | 113.A6
XT0173:3 | SC | HL0171X1 | WHT | 20 | 38.A4 | AT0175:18 | JB70 LEFT SIDE RAIL | 38.A6
XT0173:5 | SC | AT017520 | WHT | 20 | 38.A4 | AT0175:20 | JB70 LEFT SIDE RAIL | 38.A6
XT0173:6 | SC | HL0172X1 | WHT | 20 | 38.A4 | AT0175:21 | JB70 LEFT SIDE RAIL | 38.A6
XT0173:8 | SC | AT017523 | WHT | 20 | 38.B4 | AT0175:23 | JB70 LEFT SIDE RAIL | 38.B6
XT0173:9 | SC | HL0173X1 | WHT | 20 | 38.B4 | AT0175:24 | JB70 LEFT SIDE RAIL | 38.B6
AT0170:50 | WC8069 | AT017050 | WHT | 16 | 37.A7 | AT0175:4P2 | JB70 LEFT SIDE RAIL | 37.A7
AT0170:49 | WC8069 | AT017049 | BLK | 16 | 37.A7 | AT0175:5P2 | JB70 LEFT SIDE RAIL | 37.A7
AT0170:48 | WC8069 | AT017048 | SH | 16 | 37.A7 | AT0175:6P2 | JB70 LEFT SIDE RAIL | 37.A7
AT0170:L2 | WC0017 | AT0170L2 | ENET | CABLE | 2.A4 | AF0410:L1 | JB70 VIBRATION PANEL | 2.A5
AT0170:L1 | WC0003 | AP0603L2 | ENET | CABLE | 2.A4 | AP0603:L2 | PLC PANEL (JB70) | 2.A3
SolarTools ver. 24.0.84.24712 (Jul 31, 2025)
Report date: 2/5/2026 1:19 PM

## JB70 LEFT SIDE RAIL
JB70 LEFT SIDE RAIL
TURBINE BOX LEFT SIDE RAIL (JB70)
Project # | 4K551
Project Name | Michigan State University
Revision | C.3
Controls DE | J. UNGER
Phone:
Controls ME
Phone:
From | [5 empty] | To
Device ID | Cable (W) Conductor (SC) Jumper Clip (JC) | Wire No. | Wire ID | Gauge/Size | Page/Zone | Device ID | Location | Page/Zone
XT0170:1 | JC | FU0535 | CLIP | --- | 37.A2 | XT0170:2 | JB70 LEFT SIDE RAIL | 37.A2
XT0170:3 | JC | 0V | CLIP | --- | 37.A2 | XT0170:4 | JB70 LEFT SIDE RAIL | 37.A2
XT0535:1 | JC | FU0535 | CLIP | --- | 29.A5 | XT0535:2 | JB70 LEFT SIDE RAIL | 29.A5
XT0535:2 | JC | FU0535 | CLIP | --- | 29.A5 | XT0535:3 | JB70 LEFT SIDE RAIL | 29.A5
XT0535:3 | JC | FU0535 | CLIP | --- | 29.A5 | XT0535:4 | JB70 LEFT SIDE RAIL | 29.A5
XT0535:4 | JC | FU0535 | CLIP | --- | 29.A5 | XT0535:5 | JB70 LEFT SIDE RAIL | 29.B5
XT0536:1 | JC | 0V | CLIP | --- | 29.A5 | XT0536:2 | JB70 LEFT SIDE RAIL | 29.A5
XT0536:2 | JC | 0V | CLIP | --- | 29.A5 | XT0536:3 | JB70 LEFT SIDE RAIL | 29.A5
XT0536:3 | JC | 0V | CLIP | --- | 29.A5 | XT0536:4 | JB70 LEFT SIDE RAIL | 29.B5
XT0536:4 | JC | 0V | CLIP | --- | 29.B5 | XT0536:5 | JB70 LEFT SIDE RAIL | 29.B5
AT0175:11 | SC | KA651012 | WHT | 20 | 126.A6 | KA6510:12 | JB70 LEFT SIDE RAIL | 126.A6
AT0175:14 | SC | AT017514 | LEAD | --- | 27.B6 | RR1755: -10K OHM | JB70 LEFT SIDE RAIL | 27.B6
AT0175:15 | SC | AT017515 | LEAD | --- | 27.B6 | RR1755: -10K OHM | JB70 LEFT SIDE RAIL | 27.B6
AT0175:5P1 | SC | KA6510A2 | WHT | 20 | 37.B5 | KA6510:A2 | JB70 LEFT SIDE RAIL | 38.C5
AT0175:GND | SC | AT0175G | GRN/YEL | 14 | 37.B5 | FRAME | JB70 LEFT SIDE RAIL | 37.C6
AT0176:11 | SC | AT017611 | LEAD | --- | 27.A6 | RR1764:-10K OHM | JB70 LEFT SIDE RAIL | 27.A6
AT0176:12 | SC | AT017612 | LEAD | --- | 27.A6 | RR1764:-10K OHM | JB70 LEFT SIDE RAIL | 27.A6
AT0176:14 | SC | AT017614 | LEAD | --- | 27.D6 | RR1765:-10K OHM | JB70 LEFT SIDE RAIL | 27.D6
AT0176:15 | SC | AT017615 | LEAD | --- | 27.D6 | RR1765:-10K OHM | JB70 LEFT SIDE RAIL | 27.D6
AT0176:17 | SC | KA651022 | WHT | 20 | 127.C6 | KA6510:22 | JB70 LEFT SIDE RAIL | 127.C6
AT0176:20 | SC | AT017620 | LEAD | --- | 27.C6 | RR1767:-10K OHM | JB70 LEFT SIDE RAIL | 27.D6
AT0176:21 | SC | AT017621 | LEAD | --- | 27.C6 | RR1767:-10K OHM | JB70 LEFT SIDE RAIL | 27.D6
AT0176:4P1 | SC | AT01764P1 | WHT | 14 | 37.C5 | AT0178:1P1 | JB70 LEFT SIDE RAIL | 37.D5
AT0176:5P1 | SC | AT01765P1 | WHT | 14 | 37.C5 | AT0178:2P1 | JB70 LEFT SIDE RAIL | 37.D5
AT0176:GND | SC | AT0176G | GRN/YEL | 14 | 37.C5 | FRAME | JB70 LEFT SIDE RAIL | 37.C6
AT0178:23 | SC | AT017823 | WHT | 20 | 28.D6 | XT0171:2 | JB70 LEFT SIDE RAIL | 28.D6
AT0178:24 | SC | AT017824 | WHT | 20 | 28.D6 | XT0171:3 | JB70 LEFT SIDE RAIL | 28.D6
AT0178:GND | SC | AT0178G | GRN/YEL | 14 | 37.D5 | FRAME | JB70 LEFT SIDE RAIL | 37.D6
FU0170:LD | SC | FU0170 | WHT | 14 | 37.A2 | XT0171:4 | JB70 LEFT SIDE RAIL | 113.A6
FU0170:LI | SC | FU0535 | WHT | 14 | 37.A2 | XT0170:2 | JB70 LEFT SIDE RAIL | 37.A2
FU0171:LI | SC | FU0535 | WHT | 14 | 37.A2 | XT0170:2 | JB70 LEFT SIDE RAIL | 37.A2
FU0172:LD | SC | FU0172 | WHT | 16 | 37.A2 | XT0170:5 | JB70 LEFT SIDE RAIL | 37.B2
FU0172:LI | SC | FU0535 | WHT | 14 | 37.A2 | XT0170:1 | JB70 LEFT SIDE RAIL | 37.A2
FU0294:LI | SC | FU0535 | WHT | 12 | 29.A5 | XT0535:4 | JB70 LEFT SIDE RAIL | 29.A5
FU0295:LI | SC | FU0535 | WHT | 12 | 29.B5 | XT0535:5 | JB70 LEFT SIDE RAIL | 29.B5
FU0535:LD | SC | FU0535 | WHT | 12 | 29.A4 | XT0535:1 | JB70 LEFT SIDE RAIL | 29.A5
GR0431: | SC | GR0431 | GRN/YEL | 14 | 8.B3 | FRAME | JB70 LEFT SIDE RAIL | 8.B3
KA0145:21 | SC | KA025522 | WHT | 20 | 26.A2 | KA0249:11 | JB70 LEFT SIDE RAIL | 26.A2
KA0145:21 | SC | KA025522 | WHT | 20 | 26.A2 | KA0255:22 | JB70 LEFT SIDE RAIL | 26.A1
KA0145:22 | SC | KA0176A1 | WHT | 20 | 26.A2 | KA0176:A1 | JB70 LEFT SIDE RAIL | 26.A6
KA0145:22 | SC | KA0176A1 | WHT | 20 | 26.A2 | KA0249:12 | JB70 LEFT SIDE RAIL | 26.A2
KA0145:A2 | SC | 0V | WHT | 20 | 26.B6 | KA0246:A2 | JB70 LEFT SIDE RAIL | 26.C6
KA0145:A2 | SC | 0V | WHT | 20 | 26.B6 | KA0255:A2 | JB70 LEFT SIDE RAIL | 26.B6
KA0172:A2 | SC | 0V | WHT | 20 | 37.B2 | KA0174:A2 | JB70 LEFT SIDE RAIL | 37.C2
KA0172:A2 | SC | 0V | WHT | 20 | 37.B2 | XT0170:4 | JB70 LEFT SIDE RAIL | 37.A2
KA0176:11 | SC | KA017611 | WHT | 20 | 121.A6 | KA0246:11 | JB70 LEFT SIDE RAIL | 121.A5
KA0176:21 | SC | KA017621 | WHT | 20 | 122.C6 | KA0246:21 | JB70 LEFT SIDE RAIL | 122.C5
KA0176:A1 | SC | KA0176A1 | WHT | 20 | 26.A6 | KA0177:A1 | JB70 LEFT SIDE RAIL | 26.A6
KA0176:A2 | SC | 0V | WHT | 20 | 26.A6 | KA0177:A2 | JB70 LEFT SIDE RAIL | 26.A6
KA0177:A1 | SC | KA0176A1 | WHT | 20 | 26.A6 | KA0179:A1 | JB70 LEFT SIDE RAIL | 26.B6
KA0177:A2 | SC | 0V | WHT | 20 | 26.A6 | KA0179:A2 | JB70 LEFT SIDE RAIL | 26.B6
KA0178:A1 | SC | KA0178A1 | WHT | 20 | 28.D5 | XT0171:1 | JB70 LEFT SIDE RAIL | 28.D5
KA0178:A2 | SC | AT017824 | WHT | 20 | 28.D5 | XT0171:3 | JB70 LEFT SIDE RAIL | 28.D6
KA0179:A2 | SC | 0V | WHT | 20 | 26.B6 | KA0255:A2 | JB70 LEFT SIDE RAIL | 26.B6
KA0246:A1 | SC | KA0254A1 | WHT | 20 | 26.C6 | KA0247:A1 | JB70 LEFT SIDE RAIL | 26.C6
KA0246:A2 | SC | 0V | WHT | 20 | 26.C6 | KA0247:A2 | JB70 LEFT SIDE RAIL | 26.C6
KA0247:A1 | SC | KA0254A1 | WHT | 20 | 26.C6 | KA0254:A1 | JB70 LEFT SIDE RAIL | 26.C6
KA0247:A2 | SC | 0V | WHT | 20 | 26.C6 | KA0254:A2 | JB70 LEFT SIDE RAIL | 26.C6
KA0249:A2 | SC | 0V | WHT | 20 | 26.C6 | KA0254:A2 | JB70 LEFT SIDE RAIL | 26.C6
RR1788: -10K OHM | SC | AT017823 | LEAD | --- | 28.D6 | XT0171:2 | JB70 LEFT SIDE RAIL | 28.D6
RR1788: -10K OHM | SC | AT017824 | LEAD | --- | 28.D6 | XT0171:3 | JB70 LEFT SIDE RAIL | 28.D6
VD1788:--1N4007 | SC | KA0178A1 | LEAD | --- | 28.D6 | XT0171:1 | JB70 LEFT SIDE RAIL | 28.D5
VD1788:+-1N4007 | SC | AT017823 | LEAD | --- | 28.D6 | XT0171:2 | JB70 LEFT SIDE RAIL | 28.D6
XT0170:3 | SC | 0V | WHT | 20 | 37.A2 | XT0171:5 | JB70 LEFT SIDE RAIL | 113.A6
XT0535:3 | SC | FU0535 | WHT | 14 | 29.A5 | XT0170:2 | JB70 LEFT SIDE RAIL | 37.A2
XT0536:3 | SC | 0V | WHT | 14 | 29.A5 | XT0170:3 | JB70 LEFT SIDE RAIL | 37.A2
AT0175:1P2 | WC8066 | AT01751P2 | WHT | 16 | 37.C7 | AT0176:4P2 | JB70 LEFT SIDE RAIL | 37.C7
AT0175:2P2 | WC8066 | AT01752P2 | BLK | 16 | 37.C7 | AT0176:5P2 | JB70 LEFT SIDE RAIL | 37.C7
AT0175:3P2 | WC8066 | AT01753P2 | SH | 16 | 37.C7 | AT0176:6P2 | JB70 LEFT SIDE RAIL | 37.C7
AT0176:1P2 | WC8067 | AT01761P2 | WHT | 16 | 37.C7 | AT0178:4P2 | JB70 LEFT SIDE RAIL | 37.D7
AT0176:2P2 | WC8067 | AT01762P2 | BLK | 16 | 37.C7 | AT0178:5P2 | JB70 LEFT SIDE RAIL | 37.D7
AT0176:3P2 | WC8067 | AT01763P2 | SH | 16 | 37.C7 | AT0178:6P2 | JB70 LEFT SIDE RAIL | 37.D7
AT0175:4P1 | SC | AT01754P1 | WHT | 20 | 37.B5 | SA0170:B1-13 | JB70 DOOR | 38.C1
KA6510:A1 | SC | SA0170B114 | WHT | 20 | 38.C5 | SA0170:B1-14 | JB70 DOOR | 38.C1
AT0175:17 | SC | AT017517 | WHT | 20 | 38.A6 | XT0173:2 | JB70 FG&E PANEL | 38.A4
AT0175:18 | SC | HL0171X1 | WHT | 20 | 38.A6 | XT0173:3 | JB70 FG&E PANEL | 38.A4
AT0175:1P1 | SC | UV01709 | WHT | 14 | 37.B5 | UV0170:9(+) | JB70 FG&E PANEL | 37.A3
AT0175:2 | SC | SB017013 | WHT | 20 | 38.C6 | XT0173:12 | JB70 FG&E PANEL | 38.C4
AT0175:20 | SC | AT017520 | WHT | 20 | 38.A6 | XT0173:5 | JB70 FG&E PANEL | 38.A4
AT0175:21 | SC | HL0172X1 | WHT | 20 | 38.A6 | XT0173:6 | JB70 FG&E PANEL | 38.A4
AT0175:23 | SC | AT017523 | WHT | 20 | 38.B6 | XT0173:8 | JB70 FG&E PANEL | 38.B4
AT0175:24 | SC | HL0173X1 | WHT | 20 | 38.B6 | XT0173:9 | JB70 FG&E PANEL | 38.B4
AT0175:2P1 | SC | UV017010 | WHT | 14 | 37.B5 | UV0170:10(-) | JB70 FG&E PANEL | 37.A3
AT0175:3 | SC | SB017014 | WHT | 20 | 38.C6 | XT0173:13 | JB70 FG&E PANEL | 38.C4
AT0176:1P1 | SC | UV017011 | WHT | 14 | 37.C5 | UV0170:11(+) | JB70 FG&E PANEL | 37.A3
AT0176:2P1 | SC | UV017012 | WHT | 14 | 37.C5 | UV0170:12(-) | JB70 FG&E PANEL | 37.A3
FU0171:LD | SC | FU0171 | WHT | 14 | 37.A2 | UV0170:3(+) | JB70 FG&E PANEL | 37.A3
FU0171:LD | SC | FU0171 | WHT | 14 | 37.A2 | UV0170:1(+) | JB70 FG&E PANEL | 37.A3
KA0172:A1 | SC | AT017025 | WHT | 20 | 37.B2 | AT0170:25 | JB70 FG&E PANEL | 37.B3
KA0174:A1 | SC | AT017031 | WHT | 20 | 37.C2 | AT0170:31 | JB70 FG&E PANEL | 37.C3
KA0249:A1 | SC | KA0245A1 | WHT | 20 | 26.C6 | AT0170:32 | JB70 FG&E PANEL | 37.C3
KA0254:A1 | SC | KA0254A1 | WHT | 20 | 26.C6 | AT0170:26 | JB70 FG&E PANEL | 37.B3
XT0170:3 | SC | 0V | WHT | 14 | 37.A2 | UV0170:4(-) | JB70 FG&E PANEL | 37.A3
XT0170:3 | SC | 0V | WHT | 14 | 37.A2 | UV0170:2(-) | JB70 FG&E PANEL | 37.A3
XT0170:5 | SC | FU0172 | WHT | 20 | 37.B2 | AT0170:30 | JB70 FG&E PANEL | 37.C3
XT0170:5 | SC | FU0172 | WHT | 20 | 37.B2 | AT0170:24 | JB70 FG&E PANEL | 37.B3
XT0171:4 | SC | FU0170 | WHT | 14 | 113.A6 | XT0173:24 | JB70 FG&E PANEL | 113.B6
XT0171:5 | SC | 0V | WHT | 20 | 113.A6 | XT0173:25 | JB70 FG&E PANEL | 113.B6
XT0171:6 | SC | LON1S2 | WHT | 14 | 113.A6 | XT0173:23 | JB70 FG&E PANEL | 113.B6
AT0175:4P2 | WC8069 | AT017050 | WHT | 16 | 37.A7 | AT0170:50 | JB70 FG&E PANEL | 37.A7
AT0175:5P2 | WC8069 | AT017049 | BLK | 16 | 37.A7 | AT0170:49 | JB70 FG&E PANEL | 37.A7
AT0175:6P2 | WC8069 | AT017048 | SH | 16 | 37.A7 | AT0170:48 | JB70 FG&E PANEL | 37.A7
FU0535:LI | SC | 24V | WHT | 12 | 29.A4 | XT0002:7 | PANEL A (JB70) | 10.B4
KA0145:A1 | SC | KA0135A1 | WHT | 20 | 26.B6 | XT0089:23 | PANEL A (JB70) | 20.C5
KA0176:A2 | SC | 0V | WHT | 20 | 26.A6 | XT0080:8 | PANEL A (JB70) | 21.A6
KA0178:11 | SC | KA023212 | WHT | 20 | 42.A6 | KA0232:12 | PANEL A (JB70) | 42.A5
KA0178:14 | SC | FU0535 | WHT | 20 | 42.A6 | KA0875:14 | PANEL A (JB70) | 42.A5
KA0246:14 | SC | KA6211A1 | WHT | 20 | 121.A5 | KA6211:A1 | PANEL A (JB70) | 121.A6
KA0246:24 | SC | KA024624 | WHT | 20 | 122.C5 | KA6221:A1 | PANEL A (JB70) | 122.C6
KA0246:A1 | SC | KA0254A1 | WHT | 20 | 26.C6 | XT0089:10 | PANEL A (JB70) | 21.A5
KA0249:A1 | SC | KA0245A1 | WHT | 20 | 26.C6 | XT0089:11 | PANEL A (JB70) | 21.C5
KA0255:21 | SC | FU0139 | WHT | 20 | 26.A1 | XT0081:3 | PANEL A (JB70) | 21.A2
KA0255:A1 | SC | KA0131A1 | WHT | 20 | 26.B6 | XT0089:9 | PANEL A (JB70) | 24.D4
XT0170:1 | SC | FU0535 | WHT | 20 | 37.A2 | KA0875:14 | PANEL A (JB70) | 42.A5
XT0536:1 | SC | 0V | WHT | 14 | 29.A5 | XT0003:7 | PANEL A (JB70) | 10.B4
KA0176:11 | SC | KA017611 | WHT | 20 | 121.A6 | AF0093:04 | PANEL B (JB70) | 121.A7
KA0176:14 | SC | 009336 | WHT | 20 | 121.A6 | AF0093:36 | PANEL B (JB70) | 121.A7
KA0176:21 | SC | KA017621 | WHT | 20 | 122.C6 | AF0093:05 | PANEL B (JB70) | 122.C7
KA0176:24 | SC | 009337 | WHT | 20 | 122.C6 | AF0093:37 | PANEL B (JB70) | 122.C7
SolarTools ver. 24.0.84.24712 (Jul 31, 2025)
Report date: 2/5/2026 1:19 PM

## JB70 VIBRATION PANEL
JB70 VIBRATION PANEL
Project # | 4K551
Project Name | Michigan State University
Revision | C.3
Controls DE | J. UNGER
Phone:
Controls ME
Phone:
From | [5 empty] | To
Device ID | Cable (W) Conductor (SC) Jumper Clip (JC) | Wire No. | Wire ID | Gauge/Size | Page/Zone | Device ID | Location | Page/Zone
XT0401:1 | JC | 0V | CLIP | --- | 14.A1 | XT0401:2 | JB70 VIBRATION PANEL | 14.C1
AF0400:12 | SC | XT04002 | GRN | 16 | 14.A6 | XT0400:2 | JB70 VIBRATION PANEL | 14.C6
AF0410:32 | SC | XT04001 | GRN | 16 | 14.A5 | XT0400:1 | JB70 VIBRATION PANEL | 14.C5
AF0410:53 | SC | 0V | WHT | 16 | 14.A5 | XT0401:2 | JB70 VIBRATION PANEL | 14.C1
AF0410:54 | SC | 0V | WHT | 16 | 14.A5 | AF0420:53 | JB70 VIBRATION PANEL | 14.A4
AF0410:55 | SC | FU0410 | WHT | 16 | 14.A5 | FU0410:LD | JB70 VIBRATION PANEL | 14.C1
AF0410:56 | SC | FU0410 | WHT | 16 | 14.A5 | AF0420:55 | JB70 VIBRATION PANEL | 14.A4
AF0420:32 | SC | XT04001 | GRN | 16 | 14.A4 | XT0400:1 | JB70 VIBRATION PANEL | 14.C5
AF0420:54 | SC | 0V | WHT | 16 | 14.A4 | AF0450:53 | JB70 VIBRATION PANEL | 14.A1
AF0420:56 | SC | FU0410 | WHT | 16 | 14.A4 | AF0450:55 | JB70 VIBRATION PANEL | 14.A1
AF0450:32 | SC | XT04001 | GRN | 16 | 14.A1 | XT0400:1 | JB70 VIBRATION PANEL | 14.C5
AF0410:L2 | WC0041 | AF0410L2 | ENET | CABLE | 2.A5 | AF0420:L1 | JB70 VIBRATION PANEL | 2.A5
AF0420:L2 | WC0042 | AF0420L2 | ENET | CABLE | 2.A5 | AF0450:L1 | JB70 VIBRATION PANEL | 2.B1
AF0400:LBUS | WC8040 | AF0400LBUS | BUS | CABLE | 14.A6 | AF0410:RBUS | JB70 VIBRATION PANEL | 14.A5
AF0410:LBUS | WC8041 | AF0420RBUS | BUS | CABLE | 14.A5 | AF0420:RBUS | JB70 VIBRATION PANEL | 14.A4
AF0420:LBUS | WC8042 | AF0450RBUS | BUS | CABLE | 14.A4 | AF0450:RBUS | JB70 VIBRATION PANEL | 14.A1
AF0410:L1 | WC0017 | AT0170L2 | ENET | CABLE | 2.A5 | AT0170:L2 | JB70 FG&E PANEL | 2.A4
FU0410:LI | SC | 24V | WHT | 14 | 14.C1 | XT0002:3 | PANEL A (JB70) | 10.A4
XT0400:3 | SC | IEG00104 | GRN | 14 | 14.C5 | IEG0010:4 | PANEL A (JB70) | 14.C6
XT0401:1 | SC | 0V | WHT | 14 | 14.A1 | XT0003:3 | PANEL A (JB70) | 10.A4
AF0450:L2 | WC0045 | AF0450L2 | ENET | CABLE | 2.B1 | AU0090:L1 | PANEL B (JB70) | 2.B3
SolarTools ver. 24.0.84.24712 (Jul 31, 2025)
Report date: 2/5/2026 1:19 PM

## JB72 CONTROL PANEL
JB72 CONTROL PANEL
GENERATOR CONTROL PANEL (JB72)
Project # | 4K551
Project Name | Michigan State University
Revision | C.3
Controls DE | J. UNGER
Phone:
Controls ME
Phone:
From | [5 empty] | To
Device ID | Cable (W) Conductor (SC) Jumper Clip (JC) | Wire No. | Wire ID | Gauge/Size | Page/Zone | Device ID | Location | Page/Zone
XT0120:1 | JC | 0V | CLIP | --- | 31.A1 | XT0120:2 | JB72 CONTROL PANEL | 31.B1
XT0120:4 | JC | 0V | CLIP | --- | 30.A6 | XT0120:2 | JB72 CONTROL PANEL | 31.B1
XT0180:1 | JC | 0V | CLIP | --- | 48.C2 | XT0180:2 | JB72 CONTROL PANEL | 48.C2
XT0335:1 | JC | FU0332 | CLIP | --- | 25.A4 | XT0335:2 | JB72 CONTROL PANEL | 25.A4
XT0335:2 | JC | FU0332 | CLIP | --- | 25.A4 | XT0335:3 | JB72 CONTROL PANEL | 25.B4
XT0335:3 | JC | FU0332 | CLIP | --- | 25.B4 | XT0335:4 | JB72 CONTROL PANEL | 25.B4
XT0335:4 | JC | FU0332 | CLIP | --- | 25.B4 | XT0335:5 | JB72 CONTROL PANEL | 25.B4
XT0335:5 | JC | FU0332 | CLIP | --- | 25.B4 | XT0335:6 | JB72 CONTROL PANEL | 25.B4
XT0335:6 | JC | FU0332 | CLIP | --- | 25.B4 | XT0335:7 | JB72 CONTROL PANEL | 25.C4
XT0335:7 | JC | FU0332 | CLIP | --- | 25.C4 | XT0335:8 | JB72 CONTROL PANEL | 25.C4
XT0335:8 | JC | FU0332 | CLIP | --- | 25.C4 | XT0335:9 | JB72 CONTROL PANEL | 25.C4
XT0335:9 | JC | FU0332 | CLIP | --- | 25.C4 | XT0335:10 | JB72 CONTROL PANEL | 25.C4
XT0336:1 | JC | 0V | CLIP | --- | 25.A4 | XT0336:2 | JB72 CONTROL PANEL | 25.B4
XT0336:2 | JC | 0V | CLIP | --- | 25.B4 | XT0336:3 | JB72 CONTROL PANEL | 25.B4
XT0336:3 | JC | 0V | CLIP | --- | 25.B4 | XT0336:4 | JB72 CONTROL PANEL | 25.B4
XT0336:4 | JC | 0V | CLIP | --- | 25.B4 | XT0336:5 | JB72 CONTROL PANEL | 25.B4
XT0336:5 | JC | 0V | CLIP | --- | 25.B4 | XT0336:6 | JB72 CONTROL PANEL | 25.C4
XT0336:6 | JC | 0V | CLIP | --- | 25.C4 | XT0336:7 | JB72 CONTROL PANEL | 25.C4
XT0336:7 | JC | 0V | CLIP | --- | 25.C4 | XT0336:8 | JB72 CONTROL PANEL | 25.C4
XT0336:8 | JC | 0V | CLIP | --- | 25.C4 | XT0336:9 | JB72 CONTROL PANEL | 25.C4
XT0336:9 | JC | 0V | CLIP | --- | 25.C4 | XT0336:10 | JB72 CONTROL PANEL | 25.D4
XT0350:2 | JC | CCT1(+) | CLIP | --- | 99.A4 | XT0350:1 | JB72 CONTROL PANEL | 99.A4
XT0350:4 | JC | CCT1(-) | CLIP | --- | 99.A4 | XT0350:3 | JB72 CONTROL PANEL | 99.A4
XT0351:1 | JC | VBUSA | CLIP | --- | 97.B4 | XT0351:2 | JB72 CONTROL PANEL | 97.B4
XT0351:11 | JC | VGENB | CLIP | --- | 97.D4 | XT0351:12 | JB72 CONTROL PANEL | 97.D4
XT0351:13 | JC | VGENC | CLIP | --- | 97.D4 | XT0351:14 | JB72 CONTROL PANEL | 97.D4
XT0351:3 | JC | VBUSB | CLIP | --- | 97.B4 | XT0351:4 | JB72 CONTROL PANEL | 97.B4
XT0351:5 | JC | VBUSC | CLIP | --- | 97.B4 | XT0351:6 | JB72 CONTROL PANEL | 97.B4
XT0351:9 | JC | VGENA | CLIP | --- | 97.D4 | XT0351:10 | JB72 CONTROL PANEL | 97.D4
XT0370:1 | JC | EXC1 | CLIP | --- | 98.C4 | XT0370:2 | JB72 CONTROL PANEL | 98.C5
XT0370:4 | JC | EXC2 | CLIP | --- | 98.C4 | XT0370:3 | JB72 CONTROL PANEL | 98.C5
XT0370:5 | JC | EXCS | CLIP | --- | 98.C4 | XT0370:6 | JB72 CONTROL PANEL | 98.C5
XT0352:4 | SC | JW03524 | CLIP | -- | 99.B4 | XT0352:5 | JB72 CONTROL PANEL | 99.B4
XT0352:5 | SC | JW03525 | CLIP | -- | 99.B4 | XT0352:6 | JB72 CONTROL PANEL | 99.B4
XT0352:6 | SC | JW03526 | CLIP | -- | 99.B4 | XT0352:7 | JB72 CONTROL PANEL | 99.B4
AF0122:06 | SC | JW122 | VIO | 20 | 32.C7 | AF0122:38 | JB72 CONTROL PANEL | 32.C7
AF0182:01 | SC | JP1 | VIO | 20 | 49.A7 | AF0182:33 | JB72 CONTROL PANEL | 49.A7
AF0182:07 | SC | JP4 | VIO | 20 | 47.A7 | AF0182:39 | JB72 CONTROL PANEL | 47.A7
AF0182:15 | SC | JP4, | VIO | 20 | 47.B7 | AF0182:47 | JB72 CONTROL PANEL | 47.B7
AF0121:01 | SC | 012101 | WHT | 20 | 32.C4 | KA0121:A1 | JB72 CONTROL PANEL | 32.C3
AF0121:03 | SC | KA0123A1 | WHT | 20 | 34.C7 | KA0123:A1 | JB72 CONTROL PANEL | 34.C5
AF0121:08 | SC | 012108 | WHT | 20 | 32.C7 | KA0128:A1 | JB72 CONTROL PANEL | 32.C5
AF0121:14 | SC | KA033611 | WHT | 20 | 101.A6 | KA0336:11 | JB72 CONTROL PANEL | 101.A5
AF0121:17 | SC | 012117 | WHT | 20 | 32.C4 | KA0121:A2 | JB72 CONTROL PANEL | 32.C3
AF0121:19 | SC | KA0123A2 | WHT | 20 | 34.C7 | KA0123:A2 | JB72 CONTROL PANEL | 34.C5
AF0121:24 | SC | 012124 | WHT | 20 | 32.C7 | KA0128:A2 | JB72 CONTROL PANEL | 32.C5
AF0121:30 | SC | KA4100A2 | WHT | 20 | 101.A6 | KA4100:A2 | JB72 CONTROL PANEL | 101.A6
AF0121:COM | SC | 0V | WHT | 16 | 31.B2 | XT0120:2 | JB72 CONTROL PANEL | 31.B1
AF0121:J | SC | * |  |  | 31.B2 | AF0122:P | JB72 CONTROL PANEL | 31.B3
AF0121:P | SC | * |  |  | 31.B2 | AU0120:J | JB72 CONTROL PANEL | 31.A2
AF0121:V+ | SC | FU0121 | WHT | 16 | 31.B2 | FU0121:LD | JB72 CONTROL PANEL | 31.B1
AF0122:00 | SC | 012200 | WHT | 20 | 33.C7 | KA0330:11 | JB72 CONTROL PANEL | 33.C6
AF0122:01 | SC | 012201 | WHT | 20 | 33.D7 | KA0331:11 | JB72 CONTROL PANEL | 33.D6
AF0122:02 | SC | KA031011 | WHT | 20 | 34.B7 | KA0310:11 | JB72 CONTROL PANEL | 34.B6
AF0122:32 | SC | 012232 | WHT | 20 | 33.C7 | KA0330:14 | JB72 CONTROL PANEL | 33.C6
AF0122:33 | SC | 012233 | WHT | 20 | 33.D7 | KA0331:14 | JB72 CONTROL PANEL | 33.D6
AF0122:34 | SC | KA031014 | WHT | 20 | 34.B7 | KA0310:14 | JB72 CONTROL PANEL | 34.B6
AF0122:COM | SC | AF0122N | WHT | 16 | 31.B3 | AF0123:COM | JB72 CONTROL PANEL | 31.B3
AF0122:COM | SC | AU0120N | WHT | 16 | 31.B3 | AU0120:COM | JB72 CONTROL PANEL | 31.A2
AF0122:J | SC | * |  |  | 31.B3 | AF0123:P | JB72 CONTROL PANEL | 31.B3
AF0122:V+ | SC | AF0122P | WHT | 16 | 31.B3 | AF0123:V+ | JB72 CONTROL PANEL | 31.B3
AF0122:V+ | SC | AU0120P | WHT | 16 | 31.B3 | AU0120:V+ | JB72 CONTROL PANEL | 31.A2
AF0123:SH | SC | IEG01405 | GRN | 14 | 31.B3 | IEG0140:5 | JB72 CONTROL PANEL | 31.B4
AF0123:SH | SC | AF0123G | GRN | 14 | 31.B3 | AU0120:GND | JB72 CONTROL PANEL | 31.A2
AF0181:00 | SC | 018100 | WHT | 20 | 50.A7 | KA0180:A1 | JB72 CONTROL PANEL | 50.A5
AF0181:02 | SC | KA0181A1 | WHT | 20 | 47.C7 | KA0181:A1 | JB72 CONTROL PANEL | 47.C5
AF0181:04 | SC | 018104 | WHT | 20 | 51.A6 | KA0190:A1 | JB72 CONTROL PANEL | 51.A5
AF0181:06 | SC | 018106 | WHT | 20 | 51.A6 | KA0191:A1 | JB72 CONTROL PANEL | 51.A5
AF0181:08 | SC | 018108 | WHT | 20 | 51.B6 | KA0192:A1 | JB72 CONTROL PANEL | 51.B5
AF0181:10 | SC | 018110 | WHT | 20 | 50.B7 | KA0185:A1 | JB72 CONTROL PANEL | 50.B5
AF0181:12 | SC | 018112 | WHT | 20 | 51.B6 | KA0193:A1 | JB72 CONTROL PANEL | 51.B5
AF0181:14 | SC | KA0188A1 | WHT | 20 | 117.D6 | KA0188:A1 | JB72 CONTROL PANEL | 117.D6
AF0181:16 | SC | 018116 | WHT | 20 | 50.A7 | KA0180:A2 | JB72 CONTROL PANEL | 50.A5
AF0181:18 | SC | KA0181A2 | WHT | 20 | 47.C7 | KA0181:A2 | JB72 CONTROL PANEL | 47.C5
AF0181:20 | SC | 018120 | WHT | 20 | 51.A6 | KA0190:A2 | JB72 CONTROL PANEL | 51.A5
AF0181:22 | SC | 018122 | WHT | 20 | 51.A6 | KA0191:A2 | JB72 CONTROL PANEL | 51.A5
AF0181:24 | SC | 018124 | WHT | 20 | 51.B6 | KA0192:A2 | JB72 CONTROL PANEL | 51.B5
AF0181:26 | SC | 018126 | WHT | 20 | 50.B7 | XT0181:2 | JB72 CONTROL PANEL | 50.B5
AF0181:28 | SC | 018128 | WHT | 20 | 51.B6 | KA0193:A2 | JB72 CONTROL PANEL | 51.B5
AF0181:30 | SC | KA0188A2 | WHT | 20 | 117.D6 | KA0188:A2 | JB72 CONTROL PANEL | 117.D6
AF0181:COM | SC | 0V | WHT | 20 | 48.C3 | XT0180:1 | JB72 CONTROL PANEL | 48.C2
AF0181:J | SC | * |  |  | 48.C3 | AF0182:P | JB72 CONTROL PANEL | 48.C4
AF0181:P | SC | * |  |  | 48.C3 | AU0180:J | JB72 CONTROL PANEL | 48.B3
AF0181:V+ | SC | FU0181 | WHT | 16 | 48.C3 | FU0181:LD | JB72 CONTROL PANEL | 48.C2
AF0182:COM | SC | AF0182N | WHT | 16 | 48.C4 | AF0183:COM | JB72 CONTROL PANEL | 48.B4
AF0182:COM | SC | AU0180N | WHT | 16 | 48.C4 | AU0180:COM | JB72 CONTROL PANEL | 48.B3
AF0182:J | SC | * |  |  | 48.C4 | AF0183:P | JB72 CONTROL PANEL | 48.B4
AF0182:V+ | SC | AF0182P | WHT | 16 | 48.C4 | AF0183:V+ | JB72 CONTROL PANEL | 48.B4
AF0182:V+ | SC | AU0180P | WHT | 16 | 48.C4 | AU0180:V+ | JB72 CONTROL PANEL | 48.B3
AF0183:COM | SC | AF0183N | WHT | 16 | 48.B4 | AF0184:COM | JB72 CONTROL PANEL | 48.C5
AF0183:J | SC | * |  |  | 48.B4 | AF0184:P | JB72 CONTROL PANEL | 48.C5
AF0183:V+ | SC | AF0183P | WHT | 16 | 48.B4 | AF0184:V+ | JB72 CONTROL PANEL | 48.C5
AF0184:COM | SC | AF0184N | WHT | 16 | 48.C5 | AF0185:COM | JB72 CONTROL PANEL | 48.C6
AF0184:J | SC | * |  |  | 48.C5 | AF0185:P | JB72 CONTROL PANEL | 48.C6
AF0184:SH | SC | AF0185G | GRN | 14 | 48.C5 | AF0185:SH | JB72 CONTROL PANEL | 48.C6
AF0184:SH | SC | AF0184G | GRN | 14 | 48.C5 | AU0180:GND | JB72 CONTROL PANEL | 48.B3
AF0184:V+ | SC | AF0184P | WHT | 16 | 48.C5 | AF0185:V+ | JB72 CONTROL PANEL | 48.C6
AF0185:SH | SC | IEG01408 | GRN | 14 | 48.C6 | IEG0140:8 | JB72 CONTROL PANEL | 48.C6
AF0186:00 | SC | 018600 | WHT | 20 | 51.C6 | KA0194:A1 | JB72 CONTROL PANEL | 51.C5
AF0186:02 | SC | 018602 | WHT | 20 | 51.C6 | KA0195:A1 | JB72 CONTROL PANEL | 51.D5
AF0186:04 | SC | KA0189A1 | WHT | 20 | 117.D6 | KA0189:A1 | JB72 CONTROL PANEL | 117.D6
AF0186:16 | SC | 018616 | WHT | 20 | 51.C6 | KA0194:A2 | JB72 CONTROL PANEL | 51.C5
AF0186:18 | SC | 018618 | WHT | 20 | 51.C6 | KA0195:A2 | JB72 CONTROL PANEL | 51.D5
AF0186:20 | SC | KA0189A2 | WHT | 20 | 117.D6 | KA0189:A2 | JB72 CONTROL PANEL | 117.D6
AF0186:COM | SC | 0V | WHT | 14 | 48.C6 | XT0180:2 | JB72 CONTROL PANEL | 48.C2
AF0186:V+ | SC | FU0182LD | WHT | 14 | 48.C6 | FU0182:LD | JB72 CONTROL PANEL | 48.C2
AT0140:13 VGEN-A | SC | VGENA | RED | 16 | 97.D7 | XT0351:9 | JB72 CONTROL PANEL | 97.D4
AT0140:14 VGEN-B | SC | VGENB | RED | 16 | 97.D7 | XT0351:11 | JB72 CONTROL PANEL | 97.D4
AT0140:15 VGEN-C | SC | VGENC | RED | 16 | 97.D7 | XT0351:13 | JB72 CONTROL PANEL | 97.D4
AT0140:17 VBUS-A | SC | VBUSA | RED | 16 | 97.B7 | XT0351:2 | JB72 CONTROL PANEL | 97.B4
AT0140:18 VBUS-B | SC | VBUSB | RED | 16 | 97.B7 | XT0351:3 | JB72 CONTROL PANEL | 97.B4
AT0140:19 VBUS-C | SC | VBUSC | RED | 16 | 97.B7 | XT0351:5 | JB72 CONTROL PANEL | 97.B4
AT0140:27 ID RLY | SC | CCT1(+) | BLU | 12 | 99.A7 | XT0350:2 | JB72 CONTROL PANEL | 99.A4
AT0140:28 ID RLY | SC | CCT1(-) | BLU | 12 | 99.A7 | XT0350:4 | JB72 CONTROL PANEL | 99.A4
AT0140:3 EX-D(-) | SC | 0V | WHT | 20 | 100.C7 | XT0336:6 | JB72 CONTROL PANEL | 25.C4
AT0140:33 ID RES(+) | SC | CCT1(+) | BLU | 12 | 99.A7 | XT0350:1 | JB72 CONTROL PANEL | 99.A4
AT0140:34 ID RES(-) | SC | AT014034 | WHT | 16 | 99.A7 | AT0140:42 ID(+) | JB72 CONTROL PANEL | 99.A7
AT0140:36 I1(+) | SC | MCTA | BLU | 12 | 99.B7 | XT0352:1 | JB72 CONTROL PANEL | 99.B4
AT0140:37 I1(-) | SC | MCTAN | BLU | 12 | 99.B7 | XT0352:6 | JB72 CONTROL PANEL | 99.B4
AT0140:38 I2(+) | SC | MCTB | BLU | 12 | 99.B7 | XT0352:2 | JB72 CONTROL PANEL | 99.B4
AT0140:39 I2(-) | SC | MCTBN | BLU | 12 | 99.B7 | XT0352:5 | JB72 CONTROL PANEL | 99.B4
AT0140:4 EX-D(+) | SC | KA012314 | WHT | 16 | 100.C7 | KA0123:14 | JB72 CONTROL PANEL | 34.A6
AT0140:40 I3(+) | SC | MCTC | BLU | 12 | 99.B7 | XT0352:3 | JB72 CONTROL PANEL | 99.B4
AT0140:41 I3(-) | SC | MCTN | BLU | 12 | 99.B7 | XT0352:4 | JB72 CONTROL PANEL | 99.B4
AT0140:43 ID(-) | SC | CCT1(-) | BLU | 12 | 99.A7 | XT0350:3 | JB72 CONTROL PANEL | 99.A4
AT0140:56 FG | SC | AT0140G | GRN/YEL | 12 | 34.B3 | FRAME | JB72 CONTROL PANEL | 34.B2
AT0140:BAT(-) 48 | SC | 0V | WHT | 20 | 34.B3 | XT0336:6 | JB72 CONTROL PANEL | 25.C4
AT0140:BAT(+) 47 | SC | FU0334 | WHT | 16 | 34.B3 | XT0339:1 | JB72 CONTROL PANEL | 34.B5
AT0140:FLT 29 | SC | KA0310A2 | WHT | 20 | 34.B3 | KA0310:A2 | JB72 CONTROL PANEL | 34.B4
AT0140:FLT 30 | SC | 0V | WHT | 20 | 34.B3 | XT0336:6 | JB72 CONTROL PANEL | 25.C4
AU0120:COM | SC | 0V | WHT | 16 | 31.A2 | XT0120:2 | JB72 CONTROL PANEL | 31.B1
AU0120:V+ | SC | FU0120 | WHT | 16 | 31.A2 | FU0120:LD | JB72 CONTROL PANEL | 31.B1
AU0180:COM | SC | 0V | WHT | 20 | 48.B3 | XT0180:1 | JB72 CONTROL PANEL | 48.C2
AU0180:V+ | SC | FU0180 | WHT | 16 | 48.B3 | FU0180:LD | JB72 CONTROL PANEL | 48.C2
FU0120:LI | SC | FU0122 | WHT | 14 | 31.B1 | FU0121:LI | JB72 CONTROL PANEL | 31.B1
FU0120:LI | SC | FU0122 | WHT | 14 | 31.B1 | FU0122:LD | JB72 CONTROL PANEL | 31.A1
FU0122:LI | SC | FU0332 | WHT | 14 | 31.A1 | XT0335:2 | JB72 CONTROL PANEL | 25.A4
FU0180:LI | SC | FU0183 | WHT | 14 | 48.C2 | FU0181:LI | JB72 CONTROL PANEL | 48.C2
FU0180:LI | SC | FU0183 | WHT | 14 | 48.C2 | FU0183:LD | JB72 CONTROL PANEL | 48.B3
FU0181:LI | SC | FU0183 | WHT | 14 | 48.C2 | FU0182:LI | JB72 CONTROL PANEL | 48.C2
FU0183:LI | SC | FU0332 | WHT | 14 | 48.B3 | XT0335:3 | JB72 CONTROL PANEL | 25.B4
FU0332:LD | SC | FU0332 | WHT | 12 | 25.A3 | XT0335:1 | JB72 CONTROL PANEL | 25.A4
FU0333:LD | SC | FU0333 | WHT | 16 | 32.A2 | XT0338:1 | JB72 CONTROL PANEL | 32.A3
FU0333:LI | SC | FU0332 | WHT | 16 | 32.A2 | XT0335:4 | JB72 CONTROL PANEL | 25.B4
FU0334:LD | SC | FU0334 | WHT | 16 | 34.A6 | XT0339:1 | JB72 CONTROL PANEL | 34.B5
FU0334:LI | SC | FU0332 | WHT | 16 | 34.A6 | XT0335:6 | JB72 CONTROL PANEL | 25.B4
GR0140: | SC | GR0140 | GRN | 14 | 9.A4 | IEG0140:1 | JB72 CONTROL PANEL | 9.A5
GR0142: | SC | GR0142 | GRN | 14 | 9.A5 | IEG0140:4 | JB72 CONTROL PANEL | 9.A4
GR0143: | SC | GR0143 | GRN/YEL | 14 | 9.A4 | FRAME | JB72 CONTROL PANEL | 9.A3
GR0144: | SC | GR0144 | GRN/YEL | 14 | 9.A4 | FRAME | JB72 CONTROL PANEL | 9.A3
IEG0140:7 | SC | AT0140LS(S) | GRN | 14 | 100.C6 | XT0354:3 | JB72 CONTROL PANEL | 100.C4
KA0121:11 | SC | FU0333 | WHT | 20 | 32.B3 | XT0338:1 | JB72 CONTROL PANEL | 32.A3
KA0121:14 | SC | KA018511 | WHT | 20 | 32.B3 | XT0338:3 | JB72 CONTROL PANEL | 32.B4
KA0123:11 | SC | FU0334 | WHT | 16 | 34.A6 | XT0339:1 | JB72 CONTROL PANEL | 34.B5
KA0123:A1 | SC | KA0123A1 | WHT | 20 | 34.C5 | KA0313:2 | JB72 CONTROL PANEL | 34.C5
KA0123:A2 | SC | KA0123A2 | WHT | 20 | 34.C5 | KA0313:7 | JB72 CONTROL PANEL | 34.C5
KA0128:11 | SC | FU0333 | WHT | 20 | 32.A3 | XT0338:1 | JB72 CONTROL PANEL | 32.A3
KA0128:11 | SC | FU0333 | WHT | 20 | 32.A3 | KA0335:21 | JB72 CONTROL PANEL | 32.A3
KA0128:21 | SC | KA012821 | WHT | 20 | 32.C6 | XT0337:1 | JB72 CONTROL PANEL | 32.C5
KA0128:24 | SC | KA012824 | WHT | 20 | 32.C6 | XT0337:2 | JB72 CONTROL PANEL | 32.D5
KA0185:11 | SC | KA018511 | WHT | 20 | 32.B4 | XT0338:3 | JB72 CONTROL PANEL | 32.B4
KA0185:14 | SC | KA0332A1 | WHT | 20 | 32.B4 | XT0338:4 | JB72 CONTROL PANEL | 32.B5
KA0185:A2 | SC | KA0185A2 | WHT | 20 | 50.B5 | XT0181:1 | JB72 CONTROL PANEL | 50.B5
KA0310:24 | SC | KA0333A1 | WHT | 20 | 32.A3 | XT0338:2 | JB72 CONTROL PANEL | 32.A5
KA0310:24 | SC | KA0333A1 | WHT | 20 | 32.A3 | KA0335:22 | JB72 CONTROL PANEL | 32.A3
KA0310:A1 | SC | FU0334 | WHT | 20 | 34.B4 | XT0339:1 | JB72 CONTROL PANEL | 34.B5
KA0313:2 | SC | KA0123A1 | WHT | 20 | 34.C5 | KA0314:2 | JB72 CONTROL PANEL | 34.C5
KA0313:7 | SC | KA0123A2 | WHT | 20 | 34.C5 | KA0314:7 | JB72 CONTROL PANEL | 34.C5
KA0330:A1 | SC | KA0330A1 | WHT | 20 | 33.A5 | XT0338:5 | JB72 CONTROL PANEL | 33.A3
KA0330:A2 | SC | 0V | WHT | 20 | 33.A5 | KA0331:A2 | JB72 CONTROL PANEL | 33.A5
KA0331:A1 | SC | KA0331A1 | WHT | 20 | 33.A5 | XT0338:6 | JB72 CONTROL PANEL | 33.A3
KA0331:A2 | SC | 0V | WHT | 20 | 33.A5 | XT0336:5 | JB72 CONTROL PANEL | 25.B4
KA0332:11 | SC | KA033211 | WHT | 20 | 32.D6 | XT0337:3 | JB72 CONTROL PANEL | 32.D5
KA0332:14 | SC | KA033214 | WHT | 20 | 32.D6 | XT0337:4 | JB72 CONTROL PANEL | 32.D5
KA0332:A1 | SC | KA0332A1 | WHT | 20 | 32.B5 | XT0338:4 | JB72 CONTROL PANEL | 32.B5
KA0332:A2 | SC | 0V | WHT | 20 | 32.B5 | KA0333:A2 | JB72 CONTROL PANEL | 32.A5
KA0333:11 | SC | KA033311 | WHT | 20 | 32.D6 | KA0335:11 | JB72 CONTROL PANEL | 32.D6
KA0333:11 | SC | KA033311 | WHT | 20 | 32.D6 | XT0337:5 | JB72 CONTROL PANEL | 32.D5
KA0333:14 | SC | KA033314 | WHT | 20 | 32.D6 | KA0335:12 | JB72 CONTROL PANEL | 32.D6
KA0333:14 | SC | KA033314 | WHT | 20 | 32.D6 | XT0337:6 | JB72 CONTROL PANEL | 32.D5
KA0333:A1 | SC | KA0333A1 | WHT | 20 | 32.A5 | XT0338:2 | JB72 CONTROL PANEL | 32.A5
KA0333:A2 | SC | 0V | WHT | 20 | 32.A5 | XT0336:4 | JB72 CONTROL PANEL | 25.B4
KA0335:21 | SC | FU0333 | WHT | 20 | 32.A3 | KA0310:21 | JB72 CONTROL PANEL | 32.A3
KA0335:22 | SC | KA0333A1 | WHT | 20 | 32.A3 | KA0128:14 | JB72 CONTROL PANEL | 32.A3
KA0335:A1 | SC | ESTOP | WHT | 16 | 30.A5 | XT0120:5 | JB72 CONTROL PANEL | 30.A3
KA0335:A2 | SC | 0V | WHT | 20 | 30.A5 | XT0120:4 | JB72 CONTROL PANEL | 30.A6
KA0336:14 | SC | KA4100A1 | WHT | 20 | 101.A5 | KA4100:A1 | JB72 CONTROL PANEL | 101.A6
KA0336:A1 | SC | KA0131A1 | WHT | 16 | 30.B5 | XT0120:6 | JB72 CONTROL PANEL | 30.B3
KA0336:A2 | SC | 0V | WHT | 20 | 30.B5 | XT0120:4 | JB72 CONTROL PANEL | 30.A6
PEG0140:2 | SC | PMGS | GRN/YEL | 16 | 98.A6 | XT0313:1 | JB72 CONTROL PANEL | 98.A6
PEG0140:4 | SC | PEG01404 | GRN/YEL | 12 | 99.B5 | XT0352:7 | JB72 CONTROL PANEL | 99.B4
XT0336:2 | SC | 0V | WHT | 20 | 25.B4 | XT0120:1 | JB72 CONTROL PANEL | 31.A1
XT0336:3 | SC | 0V | WHT | 20 | 25.B4 | XT0180:1 | JB72 CONTROL PANEL | 48.C2
AT0140:P1 | WC0018 | AU0180L2 | ENET | CABLE | 2.C3 | AU0180:L2 | JB72 CONTROL PANEL | 2.C6
AT0140:1 LS(+) | WC8009 | AT0140LS(+) | WHT | 16 | 100.C7 | XT0354:1 | JB72 CONTROL PANEL | 100.C4
AT0140:2 LS(-) | WC8009 | AT0140LS(-) | BLK | 16 | 100.C7 | XT0354:2 | JB72 CONTROL PANEL | 100.C4
FU0313:LD | WC8101 | PMG2 | WHT | 12 | 98.A5 | XT0360:2 | JB72 CONTROL PANEL | 98.A4
FU0314:LD | WC8101 | PMG3 | BLK | 12 | 98.A5 | XT0360:3 | JB72 CONTROL PANEL | 98.A4
XT0360:5 | WC8101 | PMGS | SH | 12 | 98.A4 | XT0360:4 | JB72 CONTROL PANEL | 98.A5
AT0140:54 EXC(+) | WC8102 | EXC1 | WHT | 12 | 98.C7 | XT0370:2 | JB72 CONTROL PANEL | 98.C5
AT0140:55 EXC(-) | WC8102 | EXC2 | BLK | 12 | 98.C7 | XT0370:3 | JB72 CONTROL PANEL | 98.C5
PEG0140:3 | WC8102 | EXCS | SH | 12 | 98.C6 | XT0370:6 | JB72 CONTROL PANEL | 98.C5
FU0313:LI | WC8201 | FU0313 | WHT | 12 | 98.A5 | KA0313:1 | JB72 CONTROL PANEL | 98.A6
FU0314:LI | WC8201 | FU0314 | BLK | 12 | 98.A5 | KA0313:8 | JB72 CONTROL PANEL | 98.A6
XT0360:4 | WC8201 | PMGS | SH | 12 | 98.A5 | XT0313:1 | JB72 CONTROL PANEL | 98.A6
AT0140:51 PMG-C | WC8301 | PMG14C | WHT | 12 | 98.A7 | KA0313:3 | JB72 CONTROL PANEL | 98.A6
AT0140:49 PMG-A | WC8301 | PMG14A | BLK | 12 | 98.A7 | KA0313:6 | JB72 CONTROL PANEL | 98.A6
FLOATING | WC8301 | PMGS | SH | 12 | 98.A6 | XT0313:1 | JB72 CONTROL PANEL | 98.A6
IEG0140:6 | SC | IEG01406 | GRN | 14 | 35.C6 | XT0500:2 | JB72 VIBRATION PANEL | 35.C5
XT0335:3 | SC | FU0332 | WHT | 14 | 25.B4 | FU0510:LI | JB72 VIBRATION PANEL | 35.C1
XT0336:3 | SC | 0V | WHT | 20 | 25.B4 | XT0501:1 | JB72 VIBRATION PANEL | 35.A1
AU0120:L2 | WC0012 | AU0120L2 | ENET | CABLE | 2.C3 | AF0510:L1 | JB72 VIBRATION PANEL | 2.C4
AU0180:L1 | WC0051 | AF0510L2 | ENET | CABLE | 2.C6 | AF0510:L2 | JB72 VIBRATION PANEL | 2.C4
XT0525:1 | WC1242 | UA42011 | RED | 20 | 104.A5 | AF0500:01 | JB72 VIBRATION PANEL | 104.A6
XT0525:2 | WC1242 | UA42012 | WHT | 20 | 104.A5 | AF0500:02 | JB72 VIBRATION PANEL | 104.A6
XT0525:3 | WC1242 | UA42013 | BLK | 20 | 104.A5 | AF0500:03 | JB72 VIBRATION PANEL | 104.A6
XT0525:4 | WC1242 | UA4201S | SH | 20 | 104.A5 | AF0500:07 | JB72 VIBRATION PANEL | 104.A6
XT0525:5 | WC1243 | UA42311 | RED | 20 | 104.B5 | AF0510:09 | JB72 VIBRATION PANEL | 104.B6
XT0525:6 | WC1243 | UA42312 | WHT | 20 | 104.B5 | AF0510:10 | JB72 VIBRATION PANEL | 104.B6
XT0525:7 | WC1243 | UA42313 | BLK | 20 | 104.B5 | AF0510:12 | JB72 VIBRATION PANEL | 104.B6
XT0525:8 | WC1243 | UA4231S | SH | 20 | 104.B5 | AF0510:27 | JB72 VIBRATION PANEL | 104.B6
XT0525:9 | WC1244 | UA42301 | RED | 20 | 104.B5 | AF0510:13 | JB72 VIBRATION PANEL | 104.B6
XT0525:10 | WC1244 | UA42302 | WHT | 20 | 104.B5 | AF0510:14 | JB72 VIBRATION PANEL | 104.B6
XT0525:11 | WC1244 | UA42303 | BLK | 20 | 104.B5 | AF0510:16 | JB72 VIBRATION PANEL | 104.B6
XT0525:12 | WC1244 | UA4230S | SH | 20 | 104.B5 | AF0510:31 | JB72 VIBRATION PANEL | 104.B6
XT0525:13 | WC1245 | UA42411 | RED | 20 | 104.B5 | AF0510:01 | JB72 VIBRATION PANEL | 104.B6
XT0525:14 | WC1245 | UA42412 | WHT | 20 | 104.B5 | AF0510:02 | JB72 VIBRATION PANEL | 104.B6
XT0525:15 | WC1245 | UA42413 | BLK | 20 | 104.B5 | AF0510:04 | JB72 VIBRATION PANEL | 104.B6
XT0525:16 | WC1245 | UA4241S | SH | 20 | 104.B5 | AF0510:19 | JB72 VIBRATION PANEL | 104.B6
XT0525:17 | WC1246 | UA42401 | RED | 20 | 104.C5 | AF0510:05 | JB72 VIBRATION PANEL | 104.C6
XT0525:18 | WC1246 | UA42402 | WHT | 20 | 104.C5 | AF0510:06 | JB72 VIBRATION PANEL | 104.C6
XT0525:19 | WC1246 | UA42403 | BLK | 20 | 104.C5 | AF0510:08 | JB72 VIBRATION PANEL | 104.C6
XT0525:20 | WC1246 | UA4240S | SH | 20 | 104.C5 | AF0510:23 | JB72 VIBRATION PANEL | 104.C6
KA0182:A1 | SC | KA0182A1 | WHT | 20 | 47.D5 | AF0076:03 | PANEL B (JB70) | 47.D7
KA0182:A2 | SC | KA0182A2 | WHT | 20 | 47.D5 | AF0076:19 | PANEL B (JB70) | 47.D7
KA0183:A1 | SC | KA0183A1 | WHT | 20 | 47.D5 | AF0076:14 | PANEL B (JB70) | 47.D7
KA0183:A2 | SC | KA0183A2 | WHT | 20 | 47.D5 | AF0076:30 | PANEL B (JB70) | 47.D7
AU0120:L1 | WC0006 | AU0060L2 | ENET | CABLE | 2.C3 | AU0060:L2 | PANEL B (JB70) | 2.B1
SolarTools ver. 24.0.84.24712 (Jul 31, 2025)
Report date: 2/5/2026 1:19 PM

## JB72 VIBRATION PANEL
JB72 VIBRATION PANEL
JB72 GENERATOR VIBRATION PANEL (JB72)
Project # | 4K551
Project Name | Michigan State University
Revision | C.3
Controls DE | J. UNGER
Phone:
Controls ME
Phone:
From | [5 empty] | To
Device ID | Cable (W) Conductor (SC) Jumper Clip (JC) | Wire No. | Wire ID | Gauge/Size | Page/Zone | Device ID | Location | Page/Zone
XT0501:1 | JC | 0V | CLIP | --- | 35.A1 | XT0501:2 | JB72 VIBRATION PANEL | 35.C1
AF0500:12 | SC | XT05001 | GRN | 16 | 35.A6 | XT0500:1 | JB72 VIBRATION PANEL | 35.C5
AF0510:32 | SC | XT05001 | GRN | 16 | 35.A5 | XT0500:1 | JB72 VIBRATION PANEL | 35.C5
AF0510:53 | SC | 0V | WHT | 16 | 35.A5 | XT0501:2 | JB72 VIBRATION PANEL | 35.C1
AF0510:55 | SC | FU0510 | WHT | 16 | 35.A5 | FU0510:LD | JB72 VIBRATION PANEL | 35.C1
AF0500:LBUS | WC8050 | AF0500LBUS | BUS | CABLE | 35.A6 | AF0510:RBUS | JB72 VIBRATION PANEL | 35.A5
FU0510:LI | SC | FU0332 | WHT | 14 | 35.C1 | XT0335:3 | JB72 CONTROL PANEL | 25.B4
XT0500:2 | SC | IEG01406 | GRN | 14 | 35.C5 | IEG0140:6 | JB72 CONTROL PANEL | 35.C6
XT0501:1 | SC | 0V | WHT | 20 | 35.A1 | XT0336:3 | JB72 CONTROL PANEL | 25.B4
AF0510:L1 | WC0012 | AU0120L2 | ENET | CABLE | 2.C4 | AU0120:L2 | JB72 CONTROL PANEL | 2.C3
AF0510:L2 | WC0051 | AF0510L2 | ENET | CABLE | 2.C4 | AU0180:L1 | JB72 CONTROL PANEL | 2.C6
AF0500:01 | WC1242 | UA42011 | RED | 20 | 104.A6 | XT0525:1 | JB72 CONTROL PANEL | 104.A5
AF0500:02 | WC1242 | UA42012 | WHT | 20 | 104.A6 | XT0525:2 | JB72 CONTROL PANEL | 104.A5
AF0500:03 | WC1242 | UA42013 | BLK | 20 | 104.A6 | XT0525:3 | JB72 CONTROL PANEL | 104.A5
AF0500:07 | WC1242 | UA4201S | SH | 20 | 104.A6 | XT0525:4 | JB72 CONTROL PANEL | 104.A5
AF0510:09 | WC1243 | UA42311 | RED | 20 | 104.B6 | XT0525:5 | JB72 CONTROL PANEL | 104.B5
AF0510:10 | WC1243 | UA42312 | WHT | 20 | 104.B6 | XT0525:6 | JB72 CONTROL PANEL | 104.B5
AF0510:12 | WC1243 | UA42313 | BLK | 20 | 104.B6 | XT0525:7 | JB72 CONTROL PANEL | 104.B5
AF0510:27 | WC1243 | UA4231S | SH | 20 | 104.B6 | XT0525:8 | JB72 CONTROL PANEL | 104.B5
AF0510:13 | WC1244 | UA42301 | RED | 20 | 104.B6 | XT0525:9 | JB72 CONTROL PANEL | 104.B5
AF0510:14 | WC1244 | UA42302 | WHT | 20 | 104.B6 | XT0525:10 | JB72 CONTROL PANEL | 104.B5
AF0510:16 | WC1244 | UA42303 | BLK | 20 | 104.B6 | XT0525:11 | JB72 CONTROL PANEL | 104.B5
AF0510:31 | WC1244 | UA4230S | SH | 20 | 104.B6 | XT0525:12 | JB72 CONTROL PANEL | 104.B5
AF0510:01 | WC1245 | UA42411 | RED | 20 | 104.B6 | XT0525:13 | JB72 CONTROL PANEL | 104.B5
AF0510:02 | WC1245 | UA42412 | WHT | 20 | 104.B6 | XT0525:14 | JB72 CONTROL PANEL | 104.B5
AF0510:04 | WC1245 | UA42413 | BLK | 20 | 104.B6 | XT0525:15 | JB72 CONTROL PANEL | 104.B5
AF0510:19 | WC1245 | UA4241S | SH | 20 | 104.B6 | XT0525:16 | JB72 CONTROL PANEL | 104.B5
AF0510:05 | WC1246 | UA42401 | RED | 20 | 104.C6 | XT0525:17 | JB72 CONTROL PANEL | 104.C5
AF0510:06 | WC1246 | UA42402 | WHT | 20 | 104.C6 | XT0525:18 | JB72 CONTROL PANEL | 104.C5
AF0510:08 | WC1246 | UA42403 | BLK | 20 | 104.C6 | XT0525:19 | JB72 CONTROL PANEL | 104.C5
AF0510:23 | WC1246 | UA4240S | SH | 20 | 104.C6 | XT0525:20 | JB72 CONTROL PANEL | 104.C5
SolarTools ver. 24.0.84.24712 (Jul 31, 2025)
Report date: 2/5/2026 1:19 PM

## LEFT SIDE RAIL (JB72)
LEFT SIDE RAIL (JB72)
GENERATOR BOX LEFT SIDE RAIL (JB72)
Project # | 4K551
Project Name | Michigan State University
Revision | C.3
Controls DE | J. UNGER
Phone:
Controls ME
Phone:
From | [5 empty] | To
Device ID | Cable (W) Conductor (SC) Jumper Clip (JC) | Wire No. | Wire ID | Gauge/Size | Page/Zone | Device ID | Location | Page/Zone
GR0145: | SC | GR0145 | GRN/YEL | 14 | 9.A4 | FRAME | LEFT SIDE RAIL (JB72) | 9.A3
SolarTools ver. 24.0.84.24712 (Jul 31, 2025)
Report date: 2/5/2026 1:19 PM

## PANEL A (JB70)
PANEL A (JB70)
TURBINE BOX PANEL A (JB70)
Project # | 4K551
Project Name | Michigan State University
Revision | C.3
Controls DE | J. UNGER
Phone:
Controls ME
Phone:
From | [5 empty] | To
Device ID | Cable (W) Conductor (SC) Jumper Clip (JC) | Wire No. | Wire ID | Gauge/Size | Page/Zone | Device ID | Location | Page/Zone
XT0002:1 | JC | 24V | CLIP | --- | 10.A4 | XT0002:2 | PANEL A (JB70) | 10.A4
XT0002:2 | JC | 24V | CLIP | --- | 10.A4 | XT0002:3 | PANEL A (JB70) | 10.A4
XT0002:3 | JC | 24V | CLIP | --- | 10.A4 | XT0002:4 | PANEL A (JB70) | 10.A4
XT0002:4 | JC | 24V | CLIP | --- | 10.A4 | XT0002:5 | PANEL A (JB70) | 10.B4
XT0002:5 | JC | 24V | CLIP | --- | 10.B4 | XT0002:6 | PANEL A (JB70) | 10.B4
XT0002:6 | JC | 24V | CLIP | --- | 10.B4 | XT0002:7 | PANEL A (JB70) | 10.B4
XT0002:7 | JC | 24V | CLIP | --- | 10.B4 | XT0002:8 | PANEL A (JB70) | 10.B4
XT0003:1 | JC | 0V | CLIP | --- | 10.A4 | XT0003:2 | PANEL A (JB70) | 10.A4
XT0003:2 | JC | 0V | CLIP | --- | 10.A4 | XT0003:3 | PANEL A (JB70) | 10.A4
XT0003:3 | JC | 0V | CLIP | --- | 10.A4 | XT0003:4 | PANEL A (JB70) | 10.B4
XT0003:4 | JC | 0V | CLIP | --- | 10.B4 | XT0003:5 | PANEL A (JB70) | 10.B4
XT0003:5 | JC | 0V | CLIP | --- | 10.B4 | XT0003:6 | PANEL A (JB70) | 10.B4
XT0003:6 | JC | 0V | CLIP | --- | 10.B4 | XT0003:7 | PANEL A (JB70) | 10.B4
XT0003:7 | JC | 0V | CLIP | --- | 10.B4 | XT0003:8 | PANEL A (JB70) | 10.C4
XT0003:8 | JC | 0V | CLIP | --- | 10.C4 | XT0003:9 | PANEL A (JB70) | 10.C4
XT0012:1 | JC | 523NEG | CLIP | --- | 11.C3 | XT0012:2 | PANEL A (JB70) | 11.C3
XT0012:2 | JC | 523NEG | CLIP | --- | 11.C3 | XT0012:3 | PANEL A (JB70) | 11.C3
XT0012:3 | JC | 523NEG | CLIP | --- | 11.C3 | XT0012:4 | PANEL A (JB70) | 11.C3
XT0032:1 | JC | FU0031LD | CLIP | --- | 11.B5 | XT0032:2 | PANEL A (JB70) | 11.B5
XT0032:3 | JC | 0V | CLIP | --- | 11.B5 | XT0032:4 | PANEL A (JB70) | 11.C5
XT0033:2 | JC | FU0031LD | CLIP | --- | 11.D5 | XT0033:1 | PANEL A (JB70) | 11.D5
XT0033:4 | JC | 0V | CLIP | --- | 11.D5 | XT0033:3 | PANEL A (JB70) | 11.D5
XT0080:1 | JC | 0V | CLIP | --- | 18.A1 | XT0080:3 | PANEL A (JB70) | 18.D1
XT0080:3 | JC | 0V | CLIP | --- | 18.D1 | XT0080:4 | PANEL A (JB70) | 18.D1
XT0080:4 | JC | 0V | CLIP | --- | 18.D1 | XT0080:5 | PANEL A (JB70) | 18.D1
XT0080:6 | JC | 0V | CLIP | --- | 19.A6 | XT0080:7 | PANEL A (JB70) | 20.A6
XT0080:7 | JC | 0V | CLIP | --- | 20.A6 | XT0080:8 | PANEL A (JB70) | 21.A6
XT0080:8 | JC | 0V | CLIP | --- | 21.A6 | XT0080:9 | PANEL A (JB70) | 22.A6
XT0081:2 | JC | FU0139 | CLIP | --- | 20.A2 | XT0081:3 | PANEL A (JB70) | 21.A2
XT0081:3 | JC | FU0139 | CLIP | --- | 21.A2 | XT0081:4 | PANEL A (JB70) | 22.A3
XT0081:4 | JC | FU0139 | CLIP | --- | 22.A3 | XT0081:5 | PANEL A (JB70) | 22.A3
XT0081:5 | JC | FU0139 | CLIP | --- | 22.A3 | XT0081:6 | PANEL A (JB70) | 22.A3
XT0082:1 | JC | 0V | CLIP | --- | 17.A1 | XT0082:2 | PANEL A (JB70) | 17.A1
XT0082:2 | JC | 0V | CLIP | --- | 17.A1 | XT0082:3 | PANEL A (JB70) | 17.B1
XT0082:3 | JC | 0V | CLIP | --- | 17.B1 | XT0082:4 | PANEL A (JB70) | 17.B1
XT0082:4 | JC | 0V | CLIP | --- | 17.B1 | XT0082:5 | PANEL A (JB70) | 17.B1
XT0089:6 | JC | ESTOP | CLIP | --- | 22.D5 | XT0089:7 | PANEL A (JB70) | 22.D5
XT0089:8 | JC | KA0131A1 | CLIP | --- | 24.D4 | XT0089:9 | PANEL A (JB70) | 24.D4
XT41981P:1 | JC | CC41981L1 | CLIP | --- | 123.A4 | XT41981P:2 | PANEL A (JB70) | 123.A4
XT41981P:10 | JC | CC41981G | CLIP | --- | 123.A5 | XT41981P:11 | PANEL A (JB70) | 123.B5
XT41981P:11 | JC | CC41981G | CLIP | --- | 123.B5 | XT41981P:12 | PANEL A (JB70) | 123.B5
XT41981P:2 | JC | CC41981L1 | CLIP | --- | 123.A4 | XT41981P:3 | PANEL A (JB70) | 123.A4
XT41981P:3 | JC | CC41981L1 | CLIP | --- | 123.A4 | XT41981P:4 | PANEL A (JB70) | 123.B4
XT41981P:5 | JC | CC41981L2 | CLIP | --- | 123.A5 | XT41981P:6 | PANEL A (JB70) | 123.A5
XT41981P:6 | JC | CC41981L2 | CLIP | --- | 123.A5 | XT41981P:7 | PANEL A (JB70) | 123.A5
XT41981P:7 | JC | CC41981L2 | CLIP | --- | 123.A5 | XT41981P:8 | PANEL A (JB70) | 123.B5
XT41981P:9 | JC | CC41981G | CLIP | --- | 123.A5 | XT41981P:10 | PANEL A (JB70) | 123.A5
AF0081:00 | SC | UA1200J21 | WHT | 20 | 16.D7 | XT0089:20 | PANEL A (JB70) | 16.D5
AF0081:01 | SC | KA024314 | WHT | 20 | 21.D7 | KA0243:14 | PANEL A (JB70) | 21.D6
AF0081:02 | SC | KA024514 | WHT | 20 | 21.D7 | KA0245:14 | PANEL A (JB70) | 21.D6
AF0081:03 | SC | KA013014 | WHT | 20 | 16.C7 | KA0130:14 | PANEL A (JB70) | 16.D6
AF0081:08 | SC | KT014618 | WHT | 20 | 24.B6 | KT0146:18 | PANEL A (JB70) | 24.B2
AF0081:09 | SC | KA023914 | WHT | 20 | 22.B6 | KA0239:14 | PANEL A (JB70) | 22.B5
AF0081:19 | SC | UA1200J27 | WHT | 20 | 16.C7 | UA1200:J2-7 | PANEL A (JB70) | 16.B1
AF0081:24 | SC | KA0131A2 | WHT | 20 | 24.B6 | KA0131:A2 | PANEL A (JB70) | 24.C5
AF0081:33 | SC | KA024311 | WHT | 20 | 21.D7 | KA0243:11 | PANEL A (JB70) | 21.D6
AF0081:34 | SC | KA024511 | WHT | 20 | 21.D7 | KA0245:11 | PANEL A (JB70) | 21.D6
AF0081:35 | SC | KA0130A1 | WHT | 20 | 16.C7 | KA0130:A1 | PANEL A (JB70) | 16.C5
XT0089:3 | SC | JP3 | CLIP | -- | 23.B4 | XT0089:2 | PANEL A (JB70) | 23.B4
XT0089:5 | SC | JP6 | CLIP | -- | 23.C4 | XT0089:4 | PANEL A (JB70) | 23.C4
AF0081:07 | SC | JP2 | VIO | 20 | 23.B6 | AF0081:39 | PANEL A (JB70) | 23.B6
XT0089:2 | SC | JP0 | VIO | 20 | 23.B4 | XT0089:1 | PANEL A (JB70) | 23.B4
AF0081:40 | SC | KA014124 | WHT | 20 | 24.B6 | KA0141:24 | PANEL A (JB70) | 24.B5
AF0081:41 | SC | KA023911 | WHT | 20 | 22.B6 | KA0239:11 | PANEL A (JB70) | 22.B5
AF0081:COM | SC | AF0081N | WHT | 16 | 18.A2 | AF0082:COM | PANEL A (JB70) | 18.B3
AF0081:COM | SC | AU0080N | WHT | 16 | 18.A2 | AU0080:COM | PANEL A (JB70) | 18.A1
AF0081:J | SC | * |  |  | 18.A2 | AF0082:P | PANEL A (JB70) | 18.B3
AF0081:P | SC | * |  |  | 18.A2 | AU0080:J | PANEL A (JB70) | 18.A1
AF0081:V+ | SC | AF0081P | WHT | 16 | 18.A2 | AF0082:V+ | PANEL A (JB70) | 18.B3
AF0081:V+ | SC | AU0080P | WHT | 16 | 18.A2 | AU0080:V+ | PANEL A (JB70) | 18.A1
AF0082:COM | SC | AF0082N | WHT | 16 | 18.B3 | AF0083:COM | PANEL A (JB70) | 18.B3
AF0082:J | SC | * |  |  | 18.B3 | AF0083:P | PANEL A (JB70) | 18.B3
AF0082:V+ | SC | AF0082P | WHT | 16 | 18.B3 | AF0083:V+ | PANEL A (JB70) | 18.B3
AF0083:COM | SC | AF0083N | WHT | 16 | 18.B3 | AF0084:COM | PANEL A (JB70) | 18.B4
AF0083:J | SC | * |  |  | 18.B3 | AF0084:P | PANEL A (JB70) | 18.B4
AF0083:SH | SC | AF0083G,GRN | GRN | 14 | 18.B3 | AF0084:SH | PANEL A (JB70) | 18.B4
AF0083:SH | SC | AF0083G | GRN | 14 | 18.B3 | AU0080:GND | PANEL A (JB70) | 18.A1
AF0083:V+ | SC | AF0083P | WHT | 16 | 18.B3 | AF0084:V+ | PANEL A (JB70) | 18.B4
AF0084:COM | SC | AF0084N | WHT | 16 | 18.B4 | AF0085:COM | PANEL A (JB70) | 18.B4
AF0084:J | SC | * |  |  | 18.B4 | AF0085:P | PANEL A (JB70) | 18.B4
AF0084:SH | SC | AF0084G | GRN | 14 | 18.B4 | AF0085:SH | PANEL A (JB70) | 18.B4
AF0084:V+ | SC | AF0084P | WHT | 16 | 18.B4 | AF0085:V+ | PANEL A (JB70) | 18.B4
AF0085:COM | SC | AF0085N | WHT | 16 | 18.B4 | AF0086:COM | PANEL A (JB70) | 18.B5
AF0085:J | SC | * |  |  | 18.B4 | AF0086:P | PANEL A (JB70) | 18.B5
AF0085:SH | SC | AF0085G | GRN | 14 | 18.B4 | AF0086:SH | PANEL A (JB70) | 18.B5
AF0085:V+ | SC | AF0085P | WHT | 16 | 18.B4 | AF0086:V+ | PANEL A (JB70) | 18.B5
AF0086:28 | SC | 0V | WHT | 16 | 83.C7 | XT0086:2 | PANEL A (JB70) | 83.C5
AF0086:COM | SC | AF0086N | WHT | 16 | 18.B5 | AF0087:COM | PANEL A (JB70) | 18.B6
AF0086:J | SC | * |  |  | 18.B5 | AF0087:P | PANEL A (JB70) | 18.B6
AF0086:SH | SC | IEG00102 | GRN | 14 | 18.B5 | IEG0010:2 | PANEL A (JB70) | 18.B6
AF0086:V+ | SC | AF0086P | WHT | 16 | 18.B5 | AF0087:V+ | PANEL A (JB70) | 18.B6
AF0087:11 | SC | KA013624 | WHT | 20 | 19.D3 | KA0136:24 | PANEL A (JB70) | 19.D3
AF0087:43 | SC | KA013621 | WHT | 20 | 19.D3 | KA0136:21 | PANEL A (JB70) | 19.D3
AU0080:COM | SC | 0V | WHT | 20 | 18.A1 | XT0080:1 | PANEL A (JB70) | 18.A1
AU0080:V+ | SC | FU0081 | WHT | 16 | 18.A1 | FU0081:LD | PANEL A (JB70) | 18.B1
FU0011:LD | SC | UJ0131P | WHT | 12 | 11.B2 | UJ0131:+ | PANEL A (JB70) | 11.B4
FU0012:LI | SC | 523POS | --- | BUS | 11.B8 | FU0013:LI | PANEL A (JB70) | 11.B8
FU0012:LI | SC | 523POS | --- | BUS | 11.B8 | XT0014:1 | PANEL A (JB70) | 11.B2
FU0013:LI | SC | 523POS | --- | BUS | 11.B8 | FU0014:LI | PANEL A (JB70) | 11.B8
FU0014:LI | SC | 523POS | --- | BUS | 11.B8 | FU0015:LI | PANEL A (JB70) | 11.B8
FU0015:LI | SC | 523POS | --- | BUS | 11.B8 | FU0016:LI | PANEL A (JB70) | 11.B8
FU0016:LI | SC | 523POS | --- | BUS | 11.B8 | FU0017:LI | PANEL A (JB70) | 11.C8
FU0017:LI | SC | 523POS | --- | BUS | 11.C8 | FU0018:LI | PANEL A (JB70) | 11.C3
FU0020:LD | SC | UJ0031P | WHT | 12 | 11.C2 | UJ0031:+ | PANEL A (JB70) | 11.C4
FU0031:LD | SC | FU0031LD | WHT | 10 | 11.D5 | XT0033:1 | PANEL A (JB70) | 11.D5
FU0031:LI | SC | 24V2 | WHT | 10 | 11.D5 | UJ0031:OUT(+) | PANEL A (JB70) | 11.C4
FU0032:LD | SC | FU0031LD | WHT | 10 | 11.B5 | XT0032:1 | PANEL A (JB70) | 11.B5
FU0032:LI | SC | 24V1 | WHT | 10 | 11.B5 | UJ0131:OUT(+) | PANEL A (JB70) | 11.B4
FU0080:LI | SC | FU0137 | WHT | 12 | 17.A1 | FU0137:LD | PANEL A (JB70) | 17.A2
FU0080:LI | SC | FU0137 | WHT | 12 | 17.A1 | FU0139:LI | PANEL A (JB70) | 17.A1
FU0081:LI | SC | FU0080 | WHT | 14 | 18.B1 | FU0080:LD | PANEL A (JB70) | 17.A1
FU0136:LD | SC | 24V | WHT | 10 | 10.A2 | XT0002:1 | PANEL A (JB70) | 10.A4
FU0136:LI | SC | FU0031LD | WHT | 10 | 10.A2 | XT0033:2 | PANEL A (JB70) | 11.D5
FU0137:LI | SC | 24V | WHT | 14 | 17.A2 | XT0002:2 | PANEL A (JB70) | 10.A4
FU0139:LD | SC | FU0139 | WHT | 16 | 17.A1 | XT0081:1 | PANEL A (JB70) | 19.A2
FU0139:LI | SC | FU0137 | WHT | 12 | 17.A1 | FU0387:LI | PANEL A (JB70) | 17.A1
FU0387:LI | SC | FU0137 | WHT | 12 | 17.A1 | FU0388:LI | PANEL A (JB70) | 17.B1
FU0388:LD | SC | FU0388 | WHT | 16 | 17.B1 | KA0138:14 | PANEL A (JB70) | 94.C5
FU0388:LI | SC | FU0137 | WHT | 12 | 17.B1 | FU0389:LI | PANEL A (JB70) | 17.B1
FU0389:LD | SC | FU0389 | WHT | 16 | 17.B1 | XT0089:21 | PANEL A (JB70) | 16.D5
GR0131: | SC | GR0131 | GRN/YEL | 14 | 8.A4 | FRAME | PANEL A (JB70) | 8.A3
GR0132: | SC | GR0132 | GRN/YEL | 14 | 8.A4 | FRAME | PANEL A (JB70) | 8.A3
GR0133: | SC | IEG00106 | GRN | 14 | 8.A4 | IEG0010:6 | PANEL A (JB70) | 8.A5
GR0135: | SC | GR0135 | GRN/YEL | 14 | 8.A4 | FRAME | PANEL A (JB70) | 8.A5
GR0680: | SC | GR0680 | GRN/YEL | 14 | 8.B3 | FRAME | PANEL A (JB70) | 8.B3
IEG0010:12 | SC | IEG001012 | GRN | 16 | 16.D2 | UA1200:J3-4 | PANEL A (JB70) | 16.B1
KA0130:A1 | SC | KA0130A1 | WHT | 20 | 16.C5 | KA0130:11 | PANEL A (JB70) | 16.D6
KA0130:A2 | SC | UA1200J26 | WHT | 20 | 16.C5 | UA1200:J2-6 | PANEL A (JB70) | 16.B1
KA0131:11 | SC | KA0135A1 | WHT | 20 | 20.C4 | KA0135:A1 | PANEL A (JB70) | 20.C6
KA0131:12 | SC | KA013112 | WHT | 20 | 20.C4 | KA0137:24 | PANEL A (JB70) | 20.C1
KA0131:A1 | SC | KA0131A1 | WHT | 20 | 24.C5 | KA0132:A1 | PANEL A (JB70) | 24.C5
KA0131:A1 | SC | KA0131A1 | WHT | 20 | 24.C5 | KA0242:14 | PANEL A (JB70) | 24.C3
KA0131:A2 | SC | KA0131A2 | WHT | 20 | 24.C5 | KA0132:A2 | PANEL A (JB70) | 24.C5
KA0132:11 | SC | FU0139 | WHT | 20 | 19.A1 | KA0133:11 | PANEL A (JB70) | 19.B1
KA0132:11 | SC | FU0139 | WHT | 20 | 19.A1 | XT0081:1 | PANEL A (JB70) | 19.A2
KA0132:12 | SC | KT014315 | WHT | 20 | 19.A1 | KT0142:A1 | PANEL A (JB70) | 19.A6
KA0132:12 | SC | KT014315 | WHT | 20 | 19.A1 | KA0133:12 | PANEL A (JB70) | 19.B1
KA0132:21 | SC | KA0138A1 | WHT | 20 | 19.C3 | KA0138:A1 | PANEL A (JB70) | 19.C6
KA0132:22 | SC | KA013222 | WHT | 20 | 19.C3 | KT0141:18 | PANEL A (JB70) | 19.C2
KA0132:24 | SC | KA013224 | WHT | 20 | 19.C3 | KA0134:14 | PANEL A (JB70) | 19.C1
KA0132:A1 | SC | KA0131A1 | WHT | 20 | 24.C5 | KA0141:A1 | PANEL A (JB70) | 24.C5
KA0132:A2 | SC | KA0131A2 | WHT | 20 | 24.C5 | KA0141:A2 | PANEL A (JB70) | 24.C5
KA0133:11 | SC | FU0139 | WHT | 20 | 19.B1 | KT0144:A1 | PANEL A (JB70) | 19.B6
KA0133:A2 | SC | 0V | WHT | 20 | 19.B6 | KA0136:A2 | PANEL A (JB70) | 19.C6
KA0133:A2 | SC | 0V | WHT | 20 | 19.B6 | KT0144:A2 | PANEL A (JB70) | 19.B6
KA0134:11 | SC | FU0139 | WHT | 20 | 19.C1 | KT0144:15 | PANEL A (JB70) | 19.C1
KA0134:11 | SC | FU0139 | WHT | 20 | 19.C1 | KA0136:11 | PANEL A (JB70) | 19.B1
KA0134:A2 | SC | 0V | WHT | 20 | 19.D6 | KT0143:A2 | PANEL A (JB70) | 19.D6
KA0135:A1 | SC | KA0135A1 | WHT | 20 | 20.C6 | XT0089:23 | PANEL A (JB70) | 20.C5
KA0135:A2 | SC | 0V | WHT | 20 | 20.C6 | KA0137:A2 | PANEL A (JB70) | 20.D6
KA0135:A2 | SC | 0V | WHT | 20 | 20.C6 | KT0145:A2 | PANEL A (JB70) | 20.B6
KA0136:11 | SC | FU0139 | WHT | 20 | 19.B1 | KT0144:A1 | PANEL A (JB70) | 19.B6
KA0136:14 | SC | KA013821 | WHT | 20 | 19.B1 | KA0138:21 | PANEL A (JB70) | 19.B2
KA0136:A1 | SC | PS32002 | WHT | 20 | 19.C6 | XT0089:14 | PANEL A (JB70) | 90.D5
KA0136:A2 | SC | 0V | WHT | 20 | 19.C6 | KA0138:A2 | PANEL A (JB70) | 19.C6
KA0137:11 | SC | FU0139 | WHT | 20 | 19.C1 | KT0140:15 | PANEL A (JB70) | 19.C1
KA0137:11 | SC | FU0139 | WHT | 20 | 19.C1 | KT0144:15 | PANEL A (JB70) | 19.C1
KA0137:14 | SC | KA013222 | WHT | 20 | 19.C1 | KT0141:18 | PANEL A (JB70) | 19.C2
KA0137:14 | SC | KA013222 | WHT | 20 | 19.C1 | KT0144:18 | PANEL A (JB70) | 19.C1
KA0137:21 | SC | FU0139 | WHT | 20 | 20.C1 | KA0244:11 | PANEL A (JB70) | 20.B1
KA0137:21 | SC | FU0139 | WHT | 20 | 20.C1 | KT0142:15 | PANEL A (JB70) | 20.D1
KA0137:24 | SC | KA013112 | WHT | 20 | 20.C1 | AF0087:09 | PANEL A (JB70) | 20.C2
KA0137:A1 | SC | KA0137A1 | WHT | 20 | 20.D6 | KT0145:18 | PANEL A (JB70) | 20.D1
KA0138:11 | SC | KM3170EP | WHT | 20 | 94.C5 | XT0081:8 | PANEL A (JB70) | 94.C5
KA0138:24 | SC | KT0144B1 | WHT | 20 | 19.B2 | KT0144:B1 | PANEL A (JB70) | 19.B6
KA0138:A2 | SC | 0V | WHT | 20 | 19.C6 | KT0143:A2 | PANEL A (JB70) | 19.D6
KA0141:21 | SC | KT0146A1 | WHT | 20 | 24.B5 | KA0241:21 | PANEL A (JB70) | 24.A5
KA0141:21 | SC | KT0146A1 | WHT | 20 | 24.B5 | KT0146:A1 | PANEL A (JB70) | 24.B4
KA0141:24 | SC | KA014124 | WHT | 20 | 24.B5 | KA0241:24 | PANEL A (JB70) | 24.A5
KA0141:A1 | SC | KA0131A1 | WHT | 20 | 24.C5 | KA0230:A1 | PANEL A (JB70) | 24.C5
KA0141:A2 | SC | KA0131A2 | WHT | 20 | 24.C5 | KA0230:A2 | PANEL A (JB70) | 24.C5
KA0230:A1 | SC | KA0131A1 | WHT | 20 | 24.C5 | KA0231:A1 | PANEL A (JB70) | 24.C5
KA0230:A2 | SC | KA0131A2 | WHT | 20 | 24.C5 | KA0231:A2 | PANEL A (JB70) | 24.C5
KA0231:24 | SC | KA023124 | WHT | 20 | 22.C2 | KA0245:21 | PANEL A (JB70) | 22.C3
KA0231:A1 | SC | KA0131A1 | WHT | 20 | 24.C5 | KA0232:A1 | PANEL A (JB70) | 24.D5
KA0231:A2 | SC | KA0131A2 | WHT | 20 | 24.C5 | KA0232:A2 | PANEL A (JB70) | 24.D5
KA0232:11 | SC | KA087511 | WHT | 20 | 42.A5 | KA0875:11 | PANEL A (JB70) | 42.A5
KA0236:21 | SC | UA1200J21 | WHT | 20 | 22.C2 | KA0241:11 | PANEL A (JB70) | 22.C2
KA0236:24 | SC | KA024114 | WHT | 20 | 22.C2 | KA0241:14 | PANEL A (JB70) | 22.C2
KA0239:22 | SC | KA023922 | WHT | 20 | 16.C5 | KA0242:24 | PANEL A (JB70) | 16.C5
KA0239:A1 | SC | ESTOP | WHT | 20 | 22.C6 | KA0240:A1 | PANEL A (JB70) | 22.C6
KA0239:A2 | SC | 0V | WHT | 20 | 22.C6 | KA0240:A2 | PANEL A (JB70) | 22.C6
KA0240:11 | SC | PS32004 | WHT | 20 | 90.D6 | XT0089:15 | PANEL A (JB70) | 90.D5
KA0240:14 | SC | UF1300 | WHT | 20 | 90.D6 | XT0084:1 | PANEL A (JB70) | 90.D6
KA0241:11 | SC | UA1200J21 | WHT | 20 | 22.C2 | XT0089:20 | PANEL A (JB70) | 16.D5
KA0241:14 | SC | KA024114 | WHT | 20 | 22.C2 | KA0231:21 | PANEL A (JB70) | 22.C2
KA0241:A1 | SC | KA0241A1 | WHT | 20 | 22.A6 | KA0242:A1 | PANEL A (JB70) | 22.B6
KA0241:A1 | SC | KA0241A1 | WHT | 20 | 22.A6 | XT0081:7 | PANEL A (JB70) | 22.A3
KA0241:A2 | SC | 0V | WHT | 20 | 22.A6 | KA0242:A2 | PANEL A (JB70) | 22.B6
KA0241:A2 | SC | 0V | WHT | 20 | 22.A6 | XT0080:9 | PANEL A (JB70) | 22.A6
KA0242:11 | SC | KT014618 | WHT | 20 | 24.C3 | KA0231:11 | PANEL A (JB70) | 24.C3
KA0242:11 | SC | KT014618 | WHT | 20 | 24.C3 | KT0146:18 | PANEL A (JB70) | 24.B2
KA0242:14 | SC | KA0131A1 | WHT | 20 | 24.C3 | KA0231:14 | PANEL A (JB70) | 24.C3
KA0243:21 | SC | KA024524 | WHT | 20 | 22.C4 | KA0245:24 | PANEL A (JB70) | 22.C3
KA0243:24 | SC | ESTOPD | WHT | 20 | 22.C4 | XT0089:1 | PANEL A (JB70) | 23.B4
KA0243:A1 | SC | KA0254A1 | WHT | 20 | 21.A6 | KA0244:A1 | PANEL A (JB70) | 21.B6
KA0243:A1 | SC | KA0254A1 | WHT | 20 | 21.A6 | XT0089:10 | PANEL A (JB70) | 21.A5
KA0243:A2 | SC | 0V | WHT | 20 | 21.A6 | KA0244:A2 | PANEL A (JB70) | 21.B6
KA0243:A2 | SC | 0V | WHT | 20 | 21.A6 | XT0080:8 | PANEL A (JB70) | 21.A6
KA0244:11 | SC | FU0139 | WHT | 20 | 20.B1 | XT0081:2 | PANEL A (JB70) | 20.A2
KA0244:12 | SC | KT0145A1 | WHT | 20 | 20.B1 | KT0145:A1 | PANEL A (JB70) | 20.B6
KA0244:A2 | SC | 0V | WHT | 20 | 21.B6 | KA0245:A2 | PANEL A (JB70) | 21.C6
KA0245:A1 | SC | KA0245A1 | WHT | 20 | 21.C6 | XT0089:11 | PANEL A (JB70) | 21.C5
KA419811:11 | SC | KA41981111 | RED | 16 | 123.A4 | XT4198:1 | PANEL A (JB70) | 123.A3
KA419811:12 | SC | CC41981L1 | RED | 16 | 123.A4 | XT41981P:1 | PANEL A (JB70) | 123.A4
KA419811:21 | SC | KA41981121 | RED | 16 | 123.A4 | XT4198:2 | PANEL A (JB70) | 123.A3
KA419811:22 | SC | CC41981L1 | RED | 16 | 123.A4 | XT41981P:2 | PANEL A (JB70) | 123.A4
KA419812:11 | SC | KA41981211 | RED | 16 | 123.A4 | XT4198:3 | PANEL A (JB70) | 123.A3
KA419812:12 | SC | CC41981L1 | RED | 16 | 123.A4 | XT41981P:3 | PANEL A (JB70) | 123.A4
KA419812:21 | SC | KA41981221 | RED | 16 | 123.B4 | XT4198:4 | PANEL A (JB70) | 123.B3
KA419812:22 | SC | CC41981L1 | RED | 16 | 123.B4 | XT41981P:4 | PANEL A (JB70) | 123.B4
KT0140:16 | SC | KT014115 | WHT | 20 | 19.C1 | KT0141:15 | PANEL A (JB70) | 19.C2
KT0140:18 | SC | KT0143A1 | WHT | 20 | 19.D1 | KT0143:A1 | PANEL A (JB70) | 19.D6
KT0140:A1 | SC | KT0140A1 | WHT | 20 | 19.A6 | KT0143:16 | PANEL A (JB70) | 19.A5
KT0140:A2 | SC | 0V | WHT | 20 | 19.A6 | KT0141:A2 | PANEL A (JB70) | 19.A6
KT0140:A2 | SC | 0V | WHT | 20 | 19.A6 | XT0080:6 | PANEL A (JB70) | 19.A6
KT0141:A1 | SC | KT014315 | WHT | 20 | 19.A6 | KT0143:15 | PANEL A (JB70) | 19.A5
KT0141:A1 | SC | KT014315 | WHT | 20 | 19.A6 | KT0142:A1 | PANEL A (JB70) | 19.A6
KT0141:A2 | SC | 0V | WHT | 20 | 19.A6 | KT0142:A2 | PANEL A (JB70) | 19.A6
KT0142:15 | SC | FU0139 | WHT | 20 | 20.D1 | KT0145:15 | PANEL A (JB70) | 20.D1
KT0142:A2 | SC | 0V | WHT | 20 | 19.A6 | KT0144:A2 | PANEL A (JB70) | 19.B6
KT0145:18 | SC | KA0137A1 | WHT | 20 | 20.D1 | KT0142:18 | PANEL A (JB70) | 20.D1
KT0145:A2 | SC | 0V | WHT | 20 | 20.B6 | XT0080:7 | PANEL A (JB70) | 20.A6
PC0470:INP_A | SC | 009312 | WHT | 20 | 17.C5 | PC0470:INP_B | PANEL A (JB70) | 17.C5
PEG0130:1 | SC | 0V | GRN/YEL | 14 | 10.C5 | XT0003:9 | PANEL A (JB70) | 10.C4
RR0941:-3.01K OHM | SC | 007706 | LEAD | --- | 24.A2 | XT0089:18 | PANEL A (JB70) | 24.A2
RR0941:-3.01K OHM | SC | 24V | LEAD | --- | 24.A2 | XT0089:17 | PANEL A (JB70) | 24.A2
RR0942:-1.0K OHM | SC | 0V | LEAD | --- | 24.A2 | XT0089:19 | PANEL A (JB70) | 24.A2
RR0942:-1.0K OHM | SC | 007706 | LEAD | --- | 24.A2 | XT0089:18 | PANEL A (JB70) | 24.A2
UA1200:J1-10 | SC | FU0389 | WHT | 20 | 16.B1 | XT0089:21 | PANEL A (JB70) | 16.D5
UA1200:J1-8 | SC | UA1200J | WHT | 20 | 62.B6 | UA1200:J3-5 | PANEL A (JB70) | 62.B6
UA1200:J1-9 | SC | 0V | WHT | 20 | 16.B1 | XT0089:22 | PANEL A (JB70) | 16.D5
UA1200:J2-1 | SC | UA1200J21 | WHT | 20 | 16.B1 | XT0089:20 | PANEL A (JB70) | 16.D5
UA1200:J2-2 | SC | FU0389 | WHT | 20 | 16.B1 | XT0089:21 | PANEL A (JB70) | 16.D5
UJ0031:- | SC | UJ0031N | WHT | 12 | 11.C4 | XT0020:1 | PANEL A (JB70) | 11.C2
UJ0031:G | SC | UJ0031G | GRN/YEL | 12 | 11.C4 | FRAME | PANEL A (JB70) | 11.C3
UJ0031:IS | SC | UJ0131IS | WHT | 20 | 11.C4 | UJ0131:IS | PANEL A (JB70) | 11.B4
UJ0031:OUT(-) | SC | 0V | WHT | 10 | 11.C4 | XT0033:4 | PANEL A (JB70) | 11.D5
UJ0131:- | SC | 521NEG | WHT | 12 | 11.B4 | XT0011:1 | PANEL A (JB70) | 11.B2
UJ0131:G | SC | UJ0131G | GRN/YEL | 12 | 11.B4 | FRAME | PANEL A (JB70) | 11.B3
UJ0131:OUT(-) | SC | 0V | WHT | 10 | 11.B4 | XT0032:3 | PANEL A (JB70) | 11.B5
XT0002:8 | SC | 24V | WHT | 12 | 10.B4 | XT0089:17 | PANEL A (JB70) | 24.A2
XT0003:1 | SC | 0V | WHT | 10 | 10.A4 | XT0033:3 | PANEL A (JB70) | 11.D5
XT0003:2 | SC | 0V | WHT | 14 | 10.A4 | XT0082:1 | PANEL A (JB70) | 17.A1
XT0003:8 | SC | 0V | WHT | 16 | 10.C4 | XT0089:19 | PANEL A (JB70) | 24.A2
XT0032:2 | SC | FU0031LD | WHT | 10 | 11.B5 | XT0033:2 | PANEL A (JB70) | 11.D5
XT0032:4 | SC | 0V | WHT | 10 | 11.C5 | XT0033:3 | PANEL A (JB70) | 11.D5
XT0080:1 | SC | 0V | WHT | 20 | 18.A1 | XT0082:2 | PANEL A (JB70) | 17.A1
XT0081:1 | SC | FU0139 | WHT | 20 | 19.A2 | XT0081:2 | PANEL A (JB70) | 20.A2
XT0081:4 | SC | FU0139 | WHT | 20 | 22.A3 | XT0089:13 | PANEL A (JB70) | 90.D5
XT0082:2 | SC | 0V | WHT | 20 | 17.A1 | XT0080:6 | PANEL A (JB70) | 19.A6
XT0089:22 | SC | 0V | WHT | 20 | 16.D5 | XT0082:4 | PANEL A (JB70) | 17.B1
AF0081:04 | SC | SB0472B212 | WHT | 20 | 40.B7 | SB0472:B2-12 | JB70 DOOR | 40.B1
AF0081:36 | SC | SB0472B211 | WHT | 20 | 40.B7 | SB0472:B2-11 | JB70 DOOR | 40.B1
AF0087:02 | SC | SB047112 | WHT | 20 | 39.D7 | SB0471:12 | JB70 DOOR | 39.D1
AF0087:03 | SC | SB047314 | WHT | 20 | 39.D7 | SB0473:14 | JB70 DOOR | 39.D1
AF0087:04 | SC | SB047414 | WHT | 20 | 40.A7 | SB0474:14 | JB70 DOOR | 40.A1
AF0087:05 | SC | SA047312 | WHT | 20 | 43.D7 | SA0473:12 | JB70 DOOR | 43.D1
AF0087:06 | SC | SA047314 | WHT | 20 | 43.D7 | SA0473:14 | JB70 DOOR | 43.D1
AF0087:07 | SC | SA0471B214 | WHT | 20 | 40.A7 | SA0471:B2-14 | JB70 DOOR | 40.A1
AF0087:08 | SC | SA0471B114 | WHT | 20 | 40.B7 | SA0471:B1-14 | JB70 DOOR | 40.B1
AF0087:34 | SC | SB047111 | WHT | 20 | 39.D7 | SB0471:11 | JB70 DOOR | 39.D1
AF0087:35 | SC | SB047313 | WHT | 20 | 39.D7 | SB0473:13 | JB70 DOOR | 39.D1
AF0087:36 | SC | SB047413 | WHT | 20 | 40.A7 | SB0474:13 | JB70 DOOR | 40.A1
AF0087:37 | SC | SA047311 | WHT | 20 | 43.D7 | SA0473:11 | JB70 DOOR | 43.D1
AF0087:38 | SC | SA047313 | WHT | 20 | 43.D7 | SA0473:13 | JB70 DOOR | 43.D1
AF0087:39 | SC | SA0471B213 | WHT | 20 | 40.A7 | SA0471:B2-13 | JB70 DOOR | 40.A1
AF0087:40 | SC | SA0471B113 | WHT | 20 | 40.B7 | SA0471:B1-13 | JB70 DOOR | 40.B1
KA0232:12 | SC | KA023212 | WHT | 20 | 42.A5 | KA0178:11 | JB70 LEFT SIDE RAIL | 42.A6
KA0875:14 | SC | FU0535 | WHT | 20 | 42.A5 | KA0178:14 | JB70 LEFT SIDE RAIL | 42.A6
KA0875:14 | SC | FU0535 | WHT | 20 | 42.A5 | XT0170:1 | JB70 LEFT SIDE RAIL | 37.A2
KA6211:A1 | SC | KA6211A1 | WHT | 20 | 121.A6 | KA0246:14 | JB70 LEFT SIDE RAIL | 121.A5
KA6221:A1 | SC | KA024624 | WHT | 20 | 122.C6 | KA0246:24 | JB70 LEFT SIDE RAIL | 122.C5
XT0002:7 | SC | 24V | WHT | 12 | 10.B4 | FU0535:LI | JB70 LEFT SIDE RAIL | 29.A4
XT0003:7 | SC | 0V | WHT | 14 | 10.B4 | XT0536:1 | JB70 LEFT SIDE RAIL | 29.A5
XT0080:8 | SC | 0V | WHT | 20 | 21.A6 | KA0176:A2 | JB70 LEFT SIDE RAIL | 26.A6
XT0081:3 | SC | FU0139 | WHT | 20 | 21.A2 | KA0255:21 | JB70 LEFT SIDE RAIL | 26.A1
XT0089:10 | SC | KA0254A1 | WHT | 20 | 21.A5 | KA0246:A1 | JB70 LEFT SIDE RAIL | 26.C6
XT0089:11 | SC | KA0245A1 | WHT | 20 | 21.C5 | KA0249:A1 | JB70 LEFT SIDE RAIL | 26.C6
XT0089:23 | SC | KA0135A1 | WHT | 20 | 20.C5 | KA0145:A1 | JB70 LEFT SIDE RAIL | 26.B6
XT0089:9 | SC | KA0131A1 | WHT | 20 | 24.D4 | KA0255:A1 | JB70 LEFT SIDE RAIL | 26.B6
IEG0010:4 | SC | IEG00104 | GRN | 14 | 14.C6 | XT0400:3 | JB70 VIBRATION PANEL | 14.C5
XT0002:3 | SC | 24V | WHT | 14 | 10.A4 | FU0410:LI | JB70 VIBRATION PANEL | 14.C1
XT0003:3 | SC | 0V | WHT | 14 | 10.A4 | XT0401:1 | JB70 VIBRATION PANEL | 14.A1
AF0082:01 | SC | LZ1020C | WHT | 20 | 70.A7 | XT1020:2 | PANEL B (JB70) | 70.A5
AF0082:33 | SC | LZ1020NO | WHT | 20 | 70.A7 | XT1020:1 | PANEL B (JB70) | 70.A5
FU0081:LI | SC | FU0080 | WHT | 14 | 18.B1 | FU0090:LI | PANEL B (JB70) | 18.D1
IEG0010:1 | SC | IEG02300 | GRN | 8 | 8.A2 | IEG0230:0 | PANEL B (JB70) | 8.A2
IEG0010:9 | SC | IEG00109 | GRN | 14 | 18.D6 | AF0097:SH | PANEL B (JB70) | 18.D6
KA0131:14 | SC | KA013114 | WHT | 20 | 20.C4 | AF0092:06 | PANEL B (JB70) | 20.C3
KA0133:A1 | SC | KA0133A1 | WHT | 20 | 19.B6 | AF0092:02 | PANEL B (JB70) | 19.B4
KA0134:A1 | SC | KA0134A1 | WHT | 20 | 19.D6 | AF0091:12 | PANEL B (JB70) | 19.D5
KA0134:A1 | SC | KA0134A1 | WHT | 20 | 19.D6 | AF0067:12 | PANEL B (JB70) | 19.D4
KA0141:11 | SC | KA014111 | WHT | 20 | 24.A5 | AF0091:39 | PANEL B (JB70) | 24.A6
KA0141:14 | SC | KA014114 | WHT | 20 | 24.A5 | AF0091:07 | PANEL B (JB70) | 24.A6
KA0232:A1 | SC | KA0131A1 | WHT | 20 | 24.D5 | KA0233:A1 | PANEL B (JB70) | 24.D5
KA0232:A2 | SC | KA0131A2 | WHT | 20 | 24.D5 | KA0233:A2 | PANEL B (JB70) | 24.D5
KA0236:A1 | SC | ESTOP | WHT | 20 | 22.C6 | KA0235:A1 | PANEL B (JB70) | 22.C6
KA0236:A1 | SC | ESTOP | WHT | 20 | 22.C6 | KA0237:A1 | PANEL B (JB70) | 22.C6
KA0236:A2 | SC | 0V | WHT | 20 | 22.C6 | KA0237:A2 | PANEL B (JB70) | 22.C6
KA0236:A2 | SC | 0V | WHT | 20 | 22.C6 | KA0235:A2 | PANEL B (JB70) | 22.C6
KA0239:21 | SC | FU0212 | WHT | 16 | 16.C5 | FU0212:LD | PANEL B (JB70) | 12.B1
KA0239:A1 | SC | ESTOP | WHT | 20 | 22.C6 | KA0237:A1 | PANEL B (JB70) | 22.C6
KA0239:A2 | SC | 0V | WHT | 20 | 22.C6 | KA0237:A2 | PANEL B (JB70) | 22.C6
KA0240:22 | SC | KA024022 | WHT | 20 | 39.C6 | AF0092:45 | PANEL B (JB70) | 39.C7
KA0240:A1 | SC | ESTOP | WHT | 20 | 22.C6 | KA0251:A1 | PANEL B (JB70) | 22.D6
KA0240:A2 | SC | 0V | WHT | 20 | 22.C6 | KA0251:A2 | PANEL B (JB70) | 22.D6
KA0242:21 | SC | KA024221 | WHT | 20 | 16.C5 | XT0237:1 T2 | PANEL B (JB70) | 16.C5
KA0242:A2 | SC | 0V | WHT | 20 | 22.B6 | KA0235:A2 | PANEL B (JB70) | 22.C6
KA0875:A1 | SC | 009212 | WHT | 20 | 42.A5 | AF0092:12 | PANEL B (JB70) | 42.A6
KA3103:A1 | SC | KA3103A1 | WHT | 20 | 87.A5 | AF0092:08 | PANEL B (JB70) | 87.A6
KA3103:A2 | SC | KA3103A2 | WHT | 20 | 87.A5 | AF0092:24 | PANEL B (JB70) | 87.A6
KA3220:A1 | SC | KA3220A1 | WHT | 20 | 96.B5 | AF0093:01 | PANEL B (JB70) | 96.A7
KA3220:A2 | SC | KA3220A2 | WHT | 20 | 96.B5 | AF0093:17 | PANEL B (JB70) | 96.A7
KA3221:A1 | SC | KA3221A1 | WHT | 20 | 96.C5 | AF0093:02 | PANEL B (JB70) | 96.C7
KA3221:A2 | SC | KA3221A2 | WHT | 20 | 96.C5 | AF0093:18 | PANEL B (JB70) | 96.C7
KA3420:A1 | SC | KA3420A1 | WHT | 20 | 105.B5 | AF0092:00 | PANEL B (JB70) | 105.B7
KA3420:A2 | SC | KA3420A2 | WHT | 20 | 105.B5 | AF0092:16 | PANEL B (JB70) | 105.B7
KA419811:A1 | SC | 009308 | WHT | 20 | 123.C4 | AF0093:08 | PANEL B (JB70) | 123.C5
KA419811:A2 | SC | 009324 | WHT | 20 | 123.C4 | AF0093:24 | PANEL B (JB70) | 123.C5
KA419812:A1 | SC | 009309 | WHT | 20 | 123.C4 | AF0093:09 | PANEL B (JB70) | 123.C5
KA419812:A2 | SC | 009325 | WHT | 20 | 123.C4 | AF0093:25 | PANEL B (JB70) | 123.C5
KA6211:A2 | SC | 009320 | WHT | 20 | 121.A6 | AF0093:20 | PANEL B (JB70) | 121.A7
KA6221:A2 | SC | 009321 | WHT | 20 | 122.C6 | AF0093:21 | PANEL B (JB70) | 122.C7
KT0146:15 | SC | KT014615 | WHT | 20 | 24.B2 | AF0076:10 | PANEL B (JB70) | 24.B2
KT0146:A2 | SC | KT0146A2 | WHT | 20 | 24.B4 | AF0076:29 | PANEL B (JB70) | 24.B6
KT0146:B1 | SC | KT0146B1 | WHT | 20 | 24.B4 | AF0076:13 | PANEL B (JB70) | 24.B6
PC0470:+PWR | SC | 009344 | WHT | 20 | 17.C5 | AF0093:44 | PANEL B (JB70) | 17.C7
PC0470:INP_A | SC | 009312 | WHT | 20 | 17.C5 | AF0093:12 | PANEL B (JB70) | 17.C7
PC0470:-PWR | SC | 009328 | WHT | 20 | 17.C5 | AF0093:28 | PANEL B (JB70) | 17.C7
UA1200:J1-4 | SC | UA1200J14 | WHT | 20 | 16.B1 | AF0076:11 | PANEL B (JB70) | 16.C7
UA1200:J1-5 | SC | UA1200J15 | WHT | 20 | 16.B1 | XT0237:1 B1 | PANEL B (JB70) | 16.C5
UJ0031:IOUT | SC | UJ0031IOUT | WHT | 20 | 11.C4 | AF0094:02 | PANEL B (JB70) | 11.C6
UJ0031:OK1 | SC | UJ0031OK1 | WHT | 20 | 11.C4 | AF0091:40 | PANEL B (JB70) | 11.C6
UJ0031:OK2 | SC | UJ0031OK2 | WHT | 20 | 11.C4 | AF0091:08 | PANEL B (JB70) | 11.C6
UJ0031:VIN | SC | UJ0031VIN | WHT | 20 | 11.C4 | AF0094:00 | PANEL B (JB70) | 11.C6
UJ0131:IOUT | SC | UJ0131IOUT | WHT | 20 | 11.B4 | AF0094:06 | PANEL B (JB70) | 11.A6
UJ0131:OK1 | SC | UJ0131OK1 | WHT | 20 | 11.B4 | AF0091:41 | PANEL B (JB70) | 11.B6
UJ0131:OK2 | SC | UJ0131OK2 | WHT | 20 | 11.B4 | AF0091:09 | PANEL B (JB70) | 11.B6
UJ0131:VIN | SC | UJ0131VIN | WHT | 20 | 11.B4 | AF0094:04 | PANEL B (JB70) | 11.A6
XT0002:4 | SC | 24V | WHT | 12 | 10.A4 | FU0210:LI | PANEL B (JB70) | 12.A2
XT0002:4 | SC | 24V | WHT | 14 | 10.A4 | FU0010:LI | PANEL B (JB70) | 5.B1
XT0002:7 | SC | 24V | WHT | 14 | 10.B4 | FU0680:LI | PANEL B (JB70) | 7.A4
XT0003:4 | SC | 0V | WHT | 14 | 10.B4 | XT0062:1 | PANEL B (JB70) | 12.A1
XT0003:7 | SC | 0V | WHT | 14 | 10.B4 | XT0680:2 | PANEL B (JB70) | 7.A4
XT0080:3 | SC | 0V | WHT | 20 | 18.D1 | AF0092:COM | PANEL B (JB70) | 18.D3
XT0080:3 | SC | 0V | WHT | 20 | 18.D1 | AU0090:COM | PANEL B (JB70) | 18.C2
XT0080:4 | SC | 0V | WHT | 20 | 18.D1 | AF0093:COM | PANEL B (JB70) | 18.D3
XT0080:5 | SC | 0V | WHT | 20 | 18.D1 | AF0095:COM | PANEL B (JB70) | 18.D5
XT0082:5 | SC | 0V | WHT | 14 | 17.B1 | AF0094:03 | PANEL B (JB70) | 11.C6
XT0082:5 | SC | 0V | WHT | 14 | 17.B1 | AF0094:01 | PANEL B (JB70) | 11.C6
XT0082:5 | SC | 0V | WHT | 20 | 17.B1 | AF0094:07 | PANEL B (JB70) | 11.A6
XT0082:5 | SC | 0V | WHT | 20 | 17.B1 | AF0094:05 | PANEL B (JB70) | 11.A6
XT0086:1 | SC | FU0115 | WHT | 16 | 83.C5 | FU0115:LD | PANEL B (JB70) | 12.B1
XT0086:2 | SC | 0V | WHT | 16 | 83.C5 | XT0062:4 | PANEL B (JB70) | 12.B1
XT0089:18 | SC | 007706 | WHT | 20 | 24.A2 | AF0077:06 | PANEL B (JB70) | 24.A3
XT0089:19 | SC | 0V | WHT | 20 | 24.A2 | AF0077:07 | PANEL B (JB70) | 24.A3
XT0089:5 | SC | ESTOP | WHT | 20 | 23.C4 | KA0235:A1 | PANEL B (JB70) | 22.C6
XT0089:6 | SC | ESTOP | WHT | 20 | 22.D5 | KA0251:A1 | PANEL B (JB70) | 22.D6
XT0089:8 | SC | KA0131A1 | WHT | 20 | 24.D4 | KA0234:A1 | PANEL B (JB70) | 24.D5
AU0080:L1 | WC0009 | AU0090L2 | ENET | CABLE | 2.B4 | AU0090:L2 | PANEL B (JB70) | 2.B3
AF0085:00 | WC00850 | FCE14205 | RED | 20 | 65.B7 | XT1021:1 | PANEL B (JB70) | 65.A5
AF0085:16 | WC00850 | FCE14206 | BLK | 20 | 65.B7 | XT1021:2 | PANEL B (JB70) | 65.B5
AF0085:48 | WC00850 | FCE1420S2 | SH | 20 | 65.B7 | XT1021:3 | PANEL B (JB70) | 65.B5
UA1200:J1-3 | WC4524 | UA1200J13 | RED | 20 | 16.B1 | AF0065:12 | PANEL B (JB70) | 16.B7
UA1200:J1-1 | WC4524 | UA1200J11 | BLK | 20 | 16.B1 | AF0065:28 | PANEL B (JB70) | 16.B7
FLOATING | WC4524 | UJA1200S | SH | 20 | 16.B2 | AF0065:60 | PANEL B (JB70) | 16.B7
XT41982P:11 | WC6210C | FCE62101S | RED | 20 | 124.A5 | AF0097:00 | PANEL B (JB70) | 124.A7
XT41982P:12 | WC6210C | FCE62103S | BLK | 20 | 124.A5 | AF0097:16 | PANEL B (JB70) | 124.A7
FW2:1 | WC6210C | 009748 | SH | 20 | 124.A6 | AF0097:48 | PANEL B (JB70) | 124.A7
XT41982P:13 | WC6210F | FCE62105S | RED | 20 | 124.B5 | AF0096:00 | PANEL B (JB70) | 124.B7
XT41982P:18 | WC6210F | 009616 | BLK | 20 | 124.B5 | AF0096:16 | PANEL B (JB70) | 124.B7
XT41982P:14 | WC6210F | FCE6210SH | SH | 20 | 124.B5 | AF0096:48 | PANEL B (JB70) | 124.B7
XT41982P:15 | WC6211C | FCE62111S | RED | 20 | 124.C5 | AF0097:02 | PANEL B (JB70) | 124.C6
XT41982P:16 | WC6211C | FCE62113S | BLK | 20 | 124.C5 | AF0097:18 | PANEL B (JB70) | 124.C6
FW2:2 | WC6211C | 009750 | SH | 20 | 124.C6 | AF0097:50 | PANEL B (JB70) | 124.C6
XT41982P:17 | WC6211F | FCE62115S | RED | 20 | 124.C5 | AF0096:02 | PANEL B (JB70) | 124.C6
XT41982P:20 | WC6211F | 009618 | BLK | 20 | 124.C5 | AF0096:18 | PANEL B (JB70) | 124.C6
XT41982P:19 | WC6211F | FCE6211FSH | SH | 20 | 124.C5 | AF0096:50 | PANEL B (JB70) | 124.C6
FLOATING | WC6220C | 009752 | SH | 20 | 125.A6 | AF0097:52 | PANEL B (JB70) | 125.A6
XT41982P:1 | WC6220C | FCE62201S | RED | 20 | 125.A5 | AF0097:04 | PANEL B (JB70) | 125.A6
XT41982P:2 | WC6220C | FCE62203S | BLK | 20 | 125.A5 | AF0097:20 | PANEL B (JB70) | 125.A6
XT41982P:3 | WC6220F | FCE62205S | RED | 20 | 125.B5 | AF0096:04 | PANEL B (JB70) | 125.B7
XT41982P:4 | WC6220F | 009620 | BLK | 20 | 125.B5 | AF0096:20 | PANEL B (JB70) | 125.B7
XT41982P:9 | WC6220F | FCE6220SH | SH | 20 | 125.B5 | AF0096:52 | PANEL B (JB70) | 125.B7
FLOATING | WC6221C | 009754 | SH | 20 | 125.C6 | AF0097:54 | PANEL B (JB70) | 125.C7
XT41982P:5 | WC6221C | FCE62211S | RED | 20 | 125.C5 | AF0097:06 | PANEL B (JB70) | 125.C7
XT41982P:6 | WC6221C | FCE62213S | BLK | 20 | 125.C5 | AF0097:22 | PANEL B (JB70) | 125.C7
XT41982P:7 | WC6221F | FCE62215S | RED | 20 | 125.C5 | AF0096:06 | PANEL B (JB70) | 125.C7
XT41982P:8 | WC6221F | 009622 | BLK | 20 | 125.C5 | AF0096:22 | PANEL B (JB70) | 125.C7
XT41982P:10 | WC6221F | FCE6221SH | SH | 20 | 125.C5 | AF0096:54 | PANEL B (JB70) | 125.C7
XT0003:4 | SC | 0V | WHT | 14 | 10.B4 | UV0600:(-) | PLC PANEL (JB70) | 5.B2
AF0087:00 | SC | SH047114 | WHT | 20 | 39.A7 | XT0111:4 | RIGHT SIDE RAIL (JB70) | 39.A5
AF0087:01 | SC | SH047012 | WHT | 20 | 39.B7 | XT0111:8 | RIGHT SIDE RAIL (JB70) | 39.B5
AF0087:32 | SC | SH047113 | WHT | 20 | 39.A7 | XT0111:3 | RIGHT SIDE RAIL (JB70) | 39.A5
AF0087:33 | SC | SH047011 | WHT | 20 | 39.B7 | XT0111:7 | RIGHT SIDE RAIL (JB70) | 39.B5
KA0240:21 | SC | SH0472X2 | WHT | 20 | 39.C6 | XT0111:17 | RIGHT SIDE RAIL (JB70) | 39.C5
KA0875:11 | SC | KA087511 | WHT | 20 | 42.A5 | XT0111:23 | RIGHT SIDE RAIL (JB70) | 42.A5
KA0875:A2 | SC | 009228 | WHT | 20 | 42.A5 | XT0111:24 | RIGHT SIDE RAIL (JB70) | 42.A5
XT0002:6 | SC | 24V | WHT | 14 | 10.B4 | XT0111:21 | RIGHT SIDE RAIL (JB70) | 44.D5
XT0003:6 | SC | 0V | WHT | 14 | 10.B4 | XT0111:22 | RIGHT SIDE RAIL (JB70) | 44.D5
XT0081:6 | SC | FU0139 | WHT | 20 | 22.A3 | XT0111:15 | RIGHT SIDE RAIL (JB70) | 39.C5
XT0081:7 | SC | KA0241A1 | WHT | 20 | 22.A3 | XT0111:16 | RIGHT SIDE RAIL (JB70) | 39.C5
XT0089:3 | SC | ESTOPB | WHT | 20 | 23.B4 | XT0111:19 | RIGHT SIDE RAIL (JB70) | 40.C5
XT0089:4 | SC | ESTOPA | WHT | 20 | 23.C4 | XT0111:20 | RIGHT SIDE RAIL (JB70) | 40.C5
PEG0130:2 | SC | AT1100G | GRN/YEL | 14 | 44.D5 | AT1100:GND | JB70 DOOR | 44.D3
AU0080:L2 | WC0008 | AU0080L2 | ENET | CABLE | 2.B4 | BA1100:L1 | PANEL B (JB70) | 2.B5
SolarTools ver. 24.0.84.24712 (Jul 31, 2025)
Report date: 2/5/2026 1:19 PM

## PANEL B (JB70)
PANEL B (JB70)
TURBINE BOX PANEL B (JB70)
Project # | 4K551
Project Name | Michigan State University
Revision | C.3
Controls DE | J. UNGER
Phone:
Controls ME
Phone:
From | [5 empty] | To
Device ID | Cable (W) Conductor (SC) Jumper Clip (JC) | Wire No. | Wire ID | Gauge/Size | Page/Zone | Device ID | Location | Page/Zone
XT0060:1 | JC | 0V | CLIP | --- | 13.A1 | XT0060:2 | PANEL B (JB70) | 13.B1
XT0060:2 | JC | 0V | CLIP | --- | 13.B1 | XT0060:3 | PANEL B (JB70) | 13.B1
XT0060:3 | JC | 0V | CLIP | --- | 13.B1 | XT0060:4 | PANEL B (JB70) | 13.C1
XT0062:1 | JC | 0V | CLIP | --- | 12.A1 | XT0062:2 | PANEL B (JB70) | 12.A1
XT0062:2 | JC | 0V | CLIP | --- | 12.A1 | XT0062:3 | PANEL B (JB70) | 12.B1
XT0062:3 | JC | 0V | CLIP | --- | 12.B1 | XT0062:4 | PANEL B (JB70) | 12.B1
XT0062:4 | JC | 0V | CLIP | --- | 12.B1 | XT0062:5 | PANEL B (JB70) | 12.B1
XT0062:5 | JC | 0V | CLIP | --- | 12.B1 | XT0062:6 | PANEL B (JB70) | 12.C1
XT0062:6 | JC | 0V | CLIP | --- | 12.C1 | XT0062:7 | PANEL B (JB70) | 12.C1
XT0062:7 | JC | 0V | CLIP | --- | 12.C1 | XT0062:8 | PANEL B (JB70) | 12.C1
XT0062:8 | JC | 0V | CLIP | --- | 12.C1 | XT0062:9 | PANEL B (JB70) | 12.C1
AF0061:02 | SC | 006102 | WHT | 20 | 65.B7 | KA0233:14 | PANEL B (JB70) | 65.B5
AF0061:14 | SC | 006114 | WHT | 20 | 63.B7 | KA0234:14 | PANEL B (JB70) | 63.B5
AF0061:COM | SC | 0V | WHT | 20 | 13.B2 | XT0060:2 | PANEL B (JB70) | 13.B1
AF0061:J | SC | * |  |  | 13.B2 | AF0062:P | PANEL B (JB70) | 13.B3
AF0061:P | SC | * |  |  | 13.B2 | AU0060:J | PANEL B (JB70) | 13.A2
AF0061:V+ | SC | FU0062 | WHT | 16 | 13.B2 | FU0062:LD | PANEL B (JB70) | 13.B1
AF0062:00 | SC | 006200 | WHT | 20 | 74.C7 | KA0222:14 | PANEL B (JB70) | 74.C6
AF0062:COM | SC | 0V | WHT | 20 | 13.B3 | XT0060:3 | PANEL B (JB70) | 13.B1
AF0062:J | SC | * |  |  | 13.B3 | AF0063:P | PANEL B (JB70) | 13.B3
AF0062:V+ | SC | FU0063 | WHT | 16 | 13.B3 | FU0063:LD | PANEL B (JB70) | 13.B1
AF0063:COM | SC | AF0063N | WHT | 16 | 13.B3 | AF0064:COM | PANEL B (JB70) | 13.A4
AF0063:COM | SC | AU0060N | WHT | 16 | 13.B3 | AU0060:COM | PANEL B (JB70) | 13.A2
AF0063:J | SC | * |  |  | 13.B3 | AF0064:P | PANEL B (JB70) | 13.A4
AF0063:V+ | SC | AF0063P | WHT | 16 | 13.B3 | AF0064:V+ | PANEL B (JB70) | 13.A4
AF0063:V+ | SC | AU0060P | WHT | 16 | 13.B3 | AU0060:V+ | PANEL B (JB70) | 13.A2
AF0064:COM | SC | AF0064N | WHT | 16 | 13.A4 | AF0065:COM | PANEL B (JB70) | 13.A5
AF0064:J | SC | * |  |  | 13.A4 | AF0065:P | PANEL B (JB70) | 13.A5
AF0064:SH | SC | AF0065G | GRN | 14 | 13.A4 | AF0065:SH | PANEL B (JB70) | 13.A5
AF0064:SH | SC | AF0064G | GRN | 14 | 13.A4 | AU0060:GND | PANEL B (JB70) | 13.A2
AF0064:V+ | SC | AF0064P | WHT | 16 | 13.A4 | AF0065:V+ | PANEL B (JB70) | 13.A5
AF0065:COM | SC | AF0065N | WHT | 16 | 13.A5 | AF0066:COM | PANEL B (JB70) | 13.B5
AF0065:J | SC | * |  |  | 13.A5 | AF0066:P | PANEL B (JB70) | 13.B5
AF0065:SH | SC | AF0066G | GRN | 14 | 13.A5 | AF0066:SH | PANEL B (JB70) | 13.B5
AF0065:V+ | SC | AF0065P | WHT | 16 | 13.A5 | AF0066:V+ | PANEL B (JB70) | 13.B5
AF0066:COM | SC | AF0066N | WHT | 16 | 13.B5 | AF0068:COM | PANEL B (JB70) | 13.B6
AF0066:J | SC | * |  |  | 13.B5 | AF0067:P | PANEL B (JB70) | 13.B6
AF0066:SH | SC | AF0068G | GRN | 14 | 13.B5 | AF0068:SH | PANEL B (JB70) | 13.B6
AF0066:V+ | SC | AF0066P | WHT | 16 | 13.B5 | AF0068:V+ | PANEL B (JB70) | 13.B6
AF0067:COM | SC | 0V | WHT | 20 | 13.B6 | XT0060:3 | PANEL B (JB70) | 13.B1
AF0067:J | SC | * |  |  | 13.B6 | AF0068:P | PANEL B (JB70) | 13.B6
AF0067:V+ | SC | FU0064 | WHT | 16 | 13.B6 | FU0064:LD | PANEL B (JB70) | 13.B1
AF0068:SH | SC | IEG02304 | GRN | 14 | 13.B6 | IEG0230:4 | PANEL B (JB70) | 13.B7
AF0071:COM | SC | AF0072N | WHT | 16 | 13.C2 | AF0072:COM | PANEL B (JB70) | 13.C3
AF0071:COM | SC | AF0071N | WHT | 16 | 13.C2 | AU0070:COM | PANEL B (JB70) | 13.C2
AF0071:J | SC | * |  |  | 13.C2 | AF0072:P | PANEL B (JB70) | 13.C3
AF0071:P | SC | * |  |  | 13.C2 | AU0070:J | PANEL B (JB70) | 13.C2
AF0071:SH | SC | AF0072G | GRN | 14 | 13.C2 | AF0072:SH | PANEL B (JB70) | 13.C3
AF0071:SH | SC | AF0071G | GRN | 14 | 13.C2 | AU0070:GND | PANEL B (JB70) | 13.C2
AF0071:V+ | SC | AF0072P | WHT | 16 | 13.C2 | AF0072:V+ | PANEL B (JB70) | 13.C3
AF0071:V+ | SC | AF0071P | WHT | 16 | 13.C2 | AU0070:V+ | PANEL B (JB70) | 13.C2
AF0072:COM | SC | AF0073N | WHT | 16 | 13.C3 | AF0073:COM | PANEL B (JB70) | 13.C3
AF0072:J | SC | * |  |  | 13.C3 | AF0073:P | PANEL B (JB70) | 13.C3
AF0072:SH | SC | AF0073G | GRN | 14 | 13.C3 | AF0073:SH | PANEL B (JB70) | 13.C3
AF0072:V+ | SC | AF0073P | WHT | 16 | 13.C3 | AF0073:V+ | PANEL B (JB70) | 13.C3
AF0073:COM | SC | AF0074N | WHT | 16 | 13.C3 | AF0074:COM | PANEL B (JB70) | 13.C4
AF0073:J | SC | * |  |  | 13.C3 | AF0074:P | PANEL B (JB70) | 13.C4
AF0073:SH | SC | AF0074G | GRN | 14 | 13.C3 | AF0074:SH | PANEL B (JB70) | 13.C4
AF0073:V+ | SC | AF0074P | WHT | 16 | 13.C3 | AF0074:V+ | PANEL B (JB70) | 13.C4
AF0074:COM | SC | AF0075N | WHT | 16 | 13.C4 | AF0075:COM | PANEL B (JB70) | 13.C5
AF0074:J | SC | * |  |  | 13.C4 | AF0075:P | PANEL B (JB70) | 13.C5
AF0074:SH | SC | AF0075G | GRN | 14 | 13.C4 | AF0075:SH | PANEL B (JB70) | 13.C5
AF0074:V+ | SC | AF0075P | WHT | 16 | 13.C4 | AF0075:V+ | PANEL B (JB70) | 13.C5
AF0075:COM | SC | AF0077N | WHT | 16 | 13.C5 | AF0077:COM | PANEL B (JB70) | 13.C6
AF0075:J | SC | * |  |  | 13.C5 | AF0076:P | PANEL B (JB70) | 13.C5
AF0075:SH | SC | AF0077G | GRN | 14 | 13.C5 | AF0077:SH | PANEL B (JB70) | 13.C6
AF0075:V+ | SC | AF0077P | WHT | 16 | 13.C5 | AF0077:V+ | PANEL B (JB70) | 13.C6
AF0076:00 | SC | KA023514 | WHT | 20 | 78.B7 | KA0235:14 | PANEL B (JB70) | 78.B5
AF0076:01 | SC | KA023714 | WHT | 20 | 79.B7 | KA0237:14 | PANEL B (JB70) | 79.B5
AF0076:02 | SC | 007602 | WHT | 20 | 74.B7 | KA0221:A1 | PANEL B (JB70) | 74.B6
AF0076:04 | SC | 007604 | WHT | 20 | 74.C7 | KA0222:A1 | PANEL B (JB70) | 74.C6
AF0076:06 | SC | 007606 | WHT | 20 | 36.A6 | KA0769:A1 | PANEL B (JB70) | 36.A5
AF0076:08 | SC | KA1020A1 | WHT | 20 | 12.C7 | KA1020:A1 | PANEL B (JB70) | 12.C5
AF0076:12 | SC | 007612 | WHT | 20 | 16.C7 | XT0237:1 B2 | PANEL B (JB70) | 16.C5
AF0076:18 | SC | 007618 | WHT | 20 | 74.B7 | KA0221:A2 | PANEL B (JB70) | 74.B6
AF0076:20 | SC | 007620 | WHT | 20 | 74.C7 | KA0222:A2 | PANEL B (JB70) | 74.C6
AF0076:22 | SC | 007622 | WHT | 20 | 36.A6 | KA0769:A2 | PANEL B (JB70) | 36.A5
AF0076:24 | SC | KA1020A2 | WHT | 20 | 12.C7 | KA1020:A2 | PANEL B (JB70) | 12.C5
AF0076:COM | SC | 0V | WHT | 20 | 13.C5 | XT0060:4 | PANEL B (JB70) | 13.C1
AF0076:J | SC | * |  |  | 13.C5 | AF0077:P | PANEL B (JB70) | 13.C6
AF0076:V+ | SC | FU0076 | WHT | 16 | 13.C5 | FU0076:LD | PANEL B (JB70) | 13.D1
AF0077:SH | SC | IEG02301 | GRN | 14 | 13.C6 | IEG0230:1 | PANEL B (JB70) | 13.D7
AF0091:COM | SC | AF0091N | WHT | 16 | 18.D2 | AF0094:COM | PANEL B (JB70) | 18.D4
AF0091:COM | SC | AU0090N | WHT | 16 | 18.D2 | AU0090:COM | PANEL B (JB70) | 18.C2
AF0091:J | SC | * |  |  | 18.D2 | AF0092:P | PANEL B (JB70) | 18.D3
AF0091:P | SC | * |  |  | 18.D2 | AU0090:J | PANEL B (JB70) | 18.C2
AF0091:V+ | SC | AF0091P | WHT | 16 | 18.D2 | AF0094:V+ | PANEL B (JB70) | 18.D4
AF0091:V+ | SC | AU0090P | WHT | 16 | 18.D2 | AU0090:V+ | PANEL B (JB70) | 18.C2
AF0092:04 | SC | KA2160A1 | WHT | 20 | 15.A6 | KA2160:A1 | PANEL B (JB70) | 15.A5
AF0092:07 | SC | KA2161A1 | WHT | 20 | 15.A6 | KA2161:A1 | PANEL B (JB70) | 15.B5
AF0092:20 | SC | KA2160A2 | WHT | 20 | 15.A6 | KA2160:A2 | PANEL B (JB70) | 15.A5
AF0092:23 | SC | KA2161A2 | WHT | 20 | 15.A6 | KA2161:A2 | PANEL B (JB70) | 15.B5
AF0092:J | SC | * |  |  | 18.D3 | AF0093:P | PANEL B (JB70) | 18.D3
AF0092:V+ | SC | FU0091 | WHT | 16 | 18.D3 | FU0091:LD | PANEL B (JB70) | 18.D1
AF0093:J | SC | * |  |  | 18.D3 | AF0094:P | PANEL B (JB70) | 18.D4
AF0093:V+ | SC | FU0092 | WHT | 16 | 18.D3 | FU0092:LD | PANEL B (JB70) | 18.D1
AF0094:J | SC | * |  |  | 18.D4 | AF0095:P | PANEL B (JB70) | 18.D5
AF0094:SH | SC | AF0096G | GRN | 14 | 18.D4 | AF0096:SH | PANEL B (JB70) | 18.D5
AF0094:SH | SC | AF0094G | GRN | 14 | 18.D4 | AU0090:GND | PANEL B (JB70) | 18.C2
AF0095:02 | SC | 009502 | WHT | 20 | 74.B7 | KA0221:14 | PANEL B (JB70) | 74.B6
AF0095:18 | SC | SV21202 | WHT | 20 | 74.B7 | XT1020:3 | PANEL B (JB70) | 74.B5
AF0095:COM | SC | AF0096N | WHT | 16 | 18.D5 | AF0096:COM | PANEL B (JB70) | 18.D5
AF0095:J | SC | * |  |  | 18.D5 | AF0096:P | PANEL B (JB70) | 18.D5
AF0095:V+ | SC | AF0096P | WHT | 16 | 18.D5 | AF0096:V+ | PANEL B (JB70) | 18.D5
AF0095:V+ | SC | FU0093 | WHT | 16 | 18.D5 | FU0093:LD | PANEL B (JB70) | 18.D1
AF0096:COM | SC | AF0097N | WHT | 16 | 18.D5 | AF0097:COM | PANEL B (JB70) | 18.D6
AF0096:J | SC | * |  |  | 18.D5 | AF0097:P | PANEL B (JB70) | 18.D6
AF0096:SH | SC | AF0097G | GRN | 14 | 18.D5 | AF0097:SH | PANEL B (JB70) | 18.D6
AF0096:V+ | SC | AF0097P | WHT | 16 | 18.D5 | AF0097:V+ | PANEL B (JB70) | 18.D6
AT0680:LAN4 | SC | * |  |  | 3.C1 | BAINSCON-IN:RJ45 | PANEL B (JB70) | 3.C2
AT0680:NEG | SC | 0V | WHT | 20 | 7.A5 | XT0680:2 | PANEL B (JB70) | 7.A4
AT0680:POS | SC | AT0680POS | WHT | 14 | 7.A5 | XT0680:1 | PANEL B (JB70) | 7.A4
AU0060:COM | SC | 0V | WHT | 20 | 13.A2 | XT0060:2 | PANEL B (JB70) | 13.B1
AU0060:V+ | SC | FU0061 | WHT | 16 | 13.A2 | FU0061:LD | PANEL B (JB70) | 13.B1
AU0070:COM | SC | 0V | WHT | 20 | 13.C2 | XT0060:4 | PANEL B (JB70) | 13.C1
AU0070:V+ | SC | FU0070 | WHT | 16 | 13.C2 | FU0070:LD | PANEL B (JB70) | 13.C1
AU0090:V+ | SC | FU0090 | WHT | 16 | 18.C2 | FU0090:LD | PANEL B (JB70) | 18.D1
BA1100:NEG | SC | BA1100NEG | WHT | 16 | 44.D1 | UJ1100:OUT1(-) | PANEL B (JB70) | 44.C3
BA1100:POS | SC | BA1100POS | WHT | 16 | 44.D1 | UJ1100:OUT1(+) | PANEL B (JB70) | 44.C3
BA1130:V1(-) | SC | 0V | WHT | 20 | 5.B5 | XT0062:6 | PANEL B (JB70) | 12.C1
BA1130:V1(+) | SC | FU0214LD | WHT | 16 | 5.B5 | FU0214:LD | PANEL B (JB70) | 12.C1
BA1150:V1(-) | SC | 0V | WHT | 20 | 6.A3 | XT0062:8 | PANEL B (JB70) | 12.C1
BA1150:V1(+) | SC | FU0216 | WHT | 16 | 6.A3 | FU0216:LD | PANEL B (JB70) | 12.C1
BA1160:V1(-) | SC | 0V | WHT | 16 | 6.B3 | XT0062:9 | PANEL B (JB70) | 12.C1
BA1160:V1(+) | SC | FU0217 | WHT | 16 | 6.B3 | FU0217:LD | PANEL B (JB70) | 12.C1
BAINSCON-IN:V1(-) | SC | 0V | WHT | 20 | 3.C2 | XT0062:5 | PANEL B (JB70) | 12.B1
BAINSCON-IN:V1(+) | SC | FU0213 | WHT | 20 | 3.C2 | FU0213:LD | PANEL B (JB70) | 12.C1
FU0060:LI | SC | FU0210 | WHT | 12 | 12.A1 | FU0210:LD | PANEL B (JB70) | 12.A2
FU0060:LI | SC | FU0210 | WHT | 12 | 12.A1 | FU0100:LI | PANEL B (JB70) | 12.A1
FU0061:LI | SC | FU0060 | WHT | 14 | 13.B1 | FU0060:LD | PANEL B (JB70) | 12.A1
FU0061:LI | SC | FU0060 | WHT | 14 | 13.B1 | FU0062:LI | PANEL B (JB70) | 13.B1
FU0062:LI | SC | FU0060 | WHT | 14 | 13.B1 | FU0063:LI | PANEL B (JB70) | 13.B1
FU0063:LI | SC | FU0060 | WHT | 14 | 13.B1 | FU0064:LI | PANEL B (JB70) | 13.B1
FU0064:LI | SC | FU0060 | WHT | 14 | 13.B1 | FU0070:LI | PANEL B (JB70) | 13.C1
FU0070:LI | SC | FU0060 | WHT | 14 | 13.C1 | FU0076:LI | PANEL B (JB70) | 13.D1
FU0090:LI | SC | FU0080 | WHT | 14 | 18.D1 | FU0091:LI | PANEL B (JB70) | 18.D1
FU0091:LI | SC | FU0080 | WHT | 14 | 18.D1 | FU0092:LI | PANEL B (JB70) | 18.D1
FU0092:LI | SC | FU0080 | WHT | 14 | 18.D1 | FU0093:LI | PANEL B (JB70) | 18.D1
FU0093:LI | SC | FU0080 | WHT | 14 | 18.D1 | FU0094:LI | PANEL B (JB70) | 18.D1
FU0100:LD | SC | FU0100 | WHT | 16 | 12.A1 | KA1020:14 | PANEL B (JB70) | 70.A5
FU0100:LI | SC | FU0210 | WHT | 12 | 12.A1 | FU0113:LI | PANEL B (JB70) | 12.B1
FU0113:LI | SC | FU0210 | WHT | 12 | 12.B1 | FU0114:LI | PANEL B (JB70) | 12.B1
FU0114:LI | SC | FU0210 | WHT | 12 | 12.B1 | FU0115:LI | PANEL B (JB70) | 12.B1
FU0115:LI | SC | FU0210 | WHT | 12 | 12.B1 | FU0212:LI | PANEL B (JB70) | 12.B1
FU0212:LI | SC | FU0210 | WHT | 12 | 12.B1 | FU0213:LI | PANEL B (JB70) | 12.C1
FU0213:LI | SC | FU0210 | WHT | 12 | 12.C1 | FU0214:LI | PANEL B (JB70) | 12.C1
FU0214:LI | SC | FU0210 | WHT | 12 | 12.C1 | FU0215:LI | PANEL B (JB70) | 12.C1
FU0215:LI | SC | FU0210 | WHT | 12 | 12.C1 | FU0216:LI | PANEL B (JB70) | 12.C1
FU0216:LI | SC | FU0210 | WHT | 12 | 12.C1 | FU0217:LI | PANEL B (JB70) | 12.C1
FU0680:LD | SC | AT0680POS | WHT | 14 | 7.A4 | XT0680:1 | PANEL B (JB70) | 7.A4
FU1101:LD | SC | FU1101 | WHT | 16 | 44.C3 | UJ1100:24V(+) | PANEL B (JB70) | 44.C3
GR0231: | SC | IEG02303 | GRN | 14 | 8.A4 | IEG0230:3 | PANEL B (JB70) | 8.A3
GR0233: | SC | IEG02308 | GRN | 14 | 8.A4 | IEG0230:8 | PANEL B (JB70) | 8.A5
GR0341: | SC | IEG023011 | GRN | 14 | 8.B2 | IEG0230:11 | PANEL B (JB70) | 8.B2
KA0221:11 | SC | 023524 | WHT | 20 | 74.B6 | KA0235:24 | PANEL B (JB70) | 74.B5
KA0222:11 | SC | 023724 | WHT | 20 | 74.C6 | KA0237:24 | PANEL B (JB70) | 74.C5
KA0233:A1 | SC | KA0131A1 | WHT | 20 | 24.D5 | KA0234:A1 | PANEL B (JB70) | 24.D5
KA0233:A2 | SC | KA0131A2 | WHT | 20 | 24.D5 | KA0234:A2 | PANEL B (JB70) | 24.D5
KA0769:11 | SC | CCKA07691 | WHT | 20 | 36.A4 | XT0769:1 | PANEL B (JB70) | 36.A3
KA0769:14 | SC | CCKA07692 | WHT | 20 | 36.A4 | XT0769:2 | PANEL B (JB70) | 36.A3
KA1020:24 | SC | 0V | WHT | 20 | 70.A5 | XT0062:2 | PANEL B (JB70) | 12.A1
XT0062:2 | SC | 0V | WHT | 20 | 12.A1 | XT0060:1 | PANEL B (JB70) | 13.A1
AU0060:L1 | WC0007 | AU0070L2 | ENET | CABLE | 2.B1 | AU0070:L2 | PANEL B (JB70) | 2.B6
AT0680:LAN2 | WC0682 | AT0680LAN2 | ENET | CABLE | 6.A2 | BA1150:RJ45 | PANEL B (JB70) | 6.A3
AT0680:LAN3 | WC0683 | AT0680LAN3 | ENET | CABLE | 6.A2 | BA1160:RJ45 | PANEL B (JB70) | 6.B3
AU0070:L1 | WC0010 | BA1100L2 | ENET | CABLE | 2.B6 | BA1100:L2 | PANEL B (JB70) | 2.B5
AF0091:14 | SC | SA0472B214 | WHT | 20 | 41.C7 | SA0472:B2-14 | JB70 DOOR | 41.C1
AF0091:15 | SC | SA0472B114 | WHT | 20 | 41.C7 | SA0472:B1-14 | JB70 DOOR | 41.C1
AF0091:46 | SC | SA0472B213 | WHT | 20 | 41.C7 | SA0472:B2-13 | JB70 DOOR | 41.C1
AF0091:47 | SC | SA0472B113 | WHT | 20 | 41.C7 | SA0472:B1-13 | JB70 DOOR | 41.C1
AF0093:04 | SC | KA017611 | WHT | 20 | 121.A7 | KA0176:11 | JB70 LEFT SIDE RAIL | 121.A6
AF0093:05 | SC | KA017621 | WHT | 20 | 122.C7 | KA0176:21 | JB70 LEFT SIDE RAIL | 122.C6
AF0093:36 | SC | 009336 | WHT | 20 | 121.A7 | KA0176:14 | JB70 LEFT SIDE RAIL | 121.A6
AF0093:37 | SC | 009337 | WHT | 20 | 122.C7 | KA0176:24 | JB70 LEFT SIDE RAIL | 122.C6
AU0090:L1 | WC0045 | AF0450L2 | ENET | CABLE | 2.B3 | AF0450:L2 | JB70 VIBRATION PANEL | 2.B1
AF0076:03 | SC | KA0182A1 | WHT | 20 | 47.D7 | KA0182:A1 | JB72 CONTROL PANEL | 47.D5
AF0076:14 | SC | KA0183A1 | WHT | 20 | 47.D7 | KA0183:A1 | JB72 CONTROL PANEL | 47.D5
AF0076:19 | SC | KA0182A2 | WHT | 20 | 47.D7 | KA0182:A2 | JB72 CONTROL PANEL | 47.D5
AF0076:30 | SC | KA0183A2 | WHT | 20 | 47.D7 | KA0183:A2 | JB72 CONTROL PANEL | 47.D5
AU0060:L2 | WC0006 | AU0060L2 | ENET | CABLE | 2.B1 | AU0120:L1 | JB72 CONTROL PANEL | 2.C3
AF0067:12 | SC | KA0134A1 | WHT | 20 | 19.D4 | KA0134:A1 | PANEL A (JB70) | 19.D6
AF0076:10 | SC | KT014615 | WHT | 20 | 24.B2 | KT0146:15 | PANEL A (JB70) | 24.B2
AF0076:11 | SC | UA1200J14 | WHT | 20 | 16.C7 | UA1200:J1-4 | PANEL A (JB70) | 16.B1
AF0076:13 | SC | KT0146B1 | WHT | 20 | 24.B6 | KT0146:B1 | PANEL A (JB70) | 24.B4
AF0076:29 | SC | KT0146A2 | WHT | 20 | 24.B6 | KT0146:A2 | PANEL A (JB70) | 24.B4
AF0077:06 | SC | 007706 | WHT | 20 | 24.A3 | XT0089:18 | PANEL A (JB70) | 24.A2
AF0077:07 | SC | 0V | WHT | 20 | 24.A3 | XT0089:19 | PANEL A (JB70) | 24.A2
AF0091:07 | SC | KA014114 | WHT | 20 | 24.A6 | KA0141:14 | PANEL A (JB70) | 24.A5
AF0091:08 | SC | UJ0031OK2 | WHT | 20 | 11.C6 | UJ0031:OK2 | PANEL A (JB70) | 11.C4
AF0091:09 | SC | UJ0131OK2 | WHT | 20 | 11.B6 | UJ0131:OK2 | PANEL A (JB70) | 11.B4
AF0091:12 | SC | KA0134A1 | WHT | 20 | 19.D5 | KA0134:A1 | PANEL A (JB70) | 19.D6
AF0091:39 | SC | KA014111 | WHT | 20 | 24.A6 | KA0141:11 | PANEL A (JB70) | 24.A5
AF0091:40 | SC | UJ0031OK1 | WHT | 20 | 11.C6 | UJ0031:OK1 | PANEL A (JB70) | 11.C4
AF0091:41 | SC | UJ0131OK1 | WHT | 20 | 11.B6 | UJ0131:OK1 | PANEL A (JB70) | 11.B4
AF0092:00 | SC | KA3420A1 | WHT | 20 | 105.B7 | KA3420:A1 | PANEL A (JB70) | 105.B5
AF0092:02 | SC | KA0133A1 | WHT | 20 | 19.B4 | KA0133:A1 | PANEL A (JB70) | 19.B6
AF0092:06 | SC | KA013114 | WHT | 20 | 20.C3 | KA0131:14 | PANEL A (JB70) | 20.C4
AF0092:08 | SC | KA3103A1 | WHT | 20 | 87.A6 | KA3103:A1 | PANEL A (JB70) | 87.A5
AF0092:12 | SC | 009212 | WHT | 20 | 42.A6 | KA0875:A1 | PANEL A (JB70) | 42.A5
AF0092:16 | SC | KA3420A2 | WHT | 20 | 105.B7 | KA3420:A2 | PANEL A (JB70) | 105.B5
AF0092:24 | SC | KA3103A2 | WHT | 20 | 87.A6 | KA3103:A2 | PANEL A (JB70) | 87.A5
AF0092:45 | SC | KA024022 | WHT | 20 | 39.C7 | KA0240:22 | PANEL A (JB70) | 39.C6
AF0092:COM | SC | 0V | WHT | 20 | 18.D3 | XT0080:3 | PANEL A (JB70) | 18.D1
AF0093:01 | SC | KA3220A1 | WHT | 20 | 96.A7 | KA3220:A1 | PANEL A (JB70) | 96.B5
AF0093:02 | SC | KA3221A1 | WHT | 20 | 96.C7 | KA3221:A1 | PANEL A (JB70) | 96.C5
AF0093:08 | SC | 009308 | WHT | 20 | 123.C5 | KA419811:A1 | PANEL A (JB70) | 123.C4
AF0093:09 | SC | 009309 | WHT | 20 | 123.C5 | KA419812:A1 | PANEL A (JB70) | 123.C4
AF0093:12 | SC | 009312 | WHT | 20 | 17.C7 | PC0470:INP_A | PANEL A (JB70) | 17.C5
AF0093:17 | SC | KA3220A2 | WHT | 20 | 96.A7 | KA3220:A2 | PANEL A (JB70) | 96.B5
AF0093:18 | SC | KA3221A2 | WHT | 20 | 96.C7 | KA3221:A2 | PANEL A (JB70) | 96.C5
AF0093:20 | SC | 009320 | WHT | 20 | 121.A7 | KA6211:A2 | PANEL A (JB70) | 121.A6
AF0093:21 | SC | 009321 | WHT | 20 | 122.C7 | KA6221:A2 | PANEL A (JB70) | 122.C6
AF0093:24 | SC | 009324 | WHT | 20 | 123.C5 | KA419811:A2 | PANEL A (JB70) | 123.C4
AF0093:25 | SC | 009325 | WHT | 20 | 123.C5 | KA419812:A2 | PANEL A (JB70) | 123.C4
AF0093:28 | SC | 009328 | WHT | 20 | 17.C7 | PC0470:-PWR | PANEL A (JB70) | 17.C5
AF0093:44 | SC | 009344 | WHT | 20 | 17.C7 | PC0470:+PWR | PANEL A (JB70) | 17.C5
AF0093:COM | SC | 0V | WHT | 20 | 18.D3 | XT0080:4 | PANEL A (JB70) | 18.D1
AF0094:00 | SC | UJ0031VIN | WHT | 20 | 11.C6 | UJ0031:VIN | PANEL A (JB70) | 11.C4
AF0094:01 | SC | 0V | WHT | 14 | 11.C6 | XT0082:5 | PANEL A (JB70) | 17.B1
AF0094:02 | SC | UJ0031IOUT | WHT | 20 | 11.C6 | UJ0031:IOUT | PANEL A (JB70) | 11.C4
AF0094:03 | SC | 0V | WHT | 14 | 11.C6 | XT0082:5 | PANEL A (JB70) | 17.B1
AF0094:04 | SC | UJ0131VIN | WHT | 20 | 11.A6 | UJ0131:VIN | PANEL A (JB70) | 11.B4
AF0094:05 | SC | 0V | WHT | 20 | 11.A6 | XT0082:5 | PANEL A (JB70) | 17.B1
AF0094:06 | SC | UJ0131IOUT | WHT | 20 | 11.A6 | UJ0131:IOUT | PANEL A (JB70) | 11.B4
AF0094:07 | SC | 0V | WHT | 20 | 11.A6 | XT0082:5 | PANEL A (JB70) | 17.B1
AF0095:COM | SC | 0V | WHT | 20 | 18.D5 | XT0080:5 | PANEL A (JB70) | 18.D1
AF0097:SH | SC | IEG00109 | GRN | 14 | 18.D6 | IEG0010:9 | PANEL A (JB70) | 18.D6
AU0090:COM | SC | 0V | WHT | 20 | 18.C2 | XT0080:3 | PANEL A (JB70) | 18.D1
FU0010:LI | SC | 24V | WHT | 14 | 5.B1 | XT0002:4 | PANEL A (JB70) | 10.A4
FU0090:LI | SC | FU0080 | WHT | 14 | 18.D1 | FU0081:LI | PANEL A (JB70) | 18.B1
FU0115:LD | SC | FU0115 | WHT | 16 | 12.B1 | XT0086:1 | PANEL A (JB70) | 83.C5
FU0210:LI | SC | 24V | WHT | 12 | 12.A2 | XT0002:4 | PANEL A (JB70) | 10.A4
FU0212:LD | SC | FU0212 | WHT | 16 | 12.B1 | KA0239:21 | PANEL A (JB70) | 16.C5
FU0680:LI | SC | 24V | WHT | 14 | 7.A4 | XT0002:7 | PANEL A (JB70) | 10.B4
IEG0230:0 | SC | IEG02300 | GRN | 8 | 8.A2 | IEG0010:1 | PANEL A (JB70) | 8.A2
KA0233:A1 | SC | KA0131A1 | WHT | 20 | 24.D5 | KA0232:A1 | PANEL A (JB70) | 24.D5
KA0233:A2 | SC | KA0131A2 | WHT | 20 | 24.D5 | KA0232:A2 | PANEL A (JB70) | 24.D5
KA0234:A1 | SC | KA0131A1 | WHT | 20 | 24.D5 | XT0089:8 | PANEL A (JB70) | 24.D4
KA0235:A1 | SC | ESTOP | WHT | 20 | 22.C6 | XT0089:5 | PANEL A (JB70) | 23.C4
KA0235:A1 | SC | ESTOP | WHT | 20 | 22.C6 | KA0236:A1 | PANEL A (JB70) | 22.C6
KA0235:A2 | SC | 0V | WHT | 20 | 22.C6 | KA0236:A2 | PANEL A (JB70) | 22.C6
KA0235:A2 | SC | 0V | WHT | 20 | 22.C6 | KA0242:A2 | PANEL A (JB70) | 22.B6
KA0237:A1 | SC | ESTOP | WHT | 20 | 22.C6 | KA0236:A1 | PANEL A (JB70) | 22.C6
KA0237:A1 | SC | ESTOP | WHT | 20 | 22.C6 | KA0239:A1 | PANEL A (JB70) | 22.C6
KA0237:A2 | SC | 0V | WHT | 20 | 22.C6 | KA0239:A2 | PANEL A (JB70) | 22.C6
KA0237:A2 | SC | 0V | WHT | 20 | 22.C6 | KA0236:A2 | PANEL A (JB70) | 22.C6
KA0251:A1 | SC | ESTOP | WHT | 20 | 22.D6 | KA0240:A1 | PANEL A (JB70) | 22.C6
KA0251:A1 | SC | ESTOP | WHT | 20 | 22.D6 | XT0089:6 | PANEL A (JB70) | 22.D5
KA0251:A2 | SC | 0V | WHT | 20 | 22.D6 | KA0240:A2 | PANEL A (JB70) | 22.C6
XT0062:1 | SC | 0V | WHT | 14 | 12.A1 | XT0003:4 | PANEL A (JB70) | 10.B4
XT0062:4 | SC | 0V | WHT | 16 | 12.B1 | XT0086:2 | PANEL A (JB70) | 83.C5
XT0237:1 B1 | SC | UA1200J15 | WHT | 20 | 16.C5 | UA1200:J1-5 | PANEL A (JB70) | 16.B1
XT0237:1 T2 | SC | KA024221 | WHT | 20 | 16.C5 | KA0242:21 | PANEL A (JB70) | 16.C5
XT0680:2 | SC | 0V | WHT | 14 | 7.A4 | XT0003:7 | PANEL A (JB70) | 10.B4
XT1020:1 | SC | LZ1020NO | WHT | 20 | 70.A5 | AF0082:33 | PANEL A (JB70) | 70.A7
XT1020:2 | SC | LZ1020C | WHT | 20 | 70.A5 | AF0082:01 | PANEL A (JB70) | 70.A7
BA1100:L1 | WC0008 | AU0080L2 | ENET | CABLE | 2.B5 | AU0080:L2 | PANEL A (JB70) | 2.B4
AU0090:L2 | WC0009 | AU0090L2 | ENET | CABLE | 2.B3 | AU0080:L1 | PANEL A (JB70) | 2.B4
XT1021:1 | WC00850 | FCE14205 | RED | 20 | 65.A5 | AF0085:00 | PANEL A (JB70) | 65.B7
XT1021:2 | WC00850 | FCE14206 | BLK | 20 | 65.B5 | AF0085:16 | PANEL A (JB70) | 65.B7
XT1021:3 | WC00850 | FCE1420S2 | SH | 20 | 65.B5 | AF0085:48 | PANEL A (JB70) | 65.B7
AF0065:12 | WC4524 | UA1200J13 | RED | 20 | 16.B7 | UA1200:J1-3 | PANEL A (JB70) | 16.B1
AF0065:28 | WC4524 | UA1200J11 | BLK | 20 | 16.B7 | UA1200:J1-1 | PANEL A (JB70) | 16.B1
AF0065:60 | WC4524 | UJA1200S | SH | 20 | 16.B7 | FLOATING | PANEL A (JB70) | 16.B2
AF0097:00 | WC6210C | FCE62101S | RED | 20 | 124.A7 | XT41982P:11 | PANEL A (JB70) | 124.A5
AF0097:16 | WC6210C | FCE62103S | BLK | 20 | 124.A7 | XT41982P:12 | PANEL A (JB70) | 124.A5
AF0097:48 | WC6210C | 009748 | SH | 20 | 124.A7 | FW2:1 | PANEL A (JB70) | 124.A6
AF0096:00 | WC6210F | FCE62105S | RED | 20 | 124.B7 | XT41982P:13 | PANEL A (JB70) | 124.B5
AF0096:16 | WC6210F | 009616 | BLK | 20 | 124.B7 | XT41982P:18 | PANEL A (JB70) | 124.B5
AF0096:48 | WC6210F | FCE6210SH | SH | 20 | 124.B7 | XT41982P:14 | PANEL A (JB70) | 124.B5
AF0097:02 | WC6211C | FCE62111S | RED | 20 | 124.C6 | XT41982P:15 | PANEL A (JB70) | 124.C5
AF0097:18 | WC6211C | FCE62113S | BLK | 20 | 124.C6 | XT41982P:16 | PANEL A (JB70) | 124.C5
AF0097:50 | WC6211C | 009750 | SH | 20 | 124.C6 | FW2:2 | PANEL A (JB70) | 124.C6
AF0096:02 | WC6211F | FCE62115S | RED | 20 | 124.C6 | XT41982P:17 | PANEL A (JB70) | 124.C5
AF0096:18 | WC6211F | 009618 | BLK | 20 | 124.C6 | XT41982P:20 | PANEL A (JB70) | 124.C5
AF0096:50 | WC6211F | FCE6211FSH | SH | 20 | 124.C6 | XT41982P:19 | PANEL A (JB70) | 124.C5
AF0097:04 | WC6220C | FCE62201S | RED | 20 | 125.A6 | XT41982P:1 | PANEL A (JB70) | 125.A5
AF0097:20 | WC6220C | FCE62203S | BLK | 20 | 125.A6 | XT41982P:2 | PANEL A (JB70) | 125.A5
AF0097:52 | WC6220C | 009752 | SH | 20 | 125.A6 | FLOATING | PANEL A (JB70) | 125.A6
AF0096:04 | WC6220F | FCE62205S | RED | 20 | 125.B7 | XT41982P:3 | PANEL A (JB70) | 125.B5
AF0096:20 | WC6220F | 009620 | BLK | 20 | 125.B7 | XT41982P:4 | PANEL A (JB70) | 125.B5
AF0096:52 | WC6220F | FCE6220SH | SH | 20 | 125.B7 | XT41982P:9 | PANEL A (JB70) | 125.B5
AF0097:06 | WC6221C | FCE62211S | RED | 20 | 125.C7 | XT41982P:5 | PANEL A (JB70) | 125.C5
AF0097:22 | WC6221C | FCE62213S | BLK | 20 | 125.C7 | XT41982P:6 | PANEL A (JB70) | 125.C5
AF0097:54 | WC6221C | 009754 | SH | 20 | 125.C7 | FLOATING | PANEL A (JB70) | 125.C6
AF0096:06 | WC6221F | FCE62215S | RED | 20 | 125.C7 | XT41982P:7 | PANEL A (JB70) | 125.C5
AF0096:22 | WC6221F | 009622 | BLK | 20 | 125.C7 | XT41982P:8 | PANEL A (JB70) | 125.C5
AF0096:54 | WC6221F | FCE6221SH | SH | 20 | 125.C7 | XT41982P:10 | PANEL A (JB70) | 125.C5
FU0010:LD | SC | FU0010 | WHT | 14 | 5.B1 | UV0600:(+) | PLC PANEL (JB70) | 5.B2
IEG0230:6 | SC | IEG02306 | GRN | 12 | 5.B6 | AR0600:IE2 | PLC PANEL (JB70) | 5.A1
BA1130:RJ45 | WC0607 | AP0607L1 | ENET | CABLE | 5.B5 | AP0607:L1 | PLC PANEL (JB70) | 5.C6
AT0680:LAN1 | WC0680 | AP0609L1 | ENET | CABLE | 6.A2 | AP0609:L1 | PLC PANEL (JB70) | 6.A2
BA1130:RX | WC1001 | BA1030TX | BLU-A | FIBER OPTIC | 5.B5 | BA0060:1T | PLC PANEL (JB70) | 4.A6
BA1130:TX | WC1001 | BA1030RX | BLU-B | FIBER OPTIC | 5.B5 | BA0060:1R | PLC PANEL (JB70) | 4.A6
BA1150:RX | WC1003 | BA1150RX | BLU-A | FIBER OPTIC | 6.A3 | BA0060:3T | PLC PANEL (JB70) | 4.A6
BA1150:TX | WC1003 | BA1150TX | BLU-B | FIBER OPTIC | 6.A3 | BA0060:3R | PLC PANEL (JB70) | 4.A6
BA1160:RX | WC1004 | BA1060TX | BLU-A | FIBER OPTIC | 6.B3 | BA0060:4T | PLC PANEL (JB70) | 4.A6
BA1160:TX | WC1004 | BA1050TX | BLU-B | FIBER OPTIC | 6.B3 | BA0060:4R | PLC PANEL (JB70) | 4.A6
BAINSCON-IN:TX | WC1005 | BAINSCON-INTX | BLU-A | FIBER OPTIC | 3.C2 | BA0060:5T | PLC PANEL (JB70) | 4.A6
BAINSCON-IN:RX | WC1005 | BAINSCON-INRX | BLU-B | FIBER OPTIC | 3.C2 | BA0060:5R | PLC PANEL (JB70) | 4.A6
AF0092:13 | SC | SH0472X2 | WHT | 20 | 39.C7 | XT0111:17 | RIGHT SIDE RAIL (JB70) | 39.C5
AF0092:28 | SC | 009228 | WHT | 20 | 42.A6 | XT0111:24 | RIGHT SIDE RAIL (JB70) | 42.A5
AF0092:29 | SC | SH0472X1 | WHT | 20 | 39.C7 | XT0111:18 | RIGHT SIDE RAIL (JB70) | 39.C5
AF0093:06 | SC | SH0470X2 | WHT | 20 | 39.B7 | XT0111:11 | RIGHT SIDE RAIL (JB70) | 39.B5
AF0093:15 | SC | SH0471X2 | WHT | 20 | 39.A7 | XT0111:5 | RIGHT SIDE RAIL (JB70) | 39.A5
AF0093:22 | SC | SH0470X1 | WHT | 20 | 39.B7 | XT0111:12 | RIGHT SIDE RAIL (JB70) | 39.C5
AF0093:31 | SC | SH0471X1 | WHT | 20 | 39.A7 | XT0111:6 | RIGHT SIDE RAIL (JB70) | 39.A5
FU1101:LI | SC | 24V | WHT | 16 | 44.C3 | XT0111:21 | RIGHT SIDE RAIL (JB70) | 44.D5
UJ1100:24V(-) | SC | 0V | WHT | 16 | 44.C3 | XT0111:22 | RIGHT SIDE RAIL (JB70) | 44.D5
BA1100:DEVICE | WC0101 | BA1100DEVICE | ENET | CABLE | 44.D1 | AT1100:L1 | JB70 DOOR | 44.D3
SolarTools ver. 24.0.84.24712 (Jul 31, 2025)
Report date: 2/5/2026 1:19 PM

## PLC PANEL (JB70)
PLC PANEL (JB70)
TURBINE BOX PLC PANEL (JB70)
Project # | 4K551
Project Name | Michigan State University
Revision | C.3
Controls DE | J. UNGER
Phone:
Controls ME
Phone:
From | [5 empty] | To
Device ID | Cable (W) Conductor (SC) Jumper Clip (JC) | Wire No. | Wire ID | Gauge/Size | Page/Zone | Device ID | Location | Page/Zone
AR0600:IE1 | SC | UV0600G | GRN | 14 | 5.A1 | UV0600:GND | PLC PANEL (JB70) | 5.B2
AP0602:L2 | WC0001 | AP0602L2 | ENET | CABLE | 2.A2 | AP0603:L1 | PLC PANEL (JB70) | 2.A3
AP0603:L2 | WC0003 | AP0603L2 | ENET | CABLE | 2.A3 | AT0170:L1 | JB70 FG&E PANEL | 2.A4
UV0600:(-) | SC | 0V | WHT | 14 | 5.B2 | XT0003:4 | PANEL A (JB70) | 10.B4
AR0600:IE2 | SC | IEG02306 | GRN | 12 | 5.A1 | IEG0230:6 | PANEL B (JB70) | 5.B6
UV0600:(+) | SC | FU0010 | WHT | 14 | 5.B2 | FU0010:LD | PANEL B (JB70) | 5.B1
AP0607:L1 | WC0607 | AP0607L1 | ENET | CABLE | 5.C6 | BA1130:RJ45 | PANEL B (JB70) | 5.B5
AP0609:L1 | WC0680 | AP0609L1 | ENET | CABLE | 6.A2 | AT0680:LAN1 | PANEL B (JB70) | 6.A2
BA0060:1T | WC1001 | BA1030TX | BLU-A | FIBER OPTIC | 4.A6 | BA1130:RX | PANEL B (JB70) | 5.B5
BA0060:1R | WC1001 | BA1030RX | BLU-B | FIBER OPTIC | 4.A6 | BA1130:TX | PANEL B (JB70) | 5.B5
BA0060:3T | WC1003 | BA1150RX | BLU-A | FIBER OPTIC | 4.A6 | BA1150:RX | PANEL B (JB70) | 6.A3
BA0060:3R | WC1003 | BA1150TX | BLU-B | FIBER OPTIC | 4.A6 | BA1150:TX | PANEL B (JB70) | 6.A3
BA0060:4T | WC1004 | BA1060TX | BLU-A | FIBER OPTIC | 4.A6 | BA1160:RX | PANEL B (JB70) | 6.B3
BA0060:4R | WC1004 | BA1050TX | BLU-B | FIBER OPTIC | 4.A6 | BA1160:TX | PANEL B (JB70) | 6.B3
BA0060:5T | WC1005 | BAINSCON-INTX | BLU-A | FIBER OPTIC | 4.A6 | BAINSCON-IN:TX | PANEL B (JB70) | 3.C2
BA0060:5R | WC1005 | BAINSCON-INRX | BLU-B | FIBER OPTIC | 4.A6 | BAINSCON-IN:RX | PANEL B (JB70) | 3.C2
SolarTools ver. 24.0.84.24712 (Jul 31, 2025)
Report date: 2/5/2026 1:19 PM

## RIGHT SIDE RAIL (JB70)
RIGHT SIDE RAIL (JB70)
TURBINE BOX RIGHT SIDE RAIL (JB70)
Project # | 4K551
Project Name | Michigan State University
Revision | C.3
Controls DE | J. UNGER
Phone:
Controls ME
Phone:
From | [5 empty] | To
Device ID | Cable (W) Conductor (SC) Jumper Clip (JC) | Wire No. | Wire ID | Gauge/Size | Page/Zone | Device ID | Location | Page/Zone
FU1100:LI | SC | 24V | WHT | 14 | 44.D3 | XT0111:21 | RIGHT SIDE RAIL (JB70) | 44.D5
GR0532: | SC | GR0532 | GRN/YEL | 14 | 8.B4 | FRAME | RIGHT SIDE RAIL (JB70) | 8.B4
XT0111:1 | SC | SH047111 | WHT | 20 | 39.A5 | SH0471:11 | JB70 DOOR | 39.A1
XT0111:10 | SC | SH047014 | WHT | 20 | 39.B5 | SH0470:14 | JB70 DOOR | 39.B1
XT0111:11 | SC | SH0470X2 | WHT | 20 | 39.B5 | SH0470:X2 | JB70 DOOR | 39.B1
XT0111:12 | SC | SH0470X1 | WHT | 20 | 39.C5 | SH0470:X1 | JB70 DOOR | 39.B1
XT0111:13 | SC | SH047211 | WHT | 20 | 39.C5 | SH0472:11 | JB70 DOOR | 39.C1
XT0111:14 | SC | SH047212 | WHT | 20 | 39.C5 | SH0472:12 | JB70 DOOR | 39.C1
XT0111:15 | SC | FU0139 | WHT | 20 | 39.C5 | SH0472:13 | JB70 DOOR | 39.C1
XT0111:16 | SC | KA0241A1 | WHT | 20 | 39.C5 | SH0472:14 | JB70 DOOR | 39.C1
XT0111:17 | SC | SH0472X2 | WHT | 20 | 39.C5 | SH0472:X2 | JB70 DOOR | 39.C1
XT0111:18 | SC | SH0472X1 | WHT | 20 | 39.C5 | SH0472:X1 | JB70 DOOR | 39.C1
XT0111:19 | SC | ESTOPB | WHT | 20 | 40.C5 | SB0472:B1-11 | JB70 DOOR | 40.C1
XT0111:2 | SC | SH047112 | WHT | 20 | 39.A5 | SH0471:12 | JB70 DOOR | 39.A1
XT0111:20 | SC | ESTOPA | WHT | 20 | 40.C5 | SB0472:B1-12 | JB70 DOOR | 40.C1
XT0111:3 | SC | SH047113 | WHT | 20 | 39.A5 | SH0471:13 | JB70 DOOR | 39.A1
XT0111:4 | SC | SH047114 | WHT | 20 | 39.A5 | SH0471:14 | JB70 DOOR | 39.A1
XT0111:5 | SC | SH0471X2 | WHT | 20 | 39.A5 | SH0471:X2 | JB70 DOOR | 39.A1
XT0111:6 | SC | SH0471X1 | WHT | 20 | 39.A5 | SH0471:X1 | JB70 DOOR | 39.A1
XT0111:7 | SC | SH047011 | WHT | 20 | 39.B5 | SH0470:11 | JB70 DOOR | 39.B1
XT0111:8 | SC | SH047012 | WHT | 20 | 39.B5 | SH0470:12 | JB70 DOOR | 39.B1
XT0111:9 | SC | SH047013 | WHT | 20 | 39.B5 | SH0470:13 | JB70 DOOR | 39.B1
XT0111:24 | WC5072 | 009228 | 1 | 18 | 42.A5 | HA0472:0V/1A | JB70 DOOR | 42.A1
XT0111:23 | WC5072 | KA087511 | 2 | 18 | 42.A5 | HA0472:24V/2A | JB70 DOOR | 42.A1
XT0111:15 | SC | FU0139 | WHT | 20 | 39.C5 | XT0081:6 | PANEL A (JB70) | 22.A3
XT0111:16 | SC | KA0241A1 | WHT | 20 | 39.C5 | XT0081:7 | PANEL A (JB70) | 22.A3
XT0111:17 | SC | SH0472X2 | WHT | 20 | 39.C5 | KA0240:21 | PANEL A (JB70) | 39.C6
XT0111:19 | SC | ESTOPB | WHT | 20 | 40.C5 | XT0089:3 | PANEL A (JB70) | 23.B4
XT0111:20 | SC | ESTOPA | WHT | 20 | 40.C5 | XT0089:4 | PANEL A (JB70) | 23.C4
XT0111:21 | SC | 24V | WHT | 14 | 44.D5 | XT0002:6 | PANEL A (JB70) | 10.B4
XT0111:22 | SC | 0V | WHT | 14 | 44.D5 | XT0003:6 | PANEL A (JB70) | 10.B4
XT0111:23 | SC | KA087511 | WHT | 20 | 42.A5 | KA0875:11 | PANEL A (JB70) | 42.A5
XT0111:24 | SC | 009228 | WHT | 20 | 42.A5 | KA0875:A2 | PANEL A (JB70) | 42.A5
XT0111:3 | SC | SH047113 | WHT | 20 | 39.A5 | AF0087:32 | PANEL A (JB70) | 39.A7
XT0111:4 | SC | SH047114 | WHT | 20 | 39.A5 | AF0087:00 | PANEL A (JB70) | 39.A7
XT0111:7 | SC | SH047011 | WHT | 20 | 39.B5 | AF0087:33 | PANEL A (JB70) | 39.B7
XT0111:8 | SC | SH047012 | WHT | 20 | 39.B5 | AF0087:01 | PANEL A (JB70) | 39.B7
XT0111:11 | SC | SH0470X2 | WHT | 20 | 39.B5 | AF0093:06 | PANEL B (JB70) | 39.B7
XT0111:12 | SC | SH0470X1 | WHT | 20 | 39.C5 | AF0093:22 | PANEL B (JB70) | 39.B7
XT0111:17 | SC | SH0472X2 | WHT | 20 | 39.C5 | AF0092:13 | PANEL B (JB70) | 39.C7
XT0111:18 | SC | SH0472X1 | WHT | 20 | 39.C5 | AF0092:29 | PANEL B (JB70) | 39.C7
XT0111:22 | SC | 0V | WHT | 16 | 44.D5 | UJ1100:24V(-) | PANEL B (JB70) | 44.C3
XT0111:24 | SC | 009228 | WHT | 20 | 42.A5 | AF0092:28 | PANEL B (JB70) | 42.A6
XT0111:5 | SC | SH0471X2 | WHT | 20 | 39.A5 | AF0093:15 | PANEL B (JB70) | 39.A7
XT0111:6 | SC | SH0471X1 | WHT | 20 | 39.A5 | AF0093:31 | PANEL B (JB70) | 39.A7
FU1100:LD | SC | FU1100 | WHT | 14 | 44.D3 | AT1100:POS | JB70 DOOR | 44.D3
XT0111:22 | SC | 0V | WHT | 14 | 44.D5 | AT1100:NEG | JB70 DOOR | 44.D3
XT0111:21 | SC | 24V | WHT | 16 | 44.D5 | FU1101:LI | PANEL B (JB70) | 44.C3
SolarTools ver. 24.0.84.24712 (Jul 31, 2025)
Report date: 2/5/2026 1:19 PM

## RIGHT SIDE RAIL (JB72)
RIGHT SIDE RAIL (JB72)
GENERATOR BOX RIGHT SIDE RAIL (JB72)
Project # | 4K551
Project Name | Michigan State University
Revision | C.3
Controls DE | J. UNGER
Phone:
Controls ME
Phone:
From | [5 empty] | To
Device ID | Cable (W) Conductor (SC) Jumper Clip (JC) | Wire No. | Wire ID | Gauge/Size | Page/Zone | Device ID | Location | Page/Zone
GR0141: | SC | GR0141 | GRN/YEL | 14 | 9.A4 | FRAME | RIGHT SIDE RAIL (JB72) | 9.A5
SolarTools ver. 24.0.84.24712 (Jul 31, 2025)
Report date: 2/5/2026 1:19 PM

## Panel Errors
Panel Errors
Project # | 4K551
Project Name | Michigan State University
Revision | C.3
Controls DE | J. UNGER
Phone:
Controls ME
Phone:
From | [6 empty] | To
Device ID | Location | Cable (W) Conductor (SC) Jumper Clip (JC) | Wire ID | Wire No. | Gauge/Size | Page/Zone | Device ID | Location | Page/Zone
FLOATING | PANEL | SC | GRN/YEL | EXCS | 14 | 98.C6 | XT0370:6 | JB72 CONTROL PANEL | 98.C5
SolarTools ver. 24.0.84.24712 (Jul 31, 2025)
Report date: 2/5/2026 1:19 PM

## Cable Part Numbers
Cable Part Numbers |  |  | SolarTools ver. 24.0.84.24712 (Jul 31, 2025)
Project # | 4K551
Report date: 2/5/2026 1:20 PM
Project Name | Michigan State University
Revision | C.3
Controls DE | J. UNGER
Phone:
Controls ME
Phone:
Device ID |  | Part Number |  | Description
WC0101 |  | 1302073-36 |  | CABLE, ETHERNET - 36 INCHES
WC5072 |  | PART OF 1103208-100 |  | CABLE, 2 CONDUCTOR UNSHIELDED PART OF HORN
WC0001 |  | 1302073-36 |  | CABLE, ETHERNET - 36 INCHES
WC0003 |  | 1302073-36 |  | CABLE, ETHERNET - 36 INCHES
WC0007 |  | 1302073-36 |  | CABLE, ETHERNET - 36 INCHES
WC0008 |  | 1302073-36 |  | CABLE, ETHERNET - 36 INCHES
WC0009 |  | 1302073-36 |  | CABLE, ETHERNET - 36 INCHES
WC0010 |  | 1302073-36 |  | CABLE, ETHERNET - 36 INCHES
WC0012 |  | 1302073-36 |  | CABLE, ETHERNET - 36 INCHES
WC0017 |  | 1302073-36 |  | CABLE, ETHERNET - 36 INCHES
WC0018 |  | 1302073-36 |  | CABLE, ETHERNET - 36 INCHES
WC0041 |  | 1302073-36 |  | CABLE, ETHERNET - 36 INCHES
WC0042 |  | 1302073-36 |  | CABLE, ETHERNET - 36 INCHES
WC0045 |  | 1302073-36 |  | CABLE, ETHERNET - 36 INCHES
WC0051 |  | 1302073-36 |  | CABLE, ETHERNET - 36 INCHES
WC00850 |  | 1022941-12 |  | TPE, 1 PAIR TWISTED SHIELDED
WC0607 |  | 1302073-36 |  | CABLE, ETHERNET - 36 INCHES
WC0680 |  | 1302073-36 |  | CABLE
WC0682 |  | 1302073-36 |  | CABLE, ETHERNET - 36 INCHES
WC0683 |  | 1302073-36 |  | CABLE, ETHERNET - 36 INCHES
WC1001 |  | 1098580-25 |  | FIBER OPTIC CABLE, 50/125 MULTI-MODE OM3
WC1003 |  | 1098580-25 |  | FIBER OPTIC CABLE, 50/125 MULTI-MODE OM3
WC1004 |  | 1098580-25 |  | FIBER OPTIC CABLE, 50/125 MULTI-MODE OM3
WC1005 |  | 1098580-25 |  | FIBER OPTIC CABLE, 50/125 MULTI-MODE OM3
WC1242 |  | 1022941-13 |  | TPE, 1 TRIAD TWISTED SHIELDED
WC1243 |  | 1022941-13 |  | TPE, 1 TRIAD TWISTED SHIELDED
WC1244 |  | 1022941-13 |  | TPE, 1 TRIAD TWISTED SHIELDED
WC1245 |  | 1022941-13 |  | TPE, 1 TRIAD TWISTED SHIELDED
WC1246 |  | 1022941-13 |  | TPE, 1 TRIAD TWISTED SHIELDED
WC4524 |  | 1022941-12 |  | TPE, 1 PAIR TWISTED SHIELDED
WC6210C |  | 1022941-12 |  | TPE, 1 PAIR TWISTED SHIELDED
WC6210F |  | 1022941-12 |  | TPE, 1 PAIR TWISTED SHIELDED
WC6211C |  | 1022941-12 |  | TPE, 1 PAIR TWISTED SHIELDED
WC6211F |  | 1022941-12 |  | TPE, 1 PAIR TWISTED SHIELDED
WC6220C |  | 1022941-12 |  | TPE, 1 PAIR TWISTED SHIELDED
WC6220F |  | 1022941-12 |  | TPE, 1 PAIR TWISTED SHIELDED
WC6221C |  | 1022941-12 |  | TPE, 1 PAIR TWISTED SHIELDED
WC6221F |  | 1022941-12 |  | TPE, 1 PAIR TWISTED SHIELDED
WC8009 |  | 1022941-22 |  | TPE, 1 PAIR TWISTED SHIELDED
WC8040 |  | 1322418-90 |  | CABLE, SUPPLIED BY OTHERS
WC8041 |  | 1322418-90 |  | CABLE, SYTSTEM FUNCTION
WC8042 |  | 1322418-90 |  | CABLE, SYTSTEM FUNCTION
WC8050 |  | 1322418-90 |  | CABLE, SUPPLIED BY OTHERS
WC8066 |  | 1022941-22 |  | TPE, 1 PAIR TWISTED SHIELDED
WC8067 |  | 1022941-22 |  | TPE, 1 PAIR TWISTED SHIELDED
WC8069 |  | 1022941-22 |  | TPE, 1 PAIR TWISTED SHIELDED
WC8101 |  | 1022941-32 |  | TPE, 1 PAIR TWISTED SHIELDED
WC8102 |  | 1022941-32 |  | TPE, 1 PAIR TWISTED SHIELDED
WC8201 |  | 1022941-32 |  | TPE, 1 PAIR TWISTED SHIELDED
WC8301 |  | 1022941-32 |  | TPE, 1 PAIR TWISTED SHIELDED

## Part Number List
Part Number List |  | SolarTools ver. 24.0.84.24712 (Jul 31, 2025)
Project # | 4K551
Report date: 2/5/2026 1:20 PM
Project Name | Michigan State University
Revision | C.3
Controls DE | J. UNGER
Phone:
Controls ME
Phone:
Device ID | Part Number | Description | Location
AT1100 | 1577354-4501 | WORKSTATION, VERSA VIEW 1200H | JB70 DOOR
HA0472 | 1103208-101 | HORN, ACOUSTIC DEVICE | JB70 DOOR
HL0171 | 2380746-7 | LIGHT, FIRE SYSTEM AUTO, GREEN | JB70 DOOR
HL0172 | 2380746-7 | LIGHT, FIRE SYSTEM INHIBIT, AMBER | JB70 DOOR
HL0173 | 2380746-7 | LIGHT, FIRE SYSTEM DISCHARGED, RED | JB70 DOOR
SA0170 | 2380746-9 | SELECTOR SWITCH, FIRE SYSTEM AUTO/INHIBIT | JB70 DOOR
SA0471 | 1035040-1652,2380746-2 | SELECTOR SWITCH, SPEED/LOAD | JB70 DOOR
SA0472 | 1035040-125,2380746-2 | SELECTOR SWITCH, VOLTAGE | JB70 DOOR
SA0473 | 1035040-862,2380746-5 | SELECTOR SWITCH, OFF/LOCAL/AUXILIARY | JB70 DOOR
SB0170 | 2380746-10 | PUSHBUTTON SWITCH, MANUAL RELEASE | JB70 DOOR
SB0471 | 1035040-119,2380746-1 | PUSHBUTTON SWITCH, HORN SILENCE | JB70 DOOR
SB0472 | 1035040-32,2380746-4 | PUSHBUTTON SWITCH, EMERGENCY STOP | JB70 DOOR
SB0473 | 1035040-120,2380746-1 | PUSHBUTTON SWITCH, ACKNOWLEDGE | JB70 DOOR
SB0474 | 1035040-856,2380746-1 | PUSHBUTTON SWITCH, RESET | JB70 DOOR
SH0470 | 1035040-108,2380746-3 | LIGHTED SWITCH, STOP/STOPPING, RED | JB70 DOOR
SH0471 | 1035040-103,2380746-3 | LIGHTED SWITCH, START/STARTING, GREEN | JB70 DOOR
SH0472 | 1035040-106,2380746-3 | LIGHTED SWITCH, BACKUP SYSTEM ACTIVE/RESET, AMBER | JB70 DOOR
AT0170 | 1056244-29 | CONTROLLER, EAGLE QUANTUM PREMIER | JB70 FG&E PANEL
GR0171 | 903849C1 | RAIL GROUND, DIN RAIL GROUNDING | JB70 FG&E PANEL
RR1751 | 912137C1 | RESISTOR, 10K OHM | JB70 FG&E PANEL
RR1756 | 912137C1 | RESISTOR, 10K OHM | JB70 FG&E PANEL
RR1757 | 912137C1 | RESISTOR, 10K OHM | JB70 FG&E PANEL
RR1758 | 912137C1 | RESISTOR, 10K OHM | JB70 FG&E PANEL
UV0170 | 1056244-2 | POWER SUPPLY, EAGLE QUANTUM PREMIER | JB70 FG&E PANEL
VD1756 | 960592C1 | DIODE, 15 pF | JB70 FG&E PANEL
VD1757 | 960592C1 | DIODE, 15 pF | JB70 FG&E PANEL
VD1758 | 960592C1 | DIODE, 15 pF | JB70 FG&E PANEL
XT0173 | 1066730-7,1066730-8,1067996-4 | TERMINAL BLOCK, SPRING, 4 CONDUCTOR,30-12 AWG (0.05-3.31 MM2),NON-IS | JB70 FG&E PANEL
AT0175 | 1056244-5 | 8 CHANNEL ED I/O, EAGLE QUANTUM PREMIER | JB70 LEFT SIDE RAIL
AT0176 | 1056244-5 | 8 CHANNEL ED I/O, EAGLE QUANTUM PREMIER | JB70 LEFT SIDE RAIL
AT0178 | 1056244-5 | 8 CHANNEL ED I/O, EAGLE QUANTUM PREMIER | JB70 LEFT SIDE RAIL
FU0170 | 1043265-1,1043265-5 | FUSE, 10A | JB70 LEFT SIDE RAIL
FU0171 | 1043265-1,1043265-5 | FUSE, 10A | JB70 LEFT SIDE RAIL
FU0172 | 1043265-1,1043265-3 | FUSE, 2A | JB70 LEFT SIDE RAIL
FU0294 | 1043265-1,1043265-5 | FUSE, 10A | JB70 LEFT SIDE RAIL
FU0295 | 1043265-1,1043265-5 | FUSE, 10A | JB70 LEFT SIDE RAIL
FU0535 | 1043265-1,1043265-7 | FUSE, 20A | JB70 LEFT SIDE RAIL
GR0431 | 903849C1 | RAIL GROUND, DIN RAIL GROUNDING | JB70 LEFT SIDE RAIL
KA0145 | 1061979-1 | RELAY, AC PRE/POST PUMP DRIVE | JB70 LEFT SIDE RAIL
KA0172 | 1061979-1 | RELAY, FIRE DETECTED (CUSTOMER) | JB70 LEFT SIDE RAIL
KA0174 | 1061979-1 | RELAY, GAS DETECTED (CUSTOMER) | JB70 LEFT SIDE RAIL
KA0176 | 1061979-1 | RELAY, VENTILATION REQUIRED | JB70 LEFT SIDE RAIL
KA0177 | 1061979-1 | RELAY, VENTILATION REQUIRED | JB70 LEFT SIDE RAIL
KA0178 | 1061979-1 | RELAY, LOCAL HORN CONTROL (EQP) | JB70 LEFT SIDE RAIL
KA0179 | 1061979-1 | RELAY, VENTILATION REQUIRED | JB70 LEFT SIDE RAIL
KA0246 | 1061979-1 | RELAY, NO FIRE DETECTED | JB70 LEFT SIDE RAIL
KA0247 | 1061979-1 | RELAY, NO FIRE DECTECTED | JB70 LEFT SIDE RAIL
KA0249 | 1061979-1 | RELAY, NO GAS DETECTED | JB70 LEFT SIDE RAIL
KA0254 | 1061979-1 | RELAY, NO FIRE DECTECTED | JB70 LEFT SIDE RAIL
KA0255 | 1061979-1 | RELAY, CONTROLLER ACTIVE | JB70 LEFT SIDE RAIL
KA6510 | 1061979-1 | RELAY, FIRE SYSTEM AUTO/INHIBIT | JB70 LEFT SIDE RAIL
RR1755 | 912137C1 | RESISTOR, 10K OHM | JB70 LEFT SIDE RAIL
RR1764 | 912137C1 | RESISTOR, 10K OHM | JB70 LEFT SIDE RAIL
RR1765 | 912137C1 | RESISTOR, 10K OHM | JB70 LEFT SIDE RAIL
RR1767 | 912137C1 | RESISTOR, 10K OHM | JB70 LEFT SIDE RAIL
RR1788 | 912137C1 | RESISTOR, 10K OHM | JB70 LEFT SIDE RAIL
VD1788 | 960592C1 | DIODE, 15 pF | JB70 LEFT SIDE RAIL
XT0170 | 1066730-7,1066730-8,1067996-4 | TERMINAL BLOCK, SPRING, 4 CONDUCTOR,30-12 AWG (0.05-3.31 MM2),NON-IS | JB70 LEFT SIDE RAIL
XT0171 | 1066730-7,1066730-8,1067996-4 | TERMINAL BLOCK, SPRING, 4 CONDUCTOR,30-12 AWG (0.05-3.31 MM2),NON-IS | JB70 LEFT SIDE RAIL
XT0535 | 1066730-7,1066730-8,1067996-4 | TERMINAL BLOCK, SPRING, 4 CONDUCTOR,30-12 AWG (0.05-3.31 MM2),NON-IS | JB70 LEFT SIDE RAIL
XT0536 | 1066730-7,1066730-8,1067996-4 | TERMINAL BLOCK, SPRING, 4 CONDUCTOR,30-12 AWG (0.05-3.31 MM2),NON-IS | JB70 LEFT SIDE RAIL
AF0400 | 1322418-31,1322418-40,1322418-72,1322418-73 | 1444-TSCX02-02RB, 2-CH TACHOMETER INPUT^DYNAMIX 1444 VIBRATION | JB70 VIBRATION PANEL
AF0410 | 1322418-11,1322418-20,1322418-70,1322418-71 | 1444-DYN04-01RA, 4-CH VIBRATION INPUT^DYNAMIX 1444 VIBRATION | JB70 VIBRATION PANEL
AF0420 | 1322418-11,1322418-20,1322418-70,1322418-71 | 1444-DYN04-01RA, 4-CH VIBRATION INPUT^DYNAMIX 1444 VIBRATION | JB70 VIBRATION PANEL
AF0450 | 1322418-11,1322418-20,1322418-70,1322418-71 | 1444-DYN04-01RA, 4-CH VIBRATION INPUT^DYNAMIX 1444 VIBRATION | JB70 VIBRATION PANEL
FU0410 | 1043265-1,1043265-4 | FUSE, 5A | JB70 VIBRATION PANEL
XT0400 | 1066730-1,1066730-2,1067996-4 | TERMINAL STRIP, 4 CONDUCTOR | JB70 VIBRATION PANEL
XT0401 | 1066730-7,1066730-8,1067996-4 | TERMINAL BLOCK, SPRING, 4 CONDUCTOR,30-12 AWG (0.05-3.31 MM2),NON-IS | JB70 VIBRATION PANEL
AF0121 | 2684693-17,2684693-24 | 5094-OB16XT, 16 DISCRETE OUTPUT | JB72 CONTROL PANEL
AF0122 | 2684693-17,2684693-23 | 5094-IB16XT, 16 DISCRETE INPUT | JB72 CONTROL PANEL
AF0123 | 2684693-19,2684693-33 | 5094-IY8XT, 8 ANALOG INPUT, TC/RTD/ I&V | JB72 CONTROL PANEL
AF0181 | 2684693-17,2684693-25 | 5094-OB8XT, 8 DISCRETE OUTPUT | JB72 CONTROL PANEL
AF0182 | 2684693-17,2684693-23 | 5094-IB16XT, 16 DISCRETE INPUT | JB72 CONTROL PANEL
AF0183 | 2684693-18,2684693-28 | 5094-IB16SXT, 16 DISCRETE INPUT, S | JB72 CONTROL PANEL
AF0184 | 2684693-19,2684693-33 | 5094-IY8XT, 8 ANALOG INPUT,TC/RTD/I&V | JB72 CONTROL PANEL
AF0185 | 2684693-18,2684693-27 | 5094-OF8IHXT, 8 ANALOG OUTPUT, ISOLATED | JB72 CONTROL PANEL
AF0186 | 2684693-17,2684693-25 | 5094-OB8XT, 8 DISCRETE OUTPUT | JB72 CONTROL PANEL
AT0140 | 2769310-1,2769310-4 | MODULE, DESC-250 | JB72 CONTROL PANEL
AU0120 | 2684693-22 | 5094-AENTRXT, FLEX 5000 I/O | JB72 CONTROL PANEL
AU0180 | 2684693-22 | 5094-AENTRXT, FLEX 5000 I/O | JB72 CONTROL PANEL
FU0120 | 1043265-1,1043265-5 | FUSE, 10A | JB72 CONTROL PANEL
FU0121 | 1043265-1,1043265-5 | FUSE, 10A | JB72 CONTROL PANEL
FU0122 | 1043265-1,1043265-6 | FUSE, 15A | JB72 CONTROL PANEL
FU0180 | 1043265-1,1043265-5 | FUSE, 10A | JB72 CONTROL PANEL
FU0181 | 1043265-1,1043265-5 | FUSE, 10A | JB72 CONTROL PANEL
FU0182 | 1043265-1,1043265-5 | FUSE, 10A | JB72 CONTROL PANEL
FU0183 | 1043265-1,1043265-6 | FUSE, 15A | JB72 CONTROL PANEL
FU0313 | 1043265-1,1043265-7 | FUSE, 20A | JB72 CONTROL PANEL
FU0314 | 1043265-1,1043265-7 | FUSE, 20A | JB72 CONTROL PANEL
FU0332 | 1043265-1,1043265-7 | FUSE, 20A | JB72 CONTROL PANEL
FU0333 | 1043265-1,1043265-4 | FUSE, 5A | JB72 CONTROL PANEL
FU0334 | 1043265-1,1043265-4 | FUSE, 5A | JB72 CONTROL PANEL
GR0140 | 903849C1 | RAIL GROUND, DIN RAIL GROUNDING | JB72 CONTROL PANEL
GR0142 | 903849C1 | RAIL GROUND, DIN RAIL GROUNDING | JB72 CONTROL PANEL
GR0143 | 903849C1 | RAIL GROUND, DIN RAIL GROUNDING | JB72 CONTROL PANEL
GR0144 | 903849C1 | RAIL GROUND, DIN RAIL GROUNDING | JB72 CONTROL PANEL
IEG0140 | 232941-110 | BUS BAR, DRIVEN - INSTRUMENT EARTH GROUNDING | JB72 CONTROL PANEL
KA0121 | 1061979-1 | RELAY, AUTOMATIC CLOSE CIRCUIT BREAKER | JB72 CONTROL PANEL
KA0123 | 1061979-1 | RELAY, CGCM #1 ENABLED | JB72 CONTROL PANEL
KA0128 | 1061979-1 | RELAY, GENERATOR TRIP SUMMARY CIRCUIT BREAKER | JB72 CONTROL PANEL
KA0180 | 1061979-1 | RELAY, 90% SPEED | JB72 CONTROL PANEL
KA0181 | 1061979-1 | RELAY, TURBINE RUNNING STATUS | JB72 CONTROL PANEL
KA0182 | 1061979-1 | RELAY, WHRS PURGE FLOW ESTABLISHED | JB72 CONTROL PANEL
KA0183 | 1061979-1 | RELAY, WHRS READY | JB72 CONTROL PANEL
KA0185 | 1061979-1 | RELAY, PERMISSIVE CLOSE CIRCUIT BREAKER | JB72 CONTROL PANEL
KA0188 | 1061979-1 | RELAY, SOLONOX MODE ACTIVE | JB72 CONTROL PANEL
KA0189 | 1061979-1 | RELAY, GTG READY TO START | JB72 CONTROL PANEL
KA0190 | 1061979-1 | RELAY, CT IGNITION | JB72 CONTROL PANEL
KA0191 | 1061979-1 | RELAY, CT TRIP 1 | JB72 CONTROL PANEL
KA0192 | 1061979-1 | RELAY, CT TRIP 2 | JB72 CONTROL PANEL
KA0193 | 1061979-1 | RELAY, CT TRIP 3 | JB72 CONTROL PANEL
KA0194 | 1061979-1 | RELAY, NO COMBUSTION TRIP | JB72 CONTROL PANEL
KA0195 | 1061979-1 | RELAY, CT RUNNING | JB72 CONTROL PANEL
KA0310 | 1061979-1 | RELAY, CGCM #1 FAULT | JB72 CONTROL PANEL
KA0313 | 1076251-1,1076251-2 | RELAY, PMG INPUT #1 | JB72 CONTROL PANEL
KA0314 | 1076251-1,1076251-2 | RELAY, PMG INPUT #1 | JB72 CONTROL PANEL
KA0330 | 1061979-1 | RELAY, CLOSED CIRCUIT BREAKER | JB72 CONTROL PANEL
KA0331 | 1061979-1 | RELAY, MAIN UTILITY BREAKER AUXILIARY CONTACT CLOSED | JB72 CONTROL PANEL
KA0332 | 1061979-1 | RELAY, CLOSE CONTROL CIRCUIT BREAKER | JB72 CONTROL PANEL
KA0333 | 1061979-1 | RELAY, TRIP CONTROL CIRCUIT BREAKER | JB72 CONTROL PANEL
KA0335 | 1061979-1 | RELAY, NO EMERGENCY SHUTDOWN SUMMARY | JB72 CONTROL PANEL
KA0336 | 1061979-1 | RELAY, CONTROLLER ACTIVE | JB72 CONTROL PANEL
KA4100 | 1061979-1 | RELAY, GENERATOR HEATER DISABLED | JB72 CONTROL PANEL
PEG0140 | 232941-110 | BUS BAR, DRIVEN - POWER EARTH GROUNDING | JB72 CONTROL PANEL
XT0120 | 1066730-7,1066730-8,1067996-4 | TERMINAL BLOCK, SPRING, 4 CONDUCTOR,30-12 AWG (0.05-3.31 MM2),NON-IS | JB72 CONTROL PANEL
XT0180 | 1066730-7,1066730-8,1067996-4 | TERMINAL BLOCK, SPRING, 4 CONDUCTOR,30-12 AWG (0.05-3.31 MM2),NON-IS | JB72 CONTROL PANEL
XT0181 | 1066730-7,1066730-8,1067996-4 | TERMINAL BLOCK, SPRING, 4 CONDUCTOR,30-12 AWG (0.05-3.31 MM2),NON-IS | JB72 CONTROL PANEL
XT0313 | 1066730-7,1066730-8,1067996-4 | TERMINAL BLOCK, SPRING, 4 CONDUCTOR,30-12 AWG (0.05-3.31 MM2),NON-IS | JB72 CONTROL PANEL
XT0335 | 1066730-7,1066730-8,1067996-4 | TERMINAL BLOCK, SPRING, 4 CONDUCTOR,30-12 AWG (0.05-3.31 MM2),NON-IS | JB72 CONTROL PANEL
XT0336 | 1066730-7,1066730-8,1067996-4 | TERMINAL BLOCK, SPRING, 4 CONDUCTOR,30-12 AWG (0.05-3.31 MM2),NON-IS | JB72 CONTROL PANEL
XT0337 | 1066730-7,1066730-8,1067996-4 | TERMINAL BLOCK, SPRING, 4 CONDUCTOR,30-12 AWG (0.05-3.31 MM2),NON-IS | JB72 CONTROL PANEL
XT0338 | 1066730-7,1066730-8,1067996-4 | TERMINAL BLOCK, SPRING, 4 CONDUCTOR,30-12 AWG (0.05-3.31 MM2),NON-IS | JB72 CONTROL PANEL
XT0339 | 1066730-7,1066730-8,1067996-4 | TERMINAL BLOCK, SPRING, 4 CONDUCTOR,30-12 AWG (0.05-3.31 MM2),NON-IS | JB72 CONTROL PANEL
XT0350 | 1066730-16,1066730-17,1066730-18 | TERMINAL STRIP, 2 CONDUCTOR | JB72 CONTROL PANEL
XT0351 | 1066730-7,1066730-8,1067996-4 | TERMINAL BLOCK, SPRING, 4 CONDUCTOR,30-12 AWG (0.05-3.31 MM2),NON-IS | JB72 CONTROL PANEL
XT0352 | 1066730-16,1066730-17,1066730-18 | TERMINAL STRIP, 2 CONDUCTOR | JB72 CONTROL PANEL
XT0353 | 1066730-7,1066730-8,1067996-4 | TERMINAL BLOCK, SPRING, 4 CONDUCTOR,30-12 AWG (0.05-3.31 MM2),NON-IS | JB72 CONTROL PANEL
XT0354 | 1066730-7,1066730-8,1067996-4 | TERMINAL BLOCK, SPRING, 4 CONDUCTOR,30-12 AWG (0.05-3.31 MM2),NON-IS | JB72 CONTROL PANEL
XT0355 | 1066730-7,1066730-8,1067996-4 | TERMINAL BLOCK, SPRING, 4 CONDUCTOR,30-12 AWG (0.05-3.31 MM2),NON-IS | JB72 CONTROL PANEL
XT0360 | 1066730-7,1066730-8,1067996-4 | TERMINAL BLOCK, SPRING, 4 CONDUCTOR,30-12 AWG (0.05-3.31 MM2),NON-IS | JB72 CONTROL PANEL
XT0370 | 1066730-7,1066730-8,1067996-4 | TERMINAL BLOCK, SPRING, 4 CONDUCTOR,30-12 AWG (0.05-3.31 MM2),NON-IS | JB72 CONTROL PANEL
XT0525 | 1066730-7,1066730-8,1067996-4 | TERMINAL BLOCK, SPRING, 4 CONDUCTOR,30-12 AWG (0.05-3.31 MM2),NON-IS | JB72 CONTROL PANEL
AF0500 | 1322418-31,1322418-40,1322418-72,1322418-73 | 1444-TSCX02-02RB, 2-CH TACHOMETER INPUT^DYNAMIX 1444 VIBRATION | JB72 VIBRATION PANEL
AF0510 | 1322418-11,1322418-20,1322418-70,1322418-71 | 1444-DYN04-01RA, 4-CH VIBRATION INPUT^DYNAMIX 1444 VIBRATION | JB72 VIBRATION PANEL
FU0510 | 1043265-1,1043265-4 | FUSE, 5A | JB72 VIBRATION PANEL
XT0500 | 1066730-1,1066730-2,1067996-4 | TERMINAL STRIP, 4 CONDUCTOR | JB72 VIBRATION PANEL
XT0501 | 1066730-7,1066730-8,1067996-4 | TERMINAL BLOCK, SPRING, 4 CONDUCTOR,30-12 AWG (0.05-3.31 MM2),NON-IS | JB72 VIBRATION PANEL
GR0145 | 903849C1 | RAIL GROUND, DIN RAIL GROUNDING | LEFT SIDE RAIL (JB72)
CCKA0190 | CUSTOMER DEFINED | CUSTOMER INPUT, CT IGNITION | PANEL
CCKA0191 | CUSTOMER DEFINED | CUSTOMER INPUT, CT TRIP 1 | PANEL
CCKA0192 | CUSTOMER DEFINED | CUSTOMER INPUT, CT TRIP 2 | PANEL
CCKA0193 | CUSTOMER DEFINED | CUSTOMER INPUT, CT TRIP 3 | PANEL
CCKA0194 | CUSTOMER DEFINED | CUSTOMER INPUT, NO COMBUSTION TRIP | PANEL
CCKA0195 | CUSTOMER DEFINED | CUSTOMER INPUT, CT RUNNING | PANEL
CCUV0031 | CUSTOMER DEFINED | CUSTOMER CONNECTION, 100-240VAC 90-340VDC | PANEL
CCXI7004 | CUSTOMER_DEFINED | CUSTOMER OUTPUT, GROSS MW^0-15MW | PANEL
KA7365 | CUSTOMER DEFINED | CONTACT, CUSTOMER TRIP 1 | PANEL
KA7366 | CUSTOMER DEFINED | CONTACT, CUSTOMER TRIP 2 | PANEL
KA7367 | CUSTOMER DEFINED | CONTACT, CUSTOMER TRIP 3 | PANEL
AF0081 | 2684693-18,2684693-28 | 5094-IB16SXT, 16 DISCRETE INPUT, S | PANEL A (JB70)
AF0082 | 2684693-17,2684693-23 | 5094-IB16XT, 16 DISCRETE INPUT | PANEL A (JB70)
AF0083 | 2684693-19,2684693-33 | 5094-IY8XT, 8 ANALOG INPUT,TC/RTD/I&V | PANEL A (JB70)
AF0084 | 2684693-19,2684693-33 | 5094-IY8XT, 8 ANALOG INPUT, TC/RTD/ I&V | PANEL A (JB70)
AF0085 | 2684693-18,2684693-56 | 5094-IF8IHXT, 8 ANALOG INPUT, ISOLATED | PANEL A (JB70)
AF0086 | 2684693-18,2684693-56 | 5094-IF8IHXT, 8 ANALOG INPUT, ISOLATED | PANEL A (JB70)
AF0087 | 2684693-17,2684693-23 | 5094-IB16XT, 16 DISCRETE INPUT | PANEL A (JB70)
AU0080 | 2684693-22 | 5094-AENTRXT, FLEX 5000 I/O | PANEL A (JB70)
FU0011 | 1043265-1,1043265-7 | FUSE, 20A | PANEL A (JB70)
FU0012 | 1043265-1,1043265-5 | FUSE, 10A | PANEL A (JB70)
FU0013 | 1043265-1,1043265-5 | FUSE, 10A | PANEL A (JB70)
FU0014 | 1043265-1,1043265-5 | FUSE, 10A | PANEL A (JB70)
FU0015 | 1043265-1,1043265-5 | FUSE, 10A | PANEL A (JB70)
FU0016 | 1043265-1,1043265-5 | FUSE, 10A | PANEL A (JB70)
FU0017 | 1043265-1,1043265-5 | FUSE, 10A | PANEL A (JB70)
FU0018 | 1043265-1,1043265-5 | FUSE, 10A | PANEL A (JB70)
FU0020 | 1043265-1,1043265-7 | FUSE, 20A | PANEL A (JB70)
FU0031 | 1043265-1,1043265-9 | FUSE, 30A | PANEL A (JB70)
FU0032 | 1043265-1,1043265-9 | FUSE, 30A | PANEL A (JB70)
FU0080 | 1043265-1,1043265-6 | FUSE, 15A | PANEL A (JB70)
FU0081 | 1043265-1,1043265-5 | FUSE, 10A | PANEL A (JB70)
FU0136 | 1043265-1,1043265-9 | FUSE, 30A | PANEL A (JB70)
FU0137 | 1043265-1,1043265-7 | FUSE, 20A | PANEL A (JB70)
FU0139 | 1043265-1,1043265-4 | FUSE, 5A | PANEL A (JB70)
FU0387 | 1043265-1,1043265-4 | FUSE, 5A | PANEL A (JB70)
FU0388 | 1043265-1,1043265-4 | FUSE, 5A | PANEL A (JB70)
FU0389 | 1043265-1,1043265-3 | FUSE, 2A | PANEL A (JB70)
GR0131 | 903849C1 | RAIL GROUND, DIN RAIL GROUNDING | PANEL A (JB70)
GR0132 | 903849C1 | RAIL GROUND, DIN RAIL GROUNDING | PANEL A (JB70)
GR0133 | 903849C1 | RAIL GROUND, DIN RAIL GROUNDING | PANEL A (JB70)
GR0135 | 903849C1 | RAIL GROUND, DIN RAIL GROUNDING | PANEL A (JB70)
GR0680 | 903849C1 | RAIL GROUND, DIN RAIL GROUNDING | PANEL A (JB70)
IEG0010 | 232941-300 | BUS BAR, PANEL A - INSTRUMENT EARTH GROUNDING | PANEL A (JB70)
KA0130 | 1061979-1 | RELAY, LOWSPEED/OPEN PROBE SETPOINT | PANEL A (JB70)
KA0131 | 1061979-1 | RELAY, CONTROLLER ACTIVE | PANEL A (JB70)
KA0132 | 1061979-1 | RELAY, CONTROLLER ACTIVE | PANEL A (JB70)
KA0133 | 1061979-1 | RELAY, POST LUBE NOT REQUIRED | PANEL A (JB70)
KA0134 | 1061979-1 | RELAY, BACKUP COMMAND OFF | PANEL A (JB70)
KA0135 | 1061979-1 | RELAY, AC PRE/POST PUMP DRIVE | PANEL A (JB70)
KA0136 | 1061979-1 | RELAY, LUBE OIL HEADER^PRESSURE HIGH | PANEL A (JB70)
KA0137 | 1061979-1 | RELAY, LUBE PUMP INHIBIT | PANEL A (JB70)
KA0138 | 1061979-1 | RELAY, BACKUP LUBE OIL PUMP OFF | PANEL A (JB70)
KA0141 | 1061979-1 | RELAY, CONTROLLER ACTIVE | PANEL A (JB70)
KA0230 | 1061979-1 | RELAY, CONTROLLER ACTIVE | PANEL A (JB70)
KA0231 | 1061979-1 | RELAY, CONTROLLER ACTIVE | PANEL A (JB70)
KA0232 | 1061979-1 | RELAY, CONTROLLER ACTIVE | PANEL A (JB70)
KA0236 | 1061979-1 | RELAY, NO EMERGENCY SHUTDOWN SUMMARY | PANEL A (JB70)
KA0239 | 1061979-1 | RELAY, NO EMERGENCY SHUTDOWN SUMMARY | PANEL A (JB70)
KA0240 | 1061979-1 | RELAY, NO EMERGENCY SHUTDOWN SUMMARY | PANEL A (JB70)
KA0241 | 1061979-1 | RELAY, BACKUP SYSTEM RESET | PANEL A (JB70)
KA0242 | 1061979-1 | RELAY, BACKUP SYSTEM RESET | PANEL A (JB70)
KA0243 | 1061979-1 | RELAY, NO FIRE DETECTED | PANEL A (JB70)
KA0244 | 1061979-1 | RELAY, NO FIRE DETECTED | PANEL A (JB70)
KA0245 | 1061979-1 | RELAY, NO GAS DETECTED | PANEL A (JB70)
KA0875 | 1061979-1 | RELAY, LOCAL HORN CONTROL (PLC) | PANEL A (JB70)
KA3103 | 1061979-1 | RELAY, LUBE OIL TANK HEATER | PANEL A (JB70)
KA3220 | 1061979-1 | RELAY, LUBE OIL COOLER FAN | PANEL A (JB70)
KA3221 | 1061979-1 | RELAY, LUBE OIL COOLER FAN #2 | PANEL A (JB70)
KA3420 | 1061979-1 | RELAY, GENERATOR JACKING OIL | PANEL A (JB70)
KA419811 | 1061979-1 | RELAY, ENCLOSURE LOUVER POWER DISABLE | PANEL A (JB70)
KA419812 | 1061979-1 | RELAY, ENCLOSURE LOUVER POWER DISABLE | PANEL A (JB70)
KA6211 | 1061979-1 | RELAY, DRIVER ENCLOSURE^VENT FAN #1 | PANEL A (JB70)
KA6221 | 1061979-1 | RELAY, DRIVEN ENCLOSURE^VENT FAN #1 | PANEL A (JB70)
KT0140 | 2651077-1 | TIMER RELAY, BACKUP PUMP^POST LUBE OFF CYCLE | PANEL A (JB70)
KT0141 | 2651077-1 | TIMER RELAY, BACKUP POST LUBE CONTINUOUS | PANEL A (JB70)
KT0142 | 2651077-1 | TIMER RELAY, TOTAL POST LUBE | PANEL A (JB70)
KT0143 | 2651077-1 | TIMER RELAY, BACKUP PUMP POST LUBE ON CYCLE | PANEL A (JB70)
KT0144 | 2651077-1 | TIMER RELAY, HEADER PRESSURE HIGH^BACKUP PUMP OFF | PANEL A (JB70)
KT0145 | 2651077-1 | TIMER RELAY, FIRE DETECTED ROLLDOWN LUBE | PANEL A (JB70)
KT0146 | 2651077-3 | TIMER RELAY, WATCHDOG | PANEL A (JB70)
PC0470 | 2271605-1 | TIMER/COUNTER, ENGINE HOUR / START COUNTER | PANEL A (JB70)
PEG0130 | 232941-300 | BUS BAR, PANEL A - POWER EARTH GROUNDING | PANEL A (JB70)
RR0941 | 981090C1 | RESISTOR, 3.01K OHM | PANEL A (JB70)
RR0942 | 981089C1 | RESISTOR, 1.0K OHM | PANEL A (JB70)
UA1200 | 1053834-11 | BUOS MODULE, BACKUP OVERSPEED | PANEL A (JB70)
UJ0031 | 1286570-1 | POWER CONVERTER, AC/DC INPUT TO 28V DC OUTPUT | PANEL A (JB70)
UJ0131 | 1286570-1 | POWER CONVERTER, AC/DC INPUT TO 28V DC OUTPUT | PANEL A (JB70)
XT0002 | 1066730-16,1066730-17,1066730-18 | TERMINAL STRIP, 2 CONDUCTOR | PANEL A (JB70)
XT0003 | 1066730-16,1066730-17,1066730-18 | TERMINAL STRIP, 2 CONDUCTOR | PANEL A (JB70)
XT0011 | 1066730-16,1066730-17,1066730-18 | TERMINAL STRIP, 2 CONDUCTOR | PANEL A (JB70)
XT0012 | 1066730-16,1066730-17,1066730-18 | TERMINAL STRIP, 2 CONDUCTOR | PANEL A (JB70)
XT0014 | 1247052-1 | BUS BAR, SYSTEM FUNCTION (USE) | PANEL A (JB70)
XT0020 | 1066730-16,1066730-17,1066730-18 | TERMINAL STRIP, 2 CONDUCTOR | PANEL A (JB70)
XT0032 | 1066730-16 | TERMINAL STRIP, 2 CONDUCTOR | PANEL A (JB70)
XT0033 | 1066730-16 | TERMINAL STRIP, 2 CONDUCTOR | PANEL A (JB70)
XT0080 | 1066730-7,1066730-8,1067996-4 | TERMINAL BLOCK, SPRING, 4 CONDUCTOR,30-12 AWG (0.05-3.31 MM2),NON-IS | PANEL A (JB70)
XT0081 | 1066730-7,1066730-8,1067996-4 | TERMINAL BLOCK, SPRING, 4 CONDUCTOR,30-12 AWG (0.05-3.31 MM2),NON-IS | PANEL A (JB70)
XT0082 | 1066730-7,1066730-8,1067996-4 | TERMINAL BLOCK, SPRING, 4 CONDUCTOR,30-12 AWG (0.05-3.31 MM2),NON-IS | PANEL A (JB70)
XT0084 | 1066730-7,1066730-8,1067996-4 | TERMINAL BLOCK, SPRING, 4 CONDUCTOR,30-12 AWG (0.05-3.31 MM2),NON-IS | PANEL A (JB70)
XT0086 | 1066730-7 | TERMINAL BLOCK, SPRING, 4 CONDUCTOR,30-12 AWG (0.05-3.31 MM2),NON-IS | PANEL A (JB70)
XT0089 | 1066730-7,1066730-8,1067996-4 | TERMINAL BLOCK, SPRING, 4 CONDUCTOR,30-12 AWG (0.05-3.31 MM2),NON-IS | PANEL A (JB70)
XT4198 | 1066730-7 | TERMINAL BLOCK, SPRING, 4 CONDUCTOR,30-12 AWG (0.05-3.31 MM2),NON-IS | PANEL A (JB70)
XT41981P | 1066730-7,1066730-8,1067996-4 | TERMINAL BLOCK, SPRING, 4 CONDUCTOR,30-12 AWG (0.05-3.31 MM2),NON-IS | PANEL A (JB70)
XT41982P | 1066730-7 | TERMINAL BLOCK, SPRING, 4 CONDUCTOR,30-12 AWG (0.05-3.31 MM2),NON-IS | PANEL A (JB70)
AF0061 | 2684693-17,2684693-25 | 5094-OB8XT, 8 DISCRETE OUTPUT | PANEL B (JB70)
AF0062 | 2684693-17,2684693-25 | 5094-OB8XT, 8 DISCRETE OUTPUT | PANEL B (JB70)
AF0063 | 2684693-17,2684693-23 | 5094-IB16XT, 16 DISCRETE INPUT | PANEL B (JB70)
AF0064 | 2684693-18,2684693-30 | 5094-IF4IHSXT, 4 ANALOG INPUT, S | PANEL B (JB70)
AF0065 | 2684693-18,2684693-30 | 5094-IF4IHSXT, 4 ANALOG INPUT, S | PANEL B (JB70)
AF0066 | 2684693-18,2684693-27 | 5094-OF8IHXT, 8 ANALOG OUTPUT, ISOLATED | PANEL B (JB70)
AF0067 | 2684693-17,2684693-25 | 5094-OB8XT, 8 DISCRETE OUTPUT | PANEL B (JB70)
AF0068 | 2684693-21,2684693-36 | 5094-IRT8SXT, 8 RTD/TC ANALOG INPUT, S | PANEL B (JB70)
AF0071 | 2684693-18,2684693-32 | 5094-IJ2ISXT, 2 FAST COUNTER INPUT, S | PANEL B (JB70)
AF0072 | 2684693-18,2684693-30 | 5094-IF4IHSXT, 4 ANALOG INPUT, S | PANEL B (JB70)
AF0073 | 2684693-21,2684693-36 | 5094-IRT8SXT, 8 RTD/TC ANALOG INPUT, S | PANEL B (JB70)
AF0074 | 2684693-18,2684693-56 | 5094-IF8IHXT, 8 ANALOG INPUT, ISOLATED | PANEL B (JB70)
AF0075 | 2684693-18,2684693-30 | 5094-IF4IHSXT, 4 ANALOG INPUT, S | PANEL B (JB70)
AF0076 | 2684693-18,2684693-55 | 5094-OB16SXT, 16 DISCRETE OUTPUT, S | PANEL B (JB70)
AF0077 | 2684693-19,2684693-33 | 5094-IY8XT, 8 ANALOG INPUT, TC/RTD/ I&V | PANEL B (JB70)
AF0091 | 2684693-17,2684693-23 | 5094-IB16XT, 16 DISCRETE INPUT | PANEL B (JB70)
AF0092 | 2684693-17,2684693-24 | 5094-OB16XT, 16 DISCRETE OUTPUT | PANEL B (JB70)
AF0093 | 2684693-17,2684693-24 | 5094-OB16XT, 16 DISCRETE OUTPUT | PANEL B (JB70)
AF0094 | 2684693-19,2684693-33 | 5094-IY8XT, 8 ANALOG INPUT,TC/RTD/I&V | PANEL B (JB70)
AF0095 | 2684693-17,2684693-25 | 5094-OB8XT, 8 DISCRETE OUTPUT | PANEL B (JB70)
AF0096 | 2684693-18,2684693-56 | 5094-IF8IHXT, 8 ANALOG INPUT, ISOLATED | PANEL B (JB70)
AF0097 | 2684693-18,2684693-27 | 5094-OF8IHXT, 8 ANALOG OUTPUT, ISOLATED | PANEL B (JB70)
AT0680 | 1634974-100 | GATEWAY MODULE, TURBOTRONIC GATEWAY | PANEL B (JB70)
AU0060 | 2684693-22 | 5094-AENTRXT, FLEX 5000 I/O | PANEL B (JB70)
AU0070 | 2684693-22 | 5094-AENTRXT, FLEX 5000 I/O | PANEL B (JB70)
AU0090 | 2684693-22 | 5094-AENTRXT, FLEX 5000 I/O | PANEL B (JB70)
BA1100 | 1337728-10 | SWITCH, ETAP, DLR INTERFACE | PANEL B (JB70)
BA1130 | 1271449-1 | MEDIA CONVERTER, ETHERNET-FIBER OPTIC | PANEL B (JB70)
BA1150 | 1271449-1 | MEDIA CONVERTER, ETHERNET-FIBER OPTIC | PANEL B (JB70)
BA1160 | 1271449-1 | MEDIA CONVERTER, ETHERNET-FIBER OPTIC | PANEL B (JB70)
BAINSCON-IN | 1271449-1 | MEDIA CONVERTER, ETHERNET-FIBER OPTIC | PANEL B (JB70)
FU0010 | 1043265-1,1043265-5 | FUSE, 10A | PANEL B (JB70)
FU0060 | 1043265-1,1043265-6 | FUSE, 15A | PANEL B (JB70)
FU0061 | 1043265-1,1043265-5 | FUSE, 10A | PANEL B (JB70)
FU0062 | 1043265-1,1043265-5 | FUSE, 10A | PANEL B (JB70)
FU0063 | 1043265-1,1043265-5 | FUSE, 10A | PANEL B (JB70)
FU0064 | 1043265-1,1043265-5 | FUSE, 10A | PANEL B (JB70)
FU0070 | 1043265-1,1043265-5 | FUSE, 10A | PANEL B (JB70)
FU0076 | 1043265-1,1043265-5 | FUSE, 10A | PANEL B (JB70)
FU0090 | 1043265-1,1043265-5 | FUSE, 10A | PANEL B (JB70)
FU0091 | 1043265-1,1043265-5 | FUSE, 10A | PANEL B (JB70)
FU0092 | 1043265-1,1043265-5 | FUSE, 10A | PANEL B (JB70)
FU0093 | 1043265-1,1043265-5 | FUSE, 10A | PANEL B (JB70)
FU0094 | 1043265-1,1043265-5 | FUSE, 10A | PANEL B (JB70)
FU0100 | 1043265-1,1043265-4 | FUSE, 5A | PANEL B (JB70)
FU0113 | 1043265-1,1043265-5 | FUSE, 10A | PANEL B (JB70)
FU0114 | 1043265-1,1043265-5 | FUSE, 10A | PANEL B (JB70)
FU0115 | 1043265-1,1043265-4 | FUSE, 5A | PANEL B (JB70)
FU0210 | 1043265-1,1043265-7 | FUSE, 20A | PANEL B (JB70)
FU0212 | 1043265-1,1043265-3 | FUSE, 2A | PANEL B (JB70)
FU0213 | 1043265-1,1043265-3 | FUSE, 2A | PANEL B (JB70)
FU0214 | 1043265-1,1043265-3 | FUSE, 2A | PANEL B (JB70)
FU0215 | 1043265-1,1043265-3 | FUSE, 2A | PANEL B (JB70)
FU0216 | 1043265-1,1043265-3 | FUSE, 2A | PANEL B (JB70)
FU0217 | 1043265-1,1043265-3 | FUSE, 2A | PANEL B (JB70)
FU0680 | 1043265-1,1043265-4 | FUSE, 5A | PANEL B (JB70)
FU1101 | 1043265-1,1043265-3 | FUSE, 2A | PANEL B (JB70)
GR0231 | 903849C1 | RAIL GROUND, DIN RAIL GROUNDING | PANEL B (JB70)
GR0233 | 903849C1 | RAIL GROUND, DIN RAIL GROUNDING | PANEL B (JB70)
GR0341 | 903849C1 | RAIL GROUND, DIN RAIL GROUNDING | PANEL B (JB70)
IEG0230 | 232941-300 | BUS BAR, PANEL B - INSTRUMENT EARTH GROUNDING | PANEL B (JB70)
KA0221 | 1061979-1 | RELAY, PRIMARY GAS FUEL SHUTOFF VALVE | PANEL B (JB70)
KA0222 | 1061979-1 | RELAY, SECONDARY GAS FUEL SHUTOFF VALVE | PANEL B (JB70)
KA0233 | 1061979-1 | RELAY, CONTROLLER ACTIVE | PANEL B (JB70)
KA0234 | 1061979-1 | RELAY, CONTROLLER ACTIVE | PANEL B (JB70)
KA0235 | 1061979-1 | RELAY, NO EMERGENCY SHUTDOWN SUMMARY | PANEL B (JB70)
KA0237 | 1061979-1 | RELAY, NO EMERGENCY SHUTDOWN SUMMARY | PANEL B (JB70)
KA0251 | 1061979-1 | RELAY, NO EMERGENCY SHUTDOWN SUMMARY | PANEL B (JB70)
KA0769 | 1061979-1 | RELAY, EMERGENCY SHUTDOWN ACTIVE | PANEL B (JB70)
KA1020 | 1061979-1 | RELAY, IGNITION START | PANEL B (JB70)
KA2160 | 1061979-1 | RELAY, CLOSE GAS BLOCK VALVE | PANEL B (JB70)
KA2161 | 1061979-1 | RELAY, OPEN GAS BLEED VALVE | PANEL B (JB70)
UJ1100 | 1088442-4 | POWER CONVERTER, DC/DC INPUT TO 24V DC OUTPUT | PANEL B (JB70)
XT0060 | 1066730-7 | TERMINAL BLOCK, SPRING, 4 CONDUCTOR,30-12 AWG (0.05-3.31 MM2),NON-IS | PANEL B (JB70)
XT0062 | 1066730-7,1066730-8,1067996-4 | TERMINAL BLOCK, SPRING, 4 CONDUCTOR,30-12 AWG (0.05-3.31 MM2),NON-IS | PANEL B (JB70)
XT0237 | 1066730-10,1066730-9,1067996-4 | DIODE TERMINAL STRIP, 4 CONDUCTOR | PANEL B (JB70)
XT0680 | 1066730-32,1066730-7,1066730-8 | TERMINAL BLOCK, SPRING, 4 CONDUCTOR,30-12 AWG (0.05-3.31 MM2),NON-IS | PANEL B (JB70)
XT0769 | 1066730-7 | TERMINAL BLOCK, SPRING, 4 CONDUCTOR,30-12 AWG (0.05-3.31 MM2),NON-IS | PANEL B (JB70)
XT1020 | 1066730-7 | TERMINAL BLOCK, SPRING, 4 CONDUCTOR,30-12 AWG (0.05-3.31 MM2),NON-IS | PANEL B (JB70)
XT1021 | 1066730-7 | TERMINAL BLOCK, SPRING, 4 CONDUCTOR,30-12 AWG (0.05-3.31 MM2),NON-IS | PANEL B (JB70)
AP0601 | 1089241-20 | MODULE, BLANK FILLER | PLC PANEL (JB70)
AP0602 | 1089241-40 | 1756-EN2TRXT, ETHERNET | PLC PANEL (JB70)
AP0603 | 1089241-40 | 1756-EN2TRXT, ETHERNET | PLC PANEL (JB70)
AP0604 | 1089241-15 | MVI 56-MNETXT, ETHERNET/MODBUS | PLC PANEL (JB70)
AP0605 | 1089241-20 | MODULE, BLANK FILLER | PLC PANEL (JB70)
AP0606 | 1089241-20 | MODULE, BLANK FILLER | PLC PANEL (JB70)
AP0607 | 1089241-15 | MVI 56-MNETXT, ETHERNET/MODBUS | PLC PANEL (JB70)
AP0608 | 1089241-20 | MODULE, BLANK FILLER | PLC PANEL (JB70)
AP0609 | 1089241-36 | 1756-EN2TXT, ETHERNET | PLC PANEL (JB70)
AR0600 | 1089241-42 | RACK CHASSIS, 1756-A10XT (10 SLOT) | PLC PANEL (JB70)
AT0600 | 1089241-43 | CONTROLLER ^GUARDLOGIX, 1756-CONTROLLER | PLC PANEL (JB70)
BA0060 | 1098580-24 | CLOSET CONNECTOR HOUSING, LC CONNECTORS, 24 FIBER, MULTIMODE | PLC PANEL (JB70)
UV0600 | 1089241-28 | POWER SUPPLY, RSLOGIX CHASSIS | PLC PANEL (JB70)
FU1100 | 1043265-1,1043265-5 | FUSE, 10A | RIGHT SIDE RAIL (JB70)
GR0532 | 903849C1 | RAIL GROUND, DIN RAIL GROUNDING | RIGHT SIDE RAIL (JB70)
XT0111 | 1066730-7,1066730-8,1067996-4 | TERMINAL BLOCK, SPRING, 4 CONDUCTOR,30-12 AWG (0.05-3.31 MM2),NON-IS | RIGHT SIDE RAIL (JB70)
GR0141 | 903849C1 | RAIL GROUND, DIN RAIL GROUNDING | RIGHT SIDE RAIL (JB72)