## Blue Labels
(SHT 1) JB70 | (SHT 10) HPC PNL | (SHT 11) BOP PNL | (SHT 12) JB130 | (SHT 13) PROX,TURB | (SHT 14) JB352 | (SHT 15) MEDIA CONVERTER | (SHT 2) RAIL,LEFT,JB70 | (SHT 3) RAIL,RIGHT,JB70 | (SHT 4) PLC | (SHT 5) PANEL A | (SHT 6) PANEL B | (SHT 8) RAIL,LEFT,JB73 | (SHT 9) RAIL,RIGHT,JB73
AT1100 | WC8058 | FU0182 | UJ0031 | UA1263 | UA4473 | GR1123 | XTFGC | BA0001 | UV0600 | FU0081 | PC0470 | XT0007 | XT0845
SB0471 | GR0163 | XT0140 | UJ0131 | UA1211 | UA4461 | GR1125 | GR0431 | BA0002 | AT0600 | FU0137 | FU0210 | FU1212 | XTFGD
SB0473 | AF1206 | XT0572 | FU0019 | UA1210 | UA4460 | XT1100 |  | BA0009 | AP0601 | XT0080 | FU0060 | FU2108 | GR4462
SB0474 | AF1205 | XT0573 | XT0011 | UA1262 | UA4471 | XT1123 |  | XT0111 | AP0602 | XT0081 | FU0100 | XT0121
SH0470 | AF1204 | KA0540 | XTFGE | UA1221 | UA4470 | FU1123 |  | FU1101 | AP0603 | XT0082 | FU0113 | XT0336
SH0471 | AF1203 | KA0541 | XTFGE | UA1220 | UA4462 | FU1124 |  | FU1100 | AP0604 | FU0090 | FU0114 | XT0335
SH0472 | AF1202 | KA0535 | GR0031 | UA1231 | GR4470 | FU1125 |  | BA1100 | AP0605 | FU0091 | FU0115 | FU0332
SA0473 | AF1201 | KA0536 | FU0131 | UA1230 |  | IEG1123 |  | UJ0231 | AP0606 | FU0092 | FU0061 | GR4460
SA0471 | AU1200 | KA0531 | FU0031 | GR1210 |  | BA0005 |  | GR0234 | AP0607 | FU0093 | FU0062
SA0474 | AF1207 | KA0532 | XT0015 | UA1273 |  | BA0010 |  | XTFGB | AP0608 | FU0094 | FU0063
HA0472 | AF1208 | KA0533 | XT0016 | UA1241 |  | BA0006 |  | GR0532 | AP0609 | KA0910 | FU0064
SB0472 | AF1209 | KA0534 | XTFGF | UA1240 |  | BA1123 |  |  | AR0600 | AF0091 | XT0062
| AF1210 | KA0537 | GR0137 | UA1251 |  |  |  |  | BA0070 | AF0092 | XT0060
| AF1211 | KA0543 | XT0014 | UA1250 |  |  |  |  | AT0680 | AF0093 | KA0241
| AF1212 | KA0551 | FU0011 | UA1272 |  |  |  |  | FU0680 | AF0094 | KA0242
| AF1213 | KA0553 | FU0012 | UA1520 |  |  |  |  | XT0680 | AF0095 | KA0235
| GR0161 | KA0554 | FU0013 | XT1521 |  |  |  |  | GR0680 | XTFGE090 | KA0236
| IEG0073 | KA0555 | FU0014 | XT1520 | [5 empty] | XT3220 | KA0237
| FU0510 | KA0542 | FU0015 | GR1211 | [5 empty] | GR0133 | KA0239
| XT0510 | KA0550 | FU0016 | [6 empty] | AU0080 | KA0240
| AF0520 | KA0552 | FU0017 | [6 empty] | AF0081 | KA0251
| AF0510 | KA0557 | FU0018 | [6 empty] | AF0082 | XT0237
| AF0500 | KA0558 | XT0012 | [6 empty] | AF0083 | AF0068
| XT0500 | KA0559 | XT0013 | [6 empty] | AF0084 | AF0067
| XT0120 | KA0560 | XTFGH | [6 empty] | AF0085 | AF0066
| FU0122 | KA0573 | GR0136 | [6 empty] | AF0086 | AF0065
| FU0121 | KT0577 | [7 empty] | AF0087 | AF0064
| FU0120 | KT0576 | [7 empty] | XT0003 | AF0063
| KA4401 | KT0575 | [7 empty] | XT0002 | AF0062
| KA0120 | KT0574 | [7 empty] | KA2160 | AF0061
| KA0577 | KT0573 | [7 empty] | KA2161 | AU0060
| XT0240 | KT0572 | [7 empty] | KA0135 | GR0231
| GR0162 | KT0571 | [7 empty] | KA3103 | XT0051
|  | GR0181 | [7 empty] | GR0134 | FU0021
|  | FU0180 | [7 empty] | FU0010 | FU0022
|  | FU0181 | [7 empty] | FU0080 | FU0029
|  | AU0140 | [7 empty] | FU0139 | FU0070
|  | AF0141 | [7 empty] | FU0387 | FU0076
|  | AF0142 | [7 empty] | FU0388 | KA0222
|  | AF0143 | [7 empty] | FU0389 | KA0221
|  | AF0144 | [7 empty] | FU0340 | KA1020
|  | AF0145 | [7 empty] | FU0341 | XTFGE070
|  | AF0146 | [7 empty] | XT0089 | AU0070
|  | XT0574 | [7 empty] | KT0140 | AF0071
|  | GR0182 | [7 empty] | KT0141 | AF0072
|  | FU0146 | [7 empty] | KT0142 | AF0073
|  | FU0140 | [7 empty] | KT0143 | AF0074
|  | FU0141 | [7 empty] | KT0144 | AF0075
|  | FU0142 | [7 empty] | KT0145 | AF0076
|  | FU0143 | [7 empty] | KT0146 | AF0077
|  | AU0180 | [7 empty] | KA0131 | GR0233
|  | AF0181 | [7 empty] | KA0132 | XT0400
|  | AF0182 | [7 empty] | KA0141 | XT0401
|  | AF0183 | [7 empty] | KA0230 | FU0410
|  | AF0184 | [7 empty] | KA0231 | AF0400
|  | AF0185 | [7 empty] | KA0232 | AF0410
|  | KA1260 | [7 empty] | KA0233 | AF0420
|  | BA1212 | [7 empty] | KA0234 | AF0430
|  | GR0183 | [7 empty] | KA0243 | AF0450
[10 empty] | KA0244 | XTFGE060
[10 empty] | KA0133 | KA0224
[10 empty] | KA0136 | IEG0230
KA0138
KA0130
KA0134
KA0137
KA0245
XT0084
GR0132
AU0090
UA1200
PEG0130
IEG0010

## White Labels
(SHT 11) BOP PNL | (SHT 11) BOP PNL - (SHT 10) HPC PNL | (SHT 10) HPC PNL | (SHT 12) JB130 | (SHT 14) JB352 | (SHT 1) JB70 - (SHT 5) PANEL A | (SHT 15) MEDIA CONVERTER | (SHT 5) PANEL A | (SHT 5) PANEL A - (SHT 6) PANEL B | (SHT 6) PANEL B | (SHT 6) PANEL B - (SHT 4) PLC | (SHT 6) PANEL B - (SHT 3) RAIL,RIGHT,JB70 | (SHT 4) PLC
0V | AF0145SH | AF1204G | GR0031 | GR4470 | AT1100G | GR1125 | AF0083G | IEG00104 | AF0064G | IEG02306 | IEG02307 | UV0600G
AF0143SH | AF0185SH | AF1205G | GR0136 |  |  | IEG11231 | AF0084G | IEG02300 | AF0065G
AF0144SH | IEG00733 | AF1206G | GR0137 |  |  |  | AF0085G |  | AF0066G
AU0140G | IEG00734 | AF1208G |  |  |  |  | AF0086SH |  | AF0068SH
AU0180G |  | AF1209G |  |  |  |  | AF0094SH |  | AF0071G
FU0182 |  | AF1210G |  |  |  |  | AU0080G |  | AF0072G
|  | AF1211G |  |  |  |  | AU0090G |  | AF0073G
|  | AF1212G |  |  |  |  | IEG001012 |  | AF0074G
|  | AF1213G |  |  |  |  | IEG001013 |  | AF0075G
|  | AF1213SH |  |  |  |  | IEG00106 |  | AF0077SH
|  | AU1200G | [6 empty] | AU0060G
|  | IEG00731 | [6 empty] | AU0070G
|  | IEG00732 | [6 empty] | IEG02303
|  | IEG00735 | [6 empty] | IEG02308
|  | XT05001 | [6 empty] | XT04001
XT04002

## Heat Shrink Labels
(SHT 5) PANEL A - (SHT 6) PANEL B
WC4524

## BOP PNL
BOP PNL
BALANCE OF PLANT PANEL, JB73
Project # | 4K931
Project Name | NORTHERN NATURAL GAS COMPANY
Revision | B.4
Controls DE | S. LOPEZ
Phone:
Controls ME | H. MEDRANO
Phone:
From | [5 empty] | To
Device ID | Cable (W) Conductor (SC) Jumper Clip (JC) | Wire No. | Wire ID | Gauge/Size | Page/Zone | Device ID | Location | Page/Zone
XT0140:1 | JC | 0V | CLIP | --- | 32.A1 | XT0140:2 | BOP PNL | 32.B1
XT0140:2 | JC | 0V | CLIP | --- | 32.B1 | XT0140:3 | BOP PNL | 32.B1
XT0140:3 | JC | 0V | CLIP | --- | 32.B1 | XT0140:4 | BOP PNL | 32.D1
XT0140:4 | JC | 0V | CLIP | --- | 32.D1 | XT0140:5 | BOP PNL | 32.D1
XT0140:5 | JC | 0V | CLIP | --- | 32.D1 | XT0140:6 | BOP PNL | 32.D1
AF0182:01 | SC | JP4 | VIO | 20 | 34.A7 | AF0182:33 | BOP PNL | 34.A7
AF0141:00 | SC | KA055014 | WHT | 20 | 112.A7 | KA0550:14 | BOP PNL | 112.A6
AF0141:02 | SC | KA055214 | WHT | 20 | 112.C7 | KA0552:14 | BOP PNL | 112.C6
AF0141:04 | SC | KA055114 | WHT | 20 | 115.A7 | KA0551:14 | BOP PNL | 115.A6
AF0141:06 | SC | KA055314 | WHT | 20 | 115.B7 | KA0553:14 | BOP PNL | 115.C6
AF0141:08 | SC | 014108 | WHT | 20 | 117.A7 | KA0555:11 | BOP PNL | 117.A6
AF0141:12 | SC | 014112 | WHT | 20 | 117.C7 | KA0554:11 | BOP PNL | 117.C6
AF0141:14 | SC | KA053111 | WHT | 20 | 111.A7 | KA0531:11 | BOP PNL | 111.A5
AF0141:16 | SC | SV76212 | WHT | 20 | 112.A7 | XT0572:3 | BOP PNL | 112.A4
AF0141:20 | SC | SV76412 | WHT | 20 | 115.A7 | XT0572:5 | BOP PNL | 115.A4
AF0141:32 | SC | KA054011 | WHT | 20 | 112.A7 | KA0540:11 | BOP PNL | 112.A5
AF0141:36 | SC | KA054111 | WHT | 20 | 115.A7 | KA0541:11 | BOP PNL | 115.A5
AF0141:COM | SC | 0V | WHT | 16 | 32.B2 | XT0140:2 | BOP PNL | 32.B1
AF0141:J | SC | * |  |  | 32.B2 | AF0142:P | BOP PNL | 32.B3
AF0141:V+ | SC | FU0141 | WHT | 16 | 32.B2 | FU0141:LD | BOP PNL | 32.B1
AF0142:06 | SC | ZSO76012 | WHT | 20 | 117.B7 | XT0572:7 | BOP PNL | 117.B5
AF0142:07 | SC | ZSC76112 | WHT | 20 | 111.B7 | XT0572:2 | BOP PNL | 111.B5
AF0142:22 | SC | 014222 | WHT | 20 | 117.B7 | KT0575:A2 | BOP PNL | 117.B5
AF0142:23 | SC | KT0571A2 | WHT | 20 | 111.B7 | KT0571:A2 | BOP PNL | 111.B6
AF0142:COM | SC | AF0142N | WHT | 16 | 32.B3 | AF0143:COM | BOP PNL | 32.B3
AF0142:COM | SC | AU0140N | WHT | 16 | 32.B3 | AU0140:COM | BOP PNL | 32.A2
AF0142:J | SC | * |  |  | 32.B3 | AF0143:P | BOP PNL | 32.B3
AF0142:V+ | SC | AF0142P | WHT | 16 | 32.B3 | AF0143:V+ | BOP PNL | 32.B3
AF0142:V+ | SC | AU0140P | WHT | 16 | 32.B3 | AU0140:V+ | BOP PNL | 32.A2
AF0143:COM | SC | AF0143N | WHT | 16 | 32.B3 | AF0144:COM | BOP PNL | 32.B4
AF0143:J | SC | * |  |  | 32.B3 | AF0144:P | BOP PNL | 32.B4
AF0143:SH | SC | AF0143SH | GRN | 14 | 32.B3 | AF0144:SH | BOP PNL | 32.B4
AF0143:SH | SC | AU0140G | GRN | 14 | 32.B3 | AU0140:GND | BOP PNL | 32.A2
AF0143:V+ | SC | AF0143P | WHT | 16 | 32.B3 | AF0144:V+ | BOP PNL | 32.B4
AF0144:COM | SC | AF0144N | WHT | 16 | 32.B4 | AF0145:COM | BOP PNL | 32.B5
AF0144:J | SC | * |  |  | 32.B4 | AF0145:P | BOP PNL | 32.B5
AF0144:SH | SC | AF0144SH | GRN | 14 | 32.B4 | AF0145:SH | BOP PNL | 32.B5
AF0144:V+ | SC | AF0144P | WHT | 16 | 32.B4 | AF0145:V+ | BOP PNL | 32.B5
AF0145:J | SC | * |  |  | 32.B5 | AF0146:P | BOP PNL | 32.B5
AF0146:12 | SC | 014612 | WHT | 20 | 118.A7 | KA0532:14 | BOP PNL | 118.A5
AF0146:COM | SC | 0V | GRN | 14 | 32.B5 | XT0140:3 | BOP PNL | 32.B1
AF0146:V+ | SC | FU0142 | WHT | 16 | 32.B5 | FU0142:LD | BOP PNL | 32.B1
AF0181:00 | SC | 018100 | WHT | 20 | 113.A7 | KA0533:21 | BOP PNL | 113.A5
AF0181:02 | SC | 018102 | WHT | 20 | 114.A7 | KA0558:11 | BOP PNL | 114.A6
AF0181:04 | SC | 018104 | WHT | 20 | 114.C7 | KA0560:11 | BOP PNL | 114.C6
AF0181:06 | SC | 018106 | WHT | 20 | 116.A7 | KA0557:11 | BOP PNL | 116.A6
AF0181:08 | SC | 018108 | WHT | 20 | 116.C7 | KA0559:11 | BOP PNL | 116.C6
AF0181:10 | SC | KA1260A1 | WHT | 20 | 36.A6 | KA1260:A1 | BOP PNL | 36.A6
AF0181:18 | SC | SV76232 | WHT | 20 | 114.A7 | XT0572:10 | BOP PNL | 114.A4
AF0181:22 | SC | SV76432 | WHT | 20 | 116.A7 | XT0572:12 | BOP PNL | 116.A4
AF0181:26 | SC | KA1260A2 | WHT | 20 | 36.A6 | KA1260:A2 | BOP PNL | 36.A6
AF0181:34 | SC | 018134 | WHT | 20 | 114.A7 | KA0542:11 | BOP PNL | 114.A5
AF0181:38 | SC | 018138 | WHT | 20 | 116.A7 | KA0543:11 | BOP PNL | 116.A5
AF0181:COM | SC | 0V | WHT | 16 | 32.C2 | XT0140:4 | BOP PNL | 32.D1
AF0181:J | SC | * |  |  | 32.C2 | AF0182:P | BOP PNL | 32.C3
AF0181:V+ | SC | FU0181 | WHT | 16 | 32.C2 | FU0181:LD | BOP PNL | 32.D1
AF0182:05 | SC | ZSC76122 | WHT | 20 | 113.B7 | XT0572:9 | BOP PNL | 113.B5
AF0182:08 | SC | ZSC76432 | WHT | 20 | 116.B7 | XT0572:13 | BOP PNL | 116.B4
AF0182:12 | SC | ZSC76232 | WHT | 20 | 114.B7 | XT0572:11 | BOP PNL | 114.B4
AF0182:21 | SC | 018221 | WHT | 20 | 113.B7 | KT0574:A2 | BOP PNL | 113.B6
AF0182:24 | SC | 018224 | WHT | 20 | 116.B7 | KT0577:A2 | BOP PNL | 116.B6
AF0182:28 | SC | 018228 | WHT | 20 | 114.B7 | KT0576:A2 | BOP PNL | 114.B6
AF0182:COM | SC | AF0182N | WHT | 16 | 32.C3 | AF0183:COM | BOP PNL | 32.C3
AF0182:COM | SC | AU0180N | WHT | 16 | 32.C3 | AU0180:COM | BOP PNL | 32.C2
AF0182:J | SC | * |  |  | 32.C3 | AF0183:P | BOP PNL | 32.C3
AF0182:V+ | SC | AF0182P | WHT | 16 | 32.C3 | AF0183:V+ | BOP PNL | 32.C3
AF0182:V+ | SC | AU0180P | WHT | 16 | 32.C3 | AU0180:V+ | BOP PNL | 32.C2
AF0183:04 | SC | ZSC76212 | WHT | 20 | 112.B7 | XT0572:4 | BOP PNL | 112.B4
AF0183:05 | SC | ZSC76412 | WHT | 20 | 115.B7 | XT0572:6 | BOP PNL | 115.B4
AF0183:20 | SC | KT0572A2 | WHT | 20 | 112.B7 | KT0572:A2 | BOP PNL | 112.B6
AF0183:21 | SC | KT0573A2 | WHT | 20 | 115.B7 | KT0573:A2 | BOP PNL | 115.B6
AF0183:COM | SC | AF0183N | WHT | 16 | 32.C3 | AF0185:COM | BOP PNL | 32.C5
AF0183:J | SC | * |  |  | 32.C3 | AF0184:P | BOP PNL | 32.C4
AF0183:V+ | SC | AF0183P | WHT | 16 | 32.C3 | AF0185:V+ | BOP PNL | 32.C5
AF0184:00 | SC | KA0550A1 | WHT | 20 | 112.C7 | KA0550:A1 | BOP PNL | 112.C6
AF0184:01 | SC | KA0552A1 | WHT | 20 | 112.D7 | KA0552:A1 | BOP PNL | 112.D6
AF0184:02 | SC | KA0551A1 | WHT | 20 | 115.C7 | KA0551:A1 | BOP PNL | 115.C6
AF0184:03 | SC | KA0553A1 | WHT | 20 | 115.C7 | KA0553:A1 | BOP PNL | 115.C6
AF0184:04 | SC | KA0555A1 | WHT | 20 | 117.D7 | KA0555:A1 | BOP PNL | 117.D6
AF0184:05 | SC | KA0554A1 | WHT | 20 | 117.D7 | KA0554:A1 | BOP PNL | 117.D6
AF0184:06 | SC | 018406 | WHT | 20 | 114.C7 | KA0558:A1 | BOP PNL | 114.C6
AF0184:07 | SC | 018407 | WHT | 20 | 114.D7 | KA0560:A1 | BOP PNL | 114.D6
AF0184:08 | SC | 018408 | WHT | 20 | 116.C7 | KA0557:A1 | BOP PNL | 116.C6
AF0184:09 | SC | 018409 | WHT | 20 | 116.C7 | KA0559:A1 | BOP PNL | 116.C6
AF0184:16 | SC | KA0550A2 | WHT | 20 | 112.C7 | KA0550:A2 | BOP PNL | 112.C6
AF0184:17 | SC | KA0552A2 | WHT | 20 | 112.D7 | KA0552:A2 | BOP PNL | 112.D6
AF0184:18 | SC | KA0551A2 | WHT | 20 | 115.C7 | KA0551:A2 | BOP PNL | 115.C6
AF0184:19 | SC | KA0553A2 | WHT | 20 | 115.C7 | KA0553:A2 | BOP PNL | 115.C6
AF0184:20 | SC | KA0555A2 | WHT | 20 | 117.D7 | KA0555:A2 | BOP PNL | 117.D6
AF0184:21 | SC | KA0554A2 | WHT | 20 | 117.D7 | KA0554:A2 | BOP PNL | 117.D6
AF0184:22 | SC | 018422 | WHT | 20 | 114.C7 | KA0558:A2 | BOP PNL | 114.C6
AF0184:23 | SC | 018423 | WHT | 20 | 114.D7 | KA0560:A2 | BOP PNL | 114.D6
AF0184:24 | SC | 018424 | WHT | 20 | 116.C7 | KA0557:A2 | BOP PNL | 116.C6
AF0184:25 | SC | 018425 | WHT | 20 | 116.C7 | KA0559:A2 | BOP PNL | 116.C6
AF0184:COM | SC | 0V | WHT | 16 | 32.C4 | XT0140:5 | BOP PNL | 32.D1
AF0184:J | SC | * |  |  | 32.C4 | AF0185:P | BOP PNL | 32.C5
AF0184:V+ | SC | FU0182 | GRN | 14 | 32.C4 | FU0182:LD | BOP PNL | 32.D1
AF0185:SH | SC | AU0180G | GRN | 14 | 32.C5 | AU0180:GND | BOP PNL | 32.C2
AU0140:COM | SC | 0V | WHT | 16 | 32.A2 | XT0140:2 | BOP PNL | 32.B1
AU0140:V+ | SC | FU0140 | WHT | 16 | 32.A2 | FU0140:LD | BOP PNL | 32.B1
AU0180:COM | SC | 0V | WHT | 16 | 32.C2 | XT0140:4 | BOP PNL | 32.D1
AU0180:V+ | SC | FU0180 | WHT | 16 | 32.C2 | FU0180:LD | BOP PNL | 32.D1
FU0140:LI | SC | FU0146 | WHT | 14 | 32.B1 | FU0141:LI | BOP PNL | 32.B1
FU0140:LI | SC | FU0146 | WHT | 14 | 32.B1 | FU0146:LD | BOP PNL | 32.A1
FU0141:LI | SC | FU0146 | WHT | 14 | 32.B1 | FU0142:LI | BOP PNL | 32.B1
FU0142:LI | SC | FU0146 | WHT | 14 | 32.B1 | FU0143:LI | BOP PNL | 32.C1
FU0143:LD | SC | FU0143 | WHT | 16 | 32.C1 | XT0140:9 | BOP PNL | 33.B1
FU0143:LI | SC | FU0146 | WHT | 14 | 32.C1 | FU0180:LI | BOP PNL | 32.D1
FU0180:LI | SC | FU0146 | WHT | 14 | 32.D1 | FU0181:LI | BOP PNL | 32.D1
FU0181:LI | SC | FU0146 | WHT | 14 | 32.D1 | FU0182:LI | BOP PNL | 32.D1
GR0181: | SC | GR0181 | GRN/YEL | 14 | 12.A4 | FRAME | BOP PNL | 12.A4
KA0531:14 | SC | SV76111 | WHT | 20 | 111.A5 | XT0572:1 | BOP PNL | 111.A5
KA0531:21 | SC | KA053121 | WHT | 20 | 112.A5 | KA0550:11 | BOP PNL | 112.A6
KA0531:24 | SC | KA053124 | WHT | 20 | 112.A5 | KA0540:A1 | BOP PNL | 112.A4
KA0531:A1 | SC | ESTOP | WHT | 20 | 33.A3 | KA0532:A1 | BOP PNL | 33.A3
KA0531:A1 | SC | ESTOP | WHT | 20 | 33.A3 | XT0140:8 | BOP PNL | 33.A2
KA0531:A2 | SC | 0V | WHT | 20 | 33.A3 | KA0532:A2 | BOP PNL | 33.A3
KA0531:A2 | SC | 0V | WHT | 20 | 33.A3 | KA0536:A2 | BOP PNL | 33.A3
KA0532:21 | SC | KA053221 | WHT | 20 | 115.A5 | KA0551:11 | BOP PNL | 115.A6
KA0532:24 | SC | KA053224 | WHT | 20 | 115.A5 | KA0541:A1 | BOP PNL | 115.A4
KA0532:A1 | SC | ESTOP | WHT | 20 | 33.A3 | KA0533:A1 | BOP PNL | 33.B3
KA0532:A2 | SC | 0V | WHT | 20 | 33.A3 | KA0533:A2 | BOP PNL | 33.B3
KA0533:11 | SC | FU0143 | WHT | 16 | 33.B2 | XT0140:9 | BOP PNL | 33.B1
KA0533:24 | SC | SV76121 | WHT | 20 | 113.A5 | XT0572:8 | BOP PNL | 113.A5
KA0533:A1 | SC | ESTOP | WHT | 20 | 33.B3 | KA0534:A1 | BOP PNL | 33.B3
KA0533:A2 | SC | 0V | WHT | 20 | 33.B3 | KA0534:A2 | BOP PNL | 33.B3
KA0534:11 | SC | KA055814 | WHT | 20 | 114.A5 | KA0558:14 | BOP PNL | 114.A6
KA0534:14 | SC | KA053414 | WHT | 20 | 114.A5 | KA0542:A1 | BOP PNL | 114.A4
KA0534:21 | SC | KA055714 | WHT | 20 | 116.A5 | KA0557:14 | BOP PNL | 116.A6
KA0534:24 | SC | KA053424 | WHT | 20 | 116.A5 | KA0543:A1 | BOP PNL | 116.A4
KA0534:A1 | SC | ESTOP | WHT | 20 | 33.B3 | KA0537:A1 | BOP PNL | 33.B3
KA0534:A2 | SC | 0V | WHT | 20 | 33.B3 | KA0537:A2 | BOP PNL | 33.B3
KA0535:11 | SC | KA055414 | WHT | 20 | 117.C6 | KA0554:14 | BOP PNL | 117.C6
KA0535:14 | SC | KA053514 | WHT | 20 | 117.C6 | XT0573:3 B2 | BOP PNL | 117.C5
KA0535:21 | SC | KT057516 | WHT | 20 | 117.A5 | KT0575:16 | BOP PNL | 117.A6
KA0535:22 | SC | KA053522 | WHT | 20 | 117.A5 | XT0574:1 T2 | BOP PNL | 117.A5
KA0535:A1 | SC | KA0131A1 | WHT | 20 | 33.A3 | KA0536:A1 | BOP PNL | 33.A3
KA0535:A1 | SC | KA0131A1 | WHT | 20 | 33.A3 | XT0140:7 | BOP PNL | 33.A2
KA0535:A2 | SC | 0V | WHT | 20 | 33.A3 | KA0536:A2 | BOP PNL | 33.A3
KA0535:A2 | SC | 0V | WHT | 20 | 33.A3 | XT0140:6 | BOP PNL | 32.D1
KA0536:11 | SC | KA053621 | WHT | 20 | 117.A6 | KA0555:14 | BOP PNL | 117.A6
KA0536:14 | SC | XT0574B2 | WHT | 20 | 117.A6 | XT0574:1 B2 | BOP PNL | 117.A5
KA0536:21 | SC | KA053611 | WHT | 20 | 117.C5 | XT0573:4 B1 | BOP PNL | 117.C5
KA0536:22 | SC | KA053612 | WHT | 20 | 117.C5 | XT0573:3 T1 | BOP PNL | 117.C5
KA0537:A2 | SC | 0V | WHT | 20 | 33.B3 | KA0573:A2 | BOP PNL | 33.B3
KA0540:21 | SC | ZSC76212 | WHT | 20 | 112.B5 | XT0572:4 | BOP PNL | 112.B4
KA0540:22 | SC | KA054012 | WHT | 20 | 112.B5 | KT0572:A1 | BOP PNL | 112.B6
KA0540:A2 | SC | SV76212 | WHT | 20 | 112.A4 | XT0572:3 | BOP PNL | 112.A4
KA0541:21 | SC | ZSC76412 | WHT | 20 | 115.B5 | XT0572:6 | BOP PNL | 115.B4
KA0541:22 | SC | KA054112 | WHT | 20 | 115.B5 | KT0573:A1 | BOP PNL | 115.B6
KA0541:A2 | SC | SV76412 | WHT | 20 | 115.A4 | XT0572:5 | BOP PNL | 115.A4
KA0542:21 | SC | ZSC76232 | WHT | 20 | 114.B5 | XT0572:11 | BOP PNL | 114.B4
KA0542:22 | SC | KA054222 | WHT | 20 | 114.B5 | KT0576:A1 | BOP PNL | 114.B6
KA0542:A2 | SC | SV76232 | WHT | 20 | 114.A4 | XT0572:10 | BOP PNL | 114.A4
KA0543:21 | SC | ZSC76432 | WHT | 20 | 116.B5 | XT0572:13 | BOP PNL | 116.B4
KA0543:22 | SC | KA054322 | WHT | 20 | 116.B5 | KT0577:A1 | BOP PNL | 116.B6
KA0543:A2 | SC | SV76432 | WHT | 20 | 116.A4 | XT0572:12 | BOP PNL | 116.A4
KA0552:11 | SC | KA055211 | WHT | 20 | 112.C6 | XT0573:1 B2 | BOP PNL | 112.C5
KA0553:11 | SC | KA055311 | WHT | 20 | 115.C6 | XT0573:2 B2 | BOP PNL | 115.C5
KA0559:14 | SC | KA055914 | WHT | 20 | 116.C6 | XT0573:6 B2 | BOP PNL | 116.C5
KA0560:14 | SC | KA056014 | WHT | 20 | 114.C6 | XT0573:5 B2 | BOP PNL | 114.C5
KA0573:11 | SC | KA053312 | WHT | 20 | 33.C3 | KT0577:15 | BOP PNL | 33.B3
KA0573:12 | SC | KA057312 | WHT | 20 | 33.C3 | XT0573:7 B2 | BOP PNL | 117.C5
KA0573:12 | SC | KA057312 | WHT | 20 | 33.C3 | XT0573:2 T2 | BOP PNL | 115.C5
KA0573:21 | SC | KT057218 | WHT | 20 | 33.D4 | KT0572:18 | BOP PNL | 33.D3
KA0573:24 | SC | KA057324 | WHT | 20 | 33.D4 | KT0576:25 | BOP PNL | 33.D4
KA0573:A1 | SC | KT057318 | WHT | 20 | 33.B3 | KT0573:18 | BOP PNL | 33.B3
KT0571:A1 | SC | ZSC76112 | WHT | 20 | 111.B6 | XT0572:2 | BOP PNL | 111.B5
KT0572:15 | SC | KA053312 | WHT | 20 | 33.C3 | KT0576:15 | BOP PNL | 33.C3
KT0572:15 | SC | KA053312 | WHT | 20 | 33.D3 | KT0576:15 | BOP PNL | 33.C3
KT0572:16 | SC | KT057216 | WHT | 20 | 33.C3 | XT0573:4 B2 | BOP PNL | 117.C5
KT0572:16 | SC | KT057216 | WHT | 20 | 33.C3 | XT0573:1 T2 | BOP PNL | 112.C5
KT0573:15 | SC | KA053312 | WHT | 20 | 33.B3 | KA0533:12 | BOP PNL | 33.B2
KT0573:15 | SC | KA053312 | WHT | 20 | 33.B3 | KT0577:15 | BOP PNL | 33.B3
KT0574:A1 | SC | ZSC76122 | WHT | 20 | 113.B6 | XT0572:9 | BOP PNL | 113.B5
KT0575:A1 | SC | ZSO76012 | WHT | 20 | 117.B5 | XT0572:7 | BOP PNL | 117.B5
KT0576:16 | SC | KT057616 | WHT | 20 | 33.C3 | XT0573:5 T2 | BOP PNL | 114.C5
KT0576:16 | SC | KT057616 | WHT | 20 | 33.C3 | XT0573:8 T2 | BOP PNL | 117.C5
XT0573:7 B1 | SC | XT057310B1 | WHT | 20 | 117.C5 | XT0573:4 T1 | BOP PNL | 117.C5
XT0573:8 B1 | SC | XT057311B1 | WHT | 20 | 117.C5 | XT0573:7 T1 | BOP PNL | 117.C5
AU0140:L2 | WC0014 | AU0140L2 | ENET | CABLE | 2.B2 | AU0180:L1 | BOP PNL | 2.B2
AU0180:L2 | WC0018 | AU0180L2 | ENET | CABLE | 2.B2 | BA1212:L1 | BOP PNL | 2.B3
AF0145:SH | SC | AF0145SH | GRN | 14 | 32.B5 | IEG0073:8 | HPC PNL | 32.B5
AF0185:SH | SC | AF0185SH | GRN | 14 | 32.C5 | IEG0073:7 | HPC PNL | 32.D5
GR0182: | SC | IEG00733 | GRN | 14 | 12.A4 | IEG0073:3 | HPC PNL | 12.A5
GR0183: | SC | IEG00734 | GRN | 14 | 12.A4 | IEG0073:4 | HPC PNL | 12.A5
KA0573:11 | SC | KA053312 | WHT | 20 | 33.C3 | KA0577:21 | HPC PNL | 33.C3
KA0573:A2 | SC | 0V | WHT | 20 | 33.B3 | KA0577:A2 | HPC PNL | 33.B3
KT0572:15 | SC | KA053312 | WHT | 20 | 33.C3 | KA0577:21 | HPC PNL | 33.C3
KT0575:15 | SC | KA057714 | WHT | 20 | 117.A6 | KA0577:14 | HPC PNL | 33.D5
KT0576:28 | SC | KT057628 | WHT | 20 | 33.D4 | KA0577:11 | HPC PNL | 33.D5
KT0577:18 | SC | KT057718 | WHT | 20 | 33.B3 | KA0577:A1 | HPC PNL | 33.B3
XT0573:6 T2 | SC | KA057722 | WHT | 20 | 116.C5 | KA0577:22 | HPC PNL | 33.C3
XT0573:8 B2 | SC | KA057722 | WHT | 20 | 117.C5 | KA0577:22 | HPC PNL | 33.C3
BA1212:L2 | WC0028 | BA1212L2 | ENET | CABLE | 2.B3 | AF0510:L1 | HPC PNL | 2.B4
AU0140:L1 | WC0006 | AU0060L2 | ENET | CABLE | 2.B2 | AU0060:L2 | PANEL B | 2.B1
BA1212:NEG | SC | UJ0231N2 | WHT | 16 | 7.A2 | XT0007:2 | RAIL,LEFT,JB73 | 7.A4
BA1212:POS | SC | FU1212 | WHT | 16 | 7.A2 | FU1212:LD | RAIL,LEFT,JB73 | 7.A4
FU0146:LI | SC | FU0332 | WHT | 12 | 32.A1 | XT0335:1 | RAIL,LEFT,JB73 | 28.A4
XT0140:1 | SC | 0V | WHT | 14 | 32.A1 | XT0336:1 | RAIL,LEFT,JB73 | 28.A4
SolarTools ver. 24.0.84.24712 (Jul 31, 2025)
Report date: 3/5/2026 2:31 PM

## HPC PNL
HPC PNL
HP COMPRESSOR PANEL,JB73
Project # | 4K931
Project Name | NORTHERN NATURAL GAS COMPANY
Revision | B.4
Controls DE | S. LOPEZ
Phone:
Controls ME | H. MEDRANO
Phone:
From | [5 empty] | To
Device ID | Cable (W) Conductor (SC) Jumper Clip (JC) | Wire No. | Wire ID | Gauge/Size | Page/Zone | Device ID | Location | Page/Zone
XT0120:1 | JC | 0V | CLIP | --- | 29.A1 | XT0120:2 | HPC PNL | 29.B1
XT0120:2 | JC | 0V | CLIP | --- | 29.B1 | XT0120:3 | HPC PNL | 29.D1
XT0510:1 | JC | 0V | CLIP | --- | 31.A1 | XT0510:2 | HPC PNL | 31.C1
XT0240:2 | SC | JP5 | VIO | 20 | 116.D5 | XT0240:1 | HPC PNL | 116.D5
XT0240:4 | SC | JP7 | VIO | 20 | 115.D5 | XT0240:3 | HPC PNL | 115.D5
AF0500:12 | SC | XT05001 | GRN | 16 | 31.A6 | XT0500:1 | HPC PNL | 31.C5
AF0510:32 | SC | XT05001 | GRN | 16 | 31.A5 | XT0500:1 | HPC PNL | 31.C5
AF0510:53 | SC | 0V | WHT | 16 | 31.A5 | XT0510:2 | HPC PNL | 31.C1
AF0510:54 | SC | 0V | WHT | 16 | 31.A5 | AF0520:53 | HPC PNL | 31.A4
AF0510:55 | SC | FU0510 | WHT | 16 | 31.A5 | FU0510:LD | HPC PNL | 31.C1
AF0510:56 | SC | FU0510 | WHT | 16 | 31.A5 | AF0520:55 | HPC PNL | 31.A4
AF0520:32 | SC | XT05001 | GRN | 16 | 31.A4 | XT0500:1 | HPC PNL | 31.C5
AF1201:COM | SC | 0V | WHT | 16 | 29.B2 | XT0120:2 | HPC PNL | 29.B1
AF1201:J | SC | * |  |  | 29.B2 | AF1202:P | HPC PNL | 29.B3
AF1201:P | SC | * |  |  | 29.B2 | AU1200:J | HPC PNL | 29.A2
AF1201:V+ | SC | FU0121 | WHT | 16 | 29.B2 | FU0121:LD | HPC PNL | 29.B1
AF1202:COM | SC | AF1203N | WHT | 16 | 29.B3 | AF1203:COM | HPC PNL | 29.B3
AF1202:COM | SC | AF1202N | WHT | 16 | 29.B3 | AU1200:COM | HPC PNL | 29.A2
AF1202:J | SC | * |  |  | 29.B3 | AF1203:P | HPC PNL | 29.B3
AF1202:V+ | SC | AF1203P | WHT | 16 | 29.B3 | AF1203:V+ | HPC PNL | 29.B3
AF1202:V+ | SC | AF1202P | WHT | 16 | 29.B3 | AU1200:V+ | HPC PNL | 29.A2
AF1203:COM | SC | AF1204N | WHT | 16 | 29.B3 | AF1204:COM | HPC PNL | 29.A4
AF1203:J | SC | * |  |  | 29.B3 | AF1204:P | HPC PNL | 29.A4
AF1203:SH | SC | AF1204G | GRN | 14 | 29.B3 | AF1204:SH | HPC PNL | 29.A4
AF1203:SH | SC | AU1200G | GRN | 14 | 29.B3 | AU1200:GND | HPC PNL | 29.A2
AF1203:V+ | SC | AF1204P | WHT | 16 | 29.B3 | AF1204:V+ | HPC PNL | 29.A4
AF1204:COM | SC | AF1205N | WHT | 16 | 29.A4 | AF1205:COM | HPC PNL | 29.A5
AF1204:J | SC | * |  |  | 29.A4 | AF1205:P | HPC PNL | 29.A5
AF1204:SH | SC | AF1205G | GRN | 14 | 29.A4 | AF1205:SH | HPC PNL | 29.A5
AF1204:V+ | SC | AF1205P | WHT | 16 | 29.A4 | AF1205:V+ | HPC PNL | 29.A5
AF1205:COM | SC | AF1206N | WHT | 16 | 29.A5 | AF1206:COM | HPC PNL | 29.B5
AF1205:J | SC | * |  |  | 29.A5 | AF1206:P | HPC PNL | 29.B5
AF1205:SH | SC | AF1206G | GRN | 14 | 29.A5 | AF1206:SH | HPC PNL | 29.B5
AF1205:V+ | SC | AF1206P | WHT | 16 | 29.A5 | AF1206:V+ | HPC PNL | 29.B5
AF1206:COM | SC | AF1207N | WHT | 16 | 29.B5 | AF1207:COM | HPC PNL | 29.C2
AF1206:SH | SC | AF1208G | GRN | 14 | 29.B5 | AF1208:SH | HPC PNL | 29.C3
AF1206:V+ | SC | AF1207P | WHT | 16 | 29.B5 | AF1207:V+ | HPC PNL | 29.C2
AF1207:00 | SC | PS74303 | WHT | 20 | 116.D7 | XT0240:2 | HPC PNL | 116.D5
AF1207:02 | SC | 120702 | WHT | 20 | 94.A7 | KA4401:14 | HPC PNL | 94.A6
AF1207:08 | SC | PS74313 | WHT | 20 | 115.D7 | XT0240:4 | HPC PNL | 115.D5
AF1207:18 | SC | 120718 | WHT | 20 | 94.A7 | KA4401:A2 | HPC PNL | 94.A5
AF1207:32 | SC | PS74302 | WHT | 20 | 116.D7 | XT0240:1 | HPC PNL | 116.D5
AF1207:34 | SC | PS44012 | WHT | 20 | 94.A7 | KA4401:11 | HPC PNL | 94.A6
AF1207:40 | SC | PS74312 | WHT | 20 | 115.D7 | XT0240:3 | HPC PNL | 115.D5
AF1207:COM | SC | AF1208N | WHT | 16 | 29.C2 | AF1208:COM | HPC PNL | 29.C3
AF1207:J | SC | * |  |  | 29.C2 | AF1208:P | HPC PNL | 29.C3
AF1207:V+ | SC | AF1208P | WHT | 16 | 29.C2 | AF1208:V+ | HPC PNL | 29.C3
AF1208:07 | SC | TE44381 | WHT | 20 | 97.A7 | AF1208:23 | HPC PNL | 97.A7
AF1208:09 | SC | TE44371 | WHT | 20 | 97.B7 | AF1208:25 | HPC PNL | 97.B7
AF1208:11 | SC | TE44181 | WHT | 20 | 97.C7 | AF1208:27 | HPC PNL | 97.C7
AF1208:13 | SC | TE44171 | WHT | 20 | 97.C7 | AF1208:29 | HPC PNL | 97.C7
AF1208:COM | SC | AF1209N | WHT | 16 | 29.C3 | AF1209:COM | HPC PNL | 29.C3
AF1208:J | SC | * |  |  | 29.C3 | AF1209:P | HPC PNL | 29.C3
AF1208:SH | SC | AF1209G | GRN | 14 | 29.C3 | AF1209:SH | HPC PNL | 29.C3
AF1208:V+ | SC | AF1209P | WHT | 16 | 29.C3 | AF1209:V+ | HPC PNL | 29.C3
AF1209:07 | SC | TE44141 | WHT | 20 | 98.A7 | AF1209:23 | HPC PNL | 98.A7
AF1209:09 | SC | TE44131 | WHT | 20 | 98.B7 | AF1209:25 | HPC PNL | 98.B7
AF1209:11 | SC | TE44341 | WHT | 20 | 98.C7 | AF1209:27 | HPC PNL | 98.C7
AF1209:13 | SC | TE44331 | WHT | 20 | 98.C7 | AF1209:29 | HPC PNL | 98.C7
AF1209:COM | SC | AF1210N | WHT | 16 | 29.C3 | AF1210:COM | HPC PNL | 29.C4
AF1209:J | SC | * |  |  | 29.C3 | AF1210:P | HPC PNL | 29.C4
AF1209:SH | SC | AF1210G | GRN | 14 | 29.C3 | AF1210:SH | HPC PNL | 29.C4
AF1209:V+ | SC | AF1210P | WHT | 16 | 29.C3 | AF1210:V+ | HPC PNL | 29.C4
AF1210:COM | SC | AF1211N | WHT | 16 | 29.C4 | AF1211:COM | HPC PNL | 29.C5
AF1210:J | SC | * |  |  | 29.C4 | AF1211:P | HPC PNL | 29.C5
AF1210:SH | SC | AF1211G | GRN | 14 | 29.C4 | AF1211:SH | HPC PNL | 29.C5
AF1210:V+ | SC | AF1211P | WHT | 16 | 29.C4 | AF1211:V+ | HPC PNL | 29.C5
AF1211:COM | SC | AF1212N | WHT | 16 | 29.C5 | AF1212:COM | HPC PNL | 29.C5
AF1211:J | SC | * |  |  | 29.C5 | AF1212:P | HPC PNL | 29.C5
AF1211:SH | SC | AF1212G | GRN | 14 | 29.C5 | AF1212:SH | HPC PNL | 29.C5
AF1211:V+ | SC | AF1212P | WHT | 16 | 29.C5 | AF1212:V+ | HPC PNL | 29.C5
AF1212:COM | SC | AF1213N | WHT | 16 | 29.C5 | AF1213:COM | HPC PNL | 29.C6
AF1212:J | SC | * |  |  | 29.C5 | AF1213:P | HPC PNL | 29.C6
AF1212:SH | SC | AF1213G | GRN | 14 | 29.C5 | AF1213:SH | HPC PNL | 29.C6
AF1212:V+ | SC | AF1213P | WHT | 16 | 29.C5 | AF1213:V+ | HPC PNL | 29.C6
AF1213:SH | SC | AF1213SH | GRN | 14 | 29.C6 | IEG0073:6 | HPC PNL | 29.D6
AU1200:COM | SC | 0V | WHT | 16 | 29.A2 | XT0120:2 | HPC PNL | 29.B1
AU1200:V+ | SC | FU0120 | WHT | 16 | 29.A2 | FU0120:LD | HPC PNL | 29.B1
FU0120:LI | SC | FU0122 | WHT | 14 | 29.B1 | FU0122:LD | HPC PNL | 29.A1
FU0120:LI | SC | FU0122 | WHT | 14 | 29.B1 | FU0121:LI | HPC PNL | 29.B1
FU0121:LI | SC | FU0122 | WHT | 14 | 29.B1 | FU0510:LI | HPC PNL | 31.C1
GR0161: | SC | IEG00732 | GRN | 14 | 12.A4 | IEG0073:2 | HPC PNL | 12.A4
GR0162: | SC | GR0162 | GRN/YEL | 14 | 12.A4 | FRAME | HPC PNL | 12.A5
GR0163: | SC | IEG00731 | GRN | 14 | 12.A4 | IEG0073:1 | HPC PNL | 12.A4
IEG0073:5 | SC | IEG00735 | GRN | 14 | 31.C6 | XT0500:2 | HPC PNL | 31.C5
KA0120:A1 | SC | KA0131A1 | WHT | 20 | 30.B5 | XT0120:4 | HPC PNL | 30.B3
KA0120:A2 | SC | 0V | WHT | 20 | 30.B5 | XT0120:3 | HPC PNL | 29.D1
KA4401:11 | SC | PS44012 | WHT | 20 | 94.A6 | XT0120:5 | HPC PNL | 94.A5
XT0120:3 | SC | 0V | WHT | 14 | 29.D1 | XT0510:1 | HPC PNL | 31.A1
AF0510:L2 | WC0051 | AF0510L2 | ENET | CABLE | 2.B4 | AF0520:L1 | HPC PNL | 2.B5
AF0520:L2 | WC0052 | AF0520L2 | ENET | CABLE | 2.B5 | AU1200:L1 | HPC PNL | 2.B6
AF0500:LBUS | WC8050 | AF0500LBUS | BUS | CABLE | 31.A6 | AF0510:RBUS | HPC PNL | 31.A5
AF0510:LBUS | WC8051 | AF0510LBUS | BUS | CABLE | 31.A5 | AF0520:RBUS | HPC PNL | 31.A4
AF1206:J | WC8058 | AF1206J | CABLE | CABLE | 29.B5 | AF1207:P | HPC PNL | 29.C2
XT0120:5 | WC5031 | PS44012 | WHT | 18 | 94.A5 | XT4875:2 | JB75 | 94.A2
KA4401:A1 | WC5031 | PS44013 | BLK | 18 | 94.A5 | XT4875:3 | JB75 | 94.A2
IEG0073:3 | SC | IEG00733 | GRN | 14 | 12.A5 | GR0182: | BOP PNL | 12.A4
IEG0073:4 | SC | IEG00734 | GRN | 14 | 12.A5 | GR0183: | BOP PNL | 12.A4
IEG0073:7 | SC | AF0185SH | GRN | 14 | 32.D5 | AF0185:SH | BOP PNL | 32.C5
IEG0073:8 | SC | AF0145SH | GRN | 14 | 32.B5 | AF0145:SH | BOP PNL | 32.B5
KA0577:11 | SC | KT057628 | WHT | 20 | 33.D5 | KT0576:28 | BOP PNL | 33.D4
KA0577:14 | SC | KA057714 | WHT | 20 | 33.D5 | KT0575:15 | BOP PNL | 117.A6
KA0577:21 | SC | KA053312 | WHT | 20 | 33.C3 | KT0572:15 | BOP PNL | 33.C3
KA0577:21 | SC | KA053312 | WHT | 20 | 33.C3 | KA0573:11 | BOP PNL | 33.C3
KA0577:22 | SC | KA057722 | WHT | 20 | 33.C3 | XT0573:6 T2 | BOP PNL | 116.C5
KA0577:22 | SC | KA057722 | WHT | 20 | 33.C3 | XT0573:8 B2 | BOP PNL | 117.C5
KA0577:A1 | SC | KT057718 | WHT | 20 | 33.B3 | KT0577:18 | BOP PNL | 33.B3
KA0577:A2 | SC | 0V | WHT | 20 | 33.B3 | KA0573:A2 | BOP PNL | 33.B3
AF0510:L1 | WC0028 | BA1212L2 | ENET | CABLE | 2.B4 | BA1212:L2 | BOP PNL | 2.B3
FU0122:LI | SC | FU0332 | WHT | 12 | 29.A1 | XT0335:2 | RAIL,LEFT,JB73 | 28.A4
FU0510:LI | SC | FU0122 | WHT | 14 | 31.C1 | XT0121:1 | RAIL,LEFT,JB73 | 99.A5
XT0120:1 | SC | 0V | WHT | 12 | 29.A1 | XT0336:2 | RAIL,LEFT,JB73 | 28.B4
XT0510:2 | SC | 0V | WHT | 14 | 31.C1 | XT0121:3 | RAIL,LEFT,JB73 | 99.A5
AU1200:L2 | WC0012 | AU1200L2 | ENET | CABLE | 2.B6 | BA0002:RJ45 | RAIL,RIGHT,JB70 | 2.B5
SolarTools ver. 24.0.84.24712 (Jul 31, 2025)
Report date: 3/5/2026 2:31 PM

## JB130
JB130
POWER SUPPLY BOX (JB130)
Project # | 4K931
Project Name | NORTHERN NATURAL GAS COMPANY
Revision | B.4
Controls DE | S. LOPEZ
Phone:
Controls ME | H. MEDRANO
Phone:
From | [5 empty] | To
Device ID | Cable (W) Conductor (SC) Jumper Clip (JC) | Wire No. | Wire ID | Gauge/Size | Page/Zone | Device ID | Location | Page/Zone
XT0012:1 | JC | 523NEG | CLIP | --- | 14.B3 | XT0012:2 | JB130 | 14.C3
XT0012:2 | JC | 523NEG | CLIP | --- | 14.C3 | XT0012:3 | JB130 | 14.C3
XT0012:3 | JC | 523NEG | CLIP | --- | 14.C3 | XT0012:4 | JB130 | 14.C3
XT0015:1 | JC | FU0131 | CLIP | --- | 14.B5 | XT0015:2 | JB130 | 14.D5
XT0016:1 | JC | 0V | CLIP | --- | 14.B5 | XT0016:2 | JB130 | 14.D5
FU0011:LD | SC | UJ0131P | WHT | 12 | 14.B3 | UJ0131:+ | JB130 | 14.B4
FU0012:LI | SC | 523POS | --- | BUS | 14.B3 | FU0013:LI | JB130 | 14.B3
FU0012:LI | SC | 523POS | --- | BUS | 14.B3 | XT0014:1 | JB130 | 14.B2
FU0013:LI | SC | 523POS | --- | BUS | 14.B3 | FU0014:LI | JB130 | 14.B3
FU0014:LI | SC | 523POS | --- | BUS | 14.B3 | FU0015:LI | JB130 | 14.B3
FU0015:LI | SC | 523POS | --- | BUS | 14.B3 | FU0016:LI | JB130 | 14.B3
FU0016:LI | SC | 523POS | --- | BUS | 14.B3 | FU0017:LI | JB130 | 14.B3
FU0017:LI | SC | 523POS | --- | BUS | 14.B3 | FU0018:LI | JB130 | 14.B3
FU0019:LD | SC | UJ0031P | WHT | 12 | 14.C3 | UJ0031:+ | JB130 | 14.C4
FU0031:LD | SC | FU0131 | WHT | 10 | 14.D5 | XT0015:2 | JB130 | 14.D5
FU0031:LI | SC | FU0031LI | WHT | 10 | 14.D5 | UJ0031:OUT(+) | JB130 | 14.C4
FU0131:LD | SC | FU0131 | WHT | 10 | 14.B5 | XT0015:1 | JB130 | 14.B5
FU0131:LI | SC | FU0131LI | WHT | 10 | 14.B5 | UJ0131:OUT(+) | JB130 | 14.B4
GR0031: | SC | GR0031 | GRN/YEL | 14 | 14.D3 | FG1126:1 | JB130 | 14.D2
GR0136: | SC | GR0136 | GRN/YEL | 14 | 14.D3 | FG1128:1 | JB130 | 14.D2
GR0137: | SC | GR0137 | GRN/YEL | 14 | 14.D3 | FG1127:1 | JB130 | 14.D2
UJ0031:- | SC | UJ0031N | WHT | 12 | 14.C4 | XT0011:1 | JB130 | 14.C3
UJ0031:G | SC | UJ0031G | GRN/YEL | 12 | 14.C4 | FRAME | JB130 | 14.D4
UJ0031:IS | SC | UJ0131IS | WHT | 20 | 14.C4 | UJ0131:IS | JB130 | 14.B4
UJ0031:OUT(-) | SC | 0V | WHT | 10 | 14.C4 | XT0016:2 | JB130 | 14.D5
UJ0131:- | SC | 521NEG | WHT | 12 | 14.B4 | XT0013:1 | JB130 | 14.B3
UJ0131:G | SC | UJ0131G | GRN/YEL | 12 | 14.B4 | FRAME | JB130 | 14.B4
UJ0131:OUT(-) | SC | 0V | WHT | 10 | 14.B4 | XT0016:1 | JB130 | 14.B5
UJ0031:VIN | WC0031 | UJ0031VIN | 1 | 14 | 14.C4 | AF0094:00 | PANEL A | 14.B7
UJ0031:IOUT | WC0031 | UJ0031IOUT | 2 | 14 | 14.C4 | AF0094:02 | PANEL A | 14.C7
UJ0031:OK1 | WC0031 | UJ0031OK1 | 3 | 14 | 14.C4 | AF0091:32 | PANEL A | 14.C7
UJ0031:OK2 | WC0031 | UJ0031OK2 | 4 | 14 | 14.C4 | AF0091:00 | PANEL A | 14.C7
UJ0131:VIN | WC0131 | UJ0131VIN | 1 | 14 | 14.B4 | AF0094:04 | PANEL A | 14.A7
UJ0131:IOUT | WC0131 | UJ0131IOUT | 2 | 14 | 14.B4 | AF0094:06 | PANEL A | 14.A7
UJ0131:OK1 | WC0131 | UJ0131OK1 | 3 | 14 | 14.B4 | AF0091:41 | PANEL A | 14.B7
UJ0131:OK2 | WC0131 | UJ0131OK2 | 4 | 14 | 14.B4 | AF0091:09 | PANEL A | 14.B7
XT0015:1 | WCPS | FU0131 | 1 | 10 | 14.B5 | XT0002:1 | PANEL A | 13.A4
XT0016:1 | WCPS | 0V | 2 | 10 | 14.B5 | XT0003:1 | PANEL A | 13.A4
SolarTools ver. 24.0.84.24712 (Jul 31, 2025)
Report date: 3/5/2026 2:31 PM

## JB352
JB352
COMPRESSOR PROX BOX^JB352
Project # | 4K931
Project Name | NORTHERN NATURAL GAS COMPANY
Revision | B.4
Controls DE | S. LOPEZ
Phone:
Controls ME | H. MEDRANO
Phone:
From | [5 empty] | To
Device ID | Cable (W) Conductor (SC) Jumper Clip (JC) | Wire No. | Wire ID | Gauge/Size | Page/Zone | Device ID | Location | Page/Zone
GR4470: | SC | GR4470 | GRN/YEL | 14 | 92.D3 | FG1:1 | JB352 | 92.D3
SolarTools ver. 24.0.84.24712 (Jul 31, 2025)
Report date: 3/5/2026 2:31 PM

## JB70
JB70
Project # | 4K931
Project Name | NORTHERN NATURAL GAS COMPANY
Revision | B.4
Controls DE | S. LOPEZ
Phone:
Controls ME | H. MEDRANO
Phone:
From | [5 empty] | To
Device ID | Cable (W) Conductor (SC) Jumper Clip (JC) | Wire No. | Wire ID | Gauge/Size | Page/Zone | Device ID | Location | Page/Zone
AT1100:GND | SC | AT1100G | GRN/YEL | 14 | 40.D3 | PEG0130:2 | PANEL A | 40.D5
SA0471:B1-13 | SC | SA0471B113 | WHT | 20 | 38.B1 | AF0087:40 | PANEL A | 38.B7
SA0471:B1-14 | SC | SA0471B114 | WHT | 20 | 38.B1 | AF0087:08 | PANEL A | 38.B7
SA0471:B2-13 | SC | SA0471B213 | WHT | 20 | 38.A1 | AF0087:39 | PANEL A | 38.A7
SA0471:B2-14 | SC | SA0471B214 | WHT | 20 | 38.A1 | AF0087:07 | PANEL A | 38.A7
SA0473:11 | SC | SA047311 | WHT | 20 | 39.D1 | AF0087:37 | PANEL A | 39.D7
SA0473:12 | SC | SA047312 | WHT | 20 | 39.D1 | AF0087:05 | PANEL A | 39.D7
SA0473:13 | SC | SA047313 | WHT | 20 | 39.D1 | AF0087:38 | PANEL A | 39.D7
SA0473:14 | SC | SA047314 | WHT | 20 | 39.D1 | AF0087:06 | PANEL A | 39.D7
SA0474:B1-13 | SC | SA0474B113 | WHT | 20 | 41.C1 | AF0087:45 | PANEL A | 41.C7
SA0474:B1-14 | SC | SA0474B114 | WHT | 20 | 41.C1 | AF0087:13 | PANEL A | 41.C7
SA0474:B2-13 | SC | SA0474B213 | WHT | 20 | 41.C1 | AF0087:44 | PANEL A | 41.C7
SA0474:B2-14 | SC | SA0474B214 | WHT | 20 | 41.C1 | AF0087:12 | PANEL A | 41.C7
SB0471:11 | SC | SB047111 | WHT | 20 | 37.D1 | AF0087:34 | PANEL A | 37.D7
SB0471:12 | SC | SB047112 | WHT | 20 | 37.D1 | AF0087:02 | PANEL A | 37.D7
SB0472:B2-11 | SC | SB0472B211 | WHT | 20 | 38.B1 | AF0081:36 | PANEL A | 38.B7
SB0472:B2-12 | SC | SB0472B212 | WHT | 20 | 38.B1 | AF0081:04 | PANEL A | 38.B7
SB0473:13 | SC | SB047313 | WHT | 20 | 37.D1 | AF0087:35 | PANEL A | 37.D7
SB0473:14 | SC | SB047314 | WHT | 20 | 37.D1 | AF0087:03 | PANEL A | 37.D7
SB0474:13 | SC | SB047413 | WHT | 20 | 38.A1 | AF0087:36 | PANEL A | 38.A7
SB0474:14 | SC | SB047414 | WHT | 20 | 38.A1 | AF0087:04 | PANEL A | 38.A7
AT1100:NEG | SC | 0V | WHT | 16 | 40.D3 | XT0111:22 | RAIL,RIGHT,JB70 | 40.D5
AT1100:POS | SC | FU1100 | WHT | 14 | 40.D3 | FU1100:LD | RAIL,RIGHT,JB70 | 40.D3
SB0472:B1-11 | SC | ESTOPB | WHT | 20 | 38.C1 | XT0111:19 | RAIL,RIGHT,JB70 | 38.C5
SB0472:B1-12 | SC | ESTOPA | WHT | 20 | 38.C1 | XT0111:20 | RAIL,RIGHT,JB70 | 38.C5
SH0470:11 | SC | SH047011 | WHT | 20 | 37.B1 | XT0111:7 | RAIL,RIGHT,JB70 | 37.B5
SH0470:12 | SC | SH047012 | WHT | 20 | 37.B1 | XT0111:8 | RAIL,RIGHT,JB70 | 37.B5
SH0470:13 | SC | SH047013 | WHT | 20 | 37.B1 | XT0111:9 | RAIL,RIGHT,JB70 | 37.B5
SH0470:14 | SC | SH047014 | WHT | 20 | 37.B1 | XT0111:10 | RAIL,RIGHT,JB70 | 37.B5
SH0470:X1 | SC | SH0470X1 | WHT | 20 | 37.B1 | XT0111:12 | RAIL,RIGHT,JB70 | 37.C5
SH0470:X2 | SC | SH0470X2 | WHT | 20 | 37.B1 | XT0111:11 | RAIL,RIGHT,JB70 | 37.B5
SH0471:11 | SC | SH047111 | WHT | 20 | 37.A1 | XT0111:1 | RAIL,RIGHT,JB70 | 37.A5
SH0471:12 | SC | SH047112 | WHT | 20 | 37.A1 | XT0111:2 | RAIL,RIGHT,JB70 | 37.A5
SH0471:13 | SC | SH047113 | WHT | 20 | 37.A1 | XT0111:3 | RAIL,RIGHT,JB70 | 37.A5
SH0471:14 | SC | SH047114 | WHT | 20 | 37.A1 | XT0111:4 | RAIL,RIGHT,JB70 | 37.A5
SH0471:X1 | SC | SH0471X1 | WHT | 20 | 37.A1 | XT0111:6 | RAIL,RIGHT,JB70 | 37.A5
SH0471:X2 | SC | SH0471X2 | WHT | 20 | 37.A1 | XT0111:5 | RAIL,RIGHT,JB70 | 37.A5
SH0472:11 | SC | SH047211 | WHT | 20 | 37.C1 | XT0111:13 | RAIL,RIGHT,JB70 | 37.C5
SH0472:12 | SC | SH047212 | WHT | 20 | 37.C1 | XT0111:14 | RAIL,RIGHT,JB70 | 37.C5
SH0472:13 | SC | FU0139 | WHT | 20 | 37.C1 | XT0111:15 | RAIL,RIGHT,JB70 | 37.C5
SH0472:14 | SC | KA0241A1 | WHT | 20 | 37.C1 | XT0111:16 | RAIL,RIGHT,JB70 | 37.C5
SH0472:X1 | SC | SH0472X1 | WHT | 20 | 37.C1 | XT0111:18 | RAIL,RIGHT,JB70 | 37.C5
SH0472:X2 | SC | SH0472X2 | WHT | 20 | 37.C1 | XT0111:17 | RAIL,RIGHT,JB70 | 37.C5
AT1100:L1 | WC0101 | BA1100DEVICE | ENET | CABLE | 40.D3 | BA1100:DEVICE | RAIL,RIGHT,JB70 | 40.D1
HA0472:BLK-1 | WC5072 | HA047201 | 1 | 18 | 42.A1 | XT0111:24 | RAIL,RIGHT,JB70 | 42.A5
HA0472:BLK-2 | WC5072 | HA047202 | 2 | 18 | 42.A1 | XT0111:23 | RAIL,RIGHT,JB70 | 42.A5
SolarTools ver. 24.0.84.24712 (Jul 31, 2025)
Report date: 3/5/2026 2:31 PM

## MEDIA CONVERTER
MEDIA CONVERTER
MCC CABINET (ASSY1100)
Project # | 4K931
Project Name | NORTHERN NATURAL GAS COMPANY
Revision | B.4
Controls DE | S. LOPEZ
Phone:
Controls ME | H. MEDRANO
Phone:
From | [5 empty] | To
Device ID | Cable (W) Conductor (SC) Jumper Clip (JC) | Wire No. | Wire ID | Gauge/Size | Page/Zone | Device ID | Location | Page/Zone
XT1100:1 | JC | 0V | CLIP | --- | 10.A5 | XT1100:2 | MEDIA CONVERTER | 10.B5
XT1100:2 | JC | 0V | CLIP | --- | 10.B5 | XT1100:3 | MEDIA CONVERTER | 10.C5
XT1123:1 | JC | FU0131 | CLIP | --- | 10.A6 | XT1123:2 | MEDIA CONVERTER | 10.B6
XT1123:2 | JC | FU0131 | CLIP | --- | 10.B6 | XT1123:3 | MEDIA CONVERTER | 10.C6
BA0005:V1(-) | SC | 0V | WHT | 16 | 10.A4 | XT1100:1 | MEDIA CONVERTER | 10.A5
BA0005:V1(+) | SC | FU1123 | WHT | 16 | 10.A4 | FU1123:LD | MEDIA CONVERTER | 10.A5
BA0006:V1(-) | SC | 0V | WHT | 16 | 10.B4 | XT1100:2 | MEDIA CONVERTER | 10.B5
BA0006:V1(+) | SC | FU1124 | WHT | 16 | 10.B4 | FU1124:LD | MEDIA CONVERTER | 10.B5
BA0010:V1(-) | SC | 0V | WHT | 16 | 10.B4 | XT1100:3 | MEDIA CONVERTER | 10.C5
BA0010:V1(+) | SC | FU1125 | WHT | 16 | 10.B4 | FU1125:LD | MEDIA CONVERTER | 10.C5
FU1123:LI | SC | FU0131 | WHT | 16 | 10.A5 | XT1123:1 | MEDIA CONVERTER | 10.A6
FU1124:LI | SC | FU0131 | WHT | 16 | 10.B5 | XT1123:2 | MEDIA CONVERTER | 10.B6
FU1125:LI | SC | FU0131 | WHT | 16 | 10.C5 | XT1123:3 | MEDIA CONVERTER | 10.C6
BA0010:RX | WC9109 | BA0009TX | FO-RED | FIBER OPTIC | 4.A5 | BA1123:9-TX | MEDIA CONVERTER | 3.A5
BA0010:TX | WC9109 | BA0009RX | FO-BLK | FIBER OPTIC | 4.A5 | BA1123:10-RX | MEDIA CONVERTER | 3.A5
BA0005:TX | WCBA0005 | BA0005TX | FO-RED | FIBER OPTIC | 2.D6 | BA1123:5-TX | MEDIA CONVERTER | 3.A5
BA0005:RX | WCBA0005 | BA0005RX | FO-BLK | FIBER OPTIC | 2.D6 | BA1123:6-RX | MEDIA CONVERTER | 3.A5
BA0006:RX | WCBA0006 | BA0002TX | FO-RED | FIBER OPTIC | 2.D2 | BA1123:1-TX | MEDIA CONVERTER | 3.A5
BA0006:TX | WCBA0006 | BA0002RX | FO-BLK | FIBER OPTIC | 2.D2 | BA1123:2-RX | MEDIA CONVERTER | 3.A5
GR1123: | SC | IEG11231 | GRN | 14 | 11.D4 | IEG1123:1 | MEDIA CONVERTER | 11.D3
GR1125: | SC | GR1125 | GRN/YEL | 14 | 11.D4 | FG1125:1 | MEDIA CONVERTER | 11.D4
SolarTools ver. 24.0.84.24712 (Jul 31, 2025)
Report date: 3/5/2026 2:31 PM

## PANEL A
PANEL A
CONTROL PANEL A,JB70
Project # | 4K931
Project Name | NORTHERN NATURAL GAS COMPANY
Revision | B.4
Controls DE | S. LOPEZ
Phone:
Controls ME | H. MEDRANO
Phone:
From | [5 empty] | To
Device ID | Cable (W) Conductor (SC) Jumper Clip (JC) | Wire No. | Wire ID | Gauge/Size | Page/Zone | Device ID | Location | Page/Zone
XT0002:1 | JC | FU0131 | CLIP | --- | 13.A4 | XT0002:2 | PANEL A | 13.A4
XT0002:2 | JC | FU0131 | CLIP | --- | 13.A4 | XT0002:3 | PANEL A | 13.A4
XT0002:3 | JC | FU0131 | CLIP | --- | 13.A4 | XT0002:4 | PANEL A | 13.A4
XT0002:4 | JC | FU0131 | CLIP | --- | 13.A4 | XT0002:5 | PANEL A | 13.B4
XT0002:5 | JC | FU0131 | CLIP | --- | 13.B4 | XT0002:6 | PANEL A | 13.B4
XT0002:6 | JC | FU0131 | CLIP | --- | 13.B4 | XT0002:7 | PANEL A | 13.B4
XT0002:7 | JC | FU0131 | CLIP | --- | 13.B4 | XT0002:8 | PANEL A | 13.B4
XT0002:8 | JC | FU0131 | CLIP | --- | 13.B4 | XT0002:9 | PANEL A | 13.C4
XT0002:9 | JC | FU0131 | CLIP | --- | 13.C4 | XT0002:10 | PANEL A | 13.C4
XT0003:1 | JC | 0V | CLIP | --- | 13.A4 | XT0003:2 | PANEL A | 13.A4
XT0003:2 | JC | 0V | CLIP | --- | 13.A4 | XT0003:3 | PANEL A | 13.A4
XT0003:3 | JC | 0V | CLIP | --- | 13.A4 | XT0003:4 | PANEL A | 13.B4
XT0003:4 | JC | 0V | CLIP | --- | 13.B4 | XT0003:5 | PANEL A | 13.B4
XT0003:5 | JC | 0V | CLIP | --- | 13.B4 | XT0003:6 | PANEL A | 13.B4
XT0003:6 | JC | 0V | CLIP | --- | 13.B4 | XT0003:7 | PANEL A | 13.B4
XT0003:7 | JC | 0V | CLIP | --- | 13.B4 | XT0003:8 | PANEL A | 13.C4
XT0003:8 | JC | 0V | CLIP | --- | 13.C4 | XT0003:9 | PANEL A | 13.C4
XT0003:9 | JC | 0V | CLIP | --- | 13.C4 | XT0003:10 | PANEL A | 13.C4
XT0080:1 | JC | 0V | CLIP | --- | 21.A1 | XT0080:2 | PANEL A | 21.D1
XT0080:2 | JC | 0V | CLIP | --- | 21.D1 | XT0080:3 | PANEL A | 21.D1
XT0080:3 | JC | 0V | CLIP | --- | 21.D1 | XT0080:4 | PANEL A | 21.D1
XT0080:5 | JC | 0V | CLIP | --- | 22.A6 | XT0080:6 | PANEL A | 23.A6
XT0080:6 | JC | 0V | CLIP | --- | 23.A6 | XT0080:7 | PANEL A | 24.A6
XT0080:7 | JC | 0V | CLIP | --- | 24.A6 | XT0080:8 | PANEL A | 25.A6
XT0081:1 | JC | FU0139 | CLIP | --- | 22.A2 | XT0081:2 | PANEL A | 23.A2
XT0081:2 | JC | FU0139 | CLIP | --- | 23.A2 | XT0081:3 | PANEL A | 24.A2
XT0081:3 | JC | FU0139 | CLIP | --- | 24.A2 | XT0081:4 | PANEL A | 25.A3
XT0081:4 | JC | FU0139 | CLIP | --- | 25.A3 | XT0081:5 | PANEL A | 25.A3
XT0081:5 | JC | FU0139 | CLIP | --- | 25.A3 | XT0081:6 | PANEL A | 25.A3
XT0082:1 | JC | 0V | CLIP | --- | 20.A1 | XT0082:2 | PANEL A | 20.A1
XT0082:2 | JC | 0V | CLIP | --- | 20.A1 | XT0082:3 | PANEL A | 20.B1
XT0082:3 | JC | 0V | CLIP | --- | 20.B1 | XT0082:4 | PANEL A | 20.B1
XT0082:4 | JC | 0V | CLIP | --- | 20.B1 | XT0082:5 | PANEL A | 20.B1
XT0089:6 | JC | ESTOP | CLIP | --- | 25.D5 | XT0089:7 | PANEL A | 25.D5
XT0089:8 | JC | KA0131A1 | CLIP | --- | 27.D4 | XT0089:9 | PANEL A | 27.D4
XT0089:3 | SC | JP3 | CLIP | -- | 26.C4 | XT0089:2 | PANEL A | 26.B4
XT0089:5 | SC | JP6 | CLIP | -- | 26.C4 | XT0089:4 | PANEL A | 26.C4
AF0081:07 | SC | JP2 | VIO | 20 | 26.B6 | AF0081:39 | PANEL A | 26.B6
XT0089:2 | SC | JP0 | VIO | 20 | 26.B4 | XT0089:1 | PANEL A | 26.B4
AF0081:00 | SC | UA1200J21 | WHT | 20 | 19.D7 | XT0089:20 | PANEL A | 19.D5
AF0081:01 | SC | KA024314 | WHT | 20 | 24.D7 | KA0243:14 | PANEL A | 24.D6
AF0081:02 | SC | KA024514 | WHT | 20 | 24.D7 | KA0245:14 | PANEL A | 24.D6
AF0081:03 | SC | KA013014 | WHT | 20 | 19.C7 | KA0130:14 | PANEL A | 19.D6
AF0081:08 | SC | KT014618 | WHT | 20 | 27.B6 | KT0146:18 | PANEL A | 27.B2
AF0081:19 | SC | UA1200J27 | WHT | 20 | 19.C7 | UA1200:J2-7 | PANEL A | 19.B1
AF0081:24 | SC | KA0131A2 | WHT | 20 | 27.B6 | KA0131:A2 | PANEL A | 27.C5
AF0081:33 | SC | KA024311 | WHT | 20 | 24.D7 | KA0243:11 | PANEL A | 24.D6
AF0081:34 | SC | KA024511 | WHT | 20 | 24.D7 | KA0245:11 | PANEL A | 24.D6
AF0081:35 | SC | KA0130A1 | WHT | 20 | 19.C7 | KA0130:A1 | PANEL A | 19.C5
AF0081:40 | SC | KA014124 | WHT | 20 | 27.B6 | KA0141:24 | PANEL A | 27.B5
AF0081:COM | SC | AF0081N | WHT | 16 | 21.A2 | AF0082:COM | PANEL A | 21.B3
AF0081:COM | SC | AU0080N | WHT | 16 | 21.A2 | AU0080:COM | PANEL A | 21.A1
AF0081:J | SC | * |  |  | 21.A2 | AF0082:P | PANEL A | 21.B3
AF0081:V+ | SC | AF0081P | WHT | 16 | 21.A2 | AF0082:V+ | PANEL A | 21.B3
AF0081:V+ | SC | AU0080P | WHT | 16 | 21.A2 | AU0080:V+ | PANEL A | 21.A1
AF0082:COM | SC | AF0082N | WHT | 16 | 21.B3 | AF0083:COM | PANEL A | 21.B3
AF0082:J | SC | * |  |  | 21.B3 | AF0083:P | PANEL A | 21.B3
AF0082:V+ | SC | AF0082P | WHT | 16 | 21.B3 | AF0083:V+ | PANEL A | 21.B3
AF0083:COM | SC | AF0083N | WHT | 16 | 21.B3 | AF0084:COM | PANEL A | 21.B4
AF0083:J | SC | * |  |  | 21.B3 | AF0084:P | PANEL A | 21.B4
AF0083:SH | SC | AF0083G | GRN | 14 | 21.B3 | AF0084:SH | PANEL A | 21.B4
AF0083:SH | SC | AU0080G | GRN | 14 | 21.B3 | AU0080:GND | PANEL A | 21.A1
AF0083:V+ | SC | AF0083P | WHT | 16 | 21.B3 | AF0084:V+ | PANEL A | 21.B4
AF0084:COM | SC | AF0084N | WHT | 16 | 21.B4 | AF0085:COM | PANEL A | 21.B4
AF0084:J | SC | * |  |  | 21.B4 | AF0085:P | PANEL A | 21.B4
AF0084:SH | SC | AF0084G | GRN | 14 | 21.B4 | AF0085:SH | PANEL A | 21.B4
AF0084:V+ | SC | AF0084P | WHT | 16 | 21.B4 | AF0085:V+ | PANEL A | 21.B4
AF0085:COM | SC | AF0085N | WHT | 16 | 21.B4 | AF0086:COM | PANEL A | 21.B5
AF0085:J | SC | * |  |  | 21.B4 | AF0086:P | PANEL A | 21.B5
AF0085:SH | SC | AF0085G | GRN | 14 | 21.B4 | AF0086:SH | PANEL A | 21.B5
AF0085:V+ | SC | AF0085P | WHT | 16 | 21.B4 | AF0086:V+ | PANEL A | 21.B5
AF0086:COM | SC | AF0086N | WHT | 16 | 21.B5 | AF0087:COM | PANEL A | 21.B6
AF0086:J | SC | * |  |  | 21.B5 | AF0087:P | PANEL A | 21.B6
AF0086:SH | SC | AF0086SH | GRN | 14 | 21.B5 | IEG0010:2 | PANEL A | 21.B5
AF0086:V+ | SC | AF0086P | WHT | 16 | 21.B5 | AF0087:V+ | PANEL A | 21.B6
AF0087:11 | SC | KA013624 | WHT | 20 | 22.D3 | KA0136:24 | PANEL A | 22.D3
AF0087:43 | SC | KA013621 | WHT | 20 | 22.D3 | KA0136:21 | PANEL A | 22.D3
AF0091:07 | SC | KA014114 | WHT | 20 | 27.A6 | KA0141:14 | PANEL A | 27.A5
AF0091:12 | SC | KA0134A1 | WHT | 20 | 22.D5 | KA0134:A1 | PANEL A | 22.D6
AF0091:39 | SC | KA014111 | WHT | 20 | 27.A6 | KA0141:11 | PANEL A | 27.A5
AF0091:COM | SC | AF0091N | WHT | 16 | 21.D2 | AF0094:COM | PANEL A | 21.D4
AF0091:COM | SC | AU0090N | WHT | 16 | 21.D2 | AU0090:COM | PANEL A | 21.C2
AF0091:J | SC | * |  |  | 21.D2 | AF0092:P | PANEL A | 21.D3
AF0091:V+ | SC | AF0091P | WHT | 16 | 21.D2 | AF0094:V+ | PANEL A | 21.D4
AF0091:V+ | SC | AU0090P | WHT | 16 | 21.D2 | AU0090:V+ | PANEL A | 21.C2
AF0092:00 | SC | 009200 | WHT | 20 | 90.A7 | KA0910:A1 | PANEL A | 90.B6
AF0092:02 | SC | KA0133A1 | WHT | 20 | 22.B4 | KA0133:A1 | PANEL A | 22.B6
AF0092:04 | SC | KA2160A1 | WHT | 20 | 18.A6 | KA2160:A1 | PANEL A | 18.A5
AF0092:06 | SC | KA013114 | WHT | 20 | 23.C3 | KA0131:14 | PANEL A | 23.C4
AF0092:07 | SC | KA2161A1 | WHT | 20 | 18.A6 | KA2161:A1 | PANEL A | 18.B5
AF0092:08 | SC | KA3103A1 | WHT | 20 | 81.A6 | KA3103:A1 | PANEL A | 81.A5
AF0092:16 | SC | 009216 | WHT | 20 | 90.A7 | KA0910:A2 | PANEL A | 90.B6
AF0092:20 | SC | KA2160A2 | WHT | 20 | 18.A6 | KA2160:A2 | PANEL A | 18.A5
AF0092:23 | SC | KA2161A2 | WHT | 20 | 18.A6 | KA2161:A2 | PANEL A | 18.B5
AF0092:24 | SC | KA3103A2 | WHT | 20 | 81.A6 | KA3103:A2 | PANEL A | 81.A5
AF0092:COM | SC | 0V | WHT | 16 | 21.D3 | XT0080:2 | PANEL A | 21.D1
AF0092:J | SC | * |  |  | 21.D3 | AF0093:P | PANEL A | 21.D3
AF0092:V+ | SC | FU0091 | WHT | 16 | 21.D3 | FU0091:LD | PANEL A | 21.D1
AF0093:COM | SC | 0V | WHT | 16 | 21.D3 | XT0080:3 | PANEL A | 21.D1
AF0093:J | SC | * |  |  | 21.D3 | AF0094:P | PANEL A | 21.D4
AF0093:V+ | SC | FU0092 | WHT | 16 | 21.D3 | FU0092:LD | PANEL A | 21.D1
AF0094:01 | SC | 0V | WHT | 20 | 14.B7 | XT0082:6 | PANEL A | 20.C1
AF0094:03 | SC | 0V | WHT | 20 | 14.C7 | XT0082:6 | PANEL A | 20.C1
AF0094:05 | SC | 0V | WHT | 20 | 14.A7 | XT0082:7 | PANEL A | 20.C1
AF0094:07 | SC | 0V | WHT | 20 | 14.A7 | XT0082:7 | PANEL A | 20.C1
AF0094:J | SC | * |  |  | 21.D4 | AF0095:P | PANEL A | 21.D5
AF0094:SH | SC | AF0094SH | GRN | 14 | 21.D4 | IEG0010:8 | PANEL A | 21.D4
AF0094:SH | SC | AU0090G | GRN | 14 | 21.D4 | AU0090:GND | PANEL A | 21.C2
AF0095:COM | SC | 0V | WHT | 16 | 21.D5 | XT0080:4 | PANEL A | 21.D1
AF0095:V+ | SC | FU0093 | WHT | 16 | 21.D5 | FU0093:LD | PANEL A | 21.D1
AU0080:COM | SC | 0V | WHT | 16 | 21.A1 | XT0080:1 | PANEL A | 21.A1
AU0080:V+ | SC | FU0081 | WHT | 16 | 21.A1 | FU0081:LD | PANEL A | 21.B1
AU0090:COM | SC | 0V | WHT | 16 | 21.C2 | XT0080:2 | PANEL A | 21.D1
AU0090:V+ | SC | FU0090 | WHT | 16 | 21.C2 | FU0090:LD | PANEL A | 21.D1
FU0010:LI | SC | FU0131 | WHT | 14 | 6.B1 | XT0002:4 | PANEL A | 13.A4
FU0080:LI | SC | FU0137 | WHT | 12 | 20.A1 | FU0137:LD | PANEL A | 20.A2
FU0080:LI | SC | FU0137 | WHT | 12 | 20.A1 | FU0139:LI | PANEL A | 20.A1
FU0081:LI | SC | FU0080 | WHT | 14 | 21.B1 | FU0080:LD | PANEL A | 20.A1
FU0081:LI | SC | FU0080 | WHT | 14 | 21.B1 | FU0090:LI | PANEL A | 21.D1
FU0090:LI | SC | FU0080 | WHT | 14 | 21.D1 | FU0091:LI | PANEL A | 21.D1
FU0091:LI | SC | FU0080 | WHT | 14 | 21.D1 | FU0092:LI | PANEL A | 21.D1
FU0092:LI | SC | FU0080 | WHT | 14 | 21.D1 | FU0093:LI | PANEL A | 21.D1
FU0093:LI | SC | FU0080 | WHT | 14 | 21.D1 | FU0094:LI | PANEL A | 21.D1
FU0137:LI | SC | FU0131 | WHT | 12 | 20.A2 | XT0002:2 | PANEL A | 13.A4
FU0139:LD | SC | FU0139 | WHT | 16 | 20.A1 | XT0081:1 | PANEL A | 22.A2
FU0139:LI | SC | FU0137 | WHT | 12 | 20.A1 | FU0387:LI | PANEL A | 20.A1
FU0340:LD | SC | FU0340 | WHT | 16 | 20.B1 | XT0089:17 | PANEL A | 27.A2
FU0340:LI | SC | FU0137 | WHT | 12 | 20.B1 | FU0389:LI | PANEL A | 20.B1
FU0340:LI | SC | FU0137 | WHT | 12 | 20.B1 | FU0341:LI | PANEL A | 20.C1
FU0387:LD | SC | FU0387 | WHT | 16 | 20.A1 | KA0910:11 | PANEL A | 90.A6
FU0387:LI | SC | FU0137 | WHT | 12 | 20.A1 | FU0388:LI | PANEL A | 20.B1
FU0388:LD | SC | FU0388 | WHT | 16 | 20.B1 | KA0138:14 | PANEL A | 88.C6
FU0388:LI | SC | FU0137 | WHT | 12 | 20.B1 | FU0389:LI | PANEL A | 20.B1
FU0389:LD | SC | FU0389 | WHT | 16 | 20.B1 | XT0089:21 | PANEL A | 19.D5
GR0132: | SC | GR0132 | GRN/YEL | 14 | 11.A4 | FRAME | PANEL A | 11.A3
GR0133: | SC | IEG00106 | GRN | 14 | 11.A4 | IEG0010:6 | PANEL A | 11.A5
GR0134: | SC | IEG001013 | GRN | 14 | 11.A4 | IEG0010:13 | PANEL A | 11.A5
IEG0010:12 | SC | IEG001012 | GRN | 16 | 19.D2 | UA1200:J3-4 | PANEL A | 19.B1
KA0130:A1 | SC | KA0130A1 | WHT | 20 | 19.C5 | KA0130:11 | PANEL A | 19.D6
KA0130:A2 | SC | UA1200J26 | WHT | 20 | 19.C5 | UA1200:J2-6 | PANEL A | 19.B1
KA0131:11 | SC | KA0135A1 | WHT | 20 | 23.C4 | KA0135:A1 | PANEL A | 23.C6
KA0131:12 | SC | KA013112 | WHT | 20 | 23.C4 | KA0137:24 | PANEL A | 23.C1
KA0131:A1 | SC | KA0131A1 | WHT | 20 | 27.C5 | KA0132:A1 | PANEL A | 27.C5
KA0131:A2 | SC | KA0131A2 | WHT | 20 | 27.C5 | KA0132:A2 | PANEL A | 27.C5
KA0132:11 | SC | FU0139 | WHT | 20 | 22.A1 | KA0133:11 | PANEL A | 22.B1
KA0132:11 | SC | FU0139 | WHT | 20 | 22.A1 | XT0081:1 | PANEL A | 22.A2
KA0132:12 | SC | KT014315 | WHT | 20 | 22.A1 | KT0142:A1 | PANEL A | 22.A6
KA0132:12 | SC | KT014315 | WHT | 20 | 22.A1 | KA0133:12 | PANEL A | 22.B1
KA0132:21 | SC | KA0138A1 | WHT | 20 | 22.C3 | KA0138:A1 | PANEL A | 22.C6
KA0132:22 | SC | KA013222 | WHT | 20 | 22.C3 | KT0141:18 | PANEL A | 22.C2
KA0132:24 | SC | KA013224 | WHT | 20 | 22.C3 | KA0134:14 | PANEL A | 22.C1
KA0132:A1 | SC | KA0131A1 | WHT | 20 | 27.C5 | KA0141:A1 | PANEL A | 27.C5
KA0132:A2 | SC | KA0131A2 | WHT | 20 | 27.C5 | KA0141:A2 | PANEL A | 27.C5
KA0133:11 | SC | FU0139 | WHT | 20 | 22.B1 | KT0144:A1 | PANEL A | 22.B6
KA0133:A2 | SC | 0V | WHT | 20 | 22.B6 | KA0136:A2 | PANEL A | 22.C6
KA0133:A2 | SC | 0V | WHT | 20 | 22.B6 | KT0144:A2 | PANEL A | 22.B6
KA0134:11 | SC | FU0139 | WHT | 20 | 22.C1 | KT0144:15 | PANEL A | 22.C1
KA0134:11 | SC | FU0139 | WHT | 20 | 22.C1 | KA0136:11 | PANEL A | 22.B1
KA0134:A2 | SC | 0V | WHT | 20 | 22.D6 | KT0143:A2 | PANEL A | 22.D6
KA0135:A1 | SC | KA0135A1 | WHT | 20 | 23.C6 | XT0089:23 | PANEL A | 23.C5
KA0135:A2 | SC | 0V | WHT | 20 | 23.C6 | KA0137:A2 | PANEL A | 23.D6
KA0135:A2 | SC | 0V | WHT | 20 | 23.C6 | KT0145:A2 | PANEL A | 23.B6
KA0136:11 | SC | FU0139 | WHT | 20 | 22.B1 | KT0144:A1 | PANEL A | 22.B6
KA0136:14 | SC | KA013821 | WHT | 20 | 22.B1 | KA0138:21 | PANEL A | 22.B2
KA0136:A1 | SC | PS32002 | WHT | 20 | 22.C6 | XT0089:14 | PANEL A | 84.D5
KA0136:A2 | SC | 0V | WHT | 20 | 22.C6 | KA0138:A2 | PANEL A | 22.C6
KA0137:11 | SC | FU0139 | WHT | 20 | 22.C1 | KT0140:15 | PANEL A | 22.C1
KA0137:11 | SC | FU0139 | WHT | 20 | 22.C1 | KT0144:15 | PANEL A | 22.C1
KA0137:14 | SC | KA013222 | WHT | 20 | 22.C1 | KT0141:18 | PANEL A | 22.C2
KA0137:14 | SC | KA013222 | WHT | 20 | 22.C1 | KT0144:18 | PANEL A | 22.C1
KA0137:21 | SC | FU0139 | WHT | 20 | 23.C1 | KA0244:11 | PANEL A | 23.B1
KA0137:21 | SC | FU0139 | WHT | 20 | 23.C1 | KT0142:15 | PANEL A | 23.D1
KA0137:24 | SC | KA013112 | WHT | 20 | 23.C1 | AF0087:09 | PANEL A | 23.C2
KA0137:A1 | SC | KA0137A1 | WHT | 20 | 23.D6 | KT0145:18 | PANEL A | 23.D1
KA0138:11 | SC | KM3170EP | WHT | 20 | 88.C6 | XT0080:9 | PANEL A | 88.C5
KA0138:24 | SC | KT0144B1 | WHT | 20 | 22.B2 | KT0144:B1 | PANEL A | 22.B6
KA0138:A2 | SC | 0V | WHT | 20 | 22.C6 | KT0143:A2 | PANEL A | 22.D6
KA0141:21 | SC | KT0146A1 | WHT | 20 | 27.B5 | KT0146:A1 | PANEL A | 27.B4
KA0141:A1 | SC | KA0131A1 | WHT | 20 | 27.C5 | KA0230:A1 | PANEL A | 27.C5
KA0141:A2 | SC | KA0131A2 | WHT | 20 | 27.C5 | KA0230:A2 | PANEL A | 27.C5
KA0230:A1 | SC | KA0131A1 | WHT | 20 | 27.C5 | KA0231:A1 | PANEL A | 27.C5
KA0230:A2 | SC | KA0131A2 | WHT | 20 | 27.C5 | KA0231:A2 | PANEL A | 27.C5
KA0231:24 | SC | KA023124 | WHT | 20 | 25.C2 | KA0245:21 | PANEL A | 25.C3
KA0231:A1 | SC | KA0131A1 | WHT | 20 | 27.C5 | KA0232:A1 | PANEL A | 27.D5
KA0231:A2 | SC | KA0131A2 | WHT | 20 | 27.C5 | KA0232:A2 | PANEL A | 27.D5
KA0232:A1 | SC | KA0131A1 | WHT | 20 | 27.D5 | KA0233:A1 | PANEL A | 27.D5
KA0232:A2 | SC | KA0131A2 | WHT | 20 | 27.D5 | KA0233:A2 | PANEL A | 27.D5
KA0233:A1 | SC | KA0131A1 | WHT | 20 | 27.D5 | KA0234:A1 | PANEL A | 27.D5
KA0233:A2 | SC | KA0131A2 | WHT | 20 | 27.D5 | KA0234:A2 | PANEL A | 27.D5
KA0234:A1 | SC | KA0131A1 | WHT | 20 | 27.D5 | XT0089:8 | PANEL A | 27.D4
KA0243:21 | SC | KA024524 | WHT | 20 | 25.C4 | KA0245:24 | PANEL A | 25.C3
KA0243:24 | SC | ESTOPE | WHT | 20 | 25.C4 | XT0089:1 | PANEL A | 26.B4
KA0243:A1 | SC | KA9982C | WHT | 20 | 24.A6 | KA0244:A1 | PANEL A | 24.B6
KA0243:A1 | SC | KA9982C | WHT | 20 | 24.A6 | XT0089:10 | PANEL A | 24.A5
KA0243:A2 | SC | 0V | WHT | 20 | 24.A6 | KA0244:A2 | PANEL A | 24.B6
KA0243:A2 | SC | 0V | WHT | 20 | 24.A6 | XT0080:7 | PANEL A | 24.A6
KA0244:11 | SC | FU0139 | WHT | 20 | 23.B1 | XT0081:2 | PANEL A | 23.A2
KA0244:12 | SC | KT0145A1 | WHT | 20 | 23.B1 | KT0145:A1 | PANEL A | 23.B6
KA0244:A2 | SC | 0V | WHT | 20 | 24.B6 | KA0245:A2 | PANEL A | 24.C6
KA0245:A1 | SC | KA9984C | WHT | 20 | 24.C6 | XT0089:11 | PANEL A | 24.C5
KA0910:14 | SC | VS32203 | WHT | 20 | 90.A6 | XT3220:1 | PANEL A | 90.A5
KT0140:16 | SC | KT014115 | WHT | 20 | 22.C1 | KT0141:15 | PANEL A | 22.C2
KT0140:18 | SC | KT0143A1 | WHT | 20 | 22.D1 | KT0143:A1 | PANEL A | 22.D6
KT0140:A1 | SC | KT0140A1 | WHT | 20 | 22.A6 | KT0143:16 | PANEL A | 22.A5
KT0140:A2 | SC | 0V | WHT | 20 | 22.A6 | KT0141:A2 | PANEL A | 22.A6
KT0140:A2 | SC | 0V | WHT | 20 | 22.A6 | XT0080:5 | PANEL A | 22.A6
KT0141:A1 | SC | KT014315 | WHT | 20 | 22.A6 | KT0143:15 | PANEL A | 22.A5
KT0141:A1 | SC | KT014315 | WHT | 20 | 22.A6 | KT0142:A1 | PANEL A | 22.A6
KT0141:A2 | SC | 0V | WHT | 20 | 22.A6 | KT0142:A2 | PANEL A | 22.A6
KT0142:15 | SC | FU0139 | WHT | 20 | 23.D1 | KT0145:15 | PANEL A | 23.D1
KT0142:A2 | SC | 0V | WHT | 20 | 22.A6 | KT0144:A2 | PANEL A | 22.B6
KT0145:18 | SC | KA0137A1 | WHT | 20 | 23.D1 | KT0142:18 | PANEL A | 23.D1
KT0145:A2 | SC | 0V | WHT | 20 | 23.B6 | XT0080:6 | PANEL A | 23.A6
RR0941:-3.01K OHM | SC | FU0340 | LEAD | --- | 27.A2 | XT0089:17 | PANEL A | 27.A2
RR0941:-3.01K OHM | SC | 007405 | LEAD | --- | 27.A2 | XT0089:18 | PANEL A | 27.A2
RR0942:-1.0K OHM | SC | 0V | LEAD | --- | 27.A2 | XT0089:19 | PANEL A | 27.A2
RR0942:-1.0K OHM | SC | 007405 | LEAD | --- | 27.A2 | XT0089:18 | PANEL A | 27.A2
UA1200:J1-10 | SC | FU0389 | WHT | 20 | 19.B1 | XT0089:21 | PANEL A | 19.D5
UA1200:J1-8 | SC | UA1200J | WHT | 20 | 55.B6 | UA1200:J3-5 | PANEL A | 55.B6
UA1200:J1-9 | SC | 0V | WHT | 20 | 19.B1 | XT0089:22 | PANEL A | 19.D5
UA1200:J2-1 | SC | UA1200J21 | WHT | 20 | 19.B1 | XT0089:20 | PANEL A | 19.D5
UA1200:J2-2 | SC | FU0389 | WHT | 20 | 19.B1 | XT0089:21 | PANEL A | 19.D5
XT0003:2 | SC | 0V | WHT | 12 | 13.A4 | XT0082:1 | PANEL A | 20.A1
XT0080:1 | SC | 0V | WHT | 20 | 21.A1 | XT0082:2 | PANEL A | 20.A1
XT0081:3 | SC | FU0139 | WHT | 20 | 24.A2 | XT0089:12 | PANEL A | 24.A2
XT0082:2 | SC | 0V | WHT | 20 | 20.A1 | XT0080:5 | PANEL A | 22.A6
XT0082:4 | SC | 0V | WHT | 20 | 20.B1 | XT0089:22 | PANEL A | 19.D5
XT0082:5 | SC | 0V | WHT | 14 | 20.B1 | XT0082:6 | PANEL A | 20.C1
XT0082:5 | SC | 0V | WHT | 20 | 20.B1 | XT0089:19 | PANEL A | 27.A2
XT0082:6 | SC | 0V | WHT | 14 | 20.C1 | XT0082:7 | PANEL A | 20.C1
XT0089:13 | SC | FU0139 | WHT | 20 | 84.D5 | XT0081:4 | PANEL A | 25.A3
XT3220:2 | SC | 0V | WHT | 20 | 90.A5 | XT0082:3 | PANEL A | 20.B1
AU0080:L1 | WC0090 | AU0090L2 | ENET | CABLE | 2.A4 | AU0090:L2 | PANEL A | 2.A3
AF0091:32 | WC0031 | UJ0031OK1 | 3 | 14 | 14.C7 | UJ0031:OK1 | JB130 | 14.C4
AF0091:00 | WC0031 | UJ0031OK2 | 4 | 14 | 14.C7 | UJ0031:OK2 | JB130 | 14.C4
AF0094:00 | WC0031 | UJ0031VIN | 1 | 14 | 14.B7 | UJ0031:VIN | JB130 | 14.C4
AF0094:02 | WC0031 | UJ0031IOUT | 2 | 14 | 14.C7 | UJ0031:IOUT | JB130 | 14.C4
AF0091:41 | WC0131 | UJ0131OK1 | 3 | 14 | 14.B7 | UJ0131:OK1 | JB130 | 14.B4
AF0091:09 | WC0131 | UJ0131OK2 | 4 | 14 | 14.B7 | UJ0131:OK2 | JB130 | 14.B4
AF0094:04 | WC0131 | UJ0131VIN | 1 | 14 | 14.A7 | UJ0131:VIN | JB130 | 14.B4
AF0094:06 | WC0131 | UJ0131IOUT | 2 | 14 | 14.A7 | UJ0131:IOUT | JB130 | 14.B4
XT0002:1 | WCPS | FU0131 | 1 | 10 | 13.A4 | XT0015:1 | JB130 | 14.B5
XT0003:1 | WCPS | 0V | 2 | 10 | 13.A4 | XT0016:1 | JB130 | 14.B5
AF0081:04 | SC | SB0472B212 | WHT | 20 | 38.B7 | SB0472:B2-12 | JB70 | 38.B1
AF0081:36 | SC | SB0472B211 | WHT | 20 | 38.B7 | SB0472:B2-11 | JB70 | 38.B1
AF0087:02 | SC | SB047112 | WHT | 20 | 37.D7 | SB0471:12 | JB70 | 37.D1
AF0087:03 | SC | SB047314 | WHT | 20 | 37.D7 | SB0473:14 | JB70 | 37.D1
AF0087:04 | SC | SB047414 | WHT | 20 | 38.A7 | SB0474:14 | JB70 | 38.A1
AF0087:05 | SC | SA047312 | WHT | 20 | 39.D7 | SA0473:12 | JB70 | 39.D1
AF0087:06 | SC | SA047314 | WHT | 20 | 39.D7 | SA0473:14 | JB70 | 39.D1
AF0087:07 | SC | SA0471B214 | WHT | 20 | 38.A7 | SA0471:B2-14 | JB70 | 38.A1
AF0087:08 | SC | SA0471B114 | WHT | 20 | 38.B7 | SA0471:B1-14 | JB70 | 38.B1
AF0087:12 | SC | SA0474B214 | WHT | 20 | 41.C7 | SA0474:B2-14 | JB70 | 41.C1
AF0087:13 | SC | SA0474B114 | WHT | 20 | 41.C7 | SA0474:B1-14 | JB70 | 41.C1
AF0087:34 | SC | SB047111 | WHT | 20 | 37.D7 | SB0471:11 | JB70 | 37.D1
AF0087:35 | SC | SB047313 | WHT | 20 | 37.D7 | SB0473:13 | JB70 | 37.D1
AF0087:36 | SC | SB047413 | WHT | 20 | 38.A7 | SB0474:13 | JB70 | 38.A1
AF0087:37 | SC | SA047311 | WHT | 20 | 39.D7 | SA0473:11 | JB70 | 39.D1
AF0087:38 | SC | SA047313 | WHT | 20 | 39.D7 | SA0473:13 | JB70 | 39.D1
AF0087:39 | SC | SA0471B213 | WHT | 20 | 38.A7 | SA0471:B2-13 | JB70 | 38.A1
AF0087:40 | SC | SA0471B113 | WHT | 20 | 38.B7 | SA0471:B1-13 | JB70 | 38.B1
AF0087:44 | SC | SA0474B213 | WHT | 20 | 41.C7 | SA0474:B2-13 | JB70 | 41.C1
AF0087:45 | SC | SA0474B113 | WHT | 20 | 41.C7 | SA0474:B1-13 | JB70 | 41.C1
PEG0130:2 | SC | AT1100G | GRN/YEL | 14 | 40.D5 | AT1100:GND | JB70 | 40.D3
AF0081:09 | SC | KA023914 | WHT | 20 | 25.B6 | KA0239:14 | PANEL B | 25.B5
AF0081:41 | SC | KA023911 | WHT | 20 | 25.B6 | KA0239:11 | PANEL B | 25.B5
AF0092:45 | SC | KA024022 | WHT | 20 | 37.C7 | KA0240:22 | PANEL B | 37.C6
AF0093:12 | SC | 009312 | WHT | 20 | 20.D7 | PC0470:INP_A | PANEL B | 20.D5
AF0093:28 | SC | 009328 | WHT | 20 | 20.D7 | PC0470:-PWR | PANEL B | 20.D5
AF0093:44 | SC | 009344 | WHT | 20 | 20.D7 | PC0470:+PWR | PANEL B | 20.D5
AF0095:02 | SC | 009502 | WHT | 20 | 67.B7 | KA0221:14 | PANEL B | 67.B6
FU0341:LD | SC | FU0341 | WHT | 16 | 20.C1 | KA0239:22 | PANEL B | 19.C6
IEG0010:1 | SC | IEG02300 | GRN | 8 | 11.A2 | IEG0230:0 | PANEL B | 11.A2
IEG0010:4 | SC | IEG00104 | GRN | 14 | 17.C6 | XT0400:3 | PANEL B | 17.C5
KA0131:A1 | SC | KA0131A1 | WHT | 20 | 27.C5 | KA0242:14 | PANEL B | 27.C3
KA0134:A1 | SC | KA0134A1 | WHT | 20 | 22.D6 | AF0067:12 | PANEL B | 22.D4
KA0141:21 | SC | KT0146A1 | WHT | 20 | 27.B5 | KA0241:21 | PANEL B | 27.A5
KA0141:24 | SC | KA014124 | WHT | 20 | 27.B5 | KA0241:24 | PANEL B | 27.A5
KA0231:11 | SC | KT014618 | WHT | 20 | 27.C3 | KA0242:11 | PANEL B | 27.C3
KA0231:14 | SC | KA0131A1 | WHT | 20 | 27.C3 | KA0242:14 | PANEL B | 27.C3
KA0231:21 | SC | KA024114 | WHT | 20 | 25.C2 | KA0241:14 | PANEL B | 25.C2
KA0233:14 | SC | 006102 | WHT | 20 | 59.B5 | AF0061:02 | PANEL B | 59.B7
KA0234:14 | SC | 006114 | WHT | 20 | 57.B5 | AF0061:14 | PANEL B | 57.B7
KT0146:15 | SC | KT014615 | WHT | 20 | 27.B2 | AF0076:10 | PANEL B | 27.B2
KT0146:18 | SC | KT014618 | WHT | 20 | 27.B2 | KA0242:11 | PANEL B | 27.C3
KT0146:A2 | SC | KT0146A2 | WHT | 20 | 27.B4 | AF0076:29 | PANEL B | 27.B6
KT0146:B1 | SC | KT0146B1 | WHT | 20 | 27.B4 | AF0076:13 | PANEL B | 27.B6
UA1200:J1-4 | SC | UA1200J14 | WHT | 20 | 19.B1 | AF0076:11 | PANEL B | 19.C7
UA1200:J1-5 | SC | UA1200J15 | WHT | 20 | 19.B1 | XT0237:1 B1 | PANEL B | 19.C5
XT0002:1 | SC | FU0131 | WHT | 12 | 13.A4 | FU0210:LI | PANEL B | 15.A2
XT0002:3 | SC | FU0131 | WHT | 14 | 13.A4 | FU0410:LI | PANEL B | 17.C1
XT0002:7 | SC | FU0131 | WHT | 14 | 13.B4 | XT0051:1 | PANEL B | 9.A4
XT0003:1 | SC | 0V | WHT | 12 | 13.A4 | XT0062:1 | PANEL B | 15.A1
XT0003:3 | SC | 0V | WHT | 14 | 13.A4 | XT0401:1 | PANEL B | 17.A1
XT0003:7 | SC | 0V | WHT | 14 | 13.B4 | XT0051:5 | PANEL B | 9.A3
XT0080:8 | SC | 0V | WHT | 20 | 25.A6 | KA0241:A2 | PANEL B | 25.A6
XT0081:7 | SC | KA0241A1 | WHT | 20 | 25.A3 | KA0241:A1 | PANEL B | 25.A6
XT0084:1 | SC | UF1300 | WHT | 20 | 84.D6 | KA0240:14 | PANEL B | 84.D6
XT0089:15 | SC | PS32004 | WHT | 20 | 84.D5 | KA0240:11 | PANEL B | 84.D6
XT0089:18 | SC | 007405 | WHT | 20 | 27.A2 | AF0074:05 | PANEL B | 27.A3
XT0089:19 | SC | 0V | WHT | 20 | 27.A2 | AF0074:21 | PANEL B | 27.A3
XT0089:20 | SC | UA1200J21 | WHT | 20 | 19.D5 | KA0241:11 | PANEL B | 25.C2
XT0089:5 | SC | ESTOP | WHT | 20 | 26.C4 | KA0235:A1 | PANEL B | 25.C6
XT0089:6 | SC | ESTOP | WHT | 20 | 25.D5 | KA0251:A1 | PANEL B | 25.D6
AU0090:L1 | WC0045 | AF0450L2 | ENET | CABLE | 2.A3 | AF0450:L2 | PANEL B | 2.A1
FLOATING | WC4524 | UJA1200S | SH | 20 | 19.B2 | AF0065:60 | PANEL B | 19.B7
UA1200:J1-3 | WC4524 | UA1200J13 | RED | 20 | 19.B1 | AF0065:12 | PANEL B | 19.B7
UA1200:J1-1 | WC4524 | UA1200J11 | BLK | 20 | 19.B1 | AF0065:28 | PANEL B | 19.B7
FU0010:LD | SC | FU0010 | WHT | 14 | 6.B1 | UV0600:(+) | PLC | 6.B2
XT0003:4 | SC | 0V | WHT | 14 | 13.B4 | UV0600:(-) | PLC | 6.B2
AF0087:00 | SC | SH047114 | WHT | 20 | 37.A7 | XT0111:4 | RAIL,RIGHT,JB70 | 37.A5
AF0087:01 | SC | SH047012 | WHT | 20 | 37.B7 | XT0111:8 | RAIL,RIGHT,JB70 | 37.B5
AF0087:32 | SC | SH047113 | WHT | 20 | 37.A7 | XT0111:3 | RAIL,RIGHT,JB70 | 37.A5
AF0087:33 | SC | SH047011 | WHT | 20 | 37.B7 | XT0111:7 | RAIL,RIGHT,JB70 | 37.B5
AF0092:12 | SC | HA047202 | WHT | 20 | 42.A6 | XT0111:23 | RAIL,RIGHT,JB70 | 42.A5
AF0092:13 | SC | SH0472X2 | WHT | 20 | 37.C7 | XT0111:17 | RAIL,RIGHT,JB70 | 37.C5
AF0092:28 | SC | HA047201 | WHT | 20 | 42.A6 | XT0111:24 | RAIL,RIGHT,JB70 | 42.A5
AF0092:29 | SC | SH0472X1 | WHT | 20 | 37.C7 | XT0111:18 | RAIL,RIGHT,JB70 | 37.C5
AF0093:06 | SC | SH0470X2 | WHT | 20 | 37.B7 | XT0111:11 | RAIL,RIGHT,JB70 | 37.B5
AF0093:15 | SC | SH0471X2 | WHT | 20 | 37.A7 | XT0111:5 | RAIL,RIGHT,JB70 | 37.A5
AF0093:22 | SC | SH0470X1 | WHT | 20 | 37.B7 | XT0111:12 | RAIL,RIGHT,JB70 | 37.C5
AF0093:31 | SC | SH0471X1 | WHT | 20 | 37.A7 | XT0111:6 | RAIL,RIGHT,JB70 | 37.A5
XT0002:6 | SC | FU0131 | WHT | 14 | 13.B4 | XT0111:21 | RAIL,RIGHT,JB70 | 40.D5
XT0003:6 | SC | 0V | WHT | 14 | 13.B4 | XT0111:22 | RAIL,RIGHT,JB70 | 40.D5
XT0081:6 | SC | FU0139 | WHT | 20 | 25.A3 | XT0111:15 | RAIL,RIGHT,JB70 | 37.C5
XT0081:7 | SC | KA0241A1 | WHT | 20 | 25.A3 | XT0111:16 | RAIL,RIGHT,JB70 | 37.C5
XT0089:3 | SC | ESTOPB | WHT | 20 | 26.C4 | XT0111:19 | RAIL,RIGHT,JB70 | 38.C5
XT0089:4 | SC | ESTOPA | WHT | 20 | 26.C4 | XT0111:20 | RAIL,RIGHT,JB70 | 38.C5
AU0080:L2 | WC0008 | AU0080L2 | ENET | CABLE | 2.A4 | BA1100:L1 | RAIL,RIGHT,JB70 | 2.A5
SolarTools ver. 24.0.84.24712 (Jul 31, 2025)
Report date: 3/5/2026 2:31 PM

## PANEL B
PANEL B
CONTROL PANEL B,JB70
Project # | 4K931
Project Name | NORTHERN NATURAL GAS COMPANY
Revision | B.4
Controls DE | S. LOPEZ
Phone:
Controls ME | H. MEDRANO
Phone:
From | [5 empty] | To
Device ID | Cable (W) Conductor (SC) Jumper Clip (JC) | Wire No. | Wire ID | Gauge/Size | Page/Zone | Device ID | Location | Page/Zone
XT0051:1 | JC | FU0131 | CLIP | --- | 9.A4 | XT0051:2 | PANEL B | 9.B4
XT0051:2 | JC | FU0131 | CLIP | --- | 9.B4 | XT0051:3 | PANEL B | 9.B4
XT0051:3 | JC | FU0131 | CLIP | --- | 9.B4 | XT0051:4 | PANEL B | 9.C4
XT0051:5 | JC | 0V | CLIP | --- | 9.A3 | XT0051:6 | PANEL B | 9.B3
XT0051:6 | JC | 0V | CLIP | --- | 9.B3 | XT0051:7 | PANEL B | 9.C3
XT0051:7 | JC | 0V | CLIP | --- | 9.C3 | XT0051:8 | PANEL B | 9.C3
XT0060:1 | JC | 0V | CLIP | --- | 16.A1 | XT0060:2 | PANEL B | 16.B1
XT0060:2 | JC | 0V | CLIP | --- | 16.B1 | XT0060:3 | PANEL B | 16.B1
XT0060:3 | JC | 0V | CLIP | --- | 16.B1 | XT0060:4 | PANEL B | 16.C1
XT0062:1 | JC | 0V | CLIP | --- | 15.A1 | XT0062:2 | PANEL B | 15.A1
XT0062:2 | JC | 0V | CLIP | --- | 15.A1 | XT0062:3 | PANEL B | 15.B1
XT0062:3 | JC | 0V | CLIP | --- | 15.B1 | XT0062:4 | PANEL B | 15.B1
XT0401:1 | JC | 0V | CLIP | --- | 17.A1 | XT0401:2 | PANEL B | 17.C1
AF0061:COM | SC | 0V | WHT | 16 | 16.B2 | XT0060:2 | PANEL B | 16.B1
AF0061:J | SC | * |  |  | 16.B2 | AF0062:P | PANEL B | 16.B3
AF0061:V+ | SC | FU0062 | WHT | 16 | 16.B2 | FU0062:LD | PANEL B | 16.B1
AF0062:00 | SC | 006200 | WHT | 20 | 67.C7 | KA0222:14 | PANEL B | 67.C6
AF0062:COM | SC | 0V | WHT | 16 | 16.B3 | XT0060:3 | PANEL B | 16.B1
AF0062:J | SC | * |  |  | 16.B3 | AF0063:P | PANEL B | 16.B3
AF0062:V+ | SC | FU0063 | WHT | 16 | 16.B3 | FU0063:LD | PANEL B | 16.B1
AF0063:10 | SC | JP1 | VIO | 20 | 34.C7 | AF0063:42 | PANEL B | 34.C7
AF0063:COM | SC | AF0063N | WHT | 16 | 16.B3 | AF0064:COM | PANEL B | 16.A4
AF0063:COM | SC | AU0060N | WHT | 16 | 16.B3 | AU0060:COM | PANEL B | 16.A2
AF0063:J | SC | * |  |  | 16.B3 | AF0064:P | PANEL B | 16.A4
AF0063:V+ | SC | AF0063P | WHT | 16 | 16.B3 | AF0064:V+ | PANEL B | 16.A4
AF0063:V+ | SC | AU0060P | WHT | 16 | 16.B3 | AU0060:V+ | PANEL B | 16.A2
AF0064:COM | SC | AF0064N | WHT | 16 | 16.A4 | AF0065:COM | PANEL B | 16.A5
AF0064:J | SC | * |  |  | 16.A4 | AF0065:P | PANEL B | 16.A5
AF0064:SH | SC | AF0064G | GRN | 14 | 16.A4 | AF0065:SH | PANEL B | 16.A5
AF0064:SH | SC | AU0060G | GRN | 14 | 16.A4 | AU0060:GND | PANEL B | 16.A2
AF0064:V+ | SC | AF0064P | WHT | 16 | 16.A4 | AF0065:V+ | PANEL B | 16.A5
AF0065:COM | SC | AF0065N | WHT | 16 | 16.A5 | AF0066:COM | PANEL B | 16.B5
AF0065:J | SC | * |  |  | 16.A5 | AF0066:P | PANEL B | 16.B5
AF0065:SH | SC | AF0065G | GRN | 14 | 16.A5 | AF0066:SH | PANEL B | 16.B5
AF0065:V+ | SC | AF0065P | WHT | 16 | 16.A5 | AF0066:V+ | PANEL B | 16.B5
AF0066:COM | SC | AF0066N | WHT | 16 | 16.B5 | AF0068:COM | PANEL B | 16.B6
AF0066:J | SC | * |  |  | 16.B5 | AF0067:P | PANEL B | 16.B6
AF0066:SH | SC | AF0066G | GRN | 14 | 16.B5 | AF0068:SH | PANEL B | 16.B6
AF0066:V+ | SC | AF0066P | WHT | 16 | 16.B5 | AF0068:V+ | PANEL B | 16.B6
AF0067:COM | SC | 0V | GRN | 14 | 16.B6 | XT0060:3 | PANEL B | 16.B1
AF0067:J | SC | * |  |  | 16.B6 | AF0068:P | PANEL B | 16.B6
AF0067:V+ | SC | FU0064 | WHT | 16 | 16.B6 | FU0064:LD | PANEL B | 16.B1
AF0068:SH | SC | AF0068SH | GRN | 14 | 16.B6 | IEG0230:4 | PANEL B | 16.B7
AF0071:COM | SC | AF0071N | WHT | 16 | 16.C2 | AF0072:COM | PANEL B | 16.C3
AF0071:COM | SC | AU0070N | WHT | 16 | 16.C2 | AU0070:COM | PANEL B | 16.C2
AF0071:J | SC | * |  |  | 16.C2 | AF0072:P | PANEL B | 16.C3
AF0071:SH | SC | AF0071G | GRN | 14 | 16.C2 | AF0072:SH | PANEL B | 16.C3
AF0071:SH | SC | AU0070G | GRN | 14 | 16.C2 | AU0070:GND | PANEL B | 16.C2
AF0071:V+ | SC | AF0071P | WHT | 16 | 16.C2 | AF0072:V+ | PANEL B | 16.C3
AF0071:V+ | SC | AU0070P | WHT | 16 | 16.C2 | AU0070:V+ | PANEL B | 16.C2
AF0072:COM | SC | AF0072N | WHT | 16 | 16.C3 | AF0073:COM | PANEL B | 16.C3
AF0072:J | SC | * |  |  | 16.C3 | AF0073:P | PANEL B | 16.C3
AF0072:SH | SC | AF0072G | GRN | 14 | 16.C3 | AF0073:SH | PANEL B | 16.C3
AF0072:V+ | SC | AF0072P | WHT | 16 | 16.C3 | AF0073:V+ | PANEL B | 16.C3
AF0073:COM | SC | AF0073N | WHT | 16 | 16.C3 | AF0074:COM | PANEL B | 16.C4
AF0073:J | SC | * |  |  | 16.C3 | AF0074:P | PANEL B | 16.C4
AF0073:SH | SC | AF0073G | GRN | 14 | 16.C3 | AF0074:SH | PANEL B | 16.C4
AF0073:V+ | SC | AF0073P | WHT | 16 | 16.C3 | AF0074:V+ | PANEL B | 16.C4
AF0074:COM | SC | AF0074N | WHT | 16 | 16.C4 | AF0075:COM | PANEL B | 16.C5
AF0074:J | SC | * |  |  | 16.C4 | AF0075:P | PANEL B | 16.C5
AF0074:SH | SC | AF0074G | GRN | 14 | 16.C4 | AF0075:SH | PANEL B | 16.C5
AF0074:V+ | SC | AF0074P | WHT | 16 | 16.C4 | AF0075:V+ | PANEL B | 16.C5
AF0075:COM | SC | AF0075N | WHT | 16 | 16.C5 | AF0077:COM | PANEL B | 16.C6
AF0075:J | SC | * |  |  | 16.C5 | AF0076:P | PANEL B | 16.C5
AF0075:SH | SC | AF0075G | GRN | 14 | 16.C5 | AF0077:SH | PANEL B | 16.C6
AF0075:V+ | SC | AF0075P | WHT | 16 | 16.C5 | AF0077:V+ | PANEL B | 16.C6
AF0076:00 | SC | KA023514 | WHT | 20 | 71.B7 | KA0235:14 | PANEL B | 71.B5
AF0076:01 | SC | KA023714 | WHT | 20 | 72.B7 | KA0237:14 | PANEL B | 72.B5
AF0076:02 | SC | 007602 | WHT | 20 | 67.B7 | KA0221:A1 | PANEL B | 67.B6
AF0076:04 | SC | 007604 | WHT | 20 | 67.C7 | KA0222:A1 | PANEL B | 67.C6
AF0076:06 | SC | 007606 | WHT | 20 | 34.C6 | KA0224:A1 | PANEL B | 34.C5
AF0076:08 | SC | KA1020A1 | WHT | 20 | 15.C7 | KA1020:A1 | PANEL B | 15.C5
AF0076:12 | SC | 007612 | WHT | 20 | 19.C7 | XT0237:1 B2 | PANEL B | 19.C5
AF0076:18 | SC | 007618 | WHT | 20 | 67.B7 | KA0221:A2 | PANEL B | 67.B6
AF0076:20 | SC | 007620 | WHT | 20 | 67.C7 | KA0222:A2 | PANEL B | 67.C6
AF0076:22 | SC | 007622 | WHT | 20 | 34.C6 | KA0224:A2 | PANEL B | 34.C5
AF0076:24 | SC | KA1020A2 | WHT | 20 | 15.C7 | KA1020:A2 | PANEL B | 15.C5
AF0076:COM | SC | 0V | GRN | 14 | 16.C5 | XT0060:4 | PANEL B | 16.C1
AF0076:J | SC | * |  |  | 16.C5 | AF0077:P | PANEL B | 16.C6
AF0076:V+ | SC | FU0076 | WHT | 16 | 16.C5 | FU0076:LD | PANEL B | 16.D1
AF0077:SH | SC | AF0077SH | GRN | 14 | 16.C6 | IEG0230:1 | PANEL B | 16.D6
AF0400:12 | SC | XT04002 | GRN | 16 | 17.A6 | XT0400:2 | PANEL B | 17.C6
AF0410:32 | SC | XT04001 | GRN | 16 | 17.A5 | XT0400:1 | PANEL B | 17.C5
AF0410:53 | SC | 0V | WHT | 16 | 17.A5 | XT0401:2 | PANEL B | 17.C1
AF0410:54 | SC | 0V | WHT | 16 | 17.A5 | AF0420:53 | PANEL B | 17.A4
AF0410:55 | SC | FU0410 | WHT | 16 | 17.A5 | FU0410:LD | PANEL B | 17.C1
AF0410:56 | SC | FU0410 | WHT | 16 | 17.A5 | AF0420:55 | PANEL B | 17.A4
AF0420:32 | SC | XT04001 | GRN | 16 | 17.A4 | XT0400:1 | PANEL B | 17.C5
AF0420:54 | SC | 0V | WHT | 16 | 17.A4 | AF0430:53 | PANEL B | 17.A3
AF0420:56 | SC | FU0410 | WHT | 16 | 17.A4 | AF0430:55 | PANEL B | 17.A3
AF0430:32 | SC | XT04001 | GRN | 16 | 17.A3 | XT0400:1 | PANEL B | 17.C5
AF0430:54 | SC | 0V | WHT | 16 | 17.A3 | AF0450:53 | PANEL B | 17.A1
AF0430:56 | SC | FU0410 | WHT | 16 | 17.A3 | AF0450:55 | PANEL B | 17.A1
AF0450:32 | SC | XT04001 | GRN | 16 | 17.A1 | XT0400:1 | PANEL B | 17.C5
AU0060:COM | SC | 0V | WHT | 16 | 16.A2 | XT0060:2 | PANEL B | 16.B1
AU0060:V+ | SC | FU0061 | WHT | 16 | 16.A2 | FU0061:LD | PANEL B | 16.B1
AU0070:COM | SC | 0V | WHT | 16 | 16.C2 | XT0060:4 | PANEL B | 16.C1
AU0070:V+ | SC | FU0070 | WHT | 16 | 16.C2 | FU0070:LD | PANEL B | 16.C1
FU0021:LI | SC | FU0131 | WHT | 16 | 9.A3 | XT0051:1 | PANEL B | 9.A4
FU0022:LI | SC | FU0131 | WHT | 16 | 9.B3 | XT0051:2 | PANEL B | 9.B4
FU0029:LI | SC | FU0131 | WHT | 16 | 9.B5 | XT0051:3 | PANEL B | 9.B4
FU0060:LI | SC | FU0210 | WHT | 12 | 15.A1 | FU0210:LD | PANEL B | 15.A2
FU0060:LI | SC | FU0210 | WHT | 12 | 15.A1 | FU0100:LI | PANEL B | 15.A1
FU0061:LI | SC | FU0060 | WHT | 14 | 16.B1 | FU0060:LD | PANEL B | 15.A1
FU0061:LI | SC | FU0060 | WHT | 14 | 16.B1 | FU0062:LI | PANEL B | 16.B1
FU0062:LI | SC | FU0060 | WHT | 14 | 16.B1 | FU0063:LI | PANEL B | 16.B1
FU0063:LI | SC | FU0060 | WHT | 14 | 16.B1 | FU0064:LI | PANEL B | 16.B1
FU0064:LI | SC | FU0060 | WHT | 14 | 16.B1 | FU0070:LI | PANEL B | 16.C1
FU0070:LI | SC | FU0060 | WHT | 14 | 16.C1 | FU0076:LI | PANEL B | 16.D1
FU0100:LD | SC | FU0100 | WHT | 16 | 15.A1 | KA1020:14 | PANEL B | 63.A5
FU0100:LI | SC | FU0210 | WHT | 12 | 15.A1 | FU0113:LI | PANEL B | 15.B1
FU0113:LI | SC | FU0210 | WHT | 12 | 15.B1 | FU0114:LI | PANEL B | 15.B1
FU0114:LI | SC | FU0210 | WHT | 12 | 15.B1 | FU0115:LI | PANEL B | 15.B1
GR0231: | SC | IEG02303 | GRN | 14 | 11.A4 | IEG0230:3 | PANEL B | 11.A3
GR0233: | SC | IEG02308 | GRN | 14 | 11.A4 | IEG0230:8 | PANEL B | 11.A5
KA0221:11 | SC | 023524 | WHT | 20 | 67.B6 | KA0235:24 | PANEL B | 67.B5
KA0222:11 | SC | 023724 | WHT | 20 | 67.C6 | KA0237:24 | PANEL B | 67.C5
KA0235:A1 | SC | ESTOP | WHT | 20 | 25.C6 | KA0236:A1 | PANEL B | 25.C6
KA0235:A2 | SC | 0V | WHT | 20 | 25.C6 | KA0236:A2 | PANEL B | 25.C6
KA0235:A2 | SC | 0V | WHT | 20 | 25.C6 | KA0242:A2 | PANEL B | 25.B6
KA0236:21 | SC | UA1200J21 | WHT | 20 | 25.C2 | KA0241:11 | PANEL B | 25.C2
KA0236:24 | SC | KA024114 | WHT | 20 | 25.C2 | KA0241:14 | PANEL B | 25.C2
KA0236:A1 | SC | ESTOP | WHT | 20 | 25.C6 | KA0237:A1 | PANEL B | 25.C6
KA0236:A2 | SC | 0V | WHT | 20 | 25.C6 | KA0237:A2 | PANEL B | 25.C6
KA0237:A1 | SC | ESTOP | WHT | 20 | 25.C6 | KA0239:A1 | PANEL B | 25.C6
KA0237:A2 | SC | 0V | WHT | 20 | 25.C6 | KA0239:A2 | PANEL B | 25.C6
KA0239:21 | SC | KA024224 | WHT | 20 | 19.C6 | KA0242:24 | PANEL B | 19.C6
KA0239:A1 | SC | ESTOP | WHT | 20 | 25.C6 | KA0240:A1 | PANEL B | 25.C6
KA0239:A2 | SC | 0V | WHT | 20 | 25.C6 | KA0240:A2 | PANEL B | 25.C6
KA0240:A1 | SC | ESTOP | WHT | 20 | 25.C6 | KA0251:A1 | PANEL B | 25.D6
KA0240:A2 | SC | 0V | WHT | 20 | 25.C6 | KA0251:A2 | PANEL B | 25.D6
KA0241:A1 | SC | KA0241A1 | WHT | 20 | 25.A6 | KA0242:A1 | PANEL B | 25.B6
KA0241:A2 | SC | 0V | WHT | 20 | 25.A6 | KA0242:A2 | PANEL B | 25.B6
KA0242:21 | SC | KA024221 | WHT | 20 | 19.C6 | XT0237:1 T2 | PANEL B | 19.C5
KA1020:24 | SC | 0V | WHT | 14 | 63.A5 | XT0062:2 | PANEL B | 15.A1
PC0470:INP_A | SC | 009312 | WHT | 20 | 20.D5 | PC0470:INP_B | PANEL B | 20.D5
XT0062:2 | SC | 0V | WHT | 14 | 15.A1 | XT0060:1 | PANEL B | 16.A1
AU0060:L1 | WC0007 | AU0070L2 | ENET | CABLE | 2.B1 | AU0070:L2 | PANEL B | 2.A6
AF0410:L2 | WC0041 | AF0410L2 | ENET | CABLE | 2.A5 | AF0420:L1 | PANEL B | 2.A5
AF0420:L2 | WC0042 | AF0420L2 | ENET | CABLE | 2.A5 | AF0430:L1 | PANEL B | 2.A6
AF0430:L2 | WC0043 | AF0430L2 | ENET | CABLE | 2.A6 | AF0450:L1 | PANEL B | 2.A1
AF0400:LBUS | WC8040 | AF0400LBUS | BUS | CABLE | 17.A6 | AF0410:RBUS | PANEL B | 17.A5
AF0410:LBUS | WC8041 | AF0420RBUS | BUS | CABLE | 17.A5 | AF0420:RBUS | PANEL B | 17.A4
AF0420:LBUS | WC8042 | AF0430RBUS | BUS | CABLE | 17.A4 | AF0430:RBUS | PANEL B | 17.A3
AF0430:LBUS | WC8043 | AF0450RBUS | BUS | CABLE | 17.A3 | AF0450:RBUS | PANEL B | 17.A1
AU0060:L2 | WC0006 | AU0060L2 | ENET | CABLE | 2.B1 | AU0140:L1 | BOP PNL | 2.B2
AF0061:02 | SC | 006102 | WHT | 20 | 59.B7 | KA0233:14 | PANEL A | 59.B5
AF0061:14 | SC | 006114 | WHT | 20 | 57.B7 | KA0234:14 | PANEL A | 57.B5
AF0067:12 | SC | KA0134A1 | WHT | 20 | 22.D4 | KA0134:A1 | PANEL A | 22.D6
AF0074:05 | SC | 007405 | WHT | 20 | 27.A3 | XT0089:18 | PANEL A | 27.A2
AF0074:21 | SC | 0V | WHT | 20 | 27.A3 | XT0089:19 | PANEL A | 27.A2
AF0076:10 | SC | KT014615 | WHT | 20 | 27.B2 | KT0146:15 | PANEL A | 27.B2
AF0076:11 | SC | UA1200J14 | WHT | 20 | 19.C7 | UA1200:J1-4 | PANEL A | 19.B1
AF0076:13 | SC | KT0146B1 | WHT | 20 | 27.B6 | KT0146:B1 | PANEL A | 27.B4
AF0076:29 | SC | KT0146A2 | WHT | 20 | 27.B6 | KT0146:A2 | PANEL A | 27.B4
FU0210:LI | SC | FU0131 | WHT | 12 | 15.A2 | XT0002:1 | PANEL A | 13.A4
FU0410:LI | SC | FU0131 | WHT | 14 | 17.C1 | XT0002:3 | PANEL A | 13.A4
IEG0230:0 | SC | IEG02300 | GRN | 8 | 11.A2 | IEG0010:1 | PANEL A | 11.A2
KA0221:14 | SC | 009502 | WHT | 20 | 67.B6 | AF0095:02 | PANEL A | 67.B7
KA0235:A1 | SC | ESTOP | WHT | 20 | 25.C6 | XT0089:5 | PANEL A | 26.C4
KA0239:11 | SC | KA023911 | WHT | 20 | 25.B5 | AF0081:41 | PANEL A | 25.B6
KA0239:14 | SC | KA023914 | WHT | 20 | 25.B5 | AF0081:09 | PANEL A | 25.B6
KA0239:22 | SC | FU0341 | WHT | 16 | 19.C6 | FU0341:LD | PANEL A | 20.C1
KA0240:11 | SC | PS32004 | WHT | 20 | 84.D6 | XT0089:15 | PANEL A | 84.D5
KA0240:14 | SC | UF1300 | WHT | 20 | 84.D6 | XT0084:1 | PANEL A | 84.D6
KA0240:22 | SC | KA024022 | WHT | 20 | 37.C6 | AF0092:45 | PANEL A | 37.C7
KA0241:11 | SC | UA1200J21 | WHT | 20 | 25.C2 | XT0089:20 | PANEL A | 19.D5
KA0241:14 | SC | KA024114 | WHT | 20 | 25.C2 | KA0231:21 | PANEL A | 25.C2
KA0241:21 | SC | KT0146A1 | WHT | 20 | 27.A5 | KA0141:21 | PANEL A | 27.B5
KA0241:24 | SC | KA014124 | WHT | 20 | 27.A5 | KA0141:24 | PANEL A | 27.B5
KA0241:A1 | SC | KA0241A1 | WHT | 20 | 25.A6 | XT0081:7 | PANEL A | 25.A3
KA0241:A2 | SC | 0V | WHT | 20 | 25.A6 | XT0080:8 | PANEL A | 25.A6
KA0242:11 | SC | KT014618 | WHT | 20 | 27.C3 | KT0146:18 | PANEL A | 27.B2
KA0242:11 | SC | KT014618 | WHT | 20 | 27.C3 | KA0231:11 | PANEL A | 27.C3
KA0242:14 | SC | KA0131A1 | WHT | 20 | 27.C3 | KA0131:A1 | PANEL A | 27.C5
KA0242:14 | SC | KA0131A1 | WHT | 20 | 27.C3 | KA0231:14 | PANEL A | 27.C3
KA0251:A1 | SC | ESTOP | WHT | 20 | 25.D6 | XT0089:6 | PANEL A | 25.D5
PC0470:+PWR | SC | 009344 | WHT | 20 | 20.D5 | AF0093:44 | PANEL A | 20.D7
PC0470:INP_A | SC | 009312 | WHT | 20 | 20.D5 | AF0093:12 | PANEL A | 20.D7
PC0470:-PWR | SC | 009328 | WHT | 20 | 20.D5 | AF0093:28 | PANEL A | 20.D7
XT0051:1 | SC | FU0131 | WHT | 14 | 9.A4 | XT0002:7 | PANEL A | 13.B4
XT0051:5 | SC | 0V | WHT | 14 | 9.A3 | XT0003:7 | PANEL A | 13.B4
XT0062:1 | SC | 0V | WHT | 12 | 15.A1 | XT0003:1 | PANEL A | 13.A4
XT0237:1 B1 | SC | UA1200J15 | WHT | 20 | 19.C5 | UA1200:J1-5 | PANEL A | 19.B1
XT0400:3 | SC | IEG00104 | GRN | 14 | 17.C5 | IEG0010:4 | PANEL A | 17.C6
XT0401:1 | SC | 0V | WHT | 14 | 17.A1 | XT0003:3 | PANEL A | 13.A4
AF0450:L2 | WC0045 | AF0450L2 | ENET | CABLE | 2.A1 | AU0090:L1 | PANEL A | 2.A3
AF0065:12 | WC4524 | UA1200J13 | RED | 20 | 19.B7 | UA1200:J1-3 | PANEL A | 19.B1
AF0065:28 | WC4524 | UA1200J11 | BLK | 20 | 19.B7 | UA1200:J1-1 | PANEL A | 19.B1
AF0065:60 | WC4524 | UJA1200S | SH | 20 | 19.B7 | FLOATING | PANEL A | 19.B2
IEG0230:6 | SC | IEG02306 | GRN | 12 | 6.B6 | AR0600:IE2 | PLC | 6.A1
XT0051:4 | SC | FU0131 | WHT | 14 | 9.C4 | FU0680:LI | PLC | 8.A4
XT0051:8 | SC | 0V | WHT | 14 | 9.C3 | XT0680:2 | PLC | 8.A4
AF0410:L1 | WC0003 | AP0603L2 | ENET | CABLE | 2.A5 | AP0603:L2 | PLC | 2.A3
FU0021:LD | SC | FU0021 | WHT | 16 | 9.A3 | BA0001:V1(+) | RAIL,RIGHT,JB70 | 9.A2
FU0022:LD | SC | FU0022 | WHT | 16 | 9.B3 | BA0002:V1(+) | RAIL,RIGHT,JB70 | 9.B2
FU0029:LD | SC | FU0029 | WHT | 16 | 9.B5 | BA0009:V1(+) | RAIL,RIGHT,JB70 | 9.B5
IEG0230:7 | SC | IEG02307 | GRN | 14 | 11.B4 | GR0234: | RAIL,RIGHT,JB70 | 11.B5
KA0240:21 | SC | SH0472X2 | WHT | 20 | 37.C6 | XT0111:17 | RAIL,RIGHT,JB70 | 37.C5
XT0051:5 | SC | 0V | WHT | 16 | 9.A3 | BA0001:V1(-) | RAIL,RIGHT,JB70 | 9.A2
XT0051:6 | SC | 0V | WHT | 16 | 9.B3 | BA0002:V1(-) | RAIL,RIGHT,JB70 | 9.B2
XT0051:7 | SC | 0V | WHT | 16 | 9.C3 | BA0009:V1(-) | RAIL,RIGHT,JB70 | 9.B5
AU0070:L1 | WC0010 | BA1100L2 | ENET | CABLE | 2.A6 | BA1100:L2 | RAIL,RIGHT,JB70 | 2.A5
SolarTools ver. 24.0.84.24712 (Jul 31, 2025)
Report date: 3/5/2026 2:31 PM

## PLC
PLC
PLC PANEL,JB70
Project # | 4K931
Project Name | NORTHERN NATURAL GAS COMPANY
Revision | B.4
Controls DE | S. LOPEZ
Phone:
Controls ME | H. MEDRANO
Phone:
From | [5 empty] | To
Device ID | Cable (W) Conductor (SC) Jumper Clip (JC) | Wire No. | Wire ID | Gauge/Size | Page/Zone | Device ID | Location | Page/Zone
AR0600:IE1 | SC | UV0600G | GRN | 14 | 6.A1 | UV0600:GND | PLC | 6.B2
AT0680:NEG | SC | 0V | WHT | 14 | 8.A5 | XT0680:2 | PLC | 8.A4
AT0680:POS | SC | AT0680POS | WHT | 14 | 8.A5 | XT0680:1 | PLC | 8.A4
FU0680:LD | SC | AT0680POS | WHT | 14 | 8.A4 | XT0680:1 | PLC | 8.A4
GR0680: | SC | GR0680 | GRN/YEL | 14 | 11.B4 | FRAME | PLC | 11.B4
AP0602:L2 | WC0001 | AP0602L2 | ENET | CABLE | 2.A2 | AP0603:L1 | PLC | 2.A3
AP0609:L1 | WC0680 | AP0609L1 | ENET | CABLE | 4.A1 | AT0680:LAN1 | PLC | 4.A2
UV0600:(-) | SC | 0V | WHT | 14 | 6.B2 | XT0003:4 | PANEL A | 13.B4
UV0600:(+) | SC | FU0010 | WHT | 14 | 6.B2 | FU0010:LD | PANEL A | 6.B1
AR0600:IE2 | SC | IEG02306 | GRN | 12 | 6.A1 | IEG0230:6 | PANEL B | 6.B6
FU0680:LI | SC | FU0131 | WHT | 14 | 8.A4 | XT0051:4 | PANEL B | 9.C4
XT0680:2 | SC | 0V | WHT | 14 | 8.A4 | XT0051:8 | PANEL B | 9.C3
AP0603:L2 | WC0003 | AP0603L2 | ENET | CABLE | 2.A3 | AF0410:L1 | PANEL B | 2.A5
BA0070:9-TX | WC0009 | BA0009TX | FO-RED | FIBER OPTIC | 3.A2 | BA0009:TX | RAIL,RIGHT,JB70 | 4.A3
BA0070:10-RX | WC0009 | BA0009RX | FO-BLK | FIBER OPTIC | 3.A2 | BA0009:RX | RAIL,RIGHT,JB70 | 4.A3
AP0602:L1 | WC9001 | BA0001RJ45 | ENET | CABLE | 2.A2 | BA0001:RJ45 | RAIL,RIGHT,JB70 | 2.A2
AT0680:LAN2 | WC9019 | AT0680LAN2 | ENET | CABLE | 4.A2 | BA0009:RJ45 | RAIL,RIGHT,JB70 | 4.A3
BA0070:5-TX | WCBA0001 | BA0005TX | FO-RED | FIBER OPTIC | 3.A2 | BA0001:RX | RAIL,RIGHT,JB70 | 2.A2
BA0070:6-RX | WCBA0001 | BA0005RX | FO-BLK | FIBER OPTIC | 3.A2 | BA0001:TX | RAIL,RIGHT,JB70 | 2.A2
BA0070:1-TX | WCBA0002 | BA0002TX | FO-RED | FIBER OPTIC | 3.A2 | BA0002:TX | RAIL,RIGHT,JB70 | 2.B5
BA0070:2-RX | WCBA0002 | BA0002RX | FO-BLK | FIBER OPTIC | 3.A2 | BA0002:RX | RAIL,RIGHT,JB70 | 2.B5
SolarTools ver. 24.0.84.24712 (Jul 31, 2025)
Report date: 3/5/2026 2:31 PM

## PROX,TURB
PROX,TURB
Project # | 4K931
Project Name | NORTHERN NATURAL GAS COMPANY
Revision | B.4
Controls DE | S. LOPEZ
Phone:
Controls ME | H. MEDRANO
Phone:
From | [5 empty] | To
Device ID | Cable (W) Conductor (SC) Jumper Clip (JC) | Wire No. | Wire ID | Gauge/Size | Page/Zone | Device ID | Location | Page/Zone
GR1210: | SC | GR1210 | GRN/YEL | 14 | 11.A6 | FRAME | PROX,TURB | 11.A6
GR1211: | SC | GR1211 | GRN/YEL | 14 | 11.A6 | FRAME | PROX,TURB | 11.A6
SolarTools ver. 24.0.84.24712 (Jul 31, 2025)
Report date: 3/5/2026 2:31 PM

## RAIL,LEFT,JB70
RAIL,LEFT,JB70
TUBINE CONTROL BOX, LEFT RAIL
Project # | 4K931
Project Name | NORTHERN NATURAL GAS COMPANY
Revision | B.4
Controls DE | S. LOPEZ
Phone:
Controls ME | H. MEDRANO
Phone:
From | [5 empty] | To
Device ID | Cable (W) Conductor (SC) Jumper Clip (JC) | Wire No. | Wire ID | Gauge/Size | Page/Zone | Device ID | Location | Page/Zone
GR0431: | SC | GR0431 | GRN/YEL | 14 | 11.B2 | FRAME | RAIL,LEFT,JB70 | 11.B2
SolarTools ver. 24.0.84.24712 (Jul 31, 2025)
Report date: 3/5/2026 2:31 PM

## RAIL,LEFT,JB73
RAIL,LEFT,JB73
0
Project # | 4K931
Project Name | NORTHERN NATURAL GAS COMPANY
Revision | B.4
Controls DE | S. LOPEZ
Phone:
Controls ME | H. MEDRANO
Phone:
From | [5 empty] | To
Device ID | Cable (W) Conductor (SC) Jumper Clip (JC) | Wire No. | Wire ID | Gauge/Size | Page/Zone | Device ID | Location | Page/Zone
XT0121:1 | JC | FU0122 | CLIP | --- | 99.A5 | XT0121:2 | RAIL,LEFT,JB73 | 99.C5
XT0121:3 | JC | 0V | CLIP | --- | 99.A5 | XT0121:4 | RAIL,LEFT,JB73 | 99.C5
XT0335:1 | JC | FU0332 | CLIP | --- | 28.A4 | XT0335:2 | RAIL,LEFT,JB73 | 28.A4
XT0335:2 | JC | FU0332 | CLIP | --- | 28.A4 | XT0335:3 | RAIL,LEFT,JB73 | 28.B4
XT0335:3 | JC | FU0332 | CLIP | --- | 28.B4 | XT0335:4 | RAIL,LEFT,JB73 | 28.B4
XT0335:4 | JC | FU0332 | CLIP | --- | 28.B4 | XT0335:5 | RAIL,LEFT,JB73 | 28.B4
XT0335:5 | JC | FU0332 | CLIP | --- | 28.B4 | XT0335:6 | RAIL,LEFT,JB73 | 28.B4
XT0335:6 | JC | FU0332 | CLIP | --- | 28.B4 | XT0335:7 | RAIL,LEFT,JB73 | 28.C4
XT0335:7 | JC | FU0332 | CLIP | --- | 28.C4 | XT0335:8 | RAIL,LEFT,JB73 | 28.C4
XT0335:8 | JC | FU0332 | CLIP | --- | 28.C4 | XT0335:9 | RAIL,LEFT,JB73 | 28.C4
XT0335:9 | JC | FU0332 | CLIP | --- | 28.C4 | XT0335:10 | RAIL,LEFT,JB73 | 28.C4
XT0336:1 | JC | 0V | CLIP | --- | 28.A4 | XT0336:2 | RAIL,LEFT,JB73 | 28.B4
XT0336:2 | JC | 0V | CLIP | --- | 28.B4 | XT0336:3 | RAIL,LEFT,JB73 | 28.B4
XT0336:3 | JC | 0V | CLIP | --- | 28.B4 | XT0336:4 | RAIL,LEFT,JB73 | 28.B4
XT0336:4 | JC | 0V | CLIP | --- | 28.B4 | XT0336:5 | RAIL,LEFT,JB73 | 28.B4
XT0336:5 | JC | 0V | CLIP | --- | 28.B4 | XT0336:6 | RAIL,LEFT,JB73 | 28.C4
XT0336:6 | JC | 0V | CLIP | --- | 28.C4 | XT0336:7 | RAIL,LEFT,JB73 | 28.C4
XT0336:7 | JC | 0V | CLIP | --- | 28.C4 | XT0336:8 | RAIL,LEFT,JB73 | 28.C4
XT0336:8 | JC | 0V | CLIP | --- | 28.C4 | XT0336:9 | RAIL,LEFT,JB73 | 28.C4
XT0336:9 | JC | 0V | CLIP | --- | 28.C4 | XT0336:10 | RAIL,LEFT,JB73 | 28.D4
FU0332:LD | SC | FU0332 | WHT | 12 | 28.A3 | XT0335:1 | RAIL,LEFT,JB73 | 28.A4
FU1212:LI | SC | UJ0231P2 | WHT | 16 | 7.A4 | XT0007:1 | RAIL,LEFT,JB73 | 7.A4
FU2108:LI | SC | FU0332 | WHT | 12 | 28.B4 | XT0335:3 | RAIL,LEFT,JB73 | 28.B4
GR4460: | SC | GR4460 | GRN/YEL | 14 | 12.A3 | FRAME | RAIL,LEFT,JB73 | 12.A2
XT0121:2 | SC | FU0122 | WHT | 14 | 99.C5 | XT0121:5 | RAIL,LEFT,JB73 | 100.A5
XT0121:4 | SC | 0V | WHT | 14 | 99.C5 | XT0121:6 | RAIL,LEFT,JB73 | 100.A5
FU1212:LD | SC | FU1212 | WHT | 16 | 7.A4 | BA1212:POS | BOP PNL | 7.A2
XT0007:2 | SC | UJ0231N2 | WHT | 16 | 7.A4 | BA1212:NEG | BOP PNL | 7.A2
XT0335:1 | SC | FU0332 | WHT | 12 | 28.A4 | FU0146:LI | BOP PNL | 32.A1
XT0336:1 | SC | 0V | WHT | 14 | 28.A4 | XT0140:1 | BOP PNL | 32.A1
XT0121:1 | SC | FU0122 | WHT | 14 | 99.A5 | FU0510:LI | HPC PNL | 31.C1
XT0121:3 | SC | 0V | WHT | 14 | 99.A5 | XT0510:2 | HPC PNL | 31.C1
XT0335:2 | SC | FU0332 | WHT | 12 | 28.A4 | FU0122:LI | HPC PNL | 29.A1
XT0336:2 | SC | 0V | WHT | 12 | 28.B4 | XT0120:1 | HPC PNL | 29.A1
SolarTools ver. 24.0.84.24712 (Jul 31, 2025)
Report date: 3/5/2026 2:31 PM

## RAIL,RIGHT,JB70
RAIL,RIGHT,JB70
TURBINE CONTROL BOX, RIGHT RAIL
Project # | 4K931
Project Name | NORTHERN NATURAL GAS COMPANY
Revision | B.4
Controls DE | S. LOPEZ
Phone:
Controls ME | H. MEDRANO
Phone:
From | [5 empty] | To
Device ID | Cable (W) Conductor (SC) Jumper Clip (JC) | Wire No. | Wire ID | Gauge/Size | Page/Zone | Device ID | Location | Page/Zone
BA1100:NEG | SC | BA1100N | WHT | 16 | 40.D1 | UJ0231:OUT1(-) | RAIL,RIGHT,JB70 | 40.C5
BA1100:POS | SC | BA1100P | WHT | 16 | 40.D1 | UJ0231:OUT1(+) | RAIL,RIGHT,JB70 | 40.C5
FU1100:LI | SC | FU0131 | WHT | 14 | 40.D3 | XT0111:21 | RAIL,RIGHT,JB70 | 40.D5
FU1101:LD | SC | FU1101 | WHT | 14 | 40.C5 | UJ0231:24V(+) | RAIL,RIGHT,JB70 | 40.C5
FU1101:LI | SC | FU0131 | WHT | 14 | 40.C5 | XT0111:21 | RAIL,RIGHT,JB70 | 40.D5
GR0532: | SC | GR0532 | GRN/YEL | 14 | 11.B4 | FRAME | RAIL,RIGHT,JB70 | 11.B4
UJ0231:24V(-) | SC | 0V | WHT | 16 | 40.C5 | XT0111:22 | RAIL,RIGHT,JB70 | 40.D5
BA0002:RJ45 | WC0012 | AU1200L2 | ENET | CABLE | 2.B5 | AU1200:L2 | HPC PNL | 2.B6
FU1100:LD | SC | FU1100 | WHT | 14 | 40.D3 | AT1100:POS | JB70 | 40.D3
XT0111:1 | SC | SH047111 | WHT | 20 | 37.A5 | SH0471:11 | JB70 | 37.A1
XT0111:10 | SC | SH047014 | WHT | 20 | 37.B5 | SH0470:14 | JB70 | 37.B1
XT0111:11 | SC | SH0470X2 | WHT | 20 | 37.B5 | SH0470:X2 | JB70 | 37.B1
XT0111:12 | SC | SH0470X1 | WHT | 20 | 37.C5 | SH0470:X1 | JB70 | 37.B1
XT0111:13 | SC | SH047211 | WHT | 20 | 37.C5 | SH0472:11 | JB70 | 37.C1
XT0111:14 | SC | SH047212 | WHT | 20 | 37.C5 | SH0472:12 | JB70 | 37.C1
XT0111:15 | SC | FU0139 | WHT | 20 | 37.C5 | SH0472:13 | JB70 | 37.C1
XT0111:16 | SC | KA0241A1 | WHT | 20 | 37.C5 | SH0472:14 | JB70 | 37.C1
XT0111:17 | SC | SH0472X2 | WHT | 20 | 37.C5 | SH0472:X2 | JB70 | 37.C1
XT0111:18 | SC | SH0472X1 | WHT | 20 | 37.C5 | SH0472:X1 | JB70 | 37.C1
XT0111:19 | SC | ESTOPB | WHT | 20 | 38.C5 | SB0472:B1-11 | JB70 | 38.C1
XT0111:2 | SC | SH047112 | WHT | 20 | 37.A5 | SH0471:12 | JB70 | 37.A1
XT0111:20 | SC | ESTOPA | WHT | 20 | 38.C5 | SB0472:B1-12 | JB70 | 38.C1
XT0111:22 | SC | 0V | WHT | 16 | 40.D5 | AT1100:NEG | JB70 | 40.D3
XT0111:3 | SC | SH047113 | WHT | 20 | 37.A5 | SH0471:13 | JB70 | 37.A1
XT0111:4 | SC | SH047114 | WHT | 20 | 37.A5 | SH0471:14 | JB70 | 37.A1
XT0111:5 | SC | SH0471X2 | WHT | 20 | 37.A5 | SH0471:X2 | JB70 | 37.A1
XT0111:6 | SC | SH0471X1 | WHT | 20 | 37.A5 | SH0471:X1 | JB70 | 37.A1
XT0111:7 | SC | SH047011 | WHT | 20 | 37.B5 | SH0470:11 | JB70 | 37.B1
XT0111:8 | SC | SH047012 | WHT | 20 | 37.B5 | SH0470:12 | JB70 | 37.B1
XT0111:9 | SC | SH047013 | WHT | 20 | 37.B5 | SH0470:13 | JB70 | 37.B1
BA1100:DEVICE | WC0101 | BA1100DEVICE | ENET | CABLE | 40.D1 | AT1100:L1 | JB70 | 40.D3
XT0111:24 | WC5072 | HA047201 | 1 | 18 | 42.A5 | HA0472:BLK-1 | JB70 | 42.A1
XT0111:23 | WC5072 | HA047202 | 2 | 18 | 42.A5 | HA0472:BLK-2 | JB70 | 42.A1
XT0111:11 | SC | SH0470X2 | WHT | 20 | 37.B5 | AF0093:06 | PANEL A | 37.B7
XT0111:12 | SC | SH0470X1 | WHT | 20 | 37.C5 | AF0093:22 | PANEL A | 37.B7
XT0111:15 | SC | FU0139 | WHT | 20 | 37.C5 | XT0081:6 | PANEL A | 25.A3
XT0111:16 | SC | KA0241A1 | WHT | 20 | 37.C5 | XT0081:7 | PANEL A | 25.A3
XT0111:17 | SC | SH0472X2 | WHT | 20 | 37.C5 | AF0092:13 | PANEL A | 37.C7
XT0111:18 | SC | SH0472X1 | WHT | 20 | 37.C5 | AF0092:29 | PANEL A | 37.C7
XT0111:19 | SC | ESTOPB | WHT | 20 | 38.C5 | XT0089:3 | PANEL A | 26.C4
XT0111:20 | SC | ESTOPA | WHT | 20 | 38.C5 | XT0089:4 | PANEL A | 26.C4
XT0111:21 | SC | FU0131 | WHT | 14 | 40.D5 | XT0002:6 | PANEL A | 13.B4
XT0111:22 | SC | 0V | WHT | 14 | 40.D5 | XT0003:6 | PANEL A | 13.B4
XT0111:23 | SC | HA047202 | WHT | 20 | 42.A5 | AF0092:12 | PANEL A | 42.A6
XT0111:24 | SC | HA047201 | WHT | 20 | 42.A5 | AF0092:28 | PANEL A | 42.A6
XT0111:3 | SC | SH047113 | WHT | 20 | 37.A5 | AF0087:32 | PANEL A | 37.A7
XT0111:4 | SC | SH047114 | WHT | 20 | 37.A5 | AF0087:00 | PANEL A | 37.A7
XT0111:5 | SC | SH0471X2 | WHT | 20 | 37.A5 | AF0093:15 | PANEL A | 37.A7
XT0111:6 | SC | SH0471X1 | WHT | 20 | 37.A5 | AF0093:31 | PANEL A | 37.A7
XT0111:7 | SC | SH047011 | WHT | 20 | 37.B5 | AF0087:33 | PANEL A | 37.B7
XT0111:8 | SC | SH047012 | WHT | 20 | 37.B5 | AF0087:01 | PANEL A | 37.B7
BA1100:L1 | WC0008 | AU0080L2 | ENET | CABLE | 2.A5 | AU0080:L2 | PANEL A | 2.A4
BA0001:V1(-) | SC | 0V | WHT | 16 | 9.A2 | XT0051:5 | PANEL B | 9.A3
BA0001:V1(+) | SC | FU0021 | WHT | 16 | 9.A2 | FU0021:LD | PANEL B | 9.A3
BA0002:V1(-) | SC | 0V | WHT | 16 | 9.B2 | XT0051:6 | PANEL B | 9.B3
BA0002:V1(+) | SC | FU0022 | WHT | 16 | 9.B2 | FU0022:LD | PANEL B | 9.B3
BA0009:V1(-) | SC | 0V | WHT | 16 | 9.B5 | XT0051:7 | PANEL B | 9.C3
BA0009:V1(+) | SC | FU0029 | WHT | 16 | 9.B5 | FU0029:LD | PANEL B | 9.B5
GR0234: | SC | IEG02307 | GRN | 14 | 11.B5 | IEG0230:7 | PANEL B | 11.B4
XT0111:17 | SC | SH0472X2 | WHT | 20 | 37.C5 | KA0240:21 | PANEL B | 37.C6
BA1100:L2 | WC0010 | BA1100L2 | ENET | CABLE | 2.A5 | AU0070:L1 | PANEL B | 2.A6
BA0009:TX | WC0009 | BA0009TX | FO-RED | FIBER OPTIC | 4.A3 | BA0070:9-TX | PLC | 3.A2
BA0009:RX | WC0009 | BA0009RX | FO-BLK | FIBER OPTIC | 4.A3 | BA0070:10-RX | PLC | 3.A2
BA0001:RJ45 | WC9001 | BA0001RJ45 | ENET | CABLE | 2.A2 | AP0602:L1 | PLC | 2.A2
BA0009:RJ45 | WC9019 | AT0680LAN2 | ENET | CABLE | 4.A3 | AT0680:LAN2 | PLC | 4.A2
BA0001:RX | WCBA0001 | BA0005TX | FO-RED | FIBER OPTIC | 2.A2 | BA0070:5-TX | PLC | 3.A2
BA0001:TX | WCBA0001 | BA0005RX | FO-BLK | FIBER OPTIC | 2.A2 | BA0070:6-RX | PLC | 3.A2
BA0002:TX | WCBA0002 | BA0002TX | FO-RED | FIBER OPTIC | 2.B5 | BA0070:1-TX | PLC | 3.A2
BA0002:RX | WCBA0002 | BA0002RX | FO-BLK | FIBER OPTIC | 2.B5 | BA0070:2-RX | PLC | 3.A2
SolarTools ver. 24.0.84.24712 (Jul 31, 2025)
Report date: 3/5/2026 2:31 PM

## RAIL,RIGHT,JB73
RAIL,RIGHT,JB73
0
Project # | 4K931
Project Name | NORTHERN NATURAL GAS COMPANY
Revision | B.4
Controls DE | S. LOPEZ
Phone:
Controls ME | H. MEDRANO
Phone:
From | [5 empty] | To
Device ID | Cable (W) Conductor (SC) Jumper Clip (JC) | Wire No. | Wire ID | Gauge/Size | Page/Zone | Device ID | Location | Page/Zone
GR4462: | SC | GR4462 | GRN/YEL | 14 | 12.A3 | FRAME | RAIL,RIGHT,JB73 | 12.A3
SolarTools ver. 24.0.84.24712 (Jul 31, 2025)
Report date: 3/5/2026 2:31 PM

## Panel Errors
Panel Errors
Project # | 4K931
Project Name | NORTHERN NATURAL GAS COMPANY
Revision | B.4
Controls DE | S. LOPEZ
Phone:
Controls ME | H. MEDRANO
Phone:
From | [6 empty] | To
Device ID | Location | Cable (W) Conductor (SC) Jumper Clip (JC) | Wire ID | Wire No. | Gauge/Size | Page/Zone | Device ID | Location | Page/Zone
Report date: 3/5/2026 2:31 PM |  |  |  | SolarTools ver. 24.0.84.24712 (Jul 31, 2025)

## Cable Part Numbers
Cable Part Numbers |  |  | SolarTools ver. 24.0.84.24712 (Jul 31, 2025)
Project # | 4K931
Report date: 3/5/2026 2:31 PM
Project Name | NORTHERN NATURAL GAS COMPANY
Revision | B.4
Controls DE | S. LOPEZ
Phone:
Controls ME | H. MEDRANO
Phone:
Device ID |  | Part Number |  | Description
WC8058 |  | 2684693-54 |  | CABLE, EXTENSION, BACKPLANE
WC0101 |  | 1302073-36 |  | CABLE, ETHERNET - 36 INCHES
WC5072 |  | PART OF 1103208-100 |  | CABLE, 2 CONDUCTOR UNSHIELDED PART OF HORN
WC0001 |  | 1302073-36 |  | CABLE, ETHERNET - 36 INCHES
WC0003 |  | 1302073-36 |  | CABLE, ETHERNET - 36 INCHES
WC0007 |  | 1302073-36 |  | CABLE, ETHERNET - 36 INCHES
WC0008 |  | 1302073-36 |  | CABLE, ETHERNET - 36 INCHES
WC0009 |  | 1098580-57 |  | FIBER OPTIC CABLE, ST-ST FIBER OPTIC MULTIMODE OM3
WC0010 |  | 1302073-36 |  | CABLE, ETHERNET - 36 INCHES
WC0014 |  | 1302073-36 |  | CABLE, ETHERNET - 36 INCHES
WC0018 |  | 1302073-36 |  | CABLE, ETHERNET - 36 INCHES
WC0028 |  | 1302073-36 |  | CABLE, ETHERNET - 36 INCHES
WC0041 |  | 1302073-36 |  | CABLE, ETHERNET - 36 INCHES
WC0042 |  | 1302073-36 |  | CABLE, ETHERNET - 36 INCHES
WC0043 |  | 1302073-36 |  | CABLE, ETHERNET - 36 INCHES
WC0045 |  | 1302073-36 |  | CABLE, ETHERNET - 36 INCHES
WC0051 |  | 1302073-36 |  | CABLE, ETHERNET - 36 INCHES
WC0052 |  | 1302073-36 |  | CABLE, ETHERNET - 36 INCHES
WC0090 |  | 1302073-36 |  | CABLE, ETHERNET - 36 INCHES
WC0680 |  | 1302073-36 |  | CABLE
WC4524 |  | 1022941-12 |  | TPE, 1 PAIR TWISTED SHIELDED
WC8040 |  | 1322418-90 |  | CABLE, SUPPLIED BY OTHERS
WC8041 |  | 1322418-90 |  | CABLE, SYTSTEM FUNCTION
WC8042 |  | 1322418-90 |  | CABLE, SYTSTEM FUNCTION
WC8043 |  | 1322418-90 |  | CABLE, SUPPLIED BY OTHERS
WC8050 |  | 1322418-90 |  | CABLE, SUPPLIED BY OTHERS
WC8051 |  | 1322418-90 |  | CABLE, SUPPLIED BY OTHERS
WC9001 |  | 1302073-36 |  | CABLE, ETHERNET - 36 INCHES
WC9019 |  | 1302073-36 |  | CABLE, ETHERNET - 36 INCHES
WCBA0001 |  | 1098580-57 |  | FIBER OPTIC CABLE, ST-ST FIBER OPTIC MULTIMODE OM3
WCBA0002 |  | 1098580-57 |  | FIBER OPTIC CABLE, ST-ST FIBER OPTIC MULTIMODE OM3

## Part Number List
Part Number List |  | SolarTools ver. 24.0.84.24712 (Jul 31, 2025)
Project # | 4K931
Report date: 3/5/2026 2:31 PM
Project Name | NORTHERN NATURAL GAS COMPANY
Revision | B.4
Controls DE | S. LOPEZ
Phone:
Controls ME | H. MEDRANO
Phone:
Device ID | Part Number | Description | Location
AF0141 | 2684693-17,2684693-25 | 5094-OB8XT, 8 DISCRETE OUTPUT | BOP PNL
AF0142 | 2684693-17,2684693-23 | 5094-IB16XT, 16 DISCRETE INPUT | BOP PNL
AF0143 | 2684693-18,2684693-56 | 5094-IF8IHXT, 8 ANALOG INPUT, ISOLATED | BOP PNL
AF0144 | 2684693-18,2684693-27 | 5094-OF8IHXT, 8 ANALOG OUTPUT, ISOLATED | BOP PNL
AF0145 | 2684693-19,2684693-33 | 5094-IY8XT, 8 ANALOG INPUT, TC/RTD/ I&V | BOP PNL
AF0146 | 2684693-17,2684693-25 | 5094-OB8XT, 8 DISCRETE OUTPUT | BOP PNL
AF0181 | 2684693-17,2684693-25 | 5094-OB8XT, 8 DISCRETE OUTPUT | BOP PNL
AF0182 | 2684693-17,2684693-23 | 5094-IB16XT, 16 DISCRETE INPUT | BOP PNL
AF0183 | 2684693-18,2684693-28 | 5094-IB16SXT, 16 DISCRETE INPUT, S | BOP PNL
AF0184 | 2684693-18,2684693-55 | 5094-OB16SXT, 16 DISCRETE OUTPUT, S | BOP PNL
AF0185 | 2684693-18,2684693-56 | 5094-IF8IHXT, 8 ANALOG INPUT, ISOLATED | BOP PNL
AU0140 | 2684693-22 | 5094-AENTRXT, FLEX 5000 I/O | BOP PNL
AU0180 | 2684693-22 | 5094-AENTRXT, FLEX 5000 I/O | BOP PNL
BA1212 | 1337728-12 | SWITCH, ETAP, DLR INTERFACE | BOP PNL
FU0140 | 1043265-1,1043265-5 | FUSE, 10A | BOP PNL
FU0141 | 1043265-1,1043265-5 | FUSE, 10A | BOP PNL
FU0142 | 1043265-1,1043265-5 | FUSE, 10A | BOP PNL
FU0143 | 1043265-1,1043265-3 | FUSE, 2A | BOP PNL
FU0146 | 1043265-1,1043265-6 | FUSE, 15A | BOP PNL
FU0180 | 1043265-1,1043265-5 | FUSE, 10A | BOP PNL
FU0181 | 1043265-1,1043265-5 | FUSE, 10A | BOP PNL
FU0182 | 1043265-1,1043265-5 | FUSE, 10A | BOP PNL
GR0181 | 903849C1 | RAIL GROUND, DIN RAIL GROUNDING | BOP PNL
GR0182 | 903849C1 | RAIL GROUND, DIN RAIL GROUNDING | BOP PNL
GR0183 | 903849C1 | RAIL GROUND, DIN RAIL GROUNDING | BOP PNL
KA0531 | 1061979-1 | RELAY, NO EMERGENCY SHUTDOWN SUMMARY | BOP PNL
KA0532 | 1061979-1 | RELAY, NO EMERGENCY SHUTDOWN SUMMARY | BOP PNL
KA0533 | 1061979-1 | RELAY, NO EMERGENCY SHUTDOWN SUMMARY | BOP PNL
KA0534 | 1061979-1 | RELAY, NO EMERGENCY SHUTDOWN SUMMARY | BOP PNL
KA0535 | 1061979-1 | RELAY, CONTROLLER^ACTIVE | BOP PNL
KA0536 | 1061979-1 | RELAY, CONTROLLER ACTIVE | BOP PNL
KA0537 | 1061979-1 | RELAY, NO EMERGENCY SHUTDOWN SUMMARY | BOP PNL
KA0540 | 1061979-1 | RELAY, OPEN SUCTION VALVE | BOP PNL
KA0541 | 1061979-1 | RELAY, OPEN DISCHARGE VALVE | BOP PNL
KA0542 | 1061979-1 | RELAY, OPEN SUCTION VALVE | BOP PNL
KA0543 | 1061979-1 | RELAY, OPEN DISCHARGE VALVE | BOP PNL
KA0550 | 1061979-1 | RELAY, OPEN SUCTION VALVE SAFETY | BOP PNL
KA0551 | 1061979-1 | RELAY, OPEN DISCHARGE VALVE SAFETY | BOP PNL
KA0552 | 1061979-1 | RELAY, CLOSE SUCTION VALVE SAFETY | BOP PNL
KA0553 | 1061979-1 | RELAY, CLOSE DISCHARGE VALVE SAFETY | BOP PNL
KA0554 | 1061979-1 | RELAY, CLOSE VENT VALVE^SAFETY | BOP PNL
KA0555 | 1061979-1 | RELAY, OPEN VENT VALVE (SAFETY) | BOP PNL
KA0557 | 1061979-1 | RELAY, OPEN DISCHARGE VALVE SAFETY | BOP PNL
KA0558 | 1061979-1 | RELAY, OPEN SUCTION VALVE SAFETY | BOP PNL
KA0559 | 1061979-1 | RELAY, CLOSE DISCHARGE VALVE SAFETY | BOP PNL
KA0560 | 1061979-1 | RELAY, CLOSE SUCTION VALVE SAFETY | BOP PNL
KA0573 | 1061979-1 | RELAY, 3405 DISCHARGE VALVE CLOSED | BOP PNL
KA1260 | 1061979-1 | RELAY, DSR RUN REQUEST | BOP PNL
KT0571 | 2651077-1 | TIMER RELAY, LOADING VALVE CLOSED | BOP PNL
KT0572 | 2651077-1 | TIMER RELAY, 3401 SUCTION VALVE CLOSED | BOP PNL
KT0573 | 2651077-1 | TIMER RELAY, 3405 DISCHARGE VALVE CLOSED | BOP PNL
KT0574 | 2651077-1 | TIMER RELAY, LOADING VALVE CLOSED | BOP PNL
KT0575 | 2651077-1 | TIMER RELAY, VENT VALVE OPEN | BOP PNL
KT0576 | 2651077-2 | TIMER RELAY, 3403 SUCTION VALVE CLOSED | BOP PNL
KT0577 | 2651077-1 | TIMER RELAY, 3406 DISCHARGE VALVE CLOSED | BOP PNL
XT0140 | 1066730-7,1066730-8,1067996-4 | TERMINAL BLOCK, SPRING, 4 CONDUCTOR,30-12 AWG (0.05-3.31 MM2),NON-IS | BOP PNL
XT0572 | 1066730-7,1066730-8,1067996-4 | TERMINAL BLOCK, SPRING, 4 CONDUCTOR,30-12 AWG (0.05-3.31 MM2),NON-IS | BOP PNL
XT0573 | 1066730-10,1066730-68,1066730-9 | DIODE TERMINAL STRIP, 4 CONDUCTOR | BOP PNL
XT0574 | 1066730-10,1066730-9,1067996-4 | DIODE TERMINAL STRIP, 4 CONDUCTOR | BOP PNL
AF0500 | 1322418-31,1322418-40,1322418-72,1322418-73 | 1444-TSCX02-02RB, 2-CH TACHOMETER INPUT^DYNAMIX 1444 VIBRATION | HPC PNL
AF0510 | 1322418-11,1322418-20,1322418-70,1322418-71 | 1444-DYN04-01RA, 4-CH VIBRATION INPUT^DYNAMIX 1444 VIBRATION | HPC PNL
AF0520 | 1322418-11,1322418-20,1322418-70,1322418-71 | 1444-DYN04-01RA, 4-CH VIBRATION INPUT^DYNAMIX 1444 VIBRATION | HPC PNL
AF1201 | 2684693-17,2684693-25 | 5094-OB8XT, 8 DISCRETE OUTPUT | HPC PNL
AF1202 | 2684693-17,2684693-23 | 5094-IB16XT, 16 DISCRETE INPUT | HPC PNL
AF1203 | 2684693-18,2684693-56 | 5094-IF8IHXT, 8 ANALOG INPUT, ISOLATED | HPC PNL
AF1204 | 2684693-18,2684693-30 | 5094-IF4IHSXT, 4 ANALOG INPUT, S | HPC PNL
AF1205 | 2684693-18,2684693-30 | 5094-IF4IHSXT, 4 ANALOG INPUT, S | HPC PNL
AF1206 | 2684693-21,2684693-36 | 5094-IRT8SXT, 8 RTD/TC ANALOG INPUT, S | HPC PNL
AF1207 | 2684693-18,2684693-28 | 5094-IB16SXT, 16 DISCRETE INPUT, S | HPC PNL
AF1208 | 2684693-19,2684693-33 | 5094-IY8XT, 8 ANALOG INPUT, TC/RTD/ I&V | HPC PNL
AF1209 | 2684693-19,2684693-33 | 5094-IY8XT, 8 ANALOG INPUT, TC/RTD/ I&V | HPC PNL
AF1210 | 2684693-18,2684693-56 | 5094-IF8IHXT, 8 ANALOG INPUT, ISOLATED | HPC PNL
AF1211 | 2684693-18,2684693-56 | 5094-IF8IHXT, 8 ANALOG INPUT, ISOLATED | HPC PNL
AF1212 | 2684693-18,2684693-27 | 5094-OF8IHXT, 8 ANALOG OUTPUT, ISOLATED | HPC PNL
AF1213 | 2684693-18,2684693-56 | 5094-IF8IHXT, 8 ANALOG INPUT, ISOLATED | HPC PNL
AU1200 | 2684693-50 | 5094-AEN2TRXT, FLEX 5000 I/O | HPC PNL
FU0120 | 1043265-1,1043265-5 | FUSE, 10A | HPC PNL
FU0121 | 1043265-1,1043265-5 | FUSE, 10A | HPC PNL
FU0122 | 1043265-1,1043265-6 | FUSE, 15A | HPC PNL
FU0510 | 1043265-1,1043265-4 | FUSE, 5A | HPC PNL
GR0161 | 903849C1 | RAIL GROUND, DIN RAIL GROUNDING | HPC PNL
GR0162 | 903849C1 | RAIL GROUND, DIN RAIL GROUNDING | HPC PNL
GR0163 | 903849C1 | RAIL GROUND, DIN RAIL GROUNDING | HPC PNL
IEG0073 | 232941-110 | BUS BAR, SYSTEM FUNCTION (USE) | HPC PNL
KA0120 | 1061979-1 | RELAY, CONTROLLER ACTIVE | HPC PNL
KA0577 | 1061979-1 | RELAY, 3405 DISCHARGE VALVE CLOSED | HPC PNL
KA4401 | 1061979-1 | RELAY, CASE DEPRESSURIZED | HPC PNL
WC8058 | 2684693-54 |  | HPC PNL
XT0120 | [3]1066730-7,1066730-8,1067996-4 | TERMINAL BLOCK, SPRING, 4 CONDUCTOR,30-12 AWG (0.05-3.31 MM2),NON-IS | HPC PNL
XT0240 | 1066730-7,1066730-8,1067996-4 | TERMINAL BLOCK, SPRING, 4 CONDUCTOR,30-12 AWG (0.05-3.31 MM2),NON-IS | HPC PNL
XT0500 | 1066730-1,1066730-2,1067996-4 | TERMINAL STRIP, 4 CONDUCTOR | HPC PNL
XT0510 | 1066730-7,1066730-8,1067996-4 | TERMINAL BLOCK, SPRING, 4 CONDUCTOR,30-12 AWG (0.05-3.31 MM2),NON-IS | HPC PNL
FU0011 | 1043265-1,1043265-7 | FUSE, 20A | JB130
FU0012 | 1043265-1,1043265-5 | FUSE, 10A | JB130
FU0013 | 1043265-1,1043265-5 | FUSE, 10A | JB130
FU0014 | 1043265-1,1043265-5 | FUSE, 10A | JB130
FU0015 | 1043265-1,1043265-5 | FUSE, 10A | JB130
FU0016 | 1043265-1,1043265-5 | FUSE, 10A | JB130
FU0017 | 1043265-1,1043265-5 | FUSE, 10A | JB130
FU0018 | 1043265-1,1043265-5 | FUSE, 10A | JB130
FU0019 | 1043265-1,1043265-7 | FUSE, 20A | JB130
FU0031 | 1043265-1,1043265-9 | FUSE, 30A | JB130
FU0131 | 1043265-1,1043265-9 | FUSE, 30A | JB130
GR0031 | 903849C1 | RAIL GROUND, DIN RAIL GROUNDING | JB130
GR0136 | 903849C1 | RAIL GROUND, DIN RAIL GROUNDING | JB130
GR0137 | 903849C1 | RAIL GROUND, DIN RAIL GROUNDING | JB130
UJ0031 | 1286570-1 | POWER CONVERTER, AC/DC INPUT TO 28V DC OUTPUT | JB130
UJ0131 | 1286570-1 | POWER CONVERTER, AC/DC INPUT TO 28V DC OUTPUT | JB130
XT0011 | 1066730-16,1066730-17,1066730-18 | TERMINAL STRIP, 2 CONDUCTOR | JB130
XT0012 | 1066730-16,1066730-17,1066730-18 | TERMINAL STRIP, 2 CONDUCTOR | JB130
XT0013 | 1066730-16,1066730-17,1066730-18 | TERMINAL STRIP, 2 CONDUCTOR | JB130
XT0014 | 1247052-1 | BUS BAR, SYSTEM FUNCTION (USE) | JB130
XT0015 | 1066730-16 | TERMINAL STRIP, 2 CONDUCTOR | JB130
XT0016 | 1066730-16 | TERMINAL STRIP, 2 CONDUCTOR | JB130
XTFGE | 1066730-1 | TERMINAL STRIP, 4 CONDUCTOR | JB130
AT1100 | 1577354-4501 | WORKSTATION, VERSA VIEW 1200H | JB70
HA0472 | 1103208-101 | HORN, START SYSTEM ALARM | JB70
SA0471 | 1035040-1652,2380746-2 | SELECTOR SWITCH, SPEED/LOAD | JB70
SA0473 | 1035040-862,2380746-5 | SELECTOR SWITCH, OFF/LOCAL/AUXILIARY | JB70
SA0474 | 1035040-804,2380746-2 | SELECTOR SWITCH, SURGE VALVE | JB70
SB0471 | 1035040-119,2380746-1 | PUSHBUTTON SWITCH, HORN SILENCE | JB70
SB0472 | 1035040-32,2380746-4 | PUSHBUTTON SWITCH, EMERGENCY STOP | JB70
SB0473 | 1035040-120,2380746-1 | PUSHBUTTON SWITCH, ACKNOWLEDGE | JB70
SB0474 | 1035040-856,2380746-1 | PUSHBUTTON SWITCH, RESET | JB70
SH0470 | 1035040-108,2380746-3 | LIGHTED SWITCH, STOP/STOPPING, RED | JB70
SH0471 | 1035040-103,2380746-3 | LIGHTED SWITCH, START/STARTING, GREEN | JB70
SH0472 | 1035040-106,2380746-3 | LIGHTED SWITCH, BACKUP SYSTEM ACTIVE/RESET, AMBER | JB70
XT4875 | DRIVEN COMMON | TERMINAL STRIP, HP COMPRESSOR CASE PRESSURE | JB75
GR1123 | 903849C1 | RAIL GROUND, DIN RAIL GROUNDING | MEDIA CONVERTER
GR1125 | 903849C1 | RAIL GROUND, DIN RAIL GROUNDING | MEDIA CONVERTER
IEG1123 | 232941-200 | BUS BAR, ASSY 1100 - INSTRUMENT EARTH GROUNDING | MEDIA CONVERTER
CC_4K932 | CUSTOMER DEFINED | CUSTOMER CONNECTION, SYSTEM FUNCTION | PANEL
CC_DSR_ALARM | CUSTOMER DEFINED | CUSTOMER CONNECTION, DSR_ALARM | PANEL
CC_DSR_ENABLE | CUSTOMER DEFINED | CUSTOMER CONNECTION, DSR_ENABLE | PANEL
CCKA0224 | CUSTOMER DEFINED | CUSTOMER CONNECTION, EMERGENCY SHUTDOWN ACTIVE | PANEL
SB7510 | CUSTOMER DEFINED | PUSHBUTTON SWITCH, START (CUSTOMER) | PANEL
SB7511 | CUSTOMER DEFINED | PUSHBUTTON SWITCH, NORMAL STOP (CUSTOMER) | PANEL
SB7513 | CUSTOMER DEFINED | PUSHBUTTON SWITCH, FAST STOP (CUSTOMER) | PANEL
SB7701 | CUSTOMER DEFINED | PUSHBUTTON SWITCH, 2001 SUCTION HEADER SELECT | PANEL
SB7702 | CUSTOMER DEFINED | PUSHBUTTON SWITCH, 2003 SUCTION HEADER SELECT | PANEL
SB7703 | CUSTOMER DEFINED | PUSHBUTTON SWITCH, 2005 DISCHARGE HEADER SELECT | PANEL
SB7704 | CUSTOMER DEFINED | PUSHBUTTON SWITCH, 2006 DISCHARGE HEADER SELECT | PANEL
AF0081 | 2684693-18,2684693-28 | 5094-IB16SXT, 16 DISCRETE INPUT, S | PANEL A
AF0082 | 2684693-17,2684693-23 | 5094-IB16XT, 16 DISCRETE INPUT | PANEL A
AF0083 | 2684693-19,2684693-33 | 5094-IY8XT, 8 ANALOG INPUT, TC/RTD/ I&V | PANEL A
AF0084 | 2684693-19,2684693-33 | 5094-IY8XT, 8 ANALOG INPUT, TC/RTD/ I&V | PANEL A
AF0085 | 2684693-18,2684693-26 | 5094-IF8IHXT, 8 ANALOG INPUT, ISOLATED | PANEL A
AF0086 | 2684693-18,2684693-26 | 5094-IF8IHXT, 8 ANALOG INPUT, ISOLATED | PANEL A
AF0087 | 2684693-17,2684693-23 | 5094-IB16XT, 16 DISCRETE INPUT | PANEL A
AF0091 | 2684693-17,2684693-23 | 5094-IB16XT, 16 DISCRETE INPUT | PANEL A
AF0092 | 2684693-17,2684693-24 | 5094-OB16XT, 16 DISCRETE OUTPUT | PANEL A
AF0093 | 2684693-17,2684693-24 | 5094-OB16XT, 16 DISCRETE OUTPUT | PANEL A
AF0094 | 2684693-19,2684693-33 | 5094-IY8XT, 8 ANALOG INPUT, TC/RTD/ I&V | PANEL A
AF0095 | 2684693-17,2684693-25 | 5094-OB8XT, 8 DISCRETE OUTPUT | PANEL A
AU0080 | 2684693-22 | 5094-AENTRXT, FLEX 5000 I/O | PANEL A
AU0090 | 2684693-22 | 5094-AENTRXT, FLEX 5000 I/O | PANEL A
FU0010 | 1043265-1,1043265-5 | FUSE, 10A | PANEL A
FU0080 | 1043265-1,1043265-6 | FUSE, 15A | PANEL A
FU0081 | 1043265-1,1043265-5 | FUSE, 10A | PANEL A
FU0090 | 1043265-1,1043265-5 | FUSE, 10A | PANEL A
FU0091 | 1043265-1,1043265-5 | FUSE, 10A | PANEL A
FU0092 | 1043265-1,1043265-5 | FUSE, 10A | PANEL A
FU0093 | 1043265-1,1043265-5 | FUSE, 10A | PANEL A
FU0094 | 1043265-1,1043265-5 | FUSE, 10A | PANEL A
FU0137 | 1043265-1,1043265-7 | FUSE, 20A | PANEL A
FU0139 | 1043265-1,1043265-4 | FUSE, 5A | PANEL A
FU0340 | 1043265-1,1043265-3 | FUSE, 2A | PANEL A
FU0341 | 1043265-1,1043265-3 | FUSE, 2A | PANEL A
FU0387 | 1043265-1,1043265-4 | FUSE, 5A | PANEL A
FU0388 | 1043265-1,1043265-4 | FUSE, 5A | PANEL A
FU0389 | 1043265-1,1043265-3 | FUSE, 2A | PANEL A
GR0132 | 903849C1 | RAIL GROUND, DIN RAIL GROUNDING | PANEL A
GR0133 | 903849C1 | RAIL GROUND, DIN RAIL GROUNDING | PANEL A
GR0134 | 903849C1 | RAIL GROUND, DIN RAIL GROUNDING | PANEL A
IEG0010 | 232941-300 | BUS BAR, PANEL A - INSTRUMENT EARTH GROUNDING | PANEL A
KA0130 | 1061979-1 | RELAY, LOWSPEED/OPEN PROBE SETPOINT | PANEL A
KA0131 | 1061979-1 | RELAY, CONTROLLER ACTIVE | PANEL A
KA0132 | 1061979-1 | RELAY, CONTROLLER ACTIVE | PANEL A
KA0133 | 1061979-1 | RELAY, POST LUBE NOT REQUIRED | PANEL A
KA0134 | 1061979-1 | RELAY, BACKUP COMMAND OFF | PANEL A
KA0135 | 1061979-1 | RELAY, AC PRE/POST PUMP DRIVE | PANEL A
KA0136 | 1061979-1 | RELAY, LUBE OIL HEADER^PRESSURE HIGH | PANEL A
KA0137 | 1061979-1 | RELAY, LUBE PUMP INHIBIT | PANEL A
KA0138 | 1061979-1 | RELAY, BACKUP LUBE OIL PUMP OFF | PANEL A
KA0141 | 1061979-1 | RELAY, CONTROLLER ACTIVE | PANEL A
KA0230 | 1061979-1 | RELAY, CONTROLLER ACTIVE | PANEL A
KA0231 | 1061979-1 | RELAY, CONTROLLER ACTIVE | PANEL A
KA0232 | 1061979-1 | RELAY, CONTROLLER ACTIVE | PANEL A
KA0233 | 1061979-1 | RELAY, CONTROLLER ACTIVE | PANEL A
KA0234 | 1061979-1 | RELAY, CONTROLLER ACTIVE | PANEL A
KA0243 | 1061979-1 | RELAY, NO FIRE DETECTED | PANEL A
KA0244 | 1061979-1 | RELAY, NO FIRE DETECTED | PANEL A
KA0245 | 1061979-1 | RELAY, NO GAS DETECTED | PANEL A
KA0910 | 1061979-1 | RELAY, VIBRATION SWITCH REMOTE RESET | PANEL A
KA2160 | 1061979-1 | RELAY, CLOSE GAS BLOCK VALVE | PANEL A
KA2161 | 1061979-1 | RELAY, OPEN GAS BLEED VALVE | PANEL A
KA3103 | 1061979-1 | RELAY, LUBE OIL TANK HEATER | PANEL A
KT0140 | 2651077-1 | TIMER RELAY, BACKUP PUMP^POST LUBE OFF CYCLE | PANEL A
KT0141 | 2651077-1 | TIMER RELAY, BACKUP POST LUBE CONTINUOUS | PANEL A
KT0142 | 2651077-1 | TIMER RELAY, TOTAL POST LUBE | PANEL A
KT0143 | 2651077-1 | TIMER RELAY, BACKUP PUMP POST LUBE ON CYCLE | PANEL A
KT0144 | 2651077-1 | TIMER RELAY, HEADER PRESSURE HIGH^BACKUP PUMP OFF | PANEL A
KT0145 | 2651077-1 | TIMER RELAY, FIRE DETECTED ROLLDOWN LUBE | PANEL A
KT0146 | 2651077-3 | TIMER RELAY, WATCHDOG | PANEL A
PEG0130 | 232941-300 | BUS BAR, PANEL A - POWER EARTH GROUNDING | PANEL A
RR0941 | 981090C1 | RESISTOR, 3.01K OHM | PANEL A
RR0942 | 981089C1 | RESISTOR, 1.0K OHM | PANEL A
UA1200 | 1053834-9 | SIGNAL CONVERTER, BACKUP OVERSPEED | PANEL A
XT0002 | 1066730-16,1066730-17,1066730-18 | TERMINAL STRIP, 2 CONDUCTOR | PANEL A
XT0003 | 1066730-16,1066730-17,1066730-18 | TERMINAL STRIP, 2 CONDUCTOR | PANEL A
XT0080 | 1066730-7,1066730-8,1067996-4 | TERMINAL BLOCK, SPRING, 4 CONDUCTOR,30-12 AWG (0.05-3.31 MM2),NON-IS | PANEL A
XT0081 | 1066730-7,1066730-8,1067996-4 | TERMINAL BLOCK, SPRING, 4 CONDUCTOR,30-12 AWG (0.05-3.31 MM2),NON-IS | PANEL A
XT0082 | 1066730-7,1066730-8,1067996-4 | TERMINAL BLOCK, SPRING, 4 CONDUCTOR,30-12 AWG (0.05-3.31 MM2),NON-IS | PANEL A
XT0084 | 1066730-7,1066730-8,1067996-4 | TERMINAL BLOCK, SPRING, 4 CONDUCTOR,30-12 AWG (0.05-3.31 MM2),NON-IS | PANEL A
XT0089 | 1066730-7,1066730-8,1067996-4 | TERMINAL BLOCK, SPRING, 4 CONDUCTOR,30-12 AWG (0.05-3.31 MM2),NON-IS | PANEL A
XT3220 | 1066730-7 | TERMINAL BLOCK, SPRING, 4 CONDUCTOR,30-12 AWG (0.05-3.31 MM2),NON-IS | PANEL A
AF0061 | 2684693-17,2684693-25 | 5094-OB8XT, 8 DISCRETE OUTPUT | PANEL B
AF0062 | 2684693-17,2684693-25 | 5094-OB8XT, 8 DISCRETE OUTPUT | PANEL B
AF0063 | 2684693-17,2684693-23 | 5094-IB16XT, 16 DISCRETE INPUT | PANEL B
AF0064 | 2684693-18,2684693-30 | 5094-IF4IHSXT, 4 ANALOG INPUT, S | PANEL B
AF0065 | 2684693-18,2684693-30 | 5094-IF4IHSXT, 4 ANALOG INPUT, S | PANEL B
AF0066 | 2684693-18,2684693-27 | 5094-OF8IHXT, 8 ANALOG OUTPUT, ISOLATED | PANEL B
AF0067 | 2684693-17,2684693-25 | 5094-OB8XT, 8 DISCRETE OUTPUT | PANEL B
AF0068 | 2684693-21,2684693-36 | 5094-IRT8SXT, 8 RTD/TC ANALOG INPUT, S | PANEL B
AF0071 | 2684693-18,2684693-32 | 5094-IJ2ISXT, 2 FAST COUNTER INPUT, S | PANEL B
AF0072 | 2684693-18,2684693-30 | 5094-IF4IHSXT, 4 ANALOG INPUT, S | PANEL B
AF0073 | 2684693-21,2684693-36 | 5094-IRT8SXT, 8 RTD/TC ANALOG INPUT, S | PANEL B
AF0074 | 2684693-18,2684693-26 | 5094-IF8IHXT, 8 ANALOG INPUT, ISOLATED | PANEL B
AF0075 | 2684693-18,2684693-30 | 5094-IF4IHSXT, 4 ANALOG INPUT, S | PANEL B
AF0076 | 2684693-18,2684693-55 | 5094-OB16SXT, 16 DISCRETE OUTPUT, S | PANEL B
AF0077 | 2684693-19,2684693-33 | 5094-IY8XT, 8 ANALOG INPUT, TC/RTD/ I&V | PANEL B
AF0400 | 1322418-31,1322418-40,1322418-72,1322418-73 | 1444-TSCX02-02RB, 2-CH TACHOMETER INPUT^DYNAMIX 1444 VIBRATION | PANEL B
AF0410 | 1322418-11,1322418-20,1322418-70,1322418-71 | 1444-DYN04-01RA, 4-CH VIBRATION INPUT^DYNAMIX 1444 VIBRATION | PANEL B
AF0420 | 1322418-11,1322418-20,1322418-70,1322418-71 | 1444-DYN04-01RA, 4-CH VIBRATION INPUT^DYNAMIX 1444 VIBRATION | PANEL B
AF0430 | 1322418-11,1322418-20,1322418-70,1322418-71 | 1444-DYN04-01RA, 4-CH VIBRATION INPUT^DYNAMIX 1444 VIBRATION | PANEL B
AF0450 | 1322418-11,1322418-20,1322418-70,1322418-71 | 1444-DYN04-01RA, 4-CH VIBRATION INPUT^DYNAMIX 1444 VIBRATION | PANEL B
AU0060 | 2684693-22 | 5094-AENTRXT, FLEX 5000 I/O | PANEL B
AU0070 | 2684693-22 | 5094-AENTRXT, FLEX 5000 I/O | PANEL B
FU0021 | 1043265-1,1043265-3 | FUSE, 2A | PANEL B
FU0022 | 1043265-1,1043265-3 | FUSE, 2A | PANEL B
FU0029 | 1043265-1,1043265-3 | FUSE, 2A | PANEL B
FU0060 | 1043265-1,1043265-6 | FUSE, 15A | PANEL B
FU0061 | 1043265-1,1043265-5 | FUSE, 10A | PANEL B
FU0062 | 1043265-1,1043265-5 | FUSE, 10A | PANEL B
FU0063 | 1043265-1,1043265-5 | FUSE, 10A | PANEL B
FU0064 | 1043265-1,1043265-5 | FUSE, 10A | PANEL B
FU0070 | 1043265-1,1043265-5 | FUSE, 10A | PANEL B
FU0076 | 1043265-1,1043265-5 | FUSE, 10A | PANEL B
FU0100 | 1043265-1,1043265-4 | FUSE, 5A | PANEL B
FU0113 | 1043265-1,1043265-5 | FUSE, 10A | PANEL B
FU0114 | 1043265-1,1043265-5 | FUSE, 10A | PANEL B
FU0115 | 1043265-1,1043265-5 | FUSE, 10A | PANEL B
FU0210 | 1043265-1,1043265-7 | FUSE, 20A | PANEL B
FU0410 | 1043265-1,1043265-4 | FUSE, 5A | PANEL B
GR0231 | 903849C1 | RAIL GROUND, DIN RAIL GROUNDING | PANEL B
GR0233 | 903849C1 | RAIL GROUND, DIN RAIL GROUNDING | PANEL B
IEG0230 | 232941-300 | BUS BAR, PANEL B - INSTRUMENT EARTH GROUNDING | PANEL B
KA0221 | 1061979-1 | RELAY, PRIMARY GAS FUEL SHUTOFF VALVE | PANEL B
KA0222 | 1061979-1 | RELAY, SECONDARY GAS FUEL SHUTOFF VALVE | PANEL B
KA0224 | 1061979-1 | RELAY, EMERGENCY SHUTDOWN ACTIVE | PANEL B
KA0235 | 1061979-1 | RELAY, NO EMERGENCY SHUTDOWN SUMMARY | PANEL B
KA0236 | 1061979-1 | RELAY, NO EMERGENCY SHUTDOWN SUMMARY | PANEL B
KA0237 | 1061979-1 | RELAY, NO EMERGENCY SHUTDOWN SUMMARY | PANEL B
KA0239 | 1061979-1 | RELAY, NO EMERGENCY SHUTDOWN SUMMARY | PANEL B
KA0240 | 1061979-1 | RELAY, NO EMERGENCY SHUTDOWN SUMMARY | PANEL B
KA0241 | 1061979-1 | RELAY, BACKUP SYSTEM RESET | PANEL B
KA0242 | 1061979-1 | RELAY, BACKUP SYSTEM RESET | PANEL B
KA0251 | 1061979-1 | RELAY, NO EMERGENCY SHUTDOWN SUMMARY | PANEL B
KA1020 | 1061979-1 | RELAY, IGNITION START | PANEL B
PC0470 | 2271605-1 | TIMER/COUNTER, ENGINE HOUR / START COUNTER | PANEL B
XT0051 | 1066730-7,1066730-8,1067996-4 | TERMINAL BLOCK, SPRING, 4 CONDUCTOR,30-12 AWG (0.05-3.31 MM2),NON-IS | PANEL B
XT0060 | 1066730-7,1066730-8,1067996-4 | TERMINAL BLOCK, SPRING, 4 CONDUCTOR,30-12 AWG (0.05-3.31 MM2),NON-IS | PANEL B
XT0062 | 1066730-7,1066730-8,1067996-4 | TERMINAL BLOCK, SPRING, 4 CONDUCTOR,30-12 AWG (0.05-3.31 MM2),NON-IS | PANEL B
XT0237 | 1066730-9 | DIODE TERMINAL STRIP, 4 CONDUCTOR | PANEL B
XT0400 | 1066730-1,1066730-2,1067996-4 | TERMINAL STRIP, 4 CONDUCTOR | PANEL B
XT0401 | 1066730-7,1066730-8,1067996-4 | TERMINAL BLOCK, SPRING, 4 CONDUCTOR,30-12 AWG (0.05-3.31 MM2),NON-IS | PANEL B
AP0601 | [2]1089241-20 | MODULE, BLANK FILLER | PLC
AP0602 | 1089241-40 | 1756-EN2TRXT, ETHERNET | PLC
AP0603 | 1089241-40 | 1756-EN2TRXT, ETHERNET | PLC
AP0604 | 1089241-20 | MODULE, BLANK FILLER | PLC
AP0605 | 1089241-20 | MODULE, BLANK FILLER | PLC
AP0606 | 1089241-20 | MODULE, BLANK FILLER | PLC
AP0607 | 1089241-40 | 1756-EN2TRXT, ETHERNET | PLC
AP0608 | 1089241-20 | MODULE, BLANK FILLER | PLC
AP0609 | 1089241-40 | 1756-EN2TRXT, ETHERNET | PLC
AR0600 | 1057900,1059465,1089241-42,1103759,19298R1,22652R1 | RACK CHASSIS, 1756-A10XT (10 SLOT) | PLC
AT0600 | 1089241-43 | 1756-L83EXTS, CONTROLLER^GUARDLOGIX | PLC
AT0680 | 1634974-100 | GATEWAY MODULE, TURBOTRONIC GATEWAY | PLC
BA0070 | 1098580-1,1098580-37 | HOUSING, FIBER OPTIC, WALL-MOUNT | PLC
FU0680 | 1043265-1,1043265-4 | FUSE, 5A | PLC
GR0680 | 903849C1 | RAIL GROUND, DIN RAIL GROUNDING | PLC
UV0600 | 1089241-28 | POWER SUPPLY, RSLOGIX CHASSIS | PLC
XT0680 | 1066730-32,1066730-7,1066730-8,1067996-4 | TERMINAL BLOCK, SPRING, 4 CONDUCTOR,30-12 AWG (0.05-3.31 MM2),NON-IS | PLC
GR0431 | 903849C1 | RAIL GROUND, DIN RAIL GROUNDING | RAIL,LEFT,JB70
FU0332 | 1043265-1,1043265-7 | FUSE, 20A | RAIL,LEFT,JB73
FU1212 | 1043265-1,1043265-3 | FUSE, 2A | RAIL,LEFT,JB73
FU2108 | 1043265-3 | FUSE, 2A | RAIL,LEFT,JB73
GR4460 | 903849C1 | RAIL GROUND, DIN RAIL GROUNDING | RAIL,LEFT,JB73
XT0007 | 1066730-7,1066730-8,1067996-4 | TERMINAL BLOCK, SPRING, 4 CONDUCTOR,30-12 AWG (0.05-3.31 MM2),NON-IS | RAIL,LEFT,JB73
XT0121 | 1066730-7,1066730-8,1067996-4 | TERMINAL BLOCK, SPRING, 4 CONDUCTOR,30-12 AWG (0.05-3.31 MM2),NON-IS | RAIL,LEFT,JB73
XT0335 | 1066730-7,1066730-8,1067996-4 | TERMINAL BLOCK, SPRING, 4 CONDUCTOR,30-12 AWG (0.05-3.31 MM2),NON-IS | RAIL,LEFT,JB73
XT0336 | 1066730-7,1066730-8,1067996-4 | TERMINAL BLOCK, SPRING, 4 CONDUCTOR,30-12 AWG (0.05-3.31 MM2),NON-IS | RAIL,LEFT,JB73
BA0001 | 1271449-2 | MEDIA CONVERTER, ETHERNET-FIBER OPTIC | RAIL,RIGHT,JB70
BA0002 | 1271449-2 | MEDIA CONVERTER, ETHERNET-FIBER OPTIC | RAIL,RIGHT,JB70
BA0009 | 1271449-2 | MEDIA CONVERTER, ETHERNET-FIBER OPTIC | RAIL,RIGHT,JB70
BA1100 | 1337728-10 | SWITCH, ETAP, DLR INTERFACE | RAIL,RIGHT,JB70
FU1100 | 1043265-1,1043265-5 | FUSE, 10A | RAIL,RIGHT,JB70
FU1101 | 1043265-1,1043265-3 | FUSE, 2A | RAIL,RIGHT,JB70
GR0234 | 903849C1 | RAIL GROUND, DIN RAIL GROUNDING | RAIL,RIGHT,JB70
GR0532 | 903849C1 | RAIL GROUND, DIN RAIL GROUNDING | RAIL,RIGHT,JB70
UJ0231 | 1088442-4 | POWER CONVERTER, DC/DC INPUT TO 24V DC OUTPUT | RAIL,RIGHT,JB70
XT0111 | 1066730-7,1066730-8,1067996-4 | TERMINAL BLOCK, SPRING, 4 CONDUCTOR,30-12 AWG (0.05-3.31 MM2),NON-IS | RAIL,RIGHT,JB70
GR4462 | 903849C1 | RAIL GROUND, DIN RAIL GROUNDING | RAIL,RIGHT,JB73
XT0845 | 1066730-7,1066730-8,1067996-4,1067996-82 | TERMINAL BLOCK, SPRING, 4 CONDUCTOR,30-12 AWG (0.05-3.31 MM2),NON-IS | RAIL,RIGHT,JB73