## Blue Labels
(SHT 1) DOOR,JB70 | (SHT 10) JB74,LEFT RAIL | (SHT 11) BOP,JB75 | (SHT 12) JB75,LEFT RAIL | (SHT 13) POWER SUPPLY BOX | (SHT 14) JB5 | (SHT 15) JB4 | (SHT 16) PROX,HPC^JB352 | (SHT 2) FIRE PNL,JB70 | (SHT 3) RAIL,LEFT,JB70 | (SHT 4) RAIL,RIGHT,JB70 | (SHT 5) PLC | (SHT 6) PANEL A | (SHT 7) CONTROL PANEL B, JB70 | (SHT 8) JB73 | (SHT 9) BOP,JB74
HL0171 | BA1212 | IEG0258 | BA1213 | XT0019 | IEG0110 | UA1240 | UA4473 | FU0170 | AT0178 | XT0005 | UV0600 | FU0080 | XT0070 | AU1200 | IEG0257
HL0172 | FU1212 | XT0573 | FU1213 | FU0019 | UA1520 | UA1241 | UA4461 | XT0170 | AT0176 | FU0007 | AT0600 | XT0080 | XT0240 | AF1201 | FU0140
HL0173 | KA3220 | KA0565 | GR0382 | GR0031 | XT1520 | UA1250 | UA4460 | XT0174 | AT0175 | FU0700 | AP0601 | AU0080 | FU0070 | AF1202 | FU0141
SB0471 | GR0182 | KA0566 |  | UJ0031 | XT1521 | UA1251 | UA4471 | GR0171 | KA0178 | FU0800 | AP0602 | AF0081 | FU0071 | AF1203 | FU0142
SB0473 |  | KA0561 |  | XT0032 | UA1263 | UA1272 | UA4470 | AT0170 | KA0875 | FU0009 | AP0603 | AF0082 | AU0070 | AF1204 | XT0574
SB0474 |  | KA0562 |  | FU0031 | UA1211 | UA1273 | UA4462 | UV0170 | KA0172 | BA0607 | AP0604 | AF0083 | AF0071 | AF1205 | KA0535
SA0170 |  | KA0563 |  | XT0300 | UA1210 | GR1250 | GR4460 |  | KA0174 | BA0700 | AP0605 | AF0084 | AF0072 | AF1206 | KA0536
SB0170 |  | KA0564 |  | XT0033 | UA1221 |  |  |  | KA6510 | BA0800 | AP0606 | AF0085 | AF0073 | AF1207 | KA0531
SH0470 |  | KA0567 |  | GR0030 | UA1220 |  |  |  | KA6511 | BA0609 | AP0608 | AF0086 | AF0074 | GR0120 | KA0532
SH0471 |  | KA0550 |  |  | UA1231 |  |  |  | XT0172 | BA1100 | AP0609 | AF0087 | AF0075 | SB0472A | KA0533
SH0472 |  | KA0551 |  |  | UA1230 |  |  |  | XTFGA | FU1100 | AR0600 | AF0088 | AF0076 | AF1211 | KA0534
AT1100 |  | KA0554 |  |  | UA1262 |  |  |  | GR1101 | FU1101 | AP0607 | KA401 | AF0077 | AF1210 | KA0537
SA0473 |  | KA0540 |  |  | XTFGH |  |  |  |  | XT0137 | AT0680 | KA402 | AF0078 | AF1209 | KA0555
SA0471 |  | KA0541 |  |  | GR0113 |  |  |  |  | UJ1100 | FU0680 | KA403 | KA0221 | AF1208 | XT0575
SA0474 |  | KT0571 |  |  | FU0110 |  |  |  |  | XT0291 | XT0680 | KA404 | GR0233 | FU0120 | XT1522
HA0472 |  | KT0572 |  |  | FU0113 |  |  |  |  | GR1000 | GR0234 | KA405 | KA0231 | FU0121 | XT0392
SB0472 |  | KT0573 |  |  | XT0110 |  |  |  |  | XTFGB |  | KA406 | KA0232 | KA0120 | KA1440
|  | XT0572 |  |  | AF0400 |  |  |  |  | GR1100 |  | KA407 | KA0233 | KA4401 | KA1441
|  | FU0343 |  |  | AF0410 | [6 empty] | KA408 | KA0234 | XT0121 | KA1442
|  | XT0391 |  |  | AF0420 | [6 empty] | KA0140 | KA0230 | XT0845 | KA1443
|  | GR0258 |  |  | AF0430 | [6 empty] | KA0177 | KA0235 | FU0130 | KA1444
|  | FU0340 |  |  | AF0450 | [6 empty] | KA1306 | KA0236 | XT0520 | KA1445
|  | FU0341 |  |  | XT0400 | [6 empty] | KA6212 | KA0237 | GR0124 | KA1446
|  | FU0342 | [9 empty] | GR0134 | KA0238 | WC1200 | KA1447
|  | AU0340 | [9 empty] | FU0212 | KA0239 | XTFGC | KA1448
|  | AF0341 | [9 empty] | FU0010 | KA0240 | GR0121 | GR0257
|  | AF0342 | [9 empty] | FU0139 | KA0248 | IEG0130 | AU0140
|  | AF0343 | [9 empty] | FU0211 | KA0250 | FU0133 | AF0141
|  | AF0344 | [9 empty] | XT0235 | KA0241 | XT0130 | AF0142
|  | AF0345 | [9 empty] | XT0233 | KA0242 | XT0500 | AF0143
|  | AF0346 | [9 empty] | XT0139 | KA0243 | AF0520 | AF0144
|  | GR0340 | [9 empty] | XT0135 | KA0244 | AF0510 | AF0145
|  | FU0580 | [9 empty] | FU0210 | KA0246 | AF0500 | AF0146
|  | FU0380 | [9 empty] | FU0137 | KA0247 |  | KA5201
|  | FU0381 | [9 empty] | XT0138 | KA0245 |  | KA5202
|  | FU0384 | [9 empty] | XT0134 | KA0249 |  | GR0140
|  | XT0380 | [9 empty] | FU0136 | KA1020 |  | FU0570
|  | XT0340 | [9 empty] | XT0085 | KA0130 |  | FU0180
|  | XT0580 | [9 empty] | XT0086 | KA0131 |  | FU0181
|  | AU0380 | [9 empty] | FU0135 | KA0132 |  | FU0184
|  | AF0381 | [9 empty] | XT0231 | KA0141 |  | XT0180
|  | AF0382 | [9 empty] | XT0232 | KA0133 |  | XT0140
|  | AF0383 | [9 empty] | GR0132 | KA0134 |  | XT0570
|  | AF0384 | [9 empty] | FU0011 | KA0144 |  | AU0180
|  | AF0385 | [9 empty] | FU0012 | KA0136 |  | AF0181
|  | GR0380 | [9 empty] | FU0013 | KA0137 |  | AF0182
[12 empty] | FU0014 | KA0138 |  | AF0183
[12 empty] | FU0015 | KA0176 |  | AF0184
[12 empty] | FU0016 | KA0222 |  | AF0185
[12 empty] | FU0017 | KA0224 |  | GR0180
[12 empty] | XT0011 | GR0232
[12 empty] | GR0131 | KT0140
[12 empty] | PC0470 | KT0141
[12 empty] | FU0090 | KT0142
[12 empty] | FU0091 | KT0143
[12 empty] | FU0092 | KT0144
[12 empty] | FU0093 | KT0145
[12 empty] | XT0081 | KT0146
[12 empty] | KA2160 | XT0237
[12 empty] | KA2161 | XT0236
[12 empty] | AU0090 | FU0060
[12 empty] | AF0091 | FU0061
[12 empty] | AF0092 | FU0062
[12 empty] | AF0093 | FU0063
[12 empty] | AF0094 | FU0064
[12 empty] | AF0095 | XT0060
[12 empty] | AF0096 | AF0068
[12 empty] | AF0097 | AF0067
[12 empty] | XT0171 | AF0066
[12 empty] | XT0136 | AF0065
[12 empty] | KA0135 | AF0064
[12 empty] | KA3103 | AF0063
[12 empty] | KA6211 | AF0062
[12 empty] | KA6241 | AF0061
[12 empty] | GR0133 | AU0060
[12 empty] | VD6242 | GR0231
[12 empty] | UJ0131 | UA1200
[12 empty] | XT0014 | IEG0230
PEG0130

## White Labels
(SHT 9) BOP,JB74 | (SHT 9) BOP,JB74 - (SHT 10) JB74,LEFT RAIL | (SHT 11) BOP,JB75 | (SHT 11) BOP,JB75 - (SHT 12) JB75,LEFT RAIL | (SHT 7) CONTROL PANEL B, JB70 | (SHT 7) CONTROL PANEL B, JB70 - (SHT 6) PANEL A | (SHT 7) CONTROL PANEL B, JB70 - (SHT 5) PLC | (SHT 7) CONTROL PANEL B, JB70 - (SHT 4) RAIL,RIGHT,JB70 | (SHT 1) DOOR,JB70 - (SHT 6) PANEL A | (SHT 14) JB5 | (SHT 8) JB73 | (SHT 6) PANEL A | (SHT 5) PLC | (SHT 13) POWER SUPPLY BOX
AF0143G | IEG02574 | AF0343G | IEG02584 | AF0064G | IEG023011 | IEG02301 | IEG023010 | PEG01304 | IEG01101 | AF1203G | AF0083G | UV0600G | GR0030
AF0144G |  | AF0344G |  | AF0065G | IEG02302 |  |  |  | XT04001 | AF1204G | AF0084G |  | GR0031
AU0140G |  | AF0382G |  | AF0066G | IEG02306 |  |  |  | XT04002 | AF1205G | AF0085G
AU0180G |  | AU0340G |  | AF0071G | IEG02307 |  |  |  |  | AF1206G | AF0086G
IEG02571 |  | AU0380G |  | AF0072G | [5 empty] | AF1208G | AF0094G
IEG02572 |  | IEG02581 |  | AF0073G | [5 empty] | AF1209G | AF0096G
IEG02573 |  | IEG02582 |  | AF0074G | [5 empty] | AF1210G | AU0080G
IEG02575 |  | IEG02583 |  | AF0075G | [5 empty] | AU1200G | AU0090G
|  | IEG02585 |  | AF0077G | [5 empty] | IEG01301
|  |  |  | AU0060G | [5 empty] | IEG01302
|  |  |  | AU0070G | [5 empty] | IEG01303
|  |  |  | IEG02303 | [5 empty] | IEG01304
|  |  |  | IEG02304 | [5 empty] | XT05001
IEG02305
IEG02308
IEG02309

## Heat Shrink Labels
(SHT 7) CONTROL PANEL B, JB70 | (SHT 2) FIRE PNL,JB70 - (SHT 3) RAIL,LEFT,JB70 | (SHT 14) JB5 | (SHT 3) RAIL,LEFT,JB70
WC4524 | WC5018 | WC1228 | WC5500
| WC8069 | WC1229 | WC8066
|  | WC1230 | WC8067
WC1231
WC1232
WC1233
WC1234
WC1235
WC4749

## BOP,JB74
BOP,JB74
BALANCE OF PLANT,JB74
Project # | 4L101
Project Name | WHITEWATER MIDSTREAM^BAYRUNNER PIPELINE
Revision | C.5
Controls DE | Li, Jonathan
Phone: | 0
Controls ME | Medrano, Hector
Phone:
From | [5 empty] | To
Device ID | Cable (W) Conductor (SC) Jumper Clip (JC) | Wire No. | Wire ID | Gauge/Size | Page/Zone | Device ID | Location | Page/Zone
XT0140:3 | JC | 0V | CLIP | --- | 18.A5 | XT0140:2 | BOP,JB74 | 18.A5
XT0140:4 | JC | 0V | CLIP | --- | 18.A5 | XT0140:3 | BOP,JB74 | 18.A5
XT0180:1 | JC | 0V | CLIP | --- | 18.D1 | XT0180:2 | BOP,JB74 | 18.D1
XT0570:1 | JC | 0V | CLIP | --- | 18.A6 | XT0570:2 | BOP,JB74 | 18.A6
XT0570:3 | JC | FU0136 | CLIP | --- | 18.A6 | XT0570:4 | BOP,JB74 | 18.A6
AF0182:02 | SC | JP6 | VIO | 20 | 81.B7 | AF0182:34 | BOP,JB74 | 81.B7
AF0141:06 | SC | KA053614 | WHT | 20 | 111.A6 | KA0536:14 | BOP,JB74 | 111.A5
AF0141:08 | SC | KA1440A1 | WHT | 20 | 109.A7 | KA1440:A1 | BOP,JB74 | 109.A6
AF0141:24 | SC | KA1440A2 | WHT | 20 | 109.A7 | KA1440:A2 | BOP,JB74 | 109.A6
AF0141:COM | SC | 0V | WHT | 14 | 18.B2 | XT0140:3 | BOP,JB74 | 18.A5
AF0141:J | SC | * |  |  | 18.B2 | AF0142:P | BOP,JB74 | 18.B3
AF0141:V+ | SC | FU0141 | WHT | 14 | 18.B2 | FU0141:LD | BOP,JB74 | 18.C1
AF0142:COM | SC | AF0142N | WHT | 16 | 18.B3 | AF0143:COM | BOP,JB74 | 18.B3
AF0142:COM | SC | AU0140N | WHT | 16 | 18.B3 | AU0140:COM | BOP,JB74 | 18.B2
AF0142:J | SC | * |  |  | 18.B3 | AF0143:P | BOP,JB74 | 18.B3
AF0142:V+ | SC | AF0142P | WHT | 16 | 18.B3 | AF0143:V+ | BOP,JB74 | 18.B3
AF0142:V+ | SC | AU0140P | WHT | 16 | 18.B3 | AU0140:V+ | BOP,JB74 | 18.B2
AF0143:COM | SC | AF0143N | WHT | 16 | 18.B3 | AF0144:COM | BOP,JB74 | 18.B4
AF0143:J | SC | * |  |  | 18.B3 | AF0144:P | BOP,JB74 | 18.B4
AF0143:SH | SC | AF0143G | GRN | 14 | 18.B3 | AF0144:SH | BOP,JB74 | 18.B4
AF0143:SH | SC | AU0140G | GRN | 14 | 18.B3 | AU0140:GND | BOP,JB74 | 18.B2
AF0143:V+ | SC | AF0143P | WHT | 16 | 18.B3 | AF0144:V+ | BOP,JB74 | 18.B4
AF0144:COM | SC | AF0144N | WHT | 16 | 18.B4 | AF0145:COM | BOP,JB74 | 18.B5
AF0144:J | SC | * |  |  | 18.B4 | AF0145:P | BOP,JB74 | 18.B5
AF0144:SH | SC | AF0144G | GRN | 14 | 18.B4 | AF0145:SH | BOP,JB74 | 18.B5
AF0144:V+ | SC | AF0144P | WHT | 16 | 18.B4 | AF0145:V+ | BOP,JB74 | 18.B5
AF0145:J | SC | * |  |  | 18.B5 | AF0146:P | BOP,JB74 | 18.B5
AF0145:SH | SC | IEG02571 | GRN | 14 | 18.B5 | IEG0257:1 | BOP,JB74 | 18.C5
AF0146:00 | SC | 014600 | WHT | 20 | 28.D6 | KA1447:A1 | BOP,JB74 | 28.D6
AF0146:02 | SC | 014602 | WHT | 20 | 28.A6 | KA1448:A1 | BOP,JB74 | 28.A6
AF0146:04 | SC | 014604 | WHT | 20 | 28.A6 | KA1441:A1 | BOP,JB74 | 28.A6
AF0146:06 | SC | 014606 | WHT | 20 | 28.B6 | KA1442:A1 | BOP,JB74 | 28.B6
AF0146:08 | SC | 014608 | WHT | 20 | 28.B6 | KA1443:A1 | BOP,JB74 | 28.B6
AF0146:10 | SC | 014610 | WHT | 20 | 28.C6 | KA1444:A1 | BOP,JB74 | 28.C6
AF0146:12 | SC | 014612 | WHT | 20 | 28.C6 | KA1445:A1 | BOP,JB74 | 28.C6
AF0146:14 | SC | 014614 | WHT | 20 | 28.D6 | KA1446:A1 | BOP,JB74 | 28.D6
AF0146:16 | SC | 014616 | WHT | 20 | 28.D6 | KA1447:A2 | BOP,JB74 | 28.D6
AF0146:18 | SC | 014618 | WHT | 20 | 28.A6 | KA1448:A2 | BOP,JB74 | 28.A6
AF0146:20 | SC | 014620 | WHT | 20 | 28.A6 | KA1441:A2 | BOP,JB74 | 28.A6
AF0146:22 | SC | 014622 | WHT | 20 | 28.B6 | KA1442:A2 | BOP,JB74 | 28.B6
AF0146:24 | SC | 014624 | WHT | 20 | 28.B6 | KA1443:A2 | BOP,JB74 | 28.B6
AF0146:26 | SC | 014626 | WHT | 20 | 28.C6 | KA1444:A2 | BOP,JB74 | 28.C6
AF0146:28 | SC | 014628 | WHT | 20 | 28.C6 | KA1445:A2 | BOP,JB74 | 28.C6
AF0146:30 | SC | 014630 | WHT | 20 | 28.D6 | KA1446:A2 | BOP,JB74 | 28.D6
AF0146:COM | SC | 0V | WHT | 14 | 18.B5 | XT0140:3 | BOP,JB74 | 18.A5
AF0146:V+ | SC | FU0142 | WHT | 14 | 18.B5 | FU0142:LD | BOP,JB74 | 18.C1
AF0181:00 | SC | 018100 | WHT | 20 | 109.A7 | KA5201:A1 | BOP,JB74 | 109.A6
AF0181:06 | SC | 018106 | WHT | 20 | 112.C6 | KA5202:A1 | BOP,JB74 | 112.C6
AF0181:16 | SC | 018116 | WHT | 20 | 109.A7 | KA5201:A2 | BOP,JB74 | 109.A6
AF0181:22 | SC | 018122 | WHT | 20 | 112.C6 | KA5202:A2 | BOP,JB74 | 112.C6
AF0181:COM | SC | 0V | WHT | 14 | 18.D2 | XT0180:2 | BOP,JB74 | 18.D1
AF0181:J | SC | * |  |  | 18.D2 | AF0182:P | BOP,JB74 | 18.D3
AF0181:V+ | SC | FU0181 | WHT | 14 | 18.D2 | FU0181:LD | BOP,JB74 | 18.D1
AF0182:COM | SC | AF0182N | WHT | 16 | 18.D3 | AF0183:COM | BOP,JB74 | 18.C3
AF0182:COM | SC | AU0180N | WHT | 16 | 18.D3 | AU0180:COM | BOP,JB74 | 18.C2
AF0182:J | SC | * |  |  | 18.D3 | AF0183:P | BOP,JB74 | 18.C3
AF0182:V+ | SC | AF0182P | WHT | 16 | 18.D3 | AF0183:V+ | BOP,JB74 | 18.C3
AF0182:V+ | SC | AU0180P | WHT | 16 | 18.D3 | AU0180:V+ | BOP,JB74 | 18.C2
AF0183:COM | SC | AF0183N | WHT | 16 | 18.C3 | AF0185:COM | BOP,JB74 | 18.D5
AF0183:J | SC | * |  |  | 18.C3 | AF0184:P | BOP,JB74 | 18.C4
AF0183:V+ | SC | AF0183P | WHT | 16 | 18.C3 | AF0185:V+ | BOP,JB74 | 18.D5
AF0184:00 | SC | KA0555A1 | WHT | 20 | 111.C6 | KA0555:A1 | BOP,JB74 | 111.C5
AF0184:16 | SC | KA0555A2 | WHT | 20 | 111.C6 | KA0555:A2 | BOP,JB74 | 111.C5
AF0184:COM | SC | 0V | WHT | 14 | 18.C4 | XT0180:1 | BOP,JB74 | 18.D1
AF0184:J | SC | * |  |  | 18.C4 | AF0185:P | BOP,JB74 | 18.D5
AF0184:V+ | SC | FU0184 | WHT | 14 | 18.C4 | FU0184:LD | BOP,JB74 | 18.D1
AF0185:SH | SC | IEG02572 | GRN | 14 | 18.D5 | IEG0257:2 | BOP,JB74 | 18.D6
AF0185:SH | SC | AU0180G | GRN | 14 | 18.D5 | AU0180:GND | BOP,JB74 | 18.C2
AU0140:COM | SC | 0V | WHT | 14 | 18.B2 | XT0140:2 | BOP,JB74 | 18.A5
AU0140:V+ | SC | FU0140 | WHT | 16 | 18.B2 | FU0140:LD | BOP,JB74 | 18.B1
AU0180:COM | SC | 0V | WHT | 14 | 18.C2 | XT0180:1 | BOP,JB74 | 18.D1
AU0180:V+ | SC | FU0180 | WHT | 14 | 18.C2 | FU0180:LD | BOP,JB74 | 18.D1
FU0140:LI | SC | FU0570 | WHT | 14 | 18.B1 | FU0570:LD | BOP,JB74 | 18.A4
FU0140:LI | SC | FU0570 | WHT | 14 | 18.B1 | FU0141:LI | BOP,JB74 | 18.C1
FU0141:LI | SC | FU0570 | WHT | 14 | 18.C1 | FU0142:LI | BOP,JB74 | 18.C1
FU0142:LI | SC | FU0570 | WHT | 14 | 18.C1 | FU0180:LI | BOP,JB74 | 18.D1
FU0180:LI | SC | FU0570 | WHT | 14 | 18.D1 | FU0181:LI | BOP,JB74 | 18.D1
FU0181:LI | SC | FU0570 | WHT | 14 | 18.D1 | FU0184:LI | BOP,JB74 | 18.D1
FU0570:LI | SC | FU0136 | WHT | 16 | 18.A4 | XT0140:1 | BOP,JB74 | 18.A5
GR0140: | SC | IEG02575 | GRN | 14 | 18.A4 | IEG0257:5 | BOP,JB74 | 18.A5
GR0180: | SC | IEG02573 | GRN | 14 | 3.B3 | IEG0257:3 | BOP,JB74 | 3.B3
GR0257: | SC | GR0257 | GRN/YEL | 14 | 18.D5 | FRAME | BOP,JB74 | 18.D5
KA0531:A1 | SC | ESTOP | WHT | 20 | 19.A3 | KA0532:A1 | BOP,JB74 | 19.A3
KA0531:A1 | SC | ESTOP | WHT | 20 | 19.A3 | XT0140:6 | BOP,JB74 | 19.A2
KA0531:A2 | SC | 0V | WHT | 20 | 19.A3 | KA0532:A2 | BOP,JB74 | 19.A3
KA0531:A2 | SC | 0V | WHT | 20 | 19.A3 | KA0536:A2 | BOP,JB74 | 19.A3
KA0532:A1 | SC | ESTOP | WHT | 20 | 19.A3 | KA0533:A1 | BOP,JB74 | 19.B3
KA0532:A2 | SC | 0V | WHT | 20 | 19.A3 | KA0533:A2 | BOP,JB74 | 19.B3
KA0533:A1 | SC | ESTOP | WHT | 20 | 19.B3 | KA0534:A1 | BOP,JB74 | 19.B3
KA0533:A2 | SC | 0V | WHT | 20 | 19.B3 | KA0534:A2 | BOP,JB74 | 19.B3
KA0534:A1 | SC | ESTOP | WHT | 20 | 19.B3 | KA0537:A1 | BOP,JB74 | 19.B3
KA0534:A2 | SC | 0V | WHT | 20 | 19.B3 | KA0537:A2 | BOP,JB74 | 19.B3
KA0535:11 | SC | KA053511 | WHT | 20 | 111.A5 | XT1522:1 T1 | BOP,JB74 | 111.A5
KA0535:12 | SC | KA053512 | WHT | 20 | 111.A5 | XT1522:2 B1 | BOP,JB74 | 111.A5
KA0535:A1 | SC | KA0231A1 | WHT | 20 | 19.A3 | KA0536:A1 | BOP,JB74 | 19.A3
KA0535:A1 | SC | KA0231A1 | WHT | 20 | 19.A3 | XT0140:5 | BOP,JB74 | 19.A2
KA0535:A2 | SC | 0V | WHT | 20 | 19.A3 | KA0536:A2 | BOP,JB74 | 19.A3
KA0535:A2 | SC | 0V | WHT | 20 | 19.A3 | XT0140:4 | BOP,JB74 | 18.A5
KA0536:11 | SC | KA053611 | WHT | 20 | 111.A5 | XT1522:1 B2 | BOP,JB74 | 111.A5
XT0140:1 | SC | FU0136 | WHT | 12 | 18.A5 | XT0570:3 | BOP,JB74 | 18.A6
XT0140:2 | SC | 0V | WHT | 14 | 18.A5 | XT0570:1 | BOP,JB74 | 18.A6
XT0180:1 | SC | 0V | WHT | 16 | 18.D1 | XT0140:4 | BOP,JB74 | 18.A5
XT0570:5 | SC | KA0231A1 | WHT | 12 | 19.A2 | XT0140:5 | BOP,JB74 | 19.A2
XT0575:1 | SC | KT057316 | WHT | 20 | 21.C6 | XT1522:2 T2 | BOP,JB74 | 111.A5
XT0575:2 | SC | KT057216 | WHT | 20 | 21.C6 | XT1522:2 B2 | BOP,JB74 | 111.A5
AU0140:L2 | WC0014 | AU0140L2 | ENET | CABLE | 18.B2 | AU0180:L1 | BOP,JB74 | 18.C2
AF0181:08 | SC | 018108 | WHT | 20 | 72.A7 | KA3220:A1 | JB74,LEFT RAIL | 72.B6
AF0181:24 | SC | 018124 | WHT | 20 | 72.A7 | KA3220:A2 | JB74,LEFT RAIL | 72.B6
IEG0257:4 | SC | IEG02574 | GRN | 14 | 3.B3 | GR0182: | JB74,LEFT RAIL | 3.B3
XT0392:1 | SC | BA1100P | WHT | 16 | 18.C7 | FU1212:LI | JB74,LEFT RAIL | 18.C6
XT0392:2 | SC | BA1100N | WHT | 16 | 18.C7 | BA1212:NEG | JB74,LEFT RAIL | 18.C5
AU0180:L2 | WC0018 | AU0180L2 | ENET | CABLE | 18.C2 | BA1212:L1 | JB74,LEFT RAIL | 18.C5
SolarTools ver. 24.0.84.24712 (Jul 31, 2025)
Report date: 3/24/2026 10:04 PM

## BOP,JB75
BOP,JB75
BALANCE OF PLANT,JB75
Project # | 4L101
Project Name | WHITEWATER MIDSTREAM^BAYRUNNER PIPELINE
Revision | C.5
Controls DE | Li, Jonathan
Phone: | 0
Controls ME | Medrano, Hector
Phone:
From | [5 empty] | To
Device ID | Cable (W) Conductor (SC) Jumper Clip (JC) | Wire No. | Wire ID | Gauge/Size | Page/Zone | Device ID | Location | Page/Zone
XT0340:3 | JC | 0V | CLIP | --- | 20.A5 | XT0340:2 | BOP,JB75 | 20.A5
XT0340:4 | JC | 0V | CLIP | --- | 20.A5 | XT0340:3 | BOP,JB75 | 20.A5
XT0380:1 | JC | 0V | CLIP | --- | 20.D1 | XT0380:2 | BOP,JB75 | 20.D1
AF0341:00 | SC | 034100 | WHT | 20 | 104.A7 | KA0561:11 | BOP,JB75 | 104.A5
AF0341:02 | SC | KA056211 | WHT | 20 | 105.A7 | KA0562:11 | BOP,JB75 | 105.A6
AF0341:04 | SC | KA056221 | WHT | 20 | 106.A7 | KA0562:21 | BOP,JB75 | 106.A6
AF0341:06 | SC | KA055414 | WHT | 20 | 107.B7 | KA0554:14 | BOP,JB75 | 107.B6
AF0341:18 | SC | SV2002 | WHT | 20 | 105.A7 | XT0572:4 | BOP,JB75 | 105.A5
AF0341:20 | SC | SV4142 | WHT | 20 | 106.A7 | XT0572:5 | BOP,JB75 | 106.A5
AF0341:34 | SC | KA055014 | WHT | 20 | 105.A7 | KA0550:14 | BOP,JB75 | 105.A6
AF0341:36 | SC | KA055114 | WHT | 20 | 106.A7 | KA0551:14 | BOP,JB75 | 106.A6
AF0341:COM | SC | 0V | WHT | 14 | 20.B2 | XT0340:3 | BOP,JB75 | 20.A5
AF0341:J | SC | * |  |  | 20.B2 | AF0342:P | BOP,JB75 | 20.B3
AF0341:V+ | SC | FU0341 | WHT | 14 | 20.B2 | FU0341:LD | BOP,JB75 | 20.C1
AF0342:03 | SC | ZSC2012 | WHT | 20 | 104.B7 | XT0572:1 | BOP,JB75 | 104.B5
AF0342:19 | SC | 034219 | WHT | 20 | 104.B7 | KT0571:A2 | BOP,JB75 | 104.B6
AF0342:COM | SC | AF0342N | WHT | 16 | 20.B3 | AF0343:COM | BOP,JB75 | 20.B3
AF0342:COM | SC | AU0340N | WHT | 16 | 20.B3 | AU0340:COM | BOP,JB75 | 20.B2
AF0342:J | SC | * |  |  | 20.B3 | AF0343:P | BOP,JB75 | 20.B3
AF0342:V+ | SC | AF0342P | WHT | 16 | 20.B3 | AF0343:V+ | BOP,JB75 | 20.B3
AF0342:V+ | SC | AU0340P | WHT | 16 | 20.B3 | AU0340:V+ | BOP,JB75 | 20.B2
AF0343:COM | SC | AF0343N | WHT | 16 | 20.B3 | AF0344:COM | BOP,JB75 | 20.B4
AF0343:J | SC | * |  |  | 20.B3 | AF0344:P | BOP,JB75 | 20.B4
AF0343:SH | SC | AF0343G | GRN | 14 | 20.B3 | AF0344:SH | BOP,JB75 | 20.B4
AF0343:SH | SC | AU0340G | GRN | 14 | 20.B3 | AU0340:GND | BOP,JB75 | 20.B2
AF0343:V+ | SC | AF0343P | WHT | 16 | 20.B3 | AF0344:V+ | BOP,JB75 | 20.B4
AF0344:COM | SC | AF0344N | WHT | 16 | 20.B4 | AF0345:COM | BOP,JB75 | 20.B5
AF0344:J | SC | * |  |  | 20.B4 | AF0345:P | BOP,JB75 | 20.B5
AF0344:SH | SC | AF0344G | GRN | 14 | 20.B4 | AF0345:SH | BOP,JB75 | 20.B5
AF0344:V+ | SC | AF0344P | WHT | 16 | 20.B4 | AF0345:V+ | BOP,JB75 | 20.B5
AF0345:J | SC | * |  |  | 20.B5 | AF0346:P | BOP,JB75 | 20.B5
AF0345:SH | SC | IEG02581 | GRN | 14 | 20.B5 | IEG0258:1 | BOP,JB75 | 20.C5
AF0346:COM | SC | 0V | WHT | 16 | 20.B5 | XT0340:3 | BOP,JB75 | 20.A5
AF0346:V+ | SC | FU0342 | WHT | 16 | 20.B5 | FU0342:LD | BOP,JB75 | 20.C1
AF0381:COM | SC | 0V | WHT | 14 | 20.D2 | XT0380:2 | BOP,JB75 | 20.D1
AF0381:J | SC | * |  |  | 20.D2 | AF0382:P | BOP,JB75 | 20.D3
AF0381:V+ | SC | FU0381 | WHT | 14 | 20.D2 | FU0381:LD | BOP,JB75 | 20.D1
AF0382:COM | SC | AF0382N | WHT | 16 | 20.D3 | AF0383:COM | BOP,JB75 | 20.C3
AF0382:COM | SC | AU0380N | WHT | 16 | 20.D3 | AU0380:COM | BOP,JB75 | 20.C2
AF0382:J | SC | * |  |  | 20.D3 | AF0383:P | BOP,JB75 | 20.C3
AF0382:SH | SC | AF0382G | GRN | 14 | 20.D3 | AF0385:SH | BOP,JB75 | 20.D5
AF0382:SH | SC | AU0380G | GRN | 14 | 20.D3 | AU0380:GND | BOP,JB75 | 20.C2
AF0382:V+ | SC | AF0382P | WHT | 16 | 20.D3 | AF0383:V+ | BOP,JB75 | 20.C3
AF0382:V+ | SC | AU0380P | WHT | 16 | 20.D3 | AU0380:V+ | BOP,JB75 | 20.C2
AF0383:00 | SC | ZSC2002 | WHT | 20 | 105.B7 | XT0572:2 | BOP,JB75 | 105.B5
AF0383:01 | SC | ZSC4142 | WHT | 20 | 106.B7 | XT0572:3 | BOP,JB75 | 106.B5
AF0383:16 | SC | 038316 | WHT | 20 | 105.B7 | KT0572:A2 | BOP,JB75 | 105.B6
AF0383:17 | SC | KT0573A2 | WHT | 20 | 106.B7 | KT0573:A2 | BOP,JB75 | 106.B6
AF0383:COM | SC | AF0383N | WHT | 16 | 20.C3 | AF0385:COM | BOP,JB75 | 20.D5
AF0383:J | SC | * |  |  | 20.C3 | AF0384:P | BOP,JB75 | 20.C4
AF0383:V+ | SC | AF0383P | WHT | 16 | 20.C3 | AF0385:V+ | BOP,JB75 | 20.D5
AF0384:00 | SC | KA0550A1 | WHT | 20 | 105.C6 | KA0550:A1 | BOP,JB75 | 105.C5
AF0384:01 | SC | KA0551A1 | WHT | 20 | 106.B7 | KA0551:A1 | BOP,JB75 | 106.B6
AF0384:02 | SC | KA0554A1 | WHT | 20 | 107.C7 | KA0554:A1 | BOP,JB75 | 107.C6
AF0384:16 | SC | KA0550A2 | WHT | 20 | 105.C6 | KA0550:A2 | BOP,JB75 | 105.C5
AF0384:17 | SC | KA0551A2 | WHT | 20 | 106.B7 | KA0551:A2 | BOP,JB75 | 106.B6
AF0384:18 | SC | KA0554A2 | WHT | 20 | 107.C7 | KA0554:A2 | BOP,JB75 | 107.C6
AF0384:COM | SC | 0V | WHT | 14 | 20.C4 | XT0380:1 | BOP,JB75 | 20.D1
AF0384:J | SC | * |  |  | 20.C4 | AF0385:P | BOP,JB75 | 20.D5
AF0384:V+ | SC | FU0384 | WHT | 16 | 20.C4 | FU0384:LD | BOP,JB75 | 20.D1
AF0385:SH | SC | IEG02582 | GRN | 14 | 20.D5 | IEG0258:2 | BOP,JB75 | 20.D6
AU0340:COM | SC | 0V | WHT | 14 | 20.B2 | XT0340:2 | BOP,JB75 | 20.A5
AU0340:V+ | SC | FU0340 | WHT | 14 | 20.B2 | FU0340:LD | BOP,JB75 | 20.B1
AU0380:COM | SC | 0V | WHT | 14 | 20.C2 | XT0380:1 | BOP,JB75 | 20.D1
AU0380:V+ | SC | FU0380 | WHT | 14 | 20.C2 | FU0380:LD | BOP,JB75 | 20.D1
FU0340:LI | SC | FU0580 | WHT | 14 | 20.B1 | FU0580:LD | BOP,JB75 | 20.A4
FU0340:LI | SC | FU0580 | WHT | 14 | 20.B1 | FU0341:LI | BOP,JB75 | 20.C1
FU0341:LI | SC | FU0580 | WHT | 14 | 20.C1 | FU0342:LI | BOP,JB75 | 20.C1
FU0342:LI | SC | FU0580 | WHT | 14 | 20.C1 | FU0343:LI | BOP,JB75 | 20.C1
FU0343:LD | SC | FU0343 | WHT | 16 | 20.C1 | XT0340:7 | BOP,JB75 | 21.C2
FU0343:LI | SC | FU0580 | WHT | 14 | 20.C1 | FU0380:LI | BOP,JB75 | 20.D1
FU0380:LI | SC | FU0580 | WHT | 14 | 20.D1 | FU0381:LI | BOP,JB75 | 20.D1
FU0381:LI | SC | FU0580 | WHT | 14 | 20.D1 | FU0384:LI | BOP,JB75 | 20.D1
FU0580:LI | SC | FU0136 | WHT | 12 | 20.A4 | XT0340:1 | BOP,JB75 | 20.A5
GR0258: | SC | GR0258 | GRN/YEL | 14 | 20.D5 | FRAME | BOP,JB75 | 20.D5
GR0340: | SC | IEG02585 | GRN | 14 | 20.A4 | IEG0258:5 | BOP,JB75 | 20.A5
GR0380: | SC | IEG02583 | GRN | 14 | 3.C3 | IEG0258:3 | BOP,JB75 | 3.C3
KA0540:11 | SC | KA054011 | WHT | 20 | 105.A5 | KA0550:11 | BOP,JB75 | 105.A6
KA0540:A1 | SC | KA056214 | WHT | 20 | 105.A5 | KA0562:14 | BOP,JB75 | 105.A6
KA0540:A2 | SC | SV2002 | WHT | 20 | 105.A5 | XT0572:4 | BOP,JB75 | 105.A5
KA0541:11 | SC | KA054111 | WHT | 20 | 106.A5 | KA0551:11 | BOP,JB75 | 106.A6
KA0541:A1 | SC | KA056224 | WHT | 20 | 106.A5 | KA0562:24 | BOP,JB75 | 106.A6
KA0541:A2 | SC | SV4142 | WHT | 20 | 106.A5 | XT0572:5 | BOP,JB75 | 106.A5
KA0554:11 | SC | KA056511 | WHT | 20 | 107.B6 | KA0565:11 | BOP,JB75 | 107.B6
KA0561:A1 | SC | ESTOP | WHT | 20 | 21.A3 | KA0562:A1 | BOP,JB75 | 21.A3
KA0561:A1 | SC | ESTOP | WHT | 20 | 21.A3 | XT0340:6 | BOP,JB75 | 21.A2
KA0561:A2 | SC | 0V | WHT | 20 | 21.A3 | KA0562:A2 | BOP,JB75 | 21.A3
KA0561:A2 | SC | 0V | WHT | 20 | 21.A3 | KA0566:A2 | BOP,JB75 | 21.A3
KA0562:A1 | SC | ESTOP | WHT | 20 | 21.A3 | KA0563:A1 | BOP,JB75 | 21.B3
KA0562:A2 | SC | 0V | WHT | 20 | 21.A3 | KA0563:A2 | BOP,JB75 | 21.B3
KA0563:11 | SC | FU0343 | WHT | 14 | 21.C2 | XT0340:7 | BOP,JB75 | 21.C2
KA0563:A1 | SC | ESTOP | WHT | 20 | 21.B3 | KA0564:A1 | BOP,JB75 | 21.B3
KA0563:A2 | SC | 0V | WHT | 20 | 21.B3 | KA0564:A2 | BOP,JB75 | 21.B3
KA0564:A1 | SC | ESTOP | WHT | 20 | 21.B3 | KA0567:A1 | BOP,JB75 | 21.B3
KA0564:A2 | SC | 0V | WHT | 20 | 21.B3 | KA0567:A2 | BOP,JB75 | 21.B3
KA0565:14 | SC | KA056514 | WHT | 20 | 107.B6 | XT0573:1 B2 | BOP,JB75 | 107.B5
KA0565:A1 | SC | KA0231A1 | WHT | 20 | 21.A3 | KA0566:A1 | BOP,JB75 | 21.A3
KA0565:A1 | SC | KA0231A1 | WHT | 20 | 21.A3 | XT0340:5 | BOP,JB75 | 21.A2
KA0565:A2 | SC | 0V | WHT | 20 | 21.A3 | KA0566:A2 | BOP,JB75 | 21.A3
KA0565:A2 | SC | 0V | WHT | 20 | 21.A3 | XT0340:4 | BOP,JB75 | 20.A5
KA0566:11 | SC | XT05732B1 | WHT | 20 | 107.B5 | XT0573:2 B1 | BOP,JB75 | 107.B5
KA0566:12 | SC | KA056612 | WHT | 20 | 107.B5 | XT0573:1 T1 | BOP,JB75 | 107.B5
KT0571:A1 | SC | ZSC2012 | WHT | 20 | 104.B6 | XT0572:1 | BOP,JB75 | 104.B5
KT0572:15 | SC | KA056312 | WHT | 20 | 21.C3 | KT0573:15 | BOP,JB75 | 21.C3
KT0572:16 | SC | KT057216 | WHT | 20 | 21.C3 | XT0572:7 | BOP,JB75 | 21.C5
KT0572:16 | SC | KT057216 | WHT | 20 | 21.C3 | XT0573:2 B2 | BOP,JB75 | 107.B5
KT0572:A1 | SC | ZSC2002 | WHT | 20 | 105.B6 | XT0572:2 | BOP,JB75 | 105.B5
KT0573:15 | SC | KA056312 | WHT | 20 | 21.C3 | KA0563:12 | BOP,JB75 | 21.C2
KT0573:16 | SC | KT057316 | WHT | 20 | 21.C3 | XT0572:6 | BOP,JB75 | 21.C5
KT0573:16 | SC | KT057316 | WHT | 20 | 21.C3 | XT0573:2 T2 | BOP,JB75 | 107.B5
KT0573:A1 | SC | ZSC4142 | WHT | 20 | 106.B6 | XT0572:3 | BOP,JB75 | 106.B5
XT0340:1 | SC | FU0136 | WHT | 16 | 20.A5 | XT0580:1 | BOP,JB75 | 20.A5
XT0340:2 | SC | 0V | WHT | 14 | 20.A5 | XT0580:2 | BOP,JB75 | 20.A5
XT0380:1 | SC | 0V | WHT | 16 | 20.D1 | XT0340:4 | BOP,JB75 | 20.A5
XT0580:3 | SC | KA0231A1 | WHT | 12 | 21.A2 | XT0340:5 | BOP,JB75 | 21.A2
AU0340:L2 | WC0340 | AU0340L2 | ENET | CABLE | 20.B2 | AU0380:L1 | BOP,JB75 | 20.C2
IEG0258:4 | SC | IEG02584 | GRN | 14 | 3.C3 | GR0382: | JB75,LEFT RAIL | 3.C3
XT0391:1 | SC | BA1100P | WHT | 16 | 20.C6 | FU1213:LI | JB75,LEFT RAIL | 20.C6
XT0391:2 | SC | BA1100N | WHT | 16 | 20.C6 | BA1213:NEG | JB75,LEFT RAIL | 20.C5
AU0380:L2 | WC0380 | AU0380L2 | ENET | CABLE | 20.C2 | BA1213:L1 | JB75,LEFT RAIL | 20.C5
SolarTools ver. 24.0.84.24712 (Jul 31, 2025)
Report date: 3/24/2026 10:04 PM

## CONTROL PANEL B, JB70
CONTROL PANEL B, JB70
JB70
Project # | 4L101
Project Name | WHITEWATER MIDSTREAM^BAYRUNNER PIPELINE
Revision | C.5
Controls DE | Li, Jonathan
Phone: | 0
Controls ME | Medrano, Hector
Phone:
From | [5 empty] | To
Device ID | Cable (W) Conductor (SC) Jumper Clip (JC) | Wire No. | Wire ID | Gauge/Size | Page/Zone | Device ID | Location | Page/Zone
XT0060:1 | JC | 0V | CLIP | --- | 8.D1 | XT0060:2 | CONTROL PANEL B, JB70 | 8.D1
XT0240:10 | JC | FU0139 | CLIP | --- | 13.C4 | XT0240:11 | CONTROL PANEL B, JB70 | 13.C4
XT0240:8 | JC | 0V | CLIP | --- | 13.D3 | XT0240:9 | CONTROL PANEL B, JB70 | 13.D3
AF0061:02 | SC | 006102 | WHT | 20 | 33.B7 | KA0233:14 | CONTROL PANEL B, JB70 | 33.B5
AF0061:14 | SC | 006114 | WHT | 20 | 34.B7 | KA0234:14 | CONTROL PANEL B, JB70 | 34.B5
AF0061:COM | SC | 0V | WHT | 14 | 8.C2 | XT0060:2 | CONTROL PANEL B, JB70 | 8.D1
AF0061:J | SC | * |  |  | 8.C2 | AF0062:P | CONTROL PANEL B, JB70 | 8.C3
AF0061:V+ | SC | FU0061 | WHT | 14 | 8.C2 | FU0061:LD | CONTROL PANEL B, JB70 | 8.D1
AF0062:00 | SC | 006200 | WHT | 20 | 55.A7 | KA0222:14 | CONTROL PANEL B, JB70 | 55.A6
AF0062:16 | SC | SV21242 | WHT | 20 | 55.A7 | XT0060:5 | CONTROL PANEL B, JB70 | 55.A5
AF0062:COM | SC | 0V | WHT | 14 | 8.C3 | XT0060:2 | CONTROL PANEL B, JB70 | 8.D1
AF0062:J | SC | * |  |  | 8.C3 | AF0063:P | CONTROL PANEL B, JB70 | 8.C3
AF0062:V+ | SC | FU0062 | WHT | 14 | 8.C3 | FU0062:LD | CONTROL PANEL B, JB70 | 8.D1
AF0063:COM | SC | AF0063N | WHT | 16 | 8.C3 | AF0064:COM | CONTROL PANEL B, JB70 | 8.C4
AF0063:COM | SC | AU0060N | WHT | 16 | 8.C3 | AU0060:COM | CONTROL PANEL B, JB70 | 8.C2
AF0063:J | SC | * |  |  | 8.C3 | AF0064:P | CONTROL PANEL B, JB70 | 8.C4
AF0063:V+ | SC | AF0063P | WHT | 16 | 8.C3 | AF0064:V+ | CONTROL PANEL B, JB70 | 8.C4
AF0063:V+ | SC | AU0060P | WHT | 16 | 8.C3 | AU0060:V+ | CONTROL PANEL B, JB70 | 8.C2
AF0064:COM | SC | AF0064N | WHT | 16 | 8.C4 | AF0065:COM | CONTROL PANEL B, JB70 | 8.C5
AF0064:J | SC | * |  |  | 8.C4 | AF0065:P | CONTROL PANEL B, JB70 | 8.C5
AF0064:SH | SC | AF0064G | GRN | 14 | 8.C4 | AF0065:SH | CONTROL PANEL B, JB70 | 8.C5
AF0064:SH | SC | AU0060G | GRN | 14 | 8.C4 | AU0060:GND | CONTROL PANEL B, JB70 | 8.C2
AF0064:V+ | SC | AF0064P | WHT | 16 | 8.C4 | AF0065:V+ | CONTROL PANEL B, JB70 | 8.C5
AF0065:COM | SC | AF0065N | WHT | 16 | 8.C5 | AF0068:COM | CONTROL PANEL B, JB70 | 8.C6
AF0065:J | SC | * |  |  | 8.C5 | AF0066:P | CONTROL PANEL B, JB70 | 8.C5
AF0065:SH | SC | AF0065G | GRN | 14 | 8.C5 | AF0066:SH | CONTROL PANEL B, JB70 | 8.C5
AF0065:V+ | SC | AF0065P | WHT | 16 | 8.C5 | AF0068:V+ | CONTROL PANEL B, JB70 | 8.C6
AF0066:COM | SC | 0V | WHT | 14 | 8.C5 | XT0060:2 | CONTROL PANEL B, JB70 | 8.D1
AF0066:J | SC | * |  |  | 8.C5 | AF0067:P | CONTROL PANEL B, JB70 | 8.C6
AF0066:SH | SC | AF0066G | GRN | 14 | 8.C5 | AF0068:SH | CONTROL PANEL B, JB70 | 8.C6
AF0066:V+ | SC | FU0063 | WHT | 14 | 8.C5 | FU0063:LD | CONTROL PANEL B, JB70 | 8.D1
AF0067:12 | SC | KA0134A1 | WHT | 20 | 71.D7 | KA0134:A1 | CONTROL PANEL B, JB70 | 12.C6
AF0067:COM | SC | 0V | WHT | 14 | 8.C6 | XT0060:2 | CONTROL PANEL B, JB70 | 8.D1
AF0067:J | SC | * |  |  | 8.C6 | AF0068:P | CONTROL PANEL B, JB70 | 8.C6
AF0067:V+ | SC | FU0064 | WHT | 14 | 8.C6 | FU0064:LD | CONTROL PANEL B, JB70 | 8.D1
AF0068:SH | SC | IEG02304 | GRN | 14 | 8.C6 | IEG0230:4 | CONTROL PANEL B, JB70 | 8.D7
AF0071:COM | SC | AF0071N | WHT | 16 | 8.B2 | AF0072:COM | CONTROL PANEL B, JB70 | 8.A3
AF0071:COM | SC | AU0070N | WHT | 16 | 8.B2 | AU0070:COM | CONTROL PANEL B, JB70 | 8.A2
AF0071:J | SC | * |  |  | 8.B2 | AF0072:P | CONTROL PANEL B, JB70 | 8.A3
AF0071:SH | SC | AF0071G | GRN | 14 | 8.B2 | AF0072:SH | CONTROL PANEL B, JB70 | 8.A3
AF0071:SH | SC | AU0070G | GRN | 14 | 8.B2 | AU0070:GND | CONTROL PANEL B, JB70 | 8.A2
AF0071:V+ | SC | AF0071P | WHT | 16 | 8.B2 | AF0072:V+ | CONTROL PANEL B, JB70 | 8.A3
AF0071:V+ | SC | AU0070P | WHT | 16 | 8.B2 | AU0070:V+ | CONTROL PANEL B, JB70 | 8.A2
AF0072:COM | SC | AF0072N | WHT | 16 | 8.A3 | AF0073:COM | CONTROL PANEL B, JB70 | 8.B3
AF0072:J | SC | * |  |  | 8.A3 | AF0073:P | CONTROL PANEL B, JB70 | 8.B3
AF0072:SH | SC | AF0072G | GRN | 14 | 8.A3 | AF0073:SH | CONTROL PANEL B, JB70 | 8.B3
AF0072:V+ | SC | AF0072P | WHT | 16 | 8.A3 | AF0073:V+ | CONTROL PANEL B, JB70 | 8.B3
AF0073:COM | SC | AF0073N | WHT | 16 | 8.B3 | AF0074:COM | CONTROL PANEL B, JB70 | 8.B4
AF0073:J | SC | * |  |  | 8.B3 | AF0074:P | CONTROL PANEL B, JB70 | 8.B4
AF0073:SH | SC | AF0073G | GRN | 14 | 8.B3 | AF0074:SH | CONTROL PANEL B, JB70 | 8.B4
AF0073:V+ | SC | AF0073P | WHT | 16 | 8.B3 | AF0074:V+ | CONTROL PANEL B, JB70 | 8.B4
AF0074:COM | SC | AF0074N | WHT | 16 | 8.B4 | AF0075:COM | CONTROL PANEL B, JB70 | 8.A5
AF0074:J | SC | * |  |  | 8.B4 | AF0075:P | CONTROL PANEL B, JB70 | 8.A5
AF0074:SH | SC | AF0074G | GRN | 14 | 8.B4 | AF0075:SH | CONTROL PANEL B, JB70 | 8.A5
AF0074:V+ | SC | AF0074P | WHT | 16 | 8.B4 | AF0075:V+ | CONTROL PANEL B, JB70 | 8.A5
AF0075:COM | SC | AF0075N | WHT | 16 | 8.A5 | AF0077:COM | CONTROL PANEL B, JB70 | 8.B6
AF0075:J | SC | * |  |  | 8.A5 | AF0076:P | CONTROL PANEL B, JB70 | 8.A5
AF0075:SH | SC | AF0075G | GRN | 14 | 8.A5 | AF0077:SH | CONTROL PANEL B, JB70 | 8.B6
AF0075:V+ | SC | AF0075P | WHT | 16 | 8.A5 | AF0077:V+ | CONTROL PANEL B, JB70 | 8.B6
AF0076:00 | SC | 007600 | WHT | 20 | 50.B7 | KA0237:14 | CONTROL PANEL B, JB70 | 50.B5
AF0076:01 | SC | 007601 | WHT | 20 | 52.B7 | KA0237:24 | CONTROL PANEL B, JB70 | 52.B5
AF0076:02 | SC | 007602 | WHT | 20 | 54.B7 | KA0221:A1 | CONTROL PANEL B, JB70 | 54.B6
AF0076:04 | SC | 007604 | WHT | 20 | 55.A7 | KA0222:A1 | CONTROL PANEL B, JB70 | 55.A6
AF0076:08 | SC | 007608 | WHT | 20 | 25.B7 | KA1020:A1 | CONTROL PANEL B, JB70 | 25.B5
AF0076:10 | SC | KT014615 | WHT | 20 | 13.C7 | KT0146:15 | CONTROL PANEL B, JB70 | 13.C6
AF0076:11 | SC | UA1200J14 | WHT | 20 | 14.C7 | UA1200:J1-4 | CONTROL PANEL B, JB70 | 14.B3
AF0076:12 | SC | 007612 | WHT | 20 | 14.C7 | XT0237:1 B2 | CONTROL PANEL B, JB70 | 14.C5
AF0076:13 | SC | KT0146B1 | WHT | 20 | 12.B2 | KT0146:B1 | CONTROL PANEL B, JB70 | 12.B2
AF0076:15 | SC | 007615 | WHT | 20 | 29.D6 | KA0224:A1 | CONTROL PANEL B, JB70 | 29.D6
AF0076:18 | SC | 007618 | WHT | 20 | 54.B7 | KA0221:A2 | CONTROL PANEL B, JB70 | 54.B6
AF0076:20 | SC | 007620 | WHT | 20 | 55.A7 | KA0222:A2 | CONTROL PANEL B, JB70 | 55.A6
AF0076:24 | SC | 007624 | WHT | 20 | 25.B7 | KA1020:A2 | CONTROL PANEL B, JB70 | 25.B5
AF0076:26 | SC | KA0231A2 | WHT | 20 | 13.C7 | KA0231:A2 | CONTROL PANEL B, JB70 | 13.C6
AF0076:29 | SC | KT0146A2 | WHT | 20 | 12.B2 | KT0146:A2 | CONTROL PANEL B, JB70 | 12.B2
AF0076:31 | SC | 007631 | WHT | 20 | 29.D6 | KA0224:A2 | CONTROL PANEL B, JB70 | 29.D6
AF0076:COM | SC | 0V | WHT | 14 | 8.A5 | XT0070:1 | CONTROL PANEL B, JB70 | 8.B1
AF0076:J | SC | * |  |  | 8.A5 | AF0077:P | CONTROL PANEL B, JB70 | 8.B6
AF0076:V+ | SC | FU0071 | WHT | 14 | 8.A5 | FU0071:LD | CONTROL PANEL B, JB70 | 8.B1
AF0077:COM | SC | AF0077N | WHT | 16 | 8.B6 | AF0078:COM | CONTROL PANEL B, JB70 | 8.B6
AF0077:J | SC | * |  |  | 8.B6 | AF0078:P | CONTROL PANEL B, JB70 | 8.B6
AF0077:SH | SC | AF0077G | GRN | 16 | 8.B6 | AF0078:SH | CONTROL PANEL B, JB70 | 8.B6
AF0077:V+ | SC | AF0077P | WHT | 16 | 8.B6 | AF0078:V+ | CONTROL PANEL B, JB70 | 8.B6
AF0078:SH | SC | IEG02305 | GRN | 14 | 8.B6 | IEG0230:5 | CONTROL PANEL B, JB70 | 8.B6
XT0240:3 | SC | JP4 | VIO | -- | 13.A3 | XT0240:2 | CONTROL PANEL B, JB70 | 13.A3
XT0240:2 | SC | JP0 | VIO | 20 | 13.A3 | XT0240:1 | CONTROL PANEL B, JB70 | 13.A3
AU0060:COM | SC | 0V | WHT | 14 | 8.C2 | XT0060:1 | CONTROL PANEL B, JB70 | 8.D1
AU0060:V+ | SC | FU0060 | WHT | 14 | 8.C2 | FU0060:LD | CONTROL PANEL B, JB70 | 8.C1
AU0070:COM | SC | 0V | WHT | 14 | 8.A2 | XT0070:1 | CONTROL PANEL B, JB70 | 8.B1
AU0070:V+ | SC | FU0070 | WHT | 14 | 8.A2 | FU0070:LD | CONTROL PANEL B, JB70 | 8.B1
FU0060:LI | SC | FU0210 | WHT | 14 | 8.C1 | FU0061:LI | CONTROL PANEL B, JB70 | 8.D1
FU0061:LI | SC | FU0210 | WHT | 14 | 8.D1 | FU0062:LI | CONTROL PANEL B, JB70 | 8.D1
FU0062:LI | SC | FU0210 | WHT | 14 | 8.D1 | FU0063:LI | CONTROL PANEL B, JB70 | 8.D1
FU0063:LI | SC | FU0210 | WHT | 14 | 8.D1 | FU0064:LI | CONTROL PANEL B, JB70 | 8.D1
FU0070:LI | SC | FU0210 | WHT | 14 | 8.B1 | FU0071:LI | CONTROL PANEL B, JB70 | 8.B1
GR0231: | SC | IEG02309 | GRN | 14 | 3.A4 | IEG0230:9 | CONTROL PANEL B, JB70 | 3.A4
GR0232: | SC | GR0232 | GRN/YEL | 14 | 3.A3 | FRAME | CONTROL PANEL B, JB70 | 3.A3
GR0233: | SC | IEG02303 | GRN | 14 | 8.B3 | IEG0230:3 | CONTROL PANEL B, JB70 | 8.B2
IEG0230:8 | SC | IEG02308 | GRN | 16 | 14.D6 | UA1200:J3-4 | CONTROL PANEL B, JB70 | 14.B3
KA0130:A1 | SC | 008135 | WHT | 20 | 14.C5 | KA0130:11 | CONTROL PANEL B, JB70 | 14.D6
KA0130:A2 | SC | UA1200J26 | WHT | 20 | 14.C5 | UA1200:J2-6 | CONTROL PANEL B, JB70 | 14.B3
KA0131:12 | SC | KA013724 | WHT | 20 | 12.D4 | KA0137:24 | CONTROL PANEL B, JB70 | 12.D3
KA0131:A1 | SC | KA0231A1 | WHT | 20 | 12.B6 | KA0242:11 | CONTROL PANEL B, JB70 | 13.C6
KA0131:A1 | SC | KA0231A1 | WHT | 20 | 12.B6 | KA0132:A1 | CONTROL PANEL B, JB70 | 12.B6
KA0131:A2 | SC | 0V | WHT | 20 | 12.B6 | KT0145:A2 | CONTROL PANEL B, JB70 | 12.B6
KA0131:A2 | SC | 0V | WHT | 20 | 12.B6 | KA0132:A2 | CONTROL PANEL B, JB70 | 12.B6
KA0132:11 | SC | FU0139 | WHT | 20 | 12.A3 | KA0133:11 | CONTROL PANEL B, JB70 | 12.A3
KA0132:11 | SC | FU0139 | WHT | 20 | 12.A3 | KT0145:15 | CONTROL PANEL B, JB70 | 12.D2
KA0132:12 | SC | KT0141A1 | WHT | 20 | 12.A3 | KT0142:A1 | CONTROL PANEL B, JB70 | 12.A6
KA0132:12 | SC | KT0141A1 | WHT | 20 | 12.A3 | KA0133:12 | CONTROL PANEL B, JB70 | 12.A3
KA0132:21 | SC | KA0138A1 | WHT | 20 | 12.D4 | KA0138:A1 | CONTROL PANEL B, JB70 | 12.D6
KA0132:22 | SC | KA013222 | WHT | 20 | 12.D4 | KA0137:14 | CONTROL PANEL B, JB70 | 12.D3
KA0132:22 | SC | KA013222 | WHT | 20 | 12.D4 | KT0141:18 | CONTROL PANEL B, JB70 | 12.D2
KA0132:24 | SC | KA013224 | WHT | 20 | 12.D4 | KA0134:14 | CONTROL PANEL B, JB70 | 12.D3
KA0132:A1 | SC | KA0231A1 | WHT | 20 | 12.B6 | KA0141:A1 | CONTROL PANEL B, JB70 | 12.C6
KA0132:A2 | SC | 0V | WHT | 20 | 12.B6 | KA0141:A2 | CONTROL PANEL B, JB70 | 12.C6
KA0133:11 | SC | FU0139 | WHT | 20 | 12.A3 | KA0134:11 | CONTROL PANEL B, JB70 | 12.D3
KA0133:A2 | SC | 0V | WHT | 20 | 12.C6 | KA0141:A2 | CONTROL PANEL B, JB70 | 12.C6
KA0133:A2 | SC | 0V | WHT | 20 | 12.C6 | KA0134:A2 | CONTROL PANEL B, JB70 | 12.C6
KA0134:11 | SC | FU0139 | WHT | 20 | 12.D3 | KA0136:11 | CONTROL PANEL B, JB70 | 12.B4
KA0134:A2 | SC | 0V | WHT | 20 | 12.C6 | KA0144:A2 | CONTROL PANEL B, JB70 | 12.C6
KA0136:11 | SC | FU0139 | WHT | 20 | 12.B4 | KA0137:21 | CONTROL PANEL B, JB70 | 12.D3
KA0136:14 | SC | KA013821 | WHT | 20 | 12.B4 | KA0138:21 | CONTROL PANEL B, JB70 | 12.B5
KA0136:A2 | SC | 0V | WHT | 20 | 12.D6 | KA0137:A2 | CONTROL PANEL B, JB70 | 12.D6
KA0137:11 | SC | FU0139 | WHT | 20 | 12.D3 | KA0137:21 | CONTROL PANEL B, JB70 | 12.D3
KA0137:A1 | SC | KA0137A1 | WHT | 20 | 12.D6 | KT0142:18 | CONTROL PANEL B, JB70 | 12.D2
KA0137:A2 | SC | 0V | WHT | 20 | 12.D6 | KA0138:A2 | CONTROL PANEL B, JB70 | 12.D6
KA0138:24 | SC | KT0144B1 | WHT | 20 | 12.B5 | KT0144:B1 | CONTROL PANEL B, JB70 | 12.B6
KA0141:21 | SC | KT0146A1 | WHT | 20 | 12.B2 | KT0146:A1 | CONTROL PANEL B, JB70 | 12.B2
KA0141:21 | SC | KT0146A1 | WHT | 20 | 12.B2 | KA0241:21 | CONTROL PANEL B, JB70 | 12.B2
KA0141:24 | SC | FU0139 | WHT | 20 | 12.B2 | KA0241:24 | CONTROL PANEL B, JB70 | 12.B2
KA0144:21 | SC | KA014421 | WHT | 20 | 100.A6 | KA0249:11 | CONTROL PANEL B, JB70 | 100.A6
KA0144:21 | SC | KA014421 | WHT | 20 | 100.A6 | KA0176:A1 | CONTROL PANEL B, JB70 | 100.B5
KA0221:11 | SC | KA022111 | WHT | 20 | 54.B6 | KA0235:24 | CONTROL PANEL B, JB70 | 54.B5
KA0222:11 | SC | KA022211 | WHT | 20 | 55.A6 | KA0236:24 | CONTROL PANEL B, JB70 | 55.A5
KA0230:A1 | SC | KA0231A1 | WHT | 20 | 13.D6 | KA0234:A1 | CONTROL PANEL B, JB70 | 13.D6
KA0231:11 | SC | KA0231A1 | WHT | 20 | 13.C6 | KA0231:A1 | CONTROL PANEL B, JB70 | 13.C6
KA0231:11 | SC | KA0231A1 | WHT | 20 | 13.C6 | KA0242:11 | CONTROL PANEL B, JB70 | 13.C6
KA0231:14 | SC | KA024214 | WHT | 20 | 13.C6 | KA0242:14 | CONTROL PANEL B, JB70 | 13.C6
KA0231:14 | SC | KA024214 | WHT | 20 | 13.C6 | KT0146:18 | CONTROL PANEL B, JB70 | 13.C6
KA0231:21 | SC | KA023121 | WHT | 20 | 13.A4 | KA0245:14 | CONTROL PANEL B, JB70 | 13.A4
KA0231:A1 | SC | KA0231A1 | WHT | 20 | 13.C6 | KA0232:A1 | CONTROL PANEL B, JB70 | 13.D6
KA0231:A2 | SC | KA0231A2 | WHT | 20 | 13.C6 | KA0232:A2 | CONTROL PANEL B, JB70 | 13.D6
KA0232:21 | SC | KA023221 | WHT | 20 | 100.A6 | KA0144:22 | CONTROL PANEL B, JB70 | 100.A6
KA0232:21 | SC | KA023221 | WHT | 20 | 100.A6 | KA0249:12 | CONTROL PANEL B, JB70 | 100.A6
KA0232:A1 | SC | KA0231A1 | WHT | 20 | 13.D6 | KA0233:A1 | CONTROL PANEL B, JB70 | 13.D6
KA0232:A2 | SC | KA0231A2 | WHT | 20 | 13.D6 | KA0233:A2 | CONTROL PANEL B, JB70 | 13.D6
KA0233:A1 | SC | KA0231A1 | WHT | 20 | 13.D6 | KA0234:A1 | CONTROL PANEL B, JB70 | 13.D6
KA0233:A2 | SC | KA0231A2 | WHT | 20 | 13.D6 | KA0234:A2 | CONTROL PANEL B, JB70 | 13.D6
KA0234:A2 | SC | KA0231A2 | WHT | 20 | 13.D6 | KA0230:A2 | CONTROL PANEL B, JB70 | 13.D6
KA0235:11 | SC | UA1200J21 | WHT | 20 | 13.A5 | XT0060:3 | CONTROL PANEL B, JB70 | 14.D5
KA0235:11 | SC | UA1200J21 | WHT | 20 | 13.A5 | KA0241:11 | CONTROL PANEL B, JB70 | 13.A5
KA0235:14 | SC | KA024114 | WHT | 20 | 13.A5 | KA0241:14 | CONTROL PANEL B, JB70 | 13.A5
KA0235:A1 | SC | ESTOP | WHT | 20 | 13.A2 | KA0236:A1 | CONTROL PANEL B, JB70 | 13.B2
KA0235:A1 | SC | ESTOP | WHT | 20 | 13.A2 | XT0240:4 | CONTROL PANEL B, JB70 | 13.A3
KA0236:11 | SC | FU0139 | WHT | 20 | 13.D4 | KA0244:11 | CONTROL PANEL B, JB70 | 13.D4
KA0236:11 | SC | FU0139 | WHT | 20 | 13.D4 | XT0240:11 | CONTROL PANEL B, JB70 | 13.C4
KA0236:12 | SC | KA023612 | WHT | 20 | 13.D4 | XT0240:12 | CONTROL PANEL B, JB70 | 13.D4
KA0236:A1 | SC | ESTOP | WHT | 20 | 13.B2 | KA0237:A1 | CONTROL PANEL B, JB70 | 13.B2
KA0236:A2 | SC | 0V | WHT | 20 | 13.B2 | KA0235:A2 | CONTROL PANEL B, JB70 | 13.A2
KA0236:A2 | SC | 0V | WHT | 20 | 13.B2 | KA0237:A2 | CONTROL PANEL B, JB70 | 13.B2
KA0237:A1 | SC | ESTOP | WHT | 20 | 13.B2 | KA0238:A1 | CONTROL PANEL B, JB70 | 13.B2
KA0237:A2 | SC | 0V | WHT | 20 | 13.B2 | KA0238:A2 | CONTROL PANEL B, JB70 | 13.B2
KA0238:A1 | SC | ESTOP | WHT | 20 | 13.B2 | KA0239:A1 | CONTROL PANEL B, JB70 | 13.B2
KA0238:A2 | SC | 0V | WHT | 20 | 13.B2 | KA0239:A2 | CONTROL PANEL B, JB70 | 13.B2
KA0239:A1 | SC | ESTOP | WHT | 20 | 13.B2 | KA0240:A1 | CONTROL PANEL B, JB70 | 13.B2
KA0239:A2 | SC | 0V | WHT | 20 | 13.B2 | KA0240:A2 | CONTROL PANEL B, JB70 | 13.B2
KA0240:A1 | SC | ESTOP | WHT | 20 | 13.B2 | KA0248:A1 | CONTROL PANEL B, JB70 | 13.C2
KA0240:A2 | SC | 0V | WHT | 20 | 13.B2 | KA0248:A2 | CONTROL PANEL B, JB70 | 13.C2
KA0241:14 | SC | KA024114 | WHT | 20 | 13.A5 | KA0231:24 | CONTROL PANEL B, JB70 | 13.A4
KA0241:A1 | SC | KA0241A1 | WHT | 20 | 13.C2 | KA0242:A1 | CONTROL PANEL B, JB70 | 13.C2
KA0241:A1 | SC | KA0241A1 | WHT | 20 | 13.C2 | XT0240:5 | CONTROL PANEL B, JB70 | 13.C3
KA0241:A2 | SC | 0V | WHT | 20 | 13.C2 | KA0242:A2 | CONTROL PANEL B, JB70 | 13.C2
KA0241:A2 | SC | 0V | WHT | 20 | 13.C2 | KA0250:A2 | CONTROL PANEL B, JB70 | 13.C2
KA0242:21 | SC | 024221 | WHT | 20 | 14.C6 | XT0237:1 T2 | CONTROL PANEL B, JB70 | 14.C5
KA0242:24 | SC | 024822 | WHT | 20 | 14.C6 | KA0248:22 | CONTROL PANEL B, JB70 | 14.C6
KA0242:A2 | SC | 0V | WHT | 20 | 13.C2 | KA0243:A2 | CONTROL PANEL B, JB70 | 13.C2
KA0243:21 | SC | CCESD2A1/B1 | WHT | 20 | 13.A3 | XT0240:1 | CONTROL PANEL B, JB70 | 13.A3
KA0243:24 | SC | KA024511 | WHT | 20 | 13.A3 | KA0245:11 | CONTROL PANEL B, JB70 | 13.A4
KA0243:A1 | SC | KA0243A1 | WHT | 20 | 13.C2 | KA0244:A1 | CONTROL PANEL B, JB70 | 13.D2
KA0243:A1 | SC | KA0243A1 | WHT | 20 | 13.C2 | XT0240:6 | CONTROL PANEL B, JB70 | 13.C3
KA0243:A2 | SC | 0V | WHT | 20 | 13.C2 | KA0244:A2 | CONTROL PANEL B, JB70 | 13.D2
KA0244:12 | SC | KA024412 | WHT | 20 | 13.D4 | KT0145:A1 | CONTROL PANEL B, JB70 | 12.B6
KA0244:A1 | SC | KA0243A1 | WHT | 20 | 13.D2 | KA0246:A1 | CONTROL PANEL B, JB70 | 13.D2
KA0244:A2 | SC | 0V | WHT | 20 | 13.D2 | KA0246:A2 | CONTROL PANEL B, JB70 | 13.D2
KA0245:A1 | SC | KA0245A1 | WHT | 20 | 13.D2 | KA0249:A1 | CONTROL PANEL B, JB70 | 13.D2
KA0245:A1 | SC | KA0245A1 | WHT | 20 | 13.D2 | XT0240:7 | CONTROL PANEL B, JB70 | 13.D3
KA0245:A2 | SC | 0V | WHT | 20 | 13.D2 | KA0249:A2 | CONTROL PANEL B, JB70 | 13.D2
KA0245:A2 | SC | 0V | WHT | 20 | 13.D2 | KA0247:A2 | CONTROL PANEL B, JB70 | 13.D2
KA0246:A1 | SC | KA0243A1 | WHT | 20 | 13.D2 | KA0247:A1 | CONTROL PANEL B, JB70 | 13.D2
KA0246:A2 | SC | 0V | WHT | 20 | 13.D2 | KA0247:A2 | CONTROL PANEL B, JB70 | 13.D2
KA0248:A1 | SC | ESTOP | WHT | 20 | 13.C2 | KA0250:A1 | CONTROL PANEL B, JB70 | 13.C2
KA0248:A2 | SC | 0V | WHT | 20 | 13.C2 | KA0250:A2 | CONTROL PANEL B, JB70 | 13.C2
KA0249:A2 | SC | 0V | WHT | 20 | 13.D2 | XT0240:9 | CONTROL PANEL B, JB70 | 13.D3
KT0140:15 | SC | FU0139 | WHT | 20 | 12.D1 | KT0142:15 | CONTROL PANEL B, JB70 | 12.D2
KT0140:16 | SC | KT014115 | WHT | 20 | 12.D1 | KT0141:15 | CONTROL PANEL B, JB70 | 12.D2
KT0140:18 | SC | KT0143A1 | WHT | 20 | 12.A2 | KT0143:A1 | CONTROL PANEL B, JB70 | 12.A6
KT0140:A1 | SC | KT0140A1 | WHT | 20 | 12.A6 | KT0143:16 | CONTROL PANEL B, JB70 | 12.A5
KT0140:A2 | SC | 0V | WHT | 20 | 12.A6 | KT0141:A2 | CONTROL PANEL B, JB70 | 12.A6
KT0141:18 | SC | KA013222 | WHT | 20 | 12.D2 | KT0144:18 | CONTROL PANEL B, JB70 | 12.D2
KT0141:A1 | SC | KT0141A1 | WHT | 20 | 12.A6 | KT0143:15 | CONTROL PANEL B, JB70 | 12.A5
KT0141:A1 | SC | KT0141A1 | WHT | 20 | 12.A6 | KT0142:A1 | CONTROL PANEL B, JB70 | 12.A6
KT0141:A2 | SC | 0V | WHT | 20 | 12.A6 | KT0142:A2 | CONTROL PANEL B, JB70 | 12.A6
KT0142:15 | SC | FU0139 | WHT | 20 | 12.D2 | KT0144:A1 | CONTROL PANEL B, JB70 | 12.B6
KT0142:18 | SC | KA0137A1 | WHT | 20 | 12.D2 | KT0145:18 | CONTROL PANEL B, JB70 | 12.D2
KT0142:A2 | SC | 0V | WHT | 20 | 12.A6 | KT0143:A2 | CONTROL PANEL B, JB70 | 12.A6
KT0143:A2 | SC | 0V | WHT | 20 | 12.A6 | KT0144:A2 | CONTROL PANEL B, JB70 | 12.B6
KT0144:15 | SC | FU0139 | WHT | 20 | 12.D2 | KT0145:15 | CONTROL PANEL B, JB70 | 12.D2
KT0144:15 | SC | FU0139 | WHT | 20 | 12.D2 | KT0144:A1 | CONTROL PANEL B, JB70 | 12.B6
KT0144:A2 | SC | 0V | WHT | 20 | 12.B6 | KT0145:A2 | CONTROL PANEL B, JB70 | 12.B6
UA1200:J1-5 | SC | UA1200J15 | WHT | 20 | 14.B3 | XT0237:1 B1 | CONTROL PANEL B, JB70 | 14.C5
UA1200:J1-8 | SC | UA1200J | WHT | 20 | 61.B6 | UA1200:J3-5 | CONTROL PANEL B, JB70 | 61.B6
UA1200:J2-1 | SC | UA1200J21 | WHT | 20 | 14.B3 | XT0060:3 | CONTROL PANEL B, JB70 | 14.D5
XT0240:10 | SC | FU0139 | WHT | 20 | 13.C4 | XT0236:1 | CONTROL PANEL B, JB70 | 23.B5
XT0240:12 | SC | KA023612 | WHT | 20 | 13.D4 | XT0237:2 B2 | CONTROL PANEL B, JB70 | 23.C5
XT0240:4 | SC | ESTOP | WHT | 20 | 13.A3 | XT0240:13 | CONTROL PANEL B, JB70 | 13.B3
XT0240:5 | SC | KA0241A1 | WHT | 20 | 13.C3 | XT0236:2 | CONTROL PANEL B, JB70 | 23.B5
XT0240:8 | SC | 0V | WHT | 20 | 13.D3 | XT0236:3 | CONTROL PANEL B, JB70 | 23.C5
AU0060:L1 | WC0007 | AU0070L2 | ENET | CABLE | 8.C2 | AU0070:L2 | CONTROL PANEL B, JB70 | 8.A2
AF0065:12 | WC4524 | UA1200J13 | RED | 20 | 14.B7 | UA1200:J1-3 | CONTROL PANEL B, JB70 | 14.B3
AF0065:28 | WC4524 | UA1200J11 | BLK | 20 | 14.B7 | UA1200:J1-1 | CONTROL PANEL B, JB70 | 14.B3
AF0065:60 | WC4524 | UA1200S | SH | 20 | 14.B7 | FLOATING | CONTROL PANEL B, JB70 | 14.B3
KA0176:A2 | SC | 0V | WHT | 20 | 100.B5 | XT0170:3 | FIRE PNL,JB70 | 9.A2
KA0232:22 | SC | FU0170 | WHT | 20 | 100.A6 | XT0170:2 | FIRE PNL,JB70 | 9.A2
XT0240:11 | SC | FU0139 | WHT | 20 | 13.C4 | AT0170:30 | FIRE PNL,JB70 | 9.C3
XT0240:11 | SC | FU0139 | WHT | 20 | 13.C4 | AT0170:24 | FIRE PNL,JB70 | 9.B3
XT0240:6 | SC | KA0243A1 | WHT | 20 | 13.C3 | AT0170:26 | FIRE PNL,JB70 | 9.B3
XT0240:7 | SC | KA0245A1 | WHT | 20 | 13.D3 | AT0170:32 | FIRE PNL,JB70 | 9.C3
AU0060:L2 | WC0006 | AU0060L2 | ENET | CABLE | 8.C2 | AF0410:L1 | JB5 | 15.B5
XT0236:1 | SC | FU0139 | WHT | 20 | 23.B5 | SH0472:13 | DOOR,JB70 | 23.B1
XT0236:2 | SC | KA0241A1 | WHT | 20 | 23.B5 | SH0472:14 | DOOR,JB70 | 23.B1
XT0236:3 | SC | 0V | WHT | 20 | 23.C5 | SH0472:X1 | DOOR,JB70 | 23.C1
XT0236:4 | SC | SH047211 | WHT | 20 | 23.C5 | SH0472:11 | DOOR,JB70 | 23.C1
XT0236:5 | SC | SH047212 | WHT | 20 | 23.C5 | SH0472:12 | DOOR,JB70 | 23.C1
XT0237:2 B1 | SC | SH0472X2 | WHT | 20 | 23.C5 | SH0472:X2 | DOOR,JB70 | 23.C1
AF0074:05 | SC | 007405 | WHT | 20 | 10.B7 | XT0085:2 | PANEL A | 10.B6
AF0074:21 | SC | 0V | WHT | 14 | 10.B7 | XT0134:2 | PANEL A | 11.B3
FU0060:LI | SC | FU0210 | WHT | 16 | 8.C1 | XT0233:1 | PANEL A | 11.C4
FU0070:LI | SC | FU0210 | WHT | 14 | 8.B1 | XT0233:2 | PANEL A | 11.C4
IEG0230:11 | SC | IEG023011 | GRN | 14 | 7.B6 | AF0088:SH | PANEL A | 7.B6
IEG0230:2 | SC | IEG02302 | GRN | 14 | 7.D6 | AF0097:SH | PANEL A | 7.D6
IEG0230:6 | SC | IEG02306 | GRN | 14 | 3.A4 | GR0133: | PANEL A | 3.A4
IEG0230:7 | SC | IEG02307 | GRN | 14 | 3.A4 | GR0134: | PANEL A | 3.A4
KA0130:14 | SC | 008103 | WHT | 20 | 14.D6 | AF0081:03 | PANEL A | 14.C7
KA0130:A1 | SC | 008135 | WHT | 20 | 14.C5 | AF0081:35 | PANEL A | 14.C7
KA0131:11 | SC | KA0135A1 | WHT | 20 | 12.D4 | KA0135:A1 | PANEL A | 12.D6
KA0131:14 | SC | KA013114 | WHT | 20 | 12.D4 | AF0092:06 | PANEL A | 68.A7
KA0133:A1 | SC | KA0133A1 | WHT | 20 | 12.C6 | AF0092:02 | PANEL A | 68.A7
KA0134:A1 | SC | KA0134A1 | WHT | 20 | 12.C6 | AF0091:12 | PANEL A | 71.C7
KA0136:21 | SC | KA013621 | WHT | 20 | 12.B3 | AF0087:43 | PANEL A | 12.B4
KA0136:24 | SC | KA013624 | WHT | 20 | 12.B3 | AF0087:11 | PANEL A | 12.B4
KA0136:A1 | SC | PS32002 | WHT | 20 | 12.D6 | XT0136:5 | PANEL A | 67.D5
KA0136:A2 | SC | 0V | WHT | 20 | 12.D6 | KA0135:A2 | PANEL A | 12.D6
KA0137:24 | SC | KA013724 | WHT | 20 | 12.D3 | AF0087:09 | PANEL A | 12.C4
KA0138:11 | SC | KM3170EP | WHT | 20 | 71.C5 | XT0136:13 | PANEL A | 71.C5
KA0138:14 | SC | FU0139 | WHT | 20 | 71.C5 | XT0136:11 | PANEL A | 71.C6
KA0138:A2 | SC | 0V | WHT | 20 | 12.D6 | KA0140:A2 | PANEL A | 12.D6
KA0141:11 | SC | KA014111 | WHT | 20 | 12.C2 | AF0091:39 | PANEL A | 12.C2
KA0141:14 | SC | KA014114 | WHT | 20 | 12.C2 | AF0091:07 | PANEL A | 12.C2
KA0141:24 | SC | FU0139 | WHT | 20 | 12.B2 | XT0136:2 | PANEL A | 12.A2
KA0144:A1 | SC | KA0135A1 | WHT | 20 | 12.C6 | KA0135:A1 | PANEL A | 12.D6
KA0144:A2 | SC | 0V | WHT | 20 | 12.C6 | KA0135:A2 | PANEL A | 12.D6
KA0176:11 | SC | KA017611 | WHT | 20 | 100.A6 | XT0171:1 | PANEL A | 100.A5
KA0176:14 | SC | 009332 | WHT | 20 | 100.A6 | AF0093:32 | PANEL A | 100.A7
KA0176:21 | SC | KA024421 | WHT | 20 | 100.C6 | XT0171:3 | PANEL A | 100.C5
KA0176:24 | SC | 009235 | WHT | 20 | 100.C6 | AF0092:35 | PANEL A | 100.C7
KA0176:A1 | SC | KA014421 | WHT | 20 | 100.B5 | KA0177:A1 | PANEL A | 100.B5
KA0176:A2 | SC | 0V | WHT | 20 | 100.B5 | KA0177:A2 | PANEL A | 100.B5
KA0221:14 | SC | 009502 | WHT | 20 | 54.B6 | AF0095:02 | PANEL A | 54.B7
KA0230:A1 | SC | KA0231A1 | WHT | 20 | 13.D6 | XT0139:4 | PANEL A | 13.D6
KA0233:24 | SC | 009309 | WHT | 20 | 35.B5 | AF0093:09 | PANEL A | 35.B7
KA0239:21 | SC | KA023921 | WHT | 20 | 13.B6 | AF0081:41 | PANEL A | 13.A7
KA0239:24 | SC | KA023924 | WHT | 20 | 13.B6 | AF0081:09 | PANEL A | 13.A7
KA0240:11 | SC | PS32004 | WHT | 20 | 67.D6 | XT0136:6 | PANEL A | 67.D5
KA0240:14 | SC | UF1300 | WHT | 20 | 67.D6 | XT0136:7 | PANEL A | 67.D6
KA0241:11 | SC | UA1200J21 | WHT | 20 | 13.A5 | AF0081:00 | PANEL A | 13.A7
KA0242:14 | SC | KA024214 | WHT | 20 | 13.C6 | AF0081:08 | PANEL A | 13.C7
KA0243:11 | SC | KA024311 | WHT | 20 | 13.B6 | AF0081:33 | PANEL A | 13.B7
KA0243:14 | SC | KA024314 | WHT | 20 | 13.B6 | AF0081:01 | PANEL A | 13.B7
KA0244:21 | SC | KA024421 | WHT | 20 | 100.C5 | XT0171:3 | PANEL A | 100.C5
KA0244:24 | SC | KA6241A1 | WHT | 20 | 100.C5 | KA6241:A1 | PANEL A | 100.C6
KA0245:21 | SC | KA024521 | WHT | 20 | 13.B6 | AF0081:34 | PANEL A | 13.B7
KA0245:24 | SC | KA024524 | WHT | 20 | 13.B6 | AF0081:02 | PANEL A | 13.B7
KA0246:11 | SC | KA017611 | WHT | 20 | 100.A5 | XT0171:1 | PANEL A | 100.A5
KA0246:14 | SC | KA6211A1 | WHT | 20 | 100.A5 | KA6211:A1 | PANEL A | 100.A6
KA0247:11 | SC | KA017711 | WHT | 20 | 101.A5 | XT0171:5 | PANEL A | 101.A5
KA0247:14 | SC | KA6212A1 | WHT | 20 | 101.A5 | KA6212:A1 | PANEL A | 101.A6
KA0248:21 | SC | FU0212 | WHT | 16 | 14.C6 | FU0212:LD | PANEL A | 11.C5
KA1020:14 | SC | FU0211 | WHT | 14 | 32.A5 | FU0211:LD | PANEL A | 11.B4
KA1020:24 | SC | 0V | WHT | 16 | 32.A5 | XT0135:1 | PANEL A | 11.B4
KT0140:15 | SC | FU0139 | WHT | 20 | 12.A2 | XT0136:2 | PANEL A | 12.A2
KT0140:A2 | SC | 0V | WHT | 20 | 12.A6 | XT0136:3 | PANEL A | 12.A2
UA1200:J1-10 | SC | FU0212 | WHT | 20 | 14.B3 | XT0233:4 | PANEL A | 14.D5
UA1200:J1-9 | SC | 0V | WHT | 20 | 14.B3 | XT0235:4 | PANEL A | 14.D5
UA1200:J2-2 | SC | FU0212 | WHT | 20 | 14.B3 | XT0233:4 | PANEL A | 14.D5
UA1200:J2-7 | SC | UA1200J27 | WHT | 20 | 14.B3 | AF0081:19 | PANEL A | 14.C7
XT0060:1 | SC | 0V | WHT | 14 | 8.D1 | XT0235:1 | PANEL A | 11.D4
XT0060:4 | SC | SV21202 | WHT | 20 | 54.B5 | AF0095:18 | PANEL A | 54.B7
XT0070:1 | SC | 0V | WHT | 16 | 8.B1 | XT0235:1 | PANEL A | 11.D4
XT0237:2 T2 | SC | 009213 | WHT | 20 | 23.C5 | AF0092:13 | PANEL A | 23.C7
XT0240:11 | SC | FU0139 | WHT | 20 | 13.C4 | XT0136:1 | PANEL A | 12.A2
XT0240:9 | SC | 0V | WHT | 20 | 13.D3 | XT0136:3 | PANEL A | 12.A2
AU0070:L1 | WC0008 | AU0080L2 | ENET | CABLE | 8.A2 | AU0080:L2 | PANEL A | 7.A1
IEG0230:1 | SC | IEG02301 | GRN | 12 | 4.B6 | AR0600:IE2 | PLC | 4.A1
KA0232:11 | SC | KA017814 | WHT | 20 | 22.D6 | KA0178:14 | RAIL,LEFT,JB70 | 22.D5
KA0232:12 | SC | FU0170 | WHT | 20 | 22.D6 | KA0875:14 | RAIL,LEFT,JB70 | 22.D6
IEG0230:10 | SC | IEG023010 | GRN | 14 | 3.A4 | GR1000: | RAIL,RIGHT,JB70 | 3.A5
XT0240:3 | SC | ESTOPA | WHT | 20 | 13.A3 | XT0137:8 | RAIL,RIGHT,JB70 | 24.C5
XT0240:4 | SC | ESTOP | WHT | 20 | 13.A3 | XT0137:2 | RAIL,RIGHT,JB70 | 24.B5
SolarTools ver. 24.0.84.24712 (Jul 31, 2025)
Report date: 3/24/2026 10:04 PM

## DOOR,JB70
DOOR,JB70
JB70 DOORS
Project # | 4L101
Project Name | WHITEWATER MIDSTREAM^BAYRUNNER PIPELINE
Revision | C.5
Controls DE | Li, Jonathan
Phone: | 0
Controls ME | Medrano, Hector
Phone:
From | [5 empty] | To
Device ID | Cable (W) Conductor (SC) Jumper Clip (JC) | Wire No. | Wire ID | Gauge/Size | Page/Zone | Device ID | Location | Page/Zone
SH0472:11 | SC | SH047211 | WHT | 20 | 23.C1 | XT0236:4 | CONTROL PANEL B, JB70 | 23.C5
SH0472:12 | SC | SH047212 | WHT | 20 | 23.C1 | XT0236:5 | CONTROL PANEL B, JB70 | 23.C5
SH0472:13 | SC | FU0139 | WHT | 20 | 23.B1 | XT0236:1 | CONTROL PANEL B, JB70 | 23.B5
SH0472:14 | SC | KA0241A1 | WHT | 20 | 23.B1 | XT0236:2 | CONTROL PANEL B, JB70 | 23.B5
SH0472:X1 | SC | 0V | WHT | 20 | 23.C1 | XT0236:3 | CONTROL PANEL B, JB70 | 23.C5
SH0472:X2 | SC | SH0472X2 | WHT | 20 | 23.C1 | XT0237:2 B1 | CONTROL PANEL B, JB70 | 23.C5
HL0171:X1 | SC | HL0171X1 | WHT | 20 | 22.B1 | XT0174:5 | FIRE PNL,JB70 | 22.B3
HL0171:X2 | SC | HL0171X2 | WHT | 20 | 22.B1 | XT0174:3 | FIRE PNL,JB70 | 22.B2
HL0172:X1 | SC | HL0172X1 | WHT | 20 | 22.C1 | XT0174:8 | FIRE PNL,JB70 | 22.C3
HL0172:X2 | SC | HL0172X2 | WHT | 20 | 22.C1 | XT0174:6 | FIRE PNL,JB70 | 22.C2
HL0173:X1 | SC | HL0173X1 | WHT | 20 | 22.C1 | XT0174:11 | FIRE PNL,JB70 | 22.C3
HL0173:X2 | SC | HL0173X2 | WHT | 20 | 22.C1 | XT0174:9 | FIRE PNL,JB70 | 22.C2
SA0170:B1-13 | SC | SA0170B113 | WHT | 20 | 22.A1 | XT0170:11 | FIRE PNL,JB70 | 22.A6
SA0170:B1-14 | SC | SA0170B114 | WHT | 20 | 22.A1 | XT0170:12 | FIRE PNL,JB70 | 22.A6
SB0170:13 | SC | SB017013 | WHT | 20 | 22.B1 | XT0174:1 | FIRE PNL,JB70 | 22.B3
SB0170:14 | SC | SB017014 | WHT | 20 | 22.B1 | XT0174:2 | FIRE PNL,JB70 | 22.B3
HA0472:BLK-1 | WC5072 | 0V | 1 | 18 | 22.D1 | XT0170:14 | FIRE PNL,JB70 | 22.D5
HA0472:BLK-2 | WC5072 | HA04722 | 2 | 18 | 22.D1 | XT0170:13 | FIRE PNL,JB70 | 22.D5
AT1100:GND | SC | PEG01304 | GRN/YEL | 14 | 25.D4 | PEG0130:4 | PANEL A | 25.D6
AT1100:NEG | SC | 0V | WHT | 14 | 25.D4 | XT0134:3 | PANEL A | 11.B3
SA0471:B1-13 | SC | SA0471B113 | WHT | 20 | 24.B1 | AF0087:40 | PANEL A | 24.B7
SA0471:B1-14 | SC | SA0471B114 | WHT | 20 | 24.B1 | AF0087:08 | PANEL A | 24.B7
SA0471:B2-13 | SC | SA0471B213 | WHT | 20 | 24.A1 | AF0087:39 | PANEL A | 24.A7
SA0471:B2-14 | SC | SA0471B214 | WHT | 20 | 24.A1 | AF0087:07 | PANEL A | 24.A7
SA0473:11 | SC | SA047311 | WHT | 20 | 25.A1 | AF0087:37 | PANEL A | 25.A7
SA0473:12 | SC | SA047312 | WHT | 20 | 25.A1 | AF0087:05 | PANEL A | 25.A7
SA0473:13 | SC | SA047313 | WHT | 20 | 25.A1 | AF0087:38 | PANEL A | 25.A7
SA0473:14 | SC | SA047314 | WHT | 20 | 25.A1 | AF0087:06 | PANEL A | 25.A7
SA0474:B1-13 | SC | SA0474B113 | WHT | 20 | 24.D1 | AF0087:45 | PANEL A | 24.D7
SA0474:B1-14 | SC | SA0474B114 | WHT | 20 | 24.D1 | AF0087:13 | PANEL A | 24.D7
SA0474:B2-13 | SC | SA0474B213 | WHT | 20 | 24.D1 | AF0087:44 | PANEL A | 24.D7
SA0474:B2-14 | SC | SA0474B214 | WHT | 20 | 24.D1 | AF0087:12 | PANEL A | 24.D7
SB0471:11 | SC | SB047111 | WHT | 20 | 23.D1 | AF0087:34 | PANEL A | 23.D7
SB0471:12 | SC | SB047112 | WHT | 20 | 23.D1 | AF0087:02 | PANEL A | 23.D7
SB0472:B2-12 | SC | SB0472B212 | WHT | 20 | 24.B1 | AF0081:04 | PANEL A | 24.B7
SB0473:13 | SC | SB047313 | WHT | 20 | 23.D1 | AF0087:35 | PANEL A | 23.D7
SB0473:14 | SC | SB047314 | WHT | 20 | 23.D1 | AF0087:03 | PANEL A | 23.D7
SB0474:13 | SC | SB047413 | WHT | 20 | 24.A1 | AF0087:36 | PANEL A | 24.A7
SB0474:14 | SC | SB047414 | WHT | 20 | 24.A1 | AF0087:04 | PANEL A | 24.A7
SH0470:11 | SC | SH047011 | WHT | 20 | 23.B1 | AF0087:33 | PANEL A | 23.B7
SH0470:12 | SC | SH047012 | WHT | 20 | 23.B1 | AF0087:01 | PANEL A | 23.B7
SH0470:X1 | SC | SH0470X1 | WHT | 20 | 23.B1 | AF0093:22 | PANEL A | 23.B7
SH0470:X2 | SC | SH0470X2 | WHT | 20 | 23.B1 | AF0093:06 | PANEL A | 23.B7
SH0471:13 | SC | SH047113 | WHT | 20 | 23.A1 | AF0087:32 | PANEL A | 23.A7
SH0471:14 | SC | SH047114 | WHT | 20 | 23.A1 | AF0087:00 | PANEL A | 23.A7
SH0471:X1 | SC | SH0471X1 | WHT | 20 | 23.A1 | AF0093:31 | PANEL A | 23.A7
SH0471:X2 | SC | SH0471X2 | WHT | 20 | 23.A1 | AF0093:15 | PANEL A | 23.A7
SA0170:B2-13 | SC | AT01754P1 | WHT | 20 | 22.A1 | AT0175:4P1 | RAIL,LEFT,JB70 | 9.B5
SA0170:B2-14 | SC | SA0170B214 | WHT | 20 | 22.A1 | KA6510:A1 | RAIL,LEFT,JB70 | 22.A5
AT1100:POS | SC | FU1100 | WHT | 14 | 25.D4 | FU1100:LD | RAIL,RIGHT,JB70 | 25.D4
SB0472:B1-11 | SC | SB0472AB111 | WHT | 20 | 24.B1 | XT0137:1 | RAIL,RIGHT,JB70 | 24.B5
SB0472:B1-12 | SC | ESTOP | WHT | 20 | 24.B1 | XT0137:2 | RAIL,RIGHT,JB70 | 24.B5
SB0472:B2-11 | SC | SB0472AB211 | WHT | 20 | 24.B1 | XT0137:9 | RAIL,RIGHT,JB70 | 24.C5
SH0470:13 | SC | SH047013 | WHT | 20 | 23.B1 | XT0137:5 | RAIL,RIGHT,JB70 | 23.B5
SH0470:14 | SC | SH047014 | WHT | 20 | 23.B1 | XT0137:6 | RAIL,RIGHT,JB70 | 23.B5
SH0471:11 | SC | SH047111 | WHT | 20 | 23.A1 | XT0137:3 | RAIL,RIGHT,JB70 | 23.A5
SH0471:12 | SC | SH047112 | WHT | 20 | 23.A1 | XT0137:4 | RAIL,RIGHT,JB70 | 23.A5
AT1100:L1 | WC0101 | BA1100DEVICE | ENET | CABLE | 25.D4 | BA1100:DEVICE | RAIL,RIGHT,JB70 | 25.D1
SolarTools ver. 24.0.84.24712 (Jul 31, 2025)
Report date: 3/24/2026 10:04 PM

## FIRE PNL,JB70
FIRE PNL,JB70
CONTROL CONSOLE DOOR^(FIRE SYSTEM PANEL)
Project # | 4L101
Project Name | WHITEWATER MIDSTREAM^BAYRUNNER PIPELINE
Revision | C.5
Controls DE | Li, Jonathan
Phone: | 0
Controls ME | Medrano, Hector
Phone:
From | [5 empty] | To
Device ID | Cable (W) Conductor (SC) Jumper Clip (JC) | Wire No. | Wire ID | Gauge/Size | Page/Zone | Device ID | Location | Page/Zone
XT0170:1 | JC | FU0170 | CLIP | --- | 9.A2 | XT0170:2 | FIRE PNL,JB70 | 9.A2
XT0170:3 | JC | 0V | CLIP | --- | 9.A2 | XT0170:4 | FIRE PNL,JB70 | 9.A2
AT0170:1 | SC | UV01705 | WHT | 14 | 9.A5 | UV0170:5(+) | FIRE PNL,JB70 | 9.A3
AT0170:11 | SC | SA0170B113 | WHT | 20 | 22.A6 | XT0170:11 | FIRE PNL,JB70 | 22.A6
AT0170:12 | SC | SA0170B114 | WHT | 20 | 22.A6 | XT0170:12 | FIRE PNL,JB70 | 22.A6
AT0170:2 | SC | UV01706 | WHT | 14 | 9.A5 | UV0170:6(-) | FIRE PNL,JB70 | 9.A3
AT0170:3 | SC | UV01707 | WHT | 14 | 9.A5 | UV0170:7(+) | FIRE PNL,JB70 | 9.A3
AT0170:4 | SC | UV01708 | WHT | 14 | 9.A5 | UV0170:8(-) | FIRE PNL,JB70 | 9.A3
AT0170:45 | SC | AT017045 | WHT | 20 | 88.D6 | XT0170:5 | FIRE PNL,JB70 | 88.D5
AT0170:46 | SC | AT017046 | WHT | 20 | 88.D6 | XT0170:6 | FIRE PNL,JB70 | 88.D5
AT0170:GND | SC | AT0170G | GRN/YEL | 14 | 9.A5 | FRAME | FIRE PNL,JB70 | 9.B6
FU0170:LD | SC | FU0170 | WHT | 14 | 9.A2 | XT0170:2 | FIRE PNL,JB70 | 9.A2
GR0171: | SC | GR0171 | GRN/YEL | 14 | 9.A5 | FRAME | FIRE PNL,JB70 | 9.A6
RR0175A: -10K OHM | SC | VD0175A | LEAD | --- | 22.B3 | XT0174:4 | FIRE PNL,JB70 | 22.B3
RR0175A: -10K OHM | SC | HL0171X1 | LEAD | --- | 22.B3 | XT0174:5 | FIRE PNL,JB70 | 22.B3
RR0175D: -10K OHM | SC | VD0175D | LEAD | --- | 22.C3 | XT0174:10 | FIRE PNL,JB70 | 22.C3
RR0175D: -10K OHM | SC | HL0173X1 | LEAD | --- | 22.C3 | XT0174:11 | FIRE PNL,JB70 | 22.C3
RR0175I: -10K OHM | SC | VD0175I | LEAD | --- | 22.C3 | XT0174:7 | FIRE PNL,JB70 | 22.C3
RR0175I: -10K OHM | SC | HL0172X1 | LEAD | --- | 22.C3 | XT0174:8 | FIRE PNL,JB70 | 22.C3
RR0175M: -10K OHM | SC | SB017013 | LEAD | --- | 22.B3 | XT0174:1 | FIRE PNL,JB70 | 22.B3
RR0175M: -10K OHM | SC | SB017014 | LEAD | --- | 22.B3 | XT0174:2 | FIRE PNL,JB70 | 22.B3
RR0178: -10K OHM | SC | VD0178 | LEAD | --- | 22.D6 | XT0170:16 | FIRE PNL,JB70 | 22.D6
RR0178: -10K OHM | SC | KA0178A2 | LEAD | --- | 22.D6 | XT0170:17 | FIRE PNL,JB70 | 22.D6
UV0170:1(+) | SC | FU0170 | WHT | 14 | 9.A3 | XT0170:2 | FIRE PNL,JB70 | 9.A2
UV0170:13(+) | SC | LON0P | WHT | 14 | 90.B7 | XT0170:18 | FIRE PNL,JB70 | 90.A6
UV0170:14(-) | SC | LON0N | WHT | 14 | 90.B7 | XT0170:19 | FIRE PNL,JB70 | 90.A6
UV0170:15(+) | SC | LON2P | WHT | 14 | 90.B7 | XT0170:21 | FIRE PNL,JB70 | 90.D6
UV0170:16(-) | SC | LON2N | WHT | 14 | 90.B7 | XT0170:22 | FIRE PNL,JB70 | 90.D6
UV0170:2(-) | SC | 0V | WHT | 16 | 9.A3 | XT0170:3 | FIRE PNL,JB70 | 9.A2
UV0170:3(+) | SC | FU0170 | WHT | 14 | 9.A3 | XT0170:2 | FIRE PNL,JB70 | 9.A2
UV0170:4(-) | SC | 0V | WHT | 16 | 9.A3 | XT0170:3 | FIRE PNL,JB70 | 9.A2
UV0170:GND | SC | UV0170G | GRN/YEL | 14 | 9.A3 | FRAME | FIRE PNL,JB70 | 9.B4
VD0175A:--1N4007 | SC | HL0171X2 | LEAD | --- | 22.B2 | XT0174:3 | FIRE PNL,JB70 | 22.B2
VD0175A:+-1N4007 | SC | VD0175A | LEAD | --- | 22.B2 | XT0174:4 | FIRE PNL,JB70 | 22.B3
VD0175D:--1N4007 | SC | HL0173X2 | LEAD | --- | 22.C2 | XT0174:9 | FIRE PNL,JB70 | 22.C2
VD0175D:+-1N4007 | SC | VD0175D | LEAD | --- | 22.C2 | XT0174:10 | FIRE PNL,JB70 | 22.C3
VD0175I:--1N4007 | SC | HL0172X2 | LEAD | --- | 22.C2 | XT0174:6 | FIRE PNL,JB70 | 22.C2
VD0175I:+-1N4007 | SC | VD0175I | LEAD | --- | 22.C2 | XT0174:7 | FIRE PNL,JB70 | 22.C3
VD0178:--1N4007 | SC | KA0178A1 | LEAD | --- | 22.D6 | XT0170:15 | FIRE PNL,JB70 | 22.D5
VD0178:+-1N4007 | SC | VD0178 | LEAD | --- | 22.D6 | XT0170:16 | FIRE PNL,JB70 | 22.D6
XT0170:14 | SC | 0V | WHT | 16 | 22.D5 | XT0170:4 | FIRE PNL,JB70 | 9.A2
AT0170:24 | SC | FU0139 | WHT | 20 | 9.B3 | XT0240:11 | CONTROL PANEL B, JB70 | 13.C4
AT0170:26 | SC | KA0243A1 | WHT | 20 | 9.B3 | XT0240:6 | CONTROL PANEL B, JB70 | 13.C3
AT0170:30 | SC | FU0139 | WHT | 20 | 9.C3 | XT0240:11 | CONTROL PANEL B, JB70 | 13.C4
AT0170:32 | SC | KA0245A1 | WHT | 20 | 9.C3 | XT0240:7 | CONTROL PANEL B, JB70 | 13.D3
XT0170:2 | SC | FU0170 | WHT | 20 | 9.A2 | KA0232:22 | CONTROL PANEL B, JB70 | 100.A6
XT0170:3 | SC | 0V | WHT | 20 | 9.A2 | KA0176:A2 | CONTROL PANEL B, JB70 | 100.B5
XT0170:11 | SC | SA0170B113 | WHT | 20 | 22.A6 | SA0170:B1-13 | DOOR,JB70 | 22.A1
XT0170:12 | SC | SA0170B114 | WHT | 20 | 22.A6 | SA0170:B1-14 | DOOR,JB70 | 22.A1
XT0174:1 | SC | SB017013 | WHT | 20 | 22.B3 | SB0170:13 | DOOR,JB70 | 22.B1
XT0174:11 | SC | HL0173X1 | WHT | 20 | 22.C3 | HL0173:X1 | DOOR,JB70 | 22.C1
XT0174:2 | SC | SB017014 | WHT | 20 | 22.B3 | SB0170:14 | DOOR,JB70 | 22.B1
XT0174:3 | SC | HL0171X2 | WHT | 20 | 22.B2 | HL0171:X2 | DOOR,JB70 | 22.B1
XT0174:5 | SC | HL0171X1 | WHT | 20 | 22.B3 | HL0171:X1 | DOOR,JB70 | 22.B1
XT0174:6 | SC | HL0172X2 | WHT | 20 | 22.C2 | HL0172:X2 | DOOR,JB70 | 22.C1
XT0174:8 | SC | HL0172X1 | WHT | 20 | 22.C3 | HL0172:X1 | DOOR,JB70 | 22.C1
XT0174:9 | SC | HL0173X2 | WHT | 20 | 22.C2 | HL0173:X2 | DOOR,JB70 | 22.C1
XT0170:14 | WC5072 | 0V | 1 | 18 | 22.D5 | HA0472:BLK-1 | DOOR,JB70 | 22.D1
XT0170:13 | WC5072 | HA04722 | 2 | 18 | 22.D5 | HA0472:BLK-2 | DOOR,JB70 | 22.D1
FU0170:LI | SC | FU0136 | WHT | 12 | 9.A2 | XT0138:2 | PANEL A | 11.A3
XT0170:3 | SC | 0V | WHT | 16 | 9.A2 | XT0134:2 | PANEL A | 11.B3
AT0170:L2 | WC9017 | AT0170L2 | ENET | CABLE | 9.A5 | AP0602:L1 | PLC | 4.A3
AT0170:25 | SC | AT017025 | WHT | 20 | 9.B3 | KA0172:A1 | RAIL,LEFT,JB70 | 9.B2
AT0170:31 | SC | AT017031 | WHT | 20 | 9.C3 | KA0174:A1 | RAIL,LEFT,JB70 | 9.C2
UV0170:10(-) | SC | UV017010 | WHT | 14 | 9.A3 | AT0175:2P1 | RAIL,LEFT,JB70 | 9.B5
UV0170:11(+) | SC | UV017011 | WHT | 14 | 9.A3 | AT0176:1P1 | RAIL,LEFT,JB70 | 9.C5
UV0170:12(-) | SC | UV017012 | WHT | 14 | 9.A3 | AT0176:2P1 | RAIL,LEFT,JB70 | 9.C5
UV0170:9(+) | SC | UV01709 | WHT | 14 | 9.A3 | AT0175:1P1 | RAIL,LEFT,JB70 | 9.B5
XT0170:1 | SC | FU0170 | WHT | 14 | 9.A2 | XT0172:4 | RAIL,LEFT,JB70 | 98.A6
XT0170:1 | SC | FU0170 | WHT | 20 | 9.A2 | KA0875:14 | RAIL,LEFT,JB70 | 22.D6
XT0170:10 | SC | KA017412 | WHT | 20 | 88.D5 | KA0174:12 | RAIL,LEFT,JB70 | 88.D6
XT0170:13 | SC | HA04722 | WHT | 20 | 22.D5 | KA0875:11 | RAIL,LEFT,JB70 | 22.D6
XT0170:15 | SC | KA0178A1 | WHT | 20 | 22.D5 | KA0178:A1 | RAIL,LEFT,JB70 | 22.D5
XT0170:16 | SC | VD0178 | WHT | 20 | 22.D6 | AT0178:23 | RAIL,LEFT,JB70 | 22.D6
XT0170:17 | SC | KA0178A2 | WHT | 20 | 22.D6 | AT0178:24 | RAIL,LEFT,JB70 | 22.D6
XT0170:17 | SC | KA0178A2 | WHT | 20 | 22.D6 | KA0178:A2 | RAIL,LEFT,JB70 | 22.D5
XT0170:24 | SC | ZS61P | WHT | 20 | 95.A6 | AT0178:20 | RAIL,LEFT,JB70 | 95.A6
XT0170:25 | SC | ZS61S | WHT | 20 | 95.A6 | AT0178:21 | RAIL,LEFT,JB70 | 95.A6
XT0170:4 | SC | 0V | WHT | 14 | 9.A2 | XT0172:5 | RAIL,LEFT,JB70 | 98.A6
XT0170:4 | SC | 0V | WHT | 20 | 9.A2 | KA0172:A2 | RAIL,LEFT,JB70 | 9.B2
XT0170:7 | SC | KA017211 | WHT | 20 | 88.D5 | KA0172:11 | RAIL,LEFT,JB70 | 88.D6
XT0170:8 | SC | KA017212 | WHT | 20 | 88.D5 | KA0172:12 | RAIL,LEFT,JB70 | 88.D6
XT0170:9 | SC | KA017411 | WHT | 20 | 88.D5 | KA0174:11 | RAIL,LEFT,JB70 | 88.D6
XT0174:1 | SC | SB017013 | WHT | 20 | 22.B3 | AT0175:2 | RAIL,LEFT,JB70 | 22.B6
XT0174:10 | SC | VD0175D | WHT | 20 | 22.C3 | AT0175:23 | RAIL,LEFT,JB70 | 22.C6
XT0174:11 | SC | HL0173X1 | WHT | 20 | 22.C3 | AT0175:24 | RAIL,LEFT,JB70 | 22.C6
XT0174:2 | SC | SB017014 | WHT | 20 | 22.B3 | AT0175:3 | RAIL,LEFT,JB70 | 22.B6
XT0174:4 | SC | VD0175A | WHT | 20 | 22.B3 | AT0175:17 | RAIL,LEFT,JB70 | 22.B6
XT0174:5 | SC | HL0171X1 | WHT | 20 | 22.B3 | AT0175:18 | RAIL,LEFT,JB70 | 22.B6
XT0174:7 | SC | VD0175I | WHT | 20 | 22.C3 | AT0175:20 | RAIL,LEFT,JB70 | 22.C6
XT0174:8 | SC | HL0172X1 | WHT | 20 | 22.C3 | AT0175:21 | RAIL,LEFT,JB70 | 22.C6
AT0170:53 | WC5018 | LON2A | WHT | 16 | 90.D6 | XT0172:16 | RAIL,LEFT,JB70 | 90.D6
AT0170:52 | WC5018 | LON2B | BLK | 16 | 90.D6 | XT0172:17 | RAIL,LEFT,JB70 | 90.D6
AT0170:51 | WC5018 | LON2S1 | SH | 16 | 90.D6 | XT0172:18 | RAIL,LEFT,JB70 | 90.D6
AT0170:50 | WC8069 | AT017050 | WHT | 16 | 9.A7 | AT0175:4P2 | RAIL,LEFT,JB70 | 9.A7
AT0170:49 | WC8069 | AT017049 | BLK | 16 | 9.A7 | AT0175:5P2 | RAIL,LEFT,JB70 | 9.A7
AT0170:48 | WC8069 | AT017048 | SH | 16 | 9.A7 | AT0175:6P2 | RAIL,LEFT,JB70 | 9.A7
AT0170:L1 | WC0010 | BA1100L2 | ENET | CABLE | 9.A5 | BA1100:L2 | RAIL,RIGHT,JB70 | 25.D1
SolarTools ver. 24.0.84.24712 (Jul 31, 2025)
Report date: 3/24/2026 10:04 PM

## JB4
JB4
PT DRIVER PROBE BOX,JB4
Project # | 4L101
Project Name | WHITEWATER MIDSTREAM^BAYRUNNER PIPELINE
Revision | C.5
Controls DE | Li, Jonathan
Phone: | 0
Controls ME | Medrano, Hector
Phone:
From | [5 empty] | To
Device ID | Cable (W) Conductor (SC) Jumper Clip (JC) | Wire No. | Wire ID | Gauge/Size | Page/Zone | Device ID | Location | Page/Zone
GR1250: | SC | GR1250 | GRN/YEL | 14 | 64.D3 | FRAME | JB4 | 64.D3
SolarTools ver. 24.0.84.24712 (Jul 31, 2025)
Report date: 3/24/2026 10:04 PM

## JB5
JB5
TURBINE VIBRATION PANEL
Project # | 4L101
Project Name | WHITEWATER MIDSTREAM^BAYRUNNER PIPELINE
Revision | C.5
Controls DE | Li, Jonathan
Phone: | 0
Controls ME | Medrano, Hector
Phone:
From | [5 empty] | To
Device ID | Cable (W) Conductor (SC) Jumper Clip (JC) | Wire No. | Wire ID | Gauge/Size | Page/Zone | Device ID | Location | Page/Zone
XT0110:3 | JC | 0V | CLIP | --- | 15.A5 | XT0110:2 | JB5 | 15.A5
AF0400:12 | SC | XT04001 | GRN | 16 | 15.B6 | XT0400:1 | JB5 | 15.C6
AF0410:32 | SC | XT04001 | GRN | 16 | 15.B5 | XT0400:1 | JB5 | 15.C6
AF0410:53 | SC | 0V | WHT | 16 | 15.B5 | XT0110:3 | JB5 | 15.A5
AF0410:54 | SC | AF0410N | WHT | 16 | 15.B5 | AF0420:53 | JB5 | 15.B5
AF0410:55 | SC | FU0113 | WHT | 16 | 15.B5 | FU0113:LD | JB5 | 15.A4
AF0410:56 | SC | AF0410P | WHT | 16 | 15.B5 | AF0420:55 | JB5 | 15.B5
AF0420:32 | SC | XT04001 | GRN | 16 | 15.B5 | XT0400:1 | JB5 | 15.C6
AF0420:54 | SC | AF0420N | WHT | 16 | 15.B5 | AF0430:53 | JB5 | 15.B4
AF0420:56 | SC | AF0420P | WHT | 16 | 15.B5 | AF0430:55 | JB5 | 15.B4
AF0430:32 | SC | XT04002 | GRN | 16 | 15.B4 | XT0400:2 | JB5 | 15.C3
AF0430:54 | SC | AF0430N | WHT | 16 | 15.B4 | AF0450:53 | JB5 | 15.B3
AF0430:56 | SC | AF0430P | WHT | 16 | 15.B4 | AF0450:55 | JB5 | 15.B3
AF0450:32 | SC | XT04002 | GRN | 16 | 15.B3 | XT0400:2 | JB5 | 15.C3
FU0110:LD | SC | FU0110 | WHT | 14 | 15.A5 | FU0113:LI | JB5 | 15.A4
FU0110:LI | SC | FU0136 | WHT | 14 | 15.A5 | XT0110:1 | JB5 | 15.A5
GR0113: | SC | GR0113 | GRN/YEL | 14 | 3.A4 | FRAME | JB5 | 3.A4
IEG0110:1 | SC | IEG01101 | GRN | 14 | 15.C6 | XT0400:3 | JB5 | 15.C6
AF0410:L2 | WC0041 | AF0410L2 | ENET | CABLE | 15.B5 | AF0420:L1 | JB5 | 15.B5
AF0420:L2 | WC0042 | AF0420L2 | ENET | CABLE | 15.B5 | AF0430:L1 | JB5 | 15.B4
AF0430:L2 | WC0043 | AF0430L2 | ENET | CABLE | 15.B4 | AF0450:L1 | JB5 | 15.B3
AF0400:01 | WC1228 | UA12631 | RED | 20 | 63.A6 | UA1263:VT | JB5 | 63.A5
AF0400:02 | WC1228 | UA12632 | WHT | 20 | 63.A6 | UA1263:OUTPUT | JB5 | 63.A5
AF0400:03 | WC1228 | UA12633 | BLK | 20 | 63.A6 | UA1263:COM | JB5 | 63.A5
AF0400:07 | WC1228 | UA1263S | SH | 20 | 63.A6 | FLOATING | JB5 | 63.A5
AF0410:01 | WC1229 | UA12111 | RED | 20 | 63.B6 | UA1211:VT | JB5 | 63.B5
AF0410:02 | WC1229 | UA12112 | WHT | 20 | 63.B6 | UA1211:OUTPUT | JB5 | 63.B5
AF0410:04 | WC1229 | UA12113 | BLK | 20 | 63.B6 | UA1211:COM | JB5 | 63.B5
AF0410:19 | WC1229 | UA1211S | SH | 20 | 63.B6 | FLOATING | JB5 | 63.B5
AF0410:05 | WC1230 | UA12101 | RED | 20 | 63.B6 | UA1210:VT | JB5 | 63.B5
AF0410:06 | WC1230 | UA12102 | WHT | 20 | 63.B6 | UA1210:OUTPUT | JB5 | 63.B5
AF0410:08 | WC1230 | UA12103 | BLK | 20 | 63.B6 | UA1210:COM | JB5 | 63.B5
AF0410:23 | WC1230 | UA1210S | SH | 20 | 63.B6 | FLOATING | JB5 | 63.B5
AF0410:09 | WC1231 | UA12211 | RED | 20 | 63.C6 | UA1221:VT | JB5 | 63.C5
AF0410:10 | WC1231 | UA12212 | WHT | 20 | 63.C6 | UA1221:OUTPUT | JB5 | 63.C5
AF0410:12 | WC1231 | UA12213 | BLK | 20 | 63.C6 | UA1221:COM | JB5 | 63.C5
AF0410:27 | WC1231 | UA1221S | SH | 20 | 63.C6 | FLOATING | JB5 | 63.C5
AF0410:13 | WC1232 | UA12201 | RED | 20 | 63.C6 | UA1220:VT | JB5 | 63.C5
AF0410:14 | WC1232 | UA12202 | WHT | 20 | 63.C6 | UA1220:OUTPUT | JB5 | 63.C5
AF0410:16 | WC1232 | UA12203 | BLK | 20 | 63.C6 | UA1220:COM | JB5 | 63.C5
AF0410:31 | WC1232 | UA1220S | SH | 20 | 63.C6 | FLOATING | JB5 | 63.C5
AF0420:01 | WC1233 | UA12311 | RED | 20 | 63.C6 | UA1231:VT | JB5 | 63.C5
AF0420:02 | WC1233 | UA12312 | WHT | 20 | 63.C6 | UA1231:OUTPUT | JB5 | 63.C5
AF0420:04 | WC1233 | UA12313 | BLK | 20 | 63.C6 | UA1231:COM | JB5 | 63.C5
AF0420:19 | WC1233 | UA1231S | SH | 20 | 63.C6 | FLOATING | JB5 | 63.D5
AF0420:05 | WC1234 | UA12301 | RED | 20 | 63.D6 | UA1230:VT | JB5 | 63.D5
AF0420:06 | WC1234 | UA12302 | WHT | 20 | 63.D6 | UA1230:OUTPUT | JB5 | 63.D5
AF0420:08 | WC1234 | UA12303 | BLK | 20 | 63.D6 | UA1230:COM | JB5 | 63.D5
AF0420:23 | WC1234 | UA1230S | SH | 20 | 63.D6 | FLOATING | JB5 | 63.D5
AF0450:09 | WC1235 | UA12621 | RED | 20 | 63.D6 | UA1262:VT | JB5 | 63.D5
AF0450:10 | WC1235 | UA12622 | WHT | 20 | 63.D6 | UA1262:OUTPUT | JB5 | 63.D5
AF0450:12 | WC1235 | UA12623 | BLK | 20 | 63.D6 | UA1262:COM | JB5 | 63.D5
AF0450:27 | WC1235 | UA1262S | SH | 20 | 63.D6 | FLOATING | JB5 | 63.D5
AF0450:05 | WC4749 | UA15201 | RED | 20 | 46.A7 | UA1520:+24 | JB5 | 46.A5
AF0450:06 | WC4749 | UA15202 | WHT | 20 | 46.A7 | UA1520:OUT | JB5 | 46.A5
AF0450:08 | WC4749 | UA15203 | BLK | 20 | 46.A7 | UA1520:COM | JB5 | 46.A5
AF0450:23 | WC4749 | PE1520S | SH | 20 | 46.A7 | XT1521:1 | JB5 | 46.A5
AF0400:LBUS | WC8040 | AF0410RBUS | BUS | CABLE | 15.B6 | AF0410:RBUS | JB5 | 15.B5
AF0410:LBUS | WC8041 | AF0420RBUS | BUS | CABLE | 15.B5 | AF0420:RBUS | JB5 | 15.B5
AF0420:LBUS | WC8042 | AF0430RBUS | BUS | CABLE | 15.B5 | AF0430:RBUS | JB5 | 15.B4
AF0430:LBUS | WC8043 | AF0450RBUS | BUS | CABLE | 15.B4 | AF0450:RBUS | JB5 | 15.B3
AF0410:L1 | WC0006 | AU0060L2 | ENET | CABLE | 15.B5 | AU0060:L2 | CONTROL PANEL B, JB70 | 8.C2
AF0450:L2 | WC0045 | AF0450L2 | ENET | CABLE | 15.B3 | AF0510:L1 | JB73 | 17.B3
XT0110:2 | WC6513 | 0V | 1 | 12 | 15.A5 | XT0134:4 | PANEL A | 11.B3
XT0110:1 | WC6513 | FU0136 | 2 | 12 | 15.A5 | XT0138:4 | PANEL A | 11.B3
XT0110:4 | WC6513 | KA0231A1 | 3 | 12 | 15.B5 | XT0139:4 | PANEL A | 13.D6
SolarTools ver. 24.0.84.24712 (Jul 31, 2025)
Report date: 3/24/2026 10:04 PM

## JB73
JB73
COMPRESSOR CONTROL BOX,JB73
Project # | 4L101
Project Name | WHITEWATER MIDSTREAM^BAYRUNNER PIPELINE
Revision | C.5
Controls DE | Li, Jonathan
Phone: | 0
Controls ME | Medrano, Hector
Phone:
From | [5 empty] | To
Device ID | Cable (W) Conductor (SC) Jumper Clip (JC) | Wire No. | Wire ID | Gauge/Size | Page/Zone | Device ID | Location | Page/Zone
XT0121:3 | JC | FU0130 | CLIP | --- | 85.A5 | XT0121:4 | JB73 | 85.C5
XT0121:5 | JC | 0V | CLIP | --- | 85.A5 | XT0121:6 | JB73 | 85.C5
XT0130:3 | JC | 0V | CLIP | --- | 16.A5 | XT0130:2 | JB73 | 16.A5
XT0130:4 | JC | 0V | CLIP | --- | 16.A5 | XT0130:3 | JB73 | 16.A5
AF0500:12 | SC | XT05001 | GRN | 16 | 17.B4 | XT0500:1 | JB73 | 17.C3
AF0510:32 | SC | XT05001 | GRN | 16 | 17.B3 | XT0500:1 | JB73 | 17.C3
AF0510:53 | SC | 0V | WHT | 16 | 17.B3 | XT0130:2 | JB73 | 16.A5
AF0510:54 | SC | 052053 | WHT | 16 | 17.B3 | AF0520:53 | JB73 | 17.B2
AF0510:55 | SC | FU0133 | WHT | 16 | 17.B3 | FU0133:LD | JB73 | 17.C5
AF0510:56 | SC | 052055 | WHT | 16 | 17.B3 | AF0520:55 | JB73 | 17.B2
AF0520:32 | SC | XT05001 | GRN | 16 | 17.B2 | XT0500:1 | JB73 | 17.C3
AF1201:00 | SC | 120100 | WHT | 20 | 85.D7 | KA0120:14 | JB73 | 85.D5
AF1201:02 | SC | SV51101 | WHT | 20 | 84.B7 | XT0121:11 | JB73 | 84.B5
AF1201:18 | SC | SV51102 | WHT | 20 | 84.B7 | XT0121:12 | JB73 | 84.B5
AF1201:32 | SC | 120132 | WHT | 20 | 85.D7 | KA4401:22 | JB73 | 85.D6
AF1201:COM | SC | 0V | WHT | 14 | 16.D2 | XT0130:3 | JB73 | 16.A5
AF1201:J | SC | * |  |  | 16.D2 | AF1202:P | JB73 | 16.D3
AF1201:V+ | SC | FU0121 | WHT | 14 | 16.D2 | FU0121:LD | JB73 | 16.D1
AF1202:COM | SC | AF1202N | WHT | 16 | 16.D3 | AF1203:COM | JB73 | 16.D3
AF1202:COM | SC | AU1200N | WHT | 16 | 16.D3 | AU1200:COM | JB73 | 16.C1
AF1202:J | SC | * |  |  | 16.D3 | AF1203:P | JB73 | 16.D3
AF1202:V+ | SC | AF1202P | WHT | 16 | 16.D3 | AF1203:V+ | JB73 | 16.D3
AF1202:V+ | SC | AU1200P | WHT | 16 | 16.D3 | AU1200:V+ | JB73 | 16.C1
AF1203:COM | SC | AF1203N | WHT | 16 | 16.D3 | AF1204:COM | JB73 | 16.C4
AF1203:J | SC | * |  |  | 16.D3 | AF1204:P | JB73 | 16.C4
AF1203:SH | SC | AF1203G | GRN | 14 | 16.D3 | AF1204:SH | JB73 | 16.C4
AF1203:SH | SC | AU1200G | GRN | 14 | 16.D3 | AU1200:GND | JB73 | 16.C1
AF1203:V+ | SC | AF1203P | WHT | 16 | 16.D3 | AF1204:V+ | JB73 | 16.C4
AF1204:COM | SC | AF1204N | WHT | 16 | 16.C4 | AF1205:COM | JB73 | 16.C5
AF1204:J | SC | * |  |  | 16.C4 | AF1205:P | JB73 | 16.C5
AF1204:SH | SC | AF1204G | GRN | 14 | 16.C4 | AF1205:SH | JB73 | 16.C5
AF1204:V+ | SC | AF1204P | WHT | 16 | 16.C4 | AF1205:V+ | JB73 | 16.C5
AF1205:COM | SC | AF1205N | WHT | 16 | 16.C5 | AF1206:COM | JB73 | 16.D5
AF1205:J | SC | * |  |  | 16.C5 | AF1206:P | JB73 | 16.D5
AF1205:SH | SC | AF1205G | GRN | 14 | 16.C5 | AF1206:SH | JB73 | 16.D5
AF1205:V+ | SC | AF1205P | WHT | 16 | 16.C5 | AF1206:V+ | JB73 | 16.D5
AF1206:COM | SC | AF1206N | WHT | 16 | 16.D5 | AF1207:COM | JB73 | 16.C6
AF1206:J | SC | * |  |  | 16.D5 | AF1207:P | JB73 | 16.C6
AF1206:SH | SC | AF1206G | GRN | 14 | 16.D5 | AF1208:SH | JB73 | 16.B2
AF1206:V+ | SC | AF1206P | WHT | 16 | 16.D5 | AF1207:V+ | JB73 | 16.C6
AF1207:00 | SC | 120700 | WHT | 20 | 80.A7 | KA4401:14 | JB73 | 80.A6
AF1207:16 | SC | 120716 | WHT | 20 | 80.A7 | KA4401:A2 | JB73 | 80.A6
AF1207:32 | SC | PS44012 | WHT | 20 | 80.A7 | KA4401:11 | JB73 | 80.A6
AF1207:COM | SC | AF1207N | WHT | 16 | 16.C6 | AF1208:COM | JB73 | 16.B2
AF1207:V+ | SC | AF1207P | WHT | 16 | 16.C6 | AF1208:V+ | JB73 | 16.B2
AF1208:07 | SC | TE44381 | WHT | 20 | 78.A7 | AF1208:23 | JB73 | 78.A7
AF1208:09 | SC | TE44371 | WHT | 20 | 78.B7 | AF1208:25 | JB73 | 78.B7
AF1208:11 | SC | TE44181 | WHT | 20 | 78.C7 | AF1208:27 | JB73 | 78.C7
AF1208:13 | SC | TE44171 | WHT | 20 | 78.C7 | AF1208:29 | JB73 | 78.C7
AF1208:COM | SC | AF1208N | WHT | 16 | 16.B2 | AF1209:COM | JB73 | 16.B3
AF1208:J | SC | * |  |  | 16.B2 | AF1209:P | JB73 | 16.B3
AF1208:SH | SC | AF1208G | GRN | 14 | 16.B2 | AF1209:SH | JB73 | 16.B3
AF1208:V+ | SC | AF1208P | WHT | 16 | 16.B2 | AF1209:V+ | JB73 | 16.B3
AF1209:07 | SC | TE44141 | WHT | 20 | 79.A7 | AF1209:23 | JB73 | 79.A7
AF1209:09 | SC | TE44131 | WHT | 20 | 79.B7 | AF1209:25 | JB73 | 79.B7
AF1209:11 | SC | TE44341 | WHT | 20 | 79.C7 | AF1209:27 | JB73 | 79.C7
AF1209:13 | SC | TE44331 | WHT | 20 | 79.C7 | AF1209:29 | JB73 | 79.C7
AF1209:COM | SC | AF1209N | WHT | 16 | 16.B3 | AF1210:COM | JB73 | 16.B3
AF1209:J | SC | * |  |  | 16.B3 | AF1210:P | JB73 | 16.B3
AF1209:SH | SC | AF1209G | GRN | 14 | 16.B3 | AF1210:SH | JB73 | 16.B3
AF1209:V+ | SC | AF1209P | WHT | 16 | 16.B3 | AF1210:V+ | JB73 | 16.B3
AF1210:COM | SC | AF1210N | WHT | 16 | 16.B3 | AF1211:COM | JB73 | 16.B4
AF1210:J | SC | * |  |  | 16.B3 | AF1211:P | JB73 | 16.B4
AF1210:SH | SC | AF1210G | GRN | 14 | 16.B3 | AF1211:SH | JB73 | 16.B4
AF1210:V+ | SC | AF1210P | WHT | 16 | 16.B3 | AF1211:V+ | JB73 | 16.B4
AF1211:SH | SC | IEG01303 | GRN | 14 | 16.B4 | IEG0130:3 | JB73 | 16.B5
AU1200:COM | SC | 0V | WHT | 14 | 16.C1 | XT0130:4 | JB73 | 16.A5
AU1200:V+ | SC | FU0120 | WHT | 14 | 16.C1 | FU0120:LD | JB73 | 16.D1
FU0120:LI | SC | FU0130 | WHT | 14 | 16.D1 | FU0130:LD | JB73 | 16.A4
FU0120:LI | SC | FU0130 | WHT | 14 | 16.D1 | FU0121:LI | JB73 | 16.D1
FU0121:LI | SC | FU0130 | WHT | 14 | 16.D1 | FU0133:LI | JB73 | 17.C5
FU0130:LD | SC | FU0130 | WHT | 14 | 16.A4 | XT0121:3 | JB73 | 85.A5
FU0130:LI | SC | FU0136 | WHT | 14 | 16.A4 | XT0130:1 | JB73 | 16.A5
GR0120: | SC | IEG01304 | GRN | 14 | 16.A4 | IEG0130:4 | JB73 | 16.A5
GR0121: | SC | GR0121 | GRN/YEL | 14 | 3.C3 | FRAME | JB73 | 3.C3
GR0124: | SC | IEG01302 | GRN | 14 | 3.C3 | IEG0130:2 | JB73 | 3.C3
IEG0130:1 | SC | IEG01301 | GRN | 14 | 17.B5 | XT0500:2 | JB73 | 17.B5
KA0120:12 | SC | KA012012 | WHT | 20 | 85.D5 | KA4401:21 | JB73 | 85.D6
KA0120:A1 | SC | KA0231A1 | WHT | 14 | 16.B5 | XT0130:5 | JB73 | 16.A5
KA0120:A2 | SC | 0V | WHT | 20 | 16.B5 | XT0130:3 | JB73 | 16.A5
KA4401:11 | SC | PS44012 | WHT | 20 | 80.A6 | XT0121:1 | JB73 | 80.A5
KA4401:A1 | SC | PS44013 | WHT | 20 | 80.A6 | XT0121:2 | JB73 | 80.A5
SB0472A:B1-11 | SC | SB0472AB111 | WHT | 20 | 24.C1 | XT0121:7 | JB73 | 24.C2
SB0472A:B1-12 | SC | ESTOPA | WHT | 20 | 24.C1 | XT0121:8 | JB73 | 24.C2
SB0472A:B2-11 | SC | SB0472AB211 | WHT | 20 | 24.C1 | XT0121:9 | JB73 | 24.C2
SB0472A:B2-12 | SC | SB0472AB212 | WHT | 20 | 24.C1 | XT0121:10 | JB73 | 24.C2
XT0130:1 | SC | FU0136 | WHT | 14 | 16.A5 | XT0520:1 | JB73 | 16.A5
XT0130:3 | SC | 0V | WHT | 14 | 16.A5 | XT0121:5 | JB73 | 85.A5
XT0130:4 | SC | 0V | WHT | 14 | 16.A5 | XT0520:2 | JB73 | 16.A5
XT0520:3 | SC | KA0231A1 | WHT | 14 | 16.B5 | XT0130:5 | JB73 | 16.A5
AF0510:L2 | WC0051 | AF0520L1 | ENET | CABLE | 17.B3 | AF0520:L1 | JB73 | 17.B2
AF0520:L2 | WC0052 | AU1200L1 | ENET | CABLE | 17.B2 | AU1200:L1 | JB73 | 16.C1
AF1207:J | WC1200 | AF1207J | CABLE | CABLE | 16.C6 | AF1208:P | JB73 | 16.B2
AF0500:LBUS | WC8050 | AF0510RBUS | BUS | CABLE | 17.B4 | AF0510:RBUS | JB73 | 17.B3
AF0510:LBUS | WC8051 | AF0520RBUS | BUS | CABLE | 17.B3 | AF0520:RBUS | JB73 | 17.B2
XT0121:1 | WC5031 | PS44012 | WHT | 18 | 80.A5 | XT4875:2 | JB75 | 80.A2
XT0121:2 | WC5031 | PS44013 | BLK | 18 | 80.A5 | XT4875:3 | JB75 | 80.A2
AF0510:L1 | WC0045 | AF0450L2 | ENET | CABLE | 17.B3 | AF0450:L2 | JB5 | 15.B3
SolarTools ver. 24.0.84.24712 (Jul 31, 2025)
Report date: 3/24/2026 10:04 PM

## JB74,LEFT RAIL
JB74,LEFT RAIL
Balance of Plant, Left Rail
Project # | 4L101
Project Name | WHITEWATER MIDSTREAM^BAYRUNNER PIPELINE
Revision | C.5
Controls DE | Li, Jonathan
Phone: | 0
Controls ME | Medrano, Hector
Phone:
From | [5 empty] | To
Device ID | Cable (W) Conductor (SC) Jumper Clip (JC) | Wire No. | Wire ID | Gauge/Size | Page/Zone | Device ID | Location | Page/Zone
BA1212:POS | SC | FU1212LD | WHT | 16 | 18.C5 | FU1212:LD | JB74,LEFT RAIL | 18.C6
BA1212:NEG | SC | BA1100N | WHT | 16 | 18.C5 | XT0392:2 | BOP,JB74 | 18.C7
FU1212:LI | SC | BA1100P | WHT | 16 | 18.C6 | XT0392:1 | BOP,JB74 | 18.C7
GR0182: | SC | IEG02574 | GRN | 14 | 3.B3 | IEG0257:4 | BOP,JB74 | 3.B3
KA3220:A1 | SC | 018108 | WHT | 20 | 72.B6 | AF0181:08 | BOP,JB74 | 72.A7
KA3220:A2 | SC | 018124 | WHT | 20 | 72.B6 | AF0181:24 | BOP,JB74 | 72.A7
BA1212:L1 | WC0018 | AU0180L2 | ENET | CABLE | 18.C5 | AU0180:L2 | BOP,JB74 | 18.C2
SolarTools ver. 24.0.84.24712 (Jul 31, 2025)
Report date: 3/24/2026 10:04 PM

## JB75,LEFT RAIL
JB75,LEFT RAIL
Balance of Plant,JB75, Left Rail
Project # | 4L101
Project Name | WHITEWATER MIDSTREAM^BAYRUNNER PIPELINE
Revision | C.5
Controls DE | Li, Jonathan
Phone: | 0
Controls ME | Medrano, Hector
Phone:
From | [5 empty] | To
Device ID | Cable (W) Conductor (SC) Jumper Clip (JC) | Wire No. | Wire ID | Gauge/Size | Page/Zone | Device ID | Location | Page/Zone
BA1213:POS | SC | FU1213LD | WHT | 16 | 20.C5 | FU1213:LD | JB75,LEFT RAIL | 20.C6
BA1213:NEG | SC | BA1100N | WHT | 16 | 20.C5 | XT0391:2 | BOP,JB75 | 20.C6
FU1213:LI | SC | BA1100P | WHT | 16 | 20.C6 | XT0391:1 | BOP,JB75 | 20.C6
GR0382: | SC | IEG02584 | GRN | 14 | 3.C3 | IEG0258:4 | BOP,JB75 | 3.C3
BA1213:L1 | WC0380 | AU0380L2 | ENET | CABLE | 20.C5 | AU0380:L2 | BOP,JB75 | 20.C2
SolarTools ver. 24.0.84.24712 (Jul 31, 2025)
Report date: 3/24/2026 10:04 PM

## PANEL A
PANEL A
CONTROL PANEL A,JB70
Project # | 4L101
Project Name | WHITEWATER MIDSTREAM^BAYRUNNER PIPELINE
Revision | C.5
Controls DE | Li, Jonathan
Phone: | 0
Controls ME | Medrano, Hector
Phone:
From | [5 empty] | To
Device ID | Cable (W) Conductor (SC) Jumper Clip (JC) | Wire No. | Wire ID | Gauge/Size | Page/Zone | Device ID | Location | Page/Zone
XT0011:2 | JC | 523NEG | CLIP | --- | 10.C3 | XT0011:3 | PANEL A | 10.C3
XT0011:3 | JC | 523NEG | CLIP | --- | 10.C3 | XT0011:4 | PANEL A | 10.C3
XT0011:4 | JC | 523NEG | CLIP | --- | 10.C3 | XT0011:5 | PANEL A | 10.C3
XT0080:1 | JC | 0V | CLIP | --- | 7.B1 | XT0080:2 | PANEL A | 7.B1
XT0080:2 | JC | 0V | CLIP | --- | 7.B1 | XT0080:3 | PANEL A | 7.B1
XT0081:1 | JC | 0V | CLIP | --- | 7.D1 | XT0081:2 | PANEL A | 7.D1
XT0086:1 | JC | 0V | CLIP | --- | 10.C5 | XT0086:2 | PANEL A | 10.C5
XT0086:3 | JC | FU0135 | CLIP | --- | 10.B5 | XT0086:4 | PANEL A | 10.C5
XT0086:5 | JC | FU0136LI | CLIP | --- | 10.C6 | XT0086:6 | PANEL A | 10.C6
XT0134:1 | JC | 0V | CLIP | --- | 11.B3 | XT0134:2 | PANEL A | 11.B3
XT0134:2 | JC | 0V | CLIP | --- | 11.B3 | XT0134:3 | PANEL A | 11.B3
XT0134:3 | JC | 0V | CLIP | --- | 11.B3 | XT0134:4 | PANEL A | 11.B3
XT0135:1 | JC | 0V | CLIP | --- | 11.B4 | XT0135:2 | PANEL A | 11.B4
XT0135:2 | JC | 0V | CLIP | --- | 11.B4 | XT0135:3 | PANEL A | 11.B4
XT0135:3 | JC | 0V | CLIP | --- | 11.B4 | XT0135:4 | PANEL A | 11.C4
XT0136:1 | JC | FU0139 | CLIP | --- | 12.A2 | XT0136:2 | PANEL A | 12.A2
XT0138:1 | JC | FU0136 | CLIP | --- | 11.A3 | XT0138:2 | PANEL A | 11.A3
XT0138:2 | JC | FU0136 | CLIP | --- | 11.A3 | XT0138:3 | PANEL A | 11.A3
XT0138:3 | JC | FU0136 | CLIP | --- | 11.A3 | XT0138:4 | PANEL A | 11.B3
XT0139:1 | JC | FU0137 | CLIP | --- | 11.A4 | XT0139:2 | PANEL A | 11.A4
XT0139:2 | JC | FU0137 | CLIP | --- | 11.A4 | XT0139:3 | PANEL A | 11.B4
XT0233:1 | JC | FU0210 | CLIP | --- | 11.C4 | XT0233:2 | PANEL A | 11.C4
XT0233:2 | JC | FU0210 | CLIP | --- | 11.C4 | XT0233:3 | PANEL A | 11.C4
XT0235:1 | JC | 0V | CLIP | --- | 11.D4 | XT0235:2 | PANEL A | 11.D4
XT0235:2 | JC | 0V | CLIP | --- | 11.D4 | XT0235:3 | PANEL A | 11.D4
AF0081:07 | SC | JP2 | VIO | 20 | 26.B7 | AF0081:39 | PANEL A | 26.B7
AF0091:01 | SC | JP1 | VIO | 20 | 26.A7 | AF0091:33 | PANEL A | 26.A7
AF0091:02 | SC | JP3 | VIO | 20 | 26.B7 | AF0091:34 | PANEL A | 26.B7
AF0081:COM | SC | AF0081N | WHT | 16 | 7.A2 | AF0082:COM | PANEL A | 7.B3
AF0081:COM | SC | AU0080N | WHT | 20 | 7.A2 | AU0080:COM | PANEL A | 7.A1
AF0081:J | SC | * |  |  | 7.A2 | AF0082:P | PANEL A | 7.B3
AF0081:V+ | SC | AF0081P | WHT | 16 | 7.A2 | AF0082:V+ | PANEL A | 7.B3
AF0081:V+ | SC | AU0080P | WHT | 20 | 7.A2 | AU0080:V+ | PANEL A | 7.A1
AF0082:COM | SC | AF0082N | WHT | 16 | 7.B3 | AF0083:COM | PANEL A | 7.B3
AF0082:J | SC | * |  |  | 7.B3 | AF0083:P | PANEL A | 7.B3
AF0082:V+ | SC | AF0082P | WHT | 16 | 7.B3 | AF0083:V+ | PANEL A | 7.B3
AF0083:COM | SC | AF0083N | WHT | 16 | 7.B3 | AF0084:COM | PANEL A | 7.B4
AF0083:J | SC | * |  |  | 7.B3 | AF0084:P | PANEL A | 7.B4
AF0083:SH | SC | AF0083G | GRN | 14 | 7.B3 | AF0084:SH | PANEL A | 7.B4
AF0083:SH | SC | AU0080G | GRN | 14 | 7.B3 | AU0080:GND | PANEL A | 7.A1
AF0083:V+ | SC | AF0083P | WHT | 16 | 7.B3 | AF0084:V+ | PANEL A | 7.B4
AF0084:COM | SC | AF0084N | WHT | 16 | 7.B4 | AF0085:COM | PANEL A | 7.B4
AF0084:J | SC | * |  |  | 7.B4 | AF0085:P | PANEL A | 7.B4
AF0084:SH | SC | AF0084G | GRN | 14 | 7.B4 | AF0085:SH | PANEL A | 7.B4
AF0084:V+ | SC | AF0084P | WHT | 16 | 7.B4 | AF0085:V+ | PANEL A | 7.B4
AF0085:COM | SC | AF0085N | WHT | 16 | 7.B4 | AF0086:COM | PANEL A | 7.B5
AF0085:J | SC | * |  |  | 7.B4 | AF0086:P | PANEL A | 7.B5
AF0085:SH | SC | AF0085G | GRN | 14 | 7.B4 | AF0086:SH | PANEL A | 7.B5
AF0085:V+ | SC | AF0085P | WHT | 16 | 7.B4 | AF0086:V+ | PANEL A | 7.B5
AF0086:COM | SC | AF0086N | WHT | 16 | 7.B5 | AF0087:COM | PANEL A | 7.B6
AF0086:J | SC | * |  |  | 7.B5 | AF0087:P | PANEL A | 7.B6
AF0086:SH | SC | AF0086G | GRN | 14 | 7.B5 | AF0088:SH | PANEL A | 7.B6
AF0086:V+ | SC | AF0086P | WHT | 16 | 7.B5 | AF0087:V+ | PANEL A | 7.B6
AF0087:COM | SC | AF0087N | WHT | 16 | 7.B6 | AF0088:COM | PANEL A | 7.B6
AF0087:J | SC | * |  |  | 7.B6 | AF0088:P | PANEL A | 7.B6
AF0087:V+ | SC | AF0087P | WHT | 16 | 7.B6 | AF0088:V+ | PANEL A | 7.B6
AF0091:08 | SC | UJ0031OK2 | WHT | 20 | 10.D7 | XT0085:7 | PANEL A | 10.D6
AF0091:09 | SC | UJ0131OK2 | WHT | 20 | 10.B7 | UJ0131:OK2 | PANEL A | 10.A4
AF0091:40 | SC | UJ0031OK1 | WHT | 20 | 10.D7 | XT0085:6 | PANEL A | 10.D6
AF0091:41 | SC | UJ0131OK1 | WHT | 20 | 10.B7 | UJ0131:OK1 | PANEL A | 10.A4
AF0091:COM | SC | AF0091N | WHT | 16 | 7.D2 | AF0094:COM | PANEL A | 7.D4
AF0091:COM | SC | AU0090N | WHT | 20 | 7.D2 | AU0090:COM | PANEL A | 7.C1
AF0091:J | SC | * |  |  | 7.D2 | AF0092:P | PANEL A | 7.D3
AF0091:V+ | SC | AF0091P | WHT | 14 | 7.D2 | AF0094:V+ | PANEL A | 7.D4
AF0091:V+ | SC | AU0090P | WHT | 20 | 7.D2 | AU0090:V+ | PANEL A | 7.C1
AF0092:00 | SC | 009200 | WHT | 20 | 31.C7 | KA1306:A1 | PANEL A | 31.C6
AF0092:01 | SC | 009201 | WHT | 20 | 74.A7 | KA3103:A1 | PANEL A | 74.A5
AF0092:03 | SC | 009203 | WHT | 20 | 100.C7 | XT0171:4 | PANEL A | 100.C5
AF0092:04 | SC | 009204 | WHT | 20 | 29.A6 | KA2160:A1 | PANEL A | 29.A5
AF0092:07 | SC | 009207 | WHT | 20 | 29.A6 | KA2161:A1 | PANEL A | 29.B5
AF0092:16 | SC | 009216 | WHT | 20 | 31.C7 | KA1306:A2 | PANEL A | 31.C6
AF0092:17 | SC | 009217 | WHT | 20 | 74.A7 | KA3103:A2 | PANEL A | 74.A5
AF0092:19 | SC | 009219 | WHT | 20 | 100.C7 | KA6241:A2 | PANEL A | 100.C6
AF0092:20 | SC | 009220 | WHT | 20 | 29.A6 | KA2160:A2 | PANEL A | 29.A5
AF0092:23 | SC | 009223 | WHT | 20 | 29.A6 | KA2161:A2 | PANEL A | 29.B5
AF0092:COM | SC | 0V | WHT | 14 | 7.D3 | XT0081:1 | PANEL A | 7.D1
AF0092:J | SC | * |  |  | 7.D3 | AF0093:P | PANEL A | 7.D3
AF0092:V+ | SC | FU0091 | WHT | 14 | 7.D3 | FU0091:LD | PANEL A | 7.D1
AF0093:00 | SC | 009300 | WHT | 20 | 100.A7 | XT0171:2 | PANEL A | 100.A6
AF0093:01 | SC | 009301 | WHT | 20 | 118.A6 | KA401:A1 | PANEL A | 118.B6
AF0093:02 | SC | 009302 | WHT | 20 | 118.C6 | KA402:A1 | PANEL A | 118.C6
AF0093:03 | SC | 009303 | WHT | 20 | 119.A6 | KA403:A1 | PANEL A | 119.B6
AF0093:04 | SC | 009304 | WHT | 20 | 119.C6 | KA404:A1 | PANEL A | 119.C6
AF0093:05 | SC | 009305 | WHT | 20 | 120.A6 | KA405:A1 | PANEL A | 120.B6
AF0093:07 | SC | 009307 | WHT | 20 | 120.C6 | KA406:A1 | PANEL A | 120.C6
AF0093:08 | SC | 009308 | WHT | 20 | 121.A6 | KA407:A1 | PANEL A | 121.B6
AF0093:11 | SC | 009311 | WHT | 20 | 121.C6 | KA408:A1 | PANEL A | 121.C6
AF0093:12 | SC | 009312 | WHT | 20 | 25.C7 | PC0470:INP_A | PANEL A | 25.C5
AF0093:14 | SC | 009314 | WHT | 20 | 101.A7 | XT0171:6 | PANEL A | 101.A6
AF0093:16 | SC | 009316 | WHT | 20 | 100.A7 | KA6211:A2 | PANEL A | 100.A6
AF0093:17 | SC | 009317 | WHT | 20 | 118.A6 | KA401:A2 | PANEL A | 118.B6
AF0093:18 | SC | 009318 | WHT | 20 | 118.C6 | KA402:A2 | PANEL A | 118.C6
AF0093:19 | SC | 009319 | WHT | 20 | 119.A6 | KA403:A2 | PANEL A | 119.B6
AF0093:20 | SC | 009320 | WHT | 20 | 119.C6 | KA404:A2 | PANEL A | 119.C6
AF0093:21 | SC | 009321 | WHT | 20 | 120.A6 | KA405:A2 | PANEL A | 120.B6
AF0093:23 | SC | 009323 | WHT | 20 | 120.C6 | KA406:A2 | PANEL A | 120.C6
AF0093:24 | SC | 009324 | WHT | 20 | 121.A6 | KA407:A2 | PANEL A | 121.B6
AF0093:27 | SC | 009327 | WHT | 20 | 121.C6 | KA408:A2 | PANEL A | 121.C6
AF0093:28 | SC | 009328 | WHT | 20 | 25.C7 | PC0470:-PWR | PANEL A | 25.C5
AF0093:30 | SC | 009330 | WHT | 20 | 101.A7 | KA6212:A2 | PANEL A | 101.A6
AF0093:44 | SC | 009344 | WHT | 20 | 25.C7 | PC0470:+PWR | PANEL A | 25.C5
AF0093:46 | SC | 009346 | WHT | 20 | 101.A7 | KA0177:14 | PANEL A | 101.A6
AF0093:COM | SC | 0V | WHT | 14 | 7.D3 | XT0081:2 | PANEL A | 7.D1
AF0093:J | SC | * |  |  | 7.D3 | AF0094:P | PANEL A | 7.D4
AF0093:V+ | SC | FU0092 | WHT | 14 | 7.D3 | FU0092:LD | PANEL A | 7.D1
AF0094:04 | SC | UJ0131VIN | WHT | 20 | 10.A7 | UJ0131:VIN | PANEL A | 10.A4
AF0094:05 | SC | 0V | WHT | 16 | 10.A7 | XT0135:4 | PANEL A | 11.C4
AF0094:06 | SC | UJ0131IOUT | WHT | 20 | 10.B7 | UJ0131:IOUT | PANEL A | 10.A4
AF0094:07 | SC | 0V | WHT | 16 | 10.B7 | XT0135:4 | PANEL A | 11.C4
AF0094:08 | SC | UJ0031VIN | WHT | 20 | 10.C7 | XT0085:3 | PANEL A | 10.C6
AF0094:09 | SC | 0V | WHT | 16 | 10.C7 | XT0135:3 | PANEL A | 11.B4
AF0094:10 | SC | UJ0031IOUT | WHT | 20 | 10.D7 | XT0085:4 | PANEL A | 10.D6
AF0094:11 | SC | 0V | WHT | 16 | 10.D7 | XT0135:3 | PANEL A | 11.B4
AF0094:COM | SC | AF0094N | WHT | 14 | 7.D4 | AF0096:COM | PANEL A | 7.D5
AF0094:J | SC | * |  |  | 7.D4 | AF0095:P | PANEL A | 7.D4
AF0094:SH | SC | AF0094G | GRN | 14 | 7.D4 | AF0096:SH | PANEL A | 7.D5
AF0094:SH | SC | AU0090G | GRN | 14 | 7.D4 | AU0090:GND | PANEL A | 7.C1
AF0094:V+ | SC | AF0094P | WHT | 14 | 7.D4 | AF0096:V+ | PANEL A | 7.D5
AF0095:COM | SC | 0V | WHT | 14 | 7.D4 | XT0081:2 | PANEL A | 7.D1
AF0095:J | SC | * |  |  | 7.D4 | AF0096:P | PANEL A | 7.D5
AF0095:V+ | SC | FU0093 | WHT | 14 | 7.D4 | FU0093:LD | PANEL A | 7.D1
AF0096:COM | SC | AF0096N | WHT | 16 | 7.D5 | AF0097:COM | PANEL A | 7.D6
AF0096:J | SC | * |  |  | 7.D5 | AF0097:P | PANEL A | 7.D6
AF0096:SH | SC | AF0096G | GRN | 14 | 7.D5 | AF0097:SH | PANEL A | 7.D6
AF0096:V+ | SC | AF0096P | WHT | 16 | 7.D5 | AF0097:V+ | PANEL A | 7.D6
AU0080:COM | SC | 0V | WHT | 14 | 7.A1 | XT0080:1 | PANEL A | 7.B1
AU0080:V+ | SC | FU0080 | WHT | 14 | 7.A1 | FU0080:LD | PANEL A | 7.B1
AU0090:COM | SC | 0V | WHT | 14 | 7.C1 | XT0081:1 | PANEL A | 7.D1
AU0090:V+ | SC | FU0090 | WHT | 14 | 7.C1 | FU0090:LD | PANEL A | 7.D1
FU0010:LI | SC | FU0137 | WHT | 14 | 11.A5 | FU0139:LI | PANEL A | 11.A5
FU0010:LI | SC | FU0137 | WHT | 14 | 11.A5 | XT0139:1 | PANEL A | 11.A4
FU0011:LD | SC | UJ0131P | WHT | 12 | 10.A3 | UJ0131:+ | PANEL A | 10.A4
FU0012:LI | SC | 523POS | --- | BUS | 10.B3 | FU0013:LI | PANEL A | 10.B3
FU0012:LI | SC | 523POS | --- | BUS | 10.B3 | XT0014:1 | PANEL A | 10.B2
FU0013:LI | SC | 523POS | --- | BUS | 10.B3 | FU0014:LI | PANEL A | 10.B3
FU0014:LI | SC | 523POS | --- | BUS | 10.B3 | FU0015:LI | PANEL A | 10.B3
FU0015:LI | SC | 523POS | --- | BUS | 10.B3 | FU0016:LI | PANEL A | 10.B3
FU0016:LI | SC | 523POS | --- | BUS | 10.B3 | FU0017:LI | PANEL A | 10.B3
FU0080:LI | SC | FU0137 | WHT | 14 | 7.B1 | XT0139:1 | PANEL A | 11.A4
FU0090:LI | SC | FU0137 | WHT | 14 | 7.D1 | XT0139:2 | PANEL A | 11.A4
FU0090:LI | SC | FU0137 | WHT | 14 | 7.D1 | FU0091:LI | PANEL A | 7.D1
FU0091:LI | SC | FU0137 | WHT | 14 | 7.D1 | FU0092:LI | PANEL A | 7.D1
FU0092:LI | SC | FU0137 | WHT | 14 | 7.D1 | FU0093:LI | PANEL A | 7.D1
FU0135:LD | SC | FU0135 | WHT | 10 | 10.B5 | XT0086:3 | PANEL A | 10.B5
FU0135:LI | SC | 24V1 | WHT | 10 | 10.B5 | UJ0131:OUT(+) | PANEL A | 10.A4
FU0136:LD | SC | FU0136 | WHT | 10 | 11.A3 | XT0138:1 | PANEL A | 11.A3
FU0136:LI | SC | FU0136LI | WHT | 10 | 11.A3 | XT0086:5 | PANEL A | 10.C6
FU0137:LD | SC | FU0137 | WHT | 12 | 11.A4 | XT0139:1 | PANEL A | 11.A4
FU0137:LI | SC | FU0136 | WHT | 12 | 11.A4 | XT0138:1 | PANEL A | 11.A3
FU0139:LD | SC | FU0139 | WHT | 14 | 11.A5 | XT0136:1 | PANEL A | 12.A2
FU0210:LD | SC | FU0210 | WHT | 16 | 11.C4 | XT0233:1 | PANEL A | 11.C4
FU0210:LI | SC | FU0136 | WHT | 12 | 11.C4 | XT0138:4 | PANEL A | 11.B3
FU0211:LI | SC | FU0137 | WHT | 14 | 11.B4 | XT0139:3 | PANEL A | 11.B4
FU0212:LD | SC | FU0212 | WHT | 16 | 11.C5 | XT0233:4 | PANEL A | 14.D5
FU0212:LI | SC | FU0210 | WHT | 16 | 11.C5 | XT0233:1 | PANEL A | 11.C4
GR0131: | SC | GR0131 | GRN/YEL | 14 | 3.A3 | FRAME | PANEL A | 3.A3
GR0132: | SC | GR0132 | GRN/YEL | 14 | 3.A3 | FRAME | PANEL A | 3.A3
KA0140:21 | SC | KA130614 | WHT | 20 | 31.C6 | KA1306:14 | PANEL A | 31.C6
KA0140:24 | SC | FU0139 | WHT | 20 | 31.C6 | XT0136:11 | PANEL A | 71.C6
KA0140:A1 | SC | PS32002 | WHT | 20 | 12.D6 | XT0136:5 | PANEL A | 67.D5
KA0177:11 | SC | KA017711 | WHT | 20 | 101.A6 | XT0171:5 | PANEL A | 101.A5
KA1306:11 | SC | KM1306EP | WHT | 20 | 31.C6 | XT0136:9 | PANEL A | 31.C5
PC0470:INP_A | SC | 009312 | WHT | 20 | 25.C5 | PC0470:INP_B | PANEL A | 25.C5
RR0851: -3.01K OHM | SC | 007405 | LEAD | --- | 10.B6 | XT0085:2 | PANEL A | 10.B6
RR0851: -3.01K OHM | SC | FU0136LI | LEAD | --- | 10.B6 | XT0085:1 | PANEL A | 10.B6
RR0852: -1.0K OHM | SC | 007405 | LEAD | --- | 10.C6 | XT0085:9 | PANEL A | 10.C6
RR0852: -1.0K OHM | SC | 0V | LEAD | --- | 10.C6 | XT0085:8 | PANEL A | 10.C6
UJ0131:- | SC | 521NEG | WHT | 12 | 10.A4 | XT0011:1 | PANEL A | 10.A3
UJ0131:G | SC | UJ0131G | GRN/YEL | 12 | 10.A4 | FRAME | PANEL A | 10.B3
UJ0131:IS | SC | UJ0131IS | WHT | 20 | 10.A4 | XT0085:5 | PANEL A | 10.D6
UJ0131:OUT(-) | SC | 0V | WHT | 10 | 10.A4 | XT0086:1 | PANEL A | 10.C5
VD6211:--1N4007 | SC | KA017611 | LEAD | --- | 100.A5 | XT0171:1 | PANEL A | 100.A5
VD6211:+-1N4007 | SC | 009300 | LEAD | --- | 100.A5 | XT0171:2 | PANEL A | 100.A6
VD6212:--1N4007 | SC | KA017711 | LEAD | --- | 101.A5 | XT0171:5 | PANEL A | 101.A5
VD6212:+-1N4007 | SC | 009314 | LEAD | --- | 101.A5 | XT0171:6 | PANEL A | 101.A6
VD6241:--1N4007 | SC | KA024421 | LEAD | --- | 100.C5 | XT0171:3 | PANEL A | 100.C5
VD6241:+-1N4007 | SC | 009203 | LEAD | --- | 100.C5 | XT0171:4 | PANEL A | 100.C5
VD6242:1 | SC | FU0135 | WHT | 10 | 10.C6 | XT0086:4 | PANEL A | 10.C5
VD6242:2 | SC | FU0136LI | WHT | 10 | 10.C6 | XT0086:5 | PANEL A | 10.C6
VD6242:3 | SC | FU0031 | WHT | 10 | 10.C6 | XT0086:7 | PANEL A | 10.C5
VD6242:4 | SC | FU0136LI | WHT | 10 | 10.C6 | XT0086:6 | PANEL A | 10.C6
XT0080:1 | SC | 0V | WHT | 14 | 7.B1 | XT0135:2 | PANEL A | 11.B4
XT0085:1 | SC | FU0136LI | WHT | 12 | 10.B6 | XT0086:6 | PANEL A | 10.C6
XT0085:9 | SC | 007405 | WHT | 20 | 10.C6 | XT0085:2 | PANEL A | 10.B6
XT0086:1 | SC | 0V | WHT | 12 | 10.C5 | XT0085:8 | PANEL A | 10.C6
XT0086:2 | SC | 0V | WHT | 10 | 10.C5 | XT0134:1 | PANEL A | 11.B3
XT0134:1 | SC | 0V | WHT | 12 | 11.B3 | XT0135:1 | PANEL A | 11.B4
XT0134:4 | SC | 0V | WHT | 16 | 11.B3 | XT0235:1 | PANEL A | 11.D4
XT0135:1 | SC | 0V | WHT | 16 | 11.B4 | XT0136:3 | PANEL A | 12.A2
XT0135:2 | SC | 0V | WHT | 16 | 11.B4 | XT0081:1 | PANEL A | 7.D1
XT0136:1 | SC | FU0139 | WHT | 20 | 12.A2 | XT0136:11 | PANEL A | 71.C6
XT0136:12 | SC | 0V | WHT | 20 | 71.C6 | XT0136:10 | PANEL A | 31.C5
XT0136:3 | SC | 0V | WHT | 20 | 12.A2 | XT0136:12 | PANEL A | 71.C6
XT0136:4 | SC | FU0139 | WHT | 20 | 67.D5 | XT0136:1 | PANEL A | 12.A2
XT0233:3 | SC | FU0210 | WHT | 12 | 11.C4 | XT0231:1 | PANEL A | 11.D4
XT0235:2 | SC | 0V | WHT | 16 | 11.D4 | XT0235:4 | PANEL A | 14.D5
XT0235:3 | SC | 0V | WHT | 12 | 11.D4 | XT0232:1 | PANEL A | 11.D4
AU0080:L1 | WC0009 | AU0080L1 | ENET | CABLE | 7.A1 | AU0090:L2 | PANEL A | 7.C1
AF0081:00 | SC | UA1200J21 | WHT | 20 | 13.A7 | KA0241:11 | CONTROL PANEL B, JB70 | 13.A5
AF0081:01 | SC | KA024314 | WHT | 20 | 13.B7 | KA0243:14 | CONTROL PANEL B, JB70 | 13.B6
AF0081:02 | SC | KA024524 | WHT | 20 | 13.B7 | KA0245:24 | CONTROL PANEL B, JB70 | 13.B6
AF0081:03 | SC | 008103 | WHT | 20 | 14.C7 | KA0130:14 | CONTROL PANEL B, JB70 | 14.D6
AF0081:08 | SC | KA024214 | WHT | 20 | 13.C7 | KA0242:14 | CONTROL PANEL B, JB70 | 13.C6
AF0081:09 | SC | KA023924 | WHT | 20 | 13.A7 | KA0239:24 | CONTROL PANEL B, JB70 | 13.B6
AF0081:19 | SC | UA1200J27 | WHT | 20 | 14.C7 | UA1200:J2-7 | CONTROL PANEL B, JB70 | 14.B3
AF0081:33 | SC | KA024311 | WHT | 20 | 13.B7 | KA0243:11 | CONTROL PANEL B, JB70 | 13.B6
AF0081:34 | SC | KA024521 | WHT | 20 | 13.B7 | KA0245:21 | CONTROL PANEL B, JB70 | 13.B6
AF0081:35 | SC | 008135 | WHT | 20 | 14.C7 | KA0130:A1 | CONTROL PANEL B, JB70 | 14.C5
AF0081:41 | SC | KA023921 | WHT | 20 | 13.A7 | KA0239:21 | CONTROL PANEL B, JB70 | 13.B6
AF0087:09 | SC | KA013724 | WHT | 20 | 12.C4 | KA0137:24 | CONTROL PANEL B, JB70 | 12.D3
AF0087:11 | SC | KA013624 | WHT | 20 | 12.B4 | KA0136:24 | CONTROL PANEL B, JB70 | 12.B3
AF0087:43 | SC | KA013621 | WHT | 20 | 12.B4 | KA0136:21 | CONTROL PANEL B, JB70 | 12.B3
AF0088:SH | SC | IEG023011 | GRN | 14 | 7.B6 | IEG0230:11 | CONTROL PANEL B, JB70 | 7.B6
AF0091:07 | SC | KA014114 | WHT | 20 | 12.C2 | KA0141:14 | CONTROL PANEL B, JB70 | 12.C2
AF0091:12 | SC | KA0134A1 | WHT | 20 | 71.C7 | KA0134:A1 | CONTROL PANEL B, JB70 | 12.C6
AF0091:39 | SC | KA014111 | WHT | 20 | 12.C2 | KA0141:11 | CONTROL PANEL B, JB70 | 12.C2
AF0092:02 | SC | KA0133A1 | WHT | 20 | 68.A7 | KA0133:A1 | CONTROL PANEL B, JB70 | 12.C6
AF0092:06 | SC | KA013114 | WHT | 20 | 68.A7 | KA0131:14 | CONTROL PANEL B, JB70 | 12.D4
AF0092:13 | SC | 009213 | WHT | 20 | 23.C7 | XT0237:2 T2 | CONTROL PANEL B, JB70 | 23.C5
AF0092:35 | SC | 009235 | WHT | 20 | 100.C7 | KA0176:24 | CONTROL PANEL B, JB70 | 100.C6
AF0093:09 | SC | 009309 | WHT | 20 | 35.B7 | KA0233:24 | CONTROL PANEL B, JB70 | 35.B5
AF0093:32 | SC | 009332 | WHT | 20 | 100.A7 | KA0176:14 | CONTROL PANEL B, JB70 | 100.A6
AF0095:02 | SC | 009502 | WHT | 20 | 54.B7 | KA0221:14 | CONTROL PANEL B, JB70 | 54.B6
AF0095:18 | SC | SV21202 | WHT | 20 | 54.B7 | XT0060:4 | CONTROL PANEL B, JB70 | 54.B5
AF0097:SH | SC | IEG02302 | GRN | 14 | 7.D6 | IEG0230:2 | CONTROL PANEL B, JB70 | 7.D6
FU0211:LD | SC | FU0211 | WHT | 14 | 11.B4 | KA1020:14 | CONTROL PANEL B, JB70 | 32.A5
FU0212:LD | SC | FU0212 | WHT | 16 | 11.C5 | KA0248:21 | CONTROL PANEL B, JB70 | 14.C6
GR0133: | SC | IEG02306 | GRN | 14 | 3.A4 | IEG0230:6 | CONTROL PANEL B, JB70 | 3.A4
GR0134: | SC | IEG02307 | GRN | 14 | 3.A4 | IEG0230:7 | CONTROL PANEL B, JB70 | 3.A4
KA0135:A1 | SC | KA0135A1 | WHT | 20 | 12.D6 | KA0144:A1 | CONTROL PANEL B, JB70 | 12.C6
KA0135:A1 | SC | KA0135A1 | WHT | 20 | 12.D6 | KA0131:11 | CONTROL PANEL B, JB70 | 12.D4
KA0135:A2 | SC | 0V | WHT | 20 | 12.D6 | KA0144:A2 | CONTROL PANEL B, JB70 | 12.C6
KA0135:A2 | SC | 0V | WHT | 20 | 12.D6 | KA0136:A2 | CONTROL PANEL B, JB70 | 12.D6
KA0140:A2 | SC | 0V | WHT | 20 | 12.D6 | KA0138:A2 | CONTROL PANEL B, JB70 | 12.D6
KA0177:A1 | SC | KA014421 | WHT | 20 | 100.B5 | KA0176:A1 | CONTROL PANEL B, JB70 | 100.B5
KA0177:A2 | SC | 0V | WHT | 20 | 100.B5 | KA0176:A2 | CONTROL PANEL B, JB70 | 100.B5
KA6211:A1 | SC | KA6211A1 | WHT | 20 | 100.A6 | KA0246:14 | CONTROL PANEL B, JB70 | 100.A5
KA6212:A1 | SC | KA6212A1 | WHT | 20 | 101.A6 | KA0247:14 | CONTROL PANEL B, JB70 | 101.A5
KA6241:A1 | SC | KA6241A1 | WHT | 20 | 100.C6 | KA0244:24 | CONTROL PANEL B, JB70 | 100.C5
XT0085:2 | SC | 007405 | WHT | 20 | 10.B6 | AF0074:05 | CONTROL PANEL B, JB70 | 10.B7
XT0134:2 | SC | 0V | WHT | 14 | 11.B3 | AF0074:21 | CONTROL PANEL B, JB70 | 10.B7
XT0135:1 | SC | 0V | WHT | 16 | 11.B4 | KA1020:24 | CONTROL PANEL B, JB70 | 32.A5
XT0136:1 | SC | FU0139 | WHT | 20 | 12.A2 | XT0240:11 | CONTROL PANEL B, JB70 | 13.C4
XT0136:11 | SC | FU0139 | WHT | 20 | 71.C6 | KA0138:14 | CONTROL PANEL B, JB70 | 71.C5
XT0136:13 | SC | KM3170EP | WHT | 20 | 71.C5 | KA0138:11 | CONTROL PANEL B, JB70 | 71.C5
XT0136:2 | SC | FU0139 | WHT | 20 | 12.A2 | KA0141:24 | CONTROL PANEL B, JB70 | 12.B2
XT0136:2 | SC | FU0139 | WHT | 20 | 12.A2 | KT0140:15 | CONTROL PANEL B, JB70 | 12.A2
XT0136:3 | SC | 0V | WHT | 20 | 12.A2 | XT0240:9 | CONTROL PANEL B, JB70 | 13.D3
XT0136:3 | SC | 0V | WHT | 20 | 12.A2 | KT0140:A2 | CONTROL PANEL B, JB70 | 12.A6
XT0136:5 | SC | PS32002 | WHT | 20 | 67.D5 | KA0136:A1 | CONTROL PANEL B, JB70 | 12.D6
XT0136:6 | SC | PS32004 | WHT | 20 | 67.D5 | KA0240:11 | CONTROL PANEL B, JB70 | 67.D6
XT0136:7 | SC | UF1300 | WHT | 20 | 67.D6 | KA0240:14 | CONTROL PANEL B, JB70 | 67.D6
XT0139:4 | SC | KA0231A1 | WHT | 20 | 13.D6 | KA0230:A1 | CONTROL PANEL B, JB70 | 13.D6
XT0171:1 | SC | KA017611 | WHT | 20 | 100.A5 | KA0176:11 | CONTROL PANEL B, JB70 | 100.A6
XT0171:1 | SC | KA017611 | WHT | 20 | 100.A5 | KA0246:11 | CONTROL PANEL B, JB70 | 100.A5
XT0171:3 | SC | KA024421 | WHT | 20 | 100.C5 | KA0176:21 | CONTROL PANEL B, JB70 | 100.C6
XT0171:3 | SC | KA024421 | WHT | 20 | 100.C5 | KA0244:21 | CONTROL PANEL B, JB70 | 100.C5
XT0171:5 | SC | KA017711 | WHT | 20 | 101.A5 | KA0247:11 | CONTROL PANEL B, JB70 | 101.A5
XT0233:1 | SC | FU0210 | WHT | 16 | 11.C4 | FU0060:LI | CONTROL PANEL B, JB70 | 8.C1
XT0233:2 | SC | FU0210 | WHT | 14 | 11.C4 | FU0070:LI | CONTROL PANEL B, JB70 | 8.B1
XT0233:4 | SC | FU0212 | WHT | 20 | 14.D5 | UA1200:J1-10 | CONTROL PANEL B, JB70 | 14.B3
XT0233:4 | SC | FU0212 | WHT | 20 | 14.D5 | UA1200:J2-2 | CONTROL PANEL B, JB70 | 14.B3
XT0235:1 | SC | 0V | WHT | 14 | 11.D4 | XT0060:1 | CONTROL PANEL B, JB70 | 8.D1
XT0235:1 | SC | 0V | WHT | 16 | 11.D4 | XT0070:1 | CONTROL PANEL B, JB70 | 8.B1
XT0235:4 | SC | 0V | WHT | 20 | 14.D5 | UA1200:J1-9 | CONTROL PANEL B, JB70 | 14.B3
AU0080:L2 | WC0008 | AU0080L2 | ENET | CABLE | 7.A1 | AU0070:L1 | CONTROL PANEL B, JB70 | 8.A2
PEG0130:4 | SC | PEG01304 | GRN/YEL | 14 | 25.D6 | AT1100:GND | DOOR,JB70 | 25.D4
XT0134:3 | SC | 0V | WHT | 14 | 11.B3 | AT1100:NEG | DOOR,JB70 | 25.D4
XT0134:2 | SC | 0V | WHT | 16 | 11.B3 | XT0170:3 | FIRE PNL,JB70 | 9.A2
XT0138:2 | SC | FU0136 | WHT | 12 | 11.A3 | FU0170:LI | FIRE PNL,JB70 | 9.A2
XT0134:4 | WC6513 | 0V | 1 | 12 | 11.B3 | XT0110:2 | JB5 | 15.A5
XT0138:4 | WC6513 | FU0136 | 2 | 12 | 11.B3 | XT0110:1 | JB5 | 15.A5
XT0139:4 | WC6513 | KA0231A1 | 3 | 12 | 13.D6 | XT0110:4 | JB5 | 15.B5
AF0081:04 | SC | SB0472B212 | WHT | 20 | 24.B7 | SB0472:B2-12 | DOOR,JB70 | 24.B1
AF0087:00 | SC | SH047114 | WHT | 20 | 23.A7 | SH0471:14 | DOOR,JB70 | 23.A1
AF0087:01 | SC | SH047012 | WHT | 20 | 23.B7 | SH0470:12 | DOOR,JB70 | 23.B1
AF0087:02 | SC | SB047112 | WHT | 20 | 23.D7 | SB0471:12 | DOOR,JB70 | 23.D1
AF0087:03 | SC | SB047314 | WHT | 20 | 23.D7 | SB0473:14 | DOOR,JB70 | 23.D1
AF0087:04 | SC | SB047414 | WHT | 20 | 24.A7 | SB0474:14 | DOOR,JB70 | 24.A1
AF0087:05 | SC | SA047312 | WHT | 20 | 25.A7 | SA0473:12 | DOOR,JB70 | 25.A1
AF0087:06 | SC | SA047314 | WHT | 20 | 25.A7 | SA0473:14 | DOOR,JB70 | 25.A1
AF0087:07 | SC | SA0471B214 | WHT | 20 | 24.A7 | SA0471:B2-14 | DOOR,JB70 | 24.A1
AF0087:08 | SC | SA0471B114 | WHT | 20 | 24.B7 | SA0471:B1-14 | DOOR,JB70 | 24.B1
AF0087:12 | SC | SA0474B214 | WHT | 20 | 24.D7 | SA0474:B2-14 | DOOR,JB70 | 24.D1
AF0087:13 | SC | SA0474B114 | WHT | 20 | 24.D7 | SA0474:B1-14 | DOOR,JB70 | 24.D1
AF0087:32 | SC | SH047113 | WHT | 20 | 23.A7 | SH0471:13 | DOOR,JB70 | 23.A1
AF0087:33 | SC | SH047011 | WHT | 20 | 23.B7 | SH0470:11 | DOOR,JB70 | 23.B1
AF0087:34 | SC | SB047111 | WHT | 20 | 23.D7 | SB0471:11 | DOOR,JB70 | 23.D1
AF0087:35 | SC | SB047313 | WHT | 20 | 23.D7 | SB0473:13 | DOOR,JB70 | 23.D1
AF0087:36 | SC | SB047413 | WHT | 20 | 24.A7 | SB0474:13 | DOOR,JB70 | 24.A1
AF0087:37 | SC | SA047311 | WHT | 20 | 25.A7 | SA0473:11 | DOOR,JB70 | 25.A1
AF0087:38 | SC | SA047313 | WHT | 20 | 25.A7 | SA0473:13 | DOOR,JB70 | 25.A1
AF0087:39 | SC | SA0471B213 | WHT | 20 | 24.A7 | SA0471:B2-13 | DOOR,JB70 | 24.A1
AF0087:40 | SC | SA0471B113 | WHT | 20 | 24.B7 | SA0471:B1-13 | DOOR,JB70 | 24.B1
AF0087:44 | SC | SA0474B213 | WHT | 20 | 24.D7 | SA0474:B2-13 | DOOR,JB70 | 24.D1
AF0087:45 | SC | SA0474B113 | WHT | 20 | 24.D7 | SA0474:B1-13 | DOOR,JB70 | 24.D1
AF0093:06 | SC | SH0470X2 | WHT | 20 | 23.B7 | SH0470:X2 | DOOR,JB70 | 23.B1
AF0093:15 | SC | SH0471X2 | WHT | 20 | 23.A7 | SH0471:X2 | DOOR,JB70 | 23.A1
AF0093:22 | SC | SH0470X1 | WHT | 20 | 23.B7 | SH0470:X1 | DOOR,JB70 | 23.B1
AF0093:31 | SC | SH0471X1 | WHT | 20 | 23.A7 | SH0471:X1 | DOOR,JB70 | 23.A1
FU0010:LD | SC | FU0010 | WHT | 14 | 11.A5 | UV0600:(+) | PLC | 4.B2
XT0135:1 | SC | 0V | WHT | 14 | 11.B4 | UV0600:(-) | PLC | 4.B2
XT0231:1 | SC | FU0210 | WHT | 16 | 11.D4 | FU0680:LI | PLC | 6.B2
XT0232:1 | SC | 0V | WHT | 16 | 11.D4 | XT0680:2 | PLC | 6.B2
AU0090:L1 | WC0003 | AP0603L2 | ENET | CABLE | 7.C1 | AP0603:L2 | PLC | 4.A3
XT0085:3 | WC0093 | UJ0031VIN | 1 | 16 | 10.C6 | XT0033:1 | POWER SUPPLY BOX | 10.C5
XT0085:4 | WC0093 | UJ0031IOUT | 2 | 16 | 10.D6 | XT0033:2 | POWER SUPPLY BOX | 10.D5
XT0085:5 | WC0093 | UJ0131IS | 3 | 16 | 10.D6 | XT0033:3 | POWER SUPPLY BOX | 10.D5
XT0085:6 | WC0093 | UJ0031OK1 | 4 | 16 | 10.D6 | XT0033:4 | POWER SUPPLY BOX | 10.D5
XT0085:7 | WC0093 | UJ0031OK2 | 5 | 16 | 10.D6 | XT0033:5 | POWER SUPPLY BOX | 10.D5
XT0086:7 | WC0094 | FU0031 | 1 | 10 | 10.C5 | XT0032:1 | POWER SUPPLY BOX | 10.D5
XT0086:2 | WC0094 | 0V | 2 | 10 | 10.C5 | XT0032:2 | POWER SUPPLY BOX | 10.D5
AF0092:12 | SC | 009212 | WHT | 20 | 9.D3 | KA0875:A1 | RAIL,LEFT,JB70 | 9.D2
AF0092:28 | SC | 009228 | WHT | 20 | 9.D3 | KA0875:A2 | RAIL,LEFT,JB70 | 9.D2
AF0081:36 | SC | SB0472AB212 | WHT | 20 | 24.B7 | XT0137:10 | RAIL,RIGHT,JB70 | 24.C5
XT0135:2 | SC | 0V | WHT | 16 | 11.B4 | UJ1100:24V(-) | RAIL,RIGHT,JB70 | 25.B3
XT0138:3 | SC | FU0136 | WHT | 14 | 11.A3 | FU1100:LI | RAIL,RIGHT,JB70 | 25.D4
XT0139:1 | SC | FU0137 | WHT | 16 | 11.A4 | FU1101:LI | RAIL,RIGHT,JB70 | 25.B3
XT0231:1 | SC | FU0210 | WHT | 16 | 11.D4 | XT0005:3 | RAIL,RIGHT,JB70 | 4.C6
XT0231:1 | SC | FU0210 | WHT | 16 | 11.D4 | XT0005:7 | RAIL,RIGHT,JB70 | 6.C6
XT0232:1 | SC | 0V | WHT | 16 | 11.D4 | XT0005:4 | RAIL,RIGHT,JB70 | 4.C6
XT0232:1 | SC | 0V | WHT | 16 | 11.D4 | XT0005:8 | RAIL,RIGHT,JB70 | 6.C6
XT0233:3 | SC | FU0210 | WHT | 16 | 11.C4 | XT0005:1 | RAIL,RIGHT,JB70 | 4.D6
XT0233:3 | SC | FU0210 | WHT | 16 | 11.C4 | XT0005:5 | RAIL,RIGHT,JB70 | 6.B6
XT0235:3 | SC | 0V | WHT | 16 | 11.D4 | XT0005:2 | RAIL,RIGHT,JB70 | 4.D6
XT0235:3 | SC | 0V | WHT | 16 | 11.D4 | XT0005:6 | RAIL,RIGHT,JB70 | 6.B6
SolarTools ver. 24.0.84.24712 (Jul 31, 2025)
Report date: 3/24/2026 10:04 PM

## PLC
PLC
PLC PANEL,JB70
Project # | 4L101
Project Name | WHITEWATER MIDSTREAM^BAYRUNNER PIPELINE
Revision | C.5
Controls DE | Li, Jonathan
Phone: | 0
Controls ME | Medrano, Hector
Phone:
From | [5 empty] | To
Device ID | Cable (W) Conductor (SC) Jumper Clip (JC) | Wire No. | Wire ID | Gauge/Size | Page/Zone | Device ID | Location | Page/Zone
AR0600:IE1 | SC | UV0600G | GRN | 14 | 4.A1 | UV0600:GND | PLC | 4.B2
AT0680:NEG | SC | 0V | WHT | 16 | 6.B3 | XT0680:2 | PLC | 6.B2
AT0680:POS | SC | AT0680POS | WHT | 16 | 6.B3 | XT0680:1 | PLC | 6.B2
FU0680:LD | SC | AT0680POS | WHT | 14 | 6.B2 | XT0680:1 | PLC | 6.B2
GR0234: | SC | GR0234 | GRN/YEL | 14 | 3.A4 | FRAME | PLC | 3.A4
AP0602:L2 | WC0001 | AP0602L2 | ENET | CABLE | 4.A3 | AP0603:L1 | PLC | 4.A3
AP0608:ENET | WC0680 | AP0608ENET | ENET | CABLE | 4.C6 | AT0680:LAN1 | PLC | 6.B3
AR0600:IE2 | SC | IEG02301 | GRN | 12 | 4.A1 | IEG0230:1 | CONTROL PANEL B, JB70 | 4.B6
AP0602:L1 | WC9017 | AT0170L2 | ENET | CABLE | 4.A3 | AT0170:L2 | FIRE PNL,JB70 | 9.A5
FU0680:LI | SC | FU0210 | WHT | 16 | 6.B2 | XT0231:1 | PANEL A | 11.D4
UV0600:(-) | SC | 0V | WHT | 14 | 4.B2 | XT0135:1 | PANEL A | 11.B4
UV0600:(+) | SC | FU0010 | WHT | 14 | 4.B2 | FU0010:LD | PANEL A | 11.A5
XT0680:2 | SC | 0V | WHT | 16 | 6.B2 | XT0232:1 | PANEL A | 11.D4
AP0603:L2 | WC0003 | AP0603L2 | ENET | CABLE | 4.A3 | AU0090:L1 | PANEL A | 7.C1
AP0609:L1 | WC0609 | BA0609RJ45 | ENET | CABLE | 4.D6 | BA0609:RJ45 | RAIL,RIGHT,JB70 | 4.D5
AT0680:LAN3 | WC0700 | BA0700RJ45 | ENET | CABLE | 6.B3 | BA0700:RJ45 | RAIL,RIGHT,JB70 | 6.B5
AT0680:LAN4 | WC0800 | BA0800RJ45 | ENET | CABLE | 6.B3 | BA0800:RJ45 | RAIL,RIGHT,JB70 | 6.C5
SolarTools ver. 24.0.84.24712 (Jul 31, 2025)
Report date: 3/24/2026 10:04 PM

## POWER SUPPLY BOX
POWER SUPPLY BOX
POWER SUPPLY BOX (JB130)
Project # | 4L101
Project Name | WHITEWATER MIDSTREAM^BAYRUNNER PIPELINE
Revision | C.5
Controls DE | Li, Jonathan
Phone: | 0
Controls ME | Medrano, Hector
Phone:
From | [5 empty] | To
Device ID | Cable (W) Conductor (SC) Jumper Clip (JC) | Wire No. | Wire ID | Gauge/Size | Page/Zone | Device ID | Location | Page/Zone
FU0019:LD | SC | FU0019 | WHT | 12 | 10.D3 | UJ0031:+ | POWER SUPPLY BOX | 10.D4
FU0031:LD | SC | FU0031 | WHT | 10 | 10.D5 | XT0032:1 | POWER SUPPLY BOX | 10.D5
FU0031:LI | SC | 24V2 | WHT | 10 | 10.D5 | UJ0031:OUT(+) | POWER SUPPLY BOX | 10.D4
GR0030: | SC | GR0030 | GRN/YEL | 14 | 10.D3 | FG1:1 | POWER SUPPLY BOX | 10.D3
GR0031: | SC | GR0031 | GRN/YEL | 14 | 10.D3 | FG1:2 | POWER SUPPLY BOX | 10.D3
UJ0031:- | SC | CCUJ0031N | WHT | 12 | 10.D4 | XT0019:1 | POWER SUPPLY BOX | 10.D3
UJ0031:G | SC | UJ0031G | GRN/YEL | 12 | 10.D4 | FRAME | POWER SUPPLY BOX | 10.D3
UJ0031:IOUT | SC | UJ0031IOUT | WHT | 20 | 10.D4 | XT0033:2 | POWER SUPPLY BOX | 10.D5
UJ0031:IS | SC | UJ0131IS | WHT | 20 | 10.D4 | XT0033:3 | POWER SUPPLY BOX | 10.D5
UJ0031:OK1 | SC | UJ0031OK1 | WHT | 20 | 10.D4 | XT0033:4 | POWER SUPPLY BOX | 10.D5
UJ0031:OK2 | SC | UJ0031OK2 | WHT | 20 | 10.D4 | XT0033:5 | POWER SUPPLY BOX | 10.D5
UJ0031:OUT(-) | SC | 0V | WHT | 10 | 10.D4 | XT0032:2 | POWER SUPPLY BOX | 10.D5
UJ0031:VIN | SC | UJ0031VIN | WHT | 20 | 10.D4 | XT0033:1 | POWER SUPPLY BOX | 10.C5
XT0033:1 | WC0093 | UJ0031VIN | 1 | 16 | 10.C5 | XT0085:3 | PANEL A | 10.C6
XT0033:2 | WC0093 | UJ0031IOUT | 2 | 16 | 10.D5 | XT0085:4 | PANEL A | 10.D6
XT0033:3 | WC0093 | UJ0131IS | 3 | 16 | 10.D5 | XT0085:5 | PANEL A | 10.D6
XT0033:4 | WC0093 | UJ0031OK1 | 4 | 16 | 10.D5 | XT0085:6 | PANEL A | 10.D6
XT0033:5 | WC0093 | UJ0031OK2 | 5 | 16 | 10.D5 | XT0085:7 | PANEL A | 10.D6
XT0032:1 | WC0094 | FU0031 | 1 | 10 | 10.D5 | XT0086:7 | PANEL A | 10.C5
XT0032:2 | WC0094 | 0V | 2 | 10 | 10.D5 | XT0086:2 | PANEL A | 10.C5
SolarTools ver. 24.0.84.24712 (Jul 31, 2025)
Report date: 3/24/2026 10:04 PM

## PROX,HPC^JB352
PROX,HPC^JB352
JB352
Project # | 4L101
Project Name | WHITEWATER MIDSTREAM^BAYRUNNER PIPELINE
Revision | C.5
Controls DE | Li, Jonathan
Phone: | 0
Controls ME | Medrano, Hector
Phone:
From | [5 empty] | To
Device ID | Cable (W) Conductor (SC) Jumper Clip (JC) | Wire No. | Wire ID | Gauge/Size | Page/Zone | Device ID | Location | Page/Zone
GR4460: | SC | GR4460 | GRN/YEL | 14 | 77.D4 | FRAME | PROX,HPC^JB352 | 77.D4
SolarTools ver. 24.0.84.24712 (Jul 31, 2025)
Report date: 3/24/2026 10:04 PM

## RAIL,LEFT,JB70
RAIL,LEFT,JB70
TURBINE CONTROL BOX, LEFT RAIL
Project # | 4L101
Project Name | WHITEWATER MIDSTREAM^BAYRUNNER PIPELINE
Revision | C.5
Controls DE | Li, Jonathan
Phone: | 0
Controls ME | Medrano, Hector
Phone:
From | [5 empty] | To
Device ID | Cable (W) Conductor (SC) Jumper Clip (JC) | Wire No. | Wire ID | Gauge/Size | Page/Zone | Device ID | Location | Page/Zone
AT0175:11 | SC | KA651012 | WHT | 20 | 91.A6 | KA6510:12 | RAIL,LEFT,JB70 | 91.A6
AT0175:14 | SC | AT017514 | LEAD | --- | 91.A6 | RR0175S5: -10K OHM | RAIL,LEFT,JB70 | 91.A6
AT0175:15 | SC | AT017515 | LEAD | --- | 91.A6 | RR0175S5: -10K OHM | RAIL,LEFT,JB70 | 91.A6
AT0175:GND | SC | AT0175G | GRN/YEL | 14 | 9.B5 | FRAME | RAIL,LEFT,JB70 | 9.C6
AT0176:11 | SC | AT017611 | LEAD | --- | 91.B6 | RR0176S4: -10K OHM | RAIL,LEFT,JB70 | 91.B6
AT0176:12 | SC | AT017612 | LEAD | --- | 91.B6 | RR0176S4: -10K OHM | RAIL,LEFT,JB70 | 91.B6
AT0176:14 | SC | AT017614 | LEAD | --- | 91.D6 | RR0176S5: -10K OHM | RAIL,LEFT,JB70 | 91.D6
AT0176:15 | SC | AT017615 | LEAD | --- | 91.D6 | RR0176S5: -10K OHM | RAIL,LEFT,JB70 | 91.D6
AT0176:17 | SC | KA651122 | WHT | 20 | 91.C6 | KA6511:22 | RAIL,LEFT,JB70 | 91.C6
AT0176:20 | SC | AT017620 | LEAD | --- | 91.C6 | RR0176S7: -10K OHM | RAIL,LEFT,JB70 | 91.C6
AT0176:21 | SC | AT017621 | LEAD | --- | 91.C6 | RR0176S7: -10K OHM | RAIL,LEFT,JB70 | 91.C6
AT0176:4P1 | SC | AT01764P1 | WHT | 14 | 9.C5 | AT0178:1P1 | RAIL,LEFT,JB70 | 9.D5
AT0176:5P1 | SC | AT01765P1 | WHT | 14 | 9.C5 | AT0178:2P1 | RAIL,LEFT,JB70 | 9.D5
AT0176:8 | SC | AT01768 | LEAD | --- | 89.B6 | RR0176S3: -10K OHM | RAIL,LEFT,JB70 | 89.B6
AT0176:9 | SC | AT01769 | LEAD | --- | 89.B6 | RR0176S3: -10K OHM | RAIL,LEFT,JB70 | 89.B6
AT0176:GND | SC | AT0176G | GRN/YEL | 14 | 9.C5 | FRAME | RAIL,LEFT,JB70 | 9.C6
AT0178:GND | SC | AT0178G | GRN/YEL | 14 | 9.D5 | FRAME | RAIL,LEFT,JB70 | 9.D6
GR1101: | SC | GR1101 | GRN/YEL | 14 | 3.A5 | FRAME | RAIL,LEFT,JB70 | 3.A6
KA0172:A2 | SC | 0V | WHT | 20 | 9.B2 | KA0174:A2 | RAIL,LEFT,JB70 | 9.C2
KA0875:11 | SC | HA04722 | WHT | 20 | 22.D6 | KA0178:11 | RAIL,LEFT,JB70 | 22.D5
KA6510:A1 | SC | SA0170B214 | WHT | 20 | 22.A5 | KA6511:A1 | RAIL,LEFT,JB70 | 22.A5
KA6510:A2 | SC | KA6510A2 | WHT | 20 | 22.A5 | AT0175:5P1 | RAIL,LEFT,JB70 | 9.B5
KA6510:A2 | SC | KA6510A2 | WHT | 20 | 22.A5 | KA6511:A2 | RAIL,LEFT,JB70 | 22.A5
XT0172:13 | SC | FU0170 | WHT | 14 | 98.B6 | XT0172:7 | RAIL,LEFT,JB70 | 98.D6
XT0172:14 | SC | 0V | WHT | 14 | 98.B6 | XT0172:8 | RAIL,LEFT,JB70 | 98.D6
XT0172:15 | SC | LON1S2 | WHT | 14 | 98.B6 | XT0172:9 | RAIL,LEFT,JB70 | 98.D6
XT0172:4 | SC | FU0170 | WHT | 14 | 98.A6 | XT0172:13 | RAIL,LEFT,JB70 | 98.B6
XT0172:5 | SC | 0V | WHT | 14 | 98.A6 | XT0172:14 | RAIL,LEFT,JB70 | 98.B6
XT0172:6 | SC | LON1S2 | WHT | 16 | 98.A6 | XT0172:15 | RAIL,LEFT,JB70 | 98.B6
AT0178:1P2 | WC5500 | LON1A | WHT | 16 | 98.A6 | XT0172:1 | RAIL,LEFT,JB70 | 98.A6
AT0178:2P2 | WC5500 | LON1B | BLK | 16 | 98.A6 | XT0172:2 | RAIL,LEFT,JB70 | 98.A6
AT0178:3P2 | WC5500 | LON1S1 | SH | 16 | 98.A6 | XT0172:3 | RAIL,LEFT,JB70 | 98.A6
AT0175:1P2 | WC8066 | AT01751P2 | WHT | 16 | 9.C7 | AT0176:4P2 | RAIL,LEFT,JB70 | 9.C7
AT0175:2P2 | WC8066 | AT01752P2 | BLK | 16 | 9.C7 | AT0176:5P2 | RAIL,LEFT,JB70 | 9.C7
AT0175:3P2 | WC8066 | AT01753P2 | SH | 16 | 9.C7 | AT0176:6P2 | RAIL,LEFT,JB70 | 9.C7
AT0176:1P2 | WC8067 | AT01761P2 | WHT | 16 | 9.D7 | AT0178:4P2 | RAIL,LEFT,JB70 | 9.D7
AT0176:2P2 | WC8067 | AT01762P2 | BLK | 16 | 9.D7 | AT0178:5P2 | RAIL,LEFT,JB70 | 9.D7
AT0176:3P2 | WC8067 | AT01763P2 | SH | 16 | 9.D7 | AT0178:6P2 | RAIL,LEFT,JB70 | 9.D7
KA0178:14 | SC | KA017814 | WHT | 20 | 22.D5 | KA0232:11 | CONTROL PANEL B, JB70 | 22.D6
KA0875:14 | SC | FU0170 | WHT | 20 | 22.D6 | KA0232:12 | CONTROL PANEL B, JB70 | 22.D6
AT0175:4P1 | SC | AT01754P1 | WHT | 20 | 9.B5 | SA0170:B2-13 | DOOR,JB70 | 22.A1
KA6510:A1 | SC | SA0170B214 | WHT | 20 | 22.A5 | SA0170:B2-14 | DOOR,JB70 | 22.A1
AT0175:17 | SC | VD0175A | WHT | 20 | 22.B6 | XT0174:4 | FIRE PNL,JB70 | 22.B3
AT0175:18 | SC | HL0171X1 | WHT | 20 | 22.B6 | XT0174:5 | FIRE PNL,JB70 | 22.B3
AT0175:1P1 | SC | UV01709 | WHT | 14 | 9.B5 | UV0170:9(+) | FIRE PNL,JB70 | 9.A3
AT0175:2 | SC | SB017013 | WHT | 20 | 22.B6 | XT0174:1 | FIRE PNL,JB70 | 22.B3
AT0175:20 | SC | VD0175I | WHT | 20 | 22.C6 | XT0174:7 | FIRE PNL,JB70 | 22.C3
AT0175:21 | SC | HL0172X1 | WHT | 20 | 22.C6 | XT0174:8 | FIRE PNL,JB70 | 22.C3
AT0175:23 | SC | VD0175D | WHT | 20 | 22.C6 | XT0174:10 | FIRE PNL,JB70 | 22.C3
AT0175:24 | SC | HL0173X1 | WHT | 20 | 22.C6 | XT0174:11 | FIRE PNL,JB70 | 22.C3
AT0175:2P1 | SC | UV017010 | WHT | 14 | 9.B5 | UV0170:10(-) | FIRE PNL,JB70 | 9.A3
AT0175:3 | SC | SB017014 | WHT | 20 | 22.B6 | XT0174:2 | FIRE PNL,JB70 | 22.B3
AT0176:1P1 | SC | UV017011 | WHT | 14 | 9.C5 | UV0170:11(+) | FIRE PNL,JB70 | 9.A3
AT0176:2P1 | SC | UV017012 | WHT | 14 | 9.C5 | UV0170:12(-) | FIRE PNL,JB70 | 9.A3
AT0178:20 | SC | ZS61P | WHT | 20 | 95.A6 | XT0170:24 | FIRE PNL,JB70 | 95.A6
AT0178:21 | SC | ZS61S | WHT | 20 | 95.A6 | XT0170:25 | FIRE PNL,JB70 | 95.A6
AT0178:23 | SC | VD0178 | WHT | 20 | 22.D6 | XT0170:16 | FIRE PNL,JB70 | 22.D6
AT0178:24 | SC | KA0178A2 | WHT | 20 | 22.D6 | XT0170:17 | FIRE PNL,JB70 | 22.D6
KA0172:11 | SC | KA017211 | WHT | 20 | 88.D6 | XT0170:7 | FIRE PNL,JB70 | 88.D5
KA0172:12 | SC | KA017212 | WHT | 20 | 88.D6 | XT0170:8 | FIRE PNL,JB70 | 88.D5
KA0172:A1 | SC | AT017025 | WHT | 20 | 9.B2 | AT0170:25 | FIRE PNL,JB70 | 9.B3
KA0172:A2 | SC | 0V | WHT | 20 | 9.B2 | XT0170:4 | FIRE PNL,JB70 | 9.A2
KA0174:11 | SC | KA017411 | WHT | 20 | 88.D6 | XT0170:9 | FIRE PNL,JB70 | 88.D5
KA0174:12 | SC | KA017412 | WHT | 20 | 88.D6 | XT0170:10 | FIRE PNL,JB70 | 88.D5
KA0174:A1 | SC | AT017031 | WHT | 20 | 9.C2 | AT0170:31 | FIRE PNL,JB70 | 9.C3
KA0178:A1 | SC | KA0178A1 | WHT | 20 | 22.D5 | XT0170:15 | FIRE PNL,JB70 | 22.D5
KA0178:A2 | SC | KA0178A2 | WHT | 20 | 22.D5 | XT0170:17 | FIRE PNL,JB70 | 22.D6
KA0875:11 | SC | HA04722 | WHT | 20 | 22.D6 | XT0170:13 | FIRE PNL,JB70 | 22.D5
KA0875:14 | SC | FU0170 | WHT | 20 | 22.D6 | XT0170:1 | FIRE PNL,JB70 | 9.A2
XT0172:4 | SC | FU0170 | WHT | 14 | 98.A6 | XT0170:1 | FIRE PNL,JB70 | 9.A2
XT0172:5 | SC | 0V | WHT | 14 | 98.A6 | XT0170:4 | FIRE PNL,JB70 | 9.A2
XT0172:16 | WC5018 | LON2A | WHT | 16 | 90.D6 | AT0170:53 | FIRE PNL,JB70 | 90.D6
XT0172:17 | WC5018 | LON2B | BLK | 16 | 90.D6 | AT0170:52 | FIRE PNL,JB70 | 90.D6
XT0172:18 | WC5018 | LON2S1 | SH | 16 | 90.D6 | AT0170:51 | FIRE PNL,JB70 | 90.D6
AT0175:4P2 | WC8069 | AT017050 | WHT | 16 | 9.A7 | AT0170:50 | FIRE PNL,JB70 | 9.A7
AT0175:5P2 | WC8069 | AT017049 | BLK | 16 | 9.A7 | AT0170:49 | FIRE PNL,JB70 | 9.A7
AT0175:6P2 | WC8069 | AT017048 | SH | 16 | 9.A7 | AT0170:48 | FIRE PNL,JB70 | 9.A7
KA0875:A1 | SC | 009212 | WHT | 20 | 9.D2 | AF0092:12 | PANEL A | 9.D3
KA0875:A2 | SC | 009228 | WHT | 20 | 9.D2 | AF0092:28 | PANEL A | 9.D3
SolarTools ver. 24.0.84.24712 (Jul 31, 2025)
Report date: 3/24/2026 10:04 PM

## RAIL,RIGHT,JB70
RAIL,RIGHT,JB70
TURBINE CONTROL BOX, RIGHT RAIL
Project # | 4L101
Project Name | WHITEWATER MIDSTREAM^BAYRUNNER PIPELINE
Revision | C.5
Controls DE | Li, Jonathan
Phone: | 0
Controls ME | Medrano, Hector
Phone:
From | [5 empty] | To
Device ID | Cable (W) Conductor (SC) Jumper Clip (JC) | Wire No. | Wire ID | Gauge/Size | Page/Zone | Device ID | Location | Page/Zone
XT0291:1 | JC | BA1100P | CLIP | --- | 25.B1 | XT0291:2 | RAIL,RIGHT,JB70 | 25.B1
XT0291:2 | JC | BA1100P | CLIP | --- | 25.B1 | XT0291:3 | RAIL,RIGHT,JB70 | 25.B1
XT0291:4 | JC | BA1100N | CLIP | --- | 25.B2 | XT0291:5 | RAIL,RIGHT,JB70 | 25.B2
XT0291:5 | JC | BA1100N | CLIP | --- | 25.B2 | XT0291:6 | RAIL,RIGHT,JB70 | 25.B2
BA0607:V1(-) | SC | 0V | WHT | 16 | 4.B5 | XT0005:4 | RAIL,RIGHT,JB70 | 4.C6
BA0607:V1(+) | SC | FU0007LD | WHT | 16 | 4.B5 | FU0007:LD | RAIL,RIGHT,JB70 | 4.C6
BA0609:V1(-) | SC | 0V | WHT | 16 | 4.D5 | XT0005:2 | RAIL,RIGHT,JB70 | 4.D6
BA0609:V1(+) | SC | FU0009LD | WHT | 16 | 4.D5 | FU0009:LD | RAIL,RIGHT,JB70 | 4.D6
BA0700:V1(-) | SC | 0V | WHT | 16 | 6.B5 | XT0005:6 | RAIL,RIGHT,JB70 | 6.B6
BA0700:V1(+) | SC | FU0700LD | WHT | 16 | 6.B5 | FU0700:LD | RAIL,RIGHT,JB70 | 6.B6
BA0800:V1(-) | SC | 0V | WHT | 16 | 6.C5 | XT0005:8 | RAIL,RIGHT,JB70 | 6.C6
BA0800:V1(+) | SC | FU0800LD | WHT | 16 | 6.C5 | FU0800:LD | RAIL,RIGHT,JB70 | 6.C6
BA1100:NEG | SC | BA1100N | WHT | 16 | 25.D1 | XT0291:6 | RAIL,RIGHT,JB70 | 25.B2
BA1100:POS | SC | BA1100P | WHT | 16 | 25.D1 | XT0291:3 | RAIL,RIGHT,JB70 | 25.B1
FU0007:LI | SC | FU0210 | WHT | 16 | 4.C6 | XT0005:3 | RAIL,RIGHT,JB70 | 4.C6
FU0009:LI | SC | FU0210 | WHT | 16 | 4.D6 | XT0005:1 | RAIL,RIGHT,JB70 | 4.D6
FU0700:LI | SC | FU0210 | WHT | 16 | 6.B6 | XT0005:5 | RAIL,RIGHT,JB70 | 6.B6
FU0800:LI | SC | FU0210 | WHT | 16 | 6.C6 | XT0005:7 | RAIL,RIGHT,JB70 | 6.C6
FU1101:LD | SC | FU1101LD | WHT | 16 | 25.B3 | UJ1100:24V(+) | RAIL,RIGHT,JB70 | 25.B3
GR1100: | SC | GR1100 | GRN/YEL | 14 | 3.A5 | FRAME | RAIL,RIGHT,JB70 | 3.A4
UJ1100:OUT1(-) | SC | BA1100N | WHT | 16 | 25.B3 | XT0291:4 | RAIL,RIGHT,JB70 | 25.B2
UJ1100:OUT1(+) | SC | BA1100P | WHT | 16 | 25.B3 | XT0291:1 | RAIL,RIGHT,JB70 | 25.B1
XT0137:1 | SC | SB0472AB111 | WHT | 20 | 24.B5 | XT0137:7 | RAIL,RIGHT,JB70 | 24.C5
GR1000: | SC | IEG023010 | GRN | 14 | 3.A5 | IEG0230:10 | CONTROL PANEL B, JB70 | 3.A4
XT0137:2 | SC | ESTOP | WHT | 20 | 24.B5 | XT0240:4 | CONTROL PANEL B, JB70 | 13.A3
XT0137:8 | SC | ESTOPA | WHT | 20 | 24.C5 | XT0240:3 | CONTROL PANEL B, JB70 | 13.A3
FU1100:LD | SC | FU1100 | WHT | 14 | 25.D4 | AT1100:POS | DOOR,JB70 | 25.D4
BA1100:DEVICE | WC0101 | BA1100DEVICE | ENET | CABLE | 25.D1 | AT1100:L1 | DOOR,JB70 | 25.D4
BA1100:L2 | WC0010 | BA1100L2 | ENET | CABLE | 25.D1 | AT0170:L1 | FIRE PNL,JB70 | 9.A5
XT0137:1 | SC | SB0472AB111 | WHT | 20 | 24.B5 | SB0472:B1-11 | DOOR,JB70 | 24.B1
XT0137:2 | SC | ESTOP | WHT | 20 | 24.B5 | SB0472:B1-12 | DOOR,JB70 | 24.B1
XT0137:3 | SC | SH047111 | WHT | 20 | 23.A5 | SH0471:11 | DOOR,JB70 | 23.A1
XT0137:4 | SC | SH047112 | WHT | 20 | 23.A5 | SH0471:12 | DOOR,JB70 | 23.A1
XT0137:5 | SC | SH047013 | WHT | 20 | 23.B5 | SH0470:13 | DOOR,JB70 | 23.B1
XT0137:6 | SC | SH047014 | WHT | 20 | 23.B5 | SH0470:14 | DOOR,JB70 | 23.B1
XT0137:9 | SC | SB0472AB211 | WHT | 20 | 24.C5 | SB0472:B2-11 | DOOR,JB70 | 24.B1
FU1100:LI | SC | FU0136 | WHT | 14 | 25.D4 | XT0138:3 | PANEL A | 11.A3
FU1101:LI | SC | FU0137 | WHT | 16 | 25.B3 | XT0139:1 | PANEL A | 11.A4
UJ1100:24V(-) | SC | 0V | WHT | 16 | 25.B3 | XT0135:2 | PANEL A | 11.B4
XT0005:1 | SC | FU0210 | WHT | 16 | 4.D6 | XT0233:3 | PANEL A | 11.C4
XT0005:2 | SC | 0V | WHT | 16 | 4.D6 | XT0235:3 | PANEL A | 11.D4
XT0005:3 | SC | FU0210 | WHT | 16 | 4.C6 | XT0231:1 | PANEL A | 11.D4
XT0005:4 | SC | 0V | WHT | 16 | 4.C6 | XT0232:1 | PANEL A | 11.D4
XT0005:5 | SC | FU0210 | WHT | 16 | 6.B6 | XT0233:3 | PANEL A | 11.C4
XT0005:6 | SC | 0V | WHT | 16 | 6.B6 | XT0235:3 | PANEL A | 11.D4
XT0005:7 | SC | FU0210 | WHT | 16 | 6.C6 | XT0231:1 | PANEL A | 11.D4
XT0005:8 | SC | 0V | WHT | 16 | 6.C6 | XT0232:1 | PANEL A | 11.D4
XT0137:10 | SC | SB0472AB212 | WHT | 20 | 24.C5 | AF0081:36 | PANEL A | 24.B7
BA0609:RJ45 | WC0609 | BA0609RJ45 | ENET | CABLE | 4.D5 | AP0609:L1 | PLC | 4.D6
BA0700:RJ45 | WC0700 | BA0700RJ45 | ENET | CABLE | 6.B5 | AT0680:LAN3 | PLC | 6.B3
BA0800:RJ45 | WC0800 | BA0800RJ45 | ENET | CABLE | 6.C5 | AT0680:LAN4 | PLC | 6.B3
SolarTools ver. 24.0.84.24712 (Jul 31, 2025)
Report date: 3/24/2026 10:04 PM

## Panel Errors
Panel Errors
Project # | 4L101
Project Name | WHITEWATER MIDSTREAM^BAYRUNNER PIPELINE
Revision | C.5
Controls DE | Li, Jonathan
Phone: | 0
Controls ME | Medrano, Hector
Phone:
From | [6 empty] | To
Device ID | Location | Cable (W) Conductor (SC) Jumper Clip (JC) | Wire ID | Wire No. | Gauge/Size | Page/Zone | Device ID | Location | Page/Zone
SolarTools ver. 24.0.84.24712 (Jul 31, 2025)
Report date: 3/24/2026 10:04 PM

## Cable Part Numbers
Cable Part Numbers |  |  | SolarTools ver. 24.0.84.24712 (Jul 31, 2025)
Project # | 4L101
Report date: 3/24/2026 10:05 PM
Project Name | WHITEWATER MIDSTREAM^BAYRUNNER PIPELINE
Revision | C.5
Controls DE | Li, Jonathan
Phone: | 0
Controls ME | Medrano, Hector
Phone:
Device ID |  | Part Number |  | Description
WC1200 |  | 2684693-54 |  | CABLE, EXTENSION, BACKPLANE
WC0001 |  | 1302073-36 |  | CABLE, ETHERNET - 36 INCHES
WC0003 |  | 1302073-36 |  | CABLE, ETHERNET - 36 INCHES
WC0007 |  | 1302073-36 |  | CABLE, ETHERNET - 36 INCHES
WC0008 |  | 1302073-36 |  | CABLE, ETHERNET - 36 INCHES
WC0009 |  | 1302073-36 |  | CABLE, ETHERNET - 36 INCHES
WC0010 |  | 1302073-36 |  | CABLE, ETHERNET - 36 INCHES
WC0014 |  | 1302073-36 |  | CABLE, ETHERNET - 36 INCHES
WC0018 |  | 1302073-36 |  | CABLE, COMMUNICATION CABLE - 36 INCHES
WC0041 |  | 1302073-36 |  | CABLE, ETHERNET - 36 INCHES
WC0042 |  | 1302073-36 |  | CABLE, ETHERNET - 36 INCHES
WC0043 |  | 1302073-36 |  | CABLE, ETHERNET - 36 INCHES
WC0051 |  | 1302073-36 |  | CABLE, ETHERNET - 36 INCHES
WC0052 |  | 1302073-36 |  | CABLE, ETHERNET - 36 INCHES
WC0101 |  | 1302073-36 |  | CABLE, COMMUNICATION CABLE - 36 INCHES
WC0340 |  | 1302073-36 |  | CABLE, ETHERNET - 36 INCHES
WC0380 |  | 1302073-36 |  | CABLE, COMMUNICATION CABLE - 36 INCHES
WC0609 |  | 1302073-36 |  | CABLE, ETHERNET - 36 INCHES
WC0680 |  | 1302073-36 |  | CABLE, ETHERNET - 36 INCHES
WC0700 |  | 1302073-36 |  | CABLE, ETHERNET - 36 INCHES
WC0800 |  | 1302073-36 |  | CABLE, ETHERNET - 36 INCHES
WC1228 |  | 1022941-13 |  | TPE, 1 TRIAD TWISTED SHIELDED
WC1229 |  | 1022941-13 |  | TPE, 1 TRIAD TWISTED SHIELDED
WC1230 |  | 1022941-13 |  | TPE, 1 TRIAD TWISTED SHIELDED
WC1231 |  | 1022941-13 |  | TPE, 1 TRIAD TWISTED SHIELDED
WC1232 |  | 1022941-13 |  | TPE, 1 TRIAD TWISTED SHIELDED
WC1233 |  | 1022941-13 |  | TPE, 1 TRIAD TWISTED SHIELDED
WC1234 |  | 1022941-13 |  | TPE, 1 TRIAD TWISTED SHIELDED
WC1235 |  | 1022941-13 |  | TPE, 1 TRIAD TWISTED SHIELDED
WC4524 |  | 1022941-12 |  | TPE, 1 PAIR TWISTED SHIELDED
WC4749 |  | 1022941-13 |  | TPE, 1 TRIAD TWISTED SHIELDED
WC5018 |  | 1022941-22 |  | TPE, 1 PAIR TWISTED SHIELDED
WC5072 |  | PART OF 1103208-100 |  | CABLE, 2 CONDUCTOR UNSHIELDED PART OF HORN
WC5500 |  | 1022941-22 |  | TPE, 1 PAIR TWISTED SHIELDED
WC8040 |  | 1322418-90 |  | CABLE, SYTSTEM FUNCTION
WC8041 |  | 1322418-90 |  | CABLE, SYTSTEM FUNCTION
WC8042 |  | 1322418-90 |  | CABLE, SUPPLIED BY OTHERS
WC8043 |  | 1322418-90 |  | CABLE, SUPPLIED BY OTHERS
WC8050 |  | 1322418-90 |  | CABLE, SUPPLIED BY OTHERS
WC8051 |  | 1322418-90 |  | CABLE, SYTSTEM FUNCTION
WC8066 |  | 1022941-22 |  | TPE, 1 PAIR TWISTED SHIELDED
WC8067 |  | 1022941-22 |  | TPE, 1 PAIR TWISTED SHIELDED
WC8069 |  | 1022941-22 |  | TPE, 1 PAIR TWISTED SHIELDED
WC9017 |  | 1302073-36 |  | CABLE, COMMUNICATION CABLE - 36 INCHES

## Part Number List
Part Number List |  | SolarTools ver. 24.0.84.24712 (Jul 31, 2025)
Project # | 4L101
Report date: 3/24/2026 10:04 PM
Project Name | WHITEWATER MIDSTREAM^BAYRUNNER PIPELINE
Revision | C.5
Controls DE | Li, Jonathan
Phone: | 0
Controls ME | Medrano, Hector
Phone:
Device ID | Part Number | Description | Location
AF0141 | 2684693-17,2684693-25 | 5094-OB8XT, 8 DISCRETE OUTPUT | BOP,JB74
AF0142 | 2684693-17,2684693-23 | 5094-IB16XT, 16 DISCRETE INPUT | BOP,JB74
AF0143 | 2684693-18,2684693-56 | 5094-IF8IHXT, 8 ANALOG INPUT, ISOLATED | BOP,JB74
AF0144 | 2684693-18,2684693-27 | 5094-OF8IHXT, 8 ANALOG OUTPUT, ISOLATED | BOP,JB74
AF0145 | 2684693-19,2684693-33 | 5094-IY8XT, 8 ANALOG INPUT, TC/RTD/ I&V | BOP,JB74
AF0146 | 2684693-17,2684693-25 | 5094-OB8XT, 8 DISCRETE OUTPUT | BOP,JB74
AF0181 | 2684693-17,2684693-25 | 5094-OB8XT, 8 DISCRETE OUTPUT | BOP,JB74
AF0182 | 2684693-17,2684693-23 | 5094-IB16XT, 16 DISCRETE INPUT | BOP,JB74
AF0183 | 2684693-18,2684693-28 | 5094-IB16SXT, 16 DISCRETE INPUT, S | BOP,JB74
AF0184 | 2684693-18,2684693-55 | 5094-OB16SXT, 16 DISCRETE OUTPUT, S | BOP,JB74
AF0185 | 2684693-18,2684693-56 | 5094-IF8IHXT, 8 ANALOG INPUT, ISOLATED | BOP,JB74
AU0140 | 2684693-22 | 5094-AENTRXT, FLEX 5000 I/O | BOP,JB74
AU0180 | 2684693-22 | 5094-AENTRXT, FLEX 5000 I/O | BOP,JB74
FU0140 | 1043265-1,1043265-5 | FUSE, 10A | BOP,JB74
FU0141 | 1043265-1,1043265-5 | FUSE, 10A | BOP,JB74
FU0142 | 1043265-1,1043265-5 | FUSE, 10A | BOP,JB74
FU0180 | 1043265-1,1043265-5 | FUSE, 10A | BOP,JB74
FU0181 | 1043265-1,1043265-5 | FUSE, 10A | BOP,JB74
FU0184 | 1043265-1,1043265-5 | FUSE, 10A | BOP,JB74
FU0570 | 1043265-1,1043265-7 | FUSE, 20A | BOP,JB74
GR0140 | 903849C1 | RAIL GROUND, DIN RAIL GROUNDING | BOP,JB74
GR0180 | 903849C1 | RAIL GROUND, DIN RAIL GROUNDING | BOP,JB74
GR0257 | 903849C1 | RAIL GROUND, DIN RAIL GROUNDING | BOP,JB74
IEG0257 | 232941-200 | BUS BAR, BOP - INSTRUMENT EARTH GROUNDING | BOP,JB74
KA0531 | 1061979-1 | RELAY, NO EMERGENCY SHUTDOWN SUMMARY | BOP,JB74
KA0532 | 1061979-1 | RELAY, NO EMERGENCY SHUTDOWN SUMMARY | BOP,JB74
KA0533 | 1061979-1 | RELAY, NO EMERGENCY SHUTDOWN SUMMARY | BOP,JB74
KA0534 | 1061979-1 | RELAY, NO EMERGENCY SHUTDOWN SUMMARY | BOP,JB74
KA0535 | 1061979-1 | RELAY, CONTROLLER ACTIVE | BOP,JB74
KA0536 | 1061979-1 | RELAY, CONTROLLER ACTIVE | BOP,JB74
KA0537 | 1061979-1 | RELAY, NO EMERGENCY SHUTDOWN SUMMARY | BOP,JB74
KA0555 | 1061979-1 | RELAY, SPARE | BOP,JB74
KA1440 | 1061979-1 | RELAY, PRE-HEATER REMOTE ON/OFF | BOP,JB74
KA1441 | 1061979-1 | RELAY, SPARE | BOP,JB74
KA1442 | 1061979-1 | RELAY, SPARE | BOP,JB74
KA1443 | 1061979-1 | RELAY, SPARE | BOP,JB74
KA1444 | 1061979-1 | RELAY, SPARE | BOP,JB74
KA1445 | 1061979-1 | RELAY, SPARE | BOP,JB74
KA1446 | 1061979-1 | RELAY, SPARE | BOP,JB74
KA1447 | 1061979-1 | RELAY, SPARE | BOP,JB74
KA1448 | 1061979-1 | RELAY, SPARE | BOP,JB74
KA5201 | 1061979-1 | RELAY, FG HEATER REMOTE ON/OFF | BOP,JB74
KA5202 | 1061979-1 | RELAY, SG HEATER REMOTE ON/OFF | BOP,JB74
XT0140 | 1066730-7,1066730-8,1067996-4 | TERMINAL BLOCK, SPRING, 4 CONDUCTOR,30-12 AWG (0.05-3.31 MM2),NON-IS | BOP,JB74
XT0180 | 1066730-7,1066730-8,1067996-4 | TERMINAL BLOCK, SPRING, 4 CONDUCTOR,30-12 AWG (0.05-3.31 MM2),NON-IS | BOP,JB74
XT0392 | 1066730-7 | TERMINAL BLOCK, SPRING, 4 CONDUCTOR,30-12 AWG (0.05-3.31 MM2),NON-IS | BOP,JB74
XT0570 | 1066730-16,1066730-17,1066730-18 | TERMINAL STRIP, 2 CONDUCTOR | BOP,JB74
XT0575 | 1066730-7,1066730-8,1067996-4 | TERMINAL BLOCK, SPRING, 4 CONDUCTOR,30-12 AWG (0.05-3.31 MM2),NON-IS | BOP,JB74
XT1522 | 1066730-10,1066730-9,1067996-4 | DIODE TERMINAL STRIP, 4 CONDUCTOR | BOP,JB74
AF0341 | 2684693-17,2684693-25 | 5094-OB8XT, 8 DISCRETE OUTPUT | BOP,JB75
AF0342 | 2684693-17,2684693-23 | 5094-IB16XT, 16 DISCRETE INPUT | BOP,JB75
AF0343 | 2684693-18,2684693-56 | 5094-IF8IHXT, 8 ANALOG INPUT, ISOLATED | BOP,JB75
AF0344 | 2684693-18,2684693-27 | 5094-OF8IHXT, 8 ANALOG OUTPUT, ISOLATED | BOP,JB75
AF0345 | 2684693-19,2684693-33 | 5094-IY8XT, 8 ANALOG INPUT, TC/RTD/ I&V | BOP,JB75
AF0346 | 2684693-17,2684693-25 | 5094-OB8XT, 8 DISCRETE OUTPUT | BOP,JB75
AF0381 | 2684693-17,2684693-25 | 5094-OB8XT, 8 DISCRETE OUTPUT | BOP,JB75
AF0382 | 2684693-18,2684693-56 | 5094-IF8IHXT, 8 ANALOG INPUT, ISOLATED | BOP,JB75
AF0383 | 2684693-18,2684693-28 | 5094-IB16SXT, 16 DISCRETE INPUT, S | BOP,JB75
AF0384 | 2684693-18,2684693-55 | 5094-OB16SXT, 16 DISCRETE OUTPUT, S | BOP,JB75
AF0385 | 2684693-18,2684693-56 | 5094-IF8IHXT, 8 ANALOG INPUT, ISOLATED | BOP,JB75
AU0340 | 2684693-22 | 5094-AENTRXT, FLEX 5000 I/O | BOP,JB75
AU0380 | 2684693-22 | 5094-AENTRXT, FLEX 5000 I/O | BOP,JB75
FU0340 | 1043265-1,1043265-5 | FUSE, 10A | BOP,JB75
FU0341 | 1043265-1,1043265-5 | FUSE, 10A | BOP,JB75
FU0342 | 1043265-1,1043265-5 | FUSE, 10A | BOP,JB75
FU0343 | 1043265-4 | FUSE, 5A | BOP,JB75
FU0380 | 1043265-1,1043265-5 | FUSE, 10A | BOP,JB75
FU0381 | 1043265-1,1043265-5 | FUSE, 10A | BOP,JB75
FU0384 | 1043265-1,1043265-5 | FUSE, 10A | BOP,JB75
FU0580 | 1043265-1,1043265-7 | FUSE, 20A | BOP,JB75
GR0258 | 903849C1 | RAIL GROUND, DIN RAIL GROUNDING | BOP,JB75
GR0340 | 903849C1 | RAIL GROUND, DIN RAIL GROUNDING | BOP,JB75
GR0380 | 903849C1 | RAIL GROUND, DIN RAIL GROUNDING | BOP,JB75
IEG0258 | 232941-200 | BUS BAR, BOP - INSTRUMENT EARTH GROUNDING | BOP,JB75
KA0540 | 1061979-1 | RELAY, OPEN SUCTION VALVE | BOP,JB75
KA0541 | 1061979-1 | RELAY, OPEN DISCHARGE VALVE | BOP,JB75
KA0550 | 1061979-1 | RELAY, OPEN SUCTION VALVE SAFETY | BOP,JB75
KA0551 | 1061979-1 | RELAY, OPEN DISCHARGE VALVE SAFETY | BOP,JB75
KA0554 | 1061979-1 | RELAY, CLOSE VENT VALVE SAFETY | BOP,JB75
KA0561 | 1061979-1 | RELAY, NO EMERGENCY SHUTDOWN SUMMARY | BOP,JB75
KA0562 | 1061979-1 | RELAY, NO EMERGENCY SHUTDOWN SUMMARY | BOP,JB75
KA0563 | 1061979-1 | RELAY, NO EMERGENCY SHUTDOWN SUMMARY | BOP,JB75
KA0564 | 1061979-1 | RELAY, NO EMERGENCY SHUTDOWN SUMMARY | BOP,JB75
KA0565 | 1061979-1 | RELAY, CONTROLLER ACTIVE | BOP,JB75
KA0566 | 1061979-1 | RELAY, CONTROLLER ACTIVE | BOP,JB75
KA0567 | 1061979-1 | RELAY, NO EMERGENCY SHUTDOWN SUMMARY | BOP,JB75
KT0571 | 2651077-1 | TIMER RELAY, LOADING VALVE CLOSED | BOP,JB75
KT0572 | 2651077-1 | TIMER RELAY, SUCTION VALVE CLOSED | BOP,JB75
KT0573 | 2651077-1 | TIMER RELAY, DISCHARGE VALVE CLOSED | BOP,JB75
XT0340 | 1066730-7,1066730-8,1067996-4 | TERMINAL BLOCK, SPRING, 4 CONDUCTOR,30-12 AWG (0.05-3.31 MM2),NON-IS | BOP,JB75
XT0380 | 1066730-7,1066730-8,1067996-4 | TERMINAL BLOCK, SPRING, 4 CONDUCTOR,30-12 AWG (0.05-3.31 MM2),NON-IS | BOP,JB75
XT0391 | 1066730-7 | TERMINAL BLOCK, SPRING, 4 CONDUCTOR,30-12 AWG (0.05-3.31 MM2),NON-IS | BOP,JB75
XT0572 | 1066730-7,1066730-8,1067996-4 | TERMINAL BLOCK, SPRING, 4 CONDUCTOR,30-12 AWG (0.05-3.31 MM2),NON-IS | BOP,JB75
XT0573 | 1066730-10,1066730-9,1067996-4 | DIODE TERMINAL STRIP, 4 CONDUCTOR | BOP,JB75
XT0580 | 1066730-16,1066730-17,1066730-18 | TERMINAL STRIP, 2 CONDUCTOR | BOP,JB75
AF0061 | 2684693-17,2684693-25 | 5094-OB8XT, 8 DISCRETE OUTPUT | CONTROL PANEL B, JB70
AF0062 | 2684693-17,2684693-25 | 5094-OB8XT, 8 DISCRETE OUTPUT | CONTROL PANEL B, JB70
AF0063 | 2684693-17,2684693-23 | 5094-IB16XT, 16 DISCRETE INPUT | CONTROL PANEL B, JB70
AF0064 | 2684693-18,2684693-30 | 5094-IF4IHSXT, 4 ANALOG INPUT, S | CONTROL PANEL B, JB70
AF0065 | 2684693-18,2684693-30 | 5094-IF4IHSXT, 4 ANALOG INPUT, S | CONTROL PANEL B, JB70
AF0066 | 2684693-18,2684693-27 | 5094-OF8IHXT, 8 ANALOG OUTPUT, ISOLATED | CONTROL PANEL B, JB70
AF0067 | 2684693-17,2684693-25 | 5094-OB8XT, 8 DISCRETE OUTPUT | CONTROL PANEL B, JB70
AF0068 | 2684693-21,2684693-36 | 5094-IRT8SXT, 8 RTD/TC ANALOG INPUT, S | CONTROL PANEL B, JB70
AF0071 | 2684693-18,2684693-32 | 5094-IJ2ISXT, 2 FAST COUNTER INPUT, S | CONTROL PANEL B, JB70
AF0072 | 2684693-18,2684693-30 | 5094-IF4IHSXT, 4 ANALOG INPUT, S | CONTROL PANEL B, JB70
AF0073 | 2684693-21,2684693-36 | 5094-IRT8SXT, 8 RTD/TC ANALOG INPUT, S | CONTROL PANEL B, JB70
AF0074 | 2684693-18,2684693-56 | 5094-IF8IHXT, 8 ANALOG INPUT, ISOLATED | CONTROL PANEL B, JB70
AF0075 | 2684693-18,2684693-30 | 5094-IF4IHSXT, 4 ANALOG INPUT, S | CONTROL PANEL B, JB70
AF0076 | 2684693-18,2684693-55 | 5094-OB16SXT, 16 DISCRETE OUTPUT, S | CONTROL PANEL B, JB70
AF0077 | 2684693-19,2684693-33 | 5094-IY8XT, 8 ANALOG INPUT, TC/RTD/ I&V | CONTROL PANEL B, JB70
AF0078 | 2684693-18,2684693-32 | 5094-IJ2ISXT, 2 FAST COUNTER INPUT, S | CONTROL PANEL B, JB70
AU0060 | 2684693-22 | 5094-AENTRXT, FLEX 5000 I/O | CONTROL PANEL B, JB70
AU0070 | 2684693-22 | 5094-AENTRXT, FLEX 5000 I/O | CONTROL PANEL B, JB70
FU0060 | 1043265-1,1043265-5 | FUSE, 10A | CONTROL PANEL B, JB70
FU0061 | 1043265-1,1043265-5 | FUSE, 10A | CONTROL PANEL B, JB70
FU0062 | 1043265-1,1043265-5 | FUSE, 10A | CONTROL PANEL B, JB70
FU0063 | 1043265-1,1043265-5 | FUSE, 10A | CONTROL PANEL B, JB70
FU0064 | 1043265-1,1043265-5 | FUSE, 10A | CONTROL PANEL B, JB70
FU0070 | 1043265-1,1043265-5 | FUSE, 10A | CONTROL PANEL B, JB70
FU0071 | 1043265-1,1043265-5 | FUSE, 10A | CONTROL PANEL B, JB70
GR0231 | [2]903849C1 | RAIL GROUND, DIN RAIL GROUNDING | CONTROL PANEL B, JB70
GR0232 | 903849C1 | RAIL GROUND, DIN RAIL GROUNDING | CONTROL PANEL B, JB70
GR0233 | 903849C1 | RAIL GROUND, DIN RAIL GROUNDING | CONTROL PANEL B, JB70
IEG0230 | 232941-300 | BUS BAR, PANEL B - INSTRUMENT EARTH GROUNDING | CONTROL PANEL B, JB70
KA0130 | 1061979-1 | RELAY, LOWSPEED/OPEN PROBE SETPOINT | CONTROL PANEL B, JB70
KA0131 | 1061979-1 | RELAY, CONTROLLER ACTIVE | CONTROL PANEL B, JB70
KA0132 | 1061979-1 | RELAY, CONTROLLER ACTIVE | CONTROL PANEL B, JB70
KA0133 | 1061979-1 | RELAY, POST LUBE NOT REQUIRED | CONTROL PANEL B, JB70
KA0134 | 1061979-1 | RELAY, BACKUP COMMAND OFF | CONTROL PANEL B, JB70
KA0136 | 1061979-1 | RELAY, LUBE OIL HEADER PRESSURE HIGH | CONTROL PANEL B, JB70
KA0137 | 1061979-1 | RELAY, LUBE PUMP INHIBIT | CONTROL PANEL B, JB70
KA0138 | 1061979-1 | RELAY, BACKUP LUBE OIL PUMP OFF | CONTROL PANEL B, JB70
KA0141 | 1061979-1 | RELAY, CONTROLLER ACTIVE | CONTROL PANEL B, JB70
KA0144 | 1061979-1 | RELAY, AC PRE-POST PUMP | CONTROL PANEL B, JB70
KA0176 | 1061979-1 | RELAY, VENTILATION REQUIRED | CONTROL PANEL B, JB70
KA0221 | 1061979-1 | RELAY, PRIMARY GAS FUEL SHUTOFF VALVE | CONTROL PANEL B, JB70
KA0222 | 1061979-1 | RELAY, SECONDARY GAS FUEL SHUTOFF VALVE | CONTROL PANEL B, JB70
KA0224 | 1061979-1 | RELAY, EMERGERNCY SHUTDOWN ACTIVE | CONTROL PANEL B, JB70
KA0230 | 1061979-1 | RELAY, CONTROLLER ACTIVE | CONTROL PANEL B, JB70
KA0231 | 1061979-1 | RELAY, CONTROLLER ACTIVE | CONTROL PANEL B, JB70
KA0232 | 1061979-1 | RELAY, CONTROLLER ACTIVE | CONTROL PANEL B, JB70
KA0233 | 1061979-1 | RELAY, CONTROLLER ACTIVE | CONTROL PANEL B, JB70
KA0234 | 1061979-1 | RELAY, CONTROLLER ACTIVE | CONTROL PANEL B, JB70
KA0235 | 1061979-1 | RELAY, NO EMERGENCY SHUTDOWN SUMMARY | CONTROL PANEL B, JB70
KA0236 | 1061979-1 | RELAY, NO EMERGENCY SHUTDOWN SUMMARY | CONTROL PANEL B, JB70
KA0237 | 1061979-1 | RELAY, NO EMERGENCY SHUTDOWN SUMMARY | CONTROL PANEL B, JB70
KA0238 | 1061979-1 | RELAY, NO EMERGENCY SHUTDOWN SUMMARY | CONTROL PANEL B, JB70
KA0239 | 1061979-1 | RELAY, NO EMERGENCY SHUTDOWN SUMMARY | CONTROL PANEL B, JB70
KA0240 | 1061979-1 | RELAY, NO EMERGENCY SHUTDOWN SUMMARY | CONTROL PANEL B, JB70
KA0241 | 1061979-1 | RELAY, BACKUP SYSTEM RESET | CONTROL PANEL B, JB70
KA0242 | 1061979-1 | RELAY, BACKUP SYSTEM RESET | CONTROL PANEL B, JB70
KA0243 | 1061979-1 | RELAY, NO FIRE DETECTED | CONTROL PANEL B, JB70
KA0244 | 1061979-1 | RELAY, NO FIRE DETECTED | CONTROL PANEL B, JB70
KA0245 | 1061979-1 | RELAY, NO GAS DETECTED | CONTROL PANEL B, JB70
KA0246 | 1061979-1 | RELAY, NO FIRE DETECTED | CONTROL PANEL B, JB70
KA0247 | 1061979-1 | RELAY, NO FIRE DETECTED | CONTROL PANEL B, JB70
KA0248 | 1061979-1 | RELAY, NO EMERGENCY SHUTDOWN SUMMARY | CONTROL PANEL B, JB70
KA0249 | 1061979-1 | RELAY, NO GAS DETECTED | CONTROL PANEL B, JB70
KA0250 | 1061979-1 | RELAY, NO EMERGENCY SHUTDOWN SUMMARY | CONTROL PANEL B, JB70
KA1020 | 1061979-1 | RELAY, IGNITION START | CONTROL PANEL B, JB70
KT0140 | 2651077-1 | TIMER RELAY, BACKUP PUMP POST LUBE OFF CYCLE | CONTROL PANEL B, JB70
KT0141 | 2651077-1 | TIMER RELAY, BACKUP POST LUBE CONTINUOUS | CONTROL PANEL B, JB70
KT0142 | 2651077-1 | TIMER RELAY, TOTAL POST LUBE | CONTROL PANEL B, JB70
KT0143 | 2651077-1 | TIMER RELAY, BACKUP PUMP POST LUBE ON CYCLE | CONTROL PANEL B, JB70
KT0144 | 2651077-1 | TIMER RELAY, HEADER PRESSURE HIGH BACKUP PUMP OFF | CONTROL PANEL B, JB70
KT0145 | 2651077-1 | TIMER RELAY, FIRE DETECTED ROLLDOWN LUBE | CONTROL PANEL B, JB70
KT0146 | 2651077-3 | TIMER RELAY, WATCHDOG | CONTROL PANEL B, JB70
UA1200 | 1053834-61 | SIGNAL CONVERTER, BACKUP OVERSPEED | CONTROL PANEL B, JB70
XT0060 | 1066730-7,1066730-8,1067996-4 | TERMINAL BLOCK, SPRING, 4 CONDUCTOR,30-12 AWG (0.05-3.31 MM2),NON-IS | CONTROL PANEL B, JB70
XT0070 | 1066730-7,1066730-8,1067996-4 | TERMINAL BLOCK, SPRING, 4 CONDUCTOR,30-12 AWG (0.05-3.31 MM2),NON-IS | CONTROL PANEL B, JB70
XT0236 | 1066730-7,1066730-8,1067996-82 | TERMINAL BLOCK, SPRING, 4 CONDUCTOR,30-12 AWG (0.05-3.31 MM2),NON-IS | CONTROL PANEL B, JB70
XT0237 | 1066730-10,1066730-9,1067996-4 | DIODE TERMINAL STRIP, 4 CONDUCTOR | CONTROL PANEL B, JB70
XT0240 | 1066730-7,1066730-8,1067996-4 | TERMINAL BLOCK, SPRING, 4 CONDUCTOR,30-12 AWG (0.05-3.31 MM2),NON-IS | CONTROL PANEL B, JB70
CCAT0170 | CUSTOMER DEFINED | CUSTOMER CONNECTION, TROUBLE ALARM SIGNAL | CUSTOMER FIRE AND GAS SIGNALS
CCKA0982 | CUSTOMER DEFINED | CUSTOMER CONNECTION, FIRE DETECTED SIGNAL | CUSTOMER FIRE AND GAS SIGNALS
CCKA0984 | CUSTOMER DEFINED | CUSTOMER CONNECTION, GAS DETECTED SIGNAL | CUSTOMER FIRE AND GAS SIGNALS
AT1100 | 1577354-4502 | WORKSTATION, VERSA VIEW 1200H | DOOR,JB70
HA0472 | 1103208-101 | HORN, AUDIBLE ALARM | DOOR,JB70
HL0171 | 2380746-7 | LIGHT, FIRE SYSTEM AUTO, GREEN | DOOR,JB70
HL0172 | 2380746-7 | LIGHT, FIRE SYSTEM INHIBIT, AMBER | DOOR,JB70
HL0173 | 2380746-7 | LIGHT, FIRE SYSTEM DISCHARGED, RED | DOOR,JB70
SA0170 | 2380746-9 | SELECTOR SWITCH, FIRE SYSTEM AUTO/INHIBIT | DOOR,JB70
SA0471 | 2380746-2 | SELECTOR SWITCH, SPEED/LOAD | DOOR,JB70
SA0473 | 2380746-5 | SELECTOR SWITCH, OFF/LOC/AUX | DOOR,JB70
SA0474 | 2380746-2 | SELECTOR SWITCH, SURGE VALVE | DOOR,JB70
SB0170 | 2380746-10 | PUSHBUTTON SWITCH, MANUAL RELEASE | DOOR,JB70
SB0471 | 2380746-1 | PUSHBUTTON SWITCH, HORN SILENCE | DOOR,JB70
SB0472 | 2380746-4 | PUSHBUTTON SWITCH, EMERGENCY STOP | DOOR,JB70
SB0473 | 2380746-1 | PUSHBUTTON SWITCH, ACKNOWLEDGE | DOOR,JB70
SB0474 | 2380746-1 | PUSHBUTTON SWITCH, RESET | DOOR,JB70
SH0470 | 2380746-3 | LIGHTED SWITCH, STOP/STOPPING, RED | DOOR,JB70
SH0471 | 2380746-3 | LIGHTED SWITCH, START/STARTING, GREEN | DOOR,JB70
SH0472 | 2380746-3 | LIGHTED SWITCH, BACKUP SYSTEM ACTIVE/RESET, AMBER | DOOR,JB70
AT0170 | 1056244-29 | CONTROLLER, EAGLE QUANTUM PREMIER | FIRE PNL,JB70
FU0170 | 1043265-1,1043265-6 | FUSE, 15A | FIRE PNL,JB70
GR0171 | 903849C1 | RAIL GROUND, DIN RAIL GROUNDING | FIRE PNL,JB70
RR0175A | 912137C1 | RESISTOR, 10K OHM | FIRE PNL,JB70
RR0175D | 912137C1 | RESISTOR, 10K OHM | FIRE PNL,JB70
RR0175I | 912137C1 | RESISTOR, 10K OHM | FIRE PNL,JB70
RR0175M | 912137C1 | RESISTOR, 10K OHM | FIRE PNL,JB70
RR0178 | 912137C1 | RESISTOR, 10K OHM | FIRE PNL,JB70
UV0170 | 1056244-2 | POWER SUPPLY, EAGLE QUANTUM PREMIER | FIRE PNL,JB70
VD0175A | 960592C1 | DIODE, 15 pF | FIRE PNL,JB70
VD0175D | 960592C1 | DIODE, 15 pF | FIRE PNL,JB70
VD0175I | 960592C1 | DIODE, 15 pF | FIRE PNL,JB70
VD0178 | 960592C1 | DIODE, 15 pF | FIRE PNL,JB70
XT0170 | 1066730-7,1066730-8,1067996-11 | TERMINAL BLOCK, SPRING, 4 CONDUCTOR,30-12 AWG (0.05-3.31 MM2),NON-IS | FIRE PNL,JB70
XT0174 | 1066730-7 | TERMINAL BLOCK, SPRING, 4 CONDUCTOR,30-12 AWG (0.05-3.31 MM2),NON-IS | FIRE PNL,JB70
CCKA2160 | CUSTOMER DEFINED | CUSTOMER CONNECTION, CLOSE GAS BLOCK VALVE | GAS FUEL BLOCK BLEED VALVE
CCKA2161 | CUSTOMER DEFINED | CUSTOMER CONNECTION, OPEN GAS BLEED VALVE | GAS FUEL BLOCK BLEED VALVE
AF0400 | 1322418-31,1322418-40,1322418-72,1322418-73 | 1444-TSCX02-02RB, 2-CH TACHOMETER INPUT^DYNAMIX 1444 VIBRATION | JB5
AF0410 | 1322418-11,1322418-20,1322418-70,1322418-71 | 1444-DYN04-01RA, 4-CH VIBRATION INPUT^DYNAMIX 1444 VIBRATION | JB5
AF0420 | 1322418-11,1322418-20,1322418-70,1322418-71 | 1444-DYN04-01RA, 4-CH VIBRATION INPUT^DYNAMIX 1444 VIBRATION | JB5
AF0430 | 1322418-11,1322418-20,1322418-70,1322418-71 | 1444-DYN04-01RA, 4-CH VIBRATION INPUT^DYNAMIX 1444 VIBRATION | JB5
AF0450 | 1322418-11,1322418-20,1322418-70,1322418-71 | 1444-DYN04-01RA, 4-CH VIBRATION INPUT^DYNAMIX 1444 VIBRATION | JB5
FU0110 | 1043265-1,1043265-7 | FUSE, 20A | JB5
FU0113 | 1043265-1,1043265-4 | FUSE, 5A | JB5
GR0113 | [2]903849C1 | RAIL GROUND, DIN RAIL GROUNDING | JB5
IEG0110 | 232941-200 | BUS BAR, ENGINE VIBRATION - INSTRUMENT EARTH GROUNDING | JB5
UA1210 | 190817-14 | PROXIMITOR, ENGINE BEARING #1^(GAS PRODUCER X-AXIS) | JB5
UA1211 | 190817-14 | PROXIMITOR, ENGINE BEARING #1^(GAS PRODUCER Y-AXIS) | JB5
UA1220 | 190817-14 | PROXIMITOR, ENGINE BEARING #2^(GAS PRODUCER X-AXIS) | JB5
UA1221 | 190817-14 | PROXIMITOR, ENGINE BEARING #2^(GAS PRODUCER Y-AXIS) | JB5
UA1230 | 190817-14 | PROXIMITOR, ENGINE BEARING #3^(GAS PRODUCER X-AXIS) | JB5
UA1231 | 190817-14 | PROXIMITOR, ENGINE BEARING #3^(GAS PRODUCER Y-AXIS) | JB5
UA1262 | 190817-14 | PROXIMITOR, ENGINE BEARING AXIAL^(GAS PRODUCER Z-AXIS) | JB5
UA1263 | 190817-14 | PROXIMITOR, ENGINE KEYPHASOR^(GAS PRODUCER) | JB5
UA1520 | 1105411-11 | SIGNAL CONVERTER, BAM 2 SIGNAL CONDITIONER | JB5
XT0110 | 1066730-7,1066730-8,1067996-4 | TERMINAL BLOCK, SPRING, 4 CONDUCTOR,30-12 AWG (0.05-3.31 MM2),NON-IS | JB5
XT0400 | 1066730-1,1066730-2,1066730-3 | TERMINAL STRIP, 4 CONDUCTOR | JB5
XT1521 | 1066730-7,1066730-8,1067996-4 | TERMINAL BLOCK, SPRING, 4 CONDUCTOR,30-12 AWG (0.05-3.31 MM2),NON-IS | JB5
AF0500 | 1322418-31,1322418-40,1322418-72,1322418-73 | 1444-TSCX02-02RB, 2-CH TACHOMETER INPUT^DYNAMIX 1444 VIBRATION | JB73
AF0510 | 1322418-11,1322418-20,1322418-70,1322418-71 | 1444-DYN04-01RA, 4-CH VIBRATION INPUT^DYNAMIX 1444 VIBRATION | JB73
AF0520 | 1322418-11,1322418-20,1322418-70,1322418-71 | 1444-DYN04-01RA, 4-CH VIBRATION INPUT^DYNAMIX 1444 VIBRATION | JB73
AF1201 | 2684693-17,2684693-25 | 5094-OB8XT, 8 DISCRETE OUTPUT | JB73
AF1202 | 2684693-17,2684693-23 | 5094-IB16XT, 16 DISCRETE INPUT | JB73
AF1203 | 2684693-18,2684693-56 | 5094-IF8IHXT, 8 ANALOG INPUT, ISOLATED | JB73
AF1204 | 2684693-18,2684693-30 | 5094-IF4IHSXT, 4 ANALOG INPUT, S | JB73
AF1205 | 2684693-18,2684693-30 | 5094-IF4IHSXT, 4 ANALOG INPUT, S | JB73
AF1206 | 2684693-21,2684693-36 | 5094-IRT8SXT, 8 RTD/TC ANALOG INPUT, S | JB73
AF1207 | 2684693-18,2684693-28 | 5094-IB16SXT, 16 DISCRETE INPUT, S | JB73
AF1208 | 2684693-19,2684693-33 | 5094-IY8XT, 8 ANALOG INPUT, TC/RTD/ I&V | JB73
AF1209 | 2684693-19,2684693-33 | 5094-IY8XT, 8 ANALOG INPUT, TC/RTD/ I&V | JB73
AF1210 | 2684693-18,2684693-56 | 5094-IF8IHXT, 8 ANALOG INPUT, ISOLATED | JB73
AF1211 | 2684693-18,2684693-56 | 5094-IF8IHXT, 8 ANALOG INPUT, ISOLATED | JB73
AU1200 | 2684693-50 | 5094-AEN2TR, FLEX 5000 I/O | JB73
FU0120 | 1043265-1,1043265-5 | FUSE, 10A | JB73
FU0121 | 1043265-1,1043265-5 | FUSE, 10A | JB73
FU0130 | 1043265-1,1043265-7 | FUSE, 20A | JB73
FU0133 | 1043265-1,1043265-4 | FUSE, 5A | JB73
GR0120 | 903849C1 | RAIL GROUND, DIN RAIL GROUNDING | JB73
GR0121 | 903849C1 | RAIL GROUND, DIN RAIL GROUNDING | JB73
GR0124 | 903849C1 | RAIL GROUND, DIN RAIL GROUNDING | JB73
IEG0130 | 232941-110 | BUS BAR, HP CPSR - INSTRUMENT EARTH GROUNDING | JB73
KA0120 | 1061979-1 | RELAY, CONTROLLER ACTIVE | JB73
KA4401 | 1061979-1 | RELAY, CASE DEPRESSURIZED | JB73
SB0472A | 2380746-4 | PUSHBUTTON SWITCH, EMERGENCY STOP | JB73
WC1200 | 2684693-54 |  | JB73
XT0121 | 1066730-7,1066730-8,1067996-4 | TERMINAL BLOCK, SPRING, 4 CONDUCTOR,30-12 AWG (0.05-3.31 MM2),NON-IS | JB73
XT0130 | 1066730-7,1066730-8,1067996-4 | TERMINAL BLOCK, SPRING, 4 CONDUCTOR,30-12 AWG (0.05-3.31 MM2),NON-IS | JB73
XT0500 | 1066730-1,1066730-2 | TERMINAL STRIP, 4 CONDUCTOR | JB73
XT0520 | 1066730-16,1066730-8,1067996-4 | TERMINAL STRIP, 2 CONDUCTOR | JB73
XT0845 | 1066730-7,1066730-8,1067996-82 | TERMINAL BLOCK, SPRING, 4 CONDUCTOR,30-12 AWG (0.05-3.31 MM2),NON-IS | JB73
BA1212 | 1337728-12 | SWITCH, ETAP, DLR INTERFACE | JB74,LEFT RAIL
FU1212 | 1043265-1,1043265-3 | FUSE, 2A | JB74,LEFT RAIL
GR0182 | 903849C1 | RAIL GROUND, DIN RAIL GROUNDING | JB74,LEFT RAIL
KA3220 | 1061979-1 | RELAY, LUBE OIL COOLER FAN | JB74,LEFT RAIL
XT4875 | DRIVEN COMMON | TERMINAL STRIP, HP COMPRESSOR CASE PRESSURE | JB75
BA1213 | 1337728-12 | SWITCH, ETAP, DLR INTERFACE | JB75,LEFT RAIL
FU1213 | 1043265-1,1043265-3 | FUSE, 2A | JB75,LEFT RAIL
GR0382 | 903849C1 | RAIL GROUND, DIN RAIL GROUNDING | JB75,LEFT RAIL
CCBA0700 | SUPPLIER DEFINED | CUSTOMER CONNECTION, FOR ETHERNET CONNECTION | PANEL
CCSPARE02 | CUSTOMER DEFINED | CUSTOMER CONNECTION, SPARE | PANEL
CCSPARE03 | CUSTOMER DEFINED | CUSTOMER CONNECTION, SPARE | PANEL
CCSPARE04 | CUSTOMER DEFINED | CUSTOMER CONNECTION, SPARE | PANEL
CCSPARE05 | CUSTOMER DEFINED | CUSTOMER CONNECTION, SPARE | PANEL
CCSPARE06 | CUSTOMER DEFINED | CUSTOMER CONNECTION, SPARE | PANEL
CCSPARE07 | CUSTOMER DEFINED | CUSTOMER CONNECTION, SPARE | PANEL
CCSPARE08 | CUSTOMER DEFINED | CUSTOMER CONNECTION, SPARE | PANEL
CCSPARE09 | CUSTOMER DEFINED | CUSTOMER CONNECTION, SPARE | PANEL
XS-620 | CUSTOMER DEFINED | CUSTOMER CONNECTION, FG HEATER REMOTE ON/OFF | PANEL
XS-630 | CUSTOMER DEFINED | CUSTOMER CONNECTION, PRE-HEATER REMOTE ON/OFF | PANEL
AF0081 | 2684693-18,2684693-28 | 5094-IB16SXT, 16 DISCRETE INPUT, S | PANEL A
AF0082 | 2684693-17,2684693-23 | 5094-IB16XT, 16 DISCRETE INPUT | PANEL A
AF0083 | 2684693-19,2684693-33 | 5094-IY8XT, 8 ANALOG INPUT, TC/RTD/ I&V | PANEL A
AF0084 | 2684693-19,2684693-33 | 5094-IY8XT, 8 ANALOG INPUT, TC/RTD/ I&V | PANEL A
AF0085 | 2684693-18,2684693-56 | 5094-IF8IHXT, 8 ANALOG INPUT, ISOLATED | PANEL A
AF0086 | 2684693-18,2684693-56 | 5094-IF8IHXT, 8 ANALOG INPUT, ISOLATED | PANEL A
AF0087 | 2684693-17,2684693-23 | 5094-IB16XT, 16 DISCRETE INPUT | PANEL A
AF0088 | 2684693-18,2684693-56 | 5094-IF8IHXT, 8 ANALOG INPUT, ISOLATED | PANEL A
AF0091 | 2684693-17,2684693-23 | 5094-IB16XT, 16 DISCRETE INPUT | PANEL A
AF0092 | 2684693-17,2684693-24 | 5094-OB16XT, 16 DISCRETE OUTPUT | PANEL A
AF0093 | 2684693-17,2684693-24 | 5094-OB16XT, 16 DISCRETE OUTPUT | PANEL A
AF0094 | 2684693-19,2684693-33 | 5094-IY8XT, 8 ANALOG INPUT, TC/RTD/ I&V | PANEL A
AF0095 | 2684693-17,2684693-25 | 5094-OB8XT, 8 DISCRETE OUTPUT | PANEL A
AF0096 | 2684693-21,2684693-36 | 5094-IRT8SXT, 8 RTD/TC ANALOG INPUT, S | PANEL A
AF0097 | 2684693-18,2684693-53 | 5094-IJ2IXT, 2 FAST COUNTER INPUT, S | PANEL A
AU0080 | 2684693-22 | 5094-AENTRXT, FLEX 5000 I/O | PANEL A
AU0090 | 2684693-22 | 5094-AENTRXT, FLEX 5000 I/O | PANEL A
FU0010 | 1043265-1,1043265-5 | FUSE, 10A | PANEL A
FU0011 | 1043265-1,1043265-7 | FUSE, 20A | PANEL A
FU0012 | 1043265-1,1043265-5 | FUSE, 10A | PANEL A
FU0013 | 1043265-1,1043265-5 | FUSE, 10A | PANEL A
FU0014 | 1043265-1,1043265-5 | FUSE, 10A | PANEL A
FU0015 | 1043265-1,1043265-5 | FUSE, 10A | PANEL A
FU0016 | 1043265-1,1043265-5 | FUSE, 10A | PANEL A
FU0017 | [2]1043265-1,[2]1043265-5 | FUSE, 10A | PANEL A
FU0080 | 1043265-1,1043265-5 | FUSE, 10A | PANEL A
FU0090 | 1043265-1,1043265-5 | FUSE, 10A | PANEL A
FU0091 | 1043265-1,1043265-5 | FUSE, 10A | PANEL A
FU0092 | 1043265-1,1043265-5 | FUSE, 10A | PANEL A
FU0093 | 1043265-1,1043265-5 | FUSE, 10A | PANEL A
FU0135 | 1043265-1,1043265-9 | FUSE, 30A | PANEL A
FU0136 | 1043265-1,1043265-9 | FUSE, 30A | PANEL A
FU0137 | 1043265-1,1043265-7 | FUSE, 20A | PANEL A
FU0139 | 1043265-1,1043265-4 | FUSE, 5A | PANEL A
FU0210 | 1043265-1,1043265-7 | FUSE, 20A | PANEL A
FU0211 | 1043265-1,1043265-4 | FUSE, 5A | PANEL A
FU0212 | 1043265-1,1043265-3 | FUSE, 2A | PANEL A
GR0131 | 903849C1 | RAIL GROUND, DIN RAIL GROUNDING | PANEL A
GR0132 | 903849C1 | RAIL GROUND, DIN RAIL GROUNDING | PANEL A
GR0133 | [2]903849C1 | RAIL GROUND, DIN RAIL GROUNDING | PANEL A
GR0134 | [2]903849C1 | RAIL GROUND, DIN RAIL GROUNDING | PANEL A
KA0135 | 1061979-1 | RELAY, AC PRE/POST PUMP DRIVE | PANEL A
KA0140 | 1061979-1 | RELAY, LUBE OIL PRESSURE ESTABLISHED | PANEL A
KA0177 | 1061979-1 | RELAY, VENTILATION REQUIRED | PANEL A
KA1306 | 1061979-1 | RELAY, TURNING GEAR MOTOR ON | PANEL A
KA2160 | 1061979-1 | RELAY, CLOSE GAS BLOCK VALVE | PANEL A
KA2161 | 1061979-1 | RELAY, OPEN GAS BLEED VALVE | PANEL A
KA3103 | 1061979-1 | RELAY, LUBE OIL TANK HEATER | PANEL A
KA401 | 1061979-1 | RELAY, HAL-410 MOTOR 1 ON/OFF | PANEL A
KA402 | 1061979-1 | RELAY, HAL-410 MOTOR 2 ON/OFF | PANEL A
KA403 | 1061979-1 | RELAY, HAL-420 MOTOR 1 ON/OFF | PANEL A
KA404 | 1061979-1 | RELAY, HAL-420 MOTOR 2 ON/OFF | PANEL A
KA405 | 1061979-1 | RELAY, HAL-430 MOTOR 1 ON/OFF | PANEL A
KA406 | 1061979-1 | RELAY, HAL-430 MOTOR 2 ON/OFF | PANEL A
KA407 | 1061979-1 | RELAY, HAL-440 MOTOR 1 ON/OFF | PANEL A
KA408 | 1061979-1 | RELAY, HAL-440 MOTOR 2 ON/OFF | PANEL A
KA6211 | 1061979-1 | RELAY, DRIVER ENCLOSURE^VENT FAN #1 | PANEL A
KA6212 | 1061979-1 | RELAY, DRIVER ENCLOSURE^VENT FAN #2 | PANEL A
KA6241 | 1061979-1 | RELAY, EXHAUST ENCLOSURE^VENT FAN #1 | PANEL A
PC0470 | 2271605-1 | TIMER/COUNTER, ENGINE HOUR / START COUNTER | PANEL A
PEG0130 | 232941-300 | BUS BAR, PANEL A - POWER EARTH GROUNDING | PANEL A
RR0851 | 981090C1 | RESISTOR, 3.01K OHM | PANEL A
RR0852 | 981089C1 | RESISTOR, 1.0K OHM | PANEL A
UJ0131 | 1286570-1 | POWER CONVERTER, AC/DC INPUT TO 28V DC OUTPUT | PANEL A
VD6211 | 960592C1 | DIODE, 15 pF | PANEL A
VD6212 | 960592C1 | DIODE, 15 pF | PANEL A
VD6241 | 960592C1 | DIODE, 15 pF | PANEL A
VD6242 | 1015693 | DUAL DIODE, REDUNDANT POWER | PANEL A
XT0011 | 1066730-16,1066730-17,1066730-18 | TERMINAL STRIP, 2 CONDUCTOR | PANEL A
XT0014 | [2]1247052-1 | BUS BAR, SYSTEM FUNCTION (USE) | PANEL A
XT0080 | 1066730-7,1066730-8,1067996-4 | TERMINAL BLOCK, SPRING, 4 CONDUCTOR,30-12 AWG (0.05-3.31 MM2),NON-IS | PANEL A
XT0081 | 1066730-4,1066730-7,1066730-8 | TERMINAL BLOCK, SPRING, 4 CONDUCTOR,30-12 AWG (0.05-3.31 MM2),NON-IS | PANEL A
XT0085 | 1066730-7,1066730-8,1067996-4 | TERMINAL BLOCK, SPRING, 4 CONDUCTOR,30-12 AWG (0.05-3.31 MM2),NON-IS | PANEL A
XT0086 | 1066730-16,1066730-17,1066730-18 | TERMINAL STRIP, 2 CONDUCTOR | PANEL A
XT0134 | 1066730-16,1066730-17,1066730-18 | TERMINAL STRIP, 2 CONDUCTOR | PANEL A
XT0135 | 1066730-7,1066730-8,1067996-4 | TERMINAL BLOCK, SPRING, 4 CONDUCTOR,30-12 AWG (0.05-3.31 MM2),NON-IS | PANEL A
XT0136 | 1066730-7,1066730-8,1067996-82 | TERMINAL BLOCK, SPRING, 4 CONDUCTOR,30-12 AWG (0.05-3.31 MM2),NON-IS | PANEL A
XT0138 | 1066730-16,1066730-17,1066730-18 | TERMINAL STRIP, 2 CONDUCTOR | PANEL A
XT0139 | 1066730-7,1066730-8,1067996-4 | TERMINAL BLOCK, SPRING, 4 CONDUCTOR,30-12 AWG (0.05-3.31 MM2),NON-IS | PANEL A
XT0171 | 1066730-7,1066730-8,1067996-11 | TERMINAL BLOCK, SPRING, 4 CONDUCTOR,30-12 AWG (0.05-3.31 MM2),NON-IS | PANEL A
XT0231 | 1066730-7,1066730-8,1067996-4 | TERMINAL BLOCK, SPRING, 4 CONDUCTOR,30-12 AWG (0.05-3.31 MM2),NON-IS | PANEL A
XT0232 | 1066730-7,1066730-8,1067996-4 | TERMINAL BLOCK, SPRING, 4 CONDUCTOR,30-12 AWG (0.05-3.31 MM2),NON-IS | PANEL A
XT0233 | 1066730-7,1066730-8,1067996-4 | TERMINAL BLOCK, SPRING, 4 CONDUCTOR,30-12 AWG (0.05-3.31 MM2),NON-IS | PANEL A
XT0235 | 1066730-7,1066730-8,1067996-4 | TERMINAL BLOCK, SPRING, 4 CONDUCTOR,30-12 AWG (0.05-3.31 MM2),NON-IS | PANEL A
AP0601 | [2]1089241-20 | MODULE, BLANK FILLER | PLC
AP0602 | 1089241-40 | 1756-EN2TRXT, ETHERNET | PLC
AP0603 | 1089241-40 | 1756-EN2TRXT, ETHERNET | PLC
AP0604 | 1089241-20 | MODULE, BLANK FILLER | PLC
AP0605 | 1089241-20 | MODULE, BLANK FILLER | PLC
AP0606 | 1089241-20 | MODULE, BLANK FILLER | PLC
AP0607 | 1089241-36 | 1756-EN2TXT, ETHERNET | PLC
AP0608 | 1089241-36 | 1756-EN2TXT, ETHERNET | PLC
AP0609 | 1089241-36 | 1756-EN2TXT, ETHERNET | PLC
AR0600 | 1057900,1059465,1089241-42,1103759,19298R1,22652R1 | RACK CHASSIS, 1756-A10XT (10 SLOT) | PLC
AT0600 | 1089241-43 | 1756-L83EXTS, CONTROLLER^GUARDLOGIX | PLC
AT0680 | 1634974-100 | GATEWAY MODULE, TURBOTRONIC GATEWAY | PLC
FU0680 | 1043265-1,1043265-4 | FUSE, 5A | PLC
GR0234 | [2]903849C1 | RAIL GROUND, DIN RAIL GROUNDING | PLC
UV0600 | 1089241-28 | POWER SUPPLY, RSLOGIX CHASSIS | PLC
XT0680 | 1066730-7,1066730-8,1067996-4 | TERMINAL BLOCK, SPRING, 4 CONDUCTOR,30-12 AWG (0.05-3.31 MM2),NON-IS | PLC
FU0019 | 1043265-1,1043265-7 | FUSE, 20A | POWER SUPPLY BOX
FU0031 | 1043265-1,1043265-9 | FUSE, 30A | POWER SUPPLY BOX
GR0030 | 903849C1 | RAIL GROUND, DIN RAIL GROUNDING | POWER SUPPLY BOX
GR0031 | 903849C1 | RAIL GROUND, DIN RAIL GROUNDING | POWER SUPPLY BOX
UJ0031 | 1286570-1 | POWER CONVERTER, AC/DC INPUT TO 28V DC OUTPUT | POWER SUPPLY BOX
XT0019 | 1066730-16,1066730-17,1066730-18 | TERMINAL STRIP, 2 CONDUCTOR | POWER SUPPLY BOX
XT0032 | 1066730-16,1066730-17,1066730-18 | TERMINAL STRIP, 2 CONDUCTOR | POWER SUPPLY BOX
XT0033 | 1066730-7,1066730-8,1067996-4 | TERMINAL BLOCK, SPRING, 4 CONDUCTOR,30-12 AWG (0.05-3.31 MM2),NON-IS | POWER SUPPLY BOX
AT0175 | 1056244-5 | 8 CHANNEL ED I/O, EAGLE QUANTUM PREMIER | RAIL,LEFT,JB70
AT0176 | 1056244-5 | 8 CHANNEL ED I/O, EAGLE QUANTUM PREMIER | RAIL,LEFT,JB70
AT0178 | 1056244-5 | 8 CHANNEL ED I/O, EAGLE QUANTUM PREMIER | RAIL,LEFT,JB70
GR1101 | 903849C1 | RAIL GROUND, DIN RAIL GROUNDING | RAIL,LEFT,JB70
KA0172 | 1061979-1 | RELAY, FIRE DETECTED (CUSTOMER) | RAIL,LEFT,JB70
KA0174 | 1061979-1 | RELAY, GAS DETECTED (CUSTOMER) | RAIL,LEFT,JB70
KA0178 | 1061979-1 | RELAY, LOCAL HORN CONTROL (EQP) | RAIL,LEFT,JB70
KA0875 | 1061979-1 | RELAY, LOCAL HORN CONTROL (PLC) | RAIL,LEFT,JB70
KA6510 | 1061979-1 | RELAY, FIRE SYSTEM AUTO/INHIBIT | RAIL,LEFT,JB70
KA6511 | 1061979-1 | RELAY, FIRE SYSTEM AUTO/INHIBIT | RAIL,LEFT,JB70
RR0175S5 | 912137C1 | RESISTOR, 10K OHM | RAIL,LEFT,JB70
RR0176S3 | 912137C1 | RESISTOR, 10K OHM | RAIL,LEFT,JB70
RR0176S4 | 912137C1 | RESISTOR, 10K OHM | RAIL,LEFT,JB70
RR0176S5 | 912137C1 | RESISTOR, 10K OHM | RAIL,LEFT,JB70
RR0176S7 | 912137C1 | RESISTOR, 10K OHM | RAIL,LEFT,JB70
XT0172 | 1066730-7,1066730-8,1067996-11 | TERMINAL BLOCK, SPRING, 4 CONDUCTOR,30-12 AWG (0.05-3.31 MM2),NON-IS | RAIL,LEFT,JB70
BA0607 | 1271449-1 | MEDIA CONVERTER, ETHERNET-FIBER OPTIC | RAIL,RIGHT,JB70
BA0609 | 1271449-1 | MEDIA CONVERTER, ETHERNET-FIBER OPTIC | RAIL,RIGHT,JB70
BA0700 | 1271449-1 | MEDIA CONVERTER, ETHERNET-FIBER OPTIC | RAIL,RIGHT,JB70
BA0800 | 1271449-1 | MEDIA CONVERTER, ETHERNET-FIBER OPTIC | RAIL,RIGHT,JB70
BA1100 | 1337728-10 | SWITCH, ETAP, DLR INTERFACE | RAIL,RIGHT,JB70
FU0007 | 1043265-1,1043265-3 | FUSE, 2A | RAIL,RIGHT,JB70
FU0009 | 1043265-1,1043265-3 | FUSE, 2A | RAIL,RIGHT,JB70
FU0700 | 1043265-1,1043265-3 | FUSE, 2A | RAIL,RIGHT,JB70
FU0800 | 1043265-1,1043265-3 | FUSE, 2A | RAIL,RIGHT,JB70
FU1100 | 1043265-1,1043265-5 | FUSE, 10A | RAIL,RIGHT,JB70
FU1101 | 1043265-1,1043265-4 | FUSE, 5A | RAIL,RIGHT,JB70
GR1000 | 903849C1 | RAIL GROUND, DIN RAIL GROUNDING | RAIL,RIGHT,JB70
GR1100 | 903849C1 | RAIL GROUND, DIN RAIL GROUNDING | RAIL,RIGHT,JB70
UJ1100 | 1088442-4 | POWER CONVERTER, DC/DC INPUT TO 24V DC OUTPUT | RAIL,RIGHT,JB70
XT0005 | 1066730-32,1066730-7,1066730-8,1067996-82 | TERMINAL BLOCK, SPRING, 4 CONDUCTOR,30-12 AWG (0.05-3.31 MM2),NON-IS | RAIL,RIGHT,JB70
XT0137 | 1066730-5,1066730-7,1067996-4 | TERMINAL BLOCK, SPRING, 4 CONDUCTOR,30-12 AWG (0.05-3.31 MM2),NON-IS | RAIL,RIGHT,JB70
XT0291 | 1066730-7 | TERMINAL BLOCK, SPRING, 4 CONDUCTOR,30-12 AWG (0.05-3.31 MM2),NON-IS | RAIL,RIGHT,JB70