## Blue Labels
(SHT 1) SCS 2-BAY DR | (SHT 10) BLNK PNL,RIGHT | (SHT 11) LER 2 | (SHT 12) LER 2 ESTOP | (SHT 13) LER,PNL,REAR | (SHT 14) LER,PNL,LFT | (SHT 16) JB500 PANEL | (SHT 17) JB500,LFT RL | (SHT 18) JB500 RIGHT RAIL | (SHT 2) SCS PNL 1 | (SHT 3) SCS 2 PNL | (SHT 5) SCS BLNK PNL,LEFT | (SHT 6) SCS MONITOR MEDIA | (SHT 7) SCS PLC | (SHT 8) CNTRL A,SCS | (SHT 9) CNTRL B,SCS
EL0275 | GR0151 | EL0273 | SB0500 | FU7040 | XT1036 | XT0332 | BA7030 | KA0269 | HL1752 | HL4752 | GR0161 | GR0120 | UV0600 | BA0020 | BA0040
HA0273 | GR0150 | ZS0273 |  | BA7040 | XT0136 | XT0334 | AU0400 | KA0272 | HL1732 | HL4732 | GR0162 | GR0121 | UV0700 | BA0021 | BA0041
FG0275 |  | FG0273 |  | BA7041 | KA0210 | XT0370 | AF0401 | KA0273 | HL1592 | HL4592 | GR0163 | FU0400 | AR0600 | BA0022 | BA0042
ZS0275 |  |  |  | BA7042 | KA0211 | FU0373 | AF0402 | KA0274 | HL1142 | HL4142 |  | XT0130 | AR0700 | BA0023 | BA0043
|  |  |  | BA7140 | KA0212 | FU0372 | AF0403 | KA0275 | HL1772 | HL4772 |  | FU0110 | AT0600 | BA0024 | BA0044
|  |  |  | BA7141 | KA0213 | FU0371 | AF0404 | KA0276 | HL1751 | HL4751 |  | FU0112 | AP0601 | BA0025 | BA0045
|  |  |  | FU0103 | KA0215 | KA0255 | AF0405 | KA0277 | HL1731 | HL4731 |  | FU0113 | AP0602 | BA0026 | BA0046
|  |  |  | FU0104 | KA0216 | KA0256 | AF0406 | KA0278 | HL1591 | HL4591 |  | FU0114 | AP0603 | BA0027 | BA0047
|  |  |  | FU0105 | KA0217 | KA0257 | AF0407 | KA0279 | HL1141 | HL4141 |  | FU0115 | AP0604 | BA0028 | BA0048
|  |  |  | FU0106 | KA0218 | KA0258 | AF0408 | KA0280 | HL1771 | HL4771 |  | FU0710 | AP0605 | BA0029 | BA0049
|  |  |  | XT0090 | KA0600 | KA0260 | AF0409 | KA0281 | FU0023 | AU0030 |  | XT0275 | AP0606 | BA0030 | BA0050
|  |  |  | GR1033 | KA0601 | KA0261 | AF0410 | KA0282 | FU0024 | AF0031 |  | FU0111 | AT0700 | BA0031 | BA0051
|  |  |  | KA0530 | KA0602 | KA0252 | AF0411 | FU0403 | FU0025 | AF0032 |  | BA0004 | AP0701 | BA0032 | BA0052
|  |  |  | KA0531 | KA0603 | KA0253 | AF0412 | FU0404 | AU0020 | GR0361 |  | BA0005 | AP0702 | BA0033 | BA0053
|  |  |  | KA0532 | KA0604 | KA0254 | AF0413 | FU0405 | AF0021 | SB4542 |  | BA0006 | AP0703 | BA0034 | GR0233
|  |  |  | KA0533 | KA0605 | XT0290 | AF0414 | FU0406 | AF0022 | SB4552 |  | BA0007 | AP0704 | BA0035 | FU0402
|  |  |  | KA0540 | XT0536 | XT0291 | XT0383 | FU0407 | GR0261 | SB4112 |  | BA0008 | AP0705 | BA0036 | XT0132
|  |  |  | KA0541 | XT0537 | XT0381 | GR4470 | FU0408 | SB1542 | SB4102 |  | BA0009 | AP0706 | BA0037 | FU0741
|  |  |  | KA0542 | XT0538 | FU0306 |  | XT0400 | SB1552 | SB4142 |  | BA0010 | FU0606 | GR0134 | FU0240
|  |  |  | KA0543 | KT0554 | KA0250 |  | GR4450 | SB1112 | SB4541 |  | BA0011 | FU0706 | XT0034 | FU0241
|  |  |  | FU0273 | KT0555 | KA0251 |  | XTFGD | SB1102 | SB4551 |  | BA0012 | BA0706 | XT0063 | FU0242
|  |  |  | FU0190 | KA0060 | KA0259 |  | GR4460 | SB1142 | SB4111 |  | BA0013 | BA0606 | XT0134 | FU0243
|  |  |  | FU0262 | KA0061 | KA0262 |  |  | SB0403 | SB4101 |  | BA0014 | AT0680 | XT0138 | FU0244
|  |  |  | FU0263 | GR1034 | KA0263 |  |  | SB1541 | SB4141 |  | BA0015 | FU0680 | FU0135 | FU0245
|  |  |  | FU0264 | FU0100 | KA0264 |  |  | SB1551 | HL5752 |  | GR0122 | XT0680 | XT0139 | FU0246
|  |  |  | XT0262 | FU0101 | XT0081 |  |  | SB1111 | HL5732 |  | BA0710 | GR0141 | XT0135 | FU0247
|  |  |  | XT0260 | FU0102 | FU0313 |  |  | SB1101 | HL5592 |  | BA0711 | BA0720 | FU0600 | XT0236
|  |  |  | XT0261 | XT0100 | FU0314 |  |  | SB1141 | HL5142 |  | GR0123 | BA0721 | FU0295 | XT0237
|  |  |  | FU0260 | AU0100 | FU0315 |  |  | HL2752 | HL5772 |  |  | BA0740 | FU0700 | XT0240
|  |  |  | XT0025 | AF0101 | FU0316 |  |  | HL2732 | HL5751 |  |  | BA0741 | FU0275 | XT0234
|  |  |  | FU1033 | AF0102 | KA0265 |  |  | HL2592 | HL5731 |  |  | GR0142 | XT0434 | XT0235
|  |  |  | FU1032 | AF0103 | KA0266 |  |  | HL2142 | HL5591 |  |  |  | XT0438 | KT0146
|  |  |  | XT1033 | AF0104 | KA0267 |  |  | HL2772 | HL5141 |  |  |  | FU0401 | KA0191
|  |  |  | XT1032 | AF0105 | KA0268 |  |  | SA0500 | HL5771 |  |  |  | XT0131 | KA0192
|  |  |  | GR1030 | AF0106 | XT0382 |  |  | HL2751 | SB5552 |  |  |  | FU0720 | KA0193
|  |  |  | QS1032 | AF0107 | GR1303 |  |  | HL2731 | SB5542 |  |  |  | FU0210 | KA0091
|  |  |  | GR1031 | AF0108 | TE0270 |  |  | HL2591 | SB6552 |  |  |  | FU0211 | KA0092
|  |  |  | QS1033 | AF0109 | XT0293 |  |  | HL2141 | SB6542 |  |  |  | FU0212 | KA0093
|  |  |  | GR1032 | AF0110 | BA7031 |  |  | HL2771 | HL6752 |  |  |  | FU0213 | KA0240
|  |  |  | UJ1032 | AF0111 | BA7032 |  |  | SB2552 | HL6732 |  |  |  | FU0214 | KA0241
|  |  |  | UJ1033 | AF0112 | BA7033 |  |  | SB2542 | HL6592 |  |  |  | FU0215 | KA0242
|  |  |  | XT1011 | AF0113 | FU0370 |  |  | SB3552 | HL6142 |  |  |  | FU0216 | KA0243
|  |  |  | IEG0260 | KA0270 | FU0374 |  |  | SB3542 | HL6772 |  |  |  | FU0217 | KA0244
|  |  |  | PEG0260 | KA0271 | XT0085 |  |  | HL3752 | HL6751 |  |  |  | FU0218 | KA0245
[5 empty] | KA0607 | FU1035 |  |  | HL3732 | HL6731 |  |  |  | FU0219 | KA0229
[5 empty] | KA0608 | XT1035 |  |  | HL3592 | HL6591 |  |  |  | FU0136 | KA0230
[5 empty] | KA0610 | FU1034 |  |  | HL3142 | HL6141 |  |  |  | XT0032 | KA0231
[5 empty] | KA0611 | XT1034 |  |  | HL3772 | HL6771 |  |  |  | GR0133 | KA0232
[5 empty] | KA0612 | GR1300 |  |  | HL3751 | SB5112 |  |  |  | FU0132 | KA0233
[5 empty] | KA0613 | QS1035 |  |  | HL3731 | SB6112 |  |  |  | XT0033 | KA0234
[5 empty] | KA0291 | GR1301 |  |  | HL3591 | SB5541 |  |  |  | GR0130 | KA0334
[5 empty] | KA0292 | QS1034 |  |  | HL3141 | SB5551 |  |  |  | QS0012 | KA0335
[5 empty] | KA0293 | XT0111 |  |  | HL3771 | SB5111 |  |  |  | GR0131 | KA0235
[5 empty] | KA0391 | GR1302 |  |  | SB2102 | SB5101 |  |  |  | QS0011 | KA0236
[5 empty] | KA0392 | XT0270 |  |  | SB2112 | SB5141 |  |  |  | XT0011 | KA0237
[5 empty] | KA0393 | XT0080 |  |  | SB3112 | SB5102 |  |  |  | GR0132 | KA0238
[5 empty] | XT0265 | XT0070 |  |  | SB3102 | SB6102 |  |  |  | UJ0135 | KA0239
[5 empty] | GR0265 | FU0304 |  |  | SH0418 | SB5142 |  |  |  | UJ0131 | GR0232
[6 empty] | FU0305 |  |  | SB2142 | SB6142 |  |  |  | PEG0130 | FU0060
[6 empty] | FU0300 |  |  | SB3142 | SB6541 |  |  |  | IEG0130 | FU0061
[6 empty] | FU0301 |  |  | SB0402 | SB6551 |  |  |  |  | FU0062
[6 empty] | FU0302 |  |  | SB0401 | SB6111 |  |  |  |  | XT0060
[6 empty] | FU0303 |  |  | FU0020 | SB6101 |  |  |  |  | AF0065
[6 empty] | AU0300 |  |  | XT0020 | SB6141 |  |  |  |  | AF0064
[6 empty] | AF0301 |  |  | XT0137 | FU0030 |  |  |  |  | AF0063
[6 empty] | AF0302 |  |  | XT0208 | FU0033 |  |  |  |  | AF0062
[6 empty] | AF0303 |  |  | GR0262 | FU0034 |  |  |  |  | AF0061
[6 empty] | AF0304 |  |  | SB0400 | FU0035 |  |  |  |  | AU0060
[6 empty] | AF0305 |  |  | SB2541 | XT0030 |  |  |  |  | GR0231
[6 empty] | AF0306 |  |  | SB3541 | GR0362 |  |  |  |  | IEG0230
[6 empty] | AF0307 |  |  | SB2551 | AF0034
[6 empty] | AF0308 |  |  | SB3551 | AF0033
[6 empty] | AF0309 |  |  | SB2111 | WC0030
[6 empty] | AF0310 |  |  | SB3111
[6 empty] | AF0311 |  |  | SB2101
[6 empty] | AF0312 |  |  | SB3101
[6 empty] | GR1304 |  |  | SB2141
[6 empty] | UJ1035 |  |  | SB3141
[6 empty] | AF0316 |  |  | AF0023
[6 empty] | AF0315 |  |  | AF0024
[6 empty] | AF0314 |  |  | WC0020
AF0313
UJ1034
WC0300
IEG0150
PEG0150

## White Labels
(SHT 10) BLNK PNL,RIGHT - (SHT 8) CNTRL A,SCS | (SHT 8) CNTRL A,SCS - (SHT 9) CNTRL B,SCS | (SHT 8) CNTRL A,SCS - (SHT 5) SCS BLNK PNL,LEFT | (SHT 8) CNTRL A,SCS - (SHT 6) SCS MONITOR MEDIA | (SHT 8) CNTRL A,SCS - (SHT 7) SCS PLC | (SHT 8) CNTRL A,SCS - (SHT 2) SCS PNL 1 | (SHT 9) CNTRL B,SCS | (SHT 9) CNTRL B,SCS - (SHT 3) SCS 2 PNL | (SHT 9) CNTRL B,SCS - (SHT 7) SCS PLC | (SHT 16) JB500 PANEL | (SHT 16) JB500 PANEL - (SHT 17) JB500,LFT RL | (SHT 17) JB500,LFT RL | (SHT 14) LER,PNL,LFT - (SHT 13) LER,PNL,REAR | (SHT 13) LER,PNL,REAR | (SHT 7) SCS PLC
IEG01303 | GR0134 | IEG01304 | IEG01305 | IEG01301 | IEG01307 | IEG02301 | IEG02305 | IEG02307 | AF0307G | IEG01504 | AF0407G | AF0109G | IEG02601 | UV0600G
|  |  | IEG01306 | IEG01302 | IEG01308 | IEG02302 | IEG02306 | IEG02308 | AF0308G | IEG01505 | AF0408G | IEG02603 |  | UV0700G
[6 empty] | IEG02304 |  |  | AF0309G |  | AF0409G | IEG02604G
[9 empty] | AU0030 |  | AF0410G
[9 empty] | GR13006 |  | AF0411G
[9 empty] | IEG01501 |  | AF0412G
[9 empty] | IEG01502 |  | AF0413G
[9 empty] | IEG01503 |  | AU0400

## Heat Shrink Labels
(SHT 16) JB500 PANEL
WC2731

## BLNK PNL,RIGHT
BLNK PNL,RIGHT
SCS STATION CONSOLE,BLANK RIGHT PANEL
Project # | 4L107
Project Name | WHITEWATER MIDSTREAM^BAYRUNNER PIPELINE
Revision | B
Controls DE | ALEX. JEZEQUEL
Phone:
Controls ME | HECTOR, MEDRANO
Phone:
From | [5 empty] | To
Device ID | Cable (W) Conductor (SC) Jumper Clip (JC) | Wire No. | Wire ID | Gauge/Size | Page/Zone | Device ID | Location | Page/Zone
GR0150: | SC | GR0150 | GRN/YEL | 14 | 16.A6 | FRAME | BLNK PNL,RIGHT | 16.A7
GR0151: | SC | IEG01303 | GRN | 14 | 16.A6 | IEG0130:3 | CNTRL A,SCS | 16.A7
SolarTools ver. 24.0.84.24712 (Jul 31, 2025)
Report date: 2/27/2026 11:37 AM

## CNTRL A,SCS
CNTRL A,SCS
SCS CONTROL CONSOLE, PANEL A
Project # | 4L107
Project Name | WHITEWATER MIDSTREAM^BAYRUNNER PIPELINE
Revision | B
Controls DE | ALEX. JEZEQUEL
Phone:
Controls ME | HECTOR, MEDRANO
Phone:
From | [5 empty] | To
Device ID | Cable (W) Conductor (SC) Jumper Clip (JC) | Wire No. | Wire ID | Gauge/Size | Page/Zone | Device ID | Location | Page/Zone
XT0011:1 | JC | 525POS | CLIP | --- | 17.B2 | XT0011:2 | CNTRL A,SCS | 17.D2
XT0011:3 | JC | 525NEG | CLIP | --- | 17.B2 | XT0011:4 | CNTRL A,SCS | 17.D2
XT0032:1 | JC | FU0136 | CLIP | --- | 17.B4 | XT0032:2 | CNTRL A,SCS | 17.B4
XT0032:3 | JC | 0V | CLIP | --- | 17.C4 | XT0032:4 | CNTRL A,SCS | 17.C4
XT0033:2 | JC | FU0132 | CLIP | --- | 17.D4 | XT0033:1 | CNTRL A,SCS | 17.D4
XT0033:3 | JC | 0V | CLIP | --- | 17.D4 | XT0033:4 | CNTRL A,SCS | 17.D4
XT0034:1 | JC | VD01312 | CLIP | --- | 17.C6 | XT0034:2 | CNTRL A,SCS | 17.C6
XT0063:2 | JC | 006300 | CLIP | --- | 17.B6 | XT0063:4 | CNTRL A,SCS | 17.C6
XT0131:1 | JC | FU0401 | CLIP | --- | 19.A3 | XT0131:2 | CNTRL A,SCS | 19.A3
XT0131:10 | JC | 0V | CLIP | --- | 19.D3 | XT0131:11 | CNTRL A,SCS | 19.D3
XT0131:11 | JC | 0V | CLIP | --- | 19.D3 | XT0131:12 | CNTRL A,SCS | 19.D3
XT0131:2 | JC | FU0401 | CLIP | --- | 19.A3 | XT0131:3 | CNTRL A,SCS | 19.B3
XT0131:3 | JC | FU0401 | CLIP | --- | 19.B3 | XT0131:4 | CNTRL A,SCS | 19.B3
XT0131:4 | JC | FU0401 | CLIP | --- | 19.B3 | XT0131:5 | CNTRL A,SCS | 19.B3
XT0131:5 | JC | FU0401 | CLIP | --- | 19.B3 | XT0131:6 | CNTRL A,SCS | 19.B3
XT0131:7 | JC | 0V | CLIP | --- | 19.C3 | XT0131:8 | CNTRL A,SCS | 19.C3
XT0131:8 | JC | 0V | CLIP | --- | 19.C3 | XT0131:9 | CNTRL A,SCS | 19.C3
XT0131:9 | JC | 0V | CLIP | --- | 19.C3 | XT0131:10 | CNTRL A,SCS | 19.D3
XT0134:1 | JC | 0V | CLIP | --- | 18.C3 | XT0134:2 | CNTRL A,SCS | 18.C3
XT0134:2 | JC | 0V | CLIP | --- | 18.C3 | XT0134:3 | CNTRL A,SCS | 18.C3
XT0134:3 | JC | 0V | CLIP | --- | 18.C3 | XT0134:4 | CNTRL A,SCS | 18.C3
XT0135:1 | JC | 0V | CLIP | --- | 18.C4 | XT0135:2 | CNTRL A,SCS | 18.C4
XT0135:2 | JC | 0V | CLIP | --- | 18.C4 | XT0135:3 | CNTRL A,SCS | 18.C4
XT0135:3 | JC | 0V | CLIP | --- | 18.C4 | XT0135:4 | CNTRL A,SCS | 18.C4
XT0135:4 | JC | 0V | CLIP | --- | 18.C4 | XT0135:5 | CNTRL A,SCS | 18.D4
XT0138:1 | JC | VD01312 | CLIP | --- | 18.A3 | XT0138:2 | CNTRL A,SCS | 18.A3
XT0138:2 | JC | VD01312 | CLIP | --- | 18.A3 | XT0138:3 | CNTRL A,SCS | 18.B3
XT0138:3 | JC | VD01312 | CLIP | --- | 18.B3 | XT0138:4 | CNTRL A,SCS | 18.B3
XT0139:1 | JC | FU0135 | CLIP | --- | 18.A4 | XT0139:2 | CNTRL A,SCS | 18.A4
XT0139:2 | JC | FU0135 | CLIP | --- | 18.A4 | XT0139:3 | CNTRL A,SCS | 18.B4
XT0139:3 | JC | FU0135 | CLIP | --- | 18.B4 | XT0139:4 | CNTRL A,SCS | 18.B4
XT0139:4 | JC | FU0135 | CLIP | --- | 18.B4 | XT0139:5 | CNTRL A,SCS | 18.B4
XT0434:1 | JC | 0V | CLIP | --- | 19.C2 | XT0434:2 | CNTRL A,SCS | 19.C2
XT0434:2 | JC | 0V | CLIP | --- | 19.C2 | XT0434:3 | CNTRL A,SCS | 19.C2
XT0438:1 | JC | VD01312 | CLIP | --- | 19.A2 | XT0438:2 | CNTRL A,SCS | 19.A2
XT0438:2 | JC | VD01312 | CLIP | --- | 19.A2 | XT0438:3 | CNTRL A,SCS | 19.A2
XT0438:3 | JC | VD01312 | CLIP | --- | 19.A2 | XT0438:4 | CNTRL A,SCS | 19.A2
BA0020:V1(-) | SC | 0V | WHT | 16 | 10.A3 | XT0131:8 | CNTRL A,SCS | 19.C3
BA0021:V1(-) | SC | 0V | WHT | 16 | 10.A3 | XT0131:8 | CNTRL A,SCS | 19.C3
BA0021:V1(+) | SC | FU0210 | WHT | 16 | 10.A3 | FU0210:LD | CNTRL A,SCS | 19.A3
BA0022:V1(-) | SC | 0V | WHT | 16 | 10.B3 | XT0131:9 | CNTRL A,SCS | 19.C3
BA0023:V1(-) | SC | 0V | WHT | 16 | 10.C3 | XT0131:9 | CNTRL A,SCS | 19.C3
BA0023:V1(+) | SC | FU0211 | WHT | 16 | 10.C3 | FU0211:LD | CNTRL A,SCS | 19.B3
BA0024:V1(-) | SC | 0V | WHT | 16 | 10.C3 | XT0131:10 | CNTRL A,SCS | 19.D3
BA0025:V1(-) | SC | 0V | WHT | 16 | 10.D3 | XT0131:10 | CNTRL A,SCS | 19.D3
BA0025:V1(+) | SC | FU0212 | WHT | 16 | 10.D3 | FU0212:LD | CNTRL A,SCS | 19.B3
BA0026:V1(-) | SC | 0V | WHT | 16 | 10.A5 | XT0131:11 | CNTRL A,SCS | 19.D3
BA0027:V1(-) | SC | 0V | WHT | 16 | 10.A5 | XT0131:11 | CNTRL A,SCS | 19.D3
BA0027:V1(+) | SC | FU0213 | WHT | 16 | 10.A5 | FU0213:LD | CNTRL A,SCS | 19.B3
BA0028:V1(-) | SC | 0V | WHT | 16 | 10.B5 | XT0131:12 | CNTRL A,SCS | 19.D3
BA0029:V1(-) | SC | 0V | WHT | 16 | 10.C5 | XT0131:12 | CNTRL A,SCS | 19.D3
BA0029:V1(+) | SC | FU0214 | WHT | 16 | 10.C5 | FU0214:LD | CNTRL A,SCS | 19.B3
BA0030:V1(-) | SC | 0V | WHT | 16 | 10.C5 | XT0131:8 | CNTRL A,SCS | 19.C3
BA0031:V1(-) | SC | 0V | WHT | 16 | 10.D5 | XT0131:8 | CNTRL A,SCS | 19.C3
BA0031:V1(+) | SC | FU0215 | WHT | 16 | 10.D5 | FU0215:LD | CNTRL A,SCS | 19.A4
BA0032:V1(-) | SC | 0V | WHT | 16 | 12.A3 | XT0131:9 | CNTRL A,SCS | 19.C3
BA0033:V1(-) | SC | 0V | WHT | 16 | 12.A3 | XT0131:9 | CNTRL A,SCS | 19.C3
BA0033:V1(+) | SC | FU0216 | WHT | 16 | 12.A3 | FU0216:LD | CNTRL A,SCS | 19.B4
BA0034:V1(-) | SC | 0V | WHT | 16 | 12.B3 | XT0131:10 | CNTRL A,SCS | 19.D3
BA0035:V1(-) | SC | 0V | WHT | 16 | 12.C3 | XT0131:10 | CNTRL A,SCS | 19.D3
BA0035:V1(+) | SC | FU0217 | WHT | 16 | 12.C3 | FU0217:LD | CNTRL A,SCS | 19.B4
BA0036:V1(-) | SC | 0V | WHT | 16 | 12.C3 | XT0131:11 | CNTRL A,SCS | 19.D3
BA0037:V1(-) | SC | 0V | WHT | 16 | 12.D3 | XT0131:11 | CNTRL A,SCS | 19.D3
BA0037:V1(+) | SC | FU0218 | WHT | 16 | 12.D3 | FU0218:LD | CNTRL A,SCS | 19.B4
FU0132:LD | SC | FU0132 | WHT | 10 | 17.D4 | XT0033:1 | CNTRL A,SCS | 17.D4
FU0132:LI | SC | 24V1 | WHT | 10 | 17.D4 | UJ0135:OUT(+) | CNTRL A,SCS | 17.D3
FU0135:LD | SC | FU0135 | WHT | 14 | 18.A4 | XT0139:1 | CNTRL A,SCS | 18.A4
FU0135:LI | SC | VD01312 | WHT | 10 | 18.A4 | XT0138:1 | CNTRL A,SCS | 18.A3
FU0136:LD | SC | FU0136 | WHT | 10 | 17.B4 | XT0032:1 | CNTRL A,SCS | 17.B4
FU0136:LI | SC | 24V | WHT | 10 | 17.B4 | UJ0131:OUT(+) | CNTRL A,SCS | 17.B3
FU0210:LD | SC | FU0210 | WHT | 16 | 19.A3 | BA0020:V1(+) | CNTRL A,SCS | 10.A3
FU0210:LI | SC | FU0401 | WHT | 14 | 19.A3 | XT0131:2 | CNTRL A,SCS | 19.A3
FU0211:LD | SC | FU0211 | WHT | 16 | 19.B3 | BA0022:V1(+) | CNTRL A,SCS | 10.B3
FU0211:LI | SC | FU0401 | WHT | 14 | 19.B3 | XT0131:3 | CNTRL A,SCS | 19.B3
FU0212:LD | SC | FU0212 | WHT | 16 | 19.B3 | BA0024:V1(+) | CNTRL A,SCS | 10.C3
FU0212:LI | SC | FU0401 | WHT | 14 | 19.B3 | XT0131:4 | CNTRL A,SCS | 19.B3
FU0213:LD | SC | FU0213 | WHT | 16 | 19.B3 | BA0026:V1(+) | CNTRL A,SCS | 10.A5
FU0213:LI | SC | FU0401 | WHT | 14 | 19.B3 | XT0131:5 | CNTRL A,SCS | 19.B3
FU0214:LD | SC | FU0214 | WHT | 16 | 19.B3 | BA0028:V1(+) | CNTRL A,SCS | 10.B5
FU0214:LI | SC | FU0401 | WHT | 14 | 19.B3 | XT0131:6 | CNTRL A,SCS | 19.B3
FU0215:LD | SC | FU0215 | WHT | 16 | 19.A4 | BA0030:V1(+) | CNTRL A,SCS | 10.C5
FU0215:LI | SC | FU0401 | WHT | 14 | 19.A4 | XT0131:2 | CNTRL A,SCS | 19.A3
FU0216:LD | SC | FU0216 | WHT | 16 | 19.B4 | BA0032:V1(+) | CNTRL A,SCS | 12.A3
FU0216:LI | SC | FU0401 | WHT | 14 | 19.B4 | XT0131:3 | CNTRL A,SCS | 19.B3
FU0217:LD | SC | FU0217 | WHT | 16 | 19.B4 | BA0034:V1(+) | CNTRL A,SCS | 12.B3
FU0217:LI | SC | FU0401 | WHT | 14 | 19.B4 | XT0131:4 | CNTRL A,SCS | 19.B3
FU0218:LD | SC | FU0218 | WHT | 16 | 19.B4 | BA0036:V1(+) | CNTRL A,SCS | 12.C3
FU0218:LI | SC | FU0401 | WHT | 14 | 19.B4 | XT0131:5 | CNTRL A,SCS | 19.B3
FU0219:LI | SC | FU0401 | WHT | 14 | 19.B4 | XT0131:6 | CNTRL A,SCS | 19.B3
FU0275:LI | SC | FU0135 | WHT | 14 | 18.B4 | XT0139:5 | CNTRL A,SCS | 18.B4
FU0295:LI | SC | FU0135 | WHT | 14 | 18.B5 | XT0139:3 | CNTRL A,SCS | 18.B4
FU0401:LD | SC | FU0401 | WHT | 14 | 19.A3 | XT0131:1 | CNTRL A,SCS | 19.A3
FU0401:LI | SC | VD01312 | WHT | 12 | 19.A3 | XT0438:3 | CNTRL A,SCS | 19.A2
FU0600:LI | SC | FU0135 | WHT | 14 | 18.A5 | XT0139:2 | CNTRL A,SCS | 18.A4
FU0700:LI | SC | FU0135 | WHT | 14 | 18.B5 | XT0139:4 | CNTRL A,SCS | 18.B4
FU0720:LI | SC | FU0401 | WHT | 14 | 19.A4 | XT0131:1 | CNTRL A,SCS | 19.A3
GR0130: | SC | GR0130 | GRN/YEL | 14 | 16.A3 | FRAME | CNTRL A,SCS | 16.A4
GR0131: | SC | GR0131 | GRN/YEL | 14 | 16.A3 | FRAME | CNTRL A,SCS | 16.A4
GR0132: | SC | GR0132 | GRN/YEL | 14 | 16.A3 | FRAME | CNTRL A,SCS | 16.A4
GR0133: | SC | GR0133 | GRN/YEL | 14 | 16.A3 | FRAME | CNTRL A,SCS | 16.A4
QS0011:LD-1 | SC | UJ0131P | WHT | 12 | 17.B3 | UJ0131:+ | CNTRL A,SCS | 17.B3
QS0011:LD-3 | SC | UJ0131N | WHT | 12 | 17.B3 | UJ0131:- | CNTRL A,SCS | 17.B3
QS0011:LI-2 | SC | 525POS | WHT | 12 | 17.B3 | XT0011:1 | CNTRL A,SCS | 17.B2
QS0011:LI-4 | SC | 525NEG | WHT | 12 | 17.B3 | XT0011:3 | CNTRL A,SCS | 17.B2
QS0012:LD-1 | SC | UJ0135P | WHT | 12 | 17.D3 | UJ0135:+ | CNTRL A,SCS | 17.D3
QS0012:LD-3 | SC | UJ0135N | WHT | 12 | 17.D3 | UJ0135:- | CNTRL A,SCS | 17.D3
QS0012:LI-2 | SC | 525POS | WHT | 12 | 17.D3 | XT0011:2 | CNTRL A,SCS | 17.D2
QS0012:LI-4 | SC | 525NEG | WHT | 12 | 17.D3 | XT0011:4 | CNTRL A,SCS | 17.D2
RR0851: -3.01K OHM | SC | 006300 | LEAD | --- | 17.B5 | XT0063:2 | CNTRL A,SCS | 17.B6
RR0851: -3.01K OHM | SC | VD01312 | LEAD | --- | 17.B5 | XT0063:1 | CNTRL A,SCS | 17.B5
RR0852: -1.0K OHM | SC | 006300 | LEAD | --- | 17.C5 | XT0063:4 | CNTRL A,SCS | 17.C6
RR0852: -1.0K OHM | SC | 0V | LEAD | --- | 17.C5 | XT0063:3 | CNTRL A,SCS | 17.C5
UJ0131:G | SC | UJ0131G | GRN/YEL | 12 | 17.B3 | FRAME | CNTRL A,SCS | 17.B3
UJ0131:OUT(-) | SC | 0V | WHT | 10 | 17.B3 | XT0032:3 | CNTRL A,SCS | 17.C4
UJ0135:G | SC | UJ0135G | GRN/YEL | 12 | 17.D3 | FRAME | CNTRL A,SCS | 17.D3
UJ0135:OUT(-) | SC | 0V | WHT | 10 | 17.D3 | XT0033:4 | CNTRL A,SCS | 17.D4
VD0131:1 | SC | FU0136 | LEAD | --- | 17.C5 | XT0032:1 | CNTRL A,SCS | 17.B4
VD0131:2 | SC | VD01312 | LEAD | --- | 17.C5 | XT0034:1 | CNTRL A,SCS | 17.C6
VD0131:3 | SC | FU0132 | LEAD | --- | 17.C5 | XT0033:2 | CNTRL A,SCS | 17.D4
VD0131:4 | SC | VD01312 | LEAD | --- | 17.C5 | XT0034:2 | CNTRL A,SCS | 17.C6
XT0032:3 | SC | 0V | WHT | 10 | 17.C4 | XT0033:3 | CNTRL A,SCS | 17.D4
XT0032:4 | SC | 0V | WHT | 12 | 17.C4 | XT0063:3 | CNTRL A,SCS | 17.C5
XT0033:4 | SC | 0V | WHT | 12 | 17.D4 | XT0134:1 | CNTRL A,SCS | 18.C3
XT0034:2 | SC | VD01312 | WHT | 10 | 17.C6 | XT0138:1 | CNTRL A,SCS | 18.A3
XT0063:1 | SC | VD01312 | WHT | 12 | 17.B5 | XT0034:1 | CNTRL A,SCS | 17.C6
XT0063:5 | SC | 0V | WHT | 14 | 17.A6 | XT0134:2 | CNTRL A,SCS | 18.C3
XT0063:6 | SC | 0V | WHT | 14 | 17.B6 | XT0134:3 | CNTRL A,SCS | 18.C3
XT0134:1 | SC | 0V | WHT | 14 | 18.C3 | XT0135:1 | CNTRL A,SCS | 18.C4
XT0134:4 | SC | 0V | WHT | 14 | 18.C3 | XT0434:1 | CNTRL A,SCS | 19.C2
XT0138:4 | SC | VD01312 | WHT | 10 | 18.B3 | XT0438:1 | CNTRL A,SCS | 19.A2
XT0434:3 | SC | 0V | WHT | 12 | 19.C2 | XT0131:7 | CNTRL A,SCS | 19.C3
IEG0130:3 | SC | IEG01303 | GRN | 14 | 16.A7 | GR0151: | BLNK PNL,RIGHT | 16.A6
FU0295:LD | SC | FU0295 | WHT | 14 | 18.B5 | XT0236:1 | CNTRL B,SCS | 24.A2
GR0134: | SC | GR0134 | GRN | 14 | 16.A3 | IEG0230:3 | CNTRL B,SCS | 16.A4
UJ0131:IOUT | SC | UJ0131IOUT | WHT | 20 | 17.B3 | AF0063:04 | CNTRL B,SCS | 17.B6
UJ0131:OK1 | SC | UJ0131OK1 | WHT | 16 | 17.B3 | AF0062:39 | CNTRL B,SCS | 17.B6
UJ0131:OK2 | SC | UJ0131OK2 | WHT | 20 | 17.B3 | AF0062:07 | CNTRL B,SCS | 17.B6
UJ0131:VIN | SC | UJ0131VIN | WHT | 20 | 17.B3 | AF0063:02 | CNTRL B,SCS | 17.A6
UJ0135:IOUT | SC | UJ0135IOUT | WHT | 16 | 17.D3 | AF0063:08 | CNTRL B,SCS | 17.C6
UJ0135:OK1 | SC | UJ0135OK1 | WHT | 20 | 17.D3 | AF0062:41 | CNTRL B,SCS | 17.D6
UJ0135:OK2 | SC | UJ0135OK2 | WHT | 20 | 17.D3 | AF0062:09 | CNTRL B,SCS | 17.D6
UJ0135:VIN | SC | UJ0135VIN | WHT | 20 | 17.D3 | AF0063:06 | CNTRL B,SCS | 17.C6
XT0063:2 | SC | 006300 | WHT | 20 | 17.B6 | AF0063:00 | CNTRL B,SCS | 17.B6
XT0063:3 | SC | 0V | WHT | 16 | 17.C5 | AF0063:01 | CNTRL B,SCS | 17.B6
XT0063:5 | SC | 0V | WHT | 14 | 17.A6 | AF0063:07 | CNTRL B,SCS | 17.C6
XT0063:5 | SC | 0V | WHT | 16 | 17.A6 | AF0063:03 | CNTRL B,SCS | 17.A6
XT0063:6 | SC | 0V | WHT | 14 | 17.B6 | AF0063:05 | CNTRL B,SCS | 17.B6
XT0063:6 | SC | 0V | WHT | 16 | 17.B6 | AF0063:09 | CNTRL B,SCS | 17.C6
XT0135:1 | SC | 0V | WHT | 14 | 18.C4 | XT0060:1 | CNTRL B,SCS | 22.B1
XT0135:3 | SC | 0V | WHT | 20 | 18.C4 | XT0236:14 | CNTRL B,SCS | 24.A6
XT0139:1 | SC | FU0135 | WHT | 14 | 18.A4 | FU0060:LI | CNTRL B,SCS | 22.B1
XT0434:2 | SC | 0V | WHT | 12 | 19.C2 | XT0132:6 | CNTRL B,SCS | 19.D6
XT0438:2 | SC | VD01312 | WHT | 12 | 19.A2 | FU0402:LI | CNTRL B,SCS | 19.B5
XT0135:5 | SC | 0V | WHT | 14 | 18.D4 | XT0030:1 | SCS 2 PNL | 21.D1
XT0139:4 | SC | FU0135 | WHT | 16 | 18.B4 | FU0030:LI | SCS 2 PNL | 21.C1
IEG0130:4 | SC | IEG01304 | GRN | 14 | 16.A7 | GR0162: | SCS BLNK PNL,LEFT | 16.A6
FU0275:LD | SC | FU0275 | WHT | 14 | 18.B4 | XT0275:1 | SCS MONITOR MEDIA | 18.B5
IEG0130:5 | SC | IEG01305 | GRN | 14 | 16.A5 | GR0122: | SCS MONITOR MEDIA | 16.A5
IEG0130:6 | SC | IEG01306 | GRN | 14 | 16.A5 | GR0123: | SCS MONITOR MEDIA | 16.A5
XT0135:2 | SC | 0V | WHT | 14 | 18.C4 | XT0275:2 | SCS MONITOR MEDIA | 18.C5
XT0434:1 | SC | 0V | WHT | 12 | 19.C2 | XT0130:7 | SCS MONITOR MEDIA | 19.C6
XT0438:1 | SC | VD01312 | WHT | 12 | 19.A2 | FU0400:LI | SCS MONITOR MEDIA | 19.A5
FU0600:LD | SC | FU0600 | WHT | 14 | 18.A5 | UV0600:(+) | SCS PLC | 15.B1
FU0700:LD | SC | FU0700 | WHT | 14 | 18.B5 | UV0700:(+) | SCS PLC | 15.C1
FU0720:LD | SC | FU0720 | WHT | 16 | 19.A4 | BA0721:24V | SCS PLC | 11.C5
FU0720:LD | SC | FU0720 | WHT | 16 | 19.A4 | BA0720:24V | SCS PLC | 11.B5
IEG0130:1 | SC | IEG01301 | GRN | 12 | 15.B5 | AR0600:IE2 | SCS PLC | 15.A1
IEG0130:2 | SC | IEG01302 | GRN | 12 | 15.D5 | AR0700:IE2 | SCS PLC | 15.C1
XT0131:7 | SC | 0V | WHT | 16 | 19.C3 | BA0721:0V | SCS PLC | 11.C5
XT0131:7 | SC | 0V | WHT | 16 | 19.C3 | BA0720:0V | SCS PLC | 11.B5
XT0134:3 | SC | 0V | WHT | 16 | 18.C3 | BA0606:NEG | SCS PLC | 20.B2
XT0134:4 | SC | 0V | WHT | 16 | 18.C3 | BA0706:NEG | SCS PLC | 20.B1
XT0135:2 | SC | 0V | WHT | 14 | 18.C4 | UV0600:(-) | SCS PLC | 15.B1
XT0135:3 | SC | 0V | WHT | 14 | 18.C4 | XT0680:2 | SCS PLC | 20.A3
XT0135:4 | SC | 0V | WHT | 14 | 18.C4 | UV0700:(-) | SCS PLC | 15.C1
XT0139:2 | SC | FU0135 | WHT | 14 | 18.A4 | FU0680:LI | SCS PLC | 20.A2
XT0139:5 | SC | FU0135 | WHT | 14 | 18.B4 | FU0606:LI | SCS PLC | 18.B5
XT0139:5 | SC | FU0135 | WHT | 14 | 18.B4 | FU0706:LI | SCS PLC | 18.B5
BA0024:RJ45 | WC072010 | BA0024RJ45 | ENET | CABLE | 10.C3 | BA0720:10 | SCS PLC | 10.D2
BA0030:RJ45 | WC072011 | BA0030RJ45 | ENET | CABLE | 10.C5 | BA0720:11 | SCS PLC | 10.D6
BA0025:RJ45 | WC072012 | BA0025RJ45 | ENET | CABLE | 10.D3 | BA0720:12 | SCS PLC | 10.D2
BA0031:RJ45 | WC072013 | BA0031RJ45 | ENET | CABLE | 10.D5 | BA0720:13 | SCS PLC | 10.D6
BA0020:RJ45 | WC07202 | BA0020RJ45 | ENET | CABLE | 10.A3 | BA0720:2 | SCS PLC | 10.A2
BA0026:RJ45 | WC07203 | BA0026RJ45 | ENET | CABLE | 10.A5 | BA0720:3 | SCS PLC | 10.A6
BA0021:RJ45 | WC07204 | BA0021RJ45 | ENET | CABLE | 10.A3 | BA0720:4 | SCS PLC | 10.B2
BA0027:RJ45 | WC07205 | BA0027RJ45 | ENET | CABLE | 10.A5 | BA0720:5 | SCS PLC | 10.B6
BA0022:RJ45 | WC07206 | BA0022RJ45 | ENET | CABLE | 10.B3 | BA0720:6 | SCS PLC | 10.B2
BA0028:RJ45 | WC07207 | BA0028RJ45 | ENET | CABLE | 10.B5 | BA0720:7 | SCS PLC | 10.B6
BA0023:RJ45 | WC07208 | BA0023RJ45 | ENET | CABLE | 10.C3 | BA0720:8 | SCS PLC | 10.C2
BA0029:RJ45 | WC07209 | BA0029RJ45 | ENET | CABLE | 10.C5 | BA0720:9 | SCS PLC | 10.C6
BA0036:RJ45 | WC072110 | BA0036RJ45 | ENET | CABLE | 12.C3 | BA0721:10 | SCS PLC | 12.D2
BA0037:RJ45 | WC072112 | BA0037RJ45 | ENET | CABLE | 12.D3 | BA0721:12 | SCS PLC | 12.D2
BA0032:RJ45 | WC07212 | BA0032RJ45 | ENET | CABLE | 12.A3 | BA0721:2 | SCS PLC | 12.A2
BA0033:RJ45 | WC07214 | BA0033RJ45 | ENET | CABLE | 12.A3 | BA0721:4 | SCS PLC | 12.B2
BA0034:RJ45 | WC07216 | BA0034RJ45 | ENET | CABLE | 12.B3 | BA0721:6 | SCS PLC | 12.B2
BA0035:RJ45 | WC07218 | BA0035RJ45 | ENET | CABLE | 12.C3 | BA0721:8 | SCS PLC | 12.C2
IEG0130:7 | SC | IEG01307 | GRN | 14 | 16.B5 | GR0261: | SCS PNL 1 | 16.B5
IEG0130:8 | SC | IEG01308 | GRN | 14 | 16.B5 | GR0262: | SCS PNL 1 | 16.B5
XT0135:5 | SC | 0V | WHT | 14 | 18.D4 | XT0020:1 | SCS PNL 1 | 21.B1
XT0139:3 | SC | FU0135 | WHT | 16 | 18.B4 | FU0020:LI | SCS PNL 1 | 21.A1
SolarTools ver. 24.0.84.24712 (Jul 31, 2025)
Report date: 2/27/2026 11:37 AM

## CNTRL B,SCS
CNTRL B,SCS
SCS CONTROL CONSOLE, PANEL B
Project # | 4L107
Project Name | WHITEWATER MIDSTREAM^BAYRUNNER PIPELINE
Revision | B
Controls DE | ALEX. JEZEQUEL
Phone:
Controls ME | HECTOR, MEDRANO
Phone:
From | [5 empty] | To
Device ID | Cable (W) Conductor (SC) Jumper Clip (JC) | Wire No. | Wire ID | Gauge/Size | Page/Zone | Device ID | Location | Page/Zone
XT0060:1 | JC | 0V | CLIP | --- | 22.B1 | XT0060:2 | CNTRL B,SCS | 22.B1
XT0060:2 | JC | 0V | CLIP | --- | 22.B1 | XT0060:3 | CNTRL B,SCS | 22.B1
XT0132:1 | JC | FU0402 | CLIP | --- | 19.B6 | XT0132:2 | CNTRL B,SCS | 19.B6
XT0132:2 | JC | FU0402 | CLIP | --- | 19.B6 | XT0132:3 | CNTRL B,SCS | 19.B6
XT0132:3 | JC | FU0402 | CLIP | --- | 19.B6 | XT0132:4 | CNTRL B,SCS | 19.B6
XT0132:4 | JC | FU0402 | CLIP | --- | 19.B6 | XT0132:5 | CNTRL B,SCS | 19.B6
XT0132:6 | JC | 0V | CLIP | --- | 19.D6 | XT0132:7 | CNTRL B,SCS | 19.D6
XT0132:7 | JC | 0V | CLIP | --- | 19.D6 | XT0132:8 | CNTRL B,SCS | 19.D6
XT0132:8 | JC | 0V | CLIP | --- | 19.D6 | XT0132:9 | CNTRL B,SCS | 19.D6
XT0132:9 | JC | 0V | CLIP | --- | 19.D6 | XT0132:10 | CNTRL B,SCS | 19.D6
XT0236:1 | JC | FU0295 | CLIP | --- | 24.A2 | XT0236:2 | CNTRL B,SCS | 24.C2
XT0236:11 | JC | 0V | CLIP | --- | 24.C6 | XT0236:12 | CNTRL B,SCS | 24.D6
XT0236:14 | JC | 0V | CLIP | --- | 24.A6 | XT0236:15 | CNTRL B,SCS | 24.C6
XT0236:15 | JC | 0V | CLIP | --- | 24.C6 | XT0236:11 | CNTRL B,SCS | 24.C6
XT0236:2 | JC | FU0295 | CLIP | --- | 24.C2 | XT0236:13 | CNTRL B,SCS | 24.C2
XT0236:3 | JC | KA023124 | CLIP | --- | 24.A3 | XT0236:4 | CNTRL B,SCS | 24.A4
AF0061:COM | SC | 0V | WHT | 14 | 22.B2 | XT0060:2 | CNTRL B,SCS | 22.B1
AF0061:V+ | SC | FU0061 | WHT | 14 | 22.B2 | FU0061:LD | CNTRL B,SCS | 22.B1
AF0062:COM | SC | AF0062N | WHT | 16 | 22.B3 | AF0063:COM | CNTRL B,SCS | 22.B3
AF0062:COM | SC | AU0060N | WHT | 16 | 22.B3 | AU0060:COM | CNTRL B,SCS | 22.A2
AF0062:V+ | SC | AF0062P | WHT | 16 | 22.B3 | AF0063:V+ | CNTRL B,SCS | 22.B3
AF0062:V+ | SC | AU0060P | WHT | 16 | 22.B3 | AU0060:V+ | CNTRL B,SCS | 22.A2
AF0063:COM | SC | AF0063N | WHT | 16 | 22.B3 | AF0064:COM | CNTRL B,SCS | 22.A4
AF0063:SH | SC | IEG02304 | GRN | 14 | 22.B3 | IEG0230:4 | CNTRL B,SCS | 22.B4
AF0063:V+ | SC | AF0063P | WHT | 16 | 22.B3 | AF0064:V+ | CNTRL B,SCS | 22.A4
AF0064:00 | SC | 006400 | WHT | 20 | 25.D7 | XT0236:10 | CNTRL B,SCS | 25.D5
AF0064:02 | SC | KT014615 | WHT | 20 | 23.A7 | KT0146:15 | CNTRL B,SCS | 23.B6
AF0064:03 | SC | KA033414 | WHT | 20 | 23.D7 | KA0334:14 | CNTRL B,SCS | 23.D5
AF0064:32 | SC | 006432 | WHT | 20 | 25.D7 | XT0236:9 | CNTRL B,SCS | 25.D5
AF0064:34 | SC | AF006434 | WHT | 20 | 23.A7 | KA0242:14 | CNTRL B,SCS | 23.A5
AF0064:35 | SC | KA033411 | WHT | 20 | 23.D7 | KA0334:11 | CNTRL B,SCS | 23.D5
AF0065:00 | SC | 006500 | WHT | 20 | 23.A6 | KT0146:B1 | CNTRL B,SCS | 23.A5
AF0065:01 | SC | KA0091A1 | WHT | 20 | 26.A7 | KA0091:A1 | CNTRL B,SCS | 26.A5
AF0065:02 | SC | KA0191A1 | WHT | 20 | 26.C7 | KA0191:A1 | CNTRL B,SCS | 26.C5
AF0065:03 | SC | KT014618 | WHT | 20 | 23.B7 | KT0146:18 | CNTRL B,SCS | 23.B6
AF0065:16 | SC | 006516 | WHT | 20 | 23.A6 | KT0146:A2 | CNTRL B,SCS | 23.A5
AF0065:17 | SC | KA0091A2 | WHT | 20 | 26.A7 | KA0091:A2 | CNTRL B,SCS | 26.A5
AF0065:18 | SC | KA0191A2 | WHT | 20 | 26.C7 | KA0191:A2 | CNTRL B,SCS | 26.C5
AF0065:19 | SC | KA0231A2 | WHT | 20 | 23.B7 | KA0229:A2 | CNTRL B,SCS | 23.B5
AF0065:COM | SC | 0V | WHT | 14 | 22.A5 | XT0060:3 | CNTRL B,SCS | 22.B1
AF0065:V+ | SC | FU0062 | WHT | 14 | 22.A5 | FU0062:LD | CNTRL B,SCS | 22.B1
XT0236:10 | SC | JP35 | VIO | 20 | 25.D5 | XT0236:9 | CNTRL B,SCS | 25.D5
XT0237:10 | SC | JPLER9 | VIO | 20 | 25.B6 | XT0237:9 | CNTRL B,SCS | 25.B6
XT0237:11 | SC | JPLER10 | VIO | 20 | 25.B6 | XT0237:10 | CNTRL B,SCS | 25.B6
XT0237:12 | SC | JPLER11 | VIO | 20 | 25.B6 | XT0237:11 | CNTRL B,SCS | 25.B6
XT0237:13 | SC | JPLER12 | VIO | 20 | 25.B6 | XT0237:12 | CNTRL B,SCS | 25.B6
XT0237:2 | SC | JPLER1 | VIO | 20 | 25.A6 | XT0237:1 | CNTRL B,SCS | 25.A6
XT0237:3 | SC | JPLER2 | VIO | 20 | 25.A6 | XT0237:2 | CNTRL B,SCS | 25.A6
XT0237:4 | SC | JPLER3 | VIO | 20 | 25.A6 | XT0237:3 | CNTRL B,SCS | 25.A6
XT0237:5 | SC | JPLER4 | VIO | 20 | 25.A6 | XT0237:4 | CNTRL B,SCS | 25.A6
XT0237:6 | SC | JPLER5 | VIO | 20 | 25.A6 | XT0237:5 | CNTRL B,SCS | 25.A6
XT0237:7 | SC | JPLER6 | VIO | 20 | 25.A6 | XT0237:6 | CNTRL B,SCS | 25.A6
XT0237:8 | SC | JPLER7 | VIO | 20 | 25.A6 | XT0237:7 | CNTRL B,SCS | 25.A6
XT0237:9 | SC | JPLER8 | VIO | 20 | 25.B6 | XT0237:8 | CNTRL B,SCS | 25.A6
AU0060:COM | SC | 0V | WHT | 14 | 22.A2 | XT0060:1 | CNTRL B,SCS | 22.B1
AU0060:V+ | SC | FU0060 | WHT | 14 | 22.A2 | FU0060:LD | CNTRL B,SCS | 22.B1
BA0040:V1(-) | SC | 0V | WHT | 16 | 13.A3 | XT0132:7 | CNTRL B,SCS | 19.D6
BA0041:V1(-) | SC | 0V | WHT | 16 | 13.A3 | XT0132:7 | CNTRL B,SCS | 19.D6
BA0041:V1(+) | SC | FU0240 | WHT | 16 | 13.A3 | FU0240:LD | CNTRL B,SCS | 19.B5
BA0042:V1(-) | SC | 0V | WHT | 16 | 13.B3 | XT0132:8 | CNTRL B,SCS | 19.D6
BA0043:V1(-) | SC | 0V | WHT | 16 | 13.C3 | XT0132:8 | CNTRL B,SCS | 19.D6
BA0043:V1(+) | SC | FU0241 | WHT | 16 | 13.C3 | FU0241:LD | CNTRL B,SCS | 19.B5
BA0044:V1(-) | SC | 0V | WHT | 16 | 13.C3 | XT0132:9 | CNTRL B,SCS | 19.D6
BA0045:V1(-) | SC | 0V | WHT | 16 | 13.D3 | XT0132:9 | CNTRL B,SCS | 19.D6
BA0045:V1(+) | SC | FU0242 | WHT | 16 | 13.D3 | FU0242:LD | CNTRL B,SCS | 19.B5
BA0046:V1(-) | SC | 0V | WHT | 16 | 13.A5 | XT0132:10 | CNTRL B,SCS | 19.D6
BA0047:V1(-) | SC | 0V | WHT | 16 | 14.A3 | XT0132:7 | CNTRL B,SCS | 19.D6
BA0048:V1(-) | SC | 0V | WHT | 16 | 14.A3 | XT0132:7 | CNTRL B,SCS | 19.D6
BA0048:V1(+) | SC | FU0244 | WHT | 16 | 14.A3 | FU0244:LD | CNTRL B,SCS | 19.B6
BA0049:V1(-) | SC | 0V | WHT | 16 | 14.B3 | XT0132:8 | CNTRL B,SCS | 19.D6
BA0050:V1(-) | SC | 0V | WHT | 16 | 14.C3 | XT0132:8 | CNTRL B,SCS | 19.D6
BA0050:V1(+) | SC | FU0245 | WHT | 16 | 14.C3 | FU0245:LD | CNTRL B,SCS | 19.B6
BA0051:V1(-) | SC | 0V | WHT | 16 | 14.C3 | XT0132:9 | CNTRL B,SCS | 19.D6
BA0052:V1(-) | SC | 0V | WHT | 16 | 14.D3 | XT0132:9 | CNTRL B,SCS | 19.D6
BA0052:V1(+) | SC | FU0246 | WHT | 16 | 14.D3 | FU0246:LD | CNTRL B,SCS | 19.B6
BA0053:V1(-) | SC | 0V | WHT | 16 | 14.A5 | XT0132:10 | CNTRL B,SCS | 19.D6
BA0053:V1(+) | SC | FU0247 | WHT | 16 | 14.A5 | FU0247:LD | CNTRL B,SCS | 19.B6
FU0060:LI | SC | FU0135 | WHT | 14 | 22.B1 | FU0061:LI | CNTRL B,SCS | 22.B1
FU0061:LI | SC | FU0135 | WHT | 14 | 22.B1 | FU0062:LI | CNTRL B,SCS | 22.B1
FU0240:LD | SC | FU0240 | WHT | 16 | 19.B5 | BA0040:V1(+) | CNTRL B,SCS | 13.A3
FU0240:LI | SC | FU0402 | WHT | 14 | 19.B5 | XT0132:2 | CNTRL B,SCS | 19.B6
FU0241:LD | SC | FU0241 | WHT | 16 | 19.B5 | BA0042:V1(+) | CNTRL B,SCS | 13.B3
FU0241:LI | SC | FU0402 | WHT | 14 | 19.B5 | XT0132:3 | CNTRL B,SCS | 19.B6
FU0242:LD | SC | FU0242 | WHT | 16 | 19.B5 | BA0044:V1(+) | CNTRL B,SCS | 13.C3
FU0242:LI | SC | FU0402 | WHT | 14 | 19.B5 | XT0132:4 | CNTRL B,SCS | 19.B6
FU0243:LD | SC | FU0243 | WHT | 16 | 19.B5 | BA0046:V1(+) | CNTRL B,SCS | 13.A5
FU0243:LI | SC | FU0402 | WHT | 14 | 19.B5 | XT0132:5 | CNTRL B,SCS | 19.B6
FU0244:LD | SC | FU0244 | WHT | 16 | 19.B6 | BA0047:V1(+) | CNTRL B,SCS | 14.A3
FU0244:LI | SC | FU0402 | WHT | 14 | 19.B6 | XT0132:2 | CNTRL B,SCS | 19.B6
FU0245:LD | SC | FU0245 | WHT | 16 | 19.B6 | BA0049:V1(+) | CNTRL B,SCS | 14.B3
FU0245:LI | SC | FU0402 | WHT | 14 | 19.B6 | XT0132:3 | CNTRL B,SCS | 19.B6
FU0246:LD | SC | FU0246 | WHT | 16 | 19.B6 | BA0051:V1(+) | CNTRL B,SCS | 14.C3
FU0246:LI | SC | FU0402 | WHT | 14 | 19.B6 | XT0132:4 | CNTRL B,SCS | 19.B6
FU0247:LI | SC | FU0402 | WHT | 14 | 19.B6 | XT0132:5 | CNTRL B,SCS | 19.B6
FU0402:LD | SC | FU0402 | WHT | 12 | 19.B5 | XT0132:1 | CNTRL B,SCS | 19.B6
FU0741:LI | SC | FU0402 | WHT | 14 | 19.B6 | XT0132:1 | CNTRL B,SCS | 19.B6
GR0231: | SC | IEG02301 | GRN | 14 | 16.A3 | IEG0230:1 | CNTRL B,SCS | 16.A4
GR0232: | SC | GR0232 | GRN/YEL | 14 | 16.B3 | FRAME | CNTRL B,SCS | 16.B4
GR0233: | SC | IEG02302 | GRN | 14 | 16.B3 | IEG0230:2 | CNTRL B,SCS | 16.B4
KA0091:A1 | SC | KA0091A1 | WHT | 20 | 26.A5 | KA0092:A1 | CNTRL B,SCS | 26.A5
KA0091:A2 | SC | KA0091A2 | WHT | 20 | 26.A5 | KA0092:A2 | CNTRL B,SCS | 26.A5
KA0092:A1 | SC | KA0091A1 | WHT | 20 | 26.A5 | KA0093:A1 | CNTRL B,SCS | 26.A5
KA0092:A2 | SC | KA0091A2 | WHT | 20 | 26.A5 | KA0093:A2 | CNTRL B,SCS | 26.A5
KA0191:A1 | SC | KA0191A1 | WHT | 20 | 26.C5 | KA0192:A1 | CNTRL B,SCS | 26.C5
KA0191:A2 | SC | KA0191A2 | WHT | 20 | 26.C5 | KA0192:A2 | CNTRL B,SCS | 26.C5
KA0192:A1 | SC | KA0191A1 | WHT | 20 | 26.C5 | KA0193:A1 | CNTRL B,SCS | 26.C5
KA0192:A2 | SC | KA0191A2 | WHT | 20 | 26.C5 | KA0193:A2 | CNTRL B,SCS | 26.C5
KA0229:11 | SC | FU0190 | WHT | 20 | 25.A4 | XT0234:3 | CNTRL B,SCS | 25.A4
KA0229:14 | SC | KA022914 | WHT | 20 | 25.A4 | XT0234:4 | CNTRL B,SCS | 25.A4
KA0229:A1 | SC | KA0231A1 | WHT | 20 | 23.B5 | KA0230:A1 | CNTRL B,SCS | 23.C5
KA0229:A1 | SC | KA0231A1 | WHT | 20 | 23.B5 | KA0231:11 | CNTRL B,SCS | 23.B5
KA0229:A2 | SC | KA0231A2 | WHT | 20 | 23.B5 | KA0230:A2 | CNTRL B,SCS | 23.C5
KA0230:11 | SC | KA023011 | WHT | 20 | 25.A4 | XT0234:1 | CNTRL B,SCS | 25.A4
KA0230:14 | SC | KA023014 | WHT | 20 | 25.A4 | XT0234:2 | CNTRL B,SCS | 25.A4
KA0230:21 | SC | KA023021 | WHT | 20 | 25.A4 | XT0234:5 | CNTRL B,SCS | 25.A4
KA0230:24 | SC | KA023024 | WHT | 20 | 25.A4 | XT0234:6 | CNTRL B,SCS | 25.A4
KA0230:A1 | SC | KA0231A1 | WHT | 20 | 23.C5 | KA0231:A1 | CNTRL B,SCS | 23.C5
KA0230:A2 | SC | KA0231A2 | WHT | 20 | 23.C5 | KA0231:A2 | CNTRL B,SCS | 23.C5
KA0231:11 | SC | KA0231A1 | WHT | 20 | 23.B5 | KA0241:21 | CNTRL B,SCS | 23.B5
KA0231:14 | SC | KT014615 | WHT | 20 | 23.B5 | KT0146:15 | CNTRL B,SCS | 23.B6
KA0231:14 | SC | KT014615 | WHT | 20 | 23.B5 | KA0241:24 | CNTRL B,SCS | 23.B5
KA0231:21 | SC | KA033424 | WHT | 20 | 24.A3 | KA0334:24 | CNTRL B,SCS | 24.A2
KA0231:24 | SC | KA023124 | WHT | 20 | 24.A3 | XT0236:3 | CNTRL B,SCS | 24.A3
KA0231:A1 | SC | KA0231A1 | WHT | 20 | 23.C5 | KA0232:A1 | CNTRL B,SCS | 23.C5
KA0231:A2 | SC | KA0231A2 | WHT | 20 | 23.C5 | KA0232:A2 | CNTRL B,SCS | 23.C5
KA0232:11 | SC | KA023211 | WHT | 20 | 25.A4 | XT0234:7 | CNTRL B,SCS | 25.A4
KA0232:14 | SC | KA023214 | WHT | 20 | 25.A4 | XT0234:8 | CNTRL B,SCS | 25.A4
KA0232:21 | SC | FU0295 | WHT | 20 | 24.C2 | XT0236:13 | CNTRL B,SCS | 24.C2
KA0232:24 | SC | KA023224 | WHT | 20 | 24.C2 | XT0236:6 | CNTRL B,SCS | 24.C3
KA0232:A1 | SC | KA0231A1 | WHT | 20 | 23.C5 | KA0233:A1 | CNTRL B,SCS | 23.C5
KA0232:A2 | SC | KA0231A2 | WHT | 20 | 23.C5 | KA0233:A2 | CNTRL B,SCS | 23.C5
KA0233:11 | SC | KT0146A1 | WHT | 20 | 23.A5 | KT0146:A1 | CNTRL B,SCS | 23.A5
KA0233:11 | SC | KT0146A1 | WHT | 20 | 23.A5 | KA0242:11 | CNTRL B,SCS | 23.A5
KA0233:21 | SC | KA023321 | WHT | 20 | 25.B4 | XT0234:9 | CNTRL B,SCS | 25.B4
KA0233:24 | SC | KA023324 | WHT | 20 | 25.B4 | XT0234:10 | CNTRL B,SCS | 25.B4
KA0233:A1 | SC | KA0231A1 | WHT | 20 | 23.C5 | KA0234:A1 | CNTRL B,SCS | 23.C5
KA0233:A2 | SC | KA0231A2 | WHT | 20 | 23.C5 | KA0234:A2 | CNTRL B,SCS | 23.C5
KA0234:11 | SC | KA023411 | WHT | 20 | 25.B4 | XT0234:11 | CNTRL B,SCS | 25.B4
KA0234:14 | SC | KA023414 | WHT | 20 | 25.B4 | XT0234:12 | CNTRL B,SCS | 25.B4
KA0234:21 | SC | FU0371 | WHT | 20 | 25.B4 | XT0234:13 | CNTRL B,SCS | 25.B4
KA0234:24 | SC | KA023424 | WHT | 20 | 25.B4 | XT0234:14 | CNTRL B,SCS | 25.B4
KA0235:A1 | SC | SB0400B212 | WHT | 20 | 24.A6 | KA0335:A1 | CNTRL B,SCS | 24.A6
KA0235:A1 | SC | SB0400B212 | WHT | 20 | 24.A6 | KA0236:A1 | CNTRL B,SCS | 24.B6
KA0235:A2 | SC | 0V | WHT | 20 | 24.A6 | KA0236:A2 | CNTRL B,SCS | 24.B6
KA0235:A2 | SC | 0V | WHT | 20 | 24.A6 | KA0335:A2 | CNTRL B,SCS | 24.A6
KA0236:21 | SC | KA023621 | WHT | 20 | 25.B2 | XT0235:3 | CNTRL B,SCS | 25.B2
KA0236:24 | SC | KA023624 | WHT | 20 | 25.B2 | XT0235:4 | CNTRL B,SCS | 25.C2
KA0236:A1 | SC | SB0400B212 | WHT | 20 | 24.B6 | KA0237:A1 | CNTRL B,SCS | 24.B6
KA0236:A2 | SC | 0V | WHT | 20 | 24.B6 | KA0237:A2 | CNTRL B,SCS | 24.B6
KA0237:11 | SC | KA023711 | WHT | 20 | 25.C2 | XT0235:5 | CNTRL B,SCS | 25.C2
KA0237:14 | SC | KA023714 | WHT | 20 | 25.C2 | XT0235:6 | CNTRL B,SCS | 25.C2
KA0237:21 | SC | KA023721 | WHT | 20 | 25.C2 | XT0235:7 | CNTRL B,SCS | 25.C2
KA0237:24 | SC | KA023724 | WHT | 20 | 25.C2 | XT0235:8 | CNTRL B,SCS | 25.C2
KA0237:A1 | SC | SB0400B212 | WHT | 20 | 24.B6 | KA0238:A1 | CNTRL B,SCS | 24.B6
KA0237:A2 | SC | 0V | WHT | 20 | 24.B6 | KA0238:A2 | CNTRL B,SCS | 24.B6
KA0238:A1 | SC | SB0400B212 | WHT | 20 | 24.B6 | KA0239:A1 | CNTRL B,SCS | 24.B6
KA0238:A2 | SC | 0V | WHT | 20 | 24.B6 | KA0239:A2 | CNTRL B,SCS | 24.B6
KA0239:21 | SC | KA023921 | WHT | 20 | 25.C2 | XT0235:9 | CNTRL B,SCS | 25.C2
KA0239:24 | SC | KA023924 | WHT | 20 | 25.C2 | XT0235:10 | CNTRL B,SCS | 25.C2
KA0239:A1 | SC | SB0400B212 | WHT | 20 | 24.B6 | KA0240:A1 | CNTRL B,SCS | 24.B6
KA0239:A2 | SC | 0V | WHT | 20 | 24.B6 | KA0240:A2 | CNTRL B,SCS | 24.B6
KA0240:11 | SC | KA024011 | WHT | 20 | 25.C2 | XT0235:11 | CNTRL B,SCS | 25.C2
KA0240:14 | SC | KA024014 | WHT | 20 | 25.C2 | XT0235:12 | CNTRL B,SCS | 25.C2
KA0241:11 | SC | FU0295 | WHT | 20 | 24.A2 | KA0334:21 | CNTRL B,SCS | 24.A2
KA0241:A1 | SC | SB0403B214 | WHT | 20 | 24.C6 | KA0242:A1 | CNTRL B,SCS | 24.C6
KA0241:A1 | SC | SB0403B214 | WHT | 20 | 24.C6 | XT0236:8 | CNTRL B,SCS | 24.C5
KA0241:A2 | SC | 0V | WHT | 20 | 24.C6 | KA0242:A2 | CNTRL B,SCS | 24.C6
KA0241:A2 | SC | 0V | WHT | 20 | 24.C6 | XT0236:15 | CNTRL B,SCS | 24.C6
KA0242:14 | SC | AF006434 | WHT | 20 | 23.A5 | KA0233:14 | CNTRL B,SCS | 23.A5
KA0242:A1 | SC | SB0403B214 | WHT | 20 | 24.C6 | KA0243:A1 | CNTRL B,SCS | 24.C6
KA0242:A2 | SC | 0V | WHT | 20 | 24.C6 | KA0243:A2 | CNTRL B,SCS | 24.C6
KA0243:11 | SC | KA024311 | WHT | 20 | 25.A2 | XT0240:1 | CNTRL B,SCS | 25.A2
KA0243:14 | SC | KA024314 | WHT | 20 | 25.A2 | XT0240:2 | CNTRL B,SCS | 25.A2
KA0243:21 | SC | FU0190 | WHT | 20 | 25.A2 | XT0240:3 | CNTRL B,SCS | 25.A2
KA0243:24 | SC | KA024324 | WHT | 20 | 25.A2 | XT0240:4 | CNTRL B,SCS | 25.A2
KA0243:A1 | SC | SB0403B214 | WHT | 20 | 24.C6 | KA0244:A1 | CNTRL B,SCS | 24.C6
KA0243:A2 | SC | 0V | WHT | 20 | 24.C6 | KA0244:A2 | CNTRL B,SCS | 24.C6
KA0244:11 | SC | KA024411 | WHT | 20 | 25.A2 | XT0240:5 | CNTRL B,SCS | 25.A2
KA0244:14 | SC | KA024414 | WHT | 20 | 25.A2 | XT0240:6 | CNTRL B,SCS | 25.A2
KA0244:21 | SC | KA024421 | WHT | 20 | 25.A2 | XT0240:7 | CNTRL B,SCS | 25.A2
KA0244:24 | SC | KA024424 | WHT | 20 | 25.A2 | XT0240:8 | CNTRL B,SCS | 25.A2
KA0244:A1 | SC | SB0403B214 | WHT | 20 | 24.C6 | KA0245:A1 | CNTRL B,SCS | 24.C6
KA0244:A2 | SC | 0V | WHT | 20 | 24.C6 | KA0245:A2 | CNTRL B,SCS | 24.C6
KA0245:11 | SC | KA024511 | WHT | 20 | 25.B2 | XT0240:9 | CNTRL B,SCS | 25.B2
KA0245:14 | SC | KA024514 | WHT | 20 | 25.B2 | XT0240:10 | CNTRL B,SCS | 25.B2
KA0245:21 | SC | KA024521 | WHT | 20 | 25.B2 | XT0240:11 | CNTRL B,SCS | 25.B2
KA0245:24 | SC | KA024524 | WHT | 20 | 25.B2 | XT0240:12 | CNTRL B,SCS | 25.B2
KA0334:21 | SC | FU0295 | WHT | 20 | 24.A2 | XT0236:1 | CNTRL B,SCS | 24.A2
KA0334:24 | SC | KA033424 | WHT | 20 | 24.A2 | KA0241:14 | CNTRL B,SCS | 24.A2
KA0334:A1 | SC | SB0400B212 | WHT | 20 | 24.A6 | KA0335:A1 | CNTRL B,SCS | 24.A6
KA0334:A2 | SC | 0V | WHT | 20 | 24.A6 | KA0335:A2 | CNTRL B,SCS | 24.A6
KA0334:A2 | SC | 0V | WHT | 20 | 24.A6 | XT0236:14 | CNTRL B,SCS | 24.A6
KA0335:11 | SC | FU0295 | WHT | 20 | 24.D2 | XT0236:13 | CNTRL B,SCS | 24.C2
KA0335:12 | SC | KA033512 | WHT | 20 | 24.D2 | XT0236:7 | CNTRL B,SCS | 24.D3
KA0335:21 | SC | KA033521 | WHT | 20 | 25.B2 | XT0235:1 | CNTRL B,SCS | 25.B2
KA0335:24 | SC | KA033524 | WHT | 20 | 25.B2 | XT0235:2 | CNTRL B,SCS | 25.B2
XT0236:4 | SC | KA023124 | WHT | 20 | 24.A4 | XT0237:1 | CNTRL B,SCS | 25.A6
XT0236:5 | SC | SB0400B211 | WHT | 20 | 24.A4 | XT0237:14 | CNTRL B,SCS | 25.B6
AF0062:07 | SC | UJ0131OK2 | WHT | 20 | 17.B6 | UJ0131:OK2 | CNTRL A,SCS | 17.B3
AF0062:09 | SC | UJ0135OK2 | WHT | 20 | 17.D6 | UJ0135:OK2 | CNTRL A,SCS | 17.D3
AF0062:39 | SC | UJ0131OK1 | WHT | 16 | 17.B6 | UJ0131:OK1 | CNTRL A,SCS | 17.B3
AF0062:41 | SC | UJ0135OK1 | WHT | 20 | 17.D6 | UJ0135:OK1 | CNTRL A,SCS | 17.D3
AF0063:00 | SC | 006300 | WHT | 20 | 17.B6 | XT0063:2 | CNTRL A,SCS | 17.B6
AF0063:01 | SC | 0V | WHT | 16 | 17.B6 | XT0063:3 | CNTRL A,SCS | 17.C5
AF0063:02 | SC | UJ0131VIN | WHT | 20 | 17.A6 | UJ0131:VIN | CNTRL A,SCS | 17.B3
AF0063:03 | SC | 0V | WHT | 16 | 17.A6 | XT0063:5 | CNTRL A,SCS | 17.A6
AF0063:04 | SC | UJ0131IOUT | WHT | 20 | 17.B6 | UJ0131:IOUT | CNTRL A,SCS | 17.B3
AF0063:05 | SC | 0V | WHT | 14 | 17.B6 | XT0063:6 | CNTRL A,SCS | 17.B6
AF0063:06 | SC | UJ0135VIN | WHT | 20 | 17.C6 | UJ0135:VIN | CNTRL A,SCS | 17.D3
AF0063:07 | SC | 0V | WHT | 14 | 17.C6 | XT0063:5 | CNTRL A,SCS | 17.A6
AF0063:08 | SC | UJ0135IOUT | WHT | 16 | 17.C6 | UJ0135:IOUT | CNTRL A,SCS | 17.D3
AF0063:09 | SC | 0V | WHT | 16 | 17.C6 | XT0063:6 | CNTRL A,SCS | 17.B6
FU0060:LI | SC | FU0135 | WHT | 14 | 22.B1 | XT0139:1 | CNTRL A,SCS | 18.A4
FU0402:LI | SC | VD01312 | WHT | 12 | 19.B5 | XT0438:2 | CNTRL A,SCS | 19.A2
IEG0230:3 | SC | GR0134 | GRN | 14 | 16.A4 | GR0134: | CNTRL A,SCS | 16.A3
XT0060:1 | SC | 0V | WHT | 14 | 22.B1 | XT0135:1 | CNTRL A,SCS | 18.C4
XT0132:6 | SC | 0V | WHT | 12 | 19.D6 | XT0434:2 | CNTRL A,SCS | 19.C2
XT0236:1 | SC | FU0295 | WHT | 14 | 24.A2 | FU0295:LD | CNTRL A,SCS | 18.B5
XT0236:14 | SC | 0V | WHT | 20 | 24.A6 | XT0135:3 | CNTRL A,SCS | 18.C4
IEG0230:5 | SC | IEG02305 | GRN | 14 | 16.B7 | GR0361: | SCS 2 PNL | 16.B6
IEG0230:6 | SC | IEG02306 | GRN | 14 | 16.B7 | GR0362: | SCS 2 PNL | 16.B6
FU0741:LD | SC | FU0741 | WHT | 16 | 19.B6 | BA0741:24V | SCS PLC | 14.D5
FU0741:LD | SC | FU0741 | WHT | 16 | 19.B6 | BA0740:24V | SCS PLC | 13.D5
IEG0230:7 | SC | IEG02307 | GRN | 14 | 16.A5 | GR0141: | SCS PLC | 16.A5
IEG0230:8 | SC | IEG02308 | GRN | 14 | 16.A5 | GR0142: | SCS PLC | 16.A5
XT0132:6 | SC | 0V | WHT | 16 | 19.D6 | BA0741:0V | SCS PLC | 14.D5
XT0132:6 | SC | 0V | WHT | 16 | 19.D6 | BA0740:0V | SCS PLC | 13.D5
AU0060:L1 | WC0060L1 | AU0060L1 | ENET | CABLE | 22.A2 | BA0740:14 | SCS PLC | 13.C5
AU0060:L2 | WC0060L2 | AU0060L2 | ENET | CABLE | 22.A2 | BA0741:14 | SCS PLC | 14.C5
BA0040:RJ45 | WCBA0040 | BA0040RJ45 | ENET | CABLE | 13.A3 | BA0740:3 | SCS PLC | 13.A2
BA0041:RJ45 | WCBA0041 | BA0041RJ45 | ENET | CABLE | 13.A3 | BA0740:5 | SCS PLC | 13.B2
BA0042:RJ45 | WCBA0042 | BA0042RJ45 | ENET | CABLE | 13.B3 | BA0740:7 | SCS PLC | 13.B2
BA0043:RJ45 | WCBA0043 | BA0043RJ45 | ENET | CABLE | 13.C3 | BA0740:9 | SCS PLC | 13.C2
BA0044:RJ45 | WCBA0044 | BA0044RJ45 | ENET | CABLE | 13.C3 | BA0740:11 | SCS PLC | 13.D2
BA0046:RJ45 | WCBA0046 | BA0046RJ45 | ENET | CABLE | 13.A5 | BA0740:8 | SCS PLC | 13.A6
BA0047:RJ45 | WCBA0047 | BA0047RJ45 | ENET | CABLE | 14.A3 | BA0741:3 | SCS PLC | 14.A2
BA0048:RJ45 | WCBA0048 | BA0048RJ45 | ENET | CABLE | 14.A3 | BA0741:5 | SCS PLC | 14.B2
BA0049:RJ45 | WCBA0049 | BA0049RJ45 | ENET | CABLE | 14.B3 | BA0741:7 | SCS PLC | 14.B2
BA0050:RJ45 | WCBA0050 | BA0050RJ45 | ENET | CABLE | 14.C3 | BA0741:9 | SCS PLC | 14.C2
BA0051:RJ45 | WCBA0051 | BA0051RJ45 | ENET | CABLE | 14.C3 | BA0741:11 | SCS PLC | 14.D2
BA0053:RJ45 | WCBA0053 | BA0053RJ45 | ENET | CABLE | 14.A5 | BA0741:6 | SCS PLC | 14.A6
AF0064:01 | SC | SB0400B112 | WHT | 20 | 30.D6 | XT0137:8 | SCS PNL 1 | 30.D6
AF0064:33 | SC | SB0400B111 | WHT | 20 | 30.D6 | XT0137:7 | SCS PNL 1 | 30.D6
KA0334:A1 | SC | SB0400B212 | WHT | 20 | 24.A6 | XT0137:4 | SCS PNL 1 | 30.D5
XT0236:12 | SC | 0V | WHT | 20 | 24.D6 | XT0137:2 | SCS PNL 1 | 30.C5
XT0236:2 | SC | FU0295 | WHT | 20 | 24.C2 | XT0137:5 | SCS PNL 1 | 30.B6
XT0236:5 | SC | SB0400B211 | WHT | 20 | 24.A4 | XT0137:3 | SCS PNL 1 | 30.D5
XT0236:7 | SC | KA033512 | WHT | 20 | 24.D3 | XT0137:1 | SCS PNL 1 | 30.C5
XT0236:8 | SC | SB0403B214 | WHT | 20 | 24.C5 | XT0137:6 | SCS PNL 1 | 30.B6
SolarTools ver. 24.0.84.24712 (Jul 31, 2025)
Report date: 2/27/2026 11:37 AM

## JB500 PANEL
JB500 PANEL
STATION BOP PANEL (JB500)
Project # | 4L107
Project Name | WHITEWATER MIDSTREAM^BAYRUNNER PIPELINE
Revision | B
Controls DE | ALEX. JEZEQUEL
Phone:
Controls ME | HECTOR, MEDRANO
Phone:
From | [5 empty] | To
Device ID | Cable (W) Conductor (SC) Jumper Clip (JC) | Wire No. | Wire ID | Gauge/Size | Page/Zone | Device ID | Location | Page/Zone
XT0080:1 | JC | 0V2 | CLIP | --- | 75.B2 | XT0080:2 | JB500 PANEL | 75.B2
XT0080:2 | JC | 0V2 | CLIP | --- | 75.B2 | XT0080:3 | JB500 PANEL | 75.B2
XT0080:3 | JC | 0V2 | CLIP | --- | 75.B2 | XT0080:4 | JB500 PANEL | 75.C2
XT0081:1 | JC | 0V2 | CLIP | --- | 76.B2 | XT0081:2 | JB500 PANEL | 76.B2
XT0081:2 | JC | 0V2 | CLIP | --- | 76.B2 | XT0081:3 | JB500 PANEL | 76.B2
XT0081:3 | JC | 0V2 | CLIP | --- | 76.B2 | XT0081:4 | JB500 PANEL | 76.C2
XT0081:4 | JC | 0V2 | CLIP | --- | 76.C2 | XT0081:5 | JB500 PANEL | 76.C2
XT0085:3 | JC | 030508 | CLIP | --- | 73.B6 | XT0085:4 | JB500 PANEL | 73.B6
XT0111:1 | JC | QS1034P | CLIP | --- | 73.A2 | XT0111:2 | JB500 PANEL | 73.C2
XT0111:3 | JC | QS1034N | CLIP | --- | 73.B2 | XT0111:4 | JB500 PANEL | 73.C2
XT0290:1 | JC | FU0371 | CLIP | --- | 78.A2 | XT0290:2 | JB500 PANEL | 78.C2
XT0293:1 | JC | 0V2 | CLIP | --- | 74.C5 | XT0293:2 | JB500 PANEL | 74.C5
XT0293:2 | JC | 0V2 | CLIP | --- | 74.C5 | XT0293:3 | JB500 PANEL | 74.C5
XT0293:3 | JC | 0V2 | CLIP | --- | 74.C5 | XT0293:4 | JB500 PANEL | 74.D5
XT0332:1 | JC | FU0370 | CLIP | --- | 74.A4 | XT0332:2 | JB500 PANEL | 74.A4
XT0332:2 | JC | FU0370 | CLIP | --- | 74.A4 | XT0332:3 | JB500 PANEL | 74.B4
XT0332:3 | JC | FU0370 | CLIP | --- | 74.B4 | XT0332:4 | JB500 PANEL | 74.B4
XT0332:4 | JC | FU0370 | CLIP | --- | 74.B4 | XT0332:5 | JB500 PANEL | 74.B4
XT0334:1 | JC | 0V2 | CLIP | --- | 74.C4 | XT0334:2 | JB500 PANEL | 74.C4
XT0334:2 | JC | 0V2 | CLIP | --- | 74.C4 | XT0334:3 | JB500 PANEL | 74.C4
XT0334:3 | JC | 0V2 | CLIP | --- | 74.C4 | XT0334:4 | JB500 PANEL | 74.C4
XT1034:1 | JC | FU1034 | CLIP | --- | 73.B4 | XT1034:2 | JB500 PANEL | 73.B4
XT1034:3 | JC | 0V2 | CLIP | --- | 73.B4 | XT1034:4 | JB500 PANEL | 73.B4
XT1034:5 | JC | VD10344 | CLIP | --- | 73.C6 | XT1034:6 | JB500 PANEL | 73.C6
XT1035:1 | JC | FU1035 | CLIP | --- | 73.D4 | XT1035:2 | JB500 PANEL | 73.D4
XT1035:3 | JC | 0V2 | CLIP | --- | 73.D4 | XT1035:4 | JB500 PANEL | 73.D4
XT0291:10 | SC | JPBOP9 | VIO | 20 | 79.B6 | XT0291:9 | JB500 PANEL | 79.B6
XT0291:11 | SC | JPBOP10 | VIO | 20 | 79.B6 | XT0291:10 | JB500 PANEL | 79.B6
XT0291:12 | SC | JPBOP11 | VIO | 20 | 79.B6 | XT0291:11 | JB500 PANEL | 79.B6
XT0291:13 | SC | JPBOP12 | VIO | 20 | 79.B6 | XT0291:12 | JB500 PANEL | 79.B6
XT0291:14 | SC | JPBOP13 | VIO | 20 | 79.B6 | XT0291:13 | JB500 PANEL | 79.B6
XT0291:2 | SC | JPBOP1 | VIO | 20 | 79.A6 | XT0291:1 | JB500 PANEL | 79.A6
XT0291:3 | SC | JPBOP2 | VIO | 20 | 79.A6 | XT0291:2 | JB500 PANEL | 79.A6
XT0291:4 | SC | JPBOP3 | VIO | 20 | 79.A6 | XT0291:3 | JB500 PANEL | 79.A6
XT0291:5 | SC | JPBOP4 | VIO | 20 | 79.A6 | XT0291:4 | JB500 PANEL | 79.A6
XT0291:6 | SC | JPBOP5 | VIO | 20 | 79.A6 | XT0291:5 | JB500 PANEL | 79.A6
XT0291:7 | SC | JPBOP6 | VIO | 20 | 79.A6 | XT0291:6 | JB500 PANEL | 79.A6
XT0291:8 | SC | JPBOP7 | VIO | 20 | 79.A6 | XT0291:7 | JB500 PANEL | 79.A6
XT0291:9 | SC | JPBOP8 | VIO | 20 | 79.B6 | XT0291:8 | JB500 PANEL | 79.A6
AF0301:00 | SC | KA025011 | WHT | 20 | 86.A6 | KA0250:11 | JB500 PANEL | 86.A6
AF0301:08 | SC | KA025511a | WHT | 20 | 83.C6 | KA0255:11 | JB500 PANEL | 83.C6
AF0301:12 | SC | KA025421a | WHT | 20 | 83.A6 | KA0254:21 | JB500 PANEL | 83.A6
AF0301:COM | SC | 0V2 | WHT | 14 | 75.B3 | XT0080:2 | JB500 PANEL | 75.B2
AF0301:V+ | SC | FU0301 | WHT | 14 | 75.B3 | FU0301:LD | JB500 PANEL | 75.B2
AF0302:00 | SC | KA025411 | WHT | 20 | 81.C6 | KA0254:11 | JB500 PANEL | 81.C6
AF0302:04 | SC | KA025321 | WHT | 20 | 81.A6 | KA0253:21 | JB500 PANEL | 81.A6
AF0302:08 | SC | KA025021 | WHT | 20 | 85.A6 | KA0250:24 | JB500 PANEL | 85.A6
AF0302:COM | SC | 0V2 | WHT | 14 | 75.B3 | XT0080:3 | JB500 PANEL | 75.B2
AF0302:COM | SC | AF0302N | WHT | 16 | 75.B3 | AF0303:COM | JB500 PANEL | 75.B4
AF0302:V+ | SC | FU0302 | WHT | 14 | 75.B3 | FU0302:LD | JB500 PANEL | 75.B2
AF0302:V+ | SC | AF0302P | WHT | 16 | 75.B3 | AF0303:V+ | JB500 PANEL | 75.B4
AF0303:COM | SC | AF0303N | WHT | 16 | 75.B4 | AF0304:COM | JB500 PANEL | 75.B5
AF0303:V+ | SC | AF0303P | WHT | 16 | 75.B4 | AF0304:V+ | JB500 PANEL | 75.B5
AF0304:14 | SC | UJ1034OK2 | WHT | 20 | 73.B6 | UJ1034:OK2 | JB500 PANEL | 73.A3
AF0304:15 | SC | UJ1035OK2 | WHT | 20 | 73.C6 | UJ1035:OK2 | JB500 PANEL | 73.C3
AF0304:46 | SC | UJ1034OK1 | WHT | 16 | 73.B6 | UJ1034:OK1 | JB500 PANEL | 73.A3
AF0304:47 | SC | UJ1035OK1 | WHT | 20 | 73.C6 | UJ1035:OK1 | JB500 PANEL | 73.C3
AF0304:COM | SC | AF0304N | WHT | 16 | 75.B5 | AF0305:COM | JB500 PANEL | 75.B5
AF0304:V+ | SC | AF0304P | WHT | 16 | 75.B5 | AF0305:V+ | JB500 PANEL | 75.B5
AF0305:02 | SC | UJ1034VIN | WHT | 20 | 73.A6 | UJ1034:VIN | JB500 PANEL | 73.A3
AF0305:03 | SC | 0V2 | WHT | 16 | 73.A6 | XT0085:5 | JB500 PANEL | 73.A6
AF0305:06 | SC | UJ1034IOUT | WHT | 20 | 73.A6 | UJ1034:IOUT | JB500 PANEL | 73.A3
AF0305:07 | SC | 0V2 | WHT | 16 | 73.A6 | XT0085:6 | JB500 PANEL | 73.A6
AF0305:08 | SC | 030508 | WHT | 16 | 73.B6 | XT0085:3 | JB500 PANEL | 73.B6
AF0305:09 | SC | 0V2 | WHT | 16 | 73.B6 | XT0085:2 | JB500 PANEL | 73.B5
AF0305:12 | SC | UJ1035VIN | WHT | 20 | 73.C6 | UJ1035:VIN | JB500 PANEL | 73.C3
AF0305:13 | SC | 0V2 | WHT | 16 | 73.C6 | XT0085:5 | JB500 PANEL | 73.A6
AF0305:14 | SC | UJ1035IOUT | WHT | 20 | 73.C6 | UJ1035:IOUT | JB500 PANEL | 73.C3
AF0305:15 | SC | 0V2 | WHT | 16 | 73.C6 | XT0085:6 | JB500 PANEL | 73.A6
AF0305:SH | SC | AU0030 | GRN | 14 | 75.B5 | AU0300:GND | JB500 PANEL | 75.A2
AF0305:SH | SC | IEG01502 | GRN | 14 | 75.B5 | IEG0150:2 | JB500 PANEL | 75.B5
AF0306:00 | SC | KA025921 | WHT | 20 | 88.C6 | KA0259:21 | JB500 PANEL | 88.C6
AF0306:02 | SC | KA025611 | WHT | 20 | 88.D6 | KA0256:11 | JB500 PANEL | 88.D6
AF0306:04 | SC | KA025621 | WHT | 20 | 98.A7 | KA0256:21 | JB500 PANEL | 98.A6
AF0306:06 | SC | KA025711 | WHT | 20 | 98.B7 | KA0257:11 | JB500 PANEL | 98.B6
AF0306:08 | SC | KA025111 | WHT | 20 | 86.C6 | KA0251:14 | JB500 PANEL | 86.C6
AF0306:12 | SC | KA026611 | WHT | 20 | 98.C7 | KA0266:11 | JB500 PANEL | 98.C6
AF0306:14 | SC | KA026621 | WHT | 20 | 98.D7 | KA0266:21 | JB500 PANEL | 98.D6
AF0306:COM | SC | 0V2 | WHT | 14 | 75.B6 | XT0080:4 | JB500 PANEL | 75.C2
AF0306:V+ | SC | FU0303 | WHT | 14 | 75.B6 | FU0303:LD | JB500 PANEL | 75.B2
AF0307:COM | SC | * |  |  | 75.C3 | XT0070:2 | JB500 PANEL | 75.D2
AF0307:COM | SC | 0V2 | WHT | 14 | 75.C3 | AF0311:COM | JB500 PANEL | 75.C5
AF0307:COM | SC | AF0307N | WHT | 16 | 75.C3 | AF0308:COM | JB500 PANEL | 75.C3
AF0307:V+ | SC | FU0304 | WHT | 14 | 75.C3 | FU0304:LD | JB500 PANEL | 75.C3
AF0307:V+ | SC | AF0307P | WHT | 16 | 75.C3 | AF0308:V+ | JB500 PANEL | 75.C3
AF0308:COM | SC | AF0308N | WHT | 16 | 75.C3 | AF0309:COM | JB500 PANEL | 75.C4
AF0308:SH | SC | AF0307G | GRN | 14 | 75.C3 | AF0307:SH | JB500 PANEL | 75.C3
AF0308:SH | SC | AF0308G | GRN | 14 | 75.C3 | AF0309:SH | JB500 PANEL | 75.C4
AF0308:V+ | SC | AF0308P | WHT | 16 | 75.C3 | AF0309:V+ | JB500 PANEL | 75.C4
AF0309:COM | SC | AF0309N | WHT | 16 | 75.C4 | AF0310:COM | JB500 PANEL | 75.C5
AF0309:SH | SC | AF0309G | GRN | 14 | 75.C4 | AF0310:SH | JB500 PANEL | 75.C5
AF0309:V+ | SC | AF0309P | WHT | 16 | 75.C4 | AF0310:V+ | JB500 PANEL | 75.C5
AF0310:SH | SC | IEG01501 | GRN | 14 | 75.C5 | IEG0150:1 | JB500 PANEL | 75.D5
AF0311:COM | SC | 0V2 | WHT | 14 | 75.C5 | AF0312:COM | JB500 PANEL | 75.C6
AF0311:V+ | SC | FU0305 | WHT | 14 | 75.C5 | FU0305:LD | JB500 PANEL | 75.D3
AF0312:00 | SC | KA025121 | WHT | 20 | 85.C6 | KA0251:21 | JB500 PANEL | 85.C6
AF0312:04 | SC | KA025211 | WHT | 20 | 87.C6 | KA0252:11 | JB500 PANEL | 87.C6
AF0312:08 | SC | KA025221 | WHT | 20 | 87.A6 | KA0252:21 | JB500 PANEL | 87.A6
AF0312:V+ | SC | FU0306 | WHT | 14 | 75.C6 | FU0306:LD | JB500 PANEL | 75.D3
AF0313:00 | SC | KA025911 | WHT | 20 | 88.A6 | KA0259:11 | JB500 PANEL | 88.A6
AF0313:02 | SC | KA026511 | WHT | 20 | 88.B6 | KA0265:11 | JB500 PANEL | 88.B6
AF0313:08 | SC | KA025811 | WHT | 20 | 89.A7 | KA0258:11 | JB500 PANEL | 89.A6
AF0313:10 | SC | KA026711 | WHT | 20 | 89.B7 | KA0267:11 | JB500 PANEL | 89.B6
AF0313:12 | SC | KA026421 | WHT | 20 | 89.C6 | KA0264:21 | JB500 PANEL | 89.C6
AF0313:14 | SC | KA026721 | WHT | 20 | 89.D6 | KA0267:21 | JB500 PANEL | 89.D6
AF0313:COM | SC | 0V2 | WHT | 14 | 76.B3 | XT0081:1 | JB500 PANEL | 76.B2
AF0313:V+ | SC | FU0313 | WHT | 14 | 76.B3 | FU0313:LD | JB500 PANEL | 76.B2
AF0314:00 | SC | KA025821 | WHT | 20 | 91.A6 | KA0258:21 | JB500 PANEL | 91.A6
AF0314:04 | SC | KA026211 | WHT | 20 | 94.A7 | KA0262:11 | JB500 PANEL | 94.A6
AF0314:06 | SC | KA026811 | WHT | 20 | 94.B7 | KA0268:11 | JB500 PANEL | 94.B6
AF0314:08 | SC | KA026221 | WHT | 20 | 94.C7 | KA0262:21 | JB500 PANEL | 94.C6
AF0314:10 | SC | KA026821 | WHT | 20 | 94.D7 | KA0268:21 | JB500 PANEL | 94.D6
AF0314:COM | SC | 0V2 | WHT | 14 | 76.B3 | XT0081:3 | JB500 PANEL | 76.B2
AF0314:V+ | SC | FU0314 | WHT | 14 | 76.B3 | FU0314:LD | JB500 PANEL | 76.B2
AF0315:00 | SC | KA026311 | WHT | 20 | 99.C7 | KA0263:11 | JB500 PANEL | 99.C6
AF0315:04 | SC | KA026321 | WHT | 20 | 101.A7 | KA0263:21 | JB500 PANEL | 101.A6
AF0315:12 | SC | KA026411 | WHT | 20 | 103.A6 | KA0264:11 | JB500 PANEL | 103.A6
AF0315:COM | SC | 0V2 | WHT | 14 | 76.B4 | XT0081:4 | JB500 PANEL | 76.C2
AF0315:V+ | SC | FU0315 | WHT | 14 | 76.B4 | FU0315:LD | JB500 PANEL | 76.B2
AF0316:COM | SC | 0V2 | WHT | 14 | 76.B5 | XT0081:5 | JB500 PANEL | 76.C2
AF0316:V+ | SC | FU0316 | WHT | 14 | 76.B5 | FU0316:LD | JB500 PANEL | 76.C2
AU0300:COM | SC | 0V2 | WHT | 14 | 75.A2 | XT0080:1 | JB500 PANEL | 75.B2
AU0300:V+ | SC | FU0300 | WHT | 14 | 75.A2 | FU0300:LD | JB500 PANEL | 75.B2
BA7031:V1(-) | SC | 0V2 | WHT | 16 | 7.A3 | XT0293:2 | JB500 PANEL | 74.C5
BA7031:V1(+) | SC | FU0374 | WHT | 16 | 7.A3 | FU0374:LD | JB500 PANEL | 74.B5
BA7032:V1(-) | SC | 0V2 | WHT | 16 | 7.B3 | XT0293:3 | JB500 PANEL | 74.C5
BA7033:V1(-) | SC | 0V2 | WHT | 16 | 7.C3 | XT0293:4 | JB500 PANEL | 74.D5
FU0300:LI | SC | FU0370 | WHT | 14 | 75.B2 | FU0301:LI | JB500 PANEL | 75.B2
FU0300:LI | SC | FU0370 | WHT | 14 | 75.B2 | XT0332:3 | JB500 PANEL | 74.B4
FU0301:LI | SC | FU0370 | WHT | 14 | 75.B2 | FU0302:LI | JB500 PANEL | 75.B2
FU0302:LI | SC | FU0370 | WHT | 14 | 75.B2 | FU0303:LI | JB500 PANEL | 75.B2
FU0303:LI | SC | FU0370 | WHT | 14 | 75.B2 | FU0313:LI | JB500 PANEL | 76.B2
FU0304:LI | SC | FU0370 | WHT | 14 | 75.C3 | FU0305:LI | JB500 PANEL | 75.D3
FU0304:LI | SC | FU0370 | WHT | 14 | 75.C3 | XT0332:2 | JB500 PANEL | 74.A4
FU0305:LI | SC | FU0370 | WHT | 14 | 75.D3 | FU0306:LI | JB500 PANEL | 75.D3
FU0313:LI | SC | FU0370 | WHT | 14 | 76.B2 | FU0314:LI | JB500 PANEL | 76.B2
FU0314:LI | SC | FU0370 | WHT | 14 | 76.B2 | FU0315:LI | JB500 PANEL | 76.B2
FU0315:LI | SC | FU0370 | WHT | 14 | 76.B2 | FU0316:LI | JB500 PANEL | 76.C2
FU0370:LD | SC | FU0370 | WHT | 14 | 74.A3 | XT0332:1 | JB500 PANEL | 74.A4
FU0370:LI | SC | VD10344 | WHT | 10 | 74.A3 | XT1034:6 | JB500 PANEL | 73.C6
FU0371:LD | SC | FU0371 | WHT | 14 | 74.A5 | XT0290:1 | JB500 PANEL | 78.A2
FU0371:LI | SC | FU0370 | WHT | 14 | 74.A5 | XT0332:1 | JB500 PANEL | 74.A4
FU0372:LI | SC | FU0370 | WHT | 14 | 74.B5 | FU0373:LI | JB500 PANEL | 74.B5
FU0372:LI | SC | FU0370 | WHT | 14 | 74.B5 | XT0332:4 | JB500 PANEL | 74.B4
FU0374:LI | SC | FU0370 | WHT | 14 | 74.B5 | XT0332:4 | JB500 PANEL | 74.B4
FU1034:LD | SC | FU1034 | WHT | 10 | 73.B4 | XT1034:1 | JB500 PANEL | 73.B4
FU1034:LI | SC | 24V5 | WHT | 10 | 73.B4 | UJ1034:OUT(+) | JB500 PANEL | 73.A3
FU1035:LD | SC | FU1035 | WHT | 10 | 73.D4 | XT1035:2 | JB500 PANEL | 73.D4
FU1035:LI | SC | 24V6 | WHT | 10 | 73.D4 | UJ1035:OUT(+) | JB500 PANEL | 73.C3
GR1300: | SC | GR13006 | GRN | 14 | 16.D3 | IEG0150:6 | JB500 PANEL | 16.D4
GR1301: | SC | GR1301 | GRN/YEL | 14 | 16.D3 | FRAME | JB500 PANEL | 16.D4
GR1302: | SC | GR1302 | GRN/YEL | 14 | 16.D3 | FRAME | JB500 PANEL | 16.D4
GR1303: | SC | GR1303 | GRN/YEL | 14 | 16.C3 | FRAME | JB500 PANEL | 16.C4
GR1304: | SC | IEG01503 | GRN | 14 | 16.C3 | IEG0150:3 | JB500 PANEL | 16.C4
KA0250:14 | SC | VD0251P | WHT | 20 | 86.A6 | XT0381:20 | JB500 PANEL | 86.A5
KA0250:21 | SC | VD0250P | WHT | 20 | 85.A6 | XT0381:18 | JB500 PANEL | 85.A5
KA0250:A1 | SC | KA023424 | WHT | 20 | 78.A4 | KA0251:A1 | JB500 PANEL | 78.A4
KA0250:A1 | SC | KA023424 | WHT | 20 | 78.A4 | XT0290:6 | JB500 PANEL | 78.A3
KA0250:A2 | SC | 0V2 | WHT | 20 | 78.A4 | KA0251:A2 | JB500 PANEL | 78.A4
KA0250:A2 | SC | 0V2 | WHT | 20 | 78.A4 | XT0290:7 | JB500 PANEL | 78.A5
KA0251:11 | SC | VD0253P | WHT | 20 | 86.C6 | XT0381:24 | JB500 PANEL | 86.C5
KA0251:24 | SC | VD0252P | WHT | 20 | 85.C6 | XT0381:22 | JB500 PANEL | 85.C5
KA0251:A1 | SC | KA023424 | WHT | 20 | 78.A4 | KA0252:A1 | JB500 PANEL | 78.A4
KA0251:A2 | SC | 0V2 | WHT | 20 | 78.A4 | KA0252:A2 | JB500 PANEL | 78.A4
KA0252:14 | SC | VD0263P | WHT | 20 | 87.C6 | XT0381:28 | JB500 PANEL | 87.C5
KA0252:24 | SC | VD0262P | WHT | 20 | 87.A6 | XT0381:26 | JB500 PANEL | 87.A5
KA0252:A1 | SC | KA023424 | WHT | 20 | 78.A4 | KA0253:A1 | JB500 PANEL | 78.A4
KA0252:A2 | SC | 0V2 | WHT | 20 | 78.A4 | KA0253:A2 | JB500 PANEL | 78.A4
KA0253:24 | SC | VD0254P | WHT | 20 | 81.A6 | XT0381:2 | JB500 PANEL | 81.A5
KA0253:A1 | SC | KA023424 | WHT | 20 | 78.A4 | KA0254:A1 | JB500 PANEL | 78.B4
KA0253:A2 | SC | 0V2 | WHT | 20 | 78.A4 | KA0254:A2 | JB500 PANEL | 78.B4
KA0254:14 | SC | VD0255P | WHT | 20 | 81.C6 | XT0381:4 | JB500 PANEL | 81.C5
KA0254:24 | SC | VD0256P | WHT | 20 | 83.A6 | XT0381:6 | JB500 PANEL | 83.A5
KA0254:A1 | SC | KA023424 | WHT | 20 | 78.B4 | KA0255:A1 | JB500 PANEL | 78.B4
KA0254:A2 | SC | 0V2 | WHT | 20 | 78.B4 | KA0255:A2 | JB500 PANEL | 78.B4
KA0255:14 | SC | VD0257P | WHT | 20 | 83.C6 | XT0381:8 | JB500 PANEL | 83.C5
KA0255:A1 | SC | KA023424 | WHT | 20 | 78.B4 | KA0256:A1 | JB500 PANEL | 78.B4
KA0255:A2 | SC | 0V2 | WHT | 20 | 78.B4 | KA0256:A2 | JB500 PANEL | 78.B4
KA0256:14 | SC | KA025614 | WHT | 20 | 88.D6 | XT0381:12 | JB500 PANEL | 88.D5
KA0256:24 | SC | VD0260P | WHT | 20 | 98.A6 | XT0381:14 | JB500 PANEL | 98.A5
KA0256:A1 | SC | KA023424 | WHT | 20 | 78.B4 | KA0257:A1 | JB500 PANEL | 78.B4
KA0256:A2 | SC | 0V2 | WHT | 20 | 78.B4 | KA0257:A2 | JB500 PANEL | 78.B4
KA0257:14 | SC | VD0261P | WHT | 20 | 98.B6 | XT0381:16 | JB500 PANEL | 98.B5
KA0257:A1 | SC | KA023424 | WHT | 20 | 78.B4 | KA0258:A1 | JB500 PANEL | 78.B4
KA0257:A2 | SC | 0V2 | WHT | 20 | 78.B4 | KA0258:A2 | JB500 PANEL | 78.B4
KA0258:14 | SC | KA025814 | WHT | 20 | 89.A6 | XT0381:34 | JB500 PANEL | 89.A5
KA0258:24 | SC | KA025824 | WHT | 20 | 91.A6 | XT0381:36 | JB500 PANEL | 91.A5
KA0258:A1 | SC | KA023424 | WHT | 20 | 78.B4 | KA0259:A1 | JB500 PANEL | 78.C4
KA0258:A2 | SC | 0V2 | WHT | 20 | 78.B4 | KA0259:A2 | JB500 PANEL | 78.C4
KA0259:14 | SC | KA025914 | WHT | 20 | 88.A6 | XT0381:30 | JB500 PANEL | 88.A5
KA0259:24 | SC | KA025924 | WHT | 20 | 88.C6 | XT0381:10 | JB500 PANEL | 88.C5
KA0259:A1 | SC | KA023424 | WHT | 20 | 78.C4 | KA0262:A1 | JB500 PANEL | 78.C4
KA0259:A2 | SC | 0V2 | WHT | 20 | 78.C4 | KA0262:A2 | JB500 PANEL | 78.C4
KA0260:11 | SC | KA026011 | WHT | 20 | 78.D4 | XT0290:3 | JB500 PANEL | 78.D2
KA0260:14 | SC | SB0400B211 | WHT | 20 | 78.D4 | XT0290:4 | JB500 PANEL | 78.D2
KA0260:A1 | SC | KA0260A1 | WHT | 20 | 78.C4 | KA0261:A1 | JB500 PANEL | 78.D4
KA0260:A1 | SC | KA0260A1 | WHT | 20 | 78.C4 | XT0291:14 | JB500 PANEL | 79.B6
KA0260:A2 | SC | KA0260A2 | WHT | 20 | 78.C4 | KA0261:A2 | JB500 PANEL | 78.D4
KA0262:14 | SC | KA026214 | WHT | 20 | 94.A6 | XT0381:38 | JB500 PANEL | 94.A5
KA0262:24 | SC | KA026224 | WHT | 20 | 94.C6 | XT0381:40 | JB500 PANEL | 94.C5
KA0262:A1 | SC | KA023424 | WHT | 20 | 78.C4 | KA0263:A1 | JB500 PANEL | 78.C4
KA0262:A2 | SC | 0V2 | WHT | 20 | 78.C4 | KA0263:A2 | JB500 PANEL | 78.C4
KA0263:14 | SC | KA026314 | WHT | 20 | 99.C6 | XT0381:42 | JB500 PANEL | 99.C5
KA0263:24 | SC | KA026324 | WHT | 20 | 101.A6 | XT0381:44 | JB500 PANEL | 101.A5
KA0263:A1 | SC | KA023424 | WHT | 20 | 78.C4 | KA0264:A1 | JB500 PANEL | 78.C4
KA0263:A2 | SC | 0V2 | WHT | 20 | 78.C4 | KA0264:A2 | JB500 PANEL | 78.C4
KA0264:14 | SC | KA026414 | WHT | 20 | 103.A6 | XT0381:46 | JB500 PANEL | 103.A5
KA0264:24 | SC | KA026424 | WHT | 20 | 89.C6 | XT0381:48 | JB500 PANEL | 89.C5
KA0264:A1 | SC | KA023424 | WHT | 20 | 78.C4 | KA0265:A1 | JB500 PANEL | 78.A6
KA0264:A2 | SC | 0V2 | WHT | 20 | 78.C4 | KA0265:A2 | JB500 PANEL | 78.A6
KA0265:14 | SC | KA026514 | WHT | 20 | 88.B6 | XT0382:2 | JB500 PANEL | 88.B5
KA0265:A1 | SC | KA023424 | WHT | 20 | 78.A6 | KA0266:A1 | JB500 PANEL | 78.A6
KA0265:A2 | SC | 0V2 | WHT | 20 | 78.A6 | KA0266:A2 | JB500 PANEL | 78.A6
KA0266:14 | SC | KA026614 | WHT | 20 | 98.C6 | XT0382:4 | JB500 PANEL | 98.C5
KA0266:24 | SC | KA026624 | WHT | 20 | 98.D6 | XT0382:6 | JB500 PANEL | 98.D5
KA0266:A1 | SC | KA023424 | WHT | 20 | 78.A6 | KA0267:A1 | JB500 PANEL | 78.A6
KA0266:A2 | SC | 0V2 | WHT | 20 | 78.A6 | KA0267:A2 | JB500 PANEL | 78.A6
KA0267:14 | SC | KA026714 | WHT | 20 | 89.B6 | XT0382:8 | JB500 PANEL | 89.B5
KA0267:24 | SC | KA026724 | WHT | 20 | 89.D6 | XT0382:10 | JB500 PANEL | 89.D5
KA0267:A1 | SC | KA023424 | WHT | 20 | 78.A6 | KA0268:A1 | JB500 PANEL | 78.B6
KA0267:A2 | SC | 0V2 | WHT | 20 | 78.A6 | KA0268:A2 | JB500 PANEL | 78.B6
KA0268:14 | SC | KA026814 | WHT | 20 | 94.B6 | XT0382:12 | JB500 PANEL | 94.B5
KA0268:24 | SC | KA026824 | WHT | 20 | 94.D6 | XT0382:14 | JB500 PANEL | 94.D5
QS1034:LD-1 | SC | UJ1034P | WHT | 12 | 73.A2 | UJ1034:+ | JB500 PANEL | 73.A3
QS1034:LD-3 | SC | UJ1034N | WHT | 12 | 73.A2 | UJ1034:- | JB500 PANEL | 73.A3
QS1034:LI-2 | SC | QS1034P | WHT | 12 | 73.A2 | XT0111:1 | JB500 PANEL | 73.A2
QS1034:LI-4 | SC | QS1034N | WHT | 12 | 73.A2 | XT0111:3 | JB500 PANEL | 73.B2
QS1035:LD-1 | SC | UJ1035P | WHT | 12 | 73.C2 | UJ1035:+ | JB500 PANEL | 73.C3
QS1035:LD-3 | SC | UJ1035N | WHT | 12 | 73.C2 | UJ1035:- | JB500 PANEL | 73.C3
QS1035:LI-2 | SC | QS1034P | WHT | 12 | 73.C2 | XT0111:2 | JB500 PANEL | 73.C2
QS1035:LI-4 | SC | QS1034N | WHT | 12 | 73.C2 | XT0111:4 | JB500 PANEL | 73.C2
RR0861: -3.01K OHM | SC | 030508 | LEAD | --- | 73.B5 | XT0085:3 | JB500 PANEL | 73.B6
RR0861: -3.01K OHM | SC | VD10344 | LEAD | --- | 73.B5 | XT0085:1 | JB500 PANEL | 73.B5
RR0862: -1.0K OHM | SC | 030508 | LEAD | --- | 73.B5 | XT0085:4 | JB500 PANEL | 73.B6
RR0862: -1.0K OHM | SC | 0V2 | LEAD | --- | 73.B5 | XT0085:2 | JB500 PANEL | 73.B5
UJ1034:G | SC | UJ1034G | GRN/YEL | 12 | 73.A3 | FRAME | JB500 PANEL | 73.B3
UJ1034:OUT(-) | SC | 0V2 | WHT | 10 | 73.A3 | XT1034:3 | JB500 PANEL | 73.B4
UJ1035:G | SC | UJ1035G | GRN/YEL | 12 | 73.C3 | FRAME | JB500 PANEL | 73.C3
UJ1035:OUT(-) | SC | 0V2 | WHT | 10 | 73.C3 | XT1035:4 | JB500 PANEL | 73.D4
VD0250:--1N4005/1 | SC | SVO11031 | WHT | 20 | 85.A5 | XT0381:17 | JB500 PANEL | 85.A5
VD0250:+-1N4005/1 | SC | VD0250P | WHT | 20 | 85.A5 | XT0381:18 | JB500 PANEL | 85.A5
VD0251:--1N4005/1 | SC | SVO11021 | WHT | 20 | 86.A5 | XT0381:19 | JB500 PANEL | 86.A5
VD0251:+-1N4005/1 | SC | VD0251P | WHT | 20 | 86.A5 | XT0381:20 | JB500 PANEL | 86.A5
VD0252:--1N4005/1 | SC | SVO11131 | WHT | 20 | 85.C5 | XT0381:21 | JB500 PANEL | 85.C5
VD0252:+-1N4005/1 | SC | VD0252P | WHT | 20 | 85.C5 | XT0381:22 | JB500 PANEL | 85.C5
VD0253:--1N4005/1 | SC | SVO11121 | WHT | 20 | 86.C5 | XT0381:23 | JB500 PANEL | 86.C5
VD0253:+-1N4005/1 | SC | VD0253P | WHT | 20 | 86.C5 | XT0381:24 | JB500 PANEL | 86.C5
VD0254:--1N4005/1 | SC | SVO11751 | WHT | 20 | 81.A5 | XT0381:1 | JB500 PANEL | 81.A5
VD0254:+-1N4005/1 | SC | VD0254P | WHT | 20 | 81.A5 | XT0381:2 | JB500 PANEL | 81.A5
VD0255:--1N4005/1 | SC | SVO11741 | WHT | 20 | 81.C5 | XT0381:3 | JB500 PANEL | 81.C5
VD0255:+-1N4005/1 | SC | VD0255P | WHT | 20 | 81.C5 | XT0381:4 | JB500 PANEL | 81.C5
VD0256:--1N4005/1 | SC | SVO11631 | WHT | 20 | 83.A5 | XT0381:5 | JB500 PANEL | 83.A5
VD0256:+-1N4005/1 | SC | VD0256P | WHT | 20 | 83.A5 | XT0381:6 | JB500 PANEL | 83.A5
VD0257:--1N4005/1 | SC | SVO11621 | WHT | 20 | 83.C5 | XT0381:7 | JB500 PANEL | 83.C5
VD0257:+-1N4005/1 | SC | VD0257P | WHT | 20 | 83.C5 | XT0381:8 | JB500 PANEL | 83.C5
VD0258:--1N4005/1 | SC | SVO11931 | WHT | 20 | 88.C5 | XT0381:9 | JB500 PANEL | 88.C5
VD0258:+-1N4005/1 | SC | KA025924 | WHT | 20 | 88.C5 | XT0381:10 | JB500 PANEL | 88.C5
VD0259:--1N4005/1 | SC | SVC11931 | WHT | 20 | 88.D5 | XT0381:11 | JB500 PANEL | 88.D5
VD0259:+-1N4005/1 | SC | KA025614 | WHT | 20 | 88.D5 | XT0381:12 | JB500 PANEL | 88.D5
VD0260:--1N4005/1 | SC | SVO11421 | WHT | 20 | 98.A5 | XT0381:13 | JB500 PANEL | 98.A5
VD0260:+-1N4005/1 | SC | VD0260P | WHT | 20 | 98.A5 | XT0381:14 | JB500 PANEL | 98.A5
VD0261:--1N4005/1 | SC | SVC11421 | WHT | 20 | 98.B5 | XT0381:15 | JB500 PANEL | 98.B5
VD0261:+-1N4005/1 | SC | VD0261P | WHT | 20 | 98.B5 | XT0381:16 | JB500 PANEL | 98.B5
VD0262:--1N4005/1 | SC | SVO11061 | WHT | 20 | 87.A5 | XT0381:25 | JB500 PANEL | 87.A5
VD0262:+-1N4005/1 | SC | VD0262P | WHT | 20 | 87.A5 | XT0381:26 | JB500 PANEL | 87.A5
VD0263:--1N4005/1 | SC | SVO11161 | WHT | 20 | 87.C5 | XT0381:27 | JB500 PANEL | 87.C5
VD0263:+-1N4005/1 | SC | VD0263P | WHT | 20 | 87.C5 | XT0381:28 | JB500 PANEL | 87.C5
VD0264:--1N4005/1 | SC | SVO1160P | WHT | 20 | 94.A5 | XT0381:37 | JB500 PANEL | 94.A5
VD0264:+-1N4005/1 | SC | KA026214 | WHT | 20 | 94.A5 | XT0381:38 | JB500 PANEL | 94.A5
VD0265:--1N4005/1 | SC | SVO11921 | WHT | 20 | 88.A5 | XT0381:29 | JB500 PANEL | 88.A5
VD0265:+-1N4005/1 | SC | KA025914 | WHT | 20 | 88.A5 | XT0381:30 | JB500 PANEL | 88.A5
VD0267:--1N4005/1 | SC | SVO1180P | WHT | 20 | 89.A5 | XT0381:33 | JB500 PANEL | 89.A5
VD0267:+-1N4005/1 | SC | KA025814 | WHT | 20 | 89.A5 | XT0381:34 | JB500 PANEL | 89.A5
VD0268:--1N4005/1 | SC | SVO11861 | WHT | 20 | 91.A5 | XT0381:35 | JB500 PANEL | 91.A5
VD0268:+-1N4005/1 | SC | KA025824 | WHT | 20 | 91.A5 | XT0381:36 | JB500 PANEL | 91.A5
VD0269:--1N4005/1 | SC | SVC11601 | WHT | 20 | 94.B5 | XT0382:11 | JB500 PANEL | 94.B5
VD0269:+-1N4005/1 | SC | KA026814 | WHT | 20 | 94.B5 | XT0382:12 | JB500 PANEL | 94.B5
VD0271:--1N4005/1 | SC | SVO-11501 | WHT | 20 | 99.C5 | XT0381:41 | JB500 PANEL | 99.C5
VD0271:+-1N4005/1 | SC | KA026314 | WHT | 20 | 99.C5 | XT0381:42 | JB500 PANEL | 99.C5
VD0272:--1N4005/1 | SC | SVO1141P | WHT | 20 | 101.A5 | XT0381:43 | JB500 PANEL | 101.A5
VD0272:+-1N4005/1 | SC | KA026324 | WHT | 20 | 101.A5 | XT0381:44 | JB500 PANEL | 101.A5
VD0273:--1N4005/1 | SC | SVO11541 | WHT | 20 | 103.A5 | XT0381:45 | JB500 PANEL | 103.A5
VD0273:+-1N4005/1 | SC | KA026414 | WHT | 20 | 103.A5 | XT0381:46 | JB500 PANEL | 103.A5
VD0274:--1N4005/1 | SC | SVC11921 | WHT | 20 | 88.B5 | XT0382:1 | JB500 PANEL | 88.B5
VD0274:+-1N4005/1 | SC | KA026514 | WHT | 20 | 88.B5 | XT0382:2 | JB500 PANEL | 88.B5
VD0283:--1N4005/1 | SC | SVO11431 | WHT | 20 | 98.C5 | XT0382:3 | JB500 PANEL | 98.C5
VD0283:+-1N4005/1 | SC | KA026614 | WHT | 20 | 98.C5 | XT0382:4 | JB500 PANEL | 98.C5
VD0284:--1N4005/1 | SC | SVC11431 | WHT | 20 | 98.D5 | XT0382:5 | JB500 PANEL | 98.D5
VD0284:+-1N4005/1 | SC | KA026624 | WHT | 20 | 98.D5 | XT0382:6 | JB500 PANEL | 98.D5
VD0310:--1N4005/1 | SC | SVC11801 | WHT | 20 | 89.B5 | XT0382:7 | JB500 PANEL | 89.B5
VD0310:+-1N4005/1 | SC | KA026714 | WHT | 20 | 89.B5 | XT0382:8 | JB500 PANEL | 89.B5
VD0311:--1N4005/1 | SC | SVO-11901 | WHT | 20 | 89.C5 | XT0381:47 | JB500 PANEL | 89.C5
VD0311:+-1N4005/1 | SC | KA026424 | WHT | 20 | 89.C5 | XT0381:48 | JB500 PANEL | 89.C5
VD0312:--1N4005/1 | SC | SVC-11901 | WHT | 20 | 89.D5 | XT0382:9 | JB500 PANEL | 89.D5
VD0312:+-1N4005/1 | SC | KA026724 | WHT | 20 | 89.D5 | XT0382:10 | JB500 PANEL | 89.D5
VD0381:--1N4005/1 | SC | SVO-11701 | WHT | 20 | 94.C5 | XT0381:39 | JB500 PANEL | 94.C5
VD0381:+-1N4005/1 | SC | KA026224 | WHT | 20 | 94.C5 | XT0381:40 | JB500 PANEL | 94.C5
VD0382:--1N4005/1 | SC | SVC-11701 | WHT | 20 | 94.D5 | XT0382:13 | JB500 PANEL | 94.D5
VD0382:+-1N4005/1 | SC | KA026824 | WHT | 20 | 94.D5 | XT0382:14 | JB500 PANEL | 94.D5
VD1034:1 | SC | FU1034 | LEAD | --- | 73.C5 | XT1034:1 | JB500 PANEL | 73.B4
VD1034:2 | SC | VD10344 | LEAD | --- | 73.C5 | XT1034:5 | JB500 PANEL | 73.C6
VD1034:3 | SC | FU1035 | LEAD | --- | 73.C5 | XT1035:1 | JB500 PANEL | 73.D4
VD1034:4 | SC | VD10344 | LEAD | --- | 73.C5 | XT1034:6 | JB500 PANEL | 73.C6
XT0070:1 | SC | * |  |  | 75.D2 | XT0070:2 | JB500 PANEL | 75.D2
XT0080:4 | SC | 0V2 | WHT | 14 | 75.C2 | XT0081:1 | JB500 PANEL | 76.B2
XT0085:1 | SC | VD10344 | WHT | 12 | 73.B5 | XT1034:5 | JB500 PANEL | 73.C6
XT0085:5 | SC | 0V2 | WHT | 16 | 73.A6 | XT0334:1 | JB500 PANEL | 74.C4
XT0290:1 | SC | FU0371 | WHT | 14 | 78.A2 | XT0290:5 | JB500 PANEL | 78.A3
XT0291:1 | SC | FU0371 | WHT | 14 | 79.A6 | XT0290:2 | JB500 PANEL | 78.C2
XT0334:1 | SC | 0V2 | WHT | 16 | 74.C4 | XT0085:6 | JB500 PANEL | 73.A6
XT0334:2 | SC | 0V2 | WHT | 14 | 74.C4 | XT0070:1 | JB500 PANEL | 75.D2
XT0334:3 | SC | 0V2 | WHT | 14 | 74.C4 | XT0080:1 | JB500 PANEL | 75.B2
XT0334:4 | SC | 0V2 | WHT | 14 | 74.C4 | XT0290:7 | JB500 PANEL | 78.A5
XT0334:4 | SC | 0V2 | WHT | 14 | 74.C4 | XT0293:1 | JB500 PANEL | 74.C5
XT0370:1 | SC | 0V2 | WHT | 14 | 74.C3 | XT0334:1 | JB500 PANEL | 74.C4
XT1034:3 | SC | 0V2 | WHT | 10 | 73.B4 | XT1035:3 | JB500 PANEL | 73.D4
XT1034:4 | SC | 0V2 | WHT | 12 | 73.B4 | XT0085:2 | JB500 PANEL | 73.B5
XT1035:4 | SC | 0V2 | WHT | 10 | 73.D4 | XT0370:1 | JB500 PANEL | 74.C3
AF0312:J | WC0300 | AF0312J | NAP | CABLE | 75.C6 | AF0313:P | JB500 PANEL | 76.B3
AU0300:L2 | WC0300L2 | AU0300L2 | ENET | CABLE | 75.A2 | BA7031:RJ45 | JB500 PANEL | 7.A3
AF0305:17 | WC2731 | 030517 | RED | 20 | 74.D6 | XT0270:1 | JB500 PANEL | 74.D6
AF0305:01 | WC2731 | 030501 | WHT | 20 | 74.D6 | XT0270:2 | JB500 PANEL | 74.D6
AF0305:00 | WC2731 | 030500 | BLK | 20 | 74.D6 | XT0270:3 | JB500 PANEL | 74.D6
AF0305:48 | WC2731 | 030548 | SH | 20 | 74.D6 | XT0270:4 | JB500 PANEL | 74.D6
TE0270:I+ | WCTE0270 | 030517 | RED | 18 | 74.D5 | XT0270:1 | JB500 PANEL | 74.D6
TE0270:S(L) | WCTE0270 | 030501 | BLU | 18 | 74.D5 | XT0270:2 | JB500 PANEL | 74.D6
TE0270:S(-) | WCTE0270 | 030500 | BLK | 18 | 74.D5 | XT0270:3 | JB500 PANEL | 74.D6
AF0314:12 | SC | KA026911 | WHT | 20 | 99.A7 | KA0269:11 | JB500 RIGHT RAIL | 99.A6
AF0314:14 | SC | KA026921 | WHT | 20 | 99.B7 | KA0269:21 | JB500 RIGHT RAIL | 99.B6
AF0315:02 | SC | KA027211 | WHT | 20 | 99.D7 | KA0272:11 | JB500 RIGHT RAIL | 99.D6
AF0315:06 | SC | KA027311 | WHT | 20 | 101.B7 | KA0273:11 | JB500 RIGHT RAIL | 101.B6
AF0315:08 | SC | KA027221 | WHT | 20 | 101.C7 | KA0272:21 | JB500 RIGHT RAIL | 101.C6
AF0315:10 | SC | KA027321 | WHT | 20 | 101.D7 | KA0273:21 | JB500 RIGHT RAIL | 101.D6
AF0315:14 | SC | KA027411 | WHT | 20 | 103.B6 | KA0274:11 | JB500 RIGHT RAIL | 103.B6
XT0332:2 | SC | FU0370 | WHT | 14 | 74.A4 | FU0403:LI | JB500 RIGHT RAIL | 77.B1
XT0334:2 | SC | 0V2 | WHT | 14 | 74.C4 | XT0400:1 | JB500 RIGHT RAIL | 77.B1
AF0314:28 | SC | SVO1140N | WHT | 20 | 99.A7 | XT0383:5 | JB500,LFT RL | 99.A5
AF0314:30 | SC | SVC11402 | WHT | 20 | 99.B7 | XT0383:8 | JB500,LFT RL | 99.B5
AF0315:18 | SC | SVC-11502 |  |  | 99.D7 | XT0383:11 | JB500,LFT RL | 99.D5
AF0315:22 | SC | SVC11412 | WHT | 20 | 101.B7 | XT0383:17 | JB500,LFT RL | 101.B5
AF0315:24 | SC | SVO11512 | WHT | 20 | 101.C7 | XT0383:14 | JB500,LFT RL | 101.C5
AF0315:26 | SC | SVC11512 | WHT | 20 | 101.D7 | XT0383:20 | JB500,LFT RL | 101.D5
AF0315:30 | SC | SVC11542 | WHT | 20 | 103.B6 | XT0383:23 | JB500,LFT RL | 103.B5
FU0374:LD | SC | FU0374 | WHT | 16 | 74.B5 | BA7030:V1(+) | JB500,LFT RL | 7.A3
IEG0150:4 | SC | IEG01504 | GRN | 14 | 16.C5 | GR4470: | JB500,LFT RL | 16.C4
IEG0150:5 | SC | IEG01505 | GRN | 14 | 77.D7 | AF0414:SH | JB500,LFT RL | 77.D6
KA0268:A1 | SC | KA023424 | WHT | 20 | 78.B6 | XT0383:1 | JB500,LFT RL | 78.B6
KA0268:A2 | SC | 0V2 | WHT | 20 | 78.B6 | XT0383:2 | JB500,LFT RL | 78.B6
XT0293:1 | SC | 0V2 | WHT | 16 | 74.C5 | BA7030:V1(-) | JB500,LFT RL | 7.A3
AU0300:L1 | WC0300L1 | BA7030RJ45 | ENET | CABLE | 75.A2 | BA7030:RJ45 | JB500,LFT RL | 7.A3
BA7032:RJ45 | WC0400L1 | BA7032RJ45 | ENET | CABLE | 7.B3 | AU0400:L1 | JB500,LFT RL | 77.A2
BA7033:RJ45 | WC0400L2 | AU0400L2 | ENET | CABLE | 7.C3 | AU0400:L2 | JB500,LFT RL | 77.A2
SolarTools ver. 24.0.84.24712 (Jul 31, 2025)
Report date: 2/27/2026 11:37 AM

## JB500 RIGHT RAIL
JB500 RIGHT RAIL
STATION BOP BOX, RIGHT RAIL (JB500)
Project # | 4L107
Project Name | WHITEWATER MIDSTREAM^BAYRUNNER PIPELINE
Revision | B
Controls DE | ALEX. JEZEQUEL
Phone:
Controls ME | HECTOR, MEDRANO
Phone:
From | [5 empty] | To
Device ID | Cable (W) Conductor (SC) Jumper Clip (JC) | Wire No. | Wire ID | Gauge/Size | Page/Zone | Device ID | Location | Page/Zone
XT0400:1 | JC | 0V2 | CLIP | --- | 77.B1 | XT0400:2 | JB500 RIGHT RAIL | 77.B1
XT0400:2 | JC | 0V2 | CLIP | --- | 77.B1 | XT0400:3 | JB500 RIGHT RAIL | 77.B1
XT0400:3 | JC | 0V2 | CLIP | --- | 77.B1 | XT0400:4 | JB500 RIGHT RAIL | 77.B1
XT0400:4 | JC | 0V2 | CLIP | --- | 77.B1 | XT0400:5 | JB500 RIGHT RAIL | 77.D1
FU0403:LI | SC | FU0370 | WHT | 16 | 77.B1 | FU0404:LI | JB500 RIGHT RAIL | 77.B1
FU0404:LI | SC | FU0370 | WHT | 16 | 77.B1 | FU0405:LI | JB500 RIGHT RAIL | 77.B1
FU0405:LI | SC | FU0370 | WHT | 16 | 77.B1 | FU0406:LI | JB500 RIGHT RAIL | 77.B1
FU0406:LI | SC | FU0370 | WHT | 16 | 77.B1 | FU0407:LI | JB500 RIGHT RAIL | 77.C1
FU0407:LI | SC | FU0370 | WHT | 16 | 77.C1 | FU0408:LI | JB500 RIGHT RAIL | 77.D1
GR4450: | SC | GR4450 | GRN/YEL | 14 | 16.D4 | FRAME | JB500 RIGHT RAIL | 16.D5
GR4460: | SC | GR4460 | GRN/YEL | 14 | 16.D4 | FRAME | JB500 RIGHT RAIL | 16.D5
KA0272:A1 | SC | KA023424 | WHT | 20 | 78.B6 | KA0273:A1 | JB500 RIGHT RAIL | 78.B6
KA0272:A2 | SC | 0V2 | WHT | 20 | 78.B6 | KA0273:A2 | JB500 RIGHT RAIL | 78.B6
KA0273:A1 | SC | KA023424 | WHT | 20 | 78.B6 | KA0274:A1 | JB500 RIGHT RAIL | 78.B6
KA0273:A2 | SC | 0V2 | WHT | 20 | 78.B6 | KA0274:A2 | JB500 RIGHT RAIL | 78.B6
KA0274:A1 | SC | KA023424 | WHT | 20 | 78.B6 | KA0275:A1 | JB500 RIGHT RAIL | 78.C6
KA0274:A2 | SC | 0V2 | WHT | 20 | 78.B6 | KA0275:A2 | JB500 RIGHT RAIL | 78.C6
KA0275:A1 | SC | KA023424 | WHT | 20 | 78.C6 | KA0276:A1 | JB500 RIGHT RAIL | 78.C6
KA0275:A2 | SC | 0V2 | WHT | 20 | 78.C6 | KA0276:A2 | JB500 RIGHT RAIL | 78.C6
KA0276:A1 | SC | KA023424 | WHT | 20 | 78.C6 | KA0277:A1 | JB500 RIGHT RAIL | 78.C6
KA0276:A2 | SC | 0V2 | WHT | 20 | 78.C6 | KA0277:A2 | JB500 RIGHT RAIL | 78.C6
KA0277:A1 | SC | KA023424 | WHT | 20 | 78.C6 | KA0278:A1 | JB500 RIGHT RAIL | 78.C6
KA0277:A2 | SC | 0V2 | WHT | 20 | 78.C6 | KA0278:A2 | JB500 RIGHT RAIL | 78.C6
KA0278:A1 | SC | KA023424 | WHT | 20 | 78.C6 | KA0279:A1 | JB500 RIGHT RAIL | 78.C6
KA0278:A2 | SC | 0V2 | WHT | 20 | 78.C6 | KA0279:A2 | JB500 RIGHT RAIL | 78.C6
KA0279:A1 | SC | KA023424 | WHT | 20 | 78.C6 | KA0280:A1 | JB500 RIGHT RAIL | 78.C6
KA0279:A2 | SC | 0V2 | WHT | 20 | 78.C6 | KA0280:A2 | JB500 RIGHT RAIL | 78.C6
KA0280:A1 | SC | KA023424 | WHT | 20 | 78.C6 | KA0281:A1 | JB500 RIGHT RAIL | 78.D6
KA0280:A2 | SC | 0V2 | WHT | 20 | 78.C6 | KA0281:A2 | JB500 RIGHT RAIL | 78.D6
KA0281:A1 | SC | KA023424 | WHT | 20 | 78.D6 | KA0282:A1 | JB500 RIGHT RAIL | 78.D6
KA0281:A2 | SC | 0V2 | WHT | 20 | 78.D6 | KA0282:A2 | JB500 RIGHT RAIL | 78.D6
FU0403:LI | SC | FU0370 | WHT | 14 | 77.B1 | XT0332:2 | JB500 PANEL | 74.A4
KA0269:11 | SC | KA026911 | WHT | 20 | 99.A6 | AF0314:12 | JB500 PANEL | 99.A7
KA0269:21 | SC | KA026921 | WHT | 20 | 99.B6 | AF0314:14 | JB500 PANEL | 99.B7
KA0272:11 | SC | KA027211 | WHT | 20 | 99.D6 | AF0315:02 | JB500 PANEL | 99.D7
KA0272:21 | SC | KA027221 | WHT | 20 | 101.C6 | AF0315:08 | JB500 PANEL | 101.C7
KA0273:11 | SC | KA027311 | WHT | 20 | 101.B6 | AF0315:06 | JB500 PANEL | 101.B7
KA0273:21 | SC | KA027321 | WHT | 20 | 101.D6 | AF0315:10 | JB500 PANEL | 101.D7
KA0274:11 | SC | KA027411 | WHT | 20 | 103.B6 | AF0315:14 | JB500 PANEL | 103.B6
XT0400:1 | SC | 0V2 | WHT | 14 | 77.B1 | XT0334:2 | JB500 PANEL | 74.C4
FU0403:LD | SC | FU0403 | WHT | 16 | 77.B1 | AU0400:V+ | JB500,LFT RL | 77.A2
FU0404:LD | SC | FU0404 | WHT | 16 | 77.B1 | AF0403:V+ | JB500,LFT RL | 77.B5
FU0405:LD | SC | FU0405 | WHT | 16 | 77.B1 | AF0404:V+ | JB500,LFT RL | 77.B5
FU0406:LD | SC | FU0406 | WHT | 16 | 77.B1 | AF0405:V+ | JB500,LFT RL | 77.B6
FU0407:LD | SC | FU0407 | WHT | 16 | 77.C1 | AF0406:V+ | JB500,LFT RL | 77.B6
FU0408:LD | SC | FU0408 | WHT | 14 | 77.D1 | AF0407:V+ | JB500,LFT RL | 77.D2
KA0269:14 | SC | KA026914 | WHT | 20 | 99.A6 | XT0383:4 | JB500,LFT RL | 99.A5
KA0269:24 | SC | KA026924 | WHT | 20 | 99.B6 | XT0383:7 | JB500,LFT RL | 99.B5
KA0269:A1 | SC | KA023424 | WHT | 20 | 78.B6 | XT0383:1 | JB500,LFT RL | 78.B6
KA0269:A2 | SC | 0V2 | WHT | 20 | 78.B6 | XT0383:2 | JB500,LFT RL | 78.B6
KA0272:14 | SC | KA027214 | WHT | 20 | 99.D6 | XT0383:10 | JB500,LFT RL | 99.D5
KA0272:24 | SC | KA027224 | WHT | 20 | 101.C6 | XT0383:13 | JB500,LFT RL | 101.C5
KA0272:A1 | SC | KA023424 | WHT | 20 | 78.B6 | XT0383:1 | JB500,LFT RL | 78.B6
KA0272:A2 | SC | 0V2 | WHT | 20 | 78.B6 | XT0383:2 | JB500,LFT RL | 78.B6
KA0273:14 | SC | KA027314 | WHT | 20 | 101.B6 | XT0383:16 | JB500,LFT RL | 101.B5
KA0273:24 | SC | KA027324 | WHT | 20 | 101.D6 | XT0383:19 | JB500,LFT RL | 101.D5
KA0274:14 | SC | KA027414 | WHT | 20 | 103.B6 | XT0383:22 | JB500,LFT RL | 103.B5
KA0274:21 | SC | KA027421 | WHT | 20 | 108.A6 | AF0404:04 | JB500,LFT RL | 108.A6
KA0274:24 | SC | KA027424 | WHT | 20 | 108.A6 | XT0383:25 | JB500,LFT RL | 108.A5
KA0275:11 | SC | KA027511 | WHT | 20 | 103.C6 | AF0403:00 | JB500,LFT RL | 103.C6
KA0275:14 | SC | KA027514 | WHT | 20 | 103.C6 | XT0383:28 | JB500,LFT RL | 103.C5
KA0275:21 | SC | KA027521 | WHT | 20 | 103.D6 | AF0403:02 | JB500,LFT RL | 103.D6
KA0275:24 | SC | KA027524 | WHT | 20 | 103.D6 | XT0383:31 | JB500,LFT RL | 103.D5
KA0276:11 | SC | KA027611 | WHT | 20 | 104.A6 | AF0403:04 | JB500,LFT RL | 104.A6
KA0276:14 | SC | KA027614 | WHT | 20 | 104.A6 | XT0383:34 | JB500,LFT RL | 104.A5
KA0276:21 | SC | KA027621 | WHT | 20 | 104.B6 | AF0403:06 | JB500,LFT RL | 104.B6
KA0276:24 | SC | KA027624 | WHT | 20 | 104.B6 | XT0383:36 | JB500,LFT RL | 104.B5
KA0277:11 | SC | KA027711 | WHT | 20 | 104.C6 | AF0403:08 | JB500,LFT RL | 104.C6
KA0277:14 | SC | KA027714 | WHT | 20 | 104.C6 | XT0383:38 | JB500,LFT RL | 104.C5
KA0277:21 | SC | KA027721 | WHT | 20 | 104.D6 | AF0403:10 | JB500,LFT RL | 104.D6
KA0277:24 | SC | KA027724 | WHT | 20 | 104.D6 | XT0383:40 | JB500,LFT RL | 104.D5
KA0278:11 | SC | KA027811 | WHT | 20 | 106.A6 | AF0403:12 | JB500,LFT RL | 106.A7
KA0278:14 | SC | KA027814 | WHT | 20 | 106.A6 | XT0383:42 | JB500,LFT RL | 106.A5
KA0278:21 | SC | KA027821 | WHT | 20 | 106.B6 | AF0403:14 | JB500,LFT RL | 106.B7
KA0278:24 | SC | KA027824 | WHT | 20 | 106.B6 | XT0383:44 | JB500,LFT RL | 106.B5
KA0279:11 | SC | KA027911 | WHT | 20 | 106.C6 | AF0404:00 | JB500,LFT RL | 106.C7
KA0279:14 | SC | KA027914 | WHT | 20 | 106.C6 | XT0383:46 | JB500,LFT RL | 106.C5
KA0279:21 | SC | KA027921 | WHT | 20 | 106.D6 | AF0404:02 | JB500,LFT RL | 106.D7
KA0279:24 | SC | KA027924 | WHT | 20 | 106.D6 | XT0383:48 | JB500,LFT RL | 106.D5
KA0280:11 | SC | KA028011 | WHT | 20 | 114.A6 | AF0404:08 | JB500,LFT RL | 114.A7
KA0280:14 | SC | KA028014 | WHT | 20 | 114.A6 | XT0383:50 | JB500,LFT RL | 114.A5
KA0280:21 | SC | KA028021 | WHT | 20 | 114.B6 | AF0404:10 | JB500,LFT RL | 114.B7
KA0280:24 | SC | KA028024 | WHT | 20 | 114.B6 | XT0383:52 | JB500,LFT RL | 114.B5
KA0281:11 | SC | KA028111 | WHT | 20 | 114.C6 | AF0404:12 | JB500,LFT RL | 114.C7
KA0281:14 | SC | KA028114 | WHT | 20 | 114.C6 | XT0383:54 | JB500,LFT RL | 114.C5
KA0281:21 | SC | KA028121 | WHT | 20 | 114.D6 | AF0404:14 | JB500,LFT RL | 114.D7
KA0281:24 | SC | KA028124 | WHT | 20 | 114.D6 | XT0383:56 | JB500,LFT RL | 114.D5
XT0400:1 | SC | 0V2 | WHT | 16 | 77.B1 | AU0400:COM | JB500,LFT RL | 77.A2
XT0400:2 | SC | 0V2 | WHT | 16 | 77.B1 | AF0403:COM | JB500,LFT RL | 77.B5
XT0400:3 | SC | 0V2 | WHT | 16 | 77.B1 | AF0404:COM | JB500,LFT RL | 77.B5
XT0400:4 | SC | 0V2 | WHT | 14 | 77.B1 | AF0406:COM | JB500,LFT RL | 77.B6
XT0400:4 | SC | 0V2 | WHT | 16 | 77.B1 | AF0405:COM | JB500,LFT RL | 77.B6
XT0400:5 | SC | 0V2 | WHT | 16 | 77.D1 | AF0407:COM | JB500,LFT RL | 77.D2
SolarTools ver. 24.0.84.24712 (Jul 31, 2025)
Report date: 2/27/2026 11:37 AM

## JB500,LFT RL
JB500,LFT RL
STATION BOP BOX, LEFT RAIL (JB500)
Project # | 4L107
Project Name | WHITEWATER MIDSTREAM^BAYRUNNER PIPELINE
Revision | B
Controls DE | ALEX. JEZEQUEL
Phone:
Controls ME | HECTOR, MEDRANO
Phone:
From | [5 empty] | To
Device ID | Cable (W) Conductor (SC) Jumper Clip (JC) | Wire No. | Wire ID | Gauge/Size | Page/Zone | Device ID | Location | Page/Zone
AF0401:COM | SC | AF0401N | WHT | 16 | 77.B2 | AF0402:COM | JB500,LFT RL | 77.B3
AF0401:COM | SC | AU0400N | WHT | 16 | 77.B2 | AU0400:COM | JB500,LFT RL | 77.A2
AF0401:V+ | SC | AF0401P | WHT | 16 | 77.B2 | AF0402:V+ | JB500,LFT RL | 77.B3
AF0401:V+ | SC | AU0400P | WHT | 16 | 77.B2 | AU0400:V+ | JB500,LFT RL | 77.A2
AF0403:16 | SC | SVO11552 | WHT | 20 | 103.C6 | XT0383:29 | JB500,LFT RL | 103.C5
AF0403:18 | SC | SVC11552 | WHT | 20 | 103.D6 | XT0383:32 | JB500,LFT RL | 103.D5
AF0404:20 | SC | SVO11262 | WHT | 20 | 108.A6 | XT0383:26 | JB500,LFT RL | 108.A5
AF0407:COM | SC | AF0407N | WHT | 16 | 77.D2 | AF0408:COM | JB500,LFT RL | 77.D2
AF0407:SH | SC | AF0407G | GRN | 14 | 77.D2 | AF0408:SH | JB500,LFT RL | 77.D2
AF0407:SH | SC | AU0400 | GRN | 14 | 77.D2 | AU0400: | JB500,LFT RL | 77.A2
AF0407:V+ | SC | AF0407P | WHT | 16 | 77.D2 | AF0408:V+ | JB500,LFT RL | 77.D2
AF0408:COM | SC | AF0408N | WHT | 16 | 77.D2 | AF0409:COM | JB500,LFT RL | 77.D3
AF0408:SH | SC | AF0408G | GRN | 14 | 77.D2 | AF0409:SH | JB500,LFT RL | 77.D3
AF0408:V+ | SC | AF0408P | WHT | 16 | 77.D2 | AF0409:V+ | JB500,LFT RL | 77.D3
AF0409:COM | SC | AF0409N | WHT | 16 | 77.D3 | AF0410:COM | JB500,LFT RL | 77.D3
AF0409:SH | SC | AF0409G | GRN | 14 | 77.D3 | AF0410:SH | JB500,LFT RL | 77.D3
AF0409:V+ | SC | AF0409P | WHT | 16 | 77.D3 | AF0410:V+ | JB500,LFT RL | 77.D3
AF0410:COM | SC | AF0410N | WHT | 16 | 77.D3 | AF0411:COM | JB500,LFT RL | 77.D4
AF0410:SH | SC | AF0410G | GRN | 14 | 77.D3 | AF0411:SH | JB500,LFT RL | 77.D4
AF0410:V+ | SC | AF0410P | WHT | 16 | 77.D3 | AF0411:V+ | JB500,LFT RL | 77.D4
AF0411:COM | SC | AF0411N | WHT | 16 | 77.D4 | AF0412:COM | JB500,LFT RL | 77.D5
AF0411:SH | SC | AF0411G | GRN | 14 | 77.D4 | AF0412:SH | JB500,LFT RL | 77.D5
AF0411:V+ | SC | AF0411P | WHT | 16 | 77.D4 | AF0412:V+ | JB500,LFT RL | 77.D5
AF0412:COM | SC | AF0412N | WHT | 16 | 77.D5 | AF0413:COM | JB500,LFT RL | 77.D5
AF0412:SH | SC | AF0412G | GRN | 14 | 77.D5 | AF0413:SH | JB500,LFT RL | 77.D5
AF0412:V+ | SC | AF0412P | WHT | 16 | 77.D5 | AF0413:V+ | JB500,LFT RL | 77.D5
AF0413:COM | SC | AF0413N | WHT | 16 | 77.D5 | AF0414:COM | JB500,LFT RL | 77.D6
AF0413:SH | SC | AF0413G | GRN | 14 | 77.D5 | AF0414:SH | JB500,LFT RL | 77.D6
AF0413:V+ | SC | AF0413P | WHT | 16 | 77.D5 | AF0414:V+ | JB500,LFT RL | 77.D6
VD0383:--1N4005/1 | SC | SVC11401 | WHT | 20 | 99.B5 | XT0383:6 | JB500,LFT RL | 99.B5
VD0383:+-1N4005/1 | SC | KA026924 | WHT | 20 | 99.B5 | XT0383:7 | JB500,LFT RL | 99.B5
VD0384:--1N4005/1 | SC | SVC-11501 | WHT | 20 | 99.D5 | XT0383:9 | JB500,LFT RL | 99.D5
VD0384:+-1N4005/1 | SC | KA027214 | WHT | 20 | 99.D5 | XT0383:10 | JB500,LFT RL | 99.D5
VD0385:--1N4005/1 | SC | SVC11411 | WHT | 20 | 101.B5 | XT0383:15 | JB500,LFT RL | 101.B5
VD0385:+-1N4005/1 | SC | KA027314 | WHT | 20 | 101.B5 | XT0383:16 | JB500,LFT RL | 101.B5
VD0386:--1N4005/1 | SC | SVO11511 | WHT | 20 | 101.C5 | XT0383:12 | JB500,LFT RL | 101.C5
VD0386:+-1N4005/1 | SC | KA027224 | WHT | 20 | 101.C5 | XT0383:13 | JB500,LFT RL | 101.C5
VD0387:--1N4005/1 | SC | SVC11511 | WHT | 20 | 101.D5 | XT0383:18 | JB500,LFT RL | 101.D5
VD0387:+-1N4005/1 | SC | KA027324 | WHT | 20 | 101.D5 | XT0383:19 | JB500,LFT RL | 101.D5
VD0389:--1N4005/1 | SC | SVC11541 | WHT | 20 | 103.B5 | XT0383:21 | JB500,LFT RL | 103.B5
VD0389:+-1N4005/1 | SC | KA027414 | WHT | 20 | 103.B5 | XT0383:22 | JB500,LFT RL | 103.B5
VD0390:--1N4005/1 | SC | SVO11551 | WHT | 20 | 103.C5 | XT0383:27 | JB500,LFT RL | 103.C5
VD0390:+-1N4005/1 | SC | KA027514 | WHT | 20 | 103.C5 | XT0383:28 | JB500,LFT RL | 103.C5
VD0391:--1N4005/1 | SC | SVC11551 | WHT | 20 | 103.D5 | XT0383:30 | JB500,LFT RL | 103.D5
VD0391:+-1N4005/1 | SC | KA027524 | WHT | 20 | 103.D5 | XT0383:31 | JB500,LFT RL | 103.D5
VD0392:--1N4005/1 | SC | SVC11321 | WHT | 20 | 104.B5 | XT0383:35 | JB500,LFT RL | 104.B5
VD0392:+-1N4005/1 | SC | KA027624 | WHT | 20 | 104.B5 | XT0383:36 | JB500,LFT RL | 104.B5
VD0393:--1N4005/1 | SC | SVO11331 | WHT | 20 | 104.C5 | XT0383:37 | JB500,LFT RL | 104.C5
VD0393:+-1N4005/1 | SC | KA027714 | WHT | 20 | 104.C5 | XT0383:38 | JB500,LFT RL | 104.C5
VD0394:--1N4005/1 | SC | SVC11331 | WHT | 20 | 104.D5 | XT0383:39 | JB500,LFT RL | 104.D5
VD0394:+-1N4005/1 | SC | KA027724 | WHT | 20 | 104.D5 | XT0383:40 | JB500,LFT RL | 104.D5
VD1120:--1N4005/1 | SC | SVO11301 | WHT | 20 | 106.C5 | XT0383:45 | JB500,LFT RL | 106.C5
VD1120:+-1N4005/1 | SC | KA027914 | WHT | 20 | 106.C5 | XT0383:46 | JB500,LFT RL | 106.C5
VD1121:--1N4005/1 | SC | SVO1120P | WHT | 20 | 106.A5 | XT0383:41 | JB500,LFT RL | 106.A5
VD1121:+-1N4005/1 | SC | KA027814 | WHT | 20 | 106.A5 | XT0383:42 | JB500,LFT RL | 106.A5
VD1122:--1N4005/1 | SC | SVC11201 | WHT | 20 | 106.B5 | XT0383:43 | JB500,LFT RL | 106.B5
VD1122:+-1N4005/1 | SC | KA027824 | WHT | 20 | 106.B5 | XT0383:44 | JB500,LFT RL | 106.B5
VD1126:--1N4005/1 | SC | SVO11261 | WHT | 20 | 108.A5 | XT0383:24 | JB500,LFT RL | 108.A5
VD1126:+-1N4005/1 | SC | KA027424 | WHT | 20 | 108.A5 | XT0383:25 | JB500,LFT RL | 108.A5
VD1130:--1N4005/1 | SC | SVC11301 | WHT | 20 | 106.D5 | XT0383:47 | JB500,LFT RL | 106.D5
VD1130:+-1N4005/1 | SC | KA027924 | WHT | 20 | 106.D5 | XT0383:48 | JB500,LFT RL | 106.D5
VD1132:--1N4005/1 | SC | SVO11321 | WHT | 20 | 104.A5 | XT0383:33 | JB500,LFT RL | 104.A5
VD1132:+-1N4005/1 | SC | KA027614 | WHT | 20 | 104.A5 | XT0383:34 | JB500,LFT RL | 104.A5
VD1140:--1N4005/1 | SC | SVO1140P | WHT | 20 | 99.A5 | XT0383:3 | JB500,LFT RL | 99.A5
VD1140:+-1N4005/1 | SC | KA026914 | WHT | 20 | 99.A5 | XT0383:4 | JB500,LFT RL | 99.A5
VD1142:--1N4005/1 | SC | SVO14001 | WHT | 20 | 114.A5 | XT0383:49 | JB500,LFT RL | 114.A5
VD1142:+-1N4005/1 | SC | KA028014 | WHT | 20 | 114.A5 | XT0383:50 | JB500,LFT RL | 114.A5
VD1143:--1N4005/1 | SC | SVC14001 | WHT | 20 | 114.B5 | XT0383:51 | JB500,LFT RL | 114.B5
VD1143:+-1N4005/1 | SC | KA028024 | WHT | 20 | 114.B5 | XT0383:52 | JB500,LFT RL | 114.B5
VD1144:--1N4005/1 | SC | SVO14011 | WHT | 20 | 114.C5 | XT0383:53 | JB500,LFT RL | 114.C5
VD1144:+-1N4005/1 | SC | KA028114 | WHT | 20 | 114.C5 | XT0383:54 | JB500,LFT RL | 114.C5
VD1145:--1N4005/1 | SC | SVC14011 | WHT | 20 | 114.D5 | XT0383:55 | JB500,LFT RL | 114.D5
VD1145:+-1N4005/1 | SC | KA028124 | WHT | 20 | 114.D5 | XT0383:56 | JB500,LFT RL | 114.D5
AF0414:SH | SC | IEG01505 | GRN | 14 | 77.D6 | IEG0150:5 | JB500 PANEL | 77.D7
BA7030:V1(-) | SC | 0V2 | WHT | 16 | 7.A3 | XT0293:1 | JB500 PANEL | 74.C5
BA7030:V1(+) | SC | FU0374 | WHT | 16 | 7.A3 | FU0374:LD | JB500 PANEL | 74.B5
GR4470: | SC | IEG01504 | GRN | 14 | 16.C4 | IEG0150:4 | JB500 PANEL | 16.C5
XT0383:1 | SC | KA023424 | WHT | 20 | 78.B6 | KA0268:A1 | JB500 PANEL | 78.B6
XT0383:11 | SC | SVC-11502 |  |  | 99.D5 | AF0315:18 | JB500 PANEL | 99.D7
XT0383:14 | SC | SVO11512 | WHT | 20 | 101.C5 | AF0315:24 | JB500 PANEL | 101.C7
XT0383:17 | SC | SVC11412 | WHT | 20 | 101.B5 | AF0315:22 | JB500 PANEL | 101.B7
XT0383:2 | SC | 0V2 | WHT | 20 | 78.B6 | KA0268:A2 | JB500 PANEL | 78.B6
XT0383:20 | SC | SVC11512 | WHT | 20 | 101.D5 | AF0315:26 | JB500 PANEL | 101.D7
XT0383:23 | SC | SVC11542 | WHT | 20 | 103.B5 | AF0315:30 | JB500 PANEL | 103.B6
XT0383:5 | SC | SVO1140N | WHT | 20 | 99.A5 | AF0314:28 | JB500 PANEL | 99.A7
XT0383:8 | SC | SVC11402 | WHT | 20 | 99.B5 | AF0314:30 | JB500 PANEL | 99.B7
BA7030:RJ45 | WC0300L1 | BA7030RJ45 | ENET | CABLE | 7.A3 | AU0300:L1 | JB500 PANEL | 75.A2
AU0400:L1 | WC0400L1 | BA7032RJ45 | ENET | CABLE | 77.A2 | BA7032:RJ45 | JB500 PANEL | 7.B3
AU0400:L2 | WC0400L2 | AU0400L2 | ENET | CABLE | 77.A2 | BA7033:RJ45 | JB500 PANEL | 7.C3
AF0403:00 | SC | KA027511 | WHT | 20 | 103.C6 | KA0275:11 | JB500 RIGHT RAIL | 103.C6
AF0403:02 | SC | KA027521 | WHT | 20 | 103.D6 | KA0275:21 | JB500 RIGHT RAIL | 103.D6
AF0403:04 | SC | KA027611 | WHT | 20 | 104.A6 | KA0276:11 | JB500 RIGHT RAIL | 104.A6
AF0403:06 | SC | KA027621 | WHT | 20 | 104.B6 | KA0276:21 | JB500 RIGHT RAIL | 104.B6
AF0403:08 | SC | KA027711 | WHT | 20 | 104.C6 | KA0277:11 | JB500 RIGHT RAIL | 104.C6
AF0403:10 | SC | KA027721 | WHT | 20 | 104.D6 | KA0277:21 | JB500 RIGHT RAIL | 104.D6
AF0403:12 | SC | KA027811 | WHT | 20 | 106.A7 | KA0278:11 | JB500 RIGHT RAIL | 106.A6
AF0403:14 | SC | KA027821 | WHT | 20 | 106.B7 | KA0278:21 | JB500 RIGHT RAIL | 106.B6
AF0403:COM | SC | 0V2 | WHT | 16 | 77.B5 | XT0400:2 | JB500 RIGHT RAIL | 77.B1
AF0403:V+ | SC | FU0404 | WHT | 16 | 77.B5 | FU0404:LD | JB500 RIGHT RAIL | 77.B1
AF0404:00 | SC | KA027911 | WHT | 20 | 106.C7 | KA0279:11 | JB500 RIGHT RAIL | 106.C6
AF0404:02 | SC | KA027921 | WHT | 20 | 106.D7 | KA0279:21 | JB500 RIGHT RAIL | 106.D6
AF0404:04 | SC | KA027421 | WHT | 20 | 108.A6 | KA0274:21 | JB500 RIGHT RAIL | 108.A6
AF0404:08 | SC | KA028011 | WHT | 20 | 114.A7 | KA0280:11 | JB500 RIGHT RAIL | 114.A6
AF0404:10 | SC | KA028021 | WHT | 20 | 114.B7 | KA0280:21 | JB500 RIGHT RAIL | 114.B6
AF0404:12 | SC | KA028111 | WHT | 20 | 114.C7 | KA0281:11 | JB500 RIGHT RAIL | 114.C6
AF0404:14 | SC | KA028121 | WHT | 20 | 114.D7 | KA0281:21 | JB500 RIGHT RAIL | 114.D6
AF0404:COM | SC | 0V2 | WHT | 16 | 77.B5 | XT0400:3 | JB500 RIGHT RAIL | 77.B1
AF0404:V+ | SC | FU0405 | WHT | 16 | 77.B5 | FU0405:LD | JB500 RIGHT RAIL | 77.B1
AF0405:COM | SC | 0V2 | WHT | 16 | 77.B6 | XT0400:4 | JB500 RIGHT RAIL | 77.B1
AF0405:V+ | SC | FU0406 | WHT | 16 | 77.B6 | FU0406:LD | JB500 RIGHT RAIL | 77.B1
AF0406:COM | SC | 0V2 | WHT | 14 | 77.B6 | XT0400:4 | JB500 RIGHT RAIL | 77.B1
AF0406:V+ | SC | FU0407 | WHT | 16 | 77.B6 | FU0407:LD | JB500 RIGHT RAIL | 77.C1
AF0407:COM | SC | 0V2 | WHT | 16 | 77.D2 | XT0400:5 | JB500 RIGHT RAIL | 77.D1
AF0407:V+ | SC | FU0408 | WHT | 14 | 77.D2 | FU0408:LD | JB500 RIGHT RAIL | 77.D1
AU0400:COM | SC | 0V2 | WHT | 16 | 77.A2 | XT0400:1 | JB500 RIGHT RAIL | 77.B1
AU0400:V+ | SC | FU0403 | WHT | 16 | 77.A2 | FU0403:LD | JB500 RIGHT RAIL | 77.B1
XT0383:1 | SC | KA023424 | WHT | 20 | 78.B6 | KA0269:A1 | JB500 RIGHT RAIL | 78.B6
XT0383:1 | SC | KA023424 | WHT | 20 | 78.B6 | KA0272:A1 | JB500 RIGHT RAIL | 78.B6
XT0383:10 | SC | KA027214 | WHT | 20 | 99.D5 | KA0272:14 | JB500 RIGHT RAIL | 99.D6
XT0383:13 | SC | KA027224 | WHT | 20 | 101.C5 | KA0272:24 | JB500 RIGHT RAIL | 101.C6
XT0383:16 | SC | KA027314 | WHT | 20 | 101.B5 | KA0273:14 | JB500 RIGHT RAIL | 101.B6
XT0383:19 | SC | KA027324 | WHT | 20 | 101.D5 | KA0273:24 | JB500 RIGHT RAIL | 101.D6
XT0383:2 | SC | 0V2 | WHT | 20 | 78.B6 | KA0272:A2 | JB500 RIGHT RAIL | 78.B6
XT0383:2 | SC | 0V2 | WHT | 20 | 78.B6 | KA0269:A2 | JB500 RIGHT RAIL | 78.B6
XT0383:22 | SC | KA027414 | WHT | 20 | 103.B5 | KA0274:14 | JB500 RIGHT RAIL | 103.B6
XT0383:25 | SC | KA027424 | WHT | 20 | 108.A5 | KA0274:24 | JB500 RIGHT RAIL | 108.A6
XT0383:28 | SC | KA027514 | WHT | 20 | 103.C5 | KA0275:14 | JB500 RIGHT RAIL | 103.C6
XT0383:31 | SC | KA027524 | WHT | 20 | 103.D5 | KA0275:24 | JB500 RIGHT RAIL | 103.D6
XT0383:34 | SC | KA027614 | WHT | 20 | 104.A5 | KA0276:14 | JB500 RIGHT RAIL | 104.A6
XT0383:36 | SC | KA027624 | WHT | 20 | 104.B5 | KA0276:24 | JB500 RIGHT RAIL | 104.B6
XT0383:38 | SC | KA027714 | WHT | 20 | 104.C5 | KA0277:14 | JB500 RIGHT RAIL | 104.C6
XT0383:4 | SC | KA026914 | WHT | 20 | 99.A5 | KA0269:14 | JB500 RIGHT RAIL | 99.A6
XT0383:40 | SC | KA027724 | WHT | 20 | 104.D5 | KA0277:24 | JB500 RIGHT RAIL | 104.D6
XT0383:42 | SC | KA027814 | WHT | 20 | 106.A5 | KA0278:14 | JB500 RIGHT RAIL | 106.A6
XT0383:44 | SC | KA027824 | WHT | 20 | 106.B5 | KA0278:24 | JB500 RIGHT RAIL | 106.B6
XT0383:46 | SC | KA027914 | WHT | 20 | 106.C5 | KA0279:14 | JB500 RIGHT RAIL | 106.C6
XT0383:48 | SC | KA027924 | WHT | 20 | 106.D5 | KA0279:24 | JB500 RIGHT RAIL | 106.D6
XT0383:50 | SC | KA028014 | WHT | 20 | 114.A5 | KA0280:14 | JB500 RIGHT RAIL | 114.A6
XT0383:52 | SC | KA028024 | WHT | 20 | 114.B5 | KA0280:24 | JB500 RIGHT RAIL | 114.B6
XT0383:54 | SC | KA028114 | WHT | 20 | 114.C5 | KA0281:14 | JB500 RIGHT RAIL | 114.C6
XT0383:56 | SC | KA028124 | WHT | 20 | 114.D5 | KA0281:24 | JB500 RIGHT RAIL | 114.D6
XT0383:7 | SC | KA026924 | WHT | 20 | 99.B5 | KA0269:24 | JB500 RIGHT RAIL | 99.B6
SolarTools ver. 24.0.84.24712 (Jul 31, 2025)
Report date: 2/27/2026 11:37 AM

## LER 2
LER 2
LER 2 RIO CONSOLE
Project # | 4L107
Project Name | WHITEWATER MIDSTREAM^BAYRUNNER PIPELINE
Revision | B
Controls DE | ALEX. JEZEQUEL
Phone:
Controls ME | HECTOR, MEDRANO
Phone:
From | [5 empty] | To
Device ID | Cable (W) Conductor (SC) Jumper Clip (JC) | Wire No. | Wire ID | Gauge/Size | Page/Zone | Device ID | Location | Page/Zone
EL0273:B1 | SC | ZS0273 | WHT | 14 | 44.C3 | ZS0273:2 | LER 2 | 44.C2
EL0273:W1 | SC | 0V1 | WHT | 14 | 44.C3 | XT0262:4 | LER,PNL,REAR | 44.C4
ZS0273:1 | SC | FU0273 | WHT | 14 | 44.C2 | FU0273:LD | LER,PNL,REAR | 44.C2
SolarTools ver. 24.0.84.24712 (Jul 31, 2025)
Report date: 2/27/2026 11:37 AM

## LER 2 ESTOP
LER 2 ESTOP
LER 2 RIO CONSOLE ESTOP DOOR PANEL
Project # | 4L107
Project Name | WHITEWATER MIDSTREAM^BAYRUNNER PIPELINE
Revision | B
Controls DE | ALEX. JEZEQUEL
Phone:
Controls ME | HECTOR, MEDRANO
Phone:
From | [5 empty] | To
Device ID | Cable (W) Conductor (SC) Jumper Clip (JC) | Wire No. | Wire ID | Gauge/Size | Page/Zone | Device ID | Location | Page/Zone
SB0500:B1-11 | SC | SB0500B111 | WHT | 20 | 47.D5 | XT1036:3 | LER,PNL,LFT | 47.D6
SB0500:B1-12 | SC | SB0500B112 | WHT | 20 | 47.D5 | XT1036:4 | LER,PNL,LFT | 47.D6
SB0500:B2-11 | SC | ESTOP2 | WHT | 20 | 47.D5 | XT1036:1 | LER,PNL,LFT | 47.D5
SB0500:B2-12 | SC | ESTOP3 | WHT | 20 | 47.D5 | XT1036:2 | LER,PNL,LFT | 47.D5
SolarTools ver. 24.0.84.24712 (Jul 31, 2025)
Report date: 2/27/2026 11:37 AM

## LER,PNL,LFT
LER,PNL,LFT
LER 2 RIO CONSOLE PANEL^LEFT SIDE PANEL
Project # | 4L107
Project Name | WHITEWATER MIDSTREAM^BAYRUNNER PIPELINE
Revision | B
Controls DE | ALEX. JEZEQUEL
Phone:
Controls ME | HECTOR, MEDRANO
Phone:
From | [5 empty] | To
Device ID | Cable (W) Conductor (SC) Jumper Clip (JC) | Wire No. | Wire ID | Gauge/Size | Page/Zone | Device ID | Location | Page/Zone
XT0100:1 | JC | 0V1 | CLIP | --- | 45.B1 | XT0100:2 | LER,PNL,LFT | 45.B1
XT0100:2 | JC | 0V1 | CLIP | --- | 45.B1 | XT0100:3 | LER,PNL,LFT | 45.B1
XT0536:1 | JC | FU0190 | CLIP | --- | 46.A2 | XT0536:2 | LER,PNL,LFT | 46.B2
XT0536:10 | JC | KA023624 | CLIP | --- | 46.A3 | XT0536:11 | LER,PNL,LFT | 46.A4
XT0536:2 | JC | FU0190 | CLIP | --- | 46.B2 | XT0536:3 | LER,PNL,LFT | 46.B2
XT0536:3 | JC | FU0190 | CLIP | --- | 46.B2 | XT0536:4 | LER,PNL,LFT | 46.C2
XT0536:5 | JC | 0V1 | CLIP | --- | 46.A6 | XT0536:6 | LER,PNL,LFT | 46.B6
XT0536:6 | JC | 0V1 | CLIP | --- | 46.B6 | XT0536:7 | LER,PNL,LFT | 46.B6
XT0536:7 | JC | 0V1 | CLIP | --- | 46.B6 | XT0536:8 | LER,PNL,LFT | 46.C6
AF0101:00 | SC | KA0600A1 | WHT | 20 | 65.C7 | KA0600:A1 | LER,PNL,LFT | 65.C6
AF0101:02 | SC | KA0601A1 | WHT | 20 | 62.B7 | KA0601:A1 | LER,PNL,LFT | 62.B6
AF0101:04 | SC | KA0602A1 | WHT | 20 | 63.B7 | KA0602:A1 | LER,PNL,LFT | 63.B6
AF0101:10 | SC | 010110 | WHT | 20 | 71.A7 | KA0060:A1 | LER,PNL,LFT | 71.A5
AF0101:16 | SC | KA0600A2 | WHT | 20 | 65.C7 | KA0600:A2 | LER,PNL,LFT | 65.C6
AF0101:18 | SC | KA0601A2 | WHT | 20 | 62.B7 | KA0601:A2 | LER,PNL,LFT | 62.B6
AF0101:20 | SC | KA0602A2 | WHT | 20 | 63.B7 | KA0602:A2 | LER,PNL,LFT | 63.B6
AF0101:26 | SC | 010126 | WHT | 20 | 71.A7 | KA0060:A2 | LER,PNL,LFT | 71.A5
AF0101:COM | SC | 0V1 | WHT | 14 | 45.A2 | XT0100:2 | LER,PNL,LFT | 45.B1
AF0101:V+ | SC | FU0101 | WHT | 14 | 45.A2 | FU0101:LD | LER,PNL,LFT | 45.B1
AF0102:06 | SC | ZSC11712 | WHT | 20 | 53.B7 | XT0265:20 | LER,PNL,LFT | 53.B5
AF0102:22 | SC | KT0555A2 | WHT | 20 | 53.B7 | KT0555:A2 | LER,PNL,LFT | 53.B5
AF0102:38 | SC | ZSC11711 | WHT | 20 | 53.B7 | XT0265:19 | LER,PNL,LFT | 53.B5
AF0102:COM | SC | 0V1 | WHT | 14 | 45.A3 | XT0100:3 | LER,PNL,LFT | 45.B1
AF0102:COM | SC | AF0102N | WHT | 16 | 45.A3 | AF0103:COM | LER,PNL,LFT | 45.A3
AF0102:V+ | SC | FU0102 | WHT | 14 | 45.A3 | FU0102:LD | LER,PNL,LFT | 45.B1
AF0102:V+ | SC | AF0102P | WHT | 16 | 45.A3 | AF0103:V+ | LER,PNL,LFT | 45.A3
AF0103:COM | SC | AF0103N | WHT | 16 | 45.A3 | AF0104:COM | LER,PNL,LFT | 45.A4
AF0103:V+ | SC | AF0103P | WHT | 16 | 45.A3 | AF0104:V+ | LER,PNL,LFT | 45.A4
AF0104:07 | SC | SB0500B112 | WHT | 20 | 47.D6 | XT1036:4 | LER,PNL,LFT | 47.D6
AF0104:04 | SC | JP33 | VIO | 20 | 47.C7 | AF0104:36 | LER,PNL,LFT | 47.C7
AF0104:05 | SC | JP34 | VIO | 20 | 47.C7 | AF0104:37 | LER,PNL,LFT | 47.C7
XT0537:2 | SC | JP13 | VIO | 20 | 47.A6 | XT0537:1 | LER,PNL,LFT | 47.A6
XT0537:3 | SC | JP14 | VIO | 20 | 47.A6 | XT0537:2 | LER,PNL,LFT | 47.A6
XT0538:10 | SC | JPESD9 | VIO | 20 | 47.B6 | XT0538:9 | LER,PNL,LFT | 47.B6
XT0538:11 | SC | JPESD10 | VIO | 20 | 47.B6 | XT0538:10 | LER,PNL,LFT | 47.B6
XT0538:12 | SC | JPESD11 | VIO | 20 | 47.B6 | XT0538:11 | LER,PNL,LFT | 47.B6
XT0538:13 | SC | JPESD12 | VIO | 20 | 47.B6 | XT0538:12 | LER,PNL,LFT | 47.B6
XT0538:14 | SC | JPESD13 | VIO | 20 | 47.B6 | XT0538:13 | LER,PNL,LFT | 47.B6
XT0538:2 | SC | JPESD1 | VIO | 20 | 47.A6 | XT0538:1 | LER,PNL,LFT | 47.A6
XT0538:3 | SC | JPESD2 | VIO | 20 | 47.A6 | XT0538:2 | LER,PNL,LFT | 47.A6
XT0538:4 | SC | JPESD3 | VIO | 20 | 47.A6 | XT0538:3 | LER,PNL,LFT | 47.A6
XT0538:5 | SC | JPESD4 | VIO | 20 | 47.A6 | XT0538:4 | LER,PNL,LFT | 47.A6
XT0538:6 | SC | JPESD5 | VIO | 20 | 47.A6 | XT0538:5 | LER,PNL,LFT | 47.A6
XT0538:7 | SC | JPESD6 | VIO | 20 | 47.B6 | XT0538:6 | LER,PNL,LFT | 47.A6
XT0538:8 | SC | JPESD7 | VIO | 20 | 47.B6 | XT0538:7 | LER,PNL,LFT | 47.B6
XT0538:9 | SC | JPESD8 | VIO | 20 | 47.B6 | XT0538:8 | LER,PNL,LFT | 47.B6
AF0104:39 | SC | SB0500B111 | WHT | 20 | 47.D6 | XT1036:3 | LER,PNL,LFT | 47.D6
AF0104:COM | SC | AF0104N | WHT | 16 | 45.A4 | AF0105:COM | LER,PNL,LFT | 45.A5
AF0104:V+ | SC | AF0104P | WHT | 16 | 45.A4 | AF0105:V+ | LER,PNL,LFT | 45.A5
AF0105:09 | SC | KA061214 | WHT | 20 | 62.A7 | KA0612:14 | LER,PNL,LFT | 62.A6
AF0105:12 | SC | KA061314 | WHT | 20 | 63.A7 | KA0613:14 | LER,PNL,LFT | 63.A6
AF0105:41 | SC | KA061211 | WHT | 20 | 62.A7 | KA0612:11 | LER,PNL,LFT | 62.A6
AF0105:44 | SC | KA061311 | WHT | 20 | 63.A7 | KA0613:11 | LER,PNL,LFT | 63.A6
AF0105:COM | SC | AF0105N | WHT | 16 | 45.A5 | AF0106:COM | LER,PNL,LFT | 45.A5
AF0105:V+ | SC | AF0105P | WHT | 16 | 45.A5 | AF0106:V+ | LER,PNL,LFT | 45.A5
AF0106:COM | SC | AF0106N | WHT | 16 | 45.A5 | AF0107:COM | LER,PNL,LFT | 45.A6
AF0106:V+ | SC | AF0106P | WHT | 16 | 45.A5 | AF0107:V+ | LER,PNL,LFT | 45.A6
AF0108:01 | SC | ZSC11612 | WHT | 20 | 51.B7 | XT0265:12 | LER,PNL,LFT | 51.B5
AF0108:17 | SC | KT0554A2 | WHT | 20 | 51.B7 | KT0554:A2 | LER,PNL,LFT | 51.B5
AF0108:33 | SC | ZSC11611 | WHT | 20 | 51.B7 | XT0265:11 | LER,PNL,LFT | 51.B5
AF0108:COM | SC | AF0108N | WHT | 16 | 45.C3 | AF0109:COM | LER,PNL,LFT | 45.C3
AF0108:V+ | SC | AF0108P | WHT | 16 | 45.C3 | AF0109:V+ | LER,PNL,LFT | 45.C3
AF0109:COM | SC | AF0109N | WHT | 16 | 45.C3 | AF0110:COM | LER,PNL,LFT | 45.B4
AF0109:V+ | SC | AF0109P | WHT | 16 | 45.C3 | AF0110:V+ | LER,PNL,LFT | 45.B4
AF0111:00 | SC | KA0610A1 | WHT | 20 | 65.A7 | KA0610:A1 | LER,PNL,LFT | 65.B6
AF0111:02 | SC | KA0611A1 | WHT | 20 | 65.B7 | KA0611:A1 | LER,PNL,LFT | 65.B6
AF0111:10 | SC | KA0603A1 | WHT | 20 | 49.A7 | KA0603:A1 | LER,PNL,LFT | 49.A6
AF0111:12 | SC | KA0604A1 | WHT | 20 | 49.A7 | KA0604:A1 | LER,PNL,LFT | 49.A6
AF0111:14 | SC | KA0605A1 | WHT | 20 | 49.B7 | KA0605:A1 | LER,PNL,LFT | 49.B6
AF0111:16 | SC | KA0610A2 | WHT | 20 | 65.A7 | KA0610:A2 | LER,PNL,LFT | 65.B6
AF0111:18 | SC | KA0611A2 | WHT | 20 | 65.B7 | KA0611:A2 | LER,PNL,LFT | 65.B6
AF0111:26 | SC | KA0603A2 | WHT | 20 | 49.A7 | KA0603:A2 | LER,PNL,LFT | 49.A6
AF0111:28 | SC | KA0604A2 | WHT | 20 | 49.A7 | KA0604:A2 | LER,PNL,LFT | 49.A6
AF0111:30 | SC | KA0605A2 | WHT | 20 | 49.B7 | KA0605:A2 | LER,PNL,LFT | 49.B6
AF0112:00 | SC | KA021614 | WHT | 20 | 52.A7 | KA0216:14 | LER,PNL,LFT | 52.A6
AF0112:04 | SC | KA021624 | WHT | 20 | 54.A7 | KA0216:24 | LER,PNL,LFT | 54.A6
AF0112:08 | SC | KA021114 | WHT | 20 | 51.A7 | KA0211:14 | LER,PNL,LFT | 51.A6
AF0112:10 | SC | 011210 | WHT | 20 | 51.B7 | XT0265:14 | LER,PNL,LFT | 51.C6
AF0112:12 | SC | KA021124 | WHT | 20 | 53.A7 | KA0211:24 | LER,PNL,LFT | 53.A6
AF0112:14 | SC | 011214 | WHT | 20 | 53.B7 | XT0265:22 | LER,PNL,LFT | 53.C6
AF0112:16 | SC | SV101N | WHT | 20 | 52.A7 | XT0265:4 | LER,PNL,LFT | 52.A5
AF0112:20 | SC | SV1022 | WHT | 20 | 54.A7 | XT0265:8 | LER,PNL,LFT | 54.A5
AF0112:24 | SC | SVO1161N | WHT | 20 | 51.A7 | XT0265:10 | LER,PNL,LFT | 51.A5
AF0112:26 | SC | SVC11612 | WHT | 20 | 51.B7 | XT0265:16 | LER,PNL,LFT | 51.C5
AF0112:28 | SC | SVO11712 | WHT | 20 | 53.A7 | XT0265:18 | LER,PNL,LFT | 53.A5
AF0112:30 | SC | SVC11712 | WHT | 20 | 53.B7 | XT0265:24 | LER,PNL,LFT | 53.C5
AF0112:40 | SC | KA027014 | WHT | 20 | 51.A7 | KA0270:14 | LER,PNL,LFT | 51.A6
AF0112:44 | SC | KA027114 | WHT | 20 | 53.A7 | KA0271:14 | LER,PNL,LFT | 53.A6
AF0113:01 | SC | KA0291A1 | WHT | 20 | 69.A7 | KA0291:A1 | LER,PNL,LFT | 69.A5
AF0113:02 | SC | KA0391A1 | WHT | 20 | 70.A7 | KA0391:A1 | LER,PNL,LFT | 70.A5
AF0113:17 | SC | KA0291A2 | WHT | 20 | 69.A7 | KA0291:A2 | LER,PNL,LFT | 69.A5
AF0113:18 | SC | KA0391A2 | WHT | 20 | 70.A7 | KA0391:A2 | LER,PNL,LFT | 70.A5
AU0100:COM | SC | 0V1 | WHT | 14 | 45.A2 | XT0100:1 | LER,PNL,LFT | 45.B1
AU0100:V+ | SC | FU0100 | WHT | 14 | 45.A2 | FU0100:LD | LER,PNL,LFT | 45.A1
FU0100:LI | SC | FU0260 | WHT | 14 | 45.A1 | FU0101:LI | LER,PNL,LFT | 45.B1
FU0101:LI | SC | FU0260 | WHT | 14 | 45.B1 | FU0102:LI | LER,PNL,LFT | 45.B1
GR1034: | SC | GR1034 | GRN/YEL | 14 | 16.C3 | FRAME | LER,PNL,LFT | 16.C4
KA0060:11 | SC | FSTOP12 | WHT | 20 | 71.B5 | XT0265:34 | LER,PNL,LFT | 71.B4
KA0060:14 | SC | FSTOP11 | WHT | 20 | 71.B5 | XT0265:33 | LER,PNL,LFT | 71.B4
KA0060:21 | SC | FSTOP22 | WHT | 20 | 71.B5 | XT0265:36 | LER,PNL,LFT | 71.B4
KA0060:24 | SC | FSTOP21 | WHT | 20 | 71.B5 | XT0265:35 | LER,PNL,LFT | 71.B4
KA0060:A1 | SC | 010110 | WHT | 20 | 71.A5 | KA0061:A1 | LER,PNL,LFT | 71.A5
KA0060:A2 | SC | 010126 | WHT | 20 | 71.A5 | KA0061:A2 | LER,PNL,LFT | 71.A5
KA0210:21 | SC | FU0264 | WHT | 14 | 48.C2 | XT0136:1 | LER,PNL,LFT | 48.C2
KA0210:A1 | SC | KA053114 | WHT | 20 | 48.B3 | KA0211:A1 | LER,PNL,LFT | 48.B3
KA0210:A1 | SC | KA053114 | WHT | 20 | 48.B3 | XT0136:10 | LER,PNL,LFT | 48.B2
KA0210:A2 | SC | 0V1 | WHT | 20 | 48.B3 | KA0211:A2 | LER,PNL,LFT | 48.B3
KA0210:A2 | SC | 0V1 | WHT | 20 | 48.B3 | XT0136:2 | LER,PNL,LFT | 48.A6
KA0211:11 | SC | KA021111 | WHT | 20 | 51.A6 | KA0270:A1 | LER,PNL,LFT | 51.A5
KA0211:21 | SC | KA021121 | WHT | 20 | 53.A6 | KA0271:A1 | LER,PNL,LFT | 53.A5
KA0211:A1 | SC | KA053114 | WHT | 20 | 48.B3 | KA0212:A1 | LER,PNL,LFT | 48.B3
KA0211:A2 | SC | 0V1 | WHT | 20 | 48.B3 | KA0212:A2 | LER,PNL,LFT | 48.B3
KA0212:11 | SC | KA060014 | WHT | 20 | 65.C5 | KA0600:14 | LER,PNL,LFT | 65.C5
KA0212:21 | SC | KA021214 | WHT | 20 | 62.B5 | KA0601:14 | LER,PNL,LFT | 62.B5
KA0212:A1 | SC | KA053114 | WHT | 20 | 48.B3 | KA0213:A1 | LER,PNL,LFT | 48.C3
KA0212:A2 | SC | 0V1 | WHT | 20 | 48.B3 | KA0213:A2 | LER,PNL,LFT | 48.C3
KA0213:11 | SC | KA021311 | WHT | 20 | 63.B5 | KA0602:14 | LER,PNL,LFT | 63.B5
KA0215:21 | SC | KA021521 | WHT | 20 | 48.C5 | XT0136:7 | LER,PNL,LFT | 48.C5
KA0215:22 | SC | KA021522 | WHT | 20 | 48.C5 | XT0136:8 | LER,PNL,LFT | 48.C6
KA0215:A1 | SC | KA022914 | WHT | 20 | 48.A3 | KA0216:A1 | LER,PNL,LFT | 48.A3
KA0215:A1 | SC | KA022914 | WHT | 20 | 48.A3 | XT0136:9 | LER,PNL,LFT | 48.A2
KA0215:A2 | SC | 0V1 | WHT | 20 | 48.A3 | XT0136:2 | LER,PNL,LFT | 48.A6
KA0215:A2 | SC | 0V1 | WHT | 20 | 48.A3 | KA0216:A2 | LER,PNL,LFT | 48.A3
KA0216:11 | SC | KA021611 | WHT | 20 | 52.A6 | XT0265:3 | LER,PNL,LFT | 52.A6
KA0216:21 | SC | KA021621 | WHT | 20 | 54.A6 | XT0265:7 | LER,PNL,LFT | 54.A6
KA0216:A1 | SC | KA022914 | WHT | 20 | 48.A3 | KA0217:A1 | LER,PNL,LFT | 48.A3
KA0216:A2 | SC | 0V1 | WHT | 20 | 48.A3 | KA0217:A2 | LER,PNL,LFT | 48.A3
KA0217:24 | SC | KA023624 | WHT | 20 | 46.A3 | XT0536:10 | LER,PNL,LFT | 46.A3
KA0217:A1 | SC | KA022914 | WHT | 20 | 48.A3 | KA0218:A1 | LER,PNL,LFT | 48.A3
KA0217:A2 | SC | 0V1 | WHT | 20 | 48.A3 | KA0218:A2 | LER,PNL,LFT | 48.A3
KA0270:11 | SC | SVO1161P | WHT | 20 | 51.A6 | XT0265:9 | LER,PNL,LFT | 51.A5
KA0270:A2 | SC | SVO1161N | WHT | 20 | 51.A5 | XT0265:10 | LER,PNL,LFT | 51.A5
KA0271:11 | SC | SVO11711 | WHT | 20 | 53.A6 | XT0265:17 | LER,PNL,LFT | 53.A5
KA0271:A2 | SC | SVO11712 | WHT | 20 | 53.A5 | XT0265:18 | LER,PNL,LFT | 53.A5
KA0291:11 | SC | CCESTOP1A2 | WHT | 20 | 69.B5 | XT0265:26 | LER,PNL,LFT | 69.B4
KA0291:21 | SC | CCESTOP2A2 | WHT | 20 | 69.B5 | XT0265:28 | LER,PNL,LFT | 69.B4
KA0291:A1 | SC | KA0291A1 | WHT | 20 | 69.A5 | KA0292:A1 | LER,PNL,LFT | 69.A5
KA0291:A2 | SC | KA0291A2 | WHT | 20 | 69.A5 | KA0292:A2 | LER,PNL,LFT | 69.A5
KA0292:A1 | SC | KA0291A1 | WHT | 20 | 69.A5 | KA0293:A1 | LER,PNL,LFT | 69.A5
KA0292:A2 | SC | KA0291A2 | WHT | 20 | 69.A5 | KA0293:A2 | LER,PNL,LFT | 69.A5
KA0391:11 | SC | CCESTOP1B2 | WHT | 20 | 70.B5 | XT0265:30 | LER,PNL,LFT | 70.B4
KA0391:21 | SC | CCESTOP2B2 | WHT | 20 | 70.B5 | XT0265:32 | LER,PNL,LFT | 70.B4
KA0391:A1 | SC | KA0391A1 | WHT | 20 | 70.A5 | KA0392:A1 | LER,PNL,LFT | 70.A5
KA0391:A2 | SC | KA0391A2 | WHT | 20 | 70.A5 | KA0392:A2 | LER,PNL,LFT | 70.A5
KA0392:A1 | SC | KA0391A1 | WHT | 20 | 70.A5 | KA0393:A1 | LER,PNL,LFT | 70.A5
KA0392:A2 | SC | KA0391A2 | WHT | 20 | 70.A5 | KA0393:A2 | LER,PNL,LFT | 70.A5
KT0554:15 | SC | KA021022 | WHT | 20 | 48.C3 | KA0210:22 | LER,PNL,LFT | 48.C2
KT0554:15 | SC | KA021022 | WHT | 20 | 48.C3 | KT0555:15 | LER,PNL,LFT | 48.C3
KT0554:16 | SC | KT055416 | WHT | 20 | 48.C3 | XT0136:3 | LER,PNL,LFT | 48.C3
KT0554:A1 | SC | ZSC11612 | WHT | 20 | 51.B5 | XT0265:12 | LER,PNL,LFT | 51.B5
KT0555:16 | SC | KT055516 | WHT | 20 | 48.C3 | XT0136:5 | LER,PNL,LFT | 48.C3
KT0555:A1 | SC | ZSC11712 | WHT | 20 | 53.B5 | XT0265:20 | LER,PNL,LFT | 53.B5
VD0231:--1N4005/1 | SC | KA021521 | LEAD |  | 48.C4 | XT0136:4 | LER,PNL,LFT | 48.C4
VD0231:+-1N4005/1 | SC | KT055416 | LEAD |  | 48.C4 | XT0136:3 | LER,PNL,LFT | 48.C3
VD0232:--1N4005/1 | SC | KA021521 | LEAD |  | 48.C4 | XT0136:6 | LER,PNL,LFT | 48.C4
VD0232:+-1N4005/1 | SC | KT055516 | LEAD |  | 48.C4 | XT0136:5 | LER,PNL,LFT | 48.C3
VD0233:--1N4005/1 | SC | SVC11611 | LEAD |  | 51.B5 | XT0265:15 | LER,PNL,LFT | 51.C5
VD0233:+-1N4005/1 | SC | KA021521 | LEAD |  | 51.B5 | XT0265:13 | LER,PNL,LFT | 51.B6
VD0234:--1N4005/1 | SC | SVC11611 | LEAD |  | 51.C5 | XT0265:15 | LER,PNL,LFT | 51.C5
VD0234:+-1N4005/1 | SC | 011210 | LEAD |  | 51.C5 | XT0265:14 | LER,PNL,LFT | 51.C6
VD0235:--1N4005/1 | SC | SVC11711 | LEAD |  | 53.B5 | XT0265:23 | LER,PNL,LFT | 53.C5
VD0235:+-1N4005/1 | SC | KA021521 | LEAD |  | 53.B5 | XT0265:21 | LER,PNL,LFT | 53.B6
VD0236:--1N4005/1 | SC | SVC11711 | LEAD |  | 53.C5 | XT0265:23 | LER,PNL,LFT | 53.C5
VD0236:+-1N4005/1 | SC | 011214 | LEAD |  | 53.C5 | XT0265:22 | LER,PNL,LFT | 53.C6
VD0237:--1N4005/1 | SC | SV101P | LEAD |  | 52.A5 | XT0265:1 | LER,PNL,LFT | 52.A5
VD0237:+-1N4005/1 | SC | KA021522 | LEAD |  | 52.A5 | XT0265:2 | LER,PNL,LFT | 52.A6
VD0238:--1N4005/1 | SC | SV101P | LEAD |  | 52.A5 | XT0265:1 | LER,PNL,LFT | 52.A5
VD0238:+-1N4005/1 | SC | KA021611 | LEAD |  | 52.A5 | XT0265:3 | LER,PNL,LFT | 52.A6
VD0239:--1N4005/1 | SC | SV1021 | LEAD |  | 54.A5 | XT0265:6 | LER,PNL,LFT | 54.A5
VD0239:+-1N4005/1 | SC | KA021522 | LEAD |  | 54.A5 | XT0265:5 | LER,PNL,LFT | 54.A6
VD0240:--1N4005/1 | SC | SV1021 | LEAD |  | 54.A5 | XT0265:6 | LER,PNL,LFT | 54.A5
VD0240:+-1N4005/1 | SC | KA021621 | LEAD |  | 54.A5 | XT0265:7 | LER,PNL,LFT | 54.A6
XT0136:4 | SC | KA021521 | WHT | 20 | 48.C4 | XT0136:7 | LER,PNL,LFT | 48.C5
XT0136:6 | SC | KA021521 | WHT | 20 | 48.C4 | XT0265:21 | LER,PNL,LFT | 53.B6
XT0136:7 | SC | KA021521 | WHT | 20 | 48.C5 | XT0136:6 | LER,PNL,LFT | 48.C4
XT0136:8 | SC | KA021522 | WHT | 20 | 48.C6 | XT0265:5 | LER,PNL,LFT | 54.A6
XT0265:13 | SC | KA021521 | WHT | 20 | 51.B6 | XT0136:4 | LER,PNL,LFT | 48.C4
XT0265:2 | SC | KA021522 | WHT | 20 | 52.A6 | XT0136:8 | LER,PNL,LFT | 48.C6
XT0536:12 | SC | KA023621 | WHT | 20 | 46.A4 | XT0537:1 | LER,PNL,LFT | 47.A6
XT0536:13 | SC | ESTOP3 | WHT | 20 | 46.A5 | XT1036:2 | LER,PNL,LFT | 47.D5
XT0536:14 | SC | KA053114 | WHT | 20 | 46.C3 | XT0136:10 | LER,PNL,LFT | 48.B2
XT0536:16 | SC | KA0542A1 | WHT | 20 | 46.B5 | XT0538:14 | LER,PNL,LFT | 47.B6
XT0536:2 | SC | FU0190 | WHT | 20 | 46.B2 | XT0538:1 | LER,PNL,LFT | 47.A6
XT0536:8 | SC | 0V1 | WHT | 14 | 46.C6 | XT0136:2 | LER,PNL,LFT | 48.A6
XT0536:9 | SC | KA022914 | WHT | 20 | 46.C3 | XT0136:9 | LER,PNL,LFT | 48.A2
XT1036:1 | SC | ESTOP2 | WHT | 20 | 47.D5 | XT0537:3 | LER,PNL,LFT | 47.A6
XT1036:1 | SC | ESTOP2 | WHT | 20 | 47.D5 | SB0500:B2-11 | LER 2 ESTOP | 47.D5
XT1036:2 | SC | ESTOP3 | WHT | 20 | 47.D5 | SB0500:B2-12 | LER 2 ESTOP | 47.D5
XT1036:3 | SC | SB0500B111 | WHT | 20 | 47.D6 | SB0500:B1-11 | LER 2 ESTOP | 47.D5
XT1036:4 | SC | SB0500B112 | WHT | 20 | 47.D6 | SB0500:B1-12 | LER 2 ESTOP | 47.D5
AF0102:01 | SC | UJ1032OK2 | WHT | 20 | 43.B6 | UJ1032:OK2 | LER,PNL,REAR | 43.A3
AF0102:07 | SC | UJ1033OK2 | WHT | 20 | 43.C6 | UJ1033:OK2 | LER,PNL,REAR | 43.C3
AF0102:33 | SC | UJ1032OK1 | WHT | 16 | 43.B6 | UJ1032:OK1 | LER,PNL,REAR | 43.A3
AF0102:39 | SC | UJ1033OK1 | WHT | 20 | 43.C6 | UJ1033:OK1 | LER,PNL,REAR | 43.C3
AF0103:00 | SC | 010300 | WHT | 16 | 43.B6 | XT0025:2 | LER,PNL,REAR | 43.B6
AF0103:01 | SC | 0V1 | WHT | 16 | 43.B6 | XT0025:3 | LER,PNL,REAR | 43.B5
AF0103:02 | SC | UJ1032VIN | WHT | 20 | 43.A6 | UJ1032:VIN | LER,PNL,REAR | 43.A3
AF0103:03 | SC | 0V1 | WHT | 16 | 43.A6 | XT0025:5 | LER,PNL,REAR | 43.A6
AF0103:04 | SC | UJ1032IOUT | WHT | 16 | 43.A6 | UJ1032:IOUT | LER,PNL,REAR | 43.A3
AF0103:05 | SC | 0V1 | WHT | 16 | 43.A6 | XT0025:6 | LER,PNL,REAR | 43.A6
AF0103:12 | SC | UJ1033VIN | WHT | 20 | 43.C6 | UJ1033:VIN | LER,PNL,REAR | 43.C3
AF0103:13 | SC | 0V1 | WHT | 16 | 43.C6 | XT0025:5 | LER,PNL,REAR | 43.A6
AF0103:14 | SC | UJ1033IOUT | WHT | 16 | 43.C6 | UJ1033:IOUT | LER,PNL,REAR | 43.C3
AF0103:15 | SC | 0V1 | WHT | 16 | 43.C6 | XT0025:6 | LER,PNL,REAR | 43.A6
AF0103:SH | SC | IEG02604G | GRN | 14 | 45.A3 | IEG0260:4 | LER,PNL,REAR | 45.B4
AF0108:COM | SC | 0V1 | WHT | 14 | 45.C3 | XT0090:1 | LER,PNL,REAR | 45.C2
AF0108:V+ | SC | FU0103 | WHT | 14 | 45.C3 | FU0103:LD | LER,PNL,REAR | 45.C2
AF0109:SH | SC | AF0109G | GRN | 14 | 45.C3 | IEG0260:5 | LER,PNL,REAR | 45.C4
AF0110:00 | SC | 011000 | WHT | 20 | 46.D6 | KA0530:14 | LER,PNL,REAR | 46.D5
AF0110:32 | SC | 011032 | WHT | 20 | 46.D6 | KA0530:11 | LER,PNL,REAR | 46.D5
AF0111:COM | SC | 0V1 | WHT | 14 | 45.C5 | XT0090:2 | LER,PNL,REAR | 45.C2
AF0111:V+ | SC | FU0104 | WHT | 14 | 45.C5 | FU0104:LD | LER,PNL,REAR | 45.C2
AF0112:COM | SC | 0V1 | WHT | 14 | 45.C5 | XT0090:3 | LER,PNL,REAR | 45.D2
AF0112:V+ | SC | FU0105 | WHT | 14 | 45.C5 | FU0105:LD | LER,PNL,REAR | 45.D2
AF0113:COM | SC | 0V1 | WHT | 14 | 45.B6 | XT0090:4 | LER,PNL,REAR | 45.D2
AF0113:V+ | SC | FU0106 | WHT | 14 | 45.B6 | FU0106:LD | LER,PNL,REAR | 45.D2
FU0100:LI | SC | FU0260 | WHT | 14 | 45.A1 | XT0261:2 | LER,PNL,REAR | 44.A4
GR0265: | SC | IEG02603 | GRN | 14 | 16.B3 | IEG0260:3 | LER,PNL,REAR | 16.B4
KA0217:21 | SC | KA053024 | WHT | 20 | 46.A3 | KA0530:24 | LER,PNL,REAR | 46.A2
KA0291:14 | SC | KA029114 | WHT | 20 | 69.B5 | KA0532:11 | LER,PNL,REAR | 69.B5
KA0291:24 | SC | KA029124 | WHT | 20 | 69.B5 | KA0532:21 | LER,PNL,REAR | 69.B5
KA0391:14 | SC | KA039114 | WHT | 20 | 70.B5 | KA0533:11 | LER,PNL,REAR | 70.B5
KA0391:24 | SC | KA039124 | WHT | 20 | 70.B5 | KA0533:21 | LER,PNL,REAR | 70.B5
XT0100:1 | SC | 0V1 | WHT | 14 | 45.B1 | XT0262:2 | LER,PNL,REAR | 44.C4
XT0136:1 | SC | FU0264 | WHT | 14 | 48.C2 | FU0264:LD | LER,PNL,REAR | 44.B5
XT0265:25 | SC | CCESTOP1A1 | WHT | 20 | 69.B4 | KA0532:14 | LER,PNL,REAR | 69.B5
XT0265:27 | SC | CCESTOP2A1 | WHT | 20 | 69.B4 | KA0532:24 | LER,PNL,REAR | 69.B5
XT0265:29 | SC | CCESTOP1B1 | WHT | 20 | 70.B4 | KA0533:14 | LER,PNL,REAR | 70.B5
XT0265:31 | SC | CCESTOP2B1 | WHT | 20 | 70.B4 | KA0533:24 | LER,PNL,REAR | 70.B5
XT0536:1 | SC | FU0190 | WHT | 12 | 46.A2 | FU0190:LD | LER,PNL,REAR | 44.B5
XT0536:1 | SC | FU0190 | WHT | 20 | 46.A2 | KA0530:21 | LER,PNL,REAR | 46.A2
XT0536:13 | SC | ESTOP3 | WHT | 20 | 46.A5 | KA0530:A1 | LER,PNL,REAR | 46.A5
XT0536:14 | SC | KA053114 | WHT | 20 | 46.C3 | KA0531:14 | LER,PNL,REAR | 46.C2
XT0536:15 | SC | KA024324 | WHT | 20 | 46.B5 | KA0540:A1 | LER,PNL,REAR | 46.B5
XT0536:16 | SC | KA0542A1 | WHT | 20 | 46.B5 | KA0542:A1 | LER,PNL,REAR | 46.B5
XT0536:17 | SC | KA054211 | WHT | 20 | 46.D2 | KA0542:11 | LER,PNL,REAR | 46.D5
XT0536:18 | SC | KA054214 | WHT | 20 | 46.D2 | KA0542:14 | LER,PNL,REAR | 46.D5
XT0536:4 | SC | FU0190 | WHT | 20 | 46.C2 | KA0531:11 | LER,PNL,REAR | 46.C2
XT0536:5 | SC | 0V1 | WHT | 14 | 46.A6 | XT0262:4 | LER,PNL,REAR | 44.C4
XT0536:5 | SC | 0V1 | WHT | 20 | 46.A6 | KA0530:A2 | LER,PNL,REAR | 46.A5
XT0536:6 | SC | 0V1 | WHT | 20 | 46.B6 | KA0542:A2 | LER,PNL,REAR | 46.B5
XT0536:7 | SC | 0V1 | WHT | 20 | 46.B6 | KA0540:A2 | LER,PNL,REAR | 46.B5
AU0100:L1 | WC0010L1 | BA7140RJ45 | ENET | CABLE | 45.A2 | BA7140:RJ45 | LER,PNL,REAR | 6.A3
AU0100:L2 | WC0010L2 | AU0100L2 | ENET | CABLE | 45.A2 | BA7141:RJ45 | LER,PNL,REAR | 6.B3
Report date: 2/27/2026 11:37 AM |  |  |  |  | SolarTools ver. 24.0.84.24712 (Jul 31, 2025)

## LER,PNL,REAR
LER,PNL,REAR
LER 2 RIO CONSOLE REAR PANEL
Project # | 4L107
Project Name | WHITEWATER MIDSTREAM^BAYRUNNER PIPELINE
Revision | B
Controls DE | ALEX. JEZEQUEL
Phone:
Controls ME | HECTOR, MEDRANO
Phone:
From | [5 empty] | To
Device ID | Cable (W) Conductor (SC) Jumper Clip (JC) | Wire No. | Wire ID | Gauge/Size | Page/Zone | Device ID | Location | Page/Zone
XT0025:2 | JC | 010300 | CLIP | --- | 43.B6 | XT0025:4 | LER,PNL,REAR | 43.B6
XT0090:1 | JC | 0V1 | CLIP | --- | 45.C2 | XT0090:2 | LER,PNL,REAR | 45.C2
XT0090:2 | JC | 0V1 | CLIP | --- | 45.C2 | XT0090:3 | LER,PNL,REAR | 45.D2
XT0090:3 | JC | 0V1 | CLIP | --- | 45.D2 | XT0090:4 | LER,PNL,REAR | 45.D2
XT0261:1 | JC | FU0260 | CLIP | --- | 44.A4 | XT0261:2 | LER,PNL,REAR | 44.A4
XT0261:2 | JC | FU0260 | CLIP | --- | 44.A4 | XT0261:3 | LER,PNL,REAR | 44.B4
XT0261:3 | JC | FU0260 | CLIP | --- | 44.B4 | XT0261:4 | LER,PNL,REAR | 44.B4
XT0261:4 | JC | FU0260 | CLIP | --- | 44.B4 | XT0261:5 | LER,PNL,REAR | 44.B4
XT0262:1 | JC | 0V1 | CLIP | --- | 44.C4 | XT0262:2 | LER,PNL,REAR | 44.C4
XT0262:2 | JC | 0V1 | CLIP | --- | 44.C4 | XT0262:3 | LER,PNL,REAR | 44.C4
XT0262:3 | JC | 0V1 | CLIP | --- | 44.C4 | XT0262:4 | LER,PNL,REAR | 44.C4
XT0262:4 | JC | 0V1 | CLIP | --- | 44.C4 | XT0262:5 | LER,PNL,REAR | 44.C4
XT1011:1 | JC | QS1032P | CLIP | --- | 43.A2 | XT1011:2 | LER,PNL,REAR | 43.C2
XT1011:3 | JC | QS1032N | CLIP | --- | 43.B2 | XT1011:4 | LER,PNL,REAR | 43.C2
XT1032:2 | JC | FU1032 | CLIP | --- | 43.B4 | XT1032:1 | LER,PNL,REAR | 43.B4
XT1032:3 | JC | 0V1 | CLIP | --- | 43.B4 | XT1032:4 | LER,PNL,REAR | 43.B4
XT1032:5 | JC | VD10324 | CLIP | --- | 43.C6 | XT1032:6 | LER,PNL,REAR | 43.C6
XT1033:1 | JC | FU1033 | CLIP | --- | 43.D4 | XT1033:2 | LER,PNL,REAR | 43.D4
XT1033:3 | JC | 0V1 | CLIP | --- | 43.D4 | XT1033:4 | LER,PNL,REAR | 43.D4
BA7040:0V | SC | 0V1 | WHT | 16 | 6.A5 | XT0262:3 | LER,PNL,REAR | 44.C4
BA7040:P1 | SC | FU7040 | WHT | 16 | 6.A5 | FU7040:LD | LER,PNL,REAR | 6.A6
BA7041:V1(-) | SC | 0V1 | WHT | 16 | 6.A3 | XT0262:5 | LER,PNL,REAR | 44.C4
BA7042:V1(-) | SC | 0V1 | WHT | 16 | 6.C3 | XT0262:5 | LER,PNL,REAR | 44.C4
BA7042:V1(+) | SC | FU0262 | WHT | 16 | 6.C3 | FU0262:LD | LER,PNL,REAR | 44.B5
BA7140:V1(-) | SC | 0V1 | WHT | 16 | 6.A3 | XT0262:5 | LER,PNL,REAR | 44.C4
BA7141:V1(-) | SC | 0V1 | WHT | 16 | 6.B3 | XT0262:5 | LER,PNL,REAR | 44.C4
BA7141:V1(+) | SC | FU0263 | WHT | 16 | 6.B3 | FU0263:LD | LER,PNL,REAR | 44.B5
FU0103:LI | SC | FU0260 | WHT | 14 | 45.C2 | FU0104:LI | LER,PNL,REAR | 45.C2
FU0103:LI | SC | FU0260 | WHT | 14 | 45.C2 | XT0261:2 | LER,PNL,REAR | 44.A4
FU0104:LI | SC | FU0260 | WHT | 14 | 45.C2 | FU0105:LI | LER,PNL,REAR | 45.D2
FU0105:LI | SC | FU0260 | WHT | 14 | 45.D2 | FU0106:LI | LER,PNL,REAR | 45.D2
FU0190:LI | SC | FU0260 | WHT | 14 | 44.B5 | XT0261:3 | LER,PNL,REAR | 44.B4
FU0260:LD | SC | FU0260 | WHT | 14 | 44.A3 | XT0261:1 | LER,PNL,REAR | 44.A4
FU0260:LI | SC | VD10324 | WHT | 10 | 44.A3 | XT1032:6 | LER,PNL,REAR | 43.C6
FU0262:LD | SC | FU0262 | WHT | 16 | 44.B5 | BA7041:V1(+) | LER,PNL,REAR | 6.A3
FU0262:LI | SC | FU0260 | WHT | 14 | 44.B5 | XT0261:4 | LER,PNL,REAR | 44.B4
FU0263:LD | SC | FU0263 | WHT | 16 | 44.B5 | BA7140:V1(+) | LER,PNL,REAR | 6.A3
FU0263:LI | SC | FU0260 | WHT | 14 | 44.B5 | XT0261:5 | LER,PNL,REAR | 44.B4
FU0264:LI | SC | FU0260 | WHT | 14 | 44.B5 | XT0261:5 | LER,PNL,REAR | 44.B4
FU0273:LI | SC | FU0260 | WHT | 14 | 44.C2 | XT0261:3 | LER,PNL,REAR | 44.B4
FU1032:LD | SC | FU1032 | WHT | 10 | 43.B4 | XT1032:1 | LER,PNL,REAR | 43.B4
FU1032:LI | SC | 24V3 | WHT | 10 | 43.B4 | UJ1032:OUT(+) | LER,PNL,REAR | 43.A3
FU1033:LD | SC | FU1033 | WHT | 10 | 43.D4 | XT1033:2 | LER,PNL,REAR | 43.D4
FU1033:LI | SC | 24V4 | WHT | 10 | 43.D4 | UJ1033:OUT(+) | LER,PNL,REAR | 43.C3
FU7040:LI | SC | FU0260 | WHT | 16 | 6.A6 | XT0261:1 | LER,PNL,REAR | 44.A4
GR1030: | SC | GR1030 | GRN/YEL | 14 | 16.B3 | FRAME | LER,PNL,REAR | 16.B4
GR1031: | SC | GR1031 | GRN/YEL | 14 | 16.B3 | FRAME | LER,PNL,REAR | 16.B4
GR1032: | SC | GR1032 | GRN/YEL | 14 | 16.B3 | FRAME | LER,PNL,REAR | 16.B4
GR1033: | SC | IEG02601 | GRN | 14 | 16.C3 | IEG0260:1 | LER,PNL,REAR | 16.C4
KA0530:21 | SC | FU0190 | WHT | 20 | 46.A2 | KA0540:11 | LER,PNL,REAR | 46.A2
KA0530:24 | SC | KA053024 | WHT | 20 | 46.A2 | KA0540:14 | LER,PNL,REAR | 46.A2
KA0530:A1 | SC | ESTOP3 | WHT | 20 | 46.A5 | KA0531:A1 | LER,PNL,REAR | 46.A5
KA0530:A2 | SC | 0V1 | WHT | 20 | 46.A5 | KA0531:A2 | LER,PNL,REAR | 46.A5
KA0531:A1 | SC | ESTOP3 | WHT | 20 | 46.A5 | KA0532:A1 | LER,PNL,REAR | 46.A5
KA0531:A2 | SC | 0V1 | WHT | 20 | 46.A5 | KA0532:A2 | LER,PNL,REAR | 46.A5
KA0532:A1 | SC | ESTOP3 | WHT | 20 | 46.A5 | KA0533:A1 | LER,PNL,REAR | 46.B5
KA0532:A2 | SC | 0V1 | WHT | 20 | 46.A5 | KA0533:A2 | LER,PNL,REAR | 46.B5
KA0540:A1 | SC | KA024324 | WHT | 20 | 46.B5 | KA0541:A1 | LER,PNL,REAR | 46.B5
KA0540:A2 | SC | 0V1 | WHT | 20 | 46.B5 | KA0541:A2 | LER,PNL,REAR | 46.B5
KA0542:A1 | SC | KA0542A1 | WHT | 20 | 46.B5 | KA0543:A1 | LER,PNL,REAR | 46.B5
KA0542:A2 | SC | 0V1 | WHT | 20 | 46.B5 | KA0543:A2 | LER,PNL,REAR | 46.B5
QS1032:LD-1 | SC | UJ1032P | WHT | 12 | 43.A2 | UJ1032:+ | LER,PNL,REAR | 43.A3
QS1032:LD-3 | SC | UJ1032N | WHT | 12 | 43.A2 | UJ1032:- | LER,PNL,REAR | 43.A3
QS1032:LI-2 | SC | QS1032P | WHT | 12 | 43.A2 | XT1011:1 | LER,PNL,REAR | 43.A2
QS1032:LI-4 | SC | QS1032N | WHT | 12 | 43.A2 | XT1011:3 | LER,PNL,REAR | 43.B2
QS1033:LD-1 | SC | UJ1033P | WHT | 12 | 43.C2 | UJ1033:+ | LER,PNL,REAR | 43.C3
QS1033:LD-3 | SC | UJ1033N | WHT | 12 | 43.C2 | UJ1033:- | LER,PNL,REAR | 43.C3
QS1033:LI-2 | SC | QS1032P | WHT | 12 | 43.C2 | XT1011:2 | LER,PNL,REAR | 43.C2
QS1033:LI-4 | SC | QS1032N | WHT | 12 | 43.C2 | XT1011:4 | LER,PNL,REAR | 43.C2
RR0251: -3.01K OHM | SC | 010300 | LEAD | --- | 43.B5 | XT0025:2 | LER,PNL,REAR | 43.B6
RR0251: -3.01K OHM | SC | VD10324 | LEAD | --- | 43.B5 | XT0025:1 | LER,PNL,REAR | 43.B5
RR0252: -1.0K OHM | SC | 010300 | LEAD | --- | 43.B5 | XT0025:4 | LER,PNL,REAR | 43.B6
RR0252: -1.0K OHM | SC | 0V1 | LEAD | --- | 43.B5 | XT0025:3 | LER,PNL,REAR | 43.B5
UJ1032:G | SC | UJ1032G | GRN/YEL | 12 | 43.A3 | FRAME | LER,PNL,REAR | 43.B3
UJ1032:OUT(-) | SC | 0V1 | WHT | 10 | 43.A3 | XT1032:3 | LER,PNL,REAR | 43.B4
UJ1033:G | SC | UJ1033G | GRN/YEL | 12 | 43.C3 | FRAME | LER,PNL,REAR | 43.C3
UJ1033:OUT(-) | SC | 0V1 | WHT | 10 | 43.C3 | XT1033:4 | LER,PNL,REAR | 43.D4
VD1032:1 | SC | FU1032 | LEAD | --- | 43.C5 | XT1032:1 | LER,PNL,REAR | 43.B4
VD1032:2 | SC | VD10324 | LEAD | --- | 43.C5 | XT1032:5 | LER,PNL,REAR | 43.C6
VD1032:3 | SC | FU1033 | LEAD | --- | 43.C5 | XT1033:1 | LER,PNL,REAR | 43.D4
VD1032:4 | SC | VD10324 | LEAD | --- | 43.C5 | XT1032:6 | LER,PNL,REAR | 43.C6
XT0025:1 | SC | VD10324 | WHT | 12 | 43.B5 | XT1032:5 | LER,PNL,REAR | 43.C6
XT0025:5 | SC | 0V1 | WHT | 14 | 43.A6 | XT0262:1 | LER,PNL,REAR | 44.C4
XT0025:6 | SC | 0V1 | WHT | 14 | 43.A6 | XT0262:2 | LER,PNL,REAR | 44.C4
XT0260:1 | SC | 0V1 | WHT | 14 | 44.C3 | XT0262:1 | LER,PNL,REAR | 44.C4
XT0262:2 | SC | 0V1 | WHT | 14 | 44.C4 | XT0090:1 | LER,PNL,REAR | 45.C2
XT1032:3 | SC | 0V1 | WHT | 10 | 43.B4 | XT1033:3 | LER,PNL,REAR | 43.D4
XT1032:4 | SC | 0V1 | WHT | 12 | 43.B4 | XT0025:3 | LER,PNL,REAR | 43.B5
XT1033:4 | SC | 0V1 | WHT | 10 | 43.D4 | XT0260:1 | LER,PNL,REAR | 44.C3
BA7040:1 | WC7041 | BA7041RJ45 | ENET | CABLE | 6.A2 | BA7041:RJ45 | LER,PNL,REAR | 6.A3
BA7040:2 | WC7042 | BA7042RJ45 | ENET | CABLE | 6.C2 | BA7042:RJ45 | LER,PNL,REAR | 6.C3
FU0273:LD | SC | FU0273 | WHT | 14 | 44.C2 | ZS0273:1 | LER 2 | 44.C2
XT0262:4 | SC | 0V1 | WHT | 14 | 44.C4 | EL0273:W1 | LER 2 | 44.C3
FU0103:LD | SC | FU0103 | WHT | 14 | 45.C2 | AF0108:V+ | LER,PNL,LFT | 45.C3
FU0104:LD | SC | FU0104 | WHT | 14 | 45.C2 | AF0111:V+ | LER,PNL,LFT | 45.C5
FU0105:LD | SC | FU0105 | WHT | 14 | 45.D2 | AF0112:V+ | LER,PNL,LFT | 45.C5
FU0106:LD | SC | FU0106 | WHT | 14 | 45.D2 | AF0113:V+ | LER,PNL,LFT | 45.B6
FU0190:LD | SC | FU0190 | WHT | 12 | 44.B5 | XT0536:1 | LER,PNL,LFT | 46.A2
FU0264:LD | SC | FU0264 | WHT | 14 | 44.B5 | XT0136:1 | LER,PNL,LFT | 48.C2
IEG0260:3 | SC | IEG02603 | GRN | 14 | 16.B4 | GR0265: | LER,PNL,LFT | 16.B3
IEG0260:4 | SC | IEG02604G | GRN | 14 | 45.B4 | AF0103:SH | LER,PNL,LFT | 45.A3
IEG0260:5 | SC | AF0109G | GRN | 14 | 45.C4 | AF0109:SH | LER,PNL,LFT | 45.C3
KA0530:11 | SC | 011032 | WHT | 20 | 46.D5 | AF0110:32 | LER,PNL,LFT | 46.D6
KA0530:14 | SC | 011000 | WHT | 20 | 46.D5 | AF0110:00 | LER,PNL,LFT | 46.D6
KA0530:21 | SC | FU0190 | WHT | 20 | 46.A2 | XT0536:1 | LER,PNL,LFT | 46.A2
KA0530:24 | SC | KA053024 | WHT | 20 | 46.A2 | KA0217:21 | LER,PNL,LFT | 46.A3
KA0530:A1 | SC | ESTOP3 | WHT | 20 | 46.A5 | XT0536:13 | LER,PNL,LFT | 46.A5
KA0530:A2 | SC | 0V1 | WHT | 20 | 46.A5 | XT0536:5 | LER,PNL,LFT | 46.A6
KA0531:11 | SC | FU0190 | WHT | 20 | 46.C2 | XT0536:4 | LER,PNL,LFT | 46.C2
KA0531:14 | SC | KA053114 | WHT | 20 | 46.C2 | XT0536:14 | LER,PNL,LFT | 46.C3
KA0532:11 | SC | KA029114 | WHT | 20 | 69.B5 | KA0291:14 | LER,PNL,LFT | 69.B5
KA0532:14 | SC | CCESTOP1A1 | WHT | 20 | 69.B5 | XT0265:25 | LER,PNL,LFT | 69.B4
KA0532:21 | SC | KA029124 | WHT | 20 | 69.B5 | KA0291:24 | LER,PNL,LFT | 69.B5
KA0532:24 | SC | CCESTOP2A1 | WHT | 20 | 69.B5 | XT0265:27 | LER,PNL,LFT | 69.B4
KA0533:11 | SC | KA039114 | WHT | 20 | 70.B5 | KA0391:14 | LER,PNL,LFT | 70.B5
KA0533:14 | SC | CCESTOP1B1 | WHT | 20 | 70.B5 | XT0265:29 | LER,PNL,LFT | 70.B4
KA0533:21 | SC | KA039124 | WHT | 20 | 70.B5 | KA0391:24 | LER,PNL,LFT | 70.B5
KA0533:24 | SC | CCESTOP2B1 | WHT | 20 | 70.B5 | XT0265:31 | LER,PNL,LFT | 70.B4
KA0540:A1 | SC | KA024324 | WHT | 20 | 46.B5 | XT0536:15 | LER,PNL,LFT | 46.B5
KA0540:A2 | SC | 0V1 | WHT | 20 | 46.B5 | XT0536:7 | LER,PNL,LFT | 46.B6
KA0542:11 | SC | KA054211 | WHT | 20 | 46.D5 | XT0536:17 | LER,PNL,LFT | 46.D2
KA0542:14 | SC | KA054214 | WHT | 20 | 46.D5 | XT0536:18 | LER,PNL,LFT | 46.D2
KA0542:A1 | SC | KA0542A1 | WHT | 20 | 46.B5 | XT0536:16 | LER,PNL,LFT | 46.B5
KA0542:A2 | SC | 0V1 | WHT | 20 | 46.B5 | XT0536:6 | LER,PNL,LFT | 46.B6
UJ1032:IOUT | SC | UJ1032IOUT | WHT | 16 | 43.A3 | AF0103:04 | LER,PNL,LFT | 43.A6
UJ1032:OK1 | SC | UJ1032OK1 | WHT | 16 | 43.A3 | AF0102:33 | LER,PNL,LFT | 43.B6
UJ1032:OK2 | SC | UJ1032OK2 | WHT | 20 | 43.A3 | AF0102:01 | LER,PNL,LFT | 43.B6
UJ1032:VIN | SC | UJ1032VIN | WHT | 20 | 43.A3 | AF0103:02 | LER,PNL,LFT | 43.A6
UJ1033:IOUT | SC | UJ1033IOUT | WHT | 16 | 43.C3 | AF0103:14 | LER,PNL,LFT | 43.C6
UJ1033:OK1 | SC | UJ1033OK1 | WHT | 20 | 43.C3 | AF0102:39 | LER,PNL,LFT | 43.C6
UJ1033:OK2 | SC | UJ1033OK2 | WHT | 20 | 43.C3 | AF0102:07 | LER,PNL,LFT | 43.C6
UJ1033:VIN | SC | UJ1033VIN | WHT | 20 | 43.C3 | AF0103:12 | LER,PNL,LFT | 43.C6
XT0025:2 | SC | 010300 | WHT | 16 | 43.B6 | AF0103:00 | LER,PNL,LFT | 43.B6
XT0025:3 | SC | 0V1 | WHT | 16 | 43.B5 | AF0103:01 | LER,PNL,LFT | 43.B6
XT0025:5 | SC | 0V1 | WHT | 16 | 43.A6 | AF0103:03 | LER,PNL,LFT | 43.A6
XT0025:5 | SC | 0V1 | WHT | 16 | 43.A6 | AF0103:13 | LER,PNL,LFT | 43.C6
XT0025:6 | SC | 0V1 | WHT | 16 | 43.A6 | AF0103:05 | LER,PNL,LFT | 43.A6
XT0025:6 | SC | 0V1 | WHT | 16 | 43.A6 | AF0103:15 | LER,PNL,LFT | 43.C6
XT0090:1 | SC | 0V1 | WHT | 14 | 45.C2 | AF0108:COM | LER,PNL,LFT | 45.C3
XT0090:2 | SC | 0V1 | WHT | 14 | 45.C2 | AF0111:COM | LER,PNL,LFT | 45.C5
XT0090:3 | SC | 0V1 | WHT | 14 | 45.D2 | AF0112:COM | LER,PNL,LFT | 45.C5
XT0090:4 | SC | 0V1 | WHT | 14 | 45.D2 | AF0113:COM | LER,PNL,LFT | 45.B6
XT0261:2 | SC | FU0260 | WHT | 14 | 44.A4 | FU0100:LI | LER,PNL,LFT | 45.A1
XT0262:2 | SC | 0V1 | WHT | 14 | 44.C4 | XT0100:1 | LER,PNL,LFT | 45.B1
XT0262:4 | SC | 0V1 | WHT | 14 | 44.C4 | XT0536:5 | LER,PNL,LFT | 46.A6
BA7140:RJ45 | WC0010L1 | BA7140RJ45 | ENET | CABLE | 6.A3 | AU0100:L1 | LER,PNL,LFT | 45.A2
BA7141:RJ45 | WC0010L2 | AU0100L2 | ENET | CABLE | 6.B3 | AU0100:L2 | LER,PNL,LFT | 45.A2
SolarTools ver. 24.0.84.24712 (Jul 31, 2025)
Report date: 2/27/2026 11:37 AM

## SCS 2 PNL
SCS 2 PNL
SCS CONTROL CONSOLE^SWITCH & LIGHT PANEL, UNITS 7-12
Project # | 4L107
Project Name | WHITEWATER MIDSTREAM^BAYRUNNER PIPELINE
Revision | B
Controls DE | ALEX. JEZEQUEL
Phone:
Controls ME | HECTOR, MEDRANO
Phone:
From | [5 empty] | To
Device ID | Cable (W) Conductor (SC) Jumper Clip (JC) | Wire No. | Wire ID | Gauge/Size | Page/Zone | Device ID | Location | Page/Zone
XT0030:1 | JC | 0V | CLIP | --- | 21.D1 | XT0030:2 | SCS 2 PNL | 21.D1
XT0030:2 | JC | 0V | CLIP | --- | 21.D1 | XT0030:3 | SCS 2 PNL | 21.D1
XT0030:3 | JC | 0V | CLIP | --- | 21.D1 | XT0030:4 | SCS 2 PNL | 21.D1
AF0031:00 | SC | SB4141NO | WHT | 20 | 37.A7 | SB4141:NO | SCS 2 PNL | 37.A4
AF0031:01 | SC | SB4101NO | WHT | 20 | 37.B7 | SB4101:NO | SCS 2 PNL | 37.B4
AF0031:02 | SC | SB4111NO | WHT | 20 | 37.B7 | SB4111:NO | SCS 2 PNL | 37.B4
AF0031:03 | SC | SB4551NO | WHT | 20 | 37.C7 | SB4551:NO | SCS 2 PNL | 37.C4
AF0031:04 | SC | SB4541NO | WHT | 20 | 37.D7 | SB4541:NO | SCS 2 PNL | 37.D4
AF0031:05 | SC | SB4142NO | WHT | 20 | 38.A7 | SB4142:NO | SCS 2 PNL | 38.A4
AF0031:06 | SC | SB4102NO | WHT | 20 | 38.B7 | SB4102:NO | SCS 2 PNL | 38.B4
AF0031:07 | SC | SB4112NO | WHT | 20 | 38.B7 | SB4112:NO | SCS 2 PNL | 38.B4
AF0031:08 | SC | SB4552NO | WHT | 20 | 38.C7 | SB4552:NO | SCS 2 PNL | 38.C4
AF0031:09 | SC | SB4542NO | WHT | 20 | 38.D7 | SB4542:NO | SCS 2 PNL | 38.D4
AF0031:16 | SC | SB5141NO | WHT | 20 | 39.A7 | SB5141:NO | SCS 2 PNL | 39.A4
AF0031:17 | SC | SB5101NO | WHT | 20 | 39.B7 | SB5101:NO | SCS 2 PNL | 39.B4
AF0031:18 | SC | SB5111NO | WHT | 20 | 39.B7 | SB5111:NO | SCS 2 PNL | 39.B4
AF0031:19 | SC | SB5551NO | WHT | 20 | 39.C7 | SB5551:NO | SCS 2 PNL | 39.C4
AF0031:20 | SC | SB5541NO | WHT | 20 | 39.D7 | SB5541:NO | SCS 2 PNL | 39.D4
AF0031:21 | SC | SB5142NO | WHT | 20 | 40.A7 | SB5142:NO | SCS 2 PNL | 40.A4
AF0031:22 | SC | SB5102NO | WHT | 20 | 40.B7 | SB5102:NO | SCS 2 PNL | 40.B4
AF0031:23 | SC | SB5112NO | WHT | 20 | 40.B7 | SB5112:NO | SCS 2 PNL | 40.B4
AF0031:24 | SC | SB5552NO | WHT | 20 | 40.C7 | SB5552:NO | SCS 2 PNL | 40.C4
AF0031:25 | SC | SB5542NO | WHT | 20 | 40.D7 | SB5542:NO | SCS 2 PNL | 40.D4
AF0031:32 | SC | SB4141C | WHT | 20 | 37.A7 | SB4141:C | SCS 2 PNL | 37.A4
AF0031:33 | SC | SB4101C | WHT | 20 | 37.B7 | SB4101:C | SCS 2 PNL | 37.B4
AF0031:34 | SC | SB4111C | WHT | 20 | 37.B7 | SB4111:C | SCS 2 PNL | 37.B4
AF0031:35 | SC | SB4551C | WHT | 20 | 37.C7 | SB4551:C | SCS 2 PNL | 37.C4
AF0031:36 | SC | SB4541C | WHT | 20 | 37.D7 | SB4541:C | SCS 2 PNL | 37.D4
AF0031:37 | SC | SB4142C | WHT | 20 | 38.A7 | SB4142:C | SCS 2 PNL | 38.A4
AF0031:38 | SC | SB4102C | WHT | 20 | 38.B7 | SB4102:C | SCS 2 PNL | 38.B4
AF0031:39 | SC | SB4112C | WHT | 20 | 38.B7 | SB4112:C | SCS 2 PNL | 38.B4
AF0031:40 | SC | SB4552C | WHT | 20 | 38.C7 | SB4552:C | SCS 2 PNL | 38.C4
AF0031:41 | SC | SB4542C | WHT | 20 | 38.D7 | SB4542:C | SCS 2 PNL | 38.D4
AF0031:48 | SC | SB5141C | WHT | 20 | 39.A7 | SB5141:C | SCS 2 PNL | 39.A4
AF0031:49 | SC | SB5101C | WHT | 20 | 39.B7 | SB5101:C | SCS 2 PNL | 39.B4
AF0031:50 | SC | SB5111C | WHT | 20 | 39.B7 | SB5111:C | SCS 2 PNL | 39.B4
AF0031:51 | SC | SB5551C | WHT | 20 | 39.C7 | SB5551:C | SCS 2 PNL | 39.C4
AF0031:52 | SC | SB5541C | WHT | 20 | 39.D7 | SB5541:C | SCS 2 PNL | 39.D4
AF0031:53 | SC | SB5142C | WHT | 20 | 40.A7 | SB5142:C | SCS 2 PNL | 40.A4
AF0031:54 | SC | SB5102C | WHT | 20 | 40.B7 | SB5102:C | SCS 2 PNL | 40.B4
AF0031:55 | SC | SB5112C | WHT | 20 | 40.B7 | SB5112:C | SCS 2 PNL | 40.B4
AF0031:56 | SC | SB5552C | WHT | 20 | 40.C7 | SB5552:C | SCS 2 PNL | 40.C4
AF0031:57 | SC | SB5542C | WHT | 20 | 40.D7 | SB5542:C | SCS 2 PNL | 40.D4
AF0031:COM | SC | AF0031N | WHT | 16 | 21.C2 | AF0032:COM | SCS 2 PNL | 21.C3
AF0031:COM | SC | AU0030N | WHT | 16 | 21.C2 | AU0030:COM | SCS 2 PNL | 21.C2
AF0031:J | SC | * |  |  | 21.C2 | AF0032:P | SCS 2 PNL | 21.C3
AF0031:V+ | SC | AF0031P | WHT | 16 | 21.C2 | AF0032:V+ | SCS 2 PNL | 21.C3
AF0031:V+ | SC | AU0030P | WHT | 16 | 21.C2 | AU0030:V+ | SCS 2 PNL | 21.C2
AF0032:00 | SC | SB6141NO | WHT | 20 | 41.A7 | SB6141:NO | SCS 2 PNL | 41.A4
AF0032:01 | SC | SB6101NO | WHT | 20 | 41.B7 | SB6101:NO | SCS 2 PNL | 41.B4
AF0032:02 | SC | SB6111NO | WHT | 20 | 41.B7 | SB6111:NO | SCS 2 PNL | 41.B4
AF0032:03 | SC | SB6551NO | WHT | 20 | 41.C7 | SB6551:NO | SCS 2 PNL | 41.C4
AF0032:04 | SC | SB6541NO | WHT | 20 | 41.D7 | SB6541:NO | SCS 2 PNL | 41.D4
AF0032:05 | SC | SB6142NO | WHT | 20 | 42.A7 | SB6142:NO | SCS 2 PNL | 42.A4
AF0032:06 | SC | SB6102NO | WHT | 20 | 42.B7 | SB6102:NO | SCS 2 PNL | 42.B4
AF0032:07 | SC | SB6112NO | WHT | 20 | 42.B7 | SB6112:NO | SCS 2 PNL | 42.B4
AF0032:08 | SC | SB6552NO | WHT | 20 | 42.C7 | SB6552:NO | SCS 2 PNL | 42.C4
AF0032:09 | SC | SB6542NO | WHT | 20 | 42.D7 | SB6542:NO | SCS 2 PNL | 42.D4
AF0032:32 | SC | SB6141C | WHT | 20 | 41.A7 | SB6141:C | SCS 2 PNL | 41.A4
AF0032:33 | SC | SB6101C | WHT | 20 | 41.B7 | SB6101:C | SCS 2 PNL | 41.B4
AF0032:34 | SC | SB6111C | WHT | 20 | 41.B7 | SB6111:C | SCS 2 PNL | 41.B4
AF0032:35 | SC | SB6551C | WHT | 20 | 41.C7 | SB6551:C | SCS 2 PNL | 41.C4
AF0032:36 | SC | SB6541C | WHT | 20 | 41.D7 | SB6541:C | SCS 2 PNL | 41.D4
AF0032:37 | SC | SB6142C | WHT | 20 | 42.A7 | SB6142:C | SCS 2 PNL | 42.A4
AF0032:38 | SC | SB6102C | WHT | 20 | 42.B7 | SB6102:C | SCS 2 PNL | 42.B4
AF0032:39 | SC | SB6112C | WHT | 20 | 42.B7 | SB6112:C | SCS 2 PNL | 42.B4
AF0032:40 | SC | SB6552C | WHT | 20 | 42.C7 | SB6552:C | SCS 2 PNL | 42.C4
AF0032:41 | SC | SB6542C | WHT | 20 | 42.D7 | SB6542:C | SCS 2 PNL | 42.D4
AF0033:00 | SC | HL4771AP | WHT | 20 | 37.A3 | HL4771:A+ | SCS 2 PNL | 37.A1
AF0033:01 | SC | HL4141AP | WHT | 20 | 37.B3 | HL4141:A+ | SCS 2 PNL | 37.B1
AF0033:02 | SC | HL4591AP | WHT | 20 | 37.B3 | HL4591:A+ | SCS 2 PNL | 37.B1
AF0033:03 | SC | HL4731AP | WHT | 20 | 37.C3 | HL4731:A+ | SCS 2 PNL | 37.C1
AF0033:04 | SC | HL4751AP | WHT | 20 | 37.D3 | HL4751:A+ | SCS 2 PNL | 37.D1
AF0033:05 | SC | HL4772AP | WHT | 20 | 38.A3 | HL4772:A+ | SCS 2 PNL | 38.A1
AF0033:06 | SC | HL4142AP | WHT | 20 | 38.B3 | HL4142:A+ | SCS 2 PNL | 38.B1
AF0033:07 | SC | HL4592AP | WHT | 20 | 38.B3 | HL4592:A+ | SCS 2 PNL | 38.B1
AF0033:08 | SC | HL4732AP | WHT | 20 | 38.C3 | HL4732:A+ | SCS 2 PNL | 38.C1
AF0033:09 | SC | HL4752AP | WHT | 20 | 38.D3 | HL4752:A+ | SCS 2 PNL | 38.D1
AF0033:16 | SC | HL5771AP | WHT | 20 | 39.A3 | HL5771:A+ | SCS 2 PNL | 39.A1
AF0033:17 | SC | HL5141AP | WHT | 20 | 39.B3 | HL5141:A+ | SCS 2 PNL | 39.B1
AF0033:18 | SC | HL5591AP | WHT | 20 | 39.B3 | HL5591:A+ | SCS 2 PNL | 39.B1
AF0033:19 | SC | HL5731AP | WHT | 20 | 39.C3 | HL5731:A+ | SCS 2 PNL | 39.C1
AF0033:20 | SC | HL5751AP | WHT | 20 | 39.D3 | HL5751:A+ | SCS 2 PNL | 39.D1
AF0033:21 | SC | HL5772AP | WHT | 20 | 40.A3 | HL5772:A+ | SCS 2 PNL | 40.A1
AF0033:22 | SC | HL5142AP | WHT | 20 | 40.B3 | HL5142:A+ | SCS 2 PNL | 40.B1
AF0033:23 | SC | HL5592AP | WHT | 20 | 40.B3 | HL5592:A+ | SCS 2 PNL | 40.B1
AF0033:24 | SC | HL5732AP | WHT | 20 | 40.C3 | HL5732:A+ | SCS 2 PNL | 40.C1
AF0033:25 | SC | HL5752AP | WHT | 20 | 40.D3 | HL5752:A+ | SCS 2 PNL | 40.D1
AF0033:32 | SC | HL4771A | WHT | 20 | 37.A3 | HL4771:A | SCS 2 PNL | 37.A1
AF0033:33 | SC | HL4141A | WHT | 20 | 37.B3 | HL4141:A | SCS 2 PNL | 37.B1
AF0033:34 | SC | HL4591A | WHT | 20 | 37.B3 | HL4591:A | SCS 2 PNL | 37.B1
AF0033:35 | SC | HL4731A | WHT | 20 | 37.C3 | HL4731:A | SCS 2 PNL | 37.C1
AF0033:36 | SC | HL4751A | WHT | 20 | 37.D3 | HL4751:A | SCS 2 PNL | 37.D1
AF0033:37 | SC | HL4772A | WHT | 20 | 38.A3 | HL4772:A | SCS 2 PNL | 38.A1
AF0033:38 | SC | HL4142A | WHT | 20 | 38.B3 | HL4142:A | SCS 2 PNL | 38.B1
AF0033:39 | SC | HL4592A | WHT | 20 | 38.B3 | HL4592:A | SCS 2 PNL | 38.B1
AF0033:40 | SC | HL4732A | WHT | 20 | 38.C3 | HL4732:A | SCS 2 PNL | 38.C1
AF0033:41 | SC | HL4752A | WHT | 20 | 38.D3 | HL4752:A | SCS 2 PNL | 38.D1
AF0033:48 | SC | HL5771A | WHT | 20 | 39.A3 | HL5771:A | SCS 2 PNL | 39.A1
AF0033:49 | SC | HL5141A | WHT | 20 | 39.B3 | HL5141:A | SCS 2 PNL | 39.B1
AF0033:50 | SC | HL5591A | WHT | 20 | 39.B3 | HL5591:A | SCS 2 PNL | 39.B1
AF0033:51 | SC | HL5731A | WHT | 20 | 39.C3 | HL5731:A | SCS 2 PNL | 39.C1
AF0033:52 | SC | HL5751A | WHT | 20 | 39.D3 | HL5751:A | SCS 2 PNL | 39.D1
AF0033:53 | SC | HL5772A | WHT | 20 | 40.A3 | HL5772:A | SCS 2 PNL | 40.A1
AF0033:54 | SC | HL5142A | WHT | 20 | 40.B3 | HL5142:A | SCS 2 PNL | 40.B1
AF0033:55 | SC | HL5592A | WHT | 20 | 40.B3 | HL5592:A | SCS 2 PNL | 40.B1
AF0033:56 | SC | HL5732A | WHT | 20 | 40.C3 | HL5732:A | SCS 2 PNL | 40.C1
AF0033:57 | SC | HL5752A | WHT | 20 | 40.D3 | HL5752:A | SCS 2 PNL | 40.D1
AF0033:COM | SC | 0V | WHT | 16 | 21.C5 | XT0030:2 | SCS 2 PNL | 21.D1
AF0033:J | SC | * |  |  | 21.C5 | AF0034:P | SCS 2 PNL | 21.C6
AF0033:V+ | SC | FU0033 | WHT | 16 | 21.C5 | FU0033:LD | SCS 2 PNL | 21.D1
AF0034:00 | SC | HL6771AP | WHT | 20 | 41.A3 | HL6771:A+ | SCS 2 PNL | 41.A1
AF0034:01 | SC | HL6141AP | WHT | 20 | 41.B3 | HL6141:A+ | SCS 2 PNL | 41.B1
AF0034:02 | SC | HL6591AP | WHT | 20 | 41.B3 | HL6591:A+ | SCS 2 PNL | 41.B1
AF0034:03 | SC | HL6731AP | WHT | 20 | 41.C3 | HL6731:A+ | SCS 2 PNL | 41.C1
AF0034:04 | SC | HL6751AP | WHT | 20 | 41.D3 | HL6751:A+ | SCS 2 PNL | 41.D1
AF0034:05 | SC | HL6772AP | WHT | 20 | 42.A3 | HL6772:A+ | SCS 2 PNL | 42.A1
AF0034:06 | SC | HL6142AP | WHT | 20 | 42.B3 | HL6142:A+ | SCS 2 PNL | 42.B1
AF0034:07 | SC | HL6592AP | WHT | 20 | 42.B3 | HL6592:A+ | SCS 2 PNL | 42.B1
AF0034:08 | SC | HL6732AP | WHT | 20 | 42.C3 | HL6732:A+ | SCS 2 PNL | 42.C1
AF0034:09 | SC | HL6752AP | WHT | 20 | 42.D3 | HL6752:A+ | SCS 2 PNL | 42.D1
AF0034:32 | SC | HL6771A | WHT | 20 | 41.A3 | HL6771:A | SCS 2 PNL | 41.A1
AF0034:33 | SC | HL6141A | WHT | 20 | 41.B3 | HL6141:A | SCS 2 PNL | 41.B1
AF0034:34 | SC | HL6591A | WHT | 20 | 41.B3 | HL6591:A | SCS 2 PNL | 41.B1
AF0034:35 | SC | HL6731A | WHT | 20 | 41.C3 | HL6731:A | SCS 2 PNL | 41.C1
AF0034:36 | SC | HL6751A | WHT | 20 | 41.D3 | HL6751:A | SCS 2 PNL | 41.D1
AF0034:37 | SC | HL6772A | WHT | 20 | 42.A3 | HL6772:A | SCS 2 PNL | 42.A1
AF0034:38 | SC | HL6142A | WHT | 20 | 42.B3 | HL6142:A | SCS 2 PNL | 42.B1
AF0034:39 | SC | HL6592A | WHT | 20 | 42.B3 | HL6592:A | SCS 2 PNL | 42.B1
AF0034:40 | SC | HL6732A | WHT | 20 | 42.C3 | HL6732:A | SCS 2 PNL | 42.C1
AF0034:41 | SC | HL6752A | WHT | 20 | 42.D3 | HL6752:A | SCS 2 PNL | 42.D1
AF0034:COM | SC | 0V | WHT | 16 | 21.C6 | XT0030:3 | SCS 2 PNL | 21.D1
AF0034:V+ | SC | FU0034 | WHT | 16 | 21.C6 | FU0034:LD | SCS 2 PNL | 21.D1
AU0030:COM | SC | 0V | WHT | 16 | 21.C2 | XT0030:1 | SCS 2 PNL | 21.D1
AU0030:V+ | SC | FU0030 | WHT | 16 | 21.C2 | FU0030:LD | SCS 2 PNL | 21.C1
FU0030:LI | SC | FU0135 | WHT | 16 | 21.C1 | FU0033:LI | SCS 2 PNL | 21.D1
FU0033:LI | SC | FU0135 | WHT | 16 | 21.D1 | FU0034:LI | SCS 2 PNL | 21.D1
FU0034:LI | SC | FU0135 | WHT | 16 | 21.D1 | FU0035:LI | SCS 2 PNL | 21.D1
HL4141:A | SC | HL4141A | WHT | 20 | 37.B1 | HL4141:B | SCS 2 PNL | 37.A1
HL4141:A+ | SC | HL4141AP | WHT | 20 | 37.B1 | HL4141:B+ | SCS 2 PNL | 37.A1
HL4142:A | SC | HL4142A | WHT | 20 | 38.B1 | HL4142:B | SCS 2 PNL | 38.A1
HL4142:A+ | SC | HL4142AP | WHT | 20 | 38.B1 | HL4142:B+ | SCS 2 PNL | 38.A1
HL4591:A | SC | HL4591A | WHT | 20 | 37.B1 | HL4591:B | SCS 2 PNL | 37.B1
HL4591:A+ | SC | HL4591AP | WHT | 20 | 37.B1 | HL4591:B+ | SCS 2 PNL | 37.B1
HL4592:A | SC | HL4592A | WHT | 20 | 38.B1 | HL4592:B | SCS 2 PNL | 38.B1
HL4592:A+ | SC | HL4592AP | WHT | 20 | 38.B1 | HL4592:B+ | SCS 2 PNL | 38.B1
HL4731:A | SC | HL4731A | WHT | 20 | 37.C1 | HL4731:B | SCS 2 PNL | 37.C1
HL4731:A+ | SC | HL4731AP | WHT | 20 | 37.C1 | HL4731:B+ | SCS 2 PNL | 37.C1
HL4732:A | SC | HL4732A | WHT | 20 | 38.C1 | HL4732:B | SCS 2 PNL | 38.C1
HL4732:A+ | SC | HL4732AP | WHT | 20 | 38.C1 | HL4732:B+ | SCS 2 PNL | 38.C1
HL4751:A | SC | HL4751A | WHT | 20 | 37.D1 | HL4751:B | SCS 2 PNL | 37.D1
HL4751:A+ | SC | HL4751AP | WHT | 20 | 37.D1 | HL4751:B+ | SCS 2 PNL | 37.D1
HL4752:A | SC | HL4752A | WHT | 20 | 38.D1 | HL4752:B | SCS 2 PNL | 38.D1
HL4752:A+ | SC | HL4752AP | WHT | 20 | 38.D1 | HL4752:B+ | SCS 2 PNL | 38.D1
HL4771:A | SC | HL4771A | WHT | 20 | 37.A1 | HL4771:B | SCS 2 PNL | 37.A1
HL4771:A+ | SC | HL4771AP | WHT | 20 | 37.A1 | HL4771:B+ | SCS 2 PNL | 37.A1
HL4772:A | SC | HL4772A | WHT | 20 | 38.A1 | HL4772:B | SCS 2 PNL | 38.A1
HL4772:A+ | SC | HL4772AP | WHT | 20 | 38.A1 | HL4772:B+ | SCS 2 PNL | 38.A1
HL5141:A | SC | HL5141A | WHT | 20 | 39.B1 | HL5141:B | SCS 2 PNL | 39.A1
HL5141:A+ | SC | HL5141AP | WHT | 20 | 39.B1 | HL5141:B+ | SCS 2 PNL | 39.A1
HL5142:A | SC | HL5142A | WHT | 20 | 40.B1 | HL5142:B | SCS 2 PNL | 40.A1
HL5142:A+ | SC | HL5142AP | WHT | 20 | 40.B1 | HL5142:B+ | SCS 2 PNL | 40.A1
HL5591:A | SC | HL5591A | WHT | 20 | 39.B1 | HL5591:B | SCS 2 PNL | 39.B1
HL5591:A+ | SC | HL5591AP | WHT | 20 | 39.B1 | HL5591:B+ | SCS 2 PNL | 39.B1
HL5592:A | SC | HL5592A | WHT | 20 | 40.B1 | HL5592:B | SCS 2 PNL | 40.B1
HL5592:A+ | SC | HL5592AP | WHT | 20 | 40.B1 | HL5592:B+ | SCS 2 PNL | 40.B1
HL5731:A | SC | HL5731A | WHT | 20 | 39.C1 | HL5731:B | SCS 2 PNL | 39.C1
HL5731:A+ | SC | HL5731AP | WHT | 20 | 39.C1 | HL5731:B+ | SCS 2 PNL | 39.C1
HL5732:A | SC | HL5732A | WHT | 20 | 40.C1 | HL5732:B | SCS 2 PNL | 40.C1
HL5732:A+ | SC | HL5732AP | WHT | 20 | 40.C1 | HL5732:B+ | SCS 2 PNL | 40.C1
HL5751:A | SC | HL5751A | WHT | 20 | 39.D1 | HL5751:B | SCS 2 PNL | 39.D1
HL5751:A+ | SC | HL5751AP | WHT | 20 | 39.D1 | HL5751:B+ | SCS 2 PNL | 39.D1
HL5752:A | SC | HL5752A | WHT | 20 | 40.D1 | HL5752:B | SCS 2 PNL | 40.D1
HL5752:A+ | SC | HL5752AP | WHT | 20 | 40.D1 | HL5752:B+ | SCS 2 PNL | 40.D1
HL5771:A | SC | HL5771A | WHT | 20 | 39.A1 | HL5771:B | SCS 2 PNL | 39.A1
HL5771:A+ | SC | HL5771AP | WHT | 20 | 39.A1 | HL5771:B+ | SCS 2 PNL | 39.A1
HL5772:A | SC | HL5772A | WHT | 20 | 40.A1 | HL5772:B | SCS 2 PNL | 40.A1
HL5772:A+ | SC | HL5772AP | WHT | 20 | 40.A1 | HL5772:B+ | SCS 2 PNL | 40.A1
HL6141:A | SC | HL6141A | WHT | 20 | 41.B1 | HL6141:B | SCS 2 PNL | 41.A1
HL6141:A+ | SC | HL6141AP | WHT | 20 | 41.B1 | HL6141:B+ | SCS 2 PNL | 41.A1
HL6142:A | SC | HL6142A | WHT | 20 | 42.B1 | HL6142:B | SCS 2 PNL | 42.A1
HL6142:A+ | SC | HL6142AP | WHT | 20 | 42.B1 | HL6142:B+ | SCS 2 PNL | 42.A1
HL6591:A | SC | HL6591A | WHT | 20 | 41.B1 | HL6591:B | SCS 2 PNL | 41.B1
HL6591:A+ | SC | HL6591AP | WHT | 20 | 41.B1 | HL6591:B+ | SCS 2 PNL | 41.B1
HL6592:A | SC | HL6592A | WHT | 20 | 42.B1 | HL6592:B | SCS 2 PNL | 42.B1
HL6592:A+ | SC | HL6592AP | WHT | 20 | 42.B1 | HL6592:B+ | SCS 2 PNL | 42.B1
HL6731:A | SC | HL6731A | WHT | 20 | 41.C1 | HL6731:B | SCS 2 PNL | 41.C1
HL6731:A+ | SC | HL6731AP | WHT | 20 | 41.C1 | HL6731:B+ | SCS 2 PNL | 41.C1
HL6732:A | SC | HL6732A | WHT | 20 | 42.C1 | HL6732:B | SCS 2 PNL | 42.C1
HL6732:A+ | SC | HL6732AP | WHT | 20 | 42.C1 | HL6732:B+ | SCS 2 PNL | 42.C1
HL6751:A | SC | HL6751A | WHT | 20 | 41.D1 | HL6751:B | SCS 2 PNL | 41.D1
HL6751:A+ | SC | HL6751AP | WHT | 20 | 41.D1 | HL6751:B+ | SCS 2 PNL | 41.D1
HL6752:A | SC | HL6752A | WHT | 20 | 42.D1 | HL6752:B | SCS 2 PNL | 42.D1
HL6752:A+ | SC | HL6752AP | WHT | 20 | 42.D1 | HL6752:B+ | SCS 2 PNL | 42.D1
HL6771:A | SC | HL6771A | WHT | 20 | 41.A1 | HL6771:B | SCS 2 PNL | 41.A1
HL6771:A+ | SC | HL6771AP | WHT | 20 | 41.A1 | HL6771:B+ | SCS 2 PNL | 41.A1
HL6772:A | SC | HL6772A | WHT | 20 | 42.A1 | HL6772:B | SCS 2 PNL | 42.A1
HL6772:A+ | SC | HL6772AP | WHT | 20 | 42.A1 | HL6772:B+ | SCS 2 PNL | 42.A1
AF0032:J | WC0030 | AF0032J | NAP | CABLE | 21.C3 | AF0033:P | SCS 2 PNL | 21.C5
FU0030:LI | SC | FU0135 | WHT | 16 | 21.C1 | XT0139:4 | CNTRL A,SCS | 18.B4
XT0030:1 | SC | 0V | WHT | 14 | 21.D1 | XT0135:5 | CNTRL A,SCS | 18.D4
GR0361: | SC | IEG02305 | GRN | 14 | 16.B6 | IEG0230:5 | CNTRL B,SCS | 16.B7
GR0362: | SC | IEG02306 | GRN | 14 | 16.B6 | IEG0230:6 | CNTRL B,SCS | 16.B7
AU0030:L1 | WC0203 | AU0030L1 | ENET | CABLE | 21.C2 | BA0740:12 | SCS PLC | 13.C5
AU0030:L2 | WC0241 | AU0030L2 | ENET | CABLE | 21.C2 | BA0741:12 | SCS PLC | 14.C5
SolarTools ver. 24.0.84.24712 (Jul 31, 2025)
Report date: 2/27/2026 11:37 AM

## SCS 2-BAY DR
SCS 2-BAY DR
SCS STATION CONSOLE
Project # | 4L107
Project Name | WHITEWATER MIDSTREAM^BAYRUNNER PIPELINE
Revision | B
Controls DE | ALEX. JEZEQUEL
Phone:
Controls ME | HECTOR, MEDRANO
Phone:
From | [5 empty] | To
Device ID | Cable (W) Conductor (SC) Jumper Clip (JC) | Wire No. | Wire ID | Gauge/Size | Page/Zone | Device ID | Location | Page/Zone
EL0275:B1 | SC | ZS0275 | WHT | 14 | 18.B6 | ZS0275:2 | SCS 2-BAY DR | 18.B5
EL0275:W1 | SC | 0V | WHT | 14 | 18.B6 | XT0275:2 | SCS MONITOR MEDIA | 18.C5
ZS0275:1 | SC | FU0275 | WHT | 14 | 18.B5 | XT0275:1 | SCS MONITOR MEDIA | 18.B5
HA0273:(+) | WC5540 | HA0273P | BLK | 16 | 30.A4 | AF0023:21 | SCS PNL 1 | 30.A6
HA0273:(-) | WC5540 | HA0273N | WHT | 16 | 30.A4 | AF0023:53 | SCS PNL 1 | 30.A6
SolarTools ver. 24.0.84.24712 (Jul 31, 2025)
Report date: 2/27/2026 11:37 AM

## SCS BLNK PNL,LEFT
SCS BLNK PNL,LEFT
SCS CONTROL CONSOLE^BLANK PANEL
Project # | 4L107
Project Name | WHITEWATER MIDSTREAM^BAYRUNNER PIPELINE
Revision | B
Controls DE | ALEX. JEZEQUEL
Phone:
Controls ME | HECTOR, MEDRANO
Phone:
From | [5 empty] | To
Device ID | Cable (W) Conductor (SC) Jumper Clip (JC) | Wire No. | Wire ID | Gauge/Size | Page/Zone | Device ID | Location | Page/Zone
GR0161: | SC | GR0161 | GRN/YEL | 14 | 16.A6 | FRAME | SCS BLNK PNL,LEFT | 16.A7
GR0163: | SC | GR0163 | GRN/YEL | 14 | 16.A6 | FRAME | SCS BLNK PNL,LEFT | 16.A7
GR0162: | SC | IEG01304 | GRN | 14 | 16.A6 | IEG0130:4 | CNTRL A,SCS | 16.A7
SolarTools ver. 24.0.84.24712 (Jul 31, 2025)
Report date: 2/27/2026 11:37 AM

## SCS MONITOR MEDIA
SCS MONITOR MEDIA
SCS CONTROL CONSOLE^MONITOR MEDIA CONVERTER PANEL
Project # | 4L107
Project Name | WHITEWATER MIDSTREAM^BAYRUNNER PIPELINE
Revision | B
Controls DE | ALEX. JEZEQUEL
Phone:
Controls ME | HECTOR, MEDRANO
Phone:
From | [5 empty] | To
Device ID | Cable (W) Conductor (SC) Jumper Clip (JC) | Wire No. | Wire ID | Gauge/Size | Page/Zone | Device ID | Location | Page/Zone
XT0130:1 | JC | FU0400 | CLIP | --- | 19.A6 | XT0130:2 | SCS MONITOR MEDIA | 19.A6
XT0130:2 | JC | FU0400 | CLIP | --- | 19.A6 | XT0130:3 | SCS MONITOR MEDIA | 19.A6
XT0130:3 | JC | FU0400 | CLIP | --- | 19.A6 | XT0130:4 | SCS MONITOR MEDIA | 19.A6
XT0130:7 | JC | 0V | CLIP | --- | 19.C6 | XT0130:8 | SCS MONITOR MEDIA | 19.C6
XT0130:8 | JC | 0V | CLIP | --- | 19.C6 | XT0130:9 | SCS MONITOR MEDIA | 19.C6
XT0130:9 | JC | 0V | CLIP | --- | 19.C6 | XT0130:10 | SCS MONITOR MEDIA | 19.C6
BA0004:V1(-) | SC | 0V | WHT | 16 | 8.A5 | XT0130:8 | SCS MONITOR MEDIA | 19.C6
BA0005:V1(-) | SC | 0V | WHT | 16 | 8.A5 | XT0130:8 | SCS MONITOR MEDIA | 19.C6
BA0005:V1(+) | SC | FU0113 | WHT | 16 | 8.A5 | FU0113:LD | SCS MONITOR MEDIA | 19.A6
BA0006:V1(-) | SC | 0V | WHT | 16 | 8.B5 | XT0130:9 | SCS MONITOR MEDIA | 19.C6
BA0007:V1(-) | SC | 0V | WHT | 16 | 8.C5 | XT0130:9 | SCS MONITOR MEDIA | 19.C6
BA0007:V1(+) | SC | FU0114 | WHT | 16 | 8.C5 | FU0114:LD | SCS MONITOR MEDIA | 19.A6
BA0008:V1(-) | SC | 0V | WHT | 16 | 8.C5 | XT0130:10 | SCS MONITOR MEDIA | 19.C6
BA0009:V1(-) | SC | 0V | WHT | 16 | 8.D5 | XT0130:10 | SCS MONITOR MEDIA | 19.C6
BA0009:V1(+) | SC | FU0115 | WHT | 16 | 8.D5 | FU0115:LD | SCS MONITOR MEDIA | 19.A6
BA0010:V1(-) | SC | 0V | WHT | 16 | 8.A3 | XT0130:8 | SCS MONITOR MEDIA | 19.C6
BA0011:V1(-) | SC | 0V | WHT | 16 | 8.A3 | XT0130:8 | SCS MONITOR MEDIA | 19.C6
BA0011:V1(+) | SC | FU0110 | WHT | 16 | 8.A3 | FU0110:LD | SCS MONITOR MEDIA | 19.A5
BA0012:V1(-) | SC | 0V | WHT | 16 | 8.B3 | XT0130:9 | SCS MONITOR MEDIA | 19.C6
BA0013:V1(-) | SC | 0V | WHT | 16 | 8.C3 | XT0130:9 | SCS MONITOR MEDIA | 19.C6
BA0013:V1(+) | SC | FU0111 | WHT | 16 | 8.C3 | FU0111:LD | SCS MONITOR MEDIA | 19.A5
BA0014:V1(-) | SC | 0V | WHT | 16 | 8.C3 | XT0130:10 | SCS MONITOR MEDIA | 19.C6
BA0015:V1(-) | SC | 0V | WHT | 16 | 8.D3 | XT0130:10 | SCS MONITOR MEDIA | 19.C6
BA0015:V1(+) | SC | FU0112 | WHT | 16 | 8.D3 | FU0112:LD | SCS MONITOR MEDIA | 19.A5
BA0710:0V | SC | 0V | WHT | 16 | 9.A4 | XT0130:7 | SCS MONITOR MEDIA | 19.C6
BA0711:0V | SC | 0V | WHT | 16 | 9.B4 | XT0130:7 | SCS MONITOR MEDIA | 19.C6
BA0711:P1 | SC | FU0710 | WHT | 16 | 9.B4 | FU0710:LD | SCS MONITOR MEDIA | 19.A6
FU0110:LD | SC | FU0110 | WHT | 16 | 19.A5 | BA0010:V1(+) | SCS MONITOR MEDIA | 8.A3
FU0110:LI | SC | FU0400 | WHT | 14 | 19.A5 | XT0130:2 | SCS MONITOR MEDIA | 19.A6
FU0111:LD | SC | FU0111 | WHT | 16 | 19.A5 | BA0012:V1(+) | SCS MONITOR MEDIA | 8.B3
FU0111:LI | SC | FU0400 | WHT | 14 | 19.A5 | XT0130:3 | SCS MONITOR MEDIA | 19.A6
FU0112:LD | SC | FU0112 | WHT | 16 | 19.A5 | BA0014:V1(+) | SCS MONITOR MEDIA | 8.C3
FU0112:LI | SC | FU0400 | WHT | 14 | 19.A5 | XT0130:4 | SCS MONITOR MEDIA | 19.A6
FU0113:LD | SC | FU0113 | WHT | 16 | 19.A6 | BA0004:V1(+) | SCS MONITOR MEDIA | 8.A5
FU0113:LI | SC | FU0400 | WHT | 14 | 19.A6 | XT0130:1 | SCS MONITOR MEDIA | 19.A6
FU0114:LD | SC | FU0114 | WHT | 16 | 19.A6 | BA0006:V1(+) | SCS MONITOR MEDIA | 8.B5
FU0114:LI | SC | FU0400 | WHT | 14 | 19.A6 | XT0130:2 | SCS MONITOR MEDIA | 19.A6
FU0115:LD | SC | FU0115 | WHT | 16 | 19.A6 | BA0008:V1(+) | SCS MONITOR MEDIA | 8.C5
FU0115:LI | SC | FU0400 | WHT | 14 | 19.A6 | XT0130:3 | SCS MONITOR MEDIA | 19.A6
FU0400:LD | SC | FU0400 | WHT | 12 | 19.A5 | XT0130:1 | SCS MONITOR MEDIA | 19.A6
FU0710:LD | SC | FU0710 | WHT | 16 | 19.A6 | BA0710:24V | SCS MONITOR MEDIA | 9.A4
FU0710:LI | SC | FU0400 | WHT | 14 | 19.A6 | XT0130:4 | SCS MONITOR MEDIA | 19.A6
GR0120: | SC | GR0120 | GRN/YEL | 14 | 16.A5 | FRAME | SCS MONITOR MEDIA | 16.A5
GR0121: | SC | GR0121 | GRN/YEL | 14 | 16.A5 | FRAME | SCS MONITOR MEDIA | 16.A5
BA0014:RJ45 | WC071010 | BA0014RJ45 | ENET | CABLE | 8.C3 | BA0710:10 | SCS MONITOR MEDIA | 8.D2
BA0015:RJ45 | WC071012 | BA0015RJ45 | ENET | CABLE | 8.D3 | BA0710:12 | SCS MONITOR MEDIA | 8.D2
BA0010:RJ45 | WC07102 | BA0010RJ45 | ENET | CABLE | 8.A3 | BA0710:2 | SCS MONITOR MEDIA | 8.A2
BA0710:3 | WC07103 | BA07115 | ENET | CABLE | 9.B4 | BA0711:5 | SCS MONITOR MEDIA | 9.C4
BA0011:RJ45 | WC07104 | BA0011RJ45 | ENET | CABLE | 8.A3 | BA0710:4 | SCS MONITOR MEDIA | 8.B2
BA0012:RJ45 | WC07106 | BA0012RJ45 | ENET | CABLE | 8.B3 | BA0710:6 | SCS MONITOR MEDIA | 8.B2
BA0013:RJ45 | WC07108 | BA0013RJ45 | ENET | CABLE | 8.C3 | BA0710:8 | SCS MONITOR MEDIA | 8.C2
BA0007:RJ45 | WC701011 | BA0007RJ45 | ENET | CABLE | 8.C5 | BA0710:11 | SCS MONITOR MEDIA | 8.C6
BA0008:RJ45 | WC701013 | BA0008RJ45 | ENET | CABLE | 8.C5 | BA0710:13 | SCS MONITOR MEDIA | 8.D6
BA0009:RJ45 | WC701015 | BA0009RJ45 | ENET | CABLE | 8.D5 | BA0710:15 | SCS MONITOR MEDIA | 8.D6
BA0004:RJ45 | WC70105 | BA0004RJ45 | ENET | CABLE | 8.A5 | BA0710:5 | SCS MONITOR MEDIA | 8.A6
BA0005:RJ45 | WC70107 | BA0005RJ45 | ENET | CABLE | 8.A5 | BA0710:7 | SCS MONITOR MEDIA | 8.B6
BA0006:RJ45 | WC70109 | BA0006RJ45 | ENET | CABLE | 8.B5 | BA0710:9 | SCS MONITOR MEDIA | 8.B6
FU0400:LI | SC | VD01312 | WHT | 12 | 19.A5 | XT0438:1 | CNTRL A,SCS | 19.A2
GR0122: | SC | IEG01305 | GRN | 14 | 16.A5 | IEG0130:5 | CNTRL A,SCS | 16.A5
GR0123: | SC | IEG01306 | GRN | 14 | 16.A5 | IEG0130:6 | CNTRL A,SCS | 16.A5
XT0130:7 | SC | 0V | WHT | 12 | 19.C6 | XT0434:1 | CNTRL A,SCS | 19.C2
XT0275:1 | SC | FU0275 | WHT | 14 | 18.B5 | FU0275:LD | CNTRL A,SCS | 18.B4
XT0275:2 | SC | 0V | WHT | 14 | 18.C5 | XT0135:2 | CNTRL A,SCS | 18.C4
XT0275:1 | SC | FU0275 | WHT | 14 | 18.B5 | ZS0275:1 | SCS 2-BAY DR | 18.B5
XT0275:2 | SC | 0V | WHT | 14 | 18.C5 | EL0275:W1 | SCS 2-BAY DR | 18.B6
BA0710:14 | WC0681 | AT0680LAN2 | ENET | CABLE | 9.A3 | AT0680:LAN2 | SCS PLC | 20.A4
SolarTools ver. 24.0.84.24712 (Jul 31, 2025)
Report date: 2/27/2026 11:37 AM

## SCS PLC
SCS PLC
SCS CONTROL CONSOLE, PLC PANEL
Project # | 4L107
Project Name | WHITEWATER MIDSTREAM^BAYRUNNER PIPELINE
Revision | B
Controls DE | ALEX. JEZEQUEL
Phone:
Controls ME | HECTOR, MEDRANO
Phone:
From | [5 empty] | To
Device ID | Cable (W) Conductor (SC) Jumper Clip (JC) | Wire No. | Wire ID | Gauge/Size | Page/Zone | Device ID | Location | Page/Zone
AR0600:IE1 | SC | UV0600G | GRN | 14 | 15.A1 | UV0600:GND | SCS PLC | 15.B1
AR0700:IE1 | SC | UV0700G | GRN | 14 | 15.C1 | UV0700:GND | SCS PLC | 15.C1
AT0680:NEG | SC | 0V | WHT | 14 | 20.A4 | XT0680:2 | SCS PLC | 20.A3
AT0680:POS | SC | AT0680POS | WHT | 14 | 20.A4 | XT0680:1 | SCS PLC | 20.A3
BA0606:POS | SC | FU0606 | WHT | 16 | 20.B2 | FU0606:LD | SCS PLC | 18.B5
BA0706:POS | SC | FU0706 | WHT | 16 | 20.B1 | FU0706:LD | SCS PLC | 18.B5
FU0680:LD | SC | AT0680POS | WHT | 14 | 20.A2 | XT0680:1 | SCS PLC | 20.A3
AP0602:L1 | WC0602L1 | AP0602L1 | ENET | CABLE | 15.A3 | BA0721:14 | SCS PLC | 11.B5
AP0603:L1 | WC0603L1 | AP0603L1 | ENET | CABLE | 15.A4 | BA0740:6 | SCS PLC | 13.B5
AP0603:L2 | WC0603L2 | AP0603L2 | ENET | CABLE | 15.A4 | BA0741:8 | SCS PLC | 14.B5
AP0604:L1 | WC0604L1 | AP0604L1 | ENET | CABLE | 15.A5 | BA0740:1 | SCS PLC | 13.B5
AP0604:L2 | WC0604L2 | AP0604L2 | ENET | CABLE | 15.A5 | BA0741:1 | SCS PLC | 14.B5
AP0605:L2 | WC0605 | AP0605L2 | ENET | CABLE | 15.A6 | BA0606:L1 | SCS PLC | 20.B2
AP0705:L1 | WC0607 | BA0606L2 | ENET | CABLE | 15.C6 | BA0606:L2 | SCS PLC | 20.B2
AT0680:LAN1 | WC0680 | AT0680LAN1 | ENET | CABLE | 20.A4 | BA0606:DEVICE | SCS PLC | 20.B2
AP0606:CH1 | WC06CH1 | AP0606CH1 | OPTIC | CABLE | 15.A6 | AP0706:CH1 | SCS PLC | 15.C6
AP0606:CH2 | WC06CH2 | AP0606CH2 | OPTIC | CABLE | 15.A6 | AP0706:CH2 | SCS PLC | 15.C6
AP0702:L1 | WC0702L1 | AP0702L1 | ENET | CABLE | 15.C3 | BA0720:14 | SCS PLC | 11.B5
AP0703:L1 | WC0703L1 | AP0703L1 | ENET | CABLE | 15.C4 | BA0740:10 | SCS PLC | 13.C5
AP0703:L2 | WC0703L2 | AP0703L2 | ENET | CABLE | 15.C4 | BA0741:10 | SCS PLC | 14.C5
AP0704:L1 | WC0704L1 | AP0704L1 | ENET | CABLE | 15.C5 | BA0740:2 | SCS PLC | 13.B5
AP0704:L2 | WC0704L2 | AP0704L2 | ENET | CABLE | 15.C5 | BA0741:2 | SCS PLC | 14.B5
AP0705:L2 | WC0705 | AP0705L2 | ENET | CABLE | 15.C6 | BA0706:L1 | SCS PLC | 20.B1
AP0605:L1 | WC0706 | BA0706L2 | ENET | CABLE | 15.A6 | BA0706:L2 | SCS PLC | 20.B1
BA0720:1 | WC72021 | BA07201 | ENET | CABLE | 11.C5 | BA0721:13 | SCS PLC | 11.C5
AR0600:IE2 | SC | IEG01301 | GRN | 12 | 15.A1 | IEG0130:1 | CNTRL A,SCS | 15.B5
AR0700:IE2 | SC | IEG01302 | GRN | 12 | 15.C1 | IEG0130:2 | CNTRL A,SCS | 15.D5
BA0606:NEG | SC | 0V | WHT | 16 | 20.B2 | XT0134:3 | CNTRL A,SCS | 18.C3
BA0706:NEG | SC | 0V | WHT | 16 | 20.B1 | XT0134:4 | CNTRL A,SCS | 18.C3
BA0720:0V | SC | 0V | WHT | 16 | 11.B5 | XT0131:7 | CNTRL A,SCS | 19.C3
BA0720:24V | SC | FU0720 | WHT | 16 | 11.B5 | FU0720:LD | CNTRL A,SCS | 19.A4
BA0721:0V | SC | 0V | WHT | 16 | 11.C5 | XT0131:7 | CNTRL A,SCS | 19.C3
BA0721:24V | SC | FU0720 | WHT | 16 | 11.C5 | FU0720:LD | CNTRL A,SCS | 19.A4
FU0606:LI | SC | FU0135 | WHT | 14 | 18.B5 | XT0139:5 | CNTRL A,SCS | 18.B4
FU0680:LI | SC | FU0135 | WHT | 14 | 20.A2 | XT0139:2 | CNTRL A,SCS | 18.A4
FU0706:LI | SC | FU0135 | WHT | 14 | 18.B5 | XT0139:5 | CNTRL A,SCS | 18.B4
UV0600:(-) | SC | 0V | WHT | 14 | 15.B1 | XT0135:2 | CNTRL A,SCS | 18.C4
UV0600:(+) | SC | FU0600 | WHT | 14 | 15.B1 | FU0600:LD | CNTRL A,SCS | 18.A5
UV0700:(-) | SC | 0V | WHT | 14 | 15.C1 | XT0135:4 | CNTRL A,SCS | 18.C4
UV0700:(+) | SC | FU0700 | WHT | 14 | 15.C1 | FU0700:LD | CNTRL A,SCS | 18.B5
XT0680:2 | SC | 0V | WHT | 14 | 20.A3 | XT0135:3 | CNTRL A,SCS | 18.C4
BA0720:10 | WC072010 | BA0024RJ45 | ENET | CABLE | 10.D2 | BA0024:RJ45 | CNTRL A,SCS | 10.C3
BA0720:11 | WC072011 | BA0030RJ45 | ENET | CABLE | 10.D6 | BA0030:RJ45 | CNTRL A,SCS | 10.C5
BA0720:12 | WC072012 | BA0025RJ45 | ENET | CABLE | 10.D2 | BA0025:RJ45 | CNTRL A,SCS | 10.D3
BA0720:13 | WC072013 | BA0031RJ45 | ENET | CABLE | 10.D6 | BA0031:RJ45 | CNTRL A,SCS | 10.D5
BA0720:2 | WC07202 | BA0020RJ45 | ENET | CABLE | 10.A2 | BA0020:RJ45 | CNTRL A,SCS | 10.A3
BA0720:3 | WC07203 | BA0026RJ45 | ENET | CABLE | 10.A6 | BA0026:RJ45 | CNTRL A,SCS | 10.A5
BA0720:4 | WC07204 | BA0021RJ45 | ENET | CABLE | 10.B2 | BA0021:RJ45 | CNTRL A,SCS | 10.A3
BA0720:5 | WC07205 | BA0027RJ45 | ENET | CABLE | 10.B6 | BA0027:RJ45 | CNTRL A,SCS | 10.A5
BA0720:6 | WC07206 | BA0022RJ45 | ENET | CABLE | 10.B2 | BA0022:RJ45 | CNTRL A,SCS | 10.B3
BA0720:7 | WC07207 | BA0028RJ45 | ENET | CABLE | 10.B6 | BA0028:RJ45 | CNTRL A,SCS | 10.B5
BA0720:8 | WC07208 | BA0023RJ45 | ENET | CABLE | 10.C2 | BA0023:RJ45 | CNTRL A,SCS | 10.C3
BA0720:9 | WC07209 | BA0029RJ45 | ENET | CABLE | 10.C6 | BA0029:RJ45 | CNTRL A,SCS | 10.C5
BA0721:10 | WC072110 | BA0036RJ45 | ENET | CABLE | 12.D2 | BA0036:RJ45 | CNTRL A,SCS | 12.C3
BA0721:12 | WC072112 | BA0037RJ45 | ENET | CABLE | 12.D2 | BA0037:RJ45 | CNTRL A,SCS | 12.D3
BA0721:2 | WC07212 | BA0032RJ45 | ENET | CABLE | 12.A2 | BA0032:RJ45 | CNTRL A,SCS | 12.A3
BA0721:4 | WC07214 | BA0033RJ45 | ENET | CABLE | 12.B2 | BA0033:RJ45 | CNTRL A,SCS | 12.A3
BA0721:6 | WC07216 | BA0034RJ45 | ENET | CABLE | 12.B2 | BA0034:RJ45 | CNTRL A,SCS | 12.B3
BA0721:8 | WC07218 | BA0035RJ45 | ENET | CABLE | 12.C2 | BA0035:RJ45 | CNTRL A,SCS | 12.C3
BA0740:0V | SC | 0V | WHT | 16 | 13.D5 | XT0132:6 | CNTRL B,SCS | 19.D6
BA0740:24V | SC | FU0741 | WHT | 16 | 13.D5 | FU0741:LD | CNTRL B,SCS | 19.B6
BA0741:0V | SC | 0V | WHT | 16 | 14.D5 | XT0132:6 | CNTRL B,SCS | 19.D6
BA0741:24V | SC | FU0741 | WHT | 16 | 14.D5 | FU0741:LD | CNTRL B,SCS | 19.B6
GR0141: | SC | IEG02307 | GRN | 14 | 16.A5 | IEG0230:7 | CNTRL B,SCS | 16.A5
GR0142: | SC | IEG02308 | GRN | 14 | 16.A5 | IEG0230:8 | CNTRL B,SCS | 16.A5
BA0740:14 | WC0060L1 | AU0060L1 | ENET | CABLE | 13.C5 | AU0060:L1 | CNTRL B,SCS | 22.A2
BA0741:14 | WC0060L2 | AU0060L2 | ENET | CABLE | 14.C5 | AU0060:L2 | CNTRL B,SCS | 22.A2
BA0740:3 | WCBA0040 | BA0040RJ45 | ENET | CABLE | 13.A2 | BA0040:RJ45 | CNTRL B,SCS | 13.A3
BA0740:5 | WCBA0041 | BA0041RJ45 | ENET | CABLE | 13.B2 | BA0041:RJ45 | CNTRL B,SCS | 13.A3
BA0740:7 | WCBA0042 | BA0042RJ45 | ENET | CABLE | 13.B2 | BA0042:RJ45 | CNTRL B,SCS | 13.B3
BA0740:9 | WCBA0043 | BA0043RJ45 | ENET | CABLE | 13.C2 | BA0043:RJ45 | CNTRL B,SCS | 13.C3
BA0740:11 | WCBA0044 | BA0044RJ45 | ENET | CABLE | 13.D2 | BA0044:RJ45 | CNTRL B,SCS | 13.C3
BA0740:8 | WCBA0046 | BA0046RJ45 | ENET | CABLE | 13.A6 | BA0046:RJ45 | CNTRL B,SCS | 13.A5
BA0741:3 | WCBA0047 | BA0047RJ45 | ENET | CABLE | 14.A2 | BA0047:RJ45 | CNTRL B,SCS | 14.A3
BA0741:5 | WCBA0048 | BA0048RJ45 | ENET | CABLE | 14.B2 | BA0048:RJ45 | CNTRL B,SCS | 14.A3
BA0741:7 | WCBA0049 | BA0049RJ45 | ENET | CABLE | 14.B2 | BA0049:RJ45 | CNTRL B,SCS | 14.B3
BA0741:9 | WCBA0050 | BA0050RJ45 | ENET | CABLE | 14.C2 | BA0050:RJ45 | CNTRL B,SCS | 14.C3
BA0741:11 | WCBA0051 | BA0051RJ45 | ENET | CABLE | 14.D2 | BA0051:RJ45 | CNTRL B,SCS | 14.C3
BA0741:6 | WCBA0053 | BA0053RJ45 | ENET | CABLE | 14.A6 | BA0053:RJ45 | CNTRL B,SCS | 14.A5
BA0740:12 | WC0203 | AU0030L1 | ENET | CABLE | 13.C5 | AU0030:L1 | SCS 2 PNL | 21.C2
BA0741:12 | WC0241 | AU0030L2 | ENET | CABLE | 14.C5 | AU0030:L2 | SCS 2 PNL | 21.C2
AT0680:LAN2 | WC0681 | AT0680LAN2 | ENET | CABLE | 20.A4 | BA0710:14 | SCS MONITOR MEDIA | 9.A3
BA0740:4 | WC0020L1 | AU0020L1 | ENET | CABLE | 13.C5 | AU0020:L1 | SCS PNL 1 | 21.A1
BA0741:4 | WC0020L2 | AU0020L2 | ENET | CABLE | 14.C5 | AU0020:L2 | SCS PNL 1 | 21.A1
SolarTools ver. 24.0.84.24712 (Jul 31, 2025)
Report date: 2/27/2026 11:37 AM

## SCS PNL 1
SCS PNL 1
SCS STATION CONSOLE^SWITCH & LIGHT PANEL UNITS 1-6
Project # | 4L107
Project Name | WHITEWATER MIDSTREAM^BAYRUNNER PIPELINE
Revision | B
Controls DE | ALEX. JEZEQUEL
Phone:
Controls ME | HECTOR, MEDRANO
Phone:
From | [5 empty] | To
Device ID | Cable (W) Conductor (SC) Jumper Clip (JC) | Wire No. | Wire ID | Gauge/Size | Page/Zone | Device ID | Location | Page/Zone
XT0020:1 | JC | 0V | CLIP | --- | 21.B1 | XT0020:2 | SCS PNL 1 | 21.B1
XT0020:2 | JC | 0V | CLIP | --- | 21.B1 | XT0020:3 | SCS PNL 1 | 21.B1
XT0020:3 | JC | 0V | CLIP | --- | 21.B1 | XT0020:4 | SCS PNL 1 | 21.B1
AF0021:00 | SC | SB1141NO | WHT | 20 | 31.A7 | SB1141:NO | SCS PNL 1 | 31.A4
AF0021:01 | SC | SB1101NO | WHT | 20 | 31.B7 | SB1101:NO | SCS PNL 1 | 31.B4
AF0021:02 | SC | SB1111NO | WHT | 20 | 31.B7 | SB1111:NO | SCS PNL 1 | 31.B4
AF0021:03 | SC | SB1551NO | WHT | 20 | 31.C7 | SB1551:NO | SCS PNL 1 | 31.C4
AF0021:04 | SC | SB1541NO | WHT | 20 | 31.D7 | SB1541:NO | SCS PNL 1 | 31.D4
AF0021:05 | SC | SB0402NO | WHT | 20 | 30.B3 | SB0402:NO | SCS PNL 1 | 30.B2
AF0021:06 | SC | SA050012 | WHT | 20 | 30.A3 | SA0500:12 | SCS PNL 1 | 30.A2
AF0021:07 | SC | SA050014 | WHT | 20 | 30.A3 | SA0500:14 | SCS PNL 1 | 30.A2
AF0021:08 | SC | SH0418NO | WHT | 20 | 30.A6 | SH0418:NO | SCS PNL 1 | 30.A5
AF0021:09 | SC | SB1142NO | WHT | 20 | 32.A7 | SB1142:NO | SCS PNL 1 | 32.A4
AF0021:10 | SC | SB1102NO | WHT | 20 | 32.B7 | SB1102:NO | SCS PNL 1 | 32.B4
AF0021:11 | SC | SB1112NO | WHT | 20 | 32.B7 | SB1112:NO | SCS PNL 1 | 32.B4
AF0021:12 | SC | SB1552NO | WHT | 20 | 32.C7 | SB1552:NO | SCS PNL 1 | 32.C4
AF0021:13 | SC | SB1542NO | WHT | 20 | 32.D7 | SB1542:NO | SCS PNL 1 | 32.D4
AF0021:15 | SC | SB0403B114 | WHT | 20 | 30.B3 | SB0403:B1-14 | SCS PNL 1 | 30.B2
AF0021:16 | SC | SB0401NO | WHT | 20 | 30.B6 | SB0401:NO | SCS PNL 1 | 30.B5
AF0021:17 | SC | SB2141NO | WHT | 20 | 33.A7 | SB2141:NO | SCS PNL 1 | 33.A4
AF0021:18 | SC | SB2101NO | WHT | 20 | 33.B7 | SB2101:NO | SCS PNL 1 | 33.B4
AF0021:19 | SC | SB2111NO | WHT | 20 | 33.B7 | SB2111:NO | SCS PNL 1 | 33.B4
AF0021:20 | SC | SB2551NO | WHT | 20 | 33.C7 | SB2551:NO | SCS PNL 1 | 33.C4
AF0021:21 | SC | SB2541NO | WHT | 20 | 33.D7 | SB2541:NO | SCS PNL 1 | 33.D4
AF0021:24 | SC | SB2142NO | WHT | 20 | 34.A7 | SB2142:NO | SCS PNL 1 | 34.A4
AF0021:26 | SC | SB2102NO | WHT | 20 | 34.B7 | SB2102:NO | SCS PNL 1 | 34.B4
AF0021:27 | SC | SB2112NO | WHT | 20 | 34.B7 | SB2112:NO | SCS PNL 1 | 34.B4
AF0021:28 | SC | SB2552NO | WHT | 20 | 34.C7 | SB2552:NO | SCS PNL 1 | 34.C4
AF0021:29 | SC | SB2542NO | WHT | 20 | 34.D7 | SB2542:NO | SCS PNL 1 | 34.D4
AF0021:32 | SC | SB1141C | WHT | 20 | 31.A7 | SB1141:C | SCS PNL 1 | 31.A4
AF0021:33 | SC | SB1101C | WHT | 20 | 31.B7 | SB1101:C | SCS PNL 1 | 31.B4
AF0021:34 | SC | SB1111C | WHT | 20 | 31.B7 | SB1111:C | SCS PNL 1 | 31.B4
AF0021:35 | SC | SB1551C | WHT | 20 | 31.C7 | SB1551:C | SCS PNL 1 | 31.C4
AF0021:36 | SC | SB1541C | WHT | 20 | 31.D7 | SB1541:C | SCS PNL 1 | 31.D4
AF0021:37 | SC | SB0402C | WHT | 20 | 30.B3 | SB0402:C | SCS PNL 1 | 30.B2
AF0021:38 | SC | SA050011 | WHT | 20 | 30.A3 | SA0500:11 | SCS PNL 1 | 30.A2
AF0021:39 | SC | SA050013 | WHT | 20 | 30.A3 | SA0500:13 | SCS PNL 1 | 30.A2
AF0021:40 | SC | SH0418C | WHT | 20 | 30.A6 | SH0418:C | SCS PNL 1 | 30.A5
AF0021:41 | SC | SB1142C | WHT | 20 | 32.A7 | SB1142:C | SCS PNL 1 | 32.A4
AF0021:42 | SC | SB1102C | WHT | 20 | 32.B7 | SB1102:C | SCS PNL 1 | 32.B4
AF0021:43 | SC | SB1112C | WHT | 20 | 32.B7 | SB1112:C | SCS PNL 1 | 32.B4
AF0021:44 | SC | SB1552C | WHT | 20 | 32.C7 | SB1552:C | SCS PNL 1 | 32.C4
AF0021:45 | SC | SB1542C | WHT | 20 | 32.D7 | SB1542:C | SCS PNL 1 | 32.D4
AF0021:47 | SC | SB0403B113 | WHT | 20 | 30.B3 | SB0403:B1-13 | SCS PNL 1 | 30.B2
AF0021:48 | SC | SB0401C | WHT | 20 | 30.B6 | SB0401:C | SCS PNL 1 | 30.B5
AF0021:49 | SC | SB2141C | WHT | 20 | 33.A7 | SB2141:C | SCS PNL 1 | 33.A4
AF0021:50 | SC | SB2101C | WHT | 20 | 33.B7 | SB2101:C | SCS PNL 1 | 33.B4
AF0021:51 | SC | SB2111C | WHT | 20 | 33.B7 | SB2111:C | SCS PNL 1 | 33.B4
AF0021:52 | SC | SB2551C | WHT | 20 | 33.C7 | SB2551:C | SCS PNL 1 | 33.C4
AF0021:53 | SC | SB2541C | WHT | 20 | 33.D7 | SB2541:C | SCS PNL 1 | 33.D4
AF0021:56 | SC | SB2142C | WHT | 20 | 34.A7 | SB2142:C | SCS PNL 1 | 34.A4
AF0021:58 | SC | SB2102C | WHT | 20 | 34.B7 | SB2102:C | SCS PNL 1 | 34.B4
AF0021:59 | SC | SB2112C | WHT | 20 | 34.B7 | SB2112:C | SCS PNL 1 | 34.B4
AF0021:60 | SC | SB2552C | WHT | 20 | 34.C7 | SB2552:C | SCS PNL 1 | 34.C4
AF0021:61 | SC | SB2542C | WHT | 20 | 34.D7 | SB2542:C | SCS PNL 1 | 34.D4
AF0021:COM | SC | AF0021N | WHT | 16 | 21.A2 | AF0022:COM | SCS PNL 1 | 21.A3
AF0021:COM | SC | AU0020N | WHT | 16 | 21.A2 | AU0020:COM | SCS PNL 1 | 21.A1
AF0021:J | SC | * |  |  | 21.A2 | AF0022:P | SCS PNL 1 | 21.A3
AF0021:V+ | SC | AF0021P | WHT | 16 | 21.A2 | AF0022:V+ | SCS PNL 1 | 21.A3
AF0021:V+ | SC | AU0020P | WHT | 16 | 21.A2 | AU0020:V+ | SCS PNL 1 | 21.A1
AF0022:00 | SC | SB3141NO | WHT | 20 | 35.A7 | SB3141:NO | SCS PNL 1 | 35.A4
AF0022:01 | SC | SB3101NO | WHT | 20 | 35.B7 | SB3101:NO | SCS PNL 1 | 35.B4
AF0022:02 | SC | SB3111NO | WHT | 20 | 35.B7 | SB3111:NO | SCS PNL 1 | 35.B4
AF0022:03 | SC | SB3551NO | WHT | 20 | 35.C7 | SB3551:NO | SCS PNL 1 | 35.C4
AF0022:04 | SC | SB3541NO | WHT | 20 | 35.D7 | SB3541:NO | SCS PNL 1 | 35.D4
AF0022:05 | SC | SB3142NO | WHT | 20 | 36.A7 | SB3142:NO | SCS PNL 1 | 36.A4
AF0022:06 | SC | SB3102NO | WHT | 20 | 36.B7 | SB3102:NO | SCS PNL 1 | 36.B4
AF0022:07 | SC | SB3112NO | WHT | 20 | 36.B7 | SB3112:NO | SCS PNL 1 | 36.B4
AF0022:08 | SC | SB3552NO | WHT | 20 | 36.C7 | SB3552:NO | SCS PNL 1 | 36.C4
AF0022:09 | SC | SB3542NO | WHT | 20 | 36.D7 | SB3542:NO | SCS PNL 1 | 36.D4
AF0022:32 | SC | SB3141C | WHT | 20 | 35.A7 | SB3141:C | SCS PNL 1 | 35.A4
AF0022:33 | SC | SB3101C | WHT | 20 | 35.B7 | SB3101:C | SCS PNL 1 | 35.B4
AF0022:34 | SC | SB3111C | WHT | 20 | 35.B7 | SB3111:C | SCS PNL 1 | 35.B4
AF0022:35 | SC | SB3551C | WHT | 20 | 35.C7 | SB3551:C | SCS PNL 1 | 35.C4
AF0022:36 | SC | SB3541C | WHT | 20 | 35.D7 | SB3541:C | SCS PNL 1 | 35.D4
AF0022:37 | SC | SB3142C | WHT | 20 | 36.A7 | SB3142:C | SCS PNL 1 | 36.A4
AF0022:38 | SC | SB3102C | WHT | 20 | 36.B7 | SB3102:C | SCS PNL 1 | 36.B4
AF0022:39 | SC | SB3112C | WHT | 20 | 36.B7 | SB3112:C | SCS PNL 1 | 36.B4
AF0022:40 | SC | SB3552C | WHT | 20 | 36.C7 | SB3552:C | SCS PNL 1 | 36.C4
AF0022:41 | SC | SB3542C | WHT | 20 | 36.D7 | SB3542:C | SCS PNL 1 | 36.D4
AF0023:03 | SC | HL2751AP | WHT | 20 | 33.D3 | HL2751:A+ | SCS PNL 1 | 33.D1
AF0023:04 | SC | SH0418BP | WHT | 20 | 30.C6 | SH0418:B+ | SCS PNL 1 | 30.C5
AF0023:05 | SC | HL2772AP | WHT | 20 | 34.A3 | HL2772:A+ | SCS PNL 1 | 34.A1
AF0023:06 | SC | HL2142AP | WHT | 20 | 34.B3 | HL2142:A+ | SCS PNL 1 | 34.B1
AF0023:07 | SC | HL2592AP | WHT | 20 | 34.B3 | HL2592:A+ | SCS PNL 1 | 34.B1
AF0023:08 | SC | HL2732AP | WHT | 20 | 34.C3 | HL2732:A+ | SCS PNL 1 | 34.C1
AF0023:09 | SC | HL2752AP | WHT | 20 | 34.D3 | HL2752:A+ | SCS PNL 1 | 34.D1
AF0023:16 | SC | HL1771AP | WHT | 20 | 31.A3 | HL1771:A+ | SCS PNL 1 | 31.A1
AF0023:17 | SC | HL1141AP | WHT | 20 | 31.B3 | HL1141:A+ | SCS PNL 1 | 31.B1
AF0023:18 | SC | HL1591AP | WHT | 20 | 31.B3 | HL1591:A+ | SCS PNL 1 | 31.B1
AF0023:19 | SC | HL1731AP | WHT | 20 | 31.C3 | HL1731:A+ | SCS PNL 1 | 31.C1
AF0023:20 | SC | HL1751AP | WHT | 20 | 31.D3 | HL1751:A+ | SCS PNL 1 | 31.D1
AF0023:22 | SC | HL1772AP | WHT | 20 | 32.A3 | HL1772:A+ | SCS PNL 1 | 32.A1
AF0023:23 | SC | HL1142AP | WHT | 20 | 32.B3 | HL1142:A+ | SCS PNL 1 | 32.B1
AF0023:24 | SC | HL1592AP | WHT | 20 | 32.B3 | HL1592:A+ | SCS PNL 1 | 32.B1
AF0023:25 | SC | HL1732AP | WHT | 20 | 32.C3 | HL1732:A+ | SCS PNL 1 | 32.C1
AF0023:26 | SC | HL1752AP | WHT | 20 | 32.D3 | HL1752:A+ | SCS PNL 1 | 32.D1
AF0023:28 | SC | HL2771AP | WHT | 20 | 33.A3 | HL2771:A+ | SCS PNL 1 | 33.A1
AF0023:29 | SC | HL2141AP | WHT | 20 | 33.B3 | HL2141:A+ | SCS PNL 1 | 33.B1
AF0023:30 | SC | HL2591AP | WHT | 20 | 33.B3 | HL2591:A+ | SCS PNL 1 | 33.B1
AF0023:31 | SC | HL2731AP | WHT | 20 | 33.C3 | HL2731:A+ | SCS PNL 1 | 33.C1
AF0023:35 | SC | HL2751A | WHT | 20 | 33.D3 | HL2751:A | SCS PNL 1 | 33.D1
AF0023:36 | SC | SH0418B | WHT | 20 | 30.C6 | SH0418:B | SCS PNL 1 | 30.C5
AF0023:37 | SC | HL2772A | WHT | 20 | 34.A3 | HL2772:A | SCS PNL 1 | 34.A1
AF0023:38 | SC | HL2142A | WHT | 20 | 34.B3 | HL2142:A | SCS PNL 1 | 34.B1
AF0023:39 | SC | HL2592A | WHT | 20 | 34.B3 | HL2592:A | SCS PNL 1 | 34.B1
AF0023:40 | SC | HL2732A | WHT | 20 | 34.C3 | HL2732:A | SCS PNL 1 | 34.C1
AF0023:41 | SC | HL2752A | WHT | 20 | 34.D3 | HL2752:A | SCS PNL 1 | 34.D1
AF0023:48 | SC | HL1771A | WHT | 20 | 31.A3 | HL1771:A | SCS PNL 1 | 31.A1
AF0023:49 | SC | HL1141A | WHT | 20 | 31.B3 | HL1141:A | SCS PNL 1 | 31.B1
AF0023:50 | SC | HL1591A | WHT | 20 | 31.B3 | HL1591:A | SCS PNL 1 | 31.B1
AF0023:51 | SC | HL1731A | WHT | 20 | 31.C3 | HL1731:A | SCS PNL 1 | 31.C1
AF0023:52 | SC | HL1751A | WHT | 20 | 31.D3 | HL1751:A | SCS PNL 1 | 31.D1
AF0023:54 | SC | HL1772A | WHT | 20 | 32.A3 | HL1772:A | SCS PNL 1 | 32.A1
AF0023:55 | SC | HL1142A | WHT | 20 | 32.B3 | HL1142:A | SCS PNL 1 | 32.B1
AF0023:56 | SC | HL1592A | WHT | 20 | 32.B3 | HL1592:A | SCS PNL 1 | 32.B1
AF0023:57 | SC | HL1732A | WHT | 20 | 32.C3 | HL1732:A | SCS PNL 1 | 32.C1
AF0023:58 | SC | HL1752A | WHT | 20 | 32.D3 | HL1752:A | SCS PNL 1 | 32.D1
AF0023:59 | SC | 002359 | WHT | 20 | 30.C6 | XT0208:1 B2 | SCS PNL 1 | 30.C5
AF0023:60 | SC | HL2771A | WHT | 20 | 33.A3 | HL2771:A | SCS PNL 1 | 33.A1
AF0023:61 | SC | HL2141A | WHT | 20 | 33.B3 | HL2141:A | SCS PNL 1 | 33.B1
AF0023:62 | SC | HL2591A | WHT | 20 | 33.B3 | HL2591:A | SCS PNL 1 | 33.B1
AF0023:63 | SC | HL2731A | WHT | 20 | 33.C3 | HL2731:A | SCS PNL 1 | 33.C1
AF0023:COM | SC | 0V | WHT | 16 | 21.A5 | XT0020:2 | SCS PNL 1 | 21.B1
AF0023:J | SC | * |  |  | 21.A5 | AF0024:P | SCS PNL 1 | 21.A6
AF0023:V+ | SC | FU0024 | WHT | 16 | 21.A5 | FU0024:LD | SCS PNL 1 | 21.B1
AF0024:00 | SC | HL3771AP | WHT | 20 | 35.A3 | HL3771:A+ | SCS PNL 1 | 35.A1
AF0024:01 | SC | HL3141AP | WHT | 20 | 35.B3 | HL3141:A+ | SCS PNL 1 | 35.B1
AF0024:02 | SC | HL3591AP | WHT | 20 | 35.B3 | HL3591:A+ | SCS PNL 1 | 35.B1
AF0024:03 | SC | HL3731AP | WHT | 20 | 35.C3 | HL3731:A+ | SCS PNL 1 | 35.C1
AF0024:04 | SC | HL3751AP | WHT | 20 | 35.D3 | HL3751:A+ | SCS PNL 1 | 35.D1
AF0024:05 | SC | HL3772AP | WHT | 20 | 36.A3 | HL3772:A+ | SCS PNL 1 | 36.A1
AF0024:06 | SC | HL3142AP | WHT | 20 | 36.B3 | HL3142:A+ | SCS PNL 1 | 36.B1
AF0024:07 | SC | HL3592AP | WHT | 20 | 36.B3 | HL3592:A+ | SCS PNL 1 | 36.B1
AF0024:08 | SC | HL3732AP | WHT | 20 | 36.C3 | HL3732:A+ | SCS PNL 1 | 36.C1
AF0024:09 | SC | HL3752AP | WHT | 20 | 36.D3 | HL3752:A+ | SCS PNL 1 | 36.D1
AF0024:32 | SC | HL3771A | WHT | 20 | 35.A3 | HL3771:A | SCS PNL 1 | 35.A1
AF0024:33 | SC | HL3141A | WHT | 20 | 35.B3 | HL3141:A | SCS PNL 1 | 35.B1
AF0024:34 | SC | HL3591A | WHT | 20 | 35.B3 | HL3591:A | SCS PNL 1 | 35.B1
AF0024:35 | SC | HL3731A | WHT | 20 | 35.C3 | HL3731:A | SCS PNL 1 | 35.C1
AF0024:36 | SC | HL3751A | WHT | 20 | 35.D3 | HL3751:A | SCS PNL 1 | 35.D1
AF0024:37 | SC | HL3772A | WHT | 20 | 36.A3 | HL3772:A | SCS PNL 1 | 36.A1
AF0024:38 | SC | HL3142A | WHT | 20 | 36.B3 | HL3142:A | SCS PNL 1 | 36.B1
AF0024:39 | SC | HL3592A | WHT | 20 | 36.B3 | HL3592:A | SCS PNL 1 | 36.B1
AF0024:40 | SC | HL3732A | WHT | 20 | 36.C3 | HL3732:A | SCS PNL 1 | 36.C1
AF0024:41 | SC | HL3752A | WHT | 20 | 36.D3 | HL3752:A | SCS PNL 1 | 36.D1
AF0024:COM | SC | 0V | WHT | 14 | 21.A6 | XT0020:3 | SCS PNL 1 | 21.B1
AF0024:V+ | SC | FU0023 | WHT | 16 | 21.A6 | FU0023:LD | SCS PNL 1 | 21.B1
AU0020:COM | SC | 0V | WHT | 16 | 21.A1 | XT0020:1 | SCS PNL 1 | 21.B1
AU0020:V+ | SC | FU0020 | WHT | 16 | 21.A1 | FU0020:LD | SCS PNL 1 | 21.A1
FU0020:LI | SC | FU0135 | WHT | 16 | 21.A1 | FU0024:LI | SCS PNL 1 | 21.B1
FU0023:LI | SC | FU0135 | WHT | 16 | 21.B1 | FU0025:LI | SCS PNL 1 | 21.B1
FU0023:LI | SC | FU0135 | WHT | 16 | 21.B1 | FU0024:LI | SCS PNL 1 | 21.B1
HL1141:A | SC | HL1141A | WHT | 20 | 31.B1 | HL1141:B | SCS PNL 1 | 31.A1
HL1141:A+ | SC | HL1141AP | WHT | 20 | 31.B1 | HL1141:B+ | SCS PNL 1 | 31.A1
HL1142:A | SC | HL1142A | WHT | 20 | 32.B1 | HL1142:B | SCS PNL 1 | 32.A1
HL1142:A+ | SC | HL1142AP | WHT | 20 | 32.B1 | HL1142:B+ | SCS PNL 1 | 32.A1
HL1591:A | SC | HL1591A | WHT | 20 | 31.B1 | HL1591:B | SCS PNL 1 | 31.B1
HL1591:A+ | SC | HL1591AP | WHT | 20 | 31.B1 | HL1591:B+ | SCS PNL 1 | 31.B1
HL1592:A | SC | HL1592A | WHT | 20 | 32.B1 | HL1592:B | SCS PNL 1 | 32.B1
HL1592:A+ | SC | HL1592AP | WHT | 20 | 32.B1 | HL1592:B+ | SCS PNL 1 | 32.B1
HL1731:A | SC | HL1731A | WHT | 20 | 31.C1 | HL1731:B | SCS PNL 1 | 31.C1
HL1731:A+ | SC | HL1731AP | WHT | 20 | 31.C1 | HL1731:B+ | SCS PNL 1 | 31.C1
HL1732:A | SC | HL1732A | WHT | 20 | 32.C1 | HL1732:B | SCS PNL 1 | 32.C1
HL1732:A+ | SC | HL1732AP | WHT | 20 | 32.C1 | HL1732:B+ | SCS PNL 1 | 32.C1
HL1751:A | SC | HL1751A | WHT | 20 | 31.D1 | HL1751:B | SCS PNL 1 | 31.D1
HL1751:A+ | SC | HL1751AP | WHT | 20 | 31.D1 | HL1751:B+ | SCS PNL 1 | 31.D1
HL1752:A | SC | HL1752A | WHT | 20 | 32.D1 | HL1752:B | SCS PNL 1 | 32.D1
HL1752:A+ | SC | HL1752AP | WHT | 20 | 32.D1 | HL1752:B+ | SCS PNL 1 | 32.D1
HL1771:A | SC | HL1771A | WHT | 20 | 31.A1 | HL1771:B | SCS PNL 1 | 31.A1
HL1771:A+ | SC | HL1771AP | WHT | 20 | 31.A1 | HL1771:B+ | SCS PNL 1 | 31.A1
HL1772:A | SC | HL1772A | WHT | 20 | 32.A1 | HL1772:B | SCS PNL 1 | 32.A1
HL1772:A+ | SC | HL1772AP | WHT | 20 | 32.A1 | HL1772:B+ | SCS PNL 1 | 32.A1
HL2141:A | SC | HL2141A | WHT | 20 | 33.B1 | HL2141:B | SCS PNL 1 | 33.A1
HL2141:A+ | SC | HL2141AP | WHT | 20 | 33.B1 | HL2141:B+ | SCS PNL 1 | 33.A1
HL2142:A | SC | HL2142A | WHT | 20 | 34.B1 | HL2142:B | SCS PNL 1 | 34.A1
HL2142:A+ | SC | HL2142AP | WHT | 20 | 34.B1 | HL2142:B+ | SCS PNL 1 | 34.A1
HL2591:A | SC | HL2591A | WHT | 20 | 33.B1 | HL2591:B | SCS PNL 1 | 33.B1
HL2591:A+ | SC | HL2591AP | WHT | 20 | 33.B1 | HL2591:B+ | SCS PNL 1 | 33.B1
HL2592:A | SC | HL2592A | WHT | 20 | 34.B1 | HL2592:B | SCS PNL 1 | 34.B1
HL2592:A+ | SC | HL2592AP | WHT | 20 | 34.B1 | HL2592:B+ | SCS PNL 1 | 34.B1
HL2731:A | SC | HL2731A | WHT | 20 | 33.C1 | HL2731:B | SCS PNL 1 | 33.C1
HL2731:A+ | SC | HL2731AP | WHT | 20 | 33.C1 | HL2731:B+ | SCS PNL 1 | 33.C1
HL2732:A | SC | HL2732A | WHT | 20 | 34.C1 | HL2732:B | SCS PNL 1 | 34.C1
HL2732:A+ | SC | HL2732AP | WHT | 20 | 34.C1 | HL2732:B+ | SCS PNL 1 | 34.C1
HL2751:A | SC | HL2751A | WHT | 20 | 33.D1 | HL2751:B | SCS PNL 1 | 33.D1
HL2751:A+ | SC | HL2751AP | WHT | 20 | 33.D1 | HL2751:B+ | SCS PNL 1 | 33.D1
HL2752:A | SC | HL2752A | WHT | 20 | 34.D1 | HL2752:B | SCS PNL 1 | 34.D1
HL2752:A+ | SC | HL2752AP | WHT | 20 | 34.D1 | HL2752:B+ | SCS PNL 1 | 34.D1
HL2771:A | SC | HL2771A | WHT | 20 | 33.A1 | HL2771:B | SCS PNL 1 | 33.A1
HL2771:A+ | SC | HL2771AP | WHT | 20 | 33.A1 | HL2771:B+ | SCS PNL 1 | 33.A1
HL2772:A | SC | HL2772A | WHT | 20 | 34.A1 | HL2772:B | SCS PNL 1 | 34.A1
HL2772:A+ | SC | HL2772AP | WHT | 20 | 34.A1 | HL2772:B+ | SCS PNL 1 | 34.A1
HL3141:A | SC | HL3141A | WHT | 20 | 35.B1 | HL3141:B | SCS PNL 1 | 35.A1
HL3141:A+ | SC | HL3141AP | WHT | 20 | 35.B1 | HL3141:B+ | SCS PNL 1 | 35.A1
HL3142:A | SC | HL3142A | WHT | 20 | 36.B1 | HL3142:B | SCS PNL 1 | 36.A1
HL3142:A+ | SC | HL3142AP | WHT | 20 | 36.B1 | HL3142:B+ | SCS PNL 1 | 36.A1
HL3591:A | SC | HL3591A | WHT | 20 | 35.B1 | HL3591:B | SCS PNL 1 | 35.B1
HL3591:A+ | SC | HL3591AP | WHT | 20 | 35.B1 | HL3591:B+ | SCS PNL 1 | 35.B1
HL3592:A | SC | HL3592A | WHT | 20 | 36.B1 | HL3592:B | SCS PNL 1 | 36.B1
HL3592:A+ | SC | HL3592AP | WHT | 20 | 36.B1 | HL3592:B+ | SCS PNL 1 | 36.B1
HL3731:A | SC | HL3731A | WHT | 20 | 35.C1 | HL3731:B | SCS PNL 1 | 35.C1
HL3731:A+ | SC | HL3731AP | WHT | 20 | 35.C1 | HL3731:B+ | SCS PNL 1 | 35.C1
HL3732:A | SC | HL3732A | WHT | 20 | 36.C1 | HL3732:B | SCS PNL 1 | 36.C1
HL3732:A+ | SC | HL3732AP | WHT | 20 | 36.C1 | HL3732:B+ | SCS PNL 1 | 36.C1
HL3751:A | SC | HL3751A | WHT | 20 | 35.D1 | HL3751:B | SCS PNL 1 | 35.D1
HL3751:A+ | SC | HL3751AP | WHT | 20 | 35.D1 | HL3751:B+ | SCS PNL 1 | 35.D1
HL3752:A | SC | HL3752A | WHT | 20 | 36.D1 | HL3752:B | SCS PNL 1 | 36.D1
HL3752:A+ | SC | HL3752AP | WHT | 20 | 36.D1 | HL3752:B+ | SCS PNL 1 | 36.D1
HL3771:A | SC | HL3771A | WHT | 20 | 35.A1 | HL3771:B | SCS PNL 1 | 35.A1
HL3771:A+ | SC | HL3771AP | WHT | 20 | 35.A1 | HL3771:B+ | SCS PNL 1 | 35.A1
HL3772:A | SC | HL3772A | WHT | 20 | 36.A1 | HL3772:B | SCS PNL 1 | 36.A1
HL3772:A+ | SC | HL3772AP | WHT | 20 | 36.A1 | HL3772:B+ | SCS PNL 1 | 36.A1
SB0400:B1-11 | SC | SB0400B111 | WHT | 20 | 30.D5 | XT0137:7 | SCS PNL 1 | 30.D6
SB0400:B1-12 | SC | SB0400B112 | WHT | 20 | 30.D5 | XT0137:8 | SCS PNL 1 | 30.D6
SB0400:B2-11 | SC | SB0400B211 | WHT | 20 | 30.D5 | XT0137:3 | SCS PNL 1 | 30.D5
SB0400:B2-12 | SC | SB0400B212 | WHT | 20 | 30.D5 | XT0137:4 | SCS PNL 1 | 30.D5
SB0403:B2-13 | SC | FU0295 | WHT | 20 | 30.B5 | XT0137:5 | SCS PNL 1 | 30.B6
SB0403:B2-14 | SC | SB0403B214 | WHT | 20 | 30.B5 | XT0137:6 | SCS PNL 1 | 30.B6
SH0418:A | SC | 0V | WHT | 20 | 30.C5 | XT0137:2 | SCS PNL 1 | 30.C5
SH0418:A+ | SC | SH0418AP | WHT | 20 | 30.C5 | XT0208:1 B1 | SCS PNL 1 | 30.C5
XT0137:1 | SC | KA033512 | WHT | 20 | 30.C5 | XT0208:1 T2 | SCS PNL 1 | 30.C5
AF0022:J | WC0020 | AF0022J | NAP | CABLE | 21.A3 | AF0023:P | SCS PNL 1 | 21.A5
FU0020:LI | SC | FU0135 | WHT | 16 | 21.A1 | XT0139:3 | CNTRL A,SCS | 18.B4
GR0261: | SC | IEG01307 | GRN | 14 | 16.B5 | IEG0130:7 | CNTRL A,SCS | 16.B5
GR0262: | SC | IEG01308 | GRN | 14 | 16.B5 | IEG0130:8 | CNTRL A,SCS | 16.B5
XT0020:1 | SC | 0V | WHT | 14 | 21.B1 | XT0135:5 | CNTRL A,SCS | 18.D4
XT0137:1 | SC | KA033512 | WHT | 20 | 30.C5 | XT0236:7 | CNTRL B,SCS | 24.D3
XT0137:2 | SC | 0V | WHT | 20 | 30.C5 | XT0236:12 | CNTRL B,SCS | 24.D6
XT0137:3 | SC | SB0400B211 | WHT | 20 | 30.D5 | XT0236:5 | CNTRL B,SCS | 24.A4
XT0137:4 | SC | SB0400B212 | WHT | 20 | 30.D5 | KA0334:A1 | CNTRL B,SCS | 24.A6
XT0137:5 | SC | FU0295 | WHT | 20 | 30.B6 | XT0236:2 | CNTRL B,SCS | 24.C2
XT0137:6 | SC | SB0403B214 | WHT | 20 | 30.B6 | XT0236:8 | CNTRL B,SCS | 24.C5
XT0137:7 | SC | SB0400B111 | WHT | 20 | 30.D6 | AF0064:33 | CNTRL B,SCS | 30.D6
XT0137:8 | SC | SB0400B112 | WHT | 20 | 30.D6 | AF0064:01 | CNTRL B,SCS | 30.D6
AF0023:21 | WC5540 | HA0273P | BLK | 16 | 30.A6 | HA0273:(+) | SCS 2-BAY DR | 30.A4
AF0023:53 | WC5540 | HA0273N | WHT | 16 | 30.A6 | HA0273:(-) | SCS 2-BAY DR | 30.A4
AU0020:L1 | WC0020L1 | AU0020L1 | ENET | CABLE | 21.A1 | BA0740:4 | SCS PLC | 13.C5
AU0020:L2 | WC0020L2 | AU0020L2 | ENET | CABLE | 21.A1 | BA0741:4 | SCS PLC | 14.C5
SolarTools ver. 24.0.84.24712 (Jul 31, 2025)
Report date: 2/27/2026 11:37 AM

## Panel Errors
Panel Errors
Project # | 4L107
Project Name | WHITEWATER MIDSTREAM^BAYRUNNER PIPELINE
Revision | B
Controls DE | ALEX. JEZEQUEL
Phone:
Controls ME | HECTOR, MEDRANO
Phone:
From | [6 empty] | To
Device ID | Location | Cable (W) Conductor (SC) Jumper Clip (JC) | Wire ID | Wire No. | Gauge/Size | Page/Zone | Device ID | Location | Page/Zone
BA0740-2:P1 | PANEL | SC | WHT | FU0248 | 16 | 13.D4 | FU0248:LD | PANEL | 19.C6
BA0741-2:P1 | PANEL | SC | WHT | FU0249 | 16 | 14.D4 | FU0249:LD | PANEL | 19.C5
BA7032:V1(+) | JB500 PANEL | SC | WHT | FU0375 | 16 | 7.B3 | FU0375:LD | PANEL | 74.B5
FU0243:LD | CNTRL B,SCS | SC | WHT | FU0243 | 16 | 19.B5 | BA0055:V1(+) | PANEL | 14.A5
XT0132:10 | CNTRL B,SCS | SC | WHT | 0V | 16 | 19.D6 | BA0055:V1(-) | PANEL | 14.A5
XT0132:10 | CNTRL B,SCS | SC | WHT | 0V | 16 | 19.D6 | BA0056:V1(-) | PANEL | 13.A5
XT0132:5 | CNTRL B,SCS | SC | WHT | FU0402 | 14 | 19.B6 | FU0248:LI | PANEL | 19.C6
XT0132:5 | CNTRL B,SCS | SC | WHT | FU0402 | 14 | 19.B6 | FU0249:LI | PANEL | 19.C5
XT0332:5 | JB500 PANEL | SC | WHT | FU0370 | 14 | 74.B4 | FU0375:LI | PANEL | 74.B5
BA0055:RJ45 | PANEL | WCBA0055 | ENET | BA0055RJ45 | CABLE | 14.A5 | BA0741-2:1 | PANEL | 14.B6
BA0056:RJ45 | PANEL | WCBA0056 | ENET | BA0056RJ45 | CABLE | 13.A5 | BA0740-2:1 | PANEL | 13.B6
BA0056:V1(+) | PANEL | SC | WHT | FU0247 | 16 | 13.A5 | FU0247:LD | CNTRL B,SCS | 19.B6
BA0741-2:0V | PANEL | SC | WHT | 0V | 12 | 14.D4 | XT0132:6 | CNTRL B,SCS | 19.D6
BA0740-2:3 | PANEL | WCBA0045 | ENET | BA0045RJ45 | CABLE | 13.D2 | BA0045:RJ45 | CNTRL B,SCS | 13.D3
BA0741-2:3 | PANEL | WCBA0052 | ENET | BA0052RJ45 | CABLE | 14.D2 | BA0052:RJ45 | CNTRL B,SCS | 14.D3
BA0740-2:0V | PANEL | SC | WHT | 0V | 12 | 13.D4 | XT0130:7 | SCS MONITOR MEDIA | 19.C6
FU0375:LD | PANEL | SC | WHT | FU0375 | 16 | 74.B5 | BA7033:V1(+) | JB500 PANEL | 7.C3
SolarTools ver. 24.0.84.24712 (Jul 31, 2025)
Report date: 2/27/2026 11:37 AM

## Cable Part Numbers
Cable Part Numbers |  |  | SolarTools ver. 24.0.84.24712 (Jul 31, 2025)
Project # | 4L107
Report date: 2/27/2026 11:38 AM
Project Name | WHITEWATER MIDSTREAM^BAYRUNNER PIPELINE
Revision | B
Controls DE | ALEX. JEZEQUEL
Phone:
Controls ME | HECTOR, MEDRANO
Phone:
Device ID |  | Part Number |  | Description
WC0300 |  | 2684693-54 |  | CABLE, EXTENSION, BACKPLANE
WC07212 |  | 1302073-36 |  | CABLE, ETHERNET - 36 INCHES
WC0010L1 |  | 1302073-36 |  | CABLE, COMMUNICATION CABLE - 36 INCHES
WC0010L2 |  | 1302073-36 |  | CABLE, COMMUNICATION CABLE - 36 INCHES
WC0020L1 |  | 1302073-36 |  | CABLE, ETHERNET - 36 INCHES
WC0020L2 |  | 1302073-36 |  | CABLE, ETHERNET - 36 INCHES
WC0060L1 |  | 1302073-36 |  | CABLE, ETHERNET - 36 INCHES
WC0060L2 |  | 1302073-36 |  | CABLE, ETHERNET - 36 INCHES
WC0203 |  | 1302073-36 |  | CABLE, ETHERNET - 36 INCHES
WC0241 |  | 1302073-36 |  | CABLE, COMMUNICATION CABLE - 36 INCHES
WC0300L1 |  | 1302073-36 |  | CABLE, COMMUNICATION CABLE - 36 INCHES
WC0300L2 |  | 1302073-36 |  | CABLE, ETHERNET - 36 INCHES
WC0400L1 |  | 1302073-36 |  | CABLE, ETHERNET - 36 INCHES
WC0400L2 |  | 1302073-36 |  | CABLE, ETHERNET - 36 INCHES
WC0602L1 |  | 1302073-36 |  | CABLE, ETHERNET - 36 INCHES
WC0603L1 |  | 1302073-36 |  | CABLE, ETHERNET - 36 INCHES
WC0603L2 |  | 1302073-36 |  | CABLE, ETHERNET - 36 INCHES
WC0604L1 |  | 1302073-36 |  | CABLE, ETHERNET - 36 INCHES
WC0604L2 |  | 1302073-36 |  | CABLE, ETHERNET - 36 INCHES
WC0605 |  | 1302073-36 |  | CABLE, ETHERNET - 36 INCHES
WC0607 |  | 1302073-36 |  | CABLE, ETHERNET - 36 INCHES
WC0680 |  | 1302073-36 |  | CABLE, COMMUNICATION CABLE - 36 INCHES
WC0681 |  | 1302073-36 |  | CABLE, ETHERNET - 36 INCHES
WC06CH1 |  | 1089241-11 |  | CABLE, FIBER OPTIC
WC06CH2 |  | 1089241-11 |  | CABLE, FIBER OPTIC
WC0702L1 |  | 1302073-36 |  | CABLE, ETHERNET - 36 INCHES
WC0703L1 |  | 1302073-36 |  | CABLE, ETHERNET - 36 INCHES
WC0703L2 |  | 1302073-36 |  | CABLE, ETHERNET - 36 INCHES
WC0704L1 |  | 1302073-36 |  | CABLE, ETHERNET - 36 INCHES
WC0704L2 |  | 1302073-36 |  | CABLE, ETHERNET - 36 INCHES
WC0705 |  | 1302073-36 |  | CABLE, ETHERNET - 36 INCHES
WC0706 |  | 1302073-36 |  | CABLE, ETHERNET - 36 INCHES
WC071010 |  | 1302073-36 |  | CABLE, ETHERNET - 36 INCHES
WC071012 |  | 1302073-36 |  | CABLE, ETHERNET - 36 INCHES
WC07102 |  | 1302073-36 |  | CABLE, ETHERNET - 36 INCHES
WC07103 |  | 1302073-36 |  | CABLE, ETHERNET - 36 INCHES
WC07104 |  | 1302073-36 |  | CABLE, ETHERNET - 36 INCHES
WC07106 |  | 1302073-36 |  | CABLE, ETHERNET - 36 INCHES
WC07108 |  | 1302073-36 |  | CABLE, ETHERNET - 36 INCHES
WC072010 |  | 1302073-36 |  | CABLE, ETHERNET - 36 INCHES
WC072011 |  | 1302073-36 |  | CABLE, ETHERNET - 36 INCHES
WC072012 |  | 1302073-36 |  | CABLE, ETHERNET - 36 INCHES
WC072013 |  | 1302073-36 |  | CABLE, ETHERNET - 36 INCHES
WC07202 |  | 1302073-36 |  | CABLE, ETHERNET - 36 INCHES
WC07203 |  | 1302073-36 |  | CABLE, ETHERNET - 36 INCHES
WC07204 |  | 1302073-36 |  | CABLE, ETHERNET - 36 INCHES
WC07205 |  | 1302073-36 |  | CABLE, ETHERNET - 36 INCHES
WC07206 |  | 1302073-36 |  | CABLE, ETHERNET - 36 INCHES
WC07207 |  | 1302073-36 |  | CABLE, ETHERNET - 36 INCHES
WC07208 |  | 1302073-36 |  | CABLE, ETHERNET - 36 INCHES
WC07209 |  | 1302073-36 |  | CABLE, ETHERNET - 36 INCHES
WC072110 |  | 1302073-36 |  | CABLE, ETHERNET - 36 INCHES
WC072112 |  | 1302073-36 |  | CABLE, ETHERNET - 36 INCHES
WC07214 |  | 1302073-36 |  | CABLE, ETHERNET - 36 INCHES
WC07216 |  | 1302073-36 |  | CABLE, ETHERNET - 36 INCHES
WC07218 |  | 1302073-36 |  | CABLE, ETHERNET - 36 INCHES
WC2731 |  | 1022941-13 |  | TPE, 1 TRIAD TWISTED SHIELDED
WC5540 |  | PART OF 1113568-200 |  | CABLE, 2 CONDUCTOR TRIMMED SHIELD PART OF HORN
WC701011 |  | 1302073-36 |  | CABLE, ETHERNET - 36 INCHES
WC701013 |  | 1302073-36 |  | CABLE, ETHERNET - 36 INCHES
WC701015 |  | 1302073-36 |  | CABLE, ETHERNET - 36 INCHES
WC70105 |  | 1302073-36 |  | CABLE, ETHERNET - 36 INCHES
WC70107 |  | 1302073-36 |  | CABLE, ETHERNET - 36 INCHES
WC70109 |  | 1302073-36 |  | CABLE, ETHERNET - 36 INCHES
WC7041 |  | 1302073-36 |  | CABLE, ETHERNET - 36 INCHES
WC7042 |  | 1302073-36 |  | CABLE, ETHERNET - 36 INCHES
WC72021 |  | 1302073-36 |  | CABLE, ETHERNET - 36 INCHES
WCBA0040 |  | 1302073-36 |  | CABLE, ETHERNET - 36 INCHES
WCBA0041 |  | 1302073-36 |  | CABLE, ETHERNET - 36 INCHES
WCBA0042 |  | 1302073-36 |  | CABLE, ETHERNET - 36 INCHES
WCBA0043 |  | 1302073-36 |  | CABLE, ETHERNET - 36 INCHES
WCBA0044 |  | 1302073-36 |  | CABLE, ETHERNET - 36 INCHES
WCBA0045 |  | 1302073-36 |  | CABLE, ETHERNET - 36 INCHES
WCBA0046 |  | 1302073-36 |  | CABLE, ETHERNET - 36 INCHES
WCBA0047 |  | 1302073-36 |  | CABLE, ETHERNET - 36 INCHES
WCBA0048 |  | 1302073-36 |  | CABLE, ETHERNET - 36 INCHES
WCBA0049 |  | 1302073-36 |  | CABLE, ETHERNET - 36 INCHES
WCBA0050 |  | 1302073-36 |  | CABLE, ETHERNET - 36 INCHES
WCBA0051 |  | 1302073-36 |  | CABLE, ETHERNET - 36 INCHES
WCBA0052 |  | 1302073-36 |  | CABLE, ETHERNET - 36 INCHES
WCBA0053 |  | 1302073-36 |  | CABLE, ETHERNET - 36 INCHES
WCBA0055 |  | 1302073-36 |  | CABLE, ETHERNET - 36 INCHES
WCBA0056 |  | 1302073-36 |  | CABLE, ETHERNET - 36 INCHES
WCTE0270 |  | PART OF DEVICE |  | PART OF DEVICE, JUNCTION BOX ASSEMBLY
WC0030 |  | 2684693-54 |  | CABLE, EXTENSION, BACKPLANE
WC0020 |  | 2684693-54 |  | CABLE, EXTENSION, BACKPLANE

## Part Number List
Part Number List |  | SolarTools ver. 24.0.84.24712 (Jul 31, 2025)
Project # | 4L107
Report date: 2/27/2026 11:38 AM
Project Name | WHITEWATER MIDSTREAM^BAYRUNNER PIPELINE
Revision | B
Controls DE | ALEX. JEZEQUEL
Phone:
Controls ME | HECTOR, MEDRANO
Phone:
Device ID | Part Number | Description | Location
GR0150 | 903849C1 | RAIL GROUND, DIN RAIL GROUNDING | BLNK PNL,RIGHT
GR0151 | 903849C1 | RAIL GROUND, DIN RAIL GROUNDING | BLNK PNL,RIGHT
BA0020 | 1271449-1 | MEDIA CONVERTER, ETHERNET-FIBER OPTIC | CNTRL A,SCS
BA0021 | 1271449-1 | MEDIA CONVERTER, ETHERNET-FIBER OPTIC | CNTRL A,SCS
BA0022 | 1271449-1 | MEDIA CONVERTER, ETHERNET-FIBER OPTIC | CNTRL A,SCS
BA0023 | 1271449-1 | MEDIA CONVERTER, ETHERNET-FIBER OPTIC | CNTRL A,SCS
BA0024 | 1271449-1 | MEDIA CONVERTER, ETHERNET-FIBER OPTIC | CNTRL A,SCS
BA0025 | 1271449-1 | MEDIA CONVERTER, ETHERNET-FIBER OPTIC | CNTRL A,SCS
BA0026 | 1271449-1 | MEDIA CONVERTER, ETHERNET-FIBER OPTIC | CNTRL A,SCS
BA0027 | 1271449-1 | MEDIA CONVERTER, ETHERNET-FIBER OPTIC | CNTRL A,SCS
BA0028 | 1271449-1 | MEDIA CONVERTER, ETHERNET-FIBER OPTIC | CNTRL A,SCS
BA0029 | 1271449-1 | MEDIA CONVERTER, ETHERNET-FIBER OPTIC | CNTRL A,SCS
BA0030 | 1271449-1 | MEDIA CONVERTER, ETHERNET-FIBER OPTIC | CNTRL A,SCS
BA0031 | 1271449-1 | MEDIA CONVERTER, ETHERNET-FIBER OPTIC | CNTRL A,SCS
BA0032 | 1271449-1 | MEDIA CONVERTER, ETHERNET-FIBER OPTIC | CNTRL A,SCS
BA0033 | 1271449-1 | MEDIA CONVERTER, ETHERNET-FIBER OPTIC | CNTRL A,SCS
BA0034 | 1271449-1 | MEDIA CONVERTER, ETHERNET-FIBER OPTIC | CNTRL A,SCS
BA0035 | 1271449-1 | MEDIA CONVERTER, ETHERNET-FIBER OPTIC | CNTRL A,SCS
BA0036 | 1271449-1 | MEDIA CONVERTER, ETHERNET-FIBER OPTIC | CNTRL A,SCS
BA0037 | 1271449-1 | MEDIA CONVERTER, ETHERNET-FIBER OPTIC | CNTRL A,SCS
FU0132 | 1043265-1,1043265-9 | FUSE, 30A | CNTRL A,SCS
FU0135 | 1043265-1,1043265-7 | FUSE, 20A | CNTRL A,SCS
FU0136 | 1043265-1,1043265-9 | FUSE, 30A | CNTRL A,SCS
FU0210 | 1043265-1,1043265-4 | FUSE, 5A | CNTRL A,SCS
FU0211 | 1043265-1,1043265-4 | FUSE, 5A | CNTRL A,SCS
FU0212 | 1043265-1,1043265-4 | FUSE, 5A | CNTRL A,SCS
FU0213 | 1043265-1,1043265-4 | FUSE, 5A | CNTRL A,SCS
FU0214 | 1043265-1,1043265-4 | FUSE, 5A | CNTRL A,SCS
FU0215 | 1043265-1,1043265-4 | FUSE, 5A | CNTRL A,SCS
FU0216 | 1043265-1,1043265-4 | FUSE, 5A | CNTRL A,SCS
FU0217 | 1043265-1,1043265-4 | FUSE, 5A | CNTRL A,SCS
FU0218 | 1043265-1,1043265-4 | FUSE, 5A | CNTRL A,SCS
FU0219 | 1043265-1,1043265-4 | FUSE, 5A | CNTRL A,SCS
FU0275 | 1043265-1,1043265-4 | FUSE, 5A | CNTRL A,SCS
FU0295 | 1043265-1,1043265-3 | FUSE, 2A | CNTRL A,SCS
FU0401 | 1043265-1,1043265-7 | FUSE, 20A | CNTRL A,SCS
FU0600 | 1043265-1,1043265-5 | FUSE, 10A | CNTRL A,SCS
FU0700 | 1043265-1,1043265-5 | FUSE, 10A | CNTRL A,SCS
FU0720 | 1043265-1,1043265-4 | FUSE, 5A | CNTRL A,SCS
GR0130 | 903849C1 | RAIL GROUND, DIN RAIL GROUNDING | CNTRL A,SCS
GR0131 | 903849C1 | RAIL GROUND, DIN RAIL GROUNDING | CNTRL A,SCS
GR0132 | 903849C1 | RAIL GROUND, DIN RAIL GROUNDING | CNTRL A,SCS
GR0133 | 903849C1 | RAIL GROUND, DIN RAIL GROUNDING | CNTRL A,SCS
GR0134 | 903849C1 | RAIL GROUND, DIN RAIL GROUNDING | CNTRL A,SCS
IEG0130 | 232941-110 | BUS BAR, INSTRUMENT EARTH GROUNDING | CNTRL A,SCS
PEG0130 | 232941-110 | BUS BAR, POWER EARTH GROUNDING | CNTRL A,SCS
QS0011 | 1126803 | CIRCUIT BREAKER, DOUBLE POLE - RAIL MOUNTABLE | CNTRL A,SCS
QS0012 | 1126803 | CIRCUIT BREAKER, DOUBLE POLE - RAIL MOUNTABLE | CNTRL A,SCS
RR0851 | 981090C1 | RESISTOR, 3.01K OHM | CNTRL A,SCS
RR0852 | 981089C1 | RESISTOR, 1.0K OHM | CNTRL A,SCS
UJ0131 | 1286570-1 | POWER CONVERTER, AC/DC INPUT TO 28V DC OUTPUT | CNTRL A,SCS
UJ0135 | 1286570-1 | POWER CONVERTER, AC/DC INPUT TO 28V DC OUTPUT | CNTRL A,SCS
VD0131 | 2504354-1 | DUAL DIODE, REDUNDANT POWER | CNTRL A,SCS
XT0011 | 1066730-16,1066730-17,1066730-18 | TERMINAL STRIP, 2 CONDUCTOR | CNTRL A,SCS
XT0032 | 1066730-16 | TERMINAL STRIP, 2 CONDUCTOR | CNTRL A,SCS
XT0033 | 1066730-16 | TERMINAL STRIP, 2 CONDUCTOR | CNTRL A,SCS
XT0034 | 1066730-16 | TERMINAL STRIP, 2 CONDUCTOR | CNTRL A,SCS
XT0063 | 1066730-7,1066730-8,1067996-4 | TERMINAL BLOCK, SPRING, 4 CONDUCTOR,30-12 AWG (0.05-3.31 MM2),NON-IS | CNTRL A,SCS
XT0131 | 1066730-7,1066730-8,1067996-4 | TERMINAL BLOCK, SPRING, 4 CONDUCTOR,30-12 AWG (0.05-3.31 MM2),NON-IS | CNTRL A,SCS
XT0134 | 1066730-16,1066730-17,1066730-18 | TERMINAL STRIP, 2 CONDUCTOR | CNTRL A,SCS
XT0135 | 1066730-7,1066730-8,1067996-4 | TERMINAL BLOCK, SPRING, 4 CONDUCTOR,30-12 AWG (0.05-3.31 MM2),NON-IS | CNTRL A,SCS
XT0138 | 1066730-16,1066730-17,1066730-18 | TERMINAL STRIP, 2 CONDUCTOR | CNTRL A,SCS
XT0139 | 1066730-7,1066730-8,1067996-4 | TERMINAL BLOCK, SPRING, 4 CONDUCTOR,30-12 AWG (0.05-3.31 MM2),NON-IS | CNTRL A,SCS
XT0434 | 1066730-16,1066730-17,1066730-18 | TERMINAL STRIP, 2 CONDUCTOR | CNTRL A,SCS
XT0438 | 1066730-16,1066730-17,1066730-18 | TERMINAL STRIP, 2 CONDUCTOR | CNTRL A,SCS
AF0061 | 2684693-17,2684693-25 | 5094-OB8XT, 8 DISCRETE OUTPUT | CNTRL B,SCS
AF0062 | 2684693-17,2684693-23 | 5094-IB16XT, 16 DISCRETE INPUT | CNTRL B,SCS
AF0063 | 2684693-19,2684693-33 | 5094-IY8XT, 8 ANALOG INPUT,TC/RTD/I&V | CNTRL B,SCS
AF0064 | 2684693-18,2684693-28 | 5094-IB16SXT, 16 DISCRETE INPUT, S | CNTRL B,SCS
AF0065 | 2684693-18,2684693-55 | 5094-OB16SXT, 16 DISCRETE OUTPUT, S | CNTRL B,SCS
AU0060 | 2684693-22 | 5094-AENTRXT, FLEX 5000 I/O | CNTRL B,SCS
BA0040 | 1271449-1 | MEDIA CONVERTER, ETHERNET-FIBER OPTIC | CNTRL B,SCS
BA0041 | 1271449-1 | MEDIA CONVERTER, ETHERNET-FIBER OPTIC | CNTRL B,SCS
BA0042 | 1271449-1 | MEDIA CONVERTER, ETHERNET-FIBER OPTIC | CNTRL B,SCS
BA0043 | 1271449-1 | MEDIA CONVERTER, ETHERNET-FIBER OPTIC | CNTRL B,SCS
BA0044 | 1271449-1 | MEDIA CONVERTER, ETHERNET-FIBER OPTIC | CNTRL B,SCS
BA0045 | 1271449-1 | MEDIA CONVERTER, ETHERNET-FIBER OPTIC | CNTRL B,SCS
BA0046 | 1271449-1 | MEDIA CONVERTER, ETHERNET-FIBER OPTIC | CNTRL B,SCS
BA0047 | 1271449-1 | MEDIA CONVERTER, ETHERNET-FIBER OPTIC | CNTRL B,SCS
BA0048 | 1271449-1 | MEDIA CONVERTER, ETHERNET-FIBER OPTIC | CNTRL B,SCS
BA0049 | 1271449-1 | MEDIA CONVERTER, ETHERNET-FIBER OPTIC | CNTRL B,SCS
BA0050 | 1271449-1 | MEDIA CONVERTER, ETHERNET-FIBER OPTIC | CNTRL B,SCS
BA0051 | 1271449-1 | MEDIA CONVERTER, ETHERNET-FIBER OPTIC | CNTRL B,SCS
BA0052 | 1271449-1 | MEDIA CONVERTER, ETHERNET-FIBER OPTIC | CNTRL B,SCS
BA0053 | 1271449-1 | MEDIA CONVERTER, ETHERNET-FIBER OPTIC | CNTRL B,SCS
FU0060 | 1043265-1,1043265-5 | FUSE, 10A | CNTRL B,SCS
FU0061 | 1043265-1,1043265-5 | FUSE, 10A | CNTRL B,SCS
FU0062 | 1043265-1,1043265-5 | FUSE, 10A | CNTRL B,SCS
FU0240 | 1043265-1,1043265-4,1066730-7,1066730-8,1067996-4 | FUSE, 5A | CNTRL B,SCS
FU0241 | 1043265-1,1043265-4 | FUSE, 5A | CNTRL B,SCS
FU0242 | 1043265-1,1043265-4 | FUSE, 5A | CNTRL B,SCS
FU0243 | 1043265-1,1043265-4 | FUSE, 5A | CNTRL B,SCS
FU0244 | 1043265-1,1043265-4 | FUSE, 5A | CNTRL B,SCS
FU0245 | 1043265-1,1043265-4 | FUSE, 5A | CNTRL B,SCS
FU0246 | 1043265-1,1043265-4 | FUSE, 5A | CNTRL B,SCS
FU0247 | 1043265-1,1043265-4 | FUSE, 5A | CNTRL B,SCS
FU0402 | 1043265-1,1043265-7,1066730-7,1066730-8,1067996-4 | FUSE, 20A | CNTRL B,SCS
FU0741 | 1043265-1,1043265-4 | FUSE, 5A | CNTRL B,SCS
GR0231 | 903849C1 | RAIL GROUND, DIN RAIL GROUNDING | CNTRL B,SCS
GR0232 | 903849C1 | RAIL GROUND, DIN RAIL GROUNDING | CNTRL B,SCS
GR0233 | 903849C1 | RAIL GROUND, DIN RAIL GROUNDING | CNTRL B,SCS
IEG0230 | 232941-110 | BUS BAR, INSTRUMENT EARTH GROUNDING | CNTRL B,SCS
KA0091 | 1061979-1 | RELAY, EMERGENCY STOP A | CNTRL B,SCS
KA0092 | 1061979-1 | RELAY, EMERGENCY STOP A | CNTRL B,SCS
KA0093 | 1061979-1 | RELAY, EMERGENCY STOP A | CNTRL B,SCS
KA0191 | 1061979-1 | RELAY, EMERGENCY STOP B | CNTRL B,SCS
KA0192 | 1061979-1 | RELAY, EMERGENCY STOP B | CNTRL B,SCS
KA0193 | 1061979-1 | RELAY, EMERGENCY STOP B | CNTRL B,SCS
KA0229 | 1061979-1 | RELAY, CONTROLLER ACTIVE | CNTRL B,SCS
KA0230 | 1061979-1 | RELAY, CONTROLLER ACTIVE | CNTRL B,SCS
KA0231 | 1061979-1 | RELAY, CONTROLLER ACTIVE | CNTRL B,SCS
KA0232 | 1061979-1 | RELAY, CONTROLLER ACTIVE | CNTRL B,SCS
KA0233 | 1061979-1 | RELAY, CONTROLLER ACTIVE | CNTRL B,SCS
KA0234 | 1061979-1 | RELAY, CONTROLLER ACTIVE | CNTRL B,SCS
KA0235 | 1061979-1 | RELAY, NO STATION ESD | CNTRL B,SCS
KA0236 | 1061979-1 | RELAY, NO STATION ESD | CNTRL B,SCS
KA0237 | 1061979-1 | RELAY, NO STATION ESD | CNTRL B,SCS
KA0238 | 1061979-1 | RELAY, NO STATION ESD | CNTRL B,SCS
KA0239 | 1061979-1 | RELAY, NO STATION ESD | CNTRL B,SCS
KA0240 | 1061979-1 | RELAY, NO STATION ESD | CNTRL B,SCS
KA0241 | 1061979-1 | RELAY, BACKUP SYSTEM RESET | CNTRL B,SCS
KA0242 | 1061979-1 | RELAY, BACKUP SYSTEM RESET | CNTRL B,SCS
KA0243 | 1061979-1 | RELAY, BACKUP SYSTEM RESET | CNTRL B,SCS
KA0244 | 1061979-1 | RELAY, BACKUP SYSTEM RESET | CNTRL B,SCS
KA0245 | 1061979-1 | RELAY, BACKUP SYSTEM RESET | CNTRL B,SCS
KA0334 | 1061979-1 | RELAY, NO STATION ESD | CNTRL B,SCS
KA0335 | 1061979-1 | RELAY, NO STATION ESD | CNTRL B,SCS
KT0146 | 2651077-3 | TIMER RELAY, WATCHDOG | CNTRL B,SCS
XT0060 | 1066730-7,1066730-8,1067996-4 | TERMINAL BLOCK, SPRING, 4 CONDUCTOR,30-12 AWG (0.05-3.31 MM2),NON-IS | CNTRL B,SCS
XT0132 | 1066730-7,1066730-8,1067996-4 | TERMINAL BLOCK, SPRING, 4 CONDUCTOR,30-12 AWG (0.05-3.31 MM2),NON-IS | CNTRL B,SCS
XT0234 | 1066730-7,1066730-8,1067996-4 | TERMINAL BLOCK, SPRING, 4 CONDUCTOR,30-12 AWG (0.05-3.31 MM2),NON-IS | CNTRL B,SCS
XT0235 | 1066730-7,1066730-8,1067996-4 | TERMINAL BLOCK, SPRING, 4 CONDUCTOR,30-12 AWG (0.05-3.31 MM2),NON-IS | CNTRL B,SCS
XT0236 | 1066730-7,1066730-8,1067996-4 | TERMINAL BLOCK, SPRING, 4 CONDUCTOR,30-12 AWG (0.05-3.31 MM2),NON-IS | CNTRL B,SCS
XT0237 | 1066730-7,1066730-8,1067996-4 | TERMINAL BLOCK, SPRING, 4 CONDUCTOR,30-12 AWG (0.05-3.31 MM2),NON-IS | CNTRL B,SCS
XT0240 | 1066730-7,1066730-8,1067996-4 | TERMINAL BLOCK, SPRING, 4 CONDUCTOR,30-12 AWG (0.05-3.31 MM2),NON-IS | CNTRL B,SCS
AF0301 | 2684693-17,2684693-25 | 5094-OB8XT, 8 DISCRETE OUTPUT | JB500 PANEL
AF0302 | 2684693-17,2684693-25 | 5094-OB8XT, 8 DISCRETE OUTPUT | JB500 PANEL
AF0303 | 2684693-17,2684693-23 | 5094-IB16XT, 16 DISCRETE INPUT | JB500 PANEL
AF0304 | 2684693-17,2684693-23 | 5094-IB16XT, 16 DISCRETE INPUT | JB500 PANEL
AF0305 | 2684693-19,2684693-33 | 5094-IY8XT, 8 ANALOG INPUT,TC/RTD/I&V | JB500 PANEL
AF0306 | 2684693-17,2684693-25 | 5094-OB8XT, 8 DISCRETE OUTPUT | JB500 PANEL
AF0307 | 2684693-18,2684693-56 | 5094-IF8IHXT, 8 ANALOG INPUT, ISOLATED | JB500 PANEL
AF0308 | 2684693-18,2684693-56 | 5094-IF8IHXT, 8 ANALOG INPUT, ISOLATED | JB500 PANEL
AF0309 | 2684693-18,2684693-56 | 5094-IF8IHXT, 8 ANALOG INPUT, ISOLATED | JB500 PANEL
AF0310 | 2684693-18,2684693-27 | 5094-OF8IHXT, 8 ANALOG OUTPUT, ISOLATED | JB500 PANEL
AF0311 | 2684693-18,2684693-28 | 5094-IB16SXT, 16 DISCRETE INPUT, S | JB500 PANEL
AF0312 | 2684693-17,2684693-25 | 5094-OB8XT, 8 DISCRETE OUTPUT | JB500 PANEL
AF0313 | 2684693-17,2684693-25 | 5094-OB8XT, 8 DISCRETE OUTPUT | JB500 PANEL
AF0314 | 2684693-17,2684693-25 | 5094-OB8XT, 8 DISCRETE OUTPUT | JB500 PANEL
AF0315 | 2684693-17,2684693-25 | 5094-OB8XT, 8 DISCRETE OUTPUT | JB500 PANEL
AF0316 | 2684693-17,2684693-23 | 5094-IB16XT, 16 DISCRETE INPUT | JB500 PANEL
AU0300 | 2684693-50 | 5094-AEN2TR, FLEX 5000 I/O | JB500 PANEL
BA7031 | 1271449-1 | MEDIA CONVERTER, ETHERNET-FIBER OPTIC | JB500 PANEL
BA7032 | 1271449-1 | MEDIA CONVERTER, ETHERNET-FIBER OPTIC | JB500 PANEL
BA7033 | 1271449-1 | MEDIA CONVERTER, ETHERNET-FIBER OPTIC | JB500 PANEL
FU0300 | 1043265-1,1043265-5 | FUSE, 10A | JB500 PANEL
FU0301 | 1043265-1,1043265-5 | FUSE, 10A | JB500 PANEL
FU0302 | 1043265-1,1043265-5 | FUSE, 10A | JB500 PANEL
FU0303 | 1043265-1,1043265-5 | FUSE, 10A | JB500 PANEL
FU0304 | 1043265-1,1043265-5 | FUSE, 10A | JB500 PANEL
FU0305 | 1043265-1,1043265-5 | FUSE, 10A | JB500 PANEL
FU0306 | 1043265-1,1043265-5 | FUSE, 10A | JB500 PANEL
FU0313 | 1043265-1,1043265-5 | FUSE, 10A | JB500 PANEL
FU0314 | 1043265-1,1043265-5 | FUSE, 10A | JB500 PANEL
FU0315 | 1043265-1,1043265-5 | FUSE, 10A | JB500 PANEL
FU0316 | 1043265-1,1043265-5 | FUSE, 10A | JB500 PANEL
FU0370 | 1043265-1,1043265-7 | FUSE, 20A | JB500 PANEL
FU0371 | 1043265-1,1043265-4 | FUSE, 5A | JB500 PANEL
FU0372 | 1043265-1,1043265-5 | FUSE, 10A | JB500 PANEL
FU0373 | 1043265-1,1043265-5 | FUSE, 10A | JB500 PANEL
FU0374 | 1043265-4 | FUSE, 5A | JB500 PANEL
FU1034 | 1043265-1,1043265-9 | FUSE, 30A | JB500 PANEL
FU1035 | 1043265-1,1043265-9 | FUSE, 30A | JB500 PANEL
GR1300 | 903849C1 | RAIL GROUND, DIN RAIL GROUNDING | JB500 PANEL
GR1301 | 903849C1 | RAIL GROUND, DIN RAIL GROUNDING | JB500 PANEL
GR1302 | 903849C1 | RAIL GROUND, DIN RAIL GROUNDING | JB500 PANEL
GR1303 | 903849C1 | RAIL GROUND, DIN RAIL GROUNDING | JB500 PANEL
GR1304 | 903849C1 | RAIL GROUND, DIN RAIL GROUNDING | JB500 PANEL
IEG0150 | 232941-110 | BUS BAR, INSTRUMENT EARTH GROUNDING | JB500 PANEL
KA0250 | 1061979-1 | RELAY, CONTROLLER ACTIVE | JB500 PANEL
KA0251 | 1061979-1 | RELAY, CONTROLLER ACTIVE | JB500 PANEL
KA0252 | 1061979-1 | RELAY, CONTROLLER ACTIVE | JB500 PANEL
KA0253 | 1061979-1 | RELAY, CONTROLLER ACTIVE | JB500 PANEL
KA0254 | 1061979-1 | RELAY, CONTROLLER ACTIVE | JB500 PANEL
KA0255 | 1061979-1 | RELAY, CONTROLLER ACTIVE | JB500 PANEL
KA0256 | [2]1061979-1 | RELAY, CONTROLLER ACTIVE | JB500 PANEL
KA0257 | 1061979-1 | RELAY, CONTROLLER ACTIVE | JB500 PANEL
KA0258 | 1061979-1 | RELAY, CONTROLLER ACTIVE | JB500 PANEL
KA0259 | 1061979-1 | RELAY, CONTROLLER ACTIVE | JB500 PANEL
KA0260 | 1061979-1 | RELAY, STATION ESD PUSHBUTTON^(BOP BOX) | JB500 PANEL
KA0261 | 1061979-1 | RELAY, STATION ESD PUSHBUTTON^(BOP BOX) | JB500 PANEL
KA0262 | 1061979-1 | RELAY, CONTROLLER ACTIVE | JB500 PANEL
KA0263 | 1061979-1 | RELAY, CONTROLLER ACTIVE | JB500 PANEL
KA0264 | 1061979-1 | RELAY, CONTROLLER ACTIVE | JB500 PANEL
KA0265 | 1061979-1 | RELAY, CONTROLLER ACTIVE | JB500 PANEL
KA0266 | 1061979-1 | RELAY, CONTROLLER ACTIVE | JB500 PANEL
KA0267 | 1061979-1 | RELAY, CONTROLLER ACTIVE | JB500 PANEL
KA0268 | 1061979-1 | RELAY, CONTROLLER ACTIVE | JB500 PANEL
PEG0150 | 232941-200 | BUS BAR, POWER EARTH GROUNDING | JB500 PANEL
QS1034 | 1126803 | CIRCUIT BREAKER, DOUBLE POLE - RAIL MOUNTABLE | JB500 PANEL
QS1035 | 1126803 | CIRCUIT BREAKER, DOUBLE POLE - RAIL MOUNTABLE | JB500 PANEL
RR0861 | 981090C1 | RESISTOR, 3.01K OHM | JB500 PANEL
RR0862 | 981089C1 | RESISTOR, 1.0K OHM | JB500 PANEL
TE0270 | 700226C1 | TEMPERATURE ELEMENT, BOX INTERNAL TEMPERATURE | JB500 PANEL
UJ1034 | 1286570-1 | POWER CONVERTER, AC/DC INPUT TO 28V DC OUTPUT | JB500 PANEL
UJ1035 | 1286570-1 | POWER CONVERTER, AC/DC INPUT TO 28V DC OUTPUT | JB500 PANEL
VD1034 | 2504354-1 | DUAL DIODE, REDUNDANT POWER | JB500 PANEL
WC0300 | 2684693-54 |  | JB500 PANEL
XT0070 | 1066730-7,1066730-8,1067996-4 | TERMINAL BLOCK, SPRING, 4 CONDUCTOR,30-12 AWG (0.05-3.31 MM2),NON-IS | JB500 PANEL
XT0080 | 1066730-7,1066730-8,1067996-4 | TERMINAL BLOCK, SPRING, 4 CONDUCTOR,30-12 AWG (0.05-3.31 MM2),NON-IS | JB500 PANEL
XT0081 | 1066730-7,1066730-8,1067996-4 | TERMINAL BLOCK, SPRING, 4 CONDUCTOR,30-12 AWG (0.05-3.31 MM2),NON-IS | JB500 PANEL
XT0085 | 1066730-7,1066730-8,1067996-4 | TERMINAL BLOCK, SPRING, 4 CONDUCTOR,30-12 AWG (0.05-3.31 MM2),NON-IS | JB500 PANEL
XT0111 | 1066730-16,1066730-17,1066730-18 | TERMINAL STRIP, 2 CONDUCTOR | JB500 PANEL
XT0270 | 1066730-7,1066730-8,1067996-4 | TERMINAL BLOCK, SPRING, 4 CONDUCTOR,30-12 AWG (0.05-3.31 MM2),NON-IS | JB500 PANEL
XT0290 | 1066730-7,1066730-8,1067996-4 | TERMINAL BLOCK, SPRING, 4 CONDUCTOR,30-12 AWG (0.05-3.31 MM2),NON-IS | JB500 PANEL
XT0291 | 1066730-7,1066730-8,1067996-4 | TERMINAL BLOCK, SPRING, 4 CONDUCTOR,30-12 AWG (0.05-3.31 MM2),NON-IS | JB500 PANEL
XT0293 | 1066730-7,1066730-8,1067996-4 | TERMINAL BLOCK, SPRING, 4 CONDUCTOR,30-12 AWG (0.05-3.31 MM2),NON-IS | JB500 PANEL
XT0332 | 1066730-7,1066730-8,1067996-4 | TERMINAL BLOCK, SPRING, 4 CONDUCTOR,30-12 AWG (0.05-3.31 MM2),NON-IS | JB500 PANEL
XT0334 | 1066730-7,1066730-8,1067996-4 | TERMINAL BLOCK, SPRING, 4 CONDUCTOR,30-12 AWG (0.05-3.31 MM2),NON-IS | JB500 PANEL
XT0370 | 1066730-16,1066730-17,1066730-18 | TERMINAL STRIP, 2 CONDUCTOR | JB500 PANEL
XT0381 | 1066730-7,1066730-8,1067996-4 | TERMINAL BLOCK, SPRING, 4 CONDUCTOR,30-12 AWG (0.05-3.31 MM2),NON-IS | JB500 PANEL
XT0382 | 1066730-7,1066730-8,1067996-4 | TERMINAL BLOCK, SPRING, 4 CONDUCTOR,30-12 AWG (0.05-3.31 MM2),NON-IS | JB500 PANEL
XT1034 | 1066730-16 | TERMINAL STRIP, 2 CONDUCTOR | JB500 PANEL
XT1035 | 1066730-16 | TERMINAL STRIP, 2 CONDUCTOR | JB500 PANEL
FU0403 | 1043265-1,1043265-5 | FUSE, 10A | JB500 RIGHT RAIL
FU0404 | 1043265-1,1043265-5 | FUSE, 10A | JB500 RIGHT RAIL
FU0405 | 1043265-1,1043265-5 | FUSE, 10A | JB500 RIGHT RAIL
FU0406 | 1043265-1,1043265-5 | FUSE, 10A | JB500 RIGHT RAIL
FU0407 | 1043265-1,1043265-5 | FUSE, 10A | JB500 RIGHT RAIL
FU0408 | 1043265-1,1043265-5 | FUSE, 10A | JB500 RIGHT RAIL
GR4450 | 903849C1 | RAIL GROUND, DIN RAIL GROUNDING | JB500 RIGHT RAIL
GR4460 | 903849C1 | RAIL GROUND, DIN RAIL GROUNDING | JB500 RIGHT RAIL
KA0269 | 1061979-1 | RELAY, CONTROLLER ACTIVE | JB500 RIGHT RAIL
KA0272 | 1061979-1 | RELAY, CONTROLLER ACTIVE | JB500 RIGHT RAIL
KA0273 | 1061979-1 | RELAY, CONTROLLER ACTIVE | JB500 RIGHT RAIL
KA0274 | 1061979-1 | RELAY, CONTROLLER ACTIVE | JB500 RIGHT RAIL
KA0275 | 1061979-1 | RELAY, CONTROLLER ACTIVE | JB500 RIGHT RAIL
KA0276 | 1061979-1 | RELAY, CONTROLLER ACTIVE | JB500 RIGHT RAIL
KA0277 | 1061979-1 | RELAY, CONTROLLER ACTIVE | JB500 RIGHT RAIL
KA0278 | 1061979-1 | RELAY, CONTROLLER ACTIVE | JB500 RIGHT RAIL
KA0279 | 1061979-1 | RELAY, CONTROLLER ACTIVE | JB500 RIGHT RAIL
KA0280 | 1061979-1 | RELAY, CONTROLLER ACTIVE | JB500 RIGHT RAIL
KA0281 | 1061979-1 | RELAY, CONTROLLER ACTIVE | JB500 RIGHT RAIL
KA0282 | 1061979-1 | RELAY, CONTROLLER ACTIVE | JB500 RIGHT RAIL
XT0400 | 1066730-7 | TERMINAL BLOCK, SPRING, 4 CONDUCTOR,30-12 AWG (0.05-3.31 MM2),NON-IS | JB500 RIGHT RAIL
AF0401 | 2684693-48,2684693-51 | 5094-IB32XT, 32 DISCRETE INPUT | JB500,LFT RL
AF0402 | 2684693-48,2684693-51 | 5094-IB32XT, 32 DISCRETE INPUT | JB500,LFT RL
AF0403 | 2684693-17,2684693-25 | 5094-OB8XT, 8 DISCRETE OUTPUT | JB500,LFT RL
AF0404 | 2684693-17,2684693-25 | 5094-OB8XT, 8 DISCRETE OUTPUT | JB500,LFT RL
AF0405 | 2684693-17,2684693-25 | 5094-OB8XT, 8 DISCRETE OUTPUT | JB500,LFT RL
AF0406 | 2684693-17,2684693-25 | 5094-OB8XT, 8 DISCRETE OUTPUT | JB500,LFT RL
AF0407 | 2684693-18,2684693-56 | 5094-IF8IHXT, 8 ANALOG INPUT, ISOLATED | JB500,LFT RL
AF0408 | 2684693-18,2684693-56 | 5094-IF8IHXT, 8 ANALOG INPUT, ISOLATED | JB500,LFT RL
AF0409 | 2684693-18,2684693-56 | 5094-IF8IHXT, 8 ANALOG INPUT, ISOLATED | JB500,LFT RL
AF0410 | 2684693-18,2684693-56 | 5094-IF8IHXT, 8 ANALOG INPUT, ISOLATED | JB500,LFT RL
AF0411 | 2684693-18,2684693-56 | 5094-IF8IHXT, 8 ANALOG INPUT, ISOLATED | JB500,LFT RL
AF0412 | 2684693-18,2684693-56 | 5094-IF8IHXT, 8 ANALOG INPUT, ISOLATED | JB500,LFT RL
AF0413 | 2684693-18,2684693-56 | 5094-IF8IHXT, 8 ANALOG INPUT, ISOLATED | JB500,LFT RL
AF0414 | 2684693-18,2684693-56 | 5094-IF8IHXT, 8 ANALOG INPUT, ISOLATED | JB500,LFT RL
AU0400 | 2684693-50 | 5094-AEN2TR, FLEX 5000 I/O | JB500,LFT RL
BA7030 | 1271449-1 | MEDIA CONVERTER, ETHERNET-FIBER OPTIC | JB500,LFT RL
GR4470 | 903849C1 | RAIL GROUND, DIN RAIL GROUNDING | JB500,LFT RL
XT0383 | 1066730-7,1066730-8,1067996-4 | TERMINAL BLOCK, SPRING, 4 CONDUCTOR,30-12 AWG (0.05-3.31 MM2),NON-IS | JB500,LFT RL
EL0273 | 1015796,1022899,1024594-100 | LIGHT, LED, WHITE | LER 2
ZS0273 | 1113474-1 | LIMIT SWITCH, LER RIO 1 CONSOLE DOOR OPEN | LER 2
SB0500 | 2380746-4 | PUSHBUTTON SWITCH, LER2 EMERGENCY STOP | LER 2 ESTOP
AF0101 | 2684693-17,2684693-25 | 5094-OB8XT, 8 DISCRETE OUTPUT | LER,PNL,LFT
AF0102 | 2684693-17,2684693-23 | 5094-IB16XT, 16 DISCRETE INPUT | LER,PNL,LFT
AF0103 | 2684693-19,2684693-33 | 5094-IY8XT, 8 ANALOG INPUT,TC/RTD/I&V | LER,PNL,LFT
AF0104 | 2684693-18,2684693-28 | 5094-IB16SXT, 16 DISCRETE INPUT, S | LER,PNL,LFT
AF0105 | 2684693-17,2684693-23 | 5094-IB16XT, 16 DISCRETE INPUT | LER,PNL,LFT
AF0106 | 2684693-17,2684693-23 | 5094-IB16XT, 16 DISCRETE INPUT | LER,PNL,LFT
AF0107 | 2684693-17,2684693-23 | 5094-IB16XT, 16 DISCRETE INPUT | LER,PNL,LFT
AF0108 | 2684693-17,2684693-23 | 5094-IB16XT, 16 DISCRETE INPUT | LER,PNL,LFT
AF0109 | 2684693-19,2684693-33 | 5094-IY8XT, 8 ANALOG INPUT,TC/RTD/I&V | LER,PNL,LFT
AF0110 | 2684693-18,2684693-28 | 5094-IB16SXT, 16 DISCRETE INPUT, S | LER,PNL,LFT
AF0111 | 2684693-17,2684693-25 | 5094-OB8XT, 8 DISCRETE OUTPUT | LER,PNL,LFT
AF0112 | 2684693-17,2684693-25 | 5094-OB8XT, 8 DISCRETE OUTPUT | LER,PNL,LFT
AF0113 | 2684693-18,2684693-55 | 5094-OB16SXT, 16 DISCRETE OUTPUT, S | LER,PNL,LFT
AU0100 | 2684693-50 | 5094-AEN2TR, FLEX 5000 I/O | LER,PNL,LFT
FU0100 | 1043265-1,1043265-5 | FUSE, 10A | LER,PNL,LFT
FU0101 | 1043265-1,1043265-5 | FUSE, 10A | LER,PNL,LFT
FU0102 | 1043265-1,1043265-5 | FUSE, 10A | LER,PNL,LFT
GR0265 | 903849C1 | RAIL GROUND, DIN RAIL GROUNDING | LER,PNL,LFT
GR1034 | 903849C1 | RAIL GROUND, DIN RAIL GROUNDING | LER,PNL,LFT
KA0060 | 1061979-1 | RELAY, FAST STOP UNIT | LER,PNL,LFT
KA0061 | 1061979-1 | RELAY, FAST STOP UNIT | LER,PNL,LFT
KA0210 | 1061979-1 | RELAY, NO LER 2 ESD SUMMARY | LER,PNL,LFT
KA0211 | 1061979-1,1066730-7,1066730-8,1067996-4 | RELAY, NO LER 2 ESD SUMMARY | LER,PNL,LFT
KA0212 | [2]1061979-1,1066730-7,1066730-8,1067996-4 | RELAY, NO LER 2 ESD SUMMARY | LER,PNL,LFT
KA0213 | 1061979-1,1066730-7,1066730-8,1067996-4 | RELAY, NO LER 2 ESD SUMMARY | LER,PNL,LFT
KA0215 | 1061979-1,1066730-7,1066730-8,1067996-4 | RELAY, CONTROLLER ACTIVE | LER,PNL,LFT
KA0216 | 1061979-1,1066730-7,1066730-8,1067996-4 | RELAY, CONTROLLER ACTIVE | LER,PNL,LFT
KA0217 | 1061979-1,1066730-7,1066730-8,1067996-4 | RELAY, CONTROLLER ACTIVE | LER,PNL,LFT
KA0218 | 1061979-1,1066730-7,1066730-8,1067996-4 | RELAY, CONTROLLER ACTIVE | LER,PNL,LFT
KA0270 | 1061979-1 | RELAY, OPEN TRAIN 2 SUCTION VALVE | LER,PNL,LFT
KA0271 | 1061979-1 | RELAY, OPEN TRAIN 2 DISCHARGE VALVE | LER,PNL,LFT
KA0291 | 1061979-1 | RELAY, EMERGENCY STOP A | LER,PNL,LFT
KA0292 | 1061979-1 | RELAY, EMERGENCY STOP A | LER,PNL,LFT
KA0293 | 1061979-1 | RELAY, EMERGENCY STOP A | LER,PNL,LFT
KA0391 | 1061979-1 | RELAY, EMERGENCY STOP B | LER,PNL,LFT
KA0392 | 1061979-1 | RELAY, EMERGENCY STOP B | LER,PNL,LFT
KA0393 | 1061979-1 | RELAY, EMERGENCY STOP B | LER,PNL,LFT
KA0600 | 1061979-1 | RELAY, GENERATOR^REMOTE START/STOP | LER,PNL,LFT
KA0601 | 1061979-1 | RELAY, IA COMPRESSOR^RUN PERMISSIVE TRAIN 2 UNIT A | LER,PNL,LFT
KA0602 | 1061979-1 | RELAY, IA COMPRESSOR RUN PERMISSIVE^TRAIN 2 UNIT B | LER,PNL,LFT
KA0603 | 1061979-1 | RELAY, SPARE 1 | LER,PNL,LFT
KA0604 | 1061979-1 | RELAY, SPARE 2 | LER,PNL,LFT
KA0605 | 1061979-1 | RELAY, SPARE 3 | LER,PNL,LFT
KA0610 | 1061979-1 | RELAY, GENERATOR UNIT SHUTDOWN | LER,PNL,LFT
KA0611 | 1061979-1 | RELAY, GENERATOR UNIT SHUTDOWN | LER,PNL,LFT
KA0612 | 1061979-1 | RELAY, IA DRYER RUN STATUS^TRAIN 2 UNIT A | LER,PNL,LFT
KA0613 | 1061979-1 | RELAY, IA DRYER RUN STATUS^TRAIN 2 UNIT B | LER,PNL,LFT
KT0554 | 1066730-7,1066730-8,1067996-4,2651077-1 | TIMER RELAY, TRAIN 2 SUCTION VALVE FULLY CLOSED | LER,PNL,LFT
KT0555 | 2651077-1 | TIMER RELAY, TRAIN 2 DISCHARGE VALVE^FULLY CLOSED | LER,PNL,LFT
XT0100 | 1066730-7,1066730-8,1067996-4 | TERMINAL BLOCK, SPRING, 4 CONDUCTOR,30-12 AWG (0.05-3.31 MM2),NON-IS | LER,PNL,LFT
XT0136 | 1066730-7,1066730-8,1067996-4 | TERMINAL BLOCK, SPRING, 4 CONDUCTOR,30-12 AWG (0.05-3.31 MM2),NON-IS | LER,PNL,LFT
XT0265 | 1066730-7,1066730-8,1067996-4 | TERMINAL BLOCK, SPRING, 4 CONDUCTOR,30-12 AWG (0.05-3.31 MM2),NON-IS | LER,PNL,LFT
XT0536 | 1066730-7,1066730-8,1067996-4 | TERMINAL BLOCK, SPRING, 4 CONDUCTOR,30-12 AWG (0.05-3.31 MM2),NON-IS | LER,PNL,LFT
XT0537 | 1066730-7,1066730-8,1067996-4 | TERMINAL BLOCK, SPRING, 4 CONDUCTOR,30-12 AWG (0.05-3.31 MM2),NON-IS | LER,PNL,LFT
XT0538 | 1066730-7,1066730-8,1067996-4 | TERMINAL BLOCK, SPRING, 4 CONDUCTOR,30-12 AWG (0.05-3.31 MM2),NON-IS | LER,PNL,LFT
XT1036 | 1066730-7,1066730-8,1067996-4 | TERMINAL BLOCK, SPRING, 4 CONDUCTOR,30-12 AWG (0.05-3.31 MM2),NON-IS | LER,PNL,LFT
BA7040 | 1948791-1 | MEDIA CONVERTER, ETHERNET-FIBER OPTIC | LER,PNL,REAR
BA7041 | 1271449-1 | MEDIA CONVERTER, ETHERNET-FIBER OPTIC | LER,PNL,REAR
BA7042 | 1271449-1 | MEDIA CONVERTER, ETHERNET-FIBER OPTIC | LER,PNL,REAR
BA7140 | 1271449-1 | MEDIA CONVERTER, ETHERNET-FIBER OPTIC | LER,PNL,REAR
BA7141 | 1271449-1 | MEDIA CONVERTER, ETHERNET-FIBER OPTIC | LER,PNL,REAR
FU0103 | 1043265-1,1043265-5 | FUSE, 10A | LER,PNL,REAR
FU0104 | 1043265-1,1043265-5 | FUSE, 10A | LER,PNL,REAR
FU0105 | 1043265-1,1043265-5 | FUSE, 10A | LER,PNL,REAR
FU0106 | 1043265-1,1043265-5 | FUSE, 10A | LER,PNL,REAR
FU0190 | 1043265-1,1043265-5 | FUSE, 10A | LER,PNL,REAR
FU0260 | 1043265-1,1043265-7 | FUSE, 20A | LER,PNL,REAR
FU0262 | 1043265-1,1043265-4 | FUSE, 5A | LER,PNL,REAR
FU0263 | 1043265-1,1043265-4 | FUSE, 5A | LER,PNL,REAR
FU0264 | 1043265-1,1043265-4 | FUSE, 5A | LER,PNL,REAR
FU0273 | 1043265-1,1043265-4 | FUSE, 5A | LER,PNL,REAR
FU1032 | 1043265-1,1043265-9 | FUSE, 30A | LER,PNL,REAR
FU1033 | 1043265-1,1043265-9 | FUSE, 30A | LER,PNL,REAR
FU7040 | 1043265-1,1043265-3 | FUSE, 2A | LER,PNL,REAR
GR1030 | 903849C1 | RAIL GROUND, DIN RAIL GROUNDING | LER,PNL,REAR
GR1031 | 903849C1 | RAIL GROUND, DIN RAIL GROUNDING | LER,PNL,REAR
GR1032 | 903849C1 | RAIL GROUND, DIN RAIL GROUNDING | LER,PNL,REAR
GR1033 | 903849C1 | RAIL GROUND, DIN RAIL GROUNDING | LER,PNL,REAR
IEG0260 | 232941-200 | BUS BAR, INSTRUMENT EARTH GROUNDING | LER,PNL,REAR
KA0530 | 1061979-1 | RELAY, NO LER 2 ESD SUMMARY | LER,PNL,REAR
KA0531 | 1061979-1 | RELAY, NO LER 2 ESD SUMMARY | LER,PNL,REAR
KA0532 | 1061979-1 | RELAY, NO LER 2 ESD SUMMARY | LER,PNL,REAR
KA0533 | 1061979-1 | RELAY, NO LER 2 ESD SUMMARY | LER,PNL,REAR
KA0540 | 1061979-1 | RELAY, BACKUP SYSTEM RESET | LER,PNL,REAR
KA0541 | 1061979-1 | RELAY, BACKUP SYSTEM RESET | LER,PNL,REAR
KA0542 | 1061979-1 | RELAY, STATION ESD PUSHBUTTON^(LER) | LER,PNL,REAR
KA0543 | 1061979-1 | RELAY, STATION ESD PUSHBUTTON^(LER) | LER,PNL,REAR
PEG0260 | 232941-200 | BUS BAR, POWER EARTH GROUNDING | LER,PNL,REAR
QS1032 | 1126803 | CIRCUIT BREAKER, DOUBLE POLE - RAIL MOUNTABLE | LER,PNL,REAR
QS1033 | 1126803 | CIRCUIT BREAKER, DOUBLE POLE - RAIL MOUNTABLE | LER,PNL,REAR
RR0251 | 981090C1 | RESISTOR, 3.01K OHM | LER,PNL,REAR
RR0252 | 981089C1 | RESISTOR, 1.0K OHM | LER,PNL,REAR
UJ1032 | 1286570-1 | POWER CONVERTER, AC/DC INPUT TO 28V DC OUTPUT | LER,PNL,REAR
UJ1033 | 1286570-1 | POWER CONVERTER, AC/DC INPUT TO 28V DC OUTPUT | LER,PNL,REAR
VD1032 | 2504354-1 | DUAL DIODE, REDUNDANT POWER | LER,PNL,REAR
XT0025 | 1066730-7,1066730-8,1067996-4 | TERMINAL BLOCK, SPRING, 4 CONDUCTOR,30-12 AWG (0.05-3.31 MM2),NON-IS | LER,PNL,REAR
XT0090 | 1066730-7,1066730-8,1067996-4 | TERMINAL BLOCK, SPRING, 4 CONDUCTOR,30-12 AWG (0.05-3.31 MM2),NON-IS | LER,PNL,REAR
XT0260 | 1066730-16,1066730-17,1066730-18 | TERMINAL STRIP, 2 CONDUCTOR | LER,PNL,REAR
XT0261 | 1066730-7,1066730-8 | TERMINAL BLOCK, SPRING, 4 CONDUCTOR,30-12 AWG (0.05-3.31 MM2),NON-IS | LER,PNL,REAR
XT0262 | 1066730-7,1066730-8 | TERMINAL BLOCK, SPRING, 4 CONDUCTOR,30-12 AWG (0.05-3.31 MM2),NON-IS | LER,PNL,REAR
XT1011 | 1066730-16,1066730-17,1066730-18 | TERMINAL STRIP, 2 CONDUCTOR | LER,PNL,REAR
XT1032 | 1066730-16 | TERMINAL STRIP, 2 CONDUCTOR | LER,PNL,REAR
XT1033 | 1066730-16 | TERMINAL STRIP, 2 CONDUCTOR | LER,PNL,REAR
BA0055 | 1271449-1 | MEDIA CONVERTER, ETHERNET-FIBER OPTIC | PANEL
BA0056 | 1271449-1 | MEDIA CONVERTER, ETHERNET-FIBER OPTIC | PANEL
BA0740-2 | 2956328-1 | SWITCH, ETHERNET, MOXA UNMANAGED 8 PORT | PANEL
BA0741-2 | 2956328-1 | SWITCH, ETHERNET, MOXA UNMANAGED 8 PORT | PANEL
FU0248 | 1043265-1,1043265-4 | FUSE, 5A | PANEL
FU0249 | 1043265-1,1043265-4 | FUSE, 5A | PANEL
FU0375 | 1043265-4 | FUSE, 5A | PANEL
VD0231 | 1066738-10 | DIODE, 15 pF | PANEL
VD0232 | 1066738-10 | DIODE, 15 pF | PANEL
VD0233 | 1066738-10 | DIODE, 15 pF | PANEL
VD0234 | 1066738-10 | DIODE, 15 pF | PANEL
VD0235 | 1066738-10 | DIODE, 15 pF | PANEL
VD0236 | 1066738-10 | DIODE, 15 pF | PANEL
VD0237 | 1066738-10 | DIODE, 15 pF | PANEL
VD0238 | 1066738-10 | DIODE, 15 pF | PANEL
VD0239 | 1066738-10 | DIODE, 15 pF | PANEL
VD0240 | 1066738-10 | DIODE, 15 pF | PANEL
VD0250 | 1066738-10 | DIODE, 15 pF | PANEL
VD0251 | 1066738-10 | DIODE, 15 pF | PANEL
VD0252 | 1066738-10 | DIODE, 15 pF | PANEL
VD0253 | 1066738-10 | DIODE, 15 pF | PANEL
VD0254 | 1066738-10 | DIODE, 15 pF | PANEL
VD0255 | 1066738-10 | DIODE, 15 pF | PANEL
VD0256 | 1066738-10 | DIODE, 15 pF | PANEL
VD0257 | 1066738-10 | DIODE, 15 pF | PANEL
VD0258 | 1066738-10 | DIODE, 15 pF | PANEL
VD0259 | 1066738-10 | DIODE, 15 pF | PANEL
VD0260 | 1066738-10 | DIODE, 15 pF | PANEL
VD0261 | 1066738-10 | DIODE, 15 pF | PANEL
VD0262 | 1066738-10 | DIODE, 15 pF | PANEL
VD0263 | 1066738-10 | DIODE, 15 pF | PANEL
VD0264 | 1066738-10 | DIODE, 15 pF | PANEL
VD0265 | 1066738-10 | DIODE, 15 pF | PANEL
VD0267 | 1066738-10 | DIODE, 15 pF | PANEL
VD0268 | 1066738-10 | DIODE, 15 pF | PANEL
VD0269 | 1066738-10 | DIODE, 15 pF | PANEL
VD0271 | 1066738-10 | DIODE, 15 pF | PANEL
VD0272 | 1066738-10 | DIODE, 15 pF | PANEL
VD0273 | 1066738-10 | DIODE, 15 pF | PANEL
VD0274 | 1066738-10 | DIODE, 15 pF | PANEL
VD0283 | 1066738-10 | DIODE, 15 pF | PANEL
VD0284 | 1066738-10 | DIODE, 15 pF | PANEL
VD0310 | 1066738-10 | DIODE, 15 pF | PANEL
VD0311 | 1066738-10 | DIODE, 15 pF | PANEL
VD0312 | 1066738-10 | DIODE, 15 pF | PANEL
VD0381 | 1066738-10 | DIODE, 15 pF | PANEL
VD0382 | 1066738-10 | DIODE, 15 pF | PANEL
VD0383 | 1066738-10 | DIODE, 15 pF | PANEL
VD0384 | 1066738-10 | DIODE, 15 pF | PANEL
VD0385 | 1066738-10 | DIODE, 15 pF | PANEL
VD0386 | 1066738-10 | DIODE, 15 pF | PANEL
VD0387 | 1066738-10 | DIODE, 15 pF | PANEL
VD0389 | 1066738-10 | DIODE, 15 pF | PANEL
VD0390 | 1066738-10 | DIODE, 15 pF | PANEL
VD0391 | 1066738-10 | DIODE, 15 pF | PANEL
VD0392 | 1066738-10 | DIODE, 15 pF | PANEL
VD0393 | 1066738-10 | DIODE, 15 pF | PANEL
VD0394 | 1066738-10 | DIODE, 15 pF | PANEL
VD1120 | 1066738-10 | DIODE, 15 pF | PANEL
VD1121 | 1066738-10 | DIODE, 15 pF | PANEL
VD1122 | 1066738-10 | DIODE, 15 pF | PANEL
VD1126 | 1066738-10 | DIODE, 15 pF | PANEL
VD1130 | 1066738-10 | DIODE, 15 pF | PANEL
VD1132 | 1066738-10 | DIODE, 15 pF | PANEL
VD1140 | 1066738-10 | DIODE, 15 pF | PANEL
VD1142 | 1066738-10 | DIODE, 15 pF | PANEL
VD1143 | 1066738-10 | DIODE, 15 pF | PANEL
VD1144 | 1066738-10 | DIODE, 15 pF | PANEL
VD1145 | 1066738-10 | DIODE, 15 pF | PANEL
AF0031 | 2684693-48,2684693-51 | 5094-IB32XT, 32 DISCRETE INPUT | SCS 2 PNL
AF0032 | 2684693-48,2684693-51 | 5094-IB32XT, 32 DISCRETE INPUT | SCS 2 PNL
AF0033 | 2684693-49,2684693-52 | 5094-OB32XT, 32 DISCRETE OUTPUT | SCS 2 PNL
AF0034 | 2684693-49,2684693-52 | 5094-OB32XT, 32 DISCRETE OUTPUT | SCS 2 PNL
AU0030 | 2684693-22 | 5094-AENTRXT, FLEX 5000 I/O | SCS 2 PNL
FU0030 | 1043265-1,1043265-5 | FUSE, 10A | SCS 2 PNL
FU0033 | 1043265-1,1043265-5 | FUSE, 10A | SCS 2 PNL
FU0034 | 1043265-1,1043265-5 | FUSE, 10A | SCS 2 PNL
FU0035 | 1043265-1,1043265-5 | FUSE, 10A | SCS 2 PNL
GR0361 | 903849C1 | RAIL GROUND, DIN RAIL GROUNDING | SCS 2 PNL
GR0362 | 903849C1 | RAIL GROUND, DIN RAIL GROUNDING | SCS 2 PNL
HL4141 | 964903C1 | LIGHT, STARTING, WHITE | SCS 2 PNL
HL4142 | 964903C1 | LIGHT, STARTING, WHITE | SCS 2 PNL
HL4591 | 964903C1 | LIGHT, ON LOAD, WHITE | SCS 2 PNL
HL4592 | 964903C1 | LIGHT, ON LOAD, WHITE | SCS 2 PNL
HL4731 | 964903C1 | LIGHT, ALARM SUMMARY, AMBER | SCS 2 PNL
HL4732 | 964903C1 | LIGHT, ALARM SUMMARY, AMBER | SCS 2 PNL
HL4751 | 964903C1 | LIGHT, SHUTDOWN SUMMARY, RED | SCS 2 PNL
HL4752 | 964903C1 | LIGHT, SHUTDOWN SUMMARY, RED | SCS 2 PNL
HL4771 | 964903C1 | LIGHT, READY, GREEN | SCS 2 PNL
HL4772 | 964903C1 | LIGHT, READY, GREEN | SCS 2 PNL
HL5141 | 964903C1 | LIGHT, STARTING, WHITE | SCS 2 PNL
HL5142 | 964903C1 | LIGHT, STARTING, WHITE | SCS 2 PNL
HL5591 | 964903C1 | LIGHT, ON LOAD, WHITE | SCS 2 PNL
HL5592 | 964903C1 | LIGHT, ON LOAD, WHITE | SCS 2 PNL
HL5731 | 964903C1 | LIGHT, ALARM SUMMARY, AMBER | SCS 2 PNL
HL5732 | 964903C1 | LIGHT, ALARM SUMMARY, AMBER | SCS 2 PNL
HL5751 | 964903C1 | LIGHT, SHUTDOWN SUMMARY, RED | SCS 2 PNL
HL5752 | 964903C1 | LIGHT, SHUTDOWN SUMMARY, RED | SCS 2 PNL
HL5771 | 964903C1 | LIGHT, READY, GREEN | SCS 2 PNL
HL5772 | 964903C1 | LIGHT, READY, GREEN | SCS 2 PNL
HL6141 | 964903C1 | LIGHT, STARTING, WHITE | SCS 2 PNL
HL6142 | 964903C1 | LIGHT, STARTING, WHITE | SCS 2 PNL
HL6591 | 964903C1 | LIGHT, ON LOAD, WHITE | SCS 2 PNL
HL6592 | 964903C1 | LIGHT, ON LOAD, WHITE | SCS 2 PNL
HL6731 | 964903C1 | LIGHT, ALARM SUMMARY, AMBER | SCS 2 PNL
HL6732 | 964903C1 | LIGHT, ALARM SUMMARY, AMBER | SCS 2 PNL
HL6751 | 964903C1 | LIGHT, SHUTDOWN SUMMARY, RED | SCS 2 PNL
HL6752 | 964903C1 | LIGHT, SHUTDOWN SUMMARY, RED | SCS 2 PNL
HL6771 | 964903C1 | LIGHT, READY, GREEN | SCS 2 PNL
HL6772 | 964903C1 | LIGHT, READY, GREEN | SCS 2 PNL
SB4101 | 964901C1 | PUSHBUTTON SWITCH, UNIT A START | SCS 2 PNL
SB4102 | 964901C1 | PUSHBUTTON SWITCH, UNIT B START | SCS 2 PNL
SB4111 | 964901C1 | PUSHBUTTON SWITCH, UNIT A NORMAL STOP | SCS 2 PNL
SB4112 | 964901C1 | PUSHBUTTON SWITCH, UNIT B NORMAL STOP | SCS 2 PNL
SB4141 | 964901C1 | PUSHBUTTON SWITCH, UNIT A RESET | SCS 2 PNL
SB4142 | 964901C1 | PUSHBUTTON SWITCH, UNIT B RESET | SCS 2 PNL
SB4541 | 964901C1 | PUSHBUTTON SWITCH, UNIT A INCREASE | SCS 2 PNL
SB4542 | 964901C1 | PUSHBUTTON SWITCH, UNIT B INCREASE | SCS 2 PNL
SB4551 | 964901C1 | PUSHBUTTON SWITCH, UNIT A DECREASE | SCS 2 PNL
SB4552 | 964901C1 | PUSHBUTTON SWITCH, UNIT B DECREASE | SCS 2 PNL
SB5101 | 964901C1 | PUSHBUTTON SWITCH, UNIT A START | SCS 2 PNL
SB5102 | 964901C1 | PUSHBUTTON SWITCH, UNIT B START | SCS 2 PNL
SB5111 | 964901C1 | PUSHBUTTON SWITCH, UNIT A NORMAL STOP | SCS 2 PNL
SB5112 | 964901C1 | PUSHBUTTON SWITCH, UNIT B NORMAL STOP | SCS 2 PNL
SB5141 | 964901C1 | PUSHBUTTON SWITCH, UNIT A RESET | SCS 2 PNL
SB5142 | 964901C1 | PUSHBUTTON SWITCH, UNIT B RESET | SCS 2 PNL
SB5541 | 964901C1 | PUSHBUTTON SWITCH, UNIT A INCREASE | SCS 2 PNL
SB5542 | 964901C1 | PUSHBUTTON SWITCH, UNIT B INCREASE | SCS 2 PNL
SB5551 | 964901C1 | PUSHBUTTON SWITCH, UNIT A DECREASE | SCS 2 PNL
SB5552 | 964901C1 | PUSHBUTTON SWITCH, UNIT B DECREASE | SCS 2 PNL
SB6101 | 964901C1 | PUSHBUTTON SWITCH, UNIT A START | SCS 2 PNL
SB6102 | 964901C1 | PUSHBUTTON SWITCH, UNIT B START | SCS 2 PNL
SB6111 | 964901C1 | PUSHBUTTON SWITCH, UNIT A NORMAL STOP | SCS 2 PNL
SB6112 | 964901C1 | PUSHBUTTON SWITCH, UNIT B NORMAL STOP | SCS 2 PNL
SB6141 | 964901C1 | PUSHBUTTON SWITCH, UNIT A RESET | SCS 2 PNL
SB6142 | 964901C1 | PUSHBUTTON SWITCH, UNIT B RESET | SCS 2 PNL
SB6541 | 964901C1 | PUSHBUTTON SWITCH, UNIT A INCREASE | SCS 2 PNL
SB6542 | 964901C1 | PUSHBUTTON SWITCH, UNIT B INCREASE | SCS 2 PNL
SB6551 | 964901C1 | PUSHBUTTON SWITCH, UNIT A DECREASE | SCS 2 PNL
SB6552 | 964901C1 | PUSHBUTTON SWITCH, UNIT B DECREASE | SCS 2 PNL
XT0030 | 1066730-7 | TERMINAL BLOCK, SPRING, 4 CONDUCTOR,30-12 AWG (0.05-3.31 MM2),NON-IS | SCS 2 PNL
EL0275 | 1022899 | LIGHT, LED, WHITE | SCS 2-BAY DR
HA0273 | 1113568-200 | HORN, ACOUSTIC DEVICE | SCS 2-BAY DR
ZS0275 | 1113474-1 | LIMIT SWITCH, CONSOLE DOOR OPEN | SCS 2-BAY DR
GR0161 | 903849C1 | RAIL GROUND, DIN RAIL GROUNDING | SCS BLNK PNL,LEFT
GR0162 | 903849C1 | RAIL GROUND, DIN RAIL GROUNDING | SCS BLNK PNL,LEFT
GR0163 | 903849C1 | RAIL GROUND, DIN RAIL GROUNDING | SCS BLNK PNL,LEFT
BA0004 | 1271449-1 | MEDIA CONVERTER, ETHERNET-FIBER OPTIC | SCS MONITOR MEDIA
BA0005 | 1271449-1 | MEDIA CONVERTER, ETHERNET-FIBER OPTIC | SCS MONITOR MEDIA
BA0006 | 1271449-1 | MEDIA CONVERTER, ETHERNET-FIBER OPTIC | SCS MONITOR MEDIA
BA0007 | 1271449-1 | MEDIA CONVERTER, ETHERNET-FIBER OPTIC | SCS MONITOR MEDIA
BA0008 | 1271449-1 | MEDIA CONVERTER, ETHERNET-FIBER OPTIC | SCS MONITOR MEDIA
BA0009 | 1271449-1 | MEDIA CONVERTER, ETHERNET-FIBER OPTIC | SCS MONITOR MEDIA
BA0010 | 1271449-1 | MEDIA CONVERTER, ETHERNET-FIBER OPTIC | SCS MONITOR MEDIA
BA0011 | 1271449-1 | MEDIA CONVERTER, ETHERNET-FIBER OPTIC | SCS MONITOR MEDIA
BA0012 | 1271449-1 | MEDIA CONVERTER, ETHERNET-FIBER OPTIC | SCS MONITOR MEDIA
BA0013 | 1271449-1 | MEDIA CONVERTER, ETHERNET-FIBER OPTIC | SCS MONITOR MEDIA
BA0014 | 1271449-1 | MEDIA CONVERTER, ETHERNET-FIBER OPTIC | SCS MONITOR MEDIA
BA0015 | 1271449-1 | MEDIA CONVERTER, ETHERNET-FIBER OPTIC | SCS MONITOR MEDIA
BA0710 | 6021900-1 | ETHERNET SWITCH, 15 10/100 BASET(X) PORTS (RJ45 CONNECTORS) | SCS MONITOR MEDIA
BA0711 | 1948791-1 | SWITCH, ETHERNET, MOXA UNMANAGED 8 PORT | SCS MONITOR MEDIA
FU0110 | 1043265-1,1043265-4,1066730-7,1066730-8,1067996-4 | TERMINAL BLOCK, SPRING, 4 CONDUCTOR,30-12 AWG (0.05-3.31 MM2),NON-IS | SCS MONITOR MEDIA
FU0111 | 1043265-1,1043265-4,1066730-7,1066730-8,1067996-4 | TERMINAL BLOCK, SPRING, 4 CONDUCTOR,30-12 AWG (0.05-3.31 MM2),NON-IS | SCS MONITOR MEDIA
FU0112 | 1043265-1,1043265-4,1066730-7,1066730-8,1067996-4 | TERMINAL BLOCK, SPRING, 4 CONDUCTOR,30-12 AWG (0.05-3.31 MM2),NON-IS | SCS MONITOR MEDIA
FU0113 | 1043265-1,1043265-4,1066730-7,1066730-8,1067996-4 | TERMINAL BLOCK, SPRING, 4 CONDUCTOR,30-12 AWG (0.05-3.31 MM2),NON-IS | SCS MONITOR MEDIA
FU0114 | 1043265-1,1043265-4 | FUSE, 5A | SCS MONITOR MEDIA
FU0115 | 1043265-1,1043265-4 | FUSE, 5A | SCS MONITOR MEDIA
FU0400 | 1043265-1,1043265-7 | FUSE, 20A | SCS MONITOR MEDIA
FU0710 | 1043265-1,1043265-4 | FUSE, 5A | SCS MONITOR MEDIA
GR0120 | 903849C1 | RAIL GROUND, DIN RAIL GROUNDING | SCS MONITOR MEDIA
GR0121 | 903849C1 | RAIL GROUND, DIN RAIL GROUNDING | SCS MONITOR MEDIA
GR0122 | 903849C1 | RAIL GROUND, DIN RAIL GROUNDING | SCS MONITOR MEDIA
GR0123 | 903849C1 | RAIL GROUND, DIN RAIL GROUNDING | SCS MONITOR MEDIA
XT0130 | 1066730-7,1066730-8,1067996-4 | TERMINAL BLOCK, SPRING, 4 CONDUCTOR,30-12 AWG (0.05-3.31 MM2),NON-IS | SCS MONITOR MEDIA
XT0275 | 1066730-7,1066730-8,1067996-4 | TERMINAL BLOCK, SPRING, 4 CONDUCTOR,30-12 AWG (0.05-3.31 MM2),NON-IS | SCS MONITOR MEDIA
AP0601 | 1089241-20 | MODULE, BLANK FILLER | SCS PLC
AP0602 | 1089241-40 | 1756-EN2TRXT, ETHERNET | SCS PLC
AP0603 | 1089241-45 | 1756-EN4TRXT, ETHERNET | SCS PLC
AP0604 | 1089241-45 | 1756-EN4TRXT, ETHERNET | SCS PLC
AP0605 | 1089241-40 | 1756-EN2TRXT, ETHERNET | SCS PLC
AP0606 | 1089241-35 | REDUNDANCY MODULE, 1756-RM2XT | SCS PLC
AP0701 | 1089241-20 | MODULE, BLANK FILLER | SCS PLC
AP0702 | 1089241-40 | 1756-EN2TRXT, ETHERNET | SCS PLC
AP0703 | 1089241-45 | 1756-EN4TRXT, ETHERNET | SCS PLC
AP0704 | 1089241-45 | 1756-EN4TRXT, ETHERNET | SCS PLC
AP0705 | 1089241-20,1089241-40 | 1756-EN2TRXT, ETHERNET | SCS PLC
AP0706 | 1089241-35 | REDUNDANCY MODULE, 1756-RM2XT | SCS PLC
AR0600 | 1089241-29 | RACK CHASSIS, 1756-A7XT (7 SLOT) | SCS PLC
AR0700 | 1089241-29 | RACK CHASSIS, 1756-A7XT (7 SLOT) | SCS PLC
AT0600 | 1089241-43 | 1756-L83EXTS, CONTROLLER^GUARDLOGIX | SCS PLC
AT0680 | 1337728-10,1634974-100 | SWITCH, ETAP, DLR INTERFACE | SCS PLC
AT0700 | 1089241-43 | 1756-L83EXTS, CONTROLLER^GUARDLOGIX | SCS PLC
BA0606 | 1337728-10 | SWITCH, ETAP, DLR INTERFACE | SCS PLC
BA0706 | 1337728-10,1634974-100 | GATEWAY MODULE, TURBOTRONIC GATEWAY | SCS PLC
BA0720 | 6021900-1 | ETHERNET SWITCH, 15 10/100 BASET(X) PORTS (RJ45 CONNECTORS) | SCS PLC
BA0721 | 6021900-1 | ETHERNET SWITCH, 15 10/100 BASET(X) PORTS (RJ45 CONNECTORS) | SCS PLC
BA0740 | 6021900-1 | ETHERNET SWITCH, 15 10/100 BASET(X) PORTS (RJ45 CONNECTORS) | SCS PLC
BA0741 | 6021900-1 | ETHERNET SWITCH, 15 10/100 BASET(X) PORTS (RJ45 CONNECTORS) | SCS PLC
FU0606 | 1043265-1,1043265-3 | FUSE, 2A | SCS PLC
FU0680 | 1043265-1,1043265-4 | FUSE, 5A | SCS PLC
FU0706 | 1043265-1,1043265-3 | FUSE, 2A | SCS PLC
GR0141 | 903849C1 | RAIL GROUND, DIN RAIL GROUNDING | SCS PLC
GR0142 | 903849C1 | RAIL GROUND, DIN RAIL GROUNDING | SCS PLC
UV0600 | 1089241-28 | POWER SUPPLY, RSLOGIX CHASSIS | SCS PLC
UV0700 | 1089241-28 | POWER SUPPLY, RSLOGIX CHASSIS | SCS PLC
XT0680 | 1066730-7 | TERMINAL BLOCK, SPRING, 4 CONDUCTOR,30-12 AWG (0.05-3.31 MM2),NON-IS | SCS PLC
AF0021 | 2684693-48,2684693-51 | 5094-IB32XT, 32 DISCRETE INPUT | SCS PNL 1
AF0022 | 2684693-48,2684693-51 | 5094-IB32XT, 32 DISCRETE INPUT | SCS PNL 1
AF0023 | 2684693-49,2684693-52 | 5094-OB32XT, 32 DISCRETE OUTPUT | SCS PNL 1
AF0024 | 2684693-49,2684693-52 | 5094-OB32XT, 32 DISCRETE OUTPUT | SCS PNL 1
AU0020 | 2684693-22 | 5094-AENTRXT, FLEX 5000 I/O | SCS PNL 1
FU0020 | 1043265-1,1043265-5 | FUSE, 10A | SCS PNL 1
FU0023 | 1043265-1,1043265-5 | FUSE, 10A | SCS PNL 1
FU0024 | 1043265-1,1043265-5 | FUSE, 10A | SCS PNL 1
FU0025 | 1043265-1,1043265-5 | FUSE, 10A | SCS PNL 1
GR0261 | 903849C1 | RAIL GROUND, DIN RAIL GROUNDING | SCS PNL 1
GR0262 | 903849C1 | RAIL GROUND, DIN RAIL GROUNDING | SCS PNL 1
HL1141 | 964903C1 | LIGHT, STARTING, WHITE | SCS PNL 1
HL1142 | 964903C1 | LIGHT, STARTING, WHITE | SCS PNL 1
HL1591 | 964903C1 | LIGHT, ON LOAD, WHITE | SCS PNL 1
HL1592 | 964903C1 | LIGHT, ON LOAD, WHITE | SCS PNL 1
HL1731 | 964903C1 | LIGHT, ALARM SUMMARY, AMBER | SCS PNL 1
HL1732 | 964903C1 | LIGHT, ALARM SUMMARY, AMBER | SCS PNL 1
HL1751 | 964903C1 | LIGHT, SHUTDOWN SUMMARY, RED | SCS PNL 1
HL1752 | 964903C1 | LIGHT, SHUTDOWN SUMMARY, RED | SCS PNL 1
HL1771 | 964903C1 | LIGHT, READY, GREEN | SCS PNL 1
HL1772 | 964903C1 | LIGHT, READY, GREEN | SCS PNL 1
HL2141 | 964903C1 | LIGHT, STARTING, WHITE | SCS PNL 1
HL2142 | 964903C1 | LIGHT, STARTING, WHITE | SCS PNL 1
HL2591 | 964903C1 | LIGHT, ON LOAD, WHITE | SCS PNL 1
HL2592 | 964903C1 | LIGHT, ON LOAD, WHITE | SCS PNL 1
HL2731 | 964903C1 | LIGHT, ALARM SUMMARY, AMBER | SCS PNL 1
HL2732 | 964903C1 | LIGHT, ALARM SUMMARY, AMBER | SCS PNL 1
HL2751 | 964903C1 | LIGHT, SHUTDOWN SUMMARY, RED | SCS PNL 1
HL2752 | 964903C1 | LIGHT, SHUTDOWN SUMMARY, RED | SCS PNL 1
HL2771 | 964903C1 | LIGHT, READY, GREEN | SCS PNL 1
HL2772 | 964903C1 | LIGHT, READY, GREEN | SCS PNL 1
HL3141 | 964903C1 | LIGHT, STARTING, WHITE | SCS PNL 1
HL3142 | 964903C1 | LIGHT, STARTING, WHITE | SCS PNL 1
HL3591 | 964903C1 | LIGHT, ON LOAD, WHITE | SCS PNL 1
HL3592 | 964903C1 | LIGHT, ON LOAD, WHITE | SCS PNL 1
HL3731 | 964903C1 | LIGHT, ALARM SUMMARY, AMBER | SCS PNL 1
HL3732 | 964903C1 | LIGHT, ALARM SUMMARY, AMBER | SCS PNL 1
HL3751 | 964903C1 | LIGHT, SHUTDOWN SUMMARY, RED | SCS PNL 1
HL3752 | 964903C1 | LIGHT, SHUTDOWN SUMMARY, RED | SCS PNL 1
HL3771 | 964903C1 | LIGHT, READY, GREEN | SCS PNL 1
HL3772 | 964903C1 | LIGHT, READY, GREEN | SCS PNL 1
SA0500 | 2380746-5 | SELECTOR SWITCH, OFF/LOCAL/CUSTOMER | SCS PNL 1
SB0400 | 2380746-4 | PUSHBUTTON SWITCH, STATION EMERGENCY STOP | SCS PNL 1
SB0401 | 1035040-15 | SWITCH, HORN SILENCE | SCS PNL 1
SB0402 | 1035040-12 | SWITCH, ACKNOWLEDGE | SCS PNL 1
SB0403 | 2380746-13 | PUSHBUTTON SWITCH, RESET | SCS PNL 1
SB1101 | 964901C1 | PUSHBUTTON SWITCH, UNIT A START | SCS PNL 1
SB1102 | 964901C1 | PUSHBUTTON SWITCH, UNIT B START | SCS PNL 1
SB1111 | 964901C1 | PUSHBUTTON SWITCH, UNIT A NORMAL STOP | SCS PNL 1
SB1112 | 964901C1 | PUSHBUTTON SWITCH, UNIT B NORMAL STOP | SCS PNL 1
SB1141 | 964901C1 | PUSHBUTTON SWITCH, UNIT A RESET | SCS PNL 1
SB1142 | 964901C1 | PUSHBUTTON SWITCH, UNIT B RESET | SCS PNL 1
SB1541 | 964901C1 | PUSHBUTTON SWITCH, UNIT A INCREASE | SCS PNL 1
SB1542 | 964901C1 | PUSHBUTTON SWITCH, UNIT B INCREASE | SCS PNL 1
SB1551 | 964901C1 | PUSHBUTTON SWITCH, UNIT A DECREASE | SCS PNL 1
SB1552 | 964901C1 | PUSHBUTTON SWITCH, UNIT B DECREASE | SCS PNL 1
SB2101 | 964901C1 | PUSHBUTTON SWITCH, UNIT A START | SCS PNL 1
SB2102 | 964901C1 | PUSHBUTTON SWITCH, UNIT B START | SCS PNL 1
SB2111 | 964901C1 | PUSHBUTTON SWITCH, UNIT A NORMAL STOP | SCS PNL 1
SB2112 | 964901C1 | PUSHBUTTON SWITCH, UNIT B NORMAL STOP | SCS PNL 1
SB2141 | 964901C1 | PUSHBUTTON SWITCH, UNIT A RESET | SCS PNL 1
SB2142 | 964901C1 | PUSHBUTTON SWITCH, UNIT B RESET | SCS PNL 1
SB2541 | 964901C1 | PUSHBUTTON SWITCH, UNIT A INCREASE | SCS PNL 1
SB2542 | 964901C1 | PUSHBUTTON SWITCH, UNIT B INCREASE | SCS PNL 1
SB2551 | 964901C1 | PUSHBUTTON SWITCH, UNIT A DECREASE | SCS PNL 1
SB2552 | 964901C1 | PUSHBUTTON SWITCH, UNIT B DECREASE | SCS PNL 1
SB3101 | 964901C1 | PUSHBUTTON SWITCH, UNIT A START | SCS PNL 1
SB3102 | 964901C1 | PUSHBUTTON SWITCH, UNIT B START | SCS PNL 1
SB3111 | 964901C1 | PUSHBUTTON SWITCH, UNIT A NORMAL STOP | SCS PNL 1
SB3112 | 964901C1 | PUSHBUTTON SWITCH, UNIT B NORMAL STOP | SCS PNL 1
SB3141 | 964901C1 | PUSHBUTTON SWITCH, UNIT A RESET | SCS PNL 1
SB3142 | 964901C1 | PUSHBUTTON SWITCH, UNIT B RESET | SCS PNL 1
SB3541 | 964901C1 | PUSHBUTTON SWITCH, UNIT A INCREASE | SCS PNL 1
SB3542 | 964901C1 | PUSHBUTTON SWITCH, UNIT B INCREASE | SCS PNL 1
SB3551 | 964901C1 | PUSHBUTTON SWITCH, UNIT A DECREASE | SCS PNL 1
SB3552 | 964901C1 | PUSHBUTTON SWITCH, UNIT B DECREASE | SCS PNL 1
SH0418 | 964902C1 | LIGHTED SWITCH, LAMP TEST | SCS PNL 1
WC0020 | 2684693-54 |  | SCS PNL 1
XT0020 | 1066730-7 | TERMINAL BLOCK, SPRING, 4 CONDUCTOR,30-12 AWG (0.05-3.31 MM2),NON-IS | SCS PNL 1
XT0137 | 1066730-4,1066730-7,1066730-8 | TERMINAL BLOCK, SPRING, 4 CONDUCTOR,30-12 AWG (0.05-3.31 MM2),NON-IS | SCS PNL 1
XT0208 | 1066730-9 | DIODE TERMINAL STRIP, 4 CONDUCTOR | SCS PNL 1