## Compare
UCP Wirelist Comparison
= deleted from latest version
Before Workbook: | S:\Legal Drawings\Drawings\4L131_INEOS-A\ELECTRICAL\Archive\B.2\4L131-UCPWiringList_B.2.xlsx | [6 empty] | Run Date: 4/6/2026 11:39 AM |  | = added to latest version
After Workbook: | S:\Legal Drawings\Drawings\4L131_INEOS-A\ELECTRICAL\Archive\B.3\4L131-UCPWiringList_B.3.xlsx | [8 empty] | = connection attribute changed
From | [6 empty] | To |  |  | Previous Field Values | Updated ? | Stamp
Device ID | Location | Cable (W) Conductor (SC) Jumper Clip (JC) | Wire No. | Wire ID | Gauge/Size | Page/ Zone | Device ID | Location | Page/ Zone
AU0080:L1 | CONTROL A | WC0009 | AU0090L2 | ENET | CABLE | 2.A4 | AU0090:L2 | CONTROL A | 2.A3
AF0083:J | CONTROL A | WC0080 | AF0083J | COMM | USB | 17.B3 | AF0084:P | CONTROL A | 17.B4
XT0002:1 | CONTROL A | JC | FU0136 | CLIP | --- | 9.A4 | XT0002:2 | CONTROL A | 9.A4
XT0002:10 | CONTROL A | JC | FU0136 | CLIP | --- | 9.C4 | XT0002:9 | CONTROL A | 9.C4
XT0002:2 | CONTROL A | JC | FU0136 | CLIP | --- | 9.A4 | XT0002:3 | CONTROL A | 9.A4
XT0002:3 | CONTROL A | JC | FU0136 | CLIP | --- | 9.A4 | XT0002:4 | CONTROL A | 9.A4
XT0002:4 | CONTROL A | JC | FU0136 | CLIP | --- | 9.A4 | XT0002:5 | CONTROL A | 9.B4
XT0002:5 | CONTROL A | JC | FU0136 | CLIP | --- | 9.B4 | XT0002:6 | CONTROL A | 9.B4
XT0002:6 | CONTROL A | JC | FU0136 | CLIP | --- | 9.B4 | XT0002:7 | CONTROL A | 9.B4
XT0002:7 | CONTROL A | JC | FU0136 | CLIP | --- | 9.B4 | XT0002:8 | CONTROL A | 9.B4
XT0002:8 | CONTROL A | JC | FU0136 | CLIP | --- | 9.B4 | XT0002:9 | CONTROL A | 9.C4
XT0003:1 | CONTROL A | JC | 0V | CLIP | --- | 9.A4 | XT0003:2 | CONTROL A | 9.A4
XT0003:10 | CONTROL A | JC | 0V | CLIP | --- | 9.C4 | XT0003:9 | CONTROL A | 9.C4
XT0003:2 | CONTROL A | JC | 0V | CLIP | --- | 9.A4 | XT0003:3 | CONTROL A | 9.A4
XT0003:3 | CONTROL A | JC | 0V | CLIP | --- | 9.A4 | XT0003:4 | CONTROL A | 9.B4
XT0003:4 | CONTROL A | JC | 0V | CLIP | --- | 9.B4 | XT0003:5 | CONTROL A | 9.B4
XT0003:5 | CONTROL A | JC | 0V | CLIP | --- | 9.B4 | XT0003:6 | CONTROL A | 9.B4
XT0003:6 | CONTROL A | JC | 0V | CLIP | --- | 9.B4 | XT0003:7 | CONTROL A | 9.B4
XT0003:7 | CONTROL A | JC | 0V | CLIP | --- | 9.B4 | XT0003:8 | CONTROL A | 9.C4
XT0003:8 | CONTROL A | JC | 0V | CLIP | --- | 9.C4 | XT0003:9 | CONTROL A | 9.C4
XT0012:1 | CONTROL A | JC | 523NEG | CLIP | --- | 10.C3 | XT0012:2 | CONTROL A | 10.C3
XT0012:2 | CONTROL A | JC | 523NEG | CLIP | --- | 10.C3 | XT0012:3 | CONTROL A | 10.C3
XT0012:3 | CONTROL A | JC | 523NEG | CLIP | --- | 10.C3 | XT0012:4 | CONTROL A | 10.C3
XT0080:1 | CONTROL A | JC | 0V | CLIP | --- | 17.A1 | XT0080:3 | CONTROL A | 17.D1
XT0080:3 | CONTROL A | JC | 0V | CLIP | --- | 17.D1 | XT0080:4 | CONTROL A | 17.D1
XT0080:4 | CONTROL A | JC | 0V | CLIP | --- | 17.D1 | XT0080:5 | CONTROL A | 17.D1
XT0080:6 | CONTROL A | JC | 0V | CLIP | --- | 18.A6 | XT0080:7 | CONTROL A | 19.A6
XT0080:7 | CONTROL A | JC | 0V | CLIP | --- | 19.A6 | XT0080:8 | CONTROL A | 20.A6
XT0080:8 | CONTROL A | JC | 0V | CLIP | --- | 20.A6 | XT0080:9 | CONTROL A | 21.A6
XT0081:1 | CONTROL A | JC | FU0139 | CLIP | --- | 18.A2 | XT0081:2 | CONTROL A | 19.A2
XT0081:2 | CONTROL A | JC | FU0139 | CLIP | --- | 19.A2 | XT0081:3 | CONTROL A | 20.A2
XT0081:3 | CONTROL A | JC | FU0139 | CLIP | --- | 20.A2 | XT0081:4 | CONTROL A | 21.A3
XT0081:4 | CONTROL A | JC | FU0139 | CLIP | --- | 21.A3 | XT0081:5 | CONTROL A | 21.A3
XT0081:5 | CONTROL A | JC | FU0139 | CLIP | --- | 21.A3 | XT0081:6 | CONTROL A | 21.A3
XT0082:1 | CONTROL A | JC | 0V | CLIP | --- | 16.A1 | XT0082:2 | CONTROL A | 16.A1
XT0082:2 | CONTROL A | JC | 0V | CLIP | --- | 16.A1 | XT0082:3 | CONTROL A | 16.B1
XT0082:3 | CONTROL A | JC | 0V | CLIP | --- | 16.B1 | XT0082:4 | CONTROL A | 16.B1
XT0082:4 | CONTROL A | JC | 0V | CLIP | --- | 16.B1 | XT0082:5 | CONTROL A | 16.B1
XT0089:6 | CONTROL A | JC | ESTOP | CLIP | --- | 21.D5 | XT0089:7 | CONTROL A | 21.D5
XT0089:8 | CONTROL A | JC | KA0131A1 | CLIP | --- | 23.D4 | XT0089:9 | CONTROL A | 23.D4
AF0081:00 | CONTROL A | SC | UA1200J21 | WHT | 20 | 15.D7 | XT0089:20 | CONTROL A | 15.D5
AF0081:01 | CONTROL A | SC | KA024314 | WHT | 20 | 20.D7 | KA0243:14 | CONTROL A | 20.D6
AF0081:02 | CONTROL A | SC | KA024514 | WHT | 20 | 20.D7 | KA0245:14 | CONTROL A | 20.D6
AF0081:03 | CONTROL A | SC | KA013014 | WHT | 20 | 15.C7 | KA0130:14 | CONTROL A | 15.D6
AF0081:07 | CONTROL A | SC | JP2 | VIO | 20 | 22.B6 | AF0081:39 | CONTROL A | 22.B6 |  | DELETED
AF0081:08 | CONTROL A | SC | KT014618 | WHT | 20 | 23.B6 | KT0146:18 | CONTROL A | 23.B2
AF0081:09 | CONTROL A | SC | KA023914 | WHT | 20 | 21.B6 | KA0239:14 | CONTROL A | 21.B5
AF0081:19 | CONTROL A | SC | UA1200J27 | WHT | 20 | 15.C7 | UA1200:J2-7 | CONTROL A | 15.B1
AF0081:24 | CONTROL A | SC | KA0131A2 | WHT | 20 | 23.B6 | KA0131:A2 | CONTROL A | 23.C5
AF0081:33 | CONTROL A | SC | KA024311 | WHT | 20 | 20.D7 | KA0243:11 | CONTROL A | 20.D6
AF0081:34 | CONTROL A | SC | KA024511 | WHT | 20 | 20.D7 | KA0245:11 | CONTROL A | 20.D6
AF0081:35 | CONTROL A | SC | KA0130A1 | WHT | 20 | 15.C7 | KA0130:A1 | CONTROL A | 15.C5
AF0081:40 | CONTROL A | SC | KA014124 | WHT | 20 | 23.B6 | KA0141:24 | CONTROL A | 23.B5
AF0081:41 | CONTROL A | SC | KA023911 | WHT | 20 | 21.B6 | KA0239:11 | CONTROL A | 21.B5
AF0081:COM | CONTROL A | SC | AF0081N | WHT | 16 | 17.A2 | AF0082:COM | CONTROL A | 17.B3
AF0081:COM | CONTROL A | SC | AU0080N | WHT | 16 | 17.A2 | AU0080:COM | CONTROL A | 17.A1
AF0081:J | CONTROL A | SC | * |  |  | 17.A2 | AF0082:P | CONTROL A | 17.B3
AF0081:V+ | CONTROL A | SC | AF0081P | WHT | 16 | 17.A2 | AF0082:V+ | CONTROL A | 17.B3
AF0081:V+ | CONTROL A | SC | AU0080P | WHT | 16 | 17.A2 | AU0080:V+ | CONTROL A | 17.A1
AF0082:COM | CONTROL A | SC | AF0082N | WHT | 16 | 17.B3 | AF0083:COM | CONTROL A | 17.B3
AF0082:J | CONTROL A | SC | * |  |  | 17.B3 | AF0083:P | CONTROL A | 17.B3
AF0082:V+ | CONTROL A | SC | AF0082P | WHT | 16 | 17.B3 | AF0083:V+ | CONTROL A | 17.B3
AF0083:COM | CONTROL A | SC | AF0083N | WHT | 16 | 17.B3 | AF0084:COM | CONTROL A | 17.B4
AF0083:SH | CONTROL A | SC | AF0083G | GRN | 14 | 17.B3 | AF0084:SH | CONTROL A | 17.B4
AF0083:SH | CONTROL A | SC | AU0080G | GRN | 14 | 17.B3 | AU0080:GND | CONTROL A | 17.A1
AF0083:V+ | CONTROL A | SC | AF0083P | WHT | 16 | 17.B3 | AF0084:V+ | CONTROL A | 17.B4
AF0084:COM | CONTROL A | SC | AF0084N | WHT | 16 | 17.B4 | AF0085:COM | CONTROL A | 17.B5
AF0084:J | CONTROL A | SC | * |  |  | 17.B4 | AF0085:P | CONTROL A | 17.B5
AF0084:SH | CONTROL A | SC | AF0084G | GRN | 14 | 17.B4 | AF0085:SH | CONTROL A | 17.B5
AF0084:V+ | CONTROL A | SC | AF0084P | WHT | 16 | 17.B4 | AF0085:V+ | CONTROL A | 17.B5
AF0085:COM | CONTROL A | SC | AF0085N | WHT | 16 | 17.B5 | AF0086:COM | CONTROL A | 17.B5
AF0085:J | CONTROL A | SC | * |  |  | 17.B5 | AF0086:P | CONTROL A | 17.B5
AF0085:SH | CONTROL A | SC | AF0085G | GRN | 14 | 17.B5 | AF0086:SH | CONTROL A | 17.B5
AF0085:V+ | CONTROL A | SC | AF0085P | WHT | 16 | 17.B5 | AF0086:V+ | CONTROL A | 17.B5
AF0086:12 | CONTROL A | SC | FT21082 | WHT | 20 | 82.C7 | XT0050:2 | CONTROL A | 82.C6
AF0086:28 | CONTROL A | SC | 0V | WHT | 14 | 82.C7 | XT0050:3 | CONTROL A | 82.C6
AF0086:60 | CONTROL A | SC | FT2108S | WHT | 20 | 82.C7 | XT0050:4 | CONTROL A | 82.C6
AF0086:COM | CONTROL A | SC | AF0086N | WHT | 16 | 17.B5 | AF0087:COM | CONTROL A | 17.B6
AF0086:J | CONTROL A | SC | * |  |  | 17.B5 | AF0087:P | CONTROL A | 17.B6
AF0086:SH | CONTROL A | SC | IEG00102 | GRN | 14 | 17.B5 | IEG0010:2 | CONTROL A | 17.C6 |  | ADDED
AF0086:V+ | CONTROL A | SC | AF0086P | WHT | 16 | 17.B5 | AF0087:V+ | CONTROL A | 17.B6
AF0087:09 | CONTROL A | SC | KA013112 | WHT | 20 | 19.C2 | KA0137:24 | CONTROL A | 19.C1
AF0087:11 | CONTROL A | SC | KA013624 | WHT | 20 | 18.D3 | KA0136:24 | CONTROL A | 18.D3
AF0087:43 | CONTROL A | SC | KA013621 | WHT | 20 | 18.D3 | KA0136:21 | CONTROL A | 18.D3
AF0091:07 | CONTROL A | SC | KA014114 | WHT | 20 | 23.A6 | KA0141:14 | CONTROL A | 23.A5
AF0091:09 | CONTROL A | SC | UJ0131OK2 | WHT | 20 | 10.B7 | UJ0131:OK2 | CONTROL A | 10.B4
AF0091:12 | CONTROL A | SC | KA0134A1 | WHT | 20 | 18.D5 | KA0134:A1 | CONTROL A | 18.D6
AF0091:39 | CONTROL A | SC | KA014111 | WHT | 20 | 23.A6 | KA0141:11 | CONTROL A | 23.A5
AF0091:41 | CONTROL A | SC | UJ0131OK1 | WHT | 20 | 10.B7 | UJ0131:OK1 | CONTROL A | 10.B4
AF0091:COM | CONTROL A | SC | AF0091N | WHT | 16 | 17.D2 | AF0094:COM | CONTROL A | 17.D4
AF0091:COM | CONTROL A | SC | AU0090N | WHT | 16 | 17.D2 | AU0090:COM | CONTROL A | 17.C2
AF0091:J | CONTROL A | SC | * |  |  | 17.D2 | AF0092:P | CONTROL A | 17.D3
AF0091:V+ | CONTROL A | SC | AF0091P | WHT | 16 | 17.D2 | AF0094:V+ | CONTROL A | 17.D4
AF0091:V+ | CONTROL A | SC | AU0090P | WHT | 16 | 17.D2 | AU0090:V+ | CONTROL A | 17.C2
AF0092:00 | CONTROL A | SC | KA3420A1 | WHT | 20 | 104.B7 | KA3420:A1 | CONTROL A | 104.B5
AF0092:02 | CONTROL A | SC | KA0133A1 | WHT | 20 | 18.B4 | KA0133:A1 | CONTROL A | 18.B6
AF0092:04 | CONTROL A | SC | KA2160A1 | WHT | 20 | 14.A6 | KA2160:A1 | CONTROL A | 14.A5
AF0092:06 | CONTROL A | SC | KA013114 | WHT | 20 | 19.C3 | KA0131:14 | CONTROL A | 19.C4
AF0092:07 | CONTROL A | SC | KA2161A1 | WHT | 20 | 14.A6 | KA2161:A1 | CONTROL A | 14.B5
AF0092:08 | CONTROL A | SC | KA3103A1 | WHT | 20 | 86.A6 | KA3103:A1 | CONTROL A | 86.A5
AF0092:12 | CONTROL A | SC | 009212 | WHT | 20 | 41.A6 | KA0875:A1 | CONTROL A | 41.A5
AF0092:16 | CONTROL A | SC | KA3420A2 | WHT | 20 | 104.B7 | KA3420:A2 | CONTROL A | 104.B5
AF0092:20 | CONTROL A | SC | KA2160A2 | WHT | 20 | 14.A6 | KA2160:A2 | CONTROL A | 14.A5
AF0092:23 | CONTROL A | SC | KA2161A2 | WHT | 20 | 14.A6 | KA2161:A2 | CONTROL A | 14.B5
AF0092:24 | CONTROL A | SC | KA3103A2 | WHT | 20 | 86.A6 | KA3103:A2 | CONTROL A | 86.A5
AF0092:45 | CONTROL A | SC | KA024022 | WHT | 20 | 38.C7 | KA0240:22 | CONTROL A | 38.C6
AF0092:COM | CONTROL A | SC | 0V | WHT | 16 | 17.D3 | XT0080:3 | CONTROL A | 17.D1 | Ga/Sz was: 20 | CHG
AF0092:J | CONTROL A | SC | * |  |  | 17.D3 | AF0093:P | CONTROL A | 17.D3
AF0092:V+ | CONTROL A | SC | FU0091 | WHT | 16 | 17.D3 | FU0091:LD | CONTROL A | 17.D1
AF0093:01 | CONTROL A | SC | KA3220A1 | WHT | 20 | 95.A7 | KA3220:A1 | CONTROL A | 95.B5
AF0093:17 | CONTROL A | SC | KA3220A2 | WHT | 20 | 95.A7 | KA3220:A2 | CONTROL A | 95.B5
AF0093:20 | CONTROL A | SC | 009320 | WHT | 20 | 118.A7 | KA6211:A2 | CONTROL A | 118.A6
AF0093:21 | CONTROL A | SC | 009321 | WHT | 20 | 119.C7 | KA6221:A2 | CONTROL A | 119.C6
AF0093:COM | CONTROL A | SC | 0V | WHT | 16 | 17.D3 | XT0080:4 | CONTROL A | 17.D1 | Wire ID was: GRN Ga/Sz was: 14 | CHG
AF0093:J | CONTROL A | SC | * |  |  | 17.D3 | AF0094:P | CONTROL A | 17.D4
AF0093:V+ | CONTROL A | SC | FU0092 | WHT | 16 | 17.D3 | FU0092:LD | CONTROL A | 17.D1
AF0094:04 | CONTROL A | SC | UJ0131VIN | WHT | 20 | 10.A7 | UJ0131:VIN | CONTROL A | 10.B4
AF0094:05 | CONTROL A | SC | 0V | WHT | 20 | 10.A7 | XT0082:5 | CONTROL A | 16.B1
AF0094:06 | CONTROL A | SC | UJ0131IOUT | WHT | 20 | 10.A7 | UJ0131:IOUT | CONTROL A | 10.B4
AF0094:07 | CONTROL A | SC | 0V | WHT | 20 | 10.A7 | XT0082:5 | CONTROL A | 16.B1
AF0094:J | CONTROL A | SC | * |  |  | 17.D4 | AF0095:P | CONTROL A | 17.D5
AF0094:SH | CONTROL A | SC | AU0090G | GRN | 14 | 17.D4 | AU0090:GND | CONTROL A | 17.C2
AF0094:SH | CONTROL A | SC | IEG00108 | GRN | 14 | 17.D4 | IEG0010:8 | CONTROL A | 17.D4
AF0095:COM | CONTROL A | SC | 0V | WHT | 16 | 17.D5 | XT0080:5 | CONTROL A | 17.D1 | Ga/Sz was: 20 | CHG
AF0095:V+ | CONTROL A | SC | FU0093 | WHT | 16 | 17.D5 | FU0093:LD | CONTROL A | 17.D1
AU0080:COM | CONTROL A | SC | 0V | WHT | 16 | 17.A1 | XT0080:1 | CONTROL A | 17.A1 | Ga/Sz was: 20 | CHG
AU0080:V+ | CONTROL A | SC | FU0081 | WHT | 16 | 17.A1 | FU0081:LD | CONTROL A | 17.B1
AU0090:COM | CONTROL A | SC | 0V | WHT | 16 | 17.C2 | XT0080:3 | CONTROL A | 17.D1 | Ga/Sz was: 20 | CHG
AU0090:V+ | CONTROL A | SC | FU0090 | WHT | 16 | 17.C2 | FU0090:LD | CONTROL A | 17.D1
FRAME | CONTROL A | SC | GR0131 | GRN/YEL | 14 | 7.A3 | GR0131: | CONTROL A | 7.A4
FRAME | CONTROL A | SC | GR0132 | GRN/YEL | 14 | 7.A3 | GR0132: | CONTROL A | 7.A4
FRAME | CONTROL A | SC | GR0135 | GRN/YEL | 14 | 7.A5 | GR0135: | CONTROL A | 7.A4
FRAME | CONTROL A | SC | UJ0131G | GRN/YEL | 12 | 10.B4 | UJ0131:G | CONTROL A | 10.B4
FU0011:LD | CONTROL A | SC | UJ0131P | WHT | 12 | 10.B3 | UJ0131:+ | CONTROL A | 10.B4
FU0012:LI | CONTROL A | SC | 523POS | --- | BUS | 10.B3 | FU0013:LI | CONTROL A | 10.B3
FU0012:LI | CONTROL A | SC | 523POS | --- | BUS | 10.B3 | XT0014:1 | CONTROL A | 10.B2
FU0013:LI | CONTROL A | SC | 523POS | --- | BUS | 10.B3 | FU0014:LI | CONTROL A | 10.B3
FU0014:LI | CONTROL A | SC | 523POS | --- | BUS | 10.B3 | FU0015:LI | CONTROL A | 10.B3
FU0015:LI | CONTROL A | SC | 523POS | --- | BUS | 10.B3 | FU0016:LI | CONTROL A | 10.C3
FU0016:LI | CONTROL A | SC | 523POS | --- | BUS | 10.C3 | FU0017:LI | CONTROL A | 10.C3
FU0017:LI | CONTROL A | SC | 523POS | --- | BUS | 10.C3 | FU0018:LI | CONTROL A | 10.C3
FU0080:LD | CONTROL A | SC | FU0080 | WHT | 14 | 16.A1 | FU0081:LI | CONTROL A | 17.B1
FU0080:LI | CONTROL A | SC | FU0137 | WHT | 12 | 16.A1 | FU0137:LD | CONTROL A | 16.A2
FU0080:LI | CONTROL A | SC | FU0137 | WHT | 12 | 16.A1 | FU0139:LI | CONTROL A | 16.A1
FU0081:LI | CONTROL A | SC | FU0080 | WHT | 14 | 17.B1 | FU0090:LI | CONTROL A | 17.D1
FU0090:LI | CONTROL A | SC | FU0080 | WHT | 14 | 17.D1 | FU0091:LI | CONTROL A | 17.D1
FU0091:LI | CONTROL A | SC | FU0080 | WHT | 14 | 17.D1 | FU0092:LI | CONTROL A | 17.D1
FU0092:LI | CONTROL A | SC | FU0080 | WHT | 14 | 17.D1 | FU0093:LI | CONTROL A | 17.D1
FU0093:LI | CONTROL A | SC | FU0080 | WHT | 14 | 17.D1 | FU0094:LI | CONTROL A | 17.D1
FU0136:LD | CONTROL A | SC | FU0136 | WHT | 10 | 9.A2 | XT0002:1 | CONTROL A | 9.A4
FU0136:LI | CONTROL A | SC | 24V | WHT | 10 | 9.A2 | UJ0131:OUT(+) | CONTROL A | 10.B4
FU0137:LI | CONTROL A | SC | FU0136 | WHT | 12 | 16.A2 | XT0002:2 | CONTROL A | 9.A4
FU0139:LD | CONTROL A | SC | FU0139 | WHT | 16 | 16.A1 | XT0081:1 | CONTROL A | 18.A2
FU0139:LI | CONTROL A | SC | FU0137 | WHT | 12 | 16.A1 | FU0387:LI | CONTROL A | 16.A1
FU0387:LI | CONTROL A | SC | FU0137 | WHT | 12 | 16.A1 | FU0388:LI | CONTROL A | 16.B1
FU0388:LD | CONTROL A | SC | FU0388 | WHT | 16 | 16.B1 | KA0138:14 | CONTROL A | 93.C5
FU0388:LI | CONTROL A | SC | FU0137 | WHT | 12 | 16.B1 | FU0389:LI | CONTROL A | 16.B1
FU0389:LD | CONTROL A | SC | FU0389 | WHT | 16 | 16.B1 | XT0089:21 | CONTROL A | 15.D5
GR0133: | CONTROL A | SC | IEG00106 | GRN | 14 | 7.A4 | IEG0010:6 | CONTROL A | 7.A5
GR0134: | CONTROL A | SC | IEG001013 | GRN | 14 | 7.A4 | IEG0010:13 | CONTROL A | 7.A5
IEG0010:12 | CONTROL A | SC | IEG001012 | GRN | 16 | 15.D2 | UA1200:J3-4 | CONTROL A | 15.B1
KA0130:11 | CONTROL A | SC | KA0130A1 | WHT | 20 | 15.D6 | KA0130:A1 | CONTROL A | 15.C5
KA0130:A2 | CONTROL A | SC | UA1200J26 | WHT | 20 | 15.C5 | UA1200:J2-6 | CONTROL A | 15.B1
KA0131:11 | CONTROL A | SC | KA0135A1 | WHT | 20 | 19.C4 | KA0135:A1 | CONTROL A | 19.C6
KA0131:12 | CONTROL A | SC | KA013112 | WHT | 20 | 19.C4 | KA0137:24 | CONTROL A | 19.C1
KA0131:A1 | CONTROL A | SC | KA0131A1 | WHT | 20 | 23.C5 | KA0132:A1 | CONTROL A | 23.C5
KA0131:A1 | CONTROL A | SC | KA0131A1 | WHT | 20 | 23.C5 | KA0242:14 | CONTROL A | 23.C3
KA0131:A2 | CONTROL A | SC | KA0131A2 | WHT | 20 | 23.C5 | KA0132:A2 | CONTROL A | 23.C5
KA0132:11 | CONTROL A | SC | FU0139 | WHT | 20 | 18.A1 | KA0133:11 | CONTROL A | 18.B1
KA0132:11 | CONTROL A | SC | FU0139 | WHT | 20 | 18.A1 | XT0081:1 | CONTROL A | 18.A2
KA0132:12 | CONTROL A | SC | KT014315 | WHT | 20 | 18.A1 | KA0133:12 | CONTROL A | 18.B1
KA0132:12 | CONTROL A | SC | KT014315 | WHT | 20 | 18.A1 | KT0142:A1 | CONTROL A | 18.A6
KA0132:21 | CONTROL A | SC | KA0138A1 | WHT | 20 | 18.C3 | KA0138:A1 | CONTROL A | 18.C6
KA0132:22 | CONTROL A | SC | KA013222 | WHT | 20 | 18.C3 | KT0141:18 | CONTROL A | 18.C2
KA0132:24 | CONTROL A | SC | KA013224 | WHT | 20 | 18.C3 | KA0134:14 | CONTROL A | 18.C1
KA0132:A1 | CONTROL A | SC | KA0131A1 | WHT | 20 | 23.C5 | KA0141:A1 | CONTROL A | 23.C5
KA0132:A2 | CONTROL A | SC | KA0131A2 | WHT | 20 | 23.C5 | KA0141:A2 | CONTROL A | 23.C5
KA0133:11 | CONTROL A | SC | FU0139 | WHT | 20 | 18.B1 | KT0144:A1 | CONTROL A | 18.B6
KA0133:A2 | CONTROL A | SC | 0V | WHT | 20 | 18.B6 | KA0136:A2 | CONTROL A | 18.C6
KA0133:A2 | CONTROL A | SC | 0V | WHT | 20 | 18.B6 | KT0144:A2 | CONTROL A | 18.B6
KA0134:11 | CONTROL A | SC | FU0139 | WHT | 20 | 18.C1 | KA0136:11 | CONTROL A | 18.B1
KA0134:11 | CONTROL A | SC | FU0139 | WHT | 20 | 18.C1 | KT0144:15 | CONTROL A | 18.C1
KA0134:A2 | CONTROL A | SC | 0V | WHT | 20 | 18.D6 | KT0143:A2 | CONTROL A | 18.D6
KA0135:A1 | CONTROL A | SC | KA0135A1 | WHT | 20 | 19.C6 | XT0089:23 | CONTROL A | 19.C5
KA0135:A2 | CONTROL A | SC | 0V | WHT | 20 | 19.C6 | KA0137:A2 | CONTROL A | 19.D6
KA0135:A2 | CONTROL A | SC | 0V | WHT | 20 | 19.C6 | KT0145:A2 | CONTROL A | 19.B6
KA0136:11 | CONTROL A | SC | FU0139 | WHT | 20 | 18.B1 | KT0144:A1 | CONTROL A | 18.B6
KA0136:14 | CONTROL A | SC | KA013821 | WHT | 20 | 18.B1 | KA0138:21 | CONTROL A | 18.B2
KA0136:A1 | CONTROL A | SC | PS32002 | WHT | 20 | 18.C6 | XT0089:14 | CONTROL A | 89.D5
KA0136:A2 | CONTROL A | SC | 0V | WHT | 20 | 18.C6 | KA0138:A2 | CONTROL A | 18.C6
KA0137:11 | CONTROL A | SC | FU0139 | WHT | 20 | 18.C1 | KT0140:15 | CONTROL A | 18.C1
KA0137:11 | CONTROL A | SC | FU0139 | WHT | 20 | 18.C1 | KT0144:15 | CONTROL A | 18.C1
KA0137:14 | CONTROL A | SC | KA013222 | WHT | 20 | 18.C1 | KT0141:18 | CONTROL A | 18.C2
KA0137:14 | CONTROL A | SC | KA013222 | WHT | 20 | 18.C1 | KT0144:18 | CONTROL A | 18.C1
KA0137:21 | CONTROL A | SC | FU0139 | WHT | 20 | 19.C1 | KA0244:11 | CONTROL A | 19.B1
KA0137:21 | CONTROL A | SC | FU0139 | WHT | 20 | 19.C1 | KT0142:15 | CONTROL A | 19.D1
KA0137:A1 | CONTROL A | SC | KA0137A1 | WHT | 20 | 19.D6 | KT0145:18 | CONTROL A | 19.D1
KA0138:11 | CONTROL A | SC | KM3170EP | WHT | 20 | 93.C5 | XT0081:8 | CONTROL A | 93.C5
KA0138:24 | CONTROL A | SC | KT0144B1 | WHT | 20 | 18.B2 | KT0144:B1 | CONTROL A | 18.B6
KA0138:A2 | CONTROL A | SC | 0V | WHT | 20 | 18.C6 | KT0143:A2 | CONTROL A | 18.D6
KA0141:21 | CONTROL A | SC | KT0146A1 | WHT | 20 | 23.B5 | KA0241:21 | CONTROL A | 23.A5
KA0141:21 | CONTROL A | SC | KT0146A1 | WHT | 20 | 23.B5 | KT0146:A1 | CONTROL A | 23.B4
KA0141:24 | CONTROL A | SC | KA014124 | WHT | 20 | 23.B5 | KA0241:24 | CONTROL A | 23.A5
KA0141:A1 | CONTROL A | SC | KA0131A1 | WHT | 20 | 23.C5 | KA0230:A1 | CONTROL A | 23.C5
KA0141:A2 | CONTROL A | SC | KA0131A2 | WHT | 20 | 23.C5 | KA0230:A2 | CONTROL A | 23.C5
KA0230:A1 | CONTROL A | SC | KA0131A1 | WHT | 20 | 23.C5 | KA0231:A1 | CONTROL A | 23.C5
KA0230:A2 | CONTROL A | SC | KA0131A2 | WHT | 20 | 23.C5 | KA0231:A2 | CONTROL A | 23.C5
KA0231:11 | CONTROL A | SC | KT014618 | WHT | 20 | 23.C3 | KA0242:11 | CONTROL A | 23.C3
KA0231:14 | CONTROL A | SC | KA0131A1 | WHT | 20 | 23.C3 | KA0242:14 | CONTROL A | 23.C3
KA0231:21 | CONTROL A | SC | KA024114 | WHT | 20 | 21.C2 | KA0241:14 | CONTROL A | 21.C2
KA0231:24 | CONTROL A | SC | KA023124 | WHT | 20 | 21.C2 | KA0245:21 | CONTROL A | 21.C3
KA0231:A1 | CONTROL A | SC | KA0131A1 | WHT | 20 | 23.C5 | KA0232:A1 | CONTROL A | 23.D5
KA0231:A2 | CONTROL A | SC | KA0131A2 | WHT | 20 | 23.C5 | KA0232:A2 | CONTROL A | 23.D5
KA0232:11 | CONTROL A | SC | HA047202 | WHT | 20 | 41.A5 | KA0875:11 | CONTROL A | 41.A5
KA0235:A1 | CONTROL A | SC | ESTOP | WHT | 20 | 21.C6 | KA0236:A1 | CONTROL A | 21.C6
KA0235:A1 | CONTROL A | SC | ESTOP | WHT | 20 | 21.C6 | XT0089:5 | CONTROL A | 22.C4
KA0235:A2 | CONTROL A | SC | 0V | WHT | 20 | 21.C6 | KA0236:A2 | CONTROL A | 21.C6
KA0235:A2 | CONTROL A | SC | 0V | WHT | 20 | 21.C6 | KA0242:A2 | CONTROL A | 21.B6
KA0236:11 | CONTROL A | SC | FU0139 | WHT | 20 | 21.A2 | XT0081:5 | CONTROL A | 21.A3
KA0236:21 | CONTROL A | SC | UA1200J21 | WHT | 20 | 21.C2 | KA0241:11 | CONTROL A | 21.C2
KA0236:24 | CONTROL A | SC | KA024114 | WHT | 20 | 21.C2 | KA0241:14 | CONTROL A | 21.C2
KA0236:A1 | CONTROL A | SC | ESTOP | WHT | 20 | 21.C6 | KA0237:A1 | CONTROL A | 21.C6
KA0236:A2 | CONTROL A | SC | 0V | WHT | 20 | 21.C6 | KA0237:A2 | CONTROL A | 21.C6
KA0237:A1 | CONTROL A | SC | ESTOP | WHT | 20 | 21.C6 | KA0239:A1 | CONTROL A | 21.C6
KA0237:A2 | CONTROL A | SC | 0V | WHT | 20 | 21.C6 | KA0239:A2 | CONTROL A | 21.C6
KA0239:22 | CONTROL A | SC | KA024224 | WHT | 20 | 15.C5 | KA0242:24 | CONTROL A | 15.C5
KA0239:A1 | CONTROL A | SC | ESTOP | WHT | 20 | 21.C6 | KA0240:A1 | CONTROL A | 21.C6
KA0239:A2 | CONTROL A | SC | 0V | WHT | 20 | 21.C6 | KA0240:A2 | CONTROL A | 21.C6
KA0240:11 | CONTROL A | SC | PS32004 | WHT | 20 | 89.D6 | XT0089:15 | CONTROL A | 89.D5
KA0240:14 | CONTROL A | SC | UF1300 | WHT | 20 | 89.D6 | XT0084:1 | CONTROL A | 89.D6
KA0241:11 | CONTROL A | SC | UA1200J21 | WHT | 20 | 21.C2 | XT0089:20 | CONTROL A | 15.D5
KA0241:A1 | CONTROL A | SC | KA0241A1 | WHT | 20 | 21.A6 | KA0242:A1 | CONTROL A | 21.B6
KA0241:A1 | CONTROL A | SC | KA0241A1 | WHT | 20 | 21.A6 | XT0081:7 | CONTROL A | 21.A3
KA0241:A2 | CONTROL A | SC | 0V | WHT | 20 | 21.A6 | KA0242:A2 | CONTROL A | 21.B6
KA0241:A2 | CONTROL A | SC | 0V | WHT | 20 | 21.A6 | XT0080:9 | CONTROL A | 21.A6
KA0242:11 | CONTROL A | SC | KT014618 | WHT | 20 | 23.C3 | KT0146:18 | CONTROL A | 23.B2
KA0243:21 | CONTROL A | SC | KA024524 | WHT | 20 | 21.C4 | KA0245:24 | CONTROL A | 21.C3
KA0243:24 | CONTROL A | SC | ESTOPD | WHT | 20 | 21.C4 | XT0089:1 | CONTROL A | 22.B4
KA0243:A1 | CONTROL A | SC | KA0243A1 | WHT | 20 | 20.A6 | KA0244:A1 | CONTROL A | 20.B6
KA0243:A1 | CONTROL A | SC | KA0243A1 | WHT | 20 | 20.A6 | XT0089:10 | CONTROL A | 20.A5
KA0243:A2 | CONTROL A | SC | 0V | WHT | 20 | 20.A6 | KA0244:A2 | CONTROL A | 20.B6
KA0243:A2 | CONTROL A | SC | 0V | WHT | 20 | 20.A6 | XT0080:8 | CONTROL A | 20.A6
KA0244:11 | CONTROL A | SC | FU0139 | WHT | 20 | 19.B1 | XT0081:2 | CONTROL A | 19.A2
KA0244:12 | CONTROL A | SC | KT0145A1 | WHT | 20 | 19.B1 | KT0145:A1 | CONTROL A | 19.B6
KA0244:A2 | CONTROL A | SC | 0V | WHT | 20 | 20.B6 | KA0245:A2 | CONTROL A | 20.C6
KA0245:A1 | CONTROL A | SC | KA0245A1 | WHT | 20 | 20.C6 | XT0089:11 | CONTROL A | 20.C5
KT0140:16 | CONTROL A | SC | KT014115 | WHT | 20 | 18.C1 | KT0141:15 | CONTROL A | 18.C2
KT0140:18 | CONTROL A | SC | KT0143A1 | WHT | 20 | 18.D1 | KT0143:A1 | CONTROL A | 18.D6
KT0140:A1 | CONTROL A | SC | KT0140A1 | WHT | 20 | 18.A6 | KT0143:16 | CONTROL A | 18.A5
KT0140:A2 | CONTROL A | SC | 0V | WHT | 20 | 18.A6 | KT0141:A2 | CONTROL A | 18.A6
KT0140:A2 | CONTROL A | SC | 0V | WHT | 20 | 18.A6 | XT0080:6 | CONTROL A | 18.A6
KT0141:A1 | CONTROL A | SC | KT014315 | WHT | 20 | 18.A6 | KT0142:A1 | CONTROL A | 18.A6
KT0141:A1 | CONTROL A | SC | KT014315 | WHT | 20 | 18.A6 | KT0143:15 | CONTROL A | 18.A5
KT0141:A2 | CONTROL A | SC | 0V | WHT | 20 | 18.A6 | KT0142:A2 | CONTROL A | 18.A6
KT0142:15 | CONTROL A | SC | FU0139 | WHT | 20 | 19.D1 | KT0145:15 | CONTROL A | 19.D1
KT0142:18 | CONTROL A | SC | KA0137A1 | WHT | 20 | 19.D1 | KT0145:18 | CONTROL A | 19.D1
KT0142:A2 | CONTROL A | SC | 0V | WHT | 20 | 18.A6 | KT0144:A2 | CONTROL A | 18.B6
KT0145:A2 | CONTROL A | SC | 0V | WHT | 20 | 19.B6 | XT0080:7 | CONTROL A | 19.A6
PEG0130:1 | CONTROL A | SC | 0V | GRN/YEL | 8 | 9.C5 | XT0003:10 | CONTROL A | 9.C4
RR0941:-3.01K OHM | CONTROL A | SC | FU0114 | LEAD | --- | 23.A2 | XT0089:17 | CONTROL A | 23.A2
RR0941:-3.01K OHM | CONTROL A | SC | 007405 | LEAD | --- | 23.A2 | XT0089:18 | CONTROL A | 23.A2
RR0942:-1.0K OHM | CONTROL A | SC | 007405 | LEAD | --- | 23.A2 | XT0089:18 | CONTROL A | 23.A2
RR0942:-1.0K OHM | CONTROL A | SC | 0V | LEAD | --- | 23.A2 | XT0089:19 | CONTROL A | 23.A2
UA1200:J1-10 | CONTROL A | SC | FU0389 | WHT | 20 | 15.B1 | XT0089:21 | CONTROL A | 15.D5
UA1200:J1-8 | CONTROL A | SC | UA1200J | WHT | 20 | 61.B6 | UA1200:J3-5 | CONTROL A | 61.B6
UA1200:J1-9 | CONTROL A | SC | 0V | WHT | 20 | 15.B1 | XT0089:22 | CONTROL A | 15.D5
UA1200:J2-1 | CONTROL A | SC | UA1200J21 | WHT | 20 | 15.B1 | XT0089:20 | CONTROL A | 15.D5
UA1200:J2-2 | CONTROL A | SC | FU0389 | WHT | 20 | 15.B1 | XT0089:21 | CONTROL A | 15.D5
UJ0131:- | CONTROL A | SC | 521NEG | WHT | 12 | 10.B4 | XT0011:1 | CONTROL A | 10.B3
UJ0131:OUT(-) | CONTROL A | SC | 0V | WHT | 10 | 10.B4 | XT0003:1 | CONTROL A | 9.A4
XT0003:2 | CONTROL A | SC | 0V | WHT | 12 | 9.A4 | XT0082:1 | CONTROL A | 16.A1
XT0080:1 | CONTROL A | SC | 0V | WHT | 20 | 17.A1 | XT0082:2 | CONTROL A | 16.A1 | Ga/Sz was: 14 | CHG
XT0080:6 | CONTROL A | SC | 0V | WHT | 14 | 18.A6 | XT0082:2 | CONTROL A | 16.A1
XT0081:4 | CONTROL A | SC | FU0139 | WHT | 20 | 21.A3 | XT0089:13 | CONTROL A | 89.D5
XT0082:4 | CONTROL A | SC | 0V | WHT | 16 | 16.B1 | XT0089:22 | CONTROL A | 15.D5 | Ga/Sz was: 20 | CHG
XT0089:1 | CONTROL A | SC | JP0 | VIO | 20 | 22.B4 | XT0089:2 | CONTROL A | 22.B4 |  | DELETED
XT0089:2 | CONTROL A | SC | JP3 | CLIP | -- | 22.B4 | XT0089:3 | CONTROL A | 22.B4 |  | DELETED
XT0089:4 | CONTROL A | SC | JP6 | CLIP | -- | 22.C4 | XT0089:5 | CONTROL A | 22.C4 |  | DELETED
AU0080:L2 | CONTROL A | WC0008 | AU0080L2 | ENET | CABLE | 2.A4 | BA1100:L1 | CONTROL B | 2.A5
AU0090:L1 | CONTROL A | WC0045 | AU0450L2 | ENET | CABLE | 2.A3 | AF0450:L2 | CONTROL B | 2.A1
FLOATING | CONTROL A | WC4524 | UJA1200S | SH | 20 | 15.B2 | AF0065:60 | CONTROL B | 15.B7
UA1200:J1-1 | CONTROL A | WC4524 | UA1200J11 | BLK | 20 | 15.B1 | AF0065:28 | CONTROL B | 15.B7
UA1200:J1-3 | CONTROL A | WC4524 | UA1200J13 | CLR | 20 | 15.B1 | AF0065:12 | CONTROL B | 15.B7
AF0093:12 | CONTROL A | SC | 009312 | WHT | 20 | 16.D7 | PC0470:INP_A | CONTROL B | 16.D5
AF0093:28 | CONTROL A | SC | 009328 | WHT | 20 | 16.D7 | PC0470:-PWR | CONTROL B | 16.D5
AF0093:44 | CONTROL A | SC | 009344 | WHT | 20 | 16.D7 | PC0470:+PWR | CONTROL B | 16.D5
AF0095:02 | CONTROL A | SC | 009502 | WHT | 20 | 73.B7 | KA0221:14 | CONTROL B | 73.B6
IEG0010:1 | CONTROL A | SC | IEG02300 | GRN | 8 | 7.A2 | IEG0230:0 | CONTROL B | 7.A2
IEG0010:4 | CONTROL A | SC | IEG00104 | GRN | 14 | 13.C6 | XT0400:3 | CONTROL B | 13.C5
KA0134:A1 | CONTROL A | SC | KA0134A1 | WHT | 20 | 18.D6 | AF0067:12 | CONTROL B | 18.D4
KA0182:A1 | CONTROL A | SC | KA0182A1 | WHT | 20 | 45.D5 | AF0076:14 | CONTROL B | 45.D7
KA0182:A2 | CONTROL A | SC | KA0182A2 | WHT | 20 | 45.D5 | AF0076:30 | CONTROL B | 45.D7
KA0183:A1 | CONTROL A | SC | KA0183A1 | WHT | 20 | 45.D5 | AF0076:05 | CONTROL B | 45.D7
KA0183:A2 | CONTROL A | SC | KA0183A2 | WHT | 20 | 45.D5 | AF0076:21 | CONTROL B | 45.D7
KA0232:A1 | CONTROL A | SC | KA0131A1 | WHT | 20 | 23.D5 | KA0233:A1 | CONTROL B | 23.D5
KA0232:A2 | CONTROL A | SC | KA0131A2 | WHT | 20 | 23.D5 | KA0233:A2 | CONTROL B | 23.D5
KA0235:14 | CONTROL A | SC | KA023514 | WHT | 20 | 77.B5 | AF0076:00 | CONTROL B | 77.B7
KA0235:24 | CONTROL A | SC | 023524 | WHT | 20 | 73.B5 | KA0221:11 | CONTROL B | 73.B6
KA0237:14 | CONTROL A | SC | KA023714 | WHT | 20 | 78.B5 | AF0076:01 | CONTROL B | 78.B7
KA0237:24 | CONTROL A | SC | 023724 | WHT | 20 | 73.C5 | KA0222:11 | CONTROL B | 73.C6
KA0239:21 | CONTROL A | SC | KA023921 | WHT | 16 | 15.C5 | FU0212:LD | CONTROL B | 11.C1
KA0240:A1 | CONTROL A | SC | ESTOP | WHT | 20 | 21.C6 | KA0251:A1 | CONTROL B | 21.D6
KA0240:A2 | CONTROL A | SC | 0V | WHT | 20 | 21.C6 | KA0251:A2 | CONTROL B | 21.D6
KA0242:21 | CONTROL A | SC | KA024221 | WHT | 20 | 15.C5 | XT0237:1 T2 | CONTROL B | 15.C5
KT0146:15 | CONTROL A | SC | KT014615 | WHT | 20 | 23.B2 | AF0076:10 | CONTROL B | 23.B2
KT0146:A2 | CONTROL A | SC | KT0146A2 | WHT | 20 | 23.B4 | AF0076:29 | CONTROL B | 23.B6
KT0146:B1 | CONTROL A | SC | KT0146B1 | WHT | 20 | 23.B4 | AF0076:13 | CONTROL B | 23.B6
UA1200:J1-4 | CONTROL A | SC | UA1200J14 | WHT | 20 | 15.B1 | AF0076:11 | CONTROL B | 15.C7
UA1200:J1-5 | CONTROL A | SC | UA1200J15 | WHT | 20 | 15.B1 | XT0237:1 B1 | CONTROL B | 15.C5
XT0002:1 | CONTROL A | SC | FU0136 | WHT | 14 | 9.A4 | FU0210:LI | CONTROL B | 11.A2
XT0002:3 | CONTROL A | SC | FU0136 | WHT | 14 | 9.A4 | FU0410:LI | CONTROL B | 13.C1
XT0002:6 | CONTROL A | SC | FU0136 | WHT | 14 | 9.B4 | FU0291:LI | CONTROL B | 43.C6 |  | DELETED
XT0003:1 | CONTROL A | SC | 0V | WHT | 14 | 9.A4 | XT0062:1 | CONTROL B | 11.A1 | Ga/Sz was: 20 | CHG
XT0003:3 | CONTROL A | SC | 0V | WHT | 14 | 9.A4 | XT0401:1 | CONTROL B | 13.A1
XT0003:6 | CONTROL A | SC | 0V | WHT | 14 | 9.B4 | UV0291:24V(-) | CONTROL B | 43.C6 |  | DELETED
XT0050:1 | CONTROL A | SC | FT21081 | WHT | 20 | 82.C6 | FU0116:LD | CONTROL B | 11.B1
XT0050:3 | CONTROL A | SC | 0V | WHT | 16 | 82.C6 | XT0062:5 | CONTROL B | 11.B1
XT0089:17 | CONTROL A | SC | FU0114 | WHT | 16 | 23.A2 | FU0114:LD | CONTROL B | 11.B1
XT0089:18 | CONTROL A | SC | 007405 | WHT | 20 | 23.A2 | AF0074:05 | CONTROL B | 23.A2
XT0089:19 | CONTROL A | SC | 0V | WHT | 20 | 23.A2 | AF0074:21 | CONTROL B | 23.A2
XT0089:19 | CONTROL A | SC | 0V | WHT | 20 | 23.A2 | XT0062:4 | CONTROL B | 11.B1
XT0089:6 | CONTROL A | SC | ESTOP | WHT | 20 | 21.D5 | KA0251:A1 | CONTROL B | 21.D6
XT0089:8 | CONTROL A | SC | KA0131A1 | WHT | 20 | 23.D4 | KA0234:A1 | CONTROL B | 23.D5
AF0081:04 | CONTROL A | SC | SB0472B212 | WHT | 20 | 39.B7 | SB0472:B2-12 | CONTROL,JB70;TT6 | 39.B1
AF0081:36 | CONTROL A | SC | SB0472B211 | WHT | 20 | 39.B7 | SB0472:B2-11 | CONTROL,JB70;TT6 | 39.B1
AF0087:02 | CONTROL A | SC | SB047112 | WHT | 20 | 38.D7 | SB0471:12 | CONTROL,JB70;TT6 | 38.D1
AF0087:03 | CONTROL A | SC | SB047314 | WHT | 20 | 38.D7 | SB0473:14 | CONTROL,JB70;TT6 | 38.D1
AF0087:04 | CONTROL A | SC | SB047414 | WHT | 20 | 39.A7 | SB0474:14 | CONTROL,JB70;TT6 | 39.A1
AF0087:05 | CONTROL A | SC | SA047312 | WHT | 20 | 40.D7 | SA0473:12 | CONTROL,JB70;TT6 | 40.D1
AF0087:06 | CONTROL A | SC | SA047314 | WHT | 20 | 40.D7 | SA0473:14 | CONTROL,JB70;TT6 | 40.D1
AF0087:07 | CONTROL A | SC | SA0471B214 | WHT | 20 | 39.A7 | SA0471:B2-14 | CONTROL,JB70;TT6 | 39.A1
AF0087:08 | CONTROL A | SC | SA0471B114 | WHT | 20 | 39.B7 | SA0471:B1-14 | CONTROL,JB70;TT6 | 39.B1
AF0087:34 | CONTROL A | SC | SB047111 | WHT | 20 | 38.D7 | SB0471:11 | CONTROL,JB70;TT6 | 38.D1
AF0087:35 | CONTROL A | SC | SB047313 | WHT | 20 | 38.D7 | SB0473:13 | CONTROL,JB70;TT6 | 38.D1
AF0087:36 | CONTROL A | SC | SB047413 | WHT | 20 | 39.A7 | SB0474:13 | CONTROL,JB70;TT6 | 39.A1
AF0087:37 | CONTROL A | SC | SA047311 | WHT | 20 | 40.D7 | SA0473:11 | CONTROL,JB70;TT6 | 40.D1
AF0087:38 | CONTROL A | SC | SA047313 | WHT | 20 | 40.D7 | SA0473:13 | CONTROL,JB70;TT6 | 40.D1
AF0087:39 | CONTROL A | SC | SA0471B213 | WHT | 20 | 39.A7 | SA0471:B2-13 | CONTROL,JB70;TT6 | 39.A1
AF0087:40 | CONTROL A | SC | SA0471B113 | WHT | 20 | 39.B7 | SA0471:B1-13 | CONTROL,JB70;TT6 | 39.B1
AF0091:14 | CONTROL A | SC | SA0472B114 | WHT | 20 | 42.C7 | SA0472:B2-14 | CONTROL,JB70;TT6 | 42.C1
AF0091:15 | CONTROL A | SC | SA0472B214 | WHT | 20 | 42.C7 | SA0472:B1-14 | CONTROL,JB70;TT6 | 42.C1
AF0091:46 | CONTROL A | SC | SA0472B113 | WHT | 20 | 42.C7 | SA0472:B2-13 | CONTROL,JB70;TT6 | 42.C1
AF0091:47 | CONTROL A | SC | SA0472B213 | WHT | 20 | 42.C7 | SA0472:B1-13 | CONTROL,JB70;TT6 | 42.C1
PEG0130:2 | CONTROL A | SC | AT1100G | GRN/YEL | 14 | 43.D5 | AT1100:GND | CONTROL,JB70;TT6 | 43.D3
AF0093:04 | CONTROL A | SC | KA017611 | WHT | 20 | 118.A7 | KA0176:11 | FIRE SYSTEM RAIL | 118.A6
AF0093:05 | CONTROL A | SC | KA017621 | WHT | 20 | 119.C7 | KA0176:21 | FIRE SYSTEM RAIL | 119.C6
AF0093:36 | CONTROL A | SC | 009336 | WHT | 20 | 118.A7 | KA0176:14 | FIRE SYSTEM RAIL | 118.A6
AF0093:37 | CONTROL A | SC | 009337 | WHT | 20 | 119.C7 | KA0176:24 | FIRE SYSTEM RAIL | 119.C6
KA0232:12 | CONTROL A | SC | KA023212 | WHT | 20 | 41.A5 | KA0178:11 | FIRE SYSTEM RAIL | 41.A6
KA0875:14 | CONTROL A | SC | FU0535 | WHT | 20 | 41.A5 | KA0178:14 | FIRE SYSTEM RAIL | 41.A6
KA0875:14 | CONTROL A | SC | FU0535 | WHT | 20 | 41.A5 | XT0170:1 | FIRE SYSTEM RAIL | 36.A2
KA6211:A1 | CONTROL A | SC | KA6211A1 | WHT | 20 | 118.A6 | KA0246:14 | FIRE SYSTEM RAIL | 118.A5
KA6221:A1 | CONTROL A | SC | KA024624 | WHT | 20 | 119.C6 | KA0246:24 | FIRE SYSTEM RAIL | 119.C5
XT0002:7 | CONTROL A | SC | FU0136 | WHT | 12 | 9.B4 | FU0535:LI | FIRE SYSTEM RAIL | 28.A4
XT0003:7 | CONTROL A | SC | 0V | WHT | 12 | 9.B4 | XT0536:1 | FIRE SYSTEM RAIL | 28.A5
XT0080:8 | CONTROL A | SC | 0V | WHT | 20 | 20.A6 | KA0176:A2 | FIRE SYSTEM RAIL | 25.A6
XT0081:3 | CONTROL A | SC | FU0139 | WHT | 20 | 20.A2 | KA0255:21 | FIRE SYSTEM RAIL | 25.A1
XT0089:10 | CONTROL A | SC | KA0243A1 | WHT | 20 | 20.A5 | KA0246:A1 | FIRE SYSTEM RAIL | 25.C6
XT0089:11 | CONTROL A | SC | KA0245A1 | WHT | 20 | 20.C5 | KA0249:A1 | FIRE SYSTEM RAIL | 25.C6
XT0089:23 | CONTROL A | SC | KA0135A1 | WHT | 20 | 19.C5 | KA0145:A1 | FIRE SYSTEM RAIL | 25.B6
XT0089:9 | CONTROL A | SC | KA0131A1 | WHT | 20 | 23.D4 | KA0255:A1 | FIRE SYSTEM RAIL | 25.B6
XT0002:4 | CONTROL A | SC | FU0136 | WHT | 14 | 9.A4 | FU0010:LI | PLC | 4.B1
XT0002:7 | CONTROL A | SC | FU0136 | WHT | 14 | 9.B4 | FU0680:LI | PLC | 6.A4
XT0003:4 | CONTROL A | SC | 0V | WHT | 14 | 9.B4 | UV0600:(-) | PLC | 4.B2
XT0003:7 | CONTROL A | SC | 0V | WHT | 14 | 9.B4 | XT0680:2 | PLC | 6.A4
AF0087:00 | CONTROL A | SC | SH047114 | WHT | 20 | 38.A7 | XT0111:4 | RAIL,RIGHT,JB70 | 38.A5
AF0087:01 | CONTROL A | SC | SH047012 | WHT | 20 | 38.B7 | XT0111:8 | RAIL,RIGHT,JB70 | 38.B5
AF0087:32 | CONTROL A | SC | SH047113 | WHT | 20 | 38.A7 | XT0111:3 | RAIL,RIGHT,JB70 | 38.A5
AF0087:33 | CONTROL A | SC | SH047011 | WHT | 20 | 38.B7 | XT0111:7 | RAIL,RIGHT,JB70 | 38.B5
AF0092:13 | CONTROL A | SC | SH0472X2 | WHT | 20 | 38.C7 | XT0111:17 | RAIL,RIGHT,JB70 | 38.C5
AF0092:28 | CONTROL A | SC | HA047201 | WHT | 20 | 41.A6 | XT0111:24 | RAIL,RIGHT,JB70 | 41.A5
AF0092:29 | CONTROL A | SC | SH0472X1 | WHT | 20 | 38.C7 | XT0111:18 | RAIL,RIGHT,JB70 | 38.C5
AF0093:06 | CONTROL A | SC | SH0470X2 | WHT | 20 | 38.B7 | XT0111:11 | RAIL,RIGHT,JB70 | 38.B5
AF0093:15 | CONTROL A | SC | SH0471X2 | WHT | 20 | 38.A7 | XT0111:5 | RAIL,RIGHT,JB70 | 38.A5
AF0093:22 | CONTROL A | SC | SH0470X1 | WHT | 20 | 38.B7 | XT0111:12 | RAIL,RIGHT,JB70 | 38.C5
AF0093:31 | CONTROL A | SC | SH0471X1 | WHT | 20 | 38.A7 | XT0111:6 | RAIL,RIGHT,JB70 | 38.A5
KA0240:21 | CONTROL A | SC | SH0472X2 | WHT | 20 | 38.C6 | XT0111:17 | RAIL,RIGHT,JB70 | 38.C5
KA0875:11 | CONTROL A | SC | HA047202 | WHT | 20 | 41.A5 | XT0111:23 | RAIL,RIGHT,JB70 | 41.A5
KA0875:A2 | CONTROL A | SC | HA047201 | WHT | 20 | 41.A5 | XT0111:24 | RAIL,RIGHT,JB70 | 41.A5
XT0002:6 | CONTROL A | SC | FU0136 | WHT | 14 | 9.B4 | XT0111:21 | RAIL,RIGHT,JB70 | 43.D6
XT0003:6 | CONTROL A | SC | 0V | WHT | 14 | 9.B4 | XT0111:22 | RAIL,RIGHT,JB70 | 43.D6
XT0081:6 | CONTROL A | SC | FU0139 | WHT | 20 | 21.A3 | XT0111:15 | RAIL,RIGHT,JB70 | 38.C5
XT0081:7 | CONTROL A | SC | KA0241A1 | WHT | 20 | 21.A3 | XT0111:16 | RAIL,RIGHT,JB70 | 38.C5
XT0089:3 | CONTROL A | SC | ESTOPB | WHT | 20 | 22.B4 | XT0111:19 | RAIL,RIGHT,JB70 | 39.C5 |  | ADDED
XT0089:4 | CONTROL A | SC | ESTOPA | WHT | 20 | 22.C4 | XT0111:20 | RAIL,RIGHT,JB70 | 39.C5 |  | ADDED
AU0060:L1 | CONTROL B | WC0007 | AU0070L2 | ENET | CABLE | 2.B1 | AU0070:L2 | CONTROL B | 2.A6
AU0070:L1 | CONTROL B | WC0010 | BA1100L2 | ENET | CABLE | 2.A6 | BA1100:L2 | CONTROL B | 2.A5
AF0410:L2 | CONTROL B | WC0041 | AF0410L2 | ENET | CABLE | 2.A5 | AF0420:L1 | CONTROL B | 2.A5
AF0420:L2 | CONTROL B | WC0042 | AF0420L2 | ENET | CABLE | 2.A5 | AF0450:L1 | CONTROL B | 2.A1
AF0400:LBUS | CONTROL B | WC8040 | AF0400LBUS | BUS | CABLE | 13.A6 | AF0410:RBUS | CONTROL B | 13.A5
AF0410:LBUS | CONTROL B | WC8041 | AF0420RBUS | BUS | CABLE | 13.A5 | AF0420:RBUS | CONTROL B | 13.A4
AF0420:LBUS | CONTROL B | WC8042 | AF0450RBUS | BUS | CABLE | 13.A4 | AF0450:RBUS | CONTROL B | 13.A1
XT0060:1 | CONTROL B | JC | 0V | CLIP | --- | 12.A1 | XT0060:2 | CONTROL B | 12.B1
XT0060:2 | CONTROL B | JC | 0V | CLIP | --- | 12.B1 | XT0060:3 | CONTROL B | 12.B1
XT0060:3 | CONTROL B | JC | 0V | CLIP | --- | 12.B1 | XT0060:4 | CONTROL B | 12.C1
XT0062:1 | CONTROL B | JC | 0V | CLIP | --- | 11.A1 | XT0062:2 | CONTROL B | 11.A1
XT0062:2 | CONTROL B | JC | 0V | CLIP | --- | 11.A1 | XT0062:3 | CONTROL B | 11.B1
XT0062:3 | CONTROL B | JC | 0V | CLIP | --- | 11.B1 | XT0062:4 | CONTROL B | 11.B1
XT0062:4 | CONTROL B | JC | 0V | CLIP | --- | 11.B1 | XT0062:5 | CONTROL B | 11.B1
XT0401:1 | CONTROL B | JC | 0V | CLIP | --- | 13.A1 | XT0401:2 | CONTROL B | 13.C1
AF0061:02 | CONTROL B | SC | 006102 | WHT | 20 | 64.B7 | KA0233:14 | CONTROL B | 64.B5
AF0061:14 | CONTROL B | SC | 006114 | WHT | 20 | 62.B7 | KA0234:14 | CONTROL B | 62.B5
AF0061:COM | CONTROL B | SC | 0V | WHT | 16 | 12.B2 | XT0060:2 | CONTROL B | 12.B1
AF0061:J | CONTROL B | SC | * |  |  | 12.B2 | AF0062:P | CONTROL B | 12.B3
AF0061:V+ | CONTROL B | SC | FU0062 | WHT | 16 | 12.B2 | FU0062:LD | CONTROL B | 12.B1
AF0062:00 | CONTROL B | SC | 006200 | WHT | 20 | 73.C7 | KA0222:14 | CONTROL B | 73.C6
AF0062:COM | CONTROL B | SC | 0V | WHT | 14 | 12.B3 | XT0060:3 | CONTROL B | 12.B1 | Wire ID was: GRN | CHG
AF0062:J | CONTROL B | SC | * |  |  | 12.B3 | AF0063:P | CONTROL B | 12.B3
AF0062:V+ | CONTROL B | SC | FU0063 | WHT | 16 | 12.B3 | FU0063:LD | CONTROL B | 12.B1
AF0063:COM | CONTROL B | SC | AF0063N | WHT | 16 | 12.B3 | AF0064:COM | CONTROL B | 12.A4
AF0063:COM | CONTROL B | SC | AU0060N | WHT | 16 | 12.B3 | AU0060:COM | CONTROL B | 12.A2
AF0063:J | CONTROL B | SC | * |  |  | 12.B3 | AF0064:P | CONTROL B | 12.A4
AF0063:V+ | CONTROL B | SC | AF0063P | WHT | 16 | 12.B3 | AF0064:V+ | CONTROL B | 12.A4
AF0063:V+ | CONTROL B | SC | AU0060P | WHT | 16 | 12.B3 | AU0060:V+ | CONTROL B | 12.A2
AF0064:COM | CONTROL B | SC | AF0064N | WHT | 16 | 12.A4 | AF0065:COM | CONTROL B | 12.A5
AF0064:J | CONTROL B | SC | * |  |  | 12.A4 | AF0065:P | CONTROL B | 12.A5
AF0064:SH | CONTROL B | SC | AF0064G | GRN | 14 | 12.A4 | AF0065:SH | CONTROL B | 12.A5
AF0064:SH | CONTROL B | SC | AU0060G | GRN | 14 | 12.A4 | AU0060:GND | CONTROL B | 12.A2
AF0064:V+ | CONTROL B | SC | AF0064P | WHT | 16 | 12.A4 | AF0065:V+ | CONTROL B | 12.A5
AF0065:COM | CONTROL B | SC | AF0065N | WHT | 16 | 12.A5 | AF0066:COM | CONTROL B | 12.B5
AF0065:J | CONTROL B | SC | * |  |  | 12.A5 | AF0066:P | CONTROL B | 12.B5
AF0065:SH | CONTROL B | SC | AF0065G | GRN | 14 | 12.A5 | AF0066:SH | CONTROL B | 12.B5
AF0065:V+ | CONTROL B | SC | AF0065P | WHT | 16 | 12.A5 | AF0066:V+ | CONTROL B | 12.B5
AF0066:COM | CONTROL B | SC | AF0066N | WHT | 16 | 12.B5 | AF0068:COM | CONTROL B | 12.B6
AF0066:J | CONTROL B | SC | * |  |  | 12.B5 | AF0067:P | CONTROL B | 12.B6
AF0066:SH | CONTROL B | SC | AF0066G | GRN | 14 | 12.B5 | AF0068:SH | CONTROL B | 12.B6
AF0066:V+ | CONTROL B | SC | AF0066P | WHT | 16 | 12.B5 | AF0068:V+ | CONTROL B | 12.B6
AF0067:COM | CONTROL B | SC | 0V | WHT | 16 | 12.B6 | XT0060:3 | CONTROL B | 12.B1 | Ga/Sz was: 20 | CHG
AF0067:J | CONTROL B | SC | * |  |  | 12.B6 | AF0068:P | CONTROL B | 12.B6
AF0067:V+ | CONTROL B | SC | FU0064 | WHT | 16 | 12.B6 | FU0064:LD | CONTROL B | 12.B1
AF0068:SH | CONTROL B | SC | IEG02304 | GRN | 14 | 12.B6 | IEG0230:4 | CONTROL B | 12.B7
AF0071:COM | CONTROL B | SC | AF0071N | WHT | 16 | 12.C2 | AF0072:COM | CONTROL B | 12.C3
AF0071:COM | CONTROL B | SC | AU0070N | WHT | 16 | 12.C2 | AU0070:COM | CONTROL B | 12.C2
AF0071:SH | CONTROL B | SC | AF0071G | GRN | 14 | 12.C2 | AF0072:SH | CONTROL B | 12.C3
AF0071:SH | CONTROL B | SC | AU0070G | GRN | 14 | 12.C2 | AU0070:GND | CONTROL B | 12.C2
AF0071:V+ | CONTROL B | SC | AF0071P | WHT | 16 | 12.C2 | AF0072:V+ | CONTROL B | 12.C3
AF0071:V+ | CONTROL B | SC | AU0070P | WHT | 16 | 12.C2 | AU0070:V+ | CONTROL B | 12.C2
AF0072:COM | CONTROL B | SC | AF0072N | WHT | 16 | 12.C3 | AF0073:COM | CONTROL B | 12.C3
AF0072:J | CONTROL B | SC | * |  |  | 12.C3 | AF0073:P | CONTROL B | 12.C3
AF0072:SH | CONTROL B | SC | AF0072G | GRN | 14 | 12.C3 | AF0073:SH | CONTROL B | 12.C3
AF0072:V+ | CONTROL B | SC | AF0072P | WHT | 16 | 12.C3 | AF0073:V+ | CONTROL B | 12.C3
AF0073:COM | CONTROL B | SC | AF0073N | WHT | 16 | 12.C3 | AF0074:COM | CONTROL B | 12.C4
AF0073:J | CONTROL B | SC | * |  |  | 12.C3 | AF0074:P | CONTROL B | 12.C4
AF0073:SH | CONTROL B | SC | AF0073G | GRN | 14 | 12.C3 | AF0074:SH | CONTROL B | 12.C4
AF0073:V+ | CONTROL B | SC | AF0073P | WHT | 16 | 12.C3 | AF0074:V+ | CONTROL B | 12.C4
AF0074:COM | CONTROL B | SC | AF0074N | WHT | 16 | 12.C4 | AF0075:COM | CONTROL B | 12.C5
AF0074:J | CONTROL B | SC | * |  |  | 12.C4 | AF0075:P | CONTROL B | 12.C5
AF0074:SH | CONTROL B | SC | AF0074G | GRN | 14 | 12.C4 | AF0075:SH | CONTROL B | 12.C5
AF0074:V+ | CONTROL B | SC | AF0074P | WHT | 16 | 12.C4 | AF0075:V+ | CONTROL B | 12.C5
AF0075:COM | CONTROL B | SC | AF0075N | WHT | 16 | 12.C5 | AF0077:COM | CONTROL B | 12.C6
AF0075:J | CONTROL B | SC | * |  |  | 12.C5 | AF0076:P | CONTROL B | 12.C5
AF0075:SH | CONTROL B | SC | AF0075G | GRN | 14 | 12.C5 | AF0077:SH | CONTROL B | 12.C6
AF0075:V+ | CONTROL B | SC | AF0075P | WHT | 16 | 12.C5 | AF0077:V+ | CONTROL B | 12.C6
AF0076:02 | CONTROL B | SC | 007602 | WHT | 20 | 73.B7 | KA0221:A1 | CONTROL B | 73.B6
AF0076:03 | CONTROL B | SC | 007615 | WHT | 20 | 22.D6 | KA0224:A1 | CONTROL B | 22.D6
AF0076:04 | CONTROL B | SC | 007604 | WHT | 20 | 73.C7 | KA0222:A1 | CONTROL B | 73.C6
AF0076:06 | CONTROL B | SC | 007606 | WHT | 20 | 46.C6 | KA7181:A1 | CONTROL B | 46.C5 |  | ADDED
AF0076:08 | CONTROL B | SC | KA1020A1 | WHT | 20 | 11.C7 | KA1020:A1 | CONTROL B | 11.C5
AF0076:12 | CONTROL B | SC | 007612 | WHT | 20 | 15.C7 | XT0237:1 B2 | CONTROL B | 15.C5
AF0076:18 | CONTROL B | SC | 007618 | WHT | 20 | 73.B7 | KA0221:A2 | CONTROL B | 73.B6
AF0076:19 | CONTROL B | SC | 007631 | WHT | 20 | 22.D6 | KA0224:A2 | CONTROL B | 22.D6
AF0076:20 | CONTROL B | SC | 007620 | WHT | 20 | 73.C7 | KA0222:A2 | CONTROL B | 73.C6
AF0076:22 | CONTROL B | SC | 007622 | WHT | 20 | 46.C6 | KA7181:A2 | CONTROL B | 46.C5 |  | ADDED
AF0076:24 | CONTROL B | SC | KA1020A2 | WHT | 20 | 11.C7 | KA1020:A2 | CONTROL B | 11.C5
AF0076:COM | CONTROL B | SC | 0V | WHT | 16 | 12.C5 | XT0060:4 | CONTROL B | 12.C1 | Ga/Sz was: 20 | CHG
AF0076:J | CONTROL B | SC | * |  |  | 12.C5 | AF0077:P | CONTROL B | 12.C6
AF0076:V+ | CONTROL B | SC | FU0076 | WHT | 16 | 12.C5 | FU0076:LD | CONTROL B | 12.D1
AF0077:SH | CONTROL B | SC | IEG02301 | GRN | 14 | 12.C6 | IEG0230:1 | CONTROL B | 12.D6
AF0400:12 | CONTROL B | SC | XT04002 | GRN | 16 | 13.A6 | XT0400:2 | CONTROL B | 13.C6
AF0410:32 | CONTROL B | SC | XT04001 | GRN | 16 | 13.A5 | XT0400:1 | CONTROL B | 13.C5
AF0410:53 | CONTROL B | SC | 0V | WHT | 16 | 13.A5 | XT0401:2 | CONTROL B | 13.C1
AF0410:54 | CONTROL B | SC | 0V | WHT | 16 | 13.A5 | AF0420:53 | CONTROL B | 13.A4
AF0410:55 | CONTROL B | SC | FU0410 | WHT | 16 | 13.A5 | FU0410:LD | CONTROL B | 13.C1
AF0410:56 | CONTROL B | SC | FU0410 | WHT | 16 | 13.A5 | AF0420:55 | CONTROL B | 13.A4
AF0420:32 | CONTROL B | SC | XT04001 | GRN | 16 | 13.A4 | XT0400:1 | CONTROL B | 13.C5
AF0420:54 | CONTROL B | SC | 0V | WHT | 16 | 13.A4 | AF0450:53 | CONTROL B | 13.A1
AF0420:56 | CONTROL B | SC | FU0410 | WHT | 16 | 13.A4 | AF0450:55 | CONTROL B | 13.A1
AF0450:32 | CONTROL B | SC | XT04001 | GRN | 16 | 13.A1 | XT0400:1 | CONTROL B | 13.C5
AU0060:COM | CONTROL B | SC | 0V | WHT | 20 | 12.A2 | XT0060:2 | CONTROL B | 12.B1
AU0060:V+ | CONTROL B | SC | FU0061 | WHT | 16 | 12.A2 | FU0061:LD | CONTROL B | 12.B1
AU0070:COM | CONTROL B | SC | 0V | WHT | 16 | 12.C2 | XT0060:4 | CONTROL B | 12.C1 | Ga/Sz was: 20 | CHG
AU0070:V+ | CONTROL B | SC | FU0070 | WHT | 16 | 12.C2 | FU0070:LD | CONTROL B | 12.C1
BA1100:NEG | CONTROL B | SC | BA1100N | WHT | 16 | 43.D1 | UV0291:OUT1(-) | CONTROL B | 43.C6
BA1100:POS | CONTROL B | SC | FU1101LD | WHT | 16 | 43.D1 | FU1101:LD | CONTROL B | 43.C2
FU0060:LD | CONTROL B | SC | FU0060 | WHT | 14 | 11.A1 | FU0061:LI | CONTROL B | 12.B1
FU0060:LI | CONTROL B | SC | FU0210 | WHT | 12 | 11.A1 | FU0100:LI | CONTROL B | 11.A1
FU0060:LI | CONTROL B | SC | FU0210 | WHT | 12 | 11.A1 | FU0210:LD | CONTROL B | 11.A2
FU0061:LI | CONTROL B | SC | FU0060 | WHT | 14 | 12.B1 | FU0062:LI | CONTROL B | 12.B1
FU0062:LI | CONTROL B | SC | FU0060 | WHT | 14 | 12.B1 | FU0063:LI | CONTROL B | 12.B1
FU0063:LI | CONTROL B | SC | FU0060 | WHT | 14 | 12.B1 | FU0064:LI | CONTROL B | 12.B1
FU0064:LI | CONTROL B | SC | FU0060 | WHT | 14 | 12.B1 | FU0070:LI | CONTROL B | 12.C1
FU0070:LI | CONTROL B | SC | FU0060 | WHT | 14 | 12.C1 | FU0076:LI | CONTROL B | 12.D1
FU0100:LD | CONTROL B | SC | FU0100 | WHT | 16 | 11.A1 | KA1020:14 | CONTROL B | 69.A5
FU0100:LI | CONTROL B | SC | FU0210 | WHT | 12 | 11.A1 | FU0113:LI | CONTROL B | 11.B1
FU0113:LI | CONTROL B | SC | FU0210 | WHT | 12 | 11.B1 | FU0114:LI | CONTROL B | 11.B1
FU0114:LI | CONTROL B | SC | FU0210 | WHT | 12 | 11.B1 | FU0115:LI | CONTROL B | 11.B1
FU0115:LI | CONTROL B | SC | FU0210 | WHT | 12 | 11.B1 | FU0116:LI | CONTROL B | 11.B1
FU0116:LI | CONTROL B | SC | FU0210 | WHT | 12 | 11.B1 | FU0212:LI | CONTROL B | 11.C1
FU0291:LD | CONTROL B | SC | FU0291 | WHT | 16 | 43.C6 | UV0291:24V(+) | CONTROL B | 43.C6
FU1101:LI | CONTROL B | SC | FU1101LI | WHT | 16 | 43.C2 | UV0291:OUT1(+) | CONTROL B | 43.C6
GR0231: | CONTROL B | SC | IEG02303 | GRN | 14 | 7.A4 | IEG0230:3 | CONTROL B | 7.A3
GR0233: | CONTROL B | SC | IEG02308 | GRN | 14 | 7.A4 | IEG0230:8 | CONTROL B | 7.A5
KA0224:11 | CONTROL B | SC | KA022411 | WHT | 20 | 22.D5 | XT0224:1 | CONTROL B | 22.D4
KA0224:14 | CONTROL B | SC | KA022414 | WHT | 20 | 22.D5 | XT0224:2 | CONTROL B | 22.D4
KA0233:A1 | CONTROL B | SC | KA0131A1 | WHT | 20 | 23.D5 | KA0234:A1 | CONTROL B | 23.D5
KA0233:A2 | CONTROL B | SC | KA0131A2 | WHT | 20 | 23.D5 | KA0234:A2 | CONTROL B | 23.D5
KA1020:24 | CONTROL B | SC | 0V | WHT | 20 | 69.A5 | XT0062:2 | CONTROL B | 11.A1
PC0470:INP_A | CONTROL B | SC | 009312 | WHT | 20 | 16.D5 | PC0470:INP_B | CONTROL B | 16.D5
XT0060:1 | CONTROL B | SC | 0V | WHT | 20 | 12.A1 | XT0062:2 | CONTROL B | 11.A1
BA1100:DEVICE | CONTROL B | WC0101 | BA1100DEVICE | ENET | CABLE | 43.D1 | AT1100:L1 | CONTROL,JB70;TT6 | 43.D3
AF0410:L1 | CONTROL B | WC0017 | AT0170L2 | ENET | CABLE | 2.A5 | AT0170:L2 | FIRE SYS DOOR PANEL | 2.A4
AU0060:L2 | CONTROL B | WC0006 | AU0060L2 | ENET | CABLE | 2.B1 | AU0120:L1 | GEN CTRL | 2.C3
IEG0230:6 | CONTROL B | SC | IEG02306 | GRN | 12 | 4.B6 | AR0600:IE2 | PLC | 4.A1
FU0291:LI | CONTROL B | SC | FU0136 | WHT | 14 | 43.C6 | XT0111:21 | RAIL,RIGHT,JB70 | 43.D6 |  | ADDED
UV0291:24V(-) | CONTROL B | SC | 0V | WHT | 14 | 43.C6 | XT0111:22 | RAIL,RIGHT,JB70 | 43.D6 |  | ADDED
HA0472:BLK-1 | CONTROL,JB70;TT6 | WC5072 | HA047201 | 1 | 18 | 41.A1 | XT0111:24 | RAIL,RIGHT,JB70 | 41.A5
HA0472:BLK-2 | CONTROL,JB70;TT6 | WC5072 | HA047202 | 2 | 18 | 41.A1 | XT0111:23 | RAIL,RIGHT,JB70 | 41.A5
AT1100:NEG | CONTROL,JB70;TT6 | SC | 0V | WHT | 20 | 43.D3 | XT0111:22 | RAIL,RIGHT,JB70 | 43.D6
AT1100:POS | CONTROL,JB70;TT6 | SC | FU1100 | WHT | 14 | 43.D3 | FU1100:LD | RAIL,RIGHT,JB70 | 43.D3
SB0472:B1-11 | CONTROL,JB70;TT6 | SC | ESTOPB | WHT | 20 | 39.C1 | XT0111:19 | RAIL,RIGHT,JB70 | 39.C5
SB0472:B1-12 | CONTROL,JB70;TT6 | SC | ESTOPA | WHT | 20 | 39.C1 | XT0111:20 | RAIL,RIGHT,JB70 | 39.C5
SH0470:11 | CONTROL,JB70;TT6 | SC | SH047011 | WHT | 20 | 38.B1 | XT0111:7 | RAIL,RIGHT,JB70 | 38.B5
SH0470:12 | CONTROL,JB70;TT6 | SC | SH047012 | WHT | 20 | 38.B1 | XT0111:8 | RAIL,RIGHT,JB70 | 38.B5
SH0470:13 | CONTROL,JB70;TT6 | SC | SH047013 | WHT | 20 | 38.B1 | XT0111:9 | RAIL,RIGHT,JB70 | 38.B5
SH0470:14 | CONTROL,JB70;TT6 | SC | SH047014 | WHT | 20 | 38.B1 | XT0111:10 | RAIL,RIGHT,JB70 | 38.B5
SH0470:X1 | CONTROL,JB70;TT6 | SC | SH0470X1 | WHT | 20 | 38.B1 | XT0111:12 | RAIL,RIGHT,JB70 | 38.C5
SH0470:X2 | CONTROL,JB70;TT6 | SC | SH0470X2 | WHT | 20 | 38.B1 | XT0111:11 | RAIL,RIGHT,JB70 | 38.B5
SH0471:11 | CONTROL,JB70;TT6 | SC | SH047111 | WHT | 20 | 38.A1 | XT0111:1 | RAIL,RIGHT,JB70 | 38.A5
SH0471:12 | CONTROL,JB70;TT6 | SC | SH047112 | WHT | 20 | 38.A1 | XT0111:2 | RAIL,RIGHT,JB70 | 38.A5
SH0471:13 | CONTROL,JB70;TT6 | SC | SH047113 | WHT | 20 | 38.A1 | XT0111:3 | RAIL,RIGHT,JB70 | 38.A5
SH0471:14 | CONTROL,JB70;TT6 | SC | SH047114 | WHT | 20 | 38.A1 | XT0111:4 | RAIL,RIGHT,JB70 | 38.A5
SH0471:X1 | CONTROL,JB70;TT6 | SC | SH0471X1 | WHT | 20 | 38.A1 | XT0111:6 | RAIL,RIGHT,JB70 | 38.A5
SH0471:X2 | CONTROL,JB70;TT6 | SC | SH0471X2 | WHT | 20 | 38.A1 | XT0111:5 | RAIL,RIGHT,JB70 | 38.A5
SH0472:11 | CONTROL,JB70;TT6 | SC | SH047211 | WHT | 20 | 38.C1 | XT0111:13 | RAIL,RIGHT,JB70 | 38.C5
SH0472:12 | CONTROL,JB70;TT6 | SC | SH047212 | WHT | 20 | 38.C1 | XT0111:14 | RAIL,RIGHT,JB70 | 38.C5
SH0472:13 | CONTROL,JB70;TT6 | SC | FU0139 | WHT | 20 | 38.C1 | XT0111:15 | RAIL,RIGHT,JB70 | 38.C5
SH0472:14 | CONTROL,JB70;TT6 | SC | KA0241A1 | WHT | 20 | 38.C1 | XT0111:16 | RAIL,RIGHT,JB70 | 38.C5
SH0472:X1 | CONTROL,JB70;TT6 | SC | SH0472X1 | WHT | 20 | 38.C1 | XT0111:18 | RAIL,RIGHT,JB70 | 38.C5
SH0472:X2 | CONTROL,JB70;TT6 | SC | SH0472X2 | WHT | 20 | 38.C1 | XT0111:17 | RAIL,RIGHT,JB70 | 38.C5
AT0170:1 | FIRE SYS DOOR PANEL | SC | UV01705 | WHT | 14 | 36.A5 | UV0170:5(+) | FIRE SYS DOOR PANEL | 36.A3
AT0170:11 | FIRE SYS DOOR PANEL | SC | SA0170B213 | WHT | 20 | 37.B6 | XT0173:10 | FIRE SYS DOOR PANEL | 37.B4
AT0170:12 | FIRE SYS DOOR PANEL | SC | SA0170B214 | WHT | 20 | 37.B6 | XT0173:11 | FIRE SYS DOOR PANEL | 37.B4
AT0170:2 | FIRE SYS DOOR PANEL | SC | UV01706 | WHT | 14 | 36.A5 | UV0170:6(-) | FIRE SYS DOOR PANEL | 36.A3
AT0170:3 | FIRE SYS DOOR PANEL | SC | UV01707 | WHT | 14 | 36.A5 | UV0170:7(+) | FIRE SYS DOOR PANEL | 36.A3
AT0170:4 | FIRE SYS DOOR PANEL | SC | UV01708 | WHT | 14 | 36.A5 | UV0170:8(-) | FIRE SYS DOOR PANEL | 36.A3
AT0170:GND | FIRE SYS DOOR PANEL | SC | AT0170G | GRN/YEL | 14 | 36.A5 | FRAME | FIRE SYS DOOR PANEL | 36.B6
FRAME | FIRE SYS DOOR PANEL | SC | GR0171 | GRN/YEL | 14 | 7.B2 | GR0171: | FIRE SYS DOOR PANEL | 7.B2
FRAME | FIRE SYS DOOR PANEL | SC | UV0170G | GRN/YEL | 14 | 36.B4 | UV0170:GND | FIRE SYS DOOR PANEL | 36.A3
RR1751: -10K OHM | FIRE SYS DOOR PANEL | SC | SB017013 | LEAD | --- | 37.C4 | XT0173:12 | FIRE SYS DOOR PANEL | 37.C4
RR1751: -10K OHM | FIRE SYS DOOR PANEL | SC | SB017014 | LEAD | --- | 37.C4 | XT0173:13 | FIRE SYS DOOR PANEL | 37.C4
RR1756: -10K OHM | FIRE SYS DOOR PANEL | SC | AT017517 | LEAD | --- | 37.A4 | XT0173:2 | FIRE SYS DOOR PANEL | 37.A4
RR1756: -10K OHM | FIRE SYS DOOR PANEL | SC | HL0171X1 | LEAD | --- | 37.A4 | XT0173:3 | FIRE SYS DOOR PANEL | 37.A4
RR1757: -10K OHM | FIRE SYS DOOR PANEL | SC | AT017520 | LEAD | --- | 37.A4 | XT0173:5 | FIRE SYS DOOR PANEL | 37.A4
RR1757: -10K OHM | FIRE SYS DOOR PANEL | SC | HL0172X1 | LEAD | --- | 37.A4 | XT0173:6 | FIRE SYS DOOR PANEL | 37.A4
RR1758: -10K OHM | FIRE SYS DOOR PANEL | SC | AT017523 | LEAD | --- | 37.B4 | XT0173:8 | FIRE SYS DOOR PANEL | 37.B4
RR1758: -10K OHM | FIRE SYS DOOR PANEL | SC | HL0173X1 | LEAD | --- | 37.B4 | XT0173:9 | FIRE SYS DOOR PANEL | 37.B4
UV0170:13(+) | FIRE SYS DOOR PANEL | SC | LON0P | WHT | 16 | 113.A6 | XT0173:26 | FIRE SYS DOOR PANEL | 113.A5
UV0170:14(-) | FIRE SYS DOOR PANEL | SC | LON0N | WHT | 16 | 113.A6 | XT0173:27 | FIRE SYS DOOR PANEL | 113.A5
VD1756:+-1N4007 | FIRE SYS DOOR PANEL | SC | AT017517 | LEAD | --- | 37.A4 | XT0173:2 | FIRE SYS DOOR PANEL | 37.A4
VD1756:--1N4007 | FIRE SYS DOOR PANEL | SC | HL0171X2 | LEAD | --- | 37.A4 | XT0173:1 | FIRE SYS DOOR PANEL | 37.A4
VD1757:+-1N4007 | FIRE SYS DOOR PANEL | SC | AT017520 | LEAD | --- | 37.A4 | XT0173:5 | FIRE SYS DOOR PANEL | 37.A4
VD1757:--1N4007 | FIRE SYS DOOR PANEL | SC | HL0172X2 | LEAD | --- | 37.A4 | XT0173:4 | FIRE SYS DOOR PANEL | 37.A4
VD1758:+-1N4007 | FIRE SYS DOOR PANEL | SC | AT017523 | LEAD | --- | 37.B4 | XT0173:8 | FIRE SYS DOOR PANEL | 37.B4
VD1758:--1N4007 | FIRE SYS DOOR PANEL | SC | HL0173X2 | LEAD | --- | 37.B4 | XT0173:7 | FIRE SYS DOOR PANEL | 37.B4
XT0173:17 | FIRE SYS DOOR PANEL | SC | FU0170 | WHT | 14 | 112.D6 | XT0173:24 | FIRE SYS DOOR PANEL | 112.B6
XT0173:18 | FIRE SYS DOOR PANEL | SC | 0V | WHT | 20 | 112.D6 | XT0173:25 | FIRE SYS DOOR PANEL | 112.B6
XT0173:19 | FIRE SYS DOOR PANEL | SC | LON1S2 | WHT | 14 | 112.D6 | XT0173:23 | FIRE SYS DOOR PANEL | 112.B6
AT0170:48 | FIRE SYS DOOR PANEL | WC8069 | AT017048 | SH | 16 | 36.A7 | AT0175:6P2 | FIRE SYSTEM RAIL | 36.A7
AT0170:49 | FIRE SYS DOOR PANEL | WC8069 | AT017049 | BLK | 16 | 36.A7 | AT0175:5P2 | FIRE SYSTEM RAIL | 36.A7
AT0170:50 | FIRE SYS DOOR PANEL | WC8069 | AT017050 | CLR | 16 | 36.A7 | AT0175:4P2 | FIRE SYSTEM RAIL | 36.A7
AT0170:24 | FIRE SYS DOOR PANEL | SC | FU0172 | WHT | 20 | 36.B3 | XT0170:5 | FIRE SYSTEM RAIL | 36.B2
AT0170:25 | FIRE SYS DOOR PANEL | SC | AT017025 | WHT | 20 | 36.B3 | KA0172:A1 | FIRE SYSTEM RAIL | 36.B2
AT0170:26 | FIRE SYS DOOR PANEL | SC | KA0243A1 | WHT | 20 | 36.B3 | KA0254:A1 | FIRE SYSTEM RAIL | 25.C6
AT0170:30 | FIRE SYS DOOR PANEL | SC | FU0172 | WHT | 20 | 36.C3 | XT0170:5 | FIRE SYSTEM RAIL | 36.B2
AT0170:31 | FIRE SYS DOOR PANEL | SC | AT017031 | WHT | 20 | 36.C3 | KA0174:A1 | FIRE SYSTEM RAIL | 36.C2
AT0170:32 | FIRE SYS DOOR PANEL | SC | KA0245A1 | WHT | 20 | 36.C3 | KA0249:A1 | FIRE SYSTEM RAIL | 25.C6
UV0170:1(+) | FIRE SYS DOOR PANEL | SC | FU0171 | WHT | 14 | 36.A3 | FU0171:LD | FIRE SYSTEM RAIL | 36.A2
UV0170:10(-) | FIRE SYS DOOR PANEL | SC | UV017010 | WHT | 14 | 36.A3 | AT0175:2P1 | FIRE SYSTEM RAIL | 36.B5
UV0170:11(+) | FIRE SYS DOOR PANEL | SC | UV017011 | WHT | 14 | 36.A3 | AT0176:1P1 | FIRE SYSTEM RAIL | 36.C5
UV0170:12(-) | FIRE SYS DOOR PANEL | SC | UV017012 | WHT | 14 | 36.A3 | AT0176:2P1 | FIRE SYSTEM RAIL | 36.C5
UV0170:2(-) | FIRE SYS DOOR PANEL | SC | 0V | WHT | 16 | 36.A3 | XT0170:3 | FIRE SYSTEM RAIL | 36.A2
UV0170:3(+) | FIRE SYS DOOR PANEL | SC | FU0171 | WHT | 14 | 36.A3 | FU0171:LD | FIRE SYSTEM RAIL | 36.A2
UV0170:4(-) | FIRE SYS DOOR PANEL | SC | 0V | WHT | 16 | 36.A3 | XT0170:3 | FIRE SYSTEM RAIL | 36.A2
UV0170:9(+) | FIRE SYS DOOR PANEL | SC | UV01709 | WHT | 14 | 36.A3 | AT0175:1P1 | FIRE SYSTEM RAIL | 36.B5
XT0173:12 | FIRE SYS DOOR PANEL | SC | SB017013 | WHT | 20 | 37.C4 | AT0175:2 | FIRE SYSTEM RAIL | 37.C6
XT0173:13 | FIRE SYS DOOR PANEL | SC | SB017014 | WHT | 20 | 37.C4 | AT0175:3 | FIRE SYSTEM RAIL | 37.C6
XT0173:2 | FIRE SYS DOOR PANEL | SC | AT017517 | WHT | 20 | 37.A4 | AT0175:17 | FIRE SYSTEM RAIL | 37.A6
XT0173:23 | FIRE SYS DOOR PANEL | SC | LON1S2 | WHT | 14 | 112.B6 | XT0171:6 | FIRE SYSTEM RAIL | 112.A6
XT0173:24 | FIRE SYS DOOR PANEL | SC | FU0170 | WHT | 14 | 112.B6 | XT0171:4 | FIRE SYSTEM RAIL | 112.A6
XT0173:25 | FIRE SYS DOOR PANEL | SC | 0V | WHT | 20 | 112.B6 | XT0171:5 | FIRE SYSTEM RAIL | 112.A6
XT0173:3 | FIRE SYS DOOR PANEL | SC | HL0171X1 | WHT | 20 | 37.A4 | AT0175:18 | FIRE SYSTEM RAIL | 37.A6
XT0173:5 | FIRE SYS DOOR PANEL | SC | AT017520 | WHT | 20 | 37.A4 | AT0175:20 | FIRE SYSTEM RAIL | 37.A6
XT0173:6 | FIRE SYS DOOR PANEL | SC | HL0172X1 | WHT | 20 | 37.A4 | AT0175:21 | FIRE SYSTEM RAIL | 37.A6
XT0173:8 | FIRE SYS DOOR PANEL | SC | AT017523 | WHT | 20 | 37.B4 | AT0175:23 | FIRE SYSTEM RAIL | 37.B6
XT0173:9 | FIRE SYS DOOR PANEL | SC | HL0173X1 | WHT | 20 | 37.B4 | AT0175:24 | FIRE SYSTEM RAIL | 37.B6
XT0173:1 | FIRE SYS DOOR PANEL | SC | HL0171X2 | WHT | 20 | 37.A4 | HL0171:X2 | JB70 | 37.A1
XT0173:10 | FIRE SYS DOOR PANEL | SC | SA0170B213 | WHT | 20 | 37.B4 | SA0170:B2-13 | JB70 | 37.B1
XT0173:11 | FIRE SYS DOOR PANEL | SC | SA0170B214 | WHT | 20 | 37.B4 | SA0170:B2-14 | JB70 | 37.B1
XT0173:12 | FIRE SYS DOOR PANEL | SC | SB017013 | WHT | 20 | 37.C4 | SB0170:13 | JB70 | 37.C1
XT0173:13 | FIRE SYS DOOR PANEL | SC | SB017014 | WHT | 20 | 37.C4 | SB0170:14 | JB70 | 37.C1
XT0173:3 | FIRE SYS DOOR PANEL | SC | HL0171X1 | WHT | 20 | 37.A4 | HL0171:X1 | JB70 | 37.A1
XT0173:4 | FIRE SYS DOOR PANEL | SC | HL0172X2 | WHT | 20 | 37.A4 | HL0172:X2 | JB70 | 37.A1
XT0173:6 | FIRE SYS DOOR PANEL | SC | HL0172X1 | WHT | 20 | 37.A4 | HL0172:X1 | JB70 | 37.A1
XT0173:7 | FIRE SYS DOOR PANEL | SC | HL0173X2 | WHT | 20 | 37.B4 | HL0173:X2 | JB70 | 37.B1
XT0173:9 | FIRE SYS DOOR PANEL | SC | HL0173X1 | WHT | 20 | 37.B4 | HL0173:X1 | JB70 | 37.B1
AT0170:L1 | FIRE SYS DOOR PANEL | WC0003 | AP0603L2 | ENET | CABLE | 2.A4 | AP0603:L2 | PLC | 2.A3
AT0175:1P2 | FIRE SYSTEM RAIL | WC8066 | AT01751P2 | CLR | 16 | 36.C7 | AT0176:4P2 | FIRE SYSTEM RAIL | 36.C7
AT0175:2P2 | FIRE SYSTEM RAIL | WC8066 | AT01752P2 | BLK | 16 | 36.C7 | AT0176:5P2 | FIRE SYSTEM RAIL | 36.C7
AT0175:3P2 | FIRE SYSTEM RAIL | WC8066 | AT01753P2 | SH | 16 | 36.C7 | AT0176:6P2 | FIRE SYSTEM RAIL | 36.C7
AT0176:1P2 | FIRE SYSTEM RAIL | WC8067 | AT01761P2 | CLR | 16 | 36.C7 | AT0178:4P2 | FIRE SYSTEM RAIL | 36.D7
AT0176:2P2 | FIRE SYSTEM RAIL | WC8067 | AT01762P2 | BLK | 16 | 36.C7 | AT0178:5P2 | FIRE SYSTEM RAIL | 36.D7
AT0176:3P2 | FIRE SYSTEM RAIL | WC8067 | AT01763P2 | SH | 16 | 36.C7 | AT0178:6P2 | FIRE SYSTEM RAIL | 36.D7
XT0170:1 | FIRE SYSTEM RAIL | JC | FU0535 | CLIP | --- | 36.A2 | XT0170:2 | FIRE SYSTEM RAIL | 36.A2
XT0170:3 | FIRE SYSTEM RAIL | JC | 0V | CLIP | --- | 36.A2 | XT0170:4 | FIRE SYSTEM RAIL | 36.A2
XT0535:1 | FIRE SYSTEM RAIL | JC | FU0535 | CLIP | --- | 28.A5 | XT0535:2 | FIRE SYSTEM RAIL | 28.A5
XT0535:2 | FIRE SYSTEM RAIL | JC | FU0535 | CLIP | --- | 28.A5 | XT0535:3 | FIRE SYSTEM RAIL | 28.A5
XT0535:3 | FIRE SYSTEM RAIL | JC | FU0535 | CLIP | --- | 28.A5 | XT0535:4 | FIRE SYSTEM RAIL | 28.A5
XT0535:4 | FIRE SYSTEM RAIL | JC | FU0535 | CLIP | --- | 28.A5 | XT0535:5 | FIRE SYSTEM RAIL | 28.B5
XT0536:1 | FIRE SYSTEM RAIL | JC | 0V | CLIP | --- | 28.A5 | XT0536:2 | FIRE SYSTEM RAIL | 28.A5
XT0536:2 | FIRE SYSTEM RAIL | JC | 0V | CLIP | --- | 28.A5 | XT0536:3 | FIRE SYSTEM RAIL | 28.A5
XT0536:3 | FIRE SYSTEM RAIL | JC | 0V | CLIP | --- | 28.A5 | XT0536:4 | FIRE SYSTEM RAIL | 28.B5
XT0536:4 | FIRE SYSTEM RAIL | JC | 0V | CLIP | --- | 28.B5 | XT0536:5 | FIRE SYSTEM RAIL | 28.B5
AT0175:11 | FIRE SYSTEM RAIL | SC | KA651012 | WHT | 20 | 120.A6 | KA6510:12 | FIRE SYSTEM RAIL | 120.A6
AT0175:14 | FIRE SYSTEM RAIL | SC | AT017514 | LEAD | --- | 26.B6 | RR1755: -10K OHM | FIRE SYSTEM RAIL | 26.B6
AT0175:15 | FIRE SYSTEM RAIL | SC | AT017515 | LEAD | --- | 26.B6 | RR1755: -10K OHM | FIRE SYSTEM RAIL | 26.B6
AT0175:5P1 | FIRE SYSTEM RAIL | SC | KA6510A2 | WHT | 20 | 36.B5 | KA6510:A2 | FIRE SYSTEM RAIL | 37.C5
AT0175:GND | FIRE SYSTEM RAIL | SC | AT0175G | GRN/YEL | 14 | 36.B5 | FRAME | FIRE SYSTEM RAIL | 36.C6
AT0176:11 | FIRE SYSTEM RAIL | SC | AT017611 | LEAD | --- | 26.A6 | RR1764:-10K OHM | FIRE SYSTEM RAIL | 26.A6
AT0176:12 | FIRE SYSTEM RAIL | SC | AT017612 | LEAD | --- | 26.A6 | RR1764:-10K OHM | FIRE SYSTEM RAIL | 26.A6
AT0176:14 | FIRE SYSTEM RAIL | SC | AT017614 | LEAD | --- | 26.D6 | RR1765:-10K OHM | FIRE SYSTEM RAIL | 26.D6
AT0176:15 | FIRE SYSTEM RAIL | SC | AT017615 | LEAD | --- | 26.D6 | RR1765:-10K OHM | FIRE SYSTEM RAIL | 26.D6
AT0176:17 | FIRE SYSTEM RAIL | SC | KA651022 | WHT | 20 | 121.C6 | KA6510:22 | FIRE SYSTEM RAIL | 121.C6
AT0176:20 | FIRE SYSTEM RAIL | SC | AT017620 | LEAD | --- | 26.C6 | RR1767:-10K OHM | FIRE SYSTEM RAIL | 26.D6
AT0176:21 | FIRE SYSTEM RAIL | SC | AT017621 | LEAD | --- | 26.C6 | RR1767:-10K OHM | FIRE SYSTEM RAIL | 26.D6
AT0176:4P1 | FIRE SYSTEM RAIL | SC | AT01764P1 | WHT | 14 | 36.C5 | AT0178:1P1 | FIRE SYSTEM RAIL | 36.D5
AT0176:5P1 | FIRE SYSTEM RAIL | SC | AT01765P1 | WHT | 14 | 36.C5 | AT0178:2P1 | FIRE SYSTEM RAIL | 36.D5
AT0176:GND | FIRE SYSTEM RAIL | SC | AT0176G | GRN/YEL | 14 | 36.C5 | FRAME | FIRE SYSTEM RAIL | 36.C6
AT0178:23 | FIRE SYSTEM RAIL | SC | AT017823 | WHT | 20 | 27.D6 | XT0171:2 | FIRE SYSTEM RAIL | 27.D6
AT0178:24 | FIRE SYSTEM RAIL | SC | AT017824 | WHT | 20 | 27.D6 | XT0171:3 | FIRE SYSTEM RAIL | 27.D6
AT0178:GND | FIRE SYSTEM RAIL | SC | AT0178G | GRN/YEL | 14 | 36.D5 | FRAME | FIRE SYSTEM RAIL | 36.D6
FRAME | FIRE SYSTEM RAIL | SC | GR0431 | GRN/YEL | 14 | 7.B3 | GR0431: | FIRE SYSTEM RAIL | 7.B3
FU0170:LD | FIRE SYSTEM RAIL | SC | FU0170 | WHT | 14 | 36.A2 | XT0171:4 | FIRE SYSTEM RAIL | 112.A6
FU0170:LI | FIRE SYSTEM RAIL | SC | FU0535 | WHT | 14 | 36.A2 | XT0170:2 | FIRE SYSTEM RAIL | 36.A2
FU0171:LI | FIRE SYSTEM RAIL | SC | FU0535 | WHT | 14 | 36.A2 | XT0170:2 | FIRE SYSTEM RAIL | 36.A2
FU0172:LD | FIRE SYSTEM RAIL | SC | FU0172 | WHT | 16 | 36.A2 | XT0170:5 | FIRE SYSTEM RAIL | 36.B2
FU0172:LI | FIRE SYSTEM RAIL | SC | FU0535 | WHT | 14 | 36.A2 | XT0170:1 | FIRE SYSTEM RAIL | 36.A2
FU0294:LI | FIRE SYSTEM RAIL | SC | FU0535 | WHT | 12 | 28.A5 | XT0535:4 | FIRE SYSTEM RAIL | 28.A5
FU0295:LI | FIRE SYSTEM RAIL | SC | FU0535 | WHT | 12 | 28.B5 | XT0535:5 | FIRE SYSTEM RAIL | 28.B5
FU0535:LD | FIRE SYSTEM RAIL | SC | FU0535 | WHT | 12 | 28.A4 | XT0535:1 | FIRE SYSTEM RAIL | 28.A5
KA0145:21 | FIRE SYSTEM RAIL | SC | KA025522 | WHT | 20 | 25.A2 | KA0249:11 | FIRE SYSTEM RAIL | 25.A2
KA0145:21 | FIRE SYSTEM RAIL | SC | KA025522 | WHT | 20 | 25.A2 | KA0255:22 | FIRE SYSTEM RAIL | 25.A1
KA0145:22 | FIRE SYSTEM RAIL | SC | KA0176A1 | WHT | 20 | 25.A2 | KA0176:A1 | FIRE SYSTEM RAIL | 25.A6
KA0145:22 | FIRE SYSTEM RAIL | SC | KA0176A1 | WHT | 20 | 25.A2 | KA0249:12 | FIRE SYSTEM RAIL | 25.A2
KA0145:A2 | FIRE SYSTEM RAIL | SC | 0V | WHT | 20 | 25.B6 | KA0246:A2 | FIRE SYSTEM RAIL | 25.C6
KA0145:A2 | FIRE SYSTEM RAIL | SC | 0V | WHT | 20 | 25.B6 | KA0255:A2 | FIRE SYSTEM RAIL | 25.B6
KA0172:A2 | FIRE SYSTEM RAIL | SC | 0V | WHT | 20 | 36.B2 | KA0174:A2 | FIRE SYSTEM RAIL | 36.C2
KA0172:A2 | FIRE SYSTEM RAIL | SC | 0V | WHT | 20 | 36.B2 | XT0170:4 | FIRE SYSTEM RAIL | 36.A2
KA0176:11 | FIRE SYSTEM RAIL | SC | KA017611 | WHT | 20 | 118.A6 | KA0246:11 | FIRE SYSTEM RAIL | 118.A5
KA0176:21 | FIRE SYSTEM RAIL | SC | KA017621 | WHT | 20 | 119.C6 | KA0246:21 | FIRE SYSTEM RAIL | 119.C5
KA0176:A1 | FIRE SYSTEM RAIL | SC | KA0176A1 | WHT | 20 | 25.A6 | KA0177:A1 | FIRE SYSTEM RAIL | 25.A6
KA0176:A2 | FIRE SYSTEM RAIL | SC | 0V | WHT | 16 | 25.A6 | KA0177:A2 | FIRE SYSTEM RAIL | 25.A6
KA0177:A1 | FIRE SYSTEM RAIL | SC | KA0176A1 | WHT | 20 | 25.A6 | KA0179:A1 | FIRE SYSTEM RAIL | 25.B6
KA0177:A2 | FIRE SYSTEM RAIL | SC | 0V | WHT | 20 | 25.A6 | KA0179:A2 | FIRE SYSTEM RAIL | 25.B6
KA0178:A1 | FIRE SYSTEM RAIL | SC | KA0178A1 | WHT | 20 | 27.D5 | XT0171:1 | FIRE SYSTEM RAIL | 27.D5
KA0178:A2 | FIRE SYSTEM RAIL | SC | AT017824 | WHT | 20 | 27.D5 | XT0171:3 | FIRE SYSTEM RAIL | 27.D6
KA0179:A2 | FIRE SYSTEM RAIL | SC | 0V | WHT | 20 | 25.B6 | KA0255:A2 | FIRE SYSTEM RAIL | 25.B6
KA0246:A1 | FIRE SYSTEM RAIL | SC | KA0243A1 | WHT | 20 | 25.C6 | KA0247:A1 | FIRE SYSTEM RAIL | 25.C6
KA0246:A2 | FIRE SYSTEM RAIL | SC | 0V | WHT | 20 | 25.C6 | KA0247:A2 | FIRE SYSTEM RAIL | 25.C6
KA0247:A1 | FIRE SYSTEM RAIL | SC | KA0243A1 | WHT | 20 | 25.C6 | KA0254:A1 | FIRE SYSTEM RAIL | 25.C6
KA0247:A2 | FIRE SYSTEM RAIL | SC | 0V | WHT | 20 | 25.C6 | KA0254:A2 | FIRE SYSTEM RAIL | 25.C6
KA0249:A2 | FIRE SYSTEM RAIL | SC | 0V | WHT | 20 | 25.C6 | KA0254:A2 | FIRE SYSTEM RAIL | 25.C6
RR1788: -10K OHM | FIRE SYSTEM RAIL | SC | AT017823 | LEAD | --- | 27.D6 | XT0171:2 | FIRE SYSTEM RAIL | 27.D6
RR1788: -10K OHM | FIRE SYSTEM RAIL | SC | AT017824 | LEAD | --- | 27.D6 | XT0171:3 | FIRE SYSTEM RAIL | 27.D6
VD1788:+-1N4007 | FIRE SYSTEM RAIL | SC | AT017823 | LEAD | --- | 27.D6 | XT0171:2 | FIRE SYSTEM RAIL | 27.D6
VD1788:--1N4007 | FIRE SYSTEM RAIL | SC | KA0178A1 | LEAD | --- | 27.D6 | XT0171:1 | FIRE SYSTEM RAIL | 27.D5
XT0170:2 | FIRE SYSTEM RAIL | SC | FU0535 | WHT | 14 | 36.A2 | XT0535:3 | FIRE SYSTEM RAIL | 28.A5
XT0170:3 | FIRE SYSTEM RAIL | SC | 0V | WHT | 20 | 36.A2 | XT0171:5 | FIRE SYSTEM RAIL | 112.A6
XT0170:3 | FIRE SYSTEM RAIL | SC | 0V | WHT | 14 | 36.A2 | XT0536:3 | FIRE SYSTEM RAIL | 28.A5
AT0175:4P1 | FIRE SYSTEM RAIL | SC | AT01754P1 | WHT | 20 | 36.B5 | SA0170:B1-13 | JB70 | 37.C1
KA6510:A1 | FIRE SYSTEM RAIL | SC | SA0170B114 | WHT | 20 | 37.C5 | SA0170:B1-14 | JB70 | 37.C1
AT0140:P1 | GEN CTRL | WC0018 | AU0180L2 | ENET | CABLE | 2.C3 | AU0180:L2 | GEN CTRL | 2.C6
AT0140:1 LS(+) | GEN CTRL | WC8009 | AT0140LS(+) | CLR | 16 | 99.C7 | XT0354:1 | GEN CTRL | 99.C4
AT0140:2 LS(-) | GEN CTRL | WC8009 | AT0140LS(-) | BLK | 16 | 99.C7 | XT0354:2 | GEN CTRL | 99.C4
FW5:1 | GEN CTRL | WC8009 | AT0140LS(S) | SH | 16 | 99.C6 | XT0354:3 | GEN CTRL | 99.C4
FU0313:LD | GEN CTRL | WC8101 | PMG2 | WHT | 12 | 97.A5 | XT0360:1 | GEN CTRL | 97.A4
FU0314:LD | GEN CTRL | WC8101 | PMG3 | BLK | 12 | 97.A5 | XT0360:2 | GEN CTRL | 97.A4
XT0360:3 | GEN CTRL | WC8101 | PMGS | SH | 12 | 97.A5 | XT0360:4 | GEN CTRL | 97.A4
AT0140:54 EXC(+) | GEN CTRL | WC8102 | EXC1 | WHT | 12 | 97.C7 | XT0370:2 | GEN CTRL | 97.C5
AT0140:55 EXC(-) | GEN CTRL | WC8102 | EXC2 | BLK | 12 | 97.C7 | XT0370:3 | GEN CTRL | 97.C5
FW3:1 | GEN CTRL | WC8102 | EXCS | SH | 12 | 97.C6 | XT0370:6 | GEN CTRL | 97.C5
FU0313:LI | GEN CTRL | WC8201 | FU0313 | WHT | 12 | 97.A5 | KA0313:1 | GEN CTRL | 97.A6
FU0314:LI | GEN CTRL | WC8201 | FU0314 | BLK | 12 | 97.A5 | KA0313:8 | GEN CTRL | 97.A6
XT0313:1 | GEN CTRL | WC8201 | PMGS | SH | 12 | 97.A6 | XT0360:3 | GEN CTRL | 97.A5
AT0140:50 PMG-B | GEN CTRL | WC8301 | PMG14C | WHT | 12 | 97.A7 | KA0313:3 | GEN CTRL | 97.A6
AT0140:51 PMG-C | GEN CTRL | WC8301 | PMG14A | BLK | 12 | 97.A7 | KA0313:6 | GEN CTRL | 97.A6
FLOATING | GEN CTRL | WC8301 | PMGS | SH | 12 | 97.A6 | XT0313:1 | GEN CTRL | 97.A6
XT0120:1 | GEN CTRL | JC | 0V | CLIP | --- | 30.A1 | XT0120:2 | GEN CTRL | 30.B1
XT0120:2 | GEN CTRL | JC | 0V | CLIP | --- | 30.B1 | XT0120:3 | GEN CTRL | 29.A6
XT0335:1 | GEN CTRL | JC | FU0332 | CLIP | --- | 24.A4 | XT0335:2 | GEN CTRL | 24.A4
XT0335:10 | GEN CTRL | JC | FU0332 | CLIP | --- | 24.C4 | XT0335:9 | GEN CTRL | 24.C4
XT0335:2 | GEN CTRL | JC | FU0332 | CLIP | --- | 24.A4 | XT0335:3 | GEN CTRL | 24.B4
XT0335:3 | GEN CTRL | JC | FU0332 | CLIP | --- | 24.B4 | XT0335:4 | GEN CTRL | 24.B4
XT0335:4 | GEN CTRL | JC | FU0332 | CLIP | --- | 24.B4 | XT0335:5 | GEN CTRL | 24.B4
XT0335:5 | GEN CTRL | JC | FU0332 | CLIP | --- | 24.B4 | XT0335:6 | GEN CTRL | 24.B4
XT0335:6 | GEN CTRL | JC | FU0332 | CLIP | --- | 24.B4 | XT0335:7 | GEN CTRL | 24.C4
XT0335:7 | GEN CTRL | JC | FU0332 | CLIP | --- | 24.C4 | XT0335:8 | GEN CTRL | 24.C4
XT0335:8 | GEN CTRL | JC | FU0332 | CLIP | --- | 24.C4 | XT0335:9 | GEN CTRL | 24.C4
XT0336:1 | GEN CTRL | JC | 0V | CLIP | --- | 24.A4 | XT0336:2 | GEN CTRL | 24.B4
XT0336:10 | GEN CTRL | JC | 0V | CLIP | --- | 24.D4 | XT0336:9 | GEN CTRL | 24.C4
XT0336:2 | GEN CTRL | JC | 0V | CLIP | --- | 24.B4 | XT0336:3 | GEN CTRL | 24.B4
XT0336:3 | GEN CTRL | JC | 0V | CLIP | --- | 24.B4 | XT0336:4 | GEN CTRL | 24.B4
XT0336:4 | GEN CTRL | JC | 0V | CLIP | --- | 24.B4 | XT0336:5 | GEN CTRL | 24.B4
XT0336:5 | GEN CTRL | JC | 0V | CLIP | --- | 24.B4 | XT0336:6 | GEN CTRL | 24.C4
XT0336:6 | GEN CTRL | JC | 0V | CLIP | --- | 24.C4 | XT0336:7 | GEN CTRL | 24.C4
XT0336:7 | GEN CTRL | JC | 0V | CLIP | --- | 24.C4 | XT0336:8 | GEN CTRL | 24.C4
XT0336:8 | GEN CTRL | JC | 0V | CLIP | --- | 24.C4 | XT0336:9 | GEN CTRL | 24.C4
XT0338:1 | GEN CTRL | JC | FU0333 | CLIP | --- | 31.A3 | XT0338:8 | GEN CTRL | 31.A3 |  | ADDED
XT0350:1 | GEN CTRL | JC | CCT1(+) | CLIP | --- | 98.A4 | XT0350:2 | GEN CTRL | 98.A4
XT0350:3 | GEN CTRL | JC | CCT1(-) | CLIP | --- | 98.A4 | XT0350:4 | GEN CTRL | 98.A4
XT0351:1 | GEN CTRL | JC | VBUSA | CLIP | --- | 96.B4 | XT0351:2 | GEN CTRL | 96.B4
XT0351:10 | GEN CTRL | JC | VGENA | CLIP | --- | 96.D4 | XT0351:9 | GEN CTRL | 96.D4
XT0351:11 | GEN CTRL | JC | VGENB | CLIP | --- | 96.D4 | XT0351:12 | GEN CTRL | 96.D4
XT0351:13 | GEN CTRL | JC | VGENC | CLIP | --- | 96.D4 | XT0351:14 | GEN CTRL | 96.D4
XT0351:3 | GEN CTRL | JC | VBUSB | CLIP | --- | 96.C4 | XT0351:4 | GEN CTRL | 96.C4
XT0351:5 | GEN CTRL | JC | VBUSC | CLIP | --- | 96.C4 | XT0351:6 | GEN CTRL | 96.C4
XT0370:1 | GEN CTRL | JC | EXC1 | CLIP | --- | 97.C4 | XT0370:2 | GEN CTRL | 97.C5
XT0370:3 | GEN CTRL | JC | EXC2 | CLIP | --- | 97.C5 | XT0370:4 | GEN CTRL | 97.C4
XT0370:5 | GEN CTRL | JC | EXCS | CLIP | --- | 97.C4 | XT0370:6 | GEN CTRL | 97.C5
AF0121:01 | GEN CTRL | SC | 012101 | WHT | 20 | 31.B4 | KA0121:A1 | GEN CTRL | 31.B3
AF0121:03 | GEN CTRL | SC | KA0123A1 | WHT | 20 | 33.C7 | KA0123:A1 | GEN CTRL | 33.C5
AF0121:04 | GEN CTRL | SC | 012104 | WHT | 20 | 29.B6 | KA0122:A1 | GEN CTRL | 29.B5 |  | ADDED
AF0121:05 | GEN CTRL | SC | 012105 | WHT | 20 | 29.B4 | KA0124:A1 | GEN CTRL | 29.B3 |  | ADDED
AF0121:06 | GEN CTRL | SC | 012106 | WHT | 20 | 29.C6 | KA0140:A1 | GEN CTRL | 29.C5 |  | ADDED
AF0121:08 | GEN CTRL | SC | 012108 | WHT | 20 | 31.B7 | KA0128:A1 | GEN CTRL | 31.B5
AF0121:14 | GEN CTRL | SC | KA033611 | WHT | 20 | 100.A6 | KA0336:11 | GEN CTRL | 100.A5
AF0121:17 | GEN CTRL | SC | 012117 | WHT | 20 | 31.B4 | KA0121:A2 | GEN CTRL | 31.B3
AF0121:19 | GEN CTRL | SC | KA0123A2 | WHT | 20 | 33.C7 | KA0123:A2 | GEN CTRL | 33.C5
AF0121:20 | GEN CTRL | SC | 012120 | WHT | 20 | 29.B6 | KA0122:A2 | GEN CTRL | 29.B5 |  | ADDED
AF0121:21 | GEN CTRL | SC | 012121 | WHT | 20 | 29.B4 | KA0124:A2 | GEN CTRL | 29.B3 |  | ADDED
AF0121:22 | GEN CTRL | SC | 012122 | WHT | 20 | 29.C6 | KA0140:A2 | GEN CTRL | 29.C5 |  | ADDED
AF0121:24 | GEN CTRL | SC | 012124 | WHT | 20 | 31.B7 | KA0128:A2 | GEN CTRL | 31.B5
AF0121:30 | GEN CTRL | SC | KA4100A2 | WHT | 20 | 100.A6 | KA4100:A2 | GEN CTRL | 100.A6
AF0121:COM | GEN CTRL | SC | 0V | WHT | 16 | 30.B2 | XT0120:2 | GEN CTRL | 30.B1
AF0121:J | GEN CTRL | SC | * |  |  | 30.B2 | AF0122:P | GEN CTRL | 30.B3
AF0121:V+ | GEN CTRL | SC | FU0121 | WHT | 16 | 30.B2 | FU0121:LD | GEN CTRL | 30.B1
AF0122:00 | GEN CTRL | SC | 012200 | WHT | 20 | 32.C7 | KA0330:11 | GEN CTRL | 32.C6
AF0122:01 | GEN CTRL | SC | 012201 | WHT | 20 | 32.D7 | KA0331:11 | GEN CTRL | 32.D6
AF0122:02 | GEN CTRL | SC | KA031011 | WHT | 20 | 33.B7 | KA0310:11 | GEN CTRL | 33.B6
AF0122:05 | GEN CTRL | SC | 012205 | WHT | 20 | 29.D6 | KA0143:14 | GEN CTRL | 29.D6 |  | ADDED
AF0122:06 | GEN CTRL | SC | JP5 | VIO | 20 | 31.C7 | AF0122:38 | GEN CTRL | 31.C7 |  | DELETED
AF0122:32 | GEN CTRL | SC | 012232 | WHT | 20 | 32.C7 | KA0330:14 | GEN CTRL | 32.C6
AF0122:33 | GEN CTRL | SC | 012233 | WHT | 20 | 32.D7 | KA0331:14 | GEN CTRL | 32.D6
AF0122:34 | GEN CTRL | SC | KA031014 | WHT | 20 | 33.B7 | KA0310:14 | GEN CTRL | 33.B6
AF0122:37 | GEN CTRL | SC | 012237 | WHT | 20 | 29.D6 | KA0143:11 | GEN CTRL | 29.D6 |  | ADDED
AF0122:COM | GEN CTRL | SC | AF0122N | WHT | 16 | 30.B3 | AF0123:COM | GEN CTRL | 30.B3
AF0122:COM | GEN CTRL | SC | AU0120N | WHT | 16 | 30.B3 | AU0120:COM | GEN CTRL | 30.A2
AF0122:J | GEN CTRL | SC | * |  |  | 30.B3 | AF0123:P | GEN CTRL | 30.B3
AF0122:V+ | GEN CTRL | SC | AF0122P | WHT | 16 | 30.B3 | AF0123:V+ | GEN CTRL | 30.B3
AF0122:V+ | GEN CTRL | SC | AU0120P | WHT | 16 | 30.B3 | AU0120:V+ | GEN CTRL | 30.A2
AF0123:SH | GEN CTRL | SC | IEG01405 | GRN | 14 | 30.B3 | AU0120:GND | GEN CTRL | 30.A2
AF0123:SH | GEN CTRL | SC | IEG01405 | GRN | 14 | 30.B3 | IEG0140:5 | GEN CTRL | 30.B4
AF0181:00 | GEN CTRL | SC | 018100 | WHT | 20 | 49.A7 | KA0180:A1 | GEN CTRL | 49.A5 |  | DELETED
AF0181:00 | GEN CTRL | SC | 018100 | WHT | 20 | 46.D6 | KA0180:A2 | GEN CTRL | 46.D5 |  | ADDED
AF0181:02 | GEN CTRL | SC | KA0181A1 | WHT | 20 | 45.C7 | KA0181:A1 | GEN CTRL | 45.C5
AF0181:04 | GEN CTRL | SC | 018104 | WHT | 20 | 49.D7 | KA0186:A1 | GEN CTRL | 49.D5 |  | ADDED
AF0181:10 | GEN CTRL | SC | 018110 | WHT | 20 | 50.B7 | KA0185:A1 | GEN CTRL | 50.B5
AF0181:12 | GEN CTRL | SC | KA0184A1 | WHT | 20 | 46.B6 | KA0184:A1 | GEN CTRL | 46.B5
AF0181:16 | GEN CTRL | SC | 018116 | WHT | 20 | 46.D6 | KA0180:A1 | GEN CTRL | 46.D5 |  | ADDED
AF0181:16 | GEN CTRL | SC | 018116 | WHT | 20 | 49.A7 | KA0180:A2 | GEN CTRL | 49.A5 |  | DELETED
AF0181:18 | GEN CTRL | SC | KA0181A2 | WHT | 20 | 45.C7 | KA0181:A2 | GEN CTRL | 45.C5
AF0181:20 | GEN CTRL | SC | 018120 | WHT | 20 | 49.D7 | XT0181:4 | GEN CTRL | 49.D5 |  | ADDED
AF0181:26 | GEN CTRL | SC | 018126 | WHT | 20 | 50.B7 | XT0181:2 | GEN CTRL | 50.B5
AF0181:28 | GEN CTRL | SC | KA0184A2 | WHT | 20 | 46.B6 | KA0184:A2 | GEN CTRL | 46.B5
AF0181:COM | GEN CTRL | SC | 0V | WHT | 16 | 48.C3 | XT0180:1 | GEN CTRL | 48.C2
AF0181:J | GEN CTRL | SC | * |  |  | 48.C3 | AF0182:P | GEN CTRL | 48.C4
AF0181:V+ | GEN CTRL | SC | FU0181 | WHT | 14 | 48.C3 | FU0181:LD | GEN CTRL | 48.C2 | Wire ID was: GRN | CHG
AF0182:01 | GEN CTRL | SC | JP1 | VIO | 20 | 48.A7 | AF0182:33 | GEN CTRL | 48.A7 |  | DELETED
AF0182:07 | GEN CTRL | SC | JP4 | VIO | 20 | 45.A7 | AF0182:39 | GEN CTRL | 45.A7 |  | DELETED
AF0182:15 | GEN CTRL | SC | JP7 | VIO | 20 | 45.B7 | AF0182:47 | GEN CTRL | 45.B7 |  | DELETED
AF0182:COM | GEN CTRL | SC | AF0182N | WHT | 16 | 48.C4 | AF0183:COM | GEN CTRL | 48.B4
AF0182:COM | GEN CTRL | SC | AU0180N | WHT | 16 | 48.C4 | AU0180:COM | GEN CTRL | 48.B3
AF0182:J | GEN CTRL | SC | * |  |  | 48.C4 | AF0183:P | GEN CTRL | 48.B4
AF0182:V+ | GEN CTRL | SC | AF0182P | WHT | 16 | 48.C4 | AF0183:V+ | GEN CTRL | 48.B4
AF0182:V+ | GEN CTRL | SC | AU0180P | WHT | 16 | 48.C4 | AU0180:V+ | GEN CTRL | 48.B3
AF0183:COM | GEN CTRL | SC | AF0183N | WHT | 16 | 48.B4 | AF0184:COM | GEN CTRL | 48.C5
AF0183:J | GEN CTRL | SC | * |  |  | 48.B4 | AF0184:P | GEN CTRL | 48.C5
AF0183:V+ | GEN CTRL | SC | AF0183P | WHT | 16 | 48.B4 | AF0184:V+ | GEN CTRL | 48.C5
AF0184:COM | GEN CTRL | SC | AF0185N | WHT | 16 | 48.C5 | AF0185:COM | GEN CTRL | 48.C6
AF0184:J | GEN CTRL | SC | * |  |  | 48.C5 | AF0185:P | GEN CTRL | 48.C6
AF0184:SH | GEN CTRL | SC | AF0185G | GRN | 14 | 48.C5 | AF0185:SH | GEN CTRL | 48.C6 | Wire ID was: WHT Ga/Sz was: 16 | CHG
AF0184:SH | GEN CTRL | SC | AU0180G | GRN | 14 | 48.C5 | AU0180:GND | GEN CTRL | 48.B3
AF0184:V+ | GEN CTRL | SC | AF0185P | WHT | 16 | 48.C5 | AF0185:V+ | GEN CTRL | 48.C6
AF0185:SH | GEN CTRL | SC | IEG01408 | GRN | 14 | 48.C6 | IEG0140:8 | GEN CTRL | 48.C6
AT0140:13 VGEN-A | GEN CTRL | SC | VGENA | RED | 16 | 96.D7 | XT0351:9 | GEN CTRL | 96.D4
AT0140:14 VGEN-B | GEN CTRL | SC | VGENB | RED | 16 | 96.D7 | XT0351:11 | GEN CTRL | 96.D4
AT0140:15 VGEN-C | GEN CTRL | SC | VGENC | RED | 16 | 96.D7 | XT0351:13 | GEN CTRL | 96.D4
AT0140:16 VGEN-N | GEN CTRL | SC | VBUSN | RED | 16 | 96.D7 | XT0351:8 | GEN CTRL | 96.C4 |  | ADDED
AT0140:17 VBUS-A | GEN CTRL | SC | AT0140VBA | RED | 16 | 96.C7 | KA0140:14 | GEN CTRL | 96.A5 |  | ADDED
AT0140:17 VBUS-A | GEN CTRL | SC | AT0140VBA | RED | 16 | 96.C7 | KA0140:22 | GEN CTRL | 96.B5 |  | ADDED
AT0140:17 VBUS-A | GEN CTRL | SC | VBUSA | RED | 16 | 94.B7 | XT0351:2 | GEN CTRL | 94.B4 |  | DELETED
AT0140:18 VBUS-B | GEN CTRL | SC | AT0140VBB | RED | 16 | 96.C7 | KA0142:14 | GEN CTRL | 96.A5 |  | ADDED
AT0140:18 VBUS-B | GEN CTRL | SC | AT0140VBB | RED | 16 | 96.C7 | KA0142:22 | GEN CTRL | 96.C5 |  | ADDED
AT0140:18 VBUS-B | GEN CTRL | SC | VBUSB | RED | 16 | 94.B7 | XT0351:3 | GEN CTRL | 94.B4 |  | DELETED
AT0140:19 VBUS-C | GEN CTRL | SC | JW19 | RED | 16 | 94.B7 | AT0140:20 VBUS-N | GEN CTRL | 94.B7 |  | DELETED
AT0140:19 VBUS-C | GEN CTRL | SC | AT0140VBC | RED | 16 | 96.C7 | KA0144:14 | GEN CTRL | 96.A5 |  | ADDED
AT0140:19 VBUS-C | GEN CTRL | SC | AT0140VBC | RED | 16 | 96.C7 | KA0144:22 | GEN CTRL | 96.C5 |  | ADDED
AT0140:19 VBUS-C | GEN CTRL | SC | VBUSC | RED | 16 | 94.B7 | XT0351:5 | GEN CTRL | 94.B4 |  | DELETED
AT0140:20 VBUS-N | GEN CTRL | SC | VBUSN | RED | 16 | 96.C7 | XT0351:7 | GEN CTRL | 96.C4 |  | ADDED
AT0140:27 ID RLY | GEN CTRL | SC | CCT1(+) | BLU | 12 | 98.A7 | XT0350:2 | GEN CTRL | 98.A4
AT0140:28 ID RLY | GEN CTRL | SC | CCT1(-) | BLU | 12 | 98.A7 | XT0350:4 | GEN CTRL | 98.A4
AT0140:3 EX-D(-) | GEN CTRL | SC | 0V | WHT | 16 | 99.C7 | XT0336:6 | GEN CTRL | 24.C4
AT0140:33 ID RES(+) | GEN CTRL | SC | CCT1(+) | BLU | 12 | 98.A7 | XT0350:1 | GEN CTRL | 98.A4
AT0140:34 ID RES(-) | GEN CTRL | SC | AT014034 | WHT | 16 | 98.A7 | AT0140:42 ID(+) | GEN CTRL | 98.A7
AT0140:36 I1(+) | GEN CTRL | SC | MCTA | BLU | 12 | 98.B7 | XT0352:1 | GEN CTRL | 98.B4
AT0140:37 I1(-) | GEN CTRL | SC | MCTAN | BLU | 12 | 98.B7 | XT0352:6 | GEN CTRL | 98.B4
AT0140:38 I2(+) | GEN CTRL | SC | MCTB | BLU | 12 | 98.B7 | XT0352:2 | GEN CTRL | 98.B4
AT0140:39 I2(-) | GEN CTRL | SC | MCTBN | BLU | 12 | 98.B7 | XT0352:5 | GEN CTRL | 98.B4
AT0140:4 EX-D(+) | GEN CTRL | SC | KA012314 | WHT | 16 | 99.C7 | KA0123:14 | GEN CTRL | 33.A6
AT0140:40 I3(+) | GEN CTRL | SC | MCTC | BLU | 12 | 98.B7 | XT0352:3 | GEN CTRL | 98.B4
AT0140:41 I3(-) | GEN CTRL | SC | MCTN | BLU | 12 | 98.B7 | XT0352:4 | GEN CTRL | 98.B4
AT0140:43 ID(-) | GEN CTRL | SC | CCT1(-) | BLU | 12 | 98.A7 | XT0350:3 | GEN CTRL | 98.A4
AT0140:56 FG | GEN CTRL | SC | AT0140G | GRN/YEL | 12 | 33.B3 | FRAME | GEN CTRL | 33.B2
AT0140:BAT(-) 48 | GEN CTRL | SC | 0V | WHT | 20 | 33.B3 | XT0336:6 | GEN CTRL | 24.C4 | Ga/Sz was: 16 | CHG
AT0140:BAT(+) 47 | GEN CTRL | SC | FU0334 | WHT | 16 | 33.B3 | XT0339:1 | GEN CTRL | 33.B5
AT0140:CH_GND | GEN CTRL | SC | VBUSN | RED | 16 | 33.B3 | XT0351:8 | GEN CTRL | 96.C4 |  | ADDED
AT0140:FLT 29 | GEN CTRL | SC | KA0310A2 | WHT | 20 | 33.B3 | KA0310:A2 | GEN CTRL | 33.B4
AT0140:FLT 30 | GEN CTRL | SC | 0V | WHT | 16 | 33.B3 | XT0336:6 | GEN CTRL | 24.C4
AU0120:COM | GEN CTRL | SC | 0V | WHT | 16 | 30.A2 | XT0120:2 | GEN CTRL | 30.B1
AU0120:V+ | GEN CTRL | SC | FU0120 | WHT | 16 | 30.A2 | FU0120:LD | GEN CTRL | 30.B1
AU0180:COM | GEN CTRL | SC | 0V | WHT | 16 | 48.B3 | XT0180:1 | GEN CTRL | 48.C2
AU0180:V+ | GEN CTRL | SC | FU0180 | WHT | 16 | 48.B3 | FU0180:LD | GEN CTRL | 48.C2
FRAME | GEN CTRL | SC | GR0143 | GRN/YEL | 14 | 8.A3 | GR0143: | GEN CTRL | 8.A4
FRAME | GEN CTRL | SC | GR0144 | GRN/YEL | 14 | 8.A3 | GR0144: | GEN CTRL | 8.A4
FU0120:LI | GEN CTRL | SC | FU0122 | WHT | 14 | 30.B1 | FU0121:LI | GEN CTRL | 30.B1
FU0120:LI | GEN CTRL | SC | FU0122 | WHT | 14 | 30.B1 | FU0122:LD | GEN CTRL | 30.A1
FU0122:LI | GEN CTRL | SC | FU0332 | WHT | 14 | 30.A1 | XT0335:2 | GEN CTRL | 24.A4
FU0180:LI | GEN CTRL | SC | FU0182 | WHT | 14 | 48.C2 | FU0181:LI | GEN CTRL | 48.C2
FU0180:LI | GEN CTRL | SC | FU0182 | WHT | 14 | 48.C2 | FU0182:LD | GEN CTRL | 48.B3
FU0182:LI | GEN CTRL | SC | FU0332 | WHT | 14 | 48.B3 | XT0335:3 | GEN CTRL | 24.B4
FU0332:LD | GEN CTRL | SC | FU0332 | WHT | 12 | 24.A3 | XT0335:1 | GEN CTRL | 24.A4
FU0333:LD | GEN CTRL | SC | FU0333 | WHT | 16 | 31.A2 | XT0338:1 | GEN CTRL | 31.A3
FU0333:LI | GEN CTRL | SC | FU0332 | WHT | 16 | 31.A2 | XT0335:4 | GEN CTRL | 24.B4
FU0334:LD | GEN CTRL | SC | FU0334 | WHT | 16 | 33.A6 | XT0339:1 | GEN CTRL | 33.B5
FU0334:LI | GEN CTRL | SC | FU0332 | WHT | 16 | 33.A6 | XT0335:6 | GEN CTRL | 24.B4
GR0142: | GEN CTRL | SC | GR0142 | GRN | 14 | 8.A5 | IEG0140:4 | GEN CTRL | 8.A4
GR0145: | GEN CTRL | SC | IEG01402 | GRN | 14 | 8.A4 | IEG0140:2 | GEN CTRL | 8.A3
IEG0140:7 | GEN CTRL | SC | AT0140LS(S) | GRN | 16 | 99.C6 | XT0354:3 | GEN CTRL | 99.C4
KA0121:11 | GEN CTRL | SC | FU0333 | WHT | 20 | 31.B3 | XT0338:1 | GEN CTRL | 31.A3
KA0121:14 | GEN CTRL | SC | KA018511 | WHT | 20 | 31.B3 | XT0338:3 | GEN CTRL | 31.B4
KA0122:11 | GEN CTRL | SC | FU0333 | WHT | 16 | 31.B3 | XT0338:8 | GEN CTRL | 31.A3 |  | ADDED
KA0122:14 | GEN CTRL | SC | KA012214 | WHT | 20 | 31.B3 | XT0338:9 | GEN CTRL | 31.B4 |  | ADDED
KA0123:11 | GEN CTRL | SC | FU0334 | WHT | 16 | 33.A6 | XT0339:1 | GEN CTRL | 33.B5
KA0123:A1 | GEN CTRL | SC | KA0123A1 | WHT | 20 | 33.C5 | KA0313:2 | GEN CTRL | 33.C5
KA0123:A2 | GEN CTRL | SC | KA0123A2 | WHT | 20 | 33.C5 | KA0313:7 | GEN CTRL | 33.C5
KA0124:11 | GEN CTRL | SC | KA012411 | WHT | 20 | 31.D6 | XT0337:9 | GEN CTRL | 31.D5 |  | ADDED
KA0124:14 | GEN CTRL | SC | KA012414 | WHT | 20 | 31.D6 | XT0337:10 | GEN CTRL | 31.D5 |  | ADDED
KA0128:11 | GEN CTRL | SC | FU0333 | WHT | 20 | 31.A3 | KA0335:21 | GEN CTRL | 31.A3
KA0128:11 | GEN CTRL | SC | FU0333 | WHT | 20 | 31.A3 | XT0338:1 | GEN CTRL | 31.A3
KA0128:14 | GEN CTRL | SC | KA0333A1 | WHT | 20 | 31.A3 | KA0335:22 | GEN CTRL | 31.A3
KA0128:21 | GEN CTRL | SC | KA012821 | WHT | 20 | 31.C6 | XT0337:1 | GEN CTRL | 31.C5
KA0128:24 | GEN CTRL | SC | KA012824 | WHT | 20 | 31.C6 | XT0337:2 | GEN CTRL | 31.C5
KA0140:11 | GEN CTRL | SC | VUTILA | RED | 16 | 96.A5 | XT0351:15 | GEN CTRL | 96.A4 |  | ADDED
KA0140:21 | GEN CTRL | SC | VBUSA | RED | 16 | 96.B5 | XT0351:2 | GEN CTRL | 96.B4 |  | ADDED
KA0140:A1 | GEN CTRL | SC | 012106 | WHT | 20 | 29.C5 | KA0142:A1 | GEN CTRL | 29.C5 |  | ADDED
KA0140:A2 | GEN CTRL | SC | 012122 | WHT | 20 | 29.C5 | KA0142:A2 | GEN CTRL | 29.C5 |  | ADDED
KA0142:11 | GEN CTRL | SC | VUTILB | RED | 16 | 96.A5 | XT0351:16 | GEN CTRL | 96.A4 |  | ADDED
KA0142:21 | GEN CTRL | SC | VBUSB | RED | 16 | 96.C5 | XT0351:3 | GEN CTRL | 96.C4 |  | ADDED
KA0142:A1 | GEN CTRL | SC | 012106 | WHT | 20 | 29.C5 | KA0144:A1 | GEN CTRL | 29.C5 |  | ADDED
KA0142:A2 | GEN CTRL | SC | 012122 | WHT | 20 | 29.C5 | KA0144:A2 | GEN CTRL | 29.C5 |  | ADDED
KA0143:A1 | GEN CTRL | SC | 012106 | WHT | 20 | 29.C5 | KA0144:A1 | GEN CTRL | 29.C5 |  | ADDED
KA0143:A2 | GEN CTRL | SC | 012122 | WHT | 20 | 29.C5 | KA0144:A2 | GEN CTRL | 29.C5 |  | ADDED
KA0144:11 | GEN CTRL | SC | VUTILC | RED | 16 | 96.A5 | XT0351:18 | GEN CTRL | 96.A4 |  | ADDED
KA0144:21 | GEN CTRL | SC | VBUSC | RED | 16 | 96.C5 | XT0351:5 | GEN CTRL | 96.C4 |  | ADDED
KA0184:11 | GEN CTRL | SC | CC71771 | WHT | 20 | 46.B5 | XT2100:1 | GEN CTRL | 46.B5
KA0184:14 | GEN CTRL | SC | CC71772 | WHT | 20 | 46.B5 | XT2100:2 | GEN CTRL | 46.C5
KA0185:11 | GEN CTRL | SC | KA018511 | WHT | 20 | 31.B4 | XT0338:3 | GEN CTRL | 31.B4
KA0185:14 | GEN CTRL | SC | KA0332A1 | WHT | 20 | 31.B4 | XT0338:4 | GEN CTRL | 31.B5
KA0185:A2 | GEN CTRL | SC | KA0185A2 | WHT | 20 | 50.B5 | XT0181:1 | GEN CTRL | 50.B5
KA0186:11 | GEN CTRL | SC | KA012214 | WHT | 20 | 31.B4 | XT0338:9 | GEN CTRL | 31.B4 |  | ADDED
KA0186:14 | GEN CTRL | SC | KA018614 | WHT | 20 | 31.B4 | XT0338:10 | GEN CTRL | 31.B5 |  | ADDED
KA0186:A2 | GEN CTRL | SC | KA0186A2 | WHT | 20 | 49.D5 | XT0181:3 | GEN CTRL | 49.D5 |  | ADDED
KA0310:21 | GEN CTRL | SC | FU0333 | WHT | 20 | 31.A3 | KA0335:21 | GEN CTRL | 31.A3
KA0310:24 | GEN CTRL | SC | KA0333A1 | WHT | 20 | 31.A3 | KA0335:22 | GEN CTRL | 31.A3
KA0310:24 | GEN CTRL | SC | KA0333A1 | WHT | 20 | 31.A3 | XT0338:2 | GEN CTRL | 31.A5
KA0310:A1 | GEN CTRL | SC | FU0334 | WHT | 20 | 33.B4 | XT0339:1 | GEN CTRL | 33.B5
KA0330:A1 | GEN CTRL | SC | KA0330A1 | WHT | 20 | 32.A5 | XT0338:5 | GEN CTRL | 32.A3
KA0330:A2 | GEN CTRL | SC | 0V | WHT | 20 | 32.A5 | KA0331:A2 | GEN CTRL | 32.A5
KA0331:A1 | GEN CTRL | SC | KA0331A1 | WHT | 20 | 32.A5 | XT0338:6 | GEN CTRL | 32.A3
KA0331:A2 | GEN CTRL | SC | 0V | WHT | 20 | 32.A5 | XT0336:5 | GEN CTRL | 24.B4
KA0332:11 | GEN CTRL | SC | KA033211 | WHT | 20 | 31.C6 | XT0337:3 | GEN CTRL | 31.C5
KA0332:14 | GEN CTRL | SC | KA033214 | WHT | 20 | 31.C6 | XT0337:4 | GEN CTRL | 31.D5
KA0332:A1 | GEN CTRL | SC | KA0332A1 | WHT | 20 | 31.B5 | XT0338:4 | GEN CTRL | 31.B5
KA0332:A2 | GEN CTRL | SC | 0V | WHT | 20 | 31.B5 | KA0333:A2 | GEN CTRL | 31.A5
KA0332:A2 | GEN CTRL | SC | 0V | WHT | 20 | 31.B5 | KA0334:A2 | GEN CTRL | 31.B5 |  | ADDED
KA0333:11 | GEN CTRL | SC | KA033311 | WHT | 20 | 31.D6 | KA0335:11 | GEN CTRL | 31.D6
KA0333:11 | GEN CTRL | SC | KA033311 | WHT | 20 | 31.D6 | XT0337:5 | GEN CTRL | 31.D5
KA0333:14 | GEN CTRL | SC | KA033314 | WHT | 20 | 31.D6 | KA0335:12 | GEN CTRL | 31.D6
KA0333:14 | GEN CTRL | SC | KA033314 | WHT | 20 | 31.D6 | XT0337:6 | GEN CTRL | 31.D5
KA0333:A1 | GEN CTRL | SC | KA0333A1 | WHT | 20 | 31.A5 | XT0338:2 | GEN CTRL | 31.A5
KA0333:A2 | GEN CTRL | SC | 0V | WHT | 20 | 31.A5 | XT0336:4 | GEN CTRL | 24.B4
KA0334:11 | GEN CTRL | SC | KA033411 | WHT | 20 | 31.D6 | XT0337:7 | GEN CTRL | 31.D5 |  | ADDED
KA0334:14 | GEN CTRL | SC | KA033414 | WHT | 20 | 31.D6 | XT0337:8 | GEN CTRL | 31.D5 |  | ADDED
KA0334:A1 | GEN CTRL | SC | KA018614 | WHT | 20 | 31.B5 | XT0338:10 | GEN CTRL | 31.B5 |  | ADDED
KA0335:A1 | GEN CTRL | SC | ESTOP | WHT | 16 | 29.A5 | XT0120:4 | GEN CTRL | 29.A3
KA0335:A2 | GEN CTRL | SC | 0V | WHT | 20 | 29.A5 | KA0336:A2 | GEN CTRL | 29.B5
KA0335:A2 | GEN CTRL | SC | 0V | WHT | 20 | 29.A5 | XT0120:3 | GEN CTRL | 29.A6
KA0336:14 | GEN CTRL | SC | KA4100A1 | WHT | 20 | 100.A5 | KA4100:A1 | GEN CTRL | 100.A6
KA0336:A1 | GEN CTRL | SC | KA0131A1 | WHT | 16 | 29.B5 | XT0120:5 | GEN CTRL | 29.B3
PEG0140:2 | GEN CTRL | SC | PMGS | GRN/YEL | 16 | 97.A6 | XT0313:1 | GEN CTRL | 97.A6
PEG0140:3 | GEN CTRL | SC | EXCS | GRN/YEL | 16 | 97.C6 | XT0370:6 | GEN CTRL | 97.C5
PEG0140:4 | GEN CTRL | SC | PEG01404 | GRN/YEL | 12 | 98.B5 | XT0352:7 | GEN CTRL | 98.B4
XT0120:1 | GEN CTRL | SC | 0V | WHT | 14 | 30.A1 | XT0336:2 | GEN CTRL | 24.B4
XT0180:1 | GEN CTRL | SC | 0V | WHT | 14 | 48.C2 | XT0336:3 | GEN CTRL | 24.B4
XT0351:16 | GEN CTRL | SC | VUTILB |  |  | 96.A4 | XT0351:17 | GEN CTRL | 96.A4 |  | ADDED
XT0351:18 | GEN CTRL | SC | VUTILC |  |  | 96.A4 | XT0351:19 | GEN CTRL | 96.A4 |  | ADDED
XT0351:7 | GEN CTRL | SC | VBUSN |  |  | 96.C4 | XT0351:8 | GEN CTRL | 96.C4 |  | ADDED
XT0352:4 | GEN CTRL | SC | JW03524 | CLIP | -- | 96.B4 | XT0352:5 | GEN CTRL | 96.B4 |  | DELETED
XT0352:5 | GEN CTRL | SC | JW03525 | CLIP | -- | 96.B4 | XT0352:6 | GEN CTRL | 96.B4 |  | DELETED
XT0352:6 | GEN CTRL | SC | JW03526 | CLIP | -- | 96.B4 | XT0352:7 | GEN CTRL | 96.B4 |  | DELETED
AU0120:L2 | GEN CTRL | WC0012 | AU0120L2 | ENET | CABLE | 2.C3 | AF0510:L1 | GEN VIB | 2.C4
AU0180:L1 | GEN CTRL | WC0051 | AF0510L2 | ENET | CABLE | 2.C6 | AF0510:L2 | GEN VIB | 2.C4
XT0525:1 | GEN CTRL | WC1242 | UA42011 | RED | 20 | 103.A5 | AF0500:01 | GEN VIB | 103.A6
XT0525:2 | GEN CTRL | WC1242 | UA42012 | CLR | 20 | 103.A5 | AF0500:02 | GEN VIB | 103.A6
XT0525:3 | GEN CTRL | WC1242 | UA42013 | BLK | 20 | 103.A5 | AF0500:03 | GEN VIB | 103.A6
XT0525:4 | GEN CTRL | WC1242 | UA4201S | SH | 20 | 103.A5 | AF0500:07 | GEN VIB | 103.A6
XT0525:5 | GEN CTRL | WC1243 | UA42311 | RED | 20 | 103.B5 | AF0510:09 | GEN VIB | 103.B6
XT0525:6 | GEN CTRL | WC1243 | UA42312 | CLR | 20 | 103.B5 | AF0510:10 | GEN VIB | 103.B6
XT0525:7 | GEN CTRL | WC1243 | UA42313 | BLK | 20 | 103.B5 | AF0510:12 | GEN VIB | 103.B6
XT0525:8 | GEN CTRL | WC1243 | UA4231S | SH | 20 | 103.B5 | AF0510:27 | GEN VIB | 103.B6
XT0525:10 | GEN CTRL | WC1244 | UA42302 | CLR | 20 | 103.B5 | AF0510:14 | GEN VIB | 103.B6
XT0525:11 | GEN CTRL | WC1244 | UA42303 | BLK | 20 | 103.B5 | AF0510:16 | GEN VIB | 103.B6
XT0525:12 | GEN CTRL | WC1244 | UA4230S | SH | 20 | 103.B5 | AF0510:31 | GEN VIB | 103.B6
XT0525:9 | GEN CTRL | WC1244 | UA42301 | RED | 20 | 103.B5 | AF0510:13 | GEN VIB | 103.B6
XT0525:13 | GEN CTRL | WC1245 | UA42411 | RED | 20 | 103.B5 | AF0510:01 | GEN VIB | 103.B6
XT0525:14 | GEN CTRL | WC1245 | UA42412 | CLR | 20 | 103.B5 | AF0510:02 | GEN VIB | 103.B6
XT0525:15 | GEN CTRL | WC1245 | UA42413 | BLK | 20 | 103.B5 | AF0510:04 | GEN VIB | 103.B6
XT0525:16 | GEN CTRL | WC1245 | UA4241S | SH | 20 | 103.B5 | AF0510:19 | GEN VIB | 103.B6
XT0525:17 | GEN CTRL | WC1246 | UA42401 | RED | 20 | 103.C5 | AF0510:05 | GEN VIB | 103.C6
XT0525:18 | GEN CTRL | WC1246 | UA42402 | CLR | 20 | 103.C5 | AF0510:06 | GEN VIB | 103.C6
XT0525:19 | GEN CTRL | WC1246 | UA42403 | BLK | 20 | 103.C5 | AF0510:08 | GEN VIB | 103.C6
XT0525:20 | GEN CTRL | WC1246 | UA4240S | SH | 20 | 103.C5 | AF0510:23 | GEN VIB | 103.C6
IEG0140:6 | GEN CTRL | SC | IEG01406 | GRN | 14 | 34.C6 | XT0500:2 | GEN VIB | 34.C5
XT0335:3 | GEN CTRL | SC | FU0332 | WHT | 14 | 24.B4 | FU0510:LI | GEN VIB | 34.C1
XT0336:3 | GEN CTRL | SC | 0V | WHT | 14 | 24.B4 | XT0501:1 | GEN VIB | 34.A1
AF0500:LBUS | GEN VIB | WC8050 | AF0500LBUS | BUS | CABLE | 34.A6 | AF0510:RBUS | GEN VIB | 34.A5
XT0501:1 | GEN VIB | JC | 0V | CLIP | --- | 34.A1 | XT0501:2 | GEN VIB | 34.C1
AF0500:12 | GEN VIB | SC | XT05001 | GRN | 16 | 34.A6 | XT0500:1 | GEN VIB | 34.C5
AF0510:32 | GEN VIB | SC | XT05001 | GRN | 16 | 34.A5 | XT0500:1 | GEN VIB | 34.C5
AF0510:53 | GEN VIB | SC | 0V | WHT | 16 | 34.A5 | XT0501:2 | GEN VIB | 34.C1
AF0510:55 | GEN VIB | SC | FU0510 | WHT | 16 | 34.A5 | FU0510:LD | GEN VIB | 34.C1
AP0602:L2 | PLC | WC0001 | AP0602L2 | ENET | CABLE | 2.A2 | AP0603:L1 | PLC | 2.A3
AP0609:L1 | PLC | WC0680 | AP0609L1 | ENET | CABLE | 5.A2 | AT0680:LAN1 | PLC | 5.A2
AR0600:IE1 | PLC | SC | UV0600G | GRN | 14 | 4.A1 | UV0600:GND | PLC | 4.B2
AT0680:NEG | PLC | SC | 0V | WHT | 14 | 6.A5 | XT0680:2 | PLC | 6.A4
AT0680:POS | PLC | SC | AT0680POS | WHT | 14 | 6.A5 | XT0680:1 | PLC | 6.A4
FRAME | PLC | SC | GR0234 | GRN/YEL | 14 | 7.B4 | GR0234: | PLC | 7.B4
FU0010:LD | PLC | SC | FU0010 | WHT | 14 | 4.B1 | UV0600:(+) | PLC | 4.B2
FU0680:LD | PLC | SC | AT0680POS | WHT | 14 | 6.A4 | XT0680:1 | PLC | 6.A4
FRAME | PROX,TURB | SC | GR1210 | GRN/YEL | 14 | 7.A6 | GR1210: | PROX,TURB | 7.A6
FRAME | PROX,TURB | SC | GR1211 | GRN/YEL | 14 | 7.A6 | GR1211: | PROX,TURB | 7.A6
FRAME | RAIL,LEFT,JB72 | SC | GR0241 | GRN/YEL | 14 | 8.B2 | GR0241: | RAIL,LEFT,JB72 | 8.B2
FRAME | RAIL,RIGHT,JB70 | SC | GR0532 | GRN/YEL | 14 | 7.B4 | GR0532: | RAIL,RIGHT,JB70 | 7.B4
FU1100:LI | RAIL,RIGHT,JB70 | SC | FU0136 | WHT | 16 | 43.D3 | XT0111:21 | RAIL,RIGHT,JB70 | 43.D6
FRAME | RAIL,RIGHT,JB72 | SC | GR0141 | GRN/YEL | 14 | 8.B4 | GR0141: | RAIL,RIGHT,JB72 | 8.B4

## Part No
Device / Part Number Comparison
= Deleted from latest version
Before Workbook: |  |  | Run Date: |  | = Added to latest version
After Workbook: |  |  |  | . | = Device ID had part(s) added or deleted, but
this part was unchanged
Location | Device ID | Part Number | Description | Updated ?