## Blue Labels
(SHT 1) JB70 | (SHT 10) JB4 | (SHT 11) JB352 | (SHT 12) BOP PANEL | (SHT 13) BOP BOX LEFT RAIL | (SHT 14) JB1123 MEDIA CONVERTER | (SHT 15) JB1124 MEDIA CONVERTER | (SHT 2) FIRE SYSTEM CONTROLLER PANEL | (SHT 3) JB70 LEFT RAIL | (SHT 4) JB70 RIGHT RAIL | (SHT 5) PLC PANEL | (SHT 6) PANEL A | (SHT 7) PANEL B | (SHT 8) JB73 | (SHT 9) TURBINE VIBRATION PANEL
HL1171 | UA1240 | UA4473 | IEG0257 | XT0140 | BA0005 | BA0010 | FU0170 | AT0185 | XT0001 | UV0600 | FU0019 | XT0070 | AU1200 | IEG0110
SA1171 | UA1241 | UA4461 | FU0141 | KA0531 | BA0006 | BA0020 | XT0170 | AT0178 | XT0005 | AT0600 | FU0090 | XT4001 | AF1201 | UA1520
HL0171 | UA1250 | UA4460 | FU0142 | KA0532 | GR1123 | GR1124 | XT0174 | AT0176 | FU0001 | AP0601 | FU0091 | XT0240 | AF1202 | XT1521
SA0170 | UA1251 | UA4471 | XT0573 | KA0533 | FU0005 | FU0020 | GR0171 | AT0175 | FU0002 | AP0602 | FU0092 | FU0070 | AF1203 | UA1263
SB0170 | UA1272 | UA4470 | KA0550 | KA0534 | FU0006 | FU0021 | AT0170 | KA0178 | FU0009 | AP0603 | FU0093 | FU0071 | AF1204 | UA1211
SB0471 | UA1273 | UA4462 | KA0551 | KA0535 | XT0003 | GR1224 | UV0170 | KA0875 | BA0001 | AP0604 | FU0080 | AU0070 | AF1205 | UA1210
SB0473 | GR1250 | GR4460 | KA0552 | KA0536 | GR1125 | UJ0010 |  | KA0172 | BA0002 | AP0608 | XT0080 | AF0071 | AF1206 | UA1221
SB0474 |  |  | KA0553 | KA0537 | UJ0012 | GR1324 |  | KA0174 | BA0009 | AP0609 | XT0081 | AF0072 | AF1207 | UA1220
HL1172 |  |  | KA0554 | KA0538 | GR1126 | IEG1124 |  | KA6510 | BA1100 | AR0600 | AU0080 | AF0073 | GR0120 | UA1231
SA1172 |  |  | KT0571 | KA0539 | IEG1123 |  |  | KA6511 | FU1100 | AP0605 | AF0081 | AF0074 | AF1211 | UA1230
SB1175 |  |  | KT0572 | KA0540 |  |  |  | XT0172 | FU1101 | AP0606 | AF0082 | AF0075 | AF1210 | UA1262
HL0172 |  |  | KT0573 | KA0541 |  |  |  | XT0173 | XT0137 | AP0607 | AF0083 | AF0076 | AF1209 | XTFGH
HL1173 |  |  | KT7601 | KA0555 |  |  |  | XTFGA | UV0291 | CU0001 | AF0084 | AF0077 | AF1208 | GR0113
SA1173 |  |  | KT7702 | KA0556 |  |  |  | GR1101 | XT0291 | AT0680 | AF0085 | GR0233 | FU0120 | FU0110
HL0173 |  |  | XT0572 | KA0557 |  |  |  |  | FU0291 | FU0680 | AF0086 | KA0230 | FU0121 | FU0113
AT1100 |  |  | XT0004 | KT0584 |  |  |  |  | XT1100 | XT0680 | AF0087 | KA0231 | KA0120 | XT0110
SH0470 |  |  | FU1212 | XT0576 |  |  |  |  | GR0680 | GR0234 | AF0088 | KA0232 | KA4401 | AF0400
SH0471 |  |  | FU0007 | KA0542 |  |  |  |  | XTFGB |  | KA0140 | KA0233 | XT0121 | AF0410
SH0472 |  |  | FU0008 | GR0182 |  |  |  |  | GR1100 |  | KA0221 | KA0234 | XT0845 | AF0420
SA0473 |  |  | BA1212 | [7 empty] | KA1306 | KA0235 | FU0130 | AF0430
SA0471 |  |  | XT0575 | [7 empty] | KA2160 | KA0236 | XT0520 | AF0450
SA0474 |  |  | XT0574 | [7 empty] | KA2161 | KA0237 | GR0121 | XT0400
HA0472 |  |  | XT0142M | [7 empty] | FU0010 | KA0238 | WC1200
SB0472 |  |  | BA0007 | [7 empty] | FU0139 | KA0239 | XTFGC
|  |  | BA0008 | [7 empty] | XT0139 | KA0240 | GR0124
|  |  | GR0180 | [7 empty] | XT0135 | KA0248 | IEG0130
|  |  | FU0140 | [7 empty] | XT0136 | KA0250 | FU0133
|  |  | AU0140 | [7 empty] | XT0171 | KA0241 | XT0130
|  |  | AF0141 | [7 empty] | GR0134 | KA0242 | XT0500
|  |  | AF0142 | [7 empty] | AU0090 | KA0243 | AF0520
|  |  | AF0143 | [7 empty] | AF0091 | KA0244 | AF0510
|  |  | AF0144 | [7 empty] | AF0092 | KA0246 | AF0500
|  |  | AF0145 | [7 empty] | AF0093 | KA0247
|  |  | AF0146 | [7 empty] | AF0094 | KA0245
|  |  | GR0257 | [7 empty] | AF0095 | KA0249
|  |  | FU0570 | [7 empty] | AF0096 | KA1020
|  |  | FU0180 | [7 empty] | AF0097 | KA0130
|  |  | FU0181 | [7 empty] | FU0031 | KA0131
|  |  | FU0184 | [7 empty] | FU0032 | KA0132
|  |  | XT0180 | [7 empty] | FU0116 | KA0133
|  |  | XT0570 | [7 empty] | XT0031 | KA0134
|  |  | AU0180 | [7 empty] | XT0032 | KA0136
|  |  | AF0181 | [7 empty] | XT0138 | KA0137
|  |  | AF0182 | [7 empty] | FU0137 | KA0138
|  |  | AF0183 | [7 empty] | FU0136 | KA0141
|  |  | AF0184 | [7 empty] | XT0134 | KA0144
|  |  | AF0185 | [7 empty] | KA6211 | KA0176
|  |  | GR0140 | [7 empty] | KA6212 | KA0177
[11 empty] | KA6241 | KA0222
[11 empty] | KA3103 | XT0085
[11 empty] | KA0135 | GR0232
[11 empty] | KA3220 | KT0140
[11 empty] | GR0133 | KT0141
[11 empty] | PC0470 | KT0142
[11 empty] | GR0131 | KT0143
[11 empty] | XT0033 | KT0144
[11 empty] | FU0033 | KT0145
[11 empty] | FU0011 | KT0146
[11 empty] | FU0012 | XT0237
[11 empty] | FU0013 | XT0236
[11 empty] | FU0014 | XT0235
[11 empty] | FU0015 | XT0233
[11 empty] | FU0016 | FU0210
[11 empty] | FU0017 | FU0211
[11 empty] | XT0011 | FU0212
[11 empty] | GR0132 | FU0060
[11 empty] | UJ0031 | FU0061
[11 empty] | UJ0131 | FU0062
[11 empty] | XT0014 | FU0063
[11 empty] | PEG0130 | FU0064
XT0060
AF0068
AF0067
AF0066
AF0065
AF0064
AF0063
AF0062
AF0061
AU0060
GR0231
UA1200
IEG0230

## White Labels
(SHT 12) BOP PANEL | (SHT 14) JB1123 MEDIA CONVERTER | (SHT 15) JB1124 MEDIA CONVERTER | (SHT 1) JB70 - (SHT 4) JB70 RIGHT RAIL | (SHT 4) JB70 RIGHT RAIL - (SHT 7) PANEL B | (SHT 8) JB73 | (SHT 6) PANEL A | (SHT 6) PANEL A - (SHT 7) PANEL B | (SHT 7) PANEL B | (SHT 7) PANEL B - (SHT 5) PLC PANEL | (SHT 5) PLC PANEL | (SHT 9) TURBINE VIBRATION PANEL
AF0143G | GR1125 | GR1224 | PEG01304 | GR0680 | AF1203G | AF0083G | IEG023011 | AF0064G | IEG02301 | UV0600G | IEG01101
AF0144G | GR1126 | GR1324 |  |  | AF1204G | AF0084G | IEG02302 | AF0065G | IEG023012 |  | XT04001
AU0140G | IEG11231 | IEG11241 |  |  | AF1205G | AF0085G | IEG02307 | AF0066G |  |  | XT04002
AU0180G |  |  |  |  | AF1206G | AF0086G | IEG02309 | AF0071G
IEG02571 |  |  |  |  | AF1208G | AF0094G |  | AF0072G
IEG02572 |  |  |  |  | AF1209G | AF0096G |  | AF0073G
IEG02573 |  |  |  |  | AF1210G | AU0080G |  | AF0074G
IEG02574 |  |  |  |  | AU1200G | AU0090G |  | AF0075G
IEG02575 |  |  |  |  | GR0121 |  |  | AU0060G
[5 empty] | IEG01301 |  |  | AU0070G
[5 empty] | IEG01303 |  |  | IEG02303
[5 empty] | IEG01304 |  |  | IEG02304
[5 empty] | XT05001 |  |  | IEG02305
IEG02306
IEG02308

## Heat Shrink Labels
(SHT 12) BOP PANEL | (SHT 2) FIRE SYSTEM CONTROLLER PANEL - (SHT 3) JB70 LEFT RAIL | (SHT 3) JB70 LEFT RAIL | (SHT 7) PANEL B | (SHT 9) TURBINE VIBRATION PANEL
WC1421 | WC5018 | WC5500 | WC4524 | WC1228
| WC8069 | WC8066 |  | WC1229
|  | WC8067 |  | WC1230
|  | WC8068 |  | WC1231
WC1232
WC1233
WC1234
WC1235
WC4749

## BOP BOX LEFT RAIL
BOP BOX LEFT RAIL
JB74
Project # | 4L401
Project Name | KINDER MORGAN
Revision | B.12
Controls DE | A. COVARRUBIAS
Phone: | 0
Controls ME | N. LOPEZ
Phone:
From | [5 empty] | To
Device ID | Cable (W) Conductor (SC) Jumper Clip (JC) | Wire No. | Wire ID | Gauge/Size | Page/Zone | Device ID | Location | Page/Zone
XT0140:3 | JC | 0V | CLIP | --- | 21.A5 | XT0140:2 | BOP BOX LEFT RAIL | 21.A5
XT0140:4 | JC | 0V | CLIP | --- | 21.A5 | XT0140:3 | BOP BOX LEFT RAIL | 21.A5
XT0576:1 | JC | KT057316 | CLIP | --- | 22.C3 | XT0576:2 | BOP BOX LEFT RAIL | 22.C3
XT0576:3 | JC | KT057216 | CLIP | --- | 22.C3 | XT0576:4 | BOP BOX LEFT RAIL | 22.C3
GR0182: | SC | GR0182 | GRN/YEL | 14 | 5.C3 | FRAME | BOP BOX LEFT RAIL | 5.C3
KA0531:A1 | SC | ESTOP | WHT | 20 | 22.B3 | KA0532:A1 | BOP BOX LEFT RAIL | 22.B3
KA0531:A1 | SC | ESTOP | WHT | 20 | 22.B3 | XT0140:6 | BOP BOX LEFT RAIL | 22.B2
KA0531:A2 | SC | 0V | WHT | 20 | 22.B3 | KA0532:A2 | BOP BOX LEFT RAIL | 22.B3
KA0531:A2 | SC | 0V | WHT | 20 | 22.B3 | KA0542:A2 | BOP BOX LEFT RAIL | 22.A3
KA0532:14 | SC | KA053214 | WHT | 20 | 109.A6 | KA0540:A1 | BOP BOX LEFT RAIL | 109.A5
KA0532:24 | SC | KA053224 | WHT | 20 | 107.A5 | KA0541:A1 | BOP BOX LEFT RAIL | 107.A4
KA0532:A1 | SC | ESTOP | WHT | 20 | 22.B3 | KA0533:A1 | BOP BOX LEFT RAIL | 22.B3
KA0532:A2 | SC | 0V | WHT | 20 | 22.B3 | KA0533:A2 | BOP BOX LEFT RAIL | 22.B3
KA0533:11 | SC | FU0142 | WHT | 14 | 22.C2 | XT0140:7 | BOP BOX LEFT RAIL | 22.C1
KA0533:A1 | SC | ESTOP | WHT | 20 | 22.B3 | KA0534:A1 | BOP BOX LEFT RAIL | 22.B3
KA0533:A2 | SC | 0V | WHT | 20 | 22.B3 | KA0534:A2 | BOP BOX LEFT RAIL | 22.B3
KA0534:A1 | SC | ESTOP | WHT | 20 | 22.B3 | KA0537:A1 | BOP BOX LEFT RAIL | 22.B3
KA0534:A2 | SC | 0V | WHT | 20 | 22.B3 | KA0537:A2 | BOP BOX LEFT RAIL | 22.B3
KA0535:22 | SC | KA053522 | WHT | 20 | 22.D4 | XT0576:5 | BOP BOX LEFT RAIL | 22.D4
KA0535:A1 | SC | KA0231A1 | WHT | 20 | 22.A3 | KA0536:A1 | BOP BOX LEFT RAIL | 22.A3
KA0535:A1 | SC | KA0231A1 | WHT | 20 | 22.A3 | XT0140:5 | BOP BOX LEFT RAIL | 22.A2
KA0535:A2 | SC | 0V | WHT | 20 | 22.A3 | KA0536:A2 | BOP BOX LEFT RAIL | 22.A3
KA0535:A2 | SC | 0V | WHT | 20 | 22.A3 | XT0140:4 | BOP BOX LEFT RAIL | 21.A5
KA0536:24 | SC | KA055511 | WHT | 20 | 110.A5 | KA0555:11 | BOP BOX LEFT RAIL | 110.A6
KA0536:A1 | SC | KA0231A1 | WHT | 20 | 22.A3 | KA0538:A1 | BOP BOX LEFT RAIL | 22.A3
KA0536:A2 | SC | 0V | WHT | 20 | 22.A3 | KA0538:A2 | BOP BOX LEFT RAIL | 22.A3
KA0537:A2 | SC | 0V | WHT | 20 | 22.B3 | KT0584:A2 | BOP BOX LEFT RAIL | 22.D6
KA0538:24 | SC | KA055714 | WHT | 20 | 111.C5 | KA0557:11 | BOP BOX LEFT RAIL | 111.C6
KA0538:A1 | SC | KA0231A1 | WHT | 20 | 22.A3 | KA0539:A1 | BOP BOX LEFT RAIL | 22.A3
KA0538:A2 | SC | 0V | WHT | 20 | 22.A3 | KA0539:A2 | BOP BOX LEFT RAIL | 22.A3
KA0539:11 | SC | KA055611 | WHT | 20 | 111.A5 | KA0556:11 | BOP BOX LEFT RAIL | 111.A6
KA0539:A1 | SC | KA0231A1 | WHT | 20 | 22.A3 | KA0542:A1 | BOP BOX LEFT RAIL | 22.A3
KA0539:A2 | SC | 0V | WHT | 20 | 22.A3 | KA0542:A2 | BOP BOX LEFT RAIL | 22.A3
KT0584:18 | SC | KA053522 | WHT | 20 | 110.A5 | XT0576:5 | BOP BOX LEFT RAIL | 22.D4
KT0584:A1 | SC | KA053522 | WHT | 20 | 22.D6 | XT0576:5 | BOP BOX LEFT RAIL | 22.D4
KA0531:11 | SC | KA053111 | WHT | 20 | 108.A5 | AF0141:14 | BOP PANEL | 108.A7
KA0532:11 | SC | KA053211 | WHT | 20 | 109.A6 | AF0141:00 | BOP PANEL | 109.A7
KA0532:21 | SC | KA053200 | WHT | 20 | 107.A5 | AF0141:04 | BOP PANEL | 107.A7
KA0533:12 | SC | KA053312 | WHT | 20 | 22.C2 | KT0573:15 | BOP PANEL | 22.C3
KA0535:11 | SC | KA053511 | WHT | 20 | 110.C5 | KA0554:11 | BOP PANEL | 110.C6
KA0535:14 | SC | KA053514 | WHT | 16 | 110.C5 | XT0573:4 B2 | BOP PANEL | 110.C5
KA0535:21 | SC | KT057325 | WHT | 20 | 22.D4 | KT0573:25 | BOP PANEL | 22.D3
KA0535:22 | SC | KA053522 | WHT | 20 | 22.D4 | KT7601:25 | BOP PANEL | 111.A5
KA0536:11 | SC | ZSO76012 | WHT | 20 | 110.B5 | XT0572:4 | BOP PANEL | 110.B5
KA0536:12 | SC | KA053612 | WHT | 20 | 110.B5 | KT7601:A1 | BOP PANEL | 110.B6
KA0536:21 | SC | KA053621 | WHT | 20 | 110.A5 | XT0573:3 B2 | BOP PANEL | 110.A5
KA0537:14 | SC | 014608 | WHT | 20 | 112.A5 | AF0146:08 | BOP PANEL | 112.A7
KA0538:11 | SC | ZSO77022 | WHT | 20 | 111.B5 | XT0572:6 | BOP PANEL | 111.B5
KA0538:12 | SC | KA053822 | WHT | 20 | 111.B5 | KT7702:A1 | BOP PANEL | 111.B6
KA0538:21 | SC | XT05738B2 | WHT | 16 | 111.C5 | XT0573:7 B2 | BOP PANEL | 111.C4
KA0539:14 | SC | KA053914 | WHT | 20 | 111.A5 | XT0573:2 B2 | BOP PANEL | 111.A5
KA0539:21 | SC | KA053921 | WHT | 20 | 110.C5 | XT0573:4 T1 | BOP PANEL | 110.C5
KA0539:22 | SC | KA053611 | WHT | 20 | 110.C5 | XT0573:5 B1 | BOP PANEL | 110.C5
KA0540:14 | SC | KA054014 | WHT | 20 | 109.A5 | KA0550:11 | BOP PANEL | 109.A6
KA0540:21 | SC | ZSC76212 | WHT | 20 | 109.B5 | XT0572:1 | BOP PANEL | 109.B4
KA0540:22 | SC | KA054012 | WHT | 20 | 109.B5 | KT0572:A1 | BOP PANEL | 109.B6
KA0540:A2 | SC | SV76212 | WHT | 20 | 109.A5 | XT0572:2 | BOP PANEL | 109.A5
KA0541:11 | SC | KA054111 | WHT | 20 | 107.A5 | KA0551:11 | BOP PANEL | 107.A6
KA0541:21 | SC | ZSC76412 | WHT | 20 | 107.B5 | XT0572:5 | BOP PANEL | 107.B4
KA0541:22 | SC | KA054112 | WHT | 20 | 107.B5 | KT0573:A1 | BOP PANEL | 107.B6
KA0541:A2 | SC | SV76412 | WHT | 20 | 107.A4 | XT0572:3 | BOP PANEL | 107.A4
KA0542:11 | SC | KA054211 | WHT | 20 | 111.C4 | XT0573:7 T1 | BOP PANEL | 111.C4
KA0542:12 | SC | KA054212 | WHT | 20 | 111.C4 | XT0573:6 B1 | BOP PANEL | 111.C5
KA0555:14 | SC | 014104 | WHT | 20 | 110.A6 | AF0146:12 | BOP PANEL | 110.A7
KA0555:A1 | SC | KA0555A1 | WHT | 20 | 110.D6 | AF0184:04 | BOP PANEL | 110.D7
KA0555:A2 | SC | KA0555A2 | WHT | 20 | 110.D6 | AF0184:20 | BOP PANEL | 110.D7
KA0556:14 | SC | 014110 | WHT | 20 | 111.A6 | AF0141:10 | BOP PANEL | 111.A7
KA0556:A1 | SC | KA0556A1 | WHT | 20 | 111.D6 | AF0184:06 | BOP PANEL | 111.D7
KA0556:A2 | SC | KA0556A2 | WHT | 20 | 111.D6 | AF0184:22 | BOP PANEL | 111.D7
KA0557:14 | SC | 014108 | WHT | 20 | 111.C6 | AF0141:08 | BOP PANEL | 111.C7
KA0557:A1 | SC | KA0557A1 | WHT | 20 | 111.D6 | AF0184:07 | BOP PANEL | 111.D7
KA0557:A2 | SC | KA0557A2 | WHT | 20 | 111.D6 | AF0184:23 | BOP PANEL | 111.D7
KT0584:15 | SC | KT760116 | WHT | 20 | 110.A5 | KT7601:16 | BOP PANEL | 110.A4
XT0140:1 | SC | FU0136 | WHT | 12 | 21.A5 | FU0570:LI | BOP PANEL | 21.A4
XT0140:1 | SC | FU0136 | WHT | 14 | 21.A5 | XT0570:1 | BOP PANEL | 21.A5
XT0140:2 | SC | 0V | WHT | 14 | 21.A5 | AU0140:COM | BOP PANEL | 21.B2
XT0140:2 | SC | 0V | WHT | 14 | 21.A5 | XT0570:2 | BOP PANEL | 21.A5
XT0140:3 | SC | 0V | WHT | 14 | 21.A5 | AF0141:COM | BOP PANEL | 21.B2
XT0140:3 | SC | 0V | WHT | 14 | 21.A5 | AF0146:COM | BOP PANEL | 21.B5
XT0140:4 | SC | 0V | WHT | 14 | 21.A5 | XT0180:1 | BOP PANEL | 21.D1
XT0140:5 | SC | KA0231A1 | WHT | 12 | 22.A2 | XT0570:3 | BOP PANEL | 22.A2
XT0140:7 | SC | FU0142 | WHT | 14 | 22.C1 | FU0142:LD | BOP PANEL | 21.C1
XT0576:1 | SC | KT057316 | WHT | 20 | 22.C3 | XT0573:5 T2 | BOP PANEL | 110.C5
XT0576:1 | SC | KT057316 | WHT | 20 | 22.C3 | XT0573:6 T2 | BOP PANEL | 111.C5
XT0576:2 | SC | KT057316 | WHT | 20 | 22.C3 | KT0573:16 | BOP PANEL | 22.C3
XT0576:2 | SC | KT057316 | WHT | 20 | 22.C3 | XT0574:1 T2 | BOP PANEL | 107.C4
XT0576:3 | SC | KT057216 | WHT | 20 | 22.C3 | KT0572:16 | BOP PANEL | 22.C3
XT0576:3 | SC | KT057216 | WHT | 20 | 22.C3 | XT0573:1 T2 | BOP PANEL | 109.C4
XT0576:4 | SC | KT057216 | WHT | 20 | 22.C3 | XT0573:5 B2 | BOP PANEL | 110.C5
XT0576:4 | SC | KT057216 | WHT | 20 | 22.C3 | XT0573:6 B2 | BOP PANEL | 111.C5
SolarTools ver. 24.0.84.24712 (Jul 31, 2025)
Report date: 4/28/2026 7:16 AM

## BOP PANEL
BOP PANEL
JB74
Project # | 4L401
Project Name | KINDER MORGAN
Revision | B.12
Controls DE | A. COVARRUBIAS
Phone: | 0
Controls ME | N. LOPEZ
Phone:
From | [5 empty] | To
Device ID | Cable (W) Conductor (SC) Jumper Clip (JC) | Wire No. | Wire ID | Gauge/Size | Page/Zone | Device ID | Location | Page/Zone
XT0180:1 | JC | 0V | CLIP | --- | 21.D1 | XT0180:2 | BOP PANEL | 21.D1
AF0182:01 | SC | JP4 | VIO | 20 | 27.A7 | AF0182:33 | BOP PANEL | 27.A7
AF0182:03 | SC | JP3 | VIO | 20 | 27.B7 | AF0182:35 | BOP PANEL | 27.B7
AF0182:05 | SC | JP5 | VIO | 20 | 27.B7 | AF0182:37 | BOP PANEL | 27.B7
AF0141:02 | SC | KA055214 | WHT | 20 | 109.C7 | KA0552:14 | BOP PANEL | 109.C6
AF0141:06 | SC | KA055314 | WHT | 20 | 107.C7 | KA0553:14 | BOP PANEL | 107.C6
AF0141:12 | SC | 014112 | WHT | 20 | 110.C7 | KA0554:14 | BOP PANEL | 110.C6
AF0141:16 | SC | SV76212 | WHT | 20 | 109.A7 | XT0572:2 | BOP PANEL | 109.A5
AF0141:20 | SC | SV76412 | WHT | 20 | 107.A7 | XT0572:3 | BOP PANEL | 107.A4
AF0141:32 | SC | KA055014 | WHT | 20 | 109.A7 | KA0550:14 | BOP PANEL | 109.A6
AF0141:36 | SC | KA055114 | WHT | 20 | 107.A7 | KA0551:14 | BOP PANEL | 107.A6
AF0141:V+ | SC | FU0141 | WHT | 16 | 21.B2 | FU0141:LD | BOP PANEL | 21.C1
AF0142:07 | SC | ZSC76112 | WHT | 20 | 108.B7 | XT0575:1 | BOP PANEL | 108.B5
AF0142:23 | SC | KT0571A2 | WHT | 20 | 108.B7 | KT0571:A2 | BOP PANEL | 108.B6
AF0142:COM | SC | AF0142N | WHT | 16 | 21.B3 | AF0143:COM | BOP PANEL | 21.B3
AF0142:COM | SC | AU0140N | WHT | 16 | 21.B3 | AU0140:COM | BOP PANEL | 21.B2
AF0142:V+ | SC | AF0142P | WHT | 16 | 21.B3 | AF0143:V+ | BOP PANEL | 21.B3
AF0142:V+ | SC | AU0140P | WHT | 16 | 21.B3 | AU0140:V+ | BOP PANEL | 21.B2
AF0143:COM | SC | AF0143N | WHT | 16 | 21.B3 | AF0144:COM | BOP PANEL | 21.B4
AF0143:SH | SC | AF0143G | GRN | 14 | 21.B3 | AF0144:SH | BOP PANEL | 21.B4
AF0143:SH | SC | AU0140G | GRN | 14 | 21.B3 | AU0140:GND | BOP PANEL | 21.B2
AF0143:V+ | SC | AF0143P | WHT | 16 | 21.B3 | AF0144:V+ | BOP PANEL | 21.B4
AF0144:COM | SC | AF0144N | WHT | 16 | 21.B4 | AF0145:COM | BOP PANEL | 21.B5
AF0144:SH | SC | AF0144G | GRN | 14 | 21.B4 | AF0145:SH | BOP PANEL | 21.B5
AF0144:V+ | SC | AF0144P | WHT | 16 | 21.B4 | AF0145:V+ | BOP PANEL | 21.B5
AF0145:SH | SC | IEG02571 | GRN | 14 | 21.B5 | IEG0257:1 | BOP PANEL | 21.C5
AF0181:COM | SC | 0V | WHT | 14 | 21.D2 | XT0180:2 | BOP PANEL | 21.D1
AF0181:V+ | SC | FU0181 | WHT | 16 | 21.D2 | FU0181:LD | BOP PANEL | 21.D1
AF0182:COM | SC | AF0182N | WHT | 16 | 21.D3 | AF0183:COM | BOP PANEL | 21.C3
AF0182:COM | SC | AU0180N | WHT | 16 | 21.D3 | AU0180:COM | BOP PANEL | 21.C2
AF0182:V+ | SC | AF0182P | WHT | 16 | 21.D3 | AF0183:V+ | BOP PANEL | 21.C3
AF0182:V+ | SC | AU0180P | WHT | 16 | 21.D3 | AU0180:V+ | BOP PANEL | 21.C2
AF0183:00 | SC | ZSO76012 | WHT | 20 | 110.B7 | XT0572:4 | BOP PANEL | 110.B5
AF0183:01 | SC | ZSO77022 | WHT | 20 | 111.B7 | XT0572:6 | BOP PANEL | 111.B5
AF0183:04 | SC | ZSC76212 | WHT | 20 | 109.B7 | XT0572:1 | BOP PANEL | 109.B4
AF0183:05 | SC | ZSC76412 | WHT | 20 | 107.B7 | XT0572:5 | BOP PANEL | 107.B4
AF0183:16 | SC | 014222 | WHT | 20 | 110.B7 | KT7601:A2 | BOP PANEL | 110.B6
AF0183:17 | SC | 014218 | WHT | 20 | 111.B7 | KT7702:A2 | BOP PANEL | 111.B6
AF0183:20 | SC | KT0572A2 | WHT | 20 | 109.B7 | KT0572:A2 | BOP PANEL | 109.B6
AF0183:21 | SC | KT0573A2 | WHT | 20 | 107.B7 | KT0573:A2 | BOP PANEL | 107.B6
AF0183:COM | SC | AF0183N | WHT | 16 | 21.C3 | AF0185:COM | BOP PANEL | 21.D5
AF0183:V+ | SC | AF0183P | WHT | 16 | 21.C3 | AF0185:V+ | BOP PANEL | 21.D5
AF0184:01 | SC | KA0552A1 | WHT | 20 | 109.D7 | KA0552:A1 | BOP PANEL | 109.D6
AF0184:02 | SC | KA0551A1 | WHT | 20 | 107.C7 | KA0551:A1 | BOP PANEL | 107.C6
AF0184:03 | SC | KA0553A1 | WHT | 20 | 107.D7 | KA0553:A1 | BOP PANEL | 107.D6
AF0184:05 | SC | KA0554A1 | WHT | 20 | 110.D7 | KA0554:A1 | BOP PANEL | 110.D6
AF0184:11 | SC | KA0550A1 | WHT | 20 | 109.C7 | KA0550:A1 | BOP PANEL | 109.C6
AF0184:17 | SC | KA0552A2 | WHT | 20 | 109.D7 | KA0552:A2 | BOP PANEL | 109.D6
AF0184:18 | SC | KA0551A2 | WHT | 20 | 107.C7 | KA0551:A2 | BOP PANEL | 107.C6
AF0184:19 | SC | KA0553A2 | WHT | 20 | 107.D7 | KA0553:A2 | BOP PANEL | 107.D6
AF0184:21 | SC | KA0554A2 | WHT | 20 | 110.D7 | KA0554:A2 | BOP PANEL | 110.D6
AF0184:27 | SC | KA0550A2 | WHT | 20 | 109.C7 | KA0550:A2 | BOP PANEL | 109.C6
AF0184:COM | SC | 0V | WHT | 14 | 21.C4 | XT0180:1 | BOP PANEL | 21.D1
AF0184:V+ | SC | FU0184 | WHT | 16 | 21.C4 | FU0184:LD | BOP PANEL | 21.D1
AF0185:SH | SC | IEG02572 | GRN | 14 | 21.D5 | IEG0257:2 | BOP PANEL | 21.D6
AF0185:SH | SC | AU0180G | GRN | 14 | 21.D5 | AU0180:GND | BOP PANEL | 21.C2
AU0140:V+ | SC | FU0140 | WHT | 16 | 21.B2 | FU0140:LD | BOP PANEL | 21.B1
AU0180:COM | SC | 0V | WHT | 14 | 21.C2 | XT0180:1 | BOP PANEL | 21.D1
AU0180:V+ | SC | FU0180 | WHT | 16 | 21.C2 | FU0180:LD | BOP PANEL | 21.D1
BA0007:V1(-) | SC | 0V | WHT | 16 | 3.C2 | XT0004:2 | BOP PANEL | 3.C3
BA0007:V1(+) | SC | FU0007 | WHT | 16 | 3.C2 | FU0007:LD | BOP PANEL | 3.C3
BA0008:V1(-) | SC | 0V | WHT | 16 | 3.D2 | XT0004:4 | BOP PANEL | 3.D3
BA0008:V1(+) | SC | FU0008 | WHT | 16 | 3.D2 | FU0008:LD | BOP PANEL | 3.D3
BA1212:POS | SC | FU1212LD | WHT | 16 | 21.C5 | FU1212:LD | BOP PANEL | 21.C6
FU0007:LI | SC | FU0210 | WHT | 14 | 3.C3 | XT0004:1 | BOP PANEL | 3.C3
FU0008:LI | SC | FU0210 | WHT | 14 | 3.D3 | XT0004:3 | BOP PANEL | 3.D3
FU0140:LI | SC | FU0570 | WHT | 14 | 21.B1 | FU0570:LD | BOP PANEL | 21.A4
FU0140:LI | SC | FU0570 | WHT | 14 | 21.B1 | FU0141:LI | BOP PANEL | 21.C1
FU0141:LI | SC | FU0570 | WHT | 14 | 21.C1 | FU0142:LI | BOP PANEL | 21.C1
FU0142:LD | SC | FU0142 | WHT | 14 | 21.C1 | AF0146:V+ | BOP PANEL | 21.B5
FU0142:LI | SC | FU0570 | WHT | 14 | 21.C1 | FU0180:LI | BOP PANEL | 21.D1
FU0180:LI | SC | FU0570 | WHT | 14 | 21.D1 | FU0181:LI | BOP PANEL | 21.D1
FU0181:LI | SC | FU0570 | WHT | 14 | 21.D1 | FU0184:LI | BOP PANEL | 21.D1
GR0140: | SC | IEG02574 | GRN | 14 | 5.B3 | IEG0257:4 | BOP PANEL | 5.B3
GR0180: | SC | IEG02573 | GRN | 14 | 5.B3 | IEG0257:3 | BOP PANEL | 5.B3
GR0257: | SC | IEG02575 | GRN | 14 | 5.B4 | IEG0257:5 | BOP PANEL | 5.B4
KA0552:11 | SC | KA055211 | WHT | 20 | 109.C6 | XT0573:1 B2 | BOP PANEL | 109.C4
KA0553:11 | SC | XT057404 | WHT | 20 | 107.C6 | XT0574:1 B2 | BOP PANEL | 107.C4
KT0571:A1 | SC | ZSC76112 | WHT | 20 | 108.B6 | XT0575:1 | BOP PANEL | 108.B5
KT0572:15 | SC | KA053312 | WHT | 20 | 22.C3 | KT0572:28 | BOP PANEL | 22.D3
KT0572:15 | SC | KA053312 | WHT | 20 | 22.C3 | KT0573:15 | BOP PANEL | 22.C3
KT0572:25 | SC | KT057225 | WHT | 20 | 22.D3 | KT0573:28 | BOP PANEL | 22.D3
KT7601:15 | SC | KT760115 | WHT | 20 | 110.A4 | XT0573:3 T1 | BOP PANEL | 110.A5
KT7601:28 | SC | KT760128 | WHT | 20 | 111.A5 | KT7702:15 | BOP PANEL | 111.A4
KT7702:16 | SC | KT770216 | WHT | 20 | 111.A4 | XT0573:2 T1 | BOP PANEL | 111.A5
AU0140:L2 | WC0014 | AU0140L2 | ENET | CABLE | 21.B2 | AU0180:L1 | BOP PANEL | 21.C2
AU0180:L2 | WC0018 | AU0180L2 | ENET | CABLE | 21.C2 | BA1212:L1 | BOP PANEL | 21.C5
AF0143:34 | WC1421 | PDT74101 | CLR | 20 | 106.D7 | XT0142M:1 | BOP PANEL | 106.D5
AF0143:02 | WC1421 | PDT74102 | BLK | 20 | 106.D7 | XT0142M:2 | BOP PANEL | 106.D5
AF0143:50 | WC1421 | PDT7410S | SH | 20 | 106.D7 | XT0142M:3 | BOP PANEL | 106.D5
AU0140:L1 | WC9007 | BA0007RJ45 | ENET | CABLE | 21.B2 | BA0007:RJ45 | BOP PANEL | 3.C2
BA0008:RJ45 | WC9212 | BA1212L2 | ENET | CABLE | 3.D2 | BA1212:L2 | BOP PANEL | 21.C5
AF0141:00 | SC | KA053211 | WHT | 20 | 109.A7 | KA0532:11 | BOP BOX LEFT RAIL | 109.A6
AF0141:04 | SC | KA053200 | WHT | 20 | 107.A7 | KA0532:21 | BOP BOX LEFT RAIL | 107.A5
AF0141:08 | SC | 014108 | WHT | 20 | 111.C7 | KA0557:14 | BOP BOX LEFT RAIL | 111.C6
AF0141:10 | SC | 014110 | WHT | 20 | 111.A7 | KA0556:14 | BOP BOX LEFT RAIL | 111.A6
AF0141:14 | SC | KA053111 | WHT | 20 | 108.A7 | KA0531:11 | BOP BOX LEFT RAIL | 108.A5
AF0141:COM | SC | 0V | WHT | 14 | 21.B2 | XT0140:3 | BOP BOX LEFT RAIL | 21.A5
AF0146:08 | SC | 014608 | WHT | 20 | 112.A7 | KA0537:14 | BOP BOX LEFT RAIL | 112.A5
AF0146:12 | SC | 014104 | WHT | 20 | 110.A7 | KA0555:14 | BOP BOX LEFT RAIL | 110.A6
AF0146:COM | SC | 0V | WHT | 14 | 21.B5 | XT0140:3 | BOP BOX LEFT RAIL | 21.A5
AF0184:04 | SC | KA0555A1 | WHT | 20 | 110.D7 | KA0555:A1 | BOP BOX LEFT RAIL | 110.D6
AF0184:06 | SC | KA0556A1 | WHT | 20 | 111.D7 | KA0556:A1 | BOP BOX LEFT RAIL | 111.D6
AF0184:07 | SC | KA0557A1 | WHT | 20 | 111.D7 | KA0557:A1 | BOP BOX LEFT RAIL | 111.D6
AF0184:20 | SC | KA0555A2 | WHT | 20 | 110.D7 | KA0555:A2 | BOP BOX LEFT RAIL | 110.D6
AF0184:22 | SC | KA0556A2 | WHT | 20 | 111.D7 | KA0556:A2 | BOP BOX LEFT RAIL | 111.D6
AF0184:23 | SC | KA0557A2 | WHT | 20 | 111.D7 | KA0557:A2 | BOP BOX LEFT RAIL | 111.D6
AU0140:COM | SC | 0V | WHT | 14 | 21.B2 | XT0140:2 | BOP BOX LEFT RAIL | 21.A5
FU0142:LD | SC | FU0142 | WHT | 14 | 21.C1 | XT0140:7 | BOP BOX LEFT RAIL | 22.C1
FU0570:LI | SC | FU0136 | WHT | 12 | 21.A4 | XT0140:1 | BOP BOX LEFT RAIL | 21.A5
KA0550:11 | SC | KA054014 | WHT | 20 | 109.A6 | KA0540:14 | BOP BOX LEFT RAIL | 109.A5
KA0551:11 | SC | KA054111 | WHT | 20 | 107.A6 | KA0541:11 | BOP BOX LEFT RAIL | 107.A5
KA0554:11 | SC | KA053511 | WHT | 20 | 110.C6 | KA0535:11 | BOP BOX LEFT RAIL | 110.C5
KT0572:16 | SC | KT057216 | WHT | 20 | 22.C3 | XT0576:3 | BOP BOX LEFT RAIL | 22.C3
KT0572:A1 | SC | KA054012 | WHT | 20 | 109.B6 | KA0540:22 | BOP BOX LEFT RAIL | 109.B5
KT0573:15 | SC | KA053312 | WHT | 20 | 22.C3 | KA0533:12 | BOP BOX LEFT RAIL | 22.C2
KT0573:16 | SC | KT057316 | WHT | 20 | 22.C3 | XT0576:2 | BOP BOX LEFT RAIL | 22.C3
KT0573:25 | SC | KT057325 | WHT | 20 | 22.D3 | KA0535:21 | BOP BOX LEFT RAIL | 22.D4
KT0573:A1 | SC | KA054112 | WHT | 20 | 107.B6 | KA0541:22 | BOP BOX LEFT RAIL | 107.B5
KT7601:16 | SC | KT760116 | WHT | 20 | 110.A4 | KT0584:15 | BOP BOX LEFT RAIL | 110.A5
KT7601:25 | SC | KA053522 | WHT | 20 | 111.A5 | KA0535:22 | BOP BOX LEFT RAIL | 22.D4
KT7601:A1 | SC | KA053612 | WHT | 20 | 110.B6 | KA0536:12 | BOP BOX LEFT RAIL | 110.B5
KT7702:A1 | SC | KA053822 | WHT | 20 | 111.B6 | KA0538:12 | BOP BOX LEFT RAIL | 111.B5
XT0180:1 | SC | 0V | WHT | 14 | 21.D1 | XT0140:4 | BOP BOX LEFT RAIL | 21.A5
XT0570:1 | SC | FU0136 | WHT | 14 | 21.A5 | XT0140:1 | BOP BOX LEFT RAIL | 21.A5
XT0570:2 | SC | 0V | WHT | 14 | 21.A5 | XT0140:2 | BOP BOX LEFT RAIL | 21.A5
XT0570:3 | SC | KA0231A1 | WHT | 12 | 22.A2 | XT0140:5 | BOP BOX LEFT RAIL | 22.A2
XT0572:1 | SC | ZSC76212 | WHT | 20 | 109.B4 | KA0540:21 | BOP BOX LEFT RAIL | 109.B5
XT0572:2 | SC | SV76212 | WHT | 20 | 109.A5 | KA0540:A2 | BOP BOX LEFT RAIL | 109.A5
XT0572:3 | SC | SV76412 | WHT | 20 | 107.A4 | KA0541:A2 | BOP BOX LEFT RAIL | 107.A4
XT0572:4 | SC | ZSO76012 | WHT | 20 | 110.B5 | KA0536:11 | BOP BOX LEFT RAIL | 110.B5
XT0572:5 | SC | ZSC76412 | WHT | 20 | 107.B4 | KA0541:21 | BOP BOX LEFT RAIL | 107.B5
XT0572:6 | SC | ZSO77022 | WHT | 20 | 111.B5 | KA0538:11 | BOP BOX LEFT RAIL | 111.B5
XT0573:1 T2 | SC | KT057216 | WHT | 20 | 109.C4 | XT0576:3 | BOP BOX LEFT RAIL | 22.C3
XT0573:2 B2 | SC | KA053914 | WHT | 20 | 111.A5 | KA0539:14 | BOP BOX LEFT RAIL | 111.A5
XT0573:3 B2 | SC | KA053621 | WHT | 20 | 110.A5 | KA0536:21 | BOP BOX LEFT RAIL | 110.A5
XT0573:4 B2 | SC | KA053514 | WHT | 16 | 110.C5 | KA0535:14 | BOP BOX LEFT RAIL | 110.C5
XT0573:4 T1 | SC | KA053921 | WHT | 20 | 110.C5 | KA0539:21 | BOP BOX LEFT RAIL | 110.C5
XT0573:5 B1 | SC | KA053611 | WHT | 20 | 110.C5 | KA0539:22 | BOP BOX LEFT RAIL | 110.C5
XT0573:5 B2 | SC | KT057216 | WHT | 20 | 110.C5 | XT0576:4 | BOP BOX LEFT RAIL | 22.C3
XT0573:5 T2 | SC | KT057316 | WHT | 20 | 110.C5 | XT0576:1 | BOP BOX LEFT RAIL | 22.C3
XT0573:6 B1 | SC | KA054212 | WHT | 20 | 111.C5 | KA0542:12 | BOP BOX LEFT RAIL | 111.C4
XT0573:6 B2 | SC | KT057216 | WHT | 20 | 111.C5 | XT0576:4 | BOP BOX LEFT RAIL | 22.C3
XT0573:6 T2 | SC | KT057316 | WHT | 20 | 111.C5 | XT0576:1 | BOP BOX LEFT RAIL | 22.C3
XT0573:7 B2 | SC | XT05738B2 | WHT | 16 | 111.C4 | KA0538:21 | BOP BOX LEFT RAIL | 111.C5
XT0573:7 T1 | SC | KA054211 | WHT | 20 | 111.C4 | KA0542:11 | BOP BOX LEFT RAIL | 111.C4
XT0574:1 T2 | SC | KT057316 | WHT | 20 | 107.C4 | XT0576:2 | BOP BOX LEFT RAIL | 22.C3
XT0004:4 | SC | 0V | 2 | 14 | 3.D3 | XT0001:5 | JB70 RIGHT RAIL | 3.B3
SolarTools ver. 24.0.84.24712 (Jul 31, 2025)
Report date: 4/28/2026 7:16 AM

## FIRE SYSTEM CONTROLLER PANEL
FIRE SYSTEM CONTROLLER PANEL
CONTROL CONSOLE DOOR^(FIRE SYSTEM PANEL)
Project # | 4L401
Project Name | KINDER MORGAN
Revision | B.12
Controls DE | A. COVARRUBIAS
Phone: | 0
Controls ME | N. LOPEZ
Phone:
From | [5 empty] | To
Device ID | Cable (W) Conductor (SC) Jumper Clip (JC) | Wire No. | Wire ID | Gauge/Size | Page/Zone | Device ID | Location | Page/Zone
RR0175A: -10K OHM | SC | VD0175A | LEAD | --- | 23.B3 | XT0174:2 | FIRE SYSTEM CONTROLLER PANEL | 23.B3
RR0175A: -10K OHM | SC | HL0171X1 | LEAD | --- | 23.B3 | XT0174:3 | FIRE SYSTEM CONTROLLER PANEL | 23.B3
RR0175D: -10K OHM | SC | VD0175D | LEAD | --- | 23.C3 | XT0174:10 | FIRE SYSTEM CONTROLLER PANEL | 23.C3
RR0175D: -10K OHM | SC | HL0173X1 | LEAD | --- | 23.C3 | XT0174:11 | FIRE SYSTEM CONTROLLER PANEL | 23.C3
RR0175I: -10K OHM | SC | VD0175I | LEAD | --- | 23.C3 | XT0174:7 | FIRE SYSTEM CONTROLLER PANEL | 23.C3
RR0175I: -10K OHM | SC | HL0172X1 | LEAD | --- | 23.C3 | XT0174:8 | FIRE SYSTEM CONTROLLER PANEL | 23.C3
RR0175M: -10K OHM | SC | SB017013 | LEAD | --- | 23.B3 | XT0174:4 | FIRE SYSTEM CONTROLLER PANEL | 23.B3
RR0175M: -10K OHM | SC | SB017014 | LEAD | --- | 23.B3 | XT0174:5 | FIRE SYSTEM CONTROLLER PANEL | 23.B3
VD0175A:--1N4007 | SC | HL0171X2 | LEAD | --- | 23.B2 | XT0174:1 | FIRE SYSTEM CONTROLLER PANEL | 23.B2
VD0175A:+-1N4007 | SC | VD0175A | LEAD | --- | 23.B2 | XT0174:2 | FIRE SYSTEM CONTROLLER PANEL | 23.B3
VD0175D:--1N4007 | SC | HL0173X2 | LEAD | --- | 23.C2 | XT0174:9 | FIRE SYSTEM CONTROLLER PANEL | 23.C2
VD0175D:+-1N4007 | SC | VD0175D | LEAD | --- | 23.C2 | XT0174:10 | FIRE SYSTEM CONTROLLER PANEL | 23.C3
VD0175I:--1N4007 | SC | HL0172X2 | LEAD | --- | 23.C2 | XT0174:6 | FIRE SYSTEM CONTROLLER PANEL | 23.C2
VD0175I:+-1N4007 | SC | VD0175I | LEAD | --- | 23.C2 | XT0174:7 | FIRE SYSTEM CONTROLLER PANEL | 23.C3
XT0170:1 | JC | FU0170 | CLIP | --- | 11.A2 | XT0170:2 | FIRE SYSTEM CONTROLLER PANEL | 11.A2
XT0170:3 | JC | 0V | CLIP | --- | 11.A2 | XT0170:4 | FIRE SYSTEM CONTROLLER PANEL | 11.A2
AT0170:1 | SC | UV01705 | WHT | 14 | 11.A5 | UV0170:5(+) | FIRE SYSTEM CONTROLLER PANEL | 11.A3
AT0170:11 | SC | SA0170B113 | WHT | 20 | 23.A6 | XT0170:11 | FIRE SYSTEM CONTROLLER PANEL | 23.A6
AT0170:12 | SC | SA0170B114 | WHT | 20 | 23.A6 | XT0170:12 | FIRE SYSTEM CONTROLLER PANEL | 23.A6
AT0170:2 | SC | UV01706 | WHT | 14 | 11.A5 | UV0170:6(-) | FIRE SYSTEM CONTROLLER PANEL | 11.A3
AT0170:3 | SC | UV01707 | WHT | 14 | 11.A5 | UV0170:7(+) | FIRE SYSTEM CONTROLLER PANEL | 11.A3
AT0170:4 | SC | UV01708 | WHT | 14 | 11.A5 | UV0170:8(-) | FIRE SYSTEM CONTROLLER PANEL | 11.A3
AT0170:45 | SC | AT017045 | WHT | 20 | 88.D6 | XT0170:5 | FIRE SYSTEM CONTROLLER PANEL | 88.D5
AT0170:46 | SC | AT017046 | WHT | 20 | 88.D6 | XT0170:6 | FIRE SYSTEM CONTROLLER PANEL | 88.D5
AT0170:GND | SC | AT0170G | GRN/YEL | 14 | 11.A5 | FRAME | FIRE SYSTEM CONTROLLER PANEL | 11.B6
FU0170:LD | SC | FU0170 | WHT | 14 | 11.A2 | XT0170:2 | FIRE SYSTEM CONTROLLER PANEL | 11.A2
GR0171: | SC | GR0171 | GRN/YEL | 14 | 11.A5 | FRAME | FIRE SYSTEM CONTROLLER PANEL | 11.A6
RR0178: -10K OHM | SC | VD0178 | LEAD | --- | 23.D6 | XT0170:16 | FIRE SYSTEM CONTROLLER PANEL | 23.D6
RR0178: -10K OHM | SC | KA0178A2 | LEAD | --- | 23.D6 | XT0170:17 | FIRE SYSTEM CONTROLLER PANEL | 23.D6
UV0170:1(+) | SC | FU0170 | WHT | 14 | 11.A3 | XT0170:2 | FIRE SYSTEM CONTROLLER PANEL | 11.A2
UV0170:13(+) | SC | LON0P | WHT | 14 | 90.B7 | XT0170:18 | FIRE SYSTEM CONTROLLER PANEL | 90.A6
UV0170:14(-) | SC | LON0N | WHT | 14 | 90.B7 | XT0170:19 | FIRE SYSTEM CONTROLLER PANEL | 90.A6
UV0170:15(+) | SC | LON2P | WHT | 14 | 90.B7 | XT0170:21 | FIRE SYSTEM CONTROLLER PANEL | 90.D6
UV0170:16(-) | SC | LON2N | WHT | 14 | 90.B7 | XT0170:22 | FIRE SYSTEM CONTROLLER PANEL | 90.D6
UV0170:2(-) | SC | 0V | WHT | 14 | 11.A3 | XT0170:3 | FIRE SYSTEM CONTROLLER PANEL | 11.A2
UV0170:3(+) | SC | FU0170 | WHT | 14 | 11.A3 | XT0170:2 | FIRE SYSTEM CONTROLLER PANEL | 11.A2
UV0170:4(-) | SC | 0V | WHT | 14 | 11.A3 | XT0170:3 | FIRE SYSTEM CONTROLLER PANEL | 11.A2
UV0170:GND | SC | UV0170G | GRN/YEL | 14 | 11.A3 | FRAME | FIRE SYSTEM CONTROLLER PANEL | 11.B4
VD0178:--1N4007 | SC | KA0178A1 | LEAD | --- | 23.D6 | XT0170:15 | FIRE SYSTEM CONTROLLER PANEL | 23.D5
VD0178:+-1N4007 | SC | VD0178 | LEAD | --- | 23.D6 | XT0170:16 | FIRE SYSTEM CONTROLLER PANEL | 23.D6
XT0170:14 | SC | 0V | WHT | 14 | 23.D5 | XT0170:4 | FIRE SYSTEM CONTROLLER PANEL | 11.A2
XT0170:11 | SC | SA0170B113 | WHT | 20 | 23.A6 | SA0170:B1-13 | JB70 | 23.A1
XT0170:12 | SC | SA0170B114 | WHT | 20 | 23.A6 | SA0170:B1-14 | JB70 | 23.A1
XT0174:1 | SC | HL0171X2 | WHT | 20 | 23.B2 | HL0171:X2 | JB70 | 23.B1
XT0174:11 | SC | HL0173X1 | WHT | 20 | 23.C3 | HL0173:X1 | JB70 | 23.C1
XT0174:3 | SC | HL0171X1 | WHT | 20 | 23.B3 | HL0171:X1 | JB70 | 23.B1
XT0174:4 | SC | SB017013 | WHT | 20 | 23.B3 | SB0170:13 | JB70 | 23.B1
XT0174:5 | SC | SB017014 | WHT | 20 | 23.B3 | SB0170:14 | JB70 | 23.B1
XT0174:6 | SC | HL0172X2 | WHT | 20 | 23.C2 | HL0172:X2 | JB70 | 23.C1
XT0174:8 | SC | HL0172X1 | WHT | 20 | 23.C3 | HL0172:X1 | JB70 | 23.C1
XT0174:9 | SC | HL0173X2 | WHT | 20 | 23.C2 | HL0173:X2 | JB70 | 23.C1
XT0170:14 | WC5072 | 0V | 1 | 18 | 23.D5 | HA0472:0V/1A | JB70 | 23.D1
XT0170:13 | WC5072 | HA04722 | 2 | 18 | 23.D5 | HA0472:24V/2A | JB70 | 23.D1
AT0170:25 | SC | AT017025 | WHT | 20 | 11.B3 | KA0172:A1 | JB70 LEFT RAIL | 11.B2
AT0170:31 | SC | AT017031 | WHT | 20 | 11.C3 | KA0174:A1 | JB70 LEFT RAIL | 11.C2
UV0170:10(-) | SC | UV017010 | WHT | 14 | 11.A3 | AT0175:2P1 | JB70 LEFT RAIL | 11.B5
UV0170:11(+) | SC | UV017011 | WHT | 14 | 11.A3 | AT0176:1P1 | JB70 LEFT RAIL | 11.C5
UV0170:12(-) | SC | UV017012 | WHT | 14 | 11.A3 | AT0176:2P1 | JB70 LEFT RAIL | 11.C5
UV0170:9(+) | SC | UV01709 | WHT | 14 | 11.A3 | AT0175:1P1 | JB70 LEFT RAIL | 11.B5
XT0170:1 | SC | FU0170 | WHT | 14 | 11.A2 | XT0172:4 | JB70 LEFT RAIL | 99.A6
XT0170:1 | SC | FU0170 | WHT | 20 | 11.A2 | KA0875:14 | JB70 LEFT RAIL | 23.D6
XT0170:10 | SC | KA017412 | WHT | 20 | 88.D5 | KA0174:12 | JB70 LEFT RAIL | 88.D6
XT0170:13 | SC | HA04722 | WHT | 20 | 23.D5 | KA0875:11 | JB70 LEFT RAIL | 23.D6
XT0170:15 | SC | KA0178A1 | WHT | 20 | 23.D5 | KA0178:A1 | JB70 LEFT RAIL | 23.D5
XT0170:16 | SC | VD0178 | WHT | 20 | 23.D6 | AT0178:23 | JB70 LEFT RAIL | 23.D6
XT0170:17 | SC | KA0178A2 | WHT | 20 | 23.D6 | AT0178:24 | JB70 LEFT RAIL | 23.D6
XT0170:17 | SC | KA0178A2 | WHT | 20 | 23.D6 | KA0178:A2 | JB70 LEFT RAIL | 23.D5
XT0170:24 | SC | ZS61P | WHT | 20 | 96.A6 | AT0178:20 | JB70 LEFT RAIL | 96.A6
XT0170:25 | SC | ZS61S | WHT | 20 | 96.A6 | AT0178:21 | JB70 LEFT RAIL | 96.A6
XT0170:4 | SC | 0V | WHT | 14 | 11.A2 | XT0172:5 | JB70 LEFT RAIL | 99.A6
XT0170:4 | SC | 0V | WHT | 20 | 11.A2 | KA0172:A2 | JB70 LEFT RAIL | 11.B2
XT0170:7 | SC | KA017211 | WHT | 20 | 88.D5 | KA0172:11 | JB70 LEFT RAIL | 88.D6
XT0170:8 | SC | KA017212 | WHT | 20 | 88.D5 | KA0172:12 | JB70 LEFT RAIL | 88.D6
XT0170:9 | SC | KA017411 | WHT | 20 | 88.D5 | KA0174:11 | JB70 LEFT RAIL | 88.D6
XT0174:10 | SC | VD0175D | WHT | 20 | 23.C3 | AT0175:23 | JB70 LEFT RAIL | 23.C6
XT0174:11 | SC | HL0173X1 | WHT | 20 | 23.C3 | AT0175:24 | JB70 LEFT RAIL | 23.C6
XT0174:2 | SC | VD0175A | WHT | 20 | 23.B3 | AT0175:17 | JB70 LEFT RAIL | 23.B6
XT0174:3 | SC | HL0171X1 | WHT | 20 | 23.B3 | AT0175:18 | JB70 LEFT RAIL | 23.B6
XT0174:4 | SC | SB017013 | WHT | 20 | 23.B3 | AT0175:2 | JB70 LEFT RAIL | 23.B6
XT0174:5 | SC | SB017014 | WHT | 20 | 23.B3 | AT0175:3 | JB70 LEFT RAIL | 23.B6
XT0174:7 | SC | VD0175I | WHT | 20 | 23.C3 | AT0175:20 | JB70 LEFT RAIL | 23.C6
XT0174:8 | SC | HL0172X1 | WHT | 20 | 23.C3 | AT0175:21 | JB70 LEFT RAIL | 23.C6
AT0170:53 | WC5018 | LON2A | CLR | 16 | 90.D6 | XT0172:16 | JB70 LEFT RAIL | 90.D6
AT0170:52 | WC5018 | LON2B | BLK | 16 | 90.D6 | XT0172:17 | JB70 LEFT RAIL | 90.D6
AT0170:51 | WC5018 | LON2S1 | SH | 16 | 90.D6 | XT0172:18 | JB70 LEFT RAIL | 90.D6
AT0170:50 | WC8069 | AT017050 | CLR | 16 | 11.A7 | AT0175:4P2 | JB70 LEFT RAIL | 11.A7
AT0170:49 | WC8069 | AT017049 | BLK | 16 | 11.A7 | AT0175:5P2 | JB70 LEFT RAIL | 11.A7
AT0170:48 | WC8069 | AT017048 | SH | 16 | 11.A7 | AT0175:6P2 | JB70 LEFT RAIL | 11.A7
AT0170:L1 | WC0010 | BA1100L2 | ENET | CABLE | 11.A5 | BA1100:L2 | JB70 RIGHT RAIL | 26.D1
FU0170:LI | SC | FU0136 | WHT | 14 | 11.A2 | XT0138:2 | PANEL A | 13.A3
XT0170:3 | SC | 0V | WHT | 14 | 11.A2 | XT0134:2 | PANEL A | 13.B3
AT0170:24 | SC | FU0139 | WHT | 20 | 11.B3 | XT0240:11 | PANEL B | 15.C4
AT0170:26 | SC | KA0243A1 | WHT | 20 | 11.B3 | XT0240:6 | PANEL B | 15.C3
AT0170:30 | SC | FU0139 | WHT | 20 | 11.C3 | XT0240:11 | PANEL B | 15.C4
AT0170:32 | SC | KA0245A1 | WHT | 20 | 11.C3 | XT0240:7 | PANEL B | 15.D3
XT0170:2 | SC | FU0170 | WHT | 20 | 11.A2 | KA0232:21 | PANEL B | 102.A6
XT0170:3 | SC | 0V | WHT | 20 | 11.A2 | KA0176:A2 | PANEL B | 102.B5
AT0170:L2 | WC9017 | AT0170L2 | ENET | CABLE | 11.A5 | AP0602:L1 | PLC PANEL | 6.A3
SolarTools ver. 24.0.84.24712 (Jul 31, 2025)
Report date: 4/28/2026 7:16 AM

## JB1123 MEDIA CONVERTER
JB1123 MEDIA CONVERTER
Project # | 4L401
Project Name | KINDER MORGAN
Revision | B.12
Controls DE | A. COVARRUBIAS
Phone: | 0
Controls ME | N. LOPEZ
Phone:
From | [5 empty] | To
Device ID | Cable (W) Conductor (SC) Jumper Clip (JC) | Wire No. | Wire ID | Gauge/Size | Page/Zone | Device ID | Location | Page/Zone
BA0005:V1(-) | SC | UJ0012V1- | WHT | 16 | 3.A6 | XT0003:2 | JB1123 MEDIA CONVERTER | 3.A6
BA0005:V1(+) | SC | FU0005V1 | WHT | 16 | 3.A6 | FU0005:LD | JB1123 MEDIA CONVERTER | 3.A6
BA0006:V1(-) | SC | UJ0012V1- | WHT | 16 | 3.B6 | XT0003:4 | JB1123 MEDIA CONVERTER | 3.B5
BA0006:V1(+) | SC | FU0006 | WHT | 16 | 3.B6 | FU0006:LD | JB1123 MEDIA CONVERTER | 3.B5
FU0005:LI | SC | UJ0012V1 | WHT | 16 | 3.A6 | XT0003:1 | JB1123 MEDIA CONVERTER | 3.A6
FU0006:LI | SC | UJ0012V1 | WHT | 16 | 3.B5 | XT0003:3 | JB1123 MEDIA CONVERTER | 3.B5
GR1123: | SC | IEG11231 | GRN | 14 | 5.D3 | IEG1123:1 | JB1123 MEDIA CONVERTER | 5.D3
GR1125: | SC | GR1125 | GRN/YEL | 14 | 5.D4 | FG1125:1 | JB1123 MEDIA CONVERTER | 5.D4
GR1126: | SC | GR1126 | GRN/YEL | 14 | 5.D5 | FG1125:2 | JB1123 MEDIA CONVERTER | 5.D4
UJ0012:V1(-) | SC | UJ0012V1- | WHT | 16 | 3.A5 | XT0003:2 | JB1123 MEDIA CONVERTER | 3.A6
UJ0012:V1(+) | SC | UJ0012V1 | WHT | 16 | 3.A5 | XT0003:1 | JB1123 MEDIA CONVERTER | 3.A6
XT0003:1 | SC | UJ0012V1 | WHT | 16 | 3.A6 | XT0003:3 | JB1123 MEDIA CONVERTER | 3.B5
XT0003:2 | SC | UJ0012V1- | WHT | 16 | 3.A6 | XT0003:4 | JB1123 MEDIA CONVERTER | 3.B5
SolarTools ver. 24.0.84.24712 (Jul 31, 2025)
Report date: 4/28/2026 7:16 AM

## JB1124 MEDIA CONVERTER
JB1124 MEDIA CONVERTER
Project # | 4L401
Project Name | KINDER MORGAN
Revision | B.12
Controls DE | A. COVARRUBIAS
Phone: | 0
Controls ME | N. LOPEZ
Phone:
From | [5 empty] | To
Device ID | Cable (W) Conductor (SC) Jumper Clip (JC) | Wire No. | Wire ID | Gauge/Size | Page/Zone | Device ID | Location | Page/Zone
BA0010:V1(-) | SC | UJ0010V1N | WHT | 14 | 17.C4 | UJ0010:V1(-) | JB1124 MEDIA CONVERTER | 17.C2
BA0010:V1(+) | SC | FU0020 | WHT | 14 | 17.C4 | FU0020:LD | JB1124 MEDIA CONVERTER | 17.C3
BA0020:V1(-) | SC | UJ0010V2N | WHT | 14 | 17.D4 | UJ0010:V2(-) | JB1124 MEDIA CONVERTER | 17.C2
BA0020:V1(+) | SC | FU0021 | WHT | 14 | 17.D4 | FU0021:LD | JB1124 MEDIA CONVERTER | 17.D3
FU0020:LI | SC | UJ0010V1P | WHT | 14 | 17.C3 | UJ0010:V1(+) | JB1124 MEDIA CONVERTER | 17.C2
FU0021:LI | SC | UJ0010V2P | WHT | 14 | 17.D3 | UJ0010:V2(+) | JB1124 MEDIA CONVERTER | 17.C2
GR1124: | SC | IEG11241 | GRN | 14 | 5.D3 | IEG1124:1 | JB1124 MEDIA CONVERTER | 5.D3
GR1224: | SC | GR1224 | GRN/YEL | 14 | 5.D5 | FG1126:1 | JB1124 MEDIA CONVERTER | 5.D4
GR1324: | SC | GR1324 | GRN/YEL | 14 | 5.D4 | FG1125:3 | JB1124 MEDIA CONVERTER | 5.D4
SolarTools ver. 24.0.84.24712 (Jul 31, 2025)
Report date: 4/28/2026 7:16 AM

## JB352
JB352
Project # | 4L401
Project Name | KINDER MORGAN
Revision | B.12
Controls DE | A. COVARRUBIAS
Phone: | 0
Controls ME | N. LOPEZ
Phone:
From | [5 empty] | To
Device ID | Cable (W) Conductor (SC) Jumper Clip (JC) | Wire No. | Wire ID | Gauge/Size | Page/Zone | Device ID | Location | Page/Zone
GR4460: | SC | GR4460 | GRN/YEL | 14 | 78.D4 | FRAME | JB352 | 78.D4
Report date: 4/28/2026 7:16 AM |  |  |  |  | SolarTools ver. 24.0.84.24712 (Jul 31, 2025)

## JB4
JB4
Project # | 4L401
Project Name | KINDER MORGAN
Revision | B.12
Controls DE | A. COVARRUBIAS
Phone: | 0
Controls ME | N. LOPEZ
Phone:
From | [5 empty] | To
Device ID | Cable (W) Conductor (SC) Jumper Clip (JC) | Wire No. | Wire ID | Gauge/Size | Page/Zone | Device ID | Location | Page/Zone
GR1250: | SC | GR1250 | GRN/YEL | 14 | 64.D3 | FRAME | JB4 | 64.D3
Report date: 4/28/2026 7:16 AM |  |  |  |  | SolarTools ver. 24.0.84.24712 (Jul 31, 2025)

## JB70
JB70
Project # | 4L401
Project Name | KINDER MORGAN
Revision | B.12
Controls DE | A. COVARRUBIAS
Phone: | 0
Controls ME | N. LOPEZ
Phone:
From | [5 empty] | To
Device ID | Cable (W) Conductor (SC) Jumper Clip (JC) | Wire No. | Wire ID | Gauge/Size | Page/Zone | Device ID | Location | Page/Zone
HL0171:X1 | SC | HL0171X1 | WHT | 20 | 23.B1 | XT0174:3 | FIRE SYSTEM CONTROLLER PANEL | 23.B3
HL0171:X2 | SC | HL0171X2 | WHT | 20 | 23.B1 | XT0174:1 | FIRE SYSTEM CONTROLLER PANEL | 23.B2
HL0172:X1 | SC | HL0172X1 | WHT | 20 | 23.C1 | XT0174:8 | FIRE SYSTEM CONTROLLER PANEL | 23.C3
HL0172:X2 | SC | HL0172X2 | WHT | 20 | 23.C1 | XT0174:6 | FIRE SYSTEM CONTROLLER PANEL | 23.C2
HL0173:X1 | SC | HL0173X1 | WHT | 20 | 23.C1 | XT0174:11 | FIRE SYSTEM CONTROLLER PANEL | 23.C3
HL0173:X2 | SC | HL0173X2 | WHT | 20 | 23.C1 | XT0174:9 | FIRE SYSTEM CONTROLLER PANEL | 23.C2
SB0170:13 | SC | SB017013 | WHT | 20 | 23.B1 | XT0174:4 | FIRE SYSTEM CONTROLLER PANEL | 23.B3
SB0170:14 | SC | SB017014 | WHT | 20 | 23.B1 | XT0174:5 | FIRE SYSTEM CONTROLLER PANEL | 23.B3
SA0170:B1-13 | SC | SA0170B113 | WHT | 20 | 23.A1 | XT0170:11 | FIRE SYSTEM CONTROLLER PANEL | 23.A6
SA0170:B1-14 | SC | SA0170B114 | WHT | 20 | 23.A1 | XT0170:12 | FIRE SYSTEM CONTROLLER PANEL | 23.A6
HA0472:0V/1A | WC5072 | 0V | 1 | 18 | 23.D1 | XT0170:14 | FIRE SYSTEM CONTROLLER PANEL | 23.D5
HA0472:24V/2A | WC5072 | HA04722 | 2 | 18 | 23.D1 | XT0170:13 | FIRE SYSTEM CONTROLLER PANEL | 23.D5
AT1100:POS | SC | FU1100 | WHT | 14 | 26.D3 | FU1100:LD | JB70 RIGHT RAIL | 26.D3
HL1171:1 | SC | HL11711 | WHT | 20 | 91.A1 | XT0173:3 | JB70 LEFT RAIL | 91.A5
HL1171:2 | SC | HL11712 | WHT | 20 | 91.A1 | XT0173:5 | JB70 LEFT RAIL | 91.A6
HL1172:1 | SC | HL11721 | WHT | 20 | 91.B1 | XT0173:6 | JB70 LEFT RAIL | 91.B5
HL1172:2 | SC | HL11722 | WHT | 20 | 91.B1 | XT0173:8 | JB70 LEFT RAIL | 91.B6
HL1173:1 | SC | HL11731 | WHT | 20 | 91.B1 | XT0173:9 | JB70 LEFT RAIL | 91.B5
HL1173:2 | SC | HL11732 | WHT | 20 | 91.B1 | XT0173:11 | JB70 LEFT RAIL | 91.B6
SA0170:B2-13 | SC | AT01754P1 | WHT | 20 | 23.A1 | AT0175:4P1 | JB70 LEFT RAIL | 11.B5
SA0170:B2-14 | SC | SA0170B214 | WHT | 20 | 23.A1 | KA6510:A1 | JB70 LEFT RAIL | 23.A5
SA1171:B1-13 | SC | SA1171B113 | WHT | 20 | 91.C1 | XT0173:12 | JB70 LEFT RAIL | 91.C6
SA1171:B1-14 | SC | SA1171B114 | WHT | 20 | 91.C1 | XT0173:13 | JB70 LEFT RAIL | 91.C6
SA1172:B1-13 | SC | SA1172B113 | WHT | 20 | 91.C1 | XT0173:14 | JB70 LEFT RAIL | 91.C6
SA1172:B1-14 | SC | SA1172B114 | WHT | 20 | 91.C1 | XT0173:15 | JB70 LEFT RAIL | 91.C6
SA1173:B1-13 | SC | SA1173B113 | WHT | 20 | 91.D1 | XT0173:16 | JB70 LEFT RAIL | 91.D6
SA1173:B1-14 | SC | SA1173B114 | WHT | 20 | 91.D1 | XT0173:17 | JB70 LEFT RAIL | 91.D6
SB1175:13 | SC | SB117513 | WHT | 20 | 91.A1 | XT0173:1 | JB70 LEFT RAIL | 91.A6
SB1175:14 | SC | SB117514 | WHT | 20 | 91.A1 | XT0173:2 | JB70 LEFT RAIL | 91.A6
AT1100:GND | SC | PEG01304 | GRN/YEL | 14 | 26.D3 | XT1100:3 | JB70 RIGHT RAIL | 26.D5
AT1100:NEG | SC | 0V | WHT | 14 | 26.D3 | XT1100:2 | JB70 RIGHT RAIL | 26.D5
SB0472:B1-11 | SC | ESTOPA | WHT | 20 | 25.B1 | XT0137:1 | JB70 RIGHT RAIL | 25.B5
SB0472:B1-12 | SC | ESTOP | WHT | 20 | 25.B1 | XT0137:2 | JB70 RIGHT RAIL | 25.B5
SH0470:13 | SC | SH047013 | WHT | 20 | 24.B1 | XT0137:5 | JB70 RIGHT RAIL | 24.B5
SH0470:14 | SC | SH047014 | WHT | 20 | 24.B1 | XT0137:6 | JB70 RIGHT RAIL | 24.B5
SH0471:11 | SC | SH047111 | WHT | 20 | 24.A1 | XT0137:3 | JB70 RIGHT RAIL | 24.A5
SH0471:12 | SC | SH047112 | WHT | 20 | 24.A1 | XT0137:4 | JB70 RIGHT RAIL | 24.A5
AT1100:L1 | WC0101 | BA1100DEVICE | ENET | CABLE | 26.D3 | BA1100:DEVICE | JB70 RIGHT RAIL | 26.D1
SA0471:B1-13 | SC | SA0471B113 | WHT | 20 | 25.B1 | AF0087:40 | PANEL A | 25.B7
SA0471:B1-14 | SC | SA0471B114 | WHT | 20 | 25.B1 | AF0087:08 | PANEL A | 25.B7
SA0471:B2-13 | SC | SA0471B213 | WHT | 20 | 25.A1 | AF0087:39 | PANEL A | 25.A7
SA0471:B2-14 | SC | SA0471B214 | WHT | 20 | 25.A1 | AF0087:07 | PANEL A | 25.A7
SA0473:B-A3 | SC | SA0473B-A3 | WHT | 20 | 25.D1 | AF0082:05 | PANEL A | 25.D7
SA0473:B-A4 | SC | SA0473B-A4 | WHT | 20 | 25.D1 | AF0082:37 | PANEL A | 25.D7
SA0473:B-B1 | SC | SA047314 | WHT | 20 | 25.D1 | AF0082:04 | PANEL A | 25.D7
SA0473:B-B2 | SC | SA047313 | WHT | 20 | 25.D1 | AF0082:36 | PANEL A | 25.D7
SA0473:W-B1 | SC | SA047312 | WHT | 20 | 25.C1 | AF0082:03 | PANEL A | 25.C7
SA0473:W-B2 | SC | SA047311 | WHT | 20 | 25.C1 | AF0082:35 | PANEL A | 25.C7
SA0474:B1-13 | SC | SA047445 | WHT | 20 | 25.C1 | AF0087:45 | PANEL A | 25.C7
SA0474:B1-14 | SC | SA0474B213 | WHT | 20 | 25.C1 | AF0087:13 | PANEL A | 25.C7
SA0474:B2-13 | SC | SA047444 | WHT | 20 | 25.C1 | AF0087:44 | PANEL A | 25.C7
SA0474:B2-14 | SC | SA0474B2 | WHT | 20 | 25.C1 | AF0087:12 | PANEL A | 25.C7
SB0471:11 | SC | SB047111 | WHT | 20 | 24.D1 | AF0087:34 | PANEL A | 24.D7
SB0471:12 | SC | SB047112 | WHT | 20 | 24.D1 | AF0087:02 | PANEL A | 24.D7
SB0472:B2-11 | SC | SB0472B211 | WHT | 20 | 25.B1 | AF0081:36 | PANEL A | 25.B7
SB0472:B2-12 | SC | SB0472B212 | WHT | 20 | 25.B1 | AF0081:04 | PANEL A | 25.B7
SB0473:13 | SC | SB047313 | WHT | 20 | 24.D1 | AF0087:35 | PANEL A | 24.D7
SB0473:14 | SC | SB047314 | WHT | 20 | 24.D1 | AF0087:03 | PANEL A | 24.D7
SB0474:13 | SC | SB047413 | WHT | 20 | 25.A1 | AF0087:36 | PANEL A | 25.A7
SB0474:14 | SC | SB047414 | WHT | 20 | 25.A1 | AF0087:04 | PANEL A | 25.A7
SH0470:11 | SC | SH047011 | WHT | 20 | 24.B1 | AF0087:33 | PANEL A | 24.B7
SH0470:12 | SC | SH047012 | WHT | 20 | 24.B1 | AF0087:01 | PANEL A | 24.B7
SH0470:X1 | SC | SH0470X1 | WHT | 20 | 24.B1 | AF0093:22 | PANEL A | 24.B7
SH0470:X2 | SC | SH0470X2 | WHT | 20 | 24.B1 | AF0093:06 | PANEL A | 24.B7
SH0471:13 | SC | SH047113 | WHT | 20 | 24.A1 | AF0087:32 | PANEL A | 24.A7
SH0471:14 | SC | SH047114 | WHT | 20 | 24.A1 | AF0087:00 | PANEL A | 24.A7
SH0471:X1 | SC | SH0471X1 | WHT | 20 | 24.A1 | AF0093:31 | PANEL A | 24.A7
SH0471:X2 | SC | SH0471X2 | WHT | 20 | 24.A1 | AF0093:15 | PANEL A | 24.A7
SH0472:11 | SC | SH047211 | WHT | 20 | 24.C1 | XT0236:4 | PANEL B | 24.C5
SH0472:12 | SC | SH047212 | WHT | 20 | 24.C1 | XT0236:5 | PANEL B | 24.C5
SH0472:13 | SC | FU0139 | WHT | 20 | 24.B1 | XT0236:1 | PANEL B | 24.B5
SH0472:14 | SC | KA0241A1 | WHT | 20 | 24.B1 | XT0236:2 | PANEL B | 24.B5
SH0472:X1 | SC | 0V | WHT | 16 | 24.C1 | XT0236:3 | PANEL B | 24.C5
SH0472:X2 | SC | SH0472X2 | WHT | 20 | 24.C1 | XT0237:2 B1 | PANEL B | 24.C5
SolarTools ver. 24.0.84.24712 (Jul 31, 2025)
Report date: 4/28/2026 7:16 AM

## JB70 LEFT RAIL
JB70 LEFT RAIL
JB70 (LEFT RAIL)
Project # | 4L401
Project Name | KINDER MORGAN
Revision | B.12
Controls DE | A. COVARRUBIAS
Phone: | 0
Controls ME | N. LOPEZ
Phone:
From | [5 empty] | To
Device ID | Cable (W) Conductor (SC) Jumper Clip (JC) | Wire No. | Wire ID | Gauge/Size | Page/Zone | Device ID | Location | Page/Zone
AT0175:11 | SC | KA651012 | WHT | 20 | 92.A6 | KA6510:12 | JB70 LEFT RAIL | 92.A6
AT0175:14 | SC | AT017514 | LEAD | --- | 92.A6 | RR0175S5: -10K OHM | JB70 LEFT RAIL | 92.A6
AT0175:15 | SC | AT017515 | LEAD | --- | 92.A6 | RR0175S5: -10K OHM | JB70 LEFT RAIL | 92.A6
AT0175:5P1 | SC | KA6510A2 | WHT | 20 | 11.B5 | KA6510:A2 | JB70 LEFT RAIL | 23.A5
AT0175:GND | SC | AT0175G | GRN/YEL | 14 | 11.B5 | FRAME | JB70 LEFT RAIL | 11.C6
AT0176:11 | SC | AT017611 | LEAD | --- | 92.B6 | RR0176S4: -10K OHM | JB70 LEFT RAIL | 92.B6
AT0176:12 | SC | AT017612 | LEAD | --- | 92.B6 | RR0176S4: -10K OHM | JB70 LEFT RAIL | 92.B6
AT0176:14 | SC | AT017614 | LEAD | --- | 92.D6 | RR0176S5: -10K OHM | JB70 LEFT RAIL | 92.D6
AT0176:15 | SC | AT017615 | LEAD | --- | 92.D6 | RR0176S5: -10K OHM | JB70 LEFT RAIL | 92.D6
AT0176:17 | SC | KA651122 | WHT | 20 | 92.C6 | KA6511:12 | JB70 LEFT RAIL | 92.C6
AT0176:20 | SC | AT017620 | LEAD | --- | 92.C6 | RR0176S7: -10K OHM | JB70 LEFT RAIL | 92.C6
AT0176:21 | SC | AT017621 | LEAD | --- | 92.C6 | RR0176S7: -10K OHM | JB70 LEFT RAIL | 92.C6
AT0176:4P1 | SC | AT01764P1 | WHT | 14 | 11.C5 | AT0178:1P1 | JB70 LEFT RAIL | 11.D5
AT0176:5P1 | SC | AT01765P1 | WHT | 14 | 11.C5 | AT0178:2P1 | JB70 LEFT RAIL | 11.D5
AT0176:GND | SC | AT0176G | GRN/YEL | 14 | 11.C5 | FRAME | JB70 LEFT RAIL | 11.C6
AT0178:4P1 | SC | AT01851P1 | WHT | 14 | 11.D5 | AT0185:1P1 | JB70 LEFT RAIL | 11.D2
AT0178:5P1 | SC | AT01852P1 | WHT | 14 | 11.D5 | AT0185:2P1 | JB70 LEFT RAIL | 11.D2
AT0178:GND | SC | AT0178G | GRN/YEL | 14 | 11.D5 | FRAME | JB70 LEFT RAIL | 11.D6
AT0185:11 | SC | SA1173B113 | WHT | 20 | 91.D6 | XT0173:16 | JB70 LEFT RAIL | 91.D6
AT0185:12 | SC | SA1173B114 | WHT | 20 | 91.D6 | XT0173:17 | JB70 LEFT RAIL | 91.D6
AT0185:14 | SC | AT018514 | LEAD | --- | 91.D6 | RR185S5: -10K OHM | JB70 LEFT RAIL | 91.D6
AT0185:15 | SC | AT018515 | LEAD | --- | 91.D6 | RR185S5: -10K OHM | JB70 LEFT RAIL | 91.D6
AT0185:17 | SC | VD1175A | WHT | 20 | 91.A6 | XT0173:4 | JB70 LEFT RAIL | 91.A6
AT0185:18 | SC | HL11712 | WHT | 20 | 91.A6 | XT0173:5 | JB70 LEFT RAIL | 91.A6
AT0185:2 | SC | SB117513 | WHT | 20 | 91.A6 | XT0173:1 | JB70 LEFT RAIL | 91.A6
AT0185:20 | SC | VD1175I | WHT | 20 | 91.B6 | XT0173:7 | JB70 LEFT RAIL | 91.B6
AT0185:21 | SC | HL11722 | WHT | 20 | 91.B6 | XT0173:8 | JB70 LEFT RAIL | 91.B6
AT0185:23 | SC | VD1175D | WHT | 20 | 91.B6 | XT0173:10 | JB70 LEFT RAIL | 91.B6
AT0185:24 | SC | HL11732 | WHT | 20 | 91.B6 | XT0173:11 | JB70 LEFT RAIL | 91.B6
AT0185:3 | SC | SB117514 | WHT | 20 | 91.A6 | XT0173:2 | JB70 LEFT RAIL | 91.A6
AT0185:5 | SC | SA1171B113 | WHT | 20 | 91.C6 | XT0173:12 | JB70 LEFT RAIL | 91.C6
AT0185:6 | SC | SA1171B114 | WHT | 20 | 91.C6 | XT0173:13 | JB70 LEFT RAIL | 91.C6
AT0185:8 | SC | SA1172B113 | WHT | 20 | 91.C6 | XT0173:14 | JB70 LEFT RAIL | 91.C6
AT0185:9 | SC | SA1172B114 | WHT | 20 | 91.C6 | XT0173:15 | JB70 LEFT RAIL | 91.C6
AT0185:GND | SC | AT0185G | GRN/YEL | 14 | 11.D2 | FRAME | JB70 LEFT RAIL | 11.D3
GR1101: | SC | GR1101 | GRN/YEL | 14 | 5.A5 | FRAME | JB70 LEFT RAIL | 5.A6
KA0172:A2 | SC | 0V | WHT | 20 | 11.B2 | KA0174:A2 | JB70 LEFT RAIL | 11.C2
KA0875:11 | SC | HA04722 | WHT | 20 | 23.D6 | KA0178:11 | JB70 LEFT RAIL | 23.D5
KA6510:A1 | SC | SA0170B214 | WHT | 20 | 23.A5 | KA6511:A1 | JB70 LEFT RAIL | 23.A5
KA6510:A2 | SC | KA6510A2 | WHT | 20 | 23.A5 | KA6511:A2 | JB70 LEFT RAIL | 23.A5
RR1171A: -10K OHM | SC | VD1175A | LEAD | --- | 91.A5 | XT0173:4 | JB70 LEFT RAIL | 91.A6
RR1171A: -10K OHM | SC | HL11712 | LEAD | --- | 91.A5 | XT0173:5 | JB70 LEFT RAIL | 91.A6
RR1171M: -10K OHM | SC | SA1171B113 | LEAD | --- | 91.C5 | XT0173:12 | JB70 LEFT RAIL | 91.C6
RR1171M: -10K OHM | SC | SA1171B114 | LEAD | --- | 91.C5 | XT0173:13 | JB70 LEFT RAIL | 91.C6
RR1172I: -10K OHM | SC | VD1175I | LEAD | --- | 91.B5 | XT0173:7 | JB70 LEFT RAIL | 91.B6
RR1172I: -10K OHM | SC | HL11722 | LEAD | --- | 91.B5 | XT0173:8 | JB70 LEFT RAIL | 91.B6
RR1172M: -10K OHM | SC | SA1172B113 | LEAD | --- | 91.C5 | XT0173:14 | JB70 LEFT RAIL | 91.C6
RR1172M: -10K OHM | SC | SA1172B114 | LEAD | --- | 91.C5 | XT0173:15 | JB70 LEFT RAIL | 91.C6
RR1173D: -10K OHM | SC | VD1175D | LEAD | --- | 91.B5 | XT0173:10 | JB70 LEFT RAIL | 91.B6
RR1173D: -10K OHM | SC | HL11732 | LEAD | --- | 91.B5 | XT0173:11 | JB70 LEFT RAIL | 91.B6
RR1173M: -10K OHM | SC | SA1173B113 | LEAD | --- | 91.D5 | XT0173:16 | JB70 LEFT RAIL | 91.D6
RR1173M: -10K OHM | SC | SA1173B114 | LEAD | --- | 91.D5 | XT0173:17 | JB70 LEFT RAIL | 91.D6
RR1175M: -10K OHM | SC | SB117513 | LEAD | --- | 91.A5 | XT0173:1 | JB70 LEFT RAIL | 91.A6
RR1175M: -10K OHM | SC | SB117514 | LEAD | --- | 91.A5 | XT0173:2 | JB70 LEFT RAIL | 91.A6
VD1175A:--1N4007 | SC | HL11711 | LEAD | --- | 91.A5 | XT0173:3 | JB70 LEFT RAIL | 91.A5
VD1175A:+-1N4007 | SC | VD1175A | LEAD | --- | 91.A5 | XT0173:4 | JB70 LEFT RAIL | 91.A6
VD1175D:--1N4007 | SC | HL11731 | LEAD | --- | 91.B5 | XT0173:9 | JB70 LEFT RAIL | 91.B5
VD1175D:+-1N4007 | SC | VD1175D | LEAD | --- | 91.B5 | XT0173:10 | JB70 LEFT RAIL | 91.B6
VD1175I:--1N4007 | SC | HL11721 | LEAD | --- | 91.B5 | XT0173:6 | JB70 LEFT RAIL | 91.B5
VD1175I:+-1N4007 | SC | VD1175I | LEAD | --- | 91.B5 | XT0173:7 | JB70 LEFT RAIL | 91.B6
XT0172:13 | SC | FU0170 | WHT | 14 | 99.B6 | XT0172:7 | JB70 LEFT RAIL | 99.D6
XT0172:14 | SC | 0V | WHT | 14 | 99.B6 | XT0172:8 | JB70 LEFT RAIL | 99.D6
XT0172:15 | SC | LON1S2 | WHT | 14 | 99.B6 | XT0172:9 | JB70 LEFT RAIL | 99.D6
XT0172:4 | SC | FU0170 | WHT | 14 | 99.A6 | XT0172:13 | JB70 LEFT RAIL | 99.B6
XT0172:5 | SC | 0V | WHT | 14 | 99.A6 | XT0172:14 | JB70 LEFT RAIL | 99.B6
XT0172:6 | SC | LON1S2 | WHT | 16 | 99.A6 | XT0172:15 | JB70 LEFT RAIL | 99.B6
AT0185:1P2 | WC5500 | LON1A | CLR | 16 | 99.A6 | XT0172:1 | JB70 LEFT RAIL | 99.A6
AT0185:2P2 | WC5500 | LON1B | BLK | 16 | 99.A6 | XT0172:2 | JB70 LEFT RAIL | 99.A6
AT0185:3P2 | WC5500 | LON1S1 | SH | 16 | 99.A6 | XT0172:3 | JB70 LEFT RAIL | 99.A6
AT0175:1P2 | WC8066 | AT01751P2 | CLR | 16 | 11.C7 | AT0176:4P2 | JB70 LEFT RAIL | 11.C7
AT0175:2P2 | WC8066 | AT01752P2 | BLK | 16 | 11.C7 | AT0176:5P2 | JB70 LEFT RAIL | 11.C7
AT0175:3P2 | WC8066 | AT01753P2 | SH | 16 | 11.C7 | AT0176:6P2 | JB70 LEFT RAIL | 11.C7
AT0176:1P2 | WC8067 | AT01761P2 | CLR | 16 | 11.D7 | AT0178:4P2 | JB70 LEFT RAIL | 11.D7
AT0176:2P2 | WC8067 | AT01762P2 | BLK | 16 | 11.D7 | AT0178:5P2 | JB70 LEFT RAIL | 11.D7
AT0176:3P2 | WC8067 | AT01763P2 | SH | 16 | 11.D7 | AT0178:6P2 | JB70 LEFT RAIL | 11.D7
AT0178:3P2 | WC8068 | AT01783P2 | WHT | 16 | 11.D1 | AT0185:4P2 | JB70 LEFT RAIL | 11.D1
AT0178:2P2 | WC8068 | AT01782P2 | BLK | 16 | 11.D1 | AT0185:5P2 | JB70 LEFT RAIL | 11.D1
AT0178:1P2 | WC8068 | AT01781P2 | SH | 16 | 11.D1 | AT0185:6P2 | JB70 LEFT RAIL | 11.D1
AT0175:17 | SC | VD0175A | WHT | 20 | 23.B6 | XT0174:2 | FIRE SYSTEM CONTROLLER PANEL | 23.B3
AT0175:18 | SC | HL0171X1 | WHT | 20 | 23.B6 | XT0174:3 | FIRE SYSTEM CONTROLLER PANEL | 23.B3
AT0175:2 | SC | SB017013 | WHT | 20 | 23.B6 | XT0174:4 | FIRE SYSTEM CONTROLLER PANEL | 23.B3
AT0175:20 | SC | VD0175I | WHT | 20 | 23.C6 | XT0174:7 | FIRE SYSTEM CONTROLLER PANEL | 23.C3
AT0175:21 | SC | HL0172X1 | WHT | 20 | 23.C6 | XT0174:8 | FIRE SYSTEM CONTROLLER PANEL | 23.C3
AT0175:23 | SC | VD0175D | WHT | 20 | 23.C6 | XT0174:10 | FIRE SYSTEM CONTROLLER PANEL | 23.C3
AT0175:24 | SC | HL0173X1 | WHT | 20 | 23.C6 | XT0174:11 | FIRE SYSTEM CONTROLLER PANEL | 23.C3
AT0175:3 | SC | SB017014 | WHT | 20 | 23.B6 | XT0174:5 | FIRE SYSTEM CONTROLLER PANEL | 23.B3
AT0175:1P1 | SC | UV01709 | WHT | 14 | 11.B5 | UV0170:9(+) | FIRE SYSTEM CONTROLLER PANEL | 11.A3
AT0175:2P1 | SC | UV017010 | WHT | 14 | 11.B5 | UV0170:10(-) | FIRE SYSTEM CONTROLLER PANEL | 11.A3
AT0176:1P1 | SC | UV017011 | WHT | 14 | 11.C5 | UV0170:11(+) | FIRE SYSTEM CONTROLLER PANEL | 11.A3
AT0176:2P1 | SC | UV017012 | WHT | 14 | 11.C5 | UV0170:12(-) | FIRE SYSTEM CONTROLLER PANEL | 11.A3
AT0178:20 | SC | ZS61P | WHT | 20 | 96.A6 | XT0170:24 | FIRE SYSTEM CONTROLLER PANEL | 96.A6
AT0178:21 | SC | ZS61S | WHT | 20 | 96.A6 | XT0170:25 | FIRE SYSTEM CONTROLLER PANEL | 96.A6
AT0178:23 | SC | VD0178 | WHT | 20 | 23.D6 | XT0170:16 | FIRE SYSTEM CONTROLLER PANEL | 23.D6
AT0178:24 | SC | KA0178A2 | WHT | 20 | 23.D6 | XT0170:17 | FIRE SYSTEM CONTROLLER PANEL | 23.D6
KA0172:11 | SC | KA017211 | WHT | 20 | 88.D6 | XT0170:7 | FIRE SYSTEM CONTROLLER PANEL | 88.D5
KA0172:12 | SC | KA017212 | WHT | 20 | 88.D6 | XT0170:8 | FIRE SYSTEM CONTROLLER PANEL | 88.D5
KA0172:A1 | SC | AT017025 | WHT | 20 | 11.B2 | AT0170:25 | FIRE SYSTEM CONTROLLER PANEL | 11.B3
KA0172:A2 | SC | 0V | WHT | 20 | 11.B2 | XT0170:4 | FIRE SYSTEM CONTROLLER PANEL | 11.A2
KA0174:11 | SC | KA017411 | WHT | 20 | 88.D6 | XT0170:9 | FIRE SYSTEM CONTROLLER PANEL | 88.D5
KA0174:12 | SC | KA017412 | WHT | 20 | 88.D6 | XT0170:10 | FIRE SYSTEM CONTROLLER PANEL | 88.D5
KA0174:A1 | SC | AT017031 | WHT | 20 | 11.C2 | AT0170:31 | FIRE SYSTEM CONTROLLER PANEL | 11.C3
KA0178:A1 | SC | KA0178A1 | WHT | 20 | 23.D5 | XT0170:15 | FIRE SYSTEM CONTROLLER PANEL | 23.D5
KA0178:A2 | SC | KA0178A2 | WHT | 20 | 23.D5 | XT0170:17 | FIRE SYSTEM CONTROLLER PANEL | 23.D6
KA0875:11 | SC | HA04722 | WHT | 20 | 23.D6 | XT0170:13 | FIRE SYSTEM CONTROLLER PANEL | 23.D5
KA0875:14 | SC | FU0170 | WHT | 20 | 23.D6 | XT0170:1 | FIRE SYSTEM CONTROLLER PANEL | 11.A2
XT0172:4 | SC | FU0170 | WHT | 14 | 99.A6 | XT0170:1 | FIRE SYSTEM CONTROLLER PANEL | 11.A2
XT0172:5 | SC | 0V | WHT | 14 | 99.A6 | XT0170:4 | FIRE SYSTEM CONTROLLER PANEL | 11.A2
XT0172:16 | WC5018 | LON2A | CLR | 16 | 90.D6 | AT0170:53 | FIRE SYSTEM CONTROLLER PANEL | 90.D6
XT0172:17 | WC5018 | LON2B | BLK | 16 | 90.D6 | AT0170:52 | FIRE SYSTEM CONTROLLER PANEL | 90.D6
XT0172:18 | WC5018 | LON2S1 | SH | 16 | 90.D6 | AT0170:51 | FIRE SYSTEM CONTROLLER PANEL | 90.D6
AT0175:4P2 | WC8069 | AT017050 | CLR | 16 | 11.A7 | AT0170:50 | FIRE SYSTEM CONTROLLER PANEL | 11.A7
AT0175:5P2 | WC8069 | AT017049 | BLK | 16 | 11.A7 | AT0170:49 | FIRE SYSTEM CONTROLLER PANEL | 11.A7
AT0175:6P2 | WC8069 | AT017048 | SH | 16 | 11.A7 | AT0170:48 | FIRE SYSTEM CONTROLLER PANEL | 11.A7
AT0175:4P1 | SC | AT01754P1 | WHT | 20 | 11.B5 | SA0170:B2-13 | JB70 | 23.A1
KA6510:A1 | SC | SA0170B214 | WHT | 20 | 23.A5 | SA0170:B2-14 | JB70 | 23.A1
XT0173:1 | SC | SB117513 | WHT | 20 | 91.A6 | SB1175:13 | JB70 | 91.A1
XT0173:11 | SC | HL11732 | WHT | 20 | 91.B6 | HL1173:2 | JB70 | 91.B1
XT0173:12 | SC | SA1171B113 | WHT | 20 | 91.C6 | SA1171:B1-13 | JB70 | 91.C1
XT0173:13 | SC | SA1171B114 | WHT | 20 | 91.C6 | SA1171:B1-14 | JB70 | 91.C1
XT0173:14 | SC | SA1172B113 | WHT | 20 | 91.C6 | SA1172:B1-13 | JB70 | 91.C1
XT0173:15 | SC | SA1172B114 | WHT | 20 | 91.C6 | SA1172:B1-14 | JB70 | 91.C1
XT0173:16 | SC | SA1173B113 | WHT | 20 | 91.D6 | SA1173:B1-13 | JB70 | 91.D1
XT0173:17 | SC | SA1173B114 | WHT | 20 | 91.D6 | SA1173:B1-14 | JB70 | 91.D1
XT0173:2 | SC | SB117514 | WHT | 20 | 91.A6 | SB1175:14 | JB70 | 91.A1
XT0173:3 | SC | HL11711 | WHT | 20 | 91.A5 | HL1171:1 | JB70 | 91.A1
XT0173:5 | SC | HL11712 | WHT | 20 | 91.A6 | HL1171:2 | JB70 | 91.A1
XT0173:6 | SC | HL11721 | WHT | 20 | 91.B5 | HL1172:1 | JB70 | 91.B1
XT0173:8 | SC | HL11722 | WHT | 20 | 91.B6 | HL1172:2 | JB70 | 91.B1
XT0173:9 | SC | HL11731 | WHT | 20 | 91.B5 | HL1173:1 | JB70 | 91.B1
KA0875:A1 | SC | 009212 | WHT | 20 | 11.C2 | AF0092:12 | PANEL A | 11.C3
KA0875:A2 | SC | 009228 | WHT | 20 | 11.C2 | AF0092:28 | PANEL A | 11.C3
KA0178:14 | SC | KA017814 | WHT | 20 | 23.D5 | KA0232:11 | PANEL B | 23.D6
KA0875:14 | SC | FU0170 | WHT | 20 | 23.D6 | KA0232:12 | PANEL B | 23.D6
SolarTools ver. 24.0.84.24712 (Jul 31, 2025)
Report date: 4/28/2026 7:16 AM

## JB70 RIGHT RAIL
JB70 RIGHT RAIL
JB70 (RIGHT RAIL)
Project # | 4L401
Project Name | KINDER MORGAN
Revision | B.12
Controls DE | A. COVARRUBIAS
Phone: | 0
Controls ME | N. LOPEZ
Phone:
From | [5 empty] | To
Device ID | Cable (W) Conductor (SC) Jumper Clip (JC) | Wire No. | Wire ID | Gauge/Size | Page/Zone | Device ID | Location | Page/Zone
XT0001:3 | JC | FU0210 | CLIP | --- | 3.B3 | XT0001:4 | JB70 RIGHT RAIL | 3.B3
XT0001:5 | JC | 0V | CLIP | --- | 3.B3 | XT0001:6 | JB70 RIGHT RAIL | 3.B3
XT0291:1 | JC | UV0291OUT+ | CLIP | --- | 26.B6 | XT0291:2 | JB70 RIGHT RAIL | 26.B6
XT0291:2 | JC | UV0291OUT+ | CLIP | --- | 26.B6 | XT0291:3 | JB70 RIGHT RAIL | 26.B6
XT0291:3 | JC | UV0291OUT+ | CLIP | --- | 26.B6 | XT0291:4 | JB70 RIGHT RAIL | 26.B6
XT0291:5 | JC | UV0291OUT- | CLIP | --- | 26.B6 | XT0291:6 | JB70 RIGHT RAIL | 26.B6
XT0291:6 | JC | UV0291OUT- | CLIP | --- | 26.B6 | XT0291:7 | JB70 RIGHT RAIL | 26.B6
XT0291:7 | JC | UV0291OUT- | CLIP | --- | 26.B6 | XT0291:8 | JB70 RIGHT RAIL | 26.C6
BA0001:V1(-) | SC | 0V | WHT | 16 | 3.A2 | XT0001:2 | JB70 RIGHT RAIL | 3.A3
BA0001:V1(+) | SC | FU0001 | WHT | 16 | 3.A2 | FU0001:LD | JB70 RIGHT RAIL | 3.A3
BA0002:V1(-) | SC | 0V | WHT | 16 | 3.B2 | XT0001:5 | JB70 RIGHT RAIL | 3.B3
BA0002:V1(+) | SC | FU0002 | WHT | 16 | 3.B2 | FU0002:LD | JB70 RIGHT RAIL | 3.B3
BA0009:V1(-) | SC | 0V | WHT | 16 | 4.A2 | XT0005:2 | JB70 RIGHT RAIL | 4.A3
BA0009:V1(+) | SC | FU0009 | WHT | 16 | 4.A2 | FU0009:LD | JB70 RIGHT RAIL | 4.A3
BA1100:NEG | SC | UV0291OUT- | WHT | 16 | 26.D1 | XT0291:6 | JB70 RIGHT RAIL | 26.B6
BA1100:POS | SC | FU1101LD | WHT | 16 | 26.D1 | FU1101:LD | JB70 RIGHT RAIL | 26.C2
FU0001:LI | SC | FU0210 | WHT | 14 | 3.A3 | XT0001:1 | JB70 RIGHT RAIL | 3.A3
FU0002:LI | SC | FU0210 | WHT | 14 | 3.B3 | XT0001:4 | JB70 RIGHT RAIL | 3.B3
FU0009:LI | SC | FU0210 | WHT | 14 | 4.A3 | XT0005:1 | JB70 RIGHT RAIL | 4.A3
FU0291:LD | SC | FU0291 | WHT | 14 | 26.C5 | UV0291:24V(+) | JB70 RIGHT RAIL | 26.C5
FU0291:LI | SC | FU0136 | WHT | 14 | 26.C5 | XT1100:1 | JB70 RIGHT RAIL | 26.D5
FU1100:LI | SC | FU0136 | WHT | 14 | 26.D3 | XT1100:1 | JB70 RIGHT RAIL | 26.D5
FU1101:LI | SC | UV0291OUT+ | WHT | 14 | 26.C2 | XT0291:2 | JB70 RIGHT RAIL | 26.B6
GR1100: | SC | GR1100,GRN/YEL | GRN/YEL | 14 | 5.A5 | FRAME | JB70 RIGHT RAIL | 5.A4
UV0291:24V(-) | SC | 0V | WHT | 14 | 26.C5 | XT1100:2 | JB70 RIGHT RAIL | 26.D5
UV0291:OUT1(-) | SC | UV0291OUT- | WHT | 16 | 26.C5 | XT0291:5 | JB70 RIGHT RAIL | 26.B6
UV0291:OUT1(+) | SC | UV0291OUT+ | WHT | 16 | 26.C5 | XT0291:1 | JB70 RIGHT RAIL | 26.B6
XT0001:3 | SC | FU0210 | WHT | 14 | 3.B3 | XT0005:1 | JB70 RIGHT RAIL | 4.A3
XT0001:6 | SC | 0V | WHT | 14 | 3.B3 | XT0005:2 | JB70 RIGHT RAIL | 4.A3
BA0001:RJ45 | WC9001 | BA0001RJ45 | ENET | CABLE | 3.A2 | BA1100:L1 | JB70 RIGHT RAIL | 26.D1
XT0001:5 | SC | 0V | 2 | 14 | 3.B3 | XT0004:4 | BOP PANEL | 3.D3
BA1100:L2 | WC0010 | BA1100L2 | ENET | CABLE | 26.D1 | AT0170:L1 | FIRE SYSTEM CONTROLLER PANEL | 11.A5
FU1100:LD | SC | FU1100 | WHT | 14 | 26.D3 | AT1100:POS | JB70 | 26.D3
XT0137:1 | SC | ESTOPA | WHT | 20 | 25.B5 | SB0472:B1-11 | JB70 | 25.B1
XT0137:2 | SC | ESTOP | WHT | 20 | 25.B5 | SB0472:B1-12 | JB70 | 25.B1
XT0137:3 | SC | SH047111 | WHT | 20 | 24.A5 | SH0471:11 | JB70 | 24.A1
XT0137:4 | SC | SH047112 | WHT | 20 | 24.A5 | SH0471:12 | JB70 | 24.A1
XT0137:5 | SC | SH047013 | WHT | 20 | 24.B5 | SH0470:13 | JB70 | 24.B1
XT0137:6 | SC | SH047014 | WHT | 20 | 24.B5 | SH0470:14 | JB70 | 24.B1
XT1100:2 | SC | 0V | WHT | 14 | 26.D5 | AT1100:NEG | JB70 | 26.D3
XT1100:3 | SC | PEG01304 | GRN/YEL | 14 | 26.D5 | AT1100:GND | JB70 | 26.D3
BA1100:DEVICE | WC0101 | BA1100DEVICE | ENET | CABLE | 26.D1 | AT1100:L1 | JB70 | 26.D3
BA0002:RJ45 | WC0012 | AU1200L2 | ENET | CABLE | 3.B2 | AU1200:L2 | JB73 | 19.C1
XT1100:1 | SC | FU0136 | WHT | 14 | 26.D5 | XT0138:3 | PANEL A | 13.A3
XT1100:2 | SC | 0V | WHT | 14 | 26.D5 | XT0134:3 | PANEL A | 13.B3
XT1100:3 | SC | PEG01304 | GRN/YEL | 14 | 26.D5 | PEG0130:4 | PANEL A | 26.D6
GR0680: | SC | GR0680 | GRN | 14 | 5.A4 | IEG0230:10 | PANEL B | 5.A5
XT0001:1 | SC | FU0210 | WHT | 14 | 3.A3 | XT0233:3 | PANEL B | 13.C4
XT0001:2 | SC | 0V | WHT | 14 | 3.A3 | XT0235:3 | PANEL B | 13.D4
XT0001:4 | SC | FU0210 | WHT | 14 | 3.B3 | XT0233:3 | PANEL B | 13.C4
XT0001:5 | SC | 0V | WHT | 14 | 3.B3 | XT0235:3 | PANEL B | 13.D4
XT0137:1 | SC | ESTOPA | WHT | 20 | 25.B5 | XT0240:3 | PANEL B | 15.A3
XT0137:2 | SC | ESTOP | WHT | 20 | 25.B5 | XT0240:4 | PANEL B | 15.A3
BA0009:RJ45 | WC9019 | BA0009RJ45 | ENET | CABLE | 4.A2 | AT0680:LAN2 | PLC PANEL | 8.B4
SolarTools ver. 24.0.84.24712 (Jul 31, 2025)
Report date: 4/28/2026 7:16 AM

## JB73
JB73
Project # | 4L401
Project Name | KINDER MORGAN
Revision | B.12
Controls DE | A. COVARRUBIAS
Phone: | 0
Controls ME | N. LOPEZ
Phone:
From | [5 empty] | To
Device ID | Cable (W) Conductor (SC) Jumper Clip (JC) | Wire No. | Wire ID | Gauge/Size | Page/Zone | Device ID | Location | Page/Zone
XT0121:3 | JC | FU0130 | CLIP | --- | 85.A5 | XT0121:4 | JB73 | 85.C5
XT0121:5 | JC | 0V | CLIP | --- | 85.A5 | XT0121:6 | JB73 | 85.C5
XT0130:3 | JC | 0V | CLIP | --- | 19.A5 | XT0130:2 | JB73 | 19.A5
XT0130:4 | JC | 0V | CLIP | --- | 19.A5 | XT0130:3 | JB73 | 19.A5
AF0500:12 | SC | XT05001 | GRN | 16 | 20.B4 | XT0500:1 | JB73 | 20.C3
AF0510:32 | SC | XT05001 | GRN | 16 | 20.B3 | XT0500:1 | JB73 | 20.C3
AF0510:53 | SC | 0V | WHT | 16 | 20.B3 | XT0130:2 | JB73 | 19.A5
AF0510:54 | SC | 052053 | WHT | 16 | 20.B3 | AF0520:53 | JB73 | 20.B2
AF0510:55 | SC | FU0133 | WHT | 16 | 20.B3 | FU0133:LD | JB73 | 20.C5
AF0510:56 | SC | 052055 | WHT | 16 | 20.B3 | AF0520:55 | JB73 | 20.B2
AF0520:32 | SC | XT05001 | GRN | 16 | 20.B2 | XT0500:1 | JB73 | 20.C3
AF1201:00 | SC | 120100 | WHT | 20 | 85.D7 | KA0120:14 | JB73 | 85.D5
AF1201:32 | SC | 120132 | WHT | 20 | 85.D7 | KA4401:22 | JB73 | 85.D6
AF1201:COM | SC | 0V | WHT | 14 | 19.D2 | XT0130:3 | JB73 | 19.A5
AF1201:V+ | SC | FU0121 | WHT | 16 | 19.D2 | FU0121:LD | JB73 | 19.D1
AF1202:COM | SC | AF1202N | WHT | 16 | 19.D3 | AF1203:COM | JB73 | 19.D3
AF1202:COM | SC | AU1200N | WHT | 16 | 19.D3 | AU1200:COM | JB73 | 19.C1
AF1202:V+ | SC | AF1202P | WHT | 16 | 19.D3 | AF1203:V+ | JB73 | 19.D3
AF1202:V+ | SC | AU1200P | WHT | 16 | 19.D3 | AU1200:V+ | JB73 | 19.C1
AF1203:COM | SC | AF1203N | WHT | 16 | 19.D3 | AF1204:COM | JB73 | 19.C4
AF1203:SH | SC | AF1203G | GRN | 14 | 19.D3 | AF1204:SH | JB73 | 19.C4
AF1203:SH | SC | AU1200G | GRN | 14 | 19.D3 | AU1200: | JB73 | 19.C1
AF1203:V+ | SC | AF1203P | WHT | 16 | 19.D3 | AF1204:V+ | JB73 | 19.C4
AF1204:COM | SC | AF1204N | WHT | 16 | 19.C4 | AF1205:COM | JB73 | 19.C5
AF1204:SH | SC | AF1204G | GRN | 14 | 19.C4 | AF1205:SH | JB73 | 19.C5
AF1204:V+ | SC | AF1204P | WHT | 16 | 19.C4 | AF1205:V+ | JB73 | 19.C5
AF1205:COM | SC | AF1205N | WHT | 16 | 19.C5 | AF1206:COM | JB73 | 19.D5
AF1205:SH | SC | AF1205G | GRN | 14 | 19.C5 | AF1206:SH | JB73 | 19.D5
AF1205:V+ | SC | AF1205P | WHT | 16 | 19.C5 | AF1206:V+ | JB73 | 19.D5
AF1206:COM | SC | AF1206N | WHT | 16 | 19.D5 | AF1207:COM | JB73 | 19.C6
AF1206:SH | SC | AF1206G | GRN | 14 | 19.D5 | AF1208:SH | JB73 | 19.B2
AF1206:V+ | SC | AF1206P | WHT | 16 | 19.D5 | AF1207:V+ | JB73 | 19.C6
AF1207:02 | SC | 120702 | WHT | 20 | 81.A7 | KA4401:14 | JB73 | 81.A6
AF1207:18 | SC | 120718 | WHT | 20 | 81.A7 | KA4401:A2 | JB73 | 81.A6
AF1207:34 | SC | PS44012 | WHT | 20 | 81.A7 | KA4401:11 | JB73 | 81.A6
AF1207:COM | SC | AF1207N | WHT | 16 | 19.C6 | AF1208:COM | JB73 | 19.B2
AF1207:V+ | SC | AF1207P | WHT | 16 | 19.C6 | AF1208:V+ | JB73 | 19.B2
AF1208:07 | SC | TE44381 | WHT | 20 | 79.A7 | AF1208:23 | JB73 | 79.A7
AF1208:09 | SC | TE44371 | WHT | 20 | 79.B7 | AF1208:25 | JB73 | 79.B7
AF1208:11 | SC | TE44181 | WHT | 20 | 79.C7 | AF1208:27 | JB73 | 79.C7
AF1208:13 | SC | TE44171 | WHT | 20 | 79.C7 | AF1208:29 | JB73 | 79.C7
AF1208:COM | SC | AF1208N | WHT | 16 | 19.B2 | AF1209:COM | JB73 | 19.B3
AF1208:SH | SC | AF1208G | GRN | 14 | 19.B2 | AF1209:SH | JB73 | 19.B3
AF1208:V+ | SC | AF1208P | WHT | 16 | 19.B2 | AF1209:V+ | JB73 | 19.B3
AF1209:07 | SC | TE44141 | WHT | 20 | 80.A7 | AF1209:23 | JB73 | 80.A7
AF1209:09 | SC | TE44131 | WHT | 20 | 80.B7 | AF1209:25 | JB73 | 80.B7
AF1209:11 | SC | TE44341 | WHT | 20 | 80.C7 | AF1209:27 | JB73 | 80.C7
AF1209:13 | SC | TE44331 | WHT | 20 | 80.C7 | AF1209:29 | JB73 | 80.C7
AF1209:COM | SC | AF1209N | WHT | 16 | 19.B3 | AF1210:COM | JB73 | 19.B3
AF1209:SH | SC | AF1209G | GRN | 14 | 19.B3 | AF1210:SH | JB73 | 19.B3
AF1209:V+ | SC | AF1209P | WHT | 16 | 19.B3 | AF1210:V+ | JB73 | 19.B3
AF1210:COM | SC | AF1210N | WHT | 16 | 19.B3 | AF1211:COM | JB73 | 19.B4
AF1210:SH | SC | AF1210G | GRN | 14 | 19.B3 | AF1211:SH | JB73 | 19.B4
AF1210:V+ | SC | AF1210P | WHT | 16 | 19.B3 | AF1211:V+ | JB73 | 19.B4
AF1211:SH | SC | IEG01303 | GRN | 14 | 19.B4 | IEG0130:3 | JB73 | 19.B5
AU1200:COM | SC | 0V | WHT | 14 | 19.C1 | XT0130:4 | JB73 | 19.A5
AU1200:V+ | SC | FU0120 | WHT | 16 | 19.C1 | FU0120:LD | JB73 | 19.D1
FU0120:LI | SC | FU0130 | WHT | 14 | 19.D1 | FU0121:LI | JB73 | 19.D1
FU0120:LI | SC | FU0130 | WHT | 14 | 19.D1 | FU0130:LD | JB73 | 19.A4
FU0121:LI | SC | FU0130 | WHT | 14 | 19.D1 | FU0133:LI | JB73 | 20.C5
FU0130:LD | SC | FU0130 | WHT | 14 | 19.A4 | XT0121:3 | JB73 | 85.A5
FU0130:LI | SC | FU0136 | WHT | 14 | 19.A4 | XT0130:1 | JB73 | 19.A5
GR0120: | SC | IEG01304 | GRN | 14 | 19.A4 | IEG0130:4 | JB73 | 19.A5
GR0121: | SC | GR0121 | GRN | 14 | 5.C3 | IEG0130:2 | JB73 | 5.C3
GR0124: | SC | GR0124 | GRN/YEL | 14 | 5.C3 | FRAME | JB73 | 5.C3
IEG0130:1 | SC | IEG01301 | GRN | 14 | 20.B5 | XT0500:2 | JB73 | 20.B5
KA0120:12 | SC | KA012012 | WHT | 20 | 85.D5 | KA4401:21 | JB73 | 85.D6
KA0120:A1 | SC | KA0231A1 | WHT | 14 | 19.B5 | XT0130:5 | JB73 | 19.A5
KA0120:A2 | SC | 0V | WHT | 20 | 19.B5 | XT0130:2 | JB73 | 19.A5
KA4401:11 | SC | PS44012 | WHT | 20 | 81.A6 | XT0121:1 | JB73 | 81.A5
KA4401:A1 | SC | PS44013 | WHT | 20 | 81.A6 | XT0121:2 | JB73 | 81.A5
XT0121:5 | SC | 0V | WHT | 14 | 85.A5 | XT0130:3 | JB73 | 19.A5
XT0130:1 | SC | FU0136 | WHT | 14 | 19.A5 | XT0520:1 | JB73 | 19.A5
XT0130:4 | SC | 0V | WHT | 14 | 19.A5 | XT0520:2 | JB73 | 19.A5
XT0520:3 | SC | KA0231A1 | WHT | 14 | 19.B5 | XT0130:5 | JB73 | 19.A5
AF0510:L2 | WC0051 | AF0520L1 | ENET | CABLE | 20.B3 | AF0520:L1 | JB73 | 20.B2
AF0520:L2 | WC0052 | AU1200L1 | ENET | CABLE | 20.B2 | AU1200:L1 | JB73 | 19.C1
AF1207:J | WC1200 | AF1207J | CABLE | CABLE | 19.C6 | AF1208:P | JB73 | 19.B2
AF0500:LBUS | WC8050 | AF0510RBUS | BUS | CABLE | 20.B4 | AF0510:RBUS | JB73 | 20.B3
AF0510:LBUS | WC8051 | AF0520RBUS | BUS | CABLE | 20.B3 | AF0520:RBUS | JB73 | 20.B2
XT0121:1 | WC5031 | PS44012 | WHT | 18 | 81.A5 | XT4875:2 | JB75 | 81.A2
XT0121:2 | WC5031 | PS44013 | BLK | 18 | 81.A5 | XT4875:3 | JB75 | 81.A2
AU1200:L2 | WC0012 | AU1200L2 | ENET | CABLE | 19.C1 | BA0002:RJ45 | JB70 RIGHT RAIL | 3.B2
AF1211:26 | SC | 0V | WHT | 14 | 59.B7 | XT0080:5 | PANEL A | 59.B6
AF0510:L1 | WC0045 | AF0450L2 | ENET | CABLE | 20.B3 | AF0450:L2 | TURBINE VIBRATION PANEL | 18.B3
SolarTools ver. 24.0.84.24712 (Jul 31, 2025)
Report date: 4/28/2026 7:16 AM

## PANEL A
PANEL A
JB70
Project # | 4L401
Project Name | KINDER MORGAN
Revision | B.12
Controls DE | A. COVARRUBIAS
Phone: | 0
Controls ME | N. LOPEZ
Phone:
From | [5 empty] | To
Device ID | Cable (W) Conductor (SC) Jumper Clip (JC) | Wire No. | Wire ID | Gauge/Size | Page/Zone | Device ID | Location | Page/Zone
XT0011:2 | JC | 523NEG | CLIP | --- | 12.C3 | XT0011:3 | PANEL A | 12.C3
XT0011:3 | JC | 523NEG | CLIP | --- | 12.C3 | XT0011:4 | PANEL A | 12.C3
XT0011:4 | JC | 523NEG | CLIP | --- | 12.C3 | XT0011:5 | PANEL A | 12.C3
XT0031:2 | JC | 24V | CLIP | --- | 12.D6 | XT0031:1 | PANEL A | 12.D6
XT0031:4 | JC | 0V | CLIP | --- | 12.D5 | XT0031:3 | PANEL A | 12.D5
XT0032:1 | JC | 24V | CLIP | --- | 12.C6 | XT0032:2 | PANEL A | 12.C6
XT0032:3 | JC | 0V | CLIP | --- | 12.C5 | XT0032:4 | PANEL A | 12.C5
XT0080:1 | JC | 0V | CLIP | --- | 9.B1 | XT0080:2 | PANEL A | 9.B1
XT0080:2 | JC | 0V | CLIP | --- | 9.B1 | XT0080:3 | PANEL A | 9.B1
XT0081:1 | JC | 0V | CLIP | --- | 9.D1 | XT0081:2 | PANEL A | 9.D1
XT0134:1 | JC | 0V | CLIP | --- | 13.B3 | XT0134:2 | PANEL A | 13.B3
XT0134:2 | JC | 0V | CLIP | --- | 13.B3 | XT0134:3 | PANEL A | 13.B3
XT0134:3 | JC | 0V | CLIP | --- | 13.B3 | XT0134:4 | PANEL A | 13.B3
XT0135:1 | JC | 0V | CLIP | --- | 13.B4 | XT0135:2 | PANEL A | 13.B4
XT0135:2 | JC | 0V | CLIP | --- | 13.B4 | XT0135:3 | PANEL A | 13.B4
XT0135:3 | JC | 0V | CLIP | --- | 13.B4 | XT0135:4 | PANEL A | 13.C4
XT0135:4 | JC | 0V | CLIP | --- | 13.C4 | XT0135:5 | PANEL A | 13.C4
XT0135:5 | JC | 0V | CLIP | --- | 13.C4 | XT0135:6 | PANEL A | 13.C4
XT0136:1 | JC | FU0139 | CLIP | --- | 14.A2 | XT0136:2 | PANEL A | 14.A2
XT0136:3 | JC | 0V | CLIP | --- | 14.A2 | XT0136:4 | PANEL A | 14.A2
XT0138:1 | JC | FU0136 | CLIP | --- | 13.A3 | XT0138:2 | PANEL A | 13.A3
XT0138:2 | JC | FU0136 | CLIP | --- | 13.A3 | XT0138:3 | PANEL A | 13.A3
XT0138:3 | JC | FU0136 | CLIP | --- | 13.A3 | XT0138:4 | PANEL A | 13.B3
XT0139:1 | JC | FU0137 | CLIP | --- | 13.A4 | XT0139:2 | PANEL A | 13.A4
XT0139:2 | JC | FU0137 | CLIP | --- | 13.A4 | XT0139:3 | PANEL A | 13.B4
XT0139:3 | JC | FU0137 | CLIP | --- | 13.B4 | XT0139:5 | PANEL A | 13.B4
AF0081:07 | SC | JP2 | VIO | 20 | 27.D7 | AF0081:39 | PANEL A | 27.D7
AF0081:COM | SC | AF0081N | WHT | 16 | 9.A2 | AF0082:COM | PANEL A | 9.B3
AF0081:COM | SC | AU0080N | WHT | 20 | 9.A2 | AU0080:COM | PANEL A | 9.A1
AF0081:V+ | SC | AF0081P | WHT | 16 | 9.A2 | AF0082:V+ | PANEL A | 9.B3
AF0081:V+ | SC | AU0080P | WHT | 20 | 9.A2 | AU0080:V+ | PANEL A | 9.A1
AF0082:COM | SC | AF0082N | WHT | 16 | 9.B3 | AF0083:COM | PANEL A | 9.B3
AF0082:V+ | SC | AF0082P | WHT | 16 | 9.B3 | AF0083:V+ | PANEL A | 9.B3
AF0083:COM | SC | AF0083N | WHT | 16 | 9.B3 | AF0084:COM | PANEL A | 9.B4
AF0083:SH | SC | AF0083G | GRN | 14 | 9.B3 | AF0084:SH | PANEL A | 9.B4
AF0083:SH | SC | AU0080G | GRN | 14 | 9.B3 | AU0080:GND | PANEL A | 9.A1
AF0083:V+ | SC | AF0083P | WHT | 16 | 9.B3 | AF0084:V+ | PANEL A | 9.B4
AF0084:COM | SC | AF0084N | WHT | 16 | 9.B4 | AF0085:COM | PANEL A | 9.B4
AF0084:SH | SC | AF0084G | GRN | 14 | 9.B4 | AF0085:SH | PANEL A | 9.B4
AF0084:V+ | SC | AF0084P | WHT | 16 | 9.B4 | AF0085:V+ | PANEL A | 9.B4
AF0085:COM | SC | AF0085N | WHT | 16 | 9.B4 | AF0086:COM | PANEL A | 9.B5
AF0085:SH | SC | AF0085G | GRN | 14 | 9.B4 | AF0086:SH | PANEL A | 9.B5
AF0085:V+ | SC | AF0085P | WHT | 16 | 9.B4 | AF0086:V+ | PANEL A | 9.B5
AF0086:03 | SC | UJ0031VIN | WHT | 16 | 12.C7 | UJ0031:VIN | PANEL A | 12.D4
AF0086:19 | SC | 0V | WHT | 14 | 12.C7 | XT0135:5 | PANEL A | 13.C4
AF0086:COM | SC | AF0086N | WHT | 16 | 9.B5 | AF0087:COM | PANEL A | 9.B6
AF0086:SH | SC | AF0086G | GRN | 14 | 9.B5 | AF0088:SH | PANEL A | 9.B6
AF0086:V+ | SC | AF0086P | WHT | 16 | 9.B5 | AF0087:V+ | PANEL A | 9.B6
AF0087:COM | SC | AF0087N | WHT | 16 | 9.B6 | AF0088:COM | PANEL A | 9.B6
AF0087:V+ | SC | AF0087P | WHT | 16 | 9.B6 | AF0088:V+ | PANEL A | 9.B6
AF0091:COM | SC | AF0091N | WHT | 16 | 9.D2 | AF0094:COM | PANEL A | 9.D4
AF0091:COM | SC | AU0090N | WHT | 20 | 9.D2 | AU0090:COM | PANEL A | 9.C1
AF0091:V+ | SC | AF0091P | WHT | 14 | 9.D2 | AF0094:V+ | PANEL A | 9.D4
AF0091:V+ | SC | AU0090P | WHT | 20 | 9.D2 | AU0090:V+ | PANEL A | 9.C1
AF0092:00 | SC | KA130600 | WHT | 20 | 66.C7 | KA1306:A1 | PANEL A | 66.C5
AF0092:04 | SC | 009204 | WHT | 20 | 29.A6 | KA2160:A1 | PANEL A | 29.A5
AF0092:07 | SC | 009207 | WHT | 20 | 29.A6 | KA2161:A1 | PANEL A | 29.B5
AF0092:08 | SC | 009208 | WHT | 20 | 75.A7 | KA3103:A1 | PANEL A | 75.A5
AF0092:14 | SC | 009214 | WHT | 20 | 102.C7 | XT0171:4 | PANEL A | 102.C5
AF0092:16 | SC | KA130616 | WHT | 20 | 66.C7 | KA1306:A2 | PANEL A | 66.C5
AF0092:20 | SC | 009220 | WHT | 20 | 29.A6 | KA2160:A2 | PANEL A | 29.A5
AF0092:23 | SC | 009223 | WHT | 20 | 29.A6 | KA2161:A2 | PANEL A | 29.B5
AF0092:24 | SC | 009224 | WHT | 20 | 75.A7 | KA3103:A2 | PANEL A | 75.A5
AF0092:30 | SC | 009230 | WHT | 20 | 102.C7 | KA6241:A2 | PANEL A | 102.C6
AF0092:COM | SC | 0V | WHT | 14 | 9.D3 | XT0081:1 | PANEL A | 9.D1
AF0092:V+ | SC | FU0091 | WHT | 14 | 9.D3 | FU0091:LD | PANEL A | 9.D1
AF0093:01 | SC | 009301 | WHT | 20 | 72.A7 | KA3220:A1 | PANEL A | 72.B6
AF0093:04 | SC | 009304 | WHT | 20 | 102.A7 | XT0171:2 | PANEL A | 102.A6
AF0093:12 | SC | 009312 | WHT | 20 | 26.A7 | PC0470:INP_A | PANEL A | 26.A5
AF0093:13 | SC | 009313 | WHT | 20 | 103.A7 | XT0171:6 | PANEL A | 103.A6
AF0093:17 | SC | 009317 | WHT | 20 | 72.A7 | KA3220:A2 | PANEL A | 72.B6
AF0093:20 | SC | 009320 | WHT | 20 | 102.A7 | KA6211:A2 | PANEL A | 102.A6
AF0093:28 | SC | 009328 | WHT | 20 | 26.A7 | PC0470:-PWR | PANEL A | 26.A5
AF0093:29 | SC | 009329 | WHT | 20 | 103.A7 | KA6212:A2 | PANEL A | 103.A6
AF0093:44 | SC | 009344 | WHT | 20 | 26.A7 | PC0470:+PWR | PANEL A | 26.A5
AF0093:COM | SC | 0V | WHT | 14 | 9.D3 | XT0081:2 | PANEL A | 9.D1
AF0093:V+ | SC | FU0092 | WHT | 14 | 9.D3 | FU0092:LD | PANEL A | 9.D1
AF0094:00 | SC | UJ0031IOUT | WHT | 20 | 12.C6 | UJ0031:IOUT | PANEL A | 12.D4
AF0094:01 | SC | 0V | WHT | 16 | 12.C6 | XT0135:6 | PANEL A | 13.C4
AF0094:COM | SC | AF0094N | WHT | 14 | 9.D4 | AF0096:COM | PANEL A | 9.D5
AF0094:SH | SC | AF0094G | GRN | 14 | 9.D4 | AF0096:SH | PANEL A | 9.D5
AF0094:SH | SC | AU0090G | GRN | 14 | 9.D4 | AU0090:GND | PANEL A | 9.C1
AF0094:V+ | SC | AF0094P | WHT | 14 | 9.D4 | AF0096:V+ | PANEL A | 9.D5
AF0095:02 | SC | 009502 | WHT | 20 | 53.B7 | KA0221:14 | PANEL A | 53.B6
AF0095:COM | SC | 0V | WHT | 14 | 9.D4 | XT0081:2 | PANEL A | 9.D1
AF0095:V+ | SC | FU0093 | WHT | 14 | 9.D4 | FU0093:LD | PANEL A | 9.D1
AF0096:COM | SC | AF0096N | WHT | 16 | 9.D5 | AF0097:COM | PANEL A | 9.D6
AF0096:SH | SC | AF0096G | GRN | 14 | 9.D5 | AF0097:SH | PANEL A | 9.D6
AF0096:V+ | SC | AF0096P | WHT | 16 | 9.D5 | AF0097:V+ | PANEL A | 9.D6
AU0080:COM | SC | 0V | WHT | 14 | 9.A1 | XT0080:1 | PANEL A | 9.B1
AU0080:V+ | SC | FU0080 | WHT | 14 | 9.A1 | FU0080:LD | PANEL A | 9.B1
AU0090:COM | SC | 0V | WHT | 14 | 9.C1 | XT0081:1 | PANEL A | 9.D1
AU0090:V+ | SC | FU0090 | WHT | 14 | 9.C1 | FU0090:LD | PANEL A | 9.D1
FU0010:LI | SC | FU0137 | WHT | 14 | 13.A5 | FU0139:LI | PANEL A | 13.A5
FU0010:LI | SC | FU0137 | WHT | 14 | 13.A5 | XT0139:1 | PANEL A | 13.A4
FU0011:LD | SC | UJ0131P | WHT | 12 | 12.B3 | UJ0131:+ | PANEL A | 12.B4
FU0012:LI | SC | 523POS | --- | BUS | 12.B3 | FU0013:LI | PANEL A | 12.B3
FU0012:LI | SC | 523POS | --- | BUS | 12.B3 | XT0014:1 | PANEL A | 12.B2
FU0013:LI | SC | 523POS | --- | BUS | 12.B3 | FU0014:LI | PANEL A | 12.C3
FU0014:LI | SC | 523POS | --- | BUS | 12.C3 | FU0015:LI | PANEL A | 12.C3
FU0015:LI | SC | 523POS | --- | BUS | 12.C3 | FU0016:LI | PANEL A | 12.C3
FU0016:LI | SC | 523POS | --- | BUS | 12.C3 | FU0017:LI | PANEL A | 12.C3
FU0019:LI | SC | FU0137 | WHT | 14 | 13.B5 | XT0139:3 | PANEL A | 13.B4
FU0031:LD | SC | 24V | WHT | 10 | 12.D5 | XT0031:1 | PANEL A | 12.D6
FU0031:LI | SC | 24V2 | WHT | 10 | 12.D5 | UJ0031:OUT(+) | PANEL A | 12.D4
FU0032:LD | SC | 24V | WHT | 10 | 12.C5 | XT0032:1 | PANEL A | 12.C6
FU0032:LI | SC | 24V1 | WHT | 10 | 12.C5 | UJ0131:OUT(+) | PANEL A | 12.B4
FU0033:LD | SC | UJ0031P | WHT | 12 | 12.D3 | UJ0031:+ | PANEL A | 12.D4
FU0080:LI | SC | FU0137 | WHT | 14 | 9.B1 | XT0139:1 | PANEL A | 13.A4
FU0090:LI | SC | FU0137 | WHT | 14 | 9.D1 | XT0139:2 | PANEL A | 13.A4
FU0090:LI | SC | FU0137 | WHT | 14 | 9.D1 | FU0091:LI | PANEL A | 9.D1
FU0091:LI | SC | FU0137 | WHT | 14 | 9.D1 | FU0092:LI | PANEL A | 9.D1
FU0092:LI | SC | FU0137 | WHT | 14 | 9.D1 | FU0093:LI | PANEL A | 9.D1
FU0116:LD | SC | FT21081 | WHT | 16 | 13.A2 | XT0080:4 | PANEL A | 59.B6
FU0116:LI | SC | FU0136 | WHT | 14 | 13.A2 | XT0138:3 | PANEL A | 13.A3
FU0136:LD | SC | FU0136 | WHT | 10 | 13.A3 | XT0138:1 | PANEL A | 13.A3
FU0136:LI | SC | 24V | WHT | 10 | 13.A3 | XT0031:2 | PANEL A | 12.D6
FU0137:LD | SC | FU0137 | WHT | 12 | 13.A4 | XT0139:1 | PANEL A | 13.A4
FU0137:LI | SC | FU0136 | WHT | 14 | 13.A4 | XT0138:1 | PANEL A | 13.A3
FU0139:LD | SC | FU0139 | WHT | 14 | 13.A5 | XT0136:1 | PANEL A | 14.A2
GR0131: | SC | GR0131 | GRN/YEL | 14 | 5.A3 | FRAME | PANEL A | 5.A3
GR0132: | SC | GR0132 | GRN/YEL | 14 | 5.A3 | FRAME | PANEL A | 5.A3
KA0140:21 | SC | KA130614 | WHT | 20 | 66.C6 | KA1306:14 | PANEL A | 66.C5
KA0140:24 | SC | FU0139 | WHT | 20 | 66.C6 | XT0136:10 | PANEL A | 71.C6
KA0140:A1 | SC | PS32002 | WHT | 20 | 14.A6 | XT0136:6 | PANEL A | 68.D5
KA0140:A2 | SC | 0V | WHT | 20 | 14.A6 | XT0136:3 | PANEL A | 14.A2
KA1306:11 | SC | KM1306EP | WHT | 20 | 66.C5 | XT0136:13 | PANEL A | 66.C5
PC0470:INP_A | SC | 009312 | WHT | 20 | 26.A5 | PC0470:INP_B | PANEL A | 26.A5
UJ0031:- | SC | UJ0031N | WHT | 12 | 12.D4 | XT0033:1 | PANEL A | 12.D3
UJ0031:G | SC | UJ0031G | GRN/YEL | 12 | 12.D4 | FRAME | PANEL A | 12.D4
UJ0031:OUT(-) | SC | 0V | WHT | 10 | 12.D4 | XT0031:4 | PANEL A | 12.D5
UJ0131:- | SC | 521NEG | WHT | 12 | 12.B4 | XT0011:1 | PANEL A | 12.B3
UJ0131:G | SC | UJ0131G | GRN/YEL | 12 | 12.B4 | FRAME | PANEL A | 12.B4
UJ0131:OUT(-) | SC | 0V | WHT | 10 | 12.B4 | XT0032:3 | PANEL A | 12.C5
VD6211:--1N4007 | SC | KA017611 | LEAD | --- | 102.A5 | XT0171:1 | PANEL A | 102.A5
VD6211:+-1N4007 | SC | 009304 | LEAD | --- | 102.A5 | XT0171:2 | PANEL A | 102.A6
VD6212:--1N4007 | SC | KA017711 | LEAD | --- | 103.A5 | XT0171:5 | PANEL A | 103.A5
VD6212:+-1N4007 | SC | 009313 | LEAD | --- | 103.A5 | XT0171:6 | PANEL A | 103.A6
VD6241:--1N4007 | SC | KA024421 | LEAD | --- | 102.C5 | XT0171:3 | PANEL A | 102.C5
VD6241:+-1N4007 | SC | 009214 | LEAD | --- | 102.C5 | XT0171:4 | PANEL A | 102.C5
XT0031:3 | SC | 0V | WHT | 14 | 12.D5 | XT0134:1 | PANEL A | 13.B3
XT0032:2 | SC | 24V | WHT | 10 | 12.C6 | XT0031:2 | PANEL A | 12.D6
XT0032:4 | SC | 0V | WHT | 14 | 12.C5 | XT0031:3 | PANEL A | 12.D5
XT0080:1 | SC | 0V | WHT | 14 | 9.B1 | XT0135:2 | PANEL A | 13.B4
XT0080:5 | SC | 0V | WHT | 14 | 59.B6 | XT0134:3 | PANEL A | 13.B3
XT0135:1 | SC | 0V | WHT | 14 | 13.B4 | XT0134:1 | PANEL A | 13.B3
XT0135:1 | SC | 0V | WHT | 14 | 13.B4 | XT0136:3 | PANEL A | 14.A2
XT0135:2 | SC | 0V | WHT | 14 | 13.B4 | XT0081:1 | PANEL A | 9.D1
XT0136:1 | SC | FU0139 | WHT | 20 | 14.A2 | XT0136:5 | PANEL A | 68.D5
XT0136:10 | SC | FU0139 | WHT | 20 | 71.C6 | XT0136:1 | PANEL A | 14.A2
XT0136:11 | SC | 0V | WHT | 14 | 71.C6 | XT0136:4 | PANEL A | 14.A2
XT0136:14 | SC | 0V | WHT | 14 | 66.C5 | XT0136:11 | PANEL A | 71.C6
AU0080:L1 | WC0009 | AU0080L1 | ENET | CABLE | 9.A1 | AU0090:L1 | PANEL A | 9.C1
XT0134:2 | SC | 0V | WHT | 14 | 13.B3 | XT0170:3 | FIRE SYSTEM CONTROLLER PANEL | 11.A2
XT0138:2 | SC | FU0136 | WHT | 14 | 13.A3 | FU0170:LI | FIRE SYSTEM CONTROLLER PANEL | 11.A2
AF0081:04 | SC | SB0472B212 | WHT | 20 | 25.B7 | SB0472:B2-12 | JB70 | 25.B1
AF0081:36 | SC | SB0472B211 | WHT | 20 | 25.B7 | SB0472:B2-11 | JB70 | 25.B1
AF0082:03 | SC | SA047312 | WHT | 20 | 25.C7 | SA0473:W-B1 | JB70 | 25.C1
AF0082:04 | SC | SA047314 | WHT | 20 | 25.D7 | SA0473:B-B1 | JB70 | 25.D1
AF0082:05 | SC | SA0473B-A3 | WHT | 20 | 25.D7 | SA0473:B-A3 | JB70 | 25.D1
AF0082:35 | SC | SA047311 | WHT | 20 | 25.C7 | SA0473:W-B2 | JB70 | 25.C1
AF0082:36 | SC | SA047313 | WHT | 20 | 25.D7 | SA0473:B-B2 | JB70 | 25.D1
AF0082:37 | SC | SA0473B-A4 | WHT | 20 | 25.D7 | SA0473:B-A4 | JB70 | 25.D1
AF0087:00 | SC | SH047114 | WHT | 20 | 24.A7 | SH0471:14 | JB70 | 24.A1
AF0087:01 | SC | SH047012 | WHT | 20 | 24.B7 | SH0470:12 | JB70 | 24.B1
AF0087:02 | SC | SB047112 | WHT | 20 | 24.D7 | SB0471:12 | JB70 | 24.D1
AF0087:03 | SC | SB047314 | WHT | 20 | 24.D7 | SB0473:14 | JB70 | 24.D1
AF0087:04 | SC | SB047414 | WHT | 20 | 25.A7 | SB0474:14 | JB70 | 25.A1
AF0087:07 | SC | SA0471B214 | WHT | 20 | 25.A7 | SA0471:B2-14 | JB70 | 25.A1
AF0087:08 | SC | SA0471B114 | WHT | 20 | 25.B7 | SA0471:B1-14 | JB70 | 25.B1
AF0087:12 | SC | SA0474B2 | WHT | 20 | 25.C7 | SA0474:B2-14 | JB70 | 25.C1
AF0087:13 | SC | SA0474B213 | WHT | 20 | 25.C7 | SA0474:B1-14 | JB70 | 25.C1
AF0087:32 | SC | SH047113 | WHT | 20 | 24.A7 | SH0471:13 | JB70 | 24.A1
AF0087:33 | SC | SH047011 | WHT | 20 | 24.B7 | SH0470:11 | JB70 | 24.B1
AF0087:34 | SC | SB047111 | WHT | 20 | 24.D7 | SB0471:11 | JB70 | 24.D1
AF0087:35 | SC | SB047313 | WHT | 20 | 24.D7 | SB0473:13 | JB70 | 24.D1
AF0087:36 | SC | SB047413 | WHT | 20 | 25.A7 | SB0474:13 | JB70 | 25.A1
AF0087:39 | SC | SA0471B213 | WHT | 20 | 25.A7 | SA0471:B2-13 | JB70 | 25.A1
AF0087:40 | SC | SA0471B113 | WHT | 20 | 25.B7 | SA0471:B1-13 | JB70 | 25.B1
AF0087:44 | SC | SA047444 | WHT | 20 | 25.C7 | SA0474:B2-13 | JB70 | 25.C1
AF0087:45 | SC | SA047445 | WHT | 20 | 25.C7 | SA0474:B1-13 | JB70 | 25.C1
AF0093:06 | SC | SH0470X2 | WHT | 20 | 24.B7 | SH0470:X2 | JB70 | 24.B1
AF0093:15 | SC | SH0471X2 | WHT | 20 | 24.A7 | SH0471:X2 | JB70 | 24.A1
AF0093:22 | SC | SH0470X1 | WHT | 20 | 24.B7 | SH0470:X1 | JB70 | 24.B1
AF0093:31 | SC | SH0471X1 | WHT | 20 | 24.A7 | SH0471:X1 | JB70 | 24.A1
AF0092:12 | SC | 009212 | WHT | 20 | 11.C3 | KA0875:A1 | JB70 LEFT RAIL | 11.C2
AF0092:28 | SC | 009228 | WHT | 20 | 11.C3 | KA0875:A2 | JB70 LEFT RAIL | 11.C2
PEG0130:4 | SC | PEG01304 | GRN/YEL | 14 | 26.D6 | XT1100:3 | JB70 RIGHT RAIL | 26.D5
XT0134:3 | SC | 0V | WHT | 14 | 13.B3 | XT1100:2 | JB70 RIGHT RAIL | 26.D5
XT0138:3 | SC | FU0136 | WHT | 14 | 13.A3 | XT1100:1 | JB70 RIGHT RAIL | 26.D5
XT0080:5 | SC | 0V | WHT | 14 | 59.B6 | AF1211:26 | JB73 | 59.B7
AF0081:00 | SC | UA1200J21 | WHT | 20 | 15.A7 | KA0241:11 | PANEL B | 15.A5
AF0081:01 | SC | KA024314 | WHT | 20 | 15.B7 | KA0243:14 | PANEL B | 15.B6
AF0081:02 | SC | KA024524 | WHT | 20 | 15.B7 | KA0245:24 | PANEL B | 15.B6
AF0081:03 | SC | 008103 | WHT | 20 | 16.C7 | KA0130:14 | PANEL B | 16.D6
AF0081:08 | SC | KA024214 | WHT | 20 | 15.C7 | KA0242:14 | PANEL B | 15.C6
AF0081:09 | SC | KA023924 | WHT | 20 | 15.A7 | KA0239:24 | PANEL B | 15.B6
AF0081:19 | SC | UA1200J27 | WHT | 20 | 16.C7 | UA1200:J2-7 | PANEL B | 16.B3
AF0081:33 | SC | KA024311 | WHT | 20 | 15.B7 | KA0243:11 | PANEL B | 15.B6
AF0081:34 | SC | KA024521 | WHT | 20 | 15.B7 | KA0245:21 | PANEL B | 15.B6
AF0081:35 | SC | 008135 | WHT | 20 | 16.C7 | KA0130:A1 | PANEL B | 16.C5
AF0081:41 | SC | KA023921 | WHT | 20 | 15.A7 | KA0239:21 | PANEL B | 15.B6
AF0087:09 | SC | KA013724 | WHT | 20 | 14.C4 | KA0137:24 | PANEL B | 14.D3
AF0087:11 | SC | KA013624 | WHT | 20 | 14.B4 | KA0136:24 | PANEL B | 14.B3
AF0087:43 | SC | KA013621 | WHT | 20 | 14.B4 | KA0136:21 | PANEL B | 14.B3
AF0088:SH | SC | IEG023011 | GRN | 14 | 9.B6 | IEG0230:11 | PANEL B | 9.B6
AF0091:07 | SC | KA014114 | WHT | 20 | 14.C2 | KA0141:14 | PANEL B | 14.C2
AF0091:12 | SC | KA0134A1 | WHT | 20 | 71.C7 | KA0134:A1 | PANEL B | 14.C6
AF0091:39 | SC | KA014111 | WHT | 20 | 14.C2 | KA0141:11 | PANEL B | 14.C2
AF0092:02 | SC | KA0133A1 | WHT | 20 | 69.A7 | KA0133:A1 | PANEL B | 14.C6
AF0092:06 | SC | KA013114 | WHT | 20 | 69.A7 | KA0131:14 | PANEL B | 14.D4
AF0092:13 | SC | 009213 | WHT | 20 | 24.C7 | XT0237:2 T2 | PANEL B | 24.C5
AF0092:46 | SC | 009246 | WHT | 20 | 102.C7 | KA0176:24 | PANEL B | 102.C6
AF0093:09 | SC | 009309 | WHT | 20 | 34.B7 | KA0233:24 | PANEL B | 34.B5
AF0093:36 | SC | 009336 | WHT | 20 | 102.A7 | KA0176:14 | PANEL B | 102.A6
AF0093:45 | SC | 009345 | WHT | 20 | 103.A7 | KA0177:14 | PANEL B | 103.A6
AF0095:18 | SC | SV21202 | WHT | 20 | 53.B7 | XT0060:4 | PANEL B | 53.B5
AF0097:SH | SC | IEG02302 | GRN | 14 | 9.D6 | IEG0230:2 | PANEL B | 9.D6
GR0133: | SC | IEG02307 | GRN | 14 | 5.A4 | IEG0230:7 | PANEL B | 5.A4
GR0134: | SC | IEG02309 | GRN | 14 | 5.A4 | IEG0230:9 | PANEL B | 5.A4
KA0135:12 | SC | FU0210 | WHT | 14 | 69.C5 | XT0233:2 | PANEL B | 13.C4
KA0135:A1 | SC | KA0135A1 | WHT | 20 | 14.D6 | KA0131:11 | PANEL B | 14.D4
KA0135:A1 | SC | KA0135A1 | WHT | 20 | 14.D6 | KA0144:A1 | PANEL B | 14.C6
KA0135:A2 | SC | 0V | WHT | 20 | 14.D6 | KA0136:A2 | PANEL B | 14.D6
KA0135:A2 | SC | 0V | WHT | 20 | 14.D6 | KA0144:A2 | PANEL B | 14.C6
KA0221:11 | SC | KA022111 | WHT | 20 | 53.B6 | KA0235:24 | PANEL B | 53.B5
KA0221:A1 | SC | 007602 | WHT | 20 | 53.B6 | AF0076:02 | PANEL B | 53.B7
KA0221:A2 | SC | 007618 | WHT | 20 | 53.B6 | AF0076:18 | PANEL B | 53.B7
KA3103:24 | SC | FU0210 | WHT | 14 | 75.C5 | XT0233:2 | PANEL B | 13.C4
KA3220:14 | SC | FU0210 | WHT | 14 | 72.C5 | XT0233:2 | PANEL B | 13.C4
KA6211:14 | SC | FU0210 | WHT | 14 | 102.B5 | XT0233:3 | PANEL B | 13.C4
KA6211:A1 | SC | KA6211A1 | WHT | 20 | 102.A6 | KA0246:14 | PANEL B | 102.A5
KA6212:14 | SC | FU0210 | WHT | 14 | 103.C5 | XT0233:4 | PANEL B | 13.D4
KA6212:A1 | SC | KA6212A1 | WHT | 20 | 103.A6 | KA0247:14 | PANEL B | 103.A5
KA6241:14 | SC | FU0210 | WHT | 14 | 102.D5 | XT0233:3 | PANEL B | 13.C4
KA6241:A1 | SC | KA6241A1 | WHT | 20 | 102.C6 | KA0244:24 | PANEL B | 102.C5
UJ0031:OK1 | SC | UJ0031OK1 | WHT | 20 | 12.D4 | AF0063:41 | PANEL B | 12.D6
UJ0031:OK2 | SC | UJ0031OK2 | WHT | 20 | 12.D4 | AF0063:09 | PANEL B | 12.D6
UJ0131:IOUT | SC | UJ0131IOUT | WHT | 20 | 12.B4 | AF0074:15 | PANEL B | 12.B7
UJ0131:OK1 | SC | UJ0131OK1 | WHT | 20 | 12.B4 | AF0063:40 | PANEL B | 12.B6
UJ0131:OK2 | SC | UJ0131OK2 | WHT | 20 | 12.B4 | AF0063:08 | PANEL B | 12.B6
UJ0131:VIN | SC | UJ0131VIN | WHT | 20 | 12.B4 | AF0074:09 | PANEL B | 12.A6
XT0134:4 | SC | 0V | WHT | 14 | 13.B3 | XT0235:1 | PANEL B | 13.D4
XT0135:1 | SC | 0V | WHT | 14 | 13.B4 | KA1020:24 | PANEL B | 31.A5
XT0135:4 | SC | 0V | WHT | 14 | 13.C4 | XT0085:3 | PANEL B | 12.A4
XT0135:5 | SC | 0V | WHT | 16 | 13.C4 | AF0074:25 | PANEL B | 12.A6
XT0135:6 | SC | 0V | WHT | 16 | 13.C4 | AF0074:31 | PANEL B | 12.B7
XT0136:1 | SC | FU0139 | WHT | 20 | 14.A2 | XT0240:11 | PANEL B | 15.C4
XT0136:10 | SC | FU0139 | WHT | 20 | 71.C6 | KA0138:14 | PANEL B | 71.C5
XT0136:12 | SC | KM3170EP | WHT | 20 | 71.C5 | KA0138:11 | PANEL B | 71.C5
XT0136:2 | SC | FU0139 | WHT | 20 | 14.A2 | KA0141:24 | PANEL B | 14.B2
XT0136:2 | SC | FU0139 | WHT | 20 | 14.A2 | KT0140:15 | PANEL B | 14.A2
XT0136:3 | SC | 0V | WHT | 20 | 14.A2 | KT0140:A2 | PANEL B | 14.A6
XT0136:4 | SC | 0V | WHT | 14 | 14.A2 | XT0240:9 | PANEL B | 15.D3
XT0136:6 | SC | PS32002 | WHT | 20 | 68.D5 | KA0136:A1 | PANEL B | 14.D6
XT0136:7 | SC | PS32004 | WHT | 20 | 68.D5 | KA0240:11 | PANEL B | 68.D6
XT0136:8 | SC | UF1300 | WHT | 20 | 68.D6 | KA0240:14 | PANEL B | 68.D6
XT0138:4 | SC | FU0136 | WHT | 14 | 13.B3 | FU0210:LI | PANEL B | 13.C4
XT0139:3 | SC | FU0137 | WHT | 14 | 13.B4 | FU0211:LI | PANEL B | 13.B4
XT0139:4 | SC | KA0231A1 | WHT | 20 | 15.D6 | KA0230:A1 | PANEL B | 15.D6
XT0139:5 | SC | FU0137 | WHT | 14 | 13.B4 | XT0085:1 | PANEL B | 12.A4
XT0171:1 | SC | KA017611 | WHT | 20 | 102.A5 | KA0246:11 | PANEL B | 102.A5
XT0171:1 | SC | KA017611 | WHT | 20 | 102.A5 | KA0176:11 | PANEL B | 102.A6
XT0171:3 | SC | KA024421 | WHT | 20 | 102.C5 | KA0244:21 | PANEL B | 102.C5
XT0171:3 | SC | KA024421 | WHT | 20 | 102.C5 | KA0176:21 | PANEL B | 102.C6
XT0171:5 | SC | KA017711 | WHT | 20 | 103.A5 | KA0247:11 | PANEL B | 103.A5
XT0171:5 | SC | KA017711 | WHT | 20 | 103.A5 | KA0177:11 | PANEL B | 103.A6
AU0080:L2 | WC0008 | AU0080L2 | ENET | CABLE | 9.A1 | AU0070:L1 | PANEL B | 10.A2
FU0010:LD | SC | FU0010 | WHT | 14 | 13.A5 | UV0600:(+) | PLC PANEL | 6.B2
FU0019:LD | SC | FU0019 | WHT | 14 | 13.B5 | CU0001:1 | PLC PANEL | 6.D5
XT0135:1 | SC | 0V | WHT | 14 | 13.B4 | UV0600:(-) | PLC PANEL | 6.B2
XT0135:3 | SC | 0V | WHT | 16 | 13.B4 | CU0001:3 | PLC PANEL | 6.D5
AU0090:L2 | WC0003 | AP0603L2 | ENET | CABLE | 9.C1 | AP0603:L2 | PLC PANEL | 6.A3
XT0134:4 | WC8034 | 0V | 3 | 12 | 13.B3 | XT0110:2 | TURBINE VIBRATION PANEL | 18.A5
XT0138:4 | WC8034 | FU0136 | 1 | 12 | 13.B3 | XT0110:1 | TURBINE VIBRATION PANEL | 18.A5
XT0139:4 | WC8034 | KA0231A1 | 2 | 12 | 15.D6 | XT0110:4 | TURBINE VIBRATION PANEL | 18.B5
SolarTools ver. 24.0.84.24712 (Jul 31, 2025)
Report date: 4/28/2026 7:16 AM

## PANEL B
PANEL B
JB70
Project # | 4L401
Project Name | KINDER MORGAN
Revision | B.12
Controls DE | A. COVARRUBIAS
Phone: | 0
Controls ME | N. LOPEZ
Phone:
From | [5 empty] | To
Device ID | Cable (W) Conductor (SC) Jumper Clip (JC) | Wire No. | Wire ID | Gauge/Size | Page/Zone | Device ID | Location | Page/Zone
XT0060:1 | JC | 0V | CLIP | --- | 10.D1 | XT0060:2 | PANEL B | 10.D1
XT0233:1 | JC | FU0210 | CLIP | --- | 13.C4 | XT0233:2 | PANEL B | 13.C4
XT0233:2 | JC | FU0210 | CLIP | --- | 13.C4 | XT0233:3 | PANEL B | 13.C4
XT0233:3 | JC | FU0210 | CLIP | --- | 13.C4 | XT0233:4 | PANEL B | 13.D4
XT0235:1 | JC | 0V | CLIP | --- | 13.D4 | XT0235:2 | PANEL B | 13.D4
XT0235:2 | JC | 0V | CLIP | --- | 13.D4 | XT0235:3 | PANEL B | 13.D4
XT0235:3 | JC | 0V | CLIP | --- | 13.D4 | XT0235:4 | PANEL B | 13.D4
XT0240:10 | JC | FU0139 | CLIP | --- | 15.C4 | XT0240:11 | PANEL B | 15.C4
XT0240:8 | JC | 0V | CLIP | --- | 15.D3 | XT0240:9 | PANEL B | 15.D3
AF0061:02 | SC | 006102 | WHT | 20 | 32.B7 | KA0233:14 | PANEL B | 32.B5
AF0061:14 | SC | 006114 | WHT | 20 | 33.B7 | KA0234:14 | PANEL B | 33.B5
AF0061:COM | SC | 0V | WHT | 14 | 10.C2 | XT0060:2 | PANEL B | 10.D1
AF0061:V+ | SC | FU0061 | WHT | 14 | 10.C2 | FU0061:LD | PANEL B | 10.D1
AF0062:00 | SC | 006200 | WHT | 20 | 54.A7 | KA0222:14 | PANEL B | 54.A6
AF0062:16 | SC | SV21242 | WHT | 20 | 54.A7 | XT0060:5 | PANEL B | 54.A5
AF0062:COM | SC | 0V | WHT | 14 | 10.C3 | XT0060:2 | PANEL B | 10.D1
AF0062:V+ | SC | FU0062 | WHT | 14 | 10.C3 | FU0062:LD | PANEL B | 10.D1
AF0063:COM | SC | AF0063N | WHT | 16 | 10.C3 | AF0064:COM | PANEL B | 10.C4
AF0063:COM | SC | AU0060N | WHT | 16 | 10.C3 | AU0060:COM | PANEL B | 10.C2
AF0063:V+ | SC | AF0063P | WHT | 16 | 10.C3 | AF0064:V+ | PANEL B | 10.C4
AF0063:V+ | SC | AU0060P | WHT | 16 | 10.C3 | AU0060:V+ | PANEL B | 10.C2
AF0064:COM | SC | AF0064N | WHT | 16 | 10.C4 | AF0065:COM | PANEL B | 10.C5
AF0064:SH | SC | AF0064G | GRN | 14 | 10.C4 | AF0065:SH | PANEL B | 10.C5
AF0064:SH | SC | AU0060G | GRN | 14 | 10.C4 | AU0060:GND | PANEL B | 10.C2
AF0064:V+ | SC | AF0064P | WHT | 16 | 10.C4 | AF0065:V+ | PANEL B | 10.C5
AF0065:COM | SC | AF0065N | WHT | 16 | 10.C5 | AF0068:COM | PANEL B | 10.C6
AF0065:SH | SC | AF0065G | GRN | 14 | 10.C5 | AF0066:SH | PANEL B | 10.C5
AF0065:V+ | SC | AF0065P | WHT | 16 | 10.C5 | AF0068:V+ | PANEL B | 10.C6
AF0066:COM | SC | 0V | WHT | 14 | 10.C5 | XT0060:2 | PANEL B | 10.D1
AF0066:SH | SC | AF0066G | GRN | 14 | 10.C5 | AF0068:SH | PANEL B | 10.C6
AF0066:V+ | SC | FU0063 | WHT | 16 | 10.C5 | FU0063:LD | PANEL B | 10.D1
AF0067:12 | SC | KA0134A1 | WHT | 20 | 71.D7 | KA0134:A1 | PANEL B | 14.C6
AF0067:COM | SC | 0V |  |  | 10.C6 | XT0060:2 | PANEL B | 10.D1
AF0067:V+ | SC | FU0064 | WHT | 16 | 10.C6 | FU0064:LD | PANEL B | 10.D1
AF0068:SH | SC | IEG02304 | GRN | 14 | 10.C6 | IEG0230:4 | PANEL B | 10.D7
AF0071:COM | SC | AF0071N | WHT | 16 | 10.B2 | AF0072:COM | PANEL B | 10.A3
AF0071:COM | SC | AU0070N | WHT | 16 | 10.B2 | AU0070:COM | PANEL B | 10.A2
AF0071:SH | SC | AF0071G | GRN | 14 | 10.B2 | AF0072:SH | PANEL B | 10.A3
AF0071:SH | SC | AU0070G | GRN | 14 | 10.B2 | AU0070:GND | PANEL B | 10.A2
AF0071:V+ | SC | AF0071P | WHT | 16 | 10.B2 | AF0072:V+ | PANEL B | 10.A3
AF0071:V+ | SC | AU0070P | WHT | 16 | 10.B2 | AU0070:V+ | PANEL B | 10.A2
AF0072:COM | SC | AF0072N | WHT | 16 | 10.A3 | AF0073:COM | PANEL B | 10.B3
AF0072:SH | SC | AF0072G | GRN | 14 | 10.A3 | AF0073:SH | PANEL B | 10.B3
AF0072:V+ | SC | AF0072P | WHT | 16 | 10.A3 | AF0073:V+ | PANEL B | 10.B3
AF0073:COM | SC | AF0073N | WHT | 16 | 10.B3 | AF0074:COM | PANEL B | 10.B4
AF0073:SH | SC | AF0073G | GRN | 14 | 10.B3 | AF0074:SH | PANEL B | 10.B4
AF0073:V+ | SC | AF0073P | WHT | 16 | 10.B3 | AF0074:V+ | PANEL B | 10.B4
AF0074:05 | SC | VSENSEIN | WHT | 20 | 12.C6 | XT0085:2 | PANEL B | 12.A4
AF0074:21 | SC | 0V | WHT | 20 | 12.C6 | XT0085:3 | PANEL B | 12.A4
AF0074:COM | SC | AF0074N | WHT | 16 | 10.B4 | AF0075:COM | PANEL B | 10.A5
AF0074:SH | SC | AF0074G | GRN | 14 | 10.B4 | AF0075:SH | PANEL B | 10.A5
AF0074:V+ | SC | AF0074P | WHT | 16 | 10.B4 | AF0075:V+ | PANEL B | 10.A5
AF0075:COM | SC | AF0075N | WHT | 16 | 10.A5 | AF0077:COM | PANEL B | 10.B6
AF0075:SH | SC | AF0075G | GRN | 14 | 10.A5 | AF0077:SH | PANEL B | 10.B6
AF0075:V+ | SC | AF0075P | WHT | 16 | 10.A5 | AF0077:V+ | PANEL B | 10.B6
AF0076:00 | SC | 007600 | WHT | 20 | 49.B7 | KA0237:14 | PANEL B | 49.B5
AF0076:01 | SC | 007601 | WHT | 20 | 51.B7 | KA0237:24 | PANEL B | 51.B5
AF0076:04 | SC | 007604 | WHT | 20 | 54.A7 | KA0222:A1 | PANEL B | 54.A6
AF0076:08 | SC | 007608 | WHT | 20 | 26.A7 | KA1020:A1 | PANEL B | 26.A5
AF0076:10 | SC | KT014615 | WHT | 20 | 15.C7 | KT0146:15 | PANEL B | 15.C6
AF0076:11 | SC | UA1200J14 | WHT | 20 | 16.C7 | UA1200:J1-4 | PANEL B | 16.B3
AF0076:12 | SC | 007612 | WHT | 20 | 16.C7 | XT0237:1 B2 | PANEL B | 16.C5
AF0076:13 | SC | KT0146B1 | WHT | 20 | 14.B2 | KT0146:B1 | PANEL B | 14.B2
AF0076:20 | SC | 007620 | WHT | 20 | 54.A7 | KA0222:A2 | PANEL B | 54.A6
AF0076:24 | SC | 007624 | WHT | 20 | 26.A7 | KA1020:A2 | PANEL B | 26.A5
AF0076:26 | SC | KA0231A2 | WHT | 20 | 15.C7 | KA0231:A2 | PANEL B | 15.C6
AF0076:29 | SC | KT0146A2 | WHT | 20 | 14.B2 | KT0146:A2 | PANEL B | 14.B2
AF0076:COM | SC | 0V | WHT | 14 | 10.A5 | XT0070:1 | PANEL B | 10.B1
AF0076:V+ | SC | FU0071 | WHT | 16 | 10.A5 | FU0071:LD | PANEL B | 10.B1
AF0077:SH | SC | IEG02305 | GRN | 14 | 10.B6 | IEG0230:5 | PANEL B | 10.B6
XT0240:2 | SC | JP0 | VIO | 20 | 15.A3 | XT0240:1 | PANEL B | 15.A3
AU0060:COM | SC | 0V | WHT | 14 | 10.C2 | XT0060:1 | PANEL B | 10.D1
AU0060:V+ | SC | FU0060 | WHT | 14 | 10.C2 | FU0060:LD | PANEL B | 10.C1
AU0070:COM | SC | 0V | WHT | 14 | 10.A2 | XT0070:1 | PANEL B | 10.B1
AU0070:V+ | SC | FU0070 | WHT | 16 | 10.A2 | FU0070:LD | PANEL B | 10.B1
FU0060:LI | SC | FU0210 | WHT | 14 | 10.C1 | XT0233:1 | PANEL B | 13.C4
FU0060:LI | SC | FU0210 | WHT | 14 | 10.C1 | FU0061:LI | PANEL B | 10.D1
FU0061:LI | SC | FU0210 | WHT | 14 | 10.D1 | FU0062:LI | PANEL B | 10.D1
FU0062:LI | SC | FU0210 | WHT | 14 | 10.D1 | FU0063:LI | PANEL B | 10.D1
FU0063:LI | SC | FU0210 | WHT | 14 | 10.D1 | FU0064:LI | PANEL B | 10.D1
FU0070:LI | SC | FU0210 | WHT | 14 | 10.B1 | FU0071:LI | PANEL B | 10.B1
FU0070:LI | SC | FU0210 | WHT | 14 | 10.B1 | XT0233:2 | PANEL B | 13.C4
FU0210:LD | SC | FU0210 | WHT | 14 | 13.C4 | XT0233:1 | PANEL B | 13.C4
FU0211:LD | SC | FU0211 | WHT | 14 | 13.B4 | KA1020:14 | PANEL B | 31.A5
FU0212:LD | SC | FU0212 | WHT | 16 | 13.C5 | KA0248:21 | PANEL B | 16.C6
FU0212:LD | SC | FU0212 | WHT | 16 | 13.C5 | XT0233:5 | PANEL B | 16.D5
FU0212:LI | SC | FU0210 | WHT | 14 | 13.C5 | XT0233:1 | PANEL B | 13.C4
GR0231: | SC | IEG02306 | GRN | 14 | 5.A3 | IEG0230:6 | PANEL B | 5.A3
GR0232: | SC | GR0232 | GRN/YEL | 14 | 5.A3 | FRAME | PANEL B | 5.A3
GR0233: | SC | IEG02303 | GRN | 14 | 10.B3 | IEG0230:3 | PANEL B | 10.B2
IEG0230:8 | SC | IEG02308 | GRN | 16 | 16.D6 | UA1200:J3-4 | PANEL B | 16.B3
KA0130:A1 | SC | 008135 | WHT | 20 | 16.C5 | KA0130:11 | PANEL B | 16.D6
KA0130:A2 | SC | UA1200J26 | WHT | 20 | 16.C5 | UA1200:J2-6 | PANEL B | 16.B3
KA0131:12 | SC | KA013724 | WHT | 20 | 14.D4 | KA0137:24 | PANEL B | 14.D3
KA0131:A1 | SC | KA0231A1 | WHT | 20 | 14.B6 | KA0242:11 | PANEL B | 15.C6
KA0131:A1 | SC | KA0231A1 | WHT | 20 | 14.B6 | KA0132:A1 | PANEL B | 14.B6
KA0131:A2 | SC | 0V | WHT | 20 | 14.B6 | KA0132:A2 | PANEL B | 14.B6
KA0131:A2 | SC | 0V | WHT | 20 | 14.B6 | KT0145:A2 | PANEL B | 14.B6
KA0132:11 | SC | FU0139 | WHT | 20 | 14.A3 | KA0133:11 | PANEL B | 14.A3
KA0132:11 | SC | FU0139 | WHT | 20 | 14.A3 | KT0145:15 | PANEL B | 14.D2
KA0132:12 | SC | KT0141A1 | WHT | 20 | 14.A3 | KT0142:A1 | PANEL B | 14.A6
KA0132:12 | SC | KT0141A1 | WHT | 20 | 14.A3 | KA0133:12 | PANEL B | 14.A3
KA0132:21 | SC | KA0138A1 | WHT | 20 | 14.D4 | KA0138:A1 | PANEL B | 14.D6
KA0132:22 | SC | KA013222 | WHT | 20 | 14.D4 | KA0137:14 | PANEL B | 14.D3
KA0132:22 | SC | KA013222 | WHT | 20 | 14.D4 | KT0141:18 | PANEL B | 14.D2
KA0132:24 | SC | KA013224 | WHT | 20 | 14.D4 | KA0134:14 | PANEL B | 14.D3
KA0132:A1 | SC | KA0231A1 | WHT | 20 | 14.B6 | KA0141:A1 | PANEL B | 14.C6
KA0132:A2 | SC | 0V | WHT | 20 | 14.B6 | KA0141:A2 | PANEL B | 14.C6
KA0133:11 | SC | FU0139 | WHT | 20 | 14.A3 | KA0134:11 | PANEL B | 14.D3
KA0133:A2 | SC | 0V | WHT | 20 | 14.C6 | KA0134:A2 | PANEL B | 14.C6
KA0133:A2 | SC | 0V | WHT | 20 | 14.C6 | KA0141:A2 | PANEL B | 14.C6
KA0134:11 | SC | FU0139 | WHT | 20 | 14.D3 | KA0136:11 | PANEL B | 14.B4
KA0134:A2 | SC | 0V | WHT | 20 | 14.C6 | KA0144:A2 | PANEL B | 14.C6
KA0136:11 | SC | FU0139 | WHT | 20 | 14.B4 | KA0137:21 | PANEL B | 14.D3
KA0136:14 | SC | KA013821 | WHT | 20 | 14.B4 | KA0138:21 | PANEL B | 14.B5
KA0136:A2 | SC | 0V | WHT | 20 | 14.D6 | KA0137:A2 | PANEL B | 14.D6
KA0137:11 | SC | FU0139 | WHT | 20 | 14.D3 | KA0137:21 | PANEL B | 14.D3
KA0137:A1 | SC | KA0137A1 | WHT | 20 | 14.D6 | KT0142:18 | PANEL B | 14.D2
KA0137:A2 | SC | 0V | WHT | 20 | 14.D6 | KA0138:A2 | PANEL B | 14.D6
KA0138:24 | SC | KT0144B1 | WHT | 20 | 14.B5 | KT0144:B1 | PANEL B | 14.B6
KA0141:21 | SC | KT0146A1 | WHT | 20 | 14.B2 | KT0146:A1 | PANEL B | 14.B2
KA0141:21 | SC | KT0146A1 | WHT | 20 | 14.B2 | KA0241:21 | PANEL B | 14.B2
KA0141:24 | SC | FU0139 | WHT | 20 | 14.B2 | KA0241:24 | PANEL B | 14.B2
KA0144:22 | SC | KA014422 | WHT | 20 | 102.A6 | KA0249:12 | PANEL B | 102.A6
KA0144:22 | SC | KA014422 | WHT | 20 | 102.A6 | KA0176:A1 | PANEL B | 102.B5
KA0176:A1 | SC | KA014422 | WHT | 20 | 102.B5 | KA0177:A1 | PANEL B | 102.B5
KA0176:A2 | SC | 0V | WHT | 20 | 102.B5 | KA0177:A2 | PANEL B | 102.B5
KA0222:11 | SC | KA022211 | WHT | 20 | 54.A6 | KA0236:24 | PANEL B | 54.A5
KA0230:A1 | SC | KA0231A1 | WHT | 20 | 15.D6 | KA0234:A1 | PANEL B | 15.D6
KA0231:11 | SC | KA0231A1 | WHT | 20 | 15.C6 | KA0231:A1 | PANEL B | 15.C6
KA0231:11 | SC | KA0231A1 | WHT | 20 | 15.C6 | KA0242:11 | PANEL B | 15.C6
KA0231:14 | SC | KA024214 | WHT | 20 | 15.C6 | KA0242:14 | PANEL B | 15.C6
KA0231:14 | SC | KA024214 | WHT | 20 | 15.C6 | KT0146:18 | PANEL B | 15.C6
KA0231:21 | SC | KA023121 | WHT | 20 | 15.A4 | KA0245:14 | PANEL B | 15.A4
KA0231:A1 | SC | KA0231A1 | WHT | 20 | 15.C6 | KA0232:A1 | PANEL B | 15.D6
KA0231:A2 | SC | KA0231A2 | WHT | 20 | 15.C6 | KA0232:A2 | PANEL B | 15.D6
KA0232:22 | SC | KA023222 | WHT | 20 | 102.A6 | KA0144:21 | PANEL B | 102.A6
KA0232:22 | SC | KA023222 | WHT | 20 | 102.A6 | KA0249:11 | PANEL B | 102.A6
KA0232:A1 | SC | KA0231A1 | WHT | 20 | 15.D6 | KA0233:A1 | PANEL B | 15.D6
KA0232:A2 | SC | KA0231A2 | WHT | 20 | 15.D6 | KA0233:A2 | PANEL B | 15.D6
KA0233:A1 | SC | KA0231A1 | WHT | 20 | 15.D6 | KA0234:A1 | PANEL B | 15.D6
KA0233:A2 | SC | KA0231A2 | WHT | 20 | 15.D6 | KA0234:A2 | PANEL B | 15.D6
KA0234:A2 | SC | KA0231A2 | WHT | 20 | 15.D6 | KA0230:A2 | PANEL B | 15.D6
KA0235:11 | SC | UA1200J21 | WHT | 20 | 15.A5 | KA0241:11 | PANEL B | 15.A5
KA0235:11 | SC | UA1200J21 | WHT | 20 | 15.A5 | XT0060:3 | PANEL B | 16.D5
KA0235:14 | SC | KA024114 | WHT | 20 | 15.A5 | KA0241:14 | PANEL B | 15.A5
KA0235:A1 | SC | ESTOP | WHT | 20 | 15.A2 | XT0240:4 | PANEL B | 15.A3
KA0235:A1 | SC | ESTOP | WHT | 20 | 15.A2 | KA0236:A1 | PANEL B | 15.B2
KA0236:11 | SC | FU0139 | WHT | 20 | 15.D4 | KA0244:11 | PANEL B | 15.D4
KA0236:11 | SC | FU0139 | WHT | 20 | 15.D4 | XT0240:11 | PANEL B | 15.C4
KA0236:12 | SC | KA023612 | WHT | 20 | 15.D4 | XT0240:12 | PANEL B | 15.D4
KA0236:A1 | SC | ESTOP | WHT | 20 | 15.B2 | KA0237:A1 | PANEL B | 15.B2
KA0236:A2 | SC | 0V | WHT | 20 | 15.B2 | KA0235:A2 | PANEL B | 15.A2
KA0236:A2 | SC | 0V | WHT | 20 | 15.B2 | KA0237:A2 | PANEL B | 15.B2
KA0237:A1 | SC | ESTOP | WHT | 20 | 15.B2 | KA0238:A1 | PANEL B | 15.B2
KA0237:A2 | SC | 0V | WHT | 20 | 15.B2 | KA0238:A2 | PANEL B | 15.B2
KA0238:A1 | SC | ESTOP | WHT | 20 | 15.B2 | KA0239:A1 | PANEL B | 15.B2
KA0238:A2 | SC | 0V | WHT | 20 | 15.B2 | KA0239:A2 | PANEL B | 15.B2
KA0239:A1 | SC | ESTOP | WHT | 20 | 15.B2 | KA0240:A1 | PANEL B | 15.B2
KA0239:A2 | SC | 0V | WHT | 20 | 15.B2 | KA0240:A2 | PANEL B | 15.B2
KA0240:A1 | SC | ESTOP | WHT | 20 | 15.B2 | KA0248:A1 | PANEL B | 15.C2
KA0240:A2 | SC | 0V | WHT | 20 | 15.B2 | KA0248:A2 | PANEL B | 15.C2
KA0241:14 | SC | KA024114 | WHT | 20 | 15.A5 | KA0231:24 | PANEL B | 15.A4
KA0241:A1 | SC | KA0241A1 | WHT | 20 | 15.C2 | KA0242:A1 | PANEL B | 15.C2
KA0241:A1 | SC | KA0241A1 | WHT | 20 | 15.C2 | XT0240:5 | PANEL B | 15.C3
KA0241:A2 | SC | 0V | WHT | 20 | 15.C2 | KA0242:A2 | PANEL B | 15.C2
KA0241:A2 | SC | 0V | WHT | 20 | 15.C2 | KA0250:A2 | PANEL B | 15.C2
KA0242:21 | SC | 024221 | WHT | 20 | 16.C6 | XT0237:1 T2 | PANEL B | 16.C5
KA0242:24 | SC | 024822 | WHT | 20 | 16.C6 | KA0248:22 | PANEL B | 16.C6
KA0242:A2 | SC | 0V | WHT | 20 | 15.C2 | KA0243:A2 | PANEL B | 15.C2
KA0243:21 | SC | ESTOPC | WHT | 20 | 15.A3 | XT0240:1 | PANEL B | 15.A3
KA0243:24 | SC | KA024511 | WHT | 20 | 15.A3 | KA0245:11 | PANEL B | 15.A4
KA0243:A1 | SC | KA0243A1 | WHT | 20 | 15.C2 | KA0244:A1 | PANEL B | 15.D2
KA0243:A1 | SC | KA0243A1 | WHT | 20 | 15.C2 | XT0240:6 | PANEL B | 15.C3
KA0243:A2 | SC | 0V | WHT | 20 | 15.C2 | KA0244:A2 | PANEL B | 15.D2
KA0244:12 | SC | KA024412 | WHT | 20 | 15.D4 | KT0145:A1 | PANEL B | 14.B6
KA0244:A1 | SC | KA0243A1 | WHT | 20 | 15.D2 | KA0246:A1 | PANEL B | 15.D2
KA0244:A2 | SC | 0V | WHT | 20 | 15.D2 | KA0246:A2 | PANEL B | 15.D2
KA0245:A1 | SC | KA0245A1 | WHT | 20 | 15.D2 | KA0249:A1 | PANEL B | 15.D2
KA0245:A1 | SC | KA0245A1 | WHT | 20 | 15.D2 | XT0240:7 | PANEL B | 15.D3
KA0245:A2 | SC | 0V | WHT | 20 | 15.D2 | KA0249:A2 | PANEL B | 15.D2
KA0245:A2 | SC | 0V | WHT | 20 | 15.D2 | KA0247:A2 | PANEL B | 15.D2
KA0246:A1 | SC | KA0243A1 | WHT | 20 | 15.D2 | KA0247:A1 | PANEL B | 15.D2
KA0246:A2 | SC | 0V | WHT | 20 | 15.D2 | KA0247:A2 | PANEL B | 15.D2
KA0248:A1 | SC | ESTOP | WHT | 20 | 15.C2 | KA0250:A1 | PANEL B | 15.C2
KA0248:A2 | SC | 0V | WHT | 20 | 15.C2 | KA0250:A2 | PANEL B | 15.C2
KA0249:A2 | SC | 0V | WHT | 20 | 15.D2 | XT0240:9 | PANEL B | 15.D3
KT0140:15 | SC | FU0139 | WHT | 20 | 14.D1 | KT0142:15 | PANEL B | 14.D2
KT0140:16 | SC | KT014115 | WHT | 20 | 14.D1 | KT0141:15 | PANEL B | 14.D2
KT0140:18 | SC | KT0143A1 | WHT | 20 | 14.A2 | KT0143:A1 | PANEL B | 14.A6
KT0140:A1 | SC | KT0140A1 | WHT | 20 | 14.A6 | KT0143:16 | PANEL B | 14.A5
KT0140:A2 | SC | 0V | WHT | 20 | 14.A6 | KT0141:A2 | PANEL B | 14.A6
KT0141:18 | SC | KA013222 | WHT | 20 | 14.D2 | KT0144:18 | PANEL B | 14.D2
KT0141:A1 | SC | KT0141A1 | WHT | 20 | 14.A6 | KT0143:15 | PANEL B | 14.A5
KT0141:A1 | SC | KT0141A1 | WHT | 20 | 14.A6 | KT0142:A1 | PANEL B | 14.A6
KT0141:A2 | SC | 0V | WHT | 20 | 14.A6 | KT0142:A2 | PANEL B | 14.A6
KT0142:15 | SC | FU0139 | WHT | 20 | 14.D2 | KT0144:A1 | PANEL B | 14.B6
KT0142:18 | SC | KA0137A1 | WHT | 20 | 14.D2 | KT0145:18 | PANEL B | 14.D2
KT0142:A2 | SC | 0V | WHT | 20 | 14.A6 | KT0143:A2 | PANEL B | 14.A6
KT0143:A2 | SC | 0V | WHT | 20 | 14.A6 | KT0144:A2 | PANEL B | 14.B6
KT0144:15 | SC | FU0139 | WHT | 20 | 14.D2 | KT0145:15 | PANEL B | 14.D2
KT0144:15 | SC | FU0139 | WHT | 20 | 14.D2 | KT0144:A1 | PANEL B | 14.B6
KT0144:A2 | SC | 0V | WHT | 20 | 14.B6 | KT0145:A2 | PANEL B | 14.B6
RR0851: -3.01K OHM | SC | FU0137 | LEAD | --- | 12.A4 | XT0085:1 | PANEL B | 12.A4
RR0851: -3.01K OHM | SC | VSENSEIN | LEAD | --- | 12.A4 | XT0085:2 | PANEL B | 12.A4
RR0852: -1.0K OHM | SC | 0V | LEAD | --- | 12.A4 | XT0085:3 | PANEL B | 12.A4
RR0852: -1.0K OHM | SC | VSENSEIN | LEAD | --- | 12.A4 | XT0085:2 | PANEL B | 12.A4
UA1200:J1-10 | SC | FU0212 | WHT | 20 | 16.B3 | XT0233:5 | PANEL B | 16.D5
UA1200:J1-5 | SC | UA1200J15 | WHT | 20 | 16.B3 | XT0237:1 B1 | PANEL B | 16.C5
UA1200:J1-8 | SC | UA1200J | WHT | 20 | 61.B6 | UA1200:J3-5 | PANEL B | 61.B6
UA1200:J1-9 | SC | 0V | WHT | 14 | 16.B3 | XT0235:5 | PANEL B | 16.D5
UA1200:J2-1 | SC | UA1200J21 | WHT | 20 | 16.B3 | XT0060:3 | PANEL B | 16.D5
UA1200:J2-2 | SC | FU0212 | WHT | 20 | 16.B3 | XT0233:5 | PANEL B | 16.D5
XT0070:1 | SC | 0V | WHT | 14 | 10.B1 | XT0235:1 | PANEL B | 13.D4
XT0235:1 | SC | 0V | WHT | 14 | 13.D4 | XT0060:1 | PANEL B | 10.D1
XT0235:5 | SC | 0V | WHT | 14 | 16.D5 | XT0235:2 | PANEL B | 13.D4
XT0236:1 | SC | FU0139 | WHT | 20 | 24.B5 | XT0240:10 | PANEL B | 15.C4
XT0236:2 | SC | KA0241A1 | WHT | 20 | 24.B5 | XT0240:5 | PANEL B | 15.C3
XT0236:3 | SC | 0V | WHT | 14 | 24.C5 | XT0240:8 | PANEL B | 15.D3
XT0237:2 B2 | SC | KA023612 | WHT | 20 | 24.C5 | XT0240:12 | PANEL B | 15.D4
XT4001:1 | SC | ESTOPA | WHT | 20 | 81.D5 | XT0240:3 | PANEL B | 15.A3
XT4001:2 | SC | ESTOPB | WHT | 20 | 81.D5 | XT0240:2 | PANEL B | 15.A3
AU0060:L1 | WC0007 | AU0070L2 | ENET | CABLE | 10.C2 | AU0070:L2 | PANEL B | 10.A2
AF0065:12 | WC4524 | UA1200J13 | RED | 20 | 16.B7 | UA1200:J1-3 | PANEL B | 16.B3
AF0065:28 | WC4524 | UA1200J11 | BLK | 20 | 16.B7 | UA1200:J1-1 | PANEL B | 16.B3
AF0065:60 | WC4524 | UA1200S | SH | 20 | 16.B7 | FLOATING | PANEL B | 16.B3
KA0176:A2 | SC | 0V | WHT | 20 | 102.B5 | XT0170:3 | FIRE SYSTEM CONTROLLER PANEL | 11.A2
KA0232:21 | SC | FU0170 | WHT | 20 | 102.A6 | XT0170:2 | FIRE SYSTEM CONTROLLER PANEL | 11.A2
XT0240:11 | SC | FU0139 | WHT | 20 | 15.C4 | AT0170:30 | FIRE SYSTEM CONTROLLER PANEL | 11.C3
XT0240:11 | SC | FU0139 | WHT | 20 | 15.C4 | AT0170:24 | FIRE SYSTEM CONTROLLER PANEL | 11.B3
XT0240:6 | SC | KA0243A1 | WHT | 20 | 15.C3 | AT0170:26 | FIRE SYSTEM CONTROLLER PANEL | 11.B3
XT0240:7 | SC | KA0245A1 | WHT | 20 | 15.D3 | AT0170:32 | FIRE SYSTEM CONTROLLER PANEL | 11.C3
XT0236:1 | SC | FU0139 | WHT | 20 | 24.B5 | SH0472:13 | JB70 | 24.B1
XT0236:2 | SC | KA0241A1 | WHT | 20 | 24.B5 | SH0472:14 | JB70 | 24.B1
XT0236:3 | SC | 0V | WHT | 16 | 24.C5 | SH0472:X1 | JB70 | 24.C1
XT0236:4 | SC | SH047211 | WHT | 20 | 24.C5 | SH0472:11 | JB70 | 24.C1
XT0236:5 | SC | SH047212 | WHT | 20 | 24.C5 | SH0472:12 | JB70 | 24.C1
XT0237:2 B1 | SC | SH0472X2 | WHT | 20 | 24.C5 | SH0472:X2 | JB70 | 24.C1
KA0232:11 | SC | KA017814 | WHT | 20 | 23.D6 | KA0178:14 | JB70 LEFT RAIL | 23.D5
KA0232:12 | SC | FU0170 | WHT | 20 | 23.D6 | KA0875:14 | JB70 LEFT RAIL | 23.D6
IEG0230:10 | SC | GR0680 | GRN | 14 | 5.A5 | GR0680: | JB70 RIGHT RAIL | 5.A4
XT0233:3 | SC | FU0210 | WHT | 14 | 13.C4 | XT0001:4 | JB70 RIGHT RAIL | 3.B3
XT0233:3 | SC | FU0210 | WHT | 14 | 13.C4 | XT0001:1 | JB70 RIGHT RAIL | 3.A3
XT0235:3 | SC | 0V | WHT | 14 | 13.D4 | XT0001:5 | JB70 RIGHT RAIL | 3.B3
XT0235:3 | SC | 0V | WHT | 14 | 13.D4 | XT0001:2 | JB70 RIGHT RAIL | 3.A3
XT0240:3 | SC | ESTOPA | WHT | 20 | 15.A3 | XT0137:1 | JB70 RIGHT RAIL | 25.B5
XT0240:4 | SC | ESTOP | WHT | 20 | 15.A3 | XT0137:2 | JB70 RIGHT RAIL | 25.B5
AF0063:08 | SC | UJ0131OK2 | WHT | 20 | 12.B6 | UJ0131:OK2 | PANEL A | 12.B4
AF0063:09 | SC | UJ0031OK2 | WHT | 20 | 12.D6 | UJ0031:OK2 | PANEL A | 12.D4
AF0063:40 | SC | UJ0131OK1 | WHT | 20 | 12.B6 | UJ0131:OK1 | PANEL A | 12.B4
AF0063:41 | SC | UJ0031OK1 | WHT | 20 | 12.D6 | UJ0031:OK1 | PANEL A | 12.D4
AF0074:09 | SC | UJ0131VIN | WHT | 20 | 12.A6 | UJ0131:VIN | PANEL A | 12.B4
AF0074:15 | SC | UJ0131IOUT | WHT | 20 | 12.B7 | UJ0131:IOUT | PANEL A | 12.B4
AF0074:25 | SC | 0V | WHT | 16 | 12.A6 | XT0135:5 | PANEL A | 13.C4
AF0074:31 | SC | 0V | WHT | 16 | 12.B7 | XT0135:6 | PANEL A | 13.C4
AF0076:02 | SC | 007602 | WHT | 20 | 53.B7 | KA0221:A1 | PANEL A | 53.B6
AF0076:18 | SC | 007618 | WHT | 20 | 53.B7 | KA0221:A2 | PANEL A | 53.B6
FU0210:LI | SC | FU0136 | WHT | 14 | 13.C4 | XT0138:4 | PANEL A | 13.B3
FU0211:LI | SC | FU0137 | WHT | 14 | 13.B4 | XT0139:3 | PANEL A | 13.B4
IEG0230:11 | SC | IEG023011 | GRN | 14 | 9.B6 | AF0088:SH | PANEL A | 9.B6
IEG0230:2 | SC | IEG02302 | GRN | 14 | 9.D6 | AF0097:SH | PANEL A | 9.D6
IEG0230:7 | SC | IEG02307 | GRN | 14 | 5.A4 | GR0133: | PANEL A | 5.A4
IEG0230:9 | SC | IEG02309 | GRN | 14 | 5.A4 | GR0134: | PANEL A | 5.A4
KA0130:14 | SC | 008103 | WHT | 20 | 16.D6 | AF0081:03 | PANEL A | 16.C7
KA0130:A1 | SC | 008135 | WHT | 20 | 16.C5 | AF0081:35 | PANEL A | 16.C7
KA0131:11 | SC | KA0135A1 | WHT | 20 | 14.D4 | KA0135:A1 | PANEL A | 14.D6
KA0131:14 | SC | KA013114 | WHT | 20 | 14.D4 | AF0092:06 | PANEL A | 69.A7
KA0133:A1 | SC | KA0133A1 | WHT | 20 | 14.C6 | AF0092:02 | PANEL A | 69.A7
KA0134:A1 | SC | KA0134A1 | WHT | 20 | 14.C6 | AF0091:12 | PANEL A | 71.C7
KA0136:21 | SC | KA013621 | WHT | 20 | 14.B3 | AF0087:43 | PANEL A | 14.B4
KA0136:24 | SC | KA013624 | WHT | 20 | 14.B3 | AF0087:11 | PANEL A | 14.B4
KA0136:A1 | SC | PS32002 | WHT | 20 | 14.D6 | XT0136:6 | PANEL A | 68.D5
KA0136:A2 | SC | 0V | WHT | 20 | 14.D6 | KA0135:A2 | PANEL A | 14.D6
KA0137:24 | SC | KA013724 | WHT | 20 | 14.D3 | AF0087:09 | PANEL A | 14.C4
KA0138:11 | SC | KM3170EP | WHT | 20 | 71.C5 | XT0136:12 | PANEL A | 71.C5
KA0138:14 | SC | FU0139 | WHT | 20 | 71.C5 | XT0136:10 | PANEL A | 71.C6
KA0141:11 | SC | KA014111 | WHT | 20 | 14.C2 | AF0091:39 | PANEL A | 14.C2
KA0141:14 | SC | KA014114 | WHT | 20 | 14.C2 | AF0091:07 | PANEL A | 14.C2
KA0141:24 | SC | FU0139 | WHT | 20 | 14.B2 | XT0136:2 | PANEL A | 14.A2
KA0144:A1 | SC | KA0135A1 | WHT | 20 | 14.C6 | KA0135:A1 | PANEL A | 14.D6
KA0144:A2 | SC | 0V | WHT | 20 | 14.C6 | KA0135:A2 | PANEL A | 14.D6
KA0176:11 | SC | KA017611 | WHT | 20 | 102.A6 | XT0171:1 | PANEL A | 102.A5
KA0176:14 | SC | 009336 | WHT | 20 | 102.A6 | AF0093:36 | PANEL A | 102.A7
KA0176:21 | SC | KA024421 | WHT | 20 | 102.C6 | XT0171:3 | PANEL A | 102.C5
KA0176:24 | SC | 009246 | WHT | 20 | 102.C6 | AF0092:46 | PANEL A | 102.C7
KA0177:11 | SC | KA017711 | WHT | 20 | 103.A6 | XT0171:5 | PANEL A | 103.A5
KA0177:14 | SC | 009345 | WHT | 20 | 103.A6 | AF0093:45 | PANEL A | 103.A7
KA0230:A1 | SC | KA0231A1 | WHT | 20 | 15.D6 | XT0139:4 | PANEL A | 15.D6
KA0233:24 | SC | 009309 | WHT | 20 | 34.B5 | AF0093:09 | PANEL A | 34.B7
KA0235:24 | SC | KA022111 | WHT | 20 | 53.B5 | KA0221:11 | PANEL A | 53.B6
KA0239:21 | SC | KA023921 | WHT | 20 | 15.B6 | AF0081:41 | PANEL A | 15.A7
KA0239:24 | SC | KA023924 | WHT | 20 | 15.B6 | AF0081:09 | PANEL A | 15.A7
KA0240:11 | SC | PS32004 | WHT | 20 | 68.D6 | XT0136:7 | PANEL A | 68.D5
KA0240:14 | SC | UF1300 | WHT | 20 | 68.D6 | XT0136:8 | PANEL A | 68.D6
KA0241:11 | SC | UA1200J21 | WHT | 20 | 15.A5 | AF0081:00 | PANEL A | 15.A7
KA0242:14 | SC | KA024214 | WHT | 20 | 15.C6 | AF0081:08 | PANEL A | 15.C7
KA0243:11 | SC | KA024311 | WHT | 20 | 15.B6 | AF0081:33 | PANEL A | 15.B7
KA0243:14 | SC | KA024314 | WHT | 20 | 15.B6 | AF0081:01 | PANEL A | 15.B7
KA0244:21 | SC | KA024421 | WHT | 20 | 102.C5 | XT0171:3 | PANEL A | 102.C5
KA0244:24 | SC | KA6241A1 | WHT | 20 | 102.C5 | KA6241:A1 | PANEL A | 102.C6
KA0245:21 | SC | KA024521 | WHT | 20 | 15.B6 | AF0081:34 | PANEL A | 15.B7
KA0245:24 | SC | KA024524 | WHT | 20 | 15.B6 | AF0081:02 | PANEL A | 15.B7
KA0246:11 | SC | KA017611 | WHT | 20 | 102.A5 | XT0171:1 | PANEL A | 102.A5
KA0246:14 | SC | KA6211A1 | WHT | 20 | 102.A5 | KA6211:A1 | PANEL A | 102.A6
KA0247:11 | SC | KA017711 | WHT | 20 | 103.A5 | XT0171:5 | PANEL A | 103.A5
KA0247:14 | SC | KA6212A1 | WHT | 20 | 103.A5 | KA6212:A1 | PANEL A | 103.A6
KA1020:24 | SC | 0V | WHT | 14 | 31.A5 | XT0135:1 | PANEL A | 13.B4
KT0140:15 | SC | FU0139 | WHT | 20 | 14.A2 | XT0136:2 | PANEL A | 14.A2
KT0140:A2 | SC | 0V | WHT | 20 | 14.A6 | XT0136:3 | PANEL A | 14.A2
UA1200:J2-7 | SC | UA1200J27 | WHT | 20 | 16.B3 | AF0081:19 | PANEL A | 16.C7
XT0060:4 | SC | SV21202 | WHT | 20 | 53.B5 | AF0095:18 | PANEL A | 53.B7
XT0085:1 | SC | FU0137 | WHT | 14 | 12.A4 | XT0139:5 | PANEL A | 13.B4
XT0085:3 | SC | 0V | WHT | 14 | 12.A4 | XT0135:4 | PANEL A | 13.C4
XT0233:2 | SC | FU0210 | WHT | 14 | 13.C4 | KA0135:12 | PANEL A | 69.C5
XT0233:2 | SC | FU0210 | WHT | 14 | 13.C4 | KA3103:24 | PANEL A | 75.C5
XT0233:2 | SC | FU0210 | WHT | 14 | 13.C4 | KA3220:14 | PANEL A | 72.C5
XT0233:3 | SC | FU0210 | WHT | 14 | 13.C4 | KA6211:14 | PANEL A | 102.B5
XT0233:3 | SC | FU0210 | WHT | 14 | 13.C4 | KA6241:14 | PANEL A | 102.D5
XT0233:4 | SC | FU0210 | WHT | 14 | 13.D4 | KA6212:14 | PANEL A | 103.C5
XT0235:1 | SC | 0V | WHT | 14 | 13.D4 | XT0134:4 | PANEL A | 13.B3
XT0237:2 T2 | SC | 009213 | WHT | 20 | 24.C5 | AF0092:13 | PANEL A | 24.C7
XT0240:11 | SC | FU0139 | WHT | 20 | 15.C4 | XT0136:1 | PANEL A | 14.A2
XT0240:9 | SC | 0V | WHT | 14 | 15.D3 | XT0136:4 | PANEL A | 14.A2
AU0070:L1 | WC0008 | AU0080L2 | ENET | CABLE | 10.A2 | AU0080:L2 | PANEL A | 9.A1
IEG0230:1 | SC | IEG02301 | GRN | 12 | 6.B6 | AR0600:IE2 | PLC PANEL | 6.A1
IEG0230:12 | SC | IEG023012 | GRN | 14 | 5.A4 | GR0234: | PLC PANEL | 5.A4
XT0233:4 | SC | FU0210 | WHT | 14 | 13.D4 | FU0680:LI | PLC PANEL | 8.B2
XT0235:4 | SC | 0V | WHT | 14 | 13.D4 | XT0680:2 | PLC PANEL | 8.B3
AU0060:L2 | WC0006 | AU0060L2 | ENET | CABLE | 10.C2 | AF0410:L1 | TURBINE VIBRATION PANEL | 18.B5
SolarTools ver. 24.0.84.24712 (Jul 31, 2025)
Report date: 4/28/2026 7:16 AM

## PLC PANEL
PLC PANEL
JB70
Project # | 4L401
Project Name | KINDER MORGAN
Revision | B.12
Controls DE | A. COVARRUBIAS
Phone: | 0
Controls ME | N. LOPEZ
Phone:
From | [5 empty] | To
Device ID | Cable (W) Conductor (SC) Jumper Clip (JC) | Wire No. | Wire ID | Gauge/Size | Page/Zone | Device ID | Location | Page/Zone
AR0600:IE1 | SC | UV0600G | GRN | 14 | 6.A1 | UV0600:GND | PLC PANEL | 6.B2
AT0680:NEG | SC | 0V | WHT | 14 | 8.B4 | XT0680:2 | PLC PANEL | 8.B3
AT0680:POS | SC | AT0680POS | WHT | 14 | 8.B4 | XT0680:1 | PLC PANEL | 8.B3
FU0680:LD | SC | AT0680POS | WHT | 14 | 8.B2 | XT0680:1 | PLC PANEL | 8.B3
AP0602:L2 | WC0001 | AP0602L2 | ENET | CABLE | 6.A3 | AP0603:L1 | PLC PANEL | 6.A3
AP0607:L1 | WC0607 | CU00018 | ENET | CABLE | 6.D6 | CU0001:8 | PLC PANEL | 6.D5
AP0609:L1 | WC0680 | AT0680LAN1 | ENET | CABLE | 6.A6 | AT0680:LAN1 | PLC PANEL | 8.B4
AP0602:L1 | WC9017 | AT0170L2 | ENET | CABLE | 6.A3 | AT0170:L2 | FIRE SYSTEM CONTROLLER PANEL | 11.A5
AT0680:LAN2 | WC9019 | BA0009RJ45 | ENET | CABLE | 8.B4 | BA0009:RJ45 | JB70 RIGHT RAIL | 4.A2
CU0001:1 | SC | FU0019 | WHT | 14 | 6.D5 | FU0019:LD | PANEL A | 13.B5
CU0001:3 | SC | 0V | WHT | 16 | 6.D5 | XT0135:3 | PANEL A | 13.B4
UV0600:(-) | SC | 0V | WHT | 14 | 6.B2 | XT0135:1 | PANEL A | 13.B4
UV0600:(+) | SC | FU0010 | WHT | 14 | 6.B2 | FU0010:LD | PANEL A | 13.A5
AP0603:L2 | WC0003 | AP0603L2 | ENET | CABLE | 6.A3 | AU0090:L2 | PANEL A | 9.C1
AR0600:IE2 | SC | IEG02301 | GRN | 12 | 6.A1 | IEG0230:1 | PANEL B | 6.B6
FU0680:LI | SC | FU0210 | WHT | 14 | 8.B2 | XT0233:4 | PANEL B | 13.D4
GR0234: | SC | IEG023012 | GRN | 14 | 5.A4 | IEG0230:12 | PANEL B | 5.A4
XT0680:2 | SC | 0V | WHT | 14 | 8.B3 | XT0235:4 | PANEL B | 13.D4
SolarTools ver. 24.0.84.24712 (Jul 31, 2025)
Report date: 4/28/2026 7:15 AM

## TURBINE VIBRATION PANEL
TURBINE VIBRATION PANEL
JB5
Project # | 4L401
Project Name | KINDER MORGAN
Revision | B.12
Controls DE | A. COVARRUBIAS
Phone: | 0
Controls ME | N. LOPEZ
Phone:
From | [5 empty] | To
Device ID | Cable (W) Conductor (SC) Jumper Clip (JC) | Wire No. | Wire ID | Gauge/Size | Page/Zone | Device ID | Location | Page/Zone
XT0110:3 | JC | 0V | CLIP | --- | 18.A5 | XT0110:2 | TURBINE VIBRATION PANEL | 18.A5
AF0400:12 | SC | XT04001 | GRN | 16 | 18.B6 | XT0400:1 | TURBINE VIBRATION PANEL | 18.C6
AF0410:32 | SC | XT04001 | GRN | 16 | 18.B5 | XT0400:1 | TURBINE VIBRATION PANEL | 18.C6
AF0410:53 | SC | 0V | WHT | 16 | 18.B5 | XT0110:3 | TURBINE VIBRATION PANEL | 18.A5
AF0410:54 | SC | AF0410N | WHT | 16 | 18.B5 | AF0420:53 | TURBINE VIBRATION PANEL | 18.B5
AF0410:55 | SC | FU0113 | WHT | 16 | 18.B5 | FU0113:LD | TURBINE VIBRATION PANEL | 18.A4
AF0410:56 | SC | AF0410P | WHT | 16 | 18.B5 | AF0420:55 | TURBINE VIBRATION PANEL | 18.B5
AF0420:32 | SC | XT04001 | GRN | 16 | 18.B5 | XT0400:1 | TURBINE VIBRATION PANEL | 18.C6
AF0420:54 | SC | AF0420N | WHT | 16 | 18.B5 | AF0430:53 | TURBINE VIBRATION PANEL | 18.B4
AF0420:56 | SC | AF0420P | WHT | 16 | 18.B5 | AF0430:55 | TURBINE VIBRATION PANEL | 18.B4
AF0430:32 | SC | XT04002 | GRN | 16 | 18.B4 | XT0400:2 | TURBINE VIBRATION PANEL | 18.C3
AF0430:54 | SC | AF0430N | WHT | 16 | 18.B4 | AF0450:53 | TURBINE VIBRATION PANEL | 18.B3
AF0430:56 | SC | AF0430P | WHT | 16 | 18.B4 | AF0450:55 | TURBINE VIBRATION PANEL | 18.B3
AF0450:01 | SC | 045001 | WHT | 16 | 65.A6 | AF0450:02 | TURBINE VIBRATION PANEL | 65.A6
AF0450:32 | SC | XT04002 | GRN | 16 | 18.B3 | XT0400:2 | TURBINE VIBRATION PANEL | 18.C3
FU0110:LD | SC | FU0110 | WHT | 14 | 18.A5 | FU0113:LI | TURBINE VIBRATION PANEL | 18.A4
FU0110:LI | SC | FU0136 | WHT | 14 | 18.A5 | XT0110:1 | TURBINE VIBRATION PANEL | 18.A5
GR0113: | SC | GR0113 | GRN/YEL | 14 | 5.A4 | FRAME | TURBINE VIBRATION PANEL | 5.A4
IEG0110:1 | SC | IEG01101 | GRN | 14 | 18.C6 | XT0400:3 | TURBINE VIBRATION PANEL | 18.C6
AF0410:L2 | WC0041 | AF0410L2 | ENET | CABLE | 18.B5 | AF0420:L1 | TURBINE VIBRATION PANEL | 18.B5
AF0420:L2 | WC0042 | AF0420L2 | ENET | CABLE | 18.B5 | AF0430:L1 | TURBINE VIBRATION PANEL | 18.B4
AF0430:L2 | WC0043 | AF0430L2 | ENET | CABLE | 18.B4 | AF0450:L1 | TURBINE VIBRATION PANEL | 18.B3
AF0400:01 | WC1228 | UA12631 | RED | 20 | 63.A6 | UA1263:VT | TURBINE VIBRATION PANEL | 63.A5
AF0400:02 | WC1228 | UA12632 | CLR | 20 | 63.A6 | UA1263:OUTPUT | TURBINE VIBRATION PANEL | 63.A5
AF0400:03 | WC1228 | UA12633 | BLK | 20 | 63.A6 | UA1263:COM | TURBINE VIBRATION PANEL | 63.A5
AF0400:07 | WC1228 | UA1263S | SH | 20 | 63.A6 | FLOATING | TURBINE VIBRATION PANEL | 63.A5
AF0410:01 | WC1229 | UA12111 | RED | 20 | 63.B6 | UA1211:VT | TURBINE VIBRATION PANEL | 63.B5
AF0410:02 | WC1229 | UA12112 | CLR | 20 | 63.B6 | UA1211:OUTPUT | TURBINE VIBRATION PANEL | 63.B5
AF0410:04 | WC1229 | UA12113 | BLK | 20 | 63.B6 | UA1211:COM | TURBINE VIBRATION PANEL | 63.B5
AF0410:19 | WC1229 | UA1211S | SH | 20 | 63.B6 | FLOATING | TURBINE VIBRATION PANEL | 63.B5
AF0410:05 | WC1230 | UA12101 | RED | 20 | 63.B6 | UA1210:VT | TURBINE VIBRATION PANEL | 63.B5
AF0410:06 | WC1230 | UA12102 | CLR | 20 | 63.B6 | UA1210:OUTPUT | TURBINE VIBRATION PANEL | 63.B5
AF0410:08 | WC1230 | UA12103 | BLK | 20 | 63.B6 | UA1210:COM | TURBINE VIBRATION PANEL | 63.B5
AF0410:23 | WC1230 | UA1210S | SH | 20 | 63.B6 | FLOATING | TURBINE VIBRATION PANEL | 63.B5
AF0410:09 | WC1231 | UA12211 | RED | 20 | 63.C6 | UA1221:VT | TURBINE VIBRATION PANEL | 63.C5
AF0410:10 | WC1231 | UA12212 | CLR | 20 | 63.C6 | UA1221:OUTPUT | TURBINE VIBRATION PANEL | 63.C5
AF0410:12 | WC1231 | UA12213 | BLK | 20 | 63.C6 | UA1221:COM | TURBINE VIBRATION PANEL | 63.C5
AF0410:27 | WC1231 | UA1221S | SH | 20 | 63.C6 | FLOATING | TURBINE VIBRATION PANEL | 63.C5
AF0410:13 | WC1232 | UA12201 | RED | 20 | 63.C6 | UA1220:VT | TURBINE VIBRATION PANEL | 63.C5
AF0410:14 | WC1232 | UA12202 | CLR | 20 | 63.C6 | UA1220:OUTPUT | TURBINE VIBRATION PANEL | 63.C5
AF0410:16 | WC1232 | UA12203 | BLK | 20 | 63.C6 | UA1220:COM | TURBINE VIBRATION PANEL | 63.C5
AF0410:31 | WC1232 | UA1220S | SH | 20 | 63.C6 | FLOATING | TURBINE VIBRATION PANEL | 63.C5
AF0420:01 | WC1233 | UA12311 | RED | 20 | 63.C6 | UA1231:VT | TURBINE VIBRATION PANEL | 63.C5
AF0420:02 | WC1233 | UA12312 | CLR | 20 | 63.C6 | UA1231:OUTPUT | TURBINE VIBRATION PANEL | 63.C5
AF0420:04 | WC1233 | UA12313 | BLK | 20 | 63.C6 | UA1231:COM | TURBINE VIBRATION PANEL | 63.C5
AF0420:19 | WC1233 | UA1231S | SH | 20 | 63.C6 | FLOATING | TURBINE VIBRATION PANEL | 63.D5
AF0420:05 | WC1234 | UA12301 | RED | 20 | 63.D6 | UA1230:VT | TURBINE VIBRATION PANEL | 63.D5
AF0420:06 | WC1234 | UA12302 | CLR | 20 | 63.D6 | UA1230:OUTPUT | TURBINE VIBRATION PANEL | 63.D5
AF0420:08 | WC1234 | UA12303 | BLK | 20 | 63.D6 | UA1230:COM | TURBINE VIBRATION PANEL | 63.D5
AF0420:23 | WC1234 | UA1230S | SH | 20 | 63.D6 | FLOATING | TURBINE VIBRATION PANEL | 63.D5
AF0450:09 | WC1235 | UA12621 | RED | 20 | 63.D6 | UA1262:VT | TURBINE VIBRATION PANEL | 63.D5
AF0450:10 | WC1235 | UA12622 | CLR | 20 | 63.D6 | UA1262:OUTPUT | TURBINE VIBRATION PANEL | 63.D5
AF0450:12 | WC1235 | UA12623 | BLK | 20 | 63.D6 | UA1262:COM | TURBINE VIBRATION PANEL | 63.D5
AF0450:27 | WC1235 | UA1262S | SH | 20 | 63.D6 | FLOATING | TURBINE VIBRATION PANEL | 63.D5
AF0450:05 | WC4749 | UA15201 | RED | 20 | 45.A7 | UA1520:+24 | TURBINE VIBRATION PANEL | 45.A5
AF0450:06 | WC4749 | UA15202 | CLR | 20 | 45.A7 | UA1520:OUT | TURBINE VIBRATION PANEL | 45.A5
AF0450:08 | WC4749 | UA15203 | BLK | 20 | 45.A7 | UA1520:COM | TURBINE VIBRATION PANEL | 45.A5
AF0450:23 | WC4749 | PE1520S | SH | 20 | 45.A7 | XT1521:1 | TURBINE VIBRATION PANEL | 45.A5
AF0400:LBUS | WC8040 | AF0410RBUS | BUS | CABLE | 18.B6 | AF0410:RBUS | TURBINE VIBRATION PANEL | 18.B5
AF0410:LBUS | WC8041 | AF0420RBUS | BUS | CABLE | 18.B5 | AF0420:RBUS | TURBINE VIBRATION PANEL | 18.B5
AF0420:LBUS | WC8042 | AF0430RBUS | BUS | CABLE | 18.B5 | AF0430:RBUS | TURBINE VIBRATION PANEL | 18.B4
AF0430:LBUS | WC8043 | AF0450RBUS | BUS | CABLE | 18.B4 | AF0450:RBUS | TURBINE VIBRATION PANEL | 18.B3
AF0450:L2 | WC0045 | AF0450L2 | ENET | CABLE | 18.B3 | AF0510:L1 | JB73 | 20.B3
XT0110:1 | WC8034 | FU0136 | 1 | 12 | 18.A5 | XT0138:4 | PANEL A | 13.B3
XT0110:4 | WC8034 | KA0231A1 | 2 | 12 | 18.B5 | XT0139:4 | PANEL A | 15.D6
XT0110:2 | WC8034 | 0V | 3 | 12 | 18.A5 | XT0134:4 | PANEL A | 13.B3
AF0410:L1 | WC0006 | AU0060L2 | ENET | CABLE | 18.B5 | AU0060:L2 | PANEL B | 10.C2
SolarTools ver. 24.0.84.24712 (Jul 31, 2025)
Report date: 4/28/2026 7:15 AM

## Panel Errors
Panel Errors
Project # | 4L401
Project Name | KINDER MORGAN
Revision | B.12
Controls DE | A. COVARRUBIAS
Phone: | 0
Controls ME | N. LOPEZ
Phone:
From | [6 empty] | To
Device ID | Location | Cable (W) Conductor (SC) Jumper Clip (JC) | Wire ID | Wire No. | Gauge/Size | Page/Zone | Device ID | Location | Page/Zone
Report date: 4/28/2026 7:15 AM |  |  |  | SolarTools ver. 24.0.84.24712 (Jul 31, 2025)

## Cable Part Numbers
Cable Part Numbers |  |  | SolarTools ver. 24.0.84.24712 (Jul 31, 2025)
Project # | 4L401
Report date: 4/28/2026 7:16 AM
Project Name | KINDER MORGAN
Revision | B.12
Controls DE | A. COVARRUBIAS
Phone: | 0
Controls ME | N. LOPEZ
Phone:
Device ID |  | Part Number |  | Description
WC5072 |  | PART OF 1103208-100 |  | CABLE, 2 CONDUCTOR UNSHIELDED PART OF HORN
WC1200 |  | 2684693-54 |  | CABLE, EXTENSION, BACKPLANE
WC0001 |  | 1302073-36 |  | CABLE, ETHERNET - 36 INCHES
WC0003 |  | 1302073-36 |  | CABLE, ETHERNET - 36 INCHES
WC0007 |  | 1302073-36 |  | CABLE, ETHERNET - 36 INCHES
WC0008 |  | 1302073-36 |  | CABLE, ETHERNET - 36 INCHES
WC0009 |  | 1302073-36 |  | CABLE, ETHERNET - 36 INCHES
WC0010 |  | 1302073-36 |  | CABLE, ETHERNET - 36 INCHES
WC0014 |  | 1302073-36 |  | CABLE, ETHERNET - 36 INCHES
WC0018 |  | 1302073-36 |  | CABLE, COMMUNICATION CABLE - 36 INCHES
WC0041 |  | 1302073-36 |  | CABLE, ETHERNET - 36 INCHES
WC0042 |  | 1302073-36 |  | CABLE, ETHERNET - 36 INCHES
WC0043 |  | 1302073-36 |  | CABLE, ETHERNET - 36 INCHES
WC0051 |  | 1302073-36 |  | CABLE, ETHERNET - 36 INCHES
WC0052 |  | 1302073-36 |  | CABLE, ETHERNET - 36 INCHES
WC0101 |  | 1302073-36 |  | CABLE, COMMUNICATION CABLE - 36 INCHES
WC0607 |  | 1052823-3 |  | CABLE, REMOTE PROGRAMMING - 7FT
WC0680 |  | 1302073-36 |  | CABLE, COMMUNICATION CABLE - 36 INCHES
WC1228 |  | 1075034-5 |  | PVC, 1 TRIAD TWISTED SHIELDED
WC1229 |  | 1075034-5 |  | PVC, 1 TRIAD TWISTED SHIELDED
WC1230 |  | 1075034-5 |  | PVC, 1 TRIAD TWISTED SHIELDED
WC1231 |  | 1075034-5 |  | PVC, 1 TRIAD TWISTED SHIELDED
WC1232 |  | 1075034-5 |  | PVC, 1 TRIAD TWISTED SHIELDED
WC1233 |  | 1075034-5 |  | PVC, 1 TRIAD TWISTED SHIELDED
WC1234 |  | 1075034-5 |  | PVC, 1 TRIAD TWISTED SHIELDED
WC1235 |  | 1075034-5 |  | PVC, 1 TRIAD TWISTED SHIELDED
WC1421 |  | 1075034-2 |  | PVC, 1 PAIR TWISTED SHIELDED
WC4524 |  | 1075034-2 |  | TPE, 1 PAIR TWISTED SHIELDED
WC4749 |  | 1075034-5 |  | PVC, 1 TRIAD TWISTED SHIELDED
WC5018 |  | 1075034-3 |  | PVC, 1 PAIR TWISTED SHIELDED
WC5500 |  | 1075034-3 |  | PVC, 1 PAIR TWISTED SHIELDED
WC8040 |  | 1322418-90 |  | CABLE, SYTSTEM FUNCTION
WC8041 |  | 1322418-90 |  | CABLE, SYTSTEM FUNCTION
WC8042 |  | 1322418-90 |  | CABLE, SUPPLIED BY OTHERS
WC8043 |  | 1322418-90 |  | CABLE, SUPPLIED BY OTHERS
WC8050 |  | 1322418-90 |  | CABLE, SUPPLIED BY OTHERS
WC8051 |  | 1322418-90 |  | CABLE, SYTSTEM FUNCTION
WC8066 |  | 1075034-3 |  | PVC, 1 PAIR TWISTED SHIELDED
WC8067 |  | 1075034-3 |  | PVC, 1 PAIR TWISTED SHIELDED
WC8068 |  | 1022941-22 |  | TPE, 1 PAIR TWISTED SHIELDED
WC8069 |  | 1075034-3 |  | PVC, 1 PAIR TWISTED SHIELDED
WC9001 |  | 1302073-36 |  | CABLE, ETHERNET - 36 INCHES
WC9007 |  | 1302073-36 |  | CABLE, COMMUNICATION CABLE - 36 INCHES
WC9017 |  | 1302073-36 |  | CABLE, COMMUNICATION CABLE - 36 INCHES
WC9019 |  | 1302073-36 |  | CABLE, ETHERNET - 36 INCHES
WC9212 |  | 1302073-36 |  | CABLE, ETHERNET - 36 INCHES

## Part Number List
Part Number List |  | SolarTools ver. 24.0.84.24712 (Jul 31, 2025)
Project # | 4L401
Report date: 4/28/2026 7:16 AM
Project Name | KINDER MORGAN
Revision | B.12
Controls DE | A. COVARRUBIAS
Phone: | 0
Controls ME | N. LOPEZ
Phone:
Device ID | Part Number | Description | Location
GR0182 | 903849C1 | RAIL GROUND, DIN RAIL GROUNDING | BOP BOX LEFT RAIL
KA0531 | 1061979-1 | RELAY, NO EMERGENCY SHUTDOWN SUMMARY | BOP BOX LEFT RAIL
KA0532 | 1061979-1 | RELAY, NO EMERGENCY SHUTDOWN SUMMARY | BOP BOX LEFT RAIL
KA0533 | 1061979-1 | RELAY, NO EMERGENCY SHUTDOWN SUMMARY | BOP BOX LEFT RAIL
KA0534 | 1061979-1 | RELAY, NO EMERGENCY SHUTDOWN SUMMARY | BOP BOX LEFT RAIL
KA0535 | 1061979-1 | RELAY, CONTROLLER ACTIVE | BOP BOX LEFT RAIL
KA0536 | 1061979-1 | RELAY, CONTROLLER ACTIVE | BOP BOX LEFT RAIL
KA0537 | 1061979-1 | RELAY, NO EMERGENCY SHUTDOWN SUMMARY | BOP BOX LEFT RAIL
KA0538 | 1061979-1 | RELAY, CONTROLLER ACTIVE | BOP BOX LEFT RAIL
KA0539 | 1061979-1 | RELAY, CONTROLLER ACTIVE | BOP BOX LEFT RAIL
KA0540 | 1061979-1 | RELAY, OPEN SUCTION VALVE | BOP BOX LEFT RAIL
KA0541 | 1061979-1 | RELAY, OPEN DISCHARGE VALVE | BOP BOX LEFT RAIL
KA0542 | 1061979-1 | RELAY, CONTROLLER ACTIVE | BOP BOX LEFT RAIL
KA0555 | 1061979-1 | RELAY, OPEN VENT VALVE SAFETY | BOP BOX LEFT RAIL
KA0556 | 1061979-1 | RELAY, OPEN VENT VALVE SAFETY | BOP BOX LEFT RAIL
KA0557 | 1061979-1 | RELAY, CLOSE VENT VALVE SAFETY | BOP BOX LEFT RAIL
KT0584 | 2651077-2 | TIMER RELAY, 2 MINUTE TIMER | BOP BOX LEFT RAIL
XT0140 | 1066730-7,1066730-8,1067996-4 | TERMINAL BLOCK, SPRING, 4 CONDUCTOR,30-12 AWG (0.05-3.31 MM2),NON-IS | BOP BOX LEFT RAIL
XT0576 | 1066730-7 | TERMINAL BLOCK, SPRING, 4 CONDUCTOR,30-12 AWG (0.05-3.31 MM2),NON-IS | BOP BOX LEFT RAIL
AF0141 | 2684693-17,2684693-25 | 5094-OB8XT, 8 DISCRETE OUTPUT | BOP PANEL
AF0142 | 2684693-17,2684693-23 | 5094-IB16XT, 16 DISCRETE INPUT | BOP PANEL
AF0143 | 2684693-18,2684693-56 | 5094-IF8IHXT, 8 ANALOG INPUT, ISOLATED | BOP PANEL
AF0144 | 2684693-18,2684693-27 | 5094-OF8IHXT, 8 ANALOG OUTPUT, ISOLATED | BOP PANEL
AF0145 | 2684693-19,2684693-33 | 5094-IY8XT, 8 ANALOG INPUT, TC/RTD/ I&V | BOP PANEL
AF0146 | 2684693-17,2684693-25 | 5094-OB8XT, 8 DISCRETE OUTPUT | BOP PANEL
AF0181 | 2684693-17,2684693-25 | 5094-OB8XT, 8 DISCRETE OUTPUT | BOP PANEL
AF0182 | 2684693-17,2684693-23 | 5094-IB16XT, 16 DISCRETE INPUT | BOP PANEL
AF0183 | 2684693-18,2684693-28 | 5094-IB16SXT, 16 DISCRETE INPUT, S | BOP PANEL
AF0184 | 2684693-18,2684693-55 | 5094-OB16SXT, 16 DISCRETE OUTPUT, S | BOP PANEL
AF0185 | 2684693-18,2684693-56 | 5094-IF8IHXT, 8 ANALOG INPUT, ISOLATED | BOP PANEL
AU0140 | 2684693-22 | 5094-AENTRXT, FLEX 5000 I/O | BOP PANEL
AU0180 | 2684693-22 | 5094-AENTRXT, FLEX 5000 I/O | BOP PANEL
BA0007 | 1271449-1 | MEDIA CONVERTER, ETHERNET-FIBER OPTIC | BOP PANEL
BA0008 | 1271449-1 | MEDIA CONVERTER, ETHERNET-FIBER OPTIC | BOP PANEL
BA1212 | 1337728-12 | SWITCH, ETAP, DLR INTERFACE | BOP PANEL
FU0007 | 1043265-1,1043265-3 | FUSE, 2A | BOP PANEL
FU0008 | 1043265-1,1043265-3 | FUSE, 2A | BOP PANEL
FU0140 | 1043265-1,1043265-5 | FUSE, 10A | BOP PANEL
FU0141 | 1043265-1,1043265-5 | FUSE, 10A | BOP PANEL
FU0142 | 1043265-1,1043265-5 | FUSE, 10A | BOP PANEL
FU0180 | 1043265-1,1043265-5 | FUSE, 10A | BOP PANEL
FU0181 | 1043265-1,1043265-5 | FUSE, 10A | BOP PANEL
FU0184 | 1043265-1,1043265-5 | FUSE, 10A | BOP PANEL
FU0570 | 1043265-1,1043265-7 | FUSE, 20A | BOP PANEL
FU1212 | 1043265-1,1043265-3 | FUSE, 2A | BOP PANEL
GR0140 | 903849C1 | RAIL GROUND, DIN RAIL GROUNDING | BOP PANEL
GR0180 | 903849C1 | RAIL GROUND, DIN RAIL GROUNDING | BOP PANEL
GR0257 | 903849C1 | RAIL GROUND, DIN RAIL GROUNDING | BOP PANEL
IEG0257 | 232941-200 | BUS BAR, BOP - INSTRUMENT EARTH GROUNDING | BOP PANEL
KA0550 | 1061979-1 | RELAY, OPEN SUCTION VALVE SAFETY | BOP PANEL
KA0551 | 1061979-1 | RELAY, OPEN DISCHARGE VALVE SAFETY | BOP PANEL
KA0552 | 1061979-1 | RELAY, CLOSE SUCTION VALVE SAFETY | BOP PANEL
KA0553 | 1061979-1 | RELAY, CLOSE DISCHARGE VALVE SAFETY | BOP PANEL
KA0554 | 1061979-1 | RELAY, CLOSE VENT VALVE SAFETY | BOP PANEL
KT0571 | 2651077-1 | TIMER RELAY, LOADING VALVE CLOSED | BOP PANEL
KT0572 | 2651077-2 | TIMER RELAY, SUCTION VALVE^CLOSED | BOP PANEL
KT0573 | 2651077-2 | TIMER RELAY, DISCHARGE VALVE^CLOSED | BOP PANEL
KT7601 | 2651077-2 | TIMER RELAY, VV#1 FULLY OPEN | BOP PANEL
KT7702 | 2651077-2 | TIMER RELAY, VV#2 FULLY OPEN | BOP PANEL
XT0004 | 1066730-7,1066730-8 | TERMINAL BLOCK, SPRING, 4 CONDUCTOR,30-12 AWG (0.05-3.31 MM2),NON-IS | BOP PANEL
XT0142M | 1067996-7 | TERMINAL STRIP, 4 CONDUCTOR | BOP PANEL
XT0180 | 1066730-7,1066730-8,1067996-4 | TERMINAL BLOCK, SPRING, 4 CONDUCTOR,30-12 AWG (0.05-3.31 MM2),NON-IS | BOP PANEL
XT0570 | 1066730-16,1066730-17,1066730-18 | TERMINAL STRIP, 2 CONDUCTOR | BOP PANEL
XT0572 | 1066730-7,1066730-8,1067996-4 | TERMINAL BLOCK, SPRING, 4 CONDUCTOR,30-12 AWG (0.05-3.31 MM2),NON-IS | BOP PANEL
XT0573 | [2]1066730-10,[2]1066730-9,[2]1067996-4 | DIODE TERMINAL STRIP, 4 CONDUCTOR | BOP PANEL
XT0574 | 1066730-10,1066730-68,1066730-9 | DIODE TERMINAL STRIP, 4 CONDUCTOR | BOP PANEL
XT0575 | 1066730-7,1066730-8,1067996-4 | TERMINAL BLOCK, SPRING, 4 CONDUCTOR,30-12 AWG (0.05-3.31 MM2),NON-IS | BOP PANEL
CCAT0170 | CUSTOMER DEFINED | CUSTOMER CONNECTION, TROUBLE ALARM SIGNAL | CUSTOMER FIRE AND GAS SIGNALS
CCKA0982 | CUSTOMER DEFINED | CUSTOMER CONNECTION, FIRE DETECTED SIGNAL | CUSTOMER FIRE AND GAS SIGNALS
CCKA0984 | CUSTOMER DEFINED | CUSTOMER CONNECTION, GAS DETECTED SIGNAL | CUSTOMER FIRE AND GAS SIGNALS
AT0170 | 1056244-29 | CONTROLLER, EAGLE QUANTUM PREMIER | FIRE SYSTEM CONTROLLER PANEL
FU0170 | 1043265-1,1043265-6 | FUSE, 15A | FIRE SYSTEM CONTROLLER PANEL
GR0171 | [2]903849C1 | RAIL GROUND, DIN RAIL GROUNDING | FIRE SYSTEM CONTROLLER PANEL
RR0175A | 912137C1 | RESISTOR, 10K OHM | FIRE SYSTEM CONTROLLER PANEL
RR0175D | 912137C1 | RESISTOR, 10K OHM | FIRE SYSTEM CONTROLLER PANEL
RR0175I | 912137C1 | RESISTOR, 10K OHM | FIRE SYSTEM CONTROLLER PANEL
RR0175M | 912137C1 | RESISTOR, 10K OHM | FIRE SYSTEM CONTROLLER PANEL
RR0178 | 912137C1 | RESISTOR, 10K OHM | FIRE SYSTEM CONTROLLER PANEL
UV0170 | 1056244-2 | POWER SUPPLY, EAGLE QUANTUM PREMIER | FIRE SYSTEM CONTROLLER PANEL
VD0175A | 960592C1 | DIODE, 15 pF | FIRE SYSTEM CONTROLLER PANEL
VD0175D | 960592C1 | DIODE, 15 pF | FIRE SYSTEM CONTROLLER PANEL
VD0175I | 960592C1 | DIODE, 15 pF | FIRE SYSTEM CONTROLLER PANEL
VD0178 | 960592C1 | DIODE, 15 pF | FIRE SYSTEM CONTROLLER PANEL
XT0170 | 1066730-7,1066730-8,1067996-11 | TERMINAL BLOCK, SPRING, 4 CONDUCTOR,30-12 AWG (0.05-3.31 MM2),NON-IS | FIRE SYSTEM CONTROLLER PANEL
XT0174 | 1066730-7 | TERMINAL BLOCK, SPRING, 4 CONDUCTOR,30-12 AWG (0.05-3.31 MM2),NON-IS | FIRE SYSTEM CONTROLLER PANEL
CCKA2160 | CUSTOMER DEFINED | CUSTOMER CONNECTION, CLOSE GAS BLOCK VALVE | GAS FUEL BLOCK BLEED VALVE
CCKA2161 | CUSTOMER DEFINED | CUSTOMER CONNECTION, OPEN GAS BLEED VALVE | GAS FUEL BLOCK BLEED VALVE
BA0005 | 1271449-1 | MEDIA CONVERTER, ETHERNET-FIBER OPTIC | JB1123 MEDIA CONVERTER
BA0006 | 1271449-1 | MEDIA CONVERTER, ETHERNET-FIBER OPTIC | JB1123 MEDIA CONVERTER
FU0005 | 1043265-1,1043265-3 | FUSE, 2A | JB1123 MEDIA CONVERTER
FU0006 | 1043265-1,1043265-3 | FUSE, 2A | JB1123 MEDIA CONVERTER
GR1123 | 903849C1 | RAIL GROUND, DIN RAIL GROUNDING | JB1123 MEDIA CONVERTER
GR1125 | 903849C1 | RAIL GROUND, DIN RAIL GROUNDING | JB1123 MEDIA CONVERTER
GR1126 | 903849C1 | RAIL GROUND, DIN RAIL GROUNDING | JB1123 MEDIA CONVERTER
UJ0012 | 1271449-5 | POWER SUPPLY, AC/DC INPUT TO 24V DC OUTPUT | JB1123 MEDIA CONVERTER
XT0003 | 1066730-32,1066730-7,1066730-8,1067996-82 | TERMINAL BLOCK, SPRING, 4 CONDUCTOR,30-12 AWG (0.05-3.31 MM2),NON-IS | JB1123 MEDIA CONVERTER
GR1124 | 903849C1 | RAIL GROUND, DIN RAIL GROUNDING | JB1124 MEDIA CONVERTER
GR1224 | 903849C1 | RAIL GROUND, DIN RAIL GROUNDING | JB1124 MEDIA CONVERTER
GR1324 | 903849C1 | RAIL GROUND, DIN RAIL GROUNDING | JB1124 MEDIA CONVERTER
AT1100 | 1577354-4502 | WORKSTATION, VERSA VIEW 1200H | JB70
HA0472 | 1103208-101 | HORN, ACUSTIC DEVICE | JB70
HL0171 | 2380746-7 | LIGHT, FIRE SYSTEM AUTO, GREEN | JB70
HL0172 | 2380746-7 | LIGHT, FIRE SYSTEM INHIBIT, AMBER | JB70
HL0173 | 2380746-7 | LIGHT, FIRE SYSTEM DISCHARGED, RED | JB70
HL1171 | 2380746-7 | LIGHT, FLAME DETECTOR BYPASS ENABLED, AMBER | JB70
HL1172 | 2380746-7 | LIGHT, HEAT DETECTOR BYPASS ENABLED, AMBER | JB70
HL1173 | 2380746-7 | LIGHT, GAS DETECTOR BYPASS ENABLED, AMBER | JB70
SA0170 | 2380746-9 | SELECTOR SWITCH, FIRE SYSTEM AUTO/INHIBIT | JB70
SA0471 | 2380746-2 | SELECTOR SWITCH, SPEED/LOAD | JB70
SA0473 | 1139718-1 | SELECTOR SWITCH, OFF/LOC/AUX/REMOTE | JB70
SA0474 | 2380746-2 | SELECTOR SWITCH, SURGE VALVE | JB70
SA1171 | 2380746-9 | SELECTOR SWITCH, FLAME DETECTOR BYPASS | JB70
SA1172 | 2380746-9 | SELECTOR SWITCH, HEAT DETECTOR BYPASS | JB70
SA1173 | 2380746-9 | SELECTOR SWITCH, GAS DETECTOR BYPASS | JB70
SB0170 | 2380746-10 | PUSHBUTTON SWITCH, MANUAL RELEASE | JB70
SB0471 | 2380746-1 | PUSHBUTTON SWITCH, HORN SILENCE | JB70
SB0472 | 2380746-4 | PUSHBUTTON SWITCH, EMERGENCY STOP | JB70
SB0473 | 2380746-1 | PUSHBUTTON SWITCH, ACKNOWLEDGE | JB70
SB0474 | 2380746-1 | PUSHBUTTON SWITCH, RESET | JB70
SB1175 | 2380746-10 | PUSHBUTTON SWITCH, FIRE SYSTEM STROBE TEST | JB70
SH0470 | 2380746-3 | LIGHTED SWITCH, STOP/STOPPING, RED | JB70
SH0471 | 2380746-3 | LIGHTED SWITCH, START/STARTING, GREEN | JB70
SH0472 | 2380746-3 | LIGHTED SWITCH, BACKUP SYSTEM ACTIVE/RESET, AMBER | JB70
AT0175 | 1056244-5 | 8 CHANNEL ED I/O, EAGLE QUANTUM PREMIER | JB70 LEFT RAIL
AT0176 | 1056244-5 | 8 CHANNEL ED I/O, EAGLE QUANTUM PREMIER | JB70 LEFT RAIL
AT0178 | 1056244-5 | 8 CHANNEL ED I/O, EAGLE QUANTUM PREMIER | JB70 LEFT RAIL
AT0185 | 1056244-5 | 8 CHANNEL ED I/O, EAGLE QUANTUM PREMIER | JB70 LEFT RAIL
GR1101 | [2]903849C1 | RAIL GROUND, DIN RAIL GROUNDING | JB70 LEFT RAIL
KA0172 | 1061979-1 | RELAY, FIRE DETECTED (CUSTOMER) | JB70 LEFT RAIL
KA0174 | 1061979-1 | RELAY, GAS DETECTED (CUSTOMER) | JB70 LEFT RAIL
KA0178 | 1061979-1 | RELAY, LOCAL HORN CONTROL (EQP) | JB70 LEFT RAIL
KA0875 | 1061979-1 | RELAY, LOCAL HORN CONTROL (PLC) | JB70 LEFT RAIL
KA6510 | 1061979-1 | RELAY, FIRE SYSTEM AUTO/INHIBIT | JB70 LEFT RAIL
KA6511 | 1061979-1 | RELAY, FIRE SYSTEM AUTO/INHIBIT | JB70 LEFT RAIL
RR0175S5 | 912137C1 | RESISTOR, 10K OHM | JB70 LEFT RAIL
RR0176S4 | 912137C1 | RESISTOR, 10K OHM | JB70 LEFT RAIL
RR0176S5 | 912137C1 | RESISTOR, 10K OHM | JB70 LEFT RAIL
RR0176S7 | 912137C1 | RESISTOR, 10K OHM | JB70 LEFT RAIL
RR1171A | 912137C1 | RESISTOR, 10K OHM | JB70 LEFT RAIL
RR1171M | 912137C1 | RESISTOR, 10K OHM | JB70 LEFT RAIL
RR1172I | 912137C1 | RESISTOR, 10K OHM | JB70 LEFT RAIL
RR1172M | 912137C1 | RESISTOR, 10K OHM | JB70 LEFT RAIL
RR1173D | 912137C1 | RESISTOR, 10K OHM | JB70 LEFT RAIL
RR1173M | 912137C1 | RESISTOR, 10K OHM | JB70 LEFT RAIL
RR1175M | 912137C1 | RESISTOR, 10K OHM | JB70 LEFT RAIL
RR185S5 | 912137C1 | RESISTOR, 10K OHM | JB70 LEFT RAIL
VD1175A | 960592C1 | DIODE, 15 pF | JB70 LEFT RAIL
VD1175D | 960592C1 | DIODE, 15 pF | JB70 LEFT RAIL
VD1175I | 960592C1 | DIODE, 15 pF | JB70 LEFT RAIL
XT0172 | 1066730-7,1066730-8,1067996-11 | TERMINAL BLOCK, SPRING, 4 CONDUCTOR,30-12 AWG (0.05-3.31 MM2),NON-IS | JB70 LEFT RAIL
XT0173 | 1066730-7,1066730-8,1067996-4 | TERMINAL BLOCK, SPRING, 4 CONDUCTOR,30-12 AWG (0.05-3.31 MM2),NON-IS | JB70 LEFT RAIL
BA0001 | 1271449-1 | MEDIA CONVERTER, ETHERNET-FIBER OPTIC | JB70 RIGHT RAIL
BA0002 | 1271449-1 | MEDIA CONVERTER, ETHERNET-FIBER OPTIC | JB70 RIGHT RAIL
BA0009 | 1271449-1 | MEDIA CONVERTER, ETHERNET-FIBER OPTIC | JB70 RIGHT RAIL
BA1100 | 1337728-10 | SWITCH, ETAP, DLR INTERFACE | JB70 RIGHT RAIL
FU0001 | 1043265-1,1043265-3 | FUSE, 2A | JB70 RIGHT RAIL
FU0002 | 1043265-1,1043265-3 | FUSE, 2A | JB70 RIGHT RAIL
FU0009 | 1043265-1,1043265-3 | FUSE, 2A | JB70 RIGHT RAIL
FU0291 | 1043265-4 | FUSE, 5A | JB70 RIGHT RAIL
FU1100 | 1043265-1,1043265-5 | FUSE, 10A | JB70 RIGHT RAIL
FU1101 | 1043265-1,1043265-3 | FUSE, 2A | JB70 RIGHT RAIL
GR0680 | 903849C1 | RAIL GROUND, DIN RAIL GROUNDING | JB70 RIGHT RAIL
GR1100 | 903849C1 | RAIL GROUND, DIN RAIL GROUNDING | JB70 RIGHT RAIL
UV0291 | 1088442-4 | POWER CONVERTER, DC/DC INPUT TO 24V DC OUTPUT | JB70 RIGHT RAIL
XT0001 | 1066730-32,1066730-7,1066730-8,1067996-82 | TERMINAL BLOCK, SPRING, 4 CONDUCTOR,30-12 AWG (0.05-3.31 MM2),NON-IS | JB70 RIGHT RAIL
XT0005 | 1066730-32,1066730-7,1066730-8,1067996-82 | TERMINAL BLOCK, SPRING, 4 CONDUCTOR,30-12 AWG (0.05-3.31 MM2),NON-IS | JB70 RIGHT RAIL
XT0137 | 1066730-5,1066730-7,1067996-4 | TERMINAL BLOCK, SPRING, 4 CONDUCTOR,30-12 AWG (0.05-3.31 MM2),NON-IS | JB70 RIGHT RAIL
XT0291 | 1066730-7 | TERMINAL BLOCK, SPRING, 4 CONDUCTOR,30-12 AWG (0.05-3.31 MM2),NON-IS | JB70 RIGHT RAIL
XT1100 | 1066730-7 | TERMINAL BLOCK, SPRING, 4 CONDUCTOR,30-12 AWG (0.05-3.31 MM2),NON-IS | JB70 RIGHT RAIL
AF0500 | 1322418-31,1322418-40,1322418-72,1322418-73 | 1444-TSCX02-02RB, 2-CH TACHOMETER INPUT^DYNAMIX 1444 VIBRATION | JB73
AF0510 | 1322418-11,1322418-20,1322418-70,1322418-71 | 1444-DYN04-01RA, 4-CH VIBRATION INPUT^DYNAMIX 1444 VIBRATION | JB73
AF0520 | 1322418-11,1322418-20,1322418-70,1322418-71 | 1444-DYN04-01RA, 4-CH VIBRATION INPUT^DYNAMIX 1444 VIBRATION | JB73
AF1201 | 2684693-17,2684693-25 | 5094-OB8XT, 8 DISCRETE OUTPUT | JB73
AF1202 | 2684693-17,2684693-23 | 5094-IB16XT, 16 DISCRETE INPUT | JB73
AF1203 | 2684693-18,2684693-56 | 5094-IF8IHXT, 8 ANALOG INPUT, ISOLATED | JB73
AF1204 | 2684693-18,2684693-30 | 5094-IF4IHSXT, 4 ANALOG INPUT, S | JB73
AF1205 | 2684693-18,2684693-30 | 5094-IF4IHSXT, 4 ANALOG INPUT, S | JB73
AF1206 | 2684693-21,2684693-36 | 5094-IRT8SXT, 8 RTD/TC ANALOG INPUT, S | JB73
AF1207 | 2684693-18,2684693-28 | 5094-IB16SXT, 16 DISCRETE INPUT, S | JB73
AF1208 | 2684693-19,2684693-33 | 5094-IY8XT, 8 ANALOG INPUT, TC/RTD/ I&V | JB73
AF1209 | 2684693-19,2684693-33 | 5094-IY8XT, 8 ANALOG INPUT, TC/RTD/ I&V | JB73
AF1210 | 2684693-18,2684693-56 | 5094-IF8IHXT, 8 ANALOG INPUT, ISOLATED | JB73
AF1211 | 2684693-18,2684693-56 | 5094-IF8IHXT, 8 ANALOG INPUT, ISOLATED | JB73
AU1200 | 2684693-50 | 5094-AEN2TR, FLEX 5000 I/O | JB73
FU0120 | 1043265-1,1043265-5 | FUSE, 10A | JB73
FU0121 | 1043265-1,1043265-5 | FUSE, 10A | JB73
FU0130 | 1043265-1,1043265-7 | FUSE, 20A | JB73
FU0133 | 1043265-1,1043265-4 | FUSE, 5A | JB73
GR0120 | 903849C1 | RAIL GROUND, DIN RAIL GROUNDING | JB73
GR0121 | 903849C1 | RAIL GROUND, DIN RAIL GROUNDING | JB73
GR0124 | 903849C1 | RAIL GROUND, DIN RAIL GROUNDING | JB73
IEG0130 | [3]232941-110 | BUS BAR, HP CPSR - INSTRUMENT EARTH GROUNDING | JB73
KA0120 | 1061979-1 | RELAY, CONTROLLER ACTIVE | JB73
KA4401 | 1061979-1 | RELAY, CASE DEPRESSURIZED | JB73
WC1200 | 2684693-54 |  | JB73
XT0121 | 1066730-7,1066730-8,1067996-4 | TERMINAL BLOCK, SPRING, 4 CONDUCTOR,30-12 AWG (0.05-3.31 MM2),NON-IS | JB73
XT0130 | 1066730-7,1066730-8,1067996-4 | TERMINAL BLOCK, SPRING, 4 CONDUCTOR,30-12 AWG (0.05-3.31 MM2),NON-IS | JB73
XT0500 | 1066730-1,1066730-2 | TERMINAL STRIP, 4 CONDUCTOR | JB73
XT0520 | 1066730-16,1066730-8,1067996-4 | TERMINAL STRIP, 2 CONDUCTOR | JB73
XT0845 | 1066730-7,1066730-8,1067996-82 | TERMINAL BLOCK, SPRING, 4 CONDUCTOR,30-12 AWG (0.05-3.31 MM2),NON-IS | JB73
XT4875 | DRIVEN COMMON | TERMINAL STRIP, HP COMPRESSOR CASE PRESSURE | JB75
CC7561 | CUSTOMER DEFINED | CUSTOMER CONNECTION, CUSTOMER ESD RELAY 1 | PANEL
KA01815 | CUSTOMER DEFINED | COMPONENT DESCRIPTION, FACILITY AC POWER LOSS | PANEL
RR6543 | 912137C1 | RESISTOR, 10K OHM | PANEL
SB7510 | CUSTOMER DEFINED | PUSHBUTTON SWITCH, START (CUSTOMER) | PANEL
SB7511 | CUSTOMER DEFINED | PUSHBUTTON SWITCH, NORMAL STOP (CUSTOMER) | PANEL
SB7512 | CUSTOMER DEFINED | PUSHBUTTON SWITCH, EMERGENCY STOP (CUSTOMER) | PANEL
SB7513 | CUSTOMER DEFINED | PUSHBUTTON SWITCH, FAST STOP (CUSTOMER) | PANEL
SB7514 | CUSTOMER DEFINED | PUSHBUTTON SWITCH, FAST STOP DEPRESSURIZE (CUSTOMER) | PANEL
AF0081 | 2684693-18,2684693-28 | 5094-IB16SXT, 16 DISCRETE INPUT, S | PANEL A
AF0082 | 2684693-17,2684693-23 | 5094-IB16XT, 16 DISCRETE INPUT | PANEL A
AF0083 | 2684693-19,2684693-33 | 5094-IY8XT, 8 ANALOG INPUT, TC/RTD/ I&V | PANEL A
AF0084 | 2684693-19,2684693-33 | 5094-IY8XT, 8 ANALOG INPUT, TC/RTD/ I&V | PANEL A
AF0085 | 2684693-18,2684693-56 | 5094-IF8IHXT, 8 ANALOG INPUT, ISOLATED | PANEL A
AF0086 | 2684693-18,2684693-56 | 5094-IF8IHXT, 8 ANALOG INPUT, ISOLATED | PANEL A
AF0087 | 2684693-17,2684693-23 | 5094-IB16XT, 16 DISCRETE INPUT | PANEL A
AF0088 | 2684693-18,2684693-56 | 5094-IF8IHXT, 8 ANALOG INPUT, ISOLATED | PANEL A
AF0091 | 2684693-17,2684693-23 | 5094-IB16XT, 16 DISCRETE INPUT | PANEL A
AF0092 | 2684693-17,2684693-24 | 5094-OB16XT, 16 DISCRETE OUTPUT | PANEL A
AF0093 | 2684693-17,2684693-24 | 5094-OB16XT, 16 DISCRETE OUTPUT | PANEL A
AF0094 | 2684693-19,2684693-33 | 5094-IY8XT, 8 ANALOG INPUT, TC/RTD/ I&V | PANEL A
AF0095 | 2684693-17,2684693-25 | 5094-OB8XT, 8 DISCRETE OUTPUT | PANEL A
AF0096 | 2684693-21,2684693-36 | 5094-IRT8SXT, 8 RTD/TC ANALOG INPUT, S | PANEL A
AF0097 | 2684693-18,2684693-53 | 5094-IJ2IXT, 2 FAST COUNTER INPUT, S | PANEL A
AU0080 | 2684693-22 | 5094-AENTRXT, FLEX 5000 I/O | PANEL A
AU0090 | 2684693-22 | 5094-AENTRXT, FLEX 5000 I/O | PANEL A
FU0010 | 1043265-1,1043265-5 | FUSE, 10A | PANEL A
FU0011 | 1043265-1,1043265-7 | FUSE, 20A | PANEL A
FU0012 | 1043265-1,1043265-5 | FUSE, 10A | PANEL A
FU0013 | 1043265-1,1043265-5 | FUSE, 10A | PANEL A
FU0014 | 1043265-1,1043265-5 | FUSE, 10A | PANEL A
FU0015 | 1043265-1,1043265-5 | FUSE, 10A | PANEL A
FU0016 | [2]1043265-1,[2]1043265-5 | FUSE, 10A | PANEL A
FU0017 | [2]1043265-1,[2]1043265-5 | FUSE, 10A | PANEL A
FU0019 | 1043265-1,1043265-4 | FUSE, 5A | PANEL A
FU0031 | 1043265-1,1043265-9 | FUSE, 30A | PANEL A
FU0032 | 1043265-9 | FUSE, 30A | PANEL A
FU0033 | 1043265-1,1043265-7 | FUSE, 20A | PANEL A
FU0080 | 1043265-1,1043265-5 | FUSE, 10A | PANEL A
FU0090 | 1043265-1,1043265-5 | FUSE, 10A | PANEL A
FU0091 | 1043265-1,1043265-5 | FUSE, 10A | PANEL A
FU0092 | 1043265-1,1043265-5 | FUSE, 10A | PANEL A
FU0093 | 1043265-1,1043265-5 | FUSE, 10A | PANEL A
FU0116 | 1043265-1,1043265-4 | FUSE, 5A | PANEL A
FU0136 | 1043265-1,1043265-9 | FUSE, 30A | PANEL A
FU0137 | 1043265-1,1043265-7 | FUSE, 20A | PANEL A
FU0139 | 1043265-1,1043265-4 | FUSE, 5A | PANEL A
GR0131 | 903849C1 | RAIL GROUND, DIN RAIL GROUNDING | PANEL A
GR0132 | 903849C1 | RAIL GROUND, DIN RAIL GROUNDING | PANEL A
GR0133 | [2]903849C1 | RAIL GROUND, DIN RAIL GROUNDING | PANEL A
GR0134 | [2]903849C1 | RAIL GROUND, DIN RAIL GROUNDING | PANEL A
KA0135 | 1061979-1 | RELAY, AC PRE/POST PUMP DRIVE | PANEL A
KA0140 | 1061979-1 | RELAY, LUBE OIL PRESSURE ESTABLISHED | PANEL A
KA0221 | 1061979-1 | RELAY, PRIMARY GAS FUEL SHUTOFF VALVE | PANEL A
KA1306 | 1061979-1 | RELAY, TURNING GEAR MOTOR ON | PANEL A
KA2160 | 1061979-1 | RELAY, CLOSE GAS BLOCK VALVE | PANEL A
KA2161 | 1061979-1 | RELAY, OPEN GAS BLEED VALVE | PANEL A
KA3103 | 1061979-1 | RELAY, LUBE OIL TANK HEATER | PANEL A
KA3220 | 1061979-1 | RELAY, LUBE OIL COOLER FAN | PANEL A
KA6211 | 1061979-1 | RELAY, DRIVER ENCLOSURE^VENT FAN #1 | PANEL A
KA6212 | 1061979-1 | RELAY, DRIVER ENCLOSURE^VENT FAN #2 | PANEL A
KA6241 | 1061979-1 | RELAY, EXHAUST ENCLOSURE^VENT FAN #1 | PANEL A
PC0470 | 2271605-1 | TIMER/COUNTER, ENGINE HOUR / START COUNTER | PANEL A
PEG0130 | 232941-300 | BUS BAR, PANEL A - POWER EARTH GROUNDING | PANEL A
UJ0031 | 1286570-1 | POWER CONVERTER, AC/DC INPUT TO 28V DC OUTPUT | PANEL A
UJ0131 | 1286570-1 | POWER CONVERTER, AC/DC INPUT TO 28V DC OUTPUT | PANEL A
VD6211 | 960592C1 | DIODE, 15 pF | PANEL A
VD6212 | 960592C1 | DIODE, 15 pF | PANEL A
VD6241 | 960592C1 | DIODE, 15 pF | PANEL A
XT0011 | 1066730-16,1066730-17,1066730-18 | TERMINAL STRIP, 2 CONDUCTOR | PANEL A
XT0014 | [2]1247052-1 | BUS BAR, SYSTEM FUNCTION (USE) | PANEL A
XT0031 | 1066730-16,1067996-20 | TERMINAL STRIP, 2 CONDUCTOR | PANEL A
XT0032 | 1066730-16 | TERMINAL STRIP, 2 CONDUCTOR | PANEL A
XT0033 | 1066730-16,1066730-17,1066730-18,1067996-11,1067996-20,1067996-40 | TERMINAL STRIP, 2 CONDUCTOR | PANEL A
XT0080 | 1066730-7,1066730-8,1067996-4 | TERMINAL BLOCK, SPRING, 4 CONDUCTOR,30-12 AWG (0.05-3.31 MM2),NON-IS | PANEL A
XT0081 | 1066730-4,1066730-7,1066730-8 | TERMINAL BLOCK, SPRING, 4 CONDUCTOR,30-12 AWG (0.05-3.31 MM2),NON-IS | PANEL A
XT0134 | 1066730-16,1066730-17,1066730-18 | TERMINAL STRIP, 2 CONDUCTOR | PANEL A
XT0135 | 1066730-7,1066730-8,1067996-4 | TERMINAL BLOCK, SPRING, 4 CONDUCTOR,30-12 AWG (0.05-3.31 MM2),NON-IS | PANEL A
XT0136 | 1066730-7,1066730-8,1067996-82 | TERMINAL BLOCK, SPRING, 4 CONDUCTOR,30-12 AWG (0.05-3.31 MM2),NON-IS | PANEL A
XT0138 | 1066730-16,1066730-17,1066730-18 | TERMINAL STRIP, 2 CONDUCTOR | PANEL A
XT0139 | 1066730-7,1066730-8,1067996-4 | TERMINAL BLOCK, SPRING, 4 CONDUCTOR,30-12 AWG (0.05-3.31 MM2),NON-IS | PANEL A
XT0171 | 1066730-7,1066730-8,1067996-11 | TERMINAL BLOCK, SPRING, 4 CONDUCTOR,30-12 AWG (0.05-3.31 MM2),NON-IS | PANEL A
AF0061 | 2684693-17,2684693-25 | 5094-OB8XT, 8 DISCRETE OUTPUT | PANEL B
AF0062 | 2684693-17,2684693-25 | 5094-OB8XT, 8 DISCRETE OUTPUT | PANEL B
AF0063 | 2684693-17,2684693-23 | 5094-IB16XT, 16 DISCRETE INPUT | PANEL B
AF0064 | 2684693-18,2684693-30 | 5094-IF4IHSXT, 4 ANALOG INPUT, S | PANEL B
AF0065 | 2684693-18,2684693-30 | 5094-IF4IHSXT, 4 ANALOG INPUT, S | PANEL B
AF0066 | 2684693-18,2684693-27 | 5094-OF8IHXT, 8 ANALOG OUTPUT, ISOLATED | PANEL B
AF0067 | 2684693-17,2684693-25 | 5094-OB8XT, 8 DISCRETE OUTPUT | PANEL B
AF0068 | 2684693-21,2684693-36 | 5094-IRT8SXT, 8 RTD/TC ANALOG INPUT, S | PANEL B
AF0071 | 2684693-18,2684693-32 | 5094-IJ2ISXT, 2 FAST COUNTER INPUT, S | PANEL B
AF0072 | 2684693-18,2684693-30 | 5094-IF4IHSXT, 4 ANALOG INPUT, S | PANEL B
AF0073 | 2684693-21,2684693-36 | 5094-IRT8SXT, 8 RTD/TC ANALOG INPUT, S | PANEL B
AF0074 | 2684693-18,2684693-56 | 5094-IF8IHXT, 8 ANALOG INPUT, ISOLATED | PANEL B
AF0075 | 2684693-18,2684693-30 | 5094-IF4IHSXT, 4 ANALOG INPUT, S | PANEL B
AF0076 | 2684693-18,2684693-55 | 5094-OB16SXT, 16 DISCRETE OUTPUT, S | PANEL B
AF0077 | 2684693-19,2684693-33 | 5094-IY8XT, 8 ANALOG INPUT, TC/RTD/ I&V | PANEL B
AU0060 | 2684693-22 | 5094-AENTRXT, FLEX 5000 I/O | PANEL B
AU0070 | 2684693-22 | 5094-AENTRXT, FLEX 5000 I/O | PANEL B
FU0060 | 1043265-1,1043265-5 | FUSE, 10A | PANEL B
FU0061 | 1043265-1,1043265-5 | FUSE, 10A | PANEL B
FU0062 | 1043265-1,1043265-5 | FUSE, 10A | PANEL B
FU0063 | 1043265-1,1043265-5 | FUSE, 10A | PANEL B
FU0064 | 1043265-1,1043265-5 | FUSE, 10A | PANEL B
FU0070 | 1043265-1,1043265-5 | FUSE, 10A | PANEL B
FU0071 | 1043265-1,1043265-5 | FUSE, 10A | PANEL B
FU0210 | 1043265-1,1043265-7 | FUSE, 20A | PANEL B
FU0211 | 1043265-1,1043265-4 | FUSE, 5A | PANEL B
FU0212 | 1043265-1,1043265-3 | FUSE, 2A | PANEL B
GR0231 | [2]903849C1 | RAIL GROUND, DIN RAIL GROUNDING | PANEL B
GR0232 | 903849C1 | RAIL GROUND, DIN RAIL GROUNDING | PANEL B
GR0233 | 903849C1 | RAIL GROUND, DIN RAIL GROUNDING | PANEL B
IEG0230 | 232941-300 | BUS BAR, PANEL B - INSTRUMENT EARTH GROUNDING | PANEL B
KA0130 | 1061979-1 | RELAY, LOWSPEED/OPEN PROBE SETPOINT | PANEL B
KA0131 | 1061979-1 | RELAY, CONTROLLER ACTIVE | PANEL B
KA0132 | 1061979-1 | RELAY, CONTROLLER ACTIVE | PANEL B
KA0133 | 1061979-1 | RELAY, POST LUBE NOT REQUIRED | PANEL B
KA0134 | 1061979-1 | RELAY, BACKUP COMMAND OFF | PANEL B
KA0136 | 1061979-1 | RELAY, LUBE OIL HEADER PRESSURE HIGH | PANEL B
KA0137 | 1061979-1 | RELAY, LUBE PUMP INHIBIT | PANEL B
KA0138 | 1061979-1 | RELAY, BACKUP LUBE OIL PUMP OFF | PANEL B
KA0141 | 1061979-1 | RELAY, CONTROLLER ACTIVE | PANEL B
KA0144 | 1061979-1 | RELAY, AC PRE/POST PUMP DRIVE | PANEL B
KA0176 | 1061979-1 | RELAY, VENTILATION REQUIRED | PANEL B
KA0177 | 1061979-1 | RELAY, VENTILATION REQUIRED | PANEL B
KA0222 | 1061979-1 | RELAY, SECONDARY GAS FUEL SHUTOFF VALVE | PANEL B
KA0230 | 1061979-1 | RELAY, CONTROLLER ACTIVE | PANEL B
KA0231 | 1061979-1 | RELAY, CONTROLLER ACTIVE | PANEL B
KA0232 | 1061979-1 | RELAY, CONTROLLER ACTIVE | PANEL B
KA0233 | 1061979-1 | RELAY, CONTROLLER ACTIVE | PANEL B
KA0234 | 1061979-1 | RELAY, CONTROLLER ACTIVE | PANEL B
KA0235 | 1061979-1 | RELAY, NO EMERGENCY SHUTDOWN SUMMARY | PANEL B
KA0236 | 1061979-1 | RELAY, NO EMERGENCY SHUTDOWN SUMMARY | PANEL B
KA0237 | 1061979-1 | RELAY, NO EMERGENCY SHUTDOWN SUMMARY | PANEL B
KA0238 | 1061979-1 | RELAY, NO EMERGENCY SHUTDOWN SUMMARY | PANEL B
KA0239 | 1061979-1 | RELAY, NO EMERGENCY SHUTDOWN SUMMARY | PANEL B
KA0240 | 1061979-1 | RELAY, NO EMERGENCY SHUTDOWN SUMMARY | PANEL B
KA0241 | 1061979-1 | RELAY, BACKUP SYSTEM RESET | PANEL B
KA0242 | 1061979-1 | RELAY, BACKUP SYSTEM RESET | PANEL B
KA0243 | 1061979-1 | RELAY, NO FIRE DETECTED | PANEL B
KA0244 | 1061979-1 | RELAY, NO FIRE DETECTED | PANEL B
KA0245 | 1061979-1 | RELAY, NO GAS DETECTED | PANEL B
KA0246 | 1061979-1 | RELAY, NO FIRE DETECTED | PANEL B
KA0247 | 1061979-1 | RELAY, NO FIRE DETECTED | PANEL B
KA0248 | 1061979-1 | RELAY, NO EMERGENCY SHUTDOWN SUMMARY | PANEL B
KA0249 | 1061979-1 | RELAY, NO GAS DETECTED | PANEL B
KA0250 | 1061979-1 | RELAY, NO EMERGENCY SHUTDOWN SUMMARY | PANEL B
KA1020 | 1061979-1 | RELAY, IGNITION START | PANEL B
KT0140 | 2651077-1 | TIMER RELAY, BACKUP PUMP POST LUBE OFF CYCLE | PANEL B
KT0141 | 2651077-1 | TIMER RELAY, BACKUP POST LUBE CONTINUOUS | PANEL B
KT0142 | 2651077-1 | TIMER RELAY, TOTAL POST LUBE | PANEL B
KT0143 | 2651077-1 | TIMER RELAY, BACKUP PUMP POST LUBE ON CYCLE | PANEL B
KT0144 | 2651077-1 | TIMER RELAY, HEADER PRESSURE HIGH BACKUP PUMP OFF | PANEL B
KT0145 | 2651077-1 | TIMER RELAY, FIRE DETECTED ROLLDOWN LUBE | PANEL B
KT0146 | 2651077-3 | TIMER RELAY, WATCHDOG | PANEL B
RR0851 | 981090C1 | RESISTOR, 3.01K OHM | PANEL B
RR0852 | 981089C1 | RESISTOR, 1.0K OHM | PANEL B
UA1200 | 1053834-61 | BUOS MODULE, BACKUP OVERSPEED | PANEL B
XT0060 | 1066730-7,1066730-8,1067996-4 | TERMINAL BLOCK, SPRING, 4 CONDUCTOR,30-12 AWG (0.05-3.31 MM2),NON-IS | PANEL B
XT0070 | 1066730-7,1066730-8,1067996-4 | TERMINAL BLOCK, SPRING, 4 CONDUCTOR,30-12 AWG (0.05-3.31 MM2),NON-IS | PANEL B
XT0085 | 1066730-7,1066730-8,1067996-4 | TERMINAL BLOCK, SPRING, 4 CONDUCTOR,30-12 AWG (0.05-3.31 MM2),NON-IS | PANEL B
XT0233 | 1066730-7,1066730-8,1067996-4 | TERMINAL BLOCK, SPRING, 4 CONDUCTOR,30-12 AWG (0.05-3.31 MM2),NON-IS | PANEL B
XT0235 | 1066730-7,1066730-8,1067996-4 | TERMINAL BLOCK, SPRING, 4 CONDUCTOR,30-12 AWG (0.05-3.31 MM2),NON-IS | PANEL B
XT0236 | 1066730-7,1066730-8,1067996-82 | TERMINAL BLOCK, SPRING, 4 CONDUCTOR,30-12 AWG (0.05-3.31 MM2),NON-IS | PANEL B
XT0237 | 1066730-10,1066730-9,1067996-4 | DIODE TERMINAL STRIP, 4 CONDUCTOR | PANEL B
XT0240 | 1066730-7,1066730-8,1067996-4 | TERMINAL BLOCK, SPRING, 4 CONDUCTOR,30-12 AWG (0.05-3.31 MM2),NON-IS | PANEL B
XT4001 | 1066730-7 | TERMINAL BLOCK, SPRING, 4 CONDUCTOR,30-12 AWG (0.05-3.31 MM2),NON-IS | PANEL B
AP0601 | [2]1089241-20 | MODULE, BLANK FILLER | PLC PANEL
AP0602 | 1089241-40 | 1756-EN2TRXT, ETHERNET | PLC PANEL
AP0603 | 1089241-40 | 1756-EN2TRXT, ETHERNET | PLC PANEL
AP0604 | 1089241-15 | MVI 56-MNETXT, ETHERNET/MODBUS | PLC PANEL
AP0605 | 1089241-20,1089241-36 | 1756-EN2TXT, ETHERNET | PLC PANEL
AP0606 | 1089241-20 | MODULE, BLANK FILLER | PLC PANEL
AP0607 | 1089241-20,1089241-36 | 1756-EN2TXT, ETHERNET | PLC PANEL
AP0608 | 1089241-20 | MODULE, BLANK FILLER | PLC PANEL
AP0609 | 1089241-40 | 1756-EN2TRXT, ETHERNET | PLC PANEL
AR0600 | 1057900,1059465,1089241-42,1103759,19298R1,22652R1 | RACK CHASSIS, 1756-A10XT (10 SLOT) | PLC PANEL
AT0600 | 1089241-43 | 1756-L83EXTS, CONTROLLER^GUARDLOGIX | PLC PANEL
AT0680 | 1634974-100 | GATEWAY MODULE, TURBOTRONIC GATEWAY | PLC PANEL
CU0001 | 2956328-2 | HIRSCHMANN, SWITCH, ETHERNET FIBER OPTIC | PLC PANEL
FU0680 | 1043265-1,1043265-4 | FUSE, 5A | PLC PANEL
GR0234 | [2]903849C1 | RAIL GROUND, DIN RAIL GROUNDING | PLC PANEL
UV0600 | 1089241-28 | POWER SUPPLY, RSLOGIX CHASSIS | PLC PANEL
XT0680 | 1066730-7,1066730-8,1067996-4 | TERMINAL BLOCK, SPRING, 4 CONDUCTOR,30-12 AWG (0.05-3.31 MM2),NON-IS | PLC PANEL
AF0400 | 1322418-31,1322418-40,1322418-72,1322418-73 | 1444-TSCX02-02RB, 2-CH TACHOMETER INPUT^DYNAMIX 1444 VIBRATION | TURBINE VIBRATION PANEL
AF0410 | 1322418-11,1322418-20,1322418-70,1322418-71 | 1444-DYN04-01RA, 4-CH VIBRATION INPUT^DYNAMIX 1444 VIBRATION | TURBINE VIBRATION PANEL
AF0420 | 1322418-11,1322418-20,1322418-70,1322418-71 | 1444-DYN04-01RA, 4-CH VIBRATION INPUT^DYNAMIX 1444 VIBRATION | TURBINE VIBRATION PANEL
AF0430 | 1322418-11,1322418-20,1322418-70,1322418-71 | 1444-DYN04-01RA, 4-CH VIBRATION INPUT^DYNAMIX 1444 VIBRATION | TURBINE VIBRATION PANEL
AF0450 | 1322418-11,1322418-20,1322418-70,1322418-71 | 1444-DYN04-01RA, 4-CH VIBRATION INPUT^DYNAMIX 1444 VIBRATION | TURBINE VIBRATION PANEL
FU0110 | [2]1043265-1,[2]1043265-7 | FUSE, 20A | TURBINE VIBRATION PANEL
FU0113 | [2]1043265-1,[2]1043265-4 | FUSE, 5A | TURBINE VIBRATION PANEL
GR0113 | 903849C1 | RAIL GROUND, DIN RAIL GROUNDING | TURBINE VIBRATION PANEL
IEG0110 | 232941-200 | BUS BAR, ENGINE VIBRATION - INSTRUMENT EARTH GROUNDING | TURBINE VIBRATION PANEL
UA1210 | 190817-14 | PROXIMITOR, ENGINE BEARING #1^(GAS PRODUCER X-AXIS) | TURBINE VIBRATION PANEL
UA1211 | 190817-14 | PROXIMITOR, ENGINE BEARING #1^(GAS PRODUCER Y-AXIS) | TURBINE VIBRATION PANEL
UA1220 | 190817-14 | PROXIMITOR, ENGINE BEARING #2^(GAS PRODUCER X-AXIS) | TURBINE VIBRATION PANEL
UA1221 | 190817-14 | PROXIMITOR, ENGINE BEARING #2^(GAS PRODUCER Y-AXIS) | TURBINE VIBRATION PANEL
UA1230 | 190817-14 | PROXIMITOR, ENGINE BEARING #3^(GAS PRODUCER X-AXIS) | TURBINE VIBRATION PANEL
UA1231 | 190817-14 | PROXIMITOR, ENGINE BEARING #3^(GAS PRODUCER Y-AXIS) | TURBINE VIBRATION PANEL
UA1262 | 190817-14 | PROXIMITOR, ENGINE BEARING AXIAL^(GAS PRODUCER Z-AXIS) | TURBINE VIBRATION PANEL
UA1263 | 190817-14 | PROXIMITOR, ENGINE KEYPHASOR^(GAS PRODUCER) | TURBINE VIBRATION PANEL
UA1520 | 1105411-11 | SIGNAL CONVERTER, BAM 2 SIGNAL CONDITIONER | TURBINE VIBRATION PANEL
XT0110 | [2]1066730-7,[2]1066730-8,[2]1067996-4 | TERMINAL BLOCK, SPRING, 4 CONDUCTOR,30-12 AWG (0.05-3.31 MM2),NON-IS | TURBINE VIBRATION PANEL
XT0400 | [2]1066730-1,[2]1066730-2,1066730-67,1066730-7,1066730-8,1067996-4 | TERMINAL STRIP, 4 CONDUCTOR | TURBINE VIBRATION PANEL
XT1521 | 1066730-7,1066730-8,1067996-4 | TERMINAL BLOCK, SPRING, 4 CONDUCTOR,30-12 AWG (0.05-3.31 MM2),NON-IS | TURBINE VIBRATION PANEL