## Blue Labels
(SHT 1) JB70 | (SHT 10) JB352 | (SHT 11) JB353 | (SHT 12) JB354 | (SHT 13) BOP PANEL | (SHT 14) BOP LEFT RAIL | (SHT 15) BOP RIGHT RAIL | (SHT 2) JB70 RIGHT RAIL | (SHT 3) JB70 LEFT RAIL | (SHT 4) PLC PANEL | (SHT 5) PANEL A | (SHT 6) PANEL B | (SHT 7) GEAR BOX PANEL | (SHT 8) JB73 | (SHT 9) GEARBOX PROXIMITOR PANEL
AT1100 | UA4460 | UA4660 | UA4560 | AU0180 | KA0631 | BA1212 | FU1101 | XT9070M | UV0600 | XT0081 | XT0121 | AU0320 | AU0240 | UA4760
SB0471 | UA4461 | UA4661 | UA4561 | AF0181 | KA1530 | XT0004 | FU1100 | XT0001 | AT0600 | AU0080 | KA0131 | AF0321 | AF0241 | UA4761
SB0473 | UA4462 | UA4662 | UA4562 | AF0182 | KA9599 | XT292M | FU1102 | XT0290M | AP0601 | AF0081 | KA0132 | AF0322 | AF0242 | UA4762
SB0474 | UA4462A | UA4662A | UA4562A | AF0183 | KA0594 | XT9075M | BA1100 | GR1101 | AP0602 | AF0082 | KA0133 | AF0323 | AF0243 | UA4769
SH0470 | UA4470 | UA4670 | UA4570 | AF0184 | KA0591 | XT1212 | UJ1100 |  | AP0603 | AF0083 | KA0134 | AF0324 | AF0244 | UA4770
SH0472 | UA4471 | UA4671 | UA4571 | AF0185 | KA0590 | BA0007 | XT0236 |  | AP0604 | AF0084 | KA0136 | AF0325 | AF0245 | UA4771
SA0473 | UA4473 | UA4673 | UA4573 | AF0186 | KA0581 | BA0008 | XT1100 |  | AR0600 | AF0085 | KA0137 | AF0326 | AF0246 | UA4773
SA0474 | GR4460 | GR4450 | GR4560 | AF0187 | KA0580 | GR0185 | XTFGB |  | AP0605 | AF0086 | KA0138 | AF0327 | AF0247 | UA4759
HA0472 |  |  |  | AF0188 | KA0574 |  | GR1100 |  | AP0606 | GR0134 | KA0141 | GR0320 | GR0253 | GR4700
SH0471 |  |  |  | KT7482 | KA0571 |  |  |  | AP0607 | AU0090 | KA0144 | FU0310 | WC8059 | UA4740
SA0471 |  |  |  | KT7582 | KA0570 |  |  |  | AP0608 | AF0091 | KA0248 | FU0311 | AF0276 | UA4741
SB0472 |  |  |  | KT7682 | KA0561 |  |  |  | AP0609 | AF0092 | KA0701 | FU0320 | AF0277 | XT4700
|  |  |  | GR0257 | KA0560 |  |  |  | AT0680 | AF0093 | KA8307 | XT0310 | AF0278 | UA4750
|  |  |  | AP0293 | KA0550 |  |  |  | BA0001 | AF0094 | KA8310 | XT9078M | FU0293 | UA4751
|  |  |  | KT0571 | KA0539 |  |  |  | BA0002 | AF0095 | KA8311 | XTFGA | FU0292 | UA4752
|  |  |  | KT0572 | KA0538 |  |  |  | BA0011 | AF0096 | KA8312 | GR0110 | FU0283 | UA4753
|  |  |  | KT0573 | KA0554 |  |  |  | FU0680 | XT0134 | KA8313 | GR0112 | FU0280 | GR4701
|  |  |  | KT7636 | KA0551 |  |  |  | FU0001 | XT0240 | KA8314 | IEG0310 | FU0271
|  |  |  | KT7616 | KA0535 |  |  |  | FU0002 | XT0080 | KA8315 | GR0111 | FU0270
|  |  |  | KT7614 | KA0536 |  |  |  | FU1011 | FU0080 | KA8316 |  | FU0253
|  |  |  | KT7536 | KA0531 |  |  |  | XT0680 | FU0081 | KA9130 |  | FU0250
|  |  |  | KT7516 | KA0532 |  |  |  | GR0234 | FU0082 | KT0140 |  | FU0241
|  |  |  | KT7514 | KA0533 |  |  |  |  | FU0090 | KT0141 |  | FU0240
|  |  |  | FU0570 | KA0534 |  |  |  |  | FU0091 | KT0142 |  | XT0885
|  |  |  | FU0140 | KA0537 |  |  |  |  | FU0092 | KT0143 |  | XT0886
|  |  |  | FU0141 | KA0540 |  |  |  |  | KA3220 | KT0144 |  | XT0251
|  |  |  | FU0180 | KA0541 |  |  |  |  | KA0135 | KT0145 |  | XT0540
|  |  |  | FU0181 | KA0632 |  |  |  |  | KA3103 | KT0146 |  | GR0254
|  |  |  | FU2901 | XT9074M |  |  |  |  | GR0133 | XT0130 |  | AF0275
|  |  |  | FU0187 | KA0800 |  |  |  |  | PC0470 | GR0233 |  | AF0274
|  |  |  | FU0184 | KA0801 |  |  |  |  | FU0093 | XT0235 |  | AF0273
|  |  |  | FU0142 | KA0802 |  |  |  |  | FU9130 | AF1207 |  | AF0272
|  |  |  | FU0007 | KA0803 |  |  |  |  | FU1300 | AF1206 |  | AF0271
|  |  |  | FU0008 | KA0810 |  |  |  |  | FU0210 | AF1205 |  | AU0270
|  |  |  | FU1212 | KA0811 |  |  |  |  | FU0139 | AF1204 |  | XT0280
|  |  |  | XT0574 | KA0812 |  |  |  |  | FU0137 | AF1203 |  | XT0281
|  |  |  | XT0575 | KA0813 |  |  |  |  | FU0136 | AF1202 |  | XT0250
|  |  |  | XT0573 | GR0186 |  |  |  |  | FU0010 | AF1201 |  | XT291M
|  |  |  | XT0180 | [5 empty] | XT0135 | AU1200 |  | GR0252
|  |  |  | XT0140 | [5 empty] | XT0136 | XT0520 |  | AP0291
|  |  |  | XT0570 | [5 empty] | XT0137 | XT0845 |  | AP0292
|  |  |  | GR0180 | [5 empty] | XT0138 | XT0233 |  | XTFGC
|  |  |  | IEG0257 | [5 empty] | XT0139 | XT0351 |  | GR0251
|  |  |  | AU0140 | [5 empty] | XT0089 | XT0237 |  | IEG0250
|  |  |  | AF0141 | [5 empty] | GR0131 | GR0232 |  | GR0255
|  |  |  | AF0142 | [5 empty] | FU0011 | AF1208
|  |  |  | AF0143 | [5 empty] | XT0011 | AF1209
|  |  |  | AF0144 | [5 empty] | GR0132 | AF1210
|  |  |  | AF0145 | [5 empty] | UJ0131 | AF1211
|  |  |  | AF0146 | [5 empty] | AP0290 | AF1212
|  |  |  | AF0147 | [5 empty] | PEG0130 | AF1213
|  |  |  | AF0148 | [6 empty] | KA0120
|  |  |  | GR0140 | [6 empty] | KA0231
KA0232
KA0233
KA0234
KA0235
KA0236
KA0237
KA0238
KA0239
KA0240
KA0253
KA0241
KA0242
KA0243
KA0244
KA0245
KA0249
KA4401
FU0120
FU0121
FU0130
FU2904
FU2900
GR0231
WC8058
AP0294
IEG0230

## White Labels
(SHT 13) BOP PANEL | (SHT 13) BOP PANEL - (SHT 15) BOP RIGHT RAIL | (SHT 7) GEAR BOX PANEL | (SHT 11) JB353 | (SHT 1) JB70 - (SHT 5) PANEL A | (SHT 2) JB70 RIGHT RAIL - (SHT 6) PANEL B | (SHT 8) JB73 | (SHT 5) PANEL A | (SHT 5) PANEL A - (SHT 6) PANEL B | (SHT 6) PANEL B | (SHT 6) PANEL B - (SHT 4) PLC PANEL | (SHT 4) PLC PANEL
AF0143G | IEG02576 | AF0321G | GR4450 | PEG01304 | IEG023014 | AF0242G | AF0083G | 0V2 | AF1202G | IEG02301 | UV0600G
AF0144G |  | AF0323G |  |  |  | AF0243G | AU0080G | IEG023011 | AF1203G | IEG02304
AF0185G |  | AF0324G |  |  |  | AF0244G |  | IEG023013 | AF1204G
AF0186G |  | AF0325G |  |  |  | AF0245G |  | IEG02302 | AF1205G
AU0140G |  | AF0326G |  |  |  | AF0246G |  | IEG02303 | AF1206G
AU0180G |  | AU0320G |  |  |  | AF0272G |  | IEG02306 | AF1208G
IEG02571 |  | GR0110 |  |  |  | AF0273G |  |  | AF1209G
IEG02572 |  | IEG03103 |  |  |  | AF0274G |  |  | AF1210G
IEG02573 |  | IEG03105 |  |  |  | AF0275G |  |  | AF1211G
IEG02574 | [5 empty] | AF0276G |  |  | AF1212G
IEG02575 | [5 empty] | AF0277G |  |  | AU1200G
[6 empty] | AU0240G |  |  | IEG023010
[6 empty] | AU0270G |  |  | IEG02305
[6 empty] | IEG02501 |  |  | IEG02308
[6 empty] | IEG02502 |  |  | IEG02309
IEG02503
IEG02504
IEG02505
IEG02507
IEG02508

## Heat Shrink Labels
(SHT 14) BOP LEFT RAIL - (SHT 13) BOP PANEL | (SHT 13) BOP PANEL | (SHT 13) BOP PANEL - (SHT 15) BOP RIGHT RAIL | (SHT 3) JB70 LEFT RAIL - (SHT 5) PANEL A | (SHT 3) JB70 LEFT RAIL - (SHT 6) PANEL B | (SHT 8) JB73 | (SHT 5) PANEL A | (SHT 5) PANEL A - (SHT 6) PANEL B | (SHT 6) PANEL B
WC90740 | WC029301 | WC90750 | WC907411 | WC2008 | WC029101 | WC029001 | WC029002 | WC029401
WC90741 | WC029302 | WC90751 | WC90749 | WC2023 | WC029102 |  | WC029003 | WC029402
WC907410 | WC029303 | WC90752 | WCTRX1 | WC2024 | WC029103 |  | WC029004
WC907413 | WC029304 | WCTRX5 |  | WCTXRX2 | WC029104 |  | WC029005
WC907414 | WC029305 |  |  |  | WC029105 |  | WC029006
WC90742 | WC029306 |  |  |  | WC029106 |  | WC029007
WC90743 | WC029307 |  |  |  | WC029107 |  | WC029008
WC90745 | WC029308 |  |  |  | WC029108 |  | WC029010
WC90746 | WC029309 |  |  |  | WC029111 |  | WC029011
WC90747 | WC029310 |  |  |  | WC029112 |  | WC029012
WC90748 | WC029311 |  |  |  | WC029113 |  | WC029013
| WC029312 |  |  |  | WC029114 |  | WC029014
| WC029313 |  |  |  | WC029115 |  | WC029015
| WC029314 |  |  |  | WC029116 |  | WC029016
| WC029315 |  |  |  | WC029117 |  | WC029017
| WC029316 |  |  |  | WC029118 |  | WC029018
| WC029317 |  |  |  | WC029119 |  | WC029019
| WC029318 |  |  |  | WC029120 |  | WC029020
[5 empty] | WC029121 |  | WC029021
[5 empty] | WC029122 |  | WC029022
[5 empty] | WC029123 |  | WC029023
[5 empty] | WC029124 |  | WC029024
[5 empty] | WC029125 |  | WC029025
[5 empty] | WC029126 |  | WC029026
[5 empty] | WC029127 |  | WC029027
[5 empty] | WC029128 |  | WC029028
[5 empty] | WC029129 |  | WC029029
[5 empty] | WC029130 |  | WC029030
[5 empty] | WC029131 |  | WC029031
[5 empty] | WC029132 |  | WC029032
[5 empty] | WC029201 |  | WC02909
[5 empty] | WC029202 |  | WC029403
[5 empty] | WC029203 |  | WC029404
[5 empty] | WC029204 |  | WC029406
[5 empty] | WC029205 |  | WC029408
[5 empty] | WC029206 |  | WCM1
WC029210
WC029211
WC029212
WC029213
WC029214
WC029215
WC029216
WC029217
WCM2
WCTRX3
WCTRX4

## BOP LEFT RAIL
BOP LEFT RAIL
JB74
Project # | 4L541
Project Name | Kaskida
Revision | B.17
Controls DE | A. CHEN
Phone: | 0
Controls ME | A. PLVAN
Phone:
From | [5 empty] | To
Device ID | Cable (W) Conductor (SC) Jumper Clip (JC) | Wire No. | Wire ID | Gauge/Size | Page/Zone | Device ID | Location | Page/Zone
KA0531:14 | SC | SV76111 | WHT | 20 | 84.A6 | XT9074M:47 | BOP LEFT RAIL | 84.A5
KA0531:A1 | SC | ESTOP | WHT | 20 | 23.A3 | KA0532:A1 | BOP LEFT RAIL | 23.B3
KA0531:A2 | SC | 0V | WHT | 20 | 23.A3 | KA0532:A2 | BOP LEFT RAIL | 23.B3
KA0531:A2 | SC | 0V | WHT | 20 | 23.A3 | KA1530:A2 | BOP LEFT RAIL | 23.A3
KA0532:14 | SC | KA053214 | WHT | 20 | 87.A6 | KA0540:A1 | BOP LEFT RAIL | 87.A5
KA0532:24 | SC | KA053224 | WHT | 20 | 90.A6 | KA0541:A1 | BOP LEFT RAIL | 90.A5
KA0532:A1 | SC | ESTOP | WHT | 20 | 23.B3 | KA0533:A1 | BOP LEFT RAIL | 23.B3
KA0532:A2 | SC | 0V | WHT | 20 | 23.B3 | KA0533:A2 | BOP LEFT RAIL | 23.B3
KA0533:11 | SC | SV75811 | WHT | 20 | 94.A5 | XT9074M:77 | BOP LEFT RAIL | 94.A5
KA0533:A1 | SC | ESTOP | WHT | 20 | 23.B3 | KA0534:A1 | BOP LEFT RAIL | 23.B3
KA0533:A2 | SC | 0V | WHT | 20 | 23.B3 | KA0534:A2 | BOP LEFT RAIL | 23.B3
KA0534:24 | SC | KA053424 | WHT | 20 | 86.A6 | KA0580:A1 | BOP LEFT RAIL | 86.A5
KA0534:A1 | SC | ESTOP | WHT | 20 | 23.B3 | KA0537:A1 | BOP LEFT RAIL | 23.B3
KA0534:A2 | SC | 0V | WHT | 20 | 23.B3 | KA0537:A2 | BOP LEFT RAIL | 23.B3
KA0535:11 | SC | KA053511 | WHT | 20 | 93.C6 | KA0554:14 | BOP LEFT RAIL | 93.C6
KA0535:21 | SC | KA057414 | WHT | 20 | 91.C6 | KA0574:14 | BOP LEFT RAIL | 91.C6
KA0535:A1 | SC | KA0231A1 | WHT | 20 | 23.A3 | KA0536:A1 | BOP LEFT RAIL | 23.A3
KA0535:A2 | SC | 0V | WHT | 20 | 23.A3 | KA0536:A2 | BOP LEFT RAIL | 23.A3
KA0536:A1 | SC | KA0231A1 | WHT | 20 | 23.A3 | KA1530:A1 | BOP LEFT RAIL | 23.A3
KA0536:A2 | SC | 0V | WHT | 20 | 23.A3 | KA1530:A2 | BOP LEFT RAIL | 23.A3
KA0537:11 | SC | SV75651 | WHT | 20 | 96.A5 | XT9074M:71 | BOP LEFT RAIL | 96.A5
KA0537:24 | SC | KA053724 | WHT | 20 | 85.A6 | KA0560:A1 | BOP LEFT RAIL | 85.A5
KA0537:A1 | SC | ESTOP | WHT | 20 | 23.B3 | KA0538:A1 | BOP LEFT RAIL | 23.B3
KA0537:A2 | SC | 0V | WHT | 20 | 23.B3 | KA0538:A2 | BOP LEFT RAIL | 23.B3
KA0538:14 | SC | KA053814 | WHT | 20 | 88.A6 | KA0561:A1 | BOP LEFT RAIL | 88.A5
KA0538:24 | SC | KA053824 | WHT | 20 | 89.A6 | KA0581:A1 | BOP LEFT RAIL | 89.A5
KA0538:A1 | SC | ESTOP | WHT | 20 | 23.B3 | KA0539:A1 | BOP LEFT RAIL | 23.C3
KA0538:A2 | SC | 0V | WHT | 20 | 23.B3 | KA0539:A2 | BOP LEFT RAIL | 23.C3
KA0539:21 | SC | KA053924 | WHT | 20 | 100.A6 | KA0800:A1 | BOP LEFT RAIL | 100.A5
KA0539:A1 | SC | ESTOP | WHT | 20 | 23.C3 | KA0631:A1 | BOP LEFT RAIL | 23.C3
KA0539:A2 | SC | 0V | WHT | 20 | 23.C3 | KA0631:A2 | BOP LEFT RAIL | 23.C3
KA0540:11 | SC | KA054011 | WHT | 20 | 87.A6 | KA0550:14 | BOP LEFT RAIL | 87.A6
KA0540:14 | SC | SV76211 | WHT | 20 | 87.A6 | XT9074M:53 | BOP LEFT RAIL | 87.A5
KA0540:A2 | SC | SV76212 | WHT | 20 | 87.A5 | XT9074M:54 | BOP LEFT RAIL | 87.A5
KA0541:11 | SC | KA054111 | WHT | 20 | 90.A6 | KA0551:14 | BOP LEFT RAIL | 90.A6
KA0541:14 | SC | SV76411 | WHT | 20 | 90.A6 | XT9074M:59 | BOP LEFT RAIL | 90.A5
KA0541:A2 | SC | SV76412 | WHT | 20 | 90.A5 | XT9074M:60 | BOP LEFT RAIL | 90.A5
KA0560:11 | SC | KA056011 | WHT | 20 | 85.A6 | KA0570:14 | BOP LEFT RAIL | 85.A6
KA0561:11 | SC | KA056111 | WHT | 20 | 88.A6 | KA0571:14 | BOP LEFT RAIL | 88.A6
KA0580:11 | SC | KA058011 | WHT | 20 | 86.A6 | KA0590:14 | BOP LEFT RAIL | 86.A6
KA0581:11 | SC | KA058111 | WHT | 20 | 89.A6 | KA0591:14 | BOP LEFT RAIL | 89.A6
KA0594:14 | SC | KA059414 | WHT | 20 | 92.C6 | KA1530:11 | BOP LEFT RAIL | 92.C6
KA0631:11 | SC | KA063111 | WHT | 20 | 101.A6 | KA0801:A1 | BOP LEFT RAIL | 101.A5
KA0631:21 | SC | KA063121 | WHT | 20 | 102.A6 | KA0802:A1 | BOP LEFT RAIL | 102.A5
KA0631:A1 | SC | ESTOP | WHT | 20 | 23.C3 | KA0632:A1 | BOP LEFT RAIL | 23.C3
KA0631:A2 | SC | 0V | WHT | 20 | 23.C3 | KA0632:A2 | BOP LEFT RAIL | 23.C3
KA0632:21 | SC | KA063221 | WHT | 20 | 103.A6 | KA0803:A1 | BOP LEFT RAIL | 103.A5
KA0800:11 | SC | KA081014 | WHT | 20 | 100.A6 | KA0810:14 | BOP LEFT RAIL | 100.A6
KA0801:11 | SC | KA081114 | WHT | 20 | 101.A6 | KA0811:14 | BOP LEFT RAIL | 101.A6
KA0802:11 | SC | KA081214 | WHT | 20 | 102.A6 | KA0812:14 | BOP LEFT RAIL | 102.A6
KA0803:11 | SC | KA081314 | WHT | 20 | 103.A6 | KA0813:14 | BOP LEFT RAIL | 103.A6
KA9599:A1 | SC | KA9599A1 | WHT | 20 | 27.C5 | XT9074M:8 | BOP LEFT RAIL | 27.B5
KA9599:A2 | SC | KA9599A2 | WHT | 20 | 27.C5 | XT9074M:1 | BOP LEFT RAIL | 27.C5
XT9074M:5 | SC | JP4 | VIO | 20 | 27.A5 | XT9074M:4 | BOP LEFT RAIL | 27.A5
XT9074M:7 | SC | JP3 | VIO | 20 | 27.B5 | XT9074M:6 | BOP LEFT RAIL | 27.B5
KA0531:11 | SC | KA053111 | WHT | 20 | 84.A6 | AF0141:14 | BOP PANEL | 84.A7
KA0531:21 | SC | KA053121 | WHT | 20 | 82.A6 | AF0141:02 | BOP PANEL | 82.A7
KA0531:A1 | SC | ESTOP | WHT | 20 | 23.A3 | XT0140:6 | BOP PANEL | 23.A2
KA0532:11 | SC | KA053211 | WHT | 20 | 87.A6 | AF0141:00 | BOP PANEL | 87.A7
KA0532:21 | SC | KA053221 | WHT | 20 | 90.A6 | AF0141:04 | BOP PANEL | 90.A7
KA0533:14 | SC | 014600 | WHT | 20 | 94.A5 | AF0146:00 | BOP PANEL | 94.A7
KA0533:21 | SC | FU0142 | WHT | 20 | 23.C2 | XT0140:7 | BOP PANEL | 23.C1
KA0533:22 | SC | KA053322 | WHT | 20 | 23.C2 | KT0573:15 | BOP PANEL | 23.C3
KA0534:11 | SC | KA053411 | WHT | 20 | 83.A6 | AF0141:06 | BOP PANEL | 83.A7
KA0534:21 | SC | KA053421 | WHT | 20 | 86.A6 | AF0141:10 | BOP PANEL | 86.A7
KA0535:14 | SC | KA053514 | WHT | 20 | 93.C6 | XT0573:1 B2 | BOP PANEL | 93.C5
KA0535:24 | SC | KA053524 | WHT | 20 | 91.C6 | XT0574:1 B2 | BOP PANEL | 91.C5
KA0535:A1 | SC | KA0231A1 | WHT | 20 | 23.A3 | XT0140:5 | BOP PANEL | 23.A2
KA0535:A2 | SC | 0V | WHT | 20 | 23.A3 | XT0140:4 | BOP PANEL | 22.A5
KA0536:11 | SC | XT05732B1 | WHT | 20 | 93.C5 | XT0573:2 B1 | BOP PANEL | 93.C5
KA0536:12 | SC | KA053612 | WHT | 20 | 93.C5 | XT0573:1 T1 | BOP PANEL | 93.C5
KA0536:21 | SC | KA053621 | WHT | 20 | 91.C5 | XT0574:2 B1 | BOP PANEL | 91.C5
KA0536:22 | SC | KA053622 | WHT | 20 | 91.C5 | XT0574:1 T1 | BOP PANEL | 91.C5
KA0537:14 | SC | 014612 | WHT | 20 | 96.A5 | AF0146:12 | BOP PANEL | 96.A7
KA0537:21 | SC | KA053721 | WHT | 20 | 85.A6 | AF0141:08 | BOP PANEL | 85.A7
KA0538:11 | SC | KA053811 | WHT | 20 | 88.A6 | AF0146:04 | BOP PANEL | 88.A7
KA0538:21 | SC | KA053821 | WHT | 20 | 89.A6 | AF0146:08 | BOP PANEL | 89.A7
KA0539:14 | SC | 018102 | WHT | 20 | 95.A5 | AF0181:02 | BOP PANEL | 95.A7
KA0539:24 | SC | 018700 | WHT | 20 | 100.A6 | AF0187:00 | BOP PANEL | 100.A7
KA0550:11 | SC | KA055011 | WHT | 20 | 87.A6 | AF0141:32 | BOP PANEL | 87.A7
KA0550:A1 | SC | KA0550A1 | WHT | 20 | 87.C6 | AF0184:00 | BOP PANEL | 87.C7
KA0550:A2 | SC | KA0550A2 | WHT | 20 | 87.C6 | AF0184:16 | BOP PANEL | 87.C7
KA0551:11 | SC | KA055111 | WHT | 20 | 90.A6 | AF0141:36 | BOP PANEL | 90.A7
KA0551:A1 | SC | KA0551A1 | WHT | 20 | 90.C6 | AF0184:02 | BOP PANEL | 90.C7
KA0551:A2 | SC | KA0551A2 | WHT | 20 | 90.C6 | AF0184:18 | BOP PANEL | 90.C7
KA0554:11 | SC | KA055411 | WHT | 20 | 93.C6 | AF0141:12 | BOP PANEL | 93.C7
KA0554:A1 | SC | KA0554A1 | WHT | 20 | 93.C6 | AF0184:05 | BOP PANEL | 93.C7
KA0554:A2 | SC | KA0554A2 | WHT | 20 | 93.C6 | AF0184:21 | BOP PANEL | 93.C7
KA0570:11 | SC | KA057011 | WHT | 20 | 85.A6 | AF0141:40 | BOP PANEL | 85.A7
KA0570:A1 | SC | KA0570A1 | WHT | 20 | 85.C6 | AF0184:01 | BOP PANEL | 85.C7
KA0570:A2 | SC | KA0570A2 | WHT | 20 | 85.C6 | AF0184:17 | BOP PANEL | 85.C7
KA0571:11 | SC | KA057111 | WHT | 20 | 88.A6 | AF0146:36 | BOP PANEL | 88.A7
KA0571:A1 | SC | KA0571A1 | WHT | 20 | 88.C6 | AF0184:04 | BOP PANEL | 88.C7
KA0571:A2 | SC | KA0571A2 | WHT | 20 | 88.C6 | AF0184:20 | BOP PANEL | 88.C7
KA0574:11 | SC | KA057411 | WHT | 20 | 91.C6 | AF0146:14 | BOP PANEL | 91.C7
KA0574:A1 | SC | KA0574A2 | WHT | 20 | 91.C6 | AF0184:07 | BOP PANEL | 91.C7
KA0574:A2 | SC | KA0574A1 | WHT | 20 | 91.C6 | AF0184:23 | BOP PANEL | 91.C7
KA0590:11 | SC | KA059011 | WHT | 20 | 86.A6 | AF0141:42 | BOP PANEL | 86.A7
KA0590:A1 | SC | KA0590A1 | WHT | 20 | 86.C6 | AF0184:03 | BOP PANEL | 86.C7
KA0590:A2 | SC | KA0590A2 | WHT | 20 | 86.C6 | AF0184:19 | BOP PANEL | 86.C7
KA0591:11 | SC | KA059111 | WHT | 20 | 89.A6 | AF0146:40 | BOP PANEL | 89.A7
KA0591:A1 | SC | KA0591A1 | WHT | 20 | 89.C6 | AF0184:06 | BOP PANEL | 89.C7
KA0591:A2 | SC | KA0591A2 | WHT | 20 | 89.C6 | AF0184:22 | BOP PANEL | 89.C7
KA0594:11 | SC | KA059411 | WHT | 20 | 92.C6 | AF0181:00 | BOP PANEL | 92.C7
KA0594:A1 | SC | KA0594A2 | WHT | 20 | 92.C6 | AF0184:08 | BOP PANEL | 92.C7
KA0594:A2 | SC | KA0594A1 | WHT | 20 | 92.C6 | AF0184:24 | BOP PANEL | 92.C7
KA0631:14 | SC | 018702 | WHT | 20 | 101.A6 | AF0187:02 | BOP PANEL | 101.A7
KA0631:24 | SC | 018704 | WHT | 20 | 102.A6 | AF0187:04 | BOP PANEL | 102.A7
KA0632:24 | SC | 018706 | WHT | 20 | 103.A6 | AF0187:06 | BOP PANEL | 103.A7
KA0810:11 | SC | 018732 | WHT | 20 | 100.A6 | AF0187:32 | BOP PANEL | 100.A7
KA0810:A1 | SC | KA0810A1 | WHT | 20 | 100.B6 | AF0184:09 | BOP PANEL | 100.B7
KA0810:A2 | SC | KA0810A2 | WHT | 20 | 100.B6 | AF0184:25 | BOP PANEL | 100.B7
KA0811:11 | SC | 018734 | WHT | 20 | 101.A6 | AF0187:34 | BOP PANEL | 101.A7
KA0811:A1 | SC | KA0811A1 | WHT | 20 | 101.B6 | AF0184:10 | BOP PANEL | 101.B7
KA0811:A2 | SC | KA0811A2 | WHT | 20 | 101.B6 | AF0184:26 | BOP PANEL | 101.B7
KA0812:11 | SC | 018736 | WHT | 20 | 102.A6 | AF0187:36 | BOP PANEL | 102.A7
KA0812:A1 | SC | KA0812A1 | WHT | 20 | 102.B6 | AF0184:11 | BOP PANEL | 102.B7
KA0812:A2 | SC | KA0812A2 | WHT | 20 | 102.B6 | AF0184:27 | BOP PANEL | 102.B7
KA0813:11 | SC | 018738 | WHT | 20 | 103.A6 | AF0187:38 | BOP PANEL | 103.A7
KA0813:A1 | SC | KA0813A1 | WHT | 20 | 103.B6 | AF0184:12 | BOP PANEL | 103.B7
KA0813:A2 | SC | KA0813A2 | WHT | 20 | 103.B6 | AF0184:28 | BOP PANEL | 103.B7
KA1530:14 | SC | KA153014 | WHT | 20 | 92.C6 | XT0575:1 B2 | BOP PANEL | 92.C5
KA1530:21 | SC | KA153021 | WHT | 20 | 92.C5 | XT0575:2 B1 | BOP PANEL | 92.C5
KA1530:22 | SC | KA153022 | WHT | 20 | 92.C5 | XT0575:1 T1 | BOP PANEL | 92.C5
KA9599:11 | SC | KA959911 | WHT | 20 | 27.C6 | AF0182:34 | BOP PANEL | 27.B6
KA9599:14 | SC | KA959914 | WHT | 20 | 27.C6 | AF0182:02 | BOP PANEL | 27.B6
XT9074M:2 | SC | SB75101 | WHT | 20 | 27.A5 | AF0182:32 | BOP PANEL | 27.A7
XT9074M:21 | SC | ZT76333 | WHT | 20 | 80.A5 | AF0142:46 | BOP PANEL | 80.A7
XT9074M:22 | SC | ZT76334 | WHT | 20 | 80.A5 | AF0142:14 | BOP PANEL | 80.A7
XT9074M:23 | SC | ZT76335 | WHT | 20 | 80.B5 | AF0142:45 | BOP PANEL | 80.B7
XT9074M:24 | SC | ZT76336 | WHT | 20 | 80.B5 | AF0142:13 | BOP PANEL | 80.B7
XT9074M:25 | SC | SV76331 | WHT | 20 | 80.B5 | AF0146:10 | BOP PANEL | 80.B7
XT9074M:26 | SC | SV76332 | WHT | 20 | 80.C5 | AF0146:26 | BOP PANEL | 80.B7
XT9074M:3 | SC | SB75102 | WHT | 20 | 27.A5 | AF0182:00 | BOP PANEL | 27.A7
XT9074M:34 | SC | ZT76313 | WHT | 20 | 81.A5 | AF0142:33 | BOP PANEL | 81.A7
XT9074M:35 | SC | ZT76314 | WHT | 20 | 81.A5 | AF0142:01 | BOP PANEL | 81.A7
XT9074M:36 | SC | ZT76315 | WHT | 20 | 81.B5 | AF0142:32 | BOP PANEL | 81.B7
XT9074M:37 | SC | ZT76316 | WHT | 20 | 81.B5 | AF0142:00 | BOP PANEL | 81.B7
XT9074M:38 | SC | SV76311 | WHT | 20 | 81.B5 | AF0146:02 | BOP PANEL | 81.B7
XT9074M:39 | SC | SV76312 | WHT | 20 | 81.C5 | AF0146:18 | BOP PANEL | 81.B7
XT9074M:4 | SC | SB75111 | WHT | 20 | 27.A5 | AF0182:33 | BOP PANEL | 27.A7
XT9074M:48 | SC | SV76112 | WHT | 20 | 84.A5 | AF0141:30 | BOP PANEL | 84.A7
XT9074M:49 | SC | ZSO76111 | WHT | 20 | 84.A5 | AF0142:40 | BOP PANEL | 84.A7
XT9074M:5 | SC | SB75112 | WHT | 20 | 27.A5 | AF0182:01 | BOP PANEL | 27.A7
XT9074M:50 | SC | ZSO76112 | WHT | 20 | 84.A5 | AF0142:08 | BOP PANEL | 84.A7
XT9074M:51 | SC | ZSC76111 | WHT | 20 | 84.B5 | AF0142:39 | BOP PANEL | 84.B7
XT9074M:52 | SC | ZSC76112 | WHT | 20 | 84.B5 | KT0571:A1 | BOP PANEL | 84.B6
XT9074M:52 | SC | ZSC76112 | WHT | 20 | 84.B5 | AF0142:07 | BOP PANEL | 84.B7
XT9074M:54 | SC | SV76212 | WHT | 20 | 87.A5 | AF0141:16 | BOP PANEL | 87.A7
XT9074M:55 | SC | ZSO76211 | WHT | 20 | 87.A5 | AF0142:41 | BOP PANEL | 87.A7
XT9074M:56 | SC | ZSO76212 | WHT | 20 | 87.A5 | AF0142:09 | BOP PANEL | 87.A7
XT9074M:57 | SC | ZSC76211 | WHT | 20 | 87.B5 | AF0183:36 | BOP PANEL | 87.B7
XT9074M:58 | SC | ZSC76212 | WHT | 20 | 87.B5 | KT0572:A1 | BOP PANEL | 87.B6
XT9074M:58 | SC | ZSC76212 | WHT | 20 | 87.B5 | AF0183:04 | BOP PANEL | 87.B7
XT9074M:6 | SC | SB75131 | WHT | 20 | 27.B5 | AF0182:35 | BOP PANEL | 27.B7
XT9074M:60 | SC | SV76412 | WHT | 20 | 90.A5 | AF0141:20 | BOP PANEL | 90.A7
XT9074M:61 | SC | ZSO76411 | WHT | 20 | 90.A5 | AF0142:44 | BOP PANEL | 90.A7
XT9074M:62 | SC | ZSO76412 | WHT | 20 | 90.A5 | AF0142:12 | BOP PANEL | 90.A7
XT9074M:63 | SC | ZSC76411 | WHT | 20 | 90.B5 | AF0183:37 | BOP PANEL | 90.B7
XT9074M:64 | SC | ZSC76412 | WHT | 20 | 90.B5 | KT0573:A1 | BOP PANEL | 90.B6
XT9074M:64 | SC | ZSC76412 | WHT | 20 | 90.B5 | AF0183:05 | BOP PANEL | 90.B7
XT9074M:65 | SC | ZSO76011 | WHT | 20 | 93.A5 | AF0142:38 | BOP PANEL | 93.A7
XT9074M:66 | SC | ZSO76012 | WHT | 20 | 93.A5 | AF0142:06 | BOP PANEL | 93.A7
XT9074M:67 | SC | ZSC76011 | WHT | 20 | 93.B5 | AF0142:37 | BOP PANEL | 93.B7
XT9074M:68 | SC | ZSC76012 | WHT | 20 | 93.B5 | AF0142:05 | BOP PANEL | 93.B7
XT9074M:69 | SC | SV76021 | WHT | 20 | 93.C5 | XT0573:1 B1 | BOP PANEL | 93.C5
XT9074M:7 | SC | SB75132 | WHT | 20 | 27.B5 | AF0182:03 | BOP PANEL | 27.B7
XT9074M:70 | SC | SV76022 | WHT | 20 | 93.C5 | AF0141:28 | BOP PANEL | 93.C7
XT9074M:72 | SC | SV75652 | WHT | 20 | 96.A5 | AF0146:28 | BOP PANEL | 96.A7
XT9074M:73 | SC | ZSO75651 | WHT | 20 | 96.A5 | AF0182:42 | BOP PANEL | 96.A7
XT9074M:74 | SC | ZSO75652 | WHT | 20 | 96.A5 | AF0182:10 | BOP PANEL | 96.A7
XT9074M:75 | SC | ZSC75651 | WHT | 20 | 96.B5 | AF0182:41 | BOP PANEL | 96.B7
XT9074M:76 | SC | ZSC75652 | WHT | 20 | 96.B5 | AF0182:09 | BOP PANEL | 96.B7
XT9074M:78 | SC | SV75812 | WHT | 20 | 94.A5 | AF0146:16 | BOP PANEL | 94.A7
XT9074M:79 | SC | ZSO75811 | WHT | 20 | 94.A5 | AF0182:37 | BOP PANEL | 94.A7
XT9074M:80 | SC | ZSO75812 | WHT | 20 | 94.A5 | AF0182:05 | BOP PANEL | 94.A7
XT9074M:81 | SC | ZSC75811 | WHT | 20 | 94.B5 | AF0182:36 | BOP PANEL | 94.B7
XT9074M:82 | SC | ZSC75812 | WHT | 20 | 94.B5 | AF0182:04 | BOP PANEL | 94.B7
XT9074M:83 | SC | ZT76323 | WHT | 20 | 79.A5 | AF0142:35 | BOP PANEL | 79.A7
XT9074M:84 | SC | ZT76324 | WHT | 20 | 79.A5 | AF0142:03 | BOP PANEL | 79.A7
XT9074M:85 | SC | ZT76325 | WHT | 20 | 79.B5 | AF0142:34 | BOP PANEL | 79.B7
XT9074M:86 | SC | ZT76326 | WHT | 20 | 79.B5 | AF0142:02 | BOP PANEL | 79.B7
XT9074M:87 | SC | SV76321 | WHT | 20 | 79.B5 | AF0146:06 | BOP PANEL | 79.B7
XT9074M:88 | SC | SV76322 | WHT | 20 | 79.C5 | AF0146:22 | BOP PANEL | 79.B7
XT9074M:9 | WC90740 | CC75601 | RED | 20 | 28.A5 | AF0185:00 | BOP PANEL | 28.A7
XT9074M:10 | WC90740 | CC75602 | BLK | 20 | 28.A5 | AF0185:16 | BOP PANEL | 28.A7
XT9074M:11 | WC90740 | CC7560S | SH | 20 | 28.A5 | AF0185:48 | BOP PANEL | 28.A7
XT9074M:12 | WC90741 | CC75611 | RED | 20 | 28.A5 | AF0185:02 | BOP PANEL | 28.A7
XT9074M:13 | WC90741 | CC75612 | BLK | 20 | 28.B5 | AF0185:18 | BOP PANEL | 28.A7
XT9074M:14 | WC90741 | CC7561S | SH | 20 | 28.B5 | AF0185:50 | BOP PANEL | 28.A7
XT9074M:30 | WC907410 | TE76101 | RED | 20 | 80.D5 | AF0145:21 | BOP PANEL | 80.D7
XT9074M:31 | WC907410 | TE76102 | WHT | 20 | 80.D5 | AF0145:05 | BOP PANEL | 80.D7
XT9074M:32 | WC907410 | TE76103 | BLK | 20 | 80.D5 | AF0145:04 | BOP PANEL | 80.D7
XT9074M:33 | WC907410 | TE7610S | SH | 20 | 80.D5 | AF0145:52 | BOP PANEL | 80.D7
XT9074M:40 | WC907413 | FCE76311 | RED | 20 | 81.C5 | AF0144:00 | BOP PANEL | 81.C7
XT9074M:41 | WC907413 | FCE76312 | BLK | 20 | 81.C5 | AF0144:16 | BOP PANEL | 81.C7
XT9074M:42 | WC907413 | FCE7631S | SH | 20 | 81.C5 | AF0144:48 | BOP PANEL | 81.C7
XT9074M:43 | WC907414 | TE74101 | RED | 20 | 81.D5 | AF0145:17 | BOP PANEL | 81.D7
XT9074M:44 | WC907414 | TE74102 | WHT | 20 | 81.D5 | AF0145:01 | BOP PANEL | 81.D7
XT9074M:45 | WC907414 | TE74103 | BLK | 20 | 81.D5 | AF0145:00 | BOP PANEL | 81.D7
XT9074M:46 | WC907414 | TE7410S | SH | 20 | 81.D5 | AF0145:48 | BOP PANEL | 81.D7
XT9074M:15 | WC90742 | CC75621 | RED | 20 | 28.B5 | AF0185:04 | BOP PANEL | 28.B7
XT9074M:16 | WC90742 | CC75622 | BLK | 20 | 28.B5 | AF0185:20 | BOP PANEL | 28.B7
XT9074M:17 | WC90742 | CC7562S | SH | 20 | 28.B5 | AF0185:52 | BOP PANEL | 28.B7
XT9074M:18 | WC90743 | CC75631 | RED | 20 | 28.B5 | AF0185:06 | BOP PANEL | 28.B7
XT9074M:19 | WC90743 | CC75632 | BLK | 20 | 28.C5 | AF0185:22 | BOP PANEL | 28.B7
XT9074M:20 | WC90743 | CC7563S | SH | 20 | 28.C5 | AF0185:54 | BOP PANEL | 28.B7
XT9074M:89 | WC90745 | FCE76321 | RED | 20 | 79.C5 | AF0144:04 | BOP PANEL | 79.C7
XT9074M:90 | WC90745 | FCE76322 | BLK | 20 | 79.C5 | AF0144:20 | BOP PANEL | 79.C7
XT9074M:91 | WC90745 | FCE7632S | SH | 20 | 79.C5 | AF0144:52 | BOP PANEL | 79.C7
XT9074M:92 | WC90746 | TE75101 | RED | 20 | 79.D5 | AF0145:19 | BOP PANEL | 79.D7
XT9074M:93 | WC90746 | TE75102 | WHT | 20 | 79.D5 | AF0145:03 | BOP PANEL | 79.D7
XT9074M:94 | WC90746 | TE75103 | BLK | 20 | 79.D5 | AF0145:02 | BOP PANEL | 79.D7
XT9074M:95 | WC90746 | TE7510S | SH | 20 | 79.D5 | AF0145:50 | BOP PANEL | 79.D7
XT9074M:96 | WC90747 | CC14311 | RED | 20 | 112.A5 | AF0144:02 | BOP PANEL | 112.A7
XT9074M:97 | WC90747 | CC14312 | BLK | 20 | 112.A5 | AF0144:18 | BOP PANEL | 112.A7
XT9074M:98 | WC90747 | CC1431S | SH | 20 | 112.A5 | AF0144:50 | BOP PANEL | 112.A7
XT9074M:27 | WC90748 | FCE76331 | RED | 20 | 80.C5 | AF0144:06 | BOP PANEL | 80.C7
XT9074M:28 | WC90748 | FCE76332 | BLK | 20 | 80.C5 | AF0144:22 | BOP PANEL | 80.C7
XT9074M:29 | WC90748 | FCE7633S | SH | 20 | 80.C5 | AF0144:54 | BOP PANEL | 80.C7
KA0531:24 | SC | SV75141 | WHT | 20 | 82.A6 | XT9075M:1 | BOP RIGHT RAIL | 82.A5
KA0534:14 | SC | SV76141 | WHT | 20 | 83.A6 | XT9075M:7 | BOP RIGHT RAIL | 83.A5
KA0539:11 | SC | SV76811 | WHT | 20 | 95.A5 | XT9075M:49 | BOP RIGHT RAIL | 95.A5
KA0560:14 | SC | SV75161 | WHT | 20 | 85.A6 | XT9075M:13 | BOP RIGHT RAIL | 85.A5
KA0560:A2 | SC | SV75162 | WHT | 20 | 85.A5 | XT9075M:14 | BOP RIGHT RAIL | 85.A5
KA0561:14 | SC | SV75361 | WHT | 20 | 88.A6 | XT9075M:25 | BOP RIGHT RAIL | 88.A5
KA0561:A2 | SC | SV75362 | WHT | 20 | 88.A5 | XT9075M:26 | BOP RIGHT RAIL | 88.A5
KA0580:14 | SC | SV76161 | WHT | 20 | 86.A6 | XT9075M:19 | BOP RIGHT RAIL | 86.A5
KA0580:A2 | SC | SV76162 | WHT | 20 | 86.A5 | XT9075M:20 | BOP RIGHT RAIL | 86.A5
KA0581:14 | SC | SV76361 | WHT | 20 | 89.A6 | XT9075M:31 | BOP RIGHT RAIL | 89.A5
KA0581:A2 | SC | SV76362 | WHT | 20 | 89.A5 | XT9075M:32 | BOP RIGHT RAIL | 89.A5
KA0800:14 | SC | SV75821 | WHT | 20 | 100.A6 | XT9075M:82 | BOP RIGHT RAIL | 100.A5
KA0800:A2 | SC | SV75822 | WHT | 20 | 100.A5 | XT9075M:83 | BOP RIGHT RAIL | 100.A5
KA0801:14 | SC | SV76821 | WHT | 20 | 101.A6 | XT9075M:88 | BOP RIGHT RAIL | 101.A5
KA0801:A2 | SC | SV76822 | WHT | 20 | 101.A5 | XT9075M:89 | BOP RIGHT RAIL | 101.A5
KA0802:14 | SC | SV74821 | WHT | 20 | 102.A6 | XT9075M:94 | BOP RIGHT RAIL | 102.A5
KA0802:A2 | SC | SV74822 | WHT | 20 | 102.A5 | XT9075M:95 | BOP RIGHT RAIL | 102.A5
KA0803:14 | SC | SV76831 | WHT | 20 | 103.A6 | XT9075M:100 | BOP RIGHT RAIL | 103.A5
KA0803:A2 | SC | SV76832 | WHT | 20 | 103.A5 | XT9075M:101 | BOP RIGHT RAIL | 103.A5
SolarTools ver. 24.0.84.24712 (Jul 31, 2025)
Report date: 4/22/2026 3:12 PM

## BOP PANEL
BOP PANEL
JB74
Project # | 4L541
Project Name | Kaskida
Revision | B.17
Controls DE | A. CHEN
Phone: | 0
Controls ME | A. PLVAN
Phone:
From | [5 empty] | To
Device ID | Cable (W) Conductor (SC) Jumper Clip (JC) | Wire No. | Wire ID | Gauge/Size | Page/Zone | Device ID | Location | Page/Zone
XT0140:3 | JC | 0V | CLIP | --- | 22.A5 | XT0140:2 | BOP PANEL | 22.A5
XT0140:4 | JC | 0V | CLIP | --- | 22.A5 | XT0140:3 | BOP PANEL | 22.A5
XT0180:1 | JC | 0V | CLIP | --- | 22.D1 | XT0180:2 | BOP PANEL | 22.D1
AF0141:COM | SC | 0V | WHT | 14 | 22.B2 | XT0140:3 | BOP PANEL | 22.A5
AF0141:J | SC | * |  |  | 22.B2 | AF0142:P | BOP PANEL | 22.B3
AF0141:V+ | SC | FU0141 | WHT | 16 | 22.B2 | FU0141:LD | BOP PANEL | 22.C1
AF0142:23 | SC | 014223 | WHT | 20 | 84.B7 | KT0571:A2 | BOP PANEL | 84.B6
AF0142:26 | SC | 014226 | WHT | 20 | 82.B7 | KT7514:A2 | BOP PANEL | 82.B6
AF0142:31 | SC | 014231 | WHT | 20 | 83.B7 | KT7614:A2 | BOP PANEL | 83.B6
AF0142:COM | SC | AF0142N | WHT | 16 | 22.B3 | AF0143:COM | BOP PANEL | 22.B3
AF0142:COM | SC | AU0140N | WHT | 16 | 22.B3 | AU0140:COM | BOP PANEL | 22.B2
AF0142:J | SC | * |  |  | 22.B3 | AF0143:P | BOP PANEL | 22.B3
AF0142:V+ | SC | AF0142P | WHT | 16 | 22.B3 | AF0143:V+ | BOP PANEL | 22.B3
AF0142:V+ | SC | AU0140P | WHT | 16 | 22.B3 | AU0140:V+ | BOP PANEL | 22.B2
AF0143:COM | SC | AF0143N | WHT | 16 | 22.B3 | AF0144:COM | BOP PANEL | 22.B4
AF0143:J | SC | * |  |  | 22.B3 | AF0144:P | BOP PANEL | 22.B4
AF0143:SH | SC | AF0143G | GRN | 14 | 22.B3 | AF0144:SH | BOP PANEL | 22.B4
AF0143:SH | SC | AU0140G | GRN | 14 | 22.B3 | AU0140:GND | BOP PANEL | 22.B2
AF0143:V+ | SC | AF0143P | WHT | 16 | 22.B3 | AF0144:V+ | BOP PANEL | 22.B4
AF0144:COM | SC | AF0144N | WHT | 16 | 22.B4 | AF0145:COM | BOP PANEL | 22.B5
AF0144:J | SC | * |  |  | 22.B4 | AF0145:P | BOP PANEL | 22.B5
AF0144:SH | SC | AF0144G | GRN | 14 | 22.B4 | AF0145:SH | BOP PANEL | 22.B5
AF0144:V+ | SC | AF0144P | WHT | 16 | 22.B4 | AF0145:V+ | BOP PANEL | 22.B5
AF0145:COM | SC | AF0145N | WHT | 16 | 22.B5 | AF0147:COM | BOP PANEL | 22.B6
AF0145:J | SC | * |  |  | 22.B5 | AF0146:P | BOP PANEL | 22.B5
AF0145:SH | SC | IEG02573 | GRN | 14 | 22.B5 | IEG0257:3 | BOP PANEL | 22.C5
AF0145:V+ | SC | AF0145P | WHT | 16 | 22.B5 | AF0147:V+ | BOP PANEL | 22.B6
AF0146:COM | SC | 0V | WHT | 16 | 22.B5 | XT0140:3 | BOP PANEL | 22.A5
AF0146:J | SC | * |  |  | 22.B5 | AF0147:P | BOP PANEL | 22.B6
AF0147:COM | SC | AF0148N | WHT | 16 | 22.B6 | AF0148:COM | BOP PANEL | 22.B6
AF0147:J | SC | * |  |  | 22.B6 | AF0148:P | BOP PANEL | 22.B6
AF0147:V+ | SC | AF0148P | WHT | 16 | 22.B6 | AF0148:V+ | BOP PANEL | 22.B6
AF0181:COM | SC | 0V | WHT | 16 | 22.D2 | XT0180:2 | BOP PANEL | 22.D1
AF0181:J | SC | * |  |  | 22.D2 | AF0182:P | BOP PANEL | 22.D3
AF0181:V+ | SC | FU0181 | WHT | 16 | 22.D2 | FU0181:LD | BOP PANEL | 22.D1
AF0182:COM | SC | AF0182N | WHT | 16 | 22.D3 | AF0183:COM | BOP PANEL | 22.C3
AF0182:COM | SC | AU0180N | WHT | 16 | 22.D3 | AU0180:COM | BOP PANEL | 22.C2
AF0182:J | SC | * |  |  | 22.D3 | AF0183:P | BOP PANEL | 22.C3
AF0182:V+ | SC | AF0182P | WHT | 16 | 22.D3 | AF0183:V+ | BOP PANEL | 22.C3
AF0182:V+ | SC | AU0180P | WHT | 16 | 22.D3 | AU0180:V+ | BOP PANEL | 22.C2
AF0183:16 | SC | KT7516A2 | WHT | 20 | 85.B7 | KT7516:A2 | BOP PANEL | 85.B6
AF0183:17 | SC | KT7616A2 | WHT | 20 | 86.B7 | KT7616:A2 | BOP PANEL | 86.B6
AF0183:18 | SC | KT7536A2 | WHT | 20 | 88.B7 | KT7536:A2 | BOP PANEL | 88.B6
AF0183:19 | SC | KT7636A2 | WHT | 20 | 89.B7 | KT7636:A2 | BOP PANEL | 89.B6
AF0183:20 | SC | KT0572A2 | WHT | 20 | 87.B7 | KT0572:A2 | BOP PANEL | 87.B6
AF0183:21 | SC | KT0573A2 | WHT | 20 | 90.B7 | KT0573:A2 | BOP PANEL | 90.B6
AF0183:22 | SC | KT7582A2 | WHT | 20 | 100.B7 | KT7582:A2 | BOP PANEL | 100.B6
AF0183:23 | SC | KT7682A2 | WHT | 20 | 101.B7 | KT7682:A2 | BOP PANEL | 101.B6
AF0183:24 | SC | KT7482A2 | WHT | 20 | 102.B7 | KT7482:A2 | BOP PANEL | 102.B6
AF0183:COM | SC | AF0183N | WHT | 16 | 22.C3 | AF0185:COM | BOP PANEL | 22.D5
AF0183:J | SC | * |  |  | 22.C3 | AF0184:P | BOP PANEL | 22.C4
AF0183:V+ | SC | AF0183P | WHT | 16 | 22.C3 | AF0185:V+ | BOP PANEL | 22.D5
AF0184:COM | SC | 0V | WHT | 16 | 22.C4 | XT0180:1 | BOP PANEL | 22.D1
AF0184:J | SC | * |  |  | 22.C4 | AF0185:P | BOP PANEL | 22.D5
AF0184:V+ | SC | FU0184 | WHT | 16 | 22.C4 | FU0184:LD | BOP PANEL | 22.D1
AF0185:COM | SC | AF0185N | WHT | 16 | 22.D5 | AF0186:COM | BOP PANEL | 22.D5
AF0185:J | SC | * |  |  | 22.D5 | AF0186:P | BOP PANEL | 22.D5
AF0185:SH | SC | AF0185G | GRN | 14 | 22.D5 | AF0186:SH | BOP PANEL | 22.D5
AF0185:SH | SC | AU0180G | GRN | 14 | 22.D5 | AU0180:GND | BOP PANEL | 22.C2
AF0185:V+ | SC | AF0185P | WHT | 16 | 22.D5 | AF0186:V+ | BOP PANEL | 22.D5
AF0186:COM | SC | AF0186N | WHT | 16 | 22.D5 | AF0188:COM | BOP PANEL | 22.D6
AF0186:J | SC | * |  |  | 22.D5 | AF0187:P | BOP PANEL | 22.D6
AF0186:SH | SC | AF0186G | GRN | 14 | 22.D5 | AF0188:SH | BOP PANEL | 22.D6
AF0186:V+ | SC | AF0186P | WHT | 16 | 22.D5 | AF0188:V+ | BOP PANEL | 22.D6
AF0187:COM | SC | 0V | WHT | 14 | 22.D6 | XT0180:2 | BOP PANEL | 22.D1
AF0187:J | SC | * |  |  | 22.D6 | AF0188:P | BOP PANEL | 22.D6
AF0187:V+ | SC | FU0187 | WHT | 16 | 22.D6 | FU0187:LD | BOP PANEL | 22.D1
AF0188:SH | SC | IEG02572 | GRN | 14 | 22.D6 | IEG0257:2 | BOP PANEL | 22.D7
AP0293:- | SC | 0V | WHT | 14 | 11.B3 | XT0140:3 | BOP PANEL | 22.A5
AP0293:+ | SC | FU2901 | WHT | 14 | 11.B3 | FU2901:LD | BOP PANEL | 11.B5
AP0293:SH-OUT | SC | IEG02571 | GRN | 14 | 11.B3 | IEG0257:1 | BOP PANEL | 11.C4
AP0293:TX/RX2(-) | SC | AP0293TX/RX2(-) | LEAD | --- | 11.B3 | RR0291:-120 OHM | BOP PANEL | 11.B2
AP0293:TX/RX2(+) | SC | AP0293TX/RX2(+) | LEAD | --- | 11.B3 | RR0291:-120 OHM | BOP PANEL | 11.B2
AU0140:COM | SC | 0V | WHT | 16 | 22.B2 | XT0140:2 | BOP PANEL | 22.A5
AU0140:V+ | SC | FU0140 | WHT | 16 | 22.B2 | FU0140:LD | BOP PANEL | 22.B1
AU0180:COM | SC | 0V | WHT | 14 | 22.C2 | XT0180:1 | BOP PANEL | 22.D1
AU0180:V+ | SC | FU0180 | WHT | 16 | 22.C2 | FU0180:LD | BOP PANEL | 22.D1
FU0140:LI | SC | FU0570 | WHT | 14 | 22.B1 | FU0570:LD | BOP PANEL | 22.A4
FU0140:LI | SC | FU0570 | WHT | 14 | 22.B1 | FU0141:LI | BOP PANEL | 22.C1
FU0141:LI | SC | FU0570 | WHT | 14 | 22.C1 | FU0142:LI | BOP PANEL | 22.C1
FU0142:LD | SC | FU0142 | WHT | 16 | 22.C1 | AF0146:V+ | BOP PANEL | 22.B5
FU0142:LD | SC | FU0142 | WHT | 16 | 22.C1 | XT0140:7 | BOP PANEL | 23.C1
FU0142:LI | SC | FU0570 | WHT | 14 | 22.C1 | FU0180:LI | BOP PANEL | 22.D1
FU0180:LI | SC | FU0570 | WHT | 14 | 22.D1 | FU0181:LI | BOP PANEL | 22.D1
FU0181:LI | SC | FU0570 | WHT | 14 | 22.D1 | FU0184:LI | BOP PANEL | 22.D1
FU0184:LI | SC | FU0570 | WHT | 14 | 22.D1 | FU0187:LI | BOP PANEL | 22.D1
FU0570:LI | SC | FU0210 | WHT | 14 | 22.A4 | XT0140:1 | BOP PANEL | 22.A5
FU2901:LI | SC | FU0210 | WHT | 14 | 11.B5 | XT0140:1 | BOP PANEL | 22.A5
GR0140: | SC | IEG02575 | GRN | 14 | 22.A4 | IEG0257:5 | BOP PANEL | 22.A5
GR0180: | SC | GR0180 | GRN/YEL | 14 | 3.B3 | FRAME | BOP PANEL | 3.B3
GR0257: | SC | IEG02574 | GRN | 14 | 22.D6 | IEG0257:4 | BOP PANEL | 22.D7
KT0572:15 | SC | KA053322 | WHT | 20 | 23.C3 | KT7636:15 | BOP PANEL | 23.D3
KT0572:15 | SC | KA053322 | WHT | 20 | 23.C3 | KT0573:15 | BOP PANEL | 23.C3
KT0572:16 | SC | KT057216 | WHT | 20 | 23.C3 | XT0573:2 B2 | BOP PANEL | 93.C5
KT0573:16 | SC | KT057316 | WHT | 20 | 23.C3 | XT0573:3 B2 | BOP PANEL | 93.B6
KT7482:15 | SC | KA053322 | WHT | 20 | 23.C6 | KT7682:15 | BOP PANEL | 23.C6
KT7482:15 | SC | KA053322 | WHT | 20 | 23.C6 | KT7516:15 | BOP PANEL | 23.D3
KT7482:16 | SC | KT748216 | WHT | 20 | 23.C6 | XT0573:3 T2 | BOP PANEL | 93.B6
KT7516:15 | SC | KA053322 | WHT | 20 | 23.D3 | KT7536:15 | BOP PANEL | 23.D3
KT7516:16 | SC | KT751616 | WHT | 20 | 23.D3 | XT0574:2 B2 | BOP PANEL | 91.C5
KT7536:15 | SC | KA053322 | WHT | 20 | 23.D3 | KT7616:15 | BOP PANEL | 23.D3
KT7536:16 | SC | KT753616 | WHT | 20 | 23.D3 | XT0574:3 B2 | BOP PANEL | 91.B6
KT7582:15 | SC | KA053322 | WHT | 20 | 23.D6 | KT7682:15 | BOP PANEL | 23.C6
KT7582:16 | SC | KT758216 | WHT | 20 | 23.D6 | XT0574:3 T2 | BOP PANEL | 91.B6
KT7616:15 | SC | KA053322 | WHT | 20 | 23.D3 | KT7636:15 | BOP PANEL | 23.D3
KT7616:16 | SC | KT761616 | WHT | 20 | 23.D3 | XT0575:2 B2 | BOP PANEL | 92.C5
KT7636:16 | SC | KT763616 | WHT | 20 | 23.D3 | XT0575:3 B2 | BOP PANEL | 92.B6
KT7682:16 | SC | KT768216 | WHT | 20 | 23.C6 | XT0575:3 T2 | BOP PANEL | 92.B6
XT0140:1 | SC | FU0210 | WHT | 12 | 22.A5 | XT0570:1 | BOP PANEL | 22.A5
XT0140:2 | SC | 0V | WHT | 14 | 22.A5 | XT0570:2 | BOP PANEL | 22.A5
XT0180:1 | SC | 0V | WHT | 14 | 22.D1 | XT0140:4 | BOP PANEL | 22.A5
XT0570:3 | SC | KA0231A1 | WHT | 12 | 23.A2 | XT0140:5 | BOP PANEL | 23.A2
XT0570:4 | SC | ESTOP | WHT | 14 | 23.A2 | XT0140:6 | BOP PANEL | 23.A2
XT0573:3 B1 | SC | XT0573B1 | WHT | 20 | 93.B6 | XT0573:2 T2 | BOP PANEL | 93.C5
XT0574:3 B1 | SC | XT0574B1 | WHT | 20 | 91.B6 | XT0574:2 T2 | BOP PANEL | 91.C5
XT0575:3 B1 | SC | XT05753B1 | WHT | 20 | 92.B6 | XT0575:2 T2 | BOP PANEL | 92.C5
AU0140:L2 | WC0014 | AU0140L2 | ENET | CABLE | 22.B2 | AU0180:L1 | BOP PANEL | 22.C2
AF0143:40 | WC029301 | ZT76321 | RED | 20 | 79.A7 | AP0293:O:A1+ | BOP PANEL | 79.A6
AF0143:08 | WC029301 | ZT76322 | BLK | 20 | 79.A7 | AP0293:O:C1- | BOP PANEL | 79.A6
AP0293:O:B1S | WC029301 | ZT7632S | SH | 20 | 79.A6 | FLOATING | BOP PANEL | 79.A6
AF0143:42 | WC029302 | ZT76331 | RED | 20 | 80.A7 | AP0293:O:A2+ | BOP PANEL | 80.A6
AF0143:10 | WC029302 | ZT76332 | BLK | 20 | 80.A7 | AP0293:O:C2- | BOP PANEL | 80.A6
AP0293:O:B2S | WC029302 | ZT7633S | SH | 20 | 80.A6 | FLOATING | BOP PANEL | 80.A6
AF0185:40 | WC029303 | PDT76331 | RED | 20 | 86.D7 | AP0293:O:A3+ | BOP PANEL | 86.D6
AF0185:08 | WC029303 | PDT76332 | BLK | 20 | 86.D7 | AP0293:O:C3- | BOP PANEL | 86.D6
AP0293:O:B3S | WC029303 | PDT7633S | SH | 20 | 86.D6 | FLOATING | BOP PANEL | 86.D6
AF0143:36 | WC029304 | ZT76311 | RED | 20 | 81.A7 | AP0293:O:A4+ | BOP PANEL | 81.A6
AF0143:04 | WC029304 | ZT76312 | BLK | 20 | 81.A7 | AP0293:O:C4- | BOP PANEL | 81.A6
AP0293:O:B4S | WC029304 | ZT7631S | SH | 20 | 81.A6 | FLOATING | BOP PANEL | 81.A6
AF0143:32 | WC029305 | PDT76311 | RED | 20 | 87.D7 | AP0293:O:A5+ | BOP PANEL | 87.D6
AF0143:00 | WC029305 | PDT76312 | BLK | 20 | 87.D7 | AP0293:O:C5- | BOP PANEL | 87.D6
AP0293:O:B5S | WC029305 | PDT7631S | SH | 20 | 87.D6 | FLOATING | BOP PANEL | 87.D6
AF0143:38 | WC029306 | PDT74101 | RED | 20 | 87.C7 | AP0293:O:A6+ | BOP PANEL | 87.C6
AF0143:06 | WC029306 | PDT74102 | BLK | 20 | 87.C7 | AP0293:O:C6- | BOP PANEL | 87.C6
AP0293:O:B6S | WC029306 | PDT7410S | SH | 20 | 87.C6 | FLOATING | BOP PANEL | 87.D6
AF0143:34 | WC029307 | PDT76201 | RED | 20 | 84.C7 | AP0293:O:A7+ | BOP PANEL | 84.C6
AF0143:02 | WC029307 | PDT76202 | BLK | 20 | 84.C7 | AP0293:O:C7- | BOP PANEL | 84.C6
AP0293:O:B7S | WC029307 | PDT7620S | SH | 20 | 84.C6 | FLOATING | BOP PANEL | 84.C6
AF0143:44 | WC029308 | PDT75111 | RED | 20 | 82.C7 | AP0293:O:A8+ | BOP PANEL | 82.C6
AF0143:12 | WC029308 | PDT75112 | BLK | 20 | 82.C7 | AP0293:O:C8- | BOP PANEL | 82.C6
AP0293:O:B8S | WC029308 | PDT7511S | SH | 20 | 82.C6 | FLOATING | BOP PANEL | 82.C6
AF0143:46 | WC029309 | PDT76111 | RED | 20 | 83.C7 | AP0293:O:A9+ | BOP PANEL | 83.C6
AF0143:14 | WC029309 | PDT76112 | BLK | 20 | 83.C7 | AP0293:O:C9- | BOP PANEL | 83.C6
AP0293:O:B9S | WC029309 | PDT7611S | SH | 20 | 83.C6 | FLOATING | BOP PANEL | 83.C6
AF0185:42 | WC029310 | PDT74111 | RED | 20 | 85.C7 | AP0293:O:A10+ | BOP PANEL | 85.C6
AF0185:10 | WC029310 | PDT74112 | BLK | 20 | 85.C7 | AP0293:O:C10- | BOP PANEL | 85.C6
AP0293:O:B10S | WC029310 | PDT7411S | SH | 20 | 85.C6 | FLOATING | BOP PANEL | 85.D6
AF0185:44 | WC029311 | PDT76321 | RED | 20 | 85.D7 | AP0293:O:A11+ | BOP PANEL | 85.D6
AF0185:12 | WC029311 | PDT76322 | BLK | 20 | 85.D7 | AP0293:O:C11- | BOP PANEL | 85.D6
AP0293:O:B11S | WC029311 | PDT7632S | SH | 20 | 85.D6 | FLOATING | BOP PANEL | 85.D6
AF0185:46 | WC029312 | PDT74121 | RED | 20 | 86.C7 | AP0293:O:A12+ | BOP PANEL | 86.C6
AF0185:14 | WC029312 | PDT74122 | BLK | 20 | 86.C7 | AP0293:O:C12- | BOP PANEL | 86.C6
AP0293:O:B12S | WC029312 | PDT7412S | SH | 20 | 86.C6 | FLOATING | BOP PANEL | 86.D6
AF0186:32 | WC029313 | ZT75421 | RED | 20 | 97.A7 | AP0293:O:A13+ | BOP PANEL | 97.A6
AF0186:00 | WC029313 | ZT75422 | BLK | 20 | 97.A7 | AP0293:O:C13- | BOP PANEL | 97.A6
AP0293:O:B13S | WC029313 | ZT7542S | SH | 20 | 97.A6 | FLOATING | BOP PANEL | 97.A6
AF0186:34 | WC029314 | ZT75431 | RED | 20 | 98.A7 | AP0293:O:A14+ | BOP PANEL | 98.A6
AF0186:02 | WC029314 | ZT75432 | BLK | 20 | 98.A7 | AP0293:O:C14- | BOP PANEL | 98.A6
AP0293:O:B14S | WC029314 | ZT7543S | SH | 20 | 98.A6 | FLOATING | BOP PANEL | 98.A6
AF0186:36 | WC029315 | ZT75411 | RED | 20 | 99.A7 | AP0293:O:A15+ | BOP PANEL | 99.A6
AF0186:04 | WC029315 | ZT75412 | BLK | 20 | 99.A7 | AP0293:O:C15- | BOP PANEL | 99.A6
AP0293:O:B15S | WC029315 | ZT7541S | SH | 20 | 99.A6 | FLOATING | BOP PANEL | 99.A6
AF0186:38 | WC029316 | PT74311 | RED | 20 | 90.C7 | AP0293:O:A16+ | BOP PANEL | 90.C6
AF0186:06 | WC029316 | PT74312 | BLK | 20 | 90.C7 | AP0293:O:C16- | BOP PANEL | 90.C6
AP0293:O:B16S | WC029316 | PT7431S | SH | 20 | 90.C6 | FLOATING | BOP PANEL | 90.D6
AF0186:40 | WC029317 | PT75111 | RED | 20 | 104.A7 | AP0293:0:A17+ | BOP PANEL | 104.A6
AF0186:08 | WC029317 | PT75112 | BLK | 20 | 104.A7 | AP0293:O:C17- | BOP PANEL | 104.A6
AP0293:O:B17S | WC029317 | PT7511S | SH | 20 | 104.A6 | FLOATING | BOP PANEL | 104.A6
AF0186:42 | WC029318 | PT76111 | RED | 20 | 104.A7 | AP0293:O:A18+ | BOP PANEL | 104.A6
AF0186:10 | WC029318 | PT76112 | BLK | 20 | 104.A7 | AP0293:O:C18- | BOP PANEL | 104.A6
AP0293:O:B18S | WC029318 | PT7611S | SH | 20 | 104.A6 | FLOATING | BOP PANEL | 104.B6
AF0141:00 | SC | KA053211 | WHT | 20 | 87.A7 | KA0532:11 | BOP LEFT RAIL | 87.A6
AF0141:02 | SC | KA053121 | WHT | 20 | 82.A7 | KA0531:21 | BOP LEFT RAIL | 82.A6
AF0141:04 | SC | KA053221 | WHT | 20 | 90.A7 | KA0532:21 | BOP LEFT RAIL | 90.A6
AF0141:06 | SC | KA053411 | WHT | 20 | 83.A7 | KA0534:11 | BOP LEFT RAIL | 83.A6
AF0141:08 | SC | KA053721 | WHT | 20 | 85.A7 | KA0537:21 | BOP LEFT RAIL | 85.A6
AF0141:10 | SC | KA053421 | WHT | 20 | 86.A7 | KA0534:21 | BOP LEFT RAIL | 86.A6
AF0141:12 | SC | KA055411 | WHT | 20 | 93.C7 | KA0554:11 | BOP LEFT RAIL | 93.C6
AF0141:14 | SC | KA053111 | WHT | 20 | 84.A7 | KA0531:11 | BOP LEFT RAIL | 84.A6
AF0141:16 | SC | SV76212 | WHT | 20 | 87.A7 | XT9074M:54 | BOP LEFT RAIL | 87.A5
AF0141:20 | SC | SV76412 | WHT | 20 | 90.A7 | XT9074M:60 | BOP LEFT RAIL | 90.A5
AF0141:28 | SC | SV76022 | WHT | 20 | 93.C7 | XT9074M:70 | BOP LEFT RAIL | 93.C5
AF0141:30 | SC | SV76112 | WHT | 20 | 84.A7 | XT9074M:48 | BOP LEFT RAIL | 84.A5
AF0141:32 | SC | KA055011 | WHT | 20 | 87.A7 | KA0550:11 | BOP LEFT RAIL | 87.A6
AF0141:36 | SC | KA055111 | WHT | 20 | 90.A7 | KA0551:11 | BOP LEFT RAIL | 90.A6
AF0141:40 | SC | KA057011 | WHT | 20 | 85.A7 | KA0570:11 | BOP LEFT RAIL | 85.A6
AF0141:42 | SC | KA059011 | WHT | 20 | 86.A7 | KA0590:11 | BOP LEFT RAIL | 86.A6
AF0142:00 | SC | ZT76316 | WHT | 20 | 81.B7 | XT9074M:37 | BOP LEFT RAIL | 81.B5
AF0142:01 | SC | ZT76314 | WHT | 20 | 81.A7 | XT9074M:35 | BOP LEFT RAIL | 81.A5
AF0142:02 | SC | ZT76326 | WHT | 20 | 79.B7 | XT9074M:86 | BOP LEFT RAIL | 79.B5
AF0142:03 | SC | ZT76324 | WHT | 20 | 79.A7 | XT9074M:84 | BOP LEFT RAIL | 79.A5
AF0142:05 | SC | ZSC76012 | WHT | 20 | 93.B7 | XT9074M:68 | BOP LEFT RAIL | 93.B5
AF0142:06 | SC | ZSO76012 | WHT | 20 | 93.A7 | XT9074M:66 | BOP LEFT RAIL | 93.A5
AF0142:07 | SC | ZSC76112 | WHT | 20 | 84.B7 | XT9074M:52 | BOP LEFT RAIL | 84.B5
AF0142:08 | SC | ZSO76112 | WHT | 20 | 84.A7 | XT9074M:50 | BOP LEFT RAIL | 84.A5
AF0142:09 | SC | ZSO76212 | WHT | 20 | 87.A7 | XT9074M:56 | BOP LEFT RAIL | 87.A5
AF0142:12 | SC | ZSO76412 | WHT | 20 | 90.A7 | XT9074M:62 | BOP LEFT RAIL | 90.A5
AF0142:13 | SC | ZT76336 | WHT | 20 | 80.B7 | XT9074M:24 | BOP LEFT RAIL | 80.B5
AF0142:14 | SC | ZT76334 | WHT | 20 | 80.A7 | XT9074M:22 | BOP LEFT RAIL | 80.A5
AF0142:32 | SC | ZT76315 | WHT | 20 | 81.B7 | XT9074M:36 | BOP LEFT RAIL | 81.B5
AF0142:33 | SC | ZT76313 | WHT | 20 | 81.A7 | XT9074M:34 | BOP LEFT RAIL | 81.A5
AF0142:34 | SC | ZT76325 | WHT | 20 | 79.B7 | XT9074M:85 | BOP LEFT RAIL | 79.B5
AF0142:35 | SC | ZT76323 | WHT | 20 | 79.A7 | XT9074M:83 | BOP LEFT RAIL | 79.A5
AF0142:37 | SC | ZSC76011 | WHT | 20 | 93.B7 | XT9074M:67 | BOP LEFT RAIL | 93.B5
AF0142:38 | SC | ZSO76011 | WHT | 20 | 93.A7 | XT9074M:65 | BOP LEFT RAIL | 93.A5
AF0142:39 | SC | ZSC76111 | WHT | 20 | 84.B7 | XT9074M:51 | BOP LEFT RAIL | 84.B5
AF0142:40 | SC | ZSO76111 | WHT | 20 | 84.A7 | XT9074M:49 | BOP LEFT RAIL | 84.A5
AF0142:41 | SC | ZSO76211 | WHT | 20 | 87.A7 | XT9074M:55 | BOP LEFT RAIL | 87.A5
AF0142:44 | SC | ZSO76411 | WHT | 20 | 90.A7 | XT9074M:61 | BOP LEFT RAIL | 90.A5
AF0142:45 | SC | ZT76335 | WHT | 20 | 80.B7 | XT9074M:23 | BOP LEFT RAIL | 80.B5
AF0142:46 | SC | ZT76333 | WHT | 20 | 80.A7 | XT9074M:21 | BOP LEFT RAIL | 80.A5
AF0146:00 | SC | 014600 | WHT | 20 | 94.A7 | KA0533:14 | BOP LEFT RAIL | 94.A5
AF0146:02 | SC | SV76311 | WHT | 20 | 81.B7 | XT9074M:38 | BOP LEFT RAIL | 81.B5
AF0146:04 | SC | KA053811 | WHT | 20 | 88.A7 | KA0538:11 | BOP LEFT RAIL | 88.A6
AF0146:06 | SC | SV76321 | WHT | 20 | 79.B7 | XT9074M:87 | BOP LEFT RAIL | 79.B5
AF0146:08 | SC | KA053821 | WHT | 20 | 89.A7 | KA0538:21 | BOP LEFT RAIL | 89.A6
AF0146:10 | SC | SV76331 | WHT | 20 | 80.B7 | XT9074M:25 | BOP LEFT RAIL | 80.B5
AF0146:12 | SC | 014612 | WHT | 20 | 96.A7 | KA0537:14 | BOP LEFT RAIL | 96.A5
AF0146:14 | SC | KA057411 | WHT | 20 | 91.C7 | KA0574:11 | BOP LEFT RAIL | 91.C6
AF0146:16 | SC | SV75812 | WHT | 20 | 94.A7 | XT9074M:78 | BOP LEFT RAIL | 94.A5
AF0146:18 | SC | SV76312 | WHT | 20 | 81.B7 | XT9074M:39 | BOP LEFT RAIL | 81.C5
AF0146:22 | SC | SV76322 | WHT | 20 | 79.B7 | XT9074M:88 | BOP LEFT RAIL | 79.C5
AF0146:26 | SC | SV76332 | WHT | 20 | 80.B7 | XT9074M:26 | BOP LEFT RAIL | 80.C5
AF0146:28 | SC | SV75652 | WHT | 20 | 96.A7 | XT9074M:72 | BOP LEFT RAIL | 96.A5
AF0146:36 | SC | KA057111 | WHT | 20 | 88.A7 | KA0571:11 | BOP LEFT RAIL | 88.A6
AF0146:40 | SC | KA059111 | WHT | 20 | 89.A7 | KA0591:11 | BOP LEFT RAIL | 89.A6
AF0181:00 | SC | KA059411 | WHT | 20 | 92.C7 | KA0594:11 | BOP LEFT RAIL | 92.C6
AF0181:02 | SC | 018102 | WHT | 20 | 95.A7 | KA0539:14 | BOP LEFT RAIL | 95.A5
AF0182:00 | SC | SB75102 | WHT | 20 | 27.A7 | XT9074M:3 | BOP LEFT RAIL | 27.A5
AF0182:01 | SC | SB75112 | WHT | 20 | 27.A7 | XT9074M:5 | BOP LEFT RAIL | 27.A5
AF0182:02 | SC | KA959914 | WHT | 20 | 27.B6 | KA9599:14 | BOP LEFT RAIL | 27.C6
AF0182:03 | SC | SB75132 | WHT | 20 | 27.B7 | XT9074M:7 | BOP LEFT RAIL | 27.B5
AF0182:04 | SC | ZSC75812 | WHT | 20 | 94.B7 | XT9074M:82 | BOP LEFT RAIL | 94.B5
AF0182:05 | SC | ZSO75812 | WHT | 20 | 94.A7 | XT9074M:80 | BOP LEFT RAIL | 94.A5
AF0182:09 | SC | ZSC75652 | WHT | 20 | 96.B7 | XT9074M:76 | BOP LEFT RAIL | 96.B5
AF0182:10 | SC | ZSO75652 | WHT | 20 | 96.A7 | XT9074M:74 | BOP LEFT RAIL | 96.A5
AF0182:32 | SC | SB75101 | WHT | 20 | 27.A7 | XT9074M:2 | BOP LEFT RAIL | 27.A5
AF0182:33 | SC | SB75111 | WHT | 20 | 27.A7 | XT9074M:4 | BOP LEFT RAIL | 27.A5
AF0182:34 | SC | KA959911 | WHT | 20 | 27.B6 | KA9599:11 | BOP LEFT RAIL | 27.C6
AF0182:35 | SC | SB75131 | WHT | 20 | 27.B7 | XT9074M:6 | BOP LEFT RAIL | 27.B5
AF0182:36 | SC | ZSC75811 | WHT | 20 | 94.B7 | XT9074M:81 | BOP LEFT RAIL | 94.B5
AF0182:37 | SC | ZSO75811 | WHT | 20 | 94.A7 | XT9074M:79 | BOP LEFT RAIL | 94.A5
AF0182:41 | SC | ZSC75651 | WHT | 20 | 96.B7 | XT9074M:75 | BOP LEFT RAIL | 96.B5
AF0182:42 | SC | ZSO75651 | WHT | 20 | 96.A7 | XT9074M:73 | BOP LEFT RAIL | 96.A5
AF0183:04 | SC | ZSC76212 | WHT | 20 | 87.B7 | XT9074M:58 | BOP LEFT RAIL | 87.B5
AF0183:05 | SC | ZSC76412 | WHT | 20 | 90.B7 | XT9074M:64 | BOP LEFT RAIL | 90.B5
AF0183:36 | SC | ZSC76211 | WHT | 20 | 87.B7 | XT9074M:57 | BOP LEFT RAIL | 87.B5
AF0183:37 | SC | ZSC76411 | WHT | 20 | 90.B7 | XT9074M:63 | BOP LEFT RAIL | 90.B5
AF0184:00 | SC | KA0550A1 | WHT | 20 | 87.C7 | KA0550:A1 | BOP LEFT RAIL | 87.C6
AF0184:01 | SC | KA0570A1 | WHT | 20 | 85.C7 | KA0570:A1 | BOP LEFT RAIL | 85.C6
AF0184:02 | SC | KA0551A1 | WHT | 20 | 90.C7 | KA0551:A1 | BOP LEFT RAIL | 90.C6
AF0184:03 | SC | KA0590A1 | WHT | 20 | 86.C7 | KA0590:A1 | BOP LEFT RAIL | 86.C6
AF0184:04 | SC | KA0571A1 | WHT | 20 | 88.C7 | KA0571:A1 | BOP LEFT RAIL | 88.C6
AF0184:05 | SC | KA0554A1 | WHT | 20 | 93.C7 | KA0554:A1 | BOP LEFT RAIL | 93.C6
AF0184:06 | SC | KA0591A1 | WHT | 20 | 89.C7 | KA0591:A1 | BOP LEFT RAIL | 89.C6
AF0184:07 | SC | KA0574A2 | WHT | 20 | 91.C7 | KA0574:A1 | BOP LEFT RAIL | 91.C6
AF0184:08 | SC | KA0594A2 | WHT | 20 | 92.C7 | KA0594:A1 | BOP LEFT RAIL | 92.C6
AF0184:09 | SC | KA0810A1 | WHT | 20 | 100.B7 | KA0810:A1 | BOP LEFT RAIL | 100.B6
AF0184:10 | SC | KA0811A1 | WHT | 20 | 101.B7 | KA0811:A1 | BOP LEFT RAIL | 101.B6
AF0184:11 | SC | KA0812A1 | WHT | 20 | 102.B7 | KA0812:A1 | BOP LEFT RAIL | 102.B6
AF0184:12 | SC | KA0813A1 | WHT | 20 | 103.B7 | KA0813:A1 | BOP LEFT RAIL | 103.B6
AF0184:16 | SC | KA0550A2 | WHT | 20 | 87.C7 | KA0550:A2 | BOP LEFT RAIL | 87.C6
AF0184:17 | SC | KA0570A2 | WHT | 20 | 85.C7 | KA0570:A2 | BOP LEFT RAIL | 85.C6
AF0184:18 | SC | KA0551A2 | WHT | 20 | 90.C7 | KA0551:A2 | BOP LEFT RAIL | 90.C6
AF0184:19 | SC | KA0590A2 | WHT | 20 | 86.C7 | KA0590:A2 | BOP LEFT RAIL | 86.C6
AF0184:20 | SC | KA0571A2 | WHT | 20 | 88.C7 | KA0571:A2 | BOP LEFT RAIL | 88.C6
AF0184:21 | SC | KA0554A2 | WHT | 20 | 93.C7 | KA0554:A2 | BOP LEFT RAIL | 93.C6
AF0184:22 | SC | KA0591A2 | WHT | 20 | 89.C7 | KA0591:A2 | BOP LEFT RAIL | 89.C6
AF0184:23 | SC | KA0574A1 | WHT | 20 | 91.C7 | KA0574:A2 | BOP LEFT RAIL | 91.C6
AF0184:24 | SC | KA0594A1 | WHT | 20 | 92.C7 | KA0594:A2 | BOP LEFT RAIL | 92.C6
AF0184:25 | SC | KA0810A2 | WHT | 20 | 100.B7 | KA0810:A2 | BOP LEFT RAIL | 100.B6
AF0184:26 | SC | KA0811A2 | WHT | 20 | 101.B7 | KA0811:A2 | BOP LEFT RAIL | 101.B6
AF0184:27 | SC | KA0812A2 | WHT | 20 | 102.B7 | KA0812:A2 | BOP LEFT RAIL | 102.B6
AF0184:28 | SC | KA0813A2 | WHT | 20 | 103.B7 | KA0813:A2 | BOP LEFT RAIL | 103.B6
AF0187:00 | SC | 018700 | WHT | 20 | 100.A7 | KA0539:24 | BOP LEFT RAIL | 100.A6
AF0187:02 | SC | 018702 | WHT | 20 | 101.A7 | KA0631:14 | BOP LEFT RAIL | 101.A6
AF0187:04 | SC | 018704 | WHT | 20 | 102.A7 | KA0631:24 | BOP LEFT RAIL | 102.A6
AF0187:06 | SC | 018706 | WHT | 20 | 103.A7 | KA0632:24 | BOP LEFT RAIL | 103.A6
AF0187:32 | SC | 018732 | WHT | 20 | 100.A7 | KA0810:11 | BOP LEFT RAIL | 100.A6
AF0187:34 | SC | 018734 | WHT | 20 | 101.A7 | KA0811:11 | BOP LEFT RAIL | 101.A6
AF0187:36 | SC | 018736 | WHT | 20 | 102.A7 | KA0812:11 | BOP LEFT RAIL | 102.A6
AF0187:38 | SC | 018738 | WHT | 20 | 103.A7 | KA0813:11 | BOP LEFT RAIL | 103.A6
KT0571:A1 | SC | ZSC76112 | WHT | 20 | 84.B6 | XT9074M:52 | BOP LEFT RAIL | 84.B5
KT0572:A1 | SC | ZSC76212 | WHT | 20 | 87.B6 | XT9074M:58 | BOP LEFT RAIL | 87.B5
KT0573:15 | SC | KA053322 | WHT | 20 | 23.C3 | KA0533:22 | BOP LEFT RAIL | 23.C2
KT0573:A1 | SC | ZSC76412 | WHT | 20 | 90.B6 | XT9074M:64 | BOP LEFT RAIL | 90.B5
XT0140:4 | SC | 0V | WHT | 20 | 22.A5 | KA0535:A2 | BOP LEFT RAIL | 23.A3
XT0140:5 | SC | KA0231A1 | WHT | 20 | 23.A2 | KA0535:A1 | BOP LEFT RAIL | 23.A3
XT0140:6 | SC | ESTOP | WHT | 20 | 23.A2 | KA0531:A1 | BOP LEFT RAIL | 23.A3
XT0140:7 | SC | FU0142 | WHT | 20 | 23.C1 | KA0533:21 | BOP LEFT RAIL | 23.C2
XT0573:1 B1 | SC | SV76021 | WHT | 20 | 93.C5 | XT9074M:69 | BOP LEFT RAIL | 93.C5
XT0573:1 B2 | SC | KA053514 | WHT | 20 | 93.C5 | KA0535:14 | BOP LEFT RAIL | 93.C6
XT0573:1 T1 | SC | KA053612 | WHT | 20 | 93.C5 | KA0536:12 | BOP LEFT RAIL | 93.C5
XT0573:2 B1 | SC | XT05732B1 | WHT | 20 | 93.C5 | KA0536:11 | BOP LEFT RAIL | 93.C5
XT0574:1 B2 | SC | KA053524 | WHT | 20 | 91.C5 | KA0535:24 | BOP LEFT RAIL | 91.C6
XT0574:1 T1 | SC | KA053622 | WHT | 20 | 91.C5 | KA0536:22 | BOP LEFT RAIL | 91.C5
XT0574:2 B1 | SC | KA053621 | WHT | 20 | 91.C5 | KA0536:21 | BOP LEFT RAIL | 91.C5
XT0575:1 B2 | SC | KA153014 | WHT | 20 | 92.C5 | KA1530:14 | BOP LEFT RAIL | 92.C6
XT0575:1 T1 | SC | KA153022 | WHT | 20 | 92.C5 | KA1530:22 | BOP LEFT RAIL | 92.C5
XT0575:2 B1 | SC | KA153021 | WHT | 20 | 92.C5 | KA1530:21 | BOP LEFT RAIL | 92.C5
AF0185:00 | WC90740 | CC75601 | RED | 20 | 28.A7 | XT9074M:9 | BOP LEFT RAIL | 28.A5
AF0185:16 | WC90740 | CC75602 | BLK | 20 | 28.A7 | XT9074M:10 | BOP LEFT RAIL | 28.A5
AF0185:48 | WC90740 | CC7560S | SH | 20 | 28.A7 | XT9074M:11 | BOP LEFT RAIL | 28.A5
AF0185:02 | WC90741 | CC75611 | RED | 20 | 28.A7 | XT9074M:12 | BOP LEFT RAIL | 28.A5
AF0185:18 | WC90741 | CC75612 | BLK | 20 | 28.A7 | XT9074M:13 | BOP LEFT RAIL | 28.B5
AF0185:50 | WC90741 | CC7561S | SH | 20 | 28.A7 | XT9074M:14 | BOP LEFT RAIL | 28.B5
AF0145:21 | WC907410 | TE76101 | RED | 20 | 80.D7 | XT9074M:30 | BOP LEFT RAIL | 80.D5
AF0145:05 | WC907410 | TE76102 | WHT | 20 | 80.D7 | XT9074M:31 | BOP LEFT RAIL | 80.D5
AF0145:04 | WC907410 | TE76103 | BLK | 20 | 80.D7 | XT9074M:32 | BOP LEFT RAIL | 80.D5
AF0145:52 | WC907410 | TE7610S | SH | 20 | 80.D7 | XT9074M:33 | BOP LEFT RAIL | 80.D5
AF0144:00 | WC907413 | FCE76311 | RED | 20 | 81.C7 | XT9074M:40 | BOP LEFT RAIL | 81.C5
AF0144:16 | WC907413 | FCE76312 | BLK | 20 | 81.C7 | XT9074M:41 | BOP LEFT RAIL | 81.C5
AF0144:48 | WC907413 | FCE7631S | SH | 20 | 81.C7 | XT9074M:42 | BOP LEFT RAIL | 81.C5
AF0145:17 | WC907414 | TE74101 | RED | 20 | 81.D7 | XT9074M:43 | BOP LEFT RAIL | 81.D5
AF0145:01 | WC907414 | TE74102 | WHT | 20 | 81.D7 | XT9074M:44 | BOP LEFT RAIL | 81.D5
AF0145:00 | WC907414 | TE74103 | BLK | 20 | 81.D7 | XT9074M:45 | BOP LEFT RAIL | 81.D5
AF0145:48 | WC907414 | TE7410S | SH | 20 | 81.D7 | XT9074M:46 | BOP LEFT RAIL | 81.D5
AF0185:04 | WC90742 | CC75621 | RED | 20 | 28.B7 | XT9074M:15 | BOP LEFT RAIL | 28.B5
AF0185:20 | WC90742 | CC75622 | BLK | 20 | 28.B7 | XT9074M:16 | BOP LEFT RAIL | 28.B5
AF0185:52 | WC90742 | CC7562S | SH | 20 | 28.B7 | XT9074M:17 | BOP LEFT RAIL | 28.B5
AF0185:06 | WC90743 | CC75631 | RED | 20 | 28.B7 | XT9074M:18 | BOP LEFT RAIL | 28.B5
AF0185:22 | WC90743 | CC75632 | BLK | 20 | 28.B7 | XT9074M:19 | BOP LEFT RAIL | 28.C5
AF0185:54 | WC90743 | CC7563S | SH | 20 | 28.B7 | XT9074M:20 | BOP LEFT RAIL | 28.C5
AF0144:04 | WC90745 | FCE76321 | RED | 20 | 79.C7 | XT9074M:89 | BOP LEFT RAIL | 79.C5
AF0144:20 | WC90745 | FCE76322 | BLK | 20 | 79.C7 | XT9074M:90 | BOP LEFT RAIL | 79.C5
AF0144:52 | WC90745 | FCE7632S | SH | 20 | 79.C7 | XT9074M:91 | BOP LEFT RAIL | 79.C5
AF0145:19 | WC90746 | TE75101 | RED | 20 | 79.D7 | XT9074M:92 | BOP LEFT RAIL | 79.D5
AF0145:03 | WC90746 | TE75102 | WHT | 20 | 79.D7 | XT9074M:93 | BOP LEFT RAIL | 79.D5
AF0145:02 | WC90746 | TE75103 | BLK | 20 | 79.D7 | XT9074M:94 | BOP LEFT RAIL | 79.D5
AF0145:50 | WC90746 | TE7510S | SH | 20 | 79.D7 | XT9074M:95 | BOP LEFT RAIL | 79.D5
AF0144:02 | WC90747 | CC14311 | RED | 20 | 112.A7 | XT9074M:96 | BOP LEFT RAIL | 112.A5
AF0144:18 | WC90747 | CC14312 | BLK | 20 | 112.A7 | XT9074M:97 | BOP LEFT RAIL | 112.A5
AF0144:50 | WC90747 | CC1431S | SH | 20 | 112.A7 | XT9074M:98 | BOP LEFT RAIL | 112.A5
AF0144:06 | WC90748 | FCE76331 | RED | 20 | 80.C7 | XT9074M:27 | BOP LEFT RAIL | 80.C5
AF0144:22 | WC90748 | FCE76332 | BLK | 20 | 80.C7 | XT9074M:28 | BOP LEFT RAIL | 80.C5
AF0144:54 | WC90748 | FCE7633S | SH | 20 | 80.C7 | XT9074M:29 | BOP LEFT RAIL | 80.C5
AF0141:18 | SC | SV75142 | WHT | 20 | 82.A7 | XT9075M:2 | BOP RIGHT RAIL | 82.A5
AF0141:22 | SC | SV76142 | WHT | 20 | 83.A7 | XT9075M:8 | BOP RIGHT RAIL | 83.A5
AF0141:24 | SC | SV75162 | WHT | 20 | 85.A7 | XT9075M:14 | BOP RIGHT RAIL | 85.A5
AF0141:26 | SC | SV76162 | WHT | 20 | 86.A7 | XT9075M:20 | BOP RIGHT RAIL | 86.A5
AF0142:04 | SC | ZSO75142 | WHT | 20 | 82.A7 | XT9075M:4 | BOP RIGHT RAIL | 82.A5
AF0142:10 | SC | ZSC75142 | WHT | 20 | 82.B7 | XT9075M:6 | BOP RIGHT RAIL | 82.B5
AF0142:11 | SC | ZSO76142 | WHT | 20 | 83.A7 | XT9075M:10 | BOP RIGHT RAIL | 83.A5
AF0142:15 | SC | ZSC76142 | WHT | 20 | 83.B7 | XT9075M:12 | BOP RIGHT RAIL | 83.B5
AF0142:36 | SC | ZSO75141 | WHT | 20 | 82.A7 | XT9075M:3 | BOP RIGHT RAIL | 82.A5
AF0142:42 | SC | ZSC75141 | WHT | 20 | 82.B7 | XT9075M:5 | BOP RIGHT RAIL | 82.B5
AF0142:43 | SC | ZSO76141 | WHT | 20 | 83.A7 | XT9075M:9 | BOP RIGHT RAIL | 83.A5
AF0142:47 | SC | ZSC76141 | WHT | 20 | 83.B7 | XT9075M:11 | BOP RIGHT RAIL | 83.B5
AF0146:20 | SC | SV75362 | WHT | 20 | 88.A7 | XT9075M:26 | BOP RIGHT RAIL | 88.A5
AF0146:24 | SC | SV76362 | WHT | 20 | 89.A7 | XT9075M:32 | BOP RIGHT RAIL | 89.A5
AF0146:30 | SC | SV75062 | WHT | 20 | 91.C7 | XT9075M:42 | BOP RIGHT RAIL | 91.C5
AF0147:00 | SC | ZSO75162 | WHT | 20 | 85.A7 | XT9075M:16 | BOP RIGHT RAIL | 85.A5
AF0147:01 | SC | ZSO76162 | WHT | 20 | 86.A7 | XT9075M:22 | BOP RIGHT RAIL | 86.A5
AF0147:02 | SC | SVO75362 | WHT | 20 | 88.A7 | XT9075M:28 | BOP RIGHT RAIL | 88.A5
AF0147:03 | SC | ZSO76362 | WHT | 20 | 89.A7 | XT9075M:34 | BOP RIGHT RAIL | 89.A5
AF0147:04 | SC | ZSO75062 | WHT | 20 | 91.A7 | XT9075M:38 | BOP RIGHT RAIL | 91.A5
AF0147:05 | SC | ZSC75062 | WHT | 20 | 91.B7 | XT9075M:40 | BOP RIGHT RAIL | 91.B5
AF0147:06 | SC | ZSO76062 | WHT | 20 | 92.A7 | XT9075M:44 | BOP RIGHT RAIL | 92.A5
AF0147:07 | SC | ZSC76062 | WHT | 20 | 92.B7 | XT9075M:46 | BOP RIGHT RAIL | 92.B5
AF0147:08 | SC | ZSO76812 | WHT | 20 | 95.A7 | XT9075M:52 | BOP RIGHT RAIL | 95.A5
AF0147:09 | SC | ZSC76812 | WHT | 20 | 95.B7 | XT9075M:54 | BOP RIGHT RAIL | 95.B5
AF0147:10 | SC | ZSO75822 | WHT | 20 | 100.A7 | XT9075M:85 | BOP RIGHT RAIL | 100.A5
AF0147:12 | SC | ZSO76822 | WHT | 20 | 101.A7 | XT9075M:91 | BOP RIGHT RAIL | 101.A5
AF0147:14 | SC | ZSO74822 | WHT | 20 | 102.A7 | XT9075M:97 | BOP RIGHT RAIL | 102.A5
AF0147:32 | SC | ZSO75161 | WHT | 20 | 85.A7 | XT9075M:15 | BOP RIGHT RAIL | 85.A5
AF0147:33 | SC | ZSO76161 | WHT | 20 | 86.A7 | XT9075M:21 | BOP RIGHT RAIL | 86.A5
AF0147:34 | SC | ZSO75361 | WHT | 20 | 88.A7 | XT9075M:27 | BOP RIGHT RAIL | 88.A5
AF0147:35 | SC | ZSO76361 | WHT | 20 | 89.A7 | XT9075M:33 | BOP RIGHT RAIL | 89.A5
AF0147:36 | SC | ZSO75061 | WHT | 20 | 91.A7 | XT9075M:37 | BOP RIGHT RAIL | 91.A5
AF0147:37 | SC | ZSC75061 | WHT | 20 | 91.B7 | XT9075M:39 | BOP RIGHT RAIL | 91.B5
AF0147:38 | SC | ZSO76061 | WHT | 20 | 92.A7 | XT9075M:43 | BOP RIGHT RAIL | 92.A5
AF0147:39 | SC | ZSC76061 | WHT | 20 | 92.B7 | XT9075M:45 | BOP RIGHT RAIL | 92.B5
AF0147:40 | SC | ZSO76811 | WHT | 20 | 95.A7 | XT9075M:51 | BOP RIGHT RAIL | 95.A5
AF0147:41 | SC | ZSC76811 | WHT | 20 | 95.B7 | XT9075M:53 | BOP RIGHT RAIL | 95.B5
AF0147:42 | SC | ZSO75821 | WHT | 20 | 100.A7 | XT9075M:84 | BOP RIGHT RAIL | 100.A5
AF0147:44 | SC | ZSO76821 | WHT | 20 | 101.A7 | XT9075M:90 | BOP RIGHT RAIL | 101.A5
AF0147:46 | SC | ZSO74821 | WHT | 20 | 102.A7 | XT9075M:96 | BOP RIGHT RAIL | 102.A5
AF0148:00 | SC | ZSO76832 | WHT | 20 | 103.A7 | XT9075M:103 | BOP RIGHT RAIL | 103.A5
AF0148:32 | SC | ZSO76831 | WHT | 20 | 103.A7 | XT9075M:102 | BOP RIGHT RAIL | 103.A5
AF0181:06 | SC | SV75421 | WHT | 20 | 97.B7 | XT9075M:59 | BOP RIGHT RAIL | 97.B5
AF0181:08 | SC | SV75431 | WHT | 20 | 98.B7 | XT9075M:68 | BOP RIGHT RAIL | 98.B5
AF0181:10 | SC | SV75411 | WHT | 20 | 99.B7 | XT9075M:77 | BOP RIGHT RAIL | 99.B5
AF0181:16 | SC | SV76062 | WHT | 20 | 92.C7 | XT9075M:48 | BOP RIGHT RAIL | 92.C5
AF0181:18 | SC | SV76812 | WHT | 20 | 95.A7 | XT9075M:50 | BOP RIGHT RAIL | 95.A5
AF0181:22 | SC | SV75422 | WHT | 20 | 97.B7 | XT9075M:60 | BOP RIGHT RAIL | 97.C5
AF0181:24 | SC | SV75432 | WHT | 20 | 98.B7 | XT9075M:69 | BOP RIGHT RAIL | 98.C5
AF0181:26 | SC | SV75412 | WHT | 20 | 99.B7 | XT9075M:78 | BOP RIGHT RAIL | 99.C5
AF0182:06 | SC | ZT75424 | WHT | 20 | 97.A7 | XT9075M:56 | BOP RIGHT RAIL | 97.A5
AF0182:07 | SC | ZT75434 | WHT | 20 | 98.A7 | XT9075M:65 | BOP RIGHT RAIL | 98.A5
AF0182:08 | SC | ZT75436 | WHT | 20 | 98.B7 | XT9075M:67 | BOP RIGHT RAIL | 98.B5
AF0182:11 | SC | ZT75414 | WHT | 20 | 99.A7 | XT9075M:74 | BOP RIGHT RAIL | 99.A5
AF0182:12 | SC | ZT75416 | WHT | 20 | 99.B7 | XT9075M:76 | BOP RIGHT RAIL | 99.B5
AF0182:13 | SC | ZT75426 | WHT | 20 | 97.B7 | XT9075M:58 | BOP RIGHT RAIL | 97.B5
AF0182:38 | SC | ZT75423 | WHT | 20 | 97.A7 | XT9075M:55 | BOP RIGHT RAIL | 97.A5
AF0182:39 | SC | ZT75433 | WHT | 20 | 98.A7 | XT9075M:64 | BOP RIGHT RAIL | 98.A5
AF0182:40 | SC | ZT75435 | WHT | 20 | 98.B7 | XT9075M:66 | BOP RIGHT RAIL | 98.B5
AF0182:43 | SC | ZT75413 | WHT | 20 | 99.A7 | XT9075M:73 | BOP RIGHT RAIL | 99.A5
AF0182:44 | SC | ZT75415 | WHT | 20 | 99.B7 | XT9075M:75 | BOP RIGHT RAIL | 99.B5
AF0182:45 | SC | ZT75425 | WHT | 20 | 97.B7 | XT9075M:57 | BOP RIGHT RAIL | 97.B5
AF0183:00 | SC | ZSC75162 | WHT | 20 | 85.B7 | XT9075M:18 | BOP RIGHT RAIL | 85.B5
AF0183:01 | SC | ZSC76162 | WHT | 20 | 86.B7 | XT9075M:24 | BOP RIGHT RAIL | 86.B5
AF0183:02 | SC | ZSC75362 | WHT | 20 | 88.B7 | XT9075M:30 | BOP RIGHT RAIL | 88.B5
AF0183:03 | SC | ZSC76362 | WHT | 20 | 89.B7 | XT9075M:36 | BOP RIGHT RAIL | 89.B5
AF0183:06 | SC | ZSC75822 | WHT | 20 | 100.B7 | XT9075M:87 | BOP RIGHT RAIL | 100.B5
AF0183:07 | SC | ZSC76822 | WHT | 20 | 101.B7 | XT9075M:93 | BOP RIGHT RAIL | 101.B5
AF0183:08 | SC | ZSC74822 | WHT | 20 | 102.B7 | XT9075M:99 | BOP RIGHT RAIL | 102.B5
AF0183:09 | SC | ZSC76832 | WHT | 20 | 103.B7 | XT9075M:105 | BOP RIGHT RAIL | 103.B5
AF0183:32 | SC | ZSC75161 | WHT | 20 | 85.B7 | XT9075M:17 | BOP RIGHT RAIL | 85.B5
AF0183:33 | SC | ZSC76161 | WHT | 20 | 86.B7 | XT9075M:23 | BOP RIGHT RAIL | 86.B5
AF0183:34 | SC | ZSC75361 | WHT | 20 | 88.B7 | XT9075M:29 | BOP RIGHT RAIL | 88.B5
AF0183:35 | SC | ZSC76361 | WHT | 20 | 89.B7 | XT9075M:35 | BOP RIGHT RAIL | 89.B5
AF0183:38 | SC | ZSC75821 | WHT | 20 | 100.B7 | XT9075M:86 | BOP RIGHT RAIL | 100.B5
AF0183:39 | SC | ZSC76821 | WHT | 20 | 101.B7 | XT9075M:92 | BOP RIGHT RAIL | 101.B5
AF0183:40 | SC | ZSC74821 | WHT | 20 | 102.B7 | XT9075M:98 | BOP RIGHT RAIL | 102.B5
AF0183:41 | SC | ZSC76831 | WHT | 20 | 103.B7 | XT9075M:104 | BOP RIGHT RAIL | 103.B5
AF0187:16 | SC | SV75822 | WHT | 20 | 100.A7 | XT9075M:83 | BOP RIGHT RAIL | 100.A5
AF0187:18 | SC | SV76822 | WHT | 20 | 101.A7 | XT9075M:89 | BOP RIGHT RAIL | 101.A5
AF0187:20 | SC | SV74822 | WHT | 20 | 102.A7 | XT9075M:95 | BOP RIGHT RAIL | 102.A5
AF0187:22 | SC | SV76832 | WHT | 20 | 103.A7 | XT9075M:101 | BOP RIGHT RAIL | 103.A5
FU0007:LD | SC | FU0007 | WHT | 16 | 2.C3 | BA0007:V1(+) | BOP RIGHT RAIL | 2.C2
FU0007:LI | SC | FU0210 | WHT | 16 | 2.C3 | XT0004:1 | BOP RIGHT RAIL | 2.C3
FU0008:LD | SC | FU0008 | WHT | 16 | 2.D3 | BA0008:V1(+) | BOP RIGHT RAIL | 2.D2
FU0008:LI | SC | FU0210 | WHT | 16 | 2.D3 | XT0004:3 | BOP RIGHT RAIL | 2.D3
FU1212:LD | SC | FU1212 | WHT | 16 | 23.B6 | BA1212:POS | BOP RIGHT RAIL | 23.A5
FU1212:LI | SC | UJ1100_24V | WHT | 16 | 23.B6 | XT1212:1 | BOP RIGHT RAIL | 23.B6
IEG0257:6 | SC | IEG02576 | GRN | 14 | 3.B3 | GR0185: | BOP RIGHT RAIL | 3.B3
KT7482:A1 | SC | ZSC74822 | WHT | 20 | 102.B6 | XT9075M:99 | BOP RIGHT RAIL | 102.B5
KT7514:A1 | SC | ZSC75142 | WHT | 20 | 82.B6 | XT9075M:6 | BOP RIGHT RAIL | 82.B5
KT7516:A1 | SC | ZSC75162 | WHT | 20 | 85.B6 | XT9075M:18 | BOP RIGHT RAIL | 85.B5
KT7536:A1 | SC | ZSC75362 | WHT | 20 | 88.B6 | XT9075M:30 | BOP RIGHT RAIL | 88.B5
KT7582:A1 | SC | ZSC75822 | WHT | 20 | 100.B6 | XT9075M:87 | BOP RIGHT RAIL | 100.B5
KT7614:A1 | SC | ZSC76142 | WHT | 20 | 83.B6 | XT9075M:12 | BOP RIGHT RAIL | 83.B5
KT7616:A1 | SC | ZSC76162 | WHT | 20 | 86.B6 | XT9075M:24 | BOP RIGHT RAIL | 86.B5
KT7636:A1 | SC | ZSC76362 | WHT | 20 | 89.B6 | XT9075M:36 | BOP RIGHT RAIL | 89.B5
KT7682:A1 | SC | ZSC76822 | WHT | 20 | 101.B6 | XT9075M:93 | BOP RIGHT RAIL | 101.B5
XT0574:1 B1 | SC | SV75061 | WHT | 20 | 91.C5 | XT9075M:41 | BOP RIGHT RAIL | 91.C5
XT0575:1 B1 | SC | SV76061 | WHT | 20 | 92.C5 | XT9075M:47 | BOP RIGHT RAIL | 92.C5
AU0180:L2 | WC0018 | AU0180L2 | ENET | CABLE | 22.C2 | BA1212:L1 | BOP RIGHT RAIL | 23.A5
AU0140:L1 | WC9007 | BA0007RJ45 | ENET | CABLE | 22.B2 | BA0007:RJ45 | BOP RIGHT RAIL | 2.C2
AF0144:08 | WC90750 | FCE75421 | RED | 20 | 97.C7 | XT9075M:61 | BOP RIGHT RAIL | 97.C5
AF0144:24 | WC90750 | FCE75422 | BLK | 20 | 97.C7 | XT9075M:62 | BOP RIGHT RAIL | 97.C5
AF0144:56 | WC90750 | FCE7542S | SH | 20 | 97.C7 | XT9075M:63 | BOP RIGHT RAIL | 97.C5
AF0144:10 | WC90751 | FCE75431 | RED | 20 | 98.C7 | XT9075M:70 | BOP RIGHT RAIL | 98.C5
AF0144:26 | WC90751 | FCE75432 | BLK | 20 | 98.C7 | XT9075M:71 | BOP RIGHT RAIL | 98.C5
AF0144:58 | WC90751 | FCE7543S | SH | 20 | 98.C7 | XT9075M:72 | BOP RIGHT RAIL | 98.C5
AF0144:12 | WC90752 | FCE75411 | RED | 20 | 99.C7 | XT9075M:79 | BOP RIGHT RAIL | 99.C5
AF0144:28 | WC90752 | FCE75412 | BLK | 20 | 99.C7 | XT9075M:80 | BOP RIGHT RAIL | 99.C5
AF0144:60 | WC90752 | FCE7541S | SH | 20 | 99.C7 | XT9075M:81 | BOP RIGHT RAIL | 99.C5
AP0293:TX/RX1(+) | WCTRX5 | AP0292TX/RX2(+) | RED | 20 | 11.B3 | XT292M:1 | BOP RIGHT RAIL | 11.B2
AP0293:TX/RX1(-) | WCTRX5 | AP0292TX/RX2(-) | BLK | 20 | 11.B3 | XT292M:2 | BOP RIGHT RAIL | 11.B2
AP0293:GND(IN) | WCTRX5 | AP0292G | SH | 20 | 11.B3 | XT292M:3 | BOP RIGHT RAIL | 11.B2
SolarTools ver. 24.0.84.24712 (Jul 31, 2025)
Report date: 4/22/2026 3:12 PM

## BOP RIGHT RAIL
BOP RIGHT RAIL
JB74
Project # | 4L541
Project Name | Kaskida
Revision | B.17
Controls DE | A. CHEN
Phone: | 0
Controls ME | A. PLVAN
Phone:
From | [5 empty] | To
Device ID | Cable (W) Conductor (SC) Jumper Clip (JC) | Wire No. | Wire ID | Gauge/Size | Page/Zone | Device ID | Location | Page/Zone
BA0007:V1(-) | SC | 0V | WHT | 16 | 2.C2 | XT0004:2 | BOP RIGHT RAIL | 2.C3
BA0008:V1(-) | SC | 0V | WHT | 16 | 2.D2 | XT0004:4 | BOP RIGHT RAIL | 2.D3
BA1212:NEG | SC | UJ1100_0V | WHT | 16 | 23.A5 | XT1212:2 | BOP RIGHT RAIL | 23.B6
BA0008:RJ45 | WC9212 | BA1212L2 | ENET | CABLE | 2.D2 | BA1212:L2 | BOP RIGHT RAIL | 23.A5
XT9075M:1 | SC | SV75141 | WHT | 20 | 82.A5 | KA0531:24 | BOP LEFT RAIL | 82.A6
XT9075M:100 | SC | SV76831 | WHT | 20 | 103.A5 | KA0803:14 | BOP LEFT RAIL | 103.A6
XT9075M:101 | SC | SV76832 | WHT | 20 | 103.A5 | KA0803:A2 | BOP LEFT RAIL | 103.A5
XT9075M:13 | SC | SV75161 | WHT | 20 | 85.A5 | KA0560:14 | BOP LEFT RAIL | 85.A6
XT9075M:14 | SC | SV75162 | WHT | 20 | 85.A5 | KA0560:A2 | BOP LEFT RAIL | 85.A5
XT9075M:19 | SC | SV76161 | WHT | 20 | 86.A5 | KA0580:14 | BOP LEFT RAIL | 86.A6
XT9075M:20 | SC | SV76162 | WHT | 20 | 86.A5 | KA0580:A2 | BOP LEFT RAIL | 86.A5
XT9075M:25 | SC | SV75361 | WHT | 20 | 88.A5 | KA0561:14 | BOP LEFT RAIL | 88.A6
XT9075M:26 | SC | SV75362 | WHT | 20 | 88.A5 | KA0561:A2 | BOP LEFT RAIL | 88.A5
XT9075M:31 | SC | SV76361 | WHT | 20 | 89.A5 | KA0581:14 | BOP LEFT RAIL | 89.A6
XT9075M:32 | SC | SV76362 | WHT | 20 | 89.A5 | KA0581:A2 | BOP LEFT RAIL | 89.A5
XT9075M:49 | SC | SV76811 | WHT | 20 | 95.A5 | KA0539:11 | BOP LEFT RAIL | 95.A5
XT9075M:7 | SC | SV76141 | WHT | 20 | 83.A5 | KA0534:14 | BOP LEFT RAIL | 83.A6
XT9075M:82 | SC | SV75821 | WHT | 20 | 100.A5 | KA0800:14 | BOP LEFT RAIL | 100.A6
XT9075M:83 | SC | SV75822 | WHT | 20 | 100.A5 | KA0800:A2 | BOP LEFT RAIL | 100.A5
XT9075M:88 | SC | SV76821 | WHT | 20 | 101.A5 | KA0801:14 | BOP LEFT RAIL | 101.A6
XT9075M:89 | SC | SV76822 | WHT | 20 | 101.A5 | KA0801:A2 | BOP LEFT RAIL | 101.A5
XT9075M:94 | SC | SV74821 | WHT | 20 | 102.A5 | KA0802:14 | BOP LEFT RAIL | 102.A6
XT9075M:95 | SC | SV74822 | WHT | 20 | 102.A5 | KA0802:A2 | BOP LEFT RAIL | 102.A5
BA0007:V1(+) | SC | FU0007 | WHT | 16 | 2.C2 | FU0007:LD | BOP PANEL | 2.C3
BA0008:V1(+) | SC | FU0008 | WHT | 16 | 2.D2 | FU0008:LD | BOP PANEL | 2.D3
BA1212:POS | SC | FU1212 | WHT | 16 | 23.A5 | FU1212:LD | BOP PANEL | 23.B6
GR0185: | SC | IEG02576 | GRN | 14 | 3.B3 | IEG0257:6 | BOP PANEL | 3.B3
XT0004:1 | SC | FU0210 | WHT | 16 | 2.C3 | FU0007:LI | BOP PANEL | 2.C3
XT0004:3 | SC | FU0210 | WHT | 16 | 2.D3 | FU0008:LI | BOP PANEL | 2.D3
XT1212:1 | SC | UJ1100_24V | WHT | 16 | 23.B6 | FU1212:LI | BOP PANEL | 23.B6
XT9075M:10 | SC | ZSO76142 | WHT | 20 | 83.A5 | AF0142:11 | BOP PANEL | 83.A7
XT9075M:101 | SC | SV76832 | WHT | 20 | 103.A5 | AF0187:22 | BOP PANEL | 103.A7
XT9075M:102 | SC | ZSO76831 | WHT | 20 | 103.A5 | AF0148:32 | BOP PANEL | 103.A7
XT9075M:103 | SC | ZSO76832 | WHT | 20 | 103.A5 | AF0148:00 | BOP PANEL | 103.A7
XT9075M:104 | SC | ZSC76831 | WHT | 20 | 103.B5 | AF0183:41 | BOP PANEL | 103.B7
XT9075M:105 | SC | ZSC76832 | WHT | 20 | 103.B5 | AF0183:09 | BOP PANEL | 103.B7
XT9075M:11 | SC | ZSC76141 | WHT | 20 | 83.B5 | AF0142:47 | BOP PANEL | 83.B7
XT9075M:12 | SC | ZSC76142 | WHT | 20 | 83.B5 | KT7614:A1 | BOP PANEL | 83.B6
XT9075M:12 | SC | ZSC76142 | WHT | 20 | 83.B5 | AF0142:15 | BOP PANEL | 83.B7
XT9075M:14 | SC | SV75162 | WHT | 20 | 85.A5 | AF0141:24 | BOP PANEL | 85.A7
XT9075M:15 | SC | ZSO75161 | WHT | 20 | 85.A5 | AF0147:32 | BOP PANEL | 85.A7
XT9075M:16 | SC | ZSO75162 | WHT | 20 | 85.A5 | AF0147:00 | BOP PANEL | 85.A7
XT9075M:17 | SC | ZSC75161 | WHT | 20 | 85.B5 | AF0183:32 | BOP PANEL | 85.B7
XT9075M:18 | SC | ZSC75162 | WHT | 20 | 85.B5 | KT7516:A1 | BOP PANEL | 85.B6
XT9075M:18 | SC | ZSC75162 | WHT | 20 | 85.B5 | AF0183:00 | BOP PANEL | 85.B7
XT9075M:2 | SC | SV75142 | WHT | 20 | 82.A5 | AF0141:18 | BOP PANEL | 82.A7
XT9075M:20 | SC | SV76162 | WHT | 20 | 86.A5 | AF0141:26 | BOP PANEL | 86.A7
XT9075M:21 | SC | ZSO76161 | WHT | 20 | 86.A5 | AF0147:33 | BOP PANEL | 86.A7
XT9075M:22 | SC | ZSO76162 | WHT | 20 | 86.A5 | AF0147:01 | BOP PANEL | 86.A7
XT9075M:23 | SC | ZSC76161 | WHT | 20 | 86.B5 | AF0183:33 | BOP PANEL | 86.B7
XT9075M:24 | SC | ZSC76162 | WHT | 20 | 86.B5 | KT7616:A1 | BOP PANEL | 86.B6
XT9075M:24 | SC | ZSC76162 | WHT | 20 | 86.B5 | AF0183:01 | BOP PANEL | 86.B7
XT9075M:26 | SC | SV75362 | WHT | 20 | 88.A5 | AF0146:20 | BOP PANEL | 88.A7
XT9075M:27 | SC | ZSO75361 | WHT | 20 | 88.A5 | AF0147:34 | BOP PANEL | 88.A7
XT9075M:28 | SC | SVO75362 | WHT | 20 | 88.A5 | AF0147:02 | BOP PANEL | 88.A7
XT9075M:29 | SC | ZSC75361 | WHT | 20 | 88.B5 | AF0183:34 | BOP PANEL | 88.B7
XT9075M:3 | SC | ZSO75141 | WHT | 20 | 82.A5 | AF0142:36 | BOP PANEL | 82.A7
XT9075M:30 | SC | ZSC75362 | WHT | 20 | 88.B5 | KT7536:A1 | BOP PANEL | 88.B6
XT9075M:30 | SC | ZSC75362 | WHT | 20 | 88.B5 | AF0183:02 | BOP PANEL | 88.B7
XT9075M:32 | SC | SV76362 | WHT | 20 | 89.A5 | AF0146:24 | BOP PANEL | 89.A7
XT9075M:33 | SC | ZSO76361 | WHT | 20 | 89.A5 | AF0147:35 | BOP PANEL | 89.A7
XT9075M:34 | SC | ZSO76362 | WHT | 20 | 89.A5 | AF0147:03 | BOP PANEL | 89.A7
XT9075M:35 | SC | ZSC76361 | WHT | 20 | 89.B5 | AF0183:35 | BOP PANEL | 89.B7
XT9075M:36 | SC | ZSC76362 | WHT | 20 | 89.B5 | KT7636:A1 | BOP PANEL | 89.B6
XT9075M:36 | SC | ZSC76362 | WHT | 20 | 89.B5 | AF0183:03 | BOP PANEL | 89.B7
XT9075M:37 | SC | ZSO75061 | WHT | 20 | 91.A5 | AF0147:36 | BOP PANEL | 91.A7
XT9075M:38 | SC | ZSO75062 | WHT | 20 | 91.A5 | AF0147:04 | BOP PANEL | 91.A7
XT9075M:39 | SC | ZSC75061 | WHT | 20 | 91.B5 | AF0147:37 | BOP PANEL | 91.B7
XT9075M:4 | SC | ZSO75142 | WHT | 20 | 82.A5 | AF0142:04 | BOP PANEL | 82.A7
XT9075M:40 | SC | ZSC75062 | WHT | 20 | 91.B5 | AF0147:05 | BOP PANEL | 91.B7
XT9075M:41 | SC | SV75061 | WHT | 20 | 91.C5 | XT0574:1 B1 | BOP PANEL | 91.C5
XT9075M:42 | SC | SV75062 | WHT | 20 | 91.C5 | AF0146:30 | BOP PANEL | 91.C7
XT9075M:43 | SC | ZSO76061 | WHT | 20 | 92.A5 | AF0147:38 | BOP PANEL | 92.A7
XT9075M:44 | SC | ZSO76062 | WHT | 20 | 92.A5 | AF0147:06 | BOP PANEL | 92.A7
XT9075M:45 | SC | ZSC76061 | WHT | 20 | 92.B5 | AF0147:39 | BOP PANEL | 92.B7
XT9075M:46 | SC | ZSC76062 | WHT | 20 | 92.B5 | AF0147:07 | BOP PANEL | 92.B7
XT9075M:47 | SC | SV76061 | WHT | 20 | 92.C5 | XT0575:1 B1 | BOP PANEL | 92.C5
XT9075M:48 | SC | SV76062 | WHT | 20 | 92.C5 | AF0181:16 | BOP PANEL | 92.C7
XT9075M:5 | SC | ZSC75141 | WHT | 20 | 82.B5 | AF0142:42 | BOP PANEL | 82.B7
XT9075M:50 | SC | SV76812 | WHT | 20 | 95.A5 | AF0181:18 | BOP PANEL | 95.A7
XT9075M:51 | SC | ZSO76811 | WHT | 20 | 95.A5 | AF0147:40 | BOP PANEL | 95.A7
XT9075M:52 | SC | ZSO76812 | WHT | 20 | 95.A5 | AF0147:08 | BOP PANEL | 95.A7
XT9075M:53 | SC | ZSC76811 | WHT | 20 | 95.B5 | AF0147:41 | BOP PANEL | 95.B7
XT9075M:54 | SC | ZSC76812 | WHT | 20 | 95.B5 | AF0147:09 | BOP PANEL | 95.B7
XT9075M:55 | SC | ZT75423 | WHT | 20 | 97.A5 | AF0182:38 | BOP PANEL | 97.A7
XT9075M:56 | SC | ZT75424 | WHT | 20 | 97.A5 | AF0182:06 | BOP PANEL | 97.A7
XT9075M:57 | SC | ZT75425 | WHT | 20 | 97.B5 | AF0182:45 | BOP PANEL | 97.B7
XT9075M:58 | SC | ZT75426 | WHT | 20 | 97.B5 | AF0182:13 | BOP PANEL | 97.B7
XT9075M:59 | SC | SV75421 | WHT | 20 | 97.B5 | AF0181:06 | BOP PANEL | 97.B7
XT9075M:6 | SC | ZSC75142 | WHT | 20 | 82.B5 | KT7514:A1 | BOP PANEL | 82.B6
XT9075M:6 | SC | ZSC75142 | WHT | 20 | 82.B5 | AF0142:10 | BOP PANEL | 82.B7
XT9075M:60 | SC | SV75422 | WHT | 20 | 97.C5 | AF0181:22 | BOP PANEL | 97.B7
XT9075M:64 | SC | ZT75433 | WHT | 20 | 98.A5 | AF0182:39 | BOP PANEL | 98.A7
XT9075M:65 | SC | ZT75434 | WHT | 20 | 98.A5 | AF0182:07 | BOP PANEL | 98.A7
XT9075M:66 | SC | ZT75435 | WHT | 20 | 98.B5 | AF0182:40 | BOP PANEL | 98.B7
XT9075M:67 | SC | ZT75436 | WHT | 20 | 98.B5 | AF0182:08 | BOP PANEL | 98.B7
XT9075M:68 | SC | SV75431 | WHT | 20 | 98.B5 | AF0181:08 | BOP PANEL | 98.B7
XT9075M:69 | SC | SV75432 | WHT | 20 | 98.C5 | AF0181:24 | BOP PANEL | 98.B7
XT9075M:73 | SC | ZT75413 | WHT | 20 | 99.A5 | AF0182:43 | BOP PANEL | 99.A7
XT9075M:74 | SC | ZT75414 | WHT | 20 | 99.A5 | AF0182:11 | BOP PANEL | 99.A7
XT9075M:75 | SC | ZT75415 | WHT | 20 | 99.B5 | AF0182:44 | BOP PANEL | 99.B7
XT9075M:76 | SC | ZT75416 | WHT | 20 | 99.B5 | AF0182:12 | BOP PANEL | 99.B7
XT9075M:77 | SC | SV75411 | WHT | 20 | 99.B5 | AF0181:10 | BOP PANEL | 99.B7
XT9075M:78 | SC | SV75412 | WHT | 20 | 99.C5 | AF0181:26 | BOP PANEL | 99.B7
XT9075M:8 | SC | SV76142 | WHT | 20 | 83.A5 | AF0141:22 | BOP PANEL | 83.A7
XT9075M:83 | SC | SV75822 | WHT | 20 | 100.A5 | AF0187:16 | BOP PANEL | 100.A7
XT9075M:84 | SC | ZSO75821 | WHT | 20 | 100.A5 | AF0147:42 | BOP PANEL | 100.A7
XT9075M:85 | SC | ZSO75822 | WHT | 20 | 100.A5 | AF0147:10 | BOP PANEL | 100.A7
XT9075M:86 | SC | ZSC75821 | WHT | 20 | 100.B5 | AF0183:38 | BOP PANEL | 100.B7
XT9075M:87 | SC | ZSC75822 | WHT | 20 | 100.B5 | KT7582:A1 | BOP PANEL | 100.B6
XT9075M:87 | SC | ZSC75822 | WHT | 20 | 100.B5 | AF0183:06 | BOP PANEL | 100.B7
XT9075M:89 | SC | SV76822 | WHT | 20 | 101.A5 | AF0187:18 | BOP PANEL | 101.A7
XT9075M:9 | SC | ZSO76141 | WHT | 20 | 83.A5 | AF0142:43 | BOP PANEL | 83.A7
XT9075M:90 | SC | ZSO76821 | WHT | 20 | 101.A5 | AF0147:44 | BOP PANEL | 101.A7
XT9075M:91 | SC | ZSO76822 | WHT | 20 | 101.A5 | AF0147:12 | BOP PANEL | 101.A7
XT9075M:92 | SC | ZSC76821 | WHT | 20 | 101.B5 | AF0183:39 | BOP PANEL | 101.B7
XT9075M:93 | SC | ZSC76822 | WHT | 20 | 101.B5 | KT7682:A1 | BOP PANEL | 101.B6
XT9075M:93 | SC | ZSC76822 | WHT | 20 | 101.B5 | AF0183:07 | BOP PANEL | 101.B7
XT9075M:95 | SC | SV74822 | WHT | 20 | 102.A5 | AF0187:20 | BOP PANEL | 102.A7
XT9075M:96 | SC | ZSO74821 | WHT | 20 | 102.A5 | AF0147:46 | BOP PANEL | 102.A7
XT9075M:97 | SC | ZSO74822 | WHT | 20 | 102.A5 | AF0147:14 | BOP PANEL | 102.A7
XT9075M:98 | SC | ZSC74821 | WHT | 20 | 102.B5 | AF0183:40 | BOP PANEL | 102.B7
XT9075M:99 | SC | ZSC74822 | WHT | 20 | 102.B5 | KT7482:A1 | BOP PANEL | 102.B6
XT9075M:99 | SC | ZSC74822 | WHT | 20 | 102.B5 | AF0183:08 | BOP PANEL | 102.B7
BA1212:L1 | WC0018 | AU0180L2 | ENET | CABLE | 23.A5 | AU0180:L2 | BOP PANEL | 22.C2
BA0007:RJ45 | WC9007 | BA0007RJ45 | ENET | CABLE | 2.C2 | AU0140:L1 | BOP PANEL | 22.B2
XT9075M:61 | WC90750 | FCE75421 | RED | 20 | 97.C5 | AF0144:08 | BOP PANEL | 97.C7
XT9075M:62 | WC90750 | FCE75422 | BLK | 20 | 97.C5 | AF0144:24 | BOP PANEL | 97.C7
XT9075M:63 | WC90750 | FCE7542S | SH | 20 | 97.C5 | AF0144:56 | BOP PANEL | 97.C7
XT9075M:70 | WC90751 | FCE75431 | RED | 20 | 98.C5 | AF0144:10 | BOP PANEL | 98.C7
XT9075M:71 | WC90751 | FCE75432 | BLK | 20 | 98.C5 | AF0144:26 | BOP PANEL | 98.C7
XT9075M:72 | WC90751 | FCE7543S | SH | 20 | 98.C5 | AF0144:58 | BOP PANEL | 98.C7
XT9075M:79 | WC90752 | FCE75411 | RED | 20 | 99.C5 | AF0144:12 | BOP PANEL | 99.C7
XT9075M:80 | WC90752 | FCE75412 | BLK | 20 | 99.C5 | AF0144:28 | BOP PANEL | 99.C7
XT9075M:81 | WC90752 | FCE7541S | SH | 20 | 99.C5 | AF0144:60 | BOP PANEL | 99.C7
XT292M:1 | WCTRX5 | AP0292TX/RX2(+) | RED | 20 | 11.B2 | AP0293:TX/RX1(+) | BOP PANEL | 11.B3
XT292M:2 | WCTRX5 | AP0292TX/RX2(-) | BLK | 20 | 11.B2 | AP0293:TX/RX1(-) | BOP PANEL | 11.B3
XT292M:3 | WCTRX5 | AP0292G | SH | 20 | 11.B2 | AP0293:GND(IN) | BOP PANEL | 11.B3
XT292M:1 | SC | AP0292TX/RX2(+) |  |  | 11.B2 | XT291M:4 | JB73 | 10.D3
XT292M:2 | SC | AP0292TX/RX2(-) |  |  | 11.B2 | XT291M:5 | JB73 | 10.D3
XT292M:3 | SC | AP0292G |  |  | 11.B2 | XT291M:6 | JB73 | 10.D3
SolarTools ver. 24.0.84.24712 (Jul 31, 2025)
Report date: 4/22/2026 3:12 PM

## GEAR BOX PANEL
GEAR BOX PANEL
JB78
Project # | 4L541
Project Name | Kaskida
Revision | B.17
Controls DE | A. CHEN
Phone: | 0
Controls ME | A. PLVAN
Phone:
From | [5 empty] | To
Device ID | Cable (W) Conductor (SC) Jumper Clip (JC) | Wire No. | Wire ID | Gauge/Size | Page/Zone | Device ID | Location | Page/Zone
XT0310:1 | JC | FU0136 | CLIP | --- | 18.A5 | XT0310:2 | GEAR BOX PANEL | 18.A5
AF0321:COM | SC | AF0321N | WHT | 16 | 18.D2 | AF0322:COM | GEAR BOX PANEL | 18.D3
AF0321:COM | SC | AU0320N | WHT | 16 | 18.D2 | AU0320:COM | GEAR BOX PANEL | 18.D1
AF0321:J | SC | * |  |  | 18.D2 | AF0322:P | GEAR BOX PANEL | 18.D3
AF0321:SH | SC | AF0321G | GRN | 14 | 18.D2 | AF0323:SH | GEAR BOX PANEL | 18.D3
AF0321:SH | SC | AU0320G | GRN | 14 | 18.D2 | AU0320:GND | GEAR BOX PANEL | 18.D1
AF0321:V+ | SC | AF0321P | WHT | 16 | 18.D2 | AF0322:V+ | GEAR BOX PANEL | 18.D3
AF0321:V+ | SC | AU0320P | WHT | 16 | 18.D2 | AU0320:V+ | GEAR BOX PANEL | 18.D1
AF0322:01 | SC | PDS82002 | WHT | 20 | 107.B7 | XT9078M:2 | GEAR BOX PANEL | 107.C5
AF0322:33 | SC | PDS82001 | WHT | 20 | 107.B7 | XT9078M:1 | GEAR BOX PANEL | 107.B5
AF0322:COM | SC | AF0322N | WHT | 16 | 18.D3 | AF0323:COM | GEAR BOX PANEL | 18.D3
AF0322:J | SC | * |  |  | 18.D3 | AF0323:P | GEAR BOX PANEL | 18.D3
AF0322:V+ | SC | AF0322P | WHT | 16 | 18.D3 | AF0323:V+ | GEAR BOX PANEL | 18.D3
AF0323:COM | SC | AF0323N | WHT | 16 | 18.D3 | AF0324:COM | GEAR BOX PANEL | 18.D4
AF0323:J | SC | * |  |  | 18.D3 | AF0324:P | GEAR BOX PANEL | 18.D4
AF0323:SH | SC | AF0323G | GRN | 14 | 18.D3 | AF0324:SH | GEAR BOX PANEL | 18.D4
AF0323:V+ | SC | AF0323P | WHT | 16 | 18.D3 | AF0324:V+ | GEAR BOX PANEL | 18.D4
AF0324:COM | SC | AF0324N | WHT | 16 | 18.D4 | AF0325:COM | GEAR BOX PANEL | 18.D5
AF0324:J | SC | * |  |  | 18.D4 | AF0325:P | GEAR BOX PANEL | 18.D5
AF0324:SH | SC | AF0324G | GRN | 14 | 18.D4 | AF0325:SH | GEAR BOX PANEL | 18.D5
AF0324:V+ | SC | AF0324P | WHT | 16 | 18.D4 | AF0325:V+ | GEAR BOX PANEL | 18.D5
AF0325:COM | SC | AF0325N | WHT | 16 | 18.D5 | AF0326:COM | GEAR BOX PANEL | 18.D5
AF0325:J | SC | * |  |  | 18.D5 | AF0326:P | GEAR BOX PANEL | 18.D5
AF0325:SH | SC | AF0325G | GRN | 14 | 18.D5 | AF0326:SH | GEAR BOX PANEL | 18.D5
AF0325:V+ | SC | AF0325P | WHT | 16 | 18.D5 | AF0326:V+ | GEAR BOX PANEL | 18.D5
AF0326:COM | SC | AF0326N | WHT | 16 | 18.D5 | AF0327:COM | GEAR BOX PANEL | 18.D6
AF0326:J | SC | * |  |  | 18.D5 | AF0327:P | GEAR BOX PANEL | 18.D6
AF0326:SH | SC | AF0326G | GRN | 14 | 18.D5 | AF0327:SH | GEAR BOX PANEL | 18.D6
AF0326:V+ | SC | AF0326P | WHT | 16 | 18.D5 | AF0327:V+ | GEAR BOX PANEL | 18.D6
AF0327:SH | SC | IEG03103 | GRN | 14 | 18.D6 | IEG0310:3 | GEAR BOX PANEL | 18.D7
AU0320:COM | SC | 0V | WHT | 16 | 18.D1 | XT0310:3 | GEAR BOX PANEL | 18.A5
AU0320:V+ | SC | FU0320 | WHT | 16 | 18.D1 | FU0320:LD | GEAR BOX PANEL | 18.D1
FU0310:LD | SC | FU0310 | WHT | 14 | 18.A4 | FU0311:LI | GEAR BOX PANEL | 18.C1
FU0310:LI | SC | FU0136 | WHT | 14 | 18.A4 | XT0310:1 | GEAR BOX PANEL | 18.A5
FU0311:LI | SC | FU0310 | WHT | 14 | 18.C1 | FU0320:LI | GEAR BOX PANEL | 18.D1
GR0110: | SC | GR0110 | GRN/YEL | 14 | 3.C3 | IEG0310:1 | GEAR BOX PANEL | 3.C3
GR0320: | SC | IEG03105 | GRN | 14 | 18.A6 | IEG0310:5 | GEAR BOX PANEL | 18.A7
AU0320:L1 | WC0010 | BA1100L2 | ENET | CABLE | 18.D1 | BA1100:L2 | JB70 RIGHT RAIL | 26.D1
AU0320:L2 | WC0032 | AU0320L2 | ENET | CABLE | 18.D1 | AP0602:L1 | PLC PANEL | 4.A3
SolarTools ver. 24.0.84.24712 (Jul 31, 2025)
Report date: 4/22/2026 3:12 PM

## GEARBOX PROXIMITOR PANEL
GEARBOX PROXIMITOR PANEL
JB253
Project # | 4L541
Project Name | Kaskida
Revision | B.17
Controls DE | A. CHEN
Phone: | 0
Controls ME | A. PLVAN
Phone:
From | [5 empty] | To
Device ID | Cable (W) Conductor (SC) Jumper Clip (JC) | Wire No. | Wire ID | Gauge/Size | Page/Zone | Device ID | Location | Page/Zone
GR4700: | SC | GR4700 | GRN/YEL | 14 | 38.D3 | FRAME | GEARBOX PROXIMITOR PANEL | 38.D3
GR4701: | SC | GR4701 | GRN/YEL | 14 | 38.D3 | FRAME | GEARBOX PROXIMITOR PANEL | 38.D3
SolarTools ver. 24.0.84.24712 (Jul 31, 2025)
Report date: 4/22/2026 3:12 PM

## JB352
JB352
Project # | 4L541
Project Name | Kaskida
Revision | B.17
Controls DE | A. CHEN
Phone: | 0
Controls ME | A. PLVAN
Phone:
From | [5 empty] | To
Device ID | Cable (W) Conductor (SC) Jumper Clip (JC) | Wire No. | Wire ID | Gauge/Size | Page/Zone | Device ID | Location | Page/Zone
GR4460: | SC | GR4460 | GRN/YEL | 14 | 67.D4 | FRAME | JB352 | 67.D4
Report date: 4/22/2026 3:12 PM |  |  |  |  | SolarTools ver. 24.0.84.24712 (Jul 31, 2025)

## JB353
JB353
Project # | 4L541
Project Name | Kaskida
Revision | B.17
Controls DE | A. CHEN
Phone: | 0
Controls ME | A. PLVAN
Phone:
From | [5 empty] | To
Device ID | Cable (W) Conductor (SC) Jumper Clip (JC) | Wire No. | Wire ID | Gauge/Size | Page/Zone | Device ID | Location | Page/Zone
GR4450: | SC | GR4450 | GRN/YEL | 14 | 56.D4 | FG1:1 | JB353 | 56.D4
Report date: 4/22/2026 3:12 PM |  |  |  |  | SolarTools ver. 24.0.84.24712 (Jul 31, 2025)

## JB354
JB354
Project # | 4L541
Project Name | Kaskida
Revision | B.17
Controls DE | A. CHEN
Phone: | 0
Controls ME | A. PLVAN
Phone:
From | [5 empty] | To
Device ID | Cable (W) Conductor (SC) Jumper Clip (JC) | Wire No. | Wire ID | Gauge/Size | Page/Zone | Device ID | Location | Page/Zone
GR4560: | SC | GR4560 | GRN/YEL | 14 | 45.D4 | FRAME | JB354 | 45.D4
Report date: 4/22/2026 3:12 PM |  |  |  |  | SolarTools ver. 24.0.84.24712 (Jul 31, 2025)

## JB70
JB70
Project # | 4L541
Project Name | Kaskida
Revision | B.17
Controls DE | A. CHEN
Phone: | 0
Controls ME | A. PLVAN
Phone:
From | [5 empty] | To
Device ID | Cable (W) Conductor (SC) Jumper Clip (JC) | Wire No. | Wire ID | Gauge/Size | Page/Zone | Device ID | Location | Page/Zone
AT1100:POS | SC | FU1100 | WHT | 14 | 26.D3 | FU1100:LD | JB70 RIGHT RAIL | 26.D3
SH0472:11 | SC | SH047211 | WHT | 20 | 24.C1 | XT0236:4 | JB70 RIGHT RAIL | 24.C5
SH0472:12 | SC | SH047212 | WHT | 20 | 24.C1 | XT0236:5 | JB70 RIGHT RAIL | 24.C5
SH0472:13 | SC | FU0139 | WHT | 20 | 24.B1 | XT0236:1 | JB70 RIGHT RAIL | 24.B5
SH0472:14 | SC | KA0241A1 | WHT | 20 | 24.B1 | XT0236:2 | JB70 RIGHT RAIL | 24.B5
SH0472:X1 | SC | 0V | WHT | 20 | 24.C1 | XT0236:3 | JB70 RIGHT RAIL | 24.C5
AT1100:L1 | WC0101 | BA1100DEVICE | ENET | CABLE | 26.D3 | BA1100:DEVICE | JB70 RIGHT RAIL | 26.D1
AT1100:GND | SC | PEG01304 | GRN/YEL | 14 | 26.D3 | PEG0130:4 | PANEL A | 26.D6
AT1100:NEG | SC | 0V | WHT | 14 | 26.D3 | XT0134:3 | PANEL A | 13.B3
SA0471:B1-13 | SC | SA0471B113 | WHT | 20 | 25.B1 | AF0085:40 | PANEL A | 25.B7
SA0471:B1-14 | SC | SA0471B114 | WHT | 20 | 25.B1 | AF0085:08 | PANEL A | 25.B7
SA0471:B2-13 | SC | SA0471B213 | WHT | 20 | 25.A1 | AF0085:39 | PANEL A | 25.A7
SA0471:B2-14 | SC | SA0471B214 | WHT | 20 | 25.A1 | AF0085:07 | PANEL A | 25.A7
SA0473:B-A3 | SC | SA0473B-A3 | WHT | 20 | 26.A1 | AF0085:09 | PANEL A | 26.A7
SA0473:B-A4 | SC | SA0473B-A4 | WHT | 20 | 26.A1 | AF0085:41 | PANEL A | 26.A7
SA0473:B-B1 | SC | SA0473B-B1 | WHT | 20 | 25.D1 | AF0085:06 | PANEL A | 25.D7
SA0473:B-B2 | SC | SA0473B-B2 | WHT | 20 | 25.D1 | AF0085:38 | PANEL A | 25.D7
SA0473:W-B1 | SC | SA0473W-B1 | WHT | 20 | 25.D1 | AF0085:05 | PANEL A | 25.D7
SA0473:W-B2 | SC | SA0473W-B2 | WHT | 20 | 25.D1 | AF0085:37 | PANEL A | 25.D7
SA0474:B1-13 | SC | SA0474B213 | WHT | 20 | 25.C1 | AF0082:33 | PANEL A | 25.C7
SA0474:B1-14 | SC | SA0474B214 | WHT | 20 | 25.C1 | AF0082:01 | PANEL A | 25.C7
SA0474:B2-13 | SC | SA0474B113 | WHT | 20 | 25.C1 | AF0082:32 | PANEL A | 25.C7
SA0474:B2-14 | SC | SA0474B114 | WHT | 20 | 25.C1 | AF0082:00 | PANEL A | 25.C7
SB0471:11 | SC | SB047111 | WHT | 20 | 24.D1 | AF0085:34 | PANEL A | 24.D7
SB0471:12 | SC | SB047112 | WHT | 20 | 24.D1 | AF0085:02 | PANEL A | 24.D7
SB0472:B1-11 | SC | ESTOPA | WHT | 20 | 25.B1 | XT0137:3 | PANEL A | 25.B5
SB0472:B1-12 | SC | ESTOP | WHT | 20 | 25.B1 | XT0137:2 | PANEL A | 25.B5
SB0472:B2-11 | SC | SB0472B211 | WHT | 20 | 25.B1 | AF0094:36 | PANEL A | 25.B7
SB0472:B2-12 | SC | SB0472B212 | WHT | 20 | 25.B1 | AF0094:04 | PANEL A | 25.B7
SB0473:13 | SC | SB047313 | WHT | 20 | 24.D1 | AF0085:35 | PANEL A | 24.D7
SB0473:14 | SC | SB047314 | WHT | 20 | 24.D1 | AF0085:03 | PANEL A | 24.D7
SB0474:13 | SC | SB047413 | WHT | 20 | 25.A1 | AF0085:36 | PANEL A | 25.A7
SB0474:14 | SC | SB047414 | WHT | 20 | 25.A1 | AF0085:04 | PANEL A | 25.A7
SH0470:11 | SC | SH047011 | WHT | 20 | 24.B1 | AF0085:33 | PANEL A | 24.B7
SH0470:12 | SC | SH047012 | WHT | 20 | 24.B1 | AF0085:01 | PANEL A | 24.B7
SH0470:13 | SC | SH047013 | WHT | 20 | 24.B1 | XT0137:5 | PANEL A | 24.B5
SH0470:14 | SC | SH047014 | WHT | 20 | 24.B1 | XT0137:6 | PANEL A | 24.B5
SH0470:X1 | SC | SH0470X1 | WHT | 20 | 24.B1 | AF0086:19 | PANEL A | 24.B6
SH0470:X2 | SC | SH0470X2 | WHT | 20 | 24.B1 | AF0086:03 | PANEL A | 24.B6
SH0471:11 | SC | SH047111 | WHT | 20 | 24.A1 | XT0137:1 | PANEL A | 24.A5
SH0471:12 | SC | SH047112 | WHT | 20 | 24.A1 | XT0137:4 | PANEL A | 24.A5
SH0471:13 | SC | SH047113 | WHT | 20 | 24.A1 | AF0085:32 | PANEL A | 24.A7
SH0471:14 | SC | SH047114 | WHT | 20 | 24.A1 | AF0085:00 | PANEL A | 24.A7
SH0471:X1 | SC | SH0471X1 | WHT | 20 | 24.A1 | AF0086:16 | PANEL A | 24.A6
SH0471:X2 | SC | SH0471X2 | WHT | 20 | 24.A1 | AF0086:00 | PANEL A | 24.A6
HA0472:BLK-1 | WC5072 | HA04721 | 1 | 18 | 24.C1 | AF0092:28 | PANEL A | 24.C6
HA0472:BLK-2 | WC5072 | HA04722 | 2 | 18 | 24.C1 | AF0092:12 | PANEL A | 24.C6
SH0472:X2 | SC | SH0472X2 | WHT | 20 | 24.C1 | XT0237:1 B1 | PANEL B | 24.C5
SolarTools ver. 24.0.84.24712 (Jul 31, 2025)
Report date: 4/22/2026 3:12 PM

## JB70 LEFT RAIL
JB70 LEFT RAIL
JB70
Project # | 4L541
Project Name | Kaskida
Revision | B.17
Controls DE | A. CHEN
Phone: | 0
Controls ME | A. PLVAN
Phone:
From | [5 empty] | To
Device ID | Cable (W) Conductor (SC) Jumper Clip (JC) | Wire No. | Wire ID | Gauge/Size | Page/Zone | Device ID | Location | Page/Zone
XT0001:3 | JC | FU0210 | CLIP | --- | 2.B3 | XT0001:4 | JB70 LEFT RAIL | 2.B3
XT0001:5 | JC | 0V | CLIP | --- | 2.B3 | XT0001:6 | JB70 LEFT RAIL | 2.B3
GR1101: | SC | GR1101 | GRN/YEL | 14 | 3.A5 | FRAME | JB70 LEFT RAIL | 3.A4
XT9070M:15 | SC | JP2 | VIO | 20 | 27.D5 | XT9070M:14 | JB70 LEFT RAIL | 27.D5
XT9070M:29 | SC | JP5 | VIO | 20 | 111.D5 | XT9070M:28 | JB70 LEFT RAIL | 111.D5
XT9070M:1 | SC | AP0612ARM | WHT | 20 | 17.A5 | AF0091:32 | PANEL A | 17.A7
XT9070M:11 | SC | FU0136 | WHT | 14 | 13.A4 | XT0138:2 | PANEL A | 13.A3
XT9070M:12 | SC | 0V | WHT | 14 | 13.B4 | XT0134:2 | PANEL A | 13.B3
XT9070M:13 | SC | ESTOPC | WHT | 14 | 15.A2 | XT0240:1 | PANEL A | 15.A3
XT9070M:2 | SC | AP0612NO | WHT | 20 | 17.A5 | AF0091:00 | PANEL A | 17.A7
XT9070M:20 | SC | 009540 | WHT | 20 | 111.A5 | AF0095:40 | PANEL A | 111.A6
XT9070M:21 | SC | 009508 | WHT | 20 | 111.A5 | AF0095:08 | PANEL A | 111.A6
XT9070M:22 | SC | 009539 | WHT | 20 | 111.A5 | AF0095:39 | PANEL A | 111.A6
XT9070M:23 | SC | 009507 | WHT | 20 | 111.A5 | AF0095:07 | PANEL A | 111.A6
XT9070M:24 | SC | 009537 | WHT | 20 | 111.B5 | AF0095:37 | PANEL A | 111.B6
XT9070M:25 | SC | 009505 | WHT | 20 | 111.B5 | AF0095:05 | PANEL A | 111.B6
XT9070M:26 | SC | 009544 | WHT | 20 | 111.B5 | AF0095:44 | PANEL A | 111.B6
XT9070M:27 | SC | 009512 | WHT | 20 | 111.B5 | AF0095:12 | PANEL A | 111.B6
XT9070M:28 | SC | 009444 | WHT | 16 | 111.D5 | AF0094:44 | PANEL A | 111.D6
XT9070M:29 | SC | 009412 | WHT | 16 | 111.D5 | AF0094:12 | PANEL A | 111.D6
XT9070M:3 | SC | AP0628ARM1 | WHT | 20 | 17.A5 | AF0091:33 | PANEL A | 17.A7
XT9070M:38 | SC | 009532 | WHT | 20 | 110.C5 | AF0095:32 | PANEL A | 110.C6
XT9070M:39 | SC | 009500 | WHT | 20 | 110.C5 | AF0095:00 | PANEL A | 110.C6
XT9070M:4 | SC | AP0628NC1 | WHT | 20 | 17.A5 | AF0091:01 | PANEL A | 17.A7
XT9070M:40 | SC | 009535 | WHT | 20 | 110.C5 | AF0095:35 | PANEL A | 110.C6
XT9070M:41 | SC | 009503 | WHT | 20 | 110.C5 | AF0095:03 | PANEL A | 110.C6
XT9070M:5 | SC | AP0628ARM2 | WHT | 20 | 17.B5 | AF0091:34 | PANEL A | 17.B7
XT9070M:50 | SC | 009536 | WHT | 20 | 110.D5 | AF0095:36 | PANEL A | 110.D6
XT9070M:51 | SC | 009504 | WHT | 20 | 110.D5 | AF0095:04 | PANEL A | 110.D6
XT9070M:6 | SC | AP0628NC2 | WHT | 20 | 17.B5 | AF0091:02 | PANEL A | 17.B7
XT9070M:7 | SC | AP0628ARM3 | WHT | 20 | 17.B5 | AF0091:35 | PANEL A | 17.B7
XT9070M:8 | SC | AP0628NC3 | WHT | 20 | 17.C5 | AF0091:03 | PANEL A | 17.B7
XT9070M:67 | WC907411 | CC08571 | RED | 20 | 112.C5 | AF0084:46 | PANEL A | 112.C7
XT9070M:68 | WC907411 | CC08572 | BLK | 20 | 112.C5 | AF0084:14 | PANEL A | 112.C7
XT9070M:69 | WC907411 | CC0857S | SH | 20 | 112.C5 | AF0084:62 | PANEL A | 112.C7
XT9070M:64 | WC90749 | CC08551 | RED | 20 | 112.B5 | AF0084:42 | PANEL A | 112.B7
XT9070M:65 | WC90749 | CC08552 | BLK | 20 | 112.B5 | AF0084:10 | PANEL A | 112.B7
XT9070M:66 | WC90749 | CC0855S | SH | 20 | 112.B5 | AF0084:58 | PANEL A | 112.B7
XT0290M:1 | WCTRX1 | AP0290TX/RX1(+) | RED | 20 | 9.B3 | AP0290:TX/RX1(+) | PANEL A | 9.B4
XT0290M:2 | WCTRX1 | AP0290TX/RX1(-) | BLK | 20 | 9.B3 | AP0290:TX/RX1(-) | PANEL A | 9.B4
XT0290M:3 | WCTRX1 | AP0290GN1 | SH | 20 | 9.B3 | AP0290:GND(IN) | PANEL A | 9.B4
XT0001:1 | SC | FU0210 | WHT | 14 | 2.A3 | XT0233:3 | PANEL B | 13.C4
XT0001:2 | SC | 0V | WHT | 20 | 2.A3 | XT0235:3 | PANEL B | 13.D4
XT0001:4 | SC | FU0210 | WHT | 14 | 2.B3 | XT0233:3 | PANEL B | 13.C4
XT0001:5 | SC | 0V | WHT | 20 | 2.B3 | XT0235:3 | PANEL B | 13.D4
XT9070M:10 | SC | AP0612TM | WHT | 20 | 17.C5 | KA0701:14 | PANEL B | 17.C5
XT9070M:14 | SC | SB75121 | WHT | 20 | 27.D5 | AF1207:32 | PANEL B | 27.D7
XT9070M:15 | SC | SB75122 | WHT | 20 | 27.D5 | AF1207:00 | PANEL B | 27.D7
XT9070M:16 | SC | PS32004 | WHT | 20 | 114.D5 | KA0237:14 | PANEL B | 114.D6
XT9070M:17 | SC | UCP_ESD | WHT | 20 | 114.D5 | KA0237:11 | PANEL B | 114.D6
XT9070M:29 | SC | 009412 | WHT | 16 | 111.D5 | KA0248:A1 | PANEL B | 111.D6
XT9070M:30 | SC | 24V1 | WHT | 20 | 113.A5 | KA8311:14 | PANEL B | 113.B5
XT9070M:31 | SC | KA8311 | WHT | 20 | 113.B5 | KA8311:11 | PANEL B | 113.B5
XT9070M:34 | SC | 24V2 | WHT | 16 | 113.D5 | KA8307:14 | PANEL B | 113.D5
XT9070M:35 | SC | KA8307 | WHT | 16 | 113.D5 | KA8307:11 | PANEL B | 113.D5
XT9070M:42 | SC | KA831511 | WHT | 20 | 114.A5 | KA8315:11 | PANEL B | 114.A5
XT9070M:43 | SC | KA831514 | WHT | 20 | 114.A5 | KA8315:14 | PANEL B | 114.A5
XT9070M:44 | SC | KA831611 | WHT | 20 | 114.B5 | KA8316:11 | PANEL B | 114.B5
XT9070M:45 | SC | KA831614 | WHT | 20 | 114.B5 | KA8316:14 | PANEL B | 114.B5
XT9070M:46 | SC | 24V2 | WHT | 20 | 113.C5 | KA8312:14 | PANEL B | 113.C5
XT9070M:47 | SC | KA831214 | WHT | 20 | 113.C5 | KA8312:11 | PANEL B | 113.C5
XT9070M:48 | SC | 24V2 | WHT | 20 | 113.B5 | KA8314:14 | PANEL B | 113.B5
XT9070M:49 | SC | KA831414 | WHT | 20 | 113.B5 | KA8314:11 | PANEL B | 113.B5
XT9070M:9 | SC | AP0612COM | WHT | 20 | 17.C5 | KA0701:11 | PANEL B | 17.C5
XT9070M:56 | WC2008 | TE75301 | RED | 20 | 49.A5 | AF1206:37 | PANEL B | 49.A7
XT9070M:57 | WC2008 | TE75302 | WHT | 20 | 49.A5 | AF1206:21 | PANEL B | 49.A7
XT9070M:58 | WC2008 | TE75303 | BLK | 20 | 49.A5 | AF1206:20 | PANEL B | 49.A7
XT9070M:59 | WC2008 | TE7539S | SH | 20 | 49.A5 | AF1206:52 | PANEL B | 49.A7
XT9070M:52 | WC2023 | TE74301 | RED | 20 | 71.A6 | AF1206:33 | PANEL B | 71.A7
XT9070M:53 | WC2023 | TE74302 | WHT | 20 | 71.A6 | AF1206:17 | PANEL B | 71.A7
XT9070M:54 | WC2023 | TE74303 | BLK | 20 | 71.A6 | AF1206:16 | PANEL B | 71.A7
XT9070M:55 | WC2023 | TE7430S | SH | 20 | 71.A6 | AF1206:48 | PANEL B | 71.A7
XT9070M:60 | WC2024 | TE76301 | RED | 20 | 60.A5 | AF1206:35 | PANEL B | 60.A7
XT9070M:61 | WC2024 | TE76302 | WHT | 20 | 60.A5 | AF1206:19 | PANEL B | 60.A7
XT9070M:62 | WC2024 | TE76303 | BLK | 20 | 60.A5 | AF1206:18 | PANEL B | 60.A7
XT9070M:63 | WC2024 | TE7630S | SH | 20 | 60.A5 | AF1206:50 | PANEL B | 60.A7
XT0290M:4 | WCTXRX2 | AP0294TX/RX2(+) | RED | 20 | 9.D3 | AP0294:TX/RX2(+) | PANEL B | 9.D4
XT0290M:5 | WCTXRX2 | AP0294TX/RX2(-) | BLK | 20 | 9.D3 | AP0294:TX/RX2(-) | PANEL B | 9.D4
XT0290M:6 | WCTXRX2 | AP0294G | SH | 20 | 9.D3 | AP0294:GND(IN) | PANEL B | 9.D4
XT0001:1 | SC | FU0210 | WHT | 16 | 2.A3 | FU0001:LI | PLC PANEL | 2.A3
XT0001:2 | SC | 0V | WHT | 16 | 2.A3 | BA0001:V1(-) | PLC PANEL | 2.A2
XT0001:4 | SC | FU0210 | WHT | 16 | 2.B3 | FU0002:LI | PLC PANEL | 2.B3
XT0001:5 | SC | 0V | WHT | 16 | 2.B3 | BA0002:V1(-) | PLC PANEL | 2.B2
Report date: 4/22/2026 3:12 PM |  |  |  |  | SolarTools ver. 24.0.84.24712 (Jul 31, 2025)

## JB70 RIGHT RAIL
JB70 RIGHT RAIL
JB70
Project # | 4L541
Project Name | Kaskida
Revision | B.17
Controls DE | A. CHEN
Phone: | 0
Controls ME | A. PLVAN
Phone:
From | [5 empty] | To
Device ID | Cable (W) Conductor (SC) Jumper Clip (JC) | Wire No. | Wire ID | Gauge/Size | Page/Zone | Device ID | Location | Page/Zone
BA1100:NEG | SC | UJ1100_0V | WHT | 16 | 26.D1 | XT1100:2 | JB70 RIGHT RAIL | 26.C4
BA1100:POS | SC | FU1101 | WHT | 16 | 26.D1 | FU1101:LD | JB70 RIGHT RAIL | 26.C4
FU1101:LI | SC | UJ1100_24V |  |  | 26.C4 | XT1100:1 | JB70 RIGHT RAIL | 26.C4
FU1102:LD | SC | FU1102LD | WHT | 16 | 26.C6 | UJ1100:24V(+) | JB70 RIGHT RAIL | 26.C5
UJ1100:OUT1(-) | SC | UJ1100_0V | WHT | 16 | 26.C5 | XT1100:2 | JB70 RIGHT RAIL | 26.C4
UJ1100:OUT1(+) | SC | UJ1100_24V | WHT | 16 | 26.C5 | XT1100:1 | JB70 RIGHT RAIL | 26.C4
BA1100:L2 | WC0010 | BA1100L2 | ENET | CABLE | 26.D1 | AU0320:L1 | GEAR BOX PANEL | 18.D1
FU1100:LD | SC | FU1100 | WHT | 14 | 26.D3 | AT1100:POS | JB70 | 26.D3
XT0236:1 | SC | FU0139 | WHT | 20 | 24.B5 | SH0472:13 | JB70 | 24.B1
XT0236:2 | SC | KA0241A1 | WHT | 20 | 24.B5 | SH0472:14 | JB70 | 24.B1
XT0236:3 | SC | 0V | WHT | 20 | 24.C5 | SH0472:X1 | JB70 | 24.C1
XT0236:4 | SC | SH047211 | WHT | 20 | 24.C5 | SH0472:11 | JB70 | 24.C1
XT0236:5 | SC | SH047212 | WHT | 20 | 24.C5 | SH0472:12 | JB70 | 24.C1
BA1100:DEVICE | WC0101 | BA1100DEVICE | ENET | CABLE | 26.D1 | AT1100:L1 | JB70 | 26.D3
FU1100:LI | SC | FU0136 | WHT | 14 | 26.D3 | XT0138:3 | PANEL A | 13.A3
FU1102:LI | SC | FU0136 | WHT | 14 | 26.C6 | XT0138:3 | PANEL A | 13.A3
UJ1100:24V(-) | SC | 0V | WHT | 14 | 26.C5 | XT0134:3 | PANEL A | 13.B3
XT0236:1 | SC | FU0139 | WHT | 20 | 24.B5 | XT0240:9 | PANEL A | 15.C4
XT0236:2 | SC | KA0241A1 | WHT | 20 | 24.B5 | XT0240:5 | PANEL A | 15.C3
XT0236:3 | SC | 0V | WHT | 20 | 24.C5 | XT0240:8 | PANEL A | 15.D3
GR1100: | SC | IEG023014 | GRN | 14 | 3.A5 | IEG0230:14 | PANEL B | 3.A4
BA1100:L1 | WC9001 | BA0001RJ45 | ENET | CABLE | 26.D1 | BA0001:RJ45 | PLC PANEL | 2.A2
SolarTools ver. 24.0.84.24712 (Jul 31, 2025)
Report date: 4/22/2026 3:12 PM

## JB73
JB73
Project # | 4L541
Project Name | Kaskida
Revision | B.17
Controls DE | A. CHEN
Phone: | 0
Controls ME | A. PLVAN
Phone:
From | [5 empty] | To
Device ID | Cable (W) Conductor (SC) Jumper Clip (JC) | Wire No. | Wire ID | Gauge/Size | Page/Zone | Device ID | Location | Page/Zone
XT0250:1 | JC | FU0136 | CLIP | --- | 19.A5 | XT0250:2 | JB73 | 19.A5
XT0250:4 | JC | 0V | CLIP | --- | 19.A5 | XT0250:3 | JB73 | 19.A5
XT0250:5 | JC | 0V | CLIP | --- | 19.A5 | XT0250:4 | JB73 | 19.A5
XT0251:1 | JC | FU0250 | CLIP | --- | 53.A5 | XT0251:2 | JB73 | 53.C5
XT0251:2 | JC | FU0250 | CLIP | --- | 53.C5 | XT0251:5 | JB73 | 53.C5
XT0251:3 | JC | 0V | CLIP | --- | 53.A5 | XT0251:4 | JB73 | 53.C5
XT0251:4 | JC | 0V | CLIP | --- | 53.C5 | XT0251:6 | JB73 | 53.C5
XT0280:4 | JC | 0V | CLIP | --- | 20.A5 | XT0280:3 | JB73 | 20.A5
XT0280:5 | JC | 0V | CLIP | --- | 20.A5 | XT0280:4 | JB73 | 20.A5
XT0281:1 | JC | FU0280 | CLIP | --- | 64.A5 | XT0281:2 | JB73 | 64.C5
XT0281:2 | JC | FU0280 | CLIP | --- | 64.C5 | XT0281:5 | JB73 | 64.C5
XT0281:3 | JC | 0V | CLIP | --- | 64.A5 | XT0281:4 | JB73 | 64.C5
XT0281:4 | JC | 0V | CLIP | --- | 64.C5 | XT0281:6 | JB73 | 64.C5
AF0241:COM | SC | 0V | WHT | 16 | 19.D2 | XT0250:4 | JB73 | 19.A5
AF0241:J | SC | * |  |  | 19.D2 | AF0242:P | JB73 | 19.D3
AF0241:V+ | SC | FU0241 | WHT | 16 | 19.D2 | FU0241:LD | JB73 | 19.D1
AF0242:COM | SC | AF0242N | WHT | 16 | 19.D3 | AF0243:COM | JB73 | 19.D3
AF0242:COM | SC | AU0240N | WHT | 16 | 19.D3 | AU0240:COM | JB73 | 19.C1
AF0242:J | SC | * |  |  | 19.D3 | AF0243:P | JB73 | 19.D3
AF0242:SH | SC | AF0242G | GRN | 14 | 19.D3 | AF0243:SH | JB73 | 19.D3
AF0242:SH | SC | AU0240G | GRN | 14 | 19.D3 | AU0240:GND | JB73 | 19.C1
AF0242:V+ | SC | AF0242P | WHT | 16 | 19.D3 | AF0243:V+ | JB73 | 19.D3
AF0242:V+ | SC | AU0240P | WHT | 16 | 19.D3 | AU0240:V+ | JB73 | 19.C1
AF0243:COM | SC | AF0243N | WHT | 16 | 19.D3 | AF0244:COM | JB73 | 19.C4
AF0243:J | SC | * |  |  | 19.D3 | AF0244:P | JB73 | 19.C4
AF0243:SH | SC | AF0243G | GRN | 14 | 19.D3 | AF0244:SH | JB73 | 19.C4
AF0243:V+ | SC | AF0243P | WHT | 16 | 19.D3 | AF0244:V+ | JB73 | 19.C4
AF0244:COM | SC | AF0244N | WHT | 16 | 19.C4 | AF0245:COM | JB73 | 19.D5
AF0244:J | SC | * |  |  | 19.C4 | AF0245:P | JB73 | 19.D5
AF0244:SH | SC | AF0244G | GRN | 14 | 19.C4 | AF0245:SH | JB73 | 19.D5
AF0244:V+ | SC | AF0244P | WHT | 16 | 19.C4 | AF0245:V+ | JB73 | 19.D5
AF0245:COM | SC | AF0245N | WHT | 16 | 19.D5 | AF0246:COM | JB73 | 19.C5
AF0245:J | SC | * |  |  | 19.D5 | AF0246:P | JB73 | 19.C5
AF0245:SH | SC | AF0245G | GRN | 14 | 19.D5 | AF0246:SH | JB73 | 19.C5
AF0245:V+ | SC | AF0245P | WHT | 16 | 19.D5 | AF0246:V+ | JB73 | 19.C5
AF0246:COM | SC | AF0246N | WHT | 16 | 19.C5 | AF0247:COM | JB73 | 19.D6
AF0246:J | SC | * |  |  | 19.C5 | AF0247:P | JB73 | 19.D6
AF0246:SH | SC | AF0246G | GRN | 14 | 19.C5 | AF0247:SH | JB73 | 19.D6
AF0246:V+ | SC | AF0246P | WHT | 16 | 19.C5 | AF0247:V+ | JB73 | 19.D6
AF0247:SH | SC | IEG02501 | GRN | 14 | 19.D6 | IEG0250:1 | JB73 | 19.D6
AF0271:COM | SC | 0V | WHT | 14 | 20.D2 | XT0280:4 | JB73 | 20.A5
AF0271:V+ | SC | FU0271 | WHT | 16 | 20.D2 | FU0271:LD | JB73 | 20.D1
AF0272:COM | SC | AF0272N | WHT | 16 | 20.D3 | AF0273:COM | JB73 | 20.D3
AF0272:COM | SC | AU0270N | WHT | 16 | 20.D3 | AU0270:COM | JB73 | 20.C1
AF0272:J | SC | * |  |  | 20.D3 | AF0273:P | JB73 | 20.D3
AF0272:SH | SC | AF0272G | GRN | 14 | 20.D3 | AF0273:SH | JB73 | 20.D3
AF0272:SH | SC | AU0270G | GRN | 14 | 20.D3 | AU0270:GND | JB73 | 20.C1
AF0272:V+ | SC | AF0272P | WHT | 16 | 20.D3 | AF0273:V+ | JB73 | 20.D3
AF0272:V+ | SC | AU0270P | WHT | 16 | 20.D3 | AU0270:V+ | JB73 | 20.C1
AF0273:COM | SC | AF0273N | WHT | 16 | 20.D3 | AF0274:COM | JB73 | 20.C4
AF0273:J | SC | * |  |  | 20.D3 | AF0274:P | JB73 | 20.C4
AF0273:SH | SC | AF0273G | GRN | 14 | 20.D3 | AF0274:SH | JB73 | 20.C4
AF0273:V+ | SC | AF0273P | WHT | 16 | 20.D3 | AF0274:V+ | JB73 | 20.C4
AF0274:COM | SC | AF0274N | WHT | 16 | 20.C4 | AF0275:COM | JB73 | 20.D5
AF0274:J | SC | * |  |  | 20.C4 | AF0275:P | JB73 | 20.D5
AF0274:SH | SC | AF0274G | GRN | 14 | 20.C4 | AF0275:SH | JB73 | 20.D5
AF0274:V+ | SC | AF0274P | WHT | 16 | 20.C4 | AF0275:V+ | JB73 | 20.D5
AF0275:COM | SC | AF0275N | WHT | 16 | 20.D5 | AF0276:COM | JB73 | 20.C5
AF0275:SH | SC | AF0275G | GRN | 14 | 20.D5 | AF0276:SH | JB73 | 20.C5
AF0275:V+ | SC | AF0275P | WHT | 16 | 20.D5 | AF0276:V+ | JB73 | 20.C5
AF0276:COM | SC | AF0276N | WHT | 16 | 20.C5 | AF0277:COM | JB73 | 20.C6
AF0276:J | SC | * |  |  | 20.C5 | AF0277:P | JB73 | 20.C6
AF0276:SH | SC | AF0276G | GRN | 14 | 20.C5 | AF0277:SH | JB73 | 20.C6
AF0276:V+ | SC | AF0276P | WHT | 16 | 20.C5 | AF0277:V+ | JB73 | 20.C6
AF0277:COM | SC | AF0277N | WHT | 16 | 20.C6 | AF0278:COM | JB73 | 20.B6
AF0277:J | SC | * |  |  | 20.C6 | AF0278:P | JB73 | 20.B6
AF0277:SH | SC | AF0277G | GRN | 14 | 20.C6 | AF0278:SH | JB73 | 20.B6
AF0277:V+ | SC | AF0277P | WHT | 16 | 20.C6 | AF0278:V+ | JB73 | 20.B6
AF0278:SH | SC | IEG02503 | GRN | 14 | 20.B6 | IEG0250:3 | JB73 | 20.C7
AP0291:- | SC | 0V | WHT | 14 | 10.B4 | XT0250:5 | JB73 | 19.A5
AP0291:+ | SC | FU0292 | WHT | 14 | 10.B4 | FU0292:LD | JB73 | 10.B5
AP0291:SH-OUT | SC | IEG02507 | GRN | 14 | 10.B4 | IEG0250:7 | JB73 | 10.B4
AP0292:- | SC | 0V | WHT | 20 | 10.D4 | XT0250:5 | JB73 | 19.A5
AP0292:+ | SC | FU0293LD | WHT | 14 | 10.D4 | FU0293:LD | JB73 | 10.D5
AP0292:SH-OUT | SC | IEG02508 | GRN | 14 | 10.D4 | IEG0250:8 | JB73 | 10.D4
AU0240:COM | SC | 0V | WHT | 20 | 19.C1 | XT0250:5 | JB73 | 19.A5
AU0240:V+ | SC | FU0240 | WHT | 16 | 19.C1 | FU0240:LD | JB73 | 19.D1
AU0270:COM | SC | 0V | WHT | 16 | 20.C1 | XT0280:4 | JB73 | 20.A5
AU0270:V+ | SC | FU0270 | WHT | 16 | 20.C1 | FU0270:LD | JB73 | 20.D1
FU0240:LI | SC | FU0250 | WHT | 14 | 19.D1 | FU0253:LI | JB73 | 19.C1
FU0240:LI | SC | FU0250 | WHT | 14 | 19.D1 | FU0241:LI | JB73 | 19.D1
FU0250:LD | SC | FU0250 | WHT | 14 | 19.A4 | XT0250:6 | JB73 | 19.A5
FU0250:LD | SC | FU0250 | WHT | 14 | 19.A4 | FU0253:LI | JB73 | 19.C1
FU0250:LI | SC | FU0136 | WHT | 14 | 19.A4 | XT0250:1 | JB73 | 19.A5
FU0270:LI | SC | FU0280 | WHT | 14 | 20.D1 | FU0283:LI | JB73 | 20.C1
FU0270:LI | SC | FU0280 | WHT | 14 | 20.D1 | FU0271:LI | JB73 | 20.D1
FU0280:LD | SC | FU0280 | WHT | 14 | 20.A4 | XT0280:2 | JB73 | 20.A5
FU0280:LD | SC | FU0280 | WHT | 14 | 20.A4 | FU0283:LI | JB73 | 20.C1
FU0280:LI | SC | FU0136 | WHT | 14 | 20.A4 | XT0280:1 | JB73 | 20.A5
FU0292:LI | SC | FU0250 | WHT | 14 | 10.B5 | XT0250:6 | JB73 | 19.A5
FU0293:LI | SC | FU0250 | WHT | 14 | 10.D5 | XT0250:6 | JB73 | 19.A5
GR0251: | SC | GR0251 | GRN/YEL | 14 | 3.C3 | FRAME | JB73 | 3.C3
GR0252: | SC | IEG02502 | GRN | 14 | 3.C3 | IEG0250:2 | JB73 | 3.C3
GR0253: | SC | IEG02504 | GRN | 14 | 3.C4 | IEG0250:4 | JB73 | 3.C3
GR0254: | SC | IEG02505 | GRN | 14 | 3.C4 | IEG0250:5 | JB73 | 3.C3
GR0255: | SC | GR0255 | GRN/YEL | 14 | 3.C4 | FRAME | JB73 | 3.C3
XT0250:1 | SC | FU0136 | WHT | 14 | 19.A5 | XT0540:2 | JB73 | 19.A6
XT0250:2 | SC | FU0136 | WHT | 14 | 19.A5 | XT0280:1 | JB73 | 20.A5
XT0250:3 | SC | 0V | WHT | 14 | 19.A5 | XT0540:1 | JB73 | 19.A6
XT0250:4 | SC | 0V | WHT | 14 | 19.A5 | XT0280:3 | JB73 | 20.A5
XT0251:1 | SC | FU0250 | WHT | 14 | 53.A5 | XT0250:6 | JB73 | 19.A5
XT0251:3 | SC | 0V | WHT | 20 | 53.A5 | XT0250:5 | JB73 | 19.A5
XT0281:1 | SC | FU0280 | WHT | 14 | 64.A5 | XT0280:2 | JB73 | 20.A5
XT0281:3 | SC | 0V | WHT | 20 | 64.A5 | XT0280:4 | JB73 | 20.A5
AU0240:L2 | WC0024 | AU0240L2 | ENET | CABLE | 19.C1 | AU0270:L1 | JB73 | 20.C1
AF0273:46 | WC029101 | PT53531 | RED | 20 | 61.D7 | AP0291:O:A1+ | JB73 | 61.D5
AF0273:14 | WC029101 | PT53532 | BLK | 20 | 61.D7 | AP0291:O:C1- | JB73 | 61.D5
AP0291:O:B1S | WC029101 | PT5353S | SH | 20 | 61.D5 | FLOATING | JB73 | 61.D6
AF0274:32 | WC029102 | PT53701 | RED | 20 | 61.A7 | AP0291:O:A2+ | JB73 | 61.A5
AF0274:00 | WC029102 | PT53702 | BLK | 20 | 61.A7 | AP0291:O:C2- | JB73 | 61.A5
AP0291:O:B2S | WC029102 | PT5370S | SH | 20 | 61.A5 | FLOATING | JB73 | 61.A6
AF0274:36 | WC029103 | PT53601 | RED | 20 | 61.B7 | AP0291:O:A3+ | JB73 | 61.B5
AF0274:04 | WC029103 | PT53602 | BLK | 20 | 61.B7 | AP0291:O:C3- | JB73 | 61.B5
AP0291:O:B3S | WC029103 | PT5360S | SH | 20 | 61.B5 | FLOATING | JB73 | 61.B6
AF0272:36 | WC029104 | PDT53501 | RED | 20 | 61.B7 | AP0291:O:A4+ | JB73 | 61.B5
AF0272:04 | WC029104 | PDT53502 | BLK | 20 | 61.B7 | AP0291:O:C4- | JB73 | 61.B5
AP0291:O:B4S | WC029104 | PDT5350S | SH | 20 | 61.B5 | FLOATING | JB73 | 61.C6
AF0272:38 | WC029105 | PDT53301 | RED | 20 | 61.C7 | AP0291:O:A5+ | JB73 | 61.C5
AF0272:06 | WC029105 | PDT53302 | BLK | 20 | 61.C7 | AP0291:O:C5- | JB73 | 61.C5
AP0291:O:B5S | WC029105 | PDT5330S | SH | 20 | 61.C5 | FLOATING | JB73 | 61.C6
AF0274:44 | WC029106 | PDT53001 | RED | 20 | 61.C7 | AP0291:O:A6+ | JB73 | 61.C5
AF0274:12 | WC029106 | PDT53002 | BLK | 20 | 61.C7 | AP0291:O:C6- | JB73 | 61.C5
AP0291:O:B6S | WC029106 | PDT5300S | SH | 20 | 61.C5 | FLOATING | JB73 | 61.D6
AF0277:34 | WC029107 | PT53521 | RED | 20 | 62.B7 | AP0291:O:A7+ | JB73 | 62.B5
AF0277:02 | WC029107 | PT53522 | BLK | 20 | 62.B7 | AP0291:O:C7- | JB73 | 62.B5
AP0291:O:B7S | WC029107 | PT5352S | SH | 20 | 62.B5 | FLOATING | JB73 | 62.B6
AF0277:36 | WC029108 | PDT53521 | RED | 20 | 62.C7 | AP0291:O:A8+ | JB73 | 62.C5
AF0277:04 | WC029108 | PDT53522 | BLK | 20 | 62.C7 | AP0291:O:C8- | JB73 | 62.C5
AP0291:O:B8S | WC029108 | PDT5352S | SH | 20 | 62.C5 | FLOATING | JB73 | 62.C6
AF0277:38 | WC029111 | PT53541 | RED | 20 | 63.B7 | AP0291:O:A11+ | JB73 | 63.B5
AF0277:06 | WC029111 | PT53542 | BLK | 20 | 63.B7 | AP0291:O:C11- | JB73 | 63.B5
AP0291:O:B11S | WC029111 | PT5354S | SH | 20 | 63.B5 | FLOATING | JB73 | 63.B6
AF0277:40 | WC029112 | PDT53541 | RED | 20 | 63.B7 | AP0291:O:A12+ | JB73 | 63.B5
AF0277:08 | WC029112 | PDT53542 | BLK | 20 | 63.B7 | AP0291:O:C12- | JB73 | 63.B5
AP0291:O:B12S | WC029112 | PDT5354S | SH | 20 | 63.B5 | FLOATING | JB73 | 63.B6
AF0274:08 | WC029113 | FT53601 | RED | 20 | 64.A7 | AP0291:O:A13+ | JB73 | 64.A6
AF0274:24 | WC029113 | FT53602 | BLK | 20 | 64.A7 | AP0291:O:C13- | JB73 | 64.A6
AP0291:O:B13S | WC029113 | FT5360S | SH | 20 | 64.A6 | FLOATING | JB73 | 64.A6
AF0278:04 | WC029114 | FT53701 | RED | 20 | 64.B7 | AP0291:O:A14+ | JB73 | 64.B6
AF0278:20 | WC029114 | FT53702 | BLK | 20 | 64.B7 | AP0291:O:C14- | JB73 | 64.B6
AP0291:O:B14S | WC029114 | FT5370S | SH | 20 | 64.B6 | FLOATING | JB73 | 64.B6
AF0273:04 | WC029115 | FT53081 | RED | 20 | 64.B7 | AP0291:O:A15+ | JB73 | 64.B6
AF0273:20 | WC029115 | FT53082 | BLK | 20 | 64.B7 | AP0291:O:C15- | JB73 | 64.B6
AP0291:O:B15S | WC029115 | FT5308S | SH | 20 | 64.B6 | FLOATING | JB73 | 64.C6
AF0273:06 | WC029116 | FT53091 | RED | 20 | 64.C7 | AP0291:O:A16+ | JB73 | 64.C6
AF0273:22 | WC029116 | FT53092 | BLK | 20 | 64.C7 | AP0291:O:C16- | JB73 | 64.C6
AP0291:O:B16S | WC029116 | FT5309S | SH | 20 | 64.C6 | FLOATING | JB73 | 64.C6
AF0273:32 | WC029117 | PDT53101 | RED | 20 | 65.A6 | AP0291:0:A17+ | JB73 | 65.A5
AF0273:00 | WC029117 | PDT53102 | BLK | 20 | 65.A6 | AP0291:O:C17- | JB73 | 65.A5
AP0291:O:B17S | WC029117 | PDT5310S | SH | 20 | 65.A5 | FLOATING | JB73 | 65.A6
AF0278:08 | WC029118 | FT53111 | RED | 20 | 65.A6 | AP0291:O:A18+ | JB73 | 65.A5
AF0278:24 | WC029118 | FT53112 | BLK | 20 | 65.A6 | AP0291:O:C18- | JB73 | 65.A5
AP0291:O:B18S | WC029118 | FT5311S | SH | 20 | 65.A5 | FLOATING | JB73 | 65.B6
AF0278:12 | WC029119 | FT53121 | RED | 20 | 65.B6 | AP0291:O:A19+ | JB73 | 65.B5
AF0278:28 | WC029119 | FT53122 | BLK | 20 | 65.B6 | AP0291:O:C19- | JB73 | 65.B5
AP0291:O:B19S | WC029119 | FT5312S | SH | 20 | 65.B5 | FLOATING | JB73 | 65.B6
AF0273:44 | WC029120 | PT53611 | RED | 20 | 66.A7 | AP0291:O:A20+ | JB73 | 66.A5
AF0273:12 | WC029120 | PT53612 | BLK | 20 | 66.A7 | AP0291:O:C20- | JB73 | 66.A5
AP0291:O:B20S | WC029120 | PT5361S | SH | 20 | 66.A5 | FLOATING | JB73 | 66.A6
AF0242:42 | WC029121 | PT75101 | RED | 20 | 48.B7 | AP0291:O:A21+ | JB73 | 48.B5
AF0242:10 | WC029121 | PT75102 | BLK | 20 | 48.B7 | AP0291:O:C21- | JB73 | 48.B5
AP0291:O:B21S | WC029121 | PT7510S | SH | 20 | 48.B5 | FLOATING | JB73 | 48.C6
AF0242:34 | WC029122 | PT45011 | RED | 20 | 48.C7 | AP0291:O:A22+ | JB73 | 48.C5
AF0242:02 | WC029122 | PT45012 | BLK | 20 | 48.C7 | AP0291:O:C22- | JB73 | 48.C5
AP0291:O:B22S | WC029122 | PT4501S | SH | 20 | 48.C5 | FLOATING | JB73 | 48.C6
AF0242:32 | WC029123 | PDT42701 | RED | 20 | 48.D7 | AP0291:O:A23+ | JB73 | 48.D5
AF0242:00 | WC029123 | PDT42702 | BLK | 20 | 48.D7 | AP0291:O:C23- | JB73 | 48.D5
AP0291:O:B23S | WC029123 | PDT4270S | SH | 20 | 48.D5 | FLOATING | JB73 | 48.D6
AF0242:44 | WC029124 | PT42701 | RED | 20 | 48.D7 | AP0291:O:A24+ | JB73 | 48.D5
AF0242:12 | WC029124 | PT42702 | BLK | 20 | 48.D7 | AP0291:O:C24- | JB73 | 48.D5
AP0291:O:B24S | WC029124 | PT4270S | SH | 20 | 48.D5 | FLOATING | JB73 | 48.D6
AF0243:46 | WC029125 | PT52531 | RED | 20 | 50.D7 | AP0291:O:A25+ | JB73 | 50.D5
AF0243:14 | WC029125 | PT52532 | BLK | 20 | 50.D7 | AP0291:O:C25- | JB73 | 50.D5
AP0291:O:B25S | WC029125 | PT5253S | SH | 20 | 50.D5 | FLOATING | JB73 | 50.D6
AF0244:32 | WC029126 | PT52701 | RED | 20 | 50.A7 | AP0291:O:A26+ | JB73 | 50.A5
AF0244:00 | WC029126 | PT52702 | BLK | 20 | 50.A7 | AP0291:O:C26- | JB73 | 50.A5
AP0291:O:B26S | WC029126 | PT5270S | SH | 20 | 50.A5 | FLOATING | JB73 | 50.A6
AF0244:36 | WC029127 | PT52601 | RED | 20 | 50.B7 | AP0291:O:A27+ | JB73 | 50.B5
AF0244:04 | WC029127 | PT52602 | BLK | 20 | 50.B7 | AP0291:O:C27- | JB73 | 50.B5
AP0291:O:B27S | WC029127 | PT5260S | SH | 20 | 50.B5 | FLOATING | JB73 | 50.B6
AF0242:36 | WC029128 | PDT52501 | RED | 20 | 50.B7 | AP0291:O:A28+ | JB73 | 50.B5
AF0242:04 | WC029128 | PDT52502 | BLK | 20 | 50.B7 | AP0291:O:C28- | JB73 | 50.B5
AP0291:O:B28S | WC029128 | PDT5250S | SH | 20 | 50.B5 | FLOATING | JB73 | 50.C6
AF0242:38 | WC029129 | PDT52301 | RED | 20 | 50.C7 | AP0291:O:A29+ | JB73 | 50.C5
AF0242:06 | WC029129 | PDT52302 | BLK | 20 | 50.C7 | AP0291:O:C29- | JB73 | 50.C5
AP0291:O:B29S | WC029129 | PDT5230S | SH | 20 | 50.C5 | FLOATING | JB73 | 50.C6
AF0244:44 | WC029130 | PDT52001 | RED | 20 | 50.C7 | AP0291:O:A30+ | JB73 | 50.C5
AF0244:12 | WC029130 | PDT52002 | BLK | 20 | 50.C7 | AP0291:O:C30- | JB73 | 50.C5
AP0291:O:B30S | WC029130 | PDT5200S | SH | 20 | 50.C5 | FLOATING | JB73 | 50.D6
AF0247:34 | WC029131 | PT52521 | RED | 20 | 51.B7 | AP0291:O:A31+ | JB73 | 51.B5
AF0247:02 | WC029131 | PT52522 | BLK | 20 | 51.B7 | AP0291:O:C31- | JB73 | 51.B5
AP0291:O:B31S | WC029131 | PT5252S | SH | 20 | 51.B5 | FLOATING | JB73 | 51.B6
AF0247:36 | WC029132 | PDT52521 | RED | 20 | 51.C7 | AP0291:O:A32+ | JB73 | 51.C5
AF0247:04 | WC029132 | PDT52522 | BLK | 20 | 51.C7 | AP0291:O:C32- | JB73 | 51.C5
AP0291:O:B32S | WC029132 | PDT5252S | SH | 20 | 51.C5 | FLOATING | JB73 | 51.C6
AF0247:38 | WC029201 | PT52541 | RED | 20 | 52.B7 | AP0292:O:A1+ | JB73 | 52.B5
AF0247:06 | WC029201 | PT52542 | BLK | 20 | 52.B7 | AP0292:O:C1- | JB73 | 52.B5
AP0292:O:B1S | WC029201 | PT5254S | SH | 20 | 52.B5 | FLOATING | JB73 | 52.B6
AF0247:40 | WC029202 | PDT52541 | RED | 20 | 52.B7 | AP0292:O:A2+ | JB73 | 52.B5
AF0247:08 | WC029202 | PDT52542 | BLK | 20 | 52.B7 | AP0292:O:C2- | JB73 | 52.B5
AP0292:O:B2S | WC029202 | PDT5254S | SH | 20 | 52.B5 | FLOATING | JB73 | 52.B6
AF0244:08 | WC029203 | FT52601 | RED | 20 | 53.A7 | AP0292:O:A3+ | JB73 | 53.A6
AF0244:24 | WC029203 | FT52602 | BLK | 20 | 53.A7 | AP0292:O:C3- | JB73 | 53.A6
AP0292:O:B3S | WC029203 | FT5260S | SH | 20 | 53.A6 | FLOATING | JB73 | 53.A6
AF0278:00 | WC029204 | FT52701 | RED | 20 | 53.B7 | AP0292:O:A4+ | JB73 | 53.B6
AF0278:16 | WC029204 | FT52702 | BLK | 20 | 53.B7 | AP0292:O:C4- | JB73 | 53.B6
AP0292:O:B4S | WC029204 | FT5270S | SH | 20 | 53.B6 | FLOATING | JB73 | 53.B6
AF0243:04 | WC029205 | FT52081 | RED | 20 | 53.B7 | AP0292:O:A5+ | JB73 | 53.B6
AF0243:20 | WC029205 | FT52082 | BLK | 20 | 53.B7 | AP0292:O:C5- | JB73 | 53.B6
AP0292:O:B5S | WC029205 | FT5208S | SH | 20 | 53.B6 | FLOATING | JB73 | 53.C6
AF0243:06 | WC029206 | FT52091 | RED | 20 | 53.C7 | AP0292:O:A6+ | JB73 | 53.C6
AF0243:22 | WC029206 | FT52092 | BLK | 20 | 53.C7 | AP0292:O:C6- | JB73 | 53.C6
AP0292:O:B6S | WC029206 | FT5209S | SH | 20 | 53.C6 | FLOATING | JB73 | 53.C6
AF0243:32 | WC029210 | PDT52101 | RED | 20 | 54.A6 | AP0292:O:A10+ | JB73 | 54.A5
AF0243:00 | WC029210 | PDT52102 | BLK | 20 | 54.A6 | AP0292:O:C10- | JB73 | 54.A5
AP0292:O:B10S | WC029210 | PDT5210S | SH | 20 | 54.A5 | FLOATING | JB73 | 54.A6
AF0243:44 | WC029211 | PT52611 | RED | 20 | 55.A7 | AP0292:O:A11+ | JB73 | 55.A5
AF0243:12 | WC029211 | PT52612 | BLK | 20 | 55.A7 | AP0292:O:C11- | JB73 | 55.A5
AP0292:O:B11S | WC029211 | PT5261S | SH | 20 | 55.A5 | FLOATING | JB73 | 55.A6
AF0246:00 | WC029212 | FT52111 | RED | 20 | 54.A6 | AP0292:O:A12+ | JB73 | 54.B5
AF0246:16 | WC029212 | FT52112 | BLK | 20 | 54.A6 | AP0292:O:C12- | JB73 | 54.B5
AP0292:O:B12S | WC029212 | FT5211S | SH | 20 | 54.B5 | FLOATING | JB73 | 54.B6
AF0246:04 | WC029213 | FT52121 | RED | 20 | 54.B6 | AP0292:O:A13+ | JB73 | 54.B5
AF0246:20 | WC029213 | FT52122 | BLK | 20 | 54.B6 | AP0292:O:C13- | JB73 | 54.B5
AP0292:O:B13S | WC029213 | FT5212S | SH | 20 | 54.B5 | FLOATING | JB73 | 54.B6
AF0272:42 | WC029214 | PT76101 | RED | 20 | 59.B7 | AP0292:O:A14+ | JB73 | 59.B5
AF0272:10 | WC029214 | PT76102 | BLK | 20 | 59.B7 | AP0292:O:C14- | JB73 | 59.B5
AP0292:O:B14S | WC029214 | PT7610S | SH | 20 | 59.B5 | FLOATING | JB73 | 59.C6
AF0272:32 | WC029215 | PT46011 | RED | 20 | 59.C7 | AP0292:O:A15+ | JB73 | 59.C5
AF0272:00 | WC029215 | PT46012 | BLK | 20 | 59.C7 | AP0292:O:C15- | JB73 | 59.C5
AP0292:O:B15S | WC029215 | PT4601S | SH | 20 | 59.C5 | FLOATING | JB73 | 59.C6
AF0277:32 | WC029216 | PDT43701 | RED | 20 | 59.D7 | AP0292:O:A16+ | JB73 | 59.D5
AF0277:00 | WC029216 | PDT43702 | BLK | 20 | 59.D7 | AP0292:O:C16- | JB73 | 59.D5
AP0292:O:B16S | WC029216 | PDT4370S | SH | 20 | 59.D5 | FLOATING | JB73 | 59.D6
AF0277:42 | WC029217 | PT43701 | RED | 20 | 59.D7 | AP0292:0:A17+ | JB73 | 59.D5
AF0277:10 | WC029217 | PT43702 | BLK | 20 | 59.D7 | AP0292:O:C17- | JB73 | 59.D5
AP0292:O:B17S | WC029217 | PT4370S | SH | 20 | 59.D5 | FLOATING | JB73 | 59.D6
AP0291:TX/RX2(+) | WCM2 | AP0291TX/RX2(+) | RED | 20 | 10.B4 | AP0292:TX/RX1(+) | JB73 | 10.D4
AP0291:TX/RX2(-) | WCM2 | AP0291TX/RX2(-) | BLK | 20 | 10.B4 | AP0292:TX/RX1(-) | JB73 | 10.D4
AP0291:GND(IN) | WCM2 | AP0291G | SH | 20 | 10.B4 | AP0292:GND(IN) | JB73 | 10.D4
AP0291:TX/RX1(+) | WCTRX3 | AP0294TX/RX2(+) | RED | 20 | 10.B4 | XT291M:1 | JB73 | 10.B3
AP0291:TX/RX1(-) | WCTRX3 | AP0294TX/RX2(-) | BLK | 20 | 10.B4 | XT291M:2 | JB73 | 10.B3
AP0291:GND(IN) | WCTRX3 | AP0294G | SH | 20 | 10.B4 | XT291M:3 | JB73 | 10.B3
AP0292:TX/RX2(+) | WCTRX4 | AP0292TX/RX2(+) | RED | 20 | 10.D4 | XT291M:4 | JB73 | 10.D3
AP0292:TX/RX2(-) | WCTRX4 | AP0292TX/RX2(-) | BLK | 20 | 10.D4 | XT291M:5 | JB73 | 10.D3
AP0292:GND(IN) | WCTRX4 | AP0292G | SH | 20 | 10.D4 | XT291M:6 | JB73 | 10.D3
XT291M:4 | SC | AP0292TX/RX2(+) |  |  | 10.D3 | XT292M:1 | BOP RIGHT RAIL | 11.B2
XT291M:5 | SC | AP0292TX/RX2(-) |  |  | 10.D3 | XT292M:2 | BOP RIGHT RAIL | 11.B2
XT291M:6 | SC | AP0292G |  |  | 10.D3 | XT292M:3 | BOP RIGHT RAIL | 11.B2
AU0240:L1 | WC8008 | AU0090L2 | ENET | CABLE | 19.C1 | AU0090:L2 | PANEL A | 8.C1
AU0270:L2 | WC0027 | AU0270L2 | ENET | CABLE | 20.C1 | AU1200:1 | PANEL B | 21.C1
SolarTools ver. 24.0.84.24712 (Jul 31, 2025)
Report date: 4/22/2026 3:12 PM

## PANEL A
PANEL A
JB70
Project # | 4L541
Project Name | Kaskida
Revision | B.17
Controls DE | A. CHEN
Phone: | 0
Controls ME | A. PLVAN
Phone:
From | [5 empty] | To
Device ID | Cable (W) Conductor (SC) Jumper Clip (JC) | Wire No. | Wire ID | Gauge/Size | Page/Zone | Device ID | Location | Page/Zone
XT0080:1 | JC | 0V | CLIP | --- | 8.B1 | XT0080:2 | PANEL A | 8.B1
XT0080:2 | JC | 0V | CLIP | --- | 8.B1 | XT0080:3 | PANEL A | 8.B1
XT0081:1 | JC | 0V | CLIP | --- | 8.D1 | XT0081:2 | PANEL A | 8.D1
XT0134:1 | JC | 0V | CLIP | --- | 13.B3 | XT0134:2 | PANEL A | 13.B3
XT0134:2 | JC | 0V | CLIP | --- | 13.B3 | XT0134:3 | PANEL A | 13.B3
XT0134:3 | JC | 0V | CLIP | --- | 13.B3 | XT0134:4 | PANEL A | 13.B3
XT0135:1 | JC | 0V | CLIP | --- | 13.B4 | XT0135:2 | PANEL A | 13.B4
XT0135:2 | JC | 0V | CLIP | --- | 13.B4 | XT0135:3 | PANEL A | 13.B4
XT0135:3 | JC | 0V | CLIP | --- | 13.B4 | XT0135:4 | PANEL A | 13.C4
XT0136:1 | JC | FU0139 | CLIP | --- | 14.A2 | XT0136:2 | PANEL A | 14.A2
XT0138:1 | JC | FU0136 | CLIP | --- | 13.A3 | XT0138:2 | PANEL A | 13.A3
XT0138:2 | JC | FU0136 | CLIP | --- | 13.A3 | XT0138:3 | PANEL A | 13.A3
XT0138:3 | JC | FU0136 | CLIP | --- | 13.A3 | XT0138:4 | PANEL A | 13.B3
XT0139:1 | JC | FU0137 | CLIP | --- | 13.A4 | XT0139:2 | PANEL A | 13.A4
XT0139:2 | JC | FU0137 | CLIP | --- | 13.A4 | XT0139:3 | PANEL A | 13.B4
XT0240:9 | JC | FU0139 | CLIP | --- | 15.C4 | XT0240:10 | PANEL A | 15.C4
AF0081:COM | SC | 0V | WHT | 14 | 8.B2 | XT0080:2 | PANEL A | 8.B1
AF0081:J | SC | * |  |  | 8.B2 | AF0082:P | PANEL A | 8.B3
AF0081:V+ | SC | FU0081 | WHT | 14 | 8.B2 | FU0081:LD | PANEL A | 8.B1
AF0082:COM | SC | AF0082N | WHT | 16 | 8.B3 | AF0083:COM | PANEL A | 8.B3
AF0082:COM | SC | AU0080N | WHT | 16 | 8.B3 | AU0080:COM | PANEL A | 8.A1
AF0082:J | SC | * |  |  | 8.B3 | AF0083:P | PANEL A | 8.B3
AF0082:V+ | SC | AF0082P | WHT | 16 | 8.B3 | AF0083:V+ | PANEL A | 8.B3
AF0082:V+ | SC | AU0080P | WHT | 16 | 8.B3 | AU0080:V+ | PANEL A | 8.A1
AF0083:00 | SC | 008300 | WHT | 20 | 12.C7 | XT0089:2 | PANEL A | 12.C6
AF0083:01 | SC | 0V | WHT | 20 | 12.C7 | XT0089:3 | PANEL A | 12.C6
AF0083:04 | SC | UJ0131VIN | WHT | 20 | 12.A7 | UJ0131:VIN | PANEL A | 12.B4
AF0083:05 | SC | 0V | WHT | 20 | 12.A7 | XT0135:4 | PANEL A | 13.C4
AF0083:06 | SC | UJ0131IOUT | WHT | 20 | 12.B7 | UJ0131:IOUT | PANEL A | 12.B4
AF0083:07 | SC | 0V | WHT | 20 | 12.B7 | XT0135:4 | PANEL A | 13.C4
AF0083:COM | SC | AF0083N | WHT | 16 | 8.B3 | AF0084:COM | PANEL A | 8.B4
AF0083:J | SC | * |  |  | 8.B3 | AF0084:P | PANEL A | 8.B4
AF0083:SH | SC | AF0083G | GRN | 14 | 8.B3 | AF0084:SH | PANEL A | 8.B4
AF0083:SH | SC | AU0080G | GRN | 14 | 8.B3 | AU0080:GND | PANEL A | 8.A1
AF0083:V+ | SC | AF0083P | WHT | 16 | 8.B3 | AF0084:V+ | PANEL A | 8.B4
AF0084:COM | SC | AF0084N | WHT | 16 | 8.B4 | AF0085:COM | PANEL A | 8.B4
AF0084:J | SC | * |  |  | 8.B4 | AF0085:P | PANEL A | 8.B4
AF0084:V+ | SC | AF0084P | WHT | 16 | 8.B4 | AF0085:V+ | PANEL A | 8.B4
AF0085:J | SC | * |  |  | 8.B4 | AF0086:P | PANEL A | 8.B5
AF0086:01 | SC | 008601 | WHT | 20 | 26.B7 | PC0470:INP_A | PANEL A | 26.B5
AF0086:17 | SC | 008617 | WHT | 20 | 26.B7 | PC0470:-PWR | PANEL A | 26.B5
AF0086:33 | SC | 008633 | WHT | 20 | 26.B7 | PC0470:+PWR | PANEL A | 26.B5
AF0086:COM | SC | 0V | WHT | 14 | 8.B5 | XT0080:3 | PANEL A | 8.B1
AF0086:V+ | SC | FU0082 | WHT | 14 | 8.B5 | FU0082:LD | PANEL A | 8.B1
AF0091:07 | SC | UJ0131OK2 | WHT | 20 | 12.B7 | UJ0131:OK2 | PANEL A | 12.B4
AF0091:39 | SC | UJ0131OK1 | WHT | 20 | 12.B7 | UJ0131:OK1 | PANEL A | 12.B4
AF0091:COM | SC | AF0091N | WHT | 16 | 8.D2 | AF0094:COM | PANEL A | 8.C4
AF0091:COM | SC | AU0090N | WHT | 20 | 8.D2 | AU0090:COM | PANEL A | 8.C1
AF0091:J | SC | * |  |  | 8.D2 | AF0092:P | PANEL A | 8.D3
AF0091:V+ | SC | AF0091P | WHT | 14 | 8.D2 | AF0094:V+ | PANEL A | 8.C4
AF0091:V+ | SC | AU0090P | WHT | 20 | 8.D2 | AU0090:V+ | PANEL A | 8.C1
AF0092:08 | SC | 009208 | WHT | 20 | 35.A7 | KA3103:A1 | PANEL A | 35.A5
AF0092:24 | SC | 009224 | WHT | 20 | 35.A7 | KA3103:A2 | PANEL A | 35.A5
AF0092:COM | SC | 0V | WHT | 14 | 8.D3 | XT0081:2 | PANEL A | 8.D1
AF0092:J | SC | * |  |  | 8.D3 | AF0093:P | PANEL A | 8.D3
AF0092:V+ | SC | FU0091 | WHT | 14 | 8.D3 | FU0091:LD | PANEL A | 8.D1
AF0093:01 | SC | 009301 | WHT | 20 | 33.A7 | KA3220:A1 | PANEL A | 33.B5
AF0093:17 | SC | 009317 | WHT | 20 | 33.A7 | KA3220:A2 | PANEL A | 33.B5
AF0093:COM | SC | 0V | WHT | 14 | 8.D3 | XT0081:2 | PANEL A | 8.D1
AF0093:J | SC | * |  |  | 8.D3 | AF0094:P | PANEL A | 8.C4
AF0093:V+ | SC | FU0092 | WHT | 14 | 8.D3 | FU0092:LD | PANEL A | 8.D1
AF0094:COM | SC | AF0094N | WHT | 16 | 8.C4 | AF0095:COM | PANEL A | 8.D4
AF0094:V+ | SC | AF0094P | WHT | 16 | 8.C4 | AF0095:V+ | PANEL A | 8.D4
AF0095:J | SC | * |  |  | 8.D4 | AF0096:P | PANEL A | 8.C5
AF0096:COM | SC | 0V | WHT | 14 | 8.C5 | XT0081:2 | PANEL A | 8.D1
AF0096:V+ | SC | FU0093 | WHT | 14 | 8.C5 | FU0093:LD | PANEL A | 8.D1
AU0080:COM | SC | 0V | WHT | 14 | 8.A1 | XT0080:1 | PANEL A | 8.B1
AU0080:V+ | SC | FU0080 | WHT | 14 | 8.A1 | FU0080:LD | PANEL A | 8.B1
AU0090:COM | SC | 0V | WHT | 14 | 8.C1 | XT0081:1 | PANEL A | 8.D1
AU0090:V+ | SC | FU0090 | WHT | 14 | 8.C1 | FU0090:LD | PANEL A | 8.D1
FU0010:LI | SC | FU0137 | WHT | 14 | 13.A5 | FU0139:LI | PANEL A | 13.A5
FU0010:LI | SC | FU0137 | WHT | 14 | 13.A5 | XT0139:1 | PANEL A | 13.A4
FU0011:LD | SC | UJ0131P | WHT | 12 | 12.B3 | UJ0131:+ | PANEL A | 12.B4
FU0080:LI | SC | FU0137 | WHT | 14 | 8.B1 | XT0139:1 | PANEL A | 13.A4
FU0080:LI | SC | FU0137 | WHT | 14 | 8.B1 | FU0081:LI | PANEL A | 8.B1
FU0081:LI | SC | FU0137 | WHT | 14 | 8.B1 | FU0082:LI | PANEL A | 8.B1
FU0090:LI | SC | FU0137 | WHT | 14 | 8.D1 | XT0139:2 | PANEL A | 13.A4
FU0090:LI | SC | FU0137 | WHT | 14 | 8.D1 | FU0091:LI | PANEL A | 8.D1
FU0091:LI | SC | FU0137 | WHT | 14 | 8.D1 | FU0092:LI | PANEL A | 8.D1
FU0092:LI | SC | FU0137 | WHT | 14 | 8.D1 | FU0093:LI | PANEL A | 8.D1
FU0136:LD | SC | FU0136 | WHT | 10 | 13.A3 | XT0138:1 | PANEL A | 13.A3
FU0136:LI | SC | 24V | WHT | 10 | 13.A3 | UJ0131:OUT(+) | PANEL A | 12.B4
FU0137:LD | SC | FU0137 | WHT | 12 | 13.A4 | XT0139:1 | PANEL A | 13.A4
FU0137:LI | SC | FU0136 | WHT | 14 | 13.A4 | XT0138:1 | PANEL A | 13.A3
FU0139:LD | SC | FU0139 | WHT | 14 | 13.A5 | XT0136:1 | PANEL A | 14.A2
FU0210:LI | SC | FU0136 | WHT | 14 | 13.C4 | XT0138:4 | PANEL A | 13.B3
FU1300:LI | SC | FU0136 | WHT | 14 | 13.A3 | XT0138:3 | PANEL A | 13.A3
GR0131: | SC | GR0131 | GRN/YEL | 14 | 3.A3 | FRAME | PANEL A | 3.A3
GR0132: | SC | GR0132 | GRN/YEL | 14 | 3.A3 | FRAME | PANEL A | 3.A3
PC0470:INP_A | SC | 008601 | WHT | 20 | 26.B5 | PC0470:INP_B | PANEL A | 26.B5
RR0941:-3.01K OHM | SC | 008300 | LEAD | --- | 12.C6 | XT0089:2 | PANEL A | 12.C6
RR0941:-3.01K OHM | SC | FU0137 | LEAD | --- | 12.C6 | XT0089:1 | PANEL A | 12.C6
RR0942:-1.0K OHM | SC | 0V | LEAD | --- | 12.C6 | XT0089:3 | PANEL A | 12.C6
RR0942:-1.0K OHM | SC | 008300 | LEAD | --- | 12.C6 | XT0089:2 | PANEL A | 12.C6
UJ0131:- | SC | 521NEG | WHT | 12 | 12.B4 | XT0011:1 | PANEL A | 12.B3
UJ0131:OUT(-) | SC | 0V | WHT | 10 | 12.B4 | XT0134:1 | PANEL A | 13.B3
XT0080:1 | SC | 0V | WHT | 20 | 8.B1 | XT0135:2 | PANEL A | 13.B4
XT0089:1 | SC | FU0137 | WHT | 14 | 12.C6 | XT0139:3 | PANEL A | 13.B4
XT0089:3 | SC | 0V | WHT | 20 | 12.C6 | XT0135:3 | PANEL A | 13.B4
XT0134:1 | SC | 0V | WHT | 14 | 13.B3 | XT0135:1 | PANEL A | 13.B4
XT0135:1 | SC | 0V | WHT | 14 | 13.B4 | XT0136:3 | PANEL A | 14.A2
XT0135:2 | SC | 0V | WHT | 20 | 13.B4 | XT0081:1 | PANEL A | 8.D1
XT0136:1 | SC | FU0139 | WHT | 20 | 14.A2 | XT0240:10 | PANEL A | 15.C4
XT0136:3 | SC | 0V | WHT | 20 | 14.A2 | XT0240:8 | PANEL A | 15.D3
XT0240:3 | SC | JW1 | CLIP | -- | 15.A3 | XT0240:2 | PANEL A | 15.A3
XT0240:2 | SC | JP0 | VIO | 20 | 15.A3 | XT0240:1 | PANEL A | 15.A3
XT0240:3 | SC | ESTOPA | WHT | 20 | 15.A3 | XT0137:3 | PANEL A | 25.B5
XT0240:4 | SC | ESTOP | WHT | 14 | 15.A3 | XT0137:2 | PANEL A | 25.B5
AF0084:40 | WC029001 | LT31011 | RED | 20 | 34.B7 | AP0290:O:A1+ | PANEL A | 34.B5
AF0084:08 | WC029001 | LT31012 | BLK | 20 | 34.B7 | AP0290:O:C1- | PANEL A | 34.B5
AP0290:O:B1S | WC029001 | LT3101S | SH | 20 | 34.B5 | FLOATING | PANEL A | 34.B6
AU0080:L2 | WC9009 | AU0080L2 | ENET | CABLE | 8.A1 | AU0090:L1 | PANEL A | 8.C1
AF0082:00 | SC | SA0474B114 | WHT | 20 | 25.C7 | SA0474:B2-14 | JB70 | 25.C1
AF0082:01 | SC | SA0474B214 | WHT | 20 | 25.C7 | SA0474:B1-14 | JB70 | 25.C1
AF0082:32 | SC | SA0474B113 | WHT | 20 | 25.C7 | SA0474:B2-13 | JB70 | 25.C1
AF0082:33 | SC | SA0474B213 | WHT | 20 | 25.C7 | SA0474:B1-13 | JB70 | 25.C1
AF0085:00 | SC | SH047114 | WHT | 20 | 24.A7 | SH0471:14 | JB70 | 24.A1
AF0085:01 | SC | SH047012 | WHT | 20 | 24.B7 | SH0470:12 | JB70 | 24.B1
AF0085:02 | SC | SB047112 | WHT | 20 | 24.D7 | SB0471:12 | JB70 | 24.D1
AF0085:03 | SC | SB047314 | WHT | 20 | 24.D7 | SB0473:14 | JB70 | 24.D1
AF0085:04 | SC | SB047414 | WHT | 20 | 25.A7 | SB0474:14 | JB70 | 25.A1
AF0085:05 | SC | SA0473W-B1 | WHT | 20 | 25.D7 | SA0473:W-B1 | JB70 | 25.D1
AF0085:06 | SC | SA0473B-B1 | WHT | 20 | 25.D7 | SA0473:B-B1 | JB70 | 25.D1
AF0085:07 | SC | SA0471B214 | WHT | 20 | 25.A7 | SA0471:B2-14 | JB70 | 25.A1
AF0085:08 | SC | SA0471B114 | WHT | 20 | 25.B7 | SA0471:B1-14 | JB70 | 25.B1
AF0085:09 | SC | SA0473B-A3 | WHT | 20 | 26.A7 | SA0473:B-A3 | JB70 | 26.A1
AF0085:32 | SC | SH047113 | WHT | 20 | 24.A7 | SH0471:13 | JB70 | 24.A1
AF0085:33 | SC | SH047011 | WHT | 20 | 24.B7 | SH0470:11 | JB70 | 24.B1
AF0085:34 | SC | SB047111 | WHT | 20 | 24.D7 | SB0471:11 | JB70 | 24.D1
AF0085:35 | SC | SB047313 | WHT | 20 | 24.D7 | SB0473:13 | JB70 | 24.D1
AF0085:36 | SC | SB047413 | WHT | 20 | 25.A7 | SB0474:13 | JB70 | 25.A1
AF0085:37 | SC | SA0473W-B2 | WHT | 20 | 25.D7 | SA0473:W-B2 | JB70 | 25.D1
AF0085:38 | SC | SA0473B-B2 | WHT | 20 | 25.D7 | SA0473:B-B2 | JB70 | 25.D1
AF0085:39 | SC | SA0471B213 | WHT | 20 | 25.A7 | SA0471:B2-13 | JB70 | 25.A1
AF0085:40 | SC | SA0471B113 | WHT | 20 | 25.B7 | SA0471:B1-13 | JB70 | 25.B1
AF0085:41 | SC | SA0473B-A4 | WHT | 20 | 26.A7 | SA0473:B-A4 | JB70 | 26.A1
AF0086:00 | SC | SH0471X2 | WHT | 20 | 24.A6 | SH0471:X2 | JB70 | 24.A1
AF0086:03 | SC | SH0470X2 | WHT | 20 | 24.B6 | SH0470:X2 | JB70 | 24.B1
AF0086:16 | SC | SH0471X1 | WHT | 20 | 24.A6 | SH0471:X1 | JB70 | 24.A1
AF0086:19 | SC | SH0470X1 | WHT | 20 | 24.B6 | SH0470:X1 | JB70 | 24.B1
AF0094:04 | SC | SB0472B212 | WHT | 20 | 25.B7 | SB0472:B2-12 | JB70 | 25.B1
AF0094:36 | SC | SB0472B211 | WHT | 20 | 25.B7 | SB0472:B2-11 | JB70 | 25.B1
PEG0130:4 | SC | PEG01304 | GRN/YEL | 14 | 26.D6 | AT1100:GND | JB70 | 26.D3
XT0134:3 | SC | 0V | WHT | 14 | 13.B3 | AT1100:NEG | JB70 | 26.D3
XT0137:1 | SC | SH047111 | WHT | 20 | 24.A5 | SH0471:11 | JB70 | 24.A1
XT0137:2 | SC | ESTOP | WHT | 20 | 25.B5 | SB0472:B1-12 | JB70 | 25.B1
XT0137:3 | SC | ESTOPA | WHT | 20 | 25.B5 | SB0472:B1-11 | JB70 | 25.B1
XT0137:4 | SC | SH047112 | WHT | 20 | 24.A5 | SH0471:12 | JB70 | 24.A1
XT0137:5 | SC | SH047013 | WHT | 20 | 24.B5 | SH0470:13 | JB70 | 24.B1
XT0137:6 | SC | SH047014 | WHT | 20 | 24.B5 | SH0470:14 | JB70 | 24.B1
AF0092:28 | WC5072 | HA04721 | 1 | 18 | 24.C6 | HA0472:BLK-1 | JB70 | 24.C1
AF0092:12 | WC5072 | HA04722 | 2 | 18 | 24.C6 | HA0472:BLK-2 | JB70 | 24.C1
AF0091:00 | SC | AP0612NO | WHT | 20 | 17.A7 | XT9070M:2 | JB70 LEFT RAIL | 17.A5
AF0091:01 | SC | AP0628NC1 | WHT | 20 | 17.A7 | XT9070M:4 | JB70 LEFT RAIL | 17.A5
AF0091:02 | SC | AP0628NC2 | WHT | 20 | 17.B7 | XT9070M:6 | JB70 LEFT RAIL | 17.B5
AF0091:03 | SC | AP0628NC3 | WHT | 20 | 17.B7 | XT9070M:8 | JB70 LEFT RAIL | 17.C5
AF0091:32 | SC | AP0612ARM | WHT | 20 | 17.A7 | XT9070M:1 | JB70 LEFT RAIL | 17.A5
AF0091:33 | SC | AP0628ARM1 | WHT | 20 | 17.A7 | XT9070M:3 | JB70 LEFT RAIL | 17.A5
AF0091:34 | SC | AP0628ARM2 | WHT | 20 | 17.B7 | XT9070M:5 | JB70 LEFT RAIL | 17.B5
AF0091:35 | SC | AP0628ARM3 | WHT | 20 | 17.B7 | XT9070M:7 | JB70 LEFT RAIL | 17.B5
AF0094:12 | SC | 009412 | WHT | 16 | 111.D6 | XT9070M:29 | JB70 LEFT RAIL | 111.D5
AF0094:44 | SC | 009444 | WHT | 16 | 111.D6 | XT9070M:28 | JB70 LEFT RAIL | 111.D5
AF0095:00 | SC | 009500 | WHT | 20 | 110.C6 | XT9070M:39 | JB70 LEFT RAIL | 110.C5
AF0095:03 | SC | 009503 | WHT | 20 | 110.C6 | XT9070M:41 | JB70 LEFT RAIL | 110.C5
AF0095:04 | SC | 009504 | WHT | 20 | 110.D6 | XT9070M:51 | JB70 LEFT RAIL | 110.D5
AF0095:05 | SC | 009505 | WHT | 20 | 111.B6 | XT9070M:25 | JB70 LEFT RAIL | 111.B5
AF0095:07 | SC | 009507 | WHT | 20 | 111.A6 | XT9070M:23 | JB70 LEFT RAIL | 111.A5
AF0095:08 | SC | 009508 | WHT | 20 | 111.A6 | XT9070M:21 | JB70 LEFT RAIL | 111.A5
AF0095:12 | SC | 009512 | WHT | 20 | 111.B6 | XT9070M:27 | JB70 LEFT RAIL | 111.B5
AF0095:32 | SC | 009532 | WHT | 20 | 110.C6 | XT9070M:38 | JB70 LEFT RAIL | 110.C5
AF0095:35 | SC | 009535 | WHT | 20 | 110.C6 | XT9070M:40 | JB70 LEFT RAIL | 110.C5
AF0095:36 | SC | 009536 | WHT | 20 | 110.D6 | XT9070M:50 | JB70 LEFT RAIL | 110.D5
AF0095:37 | SC | 009537 | WHT | 20 | 111.B6 | XT9070M:24 | JB70 LEFT RAIL | 111.B5
AF0095:39 | SC | 009539 | WHT | 20 | 111.A6 | XT9070M:22 | JB70 LEFT RAIL | 111.A5
AF0095:40 | SC | 009540 | WHT | 20 | 111.A6 | XT9070M:20 | JB70 LEFT RAIL | 111.A5
AF0095:44 | SC | 009544 | WHT | 20 | 111.B6 | XT9070M:26 | JB70 LEFT RAIL | 111.B5
XT0134:2 | SC | 0V | WHT | 14 | 13.B3 | XT9070M:12 | JB70 LEFT RAIL | 13.B4
XT0138:2 | SC | FU0136 | WHT | 14 | 13.A3 | XT9070M:11 | JB70 LEFT RAIL | 13.A4
XT0240:1 | SC | ESTOPC | WHT | 14 | 15.A3 | XT9070M:13 | JB70 LEFT RAIL | 15.A2
AF0084:46 | WC907411 | CC08571 | RED | 20 | 112.C7 | XT9070M:67 | JB70 LEFT RAIL | 112.C5
AF0084:14 | WC907411 | CC08572 | BLK | 20 | 112.C7 | XT9070M:68 | JB70 LEFT RAIL | 112.C5
AF0084:62 | WC907411 | CC0857S | SH | 20 | 112.C7 | XT9070M:69 | JB70 LEFT RAIL | 112.C5
AF0084:42 | WC90749 | CC08551 | RED | 20 | 112.B7 | XT9070M:64 | JB70 LEFT RAIL | 112.B5
AF0084:10 | WC90749 | CC08552 | BLK | 20 | 112.B7 | XT9070M:65 | JB70 LEFT RAIL | 112.B5
AF0084:58 | WC90749 | CC0855S | SH | 20 | 112.B7 | XT9070M:66 | JB70 LEFT RAIL | 112.B5
AP0290:TX/RX1(+) | WCTRX1 | AP0290TX/RX1(+) | RED | 20 | 9.B4 | XT0290M:1 | JB70 LEFT RAIL | 9.B3
AP0290:TX/RX1(-) | WCTRX1 | AP0290TX/RX1(-) | BLK | 20 | 9.B4 | XT0290M:2 | JB70 LEFT RAIL | 9.B3
AP0290:GND(IN) | WCTRX1 | AP0290GN1 | SH | 20 | 9.B4 | XT0290M:3 | JB70 LEFT RAIL | 9.B3
XT0134:3 | SC | 0V | WHT | 14 | 13.B3 | UJ1100:24V(-) | JB70 RIGHT RAIL | 26.C5
XT0138:3 | SC | FU0136 | WHT | 14 | 13.A3 | FU1100:LI | JB70 RIGHT RAIL | 26.D3
XT0138:3 | SC | FU0136 | WHT | 14 | 13.A3 | FU1102:LI | JB70 RIGHT RAIL | 26.C6
XT0240:5 | SC | KA0241A1 | WHT | 20 | 15.C3 | XT0236:2 | JB70 RIGHT RAIL | 24.B5
XT0240:8 | SC | 0V | WHT | 20 | 15.D3 | XT0236:3 | JB70 RIGHT RAIL | 24.C5
XT0240:9 | SC | FU0139 | WHT | 20 | 15.C4 | XT0236:1 | JB70 RIGHT RAIL | 24.B5
AU0090:L2 | WC8008 | AU0090L2 | ENET | CABLE | 8.C1 | AU0240:L1 | JB73 | 19.C1
AF0082:02 | SC | KA013114 | WHT | 20 | 31.B7 | KA0131:14 | PANEL B | 14.D4
AF0082:13 | SC | KA013624 | WHT | 20 | 14.B4 | KA0136:24 | PANEL B | 14.B3
AF0082:45 | SC | KA013621 | WHT | 20 | 14.B4 | KA0136:21 | PANEL B | 14.B3
AF0084:SH | SC | IEG02302 | GRN | 14 | 8.B4 | IEG0230:2 | PANEL B | 8.B5
AF0086:04 | SC | XT0237T2 | WHT | 20 | 24.C7 | XT0237:1 T2 | PANEL B | 24.C5
AF0091:04 | SC | KA913014 | WHT | 20 | 13.C6 | KA9130:14 | PANEL B | 13.C5
AF0091:36 | SC | KA913011 | WHT | 20 | 13.C6 | KA9130:11 | PANEL B | 13.C5
AF0092:00 | SC | KA0701A1 | WHT | 20 | 17.C7 | KA0701:A1 | PANEL B | 17.C6
AF0092:02 | SC | KA0133A1 | WHT | 20 | 31.A7 | KA0133:A1 | PANEL B | 14.C6
AF0092:06 | SC | KA013114 | WHT | 20 | 31.A7 | KA0131:14 | PANEL B | 14.D4
AF0092:16 | SC | KA0701A2 | WHT | 20 | 17.C7 | KA0701:A2 | PANEL B | 17.C6
AF0093:00 | SC | 009300 | WHT | 20 | 114.A7 | KA8316:A1 | PANEL B | 114.B6
AF0093:02 | SC | 009302 | WHT | 20 | 113.C7 | KA8312:A1 | PANEL B | 113.C6
AF0093:03 | SC | 009303 | WHT | 20 | 114.A7 | KA8315:A1 | PANEL B | 114.A6
AF0093:09 | SC | 009309 | WHT | 16 | 113.C7 | KA8307:A1 | PANEL B | 113.D6
AF0093:16 | SC | 009316 | WHT | 20 | 114.A7 | KA8316:A2 | PANEL B | 114.B6
AF0093:18 | SC | 009318 | WHT | 20 | 113.C7 | KA8312:A2 | PANEL B | 113.C6
AF0093:19 | SC | 009319 | WHT | 20 | 114.A7 | KA8315:A2 | PANEL B | 114.A6
AF0093:25 | SC | 009325 | WHT | 16 | 113.C7 | KA8307:A2 | PANEL B | 113.D6
AF0094:02 | SC | 009402 | WHT | 20 | 15.B7 | KA0243:14 | PANEL B | 15.B6
AF0094:03 | SC | 009403 | WHT | 20 | 15.C7 | KA0245:24 | PANEL B | 15.C6
AF0094:09 | SC | 009409 | WHT | 20 | 15.B7 | KA0239:24 | PANEL B | 15.B6
AF0094:10 | SC | 009410 | WHT | 20 | 15.C7 | KA0242:14 | PANEL B | 15.C6
AF0094:28 | SC | 009428 | WHT | 14 | 111.D6 | KA0248:A2 | PANEL B | 111.D6
AF0094:34 | SC | 009434 | WHT | 20 | 15.B7 | KA0243:11 | PANEL B | 15.B6
AF0094:35 | SC | 009435 | WHT | 20 | 15.C7 | KA0245:21 | PANEL B | 15.C6
AF0094:41 | SC | 009441 | WHT | 20 | 15.B7 | KA0239:21 | PANEL B | 15.B6
AF0096:01 | SC | 009601 | WHT | 20 | 113.B7 | KA8314:A1 | PANEL B | 113.B6
AF0096:02 | SC | 009602 | WHT | 16 | 113.A7 | KA8311:A1 | PANEL B | 113.B6
AF0096:08 | SC | 009608 | WHT | 20 | 15.D7 | KT0146:15 | PANEL B | 15.C6
AF0096:09 | SC | KT0146B1 | WHT | 20 | 14.B2 | KT0146:B1 | PANEL B | 14.B2
AF0096:17 | SC | 009617 | WHT | 20 | 113.B7 | KA8314:A2 | PANEL B | 113.B6
AF0096:18 | SC | 009618 | WHT | 16 | 113.A7 | KA8311:A2 | PANEL B | 113.B6
AF0096:24 | SC | 009624 | WHT | 20 | 15.D7 | KA0231:A2 | PANEL B | 15.D6
AF0096:25 | SC | KT0146A2 | WHT | 20 | 14.B2 | KT0146:A2 | PANEL B | 14.B2
AP0290:- | SC | 0V | WHT | 20 | 9.B4 | XT0235:5 | PANEL B | 13.D4
AP0290:+ | SC | FU2900 | WHT | 14 | 9.B4 | FU2900:LD | PANEL B | 9.B6
AP0290:SH-OUT | SC | IEG023011 | GRN | 14 | 9.B4 | IEG0230:11 | PANEL B | 9.B4
AU0090:GND | SC | IEG023013 | GRN | 14 | 8.C1 | IEG0230:13 | PANEL B | 8.D2
FU0210:LD | SC | FU0210 | WHT | 14 | 13.C4 | XT0233:1 | PANEL B | 13.C4
FU9130:LD | SC | 0V2 | WHT | 14 | 13.D5 | XT0235:4 | PANEL B | 13.D5
FU9130:LI | SC | 0V | WHT | 14 | 13.D5 | XT0235:2 | PANEL B | 13.D4
GR0133: | SC | IEG02303 | GRN | 14 | 3.A4 | IEG0230:3 | PANEL B | 3.A4
GR0134: | SC | IEG02306 | GRN | 14 | 3.A4 | IEG0230:6 | PANEL B | 3.A4
KA0135:A1 | SC | KA0135A1 | WHT | 20 | 14.D6 | KA0131:11 | PANEL B | 14.D4
KA0135:A1 | SC | KA0135A1 | WHT | 20 | 14.D6 | KA0144:A1 | PANEL B | 14.C6
KA0135:A2 | SC | 0V | WHT | 20 | 14.D6 | KA0136:A2 | PANEL B | 14.D6
KA0135:A2 | SC | 0V | WHT | 20 | 14.D6 | KA0144:A2 | PANEL B | 14.C6
PEG0130:1 | SC | 0V2 | GRN/YEL | 14 | 13.D6 | XT0235:4 | PANEL B | 13.D5
XT0134:4 | SC | 0V | WHT | 14 | 13.B3 | XT0130:2 | PANEL B | 21.A5
XT0134:4 | SC | 0V | WHT | 14 | 13.B3 | XT0235:1 | PANEL B | 13.D4
XT0136:1 | SC | FU0139 | WHT | 20 | 14.A2 | XT0351:1 | PANEL B | 30.D6
XT0136:2 | SC | FU0139 | WHT | 20 | 14.A2 | KA0141:24 | PANEL B | 14.B2
XT0136:2 | SC | FU0139 | WHT | 20 | 14.A2 | KT0140:15 | PANEL B | 14.A2
XT0136:3 | SC | 0V | WHT | 20 | 14.A2 | KT0140:A2 | PANEL B | 14.A6
XT0138:4 | SC | FU0136 | WHT | 14 | 13.B3 | XT0130:1 | PANEL B | 21.A5
XT0240:1 | SC | ESTOPC | WHT | 20 | 15.A3 | KA0243:21 | PANEL B | 15.A3
XT0240:10 | SC | FU0139 | WHT | 20 | 15.C4 | KA0236:11 | PANEL B | 15.D4
XT0240:11 | SC | KA023612 | WHT | 20 | 15.D4 | KA0236:12 | PANEL B | 15.D4
XT0240:11 | SC | KA023612 | WHT | 20 | 15.D4 | XT0237:1 B2 | PANEL B | 24.C5
XT0240:2 | SC | ESTOPB | WHT | 16 | 15.A3 | KA0248:11 | PANEL B | 111.D6
XT0240:3 | SC | ESTOPA | WHT | 16 | 15.A3 | KA0248:14 | PANEL B | 111.D6
XT0240:4 | SC | ESTOP | WHT | 14 | 15.A3 | XT0520:4 | PANEL B | 23.A1
XT0240:4 | SC | ESTOP | WHT | 20 | 15.A3 | KA0235:A1 | PANEL B | 15.A2
XT0240:5 | SC | KA0241A1 | WHT | 20 | 15.C3 | KA0253:A1 | PANEL B | 15.C2
XT0240:5 | SC | KA0241A1 | WHT | 20 | 15.C3 | KA0241:A1 | PANEL B | 15.C2
XT0240:6 | SC | KA0243A1 | WHT | 20 | 15.C3 | KA0243:A1 | PANEL B | 15.C2
XT0240:7 | SC | KA0245A1 | WHT | 20 | 15.D3 | KA0245:A1 | PANEL B | 15.D2
XT0240:8 | SC | 0V | WHT | 20 | 15.D3 | KA0249:A2 | PANEL B | 15.D2
XT0240:9 | SC | FU0139 | WHT | 20 | 15.C4 | KA0241:14 | PANEL B | 15.A5
AP0290:O:B2S | WC029002 | PT7530S | SH | 20 | 48.B5 | FLOATING | PANEL B | 48.B6
AP0290:O:A2+ | WC029002 | PT75301 | RED | 20 | 48.B5 | AF1205:36 | PANEL B | 48.B7
AP0290:O:C2- | WC029002 | PT75302 | BLK | 20 | 48.B5 | AF1205:04 | PANEL B | 48.B7
AP0290:O:B3S | WC029003 | PCE5261S1 | SH | 20 | 55.B5 | FLOATING | PANEL B | 55.B6
AP0290:O:A3+ | WC029003 | PCE52611 | RED | 20 | 55.B5 | AF1212:04 | PANEL B | 55.B7
AP0290:O:C3- | WC029003 | PCE52612 | BLK | 20 | 55.B5 | AF1212:20 | PANEL B | 55.B7
AP0290:O:B4S | WC029004 | PCE5261S2 | SH | 20 | 55.B5 | FLOATING | PANEL B | 55.B6
AP0290:O:A4+ | WC029004 | PCE52613 | RED | 20 | 55.B5 | AF1213:36 | PANEL B | 55.B7
AP0290:O:C4- | WC029004 | PCE52614 | BLK | 20 | 55.B5 | AF1213:04 | PANEL B | 55.B7
AP0290:O:B5S | WC029005 | PDT5110S | SH | 20 | 77.B6 | FLOATING | PANEL B | 77.B6
AP0290:O:A5+ | WC029005 | PDT51101 | RED | 20 | 77.B6 | AF1210:36 | PANEL B | 77.B6
AP0290:O:C5- | WC029005 | PDT51102 | BLK | 20 | 77.B6 | AF1210:04 | PANEL B | 77.B6
AP0290:O:B6S | WC029006 | PT7630S | SH | 20 | 59.B5 | FLOATING | PANEL B | 59.B6
AP0290:O:A6+ | WC029006 | PT76301 | RED | 20 | 59.B5 | AF1205:40 | PANEL B | 59.B7
AP0290:O:C6- | WC029006 | PT76302 | BLK | 20 | 59.B5 | AF1205:08 | PANEL B | 59.B7
AP0290:O:B7S | WC029007 | PCE5361S1 | SH | 20 | 66.B5 | FLOATING | PANEL B | 66.B6
AP0290:O:A7+ | WC029007 | PCE53611 | RED | 20 | 66.B5 | AF1212:08 | PANEL B | 66.B7
AP0290:O:C7- | WC029007 | PCE53612 | BLK | 20 | 66.B5 | AF1212:24 | PANEL B | 66.B7
AP0290:O:B8S | WC029008 | PCE5361S2 | SH | 20 | 66.B5 | FLOATING | PANEL B | 66.B6
AP0290:O:A8+ | WC029008 | PCE53613 | RED | 20 | 66.B5 | AF1213:40 | PANEL B | 66.B7
AP0290:O:C8- | WC029008 | PCE53614 | BLK | 20 | 66.B5 | AF1213:08 | PANEL B | 66.B7
AP0290:O:B10S | WC029010 | PT7430S | SH | 20 | 70.B5 | FLOATING | PANEL B | 70.C6
AP0290:O:A10+ | WC029010 | PT74301 | RED | 20 | 70.B5 | AF1205:32 | PANEL B | 70.B7
AP0290:O:C10- | WC029010 | PT74302 | BLK | 20 | 70.B5 | AF1205:00 | PANEL B | 70.B7
AP0290:O:B11S | WC029011 | PT4401S | SH | 20 | 70.C5 | FLOATING | PANEL B | 70.C6
AP0290:O:A11+ | WC029011 | PT44011 | RED | 20 | 70.C5 | AF1210:34 | PANEL B | 70.C7
AP0290:O:C11- | WC029011 | PT44012 | BLK | 20 | 70.C5 | AF1210:02 | PANEL B | 70.C7
AP0290:O:B12S | WC029012 | PDT4170S | SH | 20 | 70.C5 | FLOATING | PANEL B | 70.D6
AP0290:O:A12+ | WC029012 | PDT41701 | RED | 20 | 70.C5 | AF1211:32 | PANEL B | 70.C7
AP0290:O:C12- | WC029012 | PDT41702 | BLK | 20 | 70.C5 | AF1211:00 | PANEL B | 70.C7
AP0290:O:B13S | WC029013 | PT4170S | SH | 20 | 70.D5 | FLOATING | PANEL B | 70.D6
AP0290:O:A13+ | WC029013 | PT41701 | RED | 20 | 70.D5 | AF1211:44 | PANEL B | 70.D7
AP0290:O:C13- | WC029013 | PT41702 | BLK | 20 | 70.D5 | AF1211:12 | PANEL B | 70.D7
AP0290:O:B14S | WC029014 | PT5152S | SH | 20 | 73.B5 | FLOATING | PANEL B | 73.B6
AP0290:O:A14+ | WC029014 | PT51521 | RED | 20 | 73.B5 | AF1210:40 | PANEL B | 73.B7
AP0290:O:C14- | WC029014 | PT51522 | BLK | 20 | 73.B5 | AF1210:08 | PANEL B | 73.B7
AP0290:O:B15S | WC029015 | PDT5152S | SH | 20 | 73.C5 | FLOATING | PANEL B | 73.C6
AP0290:O:A15+ | WC029015 | PDT51521 | RED | 20 | 73.C5 | AF1210:44 | PANEL B | 73.C7
AP0290:O:C15- | WC029015 | PDT51522 | BLK | 20 | 73.C5 | AF1210:12 | PANEL B | 73.C7
AP0290:O:B16S | WC029016 | PT5154S | SH | 20 | 74.B5 | FLOATING | PANEL B | 74.B6
AP0290:O:A16+ | WC029016 | PT51541 | RED | 20 | 74.B5 | AF1211:36 | PANEL B | 74.B7
AP0290:O:C16- | WC029016 | PT51542 | BLK | 20 | 74.B5 | AF1211:04 | PANEL B | 74.B7
AP0290:O:B17S | WC029017 | PDT5154S | SH | 20 | 74.B5 | FLOATING | PANEL B | 74.B6
AP0290:0:A17+ | WC029017 | PDT51541 | RED | 20 | 74.B5 | AF1211:34 | PANEL B | 74.B7
AP0290:O:C17- | WC029017 | PDT51542 | BLK | 20 | 74.B5 | AF1211:02 | PANEL B | 74.B7
AP0290:O:B18S | WC029018 | PT5153S | SH | 20 | 72.A5 | FLOATING | PANEL B | 72.A6
AP0290:O:A18+ | WC029018 | PT51531 | RED | 20 | 72.A5 | AF1203:46 | PANEL B | 72.A7
AP0290:O:C18- | WC029018 | PT51532 | BLK | 20 | 72.A5 | AF1203:14 | PANEL B | 72.A7
AP0290:O:B19S | WC029019 | PT5170S | SH | 20 | 72.A5 | FLOATING | PANEL B | 72.A6
AP0290:O:A19+ | WC029019 | PT51701 | RED | 20 | 72.A5 | AF1204:32 | PANEL B | 72.A7
AP0290:O:C19- | WC029019 | PT51702 | BLK | 20 | 72.A5 | AF1204:00 | PANEL B | 72.A7
AP0290:O:B20S | WC029020 | PT5160S | SH | 20 | 72.B5 | FLOATING | PANEL B | 72.B6
AP0290:O:A20+ | WC029020 | PT51601 | RED | 20 | 72.B5 | AF1204:36 | PANEL B | 72.B7
AP0290:O:C20- | WC029020 | PT51602 | BLK | 20 | 72.B5 | AF1204:04 | PANEL B | 72.B7
AP0290:O:B21S | WC029021 | PDT5150S | SH | 20 | 72.B5 | FLOATING | PANEL B | 72.C6
AP0290:O:A21+ | WC029021 | PDT51501 | RED | 20 | 72.B5 | AF1210:32 | PANEL B | 72.B7
AP0290:O:C21- | WC029021 | PDT51502 | BLK | 20 | 72.B5 | AF1210:00 | PANEL B | 72.B7
AP0290:O:B22S | WC029022 | PDT5130S | SH | 20 | 72.C5 | FLOATING | PANEL B | 72.C6
AP0290:O:A22+ | WC029022 | PDT51301 | RED | 20 | 72.C5 | AF1210:38 | PANEL B | 72.C7
AP0290:O:C22- | WC029022 | PDT51302 | BLK | 20 | 72.C5 | AF1210:06 | PANEL B | 72.C7
AP0290:O:B23S | WC029023 | PDT5100S | SH | 20 | 72.C5 | FLOATING | PANEL B | 72.D6
AP0290:O:A23+ | WC029023 | PDT51001 | RED | 20 | 72.C5 | AF1204:40 | PANEL B | 72.C7
AP0290:O:C23- | WC029023 | PDT51002 | BLK | 20 | 72.C5 | AF1204:08 | PANEL B | 72.C7
AP0290:O:B24S | WC029024 | PDT5104S | SH | 20 | 72.D5 | FLOATING | PANEL B | 72.D6
AP0290:O:A24+ | WC029024 | PDT51041 | RED | 20 | 72.D5 | AF1203:44 | PANEL B | 72.D7
AP0290:O:C24- | WC029024 | PDT51042 | BLK | 20 | 72.D5 | AF1203:12 | PANEL B | 72.D7
AP0290:O:B25S | WC029025 | FT5160S | SH | 20 | 75.A6 | FLOATING | PANEL B | 75.A6
AP0290:O:A25+ | WC029025 | FT51601 | RED | 20 | 75.A6 | AF1204:12 | PANEL B | 75.A7
AP0290:O:C25- | WC029025 | FT51602 | BLK | 20 | 75.A6 | AF1204:28 | PANEL B | 75.A7
AP0290:O:B26S | WC029026 | FT5170S | SH | 20 | 75.B6 | FLOATING | PANEL B | 75.B6
AP0290:O:A26+ | WC029026 | FT51701 | RED | 20 | 75.B6 | AF1205:12 | PANEL B | 75.B7
AP0290:O:C26- | WC029026 | FT51702 | BLK | 20 | 75.B6 | AF1205:28 | PANEL B | 75.B7
AP0290:O:B27S | WC029027 | FT5108S | SH | 20 | 75.B6 | FLOATING | PANEL B | 75.C6
AP0290:O:A27+ | WC029027 | FT51081 | RED | 20 | 75.B6 | AF1203:04 | PANEL B | 75.B7
AP0290:O:C27- | WC029027 | FT51082 | BLK | 20 | 75.B6 | AF1203:20 | PANEL B | 75.B7
AP0290:O:B28S | WC029028 | FT5109S | SH | 20 | 75.C6 | FLOATING | PANEL B | 75.C6
AP0290:O:A28+ | WC029028 | FT51091 | RED | 20 | 75.C6 | AF1203:06 | PANEL B | 75.C7
AP0290:O:C28- | WC029028 | FT51092 | BLK | 20 | 75.C6 | AF1203:22 | PANEL B | 75.C7
AP0290:O:B29S | WC029029 | PT5184S | SH | 20 | 76.A6 | FLOATING | PANEL B | 76.A6
AP0290:O:A29+ | WC029029 | PT51841 | RED | 20 | 76.A6 | AF1203:42 | PANEL B | 76.A6
AP0290:O:C29- | WC029029 | PT51842 | BLK | 20 | 76.A6 | AF1203:10 | PANEL B | 76.A6
AP0290:O:B30S | WC029030 | PDT5186S | SH | 20 | 76.B6 | FLOATING | PANEL B | 76.B6
AP0290:O:A30+ | WC029030 | PDT51861 | RED | 20 | 76.B6 | AF1210:46 | PANEL B | 76.B6
AP0290:O:C30- | WC029030 | PDT51862 | BLK | 20 | 76.B6 | AF1210:14 | PANEL B | 76.B6
AP0290:O:B31S | WC029031 | FT5111S | SH | 20 | 77.C6 | FLOATING | PANEL B | 77.C6
AP0290:O:A31+ | WC029031 | FT51111 | RED | 20 | 77.C6 | AF1202:00 | PANEL B | 77.C6
AP0290:O:C31- | WC029031 | FT51112 | BLK | 20 | 77.C6 | AF1202:16 | PANEL B | 77.C6
AP0290:O:B32S | WC029032 | FT5112S | SH | 20 | 77.D6 | FLOATING | PANEL B | 77.D6
AP0290:O:A32+ | WC029032 | FT51121 | RED | 20 | 77.D6 | AF1202:04 | PANEL B | 77.D6
AP0290:O:C32- | WC029032 | FT51122 | BLK | 20 | 77.D6 | AF1202:20 | PANEL B | 77.D6
AP0290:O:B9S | WC02909 | PT7410S | SH | 20 | 70.B5 | FLOATING | PANEL B | 70.B6
AP0290:O:A9+ | WC02909 | PT74101 | RED | 20 | 70.B5 | AF1210:42 | PANEL B | 70.B7
AP0290:O:C9- | WC02909 | PT74102 | BLK | 20 | 70.B5 | AF1210:10 | PANEL B | 70.B7
AF0084:00 | WC029403 | ZT13006 | RED | 20 | 29.A7 | AP0294:O:A3+ | PANEL B | 29.A5
AF0084:16 | WC029403 | 0V | BLK | 20 | 29.A7 | AP0294:O:C3- | PANEL B | 29.A5
FLOATING | WC029403 | ZT1300S1 | SH | 20 | 29.B6 | AP0294:O:B3S | PANEL B | 29.A5
AF0084:02 | WC029404 | ZT13007 | RED | 20 | 29.B7 | AP0294:O:A4+ | PANEL B | 29.B5
AF0084:18 | WC029404 | 0V | BLK | 20 | 29.B7 | AP0294:O:C4- | PANEL B | 29.B5
FLOATING | WC029404 | ZT1300S2 | SH | 20 | 29.B6 | AP0294:O:B4S | PANEL B | 29.B5
AF0084:38 | WC029406 | LT31001 | RED | 20 | 34.A7 | AP0294:O:A6+ | PANEL B | 34.A5
AF0084:06 | WC029406 | LT31002 | BLK | 20 | 34.A7 | AP0294:O:C6- | PANEL B | 34.A5
FLOATING | WC029406 | LT3100S | SH | 20 | 34.A6 | AP0294:O:B6S | PANEL B | 34.A5
AF0084:36 | WC029408 | VT32001 | RED | 20 | 33.C7 | AP0294:O:A5+ | PANEL B | 33.C5
AF0084:04 | WC029408 | VT32002 | BLK | 20 | 33.C7 | AP0294:O:C5- | PANEL B | 33.C5
FLOATING | WC029408 | VT3200S | SH | 20 | 33.C6 | AP0294:O:B5S | PANEL B | 33.C5
AP0290:TX/RX2(+) | WCM1 | AP0290-TX/RX2-P | RED | 20 | 9.B4 | AP0294:TX/RX1(+) | PANEL B | 9.D4
AP0290:TX/RX2(-) | WCM1 | AP0290-TX/RX2-N | BLK | 20 | 9.B4 | AP0294:TX/RX1(-) | PANEL B | 9.D4
AP0290:GND(IN) | WCM1 | AP0290G | SH | 20 | 9.B4 | AP0294:GND(IN) | PANEL B | 9.D4
FU0010:LD | SC | FU0010 | WHT | 14 | 13.A5 | UV0600:(+) | PLC PANEL | 4.B2
XT0135:1 | SC | 0V | WHT | 14 | 13.B4 | UV0600:(-) | PLC PANEL | 4.B2
AU0080:L1 | WC0003 | AP0603L2 | ENET | CABLE | 8.A1 | AP0603:L2 | PLC PANEL | 4.A3
SolarTools ver. 24.0.84.24712 (Jul 31, 2025)
Report date: 4/22/2026 3:12 PM

## PANEL B
PANEL B
JB70
Project # | 4L541
Project Name | Kaskida
Revision | B.17
Controls DE | A. CHEN
Phone: | 0
Controls ME | A. PLVAN
Phone:
From | [5 empty] | To
Device ID | Cable (W) Conductor (SC) Jumper Clip (JC) | Wire No. | Wire ID | Gauge/Size | Page/Zone | Device ID | Location | Page/Zone
XT0121:3 | JC | FU0130 | CLIP | --- | 75.A5 | XT0121:4 | PANEL B | 75.C5
XT0121:5 | JC | 0V | CLIP | --- | 75.A5 | XT0121:6 | PANEL B | 75.C5
XT0121:7 | JC | FU0130 | CLIP | --- | 76.D5 | XT0121:8 | PANEL B | 76.D5
XT0121:9 | JC | 0V | CLIP | --- | 76.D5 | XT0121:10 | PANEL B | 76.D5
XT0130:3 | JC | 0V | CLIP | --- | 21.A5 | XT0130:2 | PANEL B | 21.A5
XT0130:4 | JC | 0V | CLIP | --- | 21.A5 | XT0130:3 | PANEL B | 21.A5
XT0233:1 | JC | FU0210 | CLIP | --- | 13.C4 | XT0233:2 | PANEL B | 13.C4
XT0233:2 | JC | FU0210 | CLIP | --- | 13.C4 | XT0233:3 | PANEL B | 13.C4
XT0233:3 | JC | FU0210 | CLIP | --- | 13.C4 | XT0233:4 | PANEL B | 13.D4
XT0235:1 | JC | 0V | CLIP | --- | 13.D4 | XT0235:2 | PANEL B | 13.D4
XT0235:2 | JC | 0V | CLIP | --- | 13.D4 | XT0235:3 | PANEL B | 13.D4
XT0235:3 | JC | 0V | CLIP | --- | 13.D4 | XT0235:5 | PANEL B | 13.D4
AF1201:00 | SC | 120100 | WHT | 20 | 75.D7 | KA0120:14 | PANEL B | 75.D5
AF1201:32 | SC | 120132 | WHT | 20 | 75.D7 | KA4401:22 | PANEL B | 75.D6
AF1201:COM | SC | 0V | WHT | 16 | 21.D2 | XT0130:3 | PANEL B | 21.A5
AF1201:J | SC | * |  |  | 21.D2 | AF1202:P | PANEL B | 21.C3
AF1201:V+ | SC | FU0121 | WHT | 16 | 21.D2 | FU0121:LD | PANEL B | 21.D1
AF1202:COM | SC | AF1202N | WHT | 16 | 21.C3 | AF1203:COM | PANEL B | 21.D3
AF1202:COM | SC | AU1200N | WHT | 16 | 21.C3 | AU1200:COM | PANEL B | 21.C1
AF1202:J | SC | * |  |  | 21.C3 | AF1203:P | PANEL B | 21.D3
AF1202:SH | SC | AF1202G | GRN | 14 | 21.C3 | AF1203:SH | PANEL B | 21.D3
AF1202:SH | SC | AU1200G | GRN | 14 | 21.C3 | AU1200:GND | PANEL B | 21.C1
AF1202:V+ | SC | AF1202P | WHT | 16 | 21.C3 | AF1203:V+ | PANEL B | 21.D3
AF1202:V+ | SC | AU1200P | WHT | 16 | 21.C3 | AU1200:V+ | PANEL B | 21.C1
AF1203:COM | SC | AF1203N | WHT | 16 | 21.D3 | AF1204:COM | PANEL B | 21.C4
AF1203:J | SC | * |  |  | 21.D3 | AF1204:P | PANEL B | 21.C4
AF1203:SH | SC | AF1203G | GRN | 14 | 21.D3 | AF1204:SH | PANEL B | 21.C4
AF1203:V+ | SC | AF1203P | WHT | 16 | 21.D3 | AF1204:V+ | PANEL B | 21.C4
AF1204:COM | SC | AF1204N | WHT | 16 | 21.C4 | AF1205:COM | PANEL B | 21.C5
AF1204:J | SC | * |  |  | 21.C4 | AF1205:P | PANEL B | 21.C5
AF1204:SH | SC | AF1204G | GRN | 14 | 21.C4 | AF1205:SH | PANEL B | 21.C5
AF1204:V+ | SC | AF1204P | WHT | 16 | 21.C4 | AF1205:V+ | PANEL B | 21.C5
AF1205:COM | SC | AF1205N | WHT | 16 | 21.C5 | AF1206:COM | PANEL B | 21.D5
AF1205:J | SC | * |  |  | 21.C5 | AF1206:P | PANEL B | 21.D5
AF1205:SH | SC | AF1205G | GRN | 14 | 21.C5 | AF1206:SH | PANEL B | 21.D5
AF1205:V+ | SC | AF1205P | WHT | 16 | 21.C5 | AF1206:V+ | PANEL B | 21.D5
AF1206:COM | SC | AF1206N | WHT | 16 | 21.D5 | AF1207:COM | PANEL B | 21.C6
AF1206:J | SC | * |  |  | 21.D5 | AF1207:P | PANEL B | 21.C6
AF1206:SH | SC | AF1206G | GRN | 14 | 21.D5 | AF1208:SH | PANEL B | 21.C5
AF1206:V+ | SC | AF1206P | WHT | 16 | 21.D5 | AF1207:V+ | PANEL B | 21.C6
AF1207:02 | SC | 120702 | WHT | 20 | 70.A7 | KA4401:14 | PANEL B | 70.A6
AF1207:18 | SC | 120718 | WHT | 20 | 70.A7 | KA4401:A2 | PANEL B | 70.A6
AF1207:34 | SC | PS44012 | WHT | 20 | 70.A7 | KA4401:11 | PANEL B | 70.A6
AF1207:COM | SC | AF1207N | WHT | 16 | 21.C6 | AF1208:COM | PANEL B | 21.C5
AF1207:V+ | SC | AF1207P | WHT | 16 | 21.C6 | AF1208:V+ | PANEL B | 21.C5
AF1208:COM | SC | AF1208N | WHT | 16 | 21.C5 | AF1209:COM | PANEL B | 21.C4
AF1208:P | SC | * |  |  | 21.C5 | AF1209:J | PANEL B | 21.C4
AF1208:SH | SC | AF1208G | GRN | 14 | 21.C5 | AF1209:SH | PANEL B | 21.C4
AF1208:V+ | SC | AF1208P | WHT | 16 | 21.C5 | AF1209:V+ | PANEL B | 21.C4
AF1209:COM | SC | AF1209N | WHT | 16 | 21.C4 | AF1210:COM | PANEL B | 21.C3
AF1209:P | SC | * |  |  | 21.C4 | AF1210:J | PANEL B | 21.C3
AF1209:SH | SC | AF1209G | GRN | 14 | 21.C4 | AF1210:SH | PANEL B | 21.C3
AF1209:V+ | SC | AF1209P | WHT | 16 | 21.C4 | AF1210:V+ | PANEL B | 21.C3
AF1210:COM | SC | AF1210N | WHT | 16 | 21.C3 | AF1211:COM | PANEL B | 21.C3
AF1210:P | SC | * |  |  | 21.C3 | AF1211:J | PANEL B | 21.C3
AF1210:SH | SC | AF1210G | GRN | 14 | 21.C3 | AF1211:SH | PANEL B | 21.C3
AF1210:V+ | SC | AF1210P | WHT | 16 | 21.C3 | AF1211:V+ | PANEL B | 21.C3
AF1211:COM | SC | AF1211N | WHT | 16 | 21.C3 | AF1212:COM | PANEL B | 21.C2
AF1211:P | SC | * |  |  | 21.C3 | AF1212:J | PANEL B | 21.C2
AF1211:SH | SC | AF1211G | GRN | 14 | 21.C3 | AF1212:SH | PANEL B | 21.C2
AF1211:V+ | SC | AF1211P | WHT | 16 | 21.C3 | AF1212:V+ | PANEL B | 21.C2
AF1212:COM | SC | AF1212N | WHT | 16 | 21.C2 | AF1213:COM | PANEL B | 21.C1
AF1212:P | SC | * |  |  | 21.C2 | AF1213:J | PANEL B | 21.C1
AF1212:SH | SC | AF1212G | GRN | 14 | 21.C2 | AF1213:SH | PANEL B | 21.C1
AF1212:V+ | SC | AF1212P | WHT | 16 | 21.C2 | AF1213:V+ | PANEL B | 21.C1
AF1213:SH | SC | IEG02305 | GRN | 14 | 21.C1 | IEG0230:5 | PANEL B | 21.C1
AP0294:- | SC | 0V | WHT | 20 | 9.D4 | XT0235:5 | PANEL B | 13.D4
AP0294:+ | SC | FU2904 | WHT | 14 | 9.D4 | FU2904:LD | PANEL B | 9.D6
AP0294:SH-OUT | SC | IEG023010 | GRN | 14 | 9.D4 | IEG0230:10 | PANEL B | 9.D5
AU1200:COM | SC | 0V | WHT | 16 | 21.C1 | XT0130:4 | PANEL B | 21.A5
AU1200:V+ | SC | FU0120 | WHT | 16 | 21.C1 | FU0120:LD | PANEL B | 21.D1
FU0120:LI | SC | FU0130 | WHT | 14 | 21.D1 | FU0121:LI | PANEL B | 21.D1
FU0120:LI | SC | FU0130 | WHT | 14 | 21.D1 | FU0130:LD | PANEL B | 21.A4
FU0130:LD | SC | FU0130 | WHT | 14 | 21.A4 | XT0121:3 | PANEL B | 75.A5
FU0130:LI | SC | FU0136 | WHT | 14 | 21.A4 | XT0130:1 | PANEL B | 21.A5
FU2900:LI | SC | FU0210 | WHT | 14 | 9.B6 | XT0233:4 | PANEL B | 13.D4
FU2904:LI | SC | FU0210 | WHT | 14 | 9.D6 | XT0233:4 | PANEL B | 13.D4
GR0231: | SC | IEG02308 | GRN | 14 | 3.A3 | IEG0230:8 | PANEL B | 3.A3
GR0232: | SC | IEG02309 | GRN | 14 | 21.A4 | IEG0230:9 | PANEL B | 21.A5
GR0233: | SC | GR0233 | GRN/YEL | 14 | 3.A3 | FRAME | PANEL B | 3.A3
KA0120:12 | SC | KA012012 | WHT | 20 | 75.D5 | KA4401:21 | PANEL B | 75.D6
KA0120:A1 | SC | KA0231A1 | WHT | 20 | 21.B5 | XT0130:5 | PANEL B | 21.A5
KA0120:A2 | SC | 0V | WHT | 20 | 21.B5 | XT0130:3 | PANEL B | 21.A5
KA0131:12 | SC | KA013721 | WHT | 20 | 14.D4 | KA0137:21 | PANEL B | 14.D3
KA0131:A1 | SC | KA0231A1 | WHT | 20 | 14.B6 | KA0242:11 | PANEL B | 15.C6
KA0131:A1 | SC | KA0231A1 | WHT | 20 | 14.B6 | KA0132:A1 | PANEL B | 14.B6
KA0131:A2 | SC | 0V | WHT | 20 | 14.B6 | KA0132:A2 | PANEL B | 14.B6
KA0131:A2 | SC | 0V | WHT | 20 | 14.B6 | KT0145:A2 | PANEL B | 14.B6
KA0132:11 | SC | FU0139 | WHT | 20 | 14.A3 | KA0133:11 | PANEL B | 14.A3
KA0132:11 | SC | FU0139 | WHT | 20 | 14.A3 | KT0145:15 | PANEL B | 14.D2
KA0132:12 | SC | KT0141A1 | WHT | 20 | 14.A3 | KT0142:A1 | PANEL B | 14.A6
KA0132:12 | SC | KT0141A1 | WHT | 20 | 14.A3 | KA0133:12 | PANEL B | 14.A3
KA0132:21 | SC | KA0138A1 | WHT | 20 | 14.D4 | KA0138:A1 | PANEL B | 14.D6
KA0132:22 | SC | KA013222 | WHT | 20 | 14.D4 | KA0137:11 | PANEL B | 14.D3
KA0132:22 | SC | KA013222 | WHT | 20 | 14.D4 | KT0141:18 | PANEL B | 14.D2
KA0132:24 | SC | KA013224 | WHT | 20 | 14.D4 | KA0134:14 | PANEL B | 14.D3
KA0132:A1 | SC | KA0231A1 | WHT | 20 | 14.B6 | KA0141:A1 | PANEL B | 14.C6
KA0132:A2 | SC | 0V | WHT | 20 | 14.B6 | KA0141:A2 | PANEL B | 14.C6
KA0133:11 | SC | FU0139 | WHT | 20 | 14.A3 | KA0134:11 | PANEL B | 14.D3
KA0133:A2 | SC | 0V | WHT | 20 | 14.C6 | KA0134:A2 | PANEL B | 14.C6
KA0133:A2 | SC | 0V | WHT | 20 | 14.C6 | KA0141:A2 | PANEL B | 14.C6
KA0134:11 | SC | FU0139 | WHT | 20 | 14.D3 | KA0136:11 | PANEL B | 14.B4
KA0134:A2 | SC | 0V | WHT | 20 | 14.C6 | KA0144:A2 | PANEL B | 14.C6
KA0136:11 | SC | FU0139 | WHT | 20 | 14.B4 | KA0137:24 | PANEL B | 14.D3
KA0136:14 | SC | KA013821 | WHT | 20 | 14.B4 | KA0138:21 | PANEL B | 14.B5
KA0136:A1 | SC | PS32002 | WHT | 20 | 14.D6 | XT0351:2 | PANEL B | 30.D6
KA0136:A2 | SC | 0V | WHT | 20 | 14.D6 | KA0137:A2 | PANEL B | 14.D6
KA0137:14 | SC | FU0139 | WHT | 20 | 14.D3 | KA0137:24 | PANEL B | 14.D3
KA0137:A1 | SC | KA0137A1 | WHT | 20 | 14.D6 | KT0142:18 | PANEL B | 14.D2
KA0137:A2 | SC | 0V | WHT | 20 | 14.D6 | KA0138:A2 | PANEL B | 14.D6
KA0138:24 | SC | KT0144B1 | WHT | 20 | 14.B5 | KT0144:B1 | PANEL B | 14.B6
KA0141:21 | SC | KT0146A1 | WHT | 20 | 14.B2 | KT0146:A1 | PANEL B | 14.B2
KA0141:21 | SC | KT0146A1 | WHT | 20 | 14.B2 | KA0241:21 | PANEL B | 14.B2
KA0141:24 | SC | FU0139 | WHT | 20 | 14.B2 | KA0241:24 | PANEL B | 14.B2
KA0231:11 | SC | KA0231A1 | WHT | 20 | 15.C6 | KA0231:A1 | PANEL B | 15.D6
KA0231:11 | SC | KA0231A1 | WHT | 20 | 15.C6 | KA0242:11 | PANEL B | 15.C6
KA0231:14 | SC | 009410 | WHT | 20 | 15.C6 | KA0242:14 | PANEL B | 15.C6
KA0231:14 | SC | 009410 | WHT | 20 | 15.C6 | KT0146:18 | PANEL B | 15.C6
KA0231:21 | SC | KA023121 | WHT | 20 | 15.A5 | KA0245:14 | PANEL B | 15.A4
KA0231:A1 | SC | KA0231A1 | WHT | 20 | 15.D6 | KA0232:A1 | PANEL B | 15.D6
KA0231:A2 | SC | 009624 | WHT | 20 | 15.D6 | KA0232:A2 | PANEL B | 15.D6
KA0232:A1 | SC | KA0231A1 | WHT | 20 | 15.D6 | KA0233:A1 | PANEL B | 15.D6
KA0232:A2 | SC | 009624 | WHT | 20 | 15.D6 | KA0233:A2 | PANEL B | 15.D6
KA0233:A1 | SC | KA0231A1 | WHT | 20 | 15.D6 | KA0234:A1 | PANEL B | 15.D6
KA0233:A2 | SC | 009624 | WHT | 20 | 15.D6 | KA0234:A2 | PANEL B | 15.D6
KA0234:A1 | SC | KA0231A1 | WHT | 20 | 15.D6 | XT0130:6 | PANEL B | 15.D6
KA0235:11 | SC | KA024111 | WHT | 20 | 15.A5 | KA0241:11 | PANEL B | 15.A5
KA0235:14 | SC | FU0139 | WHT | 20 | 15.A5 | KA0241:14 | PANEL B | 15.A5
KA0235:A1 | SC | ESTOP | WHT | 20 | 15.A2 | KA0236:A1 | PANEL B | 15.B2
KA0235:A2 | SC | 0V | WHT | 20 | 15.A2 | KA0236:A2 | PANEL B | 15.B2
KA0236:11 | SC | FU0139 | WHT | 20 | 15.D4 | KA0244:11 | PANEL B | 15.D4
KA0236:A1 | SC | ESTOP | WHT | 20 | 15.B2 | KA0237:A1 | PANEL B | 15.B2
KA0236:A2 | SC | 0V | WHT | 20 | 15.B2 | KA0237:A2 | PANEL B | 15.B2
KA0237:11 | SC | UCP_ESD | WHT | 20 | 114.D6 | KA0242:21 | PANEL B | 114.D6
KA0237:14 | SC | PS32004 | WHT | 20 | 114.D6 | KA0242:24 | PANEL B | 114.D6
KA0237:A1 | SC | ESTOP | WHT | 20 | 15.B2 | KA0238:A1 | PANEL B | 15.B2
KA0237:A2 | SC | 0V | WHT | 20 | 15.B2 | KA0238:A2 | PANEL B | 15.B2
KA0238:A1 | SC | ESTOP | WHT | 20 | 15.B2 | KA0239:A1 | PANEL B | 15.B2
KA0238:A2 | SC | 0V | WHT | 20 | 15.B2 | KA0239:A2 | PANEL B | 15.B2
KA0239:A1 | SC | ESTOP | WHT | 20 | 15.B2 | KA0240:A1 | PANEL B | 15.B2
KA0239:A2 | SC | 0V | WHT | 20 | 15.B2 | KA0240:A2 | PANEL B | 15.B2
KA0240:A2 | SC | 0V | WHT | 20 | 15.B2 | KA0253:A2 | PANEL B | 15.C2
KA0241:11 | SC | KA024111 | WHT | 20 | 15.A5 | KA0231:24 | PANEL B | 15.A5
KA0241:A1 | SC | KA0241A1 | WHT | 20 | 15.C2 | KA0242:A1 | PANEL B | 15.C2
KA0241:A2 | SC | 0V | WHT | 20 | 15.C2 | KA0253:A2 | PANEL B | 15.C2
KA0241:A2 | SC | 0V | WHT | 20 | 15.C2 | KA0242:A2 | PANEL B | 15.C2
KA0242:A2 | SC | 0V | WHT | 20 | 15.C2 | KA0243:A2 | PANEL B | 15.C2
KA0243:24 | SC | KA024511 | WHT | 20 | 15.A3 | KA0245:11 | PANEL B | 15.A4
KA0243:A1 | SC | KA0243A1 | WHT | 20 | 15.C2 | KA0244:A1 | PANEL B | 15.D2
KA0243:A2 | SC | 0V | WHT | 20 | 15.C2 | KA0244:A2 | PANEL B | 15.D2
KA0244:12 | SC | KT0145A1 | WHT | 20 | 15.D4 | KT0145:A1 | PANEL B | 14.B6
KA0244:A2 | SC | 0V | WHT | 20 | 15.D2 | KA0245:A2 | PANEL B | 15.D2
KA0245:A1 | SC | KA0245A1 | WHT | 20 | 15.D2 | KA0249:A1 | PANEL B | 15.D2
KA0245:A2 | SC | 0V | WHT | 20 | 15.D2 | KA0249:A2 | PANEL B | 15.D2
KA0253:11 | SC | KA8311 | WHT | 20 | 113.B5 | KA8311:11 | PANEL B | 113.B5
KA0253:14 | SC | 24V1 | WHT | 20 | 113.B5 | KA8311:14 | PANEL B | 113.B5
KA4401:11 | SC | PS44012 | WHT | 20 | 70.A6 | XT0121:1 | PANEL B | 70.A5
KA4401:A1 | SC | PS44013 | WHT | 20 | 70.A6 | XT0121:2 | PANEL B | 70.A5
KA9130:A1 | SC | FU0210 | WHT | 14 | 13.D6 | XT0233:2 | PANEL B | 13.C4
KA9130:A2 | SC | 0V2 | WHT | 14 | 13.D6 | XT0235:4 | PANEL B | 13.D5
KT0140:15 | SC | FU0139 | WHT | 20 | 14.D1 | KT0142:15 | PANEL B | 14.D2
KT0140:16 | SC | KT014115 | WHT | 20 | 14.D1 | KT0141:15 | PANEL B | 14.D2
KT0140:18 | SC | KT0143A1 | WHT | 20 | 14.A2 | KT0143:A1 | PANEL B | 14.A6
KT0140:A1 | SC | KT0140A1 | WHT | 20 | 14.A6 | KT0143:16 | PANEL B | 14.A5
KT0140:A2 | SC | 0V | WHT | 20 | 14.A6 | KT0141:A2 | PANEL B | 14.A6
KT0141:18 | SC | KA013222 | WHT | 20 | 14.D2 | KT0144:18 | PANEL B | 14.D2
KT0141:A1 | SC | KT0141A1 | WHT | 20 | 14.A6 | KT0143:15 | PANEL B | 14.A5
KT0141:A1 | SC | KT0141A1 | WHT | 20 | 14.A6 | KT0142:A1 | PANEL B | 14.A6
KT0141:A2 | SC | 0V | WHT | 20 | 14.A6 | KT0142:A2 | PANEL B | 14.A6
KT0142:15 | SC | FU0139 | WHT | 20 | 14.D2 | KT0144:A1 | PANEL B | 14.B6
KT0142:18 | SC | KA0137A1 | WHT | 20 | 14.D2 | KT0145:18 | PANEL B | 14.D2
KT0142:A2 | SC | 0V | WHT | 20 | 14.A6 | KT0143:A2 | PANEL B | 14.A6
KT0143:A2 | SC | 0V | WHT | 20 | 14.A6 | KT0144:A2 | PANEL B | 14.B6
KT0144:15 | SC | FU0139 | WHT | 20 | 14.D2 | KT0145:15 | PANEL B | 14.D2
KT0144:15 | SC | FU0139 | WHT | 20 | 14.D2 | KT0144:A1 | PANEL B | 14.B6
KT0144:A2 | SC | 0V | WHT | 20 | 14.B6 | KT0145:A2 | PANEL B | 14.B6
XT0121:4 | SC | FU0130 | WHT | 14 | 75.C5 | XT0121:7 | PANEL B | 76.D5
XT0121:5 | SC | 0V | WHT | 14 | 75.A5 | XT0130:3 | PANEL B | 21.A5
XT0121:6 | SC | 0V | WHT | 14 | 75.C5 | XT0121:9 | PANEL B | 76.D5
XT0130:1 | SC | FU0136 | WHT | 14 | 21.A5 | XT0351:5 | PANEL B | 21.A5
XT0130:4 | SC | 0V | WHT | 14 | 21.A5 | XT0351:6 | PANEL B | 21.A5
XT0130:5 | SC | KA0231A1 | WHT | 14 | 21.A5 | XT0130:6 | PANEL B | 15.D6
XT0130:6 | SC | KA0231A1 | WHT | 14 | 15.D6 | XT0520:3 | PANEL B | 23.A1
XT0233:1 | SC | FU0210 | WHT | 14 | 13.C4 | XT0520:2 | PANEL B | 22.A6
XT0235:1 | SC | 0V | WHT | 14 | 13.D4 | XT0520:1 | PANEL B | 22.A6
AF1211:46 | WC029401 | PT51611 | RED | 20 | 78.A7 | AP0294:O:A1+ | PANEL B | 78.A6
AF1211:14 | WC029401 | PT51612 | BLK | 20 | 78.A7 | AP0294:O:C1- | PANEL B | 78.A6
AP0294:O:B1S | WC029401 | PT5161S | SH | 20 | 78.A6 | FLOATING | PANEL B | 78.A6
AF1213:32 | WC029402 | PCE51613 | RED | 20 | 78.B7 | AP0294:O:A2+ | PANEL B | 78.B6
AF1213:00 | WC029402 | PCE51614 | BLK | 20 | 78.B7 | AP0294:O:C2- | PANEL B | 78.B6
AP0294:O:B2S | WC029402 | PCE5161S2 | SH | 20 | 78.B6 | FLOATING | PANEL B | 78.B6
AF1207:J | WC8058 | AF1208J | CABLE | CABLE | 21.C6 | AF1208:J | PANEL B | 21.C5
XT0237:1 B1 | SC | SH0472X2 | WHT | 20 | 24.C5 | SH0472:X2 | JB70 | 24.C1
AF1207:00 | SC | SB75122 | WHT | 20 | 27.D7 | XT9070M:15 | JB70 LEFT RAIL | 27.D5
AF1207:32 | SC | SB75121 | WHT | 20 | 27.D7 | XT9070M:14 | JB70 LEFT RAIL | 27.D5
KA0237:11 | SC | UCP_ESD | WHT | 20 | 114.D6 | XT9070M:17 | JB70 LEFT RAIL | 114.D5
KA0237:14 | SC | PS32004 | WHT | 20 | 114.D6 | XT9070M:16 | JB70 LEFT RAIL | 114.D5
KA0248:A1 | SC | 009412 | WHT | 16 | 111.D6 | XT9070M:29 | JB70 LEFT RAIL | 111.D5
KA0701:11 | SC | AP0612COM | WHT | 20 | 17.C5 | XT9070M:9 | JB70 LEFT RAIL | 17.C5
KA0701:14 | SC | AP0612TM | WHT | 20 | 17.C5 | XT9070M:10 | JB70 LEFT RAIL | 17.C5
KA8307:11 | SC | KA8307 | WHT | 16 | 113.D5 | XT9070M:35 | JB70 LEFT RAIL | 113.D5
KA8307:14 | SC | 24V2 | WHT | 16 | 113.D5 | XT9070M:34 | JB70 LEFT RAIL | 113.D5
KA8311:11 | SC | KA8311 | WHT | 20 | 113.B5 | XT9070M:31 | JB70 LEFT RAIL | 113.B5
KA8311:14 | SC | 24V1 | WHT | 20 | 113.B5 | XT9070M:30 | JB70 LEFT RAIL | 113.A5
KA8312:11 | SC | KA831214 | WHT | 20 | 113.C5 | XT9070M:47 | JB70 LEFT RAIL | 113.C5
KA8312:14 | SC | 24V2 | WHT | 20 | 113.C5 | XT9070M:46 | JB70 LEFT RAIL | 113.C5
KA8314:11 | SC | KA831414 | WHT | 20 | 113.B5 | XT9070M:49 | JB70 LEFT RAIL | 113.B5
KA8314:14 | SC | 24V2 | WHT | 20 | 113.B5 | XT9070M:48 | JB70 LEFT RAIL | 113.B5
KA8315:11 | SC | KA831511 | WHT | 20 | 114.A5 | XT9070M:42 | JB70 LEFT RAIL | 114.A5
KA8315:14 | SC | KA831514 | WHT | 20 | 114.A5 | XT9070M:43 | JB70 LEFT RAIL | 114.A5
KA8316:11 | SC | KA831611 | WHT | 20 | 114.B5 | XT9070M:44 | JB70 LEFT RAIL | 114.B5
KA8316:14 | SC | KA831614 | WHT | 20 | 114.B5 | XT9070M:45 | JB70 LEFT RAIL | 114.B5
XT0233:3 | SC | FU0210 | WHT | 14 | 13.C4 | XT0001:1 | JB70 LEFT RAIL | 2.A3
XT0233:3 | SC | FU0210 | WHT | 14 | 13.C4 | XT0001:4 | JB70 LEFT RAIL | 2.B3
XT0235:3 | SC | 0V | WHT | 20 | 13.D4 | XT0001:2 | JB70 LEFT RAIL | 2.A3
XT0235:3 | SC | 0V | WHT | 20 | 13.D4 | XT0001:5 | JB70 LEFT RAIL | 2.B3
AF1206:37 | WC2008 | TE75301 | RED | 20 | 49.A7 | XT9070M:56 | JB70 LEFT RAIL | 49.A5
AF1206:21 | WC2008 | TE75302 | WHT | 20 | 49.A7 | XT9070M:57 | JB70 LEFT RAIL | 49.A5
AF1206:20 | WC2008 | TE75303 | BLK | 20 | 49.A7 | XT9070M:58 | JB70 LEFT RAIL | 49.A5
AF1206:52 | WC2008 | TE7539S | SH | 20 | 49.A7 | XT9070M:59 | JB70 LEFT RAIL | 49.A5
AF1206:33 | WC2023 | TE74301 | RED | 20 | 71.A7 | XT9070M:52 | JB70 LEFT RAIL | 71.A6
AF1206:17 | WC2023 | TE74302 | WHT | 20 | 71.A7 | XT9070M:53 | JB70 LEFT RAIL | 71.A6
AF1206:16 | WC2023 | TE74303 | BLK | 20 | 71.A7 | XT9070M:54 | JB70 LEFT RAIL | 71.A6
AF1206:48 | WC2023 | TE7430S | SH | 20 | 71.A7 | XT9070M:55 | JB70 LEFT RAIL | 71.A6
AF1206:35 | WC2024 | TE76301 | RED | 20 | 60.A7 | XT9070M:60 | JB70 LEFT RAIL | 60.A5
AF1206:19 | WC2024 | TE76302 | WHT | 20 | 60.A7 | XT9070M:61 | JB70 LEFT RAIL | 60.A5
AF1206:18 | WC2024 | TE76303 | BLK | 20 | 60.A7 | XT9070M:62 | JB70 LEFT RAIL | 60.A5
AF1206:50 | WC2024 | TE7630S | SH | 20 | 60.A7 | XT9070M:63 | JB70 LEFT RAIL | 60.A5
AP0294:TX/RX2(+) | WCTXRX2 | AP0294TX/RX2(+) | RED | 20 | 9.D4 | XT0290M:4 | JB70 LEFT RAIL | 9.D3
AP0294:TX/RX2(-) | WCTXRX2 | AP0294TX/RX2(-) | BLK | 20 | 9.D4 | XT0290M:5 | JB70 LEFT RAIL | 9.D3
AP0294:GND(IN) | WCTXRX2 | AP0294G | SH | 20 | 9.D4 | XT0290M:6 | JB70 LEFT RAIL | 9.D3
IEG0230:14 | SC | IEG023014 | GRN | 14 | 3.A4 | GR1100: | JB70 RIGHT RAIL | 3.A5
AU1200:1 | WC0027 | AU0270L2 | ENET | CABLE | 21.C1 | AU0270:L2 | JB73 | 20.C1
FU2900:LD | SC | FU2900 | WHT | 14 | 9.B6 | AP0290:+ | PANEL A | 9.B4
IEG0230:11 | SC | IEG023011 | GRN | 14 | 9.B4 | AP0290:SH-OUT | PANEL A | 9.B4
IEG0230:13 | SC | IEG023013 | GRN | 14 | 8.D2 | AU0090:GND | PANEL A | 8.C1
IEG0230:2 | SC | IEG02302 | GRN | 14 | 8.B5 | AF0084:SH | PANEL A | 8.B4
IEG0230:3 | SC | IEG02303 | GRN | 14 | 3.A4 | GR0133: | PANEL A | 3.A4
IEG0230:6 | SC | IEG02306 | GRN | 14 | 3.A4 | GR0134: | PANEL A | 3.A4
KA0131:11 | SC | KA0135A1 | WHT | 20 | 14.D4 | KA0135:A1 | PANEL A | 14.D6
KA0131:14 | SC | KA013114 | WHT | 20 | 14.D4 | AF0092:06 | PANEL A | 31.A7
KA0131:14 | SC | KA013114 | WHT | 20 | 14.D4 | AF0082:02 | PANEL A | 31.B7
KA0133:A1 | SC | KA0133A1 | WHT | 20 | 14.C6 | AF0092:02 | PANEL A | 31.A7
KA0136:21 | SC | KA013621 | WHT | 20 | 14.B3 | AF0082:45 | PANEL A | 14.B4
KA0136:24 | SC | KA013624 | WHT | 20 | 14.B3 | AF0082:13 | PANEL A | 14.B4
KA0136:A2 | SC | 0V | WHT | 20 | 14.D6 | KA0135:A2 | PANEL A | 14.D6
KA0141:24 | SC | FU0139 | WHT | 20 | 14.B2 | XT0136:2 | PANEL A | 14.A2
KA0144:A1 | SC | KA0135A1 | WHT | 20 | 14.C6 | KA0135:A1 | PANEL A | 14.D6
KA0144:A2 | SC | 0V | WHT | 20 | 14.C6 | KA0135:A2 | PANEL A | 14.D6
KA0231:A2 | SC | 009624 | WHT | 20 | 15.D6 | AF0096:24 | PANEL A | 15.D7
KA0235:A1 | SC | ESTOP | WHT | 20 | 15.A2 | XT0240:4 | PANEL A | 15.A3
KA0236:11 | SC | FU0139 | WHT | 20 | 15.D4 | XT0240:10 | PANEL A | 15.C4
KA0236:12 | SC | KA023612 | WHT | 20 | 15.D4 | XT0240:11 | PANEL A | 15.D4
KA0239:21 | SC | 009441 | WHT | 20 | 15.B6 | AF0094:41 | PANEL A | 15.B7
KA0239:24 | SC | 009409 | WHT | 20 | 15.B6 | AF0094:09 | PANEL A | 15.B7
KA0241:14 | SC | FU0139 | WHT | 20 | 15.A5 | XT0240:9 | PANEL A | 15.C4
KA0241:A1 | SC | KA0241A1 | WHT | 20 | 15.C2 | XT0240:5 | PANEL A | 15.C3
KA0242:14 | SC | 009410 | WHT | 20 | 15.C6 | AF0094:10 | PANEL A | 15.C7
KA0243:11 | SC | 009434 | WHT | 20 | 15.B6 | AF0094:34 | PANEL A | 15.B7
KA0243:14 | SC | 009402 | WHT | 20 | 15.B6 | AF0094:02 | PANEL A | 15.B7
KA0243:21 | SC | ESTOPC | WHT | 20 | 15.A3 | XT0240:1 | PANEL A | 15.A3
KA0243:A1 | SC | KA0243A1 | WHT | 20 | 15.C2 | XT0240:6 | PANEL A | 15.C3
KA0245:21 | SC | 009435 | WHT | 20 | 15.C6 | AF0094:35 | PANEL A | 15.C7
KA0245:24 | SC | 009403 | WHT | 20 | 15.C6 | AF0094:03 | PANEL A | 15.C7
KA0245:A1 | SC | KA0245A1 | WHT | 20 | 15.D2 | XT0240:7 | PANEL A | 15.D3
KA0248:11 | SC | ESTOPB | WHT | 16 | 111.D6 | XT0240:2 | PANEL A | 15.A3
KA0248:14 | SC | ESTOPA | WHT | 16 | 111.D6 | XT0240:3 | PANEL A | 15.A3
KA0248:A2 | SC | 009428 | WHT | 14 | 111.D6 | AF0094:28 | PANEL A | 111.D6
KA0249:A2 | SC | 0V | WHT | 20 | 15.D2 | XT0240:8 | PANEL A | 15.D3
KA0253:A1 | SC | KA0241A1 | WHT | 20 | 15.C2 | XT0240:5 | PANEL A | 15.C3
KA0701:A1 | SC | KA0701A1 | WHT | 20 | 17.C6 | AF0092:00 | PANEL A | 17.C7
KA0701:A2 | SC | KA0701A2 | WHT | 20 | 17.C6 | AF0092:16 | PANEL A | 17.C7
KA8307:A1 | SC | 009309 | WHT | 16 | 113.D6 | AF0093:09 | PANEL A | 113.C7
KA8307:A2 | SC | 009325 | WHT | 16 | 113.D6 | AF0093:25 | PANEL A | 113.C7
KA8311:A1 | SC | 009602 | WHT | 16 | 113.B6 | AF0096:02 | PANEL A | 113.A7
KA8311:A2 | SC | 009618 | WHT | 16 | 113.B6 | AF0096:18 | PANEL A | 113.A7
KA8312:A1 | SC | 009302 | WHT | 20 | 113.C6 | AF0093:02 | PANEL A | 113.C7
KA8312:A2 | SC | 009318 | WHT | 20 | 113.C6 | AF0093:18 | PANEL A | 113.C7
KA8314:A1 | SC | 009601 | WHT | 20 | 113.B6 | AF0096:01 | PANEL A | 113.B7
KA8314:A2 | SC | 009617 | WHT | 20 | 113.B6 | AF0096:17 | PANEL A | 113.B7
KA8315:A1 | SC | 009303 | WHT | 20 | 114.A6 | AF0093:03 | PANEL A | 114.A7
KA8315:A2 | SC | 009319 | WHT | 20 | 114.A6 | AF0093:19 | PANEL A | 114.A7
KA8316:A1 | SC | 009300 | WHT | 20 | 114.B6 | AF0093:00 | PANEL A | 114.A7
KA8316:A2 | SC | 009316 | WHT | 20 | 114.B6 | AF0093:16 | PANEL A | 114.A7
KA9130:11 | SC | KA913011 | WHT | 20 | 13.C5 | AF0091:36 | PANEL A | 13.C6
KA9130:14 | SC | KA913014 | WHT | 20 | 13.C5 | AF0091:04 | PANEL A | 13.C6
KT0140:15 | SC | FU0139 | WHT | 20 | 14.A2 | XT0136:2 | PANEL A | 14.A2
KT0140:A2 | SC | 0V | WHT | 20 | 14.A6 | XT0136:3 | PANEL A | 14.A2
KT0146:15 | SC | 009608 | WHT | 20 | 15.C6 | AF0096:08 | PANEL A | 15.D7
KT0146:A2 | SC | KT0146A2 | WHT | 20 | 14.B2 | AF0096:25 | PANEL A | 14.B2
KT0146:B1 | SC | KT0146B1 | WHT | 20 | 14.B2 | AF0096:09 | PANEL A | 14.B2
XT0130:1 | SC | FU0136 | WHT | 14 | 21.A5 | XT0138:4 | PANEL A | 13.B3
XT0130:2 | SC | 0V | WHT | 14 | 21.A5 | XT0134:4 | PANEL A | 13.B3
XT0233:1 | SC | FU0210 | WHT | 14 | 13.C4 | FU0210:LD | PANEL A | 13.C4
XT0235:1 | SC | 0V | WHT | 14 | 13.D4 | XT0134:4 | PANEL A | 13.B3
XT0235:2 | SC | 0V | WHT | 14 | 13.D4 | FU9130:LI | PANEL A | 13.D5
XT0235:4 | SC | 0V2 | WHT | 14 | 13.D5 | FU9130:LD | PANEL A | 13.D5
XT0235:4 | SC | 0V2 | GRN/YEL | 14 | 13.D5 | PEG0130:1 | PANEL A | 13.D6
XT0235:5 | SC | 0V | WHT | 20 | 13.D4 | AP0290:- | PANEL A | 9.B4
XT0237:1 B2 | SC | KA023612 | WHT | 20 | 24.C5 | XT0240:11 | PANEL A | 15.D4
XT0237:1 T2 | SC | XT0237T2 | WHT | 20 | 24.C5 | AF0086:04 | PANEL A | 24.C7
XT0351:1 | SC | FU0139 | WHT | 20 | 30.D6 | XT0136:1 | PANEL A | 14.A2
XT0520:4 | SC | ESTOP | WHT | 14 | 23.A1 | XT0240:4 | PANEL A | 15.A3
AF1205:36 | WC029002 | PT75301 | RED | 20 | 48.B7 | AP0290:O:A2+ | PANEL A | 48.B5
AF1205:04 | WC029002 | PT75302 | BLK | 20 | 48.B7 | AP0290:O:C2- | PANEL A | 48.B5
FLOATING | WC029002 | PT7530S | SH | 20 | 48.B6 | AP0290:O:B2S | PANEL A | 48.B5
AF1212:04 | WC029003 | PCE52611 | RED | 20 | 55.B7 | AP0290:O:A3+ | PANEL A | 55.B5
AF1212:20 | WC029003 | PCE52612 | BLK | 20 | 55.B7 | AP0290:O:C3- | PANEL A | 55.B5
FLOATING | WC029003 | PCE5261S1 | SH | 20 | 55.B6 | AP0290:O:B3S | PANEL A | 55.B5
AF1213:36 | WC029004 | PCE52613 | RED | 20 | 55.B7 | AP0290:O:A4+ | PANEL A | 55.B5
AF1213:04 | WC029004 | PCE52614 | BLK | 20 | 55.B7 | AP0290:O:C4- | PANEL A | 55.B5
FLOATING | WC029004 | PCE5261S2 | SH | 20 | 55.B6 | AP0290:O:B4S | PANEL A | 55.B5
AF1210:36 | WC029005 | PDT51101 | RED | 20 | 77.B6 | AP0290:O:A5+ | PANEL A | 77.B6
AF1210:04 | WC029005 | PDT51102 | BLK | 20 | 77.B6 | AP0290:O:C5- | PANEL A | 77.B6
FLOATING | WC029005 | PDT5110S | SH | 20 | 77.B6 | AP0290:O:B5S | PANEL A | 77.B6
AF1205:40 | WC029006 | PT76301 | RED | 20 | 59.B7 | AP0290:O:A6+ | PANEL A | 59.B5
AF1205:08 | WC029006 | PT76302 | BLK | 20 | 59.B7 | AP0290:O:C6- | PANEL A | 59.B5
FLOATING | WC029006 | PT7630S | SH | 20 | 59.B6 | AP0290:O:B6S | PANEL A | 59.B5
AF1212:08 | WC029007 | PCE53611 | RED | 20 | 66.B7 | AP0290:O:A7+ | PANEL A | 66.B5
AF1212:24 | WC029007 | PCE53612 | BLK | 20 | 66.B7 | AP0290:O:C7- | PANEL A | 66.B5
FLOATING | WC029007 | PCE5361S1 | SH | 20 | 66.B6 | AP0290:O:B7S | PANEL A | 66.B5
AF1213:40 | WC029008 | PCE53613 | RED | 20 | 66.B7 | AP0290:O:A8+ | PANEL A | 66.B5
AF1213:08 | WC029008 | PCE53614 | BLK | 20 | 66.B7 | AP0290:O:C8- | PANEL A | 66.B5
FLOATING | WC029008 | PCE5361S2 | SH | 20 | 66.B6 | AP0290:O:B8S | PANEL A | 66.B5
AF1205:32 | WC029010 | PT74301 | RED | 20 | 70.B7 | AP0290:O:A10+ | PANEL A | 70.B5
AF1205:00 | WC029010 | PT74302 | BLK | 20 | 70.B7 | AP0290:O:C10- | PANEL A | 70.B5
FLOATING | WC029010 | PT7430S | SH | 20 | 70.C6 | AP0290:O:B10S | PANEL A | 70.B5
AF1210:34 | WC029011 | PT44011 | RED | 20 | 70.C7 | AP0290:O:A11+ | PANEL A | 70.C5
AF1210:02 | WC029011 | PT44012 | BLK | 20 | 70.C7 | AP0290:O:C11- | PANEL A | 70.C5
FLOATING | WC029011 | PT4401S | SH | 20 | 70.C6 | AP0290:O:B11S | PANEL A | 70.C5
AF1211:32 | WC029012 | PDT41701 | RED | 20 | 70.C7 | AP0290:O:A12+ | PANEL A | 70.C5
AF1211:00 | WC029012 | PDT41702 | BLK | 20 | 70.C7 | AP0290:O:C12- | PANEL A | 70.C5
FLOATING | WC029012 | PDT4170S | SH | 20 | 70.D6 | AP0290:O:B12S | PANEL A | 70.C5
AF1211:44 | WC029013 | PT41701 | RED | 20 | 70.D7 | AP0290:O:A13+ | PANEL A | 70.D5
AF1211:12 | WC029013 | PT41702 | BLK | 20 | 70.D7 | AP0290:O:C13- | PANEL A | 70.D5
FLOATING | WC029013 | PT4170S | SH | 20 | 70.D6 | AP0290:O:B13S | PANEL A | 70.D5
AF1210:40 | WC029014 | PT51521 | RED | 20 | 73.B7 | AP0290:O:A14+ | PANEL A | 73.B5
AF1210:08 | WC029014 | PT51522 | BLK | 20 | 73.B7 | AP0290:O:C14- | PANEL A | 73.B5
FLOATING | WC029014 | PT5152S | SH | 20 | 73.B6 | AP0290:O:B14S | PANEL A | 73.B5
AF1210:44 | WC029015 | PDT51521 | RED | 20 | 73.C7 | AP0290:O:A15+ | PANEL A | 73.C5
AF1210:12 | WC029015 | PDT51522 | BLK | 20 | 73.C7 | AP0290:O:C15- | PANEL A | 73.C5
FLOATING | WC029015 | PDT5152S | SH | 20 | 73.C6 | AP0290:O:B15S | PANEL A | 73.C5
AF1211:36 | WC029016 | PT51541 | RED | 20 | 74.B7 | AP0290:O:A16+ | PANEL A | 74.B5
AF1211:04 | WC029016 | PT51542 | BLK | 20 | 74.B7 | AP0290:O:C16- | PANEL A | 74.B5
FLOATING | WC029016 | PT5154S | SH | 20 | 74.B6 | AP0290:O:B16S | PANEL A | 74.B5
AF1211:34 | WC029017 | PDT51541 | RED | 20 | 74.B7 | AP0290:0:A17+ | PANEL A | 74.B5
AF1211:02 | WC029017 | PDT51542 | BLK | 20 | 74.B7 | AP0290:O:C17- | PANEL A | 74.B5
FLOATING | WC029017 | PDT5154S | SH | 20 | 74.B6 | AP0290:O:B17S | PANEL A | 74.B5
AF1203:46 | WC029018 | PT51531 | RED | 20 | 72.A7 | AP0290:O:A18+ | PANEL A | 72.A5
AF1203:14 | WC029018 | PT51532 | BLK | 20 | 72.A7 | AP0290:O:C18- | PANEL A | 72.A5
FLOATING | WC029018 | PT5153S | SH | 20 | 72.A6 | AP0290:O:B18S | PANEL A | 72.A5
AF1204:32 | WC029019 | PT51701 | RED | 20 | 72.A7 | AP0290:O:A19+ | PANEL A | 72.A5
AF1204:00 | WC029019 | PT51702 | BLK | 20 | 72.A7 | AP0290:O:C19- | PANEL A | 72.A5
FLOATING | WC029019 | PT5170S | SH | 20 | 72.A6 | AP0290:O:B19S | PANEL A | 72.A5
AF1204:36 | WC029020 | PT51601 | RED | 20 | 72.B7 | AP0290:O:A20+ | PANEL A | 72.B5
AF1204:04 | WC029020 | PT51602 | BLK | 20 | 72.B7 | AP0290:O:C20- | PANEL A | 72.B5
FLOATING | WC029020 | PT5160S | SH | 20 | 72.B6 | AP0290:O:B20S | PANEL A | 72.B5
AF1210:32 | WC029021 | PDT51501 | RED | 20 | 72.B7 | AP0290:O:A21+ | PANEL A | 72.B5
AF1210:00 | WC029021 | PDT51502 | BLK | 20 | 72.B7 | AP0290:O:C21- | PANEL A | 72.B5
FLOATING | WC029021 | PDT5150S | SH | 20 | 72.C6 | AP0290:O:B21S | PANEL A | 72.B5
AF1210:38 | WC029022 | PDT51301 | RED | 20 | 72.C7 | AP0290:O:A22+ | PANEL A | 72.C5
AF1210:06 | WC029022 | PDT51302 | BLK | 20 | 72.C7 | AP0290:O:C22- | PANEL A | 72.C5
FLOATING | WC029022 | PDT5130S | SH | 20 | 72.C6 | AP0290:O:B22S | PANEL A | 72.C5
AF1204:40 | WC029023 | PDT51001 | RED | 20 | 72.C7 | AP0290:O:A23+ | PANEL A | 72.C5
AF1204:08 | WC029023 | PDT51002 | BLK | 20 | 72.C7 | AP0290:O:C23- | PANEL A | 72.C5
FLOATING | WC029023 | PDT5100S | SH | 20 | 72.D6 | AP0290:O:B23S | PANEL A | 72.C5
AF1203:44 | WC029024 | PDT51041 | RED | 20 | 72.D7 | AP0290:O:A24+ | PANEL A | 72.D5
AF1203:12 | WC029024 | PDT51042 | BLK | 20 | 72.D7 | AP0290:O:C24- | PANEL A | 72.D5
FLOATING | WC029024 | PDT5104S | SH | 20 | 72.D6 | AP0290:O:B24S | PANEL A | 72.D5
AF1204:12 | WC029025 | FT51601 | RED | 20 | 75.A7 | AP0290:O:A25+ | PANEL A | 75.A6
AF1204:28 | WC029025 | FT51602 | BLK | 20 | 75.A7 | AP0290:O:C25- | PANEL A | 75.A6
FLOATING | WC029025 | FT5160S | SH | 20 | 75.A6 | AP0290:O:B25S | PANEL A | 75.A6
AF1205:12 | WC029026 | FT51701 | RED | 20 | 75.B7 | AP0290:O:A26+ | PANEL A | 75.B6
AF1205:28 | WC029026 | FT51702 | BLK | 20 | 75.B7 | AP0290:O:C26- | PANEL A | 75.B6
FLOATING | WC029026 | FT5170S | SH | 20 | 75.B6 | AP0290:O:B26S | PANEL A | 75.B6
AF1203:04 | WC029027 | FT51081 | RED | 20 | 75.B7 | AP0290:O:A27+ | PANEL A | 75.B6
AF1203:20 | WC029027 | FT51082 | BLK | 20 | 75.B7 | AP0290:O:C27- | PANEL A | 75.B6
FLOATING | WC029027 | FT5108S | SH | 20 | 75.C6 | AP0290:O:B27S | PANEL A | 75.B6
AF1203:06 | WC029028 | FT51091 | RED | 20 | 75.C7 | AP0290:O:A28+ | PANEL A | 75.C6
AF1203:22 | WC029028 | FT51092 | BLK | 20 | 75.C7 | AP0290:O:C28- | PANEL A | 75.C6
FLOATING | WC029028 | FT5109S | SH | 20 | 75.C6 | AP0290:O:B28S | PANEL A | 75.C6
AF1203:42 | WC029029 | PT51841 | RED | 20 | 76.A6 | AP0290:O:A29+ | PANEL A | 76.A6
AF1203:10 | WC029029 | PT51842 | BLK | 20 | 76.A6 | AP0290:O:C29- | PANEL A | 76.A6
FLOATING | WC029029 | PT5184S | SH | 20 | 76.A6 | AP0290:O:B29S | PANEL A | 76.A6
AF1210:46 | WC029030 | PDT51861 | RED | 20 | 76.B6 | AP0290:O:A30+ | PANEL A | 76.B6
AF1210:14 | WC029030 | PDT51862 | BLK | 20 | 76.B6 | AP0290:O:C30- | PANEL A | 76.B6
FLOATING | WC029030 | PDT5186S | SH | 20 | 76.B6 | AP0290:O:B30S | PANEL A | 76.B6
AF1202:00 | WC029031 | FT51111 | RED | 20 | 77.C6 | AP0290:O:A31+ | PANEL A | 77.C6
AF1202:16 | WC029031 | FT51112 | BLK | 20 | 77.C6 | AP0290:O:C31- | PANEL A | 77.C6
FLOATING | WC029031 | FT5111S | SH | 20 | 77.C6 | AP0290:O:B31S | PANEL A | 77.C6
AF1202:04 | WC029032 | FT51121 | RED | 20 | 77.D6 | AP0290:O:A32+ | PANEL A | 77.D6
AF1202:20 | WC029032 | FT51122 | BLK | 20 | 77.D6 | AP0290:O:C32- | PANEL A | 77.D6
FLOATING | WC029032 | FT5112S | SH | 20 | 77.D6 | AP0290:O:B32S | PANEL A | 77.D6
AF1210:42 | WC02909 | PT74101 | RED | 20 | 70.B7 | AP0290:O:A9+ | PANEL A | 70.B5
AF1210:10 | WC02909 | PT74102 | BLK | 20 | 70.B7 | AP0290:O:C9- | PANEL A | 70.B5
FLOATING | WC02909 | PT7410S | SH | 20 | 70.B6 | AP0290:O:B9S | PANEL A | 70.B5
AP0294:O:B3S | WC029403 | ZT1300S1 | SH | 20 | 29.A5 | FLOATING | PANEL A | 29.B6
AP0294:O:A3+ | WC029403 | ZT13006 | RED | 20 | 29.A5 | AF0084:00 | PANEL A | 29.A7
AP0294:O:C3- | WC029403 | 0V | BLK | 20 | 29.A5 | AF0084:16 | PANEL A | 29.A7
AP0294:O:B4S | WC029404 | ZT1300S2 | SH | 20 | 29.B5 | FLOATING | PANEL A | 29.B6
AP0294:O:A4+ | WC029404 | ZT13007 | RED | 20 | 29.B5 | AF0084:02 | PANEL A | 29.B7
AP0294:O:C4- | WC029404 | 0V | BLK | 20 | 29.B5 | AF0084:18 | PANEL A | 29.B7
AP0294:O:B6S | WC029406 | LT3100S | SH | 20 | 34.A5 | FLOATING | PANEL A | 34.A6
AP0294:O:A6+ | WC029406 | LT31001 | RED | 20 | 34.A5 | AF0084:38 | PANEL A | 34.A7
AP0294:O:C6- | WC029406 | LT31002 | BLK | 20 | 34.A5 | AF0084:06 | PANEL A | 34.A7
AP0294:O:B5S | WC029408 | VT3200S | SH | 20 | 33.C5 | FLOATING | PANEL A | 33.C6
AP0294:O:A5+ | WC029408 | VT32001 | RED | 20 | 33.C5 | AF0084:36 | PANEL A | 33.C7
AP0294:O:C5- | WC029408 | VT32002 | BLK | 20 | 33.C5 | AF0084:04 | PANEL A | 33.C7
AP0294:TX/RX1(+) | WCM1 | AP0290-TX/RX2-P | RED | 20 | 9.D4 | AP0290:TX/RX2(+) | PANEL A | 9.B4
AP0294:TX/RX1(-) | WCM1 | AP0290-TX/RX2-N | BLK | 20 | 9.D4 | AP0290:TX/RX2(-) | PANEL A | 9.B4
AP0294:GND(IN) | WCM1 | AP0290G | SH | 20 | 9.D4 | AP0290:GND(IN) | PANEL A | 9.B4
IEG0230:1 | SC | IEG02301 | GRN | 12 | 4.B6 | AR0600:IE2 | PLC PANEL | 4.A1
IEG0230:4 | SC | IEG02304 | GRN | 14 | 3.A4 | GR0234: | PLC PANEL | 3.A4
XT0233:2 | SC | FU0210 | WHT | 16 | 13.C4 | FU1011:LI | PLC PANEL | 6.A5
XT0233:4 | SC | FU0210 | WHT | 14 | 13.D4 | FU0680:LI | PLC PANEL | 7.B2
XT0235:2 | SC | 0V | WHT | 16 | 13.D4 | BA0011:V1(-) | PLC PANEL | 6.A4
XT0235:5 | SC | 0V | WHT | 14 | 13.D4 | XT0680:2 | PLC PANEL | 7.B3
AU1200:2 | WC0012 | AU12002 | ENET | CABLE | 21.C1 | BA0002:RJ45 | PLC PANEL | 2.B2
SolarTools ver. 24.0.84.24712 (Jul 31, 2025)
Report date: 4/22/2026 3:12 PM

## PLC PANEL
PLC PANEL
JB70
Project # | 4L541
Project Name | Kaskida
Revision | B.17
Controls DE | A. CHEN
Phone: | 0
Controls ME | A. PLVAN
Phone:
From | [5 empty] | To
Device ID | Cable (W) Conductor (SC) Jumper Clip (JC) | Wire No. | Wire ID | Gauge/Size | Page/Zone | Device ID | Location | Page/Zone
AR0600:IE1 | SC | UV0600G | GRN | 14 | 4.A1 | UV0600:GND | PLC PANEL | 4.B2
AT0680:NEG | SC | 0V | WHT | 14 | 7.B4 | XT0680:2 | PLC PANEL | 7.B3
AT0680:POS | SC | AT0680POS | WHT | 14 | 7.B4 | XT0680:1 | PLC PANEL | 7.B3
BA0001:V1(+) | SC | FU0001 | WHT | 16 | 2.A2 | FU0001:LD | PLC PANEL | 2.A3
BA0002:V1(+) | SC | FU0002 | WHT | 16 | 2.B2 | FU0002:LD | PLC PANEL | 2.B3
BA0011:V1(+) | SC | FU1011 | WHT | 16 | 6.A4 | FU1011:LD | PLC PANEL | 6.A5
FU0680:LD | SC | AT0680POS | WHT | 14 | 7.B2 | XT0680:1 | PLC PANEL | 7.B3
AP0602:L2 | WC0001 | AP0602L2 | ENET | CABLE | 4.A3 | AP0603:L1 | PLC PANEL | 4.A3
AP0609:L1 | WC0680 | AT0680LAN1 | ENET | CABLE | 4.A6 | AT0680:LAN1 | PLC PANEL | 7.B4
AT0680:LAN2 | WC680 | AT0680LAN2 | ENET | CABLE | 7.B4 | BA0011:RJ45 | PLC PANEL | 6.A4
AP0602:L1 | WC0032 | AU0320L2 | ENET | CABLE | 4.A3 | AU0320:L2 | GEAR BOX PANEL | 18.D1
BA0001:V1(-) | SC | 0V | WHT | 16 | 2.A2 | XT0001:2 | JB70 LEFT RAIL | 2.A3
BA0002:V1(-) | SC | 0V | WHT | 16 | 2.B2 | XT0001:5 | JB70 LEFT RAIL | 2.B3
FU0001:LI | SC | FU0210 | WHT | 16 | 2.A3 | XT0001:1 | JB70 LEFT RAIL | 2.A3
FU0002:LI | SC | FU0210 | WHT | 16 | 2.B3 | XT0001:4 | JB70 LEFT RAIL | 2.B3
BA0001:RJ45 | WC9001 | BA0001RJ45 | ENET | CABLE | 2.A2 | BA1100:L1 | JB70 RIGHT RAIL | 26.D1
UV0600:(-) | SC | 0V | WHT | 14 | 4.B2 | XT0135:1 | PANEL A | 13.B4
UV0600:(+) | SC | FU0010 | WHT | 14 | 4.B2 | FU0010:LD | PANEL A | 13.A5
AP0603:L2 | WC0003 | AP0603L2 | ENET | CABLE | 4.A3 | AU0080:L1 | PANEL A | 8.A1
AR0600:IE2 | SC | IEG02301 | GRN | 12 | 4.A1 | IEG0230:1 | PANEL B | 4.B6
BA0011:V1(-) | SC | 0V | WHT | 16 | 6.A4 | XT0235:2 | PANEL B | 13.D4
FU0680:LI | SC | FU0210 | WHT | 14 | 7.B2 | XT0233:4 | PANEL B | 13.D4
FU1011:LI | SC | FU0210 | WHT | 16 | 6.A5 | XT0233:2 | PANEL B | 13.C4
GR0234: | SC | IEG02304 | GRN | 14 | 3.A4 | IEG0230:4 | PANEL B | 3.A4
XT0680:2 | SC | 0V | WHT | 14 | 7.B3 | XT0235:5 | PANEL B | 13.D4
BA0002:RJ45 | WC0012 | AU12002 | ENET | CABLE | 2.B2 | AU1200:2 | PANEL B | 21.C1
SolarTools ver. 24.0.84.24712 (Jul 31, 2025)
Report date: 4/22/2026 3:12 PM

## Panel Errors
Panel Errors
Project # | 4L541
Project Name | Kaskida
Revision | B.17
Controls DE | A. CHEN
Phone: | 0
Controls ME | A. PLVAN
Phone:
From | [6 empty] | To
Device ID | Location | Cable (W) Conductor (SC) Jumper Clip (JC) | Wire ID | Wire No. | Gauge/Size | Page/Zone | Device ID | Location | Page/Zone
GR0111: | PANEL | SC | GRN/YEL | GR0111 | 14 | 3.C4 | FG1:1 | PANEL | 3.C3
GR0112: | PANEL | SC | GRN/YEL | GR0112 | 14 | 3.C4 | FG2:1 | PANEL | 3.C4
GR0186: | PANEL | SC | GRN/YEL | GR0186 | 14 | 3.B4 | FRAME | PANEL | 3.B4
SolarTools ver. 24.0.84.24712 (Jul 31, 2025)
Report date: 4/22/2026 3:12 PM

## Cable Part Numbers
Cable Part Numbers |  |  | SolarTools ver. 24.0.84.24712 (Jul 31, 2025)
Project # | 4L541
Report date: 4/22/2026 3:13 PM
Project Name | Kaskida
Revision | B.17
Controls DE | A. CHEN
Phone: | 0
Controls ME | A. PLVAN
Phone:
Device ID |  | Part Number |  | Description
WC5072 |  | PART OF 1103208-1 |  | CABLE, 2 CONDUCTOR UNSHIELDED PART OF HORN
WC1168 |  | 1022941-13 |  | TPE, 1 TRIAD TWISTED SHIELDED
WC1169 |  | 1022941-13 |  | TPE, 1 TRIAD TWISTED SHIELDED
WC1170 |  | 1022941-13 |  | TPE, 1 TRIAD TWISTED SHIELDED
WC1171 |  | 1022941-13 |  | TPE, 1 TRIAD TWISTED SHIELDED
WC1172 |  | 1022941-13 |  | TPE, 1 TRIAD TWISTED SHIELDED
WC1247 |  | 1022941-13 |  | TPE, 1 TRIAD TWISTED SHIELDED
WC1248 |  | 1022941-13 |  | TPE, 1 TRIAD TWISTED SHIELDED
WC1249 |  | 1022941-13 |  | TPE, 1 TRIAD TWISTED SHIELDED
WC1250 |  | 1022941-13 |  | TPE, 1 TRIAD TWISTED SHIELDED
WC1251 |  | 1022941-13 |  | TPE, 1 TRIAD TWISTED SHIELDED
WC1252 |  | 1022941-13 |  | TPE, 1 TRIAD TWISTED SHIELDED
WC1253 |  | 1022941-13 |  | TPE, 1 TRIAD TWISTED SHIELDED
WC1254 |  | 1022941-13 |  | TPE, 1 TRIAD TWISTED SHIELDED
WC1255 |  | 1022941-13 |  | TPE, 1 TRIAD TWISTED SHIELDED
WC1256 |  | 1022941-13 |  | TPE, 1 TRIAD TWISTED SHIELDED
WC1257 |  | 1075034-5 |  | PVC, SYTSTEM FUNCTION
WC1258 |  | 1075034-5 |  | PVC, 1 TRIAD TWISTED SHIELDED
WC1259 |  | 1022941-13 |  | TPE, 1 TRIAD TWISTED SHIELDED
WC1260 |  | 1022941-13 |  | TPE, 1 TRIAD TWISTED SHIELDED
WC1261 |  | 1022941-13 |  | TPE, 1 TRIAD TWISTED SHIELDED
WC1262 |  | 1022941-13 |  | TPE, 1 TRIAD TWISTED SHIELDED
WC1263 |  | 1022941-13 |  | TPE, 1 TRIAD TWISTED SHIELDED
WC1264 |  | 1022941-13 |  | TPE, 1 TRIAD TWISTED SHIELDED
WC1265 |  | 1022941-13 |  | TPE, 1 TRIAD TWISTED SHIELDED
WC1266 |  | 1075034-5 |  | PVC, SYTSTEM FUNCTION
WC1267 |  | 1075034-5 |  | PVC, 1 TRIAD TWISTED SHIELDED
WC1304 |  | 1022941-13 |  | TPE, 1 TRIAD TWISTED SHIELDED
WC1307 |  | 1022941-13 |  | TPE, 1 TRIAD TWISTED SHIELDED
WC1308 |  | 1022941-13 |  | TPE, 1 TRIAD TWISTED SHIELDED
WC1309 |  | 1022941-13 |  | TPE, 1 TRIAD TWISTED SHIELDED
WC1310 |  | 1022941-13 |  | TPE, 1 TRIAD TWISTED SHIELDED
WC1311 |  | 1022941-13 |  | TPE, 1 TRIAD TWISTED SHIELDED
WC1312 |  | 1022941-13 |  | TPE, 1 TRIAD TWISTED SHIELDED
WC1313 |  | 1022941-13 |  | TPE, 1 TRIAD TWISTED SHIELDED
WC1314 |  | 1022941-13 |  | TPE, 1 TRIAD TWISTED SHIELDED
WC1315 |  | 1022941-13 |  | TPE, 1 TRIAD TWISTED SHIELDED
WC1318 |  | 1022941-13 |  | TPE, 1 TRIAD TWISTED SHIELDED
WC1319 |  | 1022941-13 |  | TPE, 1 TRIAD TWISTED SHIELDED
WC1320 |  | 1022941-13 |  | TPE, 1 TRIAD TWISTED SHIELDED
WC1321 |  | 1022941-13 |  | TPE, 1 TRIAD TWISTED SHIELDED
WC1330 |  | 1022941-13 |  | TPE, 1 TRIAD TWISTED SHIELDED
WC1331 |  | 1022941-13 |  | TPE, 1 TRIAD TWISTED SHIELDED
WC0001 |  | 1302073-36 |  | CABLE, ETHERNET - 36 INCHES
WC0003 |  | 1302073-36 |  | CABLE, ETHERNET - 36 INCHES
WC0012 |  | 1302073-36 |  | CABLE, COMMUNICATION CABLE - 36 INCHES
WC0014 |  | 1302073-36 |  | CABLE, ETHERNET - 36 INCHES
WC0018 |  | 1302073-36 |  | CABLE, COMMUNICATION CABLE - 36 INCHES
WC0024 |  | 1302073-36 |  | CABLE, COMMUNICATION CABLE - 36 INCHES
WC0101 |  | 1302073-36 |  | CABLE, COMMUNICATION CABLE - 36 INCHES
WC029001 |  | 1022941-12 |  | TPE, 1 PAIR TWISTED SHIELDED
WC029002 |  | 1022941-12 |  | TPE, 1 PAIR TWISTED SHIELDED
WC029003 |  | 1022941-12 |  | TPE, 1 PAIR TWISTED SHIELDED
WC029004 |  | 1022941-12 |  | TPE, 1 PAIR TWISTED SHIELDED
WC029005 |  | 1022941-12 |  | TPE, 1 PAIR TWISTED SHIELDED
WC029006 |  | 1022941-12 |  | TPE, 1 PAIR TWISTED SHIELDED
WC029007 |  | 1022941-12 |  | TPE, 1 PAIR TWISTED SHIELDED
WC029008 |  | 1022941-12 |  | TPE, 1 PAIR TWISTED SHIELDED
WC029010 |  | 1022941-12 |  | TPE, 1 PAIR TWISTED SHIELDED
WC029011 |  | 1022941-12 |  | TPE, 1 PAIR TWISTED SHIELDED
WC029012 |  | 1022941-12 |  | TPE, 1 PAIR TWISTED SHIELDED
WC029013 |  | 1022941-12 |  | TPE, 1 PAIR TWISTED SHIELDED
WC029014 |  | 1022941-12 |  | TPE, 1 PAIR TWISTED SHIELDED
WC029015 |  | 1022941-12 |  | TPE, 1 PAIR TWISTED SHIELDED
WC029016 |  | 1022941-12 |  | TPE, 1 PAIR TWISTED SHIELDED
WC029017 |  | 1022941-12 |  | TPE, 1 PAIR TWISTED SHIELDED
WC029018 |  | 1022941-12 |  | TPE, 1 PAIR TWISTED SHIELDED
WC029019 |  | 1022941-12 |  | TPE, 1 PAIR TWISTED SHIELDED
WC029020 |  | 1022941-12 |  | TPE, 1 PAIR TWISTED SHIELDED
WC029021 |  | 1022941-12 |  | TPE, 1 PAIR TWISTED SHIELDED
WC029022 |  | 1022941-12 |  | TPE, 1 PAIR TWISTED SHIELDED
WC029023 |  | 1022941-12 |  | TPE, 1 PAIR TWISTED SHIELDED
WC029024 |  | 1022941-12 |  | TPE, 1 PAIR TWISTED SHIELDED
WC029025 |  | 1022941-12 |  | TPE, 1 PAIR TWISTED SHIELDED
WC029026 |  | 1022941-12 |  | TPE, 1 PAIR TWISTED SHIELDED
WC029027 |  | 1022941-12 |  | TPE, 1 PAIR TWISTED SHIELDED
WC029028 |  | 1022941-12 |  | TPE, 1 PAIR TWISTED SHIELDED
WC029029 |  | 1022941-12 |  | TPE, 1 PAIR TWISTED SHIELDED
WC029030 |  | 1022941-12 |  | TPE, 1 PAIR TWISTED SHIELDED
WC029031 |  | 1022941-12 |  | TPE, 1 PAIR TWISTED SHIELDED
WC029032 |  | 1022941-12 |  | TPE, 1 PAIR TWISTED SHIELDED
WC02909 |  | 1022941-12 |  | TPE, 1 PAIR TWISTED SHIELDED
WC029101 |  | 1022941-12 |  | TPE, 1 PAIR TWISTED SHIELDED
WC029102 |  | 1022941-12 |  | TPE, 1 PAIR TWISTED SHIELDED
WC029103 |  | 1022941-12 |  | TPE, 1 PAIR TWISTED SHIELDED
WC029104 |  | 1022941-12 |  | TPE, 1 PAIR TWISTED SHIELDED
WC029105 |  | 1022941-12 |  | TPE, 1 PAIR TWISTED SHIELDED
WC029106 |  | 1022941-12 |  | TPE, 1 PAIR TWISTED SHIELDED
WC029107 |  | 1022941-12 |  | TPE, 1 PAIR TWISTED SHIELDED
WC029108 |  | 1022941-12 |  | TPE, 1 PAIR TWISTED SHIELDED
WC029111 |  | 1022941-12 |  | TPE, 1 PAIR TWISTED SHIELDED
WC029112 |  | 1022941-12 |  | TPE, 1 PAIR TWISTED SHIELDED
WC029113 |  | 1022941-12 |  | TPE, 1 PAIR TWISTED SHIELDED
WC029114 |  | 1022941-12 |  | TPE, 1 PAIR TWISTED SHIELDED
WC029115 |  | 1022941-12 |  | TPE, 1 PAIR TWISTED SHIELDED
WC029116 |  | 1022941-12 |  | TPE, 1 PAIR TWISTED SHIELDED
WC029117 |  | 1022941-12 |  | TPE, 1 PAIR TWISTED SHIELDED
WC029118 |  | 1022941-12 |  | TPE, 1 PAIR TWISTED SHIELDED
WC029119 |  | 1022941-12 |  | TPE, 1 PAIR TWISTED SHIELDED
WC029120 |  | 1022941-12 |  | TPE, 1 PAIR TWISTED SHIELDED
WC029121 |  | 1022941-12 |  | TPE, 1 PAIR TWISTED SHIELDED
WC029122 |  | 1022941-12 |  | TPE, 1 PAIR TWISTED SHIELDED
WC029123 |  | 1022941-12 |  | TPE, 1 PAIR TWISTED SHIELDED
WC029124 |  | 1022941-12 |  | TPE, 1 PAIR TWISTED SHIELDED
WC029125 |  | 1022941-12 |  | TPE, 1 PAIR TWISTED SHIELDED
WC029126 |  | 1022941-12 |  | TPE, 1 PAIR TWISTED SHIELDED
WC029127 |  | 1022941-12 |  | TPE, 1 PAIR TWISTED SHIELDED
WC029128 |  | 1022941-12 |  | TPE, 1 PAIR TWISTED SHIELDED
WC029129 |  | 1022941-12 |  | TPE, 1 PAIR TWISTED SHIELDED
WC029130 |  | 1022941-12 |  | TPE, 1 PAIR TWISTED SHIELDED
WC029131 |  | 1022941-12 |  | TPE, 1 PAIR TWISTED SHIELDED
WC029132 |  | 1022941-12 |  | TPE, 1 PAIR TWISTED SHIELDED
WC029201 |  | 1022941-12 |  | TPE, 1 PAIR TWISTED SHIELDED
WC029202 |  | 1022941-12 |  | TPE, 1 PAIR TWISTED SHIELDED
WC029203 |  | 1022941-12 |  | TPE, 1 PAIR TWISTED SHIELDED
WC029204 |  | 1022941-12 |  | TPE, 1 PAIR TWISTED SHIELDED
WC029205 |  | 1022941-12 |  | TPE, 1 PAIR TWISTED SHIELDED
WC029206 |  | 1022941-12 |  | TPE, 1 PAIR TWISTED SHIELDED
WC029210 |  | 1022941-12 |  | TPE, 1 PAIR TWISTED SHIELDED
WC029211 |  | 1022941-12 |  | TPE, 1 PAIR TWISTED SHIELDED
WC029212 |  | 1022941-12 |  | TPE, 1 PAIR TWISTED SHIELDED
WC029213 |  | 1022941-12 |  | TPE, 1 PAIR TWISTED SHIELDED
WC029214 |  | 1022941-12 |  | TPE, 1 PAIR TWISTED SHIELDED
WC029215 |  | 1022941-12 |  | TPE, 1 PAIR TWISTED SHIELDED
WC029216 |  | 1022941-12 |  | TPE, 1 PAIR TWISTED SHIELDED
WC029217 |  | 1022941-12 |  | TPE, 1 PAIR TWISTED SHIELDED
WC029301 |  | 1022941-12 |  | TPE, 1 PAIR TWISTED SHIELDED
WC029302 |  | 1022941-12 |  | TPE, 1 PAIR TWISTED SHIELDED
WC029303 |  | 1022941-12 |  | TPE, 1 PAIR TWISTED SHIELDED
WC029304 |  | 1022941-12 |  | TPE, 1 PAIR TWISTED SHIELDED
WC029305 |  | 1022941-12 |  | TPE, 1 PAIR TWISTED SHIELDED
WC029306 |  | 1022941-12 |  | TPE, 1 PAIR TWISTED SHIELDED
WC029307 |  | 1022941-12 |  | TPE, 1 PAIR TWISTED SHIELDED
WC029308 |  | 1022941-12 |  | TPE, 1 PAIR TWISTED SHIELDED
WC029309 |  | 1022941-12 |  | TPE, 1 PAIR TWISTED SHIELDED
WC029310 |  | 1022941-12 |  | TPE, 1 PAIR TWISTED SHIELDED
WC029311 |  | 1022941-12 |  | TPE, 1 PAIR TWISTED SHIELDED
WC029312 |  | 1022941-12 |  | TPE, 1 PAIR TWISTED SHIELDED
WC029313 |  | 1022941-12 |  | TPE, 1 PAIR TWISTED SHIELDED
WC029314 |  | 1022941-12 |  | TPE, 1 PAIR TWISTED SHIELDED
WC029315 |  | 1022941-12 |  | TPE, 1 PAIR TWISTED SHIELDED
WC029316 |  | 1022941-12 |  | TPE, 1 PAIR TWISTED SHIELDED
WC029317 |  | 1022941-12 |  | TPE, 1 PAIR TWISTED SHIELDED
WC029318 |  | 1022941-12 |  | TPE, 1 PAIR TWISTED SHIELDED
WC029401 |  | 1022941-12 |  | TPE, 1 PAIR TWISTED SHIELDED
WC029402 |  | 1022941-12 |  | TPE, 1 PAIR TWISTED SHIELDED
WC029403 |  | 1022941-12 |  | TPE, 1 PAIR TWISTED SHIELDED
WC029404 |  | 1022941-12 |  | TPE, 1 PAIR TWISTED SHIELDED
WC029406 |  | 1022941-12 |  | TPE, 1 PAIR TWISTED SHIELDED
WC029408 |  | 1022941-12 |  | TPE, 1 PAIR TWISTED SHIELDED
WC0680 |  | 1302073-36 |  | CABLE, COMMUNICATION CABLE - 36 INCHES
WC2008 |  | 1022941-13 |  | TPE, 1 TRIAD TWISTED SHIELDED
WC2023 |  | 1022941-13 |  | TPE, 1 TRIAD TWISTED SHIELDED
WC2024 |  | 1022941-13 |  | TPE, 1 TRIAD TWISTED SHIELDED
WC680 |  | 1302073-36 |  | CABLE, ETHERNET - 36 INCHES
WC9001 |  | 1302073-36 |  | CABLE, ETHERNET - 36 INCHES
WC9007 |  | 1302073-36 |  | CABLE, COMMUNICATION CABLE - 36 INCHES
WC9009 |  | 1302073-36 |  | CABLE, ETHERNET - 36 INCHES
WC90740 |  | 1022941-12 |  | TPE, 1 PAIR TWISTED SHIELDED
WC90741 |  | 1022941-12 |  | TPE, 1 PAIR TWISTED SHIELDED
WC907410 |  | 1022941-13 |  | TPE, 1 TRIAD TWISTED SHIELDED
WC907411 |  | 1022941-13 |  | TPE, 1 TRIAD TWISTED SHIELDED
WC907413 |  | 1022941-12 |  | TPE, 1 PAIR TWISTED SHIELDED
WC907414 |  | 1022941-13 |  | TPE, 1 TRIAD TWISTED SHIELDED
WC90742 |  | 1022941-12 |  | TPE, 1 PAIR TWISTED SHIELDED
WC90743 |  | 1022941-12 |  | TPE, 1 PAIR TWISTED SHIELDED
WC90745 |  | 1022941-12 |  | TPE, 1 PAIR TWISTED SHIELDED
WC90746 |  | 1022941-13 |  | TPE, 1 TRIAD TWISTED SHIELDED
WC90747 |  | 1022941-13 |  | TPE, 1 TRIAD TWISTED SHIELDED
WC90748 |  | 1022941-12 |  | TPE, 1 PAIR TWISTED SHIELDED
WC90749 |  | 1022941-13 |  | TPE, 1 TRIAD TWISTED SHIELDED
WC90750 |  | 1022941-12 |  | TPE, 1 PAIR TWISTED SHIELDED
WC90751 |  | 1022941-12 |  | TPE, 1 PAIR TWISTED SHIELDED
WC90752 |  | 1022941-12 |  | TPE, 1 PAIR TWISTED SHIELDED
WC9212 |  | 1302073-36 |  | CABLE, ETHERNET - 36 INCHES
WCM1 |  | 1022941-12 |  | TPE, 1 PAIR TWISTED SHIELDED
WCM2 |  | 1022941-12 |  | TPE, 1 PAIR TWISTED SHIELDED
WCTRX1 |  | 1022941-12 |  | TPE, 1 PAIR TWISTED SHIELDED
WCTRX3 |  | 1022941-12 |  | TPE, 1 PAIR TWISTED SHIELDED
WCTRX4 |  | 1022941-12 |  | TPE, 1 PAIR TWISTED SHIELDED
WCTRX5 |  | 1022941-12 |  | TPE, 1 PAIR TWISTED SHIELDED
WCTXRX2 |  | 1022941-12 |  | TPE, 1 PAIR TWISTED SHIELDED
WC8058 |  | 2684693-54 |  | CABLE, EXTENSION, BACKPLANE

## Part Number List
Part Number List |  | SolarTools ver. 24.0.84.24712 (Jul 31, 2025)
Project # | 4L541
Report date: 4/22/2026 3:13 PM
Project Name | Kaskida
Revision | B.17
Controls DE | A. CHEN
Phone: | 0
Controls ME | A. PLVAN
Phone:
Device ID | Part Number | Description | Location
KA0531 | 1061979-1 | RELAY, NO EMERGENCY SHUTDOWN SUMMARY | BOP LEFT RAIL
KA0532 | 1061979-1 | RELAY, NO EMERGENCY SHUTDOWN SUMMARY | BOP LEFT RAIL
KA0533 | 1061979-1 | RELAY, NO EMERGENCY SHUTDOWN SUMMARY | BOP LEFT RAIL
KA0534 | 1061979-1 | RELAY, NO EMERGENCY SHUTDOWN SUMMARY | BOP LEFT RAIL
KA0535 | 1061979-1 | RELAY, CONTROLLER ACTIVE | BOP LEFT RAIL
KA0536 | 1061979-1 | RELAY, CONTROLLER ACTIVE | BOP LEFT RAIL
KA0537 | 1061979-1 | RELAY, NO EMERGENCY SHUTDOWN SUMMARY | BOP LEFT RAIL
KA0538 | 1061979-1 | RELAY, NO EMERGENCY SHUTDOWN SUMMARY | BOP LEFT RAIL
KA0539 | 1061979-1 | RELAY, NO EMERGENCY SHUTDOWN SUMMARY | BOP LEFT RAIL
KA0540 | 1061979-1 | RELAY, OPEN SUCTION VALVE | BOP LEFT RAIL
KA0541 | 1061979-1 | RELAY, OPEN DISCHARGE VALVE | BOP LEFT RAIL
KA0550 | 1061979-1 | RELAY, OPEN SUCTION VALVE SAFETY | BOP LEFT RAIL
KA0551 | 1061979-1 | RELAY, OPEN DISCHARGE VALVE SAFETY | BOP LEFT RAIL
KA0554 | 1061979-1 | RELAY, CLOSE VENT VALVE SAFETY | BOP LEFT RAIL
KA0560 | 1061979-1 | RELAY, OPEN SUCTION VALVE | BOP LEFT RAIL
KA0561 | 1061979-1 | RELAY, OPEN DISCHARGE VALVE | BOP LEFT RAIL
KA0570 | 1061979-1 | RELAY, OPEN SUCTION VALVE SAFETY | BOP LEFT RAIL
KA0571 | 1061979-1 | RELAY, OPEN DISCHARGE VALVE SAFETY | BOP LEFT RAIL
KA0574 | 1061979-1 | RELAY, CLOSE VENT VALVE SAFETY | BOP LEFT RAIL
KA0580 | 1061979-1 | RELAY, OPEN SUCTION VALVE | BOP LEFT RAIL
KA0581 | 1061979-1 | RELAY, OPEN DISCHARGE VALVE | BOP LEFT RAIL
KA0590 | 1061979-1 | RELAY, OPEN SUCTION VALVE SAFETY | BOP LEFT RAIL
KA0591 | 1061979-1 | RELAY, OPEN DISCHARGE VALVE SAFETY | BOP LEFT RAIL
KA0594 | 1061979-1 | RELAY, CLOSE VENT VALVE SAFETY | BOP LEFT RAIL
KA0631 | 1061979-1 | RELAY, NO EMERGENCY SHUTDOWN SUMMARY | BOP LEFT RAIL
KA0632 | 1061979-1 | RELAY, NO EMERGENCY SHUTDOWN SUMMARY | BOP LEFT RAIL
KA0800 | 1061979-1 | RELAY, OPEN ASV BLOCK VALVE | BOP LEFT RAIL
KA0801 | 1061979-1 | RELAY, OPEN ASV BLOCK VALVE | BOP LEFT RAIL
KA0802 | 1061979-1 | RELAY, OPEN ASV BLOCK VALVE | BOP LEFT RAIL
KA0803 | 1061979-1 | RELAY, CLOSE HRV BLOCK VALVE | BOP LEFT RAIL
KA0810 | 1061979-1 | RELAY, OPEN ASV BLOCK VALVE SAFETY | BOP LEFT RAIL
KA0811 | 1061979-1 | RELAY, OPEN ASV BLOCK VALVE SAFETY | BOP LEFT RAIL
KA0812 | 1061979-1 | RELAY, OPEN ASV BLOCK VALVE SAFETY | BOP LEFT RAIL
KA0813 | 1061979-1 | RELAY, CLOSE HRV BLOCK VALVE SAFETY | BOP LEFT RAIL
KA1530 | 1061979-1 | RELAY, CONTROLLER ACTIVE | BOP LEFT RAIL
KA9599 | 1061979-1 | RELAY, CLOCK SYNCHRONIZATION | BOP LEFT RAIL
XT9074M | 1067996-7 | TERMINAL STRIP, 4 CONDUCTOR | BOP LEFT RAIL
AF0141 | 2684693-17,2684693-25 | 5094-OB8XT, 8 DISCRETE OUTPUT | BOP PANEL
AF0142 | 2684693-17,2684693-23 | 5094-IB16XT, 16 DISCRETE INPUT | BOP PANEL
AF0143 | 2684693-18,2684693-56 | 5094-IF8IHXT, 8 ANALOG INPUT, ISOLATED | BOP PANEL
AF0144 | 2684693-18,2684693-27 | 5094-OF8IHXT, 8 ANALOG OUTPUT, ISOLATED | BOP PANEL
AF0145 | 2684693-19,2684693-33 | 5094-IY8XT, 8 ANALOG INPUT, TC/RTD/ I&V | BOP PANEL
AF0146 | 2684693-17,2684693-25 | 5094-OB8XT, 8 DISCRETE OUTPUT | BOP PANEL
AF0147 | 2684693-17,2684693-23 | 5094-IB16XT, 16 DISCRETE INPUT | BOP PANEL
AF0148 | 2684693-17,2684693-23 | 5094-IB16XT, 16 DISCRETE INPUT | BOP PANEL
AF0181 | 2684693-17,2684693-25 | 5094-OB8XT, 8 DISCRETE OUTPUT | BOP PANEL
AF0182 | 2684693-17,2684693-23 | 5094-IB16XT, 16 DISCRETE INPUT | BOP PANEL
AF0183 | 2684693-18,2684693-28 | 5094-IB16SXT, 16 DISCRETE INPUT, S | BOP PANEL
AF0184 | 2684693-18,2684693-55 | 5094-OB16SXT, 16 DISCRETE OUTPUT, S | BOP PANEL
AF0185 | 2684693-18,2684693-56 | 5094-IF8IHXT, 8 ANALOG INPUT, ISOLATED | BOP PANEL
AF0186 | 2684693-18,2684693-56 | 5094-IF8IHXT, 8 ANALOG INPUT, ISOLATED | BOP PANEL
AF0187 | 2684693-17,2684693-25 | 5094-OB8XT, 8 DISCRETE OUTPUT | BOP PANEL
AF0188 | 2684693-18,2684693-56 | 5094-IF8IHXT, 8 ANALOG INPUT, ISOLATED | BOP PANEL
AP0293 | 1043695-2,1049089-2 | HART MULTIPLEXER, MODULE & BACKPLANE | BOP PANEL
AU0140 | 2684693-22 | 5094-AENTRXT, FLEX 5000 I/O | BOP PANEL
AU0180 | 2684693-22 | 5094-AENTRXT, FLEX 5000 I/O | BOP PANEL
FU0007 | 1043265-1,1043265-3 | FUSE, 2A | BOP PANEL
FU0008 | 1043265-1,1043265-3 | FUSE, 2A | BOP PANEL
FU0140 | 1043265-1,1043265-5 | FUSE, 10A | BOP PANEL
FU0141 | 1043265-1,1043265-5 | FUSE, 10A | BOP PANEL
FU0142 | 1043265-1,1043265-5 | FUSE, 10A | BOP PANEL
FU0180 | 1043265-1,1043265-5 | FUSE, 10A | BOP PANEL
FU0181 | 1043265-1,1043265-5 | FUSE, 10A | BOP PANEL
FU0184 | 1043265-1,1043265-5 | FUSE, 10A | BOP PANEL
FU0187 | 1043265-1,1043265-5 | FUSE, 10A | BOP PANEL
FU0570 | 1043265-1,1043265-7 | FUSE, 20A | BOP PANEL
FU1212 | 1043265-1,1043265-3 | FUSE, 2A | BOP PANEL
FU2901 | 1043265-5 | FUSE, 10A | BOP PANEL
GR0140 | 903849C1 | RAIL GROUND, DIN RAIL GROUNDING | BOP PANEL
GR0180 | 903849C1 | RAIL GROUND, DIN RAIL GROUNDING | BOP PANEL
GR0257 | 903849C1 | RAIL GROUND, DIN RAIL GROUNDING | BOP PANEL
IEG0257 | 232941-300 | BUS BAR, GEARBOX/MOTOR - INSTRUMENT EARTH GROUNDING | BOP PANEL
KT0571 | 2651077-1 | TIMER RELAY, LOADING VALVE CLOSED | BOP PANEL
KT0572 | 2651077-1 | TIMER RELAY, HPC SUCTION VALVE CLOSED | BOP PANEL
KT0573 | 2651077-1 | TIMER RELAY, HPC DISCHARGE VALVE CLOSED | BOP PANEL
KT7482 | 2651077-1 | TIMER RELAY, HPC ASV BLOCK VALVE CLOSED | BOP PANEL
KT7514 | 2651077-1 | TIMER RELAY, LOADING VALVE CLOSED | BOP PANEL
KT7516 | 2651077-1 | TIMER RELAY, LPC SUCTION VALVE CLOSED | BOP PANEL
KT7536 | 2651077-1 | TIMER RELAY, LPC DISCHARGE VALVE CLOSED | BOP PANEL
KT7582 | 2651077-1 | TIMER RELAY, LPC ASV BLOCK VALVE CLOSED | BOP PANEL
KT7614 | 2651077-1 | TIMER RELAY, LOADING VALVE CLOSED | BOP PANEL
KT7616 | 2651077-1 | TIMER RELAY, IPC SUCTION VALVE CLOSED | BOP PANEL
KT7636 | 2651077-1 | TIMER RELAY, IPC DISCHARGE VALVE CLOSED | BOP PANEL
KT7682 | 2651077-1 | TIMER RELAY, IPC ASV BLOCK VALVE CLOSED | BOP PANEL
RR0291 | 912565C1 | RESISTOR, 120 OHM | BOP PANEL
XT0140 | 1066730-7,1066730-8,1067996-2,1067996-4 | TERMINAL BLOCK, SPRING, 4 CONDUCTOR,30-12 AWG (0.05-3.31 MM2),NON-IS | BOP PANEL
XT0180 | 1066730-7 | TERMINAL BLOCK, SPRING, 4 CONDUCTOR,30-12 AWG (0.05-3.31 MM2),NON-IS | BOP PANEL
XT0570 | 1066730-16,1066730-17,1066730-18,1067996-18,1067996-40 | TERMINAL STRIP, 2 CONDUCTOR | BOP PANEL
XT0573 | 1066730-10,1066730-8,[2]1066730-9,[2]1067996-4 | DIODE TERMINAL STRIP, 4 CONDUCTOR | BOP PANEL
XT0574 | 1066730-10,1066730-9,1067996-4 | DIODE TERMINAL STRIP, 4 CONDUCTOR | BOP PANEL
XT0575 | 1066730-10,1066730-9,1067996-4 | DIODE TERMINAL STRIP, 4 CONDUCTOR | BOP PANEL
BA0007 | 1271449-1 | MEDIA CONVERTER, ETHERNET-FIBER OPTIC | BOP RIGHT RAIL
BA0008 | 1271449-1 | MEDIA CONVERTER, ETHERNET-FIBER OPTIC | BOP RIGHT RAIL
BA1212 | 1337728-12 | SWITCH, ETAP, DLR INTERFACE | BOP RIGHT RAIL
GR0185 | 903849C1 | RAIL GROUND, DIN RAIL GROUNDING | BOP RIGHT RAIL
XT0004 | 1066730-7,1066730-8,1067996-2,1067996-4,1067996-7 | TERMINAL STRIP, 4 CONDUCTOR | BOP RIGHT RAIL
XT1212 | 1067996-7 | TERMINAL STRIP, 4 CONDUCTOR | BOP RIGHT RAIL
XT292M | 1067996-7 | TERMINAL STRIP, 4 CONDUCTOR | BOP RIGHT RAIL
XT9075M | 1067996-7 | TERMINAL STRIP, 4 CONDUCTOR | BOP RIGHT RAIL
AF0321 | 2684693-18,2684693-53 | 5094-IJ2IXT, 2 FAST COUNTER INPUT, S | GEAR BOX PANEL
AF0322 | 2684693-17,2684693-23 | 5094-IB16XT, 16 DISCRETE INPUT | GEAR BOX PANEL
AF0323 | 2684693-18,2684693-56 | 5094-IF8IHXT, 8 ANALOG INPUT, ISOLATED | GEAR BOX PANEL
AF0324 | 2684693-19,2684693-33 | 5094-IY8XT, 8 ANALOG INPUT, TC/RTD/ I&V | GEAR BOX PANEL
AF0325 | 2684693-19,2684693-33 | 5094-IY8XT, 8 ANALOG INPUT, TC/RTD/ I&V | GEAR BOX PANEL
AF0326 | 2684693-19,2684693-33 | 5094-IY8XT, 8 ANALOG INPUT, TC/RTD/ I&V | GEAR BOX PANEL
AF0327 | 2684693-19,2684693-33 | 5094-IY8XT, 8 ANALOG INPUT, TC/RTD/ I&V | GEAR BOX PANEL
AU0320 | 2684693-22 | 5094-AENTRXT, FLEX 5000 I/O | GEAR BOX PANEL
FU0310 | 1043265-1,1043265-7 | FUSE, 20A | GEAR BOX PANEL
FU0311 | 1043265-1,1043265-5 | FUSE, 10A | GEAR BOX PANEL
FU0320 | 1043265-1,1043265-5 | FUSE, 10A | GEAR BOX PANEL
GR0110 | 903861C1 | RAIL GROUND, DIN RAIL GROUNDING | GEAR BOX PANEL
GR0320 | 903849C1 | RAIL GROUND, DIN RAIL GROUNDING | GEAR BOX PANEL
IEG0310 | 232941-110 | BUS BAR, GEARBOX/MOTOR - INSTRUMENT EARTH GROUNDING | GEAR BOX PANEL
XT0310 | 1066730-7,1066730-8,1067996-4 | TERMINAL BLOCK, SPRING, 4 CONDUCTOR,30-12 AWG (0.05-3.31 MM2),NON-IS | GEAR BOX PANEL
XT9078M | 1067996-7 | TERMINAL STRIP, 4 CONDUCTOR | GEAR BOX PANEL
AT1100 | 1577354-4502 | WORKSTATION, VERSA VIEW 1200H | JB70
HA0472 | 1103208-101 | HORN, AUDIBLE ALARM | JB70
SA0471 | 1035040-1652,2380746-2 | SELECTOR SWITCH, SPEED/LOAD | JB70
SA0473 | 1139718-1 | SELECTOR SWITCH, OFF/LOC/MUD/DCS | JB70
SA0474 | 2380746-2 | SELECTOR SWITCH, SURGE VALVE | JB70
SB0471 | 2380746-1 | PUSHBUTTON SWITCH, HORN SILENCE | JB70
SB0472 | 1035040-32,2380746-4 | PUSHBUTTON SWITCH, EMERGENCY STOP | JB70
SB0473 | 2380746-1 | PUSHBUTTON SWITCH, ACKNOWLEDGE | JB70
SB0474 | 1035040-121,1035040-856,2380746-1 | PUSHBUTTON SWITCH, RESET | JB70
SH0470 | 1035040-108,2380746-3 | LIGHTED SWITCH, STOP/STOPPING, RED | JB70
SH0471 | 1035040-103,1035040-857,2380746-3 | LIGHTED SWITCH, START/STARTING, GREEN | JB70
SH0472 | 1035040-106,1035040-859,2380746-3 | LIGHTED SWITCH, BACKUP SYSTEM ACTIVE/RESET, AMBER | JB70
GR1101 | 903849C1 | RAIL GROUND, DIN RAIL GROUNDING | JB70 LEFT RAIL
XT0001 | 1067996-2,1067996-4,1067996-7 | TERMINAL STRIP, 4 CONDUCTOR | JB70 LEFT RAIL
XT0290M | 1067996-7 | TERMINAL STRIP, 4 CONDUCTOR | JB70 LEFT RAIL
XT9070M | 1067996-7 | TERMINAL STRIP, 4 CONDUCTOR | JB70 LEFT RAIL
BA1100 | 1337728-10 | SWITCH, ETAP, DLR INTERFACE | JB70 RIGHT RAIL
FU1100 | 1043265-1,1043265-5 | FUSE, 10A | JB70 RIGHT RAIL
FU1101 | 1043265-1,1043265-3 | FUSE, 2A | JB70 RIGHT RAIL
FU1102 | 1043265-1,1043265-4 | FUSE, 5A | JB70 RIGHT RAIL
GR1100 | 903849C1 | RAIL GROUND, DIN RAIL GROUNDING | JB70 RIGHT RAIL
UJ1100 | 1088442-4 | POWER CONVERTER, DC/DC INPUT TO 24V DC OUTPUT | JB70 RIGHT RAIL
XT0236 | 1066730-7,1066730-8,1067996-2,1067996-4,1067996-82 | TERMINAL BLOCK, SPRING, 4 CONDUCTOR,30-12 AWG (0.05-3.31 MM2),NON-IS | JB70 RIGHT RAIL
XT1100 | 1067996-7 | TERMINAL STRIP, 4 CONDUCTOR | JB70 RIGHT RAIL
AF0241 | 2684693-17,2684693-25 | 5094-OB8XT, 8 DISCRETE OUTPUT | JB73
AF0242 | 2684693-18,2684693-56 | 5094-IF8IHXT, 8 ANALOG INPUT, ISOLATED | JB73
AF0243 | 2684693-18,2684693-56 | 5094-IF8IHXT, 8 ANALOG INPUT, ISOLATED | JB73
AF0244 | 2684693-18,2684693-30 | 5094-IF4IHSXT, 4 ANALOG INPUT, S | JB73
AF0245 | 2684693-19,2684693-33 | 5094-IY8XT, 8 ANALOG INPUT, TC/RTD/ I&V | JB73
AF0246 | 2684693-18,2684693-30 | 5094-IF4IHSXT, 4 ANALOG INPUT, S | JB73
AF0247 | 2684693-18,2684693-56 | 5094-IF8IHXT, 8 ANALOG INPUT, ISOLATED | JB73
AF0271 | 2684693-17,2684693-25 | 5094-OB8XT, 8 DISCRETE OUTPUT | JB73
AF0272 | 2684693-18,2684693-56 | 5094-IF8IHXT, 8 ANALOG INPUT, ISOLATED | JB73
AF0273 | 2684693-18,2684693-56 | 5094-IF8IHXT, 8 ANALOG INPUT, ISOLATED | JB73
AF0274 | 2684693-18,2684693-30 | 5094-IF4IHSXT, 4 ANALOG INPUT, S | JB73
AF0275 | 2684693-19,2684693-33 | 5094-IY8XT, 8 ANALOG INPUT, TC/RTD/ I&V | JB73
AF0276 | 2684693-19,2684693-33 | 5094-IY8XT, 8 ANALOG INPUT, TC/RTD/ I&V | JB73
AF0277 | 2684693-18,2684693-56 | 5094-IF8IHXT, 8 ANALOG INPUT, ISOLATED | JB73
AF0278 | 2684693-18,2684693-30 | 5094-IF4IHSXT, 4 ANALOG INPUT, S | JB73
AP0291 | 1043695-2,1049089-2 | HART MULTIPLEXER, MODULE & BACKPLANE | JB73
AP0292 | 1043695-2,1049089-2 | HART MULTIPLEXER, MODULE & BACKPLANE | JB73
AU0240 | 2684693-22 | 5094-AENTRXT, FLEX 5000 I/O | JB73
AU0270 | 2684693-22 | 5094-AENTRXT, FLEX 5000 I/O | JB73
FU0240 | 1043265-1,1043265-5 | FUSE, 10A | JB73
FU0241 | 1043265-1,1043265-5 | FUSE, 10A | JB73
FU0250 | 1043265-1,1043265-7 | FUSE, 20A | JB73
FU0253 | 1043265-1,1043265-4 | FUSE, 5A | JB73
FU0270 | 1043265-1,1043265-5 | FUSE, 10A | JB73
FU0271 | 1043265-1,1043265-5 | FUSE, 10A | JB73
FU0280 | 1043265-1,1043265-7 | FUSE, 20A | JB73
FU0283 | 1043265-1,1043265-4 | FUSE, 5A | JB73
FU0292 | 1043265-5 | FUSE, 10A | JB73
FU0293 | 1043265-5 | FUSE, 10A | JB73
GR0251 | 903849C1 | RAIL GROUND, DIN RAIL GROUNDING | JB73
GR0252 | 903849C1 | RAIL GROUND, DIN RAIL GROUNDING | JB73
GR0253 | 903849C1 | RAIL GROUND, DIN RAIL GROUNDING | JB73
GR0254 | 903849C1 | RAIL GROUND, DIN RAIL GROUNDING | JB73
GR0255 | 903849C1 | RAIL GROUND, DIN RAIL GROUNDING | JB73
IEG0250 | 232941-110 | BUS BAR, LP CPSR - INSTRUMENT EARTH GROUNDING | JB73
WC8059 | 2684693-54 |  | JB73
XT0250 | 1066730-7 | TERMINAL BLOCK, SPRING, 4 CONDUCTOR,30-12 AWG (0.05-3.31 MM2),NON-IS | JB73
XT0251 | 1066730-7 | TERMINAL BLOCK, SPRING, 4 CONDUCTOR,30-12 AWG (0.05-3.31 MM2),NON-IS | JB73
XT0280 | 1066730-7 | TERMINAL BLOCK, SPRING, 4 CONDUCTOR,30-12 AWG (0.05-3.31 MM2),NON-IS | JB73
XT0281 | 1066730-7 | TERMINAL BLOCK, SPRING, 4 CONDUCTOR,30-12 AWG (0.05-3.31 MM2),NON-IS | JB73
XT0540 | 1066730-16 | TERMINAL STRIP, 2 CONDUCTOR | JB73
XT0885 | 1066730-7,1067996-2 | TERMINAL BLOCK, SPRING, 4 CONDUCTOR,30-12 AWG (0.05-3.31 MM2),NON-IS | JB73
XT0886 | 1066730-7 | TERMINAL BLOCK, SPRING, 4 CONDUCTOR,30-12 AWG (0.05-3.31 MM2),NON-IS | JB73
XT291M | 1067996-7 | TERMINAL STRIP, 4 CONDUCTOR | JB73
AP0612 | 2762566-6 | ORBIT 60, SYSTEM INTERFACE MODULE (SIM) | JB79
AP0613 | 2762566-7 | ORBIT 60, PROTECTION PROCESSING MODULE (PPM) | JB79
AP0614 | 2762566-19,2762566-7 | ORBIT 60, PROTECTION PROCESSING MODULE (PPM) | JB79
AP0615 | 2762566-9 | ORBIT 60, COMMUNICATION GATEWAY MODULE (CGW) | JB79
AP0616 | 2762566-11 | ORBIT 60, KEYPHASOR INPUT MODULE (KPH) | JB79
AP0617 | 2762566-11 | ORBIT 60, KEYPHASOR INPUT MODULE (KPH) | JB79
AP0618 | 2762566-12 | ORBIT 60, DYNAMIC INPUT MODULE (PAV) | JB79
AP0619 | 2762566-12 | ORBIT 60, DYNAMIC INPUT MODULE (PAV) | JB79
AP0620 | 2762566-12 | ORBIT 60, DYNAMIC INPUT MODULE (PAV) | JB79
AP0621 | 2762566-12 | ORBIT 60, DYNAMIC INPUT MODULE (PAV) | JB79
AP0622 | 2762566-12 | ORBIT 60, DYNAMIC INPUT MODULE (PAV) | JB79
AP0623 | 2762566-12,2762566-19 | ORBIT 60, DYNAMIC INPUT MODULE (PAV) | JB79
AP0624 | 2762566-12,2762566-19 | ORBIT 60, DYNAMIC INPUT MODULE (PAV) | JB79
AP0625 | 2762566-12,2762566-19 | ORBIT 60, DYNAMIC INPUT MODULE (PAV) | JB79
AP0626 | 2762566-12,2762566-19 | ORBIT 60, DYNAMIC INPUT MODULE (PAV) | JB79
AP0627 | 2762566-19 | ORBIT 60, BLANK MODULE SLOT COVER | JB79
AP0628 | 2762566-17 | ORBIT 60, SOLID STATE RELAY MODULE (SSR) | JB79
AP0629 | 2762566-8 | ORBIT 60, CONDITIONING MONITORING MODULE (CCM) | JB79
AR0610 | 2762566-1 | PANEL MOUNT CHASSIS, ORBIT 60 3U 19 SLOT, 20 TOTAL | JB79
CCAP0611 | CUSTOMER DEFINED | ENET CONNECTION, ORBIT 60 SIM INTERFACE | JB79
CCAP0629 | CUSTOMER DEFINED | ENET CONNECTION, COND MONITORING MODULE | JB79
FU0410 | 1043265-1,1043265-7 | FUSE, 20A | JB79
FU0411 | 1043265-1,1043265-5 | FUSE, 10A | JB79
FU0412 | 1043265-1,1043265-5 | FUSE, 10A | JB79
PEG0150 | 232941-200 | BUS BAR, ORBIT 60 BOX POWER EARTH GROUNDING | JB79
UV0610 | 2762566-5 | POWER SUPPLY, ORBIT 60 RACK | JB79
UV0611 | 2762566-5 | POWER SUPPLY, ORBIT 60 RACK | JB79
XT0410 | 1066730-7 | TERMINAL BLOCK, SPRING, 4 CONDUCTOR,30-12 AWG (0.05-3.31 MM2),NON-IS | JB79
XT0616 | 1066730-7 | TERMINAL BLOCK, SPRING, 4 CONDUCTOR,30-12 AWG (0.05-3.31 MM2),NON-IS | JB79
XT0617 | 1066730-7 | TERMINAL BLOCK, SPRING, 4 CONDUCTOR,30-12 AWG (0.05-3.31 MM2),NON-IS | JB79
XT0618 | 1066730-7 | TERMINAL BLOCK, SPRING, 4 CONDUCTOR,30-12 AWG (0.05-3.31 MM2),NON-IS | JB79
XT0619 | 1066730-7 | TERMINAL BLOCK, SPRING, 4 CONDUCTOR,30-12 AWG (0.05-3.31 MM2),NON-IS | JB79
XT0620 | 1066730-7 | TERMINAL BLOCK, SPRING, 4 CONDUCTOR,30-12 AWG (0.05-3.31 MM2),NON-IS | JB79
XT0621 | 1066730-7 | TERMINAL BLOCK, SPRING, 4 CONDUCTOR,30-12 AWG (0.05-3.31 MM2),NON-IS | JB79
XT0622 | 1066730-7 | TERMINAL BLOCK, SPRING, 4 CONDUCTOR,30-12 AWG (0.05-3.31 MM2),NON-IS | JB79
XT0623 | 1066730-7 | TERMINAL BLOCK, SPRING, 4 CONDUCTOR,30-12 AWG (0.05-3.31 MM2),NON-IS | JB79
XT0624 | 1066730-7 | TERMINAL BLOCK, SPRING, 4 CONDUCTOR,30-12 AWG (0.05-3.31 MM2),NON-IS | JB79
XT0625 | 1066730-7 | TERMINAL BLOCK, SPRING, 4 CONDUCTOR,30-12 AWG (0.05-3.31 MM2),NON-IS | JB79
XT0626 | 1066730-7 | TERMINAL BLOCK, SPRING, 4 CONDUCTOR,30-12 AWG (0.05-3.31 MM2),NON-IS | JB79
CC7560 | CUSTOMER DEFINED | CUSTOMER INPUT, MOTOR SPEED EXTERNAL SETPOINT | PANEL
CC7562 | CUSTOMER DEFINED | EXTERNAL SETPOINT, DISCHARGE PRESSURE | PANEL
GR0111 | 903849C1,903861C1 | RAIL GROUND, DIN RAIL GROUNDING | PANEL
GR0112 | 903849C1,903861C1 | RAIL GROUND, DIN RAIL GROUNDING | PANEL
GR0186 | 903849C1,903861C1 | RAIL GROUND, DIN RAIL GROUNDING | PANEL
SB7510 | CUSTOMER DEFINED | PUSHBUTTON SWITCH, START (CUSTOMER) | PANEL
SB7511 | CUSTOMER DEFINED | PUSHBUTTON SWITCH, NORMAL STOP (CUSTOMER) | PANEL
SB7512 | CUSTOMER DEFINED | PUSHBUTTON SWITCH, EMERGENCY STOP (CUSTOMER) | PANEL
SB7513 | CUSTOMER DEFINED | PUSHBUTTON SWITCH, FAST STOP (CUSTOMER) | PANEL
AF0081 | 2684693-17,2684693-25 | 5094-OB8XT, 8 DISCRETE OUTPUT | PANEL A
AF0082 | 2684693-17,2684693-23 | 5094-IB16XT, 16 DISCRETE INPUT | PANEL A
AF0083 | 2684693-19,2684693-33 | 5094-IY8XT, 8 ANALOG INPUT, TC/RTD/ I&V | PANEL A
AF0084 | 2684693-18,2684693-56 | 5094-IF8IHXT, 8 ANALOG INPUT, ISOLATED | PANEL A
AF0085 | 2684693-17,2684693-23 | 5094-IB16XT, 16 DISCRETE INPUT | PANEL A
AF0086 | 2684693-17,2684693-24 | 5094-OB16XT, 16 DISCRETE OUTPUT | PANEL A
AF0091 | 2684693-17,2684693-23 | 5094-IB16XT, 16 DISCRETE INPUT | PANEL A
AF0092 | 2684693-17,2684693-24 | 5094-OB16XT, 16 DISCRETE OUTPUT | PANEL A
AF0093 | 2684693-17,2684693-24 | 5094-OB16XT, 16 DISCRETE OUTPUT | PANEL A
AF0094 | 2684693-18,2684693-28 | 5094-IB16SXT, 16 DISCRETE INPUT, S | PANEL A
AF0095 | 2684693-17,2684693-23 | 5094-IB16XT, 16 DISCRETE INPUT | PANEL A
AF0096 | 2684693-18,2684693-55 | 5094-OB16SXT, 16 DISCRETE OUTPUT, S | PANEL A
AP0290 | 1043695-2,1049089-2 | MODULE & BACKPLANE, HART MULTIPLEXER | PANEL A
AU0080 | 2684693-22 | 5094-AENTRXT, FLEX 5000 I/O | PANEL A
AU0090 | 2684693-22 | 5094-AENTRXT, FLEX 5000 I/O | PANEL A
FU0010 | [2]1043265-1,[2]1043265-5 | FUSE, 10A | PANEL A
FU0011 | 1043265-1,1043265-7 | FUSE, 20A | PANEL A
FU0080 | [2]1043265-1,[2]1043265-5 | FUSE, 10A | PANEL A
FU0081 | [2]1043265-1,[2]1043265-5 | FUSE, 10A | PANEL A
FU0082 | [2]1043265-1,[2]1043265-5 | FUSE, 10A | PANEL A
FU0090 | [2]1043265-1,[2]1043265-5 | FUSE, 10A | PANEL A
FU0091 | [2]1043265-1,[2]1043265-5 | FUSE, 10A | PANEL A
FU0092 | [2]1043265-1,[2]1043265-5 | FUSE, 10A | PANEL A
FU0093 | 1043265-1,1043265-5 | FUSE, 10A | PANEL A
FU0136 | 1043265-1,1043265-9 | FUSE, 30A | PANEL A
FU0137 | 1043265-1,1043265-7 | FUSE, 20A | PANEL A
FU0139 | [2]1043265-1,[2]1043265-4 | FUSE, 5A | PANEL A
FU0210 | 1043265-1,1043265-7 | FUSE, 20A | PANEL A
FU1300 | 1043265-1,1043265-4 | FUSE, 5A | PANEL A
FU9130 | 1043265-12 | FUSE, 0.5A | PANEL A
GR0131 | 903849C1 | RAIL GROUND, DIN RAIL GROUNDING | PANEL A
GR0132 | 903849C1 | RAIL GROUND, DIN RAIL GROUNDING | PANEL A
GR0133 | 903849C1 | RAIL GROUND, DIN RAIL GROUNDING | PANEL A
GR0134 | 903849C1 | RAIL GROUND, DIN RAIL GROUNDING | PANEL A
KA0135 | 1061979-1 | RELAY, AC PRE-POST PUMP | PANEL A
KA3103 | 1061979-1 | RELAY, LUBE OIL TANK HEATER | PANEL A
KA3220 | 1061979-1 | RELAY, LUBE OIL COOLER FAN | PANEL A
PC0470 | 2271605-1 | TIMER/COUNTER, MOTOR HOUR / START COUNTER | PANEL A
PEG0130 | 232941-300 | BUS BAR, PANEL A - POWER EARTH GROUNDING | PANEL A
RR0941 | 981090C1 | RESISTOR, 3.01K OHM | PANEL A
RR0942 | 981089C1 | RESISTOR, 1.0K OHM | PANEL A
UJ0131 | 1286570-1 | POWER CONVERTER, AC/DC INPUT TO 28V DC OUTPUT | PANEL A
XT0011 | 1066730-16 | TERMINAL STRIP, 2 CONDUCTOR | PANEL A
XT0080 | [2]1066730-7,[2]1067996-4,[2]1067996-53 | TERMINAL BLOCK, SPRING, 4 CONDUCTOR,30-12 AWG (0.05-3.31 MM2),NON-IS | PANEL A
XT0081 | [2]1066730-7,[2]1066730-8,[2]1067996-4,1067996-53,1067996-54 | TERMINAL BLOCK, SPRING, 4 CONDUCTOR,30-12 AWG (0.05-3.31 MM2),NON-IS | PANEL A
XT0089 | 1066730-7,1066730-8,1067996-4 | TERMINAL BLOCK, SPRING, 4 CONDUCTOR,30-12 AWG (0.05-3.31 MM2),NON-IS | PANEL A
XT0134 | 1066730-16 | TERMINAL STRIP, 2 CONDUCTOR | PANEL A
XT0135 | 1066730-7 | TERMINAL BLOCK, SPRING, 4 CONDUCTOR,30-12 AWG (0.05-3.31 MM2),NON-IS | PANEL A
XT0136 | 1066730-7 | TERMINAL BLOCK, SPRING, 4 CONDUCTOR,30-12 AWG (0.05-3.31 MM2),NON-IS | PANEL A
XT0137 | 1066730-7 | TERMINAL BLOCK, SPRING, 4 CONDUCTOR,30-12 AWG (0.05-3.31 MM2),NON-IS | PANEL A
XT0138 | 1066730-16 | TERMINAL STRIP, 2 CONDUCTOR | PANEL A
XT0139 | 1066730-7 | TERMINAL BLOCK, SPRING, 4 CONDUCTOR,30-12 AWG (0.05-3.31 MM2),NON-IS | PANEL A
XT0240 | 1066730-7,1067996-4,1067996-53 | TERMINAL BLOCK, SPRING, 4 CONDUCTOR,30-12 AWG (0.05-3.31 MM2),NON-IS | PANEL A
AF1201 | 2684693-17,2684693-25 | 5094-OB8XT, 8 DISCRETE OUTPUT | PANEL B
AF1202 | 2684693-18,2684693-30 | 5094-IF4IHSXT, 4 ANALOG INPUT, S | PANEL B
AF1203 | 2684693-18,2684693-56 | 5094-IF8IHXT, 8 ANALOG INPUT, ISOLATED | PANEL B
AF1204 | 2684693-18,2684693-30 | 5094-IF4IHSXT, 4 ANALOG INPUT, S | PANEL B
AF1205 | 2684693-18,2684693-30 | 5094-IF4IHSXT, 4 ANALOG INPUT, S | PANEL B
AF1206 | 2684693-21,2684693-36 | 5094-IRT8SXT, 8 RTD/TC ANALOG INPUT, S | PANEL B
AF1207 | 2684693-18,2684693-28 | 5094-IB16SXT, 16 DISCRETE INPUT, S | PANEL B
AF1208 | 2684693-19,2684693-33 | 5094-IY8XT, 8 ANALOG INPUT, TC/RTD/ I&V | PANEL B
AF1209 | 2684693-19,2684693-33 | 5094-IY8XT, 8 ANALOG INPUT, TC/RTD/ I&V | PANEL B
AF1210 | 2684693-18,2684693-56 | 5094-IF8IHXT, 8 ANALOG INPUT, ISOLATED | PANEL B
AF1211 | 2684693-18,2684693-56 | 5094-IF8IHXT, 8 ANALOG INPUT, ISOLATED | PANEL B
AF1212 | 2684693-18,2684693-27 | 5094-OF8IHXT, 8 ANALOG OUTPUT, ISOLATED | PANEL B
AF1213 | 2684693-18,2684693-56 | 5094-IF8IHXT, 8 ANALOG INPUT, ISOLATED | PANEL B
AP0294 | 1043695-2,1049089-2 | MODULE & BACKPLANE, HART MULTIPLEXER | PANEL B
AU1200 | 2684693-50 | 5094-AEN2TRXT, FLEX 5000 I/O | PANEL B
FU0120 | 1043265-1,1043265-5 | FUSE, 10A | PANEL B
FU0121 | 1043265-1,1043265-5 | FUSE, 10A | PANEL B
FU0130 | 1043265-1,1043265-7 | FUSE, 20A | PANEL B
FU2900 | 1043265-5 | FUSE, 10A | PANEL B
FU2904 | 1043265-5 | FUSE, 10A | PANEL B
GR0231 | 903849C1 | RAIL GROUND, DIN RAIL GROUNDING | PANEL B
GR0232 | 903849C1 | RAIL GROUND, DIN RAIL GROUNDING | PANEL B
GR0233 | 903849C1 | RAIL GROUND, DIN RAIL GROUNDING | PANEL B
IEG0230 | 232941-300 | BUS BAR, PANEL B - INSTRUMENT EARTH GROUNDING | PANEL B
KA0120 | 1061979-1 | RELAY, CONTROLLER ACTIVE | PANEL B
KA0131 | 1061979-1 | RELAY, CONTROLLER ACTIVE | PANEL B
KA0132 | 1061979-1 | RELAY, CONTROLLER ACTIVE | PANEL B
KA0133 | 1061979-1 | RELAY, POST LUBE NOT REQUIRED | PANEL B
KA0134 | [2]1061979-1 | RELAY, BACKUP COMMAND OFF | PANEL B
KA0136 | 1061979-1 | RELAY, LUBE OIL HEADER PRESSURE HIGH | PANEL B
KA0137 | 1061979-1 | RELAY, LUBE PUMP INHIBIT | PANEL B
KA0138 | 1061979-1 | RELAY, BACKUP LUBE OIL PUMP OFF | PANEL B
KA0141 | [2]1061979-1 | RELAY, CONTROLLER ACTIVE | PANEL B
KA0144 | [2]1061979-1 | RELAY, AC PRE-POST PUMP | PANEL B
KA0231 | 1061979-1 | RELAY, CONTROLLER ACTIVE | PANEL B
KA0232 | 1061979-1 | RELAY, CONTROLLER ACTIVE | PANEL B
KA0233 | 1061979-1 | RELAY, CONTROLLER ACTIVE | PANEL B
KA0234 | 1061979-1 | RELAY, CONTROLLER ACTIVE | PANEL B
KA0235 | 1061979-1 | RELAY, NO EMERGENCY SHUTDOWN SUMMARY | PANEL B
KA0236 | 1061979-1 | RELAY, NO EMERGENCY SHUTDOWN SUMMARY | PANEL B
KA0237 | 1061979-1 | RELAY, NO EMERGENCY SHUTDOWN SUMMARY | PANEL B
KA0238 | 1061979-1 | RELAY, NO EMERGENCY SHUTDOWN SUMMARY | PANEL B
KA0239 | 1061979-1 | RELAY, NO EMERGENCY SHUTDOWN SUMMARY | PANEL B
KA0240 | 1061979-1 | RELAY, NO EMERGENCY SHUTDOWN SUMMARY | PANEL B
KA0241 | 1061979-1 | RELAY, BACKUP SYSTEM RESET | PANEL B
KA0242 | 1061979-1 | RELAY, BACKUP SYSTEM RESET | PANEL B
KA0243 | 1061979-1 | RELAY, NO FIRE DETECTED | PANEL B
KA0244 | 1061979-1 | RELAY, NO FIRE DETECTED | PANEL B
KA0245 | 1061979-1 | RELAY, NO GAS DETECTED | PANEL B
KA0248 | [2]1061979-1 | RELAY, NO EMERGENCY SHUTDOWN VFD | PANEL B
KA0249 | 1061979-1 | RELAY, NO GAS DETECTED | PANEL B
KA0253 | 1043265-1,1043265-7,1061979-1 | RELAY, BACKUP SYSTEM RESET | PANEL B
KA0701 | 1061979-1 | RELAY, ORBIT60 TRIP MULTIPLY | PANEL B
KA4401 | 1061979-1 | RELAY, CASE DEPRESSURIZED | PANEL B
KA8307 | [2]1061979-1 | RELAY, VFD RESET COMMAND | PANEL B
KA8311 | [2]1061979-1 | RELAY, VFD_ESD | PANEL B
KA8312 | [2]1061979-1 | RELAY, MOTOR START | PANEL B
KA8314 | [2]1061979-1 | RELAY, MOTOR RUN | PANEL B
KA8315 | [2]1061979-1 | RELAY, MCB_CLOSE | PANEL B
KA8316 | [2]1061979-1 | RELAY, MCB_OPEN | PANEL B
KA9130 | [2]1061979-1 | RELAY, GROUND FUSE OK | PANEL B
KT0140 | 2651077-1 | TIMER RELAY, BACKUP PUMP POST LUBE OFF CYCLE | PANEL B
KT0141 | [2]2651077-1 | TIMER RELAY, BACKUP POST LUBE CONTINUOUS | PANEL B
KT0142 | [2]2651077-1 | TIMER RELAY, TOTAL POST LUBE | PANEL B
KT0143 | [2]2651077-1 | TIMER RELAY, BACKUP PUMP POST LUBE ON CYCLE | PANEL B
KT0144 | [2]2651077-1 | TIMER RELAY, HEADER PRESSURE HIGH BACKUP PUMP OFF | PANEL B
KT0145 | [2]2651077-1 | TIMER RELAY, FIRE DETECTED ROLLDOWN LUBE | PANEL B
KT0146 | 2651077-3 | TIMER RELAY, WATCHDOG | PANEL B
WC8058 | 2684693-54 |  | PANEL B
XT0121 | 1066730-4,1066730-7,1066730-8 | TERMINAL BLOCK, SPRING, 4 CONDUCTOR,30-12 AWG (0.05-3.31 MM2),NON-IS | PANEL B
XT0130 | 1066730-7 | TERMINAL BLOCK, SPRING, 4 CONDUCTOR,30-12 AWG (0.05-3.31 MM2),NON-IS | PANEL B
XT0233 | 1066730-7,1066730-8,1067996-2,1067996-4 | TERMINAL BLOCK, SPRING, 4 CONDUCTOR,30-12 AWG (0.05-3.31 MM2),NON-IS | PANEL B
XT0235 | 1066730-7,1066730-8,1067996-2,1067996-4 | TERMINAL BLOCK, SPRING, 4 CONDUCTOR,30-12 AWG (0.05-3.31 MM2),NON-IS | PANEL B
XT0237 | 1066730-8,1066730-9,1067996-4 | DIODE TERMINAL STRIP, 4 CONDUCTOR | PANEL B
XT0351 | 1066730-7,1066730-8,1067996-2,1067996-82 | TERMINAL BLOCK, SPRING, 4 CONDUCTOR,30-12 AWG (0.05-3.31 MM2),NON-IS | PANEL B
XT0520 | 1066730-16,1066730-17,1066730-18 | TERMINAL STRIP, 2 CONDUCTOR | PANEL B
XT0845 | 1066730-7 | TERMINAL BLOCK, SPRING, 4 CONDUCTOR,30-12 AWG (0.05-3.31 MM2),NON-IS | PANEL B
AP0601 | 1089241-20 | MODULE, BLANK FILLER | PLC PANEL
AP0602 | 1089241-40 | 1756-EN2TRXT, ETHERNET | PLC PANEL
AP0603 | 1089241-40 | 1756-EN2TRXT, ETHERNET | PLC PANEL
AP0604 | 1089241-20 | MODULE, BLANK FILLER | PLC PANEL
AP0605 | 1089241-20 | MODULE, BLANK FILLER | PLC PANEL
AP0606 | 1089241-40 | 1756-EN2TRXT, ETHERNET | PLC PANEL
AP0607 | 1089241-36 | 1756-EN2TXT, ETHERNET | PLC PANEL
AP0608 | 1089241-15 | MVI 56-MNETXT, ETHERNET/MODBUS | PLC PANEL
AP0609 | 1089241-40 | 1756-EN2TRXT, ETHERNET | PLC PANEL
AR0600 | 1057900,1059465,1089241-42,1103759,19298R1,22652R1 | RACK CHASSIS, 1756-A10XT (10 SLOT) | PLC PANEL
AT0600 | 1089241-43 | 1756-L83EXTS, CONTROLLER^GUARDLOGIX | PLC PANEL
AT0680 | 1634974-100 | GATEWAY MODULE, TURBOTRONIC GATEWAY | PLC PANEL
BA0001 | 1271449-1 | MEDIA CONVERTER, ETHERNET-FIBER OPTIC | PLC PANEL
BA0002 | 1271449-1 | MEDIA CONVERTER, ETHERNET-FIBER OPTIC | PLC PANEL
BA0011 | 1271449-1 | MEDIA CONVERTER, ETHERNET-FIBER OPTIC | PLC PANEL
FU0001 | 1043265-1,1043265-3 | FUSE, 2A | PLC PANEL
FU0002 | 1043265-1,1043265-3 | FUSE, 2A | PLC PANEL
FU0680 | 1043265-1,1043265-4 | FUSE, 5A | PLC PANEL
FU1011 | 1043265-1,1043265-3 | FUSE, 2A | PLC PANEL
GR0234 | 903849C1 | RAIL GROUND, DIN RAIL GROUNDING | PLC PANEL
UV0600 | 1089241-28 | POWER SUPPLY, RSLOGIX CHASSIS | PLC PANEL
XT0680 | [3]1066730-7,1066730-8,1067996-4,1067996-53 | TERMINAL BLOCK, SPRING, 4 CONDUCTOR,30-12 AWG (0.05-3.31 MM2),NON-IS | PLC PANEL