## Blue Labels
(SHT 1) JB70 | (SHT 10) JB73 | (SHT 11) JB352 | (SHT 2) JB70 LEFT RAIL | (SHT 3) JB70 RIGHT RAIL | (SHT 4) PLC PANEL | (SHT 5) PANEL A | (SHT 6) PANEL B | (SHT 7) TURBINE VIBRATION PANEL | (SHT 8) BOP PANEL | (SHT 9) JB4
AT1100 | AU1200 | UA4473 | XTFGA | FU1100 | UV0600 | FU0080 | XT1960 | IEG0110 | IEG0257 | UA1273
SB0471 | AF1201 | UA4461 | GR1101 | XTFGB | AT0600 | FU0961 | XT1961 | UA1520 | XT0180 | UA1241
SB0473 | AF1202 | UA4460 |  | GR1100 | AP0601 | XT0080 | XT1963 | XT1520 | AU0180 | UA1240
SB0474 | AF1203 | UA4471 |  |  | AP0602 | XT0081 | FU0960 | XT1521 | AF0181 | UA1251
SH0470 | AF1204 | UA4470 |  |  | AP0603 | XT0085 | FU0680 | UA1263 | AF0182 | UA1250
SH0471 | AF1205 | UA4462 |  |  | AP0604 | AU0080 | XT0680 | UA1211 | AF0183 | UA1272
SH0472 | AF1206 | GR4460 |  |  | AP0605 | AF0081 | AT0680 | UA1210 | AF0184 | GR1250
SA0473 | AF1207 |  |  |  | AP0606 | AF0082 | XT0240 | UA1221 | AF0185
SA0471 | GR0120 |  |  |  | AP0607 | AF0083 | FU0070 | UA1220 | FU1212
SA0474 | AF1213 |  |  |  | AP0608 | AF0084 | FU0071 | UA1231 | BA1212
HA0472 | AF1212 |  |  |  | AP0609 | AF0085 | AU0070 | UA1230 | XT02974
SB0472 | AF1211 |  |  |  | UA1960 | AF0086 | AF0071 | UA1262 | FU0143
| AF1210 |  |  |  | AR0600 | AF0087 | AF0072 | XTFGH | GR0180
| AF1209 |  |  |  |  | AF0088 | AF0073 | GR0113 | XT0570
| AF1208 |  |  |  |  | XT0137 | AF0074 | FU0110 | XT0140
| FU0120 |  |  |  |  | XT0136 | AF0075 | FU0113 | FU0570
| FU0121 |  |  |  |  | GR0134 | AF0076 | XT0110 | FU0180
| GR0124 |  |  |  |  | AU0090 | AF0077 | AF0400 | FU0181
| KA0120 |  |  |  |  | AF0091 | KA0222 | AF0410 | FU0184
| KA4401 |  |  |  |  | AF0092 | KA0224 | AF0420 | KA0531
| XT0121 |  |  |  |  | AF0093 | GR0233 | AF0430 | KA0532
| XT0845 |  |  |  |  | AF0094 | KA0230 | AF0450 | KA0533
| FU0130 |  |  |  |  | AF0095 | KA0235 | XT0400 | KA0534
| XT0520 |  |  |  |  | AF0096 | KA0236 |  | KA0535
| XTFGC |  |  |  |  | AF0097 | KA0237 |  | KA0536
| GR0121 |  |  |  |  | KA0130 | KA0238 |  | KA0537
| WC1200 |  |  |  |  | KA0131 | KA0239 |  | KA0540
| IEG0130 |  |  |  |  | KA0132 | KA0240 |  | KA0541
| FU0133 |  |  |  |  | KA0141 | KA0248 |  | KA0550
| XT0130 |  |  |  |  | KA0133 | KA0250 |  | KA0551
| XT0500 |  |  |  |  | KA0134 | KA0241 |  | KA0552
| AF0520 |  |  |  |  | KA0136 | KA0242 |  | KA0553
| AF0510 |  |  |  |  | KA0137 | KA0243 |  | KA0554
| AF0500 |  |  |  |  | KA0138 | KA0244 |  | KA1260
[6 empty] | KA0144 | KA0246 |  | KA01414
[6 empty] | KT0140 | KA0247 |  | KA01415
[6 empty] | KT0141 | KA0245 |  | KA01460
[6 empty] | KT0142 | KA0249 |  | KA01810
[6 empty] | KT0143 | KA0231 |  | KA01811
[6 empty] | KT0144 | KA0232 |  | KA01812
[6 empty] | KT0145 | KA0233 |  | KA01813
[6 empty] | KT0146 | KA0234 |  | KT0571
[6 empty] | KA0135 | XT0070 |  | KT0572
[6 empty] | KA3103 | GR0232 |  | KT0573
[6 empty] | GR0133 | XT0237 |  | KT01422
[6 empty] | PC0470 | XT0236 |  | XT0572
[6 empty] | FU0090 | XT0235 |  | XT0573
[6 empty] | FU0091 | XT0233 |  | KA1261
[6 empty] | FU0092 | FU0210 |  | GR0257
[6 empty] | FU0093 | FU0211 |  | FU0140
[6 empty] | FU0010 | FU0212 |  | FU0141
[6 empty] | FU0139 | FU0060 |  | FU0142
[6 empty] | XT0138 | FU0061 |  | AU0140
[6 empty] | XT0139 | FU0062 |  | AF0141
[6 empty] | XT0134 | FU0063 |  | AF0142
[6 empty] | XT0135 | FU0064 |  | AF0143
[6 empty] | FU0137 | XT0060 |  | AF0144
[6 empty] | FU0136 | KA1020 |  | AF0145
[6 empty] | KA0221 | AF0068 |  | AF0146
[6 empty] | KA2160 | AF0067 |  | GR0140
[6 empty] | KA2161 | AF0066
[6 empty] | GR0131 | AF0065
[6 empty] | FU0011 | AF0064
[6 empty] | FU0012 | AF0063
[6 empty] | FU0013 | AF0062
[6 empty] | FU0014 | AF0061
[6 empty] | FU0015 | AU0060
[6 empty] | FU0016 | XT0291
[6 empty] | FU0017 | XT0292
[6 empty] | FU0018 | BA1100
[6 empty] | XT0011 | UJ1100
[6 empty] | GR0132 | FU1101
[6 empty] | UJ0131 | GR0231
[6 empty] | XT0014 | IEG1960
[6 empty] | PEG0130 | AD0605
UA1200
IEG0230

## White Labels
(SHT 8) BOP PANEL | (SHT 1) JB70 - (SHT 5) PANEL A | (SHT 10) JB73 | (SHT 5) PANEL A | (SHT 5) PANEL A - (SHT 6) PANEL B | (SHT 6) PANEL B | (SHT 6) PANEL B - (SHT 4) PLC PANEL | (SHT 4) PLC PANEL | (SHT 7) TURBINE VIBRATION PANEL
AF0143G | PEG01304 | AF1203G | AF0083G | GR0133 | AF0064G | IEG02301 | UV0600G | IEG01101
AF0144G |  | AF1204G | AF0084G | GR0134 | AF0065G | IEG02306 |  | XT04001
AU0140G |  | AF1205G | AF0085G | IEG023011 | AF0066G |  |  | XT04002
AU0180G |  | AF1206G | AF0086G | IEG02302 | AF0071G
GR0140 |  | AF1208G | AF0094G |  | AF0072G
IEG02571 |  | AF1209G | AF0096G |  | AF0073G
IEG02572 |  | AF1210G | AU0080GND |  | AF0074G
IEG02573 |  | AF1211G | AU0090G |  | AF0075G
|  | AF1212G |  |  | AU0060G
|  | AU1200G |  |  | AU0070G
|  | GR0124 |  |  | GR0231
|  | IEG01301 |  |  | IEG02303
|  | IEG01303 |  |  | IEG02304
|  | IEG01304 |  |  | IEG02305
|  | XT05001 |  |  | IEG02307
IEG02308

## Heat Shrink Labels
(SHT 6) PANEL B | (SHT 6) PANEL B - (SHT 4) PLC PANEL | (SHT 7) TURBINE VIBRATION PANEL
WC1964 | WC19611 | WC1228
WC4524 | WC19621 | WC1229
| WC1963 | WC1230
WC1231
WC1232
WC1233
WC1234
WC1235
WC4749

## BOP PANEL
BOP PANEL
JB74
Project # | 4L861
Project Name | ENB-SUN
Revision | B.4
Controls DE | J. PECACHE
Phone: | 0
Controls ME | S. LOZA
Phone:
From | [5 empty] | To
Device ID | Cable (W) Conductor (SC) Jumper Clip (JC) | Wire No. | Wire ID | Gauge/Size | Page/Zone | Device ID | Location | Page/Zone
XT0140:3 | JC | 0V | CLIP | --- | 19.A5 | XT0140:2 | BOP PANEL | 19.A5
XT0140:4 | JC | 0V | CLIP | --- | 19.A5 | XT0140:3 | BOP PANEL | 19.A5
XT0180:1 | JC | 0V | CLIP | --- | 19.D1 | XT0180:2 | BOP PANEL | 19.D1
AF0182:01 | SC | JP4 | VIO | 20 | 24.A7 | AF0182:33 | BOP PANEL | 24.A7
AF0182:03 | SC | JP3 | VIO | 20 | 24.B7 | AF0182:35 | BOP PANEL | 24.B7
AF0141:00 | SC | KA053121 | WHT | 20 | 92.A7 | KA0531:21 | BOP PANEL | 92.A5
AF0141:02 | SC | 014102 | WHT | 20 | 92.C7 | KA0552:11 | BOP PANEL | 92.C5
AF0141:04 | SC | KA053221 | WHT | 20 | 93.A7 | KA0532:21 | BOP PANEL | 93.A5
AF0141:06 | SC | 014106 | WHT | 20 | 93.C7 | KA0553:11 | BOP PANEL | 93.C6
AF0141:08 | SC | 014108 | WHT | 20 | 98.A6 | KA01414:A1 | BOP PANEL | 98.A5
AF0141:10 | SC | 014110 | WHT | 20 | 98.A6 | KA01415:A1 | BOP PANEL | 98.B5
AF0141:12 | SC | 014112 | WHT | 20 | 94.B7 | KA0554:14 | BOP PANEL | 94.B6
AF0141:14 | SC | KA053111 | WHT | 20 | 91.A7 | KA0531:11 | BOP PANEL | 91.A5
AF0141:16 | SC | SV76212 | WHT | 20 | 92.A7 | XT0572:2 | BOP PANEL | 92.A4
AF0141:20 | SC | SV76412 | WHT | 20 | 93.A7 | XT0572:4 | BOP PANEL | 93.A4
AF0141:24 | SC | 014124 | WHT | 20 | 98.A6 | KA01414:A2 | BOP PANEL | 98.A5
AF0141:26 | SC | 014126 | WHT | 20 | 98.A6 | KA01415:A2 | BOP PANEL | 98.B5
AF0141:32 | SC | KA055011 | WHT | 20 | 92.A7 | KA0550:11 | BOP PANEL | 92.A6
AF0141:36 | SC | KA055111 | WHT | 20 | 93.A7 | KA0551:11 | BOP PANEL | 93.A6
AF0141:COM | SC | 0V | WHT | 16 | 19.B2 | XT0140:3 | BOP PANEL | 19.A5
AF0141:J | SC | * |  |  | 19.B2 | AF0142:P | BOP PANEL | 19.B3
AF0141:V+ | SC | FU0141 | WHT | 16 | 19.B2 | FU0141:LD | BOP PANEL | 19.C1
AF0142:02 | SC | ZSC74342 | WHT | 20 | 95.B7 | XT0572:6 | BOP PANEL | 95.B5
AF0142:07 | SC | ZSC76112 | WHT | 20 | 91.B7 | XT0572:1 | BOP PANEL | 91.B5
AF0142:18 | SC | 014218 | WHT | 20 | 95.B7 | KT01422:A2 | BOP PANEL | 95.B6
AF0142:23 | SC | 014223 | WHT | 20 | 91.B7 | KT0571:A2 | BOP PANEL | 91.B6
AF0142:COM | SC | AF0142N | WHT | 16 | 19.B3 | AF0143:COM | BOP PANEL | 19.B3
AF0142:COM | SC | AU0140N | WHT | 16 | 19.B3 | AU0140:COM | BOP PANEL | 19.B2
AF0142:J | SC | * |  |  | 19.B3 | AF0143:P | BOP PANEL | 19.B3
AF0142:V+ | SC | AF0142P | WHT | 16 | 19.B3 | AF0143:V+ | BOP PANEL | 19.B3
AF0142:V+ | SC | AU0140P | WHT | 16 | 19.B3 | AU0140:V+ | BOP PANEL | 19.B2
AF0143:COM | SC | AF0143N | WHT | 16 | 19.B3 | AF0144:COM | BOP PANEL | 19.B4
AF0143:J | SC | * |  |  | 19.B3 | AF0144:P | BOP PANEL | 19.B4
AF0143:SH | SC | AF0143G | GRN | 14 | 19.B3 | AF0144:SH | BOP PANEL | 19.B4
AF0143:SH | SC | AU0140G | GRN | 14 | 19.B3 | AU0140:GND | BOP PANEL | 19.B2
AF0143:V+ | SC | AF0143P | WHT | 16 | 19.B3 | AF0144:V+ | BOP PANEL | 19.B4
AF0144:COM | SC | AF0144N | WHT | 16 | 19.B4 | AF0145:COM | BOP PANEL | 19.B5
AF0144:J | SC | * |  |  | 19.B4 | AF0145:P | BOP PANEL | 19.B5
AF0144:SH | SC | AF0144G | GRN | 14 | 19.B4 | AF0145:SH | BOP PANEL | 19.B5
AF0144:V+ | SC | AF0144P | WHT | 16 | 19.B4 | AF0145:V+ | BOP PANEL | 19.B5
AF0145:J | SC | * |  |  | 19.B5 | AF0146:P | BOP PANEL | 19.B5
AF0145:SH | SC | IEG02571 | GRN | 14 | 19.B5 | IEG0257:1 | BOP PANEL | 19.C5
AF0146:00 | SC | 014600 | WHT | 20 | 98.B6 | KA01460:A1 | BOP PANEL | 98.B5
AF0146:04 | SC | 014604 | WHT | 20 | 88.B6 | KA1260:A1 | BOP PANEL | 88.B6
AF0146:06 | SC | 014606 | WHT | 20 | 88.C6 | KA1261:A1 | BOP PANEL | 88.C6
AF0146:16 | SC | 014616 | WHT | 20 | 98.B6 | KA01460:A2 | BOP PANEL | 98.B5
AF0146:20 | SC | 014620 | WHT | 20 | 88.B6 | KA1260:A2 | BOP PANEL | 88.B6
AF0146:22 | SC | 014622 | WHT | 20 | 88.C6 | KA1261:A2 | BOP PANEL | 88.C6
AF0146:COM | SC | 0V | WHT | 14 | 19.B5 | XT0140:3 | BOP PANEL | 19.A5
AF0146:V+ | SC | FU0142 | WHT | 14 | 19.B5 | FU0142:LD | BOP PANEL | 19.C1
AF0181:00 | SC | 018100 | WHT | 20 | 101.A7 | KA01810:A1 | BOP PANEL | 101.A6
AF0181:02 | SC | 018102 | WHT | 20 | 101.A7 | KA01811:A1 | BOP PANEL | 101.B6
AF0181:04 | SC | 018104 | WHT | 20 | 101.B7 | KA01812:A1 | BOP PANEL | 101.B6
AF0181:06 | SC | 018106 | WHT | 20 | 101.B7 | KA01813:A1 | BOP PANEL | 101.C6
AF0181:10 | SC | 018110 | WHT | 20 | 95.A7 | KA0533:24 | BOP PANEL | 95.A5
AF0181:16 | SC | 018116 | WHT | 20 | 101.A7 | KA01810:A2 | BOP PANEL | 101.A6
AF0181:18 | SC | 018118 | WHT | 20 | 101.A7 | KA01811:A2 | BOP PANEL | 101.B6
AF0181:20 | SC | 018120 | WHT | 20 | 101.B7 | KA01812:A2 | BOP PANEL | 101.B6
AF0181:22 | SC | 018122 | WHT | 20 | 101.B7 | KA01813:A2 | BOP PANEL | 101.C6
AF0181:COM | SC | 0V | WHT | 16 | 19.D2 | XT0180:2 | BOP PANEL | 19.D1
AF0181:J | SC | * |  |  | 19.D2 | AF0182:P | BOP PANEL | 19.D3
AF0181:V+ | SC | FU0181 | WHT | 16 | 19.D2 | FU0181:LD | BOP PANEL | 19.D1
AF0182:COM | SC | AF0182N | WHT | 16 | 19.D3 | AF0183:COM | BOP PANEL | 19.C3
AF0182:COM | SC | AU0180N | WHT | 16 | 19.D3 | AU0180:COM | BOP PANEL | 19.C2
AF0182:J | SC | * |  |  | 19.D3 | AF0183:P | BOP PANEL | 19.C3
AF0182:V+ | SC | AF0182P | WHT | 16 | 19.D3 | AF0183:V+ | BOP PANEL | 19.C3
AF0182:V+ | SC | AU0180P | WHT | 16 | 19.D3 | AU0180:V+ | BOP PANEL | 19.C2
AF0183:04 | SC | ZSC76212 | WHT | 20 | 92.B7 | XT0572:3 | BOP PANEL | 92.B4
AF0183:05 | SC | ZSC76412 | WHT | 20 | 93.B7 | XT0572:5 | BOP PANEL | 93.B4
AF0183:20 | SC | KT0572A2 | WHT | 20 | 92.B7 | KT0572:A2 | BOP PANEL | 92.B6
AF0183:21 | SC | KT0573A2 | WHT | 20 | 93.B7 | KT0573:A2 | BOP PANEL | 93.B6
AF0183:COM | SC | AF0183N | WHT | 16 | 19.C3 | AF0185:COM | BOP PANEL | 19.D5
AF0183:J | SC | * |  |  | 19.C3 | AF0184:P | BOP PANEL | 19.C4
AF0183:V+ | SC | AF0183P | WHT | 16 | 19.C3 | AF0185:V+ | BOP PANEL | 19.D5
AF0184:00 | SC | KA0550A1 | WHT | 20 | 92.C7 | KA0550:A1 | BOP PANEL | 92.C6
AF0184:01 | SC | KA0552A1 | WHT | 20 | 92.D7 | KA0552:A1 | BOP PANEL | 92.D6
AF0184:02 | SC | KA0551A1 | WHT | 20 | 93.C7 | KA0551:A1 | BOP PANEL | 93.C6
AF0184:03 | SC | KA0553A1 | WHT | 20 | 93.D7 | KA0553:A1 | BOP PANEL | 93.D6
AF0184:05 | SC | 018405 | WHT | 20 | 94.C7 | KA0554:A1 | BOP PANEL | 94.C6
AF0184:16 | SC | KA0550A2 | WHT | 20 | 92.C7 | KA0550:A2 | BOP PANEL | 92.C6
AF0184:17 | SC | KA0552A2 | WHT | 20 | 92.D7 | KA0552:A2 | BOP PANEL | 92.D6
AF0184:18 | SC | KA0551A2 | WHT | 20 | 93.C7 | KA0551:A2 | BOP PANEL | 93.C6
AF0184:19 | SC | KA0553A2 | WHT | 20 | 93.D7 | KA0553:A2 | BOP PANEL | 93.D6
AF0184:21 | SC | 018421 | WHT | 20 | 94.C7 | KA0554:A2 | BOP PANEL | 94.C6
AF0184:COM | SC | 0V | WHT | 16 | 19.C4 | XT0180:1 | BOP PANEL | 19.D1
AF0184:J | SC | * |  |  | 19.C4 | AF0185:P | BOP PANEL | 19.D5
AF0184:V+ | SC | FU0184 | WHT | 16 | 19.C4 | FU0184:LD | BOP PANEL | 19.D1
AF0185:SH | SC | IEG02572 | GRN | 14 | 19.D5 | IEG0257:2 | BOP PANEL | 19.D6
AF0185:SH | SC | AU0180G | GRN | 14 | 19.D5 | AU0180:GND | BOP PANEL | 19.C2
AU0140:COM | SC | 0V | WHT | 16 | 19.B2 | XT0140:2 | BOP PANEL | 19.A5
AU0140:V+ | SC | FU0140 | WHT | 16 | 19.B2 | FU0140:LD | BOP PANEL | 19.B1
AU0180:COM | SC | 0V | WHT | 16 | 19.C2 | XT0180:1 | BOP PANEL | 19.D1
AU0180:V+ | SC | FU0180 | WHT | 16 | 19.C2 | FU0180:LD | BOP PANEL | 19.D1
BA1212:NEG | SC | UJ100(-) | WHT | 16 | 19.C6 | XT02974:1 | BOP PANEL | 19.C6
BA1212:POS | SC | FU1212LD | WHT | 16 | 19.C6 | FU1212:LD | BOP PANEL | 19.C6
FU0140:LI | SC | FU0570 | WHT | 12 | 19.B1 | FU0570:LD | BOP PANEL | 19.A4
FU0140:LI | SC | FU0570 | WHT | 12 | 19.B1 | FU0141:LI | BOP PANEL | 19.C1
FU0141:LI | SC | FU0570 | WHT | 12 | 19.C1 | FU0142:LI | BOP PANEL | 19.C1
FU0142:LI | SC | FU0570 | WHT | 12 | 19.C1 | FU0143:LI | BOP PANEL | 19.C1
FU0143:LD | SC | FU0143 | WHT | 16 | 19.C1 | XT0140:7 | BOP PANEL | 20.C1
FU0143:LI | SC | FU0570 | WHT | 12 | 19.C1 | FU0180:LI | BOP PANEL | 19.D1
FU0180:LI | SC | FU0570 | WHT | 12 | 19.D1 | FU0181:LI | BOP PANEL | 19.D1
FU0181:LI | SC | FU0570 | WHT | 12 | 19.D1 | FU0184:LI | BOP PANEL | 19.D1
FU0570:LI | SC | FU0136 | WHT | 12 | 19.A4 | XT0140:1 | BOP PANEL | 19.A5
FU1212:LI | SC | UJ1100(+) | WHT | 16 | 19.C6 | XT02974:2 | BOP PANEL | 19.C6
GR0140: | SC | GR0140 | GRN | 14 | 4.B4 | IEG0257:4 | BOP PANEL | 4.B4
GR0180: | SC | IEG02573 | GRN | 14 | 4.B3 | IEG0257:3 | BOP PANEL | 4.B3
GR0257: | SC | GR0257 | GRN/YEL | 14 | 4.B3 | FRAME | BOP PANEL | 4.B3
KA0531:24 | SC | KA053124 | WHT | 20 | 92.A5 | KA0540:A1 | BOP PANEL | 92.A4
KA0531:A1 | SC | ESTOP | WHT | 20 | 20.A3 | KA0532:A1 | BOP PANEL | 20.A3
KA0531:A1 | SC | ESTOP | WHT | 20 | 20.A3 | XT0140:6 | BOP PANEL | 20.A2
KA0531:A2 | SC | 0V | WHT | 20 | 20.A3 | KA0532:A2 | BOP PANEL | 20.A3
KA0531:A2 | SC | 0V | WHT | 20 | 20.A3 | KA0536:A2 | BOP PANEL | 20.A3
KA0532:24 | SC | KA053224 | WHT | 20 | 93.A5 | KA0541:A1 | BOP PANEL | 93.A4
KA0532:A1 | SC | ESTOP | WHT | 20 | 20.A3 | KA0533:A1 | BOP PANEL | 20.B3
KA0532:A2 | SC | 0V | WHT | 20 | 20.A3 | KA0533:A2 | BOP PANEL | 20.B3
KA0533:11 | SC | FU0143 | WHT | 16 | 20.C2 | XT0140:7 | BOP PANEL | 20.C1
KA0533:A1 | SC | ESTOP | WHT | 20 | 20.B3 | KA0534:A1 | BOP PANEL | 20.B3
KA0533:A2 | SC | 0V | WHT | 20 | 20.B3 | KA0534:A2 | BOP PANEL | 20.B3
KA0534:A1 | SC | ESTOP | WHT | 20 | 20.B3 | KA0537:A1 | BOP PANEL | 20.B3
KA0534:A2 | SC | 0V | WHT | 20 | 20.B3 | KA0537:A2 | BOP PANEL | 20.B3
KA0535:11 | SC | KA055411 | WHT | 20 | 94.B6 | KA0554:11 | BOP PANEL | 94.B6
KA0535:14 | SC | KA053514 | WHT | 20 | 94.B6 | XT0573:1 B2 | BOP PANEL | 94.B5
KA0535:A1 | SC | KA0231A1 | WHT | 20 | 20.A3 | KA0536:A1 | BOP PANEL | 20.A3
KA0535:A1 | SC | KA0231A1 | WHT | 20 | 20.A3 | XT0140:5 | BOP PANEL | 20.A2
KA0535:A2 | SC | 0V | WHT | 16 | 20.A3 | XT0140:4 | BOP PANEL | 19.A5
KA0535:A2 | SC | 0V | WHT | 20 | 20.A3 | KA0536:A2 | BOP PANEL | 20.A3
KA0536:11 | SC | XT05732B1 | WHT | 20 | 94.B5 | XT0573:2 B1 | BOP PANEL | 94.B5
KA0536:12 | SC | KA053612 | WHT | 20 | 94.B5 | XT0573:1 T1 | BOP PANEL | 94.B5
KA0540:11 | SC | KA054011 | WHT | 20 | 92.A5 | KA0550:14 | BOP PANEL | 92.A6
KA0540:21 | SC | ZSC76212 | WHT | 20 | 92.B5 | XT0572:3 | BOP PANEL | 92.B4
KA0540:22 | SC | KA054012 | WHT | 20 | 92.B5 | KT0572:A1 | BOP PANEL | 92.B6
KA0540:A2 | SC | SV76212 | WHT | 20 | 92.A4 | XT0572:2 | BOP PANEL | 92.A4
KA0541:11 | SC | KA054111 | WHT | 20 | 93.A5 | KA0551:14 | BOP PANEL | 93.A6
KA0541:21 | SC | ZSC76412 | WHT | 20 | 93.B5 | XT0572:5 | BOP PANEL | 93.B4
KA0541:22 | SC | KA054122 | WHT | 20 | 93.B5 | KT0573:A1 | BOP PANEL | 93.B6
KA0541:A2 | SC | SV76412 | WHT | 20 | 93.A4 | XT0572:4 | BOP PANEL | 93.A4
KA0552:14 | SC | KA055214 | WHT | 20 | 92.C5 | XT0573:3 B2 | BOP PANEL | 92.C5
KA0553:14 | SC | KA055314 | WHT | 20 | 93.C6 | XT0573:4 B2 | BOP PANEL | 93.C5
KT01422:A1 | SC | ZSC74342 | WHT | 20 | 95.B6 | XT0572:6 | BOP PANEL | 95.B5
KT0571:A1 | SC | ZSC76112 | WHT | 20 | 91.B6 | XT0572:1 | BOP PANEL | 91.B5
KT0572:15 | SC | KA053312 | WHT | 20 | 20.C3 | KT0573:15 | BOP PANEL | 20.C3
KT0572:16 | SC | KT057216 | WHT | 20 | 20.C3 | XT0573:3 T2 | BOP PANEL | 92.C5
KT0572:16 | SC | KT057216 | WHT | 20 | 20.C3 | XT0573:2 B2 | BOP PANEL | 94.B5
KT0573:15 | SC | KA053312 | WHT | 20 | 20.C3 | KA0533:12 | BOP PANEL | 20.C2
KT0573:16 | SC | KT057316 | WHT | 20 | 20.C3 | XT0573:4 T2 | BOP PANEL | 93.C5
KT0573:16 | SC | KT057316 | WHT | 20 | 20.C3 | XT0573:2 T2 | BOP PANEL | 94.B5
XT0140:1 | SC | FU0136 | WHT | 12 | 19.A5 | XT0570:1 | BOP PANEL | 19.A5
XT0140:2 | SC | 0V | WHT | 14 | 19.A5 | XT0570:2 | BOP PANEL | 19.A5
XT0180:1 | SC | 0V | WHT | 16 | 19.D1 | XT0140:4 | BOP PANEL | 19.A5
XT0570:3 | SC | KA0231A1 | WHT | 12 | 20.A2 | XT0140:5 | BOP PANEL | 20.A2
AU0140:L2 | WC0014 | AU0140L2 | ENET | CABLE | 19.B2 | AU0180:L1 | BOP PANEL | 19.C2
AU0180:L2 | WC0018 | AU0180L2 | ENET | CABLE | 19.C2 | BA1212:L1 | BOP PANEL | 19.C6
SolarTools ver. 24.0.84.24712 (Jul 31, 2025)
Report date: 4/13/2026 4:11 PM

## JB352
JB352
Project # | 4L861
Project Name | ENB-SUN
Revision | B.4
Controls DE | J. PECACHE
Phone: | 0
Controls ME | S. LOZA
Phone:
From | [5 empty] | To
Device ID | Cable (W) Conductor (SC) Jumper Clip (JC) | Wire No. | Wire ID | Gauge/Size | Page/Zone | Device ID | Location | Page/Zone
GR4460: | SC | GR4460 | GRN/YEL | 14 | 74.D4 | FRAME | JB352 | 74.D4
Report date: 4/13/2026 4:11 PM |  |  |  |  | SolarTools ver. 24.0.84.24712 (Jul 31, 2025)

## JB70
JB70
Project # | 4L861
Project Name | ENB-SUN
Revision | B.4
Controls DE | J. PECACHE
Phone: | 0
Controls ME | S. LOZA
Phone:
From | [5 empty] | To
Device ID | Cable (W) Conductor (SC) Jumper Clip (JC) | Wire No. | Wire ID | Gauge/Size | Page/Zone | Device ID | Location | Page/Zone
AT1100:POS | SC | FU1100 | WHT | 14 | 23.D3 | FU1100:LD | JB70 RIGHT RAIL | 23.D4
AT1100:GND | SC | PEG01304 | GRN/YEL | 14 | 23.D3 | PEG0130:4 | PANEL A | 23.D6
AT1100:NEG | SC | 0V | WHT | 14 | 23.D3 | XT0134:3 | PANEL A | 11.B3
SA0471:B1-13 | SC | SA0471B113 | WHT | 20 | 22.B1 | AF0087:40 | PANEL A | 22.B7
SA0471:B1-14 | SC | SA0471B114 | WHT | 20 | 22.B1 | AF0087:08 | PANEL A | 22.B7
SA0471:B2-13 | SC | SA0471B213 | WHT | 20 | 22.A1 | AF0087:39 | PANEL A | 22.A7
SA0471:B2-14 | SC | SA0471B214 | WHT | 20 | 22.A1 | AF0087:07 | PANEL A | 22.A7
SA0473:11 | SC | SA047311 | WHT | 20 | 22.D1 | AF0087:37 | PANEL A | 22.D7
SA0473:12 | SC | SA047312 | WHT | 20 | 22.D1 | AF0087:05 | PANEL A | 22.D7
SA0473:13 | SC | SA047313 | WHT | 20 | 22.D1 | AF0087:38 | PANEL A | 22.D7
SA0473:14 | SC | SA047314 | WHT | 20 | 22.D1 | AF0087:06 | PANEL A | 22.D7
SA0474:B1-13 | SC | SA0474B213 | WHT | 20 | 22.C1 | AF0087:45 | PANEL A | 22.C7
SA0474:B1-14 | SC | SA0474B214 | WHT | 20 | 22.C1 | AF0087:13 | PANEL A | 22.C7
SA0474:B2-13 | SC | SA0474B113 | WHT | 20 | 22.C1 | AF0087:44 | PANEL A | 22.C7
SA0474:B2-14 | SC | SA0474B114 | WHT | 20 | 22.C1 | AF0087:12 | PANEL A | 22.C7
SB0471:11 | SC | SB047111 | WHT | 20 | 21.D1 | AF0087:34 | PANEL A | 21.D7
SB0471:12 | SC | SB047112 | WHT | 20 | 21.D1 | AF0087:02 | PANEL A | 21.D7
SB0472:B1-11 | SC | ESTOPA | WHT | 20 | 22.B1 | XT0137:1 | PANEL A | 22.B5
SB0472:B1-12 | SC | ESTOP | WHT | 20 | 22.B1 | XT0137:2 | PANEL A | 22.B5
SB0472:B2-11 | SC | SB0472B211 | WHT | 20 | 22.B1 | AF0081:36 | PANEL A | 22.B7
SB0472:B2-12 | SC | SB0472B212 | WHT | 20 | 22.B1 | AF0081:04 | PANEL A | 22.B7
SB0473:13 | SC | SB047313 | WHT | 20 | 21.D1 | AF0087:35 | PANEL A | 21.D7
SB0473:14 | SC | SB047314 | WHT | 20 | 21.D1 | AF0087:03 | PANEL A | 21.D7
SB0474:13 | SC | SB047413 | WHT | 20 | 22.A1 | AF0087:36 | PANEL A | 22.A7
SB0474:14 | SC | SB047414 | WHT | 20 | 22.A1 | AF0087:04 | PANEL A | 22.A7
SH0470:11 | SC | SH047011 | WHT | 20 | 21.B1 | AF0087:33 | PANEL A | 21.B7
SH0470:12 | SC | SH047012 | WHT | 20 | 21.B1 | AF0087:01 | PANEL A | 21.B7
SH0470:13 | SC | SH047013 | WHT | 20 | 21.B1 | XT0137:5 | PANEL A | 21.B5
SH0470:14 | SC | SH047014 | WHT | 20 | 21.B1 | XT0137:6 | PANEL A | 21.B5
SH0470:X1 | SC | SH0470X1 | WHT | 20 | 21.B1 | AF0093:22 | PANEL A | 21.B7
SH0470:X2 | SC | SH0470X2 | WHT | 20 | 21.B1 | AF0093:06 | PANEL A | 21.B7
SH0471:11 | SC | SH047111 | WHT | 20 | 21.A1 | XT0137:3 | PANEL A | 21.A5
SH0471:12 | SC | SH047112 | WHT | 20 | 21.A1 | XT0137:4 | PANEL A | 21.A5
SH0471:13 | SC | SH047113 | WHT | 20 | 21.A1 | AF0087:32 | PANEL A | 21.A7
SH0471:14 | SC | SH047114 | WHT | 20 | 21.A1 | AF0087:00 | PANEL A | 21.A7
SH0471:X1 | SC | SH0471X1 | WHT | 20 | 21.A1 | AF0093:31 | PANEL A | 21.A7
SH0471:X2 | SC | SH0471X2 | WHT | 20 | 21.A1 | AF0093:15 | PANEL A | 21.A7
HA0472:BLK-1 | WC5072 | HA04721 | 1 | 18 | 21.C1 | AF0092:28 | PANEL A | 21.C6
HA0472:BLK-2 | WC5072 | HA04722 | 2 | 18 | 21.C1 | AF0092:12 | PANEL A | 21.C6
SH0472:11 | SC | SH047211 | WHT | 20 | 21.C1 | XT0236:4 | PANEL B | 21.C5
SH0472:12 | SC | SH047212 | WHT | 20 | 21.C1 | XT0236:5 | PANEL B | 21.C5
SH0472:13 | SC | FU0139 | WHT | 20 | 21.B1 | XT0236:1 | PANEL B | 21.B5
SH0472:14 | SC | KA0241A1 | WHT | 20 | 21.B1 | XT0236:2 | PANEL B | 21.B5
SH0472:X1 | SC | 0V | WHT | 20 | 21.C1 | XT0236:3 | PANEL B | 21.C5
SH0472:X2 | SC | SH0472X2 | WHT | 20 | 21.C1 | XT0237:2 B1 | PANEL B | 21.C5
AT1100:L1 | WC0101 | BA1100ENET | ENET | CABLE | 23.D3 | BA1100:DEVICE | PANEL B | 23.D1
SolarTools ver. 24.0.84.24712 (Jul 31, 2025)
Report date: 4/13/2026 4:11 PM

## JB70 LEFT RAIL
JB70 LEFT RAIL
JB70 (LEFT RAIL)
Project # | 4L861
Project Name | ENB-SUN
Revision | B.4
Controls DE | J. PECACHE
Phone: | 0
Controls ME | S. LOZA
Phone:
From | [5 empty] | To
Device ID | Cable (W) Conductor (SC) Jumper Clip (JC) | Wire No. | Wire ID | Gauge/Size | Page/Zone | Device ID | Location | Page/Zone
GR1101: | SC | GR1101 | GRN/YEL | 14 | 4.A5 | FRAME | JB70 LEFT RAIL | 4.A6
SolarTools ver. 24.0.84.24712 (Jul 31, 2025)
Report date: 4/13/2026 4:11 PM

## JB70 RIGHT RAIL
JB70 RIGHT RAIL
JB70 (RIGHT RAIL)
Project # | 4L861
Project Name | ENB-SUN
Revision | B.4
Controls DE | J. PECACHE
Phone: | 0
Controls ME | S. LOZA
Phone:
From | [5 empty] | To
Device ID | Cable (W) Conductor (SC) Jumper Clip (JC) | Wire No. | Wire ID | Gauge/Size | Page/Zone | Device ID | Location | Page/Zone
GR1100: | SC | GR1100 | GRN/YEL | 14 | 4.A5 | FRAME | JB70 RIGHT RAIL | 4.A4
FU1100:LD | SC | FU1100 | WHT | 14 | 23.D4 | AT1100:POS | JB70 | 23.D3
FU1100:LI | SC | FU0136 | WHT | 14 | 23.D4 | XT0138:3 | PANEL A | 11.A3
SolarTools ver. 24.0.84.24712 (Jul 31, 2025)
Report date: 4/13/2026 4:11 PM

## JB73
JB73
Project # | 4L861
Project Name | ENB-SUN
Revision | B.4
Controls DE | J. PECACHE
Phone: | 0
Controls ME | S. LOZA
Phone:
From | [5 empty] | To
Device ID | Cable (W) Conductor (SC) Jumper Clip (JC) | Wire No. | Wire ID | Gauge/Size | Page/Zone | Device ID | Location | Page/Zone
XT0121:3 | JC | FU0130 | CLIP | --- | 82.A5 | XT0121:4 | JB73 | 82.C5
XT0121:5 | JC | 0V | CLIP | --- | 82.A5 | XT0121:6 | JB73 | 82.C5
XT0130:1 | JC | FU0136 | CLIP | --- | 17.A5 | XT0130:2 | JB73 | 17.A5
XT0130:4 | JC | 0V | CLIP | --- | 17.A5 | XT0130:3 | JB73 | 17.A5
XT0130:5 | JC | 0V | CLIP | --- | 17.A5 | XT0130:4 | JB73 | 17.A5
XT0130:6 | JC | 0V | CLIP | --- | 17.A5 | XT0130:5 | JB73 | 17.A5
AF0500:12 | SC | XT05001 | GRN | 16 | 18.B4 | XT0500:1 | JB73 | 18.C3
AF0510:32 | SC | XT05001 | GRN | 16 | 18.B3 | XT0500:1 | JB73 | 18.C3
AF0510:53 | SC | 0V | WHT | 16 | 18.B3 | XT0130:3 | JB73 | 17.A5
AF0510:54 | SC | 052053 | WHT | 16 | 18.B3 | AF0520:53 | JB73 | 18.B2
AF0510:55 | SC | FU0133 | WHT | 16 | 18.B3 | FU0133:LD | JB73 | 18.C5
AF0510:56 | SC | 052055 | WHT | 16 | 18.B3 | AF0520:55 | JB73 | 18.B2
AF0520:32 | SC | XT05001 | GRN | 16 | 18.B2 | XT0500:1 | JB73 | 18.C3
AF1201:COM | SC | 0V | WHT | 16 | 17.D2 | XT0130:4 | JB73 | 17.A5
AF1201:J | SC | * |  |  | 17.D2 | AF1202:P | JB73 | 17.D3
AF1201:V+ | SC | FU0121 | WHT | 16 | 17.D2 | FU0121:LD | JB73 | 17.D1
AF1202:COM | SC | AF1202N | WHT | 16 | 17.D3 | AF1203:COM | JB73 | 17.D3
AF1202:COM | SC | AU1200N | WHT | 16 | 17.D3 | AU1200:COM | JB73 | 17.C1
AF1202:J | SC | * |  |  | 17.D3 | AF1203:P | JB73 | 17.D3
AF1202:V+ | SC | AF1202P | WHT | 16 | 17.D3 | AF1203:V+ | JB73 | 17.D3
AF1202:V+ | SC | AU1200P | WHT | 16 | 17.D3 | AU1200:V+ | JB73 | 17.C1
AF1203:COM | SC | AF1203N | WHT | 16 | 17.D3 | AF1204:COM | JB73 | 17.C4
AF1203:J | SC | * |  |  | 17.D3 | AF1204:P | JB73 | 17.C4
AF1203:SH | SC | AF1203G | GRN | 14 | 17.D3 | AF1204:SH | JB73 | 17.C4
AF1203:SH | SC | AU1200G | GRN | 14 | 17.D3 | AU1200:GND | JB73 | 17.C1
AF1203:V+ | SC | AF1203P | WHT | 16 | 17.D3 | AF1204:V+ | JB73 | 17.C4
AF1204:COM | SC | AF1204N | WHT | 16 | 17.C4 | AF1205:COM | JB73 | 17.C5
AF1204:J | SC | * |  |  | 17.C4 | AF1205:P | JB73 | 17.C5
AF1204:SH | SC | AF1204G | GRN | 14 | 17.C4 | AF1205:SH | JB73 | 17.C5
AF1204:V+ | SC | AF1204P | WHT | 16 | 17.C4 | AF1205:V+ | JB73 | 17.C5
AF1205:COM | SC | AF1205N | WHT | 16 | 17.C5 | AF1206:COM | JB73 | 17.D5
AF1205:J | SC | * |  |  | 17.C5 | AF1206:P | JB73 | 17.D5
AF1205:SH | SC | AF1205G | GRN | 14 | 17.C5 | AF1206:SH | JB73 | 17.D5
AF1205:V+ | SC | AF1205P | WHT | 16 | 17.C5 | AF1206:V+ | JB73 | 17.D5
AF1206:COM | SC | AF1206N | WHT | 16 | 17.D5 | AF1207:COM | JB73 | 17.C6
AF1206:J | SC | * |  |  | 17.D5 | AF1207:P | JB73 | 17.C6
AF1206:SH | SC | AF1206G | GRN | 14 | 17.D5 | AF1208:SH | JB73 | 17.C5
AF1206:V+ | SC | AF1206P | WHT | 16 | 17.D5 | AF1207:V+ | JB73 | 17.C6
AF1207:02 | SC | 120702 | WHT | 20 | 77.A7 | KA4401:14 | JB73 | 77.A6
AF1207:18 | SC | 120718 | WHT | 20 | 77.A7 | KA4401:A2 | JB73 | 77.A6
AF1207:34 | SC | PS44012 | WHT | 20 | 77.A7 | KA4401:11 | JB73 | 77.A6
AF1207:COM | SC | AF1207N | WHT | 16 | 17.C6 | AF1208:COM | JB73 | 17.C5
AF1207:V+ | SC | AF1207P | WHT | 16 | 17.C6 | AF1208:V+ | JB73 | 17.C5
AF1208:07 | SC | TE44381 | WHT | 20 | 75.A7 | AF1208:23 | JB73 | 75.A7
AF1208:09 | SC | TE44371 | WHT | 20 | 75.B7 | AF1208:25 | JB73 | 75.B7
AF1208:11 | SC | TE44181 | WHT | 20 | 75.C7 | AF1208:27 | JB73 | 75.C7
AF1208:13 | SC | TE44171 | WHT | 20 | 75.C7 | AF1208:29 | JB73 | 75.C7
AF1208:COM | SC | AF1208N | WHT | 16 | 17.C5 | AF1209:COM | JB73 | 17.C4
AF1208:P | SC | * |  |  | 17.C5 | AF1209:J | JB73 | 17.C4
AF1208:SH | SC | AF1208G | GRN | 14 | 17.C5 | AF1209:SH | JB73 | 17.C4
AF1208:V+ | SC | AF1208P | WHT | 16 | 17.C5 | AF1209:V+ | JB73 | 17.C4
AF1209:07 | SC | TE44141 | WHT | 20 | 76.A7 | AF1209:23 | JB73 | 76.A7
AF1209:09 | SC | TE44131 | WHT | 20 | 76.B7 | AF1209:25 | JB73 | 76.B7
AF1209:11 | SC | TE44341 | WHT | 20 | 76.C7 | AF1209:27 | JB73 | 76.C7
AF1209:13 | SC | TE44331 | WHT | 20 | 76.C7 | AF1209:29 | JB73 | 76.C7
AF1209:COM | SC | AF1209N | WHT | 16 | 17.C4 | AF1210:COM | JB73 | 17.C3
AF1209:P | SC | * |  |  | 17.C4 | AF1210:J | JB73 | 17.C3
AF1209:SH | SC | AF1209G | GRN | 14 | 17.C4 | AF1210:SH | JB73 | 17.C3
AF1209:V+ | SC | AF1209P | WHT | 16 | 17.C4 | AF1210:V+ | JB73 | 17.C3
AF1210:COM | SC | AF1210N | WHT | 16 | 17.C3 | AF1211:COM | JB73 | 17.C3
AF1210:P | SC | * |  |  | 17.C3 | AF1211:J | JB73 | 17.C3
AF1210:SH | SC | AF1210G | GRN | 14 | 17.C3 | AF1211:SH | JB73 | 17.C3
AF1210:V+ | SC | AF1210P | WHT | 16 | 17.C3 | AF1211:V+ | JB73 | 17.C3
AF1211:COM | SC | AF1211N | WHT | 16 | 17.C3 | AF1212:COM | JB73 | 17.C2
AF1211:P | SC | * |  |  | 17.C3 | AF1212:J | JB73 | 17.C2
AF1211:SH | SC | AF1211G | GRN | 14 | 17.C3 | AF1212:SH | JB73 | 17.C2
AF1211:V+ | SC | AF1211P | WHT | 16 | 17.C3 | AF1212:V+ | JB73 | 17.C2
AF1212:COM | SC | AF1212N | WHT | 16 | 17.C2 | AF1213:COM | JB73 | 17.C1
AF1212:P | SC | * |  |  | 17.C2 | AF1213:J | JB73 | 17.C1
AF1212:SH | SC | AF1212G | GRN | 14 | 17.C2 | AF1213:SH | JB73 | 17.C1
AF1212:V+ | SC | AF1212P | WHT | 16 | 17.C2 | AF1213:V+ | JB73 | 17.C1
AF1213:SH | SC | IEG01303 | GRN | 14 | 17.C1 | IEG0130:3 | JB73 | 17.C1
AU1200:COM | SC | 0V | WHT | 16 | 17.C1 | XT0130:5 | JB73 | 17.A5
AU1200:V+ | SC | FU0120 | WHT | 16 | 17.C1 | FU0120:LD | JB73 | 17.D1
FU0120:LI | SC | FU0130 | WHT | 14 | 17.D1 | FU0121:LI | JB73 | 17.D1
FU0120:LI | SC | FU0130 | WHT | 14 | 17.D1 | FU0130:LD | JB73 | 17.A4
FU0121:LI | SC | FU0130 | WHT | 14 | 17.D1 | FU0133:LI | JB73 | 18.C5
FU0130:LD | SC | FU0130 | WHT | 14 | 17.A4 | XT0121:3 | JB73 | 82.A5
FU0130:LI | SC | FU0136 | WHT | 14 | 17.A4 | XT0130:2 | JB73 | 17.A5
GR0120: | SC | IEG01304 | GRN | 14 | 17.A4 | IEG0130:4 | JB73 | 17.A5
GR0121: | SC | GR0121 | GRN/YEL | 14 | 4.C3 | FRAME | JB73 | 4.C3
GR0124: | SC | GR0124 | GRN | 14 | 4.C3 | IEG0130:2 | JB73 | 4.C3
IEG0130:1 | SC | IEG01301 | GRN | 14 | 18.B5 | XT0500:2 | JB73 | 18.B5
KA0120:A1 | SC | KA0231A1 | WHT | 20 | 17.B5 | XT0130:7 | JB73 | 17.A5
KA0120:A2 | SC | 0V | WHT | 20 | 17.B5 | XT0130:4 | JB73 | 17.A5
KA4401:11 | SC | PS44012 | WHT | 20 | 77.A6 | XT0121:1 | JB73 | 77.A5
KA4401:A1 | SC | PS44013 | WHT | 20 | 77.A6 | XT0121:2 | JB73 | 77.A5
XT0121:5 | SC | 0V | WHT | 14 | 82.A5 | XT0130:4 | JB73 | 17.A5
XT0130:2 | SC | FU0136 | WHT | 14 | 17.A5 | XT0520:1 | JB73 | 17.A5
XT0130:5 | SC | 0V | WHT | 14 | 17.A5 | XT0520:2 | JB73 | 17.A5
XT0520:3 | SC | KA0231A1 | WHT | 14 | 17.B5 | XT0130:7 | JB73 | 17.A5
AF0510:L2 | WC0051 | AF0520L1 | ENET | CABLE | 18.B3 | AF0520:L1 | JB73 | 18.B2
AF0520:L2 | WC0052 | AU1200L1 | ENET | CABLE | 18.B2 | AU1200:L1 | JB73 | 17.C1
AF1207:J | WC1200 | AF1208J | CABLE | CABLE | 17.C6 | AF1208:J | JB73 | 17.C5
AF0500:LBUS | WC8050 | AF0510RBUS | BUS | CABLE | 18.B4 | AF0510:RBUS | JB73 | 18.B3
AF0510:LBUS | WC8051 | AF0520RBUS | BUS | CABLE | 18.B3 | AF0520:RBUS | JB73 | 18.B2
XT0121:1 | WC5031 | PS44012 | WHT | 18 | 77.A5 | XT4875:2 | JB75 | 77.A2
XT0121:2 | WC5031 | PS44013 | BLK | 18 | 77.A5 | XT4875:3 | JB75 | 77.A2
AF0510:L1 | WC0045 | AF0450L2 | ENET | CABLE | 18.B3 | AF0450:L2 | TURBINE VIBRATION PANEL | 16.B3
SolarTools ver. 24.0.84.24712 (Jul 31, 2025)
Report date: 4/13/2026 4:11 PM

## PANEL A
PANEL A
JB70
Project # | 4L861
Project Name | ENB-SUN
Revision | B.4
Controls DE | J. PECACHE
Phone: | 0
Controls ME | S. LOZA
Phone:
From | [5 empty] | To
Device ID | Cable (W) Conductor (SC) Jumper Clip (JC) | Wire No. | Wire ID | Gauge/Size | Page/Zone | Device ID | Location | Page/Zone
XT0011:2 | JC | 523NEG | CLIP | --- | 10.C3 | XT0011:3 | PANEL A | 10.C3
XT0011:3 | JC | 523NEG | CLIP | --- | 10.C3 | XT0011:4 | PANEL A | 10.C3
XT0011:4 | JC | 523NEG | CLIP | --- | 10.C3 | XT0011:5 | PANEL A | 10.C3
XT0080:1 | JC | 0V | CLIP | --- | 8.B1 | XT0080:2 | PANEL A | 8.B1
XT0080:2 | JC | 0V | CLIP | --- | 8.B1 | XT0080:3 | PANEL A | 8.B1
XT0081:1 | JC | 0V | CLIP | --- | 8.D1 | XT0081:2 | PANEL A | 8.D1
XT0134:1 | JC | 0V | CLIP | --- | 11.B3 | XT0134:2 | PANEL A | 11.B3
XT0134:2 | JC | 0V | CLIP | --- | 11.B3 | XT0134:3 | PANEL A | 11.B3
XT0134:3 | JC | 0V | CLIP | --- | 11.B3 | XT0134:4 | PANEL A | 11.B3
XT0135:1 | JC | 0V | CLIP | --- | 11.B4 | XT0135:2 | PANEL A | 11.B4
XT0135:2 | JC | 0V | CLIP | --- | 11.B4 | XT0135:3 | PANEL A | 11.B4
XT0135:3 | JC | 0V | CLIP | --- | 11.B4 | XT0135:4 | PANEL A | 11.C4
XT0136:1 | JC | FU0139 | CLIP | --- | 12.A2 | XT0136:2 | PANEL A | 12.A2
XT0138:1 | JC | FU0136 | CLIP | --- | 11.A3 | XT0138:2 | PANEL A | 11.A3
XT0138:2 | JC | FU0136 | CLIP | --- | 11.A3 | XT0138:3 | PANEL A | 11.A3
XT0138:3 | JC | FU0136 | CLIP | --- | 11.A3 | XT0138:4 | PANEL A | 11.B3
XT0139:1 | JC | FU0137 | CLIP | --- | 11.A4 | XT0139:2 | PANEL A | 11.A4
XT0139:2 | JC | FU0137 | CLIP | --- | 11.A4 | XT0139:3 | PANEL A | 11.B4
AF0081:03 | SC | 008103 | WHT | 20 | 14.C7 | KA0130:14 | PANEL A | 14.D6
AF0081:35 | SC | 008135 | WHT | 20 | 14.C7 | KA0130:A1 | PANEL A | 14.C5
AF0081:07 | SC | JP2 | VIO | 20 | 24.C7 | AF0081:39 | PANEL A | 24.C7
AF0081:COM | SC | AF0081N | WHT | 16 | 8.A2 | AF0082:COM | PANEL A | 8.B3
AF0081:COM | SC | AU0080N | WHT | 20 | 8.A2 | AU0080:COM | PANEL A | 8.A1
AF0081:J | SC | * |  |  | 8.A2 | AF0082:P | PANEL A | 8.B3
AF0081:V+ | SC | AF0081P | WHT | 16 | 8.A2 | AF0082:V+ | PANEL A | 8.B3
AF0081:V+ | SC | AU0080P | WHT | 20 | 8.A2 | AU0080:V+ | PANEL A | 8.A1
AF0082:COM | SC | AF0082N | WHT | 16 | 8.B3 | AF0083:COM | PANEL A | 8.B3
AF0082:J | SC | * |  |  | 8.B3 | AF0083:P | PANEL A | 8.B3
AF0082:V+ | SC | AF0082P | WHT | 16 | 8.B3 | AF0083:V+ | PANEL A | 8.B3
AF0083:COM | SC | AF0083N | WHT | 16 | 8.B3 | AF0084:COM | PANEL A | 8.B4
AF0083:J | SC | * |  |  | 8.B3 | AF0084:P | PANEL A | 8.B4
AF0083:SH | SC | AF0083G | GRN | 14 | 8.B3 | AF0084:SH | PANEL A | 8.B4
AF0083:V+ | SC | AF0083P | WHT | 16 | 8.B3 | AF0084:V+ | PANEL A | 8.B4
AF0084:COM | SC | AF0084N | WHT | 16 | 8.B4 | AF0085:COM | PANEL A | 8.B4
AF0084:J | SC | * |  |  | 8.B4 | AF0085:P | PANEL A | 8.B4
AF0084:SH | SC | AF0084G | GRN | 14 | 8.B4 | AF0085:SH | PANEL A | 8.B4
AF0084:V+ | SC | AF0084P | WHT | 16 | 8.B4 | AF0085:V+ | PANEL A | 8.B4
AF0085:COM | SC | AF0085N | WHT | 16 | 8.B4 | AF0086:COM | PANEL A | 8.B5
AF0085:J | SC | * |  |  | 8.B4 | AF0086:P | PANEL A | 8.B5
AF0085:SH | SC | AF0085G | GRN | 14 | 8.B4 | AF0086:SH | PANEL A | 8.B5
AF0085:V+ | SC | AF0085P | WHT | 16 | 8.B4 | AF0086:V+ | PANEL A | 8.B5
AF0086:28 | SC | 0V | WHT | 16 | 57.C7 | XT0080:5 | PANEL A | 57.C5
AF0086:COM | SC | AF0086N | WHT | 16 | 8.B5 | AF0087:COM | PANEL A | 8.B6
AF0086:J | SC | * |  |  | 8.B5 | AF0087:P | PANEL A | 8.B6
AF0086:SH | SC | AF0086G | GRN | 14 | 8.B5 | AF0088:SH | PANEL A | 8.B6
AF0086:V+ | SC | AF0086P | WHT | 16 | 8.B5 | AF0087:V+ | PANEL A | 8.B6
AF0087:11 | SC | KA013624 | WHT | 20 | 12.B4 | KA0136:24 | PANEL A | 12.B3
AF0087:43 | SC | KA013621 | WHT | 20 | 12.B4 | KA0136:21 | PANEL A | 12.B3
AF0087:COM | SC | AF0087N | WHT | 16 | 8.B6 | AF0088:COM | PANEL A | 8.B6
AF0087:J | SC | * |  |  | 8.B6 | AF0088:P | PANEL A | 8.B6
AF0087:V+ | SC | AF0087P | WHT | 16 | 8.B6 | AF0088:V+ | PANEL A | 8.B6
AF0088:SH | SC | AU0080GND | GRN | 14 | 8.B6 | AU0080:GND | PANEL A | 8.A1
AF0091:07 | SC | KA014114 | WHT | 20 | 12.C2 | KA0141:14 | PANEL A | 12.C2
AF0091:09 | SC | UJ0131OK2 | WHT | 20 | 10.B7 | UJ0131:OK2 | PANEL A | 10.B4
AF0091:39 | SC | KA014111 | WHT | 20 | 12.C2 | KA0141:11 | PANEL A | 12.C2
AF0091:41 | SC | UJ0131OK1 | WHT | 20 | 10.B7 | UJ0131:OK1 | PANEL A | 10.B4
AF0091:COM | SC | AF0091N | WHT | 16 | 8.D2 | AF0094:COM | PANEL A | 8.D4
AF0091:COM | SC | AU0090N | WHT | 20 | 8.D2 | AU0090:COM | PANEL A | 8.C1
AF0091:J | SC | * |  |  | 8.D2 | AF0092:P | PANEL A | 8.D3
AF0091:V+ | SC | AF0091P | WHT | 14 | 8.D2 | AF0094:V+ | PANEL A | 8.D4
AF0091:V+ | SC | AU0090P | WHT | 20 | 8.D2 | AU0090:V+ | PANEL A | 8.C1
AF0092:02 | SC | KA0133A1 | WHT | 20 | 65.C7 | KA0133:A1 | PANEL A | 12.C6
AF0092:04 | SC | 009204 | WHT | 20 | 26.A6 | KA2160:A1 | PANEL A | 26.A5
AF0092:06 | SC | KA013114 | WHT | 20 | 65.B7 | KA0131:14 | PANEL A | 12.D4
AF0092:07 | SC | 009207 | WHT | 20 | 26.A6 | KA2161:A1 | PANEL A | 26.B5
AF0092:08 | SC | 009208 | WHT | 20 | 71.A7 | KA3103:A1 | PANEL A | 71.A5
AF0092:20 | SC | 009220 | WHT | 20 | 26.A6 | KA2160:A2 | PANEL A | 26.A5
AF0092:23 | SC | 009223 | WHT | 20 | 26.A6 | KA2161:A2 | PANEL A | 26.B5
AF0092:24 | SC | 009224 | WHT | 20 | 71.A7 | KA3103:A2 | PANEL A | 71.A5
AF0092:COM | SC | 0V | WHT | 14 | 8.D3 | XT0081:1 | PANEL A | 8.D1
AF0092:J | SC | * |  |  | 8.D3 | AF0093:P | PANEL A | 8.D3
AF0092:V+ | SC | FU0091 | WHT | 14 | 8.D3 | FU0091:LD | PANEL A | 8.D1
AF0093:12 | SC | 009312 | WHT | 20 | 23.B7 | PC0470:INP_A | PANEL A | 23.B5
AF0093:28 | SC | 009328 | WHT | 20 | 23.B7 | PC0470:-PWR | PANEL A | 23.B5
AF0093:44 | SC | 009344 | WHT | 20 | 23.B7 | PC0470:+PWR | PANEL A | 23.B5
AF0093:COM | SC | 0V | WHT | 14 | 8.D3 | XT0081:2 | PANEL A | 8.D1
AF0093:J | SC | * |  |  | 8.D3 | AF0094:P | PANEL A | 8.D4
AF0093:V+ | SC | FU0092 | WHT | 14 | 8.D3 | FU0092:LD | PANEL A | 8.D1
AF0094:04 | SC | UJ0131VIN | WHT | 20 | 10.A7 | UJ0131:VIN | PANEL A | 10.B4
AF0094:05 | SC | 0V | WHT | 20 | 10.A7 | XT0135:4 | PANEL A | 11.C4
AF0094:06 | SC | UJ0131IOUT | WHT | 20 | 10.B7 | UJ0131:IOUT | PANEL A | 10.B4
AF0094:07 | SC | 0V | WHT | 20 | 10.B7 | XT0135:4 | PANEL A | 11.C4
AF0094:COM | SC | AF0094N | WHT | 14 | 8.D4 | AF0096:COM | PANEL A | 8.D5
AF0094:J | SC | * |  |  | 8.D4 | AF0095:P | PANEL A | 8.D4
AF0094:SH | SC | AF0094G | GRN | 14 | 8.D4 | AF0096:SH | PANEL A | 8.D5
AF0094:V+ | SC | AF0094P | WHT | 14 | 8.D4 | AF0096:V+ | PANEL A | 8.D5
AF0095:02 | SC | 009502 | WHT | 20 | 51.B7 | KA0221:14 | PANEL A | 51.B6
AF0095:COM | SC | 0V | WHT | 14 | 8.D4 | XT0081:2 | PANEL A | 8.D1
AF0095:J | SC | * |  |  | 8.D4 | AF0096:P | PANEL A | 8.D5
AF0095:V+ | SC | FU0093 | WHT | 14 | 8.D4 | FU0093:LD | PANEL A | 8.D1
AF0096:COM | SC | AF0096N | WHT | 16 | 8.D5 | AF0097:COM | PANEL A | 8.D6
AF0096:J | SC | * |  |  | 8.D5 | AF0097:P | PANEL A | 8.D6
AF0096:SH | SC | AF0096G | GRN | 14 | 8.D5 | AF0097:SH | PANEL A | 8.D6
AF0096:V+ | SC | AF0096P | WHT | 16 | 8.D5 | AF0097:V+ | PANEL A | 8.D6
AF0097:SH | SC | AU0090G | GRN | 14 | 8.D6 | AU0090:GND | PANEL A | 8.C1
AU0080:COM | SC | 0V | WHT | 14 | 8.A1 | XT0080:1 | PANEL A | 8.B1
AU0080:V+ | SC | FU0080 | WHT | 14 | 8.A1 | FU0080:LD | PANEL A | 8.B1
AU0090:COM | SC | 0V | WHT | 14 | 8.C1 | XT0081:1 | PANEL A | 8.D1
AU0090:V+ | SC | FU0090 | WHT | 14 | 8.C1 | FU0090:LD | PANEL A | 8.D1
FU0010:LI | SC | FU0137 | WHT | 14 | 11.A5 | FU0139:LI | PANEL A | 11.A5
FU0010:LI | SC | FU0137 | WHT | 14 | 11.A5 | XT0139:1 | PANEL A | 11.A4
FU0011:LD | SC | UJ0131P | WHT | 12 | 10.B3 | UJ0131:+ | PANEL A | 10.B4
FU0012:LI | SC | 523POS | --- | BUS | 10.B3 | FU0013:LI | PANEL A | 10.B3
FU0012:LI | SC | 523POS | --- | BUS | 10.B3 | XT0014:1 | PANEL A | 10.B2
FU0013:LI | SC | 523POS | --- | BUS | 10.B3 | FU0014:LI | PANEL A | 10.C3
FU0014:LI | SC | 523POS | --- | BUS | 10.C3 | FU0015:LI | PANEL A | 10.C3
FU0015:LI | SC | 523POS | --- | BUS | 10.C3 | FU0016:LI | PANEL A | 10.C3
FU0016:LI | SC | 523POS | --- | BUS | 10.C3 | FU0017:LI | PANEL A | 10.C3
FU0080:LI | SC | FU0137 | WHT | 14 | 8.B1 | XT0139:1 | PANEL A | 11.A4
FU0090:LI | SC | FU0137 | WHT | 14 | 8.D1 | XT0139:2 | PANEL A | 11.A4
FU0090:LI | SC | FU0137 | WHT | 14 | 8.D1 | FU0091:LI | PANEL A | 8.D1
FU0091:LI | SC | FU0137 | WHT | 14 | 8.D1 | FU0092:LI | PANEL A | 8.D1
FU0092:LI | SC | FU0137 | WHT | 14 | 8.D1 | FU0093:LI | PANEL A | 8.D1
FU0136:LD | SC | FU0136 | WHT | 10 | 11.A3 | XT0138:1 | PANEL A | 11.A3
FU0136:LI | SC | 24V | WHT | 10 | 11.A3 | UJ0131:OUT(+) | PANEL A | 10.B4
FU0137:LD | SC | FU0137 | WHT | 12 | 11.A4 | XT0139:1 | PANEL A | 11.A4
FU0137:LI | SC | FU0136 | WHT | 12 | 11.A4 | XT0138:1 | PANEL A | 11.A3
FU0139:LD | SC | FU0139 | WHT | 14 | 11.A5 | XT0136:1 | PANEL A | 12.A2
FU0961:LD | SC | FU0961 | WHT | 16 | 11.B5 | XT0080:4 | PANEL A | 57.C5
FU0961:LI | SC | FU0137 | WHT | 14 | 11.B5 | XT0139:3 | PANEL A | 11.B4
GR0131: | SC | GR0131 | GRN/YEL | 14 | 4.A3 | FRAME | PANEL A | 4.A3
GR0132: | SC | GR0132 | GRN/YEL | 14 | 4.A3 | FRAME | PANEL A | 4.A3
KA0130:A1 | SC | 008135 | WHT | 20 | 14.C5 | KA0130:11 | PANEL A | 14.D6
KA0131:11 | SC | KA0135A1 | WHT | 20 | 12.D4 | KA0135:A1 | PANEL A | 12.D6
KA0131:12 | SC | KA013724 | WHT | 20 | 12.D4 | KA0137:24 | PANEL A | 12.D3
KA0131:A1 | SC | KA0231A1 | WHT | 20 | 12.B6 | KA0132:A1 | PANEL A | 12.B6
KA0131:A2 | SC | 0V | WHT | 20 | 12.B6 | KA0132:A2 | PANEL A | 12.B6
KA0131:A2 | SC | 0V | WHT | 20 | 12.B6 | KT0145:A2 | PANEL A | 12.B6
KA0132:11 | SC | FU0139 | WHT | 20 | 12.A3 | KA0133:11 | PANEL A | 12.A3
KA0132:11 | SC | FU0139 | WHT | 20 | 12.A3 | KT0145:15 | PANEL A | 12.D2
KA0132:12 | SC | KT0141A1 | WHT | 20 | 12.A3 | KT0142:A1 | PANEL A | 12.A6
KA0132:12 | SC | KT0141A1 | WHT | 20 | 12.A3 | KA0133:12 | PANEL A | 12.A3
KA0132:21 | SC | KA0138A1 | WHT | 20 | 12.D4 | KA0138:A1 | PANEL A | 12.D6
KA0132:22 | SC | KA013222 | WHT | 20 | 12.D4 | KA0137:14 | PANEL A | 12.D3
KA0132:22 | SC | KA013222 | WHT | 20 | 12.D4 | KT0141:18 | PANEL A | 12.D2
KA0132:24 | SC | KA013224 | WHT | 20 | 12.D4 | KA0134:14 | PANEL A | 12.D3
KA0132:A1 | SC | KA0231A1 | WHT | 20 | 12.B6 | KA0141:A1 | PANEL A | 12.C6
KA0132:A2 | SC | 0V | WHT | 20 | 12.B6 | KA0141:A2 | PANEL A | 12.C6
KA0133:11 | SC | FU0139 | WHT | 20 | 12.A3 | KA0134:11 | PANEL A | 12.D3
KA0133:A2 | SC | 0V | WHT | 20 | 12.C6 | KA0134:A2 | PANEL A | 12.C6
KA0133:A2 | SC | 0V | WHT | 20 | 12.C6 | KA0141:A2 | PANEL A | 12.C6
KA0134:11 | SC | FU0139 | WHT | 20 | 12.D3 | KA0136:11 | PANEL A | 12.B4
KA0134:A1 | SC | KA0134A1 | WHT | 20 | 12.C6 | AF0091:12 | PANEL A | 67.C7
KA0134:A2 | SC | 0V | WHT | 20 | 12.C6 | KA0144:A2 | PANEL A | 12.C6
KA0135:A1 | SC | KA0135A1 | WHT | 20 | 12.D6 | KA0144:A1 | PANEL A | 12.C6
KA0135:A2 | SC | 0V | WHT | 20 | 12.D6 | KA0136:A2 | PANEL A | 12.D6
KA0135:A2 | SC | 0V | WHT | 20 | 12.D6 | KA0144:A2 | PANEL A | 12.C6
KA0136:11 | SC | FU0139 | WHT | 20 | 12.B4 | KA0137:21 | PANEL A | 12.D3
KA0136:14 | SC | KA013821 | WHT | 20 | 12.B4 | KA0138:21 | PANEL A | 12.B5
KA0136:A1 | SC | PS32002 | WHT | 20 | 12.D6 | XT0136:5 | PANEL A | 64.D5
KA0136:A2 | SC | 0V | WHT | 20 | 12.D6 | KA0137:A2 | PANEL A | 12.D6
KA0137:11 | SC | FU0139 | WHT | 20 | 12.D3 | KA0137:21 | PANEL A | 12.D3
KA0137:24 | SC | KA013724 | WHT | 20 | 12.D3 | AF0087:09 | PANEL A | 12.C4
KA0137:A1 | SC | KA0137A1 | WHT | 20 | 12.D6 | KT0142:18 | PANEL A | 12.D2
KA0137:A2 | SC | 0V | WHT | 20 | 12.D6 | KA0138:A2 | PANEL A | 12.D6
KA0138:11 | SC | KM3170EP | WHT | 20 | 67.C5 | XT0136:13 | PANEL A | 67.C5
KA0138:14 | SC | FU0139 | WHT | 20 | 67.C5 | XT0136:11 | PANEL A | 67.C6
KA0138:24 | SC | KT0144B1 | WHT | 20 | 12.B5 | KT0144:B1 | PANEL A | 12.B6
KA0141:21 | SC | KT0146A1 | WHT | 20 | 12.B2 | KT0146:A1 | PANEL A | 12.B2
KA0141:24 | SC | FU0139 | WHT | 20 | 12.B2 | XT0136:2 | PANEL A | 12.A2
KT0140:15 | SC | FU0139 | WHT | 20 | 12.D1 | KT0142:15 | PANEL A | 12.D2
KT0140:15 | SC | FU0139 | WHT | 20 | 12.A2 | XT0136:2 | PANEL A | 12.A2
KT0140:16 | SC | KT014115 | WHT | 20 | 12.D1 | KT0141:15 | PANEL A | 12.D2
KT0140:18 | SC | KT0143A1 | WHT | 20 | 12.A2 | KT0143:A1 | PANEL A | 12.A6
KT0140:A1 | SC | KT0140A1 | WHT | 20 | 12.A6 | KT0143:16 | PANEL A | 12.A5
KT0140:A2 | SC | 0V | WHT | 20 | 12.A6 | KT0141:A2 | PANEL A | 12.A6
KT0140:A2 | SC | 0V | WHT | 20 | 12.A6 | XT0136:3 | PANEL A | 12.A2
KT0141:18 | SC | KA013222 | WHT | 20 | 12.D2 | KT0144:18 | PANEL A | 12.D2
KT0141:A1 | SC | KT0141A1 | WHT | 20 | 12.A6 | KT0143:15 | PANEL A | 12.A5
KT0141:A1 | SC | KT0141A1 | WHT | 20 | 12.A6 | KT0142:A1 | PANEL A | 12.A6
KT0141:A2 | SC | 0V | WHT | 20 | 12.A6 | KT0142:A2 | PANEL A | 12.A6
KT0142:15 | SC | FU0139 | WHT | 20 | 12.D2 | KT0144:A1 | PANEL A | 12.B6
KT0142:18 | SC | KA0137A1 | WHT | 20 | 12.D2 | KT0145:18 | PANEL A | 12.D2
KT0142:A2 | SC | 0V | WHT | 20 | 12.A6 | KT0143:A2 | PANEL A | 12.A6
KT0143:A2 | SC | 0V | WHT | 20 | 12.A6 | KT0144:A2 | PANEL A | 12.B6
KT0144:15 | SC | FU0139 | WHT | 20 | 12.D2 | KT0145:15 | PANEL A | 12.D2
KT0144:15 | SC | FU0139 | WHT | 20 | 12.D2 | KT0144:A1 | PANEL A | 12.B6
KT0144:A2 | SC | 0V | WHT | 20 | 12.B6 | KT0145:A2 | PANEL A | 12.B6
PC0470:INP_A | SC | 009312 | WHT | 20 | 23.B5 | PC0470:INP_B | PANEL A | 23.B5
RR0851: -3.01K OHM | SC | FU0210 | LEAD | --- | 10.C6 | XT0085:1 | PANEL A | 10.C6
RR0851: -3.01K OHM | SC | 007405 | LEAD | --- | 10.C6 | XT0085:2 | PANEL A | 10.C6
RR0852: -1.0K OHM | SC | 0V | LEAD | --- | 10.D6 | XT0085:3 | PANEL A | 10.D6
RR0852: -1.0K OHM | SC | 007405 | LEAD | --- | 10.D6 | XT0085:2 | PANEL A | 10.C6
UJ0131:- | SC | 521NEG | WHT | 12 | 10.B4 | XT0011:1 | PANEL A | 10.B3
UJ0131:G | SC | UJ0131G | GRN/YEL | 12 | 10.B4 | FRAME | PANEL A | 10.B4
UJ0131:OUT(-) | SC | 0V | WHT | 10 | 10.B4 | XT0134:1 | PANEL A | 11.B3
XT0080:1 | SC | 0V | WHT | 14 | 8.B1 | XT0135:2 | PANEL A | 11.B4
XT0080:5 | SC | 0V | WHT | 16 | 57.C5 | XT0135:3 | PANEL A | 11.B4
XT0135:1 | SC | 0V | WHT | 12 | 11.B4 | XT0134:1 | PANEL A | 11.B3
XT0135:1 | SC | 0V | WHT | 14 | 11.B4 | XT0136:3 | PANEL A | 12.A2
XT0135:2 | SC | 0V | WHT | 14 | 11.B4 | XT0081:1 | PANEL A | 8.D1
XT0136:1 | SC | FU0139 | WHT | 20 | 12.A2 | XT0136:11 | PANEL A | 67.C6
XT0136:12 | SC | 0V | WHT | 20 | 67.C6 | XT0136:3 | PANEL A | 12.A2
XT0136:4 | SC | FU0139 | WHT | 20 | 64.D5 | XT0136:1 | PANEL A | 12.A2
AU0080:L1 | WC0009 | AU0080L1 | ENET | CABLE | 8.A1 | AU0090:L2 | PANEL A | 8.C1
AF0081:04 | SC | SB0472B212 | WHT | 20 | 22.B7 | SB0472:B2-12 | JB70 | 22.B1
AF0081:36 | SC | SB0472B211 | WHT | 20 | 22.B7 | SB0472:B2-11 | JB70 | 22.B1
AF0087:00 | SC | SH047114 | WHT | 20 | 21.A7 | SH0471:14 | JB70 | 21.A1
AF0087:01 | SC | SH047012 | WHT | 20 | 21.B7 | SH0470:12 | JB70 | 21.B1
AF0087:02 | SC | SB047112 | WHT | 20 | 21.D7 | SB0471:12 | JB70 | 21.D1
AF0087:03 | SC | SB047314 | WHT | 20 | 21.D7 | SB0473:14 | JB70 | 21.D1
AF0087:04 | SC | SB047414 | WHT | 20 | 22.A7 | SB0474:14 | JB70 | 22.A1
AF0087:05 | SC | SA047312 | WHT | 20 | 22.D7 | SA0473:12 | JB70 | 22.D1
AF0087:06 | SC | SA047314 | WHT | 20 | 22.D7 | SA0473:14 | JB70 | 22.D1
AF0087:07 | SC | SA0471B214 | WHT | 20 | 22.A7 | SA0471:B2-14 | JB70 | 22.A1
AF0087:08 | SC | SA0471B114 | WHT | 20 | 22.B7 | SA0471:B1-14 | JB70 | 22.B1
AF0087:12 | SC | SA0474B114 | WHT | 20 | 22.C7 | SA0474:B2-14 | JB70 | 22.C1
AF0087:13 | SC | SA0474B214 | WHT | 20 | 22.C7 | SA0474:B1-14 | JB70 | 22.C1
AF0087:32 | SC | SH047113 | WHT | 20 | 21.A7 | SH0471:13 | JB70 | 21.A1
AF0087:33 | SC | SH047011 | WHT | 20 | 21.B7 | SH0470:11 | JB70 | 21.B1
AF0087:34 | SC | SB047111 | WHT | 20 | 21.D7 | SB0471:11 | JB70 | 21.D1
AF0087:35 | SC | SB047313 | WHT | 20 | 21.D7 | SB0473:13 | JB70 | 21.D1
AF0087:36 | SC | SB047413 | WHT | 20 | 22.A7 | SB0474:13 | JB70 | 22.A1
AF0087:37 | SC | SA047311 | WHT | 20 | 22.D7 | SA0473:11 | JB70 | 22.D1
AF0087:38 | SC | SA047313 | WHT | 20 | 22.D7 | SA0473:13 | JB70 | 22.D1
AF0087:39 | SC | SA0471B213 | WHT | 20 | 22.A7 | SA0471:B2-13 | JB70 | 22.A1
AF0087:40 | SC | SA0471B113 | WHT | 20 | 22.B7 | SA0471:B1-13 | JB70 | 22.B1
AF0087:44 | SC | SA0474B113 | WHT | 20 | 22.C7 | SA0474:B2-13 | JB70 | 22.C1
AF0087:45 | SC | SA0474B213 | WHT | 20 | 22.C7 | SA0474:B1-13 | JB70 | 22.C1
AF0093:06 | SC | SH0470X2 | WHT | 20 | 21.B7 | SH0470:X2 | JB70 | 21.B1
AF0093:15 | SC | SH0471X2 | WHT | 20 | 21.A7 | SH0471:X2 | JB70 | 21.A1
AF0093:22 | SC | SH0470X1 | WHT | 20 | 21.B7 | SH0470:X1 | JB70 | 21.B1
AF0093:31 | SC | SH0471X1 | WHT | 20 | 21.A7 | SH0471:X1 | JB70 | 21.A1
PEG0130:4 | SC | PEG01304 | GRN/YEL | 14 | 23.D6 | AT1100:GND | JB70 | 23.D3
XT0134:3 | SC | 0V | WHT | 14 | 11.B3 | AT1100:NEG | JB70 | 23.D3
XT0137:1 | SC | ESTOPA | WHT | 20 | 22.B5 | SB0472:B1-11 | JB70 | 22.B1
XT0137:2 | SC | ESTOP | WHT | 20 | 22.B5 | SB0472:B1-12 | JB70 | 22.B1
XT0137:3 | SC | SH047111 | WHT | 20 | 21.A5 | SH0471:11 | JB70 | 21.A1
XT0137:4 | SC | SH047112 | WHT | 20 | 21.A5 | SH0471:12 | JB70 | 21.A1
XT0137:5 | SC | SH047013 | WHT | 20 | 21.B5 | SH0470:13 | JB70 | 21.B1
XT0137:6 | SC | SH047014 | WHT | 20 | 21.B5 | SH0470:14 | JB70 | 21.B1
AF0092:28 | WC5072 | HA04721 | 1 | 18 | 21.C6 | HA0472:BLK-1 | JB70 | 21.C1
AF0092:12 | WC5072 | HA04722 | 2 | 18 | 21.C6 | HA0472:BLK-2 | JB70 | 21.C1
XT0138:3 | SC | FU0136 | WHT | 14 | 11.A3 | FU1100:LI | JB70 RIGHT RAIL | 23.D4
AF0081:00 | SC | UA1200J21 | WHT | 20 | 13.A7 | KA0241:11 | PANEL B | 13.A5
AF0081:01 | SC | KA024314 | WHT | 20 | 13.B7 | KA0243:14 | PANEL B | 13.B6
AF0081:02 | SC | KA024524 | WHT | 20 | 13.B7 | KA0245:24 | PANEL B | 13.B6
AF0081:08 | SC | KA024214 | WHT | 20 | 13.C7 | KA0242:14 | PANEL B | 13.C6
AF0081:09 | SC | KA023924 | WHT | 20 | 13.A7 | KA0239:24 | PANEL B | 13.B6
AF0081:19 | SC | UA1200J27 | WHT | 20 | 14.C7 | UA1200:J2-7 | PANEL B | 14.B3
AF0081:33 | SC | KA024311 | WHT | 20 | 13.B7 | KA0243:11 | PANEL B | 13.B6
AF0081:34 | SC | KA024521 | WHT | 20 | 13.B7 | KA0245:21 | PANEL B | 13.B6
AF0081:41 | SC | KA023921 | WHT | 20 | 13.A7 | KA0239:21 | PANEL B | 13.B6
AF0083:SH | SC | IEG023011 | GRN | 14 | 8.B3 | IEG0230:11 | PANEL B | 8.B3
AF0092:13 | SC | 009213 | WHT | 20 | 21.C7 | XT0237:2 T2 | PANEL B | 21.C5
AF0093:09 | SC | 009309 | WHT | 20 | 31.B7 | KA0233:24 | PANEL B | 31.B5
AF0094:SH | SC | IEG02302 | GRN | 14 | 8.D4 | IEG0230:2 | PANEL B | 8.D4
AF0095:18 | SC | SV21202 | WHT | 20 | 51.B7 | XT0060:4 | PANEL B | 51.B5
GR0133: | SC | GR0133 | GRN | 14 | 4.A4 | IEG0230:12 | PANEL B | 4.A4
GR0134: | SC | GR0134 | GRN | 14 | 4.A4 | IEG0230:10 | PANEL B | 4.A4
KA0130:A2 | SC | UA1200J26 | WHT | 20 | 14.C5 | UA1200:J2-6 | PANEL B | 14.B3
KA0131:A1 | SC | KA0231A1 | WHT | 20 | 12.B6 | KA0242:11 | PANEL B | 13.C6
KA0134:A1 | SC | KA0134A1 | WHT | 20 | 12.C6 | AF0067:12 | PANEL B | 67.D7
KA0141:21 | SC | KT0146A1 | WHT | 20 | 12.B2 | KA0241:21 | PANEL B | 12.B2
KA0141:24 | SC | FU0139 | WHT | 20 | 12.B2 | KA0241:24 | PANEL B | 12.B2
KA0221:11 | SC | KA022111 | WHT | 20 | 51.B6 | KA0235:24 | PANEL B | 51.B5
KA0221:A1 | SC | 007602 | WHT | 20 | 51.B6 | AF0076:02 | PANEL B | 51.B7
KA0221:A2 | SC | 007618 | WHT | 20 | 51.B6 | AF0076:18 | PANEL B | 51.B7
KT0145:A1 | SC | KA024412 | WHT | 20 | 12.B6 | KA0244:12 | PANEL B | 13.D4
KT0146:15 | SC | KT014615 | WHT | 20 | 13.C6 | AF0076:10 | PANEL B | 13.C7
KT0146:18 | SC | KA024214 | WHT | 20 | 13.C6 | KA0231:14 | PANEL B | 13.C6
KT0146:A2 | SC | KT0146A2 | WHT | 20 | 12.B2 | AF0076:29 | PANEL B | 12.B2
KT0146:B1 | SC | KT0146B1 | WHT | 20 | 12.B2 | AF0076:13 | PANEL B | 12.B2
XT0085:1 | SC | FU0210 | WHT | 16 | 10.C6 | XT0233:2 | PANEL B | 11.C4
XT0085:2 | SC | 007405 | WHT | 20 | 10.C6 | AF0074:05 | PANEL B | 10.C7
XT0085:3 | SC | 0V | WHT | 16 | 10.D6 | XT0235:2 | PANEL B | 11.D4
XT0085:3 | SC | 0V | WHT | 20 | 10.D6 | AF0074:21 | PANEL B | 10.C7
XT0134:4 | SC | 0V | WHT | 12 | 11.B3 | XT0235:1 | PANEL B | 11.D4
XT0135:1 | SC | 0V | WHT | 14 | 11.B4 | KA1020:24 | PANEL B | 28.A5
XT0135:2 | SC | 0V | WHT | 16 | 11.B4 | UJ1100:24V(-) | PANEL B | 23.C3
XT0135:3 | SC | 0V | WHT | 20 | 11.B4 | XT1961:2 | PANEL B | 44.C5
XT0136:1 | SC | FU0139 | WHT | 20 | 12.A2 | XT0240:12 | PANEL B | 13.C4
XT0136:3 | SC | 0V | WHT | 14 | 12.A2 | XT0240:10 | PANEL B | 13.D3
XT0136:6 | SC | PS32004 | WHT | 20 | 64.D5 | KA0240:11 | PANEL B | 64.D6
XT0136:7 | SC | UF1300 | WHT | 20 | 64.D6 | KA0240:14 | PANEL B | 64.D6
XT0137:1 | SC | ESTOPA | WHT | 20 | 22.B5 | XT0240:3 | PANEL B | 13.A3
XT0137:2 | SC | ESTOP | WHT | 20 | 22.B5 | XT0240:4 | PANEL B | 13.A3
XT0138:4 | SC | FU0136 | WHT | 12 | 11.B3 | FU0210:LI | PANEL B | 11.C4
XT0139:1 | SC | FU0137 | WHT | 16 | 11.A4 | FU1101:LI | PANEL B | 23.C3
XT0139:3 | SC | FU0137 | WHT | 14 | 11.B4 | FU0211:LI | PANEL B | 11.B4
XT0139:3 | SC | FU0137 | WHT | 14 | 11.B4 | FU0960:LI | PANEL B | 11.B5
XT0139:4 | SC | KA0231A1 | WHT | 20 | 13.D6 | KA0230:A1 | PANEL B | 13.D6
AU0080:L2 | WC0008 | AU0080L2 | ENET | CABLE | 8.A1 | AU0070:L1 | PANEL B | 9.A2
FU0010:LD | SC | FU0010 | WHT | 14 | 11.A5 | UV0600:(+) | PLC PANEL | 5.B2
XT0135:1 | SC | 0V | WHT | 14 | 11.B4 | UV0600:(-) | PLC PANEL | 5.B2
AU0090:L1 | WC0003 | AP0603L2 | ENET | CABLE | 8.C1 | AP0603:L2 | PLC PANEL | 5.A3
XT0134:4 | WC8034 | 0V | 2 | 12 | 11.B3 | XT0110:2 | TURBINE VIBRATION PANEL | 16.A5
XT0138:4 | WC8034 | FU0136 | 1 | 12 | 11.B3 | XT0110:1 | TURBINE VIBRATION PANEL | 16.A5
XT0139:4 | WC8034 | KA0231A1 | 3 | 12 | 13.D6 | XT0110:5 | TURBINE VIBRATION PANEL | 16.B5
SolarTools ver. 24.0.84.24712 (Jul 31, 2025)
Report date: 4/13/2026 4:11 PM

## PANEL B
PANEL B
JB70
Project # | 4L861
Project Name | ENB-SUN
Revision | B.4
Controls DE | J. PECACHE
Phone: | 0
Controls ME | S. LOZA
Phone:
From | [5 empty] | To
Device ID | Cable (W) Conductor (SC) Jumper Clip (JC) | Wire No. | Wire ID | Gauge/Size | Page/Zone | Device ID | Location | Page/Zone
XT0060:1 | JC | 0V | CLIP | --- | 9.D1 | XT0060:2 | PANEL B | 9.D1
XT0233:1 | JC | FU0210 | CLIP | --- | 11.C4 | XT0233:2 | PANEL B | 11.C4
XT0233:2 | JC | FU0210 | CLIP | --- | 11.C4 | XT0233:3 | PANEL B | 11.C4
XT0235:1 | JC | 0V | CLIP | --- | 11.D4 | XT0235:2 | PANEL B | 11.D4
XT0235:2 | JC | 0V | CLIP | --- | 11.D4 | XT0235:3 | PANEL B | 11.D4
XT0240:11 | JC | FU0139 | CLIP | --- | 13.C4 | XT0240:12 | PANEL B | 13.C4
XT0240:9 | JC | 0V | CLIP | --- | 13.D3 | XT0240:10 | PANEL B | 13.D3
XT0291:1 | JC | UJ100(-) | CLIP | --- | 23.C2 | XT0291:2 | PANEL B | 23.C2
XT0292:1 | JC | UJ1100(+) | CLIP | --- | 23.D2 | XT0292:2 | PANEL B | 23.D2
AF0061:02 | SC | 006102 | WHT | 20 | 29.B7 | KA0233:14 | PANEL B | 29.B5
AF0061:14 | SC | 006114 | WHT | 20 | 30.B7 | KA0234:14 | PANEL B | 30.B5
AF0061:COM | SC | 0V | WHT | 14 | 9.C2 | XT0060:2 | PANEL B | 9.D1
AF0061:J | SC | * |  |  | 9.C2 | AF0062:P | PANEL B | 9.C3
AF0061:V+ | SC | FU0061 | WHT | 14 | 9.C2 | FU0061:LD | PANEL B | 9.D1
AF0062:00 | SC | 006200 | WHT | 20 | 52.A7 | KA0222:14 | PANEL B | 52.A6
AF0062:16 | SC | SV21242 | WHT | 20 | 52.A7 | XT0060:6 | PANEL B | 52.A5
AF0062:COM | SC | 0V | WHT | 14 | 9.C3 | XT0060:2 | PANEL B | 9.D1
AF0062:J | SC | * |  |  | 9.C3 | AF0063:P | PANEL B | 9.C3
AF0062:V+ | SC | FU0062 | WHT | 14 | 9.C3 | FU0062:LD | PANEL B | 9.D1
AF0063:COM | SC | AF0063N | WHT | 16 | 9.C3 | AF0064:COM | PANEL B | 9.C4
AF0063:COM | SC | AU0060N | WHT | 16 | 9.C3 | AU0060:COM | PANEL B | 9.C2
AF0063:J | SC | * |  |  | 9.C3 | AF0064:P | PANEL B | 9.C4
AF0063:V+ | SC | AF0063P | WHT | 16 | 9.C3 | AF0064:V+ | PANEL B | 9.C4
AF0063:V+ | SC | AU0060P | WHT | 16 | 9.C3 | AU0060:V+ | PANEL B | 9.C2
AF0064:COM | SC | AF0064N | WHT | 16 | 9.C4 | AF0065:COM | PANEL B | 9.C5
AF0064:J | SC | * |  |  | 9.C4 | AF0065:P | PANEL B | 9.C5
AF0064:SH | SC | AF0064G | GRN | 14 | 9.C4 | AF0065:SH | PANEL B | 9.C5
AF0064:SH | SC | IEG02304 | GRN | 14 | 9.C4 | IEG0230:4 | PANEL B | 9.D4
AF0064:V+ | SC | AF0064P | WHT | 16 | 9.C4 | AF0065:V+ | PANEL B | 9.C5
AF0065:COM | SC | AF0065N | WHT | 16 | 9.C5 | AF0068:COM | PANEL B | 9.C6
AF0065:J | SC | * |  |  | 9.C5 | AF0066:P | PANEL B | 9.C5
AF0065:SH | SC | AF0065G | GRN | 14 | 9.C5 | AF0066:SH | PANEL B | 9.C5
AF0065:V+ | SC | AF0065P | WHT | 16 | 9.C5 | AF0068:V+ | PANEL B | 9.C6
AF0066:COM | SC | 0V | WHT | 14 | 9.C5 | XT0060:2 | PANEL B | 9.D1
AF0066:J | SC | * |  |  | 9.C5 | AF0067:P | PANEL B | 9.C6
AF0066:SH | SC | AF0066G | GRN | 14 | 9.C5 | AF0068:SH | PANEL B | 9.C6
AF0066:V+ | SC | FU0063 | WHT | 16 | 9.C5 | FU0063:LD | PANEL B | 9.D1
AF0067:COM | SC | 0V | WHT | 14 | 9.C6 | XT0060:2 | PANEL B | 9.D1
AF0067:J | SC | * |  |  | 9.C6 | AF0068:P | PANEL B | 9.C6
AF0067:V+ | SC | FU0064 | WHT | 16 | 9.C6 | FU0064:LD | PANEL B | 9.D1
AF0068:SH | SC | AU0060G | GRN | 14 | 9.C6 | AU0060:GND | PANEL B | 9.C2
AF0071:COM | SC | AF0071N | WHT | 16 | 9.B2 | AF0072:COM | PANEL B | 9.A3
AF0071:COM | SC | AU0070N | WHT | 16 | 9.B2 | AU0070:COM | PANEL B | 9.A2
AF0071:J | SC | * |  |  | 9.B2 | AF0072:P | PANEL B | 9.A3
AF0071:SH | SC | AF0071G | GRN | 14 | 9.B2 | AF0072:SH | PANEL B | 9.A3
AF0071:SH | SC | IEG02305 | GRN | 14 | 9.B2 | IEG0230:5 | PANEL B | 9.B2
AF0071:V+ | SC | AF0071P | WHT | 16 | 9.B2 | AF0072:V+ | PANEL B | 9.A3
AF0071:V+ | SC | AU0070P | WHT | 16 | 9.B2 | AU0070:V+ | PANEL B | 9.A2
AF0072:COM | SC | AF0072N | WHT | 16 | 9.A3 | AF0073:COM | PANEL B | 9.B3
AF0072:J | SC | * |  |  | 9.A3 | AF0073:P | PANEL B | 9.B3
AF0072:SH | SC | AF0072G | GRN | 14 | 9.A3 | AF0073:SH | PANEL B | 9.B3
AF0072:V+ | SC | AF0072P | WHT | 16 | 9.A3 | AF0073:V+ | PANEL B | 9.B3
AF0073:COM | SC | AF0073N | WHT | 16 | 9.B3 | AF0074:COM | PANEL B | 9.B4
AF0073:J | SC | * |  |  | 9.B3 | AF0074:P | PANEL B | 9.B4
AF0073:SH | SC | AF0073G | GRN | 14 | 9.B3 | AF0074:SH | PANEL B | 9.B4
AF0073:V+ | SC | AF0073P | WHT | 16 | 9.B3 | AF0074:V+ | PANEL B | 9.B4
AF0074:COM | SC | AF0074N | WHT | 16 | 9.B4 | AF0075:COM | PANEL B | 9.A5
AF0074:J | SC | * |  |  | 9.B4 | AF0075:P | PANEL B | 9.A5
AF0074:SH | SC | AF0074G | GRN | 14 | 9.B4 | AF0075:SH | PANEL B | 9.A5
AF0074:V+ | SC | AF0074P | WHT | 16 | 9.B4 | AF0075:V+ | PANEL B | 9.A5
AF0075:COM | SC | AF0075N | WHT | 16 | 9.A5 | AF0077:COM | PANEL B | 9.B6
AF0075:J | SC | * |  |  | 9.A5 | AF0076:P | PANEL B | 9.A5
AF0075:SH | SC | AF0075G | GRN | 14 | 9.A5 | AF0077:SH | PANEL B | 9.B6
AF0075:V+ | SC | AF0075P | WHT | 16 | 9.A5 | AF0077:V+ | PANEL B | 9.B6
AF0076:00 | SC | 007600 | WHT | 20 | 47.B7 | KA0237:14 | PANEL B | 47.B5
AF0076:01 | SC | 007601 | WHT | 20 | 49.B7 | KA0237:24 | PANEL B | 49.B5
AF0076:04 | SC | 007604 | WHT | 20 | 52.A7 | KA0222:A1 | PANEL B | 52.A6
AF0076:05 | SC | 007605 | WHT | 20 | 24.D6 | KA0224:A1 | PANEL B | 24.D6
AF0076:08 | SC | 007608 | WHT | 20 | 23.A7 | KA1020:A1 | PANEL B | 23.A5
AF0076:11 | SC | UA1200J14 | WHT | 20 | 14.C7 | UA1200:J1-4 | PANEL B | 14.B3
AF0076:12 | SC | 007612 | WHT | 20 | 14.C7 | XT0237:1 B2 | PANEL B | 14.C5
AF0076:20 | SC | 007620 | WHT | 20 | 52.A7 | KA0222:A2 | PANEL B | 52.A6
AF0076:21 | SC | 007621 | WHT | 20 | 24.D6 | KA0224:A2 | PANEL B | 24.D6
AF0076:24 | SC | 007624 | WHT | 20 | 23.A7 | KA1020:A2 | PANEL B | 23.A5
AF0076:26 | SC | KA0231A2 | WHT | 20 | 13.C7 | KA0231:A2 | PANEL B | 13.C6
AF0076:COM | SC | 0V | WHT | 14 | 9.A5 | XT0070:1 | PANEL B | 9.B1
AF0076:J | SC | * |  |  | 9.A5 | AF0077:P | PANEL B | 9.B6
AF0076:V+ | SC | FU0071 | WHT | 16 | 9.A5 | FU0071:LD | PANEL B | 9.B1
AF0077:SH | SC | AU0070G | GRN | 14 | 9.B6 | AU0070:GND | PANEL B | 9.A2
XT0240:3 | SC | JW1 | CLIP | -- | 13.A3 | XT0240:2 | PANEL B | 13.A3
XT0240:2 | SC | JP0 | VIO | 20 | 13.A3 | XT0240:1 | PANEL B | 13.A3
AT0680:NEG | SC | 0V | WHT | 14 | 7.B4 | XT0680:2 | PANEL B | 7.B3
AT0680:POS | SC | AT0680POS | WHT | 14 | 7.B4 | XT0680:1 | PANEL B | 7.B3
AU0060:COM | SC | 0V | WHT | 14 | 9.C2 | XT0060:1 | PANEL B | 9.D1
AU0060:V+ | SC | FU0060 | WHT | 14 | 9.C2 | FU0060:LD | PANEL B | 9.C1
AU0070:COM | SC | 0V | WHT | 14 | 9.A2 | XT0070:1 | PANEL B | 9.B1
AU0070:V+ | SC | FU0070 | WHT | 16 | 9.A2 | FU0070:LD | PANEL B | 9.B1
BA1100:NEG | SC | UJ100(-) | WHT | 16 | 23.D1 | XT0291:2 | PANEL B | 23.C2
BA1100:POS | SC | UJ1100(+) | WHT | 16 | 23.D1 | XT0292:2 | PANEL B | 23.D2
FU0060:LI | SC | FU0210 | WHT | 14 | 9.C1 | XT0233:1 | PANEL B | 11.C4
FU0060:LI | SC | FU0210 | WHT | 14 | 9.C1 | FU0061:LI | PANEL B | 9.D1
FU0061:LI | SC | FU0210 | WHT | 14 | 9.D1 | FU0062:LI | PANEL B | 9.D1
FU0062:LI | SC | FU0210 | WHT | 14 | 9.D1 | FU0063:LI | PANEL B | 9.D1
FU0063:LI | SC | FU0210 | WHT | 14 | 9.D1 | FU0064:LI | PANEL B | 9.D1
FU0070:LI | SC | FU0210 | WHT | 14 | 9.B1 | XT0233:2 | PANEL B | 11.C4
FU0070:LI | SC | FU0210 | WHT | 14 | 9.B1 | FU0071:LI | PANEL B | 9.B1
FU0210:LD | SC | FU0210 | WHT | 12 | 11.C4 | XT0233:1 | PANEL B | 11.C4
FU0211:LD | SC | FU0211 | WHT | 14 | 11.B4 | KA1020:14 | PANEL B | 28.A5
FU0212:LD | SC | FU0212 | WHT | 16 | 11.C5 | KA0248:21 | PANEL B | 14.C6
FU0212:LD | SC | FU0212 | WHT | 16 | 11.C5 | XT0233:4 | PANEL B | 14.D5
FU0212:LI | SC | FU0210 | WHT | 14 | 11.C5 | XT0233:1 | PANEL B | 11.C4
FU0680:LD | SC | AT0680POS | WHT | 14 | 7.B2 | XT0680:1 | PANEL B | 7.B3
FU0680:LI | SC | FU0210 | WHT | 14 | 7.B2 | XT0233:3 | PANEL B | 11.C4
FU0960:LD | SC | FU0960 | WHT | 14 | 11.B5 | XT1961:1 | PANEL B | 44.C5
FU1101:LD | SC | FU1101 | WHT | 14 | 23.C3 | UJ1100:24V(+) | PANEL B | 23.C3
GR0231: | SC | GR0231 | GRN | 14 | 4.A3 | IEG0230:9 | PANEL B | 4.A3
GR0232: | SC | GR0232 | GRN/YEL | 14 | 4.A3 | FRAME | PANEL B | 4.A3
GR0233: | SC | IEG02303 | GRN | 14 | 9.B4 | IEG0230:3 | PANEL B | 9.B3
IEG0230:7 | SC | IEG02307 | GRN | 14 | 44.D6 | IEG1960: | PANEL B | 44.D5
IEG0230:8 | SC | IEG02308 | GRN | 16 | 14.D6 | UA1200:J3-4 | PANEL B | 14.B3
KA0222:11 | SC | KA022211 | WHT | 20 | 52.A6 | KA0236:24 | PANEL B | 52.A5
KA0230:A1 | SC | KA0231A1 | WHT | 20 | 13.D6 | KA0234:A1 | PANEL B | 13.D6
KA0231:11 | SC | KA0231A1 | WHT | 20 | 13.C6 | KA0231:A1 | PANEL B | 13.C6
KA0231:11 | SC | KA0231A1 | WHT | 20 | 13.C6 | KA0242:11 | PANEL B | 13.C6
KA0231:14 | SC | KA024214 | WHT | 20 | 13.C6 | KA0242:14 | PANEL B | 13.C6
KA0231:21 | SC | KA023121 | WHT | 20 | 13.A4 | KA0245:14 | PANEL B | 13.A4
KA0231:A1 | SC | KA0231A1 | WHT | 20 | 13.C6 | KA0232:A1 | PANEL B | 13.D6
KA0231:A2 | SC | KA0231A2 | WHT | 20 | 13.C6 | KA0232:A2 | PANEL B | 13.D6
KA0232:A1 | SC | KA0231A1 | WHT | 20 | 13.D6 | KA0233:A1 | PANEL B | 13.D6
KA0232:A2 | SC | KA0231A2 | WHT | 20 | 13.D6 | KA0233:A2 | PANEL B | 13.D6
KA0233:A1 | SC | KA0231A1 | WHT | 20 | 13.D6 | KA0234:A1 | PANEL B | 13.D6
KA0233:A2 | SC | KA0231A2 | WHT | 20 | 13.D6 | KA0234:A2 | PANEL B | 13.D6
KA0234:A2 | SC | KA0231A2 | WHT | 20 | 13.D6 | KA0230:A2 | PANEL B | 13.D6
KA0235:11 | SC | UA1200J21 | WHT | 20 | 13.A5 | KA0241:11 | PANEL B | 13.A5
KA0235:11 | SC | UA1200J21 | WHT | 20 | 13.A5 | XT0060:3 | PANEL B | 14.D5
KA0235:14 | SC | KA024114 | WHT | 20 | 13.A5 | KA0241:14 | PANEL B | 13.A5
KA0235:A1 | SC | ESTOP | WHT | 20 | 13.A2 | XT0240:4 | PANEL B | 13.A3
KA0235:A1 | SC | ESTOP | WHT | 20 | 13.A2 | KA0236:A1 | PANEL B | 13.B2
KA0236:11 | SC | FU0139 | WHT | 20 | 13.D4 | KA0244:11 | PANEL B | 13.D4
KA0236:11 | SC | FU0139 | WHT | 20 | 13.D4 | XT0240:12 | PANEL B | 13.C4
KA0236:12 | SC | KA023612 | WHT | 20 | 13.D4 | XT0240:13 | PANEL B | 13.D4
KA0236:A1 | SC | ESTOP | WHT | 20 | 13.B2 | KA0237:A1 | PANEL B | 13.B2
KA0236:A2 | SC | 0V | WHT | 20 | 13.B2 | KA0235:A2 | PANEL B | 13.A2
KA0236:A2 | SC | 0V | WHT | 20 | 13.B2 | KA0237:A2 | PANEL B | 13.B2
KA0237:A1 | SC | ESTOP | WHT | 20 | 13.B2 | KA0238:A1 | PANEL B | 13.B2
KA0237:A2 | SC | 0V | WHT | 20 | 13.B2 | KA0238:A2 | PANEL B | 13.B2
KA0238:A1 | SC | ESTOP | WHT | 20 | 13.B2 | KA0239:A1 | PANEL B | 13.B2
KA0238:A2 | SC | 0V | WHT | 20 | 13.B2 | KA0239:A2 | PANEL B | 13.B2
KA0239:A1 | SC | ESTOP | WHT | 20 | 13.B2 | KA0240:A1 | PANEL B | 13.B2
KA0239:A2 | SC | 0V | WHT | 20 | 13.B2 | KA0240:A2 | PANEL B | 13.B2
KA0240:A1 | SC | ESTOP | WHT | 20 | 13.B2 | KA0248:A1 | PANEL B | 13.C2
KA0240:A2 | SC | 0V | WHT | 20 | 13.B2 | KA0248:A2 | PANEL B | 13.C2
KA0241:14 | SC | KA024114 | WHT | 20 | 13.A5 | KA0231:24 | PANEL B | 13.A4
KA0241:A1 | SC | KA0241A1 | WHT | 20 | 13.C2 | KA0242:A1 | PANEL B | 13.C2
KA0241:A1 | SC | KA0241A1 | WHT | 20 | 13.C2 | XT0240:6 | PANEL B | 13.C3
KA0241:A2 | SC | 0V | WHT | 20 | 13.C2 | KA0242:A2 | PANEL B | 13.C2
KA0241:A2 | SC | 0V | WHT | 20 | 13.C2 | KA0250:A2 | PANEL B | 13.C2
KA0242:21 | SC | 024221 | WHT | 20 | 14.C6 | XT0237:1 T2 | PANEL B | 14.C5
KA0242:24 | SC | 024822 | WHT | 20 | 14.C6 | KA0248:22 | PANEL B | 14.C6
KA0242:A2 | SC | 0V | WHT | 20 | 13.C2 | KA0243:A2 | PANEL B | 13.C2
KA0243:21 | SC | ESTOPC | WHT | 20 | 13.A3 | XT0240:1 | PANEL B | 13.A3
KA0243:24 | SC | KA024511 | WHT | 20 | 13.A3 | KA0245:11 | PANEL B | 13.A4
KA0243:A1 | SC | KA0243A1 | WHT | 20 | 13.C2 | KA0244:A1 | PANEL B | 13.D2
KA0243:A1 | SC | KA0243A1 | WHT | 20 | 13.C2 | XT0240:7 | PANEL B | 13.C3
KA0243:A2 | SC | 0V | WHT | 20 | 13.C2 | KA0244:A2 | PANEL B | 13.D2
KA0244:A1 | SC | KA0243A1 | WHT | 20 | 13.D2 | KA0246:A1 | PANEL B | 13.D2
KA0244:A2 | SC | 0V | WHT | 20 | 13.D2 | KA0246:A2 | PANEL B | 13.D2
KA0245:A1 | SC | KA0245A1 | WHT | 20 | 13.D2 | KA0249:A1 | PANEL B | 13.D2
KA0245:A1 | SC | KA0245A1 | WHT | 20 | 13.D2 | XT0240:8 | PANEL B | 13.D3
KA0245:A2 | SC | 0V | WHT | 20 | 13.D2 | KA0249:A2 | PANEL B | 13.D2
KA0245:A2 | SC | 0V | WHT | 20 | 13.D2 | KA0247:A2 | PANEL B | 13.D2
KA0246:A1 | SC | KA0243A1 | WHT | 20 | 13.D2 | KA0247:A1 | PANEL B | 13.D2
KA0246:A2 | SC | 0V | WHT | 20 | 13.D2 | KA0247:A2 | PANEL B | 13.D2
KA0248:A1 | SC | ESTOP | WHT | 20 | 13.C2 | KA0250:A1 | PANEL B | 13.C2
KA0248:A2 | SC | 0V | WHT | 20 | 13.C2 | KA0250:A2 | PANEL B | 13.C2
KA0249:A2 | SC | 0V | WHT | 20 | 13.D2 | XT0240:10 | PANEL B | 13.D3
UA1200:J1-10 | SC | FU0212 | WHT | 20 | 14.B3 | XT0233:4 | PANEL B | 14.D5
UA1200:J1-5 | SC | UA1200J15 | WHT | 20 | 14.B3 | XT0237:1 B1 | PANEL B | 14.C5
UA1200:J1-8 | SC | UA1200J | WHT | 20 | 58.B6 | UA1200:J3-5 | PANEL B | 58.B6
UA1200:J1-9 | SC | 0V | WHT | 20 | 14.B3 | XT0235:4 | PANEL B | 14.D5
UA1200:J2-1 | SC | UA1200J21 | WHT | 20 | 14.B3 | XT0060:3 | PANEL B | 14.D5
UA1200:J2-2 | SC | FU0212 | WHT | 20 | 14.B3 | XT0233:4 | PANEL B | 14.D5
UJ1100:OUT1(-) | SC | UJ100(-) | WHT | 16 | 23.C3 | XT0291:1 | PANEL B | 23.C2
UJ1100:OUT1(+) | SC | UJ1100(+) | WHT | 16 | 23.C3 | XT0292:1 | PANEL B | 23.D2
XT0070:1 | SC | 0V | WHT | 14 | 9.B1 | XT0235:1 | PANEL B | 11.D4
XT0235:1 | SC | 0V | WHT | 14 | 11.D4 | XT0060:1 | PANEL B | 9.D1
XT0235:4 | SC | 0V | WHT | 16 | 14.D5 | XT0235:2 | PANEL B | 11.D4
XT0236:1 | SC | FU0139 | WHT | 20 | 21.B5 | XT0240:11 | PANEL B | 13.C4
XT0236:2 | SC | KA0241A1 | WHT | 20 | 21.B5 | XT0240:6 | PANEL B | 13.C3
XT0236:3 | SC | 0V | WHT | 20 | 21.C5 | XT0240:9 | PANEL B | 13.D3
XT0237:2 B2 | SC | KA023612 | WHT | 20 | 21.C5 | XT0240:13 | PANEL B | 13.D4
XT0680:2 | SC | 0V | WHT | 14 | 7.B3 | XT0235:3 | PANEL B | 11.D4
AU0060:L1 | WC0007 | AU0070L2 | ENET | CABLE | 9.C2 | AU0070:L2 | PANEL B | 9.A2
AD0605:2 | WC1964 | UA19608 | RED | 20 | 44.B5 | XT1960:1 | PANEL B | 44.C5
AD0605:3 | WC1964 | UA19609 | CLR | 20 | 44.B5 | XT1960:2 | PANEL B | 44.C5
AD0605:5 | WC1964 | UA19605 | BLK | 20 | 44.B5 | XT1960:3 | PANEL B | 44.C5
IEG1960: | WC1964 | UA1960S | SH | 20 | 44.C5 | XT1960:4 | PANEL B | 44.C5
AF0065:12 | WC4524 | UA1200J13 | CLR | 20 | 14.B7 | UA1200:J1-3 | PANEL B | 14.B3
AF0065:28 | WC4524 | UA1200J11 | BLK | 20 | 14.B7 | UA1200:J1-1 | PANEL B | 14.B3
AF0065:60 | WC4524 | UA1200S | SH | 20 | 14.B7 | FLOATING | PANEL B | 14.B3
XT0236:1 | SC | FU0139 | WHT | 20 | 21.B5 | SH0472:13 | JB70 | 21.B1
XT0236:2 | SC | KA0241A1 | WHT | 20 | 21.B5 | SH0472:14 | JB70 | 21.B1
XT0236:3 | SC | 0V | WHT | 20 | 21.C5 | SH0472:X1 | JB70 | 21.C1
XT0236:4 | SC | SH047211 | WHT | 20 | 21.C5 | SH0472:11 | JB70 | 21.C1
XT0236:5 | SC | SH047212 | WHT | 20 | 21.C5 | SH0472:12 | JB70 | 21.C1
XT0237:2 B1 | SC | SH0472X2 | WHT | 20 | 21.C5 | SH0472:X2 | JB70 | 21.C1
BA1100:DEVICE | WC0101 | BA1100ENET | ENET | CABLE | 23.D1 | AT1100:L1 | JB70 | 23.D3
AF0067:12 | SC | KA0134A1 | WHT | 20 | 67.D7 | KA0134:A1 | PANEL A | 12.C6
AF0074:05 | SC | 007405 | WHT | 20 | 10.C7 | XT0085:2 | PANEL A | 10.C6
AF0074:21 | SC | 0V | WHT | 20 | 10.C7 | XT0085:3 | PANEL A | 10.D6
AF0076:02 | SC | 007602 | WHT | 20 | 51.B7 | KA0221:A1 | PANEL A | 51.B6
AF0076:10 | SC | KT014615 | WHT | 20 | 13.C7 | KT0146:15 | PANEL A | 13.C6
AF0076:13 | SC | KT0146B1 | WHT | 20 | 12.B2 | KT0146:B1 | PANEL A | 12.B2
AF0076:18 | SC | 007618 | WHT | 20 | 51.B7 | KA0221:A2 | PANEL A | 51.B6
AF0076:29 | SC | KT0146A2 | WHT | 20 | 12.B2 | KT0146:A2 | PANEL A | 12.B2
FU0210:LI | SC | FU0136 | WHT | 12 | 11.C4 | XT0138:4 | PANEL A | 11.B3
FU0211:LI | SC | FU0137 | WHT | 14 | 11.B4 | XT0139:3 | PANEL A | 11.B4
FU0960:LI | SC | FU0137 | WHT | 14 | 11.B5 | XT0139:3 | PANEL A | 11.B4
FU1101:LI | SC | FU0137 | WHT | 16 | 23.C3 | XT0139:1 | PANEL A | 11.A4
IEG0230:10 | SC | GR0134 | GRN | 14 | 4.A4 | GR0134: | PANEL A | 4.A4
IEG0230:11 | SC | IEG023011 | GRN | 14 | 8.B3 | AF0083:SH | PANEL A | 8.B3
IEG0230:12 | SC | GR0133 | GRN | 14 | 4.A4 | GR0133: | PANEL A | 4.A4
IEG0230:2 | SC | IEG02302 | GRN | 14 | 8.D4 | AF0094:SH | PANEL A | 8.D4
KA0230:A1 | SC | KA0231A1 | WHT | 20 | 13.D6 | XT0139:4 | PANEL A | 13.D6
KA0231:14 | SC | KA024214 | WHT | 20 | 13.C6 | KT0146:18 | PANEL A | 13.C6
KA0233:24 | SC | 009309 | WHT | 20 | 31.B5 | AF0093:09 | PANEL A | 31.B7
KA0235:24 | SC | KA022111 | WHT | 20 | 51.B5 | KA0221:11 | PANEL A | 51.B6
KA0239:21 | SC | KA023921 | WHT | 20 | 13.B6 | AF0081:41 | PANEL A | 13.A7
KA0239:24 | SC | KA023924 | WHT | 20 | 13.B6 | AF0081:09 | PANEL A | 13.A7
KA0240:11 | SC | PS32004 | WHT | 20 | 64.D6 | XT0136:6 | PANEL A | 64.D5
KA0240:14 | SC | UF1300 | WHT | 20 | 64.D6 | XT0136:7 | PANEL A | 64.D6
KA0241:11 | SC | UA1200J21 | WHT | 20 | 13.A5 | AF0081:00 | PANEL A | 13.A7
KA0241:21 | SC | KT0146A1 | WHT | 20 | 12.B2 | KA0141:21 | PANEL A | 12.B2
KA0241:24 | SC | FU0139 | WHT | 20 | 12.B2 | KA0141:24 | PANEL A | 12.B2
KA0242:11 | SC | KA0231A1 | WHT | 20 | 13.C6 | KA0131:A1 | PANEL A | 12.B6
KA0242:14 | SC | KA024214 | WHT | 20 | 13.C6 | AF0081:08 | PANEL A | 13.C7
KA0243:11 | SC | KA024311 | WHT | 20 | 13.B6 | AF0081:33 | PANEL A | 13.B7
KA0243:14 | SC | KA024314 | WHT | 20 | 13.B6 | AF0081:01 | PANEL A | 13.B7
KA0244:12 | SC | KA024412 | WHT | 20 | 13.D4 | KT0145:A1 | PANEL A | 12.B6
KA0245:21 | SC | KA024521 | WHT | 20 | 13.B6 | AF0081:34 | PANEL A | 13.B7
KA0245:24 | SC | KA024524 | WHT | 20 | 13.B6 | AF0081:02 | PANEL A | 13.B7
KA1020:24 | SC | 0V | WHT | 14 | 28.A5 | XT0135:1 | PANEL A | 11.B4
UA1200:J2-6 | SC | UA1200J26 | WHT | 20 | 14.B3 | KA0130:A2 | PANEL A | 14.C5
UA1200:J2-7 | SC | UA1200J27 | WHT | 20 | 14.B3 | AF0081:19 | PANEL A | 14.C7
UJ1100:24V(-) | SC | 0V | WHT | 16 | 23.C3 | XT0135:2 | PANEL A | 11.B4
XT0060:4 | SC | SV21202 | WHT | 20 | 51.B5 | AF0095:18 | PANEL A | 51.B7
XT0233:2 | SC | FU0210 | WHT | 16 | 11.C4 | XT0085:1 | PANEL A | 10.C6
XT0235:1 | SC | 0V | WHT | 12 | 11.D4 | XT0134:4 | PANEL A | 11.B3
XT0235:2 | SC | 0V | WHT | 16 | 11.D4 | XT0085:3 | PANEL A | 10.D6
XT0237:2 T2 | SC | 009213 | WHT | 20 | 21.C5 | AF0092:13 | PANEL A | 21.C7
XT0240:10 | SC | 0V | WHT | 14 | 13.D3 | XT0136:3 | PANEL A | 12.A2
XT0240:12 | SC | FU0139 | WHT | 20 | 13.C4 | XT0136:1 | PANEL A | 12.A2
XT0240:3 | SC | ESTOPA | WHT | 20 | 13.A3 | XT0137:1 | PANEL A | 22.B5
XT0240:4 | SC | ESTOP | WHT | 20 | 13.A3 | XT0137:2 | PANEL A | 22.B5
XT1961:2 | SC | 0V | WHT | 20 | 44.C5 | XT0135:3 | PANEL A | 11.B4
AU0070:L1 | WC0008 | AU0080L2 | ENET | CABLE | 9.A2 | AU0080:L2 | PANEL A | 8.A1
IEG0230:1 | SC | IEG02301 | GRN | 12 | 5.B6 | AR0600:IE2 | PLC PANEL | 5.A1
IEG0230:6 | SC | IEG02306 | GRN | 14 | 44.D5 | UA1960: | PLC PANEL | 44.B4
XT1961:1 | SC | FU0960 | WHT | 14 | 44.C5 | UA1960:1 | PLC PANEL | 44.B4
XT1961:2 | SC | 0V | WHT | 14 | 44.C5 | UA1960:4 | PLC PANEL | 44.B4
BA1100:L2 | WC0010 | BA1100L2 | ENET | CABLE | 23.D1 | AP0602:L1 | PLC PANEL | 5.A3
AT0680:LAN1 | WC0680 | AT0680LAN1 | ENET | CABLE | 7.B4 | AP0609:L1 | PLC PANEL | 5.A6
XT1963:3 | WC19611 | ASY19600S1 | SH | 20 | 44.C3 | FLOATING | PLC PANEL | 44.C4
XT1963:1 | WC19611 | ASY196001 | CLR | 20 | 44.C3 | UA1960:1 | PLC PANEL | 44.B4
XT1963:2 | WC19611 | ASY196002 | BLK | 20 | 44.C3 | UA1960:2 | PLC PANEL | 44.B4
XT1963:7 | WC19621 | ASY19600S2 | SH | 20 | 44.C3 | FLOATING | PLC PANEL | 44.C4
XT1963:5 | WC19621 | ASY196004 | RED | 20 | 44.C3 | UA1960:4 | PLC PANEL | 44.B4
XT1963:4 | WC19621 | ASY196003 | CLR | 20 | 44.C3 | UA1960:3 | PLC PANEL | 44.B4
XT1963:6 | WC19621 | ASY196005 | BLK | 20 | 44.C3 | UA1960:5 | PLC PANEL | 44.B4
XT1960:1 | WC1963 | UA19608 | RED | 20 | 44.C5 | UA1960:8 | PLC PANEL | 44.B4
XT1960:2 | WC1963 | UA19609 | CLR | 20 | 44.C5 | UA1960:9 | PLC PANEL | 44.B4
XT1960:3 | WC1963 | UA19605 | BLK | 20 | 44.C5 | UA1960:5 | PLC PANEL | 44.B4
XT1960:4 | WC1963 | UA1960S | SH | 20 | 44.C5 | FLOATING | PLC PANEL | 44.C5
AD0605:DB9 | WCAP0605 | AP0605M | DB9-CABLE | 22GA | 44.B5 | AP0605:PORT 1 | PLC PANEL | 44.B7
AU0060:L2 | WC0006 | AU0060L2 | ENET | CABLE | 9.C2 | AF0410:L1 | TURBINE VIBRATION PANEL | 16.B5
SolarTools ver. 24.0.84.24712 (Jul 31, 2025)
Report date: 4/13/2026 4:11 PM

## PLC PANEL
PLC PANEL
JB70
Project # | 4L861
Project Name | ENB-SUN
Revision | B.4
Controls DE | J. PECACHE
Phone: | 0
Controls ME | S. LOZA
Phone:
From | [5 empty] | To
Device ID | Cable (W) Conductor (SC) Jumper Clip (JC) | Wire No. | Wire ID | Gauge/Size | Page/Zone | Device ID | Location | Page/Zone
AR0600:IE1 | SC | UV0600G | GRN | 14 | 5.A1 | UV0600:GND | PLC PANEL | 5.B2
AP0602:L2 | WC0001 | AP0602L2 | ENET | CABLE | 5.A3 | AP0603:L1 | PLC PANEL | 5.A3
UV0600:(-) | SC | 0V | WHT | 14 | 5.B2 | XT0135:1 | PANEL A | 11.B4
UV0600:(+) | SC | FU0010 | WHT | 14 | 5.B2 | FU0010:LD | PANEL A | 11.A5
AP0603:L2 | WC0003 | AP0603L2 | ENET | CABLE | 5.A3 | AU0090:L1 | PANEL A | 8.C1
AR0600:IE2 | SC | IEG02301 | GRN | 12 | 5.A1 | IEG0230:1 | PANEL B | 5.B6
UA1960: | SC | IEG02306 | GRN | 14 | 44.B4 | IEG0230:6 | PANEL B | 44.D5
UA1960:1 | SC | FU0960 | WHT | 14 | 44.B4 | XT1961:1 | PANEL B | 44.C5
UA1960:4 | SC | 0V | WHT | 14 | 44.B4 | XT1961:2 | PANEL B | 44.C5
AP0602:L1 | WC0010 | BA1100L2 | ENET | CABLE | 5.A3 | BA1100:L2 | PANEL B | 23.D1
AP0609:L1 | WC0680 | AT0680LAN1 | ENET | CABLE | 5.A6 | AT0680:LAN1 | PANEL B | 7.B4
FLOATING | WC19611 | ASY19600S1 | SH | 20 | 44.C4 | XT1963:3 | PANEL B | 44.C3
UA1960:1 | WC19611 | ASY196001 | CLR | 20 | 44.B4 | XT1963:1 | PANEL B | 44.C3
UA1960:2 | WC19611 | ASY196002 | BLK | 20 | 44.B4 | XT1963:2 | PANEL B | 44.C3
FLOATING | WC19621 | ASY19600S2 | SH | 20 | 44.C4 | XT1963:7 | PANEL B | 44.C3
UA1960:4 | WC19621 | ASY196004 | RED | 20 | 44.B4 | XT1963:5 | PANEL B | 44.C3
UA1960:3 | WC19621 | ASY196003 | CLR | 20 | 44.B4 | XT1963:4 | PANEL B | 44.C3
UA1960:5 | WC19621 | ASY196005 | BLK | 20 | 44.B4 | XT1963:6 | PANEL B | 44.C3
UA1960:8 | WC1963 | UA19608 | RED | 20 | 44.B4 | XT1960:1 | PANEL B | 44.C5
UA1960:9 | WC1963 | UA19609 | CLR | 20 | 44.B4 | XT1960:2 | PANEL B | 44.C5
UA1960:5 | WC1963 | UA19605 | BLK | 20 | 44.B4 | XT1960:3 | PANEL B | 44.C5
FLOATING | WC1963 | UA1960S | SH | 20 | 44.C5 | XT1960:4 | PANEL B | 44.C5
AP0605:PORT 1 | WCAP0605 | AP0605M | DB9-CABLE | 22GA | 44.B7 | AD0605:DB9 | PANEL B | 44.B5
SolarTools ver. 24.0.84.24712 (Jul 31, 2025)
Report date: 4/13/2026 4:11 PM

## TURBINE VIBRATION PANEL
TURBINE VIBRATION PANEL
JB5
Project # | 4L861
Project Name | ENB-SUN
Revision | B.4
Controls DE | J. PECACHE
Phone: | 0
Controls ME | S. LOZA
Phone:
From | [5 empty] | To
Device ID | Cable (W) Conductor (SC) Jumper Clip (JC) | Wire No. | Wire ID | Gauge/Size | Page/Zone | Device ID | Location | Page/Zone
XT0110:3 | JC | 0V | CLIP | --- | 16.A5 | XT0110:2 | TURBINE VIBRATION PANEL | 16.A5
AF0400:12 | SC | XT04001 | GRN | 16 | 16.B6 | XT0400:1 | TURBINE VIBRATION PANEL | 16.C6
AF0410:32 | SC | XT04001 | GRN | 16 | 16.B5 | XT0400:1 | TURBINE VIBRATION PANEL | 16.C6
AF0410:53 | SC | 0V | WHT | 16 | 16.B5 | XT0110:3 | TURBINE VIBRATION PANEL | 16.A5
AF0410:54 | SC | AF0410N | WHT | 16 | 16.B5 | AF0420:53 | TURBINE VIBRATION PANEL | 16.B5
AF0410:55 | SC | FU0113 | WHT | 16 | 16.B5 | FU0113:LD | TURBINE VIBRATION PANEL | 16.A4
AF0410:56 | SC | AF0410P | WHT | 16 | 16.B5 | AF0420:55 | TURBINE VIBRATION PANEL | 16.B5
AF0420:32 | SC | XT04001 | GRN | 16 | 16.B5 | XT0400:1 | TURBINE VIBRATION PANEL | 16.C6
AF0420:54 | SC | AF0420N | WHT | 16 | 16.B5 | AF0430:53 | TURBINE VIBRATION PANEL | 16.B4
AF0420:56 | SC | AF0420P | WHT | 16 | 16.B5 | AF0430:55 | TURBINE VIBRATION PANEL | 16.B4
AF0430:32 | SC | XT04002 | GRN | 16 | 16.B4 | XT0400:2 | TURBINE VIBRATION PANEL | 16.C3
AF0430:54 | SC | AF0430N | WHT | 16 | 16.B4 | AF0450:53 | TURBINE VIBRATION PANEL | 16.B3
AF0430:56 | SC | AF0430P | WHT | 16 | 16.B4 | AF0450:55 | TURBINE VIBRATION PANEL | 16.B3
AF0450:32 | SC | XT04002 | GRN | 16 | 16.B3 | XT0400:2 | TURBINE VIBRATION PANEL | 16.C3
FU0110:LD | SC | FU0110 | WHT | 14 | 16.A5 | FU0113:LI | TURBINE VIBRATION PANEL | 16.A4
FU0110:LI | SC | FU0136 | WHT | 14 | 16.A5 | XT0110:1 | TURBINE VIBRATION PANEL | 16.A5
GR0113: | SC | GR0113 | GRN/YEL | 14 | 4.A4 | FRAME | TURBINE VIBRATION PANEL | 4.A4
IEG0110:1 | SC | IEG01101 | GRN | 14 | 16.C6 | XT0400:3 | TURBINE VIBRATION PANEL | 16.C6
AF0410:L2 | WC0041 | AF0410L2 | ENET | CABLE | 16.B5 | AF0420:L1 | TURBINE VIBRATION PANEL | 16.B5
AF0420:L2 | WC0042 | AF0420L2 | ENET | CABLE | 16.B5 | AF0430:L1 | TURBINE VIBRATION PANEL | 16.B4
AF0430:L2 | WC0043 | AF0430L2 | ENET | CABLE | 16.B4 | AF0450:L1 | TURBINE VIBRATION PANEL | 16.B3
AF0400:01 | WC1228 | UA12631 | RED | 20 | 60.A6 | UA1263:VT | TURBINE VIBRATION PANEL | 60.A5
AF0400:02 | WC1228 | UA12632 | CLR | 20 | 60.A6 | UA1263:OUTPUT | TURBINE VIBRATION PANEL | 60.A5
AF0400:03 | WC1228 | UA12633 | BLK | 20 | 60.A6 | UA1263:COM | TURBINE VIBRATION PANEL | 60.A5
AF0400:07 | WC1228 | UA1263S | SH | 20 | 60.A6 | FLOATING | TURBINE VIBRATION PANEL | 60.A5
AF0410:01 | WC1229 | UA12111 | RED | 20 | 60.B6 | UA1211:VT | TURBINE VIBRATION PANEL | 60.B5
AF0410:02 | WC1229 | UA12112 | CLR | 20 | 60.B6 | UA1211:OUTPUT | TURBINE VIBRATION PANEL | 60.B5
AF0410:04 | WC1229 | UA12113 | BLK | 20 | 60.B6 | UA1211:COM | TURBINE VIBRATION PANEL | 60.B5
AF0410:19 | WC1229 | UA1211S | SH | 20 | 60.B6 | FLOATING | TURBINE VIBRATION PANEL | 60.B5
AF0410:05 | WC1230 | UA12101 | RED | 20 | 60.B6 | UA1210:VT | TURBINE VIBRATION PANEL | 60.B5
AF0410:06 | WC1230 | UA12102 | CLR | 20 | 60.B6 | UA1210:OUTPUT | TURBINE VIBRATION PANEL | 60.B5
AF0410:08 | WC1230 | UA12103 | BLK | 20 | 60.B6 | UA1210:COM | TURBINE VIBRATION PANEL | 60.B5
AF0410:23 | WC1230 | UA1210S | SH | 20 | 60.B6 | FLOATING | TURBINE VIBRATION PANEL | 60.B5
AF0410:09 | WC1231 | UA12211 | RED | 20 | 60.C6 | UA1221:VT | TURBINE VIBRATION PANEL | 60.C5
AF0410:10 | WC1231 | UA12212 | CLR | 20 | 60.C6 | UA1221:OUTPUT | TURBINE VIBRATION PANEL | 60.C5
AF0410:12 | WC1231 | UA12213 | BLK | 20 | 60.C6 | UA1221:COM | TURBINE VIBRATION PANEL | 60.C5
AF0410:27 | WC1231 | UA1221S | SH | 20 | 60.C6 | FLOATING | TURBINE VIBRATION PANEL | 60.C5
AF0410:13 | WC1232 | UA12201 | RED | 20 | 60.C6 | UA1220:VT | TURBINE VIBRATION PANEL | 60.C5
AF0410:14 | WC1232 | UA12202 | CLR | 20 | 60.C6 | UA1220:OUTPUT | TURBINE VIBRATION PANEL | 60.C5
AF0410:16 | WC1232 | UA12203 | BLK | 20 | 60.C6 | UA1220:COM | TURBINE VIBRATION PANEL | 60.C5
AF0410:31 | WC1232 | UA1220S | SH | 20 | 60.C6 | FLOATING | TURBINE VIBRATION PANEL | 60.C5
AF0420:01 | WC1233 | UA12311 | RED | 20 | 60.C6 | UA1231:VT | TURBINE VIBRATION PANEL | 60.C5
AF0420:02 | WC1233 | UA12312 | CLR | 20 | 60.C6 | UA1231:OUTPUT | TURBINE VIBRATION PANEL | 60.C5
AF0420:04 | WC1233 | UA12313 | BLK | 20 | 60.C6 | UA1231:COM | TURBINE VIBRATION PANEL | 60.C5
AF0420:19 | WC1233 | UA1231S | SH | 20 | 60.C6 | FLOATING | TURBINE VIBRATION PANEL | 60.D5
AF0420:05 | WC1234 | UA12301 | RED | 20 | 60.D6 | UA1230:VT | TURBINE VIBRATION PANEL | 60.D5
AF0420:06 | WC1234 | UA12302 | CLR | 20 | 60.D6 | UA1230:OUTPUT | TURBINE VIBRATION PANEL | 60.D5
AF0420:08 | WC1234 | UA12303 | BLK | 20 | 60.D6 | UA1230:COM | TURBINE VIBRATION PANEL | 60.D5
AF0420:23 | WC1234 | UA1230S | SH | 20 | 60.D6 | FLOATING | TURBINE VIBRATION PANEL | 60.D5
AF0450:09 | WC1235 | UA12621 | RED | 20 | 60.D6 | UA1262:VT | TURBINE VIBRATION PANEL | 60.D5
AF0450:10 | WC1235 | UA12622 | CLR | 20 | 60.D6 | UA1262:OUTPUT | TURBINE VIBRATION PANEL | 60.D5
AF0450:12 | WC1235 | UA12623 | BLK | 20 | 60.D6 | UA1262:COM | TURBINE VIBRATION PANEL | 60.D5
AF0450:27 | WC1235 | UA1262S | SH | 20 | 60.D6 | FLOATING | TURBINE VIBRATION PANEL | 60.D5
AF0450:05 | WC4749 | UA15201 | RED | 20 | 42.A7 | UA1520:+24 | TURBINE VIBRATION PANEL | 42.A5
AF0450:06 | WC4749 | UA15202 | CLR | 20 | 42.A7 | UA1520:OUT | TURBINE VIBRATION PANEL | 42.A5
AF0450:08 | WC4749 | UA15203 | BLK | 20 | 42.A7 | UA1520:COM | TURBINE VIBRATION PANEL | 42.A5
AF0450:23 | WC4749 | PE1520S | SH | 20 | 42.A7 | XT1521:1 | TURBINE VIBRATION PANEL | 42.A5
AF0400:LBUS | WC8040 | AF0410RBUS | BUS | CABLE | 16.B6 | AF0410:RBUS | TURBINE VIBRATION PANEL | 16.B5
AF0410:LBUS | WC8041 | AF0420RBUS | BUS | CABLE | 16.B5 | AF0420:RBUS | TURBINE VIBRATION PANEL | 16.B5
AF0420:LBUS | WC8042 | AF0430RBUS | BUS | CABLE | 16.B5 | AF0430:RBUS | TURBINE VIBRATION PANEL | 16.B4
AF0430:LBUS | WC8043 | AF0450RBUS | BUS | CABLE | 16.B4 | AF0450:RBUS | TURBINE VIBRATION PANEL | 16.B3
AF0450:L2 | WC0045 | AF0450L2 | ENET | CABLE | 16.B3 | AF0510:L1 | JB73 | 18.B3
XT0110:1 | WC8034 | FU0136 | 1 | 12 | 16.A5 | XT0138:4 | PANEL A | 11.B3
XT0110:2 | WC8034 | 0V | 2 | 12 | 16.A5 | XT0134:4 | PANEL A | 11.B3
XT0110:5 | WC8034 | KA0231A1 | 3 | 12 | 16.B5 | XT0139:4 | PANEL A | 13.D6
AF0410:L1 | WC0006 | AU0060L2 | ENET | CABLE | 16.B5 | AU0060:L2 | PANEL B | 9.C2
SolarTools ver. 24.0.84.24712 (Jul 31, 2025)
Report date: 4/13/2026 4:11 PM

## Panel Errors
Panel Errors
Project # | 4L861
Project Name | ENB-SUN
Revision | B.4
Controls DE | J. PECACHE
Phone: | 0
Controls ME | S. LOZA
Phone:
From | [6 empty] | To
Device ID | Location | Cable (W) Conductor (SC) Jumper Clip (JC) | Wire ID | Wire No. | Gauge/Size | Page/Zone | Device ID | Location | Page/Zone
Report date: 4/13/2026 4:11 PM |  |  |  | SolarTools ver. 24.0.84.24712 (Jul 31, 2025)

## Cable Part Numbers
Cable Part Numbers |  |  | SolarTools ver. 24.0.84.24712 (Jul 31, 2025)
Project # | 4L861
Report date: 4/13/2026 4:12 PM
Project Name | ENB-SUN
Revision | B.4
Controls DE | J. PECACHE
Phone: | 0
Controls ME | S. LOZA
Phone:
Device ID |  | Part Number |  | Description
WC5072 |  | PART OF 1103208-1 |  | CABLE, 2 CONDUCTOR UNSHIELDED PART OF HORN
WC1200 |  | 2684693-54 |  | CABLE, EXTENSION, BACKPLANE
WC0001 |  | 1302073-36 |  | CABLE, ETHERNET - 36 INCHES
WC0003 |  | 1302073-36 |  | CABLE, ETHERNET - 36 INCHES
WC0007 |  | 1302073-36 |  | CABLE, ETHERNET - 36 INCHES
WC0008 |  | 1302073-36 |  | CABLE, ETHERNET - 36 INCHES
WC0009 |  | 1302073-36 |  | CABLE, ETHERNET - 36 INCHES
WC0010 |  | 1302073-36 |  | CABLE, ETHERNET - 36 INCHES
WC0014 |  | 1302073-36 |  | CABLE, ETHERNET - 36 INCHES
WC0018 |  | 1302073-36 |  | CABLE, COMMUNICATION CABLE - 36 INCHES
WC0041 |  | 1302073-36 |  | CABLE, ETHERNET - 36 INCHES
WC0042 |  | 1302073-36 |  | CABLE, ETHERNET - 36 INCHES
WC0043 |  | 1302073-36 |  | CABLE, ETHERNET - 36 INCHES
WC0051 |  | 1302073-36 |  | CABLE, ETHERNET - 36 INCHES
WC0052 |  | 1302073-36 |  | CABLE, ETHERNET - 36 INCHES
WC0101 |  | 1302073-36 |  | CABLE, COMMUNICATION CABLE - 36 INCHES
WC0680 |  | 1302073-36 |  | CABLE, COMMUNICATION CABLE - 36 INCHES
WC1228 |  | 1075034-5 |  | PVC, 1 TRIAD TWISTED SHIELDED
WC1229 |  | 1075034-5 |  | PVC, 1 TRIAD TWISTED SHIELDED
WC1230 |  | 1075034-5 |  | PVC, 1 TRIAD TWISTED SHIELDED
WC1231 |  | 1075034-5 |  | PVC, 1 TRIAD TWISTED SHIELDED
WC1232 |  | 1075034-5 |  | PVC, 1 TRIAD TWISTED SHIELDED
WC1233 |  | 1075034-5 |  | PVC, 1 TRIAD TWISTED SHIELDED
WC1234 |  | 1075034-5 |  | PVC, 1 TRIAD TWISTED SHIELDED
WC1235 |  | 1075034-5 |  | PVC, 1 TRIAD TWISTED SHIELDED
WC19611 |  | 1075034-2 |  | PVC, 1 PAIR TWISTED SHIELDED
WC19621 |  | 1075034-5 |  | PVC, 1 TRIAD TWISTED SHIELDED
WC1963 |  | 1075034-5 |  | PVC, 1 TRIAD TWISTED SHIELDED
WC1964 |  | 1075034-5 |  | PVC, 1 TRIAD TWISTED SHIELDED
WC4524 |  | 1075034-2 |  | PVC, 1 PAIR TWISTED SHIELDED
WC4749 |  | 1075034-5 |  | PVC, 1 TRIAD TWISTED SHIELDED
WC8040 |  | 1322418-90 |  | CABLE, SYTSTEM FUNCTION
WC8041 |  | 1322418-90 |  | CABLE, SYTSTEM FUNCTION
WC8042 |  | 1322418-90 |  | CABLE, SUPPLIED BY OTHERS
WC8043 |  | 1322418-90 |  | CABLE, SUPPLIED BY OTHERS
WC8050 |  | 1322418-90 |  | CABLE, SUPPLIED BY OTHERS
WC8051 |  | 1322418-90 |  | CABLE, SYTSTEM FUNCTION
WCAP0605 |  | 1084276-13 |  | DB9 CABLE, DB9 CABLE

## Part Number List
Part Number List |  | SolarTools ver. 24.0.84.24712 (Jul 31, 2025)
Project # | 4L861
Report date: 4/13/2026 4:12 PM
Project Name | ENB-SUN
Revision | B.4
Controls DE | J. PECACHE
Phone: | 0
Controls ME | S. LOZA
Phone:
Device ID | Part Number | Description | Location
AF0141 | 2684693-17,2684693-25 | 5094-OB8XT, 8 DISCRETE OUTPUT | BOP PANEL
AF0142 | 2684693-17,2684693-23 | 5094-IB16XT, 16 DISCRETE INPUT | BOP PANEL
AF0143 | 2684693-18,2684693-56 | 5094-IF8IHXT, 8 ANALOG INPUT, ISOLATED | BOP PANEL
AF0144 | 2684693-18,2684693-27 | 5094-OF8IHXT, 8 ANALOG OUTPUT, ISOLATED | BOP PANEL
AF0145 | 2684693-19,2684693-33 | 5094-IY8XT, 8 ANALOG INPUT, TC/RTD/ I&V | BOP PANEL
AF0146 | 2684693-17,2684693-25 | 5094-OB8XT, 8 DISCRETE OUTPUT | BOP PANEL
AF0181 | 2684693-17,2684693-25 | 5094-OB8XT, 8 DISCRETE OUTPUT | BOP PANEL
AF0182 | 2684693-17,2684693-23 | 5094-IB16XT, 16 DISCRETE INPUT | BOP PANEL
AF0183 | 2684693-18,2684693-28 | 5094-IB16SXT, 16 DISCRETE INPUT, S | BOP PANEL
AF0184 | 2684693-18,2684693-55 | 5094-OB16SXT, 16 DISCRETE OUTPUT, S | BOP PANEL
AF0185 | 2684693-18,2684693-56 | 5094-IF8IHXT, 8 ANALOG INPUT, ISOLATED | BOP PANEL
AU0140 | 2684693-22 | 5094-AENTRXT, FLEX 5000 I/O | BOP PANEL
AU0180 | 2684693-22 | 5094-AENTRXT, FLEX 5000 I/O | BOP PANEL
BA1212 | 1337728-12 | SWITCH, ETAP, DLR INTERFACE | BOP PANEL
FU0140 | 1043265-1,1043265-5 | FUSE, 10A | BOP PANEL
FU0141 | 1043265-1,1043265-5 | FUSE, 10A | BOP PANEL
FU0142 | 1043265-1,1043265-5 | FUSE, 10A | BOP PANEL
FU0143 | 1043265-1,1043265-3 | FUSE, 2A | BOP PANEL
FU0180 | 1043265-1,1043265-5 | FUSE, 10A | BOP PANEL
FU0181 | 1043265-1,1043265-5 | FUSE, 10A | BOP PANEL
FU0184 | 1043265-1,1043265-5 | FUSE, 10A | BOP PANEL
FU0570 | 1043265-1,1043265-7 | FUSE, 20A | BOP PANEL
FU1212 | 1043265-1,1043265-3 | FUSE, 2A | BOP PANEL
GR0140 | 903849C1 | RAIL GROUND, DIN RAIL GROUNDING | BOP PANEL
GR0180 | 903849C1 | RAIL GROUND, DIN RAIL GROUNDING | BOP PANEL
GR0257 | 903849C1 | RAIL GROUND, DIN RAIL GROUNDING | BOP PANEL
IEG0257 | 232941-200 | BUS BAR, BOP - INSTRUMENT EARTH GROUNDING | BOP PANEL
KA01414 | 1061979-1 | RELAY, VALVE OUT OF POSITION OUTPUT TO STATION | BOP PANEL
KA01415 | 1061979-1 | RELAY, COMPRESSOR IS AT MINIMUM SPEED | BOP PANEL
KA01460 | 1061979-1 | RELAY, ESD SEQUENCE FAILURE | BOP PANEL
KA01810 | 1061979-1 | RELAY, SG HEATER 5941 REMOTE ON/OFF | BOP PANEL
KA01811 | 1061979-1 | RELAY, SG HEATER 5941 STANDBY | BOP PANEL
KA01812 | 1061979-1 | RELAY, SG HEATER 5951 REMOTE ON/OFF | BOP PANEL
KA01813 | 1061979-1 | RELAY, SG HEATER 5951 STANDBY | BOP PANEL
KA0531 | 1061979-1 | RELAY, NO EMERGENCY SHUTDOWN SUMMARY | BOP PANEL
KA0532 | 1061979-1 | RELAY, NO EMERGENCY SHUTDOWN SUMMARY | BOP PANEL
KA0533 | 1061979-1 | RELAY, NO EMERGENCY SHUTDOWN SUMMARY | BOP PANEL
KA0534 | 1061979-1 | RELAY, NO EMERGENCY SHUTDOWN SUMMARY | BOP PANEL
KA0535 | 1061979-1 | RELAY, CONTROLLER ACTIVE | BOP PANEL
KA0536 | 1061979-1 | RELAY, CONTROLLER ACTIVE | BOP PANEL
KA0537 | 1061979-1 | RELAY, NO EMERGENCY SHUTDOWN SUMMARY | BOP PANEL
KA0540 | 1061979-1 | RELAY, OPEN SUCTION VALVE | BOP PANEL
KA0541 | 1061979-1 | RELAY, OPEN DISCHARGE VALVE | BOP PANEL
KA0550 | 1061979-1 | RELAY, OPEN SUCTION VALVE SAFETY | BOP PANEL
KA0551 | 1061979-1 | RELAY, OPEN DISCHARGE VALVE SAFETY | BOP PANEL
KA0552 | 1061979-1 | RELAY, CLOSE SUCTION VALVE SAFETY | BOP PANEL
KA0553 | 1061979-1 | RELAY, CLOSE DISCHARGE VALVE SAFETY | BOP PANEL
KA0554 | 1061979-1 | RELAY, CLOSE VENT VALVE SAFETY | BOP PANEL
KA1260 | 1061979-1 | RELAY, DSR RUN REQUEST | BOP PANEL
KA1261 | 1061979-1 | RELAY, PVR RUN REQUEST | BOP PANEL
KT01422 | 2651077-1 | TIMER RELAY, DISCHARGE LOADING VALVE CLOSED | BOP PANEL
KT0571 | 2651077-1 | TIMER RELAY, SUCTION LOADING VALVE CLOSED | BOP PANEL
KT0572 | 2651077-1 | TIMER RELAY, SUCTION VALVE CLOSED | BOP PANEL
KT0573 | 2651077-1 | TIMER RELAY, DISCHARGE VALVE CLOSED | BOP PANEL
XT0140 | 1066730-7,1066730-8,1067996-4 | TERMINAL BLOCK, SPRING, 4 CONDUCTOR,30-12 AWG (0.05-3.31 MM2),NON-IS | BOP PANEL
XT0180 | 1066730-7,1066730-8,1067996-4 | TERMINAL BLOCK, SPRING, 4 CONDUCTOR,30-12 AWG (0.05-3.31 MM2),NON-IS | BOP PANEL
XT02974 | 1066730-7 | TERMINAL BLOCK, SPRING, 4 CONDUCTOR,30-12 AWG (0.05-3.31 MM2),NON-IS | BOP PANEL
XT0570 | 1066730-16,1066730-17,1066730-18 | TERMINAL STRIP, 2 CONDUCTOR | BOP PANEL
XT0572 | 1066730-7,1066730-8,1067996-4 | TERMINAL BLOCK, SPRING, 4 CONDUCTOR,30-12 AWG (0.05-3.31 MM2),NON-IS | BOP PANEL
XT0573 | 1066730-10,1066730-9,1067996-4 | DIODE TERMINAL STRIP, 4 CONDUCTOR | BOP PANEL
CCKA2160 | CUSTOMER DEFINED | CUSTOMER CONNECTION, CLOSE GAS BLOCK VALVE | GAS FUEL BLOCK BLEED VALVE
CCKA2161 | CUSTOMER DEFINED | CUSTOMER CONNECTION, OPEN GAS BLEED VALVE | GAS FUEL BLOCK BLEED VALVE
AT1100 | 1577354-4502 | WORKSTATION, VERSA VIEW 1200H | JB70
HA0472 | 1103208-101 | HORN, AUDIBLE ALARM | JB70
SA0471 | 2380746-2 | SELECTOR SWITCH, SPEED/LOAD | JB70
SA0473 | 2380746-5 | SELECTOR SWITCH, OFF/LOC/AUX/CUST. | JB70
SA0474 | 2380746-2 | SELECTOR SWITCH, SURGE VALVE | JB70
SB0471 | 2380746-1 | PUSHBUTTON SWITCH, HORN SILENCE | JB70
SB0472 | 2380746-4 | PUSHBUTTON SWITCH, EMERGENCY STOP | JB70
SB0473 | 2380746-1 | PUSHBUTTON SWITCH, ACKNOWLEDGE | JB70
SB0474 | 2380746-1 | PUSHBUTTON SWITCH, RESET | JB70
SH0470 | 2380746-3 | LIGHTED SWITCH, STOP/STOPPING, RED | JB70
SH0471 | 2380746-3 | LIGHTED SWITCH, START/STARTING, GREEN | JB70
SH0472 | 2380746-3 | LIGHTED SWITCH, BACKUP SYSTEM ACTIVE/RESET, AMBER | JB70
GR1101 | [2]903849C1 | RAIL GROUND, DIN RAIL GROUNDING | JB70 LEFT RAIL
FU1100 | 1043265-1,1043265-3 | FUSE, 2A | JB70 RIGHT RAIL
GR1100 | 903849C1 | RAIL GROUND, DIN RAIL GROUNDING | JB70 RIGHT RAIL
AF0500 | 1322418-31,1322418-40,1322418-72,1322418-73 | 1444-TSCX02-02RB, 2-CH TACHOMETER INPUT^DYNAMIX 1444 VIBRATION | JB73
AF0510 | 1322418-11,1322418-20,1322418-70,1322418-71 | 1444-DYN04-01RA, 4-CH VIBRATION INPUT^DYNAMIX 1444 VIBRATION | JB73
AF0520 | 1322418-11,1322418-20,1322418-70,1322418-71 | 1444-DYN04-01RA, 4-CH VIBRATION INPUT^DYNAMIX 1444 VIBRATION | JB73
AF1201 | 2684693-17,2684693-25 | 5094-OB8XT, 8 DISCRETE OUTPUT | JB73
AF1202 | 2684693-17,2684693-23 | 5094-IB16XT, 16 DISCRETE INPUT | JB73
AF1203 | 2684693-18,2684693-56 | 5094-IF8IHXT, 8 ANALOG INPUT, ISOLATED | JB73
AF1204 | 2684693-18,2684693-30 | 5094-IF4IHSXT, 4 ANALOG INPUT, S | JB73
AF1205 | 2684693-18,2684693-30 | 5094-IF4IHSXT, 4 ANALOG INPUT, S | JB73
AF1206 | 2684693-21,2684693-36 | 5094-IRT8SXT, 8 RTD/TC ANALOG INPUT, S | JB73
AF1207 | 2684693-18,2684693-28 | 5094-IB16SXT, 16 DISCRETE INPUT, S | JB73
AF1208 | 2684693-19,2684693-33 | 5094-IY8XT, 8 ANALOG INPUT, TC/RTD/ I&V | JB73
AF1209 | 2684693-19,2684693-33 | 5094-IY8XT, 8 ANALOG INPUT, TC/RTD/ I&V | JB73
AF1210 | 2684693-18,2684693-56 | 5094-IF8IHXT, 8 ANALOG INPUT, ISOLATED | JB73
AF1211 | 2684693-18,2684693-56 | 5094-IF8IHXT, 8 ANALOG INPUT, ISOLATED | JB73
AF1212 | 2684693-18,2684693-27 | 5094-OF8IHXT, 8 ANALOG OUTPUT, ISOLATED | JB73
AF1213 | 2684693-18,2684693-56 | 5094-IF8IHXT, 8 ANALOG INPUT, ISOLATED | JB73
AU1200 | 2684693-50 | 5094-AEN2TR, FLEX 5000 I/O | JB73
FU0120 | 1043265-1,1043265-5 | FUSE, 10A | JB73
FU0121 | 1043265-1,1043265-5 | FUSE, 10A | JB73
FU0130 | 1043265-1,1043265-7 | FUSE, 20A | JB73
FU0133 | 1043265-1,1043265-4 | FUSE, 5A | JB73
GR0120 | 903849C1 | RAIL GROUND, DIN RAIL GROUNDING | JB73
GR0121 | 903849C1 | RAIL GROUND, DIN RAIL GROUNDING | JB73
GR0124 | 903849C1 | RAIL GROUND, DIN RAIL GROUNDING | JB73
IEG0130 | 232941-110 | BUS BAR, HP CPSR - INSTRUMENT EARTH GROUNDING | JB73
KA0120 | 1061979-1 | RELAY, CONTROLLER ACTIVE | JB73
KA4401 | 1061979-1 | RELAY, CASE DEPRESSURIZED | JB73
WC1200 | 2684693-54 |  | JB73
XT0121 | 1066730-7,1066730-8,1067996-4 | TERMINAL BLOCK, SPRING, 4 CONDUCTOR,30-12 AWG (0.05-3.31 MM2),NON-IS | JB73
XT0130 | 1066730-7,1066730-8,1067996-4 | TERMINAL BLOCK, SPRING, 4 CONDUCTOR,30-12 AWG (0.05-3.31 MM2),NON-IS | JB73
XT0500 | 1066730-1,1066730-2 | TERMINAL STRIP, 4 CONDUCTOR | JB73
XT0520 | 1066730-16,1066730-8,1067996-4 | TERMINAL STRIP, 2 CONDUCTOR | JB73
XT0845 | 1066730-7,1066730-8,1067996-82 | TERMINAL BLOCK, SPRING, 4 CONDUCTOR,30-12 AWG (0.05-3.31 MM2),NON-IS | JB73
XT4875 | DRIVEN COMMON | TERMINAL STRIP, HP COMPRESSOR CASE PRESSURE | JB75
CC_DSR_ALARM | CUSTOMER DEFINED | CUSTOMER CONNECTION, U20 DSR_ALARM | PANEL
CC_DSR_ENABLE | CUSTOMER DEFINED | CUSTOMER CONNECTION, U20 DSR_ENABLE | PANEL
CC_PVR_ALARM | CUSTOMER DEFINED | CUSTOMER CONNECTION, U20 PVR_ALARM | PANEL
CC_PVR_ENABLE | CUSTOMER DEFINED | CUSTOMER CONNECTION, U20 PVR_ENABLE | PANEL
CCKA0224 | CUSTOMER DEFINED | CUSTOMER CONNECTION, EMERGENCY SHUTDOWN ACTIVE | PANEL
ESL-081017 | CUSTOMER DEFINED | ComponentDescription, STRT MOTOR VFD STARTER POWER STATUS | PANEL
ESL-091001 | CUSTOMER DEFINED | ComponentDescription, AC PRE/POST BREAKER STATUS | PANEL
ESL-091002 | CUSTOMER DEFINED | ComponentDescription, DC BACKUP BREAKER STATUS | PANEL
ESL-091003 | CUSTOMER DEFINED | ComponentDescription, LUBE OIL HEATER BREAKER STATUS | PANEL
ESL-091004 | CUSTOMER DEFINED | ComponentDescription, LUBE OIL COOLER BREAKER STATUS | PANEL
SB7510 | CUSTOMER DEFINED | PUSHBUTTON SWITCH, START (CUSTOMER) | PANEL
SB7511 | CUSTOMER DEFINED | PUSHBUTTON SWITCH, NORMAL STOP (CUSTOMER) | PANEL
SB7512A | CUSTOMER DEFINED | PUSHBUTTON SWITCH, EMERGENCY STOP (CUSTOMER) | PANEL
SB7512B | CUSTOMER DEFINED | PUSHBUTTON SWITCH, EMERGENCY STOP (CUSTOMER) | PANEL
SB7513 | CUSTOMER DEFINED | PUSHBUTTON SWITCH, FAST STOP (CUSTOMER) | PANEL
SB7518 | CUSTOMER DEFINED | PUSHBUTTON SWITCH, CUSTOMER FAST STOP DEPRESSURIZED | PANEL
XI7921 | CUSTOMER DEFINED | ComponentDescription, TRIP TO IDLE | PANEL
XI7924 | CUSTOMER DEFINED | ComponentDescription, RELEASE FROM IDLE | PANEL
XI7950 | CUSTOMER DEFINED | ComponentDescription, PERMISSIVE TO LOAD | PANEL
XI7970 | CUSTOMER DEFINED | ComponentDescription, START PERMISSIVE | PANEL
XI7973 | CUSTOMER DEFINED | ComponentDescription, REMOTE ALARM ACKNOWLEDGE | PANEL
AF0081 | 2684693-18,2684693-28 | 5094-IB16SXT, 16 DISCRETE INPUT, S | PANEL A
AF0082 | 2684693-17,2684693-23 | 5094-IB16XT, 16 DISCRETE INPUT | PANEL A
AF0083 | 2684693-19,2684693-33 | 5094-IY8XT, 8 ANALOG INPUT,TC/RTD/I&V | PANEL A
AF0084 | 2684693-19,2684693-33 | 5094-IY8XT, 8 ANALOG INPUT,TC/RTD/I&V | PANEL A
AF0085 | 2684693-18,2684693-56 | 5094-IF8IHXT, 8 ANALOG INPUT, ISOLATED | PANEL A
AF0086 | 2684693-18,2684693-56 | 5094-IF8IHXT, 8 ANALOG INPUT, ISOLATED | PANEL A
AF0087 | 2684693-17,2684693-23 | 5094-IB16XT, 16 DISCRETE INPUT | PANEL A
AF0088 | 2684693-18,2684693-56 | 5094-IF8IHXT, 8 ANALOG INPUT, ISOLATED | PANEL A
AF0091 | 2684693-17,2684693-23 | 5094-IB16XT, 16 DISCRETE INPUT | PANEL A
AF0092 | 2684693-17,2684693-24 | 5094-OB16XT, 16 DISCRETE OUTPUT | PANEL A
AF0093 | 2684693-17,2684693-24 | 5094-OB16XT, 16 DISCRETE OUTPUT | PANEL A
AF0094 | 2684693-19,2684693-33 | 5094-IY8XT, 8 ANALOG INPUT, TC/RTD/ I&V | PANEL A
AF0095 | 2684693-17,2684693-25 | 5094-OB8XT, 8 DISCRETE OUTPUT | PANEL A
AF0096 | 2684693-21,2684693-36 | 5094-IRT8SXT, 8 RTD/TC ANALOG INPUT, S | PANEL A
AF0097 | 2684693-18,2684693-53 | 5094-IJ2IXT, 2 FAST COUNTER INPUT, S | PANEL A
AU0080 | 2684693-22 | 5094-AENTRXT, FLEX 5000 I/O | PANEL A
AU0090 | 2684693-22 | 5094-AENTRXT, FLEX 5000 I/O | PANEL A
FU0010 | 1043265-1,1043265-5 | FUSE, 10A | PANEL A
FU0011 | 1043265-1,1043265-7 | FUSE, 20A | PANEL A
FU0012 | 1043265-1,1043265-5 | FUSE, 10A | PANEL A
FU0013 | 1043265-1,1043265-5 | FUSE, 10A | PANEL A
FU0014 | 1043265-1,1043265-5 | FUSE, 10A | PANEL A
FU0015 | 1043265-1,1043265-5 | FUSE, 10A | PANEL A
FU0016 | 1043265-1,1043265-5 | FUSE, 10A | PANEL A
FU0017 | [2]1043265-1,[2]1043265-5 | FUSE, 10A | PANEL A
FU0080 | 1043265-1,1043265-5 | FUSE, 10A | PANEL A
FU0090 | 1043265-1,1043265-5 | FUSE, 10A | PANEL A
FU0091 | 1043265-1,1043265-5 | FUSE, 10A | PANEL A
FU0092 | 1043265-1,1043265-5 | FUSE, 10A | PANEL A
FU0093 | 1043265-1,1043265-5 | FUSE, 10A | PANEL A
FU0136 | 1043265-1,1043265-9 | FUSE, 30A | PANEL A
FU0137 | 1043265-1,1043265-7 | FUSE, 20A | PANEL A
FU0139 | 1043265-1,1043265-4 | FUSE, 5A | PANEL A
FU0961 | 1043265-1,1043265-4 | FUSE, 5A | PANEL A
GR0131 | 903849C1 | RAIL GROUND, DIN RAIL GROUNDING | PANEL A
GR0132 | 903849C1 | RAIL GROUND, DIN RAIL GROUNDING | PANEL A
GR0133 | 903849C1 | RAIL GROUND, DIN RAIL GROUNDING | PANEL A
GR0134 | 903849C1 | RAIL GROUND, DIN RAIL GROUNDING | PANEL A
KA0130 | 1061979-1 | RELAY, LOWSPEED/OPEN PROBE SETPOINT | PANEL A
KA0131 | 1061979-1 | RELAY, CONTROLLER ACTIVE | PANEL A
KA0132 | 1061979-1 | RELAY, CONTROLLER ACTIVE | PANEL A
KA0133 | 1061979-1 | RELAY, POST LUBE NOT REQUIRED | PANEL A
KA0134 | 1061979-1 | RELAY, BACKUP COMMAND OFF | PANEL A
KA0135 | 1061979-1 | RELAY, AC PRE/POST PUMP DRIVE | PANEL A
KA0136 | 1061979-1 | RELAY, LUBE OIL HEADER PRESSURE HIGH | PANEL A
KA0137 | 1061979-1 | RELAY, LUBE PUMP INHIBIT | PANEL A
KA0138 | 1061979-1 | RELAY, BACKUP LUBE OIL PUMP OFF | PANEL A
KA0141 | 1061979-1 | RELAY, CONTROLLER ACTIVE | PANEL A
KA0144 | 1061979-1 | RELAY, AC PRE-POST PUMP | PANEL A
KA0221 | 1061979-1 | RELAY, PRIMARY GAS FUEL SHUTOFF VALVE | PANEL A
KA2160 | 1061979-1 | RELAY, CLOSE GAS BLOCK VALVE | PANEL A
KA2161 | 1061979-1 | RELAY, OPEN GAS BLEED VALVE | PANEL A
KA3103 | 1061979-1 | RELAY, LUBE OIL TANK HEATER | PANEL A
KT0140 | 2651077-1 | TIMER RELAY, BACKUP PUMP POST LUBE OFF CYCLE | PANEL A
KT0141 | 2651077-1 | TIMER RELAY, BACKUP POST LUBE CONTINUOUS | PANEL A
KT0142 | 2651077-1 | TIMER RELAY, TOTAL POST LUBE | PANEL A
KT0143 | 2651077-1 | TIMER RELAY, BACKUP PUMP POST LUBE ON CYCLE | PANEL A
KT0144 | 2651077-1 | TIMER RELAY, HEADER PRESSURE HIGH BACKUP PUMP OFF | PANEL A
KT0145 | 2651077-1 | TIMER RELAY, FIRE DETECTED ROLLDOWN LUBE | PANEL A
KT0146 | 2651077-3 | TIMER RELAY, WATCHDOG | PANEL A
PC0470 | 2271605-1 | TIMER/COUNTER, ENGINE HOUR / START COUNTER | PANEL A
PEG0130 | 232941-300 | BUS BAR, PANEL A - POWER EARTH GROUNDING | PANEL A
RR0851 | 981090C1 | RESISTOR, 3.01K OHM | PANEL A
RR0852 | 981089C1 | RESISTOR, 1.0K OHM | PANEL A
UJ0131 | 1286570-1 | POWER CONVERTER, AC/DC INPUT TO 28V DC OUTPUT | PANEL A
XT0011 | 1066730-16,1066730-17,1066730-18 | TERMINAL STRIP, 2 CONDUCTOR | PANEL A
XT0014 | [2]1247052-1 | BUS BAR, SYSTEM FUNCTION (USE) | PANEL A
XT0080 | 1066730-7,1066730-8,1067996-4 | TERMINAL BLOCK, SPRING, 4 CONDUCTOR,30-12 AWG (0.05-3.31 MM2),NON-IS | PANEL A
XT0081 | 1066730-4,1066730-7,1066730-8 | TERMINAL BLOCK, SPRING, 4 CONDUCTOR,30-12 AWG (0.05-3.31 MM2),NON-IS | PANEL A
XT0085 | 1066730-7,1066730-8,1067996-4 | TERMINAL BLOCK, SPRING, 4 CONDUCTOR,30-12 AWG (0.05-3.31 MM2),NON-IS | PANEL A
XT0134 | 1066730-16,1066730-17,1066730-18 | TERMINAL STRIP, 2 CONDUCTOR | PANEL A
XT0135 | 1066730-7,1066730-8,1067996-4 | TERMINAL BLOCK, SPRING, 4 CONDUCTOR,30-12 AWG (0.05-3.31 MM2),NON-IS | PANEL A
XT0136 | 1066730-7,1066730-8,1067996-82 | TERMINAL BLOCK, SPRING, 4 CONDUCTOR,30-12 AWG (0.05-3.31 MM2),NON-IS | PANEL A
XT0137 | 1066730-5,1066730-7,1067996-4 | TERMINAL BLOCK, SPRING, 4 CONDUCTOR,30-12 AWG (0.05-3.31 MM2),NON-IS | PANEL A
XT0138 | 1066730-16,1066730-17,1066730-18 | TERMINAL STRIP, 2 CONDUCTOR | PANEL A
XT0139 | 1066730-7,1066730-8,1067996-4 | TERMINAL BLOCK, SPRING, 4 CONDUCTOR,30-12 AWG (0.05-3.31 MM2),NON-IS | PANEL A
AD0605 | 1084222-3 | ADAPTER, SCREW TERMINAL TO DB9 | PANEL B
AF0061 | 2684693-17,2684693-25 | 5094-OB8XT, 8 DISCRETE OUTPUT | PANEL B
AF0062 | 2684693-17,2684693-25 | 5094-OB8XT, 8 DISCRETE OUTPUT | PANEL B
AF0063 | 2684693-17,2684693-23 | 5094-IB16XT, 16 DISCRETE INPUT | PANEL B
AF0064 | 2684693-18,2684693-30 | 5094-IF4IHSXT, 4 ANALOG INPUT, S | PANEL B
AF0065 | 2684693-18,2684693-30 | 5094-IF4IHSXT, 4 ANALOG INPUT, S | PANEL B
AF0066 | 2684693-18,2684693-27 | 5094-OF8IHXT, 8 ANALOG OUTPUT, ISOLATED | PANEL B
AF0067 | 2684693-17,2684693-25 | 5094-OB8XT, 8 DISCRETE OUTPUT | PANEL B
AF0068 | 2684693-21,2684693-36 | 5094-IRT8SXT, 8 RTD/TC ANALOG INPUT, S | PANEL B
AF0071 | 2684693-18,2684693-32 | 5094-IJ2ISXT, 2 FAST COUNTER INPUT, S | PANEL B
AF0072 | 2684693-18,2684693-30 | 5094-IF4IHSXT, 4 ANALOG INPUT, S | PANEL B
AF0073 | 2684693-21,2684693-36 | 5094-IRT8SXT, 8 RTD/TC ANALOG INPUT, S | PANEL B
AF0074 | 2684693-18,2684693-56 | 5094-IF8IHXT, 8 ANALOG INPUT, ISOLATED | PANEL B
AF0075 | 2684693-18,2684693-30 | 5094-IF4IHSXT, 4 ANALOG INPUT, S | PANEL B
AF0076 | 2684693-18,2684693-55 | 5094-OB16SXT, 16 DISCRETE OUTPUT, S | PANEL B
AF0077 | 2684693-19,2684693-33 | 5094-IY8XT, 8 ANALOG INPUT, TC/RTD/ I&V | PANEL B
AT0680 | 1634974-100 | GATEWAY MODULE, TURBOTRONIC GATEWAY | PANEL B
AU0060 | 2684693-22 | 5094-AENTRXT, FLEX 5000 I/O | PANEL B
AU0070 | 2684693-22 | 5094-AENTRXT, FLEX 5000 I/O | PANEL B
BA1100 | 1337728-10 | SWITCH, ETAP, DLR INTERFACE | PANEL B
FU0060 | 1043265-1,1043265-5 | FUSE, 10A | PANEL B
FU0061 | 1043265-1,1043265-5 | FUSE, 10A | PANEL B
FU0062 | 1043265-1,1043265-5 | FUSE, 10A | PANEL B
FU0063 | 1043265-1,1043265-5 | FUSE, 10A | PANEL B
FU0064 | 1043265-1,1043265-5 | FUSE, 10A | PANEL B
FU0070 | 1043265-1,1043265-5 | FUSE, 10A | PANEL B
FU0071 | 1043265-1,1043265-5 | FUSE, 10A | PANEL B
FU0210 | 1043265-1,1043265-7 | FUSE, 20A | PANEL B
FU0211 | 1043265-1,1043265-4 | FUSE, 5A | PANEL B
FU0212 | 1043265-1,1043265-3 | FUSE, 2A | PANEL B
FU0680 | 1043265-1,1043265-4 | FUSE, 5A | PANEL B
FU0960 | 1043265-1,1043265-5 | FUSE, 10A | PANEL B
FU1101 | 1043265-1,1043265-5 | FUSE, 10A | PANEL B
GR0231 | 903849C1 | RAIL GROUND, DIN RAIL GROUNDING | PANEL B
GR0232 | 903849C1 | RAIL GROUND, DIN RAIL GROUNDING | PANEL B
GR0233 | 903849C1 | RAIL GROUND, DIN RAIL GROUNDING | PANEL B
IEG0230 | 232941-300 | BUS BAR, PANEL B - INSTRUMENT EARTH GROUNDING | PANEL B
IEG1960 | 1054025-101 | BUS BAR, INSTRUMENT EARTH (SHIELDING) | PANEL B
KA0222 | 1061979-1 | RELAY, SECONDARY GAS FUEL SHUTOFF VALVE | PANEL B
KA0224 | 1061979-1 | RELAY, EMERGENCY SHUTDOWN ACTIVE | PANEL B
KA0230 | 1061979-1 | RELAY, CONTROLLER ACTIVE | PANEL B
KA0231 | 1061979-1 | RELAY, CONTROLLER ACTIVE | PANEL B
KA0232 | 1061979-1 | RELAY, CONTROLLER ACTIVE | PANEL B
KA0233 | 1061979-1 | RELAY, CONTROLLER ACTIVE | PANEL B
KA0234 | 1061979-1 | RELAY, CONTROLLER ACTIVE | PANEL B
KA0235 | 1061979-1 | RELAY, NO EMERGENCY SHUTDOWN SUMMARY | PANEL B
KA0236 | 1061979-1 | RELAY, NO EMERGENCY SHUTDOWN SUMMARY | PANEL B
KA0237 | 1061979-1 | RELAY, NO EMERGENCY SHUTDOWN SUMMARY | PANEL B
KA0238 | 1061979-1 | RELAY, NO EMERGENCY SHUTDOWN SUMMARY | PANEL B
KA0239 | 1061979-1 | RELAY, NO EMERGENCY SHUTDOWN SUMMARY | PANEL B
KA0240 | 1061979-1 | RELAY, NO EMERGENCY SHUTDOWN SUMMARY | PANEL B
KA0241 | 1061979-1 | RELAY, BACKUP SYSTEM RESET | PANEL B
KA0242 | 1061979-1 | RELAY, BACKUP SYSTEM RESET | PANEL B
KA0243 | 1061979-1 | RELAY, NO FIRE DETECTED | PANEL B
KA0244 | 1061979-1 | RELAY, NO FIRE DETECTED | PANEL B
KA0245 | 1061979-1 | RELAY, NO GAS DETECTED | PANEL B
KA0246 | 1061979-1 | RELAY, NO FIRE DETECTED | PANEL B
KA0247 | 1061979-1 | RELAY, NO FIRE DETECTED | PANEL B
KA0248 | 1061979-1 | RELAY, NO EMERGENCY SHUTDOWN SUMMARY | PANEL B
KA0249 | 1061979-1 | RELAY, NO GAS DETECTED | PANEL B
KA0250 | 1061979-1 | RELAY, NO EMERGENCY SHUTDOWN SUMMARY | PANEL B
KA1020 | 1061979-1 | RELAY, IGNITION START | PANEL B
UA1200 | 1053834-61 | SIGNAL CONVERTER, BACKUP OVERSPEED | PANEL B
UJ1100 | 1088442-4 | POWER CONVERTER, DC/DC INPUT TO 24V DC OUTPUT | PANEL B
XT0060 | 1066730-7,1066730-8,1067996-4 | TERMINAL BLOCK, SPRING, 4 CONDUCTOR,30-12 AWG (0.05-3.31 MM2),NON-IS | PANEL B
XT0070 | 1066730-7,1066730-8,1067996-4 | TERMINAL BLOCK, SPRING, 4 CONDUCTOR,30-12 AWG (0.05-3.31 MM2),NON-IS | PANEL B
XT0233 | 1066730-7,1066730-8,1067996-4 | TERMINAL BLOCK, SPRING, 4 CONDUCTOR,30-12 AWG (0.05-3.31 MM2),NON-IS | PANEL B
XT0235 | 1066730-7,1066730-8,1067996-4 | TERMINAL BLOCK, SPRING, 4 CONDUCTOR,30-12 AWG (0.05-3.31 MM2),NON-IS | PANEL B
XT0236 | 1066730-7,1066730-8,1067996-82 | TERMINAL BLOCK, SPRING, 4 CONDUCTOR,30-12 AWG (0.05-3.31 MM2),NON-IS | PANEL B
XT0237 | 1066730-10,1066730-9,1067996-4 | DIODE TERMINAL STRIP, 4 CONDUCTOR | PANEL B
XT0240 | 1066730-7,1066730-8,1067996-4 | TERMINAL BLOCK, SPRING, 4 CONDUCTOR,30-12 AWG (0.05-3.31 MM2),NON-IS | PANEL B
XT0291 | 1066730-7 | TERMINAL BLOCK, SPRING, 4 CONDUCTOR,30-12 AWG (0.05-3.31 MM2),NON-IS | PANEL B
XT0292 | 1066730-7 | TERMINAL BLOCK, SPRING, 4 CONDUCTOR,30-12 AWG (0.05-3.31 MM2),NON-IS | PANEL B
XT0680 | 1066730-7,1066730-8,1067996-4 | TERMINAL BLOCK, SPRING, 4 CONDUCTOR,30-12 AWG (0.05-3.31 MM2),NON-IS | PANEL B
XT1960 | 1066730-7 | TERMINAL BLOCK, SPRING, 4 CONDUCTOR,30-12 AWG (0.05-3.31 MM2),NON-IS | PANEL B
XT1961 | 1066730-7,1066730-8,1067996-11 | TERMINAL BLOCK, SPRING, 4 CONDUCTOR,30-12 AWG (0.05-3.31 MM2),NON-IS | PANEL B
XT1963 | 1066730-7 | TERMINAL BLOCK, SPRING, 4 CONDUCTOR,30-12 AWG (0.05-3.31 MM2),NON-IS | PANEL B
AP0601 | [2]1089241-20 | MODULE, BLANK FILLER | PLC PANEL
AP0602 | 1089241-40 | 1756-EN2TRXT, ETHERNET | PLC PANEL
AP0603 | 1089241-40 | 1756-EN2TRXT, ETHERNET | PLC PANEL
AP0604 | 1089241-15 | MVI 56-MNETXT, ETHERNET/MODBUS | PLC PANEL
AP0605 | 1089241-14 | MVI 56E-MCMXT, MODBUS | PLC PANEL
AP0606 | 1089241-20 | MODULE, BLANK FILLER | PLC PANEL
AP0607 | 1089241-36 | 1756-EN2TXT, ETHERNET | PLC PANEL
AP0608 | 1089241-20 | MODULE, BLANK FILLER | PLC PANEL
AP0609 | 1089241-40 | 1756-EN2TRXT, ETHERNET | PLC PANEL
AR0600 | 1057900,1059465,1089241-42,1103759,19298R1,22652R1 | RACK CHASSIS, 1756-A10XT (10 SLOT) | PLC PANEL
AT0600 | 1089241-43 | 1756-L83EXTS, CONTROLLER^GUARDLOGIX | PLC PANEL
UA1960 | 1068165-1 | SIGNAL CONVERTER, TORQUEMETER SIGNAL CONDITIONING UNIT | PLC PANEL
UV0600 | 1089241-28 | POWER SUPPLY, RSLOGIX CHASSIS | PLC PANEL
AF0400 | 1322418-31,1322418-40,1322418-72,1322418-73 | 1444-TSCX02-02RB, 2-CH TACHOMETER INPUT^DYNAMIX 1444 VIBRATION | TURBINE VIBRATION PANEL
AF0410 | 1322418-11,1322418-20,1322418-70,1322418-71 | 1444-DYN04-01RA, 4-CH VIBRATION INPUT^DYNAMIX 1444 VIBRATION | TURBINE VIBRATION PANEL
AF0420 | 1322418-11,1322418-20,1322418-70,1322418-71 | 1444-DYN04-01RA, 4-CH VIBRATION INPUT^DYNAMIX 1444 VIBRATION | TURBINE VIBRATION PANEL
AF0430 | 1322418-11,1322418-20,1322418-70,1322418-71 | 1444-DYN04-01RA, 4-CH VIBRATION INPUT^DYNAMIX 1444 VIBRATION | TURBINE VIBRATION PANEL
AF0450 | 1322418-11,1322418-20,1322418-70,1322418-71 | 1444-DYN04-01RA, 4-CH VIBRATION INPUT^DYNAMIX 1444 VIBRATION | TURBINE VIBRATION PANEL
FU0110 | 1043265-1,1043265-7 | FUSE, 20A | TURBINE VIBRATION PANEL
FU0113 | 1043265-1,1043265-4 | FUSE, 5A | TURBINE VIBRATION PANEL
GR0113 | 903849C1 | RAIL GROUND, DIN RAIL GROUNDING | TURBINE VIBRATION PANEL
IEG0110 | 232941-200 | BUS BAR, ENGINE VIBRATION - INSTRUMENT EARTH GROUNDING | TURBINE VIBRATION PANEL
UA1210 | 190817-14 | PROXIMITOR, ENGINE BEARING #1^(GAS PRODUCER X-AXIS) | TURBINE VIBRATION PANEL
UA1211 | 190817-14 | PROXIMITOR, ENGINE BEARING #1^(GAS PRODUCER Y-AXIS) | TURBINE VIBRATION PANEL
UA1220 | 190817-14 | PROXIMITOR, ENGINE BEARING #2^(GAS PRODUCER X-AXIS) | TURBINE VIBRATION PANEL
UA1221 | 190817-14 | PROXIMITOR, ENGINE BEARING #2^(GAS PRODUCER Y-AXIS) | TURBINE VIBRATION PANEL
UA1230 | 190817-14 | PROXIMITOR, ENGINE BEARING #3^(GAS PRODUCER X-AXIS) | TURBINE VIBRATION PANEL
UA1231 | 190817-14 | PROXIMITOR, ENGINE BEARING #3^(GAS PRODUCER Y-AXIS) | TURBINE VIBRATION PANEL
UA1262 | 190817-14 | PROXIMITOR, ENGINE BEARING AXIAL^(GAS PRODUCER Z-AXIS) | TURBINE VIBRATION PANEL
UA1263 | 190817-14 | PROXIMITOR, ENGINE KEYPHASOR^(GAS PRODUCER) | TURBINE VIBRATION PANEL
UA1520 | 1105411-11 | SIGNAL CONVERTER, BAM 2 SIGNAL CONDITIONER | TURBINE VIBRATION PANEL
XT0110 | [2]1066730-7,[2]1066730-8,[2]1067996-4 | TERMINAL BLOCK, SPRING, 4 CONDUCTOR,30-12 AWG (0.05-3.31 MM2),NON-IS | TURBINE VIBRATION PANEL
XT0400 | [2]1066730-1,[2]1066730-2,1066730-67,1066730-7,1066730-8,1067996-4 | TERMINAL STRIP, 4 CONDUCTOR | TURBINE VIBRATION PANEL
XT1520 | 1066730-1,1066730-2 | TERMINAL STRIP, 4 CONDUCTOR | TURBINE VIBRATION PANEL
XT1521 | 1066730-7,1066730-8,1067996-4 | TERMINAL BLOCK, SPRING, 4 CONDUCTOR,30-12 AWG (0.05-3.31 MM2),NON-IS | TURBINE VIBRATION PANEL