## Blue Labels
(SHT 1) CONTROL,JB70;TT6 | (SHT 10) RAIL,RIGHT,JB73 | (SHT 11) HPC CTRL | (SHT 12) LPC CTRL | (SHT 13) PROX,TURB | (SHT 14) PROX,HPC | (SHT 15) PROX,LPC | (SHT 16) FO CONV,VFD | (SHT 2) RAIL,LEFT,JB70 | (SHT 3) RAIL,RIGHT,JB70 | (SHT 4) PLC | (SHT 5) CONTROL A | (SHT 6) CONTROL B | (SHT 7) BOP BOX | (SHT 8) BOP CTRL | (SHT 9) CONTROL,JB73;TT6
ZS7061 | H9121 | WC8058 | FU0610 | UA1263 | UA4473 | UA4573 | GR1123 | XTFGA | FU1100 | UV0600 | FU0139 | XT7062 | H9122 | IEG0257 | EL7326
ZS7062 | XT9022 | XT7326 | XT0610 | UA1211 | UA4461 | UA4561 | BA0005 | GR0431 | FU1101 | AT0600 | FU0387 | XT7061 | KA9021 | XT0572 | ZS7326
EL7062 | XT0845 | AF1206 | AF0620 | UA1210 | UA4460 | UA4560 | BA0006 |  | XT0111 | AP0601 | FU0388 | XT0400 | FU9021 | XT1020
AT1100 | XTFGE | AF1205 | AF0610 | UA1262 | UA4471 | UA4571 | FU1123 |  | H9020 | AP0602 | FU0389 | XT0401 | XT9021 | KA0531
SB0471 | GR1163 | AF1204 | AF0600 | UA1221 | UA4470 | UA4570 | FU1124 |  | XT9020 | AP0603 | XT0089 | FU0410 | XT9024 | KA0532
SB0473 |  | AF1203 | XT0600 | UA1220 | UA4462 | UA4562 | XT1123 |  | FU9020 | AP0604 | KT0140 | AF0400 | XT1001 | KA0533
SB0474 |  | AF1202 | FU0240 | UA1231 | GR4460 | GR4560 | GR1125 |  | KA9020 | AP0605 | KT0141 | AF0410 | GR0180 | KA0534
SH0470 |  | AF1201 | FU0241 | UA1230 |  |  | IEG1123 |  | XTFGB | AP0606 | KT0142 | AF0420 | EL1020 | KA0535
SH0472 |  | GR0161 | FU0242 | GR1210 |  |  |  |  | GR0532 | AP0607 | KT0143 | AF0430 | ZS1020 | KA0536
SA9020 |  | AU1200 | XT0240 | UA1273 | [5 empty] | AP0608 | KT0144 | AF0450 | SA9021 | KA0537
SA0473 |  | AF1207 | XT0241 | UA1241 | [5 empty] | AP0609 | KT0145 | BA0011 |  | KA0538
HA0472 |  | AF1208 | XT0885 | UA1240 | [5 empty] | AR0600 | KT0146 | BA0009 |  | KA0539
SH0471 |  | AF1209 | XT1002 | UA1251 | [5 empty] | BA0070 | KA0130 | BA0001 |  | KA0540
SA0471 |  | AF1210 | IEG0260 | UA1250 | [5 empty] | AT0680 | KA0131 | BA0002 |  | KA0541
SA0474 |  | AF1211 | AU0240 | UA1272 | [5 empty] | FU0680 | KA0132 | FU0010 |  | KA0550
SB0472 |  | AF1212 | AF0241 | UA1520 | [5 empty] | XT0680 | KA0133 | FU0035 |  | KA0551
|  | AF1213 | AF0242 | XT1521 | [5 empty] | GR0680 | KA0134 | FU0029 |  | KA0554
|  | GR0163 | AF0243 | XTFGH | [6 empty] | KA0136 | FU0021 |  | KA0572
|  | IEG0160 | AF0244 | GR1211 | [6 empty] | KA0137 | FU0022 |  | KA0573
|  | FU0510 | AF0245 | [7 empty] | KA0138 | XT0051 |  | KA6500
|  | XT0510 | AF0246 | [7 empty] | KA0141 | XT1000 |  | KA6501
|  | AF0520 | AF0247 | [7 empty] | KA0230 | XT0060 |  | XT0573
|  | AF0510 | GR0261 | [7 empty] | KA0231 | FU0100 |  | FU0140
|  | AF0500 | [8 empty] | KA0232 | FU0210 |  | FU0141
|  | XT0500 | [8 empty] | KA0236 | FU0070 |  | FU0142
|  | FU0120 | [8 empty] | KA0239 | FU0076 |  | FU0143
|  | FU0121 | [8 empty] | KA0240 | KA0235 |  | FU0144
|  | FU0122 | [8 empty] | KA0241 | KA0237 |  | FU0146
|  | FU0254 | [8 empty] | KA0242 | KA0221 |  | FU0183
|  | FU0332 | [8 empty] | KA0243 | KA0222 |  | FU1212
|  | XT0120 | [8 empty] | KA0244 | KA0224 |  | FU0027
|  | KA0120 | [8 empty] | KA0245 | KA1020 |  | FU0028
|  | KA0121 | [8 empty] | XT0136 | KA0233 |  | BA1212
|  | KA4401 | [8 empty] | GR0135 | KA0234 |  | XT0391
|  | KA4501 | [8 empty] | FU0011 | KA0251 |  | BA0007
|  | XT0121 | [8 empty] | XT0011 | XT0085 |  | BA0008
|  | XT0335 | [8 empty] | XT0012 | XT0224 |  | GR0181
|  | XT0336 | [8 empty] | FU0012 | AU0070 |  | AU0140
|  | XT5120 | [8 empty] | FU0013 | AF0071 |  | AF0141
|  | GR0162 | [8 empty] | FU0014 | AF0072 |  | AF0142
[11 empty] | FU0015 | AF0073 |  | AF0143
[11 empty] | FU0016 | AF0074 |  | AF0144
[11 empty] | FU0017 | AF0075 |  | AF0145
[11 empty] | FU0018 | AF0076 |  | AF0146
[11 empty] | GR0131 | AF0077 |  | XT0140
[11 empty] | FU0080 | BA1100 |  | GR0182
[11 empty] | FU0081 | UV0291 |  | AU0180
[11 empty] | FU0137 | FU0291 |  | AF0181
[11 empty] | XT0080 | XT0291 |  | AF0182
[11 empty] | AU0080 | GR0233 |  | AF0183
[11 empty] | AF0081 | PC0470 |  | AF0184
[11 empty] | AF0082 | XT0062 |  | AF0185
[11 empty] | AF0083 | FU0113 |  | AF0186
[11 empty] | AU0090 | FU0114 |  | FU0180
[11 empty] | AF0091 | FU0115 |  | FU0181
[11 empty] | AF0092 | FU0116 |  | FU0182
[11 empty] | AF0093 | FU0060 |  | KA1260
[11 empty] | AF0094 | FU0061 |  | XT0007
[11 empty] | AF0095 | FU0062 |  | GR0183
[11 empty] | KA2160 | FU0063
[11 empty] | KA2161 | FU0064
[11 empty] | GR0133 | XT0237
[11 empty] | AF0087 | AF0068
[11 empty] | AF0086 | AF0067
[11 empty] | AF0085 | AF0066
[11 empty] | AF0084 | AF0065
[11 empty] | XT0081 | AF0064
[11 empty] | XT0082 | AF0063
[11 empty] | FU0090 | AF0062
[11 empty] | FU0091 | AF0061
[11 empty] | FU0092 | AU0060
[11 empty] | FU0093 | GR0231
[11 empty] | FU0094 | IEG0230
FU0213
XT0086
XT0084
GR0134
XT0003
XT0002
FU0136
KA0135
KA3103
GR0132
WC0080
UJ0131
XT0014
UA1200
PEG0130
IEG0010

## White Labels
(SHT 7) BOP BOX | (SHT 7) BOP BOX - (SHT 8) BOP CTRL | (SHT 8) BOP CTRL | (SHT 5) CONTROL A | (SHT 5) CONTROL A - (SHT 6) CONTROL B | (SHT 5) CONTROL A - (SHT 1) CONTROL,JB70;TT6 | (SHT 6) CONTROL B | (SHT 6) CONTROL B - (SHT 1) CONTROL,JB70;TT6 | (SHT 6) CONTROL B - (SHT 4) PLC | (SHT 9) CONTROL,JB73;TT6 - (SHT 11) HPC CTRL | (SHT 16) FO CONV,VFD | (SHT 11) HPC CTRL | (SHT 11) HPC CTRL - (SHT 12) LPC CTRL | (SHT 12) LPC CTRL | (SHT 4) PLC | (SHT 3) RAIL,RIGHT,JB70
CC9021G | EL1020GRD | AF0143SH | AF0083G | IEG00103 | AT1100G | AF0064G | EL7062GND | IEG02306 | EL7326GRD | GR1125 | AF1204G | IEG02600 | AF0243G | UV0600G | CC90203
|  | AF0144SH | AF0084G | IEG02300 |  | AF0065G |  |  |  | IEG11231 | AF1205G |  | AF0244G
|  | AF0185SH | AF0085G |  |  | AF0066G |  |  |  |  | AF1206G |  | AF0245G
|  | AU0140GND | AU0080GND |  |  | AF0071G |  |  |  |  | AF1208SH |  | AF0246G
|  | AU0180GND | AU0090GND |  |  | AF0072G |  |  |  |  | AF1209G |  | AU0240GND
|  | IEG02571 | IEG001012 |  |  | AF0073G |  |  |  |  | AF1210G |  | IEG02601
|  | IEG02572 | IEG001013 |  |  | AF0074G |  |  |  |  | AF1211G |  | IEG02602
|  | IEG02573 | IEG00102 |  |  | AF0075G |  |  |  |  | AF1212G |  | IEG02603
|  | IEG02574 | IEG00106 |  |  | AU0060GND |  |  |  |  | AF1213G |  | XT06001
|  | IEG02575 | IEG00108 |  |  | AU0070GND |  |  |  |  | AU1200GND
[6 empty] | IEG02301 |  |  |  |  | IEG01601
[6 empty] | IEG02303 |  |  |  |  | IEG01602
[6 empty] | IEG02304 |  |  |  |  | IEG01603
[6 empty] | IEG02308 |  |  |  |  | IEG01604
[6 empty] | XT04001 |  |  |  |  | XT05001
XT04002

## Heat Shrink Labels
(SHT 5) CONTROL A - (SHT 6) CONTROL B
WC4524

## BOP BOX
BOP BOX
Project # | 4M021
Project Name | NW NATURAL
Revision | B.2
Controls DE | J. UNGER
Phone:
Controls ME
Phone:
From | [5 empty] | To
Device ID | Cable (W) Conductor (SC) Jumper Clip (JC) | Wire No. | Wire ID | Gauge/Size | Page/Zone | Device ID | Location | Page/Zone
FU9021:LD | SC | FU9021LD | RED | 16 | 47.C4 | XT9024:1 | BOP BOX | 47.C5
FU9021:LI | SC | FU9021LI | RED | 16 | 47.C4 | SA9021:B1-13 | BOP BOX | 47.C4
GR0180: | SC | GR0180 | GRN/YEL | 14 | 11.C4 | FRAME | BOP BOX | 11.C3
KA9021:11 | SC | FU9021LD | RED | 16 | 47.C6 | XT9024:1 | BOP BOX | 47.C5
KA9021:21 | SC | CC90212 | RED | 16 | 47.D6 | XT9024:4 | BOP BOX | 47.D5
SA9021:B1-14 | SC | CC90211 | RED | 16 | 47.C4 | XT9021:1 | BOP BOX | 47.C3
XT9021:2 | SC | CC90212 | RED | 16 | 47.D3 | XT9024:4 | BOP BOX | 47.D5
XT9021:3 | SC | CC9021G | GRN/YEL | 16 | 47.D3 | XT9024:7 | BOP BOX | 47.D5
H9122:L1 | WC9122 | KA902112 | BLK | 16GA | 47.D7 | KA9021:12 | BOP BOX | 47.C6
H9122:L2 | WC9122 | KA902122 | RED | 16GA | 47.D7 | KA9021:22 | BOP BOX | 47.D6
H9122:GND | WC9122 | CC9021G | GRN/YEL | 16GA | 47.D7 | XT9024:7 | BOP BOX | 47.D5
KA9021:A1 | SC | 014614 | WHT | 20 | 47.D6 | AF0146:14 | BOP CTRL | 47.D7
KA9021:A2 | SC | 014630 | WHT | 20 | 47.D6 | AF0146:30 | BOP CTRL | 47.D7
ZS1020:1 | SC | EL1020B1 | WHT | 16 | 20.D5 | XT1020:1 | BOP CTRL | 20.D3
ZS1020:2 | SC | FU0144 | WHT | 16 | 20.D5 | FU0144:LD | BOP CTRL | 34.B1
EL1020:B1 | WC1020 | EL1020B1 | WHT | 16GA | 20.D2 | XT1020:1 | BOP CTRL | 20.D3
EL1020:W1 | WC1020 | 0V | BLK | 16GA | 20.D2 | XT1020:2 | BOP CTRL | 20.D3
EL1020:W2 | WC1020 | EL1020GRD | GRN | 16GA | 20.D2 | XT1020:3 | BOP CTRL | 20.D3
SolarTools ver. 24.0.84.24712 (Jul 31, 2025)
Report date: 2/27/2026 8:52 AM

## BOP CTRL
BOP CTRL
Project # | 4M021
Project Name | NW NATURAL
Revision | B.2
Controls DE | J. UNGER
Phone:
Controls ME
Phone:
From | [5 empty] | To
Device ID | Cable (W) Conductor (SC) Jumper Clip (JC) | Wire No. | Wire ID | Gauge/Size | Page/Zone | Device ID | Location | Page/Zone
XT0140:1 | JC | 0V | CLIP | --- | 34.A1 | XT0140:2 | BOP CTRL | 34.B1
XT0140:2 | JC | 0V | CLIP | --- | 34.B1 | XT0140:3 | BOP CTRL | 34.B1
XT0140:3 | JC | 0V | CLIP | --- | 34.B1 | XT0140:4 | BOP CTRL | 34.C1
XT0140:4 | JC | 0V | CLIP | --- | 34.C1 | XT0140:5 | BOP CTRL | 34.D1
XT0140:5 | JC | 0V | CLIP | --- | 34.D1 | XT0140:6 | BOP CTRL | 34.D1
AF0182:01 | SC | JP4 | VIO | 20 | 36.A7 | AF0182:33 | BOP CTRL | 36.A7
AF0182:03 | SC | JP9 | VIO | 20 | 36.B7 | AF0182:35 | BOP CTRL | 36.B7
AF0141:00 | SC | KA053121 | WHT | 20 | 126.A7 | KA0531:21 | BOP CTRL | 126.A5
AF0141:02 | SC | 014102 | WHT | 20 | 127.A7 | KA0534:11 | BOP CTRL | 127.A5
AF0141:04 | SC | KA053221 | WHT | 20 | 128.A7 | KA0532:21 | BOP CTRL | 128.A5
AF0141:06 | SC | 014106 | WHT | 20 | 120.A6 | KA6500:A1 | BOP CTRL | 120.A6
AF0141:14 | SC | KA053111 | WHT | 20 | 125.A7 | KA0531:11 | BOP CTRL | 125.A5
AF0141:16 | SC | SV76212 | WHT | 20 | 126.A7 | XT0572:3 | BOP CTRL | 126.A4
AF0141:20 | SC | SV76412 | WHT | 20 | 128.A7 | XT0572:5 | BOP CTRL | 128.A4
AF0141:22 | SC | 014122 | WHT | 20 | 120.A6 | KA6500:A2 | BOP CTRL | 120.A6
AF0141:32 | SC | 014132 | WHT | 20 | 126.A7 | KA0550:11 | BOP CTRL | 126.A6
AF0141:36 | SC | 014136 | WHT | 20 | 128.A7 | KA0551:11 | BOP CTRL | 128.A6
AF0141:COM | SC | 0V | WHT | 16 | 34.B2 | XT0140:2 | BOP CTRL | 34.B1
AF0141:J | SC | * |  |  | 34.B2 | AF0142:P | BOP CTRL | 34.B3
AF0141:V+ | SC | FU0141 | WHT | 16 | 34.B2 | FU0141:LD | BOP CTRL | 34.B1
AF0142:07 | SC | ZSC76112 | WHT | 20 | 125.B7 | XT0572:2 | BOP CTRL | 125.B5
AF0142:15 | SC | ZSC77522 | WHT | 20 | 127.B7 | XT0572:8 | BOP CTRL | 127.B5
AF0142:COM | SC | AF0142N | WHT | 16 | 34.B3 | AF0143:COM | BOP CTRL | 34.B3
AF0142:COM | SC | AU0140N | WHT | 16 | 34.B3 | AU0140:COM | BOP CTRL | 34.A2
AF0142:J | SC | * |  |  | 34.B3 | AF0143:P | BOP CTRL | 34.B3
AF0142:V+ | SC | AF0142P | WHT | 16 | 34.B3 | AF0143:V+ | BOP CTRL | 34.B3
AF0142:V+ | SC | AU0140P | WHT | 16 | 34.B3 | AU0140:V+ | BOP CTRL | 34.A2
AF0143:COM | SC | AF0143N | WHT | 16 | 34.B3 | AF0144:COM | BOP CTRL | 34.B4
AF0143:J | SC | * |  |  | 34.B3 | AF0144:P | BOP CTRL | 34.B4
AF0143:SH | SC | AF0143SH | GRN | 14 | 34.B3 | AF0144:SH | BOP CTRL | 34.B4
AF0143:SH | SC | AU0140GND | GRN | 14 | 34.B3 | AU0140:GND | BOP CTRL | 34.A2
AF0143:V+ | SC | AF0143P | WHT | 16 | 34.B3 | AF0144:V+ | BOP CTRL | 34.B4
AF0144:COM | SC | AF0144N | WHT | 16 | 34.B4 | AF0145:COM | BOP CTRL | 34.B5
AF0144:J | SC | * |  |  | 34.B4 | AF0145:P | BOP CTRL | 34.B5
AF0144:SH | SC | AF0144SH | GRN | 14 | 34.B4 | AF0145:SH | BOP CTRL | 34.B5
AF0144:V+ | SC | AF0144P | WHT | 16 | 34.B4 | AF0145:V+ | BOP CTRL | 34.B5
AF0145:J | SC | * |  |  | 34.B5 | AF0146:P | BOP CTRL | 34.B5
AF0145:SH | SC | IEG02571 | GRN | 14 | 34.B5 | IEG0257:1 | BOP CTRL | 34.B5
AF0146:00 | SC | 014600 | WHT | 20 | 129.A7 | KA0533:21 | BOP CTRL | 129.A5
AF0146:12 | SC | 014612 | WHT | 20 | 130.A7 | KA0532:14 | BOP CTRL | 130.A5
AF0146:COM | SC | 0V | WHT | 16 | 34.B5 | XT0140:3 | BOP CTRL | 34.B1
AF0146:V+ | SC | FU0142 | WHT | 16 | 34.B5 | FU0142:LD | BOP CTRL | 34.B1
AF0181:00 | SC | 018100 | WHT | 20 | 132.B7 | KA0535:11 | BOP CTRL | 132.B6
AF0181:02 | SC | 018102 | WHT | 20 | 132.D7 | KA0535:21 | BOP CTRL | 132.D6
AF0181:04 | SC | 018104 | WHT | 20 | 131.B7 | KA0554:11 | BOP CTRL | 131.B6
AF0181:06 | SC | 018106 | WHT | 20 | 133.B7 | KA0536:11 | BOP CTRL | 133.B6
AF0181:08 | SC | 018108 | WHT | 20 | 132.B7 | KA0538:21 | BOP CTRL | 132.B6
AF0181:10 | SC | KA1260A1 | WHT | 20 | 38.A6 | KA1260:A1 | BOP CTRL | 38.A6
AF0181:12 | SC | 018112 | WHT | 20 | 132.D7 | KA0539:11 | BOP CTRL | 132.D6
AF0181:14 | SC | 018114 | WHT | 20 | 133.B7 | KA0539:21 | BOP CTRL | 133.C6
AF0181:26 | SC | KA1260A2 | WHT | 20 | 38.A6 | KA1260:A2 | BOP CTRL | 38.A6
AF0181:COM | SC | 0V | WHT | 16 | 34.C2 | XT0140:4 | BOP CTRL | 34.C1
AF0181:J | SC | * |  |  | 34.C2 | AF0182:P | BOP CTRL | 34.C3
AF0181:V+ | SC | FU0181 | WHT | 16 | 34.C2 | FU0181:LD | BOP CTRL | 34.D1
AF0182:COM | SC | AF0182N | WHT | 16 | 34.C3 | AF0183:COM | BOP CTRL | 34.C3
AF0182:COM | SC | AU0180N | WHT | 16 | 34.C3 | AU0180:COM | BOP CTRL | 34.C2
AF0182:J | SC | * |  |  | 34.C3 | AF0183:P | BOP CTRL | 34.C3
AF0182:V+ | SC | AF0182P | WHT | 16 | 34.C3 | AF0183:V+ | BOP CTRL | 34.C3
AF0182:V+ | SC | AU0180P | WHT | 16 | 34.C3 | AU0180:V+ | BOP CTRL | 34.C2
AF0183:04 | SC | ZSC76212 | WHT | 20 | 126.B7 | XT0572:4 | BOP CTRL | 126.B4
AF0183:05 | SC | ZSC76412 | WHT | 20 | 128.B7 | XT0572:6 | BOP CTRL | 128.B4
AF0183:20 | SC | KA0572A2 | WHT | 20 | 126.B7 | KA0572:A2 | BOP CTRL | 126.B6
AF0183:21 | SC | KA0573A2 | WHT | 20 | 128.B7 | KA0573:A2 | BOP CTRL | 128.B6
AF0183:COM | SC | AF0183N | WHT | 16 | 34.C3 | AF0185:COM | BOP CTRL | 34.C5
AF0183:J | SC | * |  |  | 34.C3 | AF0184:P | BOP CTRL | 34.C4
AF0183:V+ | SC | AF0183P | WHT | 16 | 34.C3 | AF0185:V+ | BOP CTRL | 34.C5
AF0184:00 | SC | 018400 | WHT | 20 | 126.D7 | KA0550:A1 | BOP CTRL | 126.D6
AF0184:01 | SC | 018401 | WHT | 20 | 128.C7 | KA0551:A1 | BOP CTRL | 128.C6
AF0184:02 | SC | 018402 | WHT | 20 | 131.B7 | KA0554:A1 | BOP CTRL | 131.B6
AF0184:16 | SC | 018416 | WHT | 20 | 126.D7 | KA0550:A2 | BOP CTRL | 126.D6
AF0184:17 | SC | 018417 | WHT | 20 | 128.C7 | KA0551:A2 | BOP CTRL | 128.C6
AF0184:18 | SC | 018418 | WHT | 20 | 131.B7 | KA0554:A2 | BOP CTRL | 131.B6
AF0184:COM | SC | 0V | WHT | 16 | 34.C4 | XT0140:5 | BOP CTRL | 34.D1
AF0184:J | SC | * |  |  | 34.C4 | AF0185:P | BOP CTRL | 34.C5
AF0184:V+ | SC | FU0182 | WHT | 16 | 34.C4 | FU0182:LD | BOP CTRL | 34.D1
AF0185:COM | SC | AF0185N | WHT | 16 | 34.C5 | AF0186:COM | BOP CTRL | 34.C5
AF0185:J | SC | * |  |  | 34.C5 | AF0186:P | BOP CTRL | 34.C5
AF0185:SH | SC | AF0185SH | GRN | 14 | 34.C5 | AF0186:SH | BOP CTRL | 34.C5
AF0185:SH | SC | AU0180GND | GRN | 14 | 34.C5 | AU0180:GND | BOP CTRL | 34.C2
AF0185:V+ | SC | AF0185P | WHT | 16 | 34.C5 | AF0186:V+ | BOP CTRL | 34.C5
AF0186:SH | SC | IEG02572 | GRN | 14 | 34.C5 | IEG0257:2 | BOP CTRL | 34.D5
AU0140:COM | SC | 0V | WHT | 16 | 34.A2 | XT0140:2 | BOP CTRL | 34.B1
AU0140:V+ | SC | FU0140 | WHT | 16 | 34.A2 | FU0140:LD | BOP CTRL | 34.B1
AU0180:COM | SC | 0V | WHT | 16 | 34.C2 | XT0140:4 | BOP CTRL | 34.C1
AU0180:V+ | SC | FU0180 | WHT | 16 | 34.C2 | FU0180:LD | BOP CTRL | 34.C1
BA0007:V1(-) | SC | 0V | WHT | 16 | 6.B2 | XT0007:2 | BOP CTRL | 6.B5
BA0007:V1(+) | SC | FU0027 | WHT | 16 | 6.B2 | FU0027:LD | BOP CTRL | 6.B4
BA0008:V1(-) | SC | 0V | WHT | 20 | 6.C2 | XT0007:2 | BOP CTRL | 6.B5
BA0008:V1(+) | SC | FU0028 | WHT | 16 | 6.C2 | FU0028:LD | BOP CTRL | 6.C4
BA1212:NEG | SC | UV0291NEG | WHT | 16 | 6.A2 | XT0391:2 | BOP CTRL | 6.A5
BA1212:POS | SC | FU1212 | WHT | 16 | 6.A2 | FU1212:LD | BOP CTRL | 6.A4
FU0027:LI | SC | FU0183 | WHT | 16 | 6.B4 | XT0007:1 | BOP CTRL | 6.B5
FU0028:LI | SC | FU0183 | WHT | 16 | 6.C4 | XT0007:1 | BOP CTRL | 6.B5
FU0140:LI | SC | FU0146 | WHT | 14 | 34.B1 | FU0141:LI | BOP CTRL | 34.B1
FU0140:LI | SC | FU0146 | WHT | 14 | 34.B1 | FU0146:LD | BOP CTRL | 34.A1
FU0141:LI | SC | FU0146 | WHT | 14 | 34.B1 | FU0142:LI | BOP CTRL | 34.B1
FU0142:LI | SC | FU0146 | WHT | 14 | 34.B1 | FU0144:LI | BOP CTRL | 34.B1
FU0143:LD | SC | FU0143 | WHT | 16 | 34.C1 | XT0140:9 | BOP CTRL | 35.C1
FU0143:LI | SC | FU0146 | WHT | 14 | 34.C1 | FU0180:LI | BOP CTRL | 34.C1
FU0143:LI | SC | FU0146 | WHT | 14 | 34.C1 | FU0144:LI | BOP CTRL | 34.B1
FU0180:LI | SC | FU0146 | WHT | 14 | 34.C1 | FU0181:LI | BOP CTRL | 34.D1
FU0181:LI | SC | FU0146 | WHT | 14 | 34.D1 | FU0182:LI | BOP CTRL | 34.D1
FU0182:LI | SC | FU0146 | WHT | 14 | 34.D1 | FU0183:LI | BOP CTRL | 34.D1
FU0183:LD | SC | FU0183 | WHT | 16 | 34.D1 | XT0007:1 | BOP CTRL | 6.B5
FU1212:LI | SC | UV0291POS | WHT | 16 | 6.A4 | XT0391:1 | BOP CTRL | 6.A5
GR0181: | SC | IEG02574 | GRN | 14 | 11.C4 | IEG0257:4 | BOP CTRL | 11.C3
GR0182: | SC | IEG02573 | GRN | 14 | 11.C4 | IEG0257:3 | BOP CTRL | 11.C4
GR0183: | SC | IEG02575 | GRN | 14 | 11.C4 | IEG0257:5 | BOP CTRL | 11.C4
KA0531:14 | SC | SV76111 | WHT | 20 | 125.A5 | XT0572:1 | BOP CTRL | 125.A5
KA0531:24 | SC | KA053124 | WHT | 20 | 126.A5 | KA0540:A1 | BOP CTRL | 126.A4
KA0531:A1 | SC | ESTOP | WHT | 20 | 35.B3 | KA0532:A1 | BOP CTRL | 35.B3
KA0531:A1 | SC | ESTOP | WHT | 20 | 35.B3 | XT0140:8 | BOP CTRL | 35.B2
KA0531:A2 | SC | 0V | WHT | 20 | 35.B3 | KA0539:A2 | BOP CTRL | 35.A3
KA0531:A2 | SC | 0V | WHT | 20 | 35.B3 | KA0532:A2 | BOP CTRL | 35.B3
KA0532:24 | SC | KA053224 | WHT | 20 | 128.A5 | KA0541:A1 | BOP CTRL | 128.A4
KA0532:A1 | SC | ESTOP | WHT | 20 | 35.B3 | KA0533:A1 | BOP CTRL | 35.B3
KA0532:A2 | SC | 0V | WHT | 20 | 35.B3 | KA0533:A2 | BOP CTRL | 35.B3
KA0533:11 | SC | FU0143 | WHT | 16 | 35.C2 | XT0140:9 | BOP CTRL | 35.C1
KA0533:A1 | SC | ESTOP | WHT | 20 | 35.B3 | KA0534:A1 | BOP CTRL | 35.B3
KA0533:A2 | SC | 0V | WHT | 20 | 35.B3 | KA0534:A2 | BOP CTRL | 35.B3
KA0534:14 | SC | SV77521 | WHT | 20 | 127.A5 | XT0572:7 | BOP CTRL | 127.A5
KA0534:A1 | SC | ESTOP | WHT | 20 | 35.B3 | KA0537:A1 | BOP CTRL | 35.C3
KA0534:A2 | SC | 0V | WHT | 20 | 35.B3 | KA0537:A2 | BOP CTRL | 35.C3
KA0535:A1 | SC | KA0131A1 | WHT | 20 | 35.A3 | KA0536:A1 | BOP CTRL | 35.A3
KA0535:A1 | SC | KA0131A1 | WHT | 20 | 35.A3 | XT0140:7 | BOP CTRL | 35.A2
KA0535:A2 | SC | 0V | WHT | 20 | 35.A3 | XT0140:6 | BOP CTRL | 34.D1
KA0535:A2 | SC | 0V | WHT | 20 | 35.A3 | KA0536:A2 | BOP CTRL | 35.A3
KA0536:21 | SC | KA055414 | WHT | 20 | 131.B6 | KA0554:14 | BOP CTRL | 131.B6
KA0536:24 | SC | KA053624 | WHT | 20 | 131.B6 | XT0573:7 B2 | BOP CTRL | 131.B5
KA0536:A1 | SC | KA0131A1 | WHT | 20 | 35.A3 | KA0538:A1 | BOP CTRL | 35.A3
KA0536:A2 | SC | 0V | WHT | 20 | 35.A3 | KA0538:A2 | BOP CTRL | 35.A3
KA0538:11 | SC | KA053811 | WHT | 20 | 131.B5 | XT0573:6 B1 | BOP CTRL | 131.B6
KA0538:12 | SC | KA053812 | WHT | 20 | 131.B5 | XT0573:7 T1 | BOP CTRL | 131.B5
KA0538:A1 | SC | KA0131A1 | WHT | 20 | 35.A3 | KA0539:A1 | BOP CTRL | 35.A3
KA0538:A2 | SC | 0V | WHT | 20 | 35.A3 | KA0539:A2 | BOP CTRL | 35.A3
KA0540:11 | SC | KA055014 | WHT | 20 | 126.A5 | KA0550:14 | BOP CTRL | 126.A6
KA0540:A2 | SC | SV76212 | WHT | 20 | 126.A4 | XT0572:3 | BOP CTRL | 126.A4
KA0541:11 | SC | KA055114 | WHT | 20 | 128.A5 | KA0551:14 | BOP CTRL | 128.A6
KA0541:A2 | SC | SV76412 | WHT | 20 | 128.A4 | XT0572:5 | BOP CTRL | 128.A4
KA0572:11 | SC | KA053312 | WHT | 20 | 35.C3 | KA0573:11 | BOP CTRL | 35.C3
KA0572:12 | SC | KA057212 | WHT | 20 | 35.C3 | XT0573:6 B2 | BOP CTRL | 131.B6
KA0572:A1 | SC | ZSC76212 | WHT | 20 | 126.B6 | XT0572:4 | BOP CTRL | 126.B4
KA0573:11 | SC | KA053312 | WHT | 20 | 35.C3 | KA0533:12 | BOP CTRL | 35.C2
KA0573:12 | SC | KA057312 | WHT | 20 | 35.C3 | XT0573:6 T2 | BOP CTRL | 131.B6
KA0573:A1 | SC | ZSC76412 | WHT | 20 | 128.B6 | XT0572:6 | BOP CTRL | 128.B4
XT0140:6 | SC | 0V | WHT | 20 | 34.D1 | XT0007:2 | BOP CTRL | 6.B5
XT1020:2 | SC | 0V | WHT | 16 | 20.D3 | XT0140:5 | BOP CTRL | 34.D1
XT1020:3 | SC | EL1020GRD | GRN/YEL | 16 | 20.D3 | FRAME | BOP CTRL | 20.D4
AU0140:L2 | WC0014 | AU0140L2 | ENET | CABLE | 2.C2 | AU0180:L1 | BOP CTRL | 2.C2
BA0008:RJ45 | WC0048 | BA1212L2 | ENET | CABLE | 2.C4 | BA1212:L2 | BOP CTRL | 2.C3
AU0140:L1 | WC9007 | BA0007RJ45 | ENET | CABLE | 2.C2 | BA0007:RJ45 | BOP CTRL | 2.C2
AU0180:L2 | WC9212 | AU0180L2 | ENET | CABLE | 2.C2 | BA1212:L1 | BOP CTRL | 2.C3
AF0146:14 | SC | 014614 | WHT | 20 | 47.D7 | KA9021:A1 | BOP BOX | 47.D6
AF0146:30 | SC | 014630 | WHT | 20 | 47.D7 | KA9021:A2 | BOP BOX | 47.D6
FU0144:LD | SC | FU0144 | WHT | 16 | 34.B1 | ZS1020:2 | BOP BOX | 20.D5
XT1020:1 | SC | EL1020B1 | WHT | 16 | 20.D3 | ZS1020:1 | BOP BOX | 20.D5
XT1020:1 | WC1020 | EL1020B1 | WHT | 16GA | 20.D3 | EL1020:B1 | BOP BOX | 20.D2
XT1020:2 | WC1020 | 0V | BLK | 16GA | 20.D3 | EL1020:W1 | BOP BOX | 20.D2
XT1020:3 | WC1020 | EL1020GRD | GRN | 16GA | 20.D3 | EL1020:W2 | BOP BOX | 20.D2
SolarTools ver. 24.0.84.24712 (Jul 31, 2025)
Report date: 2/27/2026 8:52 AM

## CONTROL A
CONTROL A
Project # | 4M021
Project Name | NW NATURAL
Revision | B.2
Controls DE | J. UNGER
Phone:
Controls ME
Phone:
From | [5 empty] | To
Device ID | Cable (W) Conductor (SC) Jumper Clip (JC) | Wire No. | Wire ID | Gauge/Size | Page/Zone | Device ID | Location | Page/Zone
XT0002:1 | JC | FU0136 | CLIP | --- | 12.A4 | XT0002:2 | CONTROL A | 12.A4
XT0002:2 | JC | FU0136 | CLIP | --- | 12.A4 | XT0002:3 | CONTROL A | 12.A4
XT0002:3 | JC | FU0136 | CLIP | --- | 12.A4 | XT0002:4 | CONTROL A | 12.A4
XT0002:4 | JC | FU0136 | CLIP | --- | 12.A4 | XT0002:5 | CONTROL A | 12.B4
XT0002:5 | JC | FU0136 | CLIP | --- | 12.B4 | XT0002:6 | CONTROL A | 12.B4
XT0002:6 | JC | FU0136 | CLIP | --- | 12.B4 | XT0002:7 | CONTROL A | 12.B4
XT0002:7 | JC | FU0136 | CLIP | --- | 12.B4 | XT0002:8 | CONTROL A | 12.B4
XT0002:8 | JC | FU0136 | CLIP | --- | 12.B4 | XT0002:9 | CONTROL A | 12.C4
XT0002:9 | JC | FU0136 | CLIP | --- | 12.C4 | XT0002:10 | CONTROL A | 12.C4
XT0003:1 | JC | 0V | CLIP | --- | 12.A4 | XT0003:2 | CONTROL A | 12.A4
XT0003:2 | JC | 0V | CLIP | --- | 12.A4 | XT0003:3 | CONTROL A | 12.A4
XT0003:3 | JC | 0V | CLIP | --- | 12.A4 | XT0003:4 | CONTROL A | 12.B4
XT0003:4 | JC | 0V | CLIP | --- | 12.B4 | XT0003:5 | CONTROL A | 12.B4
XT0003:5 | JC | 0V | CLIP | --- | 12.B4 | XT0003:6 | CONTROL A | 12.B4
XT0003:6 | JC | 0V | CLIP | --- | 12.B4 | XT0003:7 | CONTROL A | 12.B4
XT0003:7 | JC | 0V | CLIP | --- | 12.B4 | XT0003:8 | CONTROL A | 12.C4
XT0003:8 | JC | 0V | CLIP | --- | 12.C4 | XT0003:9 | CONTROL A | 12.C4
XT0003:9 | JC | 0V | CLIP | --- | 12.C4 | XT0003:10 | CONTROL A | 12.C4
XT0012:1 | JC | 523NEG | CLIP | --- | 13.C3 | XT0012:2 | CONTROL A | 13.C3
XT0012:2 | JC | 523NEG | CLIP | --- | 13.C3 | XT0012:3 | CONTROL A | 13.C3
XT0012:3 | JC | 523NEG | CLIP | --- | 13.C3 | XT0012:4 | CONTROL A | 13.C3
XT0080:1 | JC | 0V | CLIP | --- | 21.A1 | XT0080:3 | CONTROL A | 21.D1
XT0080:3 | JC | 0V | CLIP | --- | 21.D1 | XT0080:4 | CONTROL A | 21.D1
XT0080:4 | JC | 0V | CLIP | --- | 21.D1 | XT0080:5 | CONTROL A | 21.D1
XT0080:6 | JC | 0V | CLIP | --- | 22.A6 | XT0080:7 | CONTROL A | 23.A6
XT0080:7 | JC | 0V | CLIP | --- | 23.A6 | XT0080:8 | CONTROL A | 24.A6
XT0080:8 | JC | 0V | CLIP | --- | 24.A6 | XT0080:9 | CONTROL A | 25.A6
XT0081:1 | JC | FU0139 | CLIP | --- | 22.A2 | XT0081:2 | CONTROL A | 23.A2
XT0081:2 | JC | FU0139 | CLIP | --- | 23.A2 | XT0081:3 | CONTROL A | 24.A2
XT0081:3 | JC | FU0139 | CLIP | --- | 24.A2 | XT0081:4 | CONTROL A | 25.A3
XT0081:4 | JC | FU0139 | CLIP | --- | 25.A3 | XT0081:5 | CONTROL A | 25.A3
XT0081:5 | JC | FU0139 | CLIP | --- | 25.A3 | XT0081:6 | CONTROL A | 25.A3
XT0082:1 | JC | 0V | CLIP | --- | 19.A1 | XT0082:2 | CONTROL A | 19.A1
XT0082:2 | JC | 0V | CLIP | --- | 19.A1 | XT0082:3 | CONTROL A | 19.B1
XT0082:3 | JC | 0V | CLIP | --- | 19.B1 | XT0082:4 | CONTROL A | 19.B1
XT0089:6 | JC | ESTOP | CLIP | --- | 25.D5 | XT0089:7 | CONTROL A | 25.D5
XT0089:8 | JC | KA0131A1 | CLIP | --- | 27.D4 | XT0089:9 | CONTROL A | 27.D4
AF0081:00 | SC | UA1200J21 | WHT | 20 | 18.D7 | XT0089:20 | CONTROL A | 18.D5
AF0081:01 | SC | KA024314 | WHT | 20 | 24.D7 | KA0243:14 | CONTROL A | 24.D6
AF0081:02 | SC | KA024514 | WHT | 20 | 24.D7 | KA0245:14 | CONTROL A | 24.D6
AF0081:03 | SC | KA013014 | WHT | 20 | 18.C7 | KA0130:14 | CONTROL A | 18.D6
AF0081:08 | SC | KT014618 | WHT | 20 | 27.B6 | KT0146:18 | CONTROL A | 27.B2
AF0081:09 | SC | KA023914 | WHT | 20 | 25.B6 | KA0239:14 | CONTROL A | 25.B5
AF0081:19 | SC | UA1200J27 | WHT | 20 | 18.C7 | UA1200:J2-7 | CONTROL A | 18.B1
AF0081:24 | SC | KA0131A2 | WHT | 20 | 27.B6 | KA0131:A2 | CONTROL A | 27.C5
AF0081:33 | SC | KA024311 | WHT | 20 | 24.D7 | KA0243:11 | CONTROL A | 24.D6
AF0081:34 | SC | KA024511 | WHT | 20 | 24.D7 | KA0245:11 | CONTROL A | 24.D6
AF0081:35 | SC | KA0130A1 | WHT | 20 | 18.C7 | KA0130:A1 | CONTROL A | 18.C5
XT0089:3 | SC | JP3 | CLIP | -- | 26.B4 | XT0089:2 | CONTROL A | 26.B4
XT0089:5 | SC | JP6 | CLIP | -- | 26.C4 | XT0089:4 | CONTROL A | 26.C4
AF0081:07 | SC | JP2 | VIO | 20 | 26.B6 | AF0081:39 | CONTROL A | 26.B6
XT0089:2 | SC | JP0 | VIO | 20 | 26.B4 | XT0089:1 | CONTROL A | 26.B4
AF0081:40 | SC | KA014124 | WHT | 20 | 27.B6 | KA0141:24 | CONTROL A | 27.B5
AF0081:41 | SC | KA023911 | WHT | 20 | 25.B6 | KA0239:11 | CONTROL A | 25.B5
AF0081:COM | SC | AF0081N | WHT | 16 | 21.A2 | AF0082:COM | CONTROL A | 21.B3
AF0081:COM | SC | AU0080N | WHT | 16 | 21.A2 | AU0080:COM | CONTROL A | 21.A1
AF0081:J | SC | * |  |  | 21.A2 | AF0082:P | CONTROL A | 21.B3
AF0081:V+ | SC | AF0081P | WHT | 16 | 21.A2 | AF0082:V+ | CONTROL A | 21.B3
AF0081:V+ | SC | AU0080P | WHT | 16 | 21.A2 | AU0080:V+ | CONTROL A | 21.A1
AF0082:COM | SC | AF0082N | WHT | 16 | 21.B3 | AF0083:COM | CONTROL A | 21.B3
AF0082:J | SC | * |  |  | 21.B3 | AF0083:P | CONTROL A | 21.B3
AF0082:V+ | SC | AF0082P | WHT | 16 | 21.B3 | AF0083:V+ | CONTROL A | 21.B3
AF0083:COM | SC | AF0083N | WHT | 16 | 21.B3 | AF0084:COM | CONTROL A | 21.B4
AF0083:SH | SC | AF0083G | GRN | 14 | 21.B3 | AF0084:SH | CONTROL A | 21.B4
AF0083:SH | SC | AU0080GND | GRN | 14 | 21.B3 | AU0080:GND | CONTROL A | 21.A1
AF0083:V+ | SC | AF0083P | WHT | 16 | 21.B3 | AF0084:V+ | CONTROL A | 21.B4
AF0084:COM | SC | AF0084N | WHT | 16 | 21.B4 | AF0085:COM | CONTROL A | 21.B5
AF0084:J | SC | * |  |  | 21.B4 | AF0085:P | CONTROL A | 21.B5
AF0084:SH | SC | AF0084G | GRN | 14 | 21.B4 | AF0085:SH | CONTROL A | 21.B5
AF0084:V+ | SC | AF0084P | WHT | 16 | 21.B4 | AF0085:V+ | CONTROL A | 21.B5
AF0085:COM | SC | AF0085N | WHT | 16 | 21.B5 | AF0086:COM | CONTROL A | 21.B5
AF0085:J | SC | * |  |  | 21.B5 | AF0086:P | CONTROL A | 21.B5
AF0085:SH | SC | AF0085G | GRN | 14 | 21.B5 | AF0086:SH | CONTROL A | 21.B5
AF0085:V+ | SC | AF0085P | WHT | 16 | 21.B5 | AF0086:V+ | CONTROL A | 21.B5
AF0086:28 | SC | 0V | WHT | 16 | 78.C7 | XT0086:2 | CONTROL A | 78.C6
AF0086:COM | SC | AF0086N | WHT | 16 | 21.B5 | AF0087:COM | CONTROL A | 21.B6
AF0086:J | SC | * |  |  | 21.B5 | AF0087:P | CONTROL A | 21.B6
AF0086:SH | SC | IEG00102 | GRN | 14 | 21.B5 | IEG0010:2 | CONTROL A | 21.C6
AF0086:V+ | SC | AF0086P | WHT | 16 | 21.B5 | AF0087:V+ | CONTROL A | 21.B6
AF0087:11 | SC | KA013624 | WHT | 20 | 22.D3 | KA0136:24 | CONTROL A | 22.D3
AF0087:43 | SC | KA013621 | WHT | 20 | 22.D3 | KA0136:21 | CONTROL A | 22.D3
AF0091:07 | SC | KA014114 | WHT | 20 | 27.A6 | KA0141:14 | CONTROL A | 27.A5
AF0091:09 | SC | UJ0131OK2 | WHT | 20 | 13.B7 | UJ0131:OK2 | CONTROL A | 13.B4
AF0091:12 | SC | KA0134A1 | WHT | 20 | 22.D5 | KA0134:A1 | CONTROL A | 22.D6
AF0091:39 | SC | KA014111 | WHT | 20 | 27.A6 | KA0141:11 | CONTROL A | 27.A5
AF0091:41 | SC | UJ0131OK1 | WHT | 20 | 13.B7 | UJ0131:OK1 | CONTROL A | 13.B4
AF0091:COM | SC | AF0091N | WHT | 16 | 21.D2 | AF0094:COM | CONTROL A | 21.D4
AF0091:COM | SC | AU0090N | WHT | 16 | 21.D2 | AU0090:COM | CONTROL A | 21.C2
AF0091:J | SC | * |  |  | 21.D2 | AF0092:P | CONTROL A | 21.D3
AF0091:V+ | SC | AF0091P | WHT | 16 | 21.D2 | AF0094:V+ | CONTROL A | 21.D4
AF0091:V+ | SC | AU0090P | WHT | 16 | 21.D2 | AU0090:V+ | CONTROL A | 21.C2
AF0092:02 | SC | KA0133A1 | WHT | 20 | 22.B4 | KA0133:A1 | CONTROL A | 22.B6
AF0092:04 | SC | KA2160A1 | WHT | 20 | 17.A6 | KA2160:A1 | CONTROL A | 17.A5
AF0092:06 | SC | KA013114 | WHT | 20 | 23.C3 | KA0131:14 | CONTROL A | 23.C4
AF0092:07 | SC | KA2161A1 | WHT | 20 | 17.A6 | KA2161:A1 | CONTROL A | 17.B5
AF0092:08 | SC | KA3103A1 | WHT | 20 | 82.A6 | KA3103:A1 | CONTROL A | 82.A5
AF0092:20 | SC | KA2160A2 | WHT | 20 | 17.A6 | KA2160:A2 | CONTROL A | 17.A5
AF0092:23 | SC | KA2161A2 | WHT | 20 | 17.A6 | KA2161:A2 | CONTROL A | 17.B5
AF0092:24 | SC | KA3103A2 | WHT | 20 | 82.A6 | KA3103:A2 | CONTROL A | 82.A5
AF0092:45 | SC | KA024022 | WHT | 20 | 41.C7 | KA0240:22 | CONTROL A | 41.C6
AF0092:COM | SC | 0V | WHT | 16 | 21.D3 | XT0080:3 | CONTROL A | 21.D1
AF0092:J | SC | * |  |  | 21.D3 | AF0093:P | CONTROL A | 21.D3
AF0092:V+ | SC | FU0091 | WHT | 16 | 21.D3 | FU0091:LD | CONTROL A | 21.D1
AF0093:COM | SC | 0V | WHT | 16 | 21.D3 | XT0080:4 | CONTROL A | 21.D1
AF0093:J | SC | * |  |  | 21.D3 | AF0094:P | CONTROL A | 21.D4
AF0093:V+ | SC | FU0092 | WHT | 16 | 21.D3 | FU0092:LD | CONTROL A | 21.D1
AF0094:04 | SC | UJ0131VIN | WHT | 20 | 13.A7 | UJ0131:VIN | CONTROL A | 13.B4
AF0094:05 | SC | 0V | WHT | 14 | 13.A7 | XT0003:5 | CONTROL A | 12.B4
AF0094:06 | SC | UJ0131IOUT | WHT | 20 | 13.A7 | UJ0131:IOUT | CONTROL A | 13.B4
AF0094:07 | SC | 0V | WHT | 14 | 13.A7 | XT0003:8 | CONTROL A | 12.C4
AF0094:J | SC | * |  |  | 21.D4 | AF0095:P | CONTROL A | 21.D5
AF0094:SH | SC | IEG00108 | GRN | 14 | 21.D4 | IEG0010:8 | CONTROL A | 21.D4
AF0094:SH | SC | AU0090GND | GRN | 14 | 21.D4 | AU0090:GND | CONTROL A | 21.C2
AF0095:COM | SC | 0V | WHT | 16 | 21.D5 | XT0080:5 | CONTROL A | 21.D1
AF0095:V+ | SC | FU0093 | WHT | 16 | 21.D5 | FU0093:LD | CONTROL A | 21.D1
AU0080:COM | SC | 0V | WHT | 16 | 21.A1 | XT0080:1 | CONTROL A | 21.A1
AU0080:V+ | SC | FU0081 | WHT | 16 | 21.A1 | FU0081:LD | CONTROL A | 21.B1
AU0090:COM | SC | 0V | WHT | 16 | 21.C2 | XT0080:3 | CONTROL A | 21.D1
AU0090:V+ | SC | FU0090 | WHT | 16 | 21.C2 | FU0090:LD | CONTROL A | 21.D1
FU0011:LD | SC | UJ0131P | WHT | 12 | 13.B3 | UJ0131:+ | CONTROL A | 13.B4
FU0012:LI | SC | 523POS | --- | BUS | 13.B3 | FU0013:LI | CONTROL A | 13.B3
FU0012:LI | SC | 523POS | --- | BUS | 13.B3 | XT0014:1 | CONTROL A | 13.B2
FU0013:LI | SC | 523POS | --- | BUS | 13.B3 | FU0014:LI | CONTROL A | 13.B3
FU0014:LI | SC | 523POS | --- | BUS | 13.B3 | FU0015:LI | CONTROL A | 13.B3
FU0015:LI | SC | 523POS | --- | BUS | 13.B3 | FU0016:LI | CONTROL A | 13.C3
FU0016:LI | SC | 523POS | --- | BUS | 13.C3 | FU0017:LI | CONTROL A | 13.C3
FU0017:LI | SC | 523POS | --- | BUS | 13.C3 | FU0018:LI | CONTROL A | 13.C3
FU0080:LI | SC | FU0137 | WHT | 12 | 19.A1 | FU0137:LD | CONTROL A | 19.A2
FU0080:LI | SC | FU0137 | WHT | 12 | 19.A1 | FU0139:LI | CONTROL A | 19.A1
FU0081:LI | SC | FU0080 | WHT | 14 | 21.B1 | FU0080:LD | CONTROL A | 19.A1
FU0081:LI | SC | FU0080 | WHT | 14 | 21.B1 | FU0090:LI | CONTROL A | 21.D1
FU0090:LI | SC | FU0080 | WHT | 14 | 21.D1 | FU0091:LI | CONTROL A | 21.D1
FU0091:LI | SC | FU0080 | WHT | 14 | 21.D1 | FU0092:LI | CONTROL A | 21.D1
FU0092:LI | SC | FU0080 | WHT | 14 | 21.D1 | FU0093:LI | CONTROL A | 21.D1
FU0093:LI | SC | FU0080 | WHT | 14 | 21.D1 | FU0094:LI | CONTROL A | 21.D1
FU0136:LD | SC | FU0136 | WHT | 10 | 12.A2 | XT0002:1 | CONTROL A | 12.A4
FU0136:LI | SC | 24V | WHT | 10 | 12.A2 | UJ0131:OUT(+) | CONTROL A | 13.B4
FU0137:LI | SC | FU0136 | WHT | 14 | 19.A2 | XT0002:2 | CONTROL A | 12.A4
FU0139:LD | SC | FU0139 | WHT | 16 | 19.A1 | XT0081:1 | CONTROL A | 22.A2
FU0139:LI | SC | FU0137 | WHT | 12 | 19.A1 | FU0387:LI | CONTROL A | 19.A1
FU0213:LI | SC | FU0136 | WHT | 14 | 12.A4 | XT0002:4 | CONTROL A | 12.A4
FU0387:LI | SC | FU0137 | WHT | 12 | 19.A1 | FU0388:LI | CONTROL A | 19.B1
FU0388:LD | SC | FU0388 | WHT | 16 | 19.B1 | KA0138:14 | CONTROL A | 93.C5
FU0388:LI | SC | FU0137 | WHT | 12 | 19.B1 | FU0389:LI | CONTROL A | 19.B1
FU0389:LD | SC | FU0389 | WHT | 16 | 19.B1 | XT0089:21 | CONTROL A | 18.D5
GR0131: | SC | GR0131 | GRN/YEL | 14 | 10.A4 | FRAME | CONTROL A | 10.A3
GR0132: | SC | GR0132 | GRN/YEL | 14 | 10.A4 | FRAME | CONTROL A | 10.A3
GR0133: | SC | IEG00106 | GRN | 14 | 10.A4 | IEG0010:6 | CONTROL A | 10.A5
GR0134: | SC | IEG001013 | GRN | 14 | 10.A4 | IEG0010:13 | CONTROL A | 10.A5
GR0135: | SC | GR0135 | GRN/YEL | 14 | 10.A4 | FRAME | CONTROL A | 10.A5
IEG0010:12 | SC | IEG001012 | GRN | 16 | 18.D2 | UA1200:J3-4 | CONTROL A | 18.B1
KA0130:A1 | SC | KA0130A1 | WHT | 20 | 18.C5 | KA0130:11 | CONTROL A | 18.D6
KA0130:A2 | SC | UA1200J26 | WHT | 20 | 18.C5 | UA1200:J2-6 | CONTROL A | 18.B1
KA0131:11 | SC | KA0135A1 | WHT | 20 | 23.C4 | KA0135:A1 | CONTROL A | 23.C6
KA0131:12 | SC | KA013112 | WHT | 20 | 23.C4 | KA0137:24 | CONTROL A | 23.C1
KA0131:A1 | SC | KA0131A1 | WHT | 20 | 27.C5 | KA0132:A1 | CONTROL A | 27.C5
KA0131:A1 | SC | KA0131A1 | WHT | 20 | 27.C5 | KA0242:14 | CONTROL A | 27.C3
KA0131:A2 | SC | KA0131A2 | WHT | 20 | 27.C5 | KA0132:A2 | CONTROL A | 27.C5
KA0132:11 | SC | FU0139 | WHT | 20 | 22.A1 | KA0133:11 | CONTROL A | 22.B1
KA0132:11 | SC | FU0139 | WHT | 20 | 22.A1 | XT0081:1 | CONTROL A | 22.A2
KA0132:12 | SC | KT014315 | WHT | 20 | 22.A1 | KT0142:A1 | CONTROL A | 22.A6
KA0132:12 | SC | KT014315 | WHT | 20 | 22.A1 | KA0133:12 | CONTROL A | 22.B1
KA0132:21 | SC | KA0138A1 | WHT | 20 | 22.C3 | KA0138:A1 | CONTROL A | 22.C6
KA0132:22 | SC | KA013222 | WHT | 20 | 22.C3 | KT0141:18 | CONTROL A | 22.C2
KA0132:24 | SC | KA013224 | WHT | 20 | 22.C3 | KA0134:14 | CONTROL A | 22.C1
KA0132:A1 | SC | KA0131A1 | WHT | 20 | 27.C5 | KA0141:A1 | CONTROL A | 27.C5
KA0132:A2 | SC | KA0131A2 | WHT | 20 | 27.C5 | KA0141:A2 | CONTROL A | 27.C5
KA0133:11 | SC | FU0139 | WHT | 20 | 22.B1 | KT0144:A1 | CONTROL A | 22.B6
KA0133:A2 | SC | 0V | WHT | 20 | 22.B6 | KA0136:A2 | CONTROL A | 22.C6
KA0133:A2 | SC | 0V | WHT | 20 | 22.B6 | KT0144:A2 | CONTROL A | 22.B6
KA0134:11 | SC | FU0139 | WHT | 20 | 22.C1 | KT0144:15 | CONTROL A | 22.C1
KA0134:11 | SC | FU0139 | WHT | 20 | 22.C1 | KA0136:11 | CONTROL A | 22.B1
KA0134:A2 | SC | 0V | WHT | 20 | 22.D6 | KT0143:A2 | CONTROL A | 22.D6
KA0135:A1 | SC | KA0135A1 | WHT | 20 | 23.C6 | XT0089:23 | CONTROL A | 23.C5
KA0135:A2 | SC | 0V | WHT | 20 | 23.C6 | KA0137:A2 | CONTROL A | 23.D6
KA0135:A2 | SC | 0V | WHT | 20 | 23.C6 | KT0145:A2 | CONTROL A | 23.B6
KA0136:11 | SC | FU0139 | WHT | 20 | 22.B1 | KT0144:A1 | CONTROL A | 22.B6
KA0136:14 | SC | KA013821 | WHT | 20 | 22.B1 | KA0138:21 | CONTROL A | 22.B2
KA0136:A1 | SC | PS32002 | WHT | 20 | 22.C6 | XT0089:14 | CONTROL A | 85.D5
KA0136:A2 | SC | 0V | WHT | 20 | 22.C6 | KA0138:A2 | CONTROL A | 22.C6
KA0137:11 | SC | FU0139 | WHT | 20 | 22.C1 | KT0140:15 | CONTROL A | 22.C1
KA0137:11 | SC | FU0139 | WHT | 20 | 22.C1 | KT0144:15 | CONTROL A | 22.C1
KA0137:14 | SC | KA013222 | WHT | 20 | 22.C1 | KT0141:18 | CONTROL A | 22.C2
KA0137:14 | SC | KA013222 | WHT | 20 | 22.C1 | KT0144:18 | CONTROL A | 22.C1
KA0137:21 | SC | FU0139 | WHT | 20 | 23.C1 | KA0244:11 | CONTROL A | 23.B1
KA0137:21 | SC | FU0139 | WHT | 20 | 23.C1 | KT0142:15 | CONTROL A | 23.D1
KA0137:24 | SC | KA013112 | WHT | 20 | 23.C1 | AF0087:09 | CONTROL A | 23.C2
KA0137:A1 | SC | KA0137A1 | WHT | 20 | 23.D6 | KT0145:18 | CONTROL A | 23.D1
KA0138:11 | SC | KM3170EP | WHT | 20 | 93.C5 | XT0081:11 | CONTROL A | 93.C5
KA0138:24 | SC | KT0144B1 | WHT | 20 | 22.B2 | KT0144:B1 | CONTROL A | 22.B6
KA0138:A2 | SC | 0V | WHT | 20 | 22.C6 | KT0143:A2 | CONTROL A | 22.D6
KA0141:21 | SC | KT0146A1 | WHT | 20 | 27.B5 | KA0241:21 | CONTROL A | 27.A5
KA0141:21 | SC | KT0146A1 | WHT | 20 | 27.B5 | KT0146:A1 | CONTROL A | 27.B4
KA0141:24 | SC | KA014124 | WHT | 20 | 27.B5 | KA0241:24 | CONTROL A | 27.A5
KA0141:A1 | SC | KA0131A1 | WHT | 20 | 27.C5 | KA0230:A1 | CONTROL A | 27.C5
KA0141:A2 | SC | KA0131A2 | WHT | 20 | 27.C5 | KA0230:A2 | CONTROL A | 27.C5
KA0230:A1 | SC | KA0131A1 | WHT | 20 | 27.C5 | KA0231:A1 | CONTROL A | 27.C5
KA0230:A2 | SC | KA0131A2 | WHT | 20 | 27.C5 | KA0231:A2 | CONTROL A | 27.C5
KA0231:24 | SC | KA023124 | WHT | 20 | 25.C2 | KA0245:21 | CONTROL A | 25.C3
KA0231:A1 | SC | KA0131A1 | WHT | 20 | 27.C5 | KA0232:A1 | CONTROL A | 27.D5
KA0231:A2 | SC | KA0131A2 | WHT | 20 | 27.C5 | KA0232:A2 | CONTROL A | 27.D5
KA0236:21 | SC | UA1200J21 | WHT | 20 | 25.C2 | KA0241:11 | CONTROL A | 25.C2
KA0236:24 | SC | KA024114 | WHT | 20 | 25.C2 | KA0241:14 | CONTROL A | 25.C2
KA0239:22 | SC | KA023922 | WHT | 20 | 18.C5 | KA0242:24 | CONTROL A | 18.C6
KA0239:A1 | SC | ESTOP | WHT | 20 | 25.C6 | KA0240:A1 | CONTROL A | 25.C6
KA0239:A2 | SC | 0V | WHT | 20 | 25.C6 | KA0240:A2 | CONTROL A | 25.C6
KA0240:11 | SC | PS32004 | WHT | 20 | 85.D6 | XT0089:15 | CONTROL A | 85.D5
KA0240:14 | SC | UF1300 | WHT | 20 | 85.D6 | XT0084:1 | CONTROL A | 85.D6
KA0241:11 | SC | UA1200J21 | WHT | 20 | 25.C2 | XT0089:20 | CONTROL A | 18.D5
KA0241:14 | SC | KA024114 | WHT | 20 | 25.C2 | KA0231:21 | CONTROL A | 25.C2
KA0241:A1 | SC | KA0241A1 | WHT | 20 | 25.A6 | KA0242:A1 | CONTROL A | 25.B6
KA0241:A1 | SC | KA0241A1 | WHT | 20 | 25.A6 | XT0081:7 | CONTROL A | 25.A3
KA0241:A2 | SC | 0V | WHT | 20 | 25.A6 | KA0242:A2 | CONTROL A | 25.B6
KA0241:A2 | SC | 0V | WHT | 20 | 25.A6 | XT0080:9 | CONTROL A | 25.A6
KA0242:11 | SC | KT014618 | WHT | 20 | 27.C3 | KA0231:11 | CONTROL A | 27.C3
KA0242:11 | SC | KT014618 | WHT | 20 | 27.C3 | KT0146:18 | CONTROL A | 27.B2
KA0242:14 | SC | KA0131A1 | WHT | 20 | 27.C3 | KA0231:14 | CONTROL A | 27.C3
KA0243:21 | SC | KA024524 | WHT | 20 | 25.C4 | KA0245:24 | CONTROL A | 25.C3
KA0243:24 | SC | ESTOPD | WHT | 20 | 25.C4 | XT0089:1 | CONTROL A | 26.B4
KA0243:A1 | SC | KA9982C | WHT | 20 | 24.A6 | KA0244:A1 | CONTROL A | 24.B6
KA0243:A1 | SC | KA9982C | WHT | 20 | 24.A6 | XT0089:10 | CONTROL A | 24.A5
KA0243:A2 | SC | 0V | WHT | 20 | 24.A6 | KA0244:A2 | CONTROL A | 24.B6
KA0243:A2 | SC | 0V | WHT | 20 | 24.A6 | XT0080:8 | CONTROL A | 24.A6
KA0244:11 | SC | FU0139 | WHT | 20 | 23.B1 | XT0081:2 | CONTROL A | 23.A2
KA0244:12 | SC | KT0145A1 | WHT | 20 | 23.B1 | KT0145:A1 | CONTROL A | 23.B6
KA0244:A2 | SC | 0V | WHT | 20 | 24.B6 | KA0245:A2 | CONTROL A | 24.C6
KA0245:A1 | SC | KA9984C | WHT | 20 | 24.C6 | XT0089:11 | CONTROL A | 24.C5
KT0140:16 | SC | KT014115 | WHT | 20 | 22.C1 | KT0141:15 | CONTROL A | 22.C2
KT0140:18 | SC | KT0143A1 | WHT | 20 | 22.D1 | KT0143:A1 | CONTROL A | 22.D6
KT0140:A1 | SC | KT0140A1 | WHT | 20 | 22.A6 | KT0143:16 | CONTROL A | 22.A5
KT0140:A2 | SC | 0V | WHT | 20 | 22.A6 | KT0141:A2 | CONTROL A | 22.A6
KT0140:A2 | SC | 0V | WHT | 20 | 22.A6 | XT0080:6 | CONTROL A | 22.A6
KT0141:A1 | SC | KT014315 | WHT | 20 | 22.A6 | KT0143:15 | CONTROL A | 22.A5
KT0141:A1 | SC | KT014315 | WHT | 20 | 22.A6 | KT0142:A1 | CONTROL A | 22.A6
KT0141:A2 | SC | 0V | WHT | 20 | 22.A6 | KT0142:A2 | CONTROL A | 22.A6
KT0142:15 | SC | FU0139 | WHT | 20 | 23.D1 | KT0145:15 | CONTROL A | 23.D1
KT0142:A2 | SC | 0V | WHT | 20 | 22.A6 | KT0144:A2 | CONTROL A | 22.B6
KT0145:18 | SC | KA0137A1 | WHT | 20 | 23.D1 | KT0142:18 | CONTROL A | 23.D1
KT0145:A2 | SC | 0V | WHT | 20 | 23.B6 | XT0080:7 | CONTROL A | 23.A6
UA1200:J1-10 | SC | FU0389 | WHT | 20 | 18.B1 | XT0089:21 | CONTROL A | 18.D5
UA1200:J1-8 | SC | UA1200J | WHT | 20 | 57.B6 | UA1200:J3-5 | CONTROL A | 57.B6
UA1200:J1-9 | SC | 0V | WHT | 20 | 18.B1 | XT0089:22 | CONTROL A | 18.D5
UA1200:J2-1 | SC | UA1200J21 | WHT | 20 | 18.B1 | XT0089:20 | CONTROL A | 18.D5
UA1200:J2-2 | SC | FU0389 | WHT | 20 | 18.B1 | XT0089:21 | CONTROL A | 18.D5
UJ0131:- | SC | 521NEG | WHT | 12 | 13.B4 | XT0011:1 | CONTROL A | 13.B3
UJ0131:G | SC | UJ0131G | GRN/YEL | 12 | 13.B4 | FRAME | CONTROL A | 13.B4
UJ0131:OUT(-) | SC | 0V | WHT | 10 | 13.B4 | XT0003:1 | CONTROL A | 12.A4
XT0003:2 | SC | 0V | WHT | 12 | 12.A4 | XT0082:1 | CONTROL A | 19.A1
XT0080:1 | SC | 0V | WHT | 14 | 21.A1 | XT0082:2 | CONTROL A | 19.A1
XT0081:3 | SC | FU0139 | WHT | 20 | 24.A2 | XT0089:12 | CONTROL A | 24.A2
XT0082:2 | SC | 0V | WHT | 14 | 19.A1 | XT0080:6 | CONTROL A | 22.A6
XT0082:4 | SC | 0V | WHT | 16 | 19.B1 | XT0089:22 | CONTROL A | 18.D5
XT0089:13 | SC | FU0139 | WHT | 20 | 85.D5 | XT0081:4 | CONTROL A | 25.A3
AU0080:L1 | WC0009 | AU0090L2 | ENET | CABLE | 2.A4 | AU0090:L2 | CONTROL A | 2.A3
AF0083:J | WC0080 | AF0083J | COMM | USB | 21.B3 | AF0084:P | CONTROL A | 21.B4
AF0093:12 | SC | 009312 | WHT | 20 | 19.D7 | PC0470:INP_A | CONTROL B | 19.D5
AF0093:28 | SC | 009328 | WHT | 20 | 19.D7 | PC0470:-PWR | CONTROL B | 19.D5
AF0093:44 | SC | 009344 | WHT | 20 | 19.D7 | PC0470:+PWR | CONTROL B | 19.D5
AF0095:02 | SC | 009502 | WHT | 20 | 69.B7 | KA0221:14 | CONTROL B | 69.B6
FU0213:LD | SC | FU0213 | WHT | 16 | 12.A4 | XT7062:6 | CONTROL B | 20.A6
IEG0010:1 | SC | IEG02300 | GRN | 8 | 10.A2 | IEG0230:0 | CONTROL B | 10.A2
IEG0010:3 | SC | IEG00103 | GRN | 14 | 16.C6 | XT0400:3 | CONTROL B | 16.C5
KA0134:A1 | SC | KA0134A1 | WHT | 20 | 22.D6 | AF0067:12 | CONTROL B | 22.D4
KA0232:A1 | SC | KA0131A1 | WHT | 20 | 27.D5 | KA0233:A1 | CONTROL B | 27.D5
KA0232:A2 | SC | KA0131A2 | WHT | 20 | 27.D5 | KA0233:A2 | CONTROL B | 27.D5
KA0236:A1 | SC | ESTOP | WHT | 20 | 25.C6 | KA0235:A1 | CONTROL B | 25.C6
KA0236:A1 | SC | ESTOP | WHT | 20 | 25.C6 | KA0237:A1 | CONTROL B | 25.C6
KA0236:A2 | SC | 0V | WHT | 20 | 25.C6 | KA0237:A2 | CONTROL B | 25.C6
KA0236:A2 | SC | 0V | WHT | 20 | 25.C6 | KA0235:A2 | CONTROL B | 25.C6
KA0239:21 | SC | FU0116 | WHT | 16 | 18.C5 | FU0116:LD | CONTROL B | 14.B1
KA0239:A1 | SC | ESTOP | WHT | 20 | 25.C6 | KA0237:A1 | CONTROL B | 25.C6
KA0239:A2 | SC | 0V | WHT | 20 | 25.C6 | KA0237:A2 | CONTROL B | 25.C6
KA0240:A1 | SC | ESTOP | WHT | 20 | 25.C6 | KA0251:A1 | CONTROL B | 25.D6
KA0240:A2 | SC | 0V | WHT | 20 | 25.C6 | KA0251:A2 | CONTROL B | 25.D6
KA0242:21 | SC | KA024221 | WHT | 20 | 18.C6 | XT0237:1 T2 | CONTROL B | 18.C5
KA0242:A2 | SC | 0V | WHT | 20 | 25.B6 | KA0235:A2 | CONTROL B | 25.C6
KT0146:15 | SC | KT014615 | WHT | 20 | 27.B2 | AF0076:10 | CONTROL B | 27.B2
KT0146:A2 | SC | KT0146A2 | WHT | 20 | 27.B4 | AF0076:29 | CONTROL B | 27.B6
KT0146:B1 | SC | KT0146B1 | WHT | 20 | 27.B4 | AF0076:13 | CONTROL B | 27.B6
UA1200:J1-4 | SC | UA1200J14 | WHT | 20 | 18.B1 | AF0076:11 | CONTROL B | 18.C7
UA1200:J1-5 | SC | UA1200J15 | WHT | 20 | 18.B1 | XT0237:1 B1 | CONTROL B | 18.C5
XT0002:1 | SC | FU0136 | WHT | 14 | 12.A4 | FU0210:LI | CONTROL B | 14.A2
XT0002:3 | SC | FU0136 | WHT | 14 | 12.A4 | FU0410:LI | CONTROL B | 16.C1
XT0002:3 | SC | FU0136 | WHT | 14 | 12.A4 | XT0085:1 | CONTROL B | 27.A2
XT0002:4 | SC | FU0136 | WHT | 14 | 12.A4 | FU0010:LI | CONTROL B | 4.B1
XT0002:6 | SC | FU0136 | WHT | 14 | 12.B4 | FU0291:LI | CONTROL B | 40.C5
XT0002:7 | SC | FU0136 | WHT | 14 | 12.B4 | XT0051:1 | CONTROL B | 8.A4
XT0003:1 | SC | 0V | WHT | 12 | 12.A4 | XT0062:1 | CONTROL B | 14.A1
XT0003:3 | SC | 0V | WHT | 14 | 12.A4 | XT0085:3 | CONTROL B | 27.A2
XT0003:3 | SC | 0V | WHT | 14 | 12.A4 | XT0401:1 | CONTROL B | 16.A1
XT0003:4 | SC | 0V | WHT | 14 | 12.B4 | XT7062:5 | CONTROL B | 20.B4
XT0003:6 | SC | 0V | WHT | 14 | 12.B4 | UV0291:24V(-) | CONTROL B | 40.C6
XT0003:7 | SC | 0V | WHT | 14 | 12.B4 | XT0051:5 | CONTROL B | 8.A3
XT0086:1 | SC | FU0115 | WHT | 16 | 78.C6 | FU0115:LD | CONTROL B | 14.B1
XT0086:2 | SC | 0V | WHT | 16 | 78.C6 | XT0062:4 | CONTROL B | 14.B1
XT0089:5 | SC | ESTOP | WHT | 20 | 26.C4 | KA0235:A1 | CONTROL B | 25.C6
XT0089:6 | SC | ESTOP | WHT | 20 | 25.D5 | KA0251:A1 | CONTROL B | 25.D6
XT0089:8 | SC | KA0131A1 | WHT | 20 | 27.D4 | KA0234:A1 | CONTROL B | 27.D5
AU0080:L2 | WC0008 | AU0080L2 | ENET | CABLE | 2.A4 | BA1100:L1 | CONTROL B | 2.A5
AU0090:L1 | WC0045 | AF0450L2 | ENET | CABLE | 2.A3 | AF0450:L2 | CONTROL B | 2.A1
UA1200:J1-3 | WC4524 | UA1200J13 | CLR | 20 | 18.B1 | AF0065:12 | CONTROL B | 18.B7
UA1200:J1-1 | WC4524 | UA1200J11 | BLK | 20 | 18.B1 | AF0065:28 | CONTROL B | 18.B7
FLOATING | WC4524 | UJA1200S | SH | 20 | 18.B2 | AF0065:60 | CONTROL B | 18.B7
AF0081:04 | SC | SB0472B212 | WHT | 20 | 42.B7 | SB0472:B2-12 | CONTROL,JB70;TT6 | 42.B1
AF0081:36 | SC | SB0472B211 | WHT | 20 | 42.B7 | SB0472:B2-11 | CONTROL,JB70;TT6 | 42.B1
AF0082:03 | SC | SA0474B214 | WHT | 20 | 44.C7 | SA0474:B2-14 | CONTROL,JB70;TT6 | 44.C1
AF0082:04 | SC | SA0474B114 | WHT | 20 | 44.C7 | SA0474:B1-14 | CONTROL,JB70;TT6 | 44.C1
AF0082:35 | SC | SA0474B213 | WHT | 20 | 44.C7 | SA0474:B2-13 | CONTROL,JB70;TT6 | 44.C1
AF0082:36 | SC | SA0474B113 | WHT | 20 | 44.C7 | SA0474:B1-13 | CONTROL,JB70;TT6 | 44.C1
AF0087:02 | SC | SB047112 | WHT | 20 | 41.D7 | SB0471:12 | CONTROL,JB70;TT6 | 41.D1
AF0087:03 | SC | SB047314 | WHT | 20 | 41.D7 | SB0473:14 | CONTROL,JB70;TT6 | 41.D1
AF0087:04 | SC | SB047414 | WHT | 20 | 42.A7 | SB0474:14 | CONTROL,JB70;TT6 | 42.A1
AF0087:05 | SC | SA047312 | WHT | 20 | 39.D7 | SA0473:12 | CONTROL,JB70;TT6 | 39.D1
AF0087:06 | SC | SA047314 | WHT | 20 | 39.D7 | SA0473:14 | CONTROL,JB70;TT6 | 39.D1
AF0087:07 | SC | SA0471B214 | WHT | 20 | 42.A7 | SA0471:B2-14 | CONTROL,JB70;TT6 | 42.A1
AF0087:08 | SC | SA0471B114 | WHT | 20 | 42.B7 | SA0471:B1-14 | CONTROL,JB70;TT6 | 42.B1
AF0087:34 | SC | SB047111 | WHT | 20 | 41.D7 | SB0471:11 | CONTROL,JB70;TT6 | 41.D1
AF0087:35 | SC | SB047313 | WHT | 20 | 41.D7 | SB0473:13 | CONTROL,JB70;TT6 | 41.D1
AF0087:36 | SC | SB047413 | WHT | 20 | 42.A7 | SB0474:13 | CONTROL,JB70;TT6 | 42.A1
AF0087:37 | SC | SA047311 | WHT | 20 | 39.D7 | SA0473:11 | CONTROL,JB70;TT6 | 39.D1
AF0087:38 | SC | SA047313 | WHT | 20 | 39.D7 | SA0473:13 | CONTROL,JB70;TT6 | 39.D1
AF0087:39 | SC | SA0471B213 | WHT | 20 | 42.A7 | SA0471:B2-13 | CONTROL,JB70;TT6 | 42.A1
AF0087:40 | SC | SA0471B113 | WHT | 20 | 42.B7 | SA0471:B1-13 | CONTROL,JB70;TT6 | 42.B1
PEG0130:2 | SC | AT1100G | GRN/YEL | 14 | 40.D5 | AT1100:GND | CONTROL,JB70;TT6 | 40.D3
XT0003:4 | SC | 0V | WHT | 14 | 12.B4 | UV0600:(-) | PLC | 4.B2
AF0087:00 | SC | SH047114 | WHT | 20 | 41.A7 | XT0111:4 | RAIL,RIGHT,JB70 | 41.A5
AF0087:01 | SC | SH047012 | WHT | 20 | 41.B7 | XT0111:8 | RAIL,RIGHT,JB70 | 41.B5
AF0087:32 | SC | SH047113 | WHT | 20 | 41.A7 | XT0111:3 | RAIL,RIGHT,JB70 | 41.A5
AF0087:33 | SC | SH047011 | WHT | 20 | 41.B7 | XT0111:7 | RAIL,RIGHT,JB70 | 41.B5
AF0092:12 | SC | HA047202 | WHT | 20 | 43.A6 | XT0111:23 | RAIL,RIGHT,JB70 | 43.A5
AF0092:13 | SC | SH0472X2 | WHT | 20 | 41.C7 | XT0111:17 | RAIL,RIGHT,JB70 | 41.C5
AF0092:28 | SC | HA047201 | WHT | 20 | 43.A6 | XT0111:24 | RAIL,RIGHT,JB70 | 43.A5
AF0092:29 | SC | SH0472X1 | WHT | 20 | 41.C7 | XT0111:18 | RAIL,RIGHT,JB70 | 41.C5
AF0093:06 | SC | SH0470X2 | WHT | 20 | 41.B7 | XT0111:11 | RAIL,RIGHT,JB70 | 41.B5
AF0093:15 | SC | SH0471X2 | WHT | 20 | 41.A7 | XT0111:5 | RAIL,RIGHT,JB70 | 41.A5
AF0093:22 | SC | SH0470X1 | WHT | 20 | 41.B7 | XT0111:12 | RAIL,RIGHT,JB70 | 41.C5
AF0093:31 | SC | SH0471X1 | WHT | 20 | 41.A7 | XT0111:6 | RAIL,RIGHT,JB70 | 41.A5
KA0240:21 | SC | SH0472X2 | WHT | 20 | 41.C6 | XT0111:17 | RAIL,RIGHT,JB70 | 41.C5
XT0002:6 | SC | FU0136 | WHT | 14 | 12.B4 | XT0111:21 | RAIL,RIGHT,JB70 | 40.D5
XT0003:6 | SC | 0V | WHT | 14 | 12.B4 | XT0111:22 | RAIL,RIGHT,JB70 | 40.D5
XT0081:6 | SC | FU0139 | WHT | 20 | 25.A3 | XT0111:15 | RAIL,RIGHT,JB70 | 41.C5
XT0081:7 | SC | KA0241A1 | WHT | 20 | 25.A3 | XT0111:16 | RAIL,RIGHT,JB70 | 41.C5
XT0089:3 | SC | ESTOPB | WHT | 20 | 26.B4 | XT0111:19 | RAIL,RIGHT,JB70 | 42.C5
XT0089:4 | SC | ESTOPA | WHT | 20 | 26.C4 | XT0111:20 | RAIL,RIGHT,JB70 | 42.C5
SolarTools ver. 24.0.84.24712 (Jul 31, 2025)
Report date: 2/27/2026 8:52 AM

## CONTROL B
CONTROL B
Project # | 4M021
Project Name | NW NATURAL
Revision | B.2
Controls DE | J. UNGER
Phone:
Controls ME
Phone:
From | [5 empty] | To
Device ID | Cable (W) Conductor (SC) Jumper Clip (JC) | Wire No. | Wire ID | Gauge/Size | Page/Zone | Device ID | Location | Page/Zone
XT0051:1 | JC | FU0136 | CLIP | --- | 8.A4 | XT0051:2 | CONTROL B | 8.B4
XT0051:2 | JC | FU0136 | CLIP | --- | 8.B4 | XT0051:3 | CONTROL B | 8.B4
XT0051:3 | JC | FU0136 | CLIP | --- | 8.B4 | XT0051:4 | CONTROL B | 8.C4
XT0051:5 | JC | 0V | CLIP | --- | 8.A3 | XT0051:6 | CONTROL B | 8.B3
XT0051:6 | JC | 0V | CLIP | --- | 8.B3 | XT0051:7 | CONTROL B | 8.C3
XT0051:7 | JC | 0V | CLIP | --- | 8.C3 | XT0051:8 | CONTROL B | 8.C3
XT0060:1 | JC | 0V | CLIP | --- | 15.A1 | XT0060:2 | CONTROL B | 15.B1
XT0060:2 | JC | 0V | CLIP | --- | 15.B1 | XT0060:3 | CONTROL B | 15.B1
XT0060:3 | JC | 0V | CLIP | --- | 15.B1 | XT0060:4 | CONTROL B | 15.C1
XT0062:1 | JC | 0V | CLIP | --- | 14.A1 | XT0062:2 | CONTROL B | 14.A1
XT0062:2 | JC | 0V | CLIP | --- | 14.A1 | XT0062:3 | CONTROL B | 14.B1
XT0062:3 | JC | 0V | CLIP | --- | 14.B1 | XT0062:4 | CONTROL B | 14.B1
XT0291:1 | JC | UV0291POS | CLIP | --- | 40.A6 | XT0291:2 | CONTROL B | 40.A6
XT0291:2 | JC | UV0291POS | CLIP | --- | 40.A6 | XT0291:3 | CONTROL B | 40.A6
XT0291:3 | JC | UV0291POS | CLIP | --- | 40.A6 | XT0291:4 | CONTROL B | 40.A6
XT0291:5 | JC | UV0291NEG | CLIP | --- | 40.A6 | XT0291:6 | CONTROL B | 40.B6
XT0291:6 | JC | UV0291NEG | CLIP | --- | 40.B6 | XT0291:7 | CONTROL B | 40.B6
XT0291:7 | JC | UV0291NEG | CLIP | --- | 40.B6 | XT0291:8 | CONTROL B | 40.B6
XT0401:1 | JC | 0V | CLIP | --- | 16.A1 | XT0401:2 | CONTROL B | 16.C1
XT7062:3 | JC | EL7062B1 | CLIP | --- | 20.A4 | XT7062:4 | CONTROL B | 20.B4
AF0061:02 | SC | 006102 | WHT | 20 | 61.B7 | KA0233:14 | CONTROL B | 61.B5
AF0061:14 | SC | 006114 | WHT | 20 | 59.B7 | KA0234:14 | CONTROL B | 59.B5
AF0061:COM | SC | 0V | WHT | 16 | 15.B2 | XT0060:2 | CONTROL B | 15.B1
AF0061:J | SC | * |  |  | 15.B2 | AF0062:P | CONTROL B | 15.B3
AF0061:V+ | SC | FU0062 | WHT | 16 | 15.B2 | FU0062:LD | CONTROL B | 15.B1
AF0062:00 | SC | 006200 | WHT | 20 | 69.C7 | KA0222:14 | CONTROL B | 69.C6
AF0062:COM | SC | 0V | WHT | 16 | 15.B3 | XT0060:3 | CONTROL B | 15.B1
AF0062:J | SC | * |  |  | 15.B3 | AF0063:P | CONTROL B | 15.B3
AF0062:V+ | SC | FU0063 | WHT | 16 | 15.B3 | FU0063:LD | CONTROL B | 15.B1
AF0063:COM | SC | AF0063N | WHT | 16 | 15.B3 | AF0064:COM | CONTROL B | 15.A4
AF0063:COM | SC | AU0060N | WHT | 16 | 15.B3 | AU0060:COM | CONTROL B | 15.A2
AF0063:J | SC | * |  |  | 15.B3 | AF0064:P | CONTROL B | 15.A4
AF0063:V+ | SC | AF0063P | WHT | 16 | 15.B3 | AF0064:V+ | CONTROL B | 15.A4
AF0063:V+ | SC | AU0060P | WHT | 16 | 15.B3 | AU0060:V+ | CONTROL B | 15.A2
AF0064:COM | SC | AF0064N | WHT | 16 | 15.A4 | AF0065:COM | CONTROL B | 15.A5
AF0064:J | SC | * |  |  | 15.A4 | AF0065:P | CONTROL B | 15.A5
AF0064:SH | SC | AF0064G | GRN | 14 | 15.A4 | AF0065:SH | CONTROL B | 15.A5
AF0064:SH | SC | AU0060GND | GRN | 14 | 15.A4 | AU0060:GND | CONTROL B | 15.A2
AF0064:V+ | SC | AF0064P | WHT | 16 | 15.A4 | AF0065:V+ | CONTROL B | 15.A5
AF0065:COM | SC | AF0065N | WHT | 16 | 15.A5 | AF0066:COM | CONTROL B | 15.B5
AF0065:J | SC | * |  |  | 15.A5 | AF0066:P | CONTROL B | 15.B5
AF0065:SH | SC | AF0065G | GRN | 14 | 15.A5 | AF0066:SH | CONTROL B | 15.B5
AF0065:V+ | SC | AF0065P | WHT | 16 | 15.A5 | AF0066:V+ | CONTROL B | 15.B5
AF0066:COM | SC | AF0066N | WHT | 16 | 15.B5 | AF0068:COM | CONTROL B | 15.B6
AF0066:J | SC | * |  |  | 15.B5 | AF0067:P | CONTROL B | 15.B6
AF0066:SH | SC | AF0066G | GRN | 14 | 15.B5 | AF0068:SH | CONTROL B | 15.B6
AF0066:V+ | SC | AF0066P | WHT | 16 | 15.B5 | AF0068:V+ | CONTROL B | 15.B6
AF0067:COM | SC | 0V | WHT | 16 | 15.B6 | XT0060:3 | CONTROL B | 15.B1
AF0067:J | SC | * |  |  | 15.B6 | AF0068:P | CONTROL B | 15.B6
AF0067:V+ | SC | FU0064 | WHT | 16 | 15.B6 | FU0064:LD | CONTROL B | 15.B1
AF0068:SH | SC | IEG02304 | GRN | 14 | 15.B6 | IEG0230:4 | CONTROL B | 15.B7
AF0071:COM | SC | AF0071N | WHT | 16 | 15.C2 | AF0072:COM | CONTROL B | 15.C3
AF0071:COM | SC | AU0070N | WHT | 16 | 15.C2 | AU0070:COM | CONTROL B | 15.C2
AF0071:J | SC | * |  |  | 15.C2 | AF0072:P | CONTROL B | 15.C3
AF0071:SH | SC | AF0071G | GRN | 14 | 15.C2 | AF0072:SH | CONTROL B | 15.C3
AF0071:SH | SC | AU0070GND | GRN | 14 | 15.C2 | AU0070:GND | CONTROL B | 15.C2
AF0071:V+ | SC | AF0071P | WHT | 16 | 15.C2 | AF0072:V+ | CONTROL B | 15.C3
AF0071:V+ | SC | AU0070P | WHT | 16 | 15.C2 | AU0070:V+ | CONTROL B | 15.C2
AF0072:COM | SC | AF0072N | WHT | 16 | 15.C3 | AF0073:COM | CONTROL B | 15.C3
AF0072:J | SC | * |  |  | 15.C3 | AF0073:P | CONTROL B | 15.C3
AF0072:SH | SC | AF0072G | GRN | 14 | 15.C3 | AF0073:SH | CONTROL B | 15.C3
AF0072:V+ | SC | AF0072P | WHT | 16 | 15.C3 | AF0073:V+ | CONTROL B | 15.C3
AF0073:COM | SC | AF0073N | WHT | 16 | 15.C3 | AF0074:COM | CONTROL B | 15.C4
AF0073:J | SC | * |  |  | 15.C3 | AF0074:P | CONTROL B | 15.C4
AF0073:SH | SC | AF0073G | GRN | 14 | 15.C3 | AF0074:SH | CONTROL B | 15.C4
AF0073:V+ | SC | AF0073P | WHT | 16 | 15.C3 | AF0074:V+ | CONTROL B | 15.C4
AF0074:05 | SC | 007405 | WHT | 20 | 27.A2 | XT0085:2 | CONTROL B | 27.A2
AF0074:21 | SC | 0V | WHT | 14 | 27.A2 | XT0085:3 | CONTROL B | 27.A2
AF0074:COM | SC | AF0074N | WHT | 16 | 15.C4 | AF0075:COM | CONTROL B | 15.C5
AF0074:J | SC | * |  |  | 15.C4 | AF0075:P | CONTROL B | 15.C5
AF0074:SH | SC | AF0074G | GRN | 14 | 15.C4 | AF0075:SH | CONTROL B | 15.C5
AF0074:V+ | SC | AF0074P | WHT | 16 | 15.C4 | AF0075:V+ | CONTROL B | 15.C5
AF0075:COM | SC | AF0075N | WHT | 16 | 15.C5 | AF0077:COM | CONTROL B | 15.C6
AF0075:J | SC | * |  |  | 15.C5 | AF0076:P | CONTROL B | 15.C5
AF0075:SH | SC | AF0075G | GRN | 14 | 15.C5 | AF0077:SH | CONTROL B | 15.C6
AF0075:V+ | SC | AF0075P | WHT | 16 | 15.C5 | AF0077:V+ | CONTROL B | 15.C6
AF0076:00 | SC | KA023514 | WHT | 20 | 73.B7 | KA0235:14 | CONTROL B | 73.B5
AF0076:01 | SC | KA023714 | WHT | 20 | 74.B7 | KA0237:14 | CONTROL B | 74.B5
AF0076:02 | SC | 007602 | WHT | 20 | 69.B7 | KA0221:A1 | CONTROL B | 69.B6
AF0076:04 | SC | 007604 | WHT | 20 | 69.C7 | KA0222:A1 | CONTROL B | 69.C6
AF0076:07 | SC | 007607 | WHT | 20 | 26.D6 | KA0224:A1 | CONTROL B | 26.D5
AF0076:08 | SC | KA1020A1 | WHT | 20 | 14.C7 | KA1020:A1 | CONTROL B | 14.C5
AF0076:12 | SC | 007612 | WHT | 20 | 18.C7 | XT0237:1 B2 | CONTROL B | 18.C5
AF0076:18 | SC | 007618 | WHT | 20 | 69.B7 | KA0221:A2 | CONTROL B | 69.B6
AF0076:20 | SC | 007620 | WHT | 20 | 69.C7 | KA0222:A2 | CONTROL B | 69.C6
AF0076:23 | SC | 007623 | WHT | 20 | 26.D6 | KA0224:A2 | CONTROL B | 26.D5
AF0076:24 | SC | KA1020A2 | WHT | 20 | 14.C7 | KA1020:A2 | CONTROL B | 14.C5
AF0076:COM | SC | 0V | WHT | 16 | 15.C5 | XT0060:4 | CONTROL B | 15.C1
AF0076:J | SC | * |  |  | 15.C5 | AF0077:P | CONTROL B | 15.C6
AF0076:V+ | SC | FU0076 | WHT | 16 | 15.C5 | FU0076:LD | CONTROL B | 15.D1
AF0077:SH | SC | IEG02301 | GRN | 14 | 15.C6 | IEG0230:1 | CONTROL B | 15.D7
AF0400:12 | SC | XT04002 | GRN | 16 | 16.A6 | XT0400:2 | CONTROL B | 16.C6
AF0410:32 | SC | XT04001 | GRN | 16 | 16.A5 | XT0400:1 | CONTROL B | 16.C5
AF0410:53 | SC | 0V | WHT | 16 | 16.A5 | XT0401:2 | CONTROL B | 16.C1
AF0410:54 | SC | 0V | WHT | 16 | 16.A5 | AF0420:53 | CONTROL B | 16.A4
AF0410:55 | SC | FU0410 | WHT | 16 | 16.A5 | FU0410:LD | CONTROL B | 16.C1
AF0410:56 | SC | FU0410 | WHT | 16 | 16.A5 | AF0420:55 | CONTROL B | 16.A4
AF0410:LBUS | SC | AF0420RBUS |  |  | 16.A5 | AF0420:RBUS | CONTROL B | 16.A4
AF0420:32 | SC | XT04001 | GRN | 16 | 16.A4 | XT0400:1 | CONTROL B | 16.C5
AF0420:54 | SC | 0V | WHT | 16 | 16.A4 | AF0430:53 | CONTROL B | 16.A3
AF0420:56 | SC | FU0410 | WHT | 16 | 16.A4 | AF0430:55 | CONTROL B | 16.A3
AF0430:32 | SC | XT04001 | GRN | 16 | 16.A3 | XT0400:1 | CONTROL B | 16.C5
AF0430:54 | SC | 0V | WHT | 16 | 16.A3 | AF0450:53 | CONTROL B | 16.A1
AF0430:56 | SC | FU0410 | WHT | 16 | 16.A3 | AF0450:55 | CONTROL B | 16.A1
AF0450:32 | SC | XT04001 | GRN | 16 | 16.A1 | XT0400:1 | CONTROL B | 16.C5
AU0060:COM | SC | 0V | WHT | 16 | 15.A2 | XT0060:2 | CONTROL B | 15.B1
AU0060:V+ | SC | FU0061 | WHT | 16 | 15.A2 | FU0061:LD | CONTROL B | 15.B1
AU0070:COM | SC | 0V | WHT | 16 | 15.C2 | XT0060:4 | CONTROL B | 15.C1
AU0070:V+ | SC | FU0070 | WHT | 16 | 15.C2 | FU0070:LD | CONTROL B | 15.C1
BA0001:V1(-) | SC | 0V | WHT | 16 | 8.A2 | XT0051:5 | CONTROL B | 8.A3
BA0001:V1(+) | SC | FU0021 | WHT | 16 | 8.A2 | FU0021:LD | CONTROL B | 8.A3
BA0002:V1(-) | SC | 0V | WHT | 16 | 8.B2 | XT0051:6 | CONTROL B | 8.B3
BA0002:V1(+) | SC | FU0022 | WHT | 16 | 8.B2 | FU0022:LD | CONTROL B | 8.B3
BA0009:V1(-) | SC | 0V | WHT | 16 | 8.B5 | XT0051:7 | CONTROL B | 8.C3
BA0009:V1(+) | SC | FU0029 | WHT | 16 | 8.B5 | FU0029:LD | CONTROL B | 8.B5
BA0011:V1(-) | SC | 0V | WHT | 16 | 8.C5 | XT0051:8 | CONTROL B | 8.C3
BA0011:V1(+) | SC | FU0035 | WHT | 16 | 8.C5 | FU0035:LD | CONTROL B | 8.C5
BA1100:NEG | SC | UV0291NEG | WHT | 16 | 40.D1 | XT0291:8 | CONTROL B | 40.B6
FU0021:LI | SC | FU0136 | WHT | 16 | 8.A3 | XT0051:1 | CONTROL B | 8.A4
FU0022:LI | SC | FU0136 | WHT | 16 | 8.B3 | XT0051:2 | CONTROL B | 8.B4
FU0029:LI | SC | FU0136 | WHT | 16 | 8.B5 | XT0051:3 | CONTROL B | 8.B4
FU0035:LI | SC | FU0136 | WHT | 16 | 8.C5 | XT0051:4 | CONTROL B | 8.C4
FU0060:LI | SC | FU0210 | WHT | 12 | 14.A1 | FU0210:LD | CONTROL B | 14.A2
FU0060:LI | SC | FU0210 | WHT | 12 | 14.A1 | FU0100:LI | CONTROL B | 14.A1
FU0061:LI | SC | FU0060 | WHT | 14 | 15.B1 | FU0060:LD | CONTROL B | 14.A1
FU0061:LI | SC | FU0060 | WHT | 14 | 15.B1 | FU0062:LI | CONTROL B | 15.B1
FU0062:LI | SC | FU0060 | WHT | 14 | 15.B1 | FU0063:LI | CONTROL B | 15.B1
FU0063:LI | SC | FU0060 | WHT | 14 | 15.B1 | FU0064:LI | CONTROL B | 15.B1
FU0064:LI | SC | FU0060 | WHT | 14 | 15.B1 | FU0070:LI | CONTROL B | 15.C1
FU0070:LI | SC | FU0060 | WHT | 14 | 15.C1 | FU0076:LI | CONTROL B | 15.D1
FU0100:LD | SC | FU0100 | WHT | 16 | 14.A1 | KA1020:14 | CONTROL B | 64.A5
FU0100:LI | SC | FU0210 | WHT | 12 | 14.A1 | FU0113:LI | CONTROL B | 14.B1
FU0113:LI | SC | FU0210 | WHT | 12 | 14.B1 | FU0114:LI | CONTROL B | 14.B1
FU0114:LI | SC | FU0210 | WHT | 12 | 14.B1 | FU0115:LI | CONTROL B | 14.B1
FU0115:LI | SC | FU0210 | WHT | 12 | 14.B1 | FU0116:LI | CONTROL B | 14.B1
FU0291:LD | SC | FU0291 | WHT | 16 | 40.C5 | UV0291:24V(+) | CONTROL B | 40.C6
GR0231: | SC | IEG02303 | GRN | 14 | 10.A4 | IEG0230:3 | CONTROL B | 10.A3
GR0233: | SC | IEG02308 | GRN | 14 | 10.A4 | IEG0230:8 | CONTROL B | 10.A5
KA0221:11 | SC | 023524 | WHT | 20 | 69.B6 | KA0235:24 | CONTROL B | 69.B5
KA0222:11 | SC | 023724 | WHT | 20 | 69.C6 | KA0237:24 | CONTROL B | 69.C5
KA0224:11 | SC | KA022411 | WHT | 20 | 26.D4 | XT0224:1 | CONTROL B | 26.D3
KA0224:14 | SC | KA022414 | WHT | 20 | 26.D4 | XT0224:2 | CONTROL B | 26.D3
KA0233:A1 | SC | KA0131A1 | WHT | 20 | 27.D5 | KA0234:A1 | CONTROL B | 27.D5
KA0233:A2 | SC | KA0131A2 | WHT | 20 | 27.D5 | KA0234:A2 | CONTROL B | 27.D5
KA1020:24 | SC | 0V | WHT | 14 | 64.A5 | XT0062:2 | CONTROL B | 14.A1
PC0470:INP_A | SC | 009312 | WHT | 20 | 19.D5 | PC0470:INP_B | CONTROL B | 19.D5
RR0851: -3.01K OHM | SC | FU0136 | LEAD | --- | 27.A2 | XT0085:1 | CONTROL B | 27.A2
RR0851: -3.01K OHM | SC | 007405 | LEAD | --- | 27.A2 | XT0085:2 | CONTROL B | 27.A2
RR0852: -1.0K OHM | SC | 0V | LEAD | --- | 27.A2 | XT0085:3 | CONTROL B | 27.A2
RR0852: -1.0K OHM | SC | 007405 | LEAD | --- | 27.A2 | XT0085:2 | CONTROL B | 27.A2
UV0291:OUT1(-) | SC | UV0291NEG | WHT | 16 | 40.C6 | XT0291:5 | CONTROL B | 40.A6
UV0291:OUT1(+) | SC | UV0291POS | WHT | 16 | 40.C6 | XT0291:1 | CONTROL B | 40.A6
XT0062:2 | SC | 0V | WHT | 14 | 14.A1 | XT0060:1 | CONTROL B | 15.A1
XT7061:3 | SC | FU0213 | WHT | 16 | 20.A5 | XT7062:6 | CONTROL B | 20.A6
XT7061:4 | SC | FU0213 | WHT | 16 | 20.B5 | XT7062:7 | CONTROL B | 20.B6
XT7062:1 | SC | 0V | WHT | 16 | 20.A3 | XT7062:5 | CONTROL B | 20.B4
XT7062:2 | SC | EL7062GND | GRN/YEL | 16 | 20.A3 | FRAME | CONTROL B | 20.A3
XT7062:3 | SC | EL7062B1 | WHT | 16 | 20.A4 | XT7061:1 | CONTROL B | 20.A4
XT7062:4 | SC | EL7062B1 | WHT | 16 | 20.B4 | XT7061:2 | CONTROL B | 20.B4
XT7062:6 | SC | FU0213 | WHT | 16 | 20.A6 | XT7062:7 | CONTROL B | 20.B6
AU0060:L1 | WC0007 | AU0070L2 | ENET | CABLE | 2.B1 | AU0070:L2 | CONTROL B | 2.A6
AU0070:L1 | WC0010 | BA1100L2 | ENET | CABLE | 2.A6 | BA1100:L2 | CONTROL B | 2.A5
AF0410:L2 | WC0041 | AF0410L2 | ENET | CABLE | 2.A5 | AF0420:L1 | CONTROL B | 2.A5
AF0420:L2 | WC0042 | AF0420L2 | ENET | CABLE | 2.A5 | AF0430:L1 | CONTROL B | 2.A6
AF0430:L2 | WC0043 | AF0430L2 | ENET | CABLE | 2.A6 | AF0450:L1 | CONTROL B | 2.A1
AF0400:LBUS | WC8040 | AF0410RBUS | BUS | CABLE | 16.A6 | AF0410:RBUS | CONTROL B | 16.A5
AF0420:LBUS | WC8042 | AF0430RBUS | BUS | CABLE | 16.A4 | AF0430:RBUS | CONTROL B | 16.A3
AF0430:LBUS | WC8043 | AF0450RBUS | BUS | CABLE | 16.A3 | AF0450:RBUS | CONTROL B | 16.A1
AF0067:12 | SC | KA0134A1 | WHT | 20 | 22.D4 | KA0134:A1 | CONTROL A | 22.D6
AF0076:10 | SC | KT014615 | WHT | 20 | 27.B2 | KT0146:15 | CONTROL A | 27.B2
AF0076:11 | SC | UA1200J14 | WHT | 20 | 18.C7 | UA1200:J1-4 | CONTROL A | 18.B1
AF0076:13 | SC | KT0146B1 | WHT | 20 | 27.B6 | KT0146:B1 | CONTROL A | 27.B4
AF0076:29 | SC | KT0146A2 | WHT | 20 | 27.B6 | KT0146:A2 | CONTROL A | 27.B4
FU0010:LI | SC | FU0136 | WHT | 14 | 4.B1 | XT0002:4 | CONTROL A | 12.A4
FU0115:LD | SC | FU0115 | WHT | 16 | 14.B1 | XT0086:1 | CONTROL A | 78.C6
FU0116:LD | SC | FU0116 | WHT | 16 | 14.B1 | KA0239:21 | CONTROL A | 18.C5
FU0210:LI | SC | FU0136 | WHT | 14 | 14.A2 | XT0002:1 | CONTROL A | 12.A4
FU0291:LI | SC | FU0136 | WHT | 14 | 40.C5 | XT0002:6 | CONTROL A | 12.B4
FU0410:LI | SC | FU0136 | WHT | 14 | 16.C1 | XT0002:3 | CONTROL A | 12.A4
IEG0230:0 | SC | IEG02300 | GRN | 8 | 10.A2 | IEG0010:1 | CONTROL A | 10.A2
KA0221:14 | SC | 009502 | WHT | 20 | 69.B6 | AF0095:02 | CONTROL A | 69.B7
KA0233:A1 | SC | KA0131A1 | WHT | 20 | 27.D5 | KA0232:A1 | CONTROL A | 27.D5
KA0233:A2 | SC | KA0131A2 | WHT | 20 | 27.D5 | KA0232:A2 | CONTROL A | 27.D5
KA0234:A1 | SC | KA0131A1 | WHT | 20 | 27.D5 | XT0089:8 | CONTROL A | 27.D4
KA0235:A1 | SC | ESTOP | WHT | 20 | 25.C6 | XT0089:5 | CONTROL A | 26.C4
KA0235:A1 | SC | ESTOP | WHT | 20 | 25.C6 | KA0236:A1 | CONTROL A | 25.C6
KA0235:A2 | SC | 0V | WHT | 20 | 25.C6 | KA0236:A2 | CONTROL A | 25.C6
KA0235:A2 | SC | 0V | WHT | 20 | 25.C6 | KA0242:A2 | CONTROL A | 25.B6
KA0237:A1 | SC | ESTOP | WHT | 20 | 25.C6 | KA0236:A1 | CONTROL A | 25.C6
KA0237:A1 | SC | ESTOP | WHT | 20 | 25.C6 | KA0239:A1 | CONTROL A | 25.C6
KA0237:A2 | SC | 0V | WHT | 20 | 25.C6 | KA0239:A2 | CONTROL A | 25.C6
KA0237:A2 | SC | 0V | WHT | 20 | 25.C6 | KA0236:A2 | CONTROL A | 25.C6
KA0251:A1 | SC | ESTOP | WHT | 20 | 25.D6 | KA0240:A1 | CONTROL A | 25.C6
KA0251:A1 | SC | ESTOP | WHT | 20 | 25.D6 | XT0089:6 | CONTROL A | 25.D5
KA0251:A2 | SC | 0V | WHT | 20 | 25.D6 | KA0240:A2 | CONTROL A | 25.C6
PC0470:+PWR | SC | 009344 | WHT | 20 | 19.D5 | AF0093:44 | CONTROL A | 19.D7
PC0470:INP_A | SC | 009312 | WHT | 20 | 19.D5 | AF0093:12 | CONTROL A | 19.D7
PC0470:-PWR | SC | 009328 | WHT | 20 | 19.D5 | AF0093:28 | CONTROL A | 19.D7
UV0291:24V(-) | SC | 0V | WHT | 14 | 40.C6 | XT0003:6 | CONTROL A | 12.B4
XT0051:1 | SC | FU0136 | WHT | 14 | 8.A4 | XT0002:7 | CONTROL A | 12.B4
XT0051:5 | SC | 0V | WHT | 14 | 8.A3 | XT0003:7 | CONTROL A | 12.B4
XT0062:1 | SC | 0V | WHT | 12 | 14.A1 | XT0003:1 | CONTROL A | 12.A4
XT0062:4 | SC | 0V | WHT | 16 | 14.B1 | XT0086:2 | CONTROL A | 78.C6
XT0085:1 | SC | FU0136 | WHT | 14 | 27.A2 | XT0002:3 | CONTROL A | 12.A4
XT0085:3 | SC | 0V | WHT | 14 | 27.A2 | XT0003:3 | CONTROL A | 12.A4
XT0237:1 B1 | SC | UA1200J15 | WHT | 20 | 18.C5 | UA1200:J1-5 | CONTROL A | 18.B1
XT0237:1 T2 | SC | KA024221 | WHT | 20 | 18.C5 | KA0242:21 | CONTROL A | 18.C6
XT0400:3 | SC | IEG00103 | GRN | 14 | 16.C5 | IEG0010:3 | CONTROL A | 16.C6
XT0401:1 | SC | 0V | WHT | 14 | 16.A1 | XT0003:3 | CONTROL A | 12.A4
XT7062:5 | SC | 0V | WHT | 14 | 20.B4 | XT0003:4 | CONTROL A | 12.B4
XT7062:6 | SC | FU0213 | WHT | 16 | 20.A6 | FU0213:LD | CONTROL A | 12.A4
BA1100:L1 | WC0008 | AU0080L2 | ENET | CABLE | 2.A5 | AU0080:L2 | CONTROL A | 2.A4
AF0450:L2 | WC0045 | AF0450L2 | ENET | CABLE | 2.A1 | AU0090:L1 | CONTROL A | 2.A3
AF0065:12 | WC4524 | UA1200J13 | CLR | 20 | 18.B7 | UA1200:J1-3 | CONTROL A | 18.B1
AF0065:28 | WC4524 | UA1200J11 | BLK | 20 | 18.B7 | UA1200:J1-1 | CONTROL A | 18.B1
AF0065:60 | WC4524 | UJA1200S | SH | 20 | 18.B7 | FLOATING | CONTROL A | 18.B2
XT7061:1 | SC | EL7062B1 | WHT | 16 | 20.A4 | ZS7061:1 | CONTROL,JB70;TT6 | 20.A5
XT7061:2 | SC | EL7062B1 | WHT | 16 | 20.B4 | ZS7062:1 | CONTROL,JB70;TT6 | 20.B5
XT7061:3 | SC | FU0213 | WHT | 16 | 20.A5 | ZS7061:2 | CONTROL,JB70;TT6 | 20.A5
XT7061:4 | SC | FU0213 | WHT | 16 | 20.B5 | ZS7062:2 | CONTROL,JB70;TT6 | 20.B5
BA1100:DEVICE | WC0101 | BA1100DEVICE | ENET | CABLE | 40.D1 | AT1100:L1 | CONTROL,JB70;TT6 | 40.D3
XT7062:3 | WC7462 | EL7062B1 | WHT | 16GA | 20.A4 | EL7062:B1 | CONTROL,JB70;TT6 | 20.A2
XT7062:1 | WC7462 | 0V | BLK | 16GA | 20.A3 | EL7062:W1 | CONTROL,JB70;TT6 | 20.A2
XT7062:2 | WC7462 | EL7062GND | GRN | 16GA | 20.A3 | EL7062:W2 | CONTROL,JB70;TT6 | 20.A2
BA0002:RJ45 | WC0012 | AU1200L2 | ENET | CABLE | 2.B5 | AU1200:L2 | HPC CTRL | 2.C5
AU0060:L2 | WC0006 | AU0060L2 | ENET | CABLE | 2.B1 | AF0610:L1 | LPC CTRL | 2.C1
FU0010:LD | SC | FU0010 | WHT | 14 | 4.B1 | UV0600:(+) | PLC | 4.B2
IEG0230:6 | SC | IEG02306 | GRN | 12 | 4.B6 | AR0600:IE2 | PLC | 4.A1
XT0051:4 | SC | FU0136 | WHT | 14 | 8.C4 | FU0680:LI | PLC | 7.A4
XT0051:8 | SC | 0V | WHT | 14 | 8.C3 | XT0680:2 | PLC | 7.A4
AF0410:L1 | WC0003 | AP0603L2 | ENET | CABLE | 2.A5 | AP0603:L2 | PLC | 2.A4
BA0001:RJ45 | WC9001 | BA0001RJ45 | ENET | CABLE | 2.A2 | AP0602:L1 | PLC | 2.A3
BA0009:RJ45 | WC9019 | AT0680LAN2 | ENET | CABLE | 5.A3 | AT0680:LAN2 | PLC | 5.A2
BA0011:RJ45 | WC9111 | AT0680LAN3 | ENET | CABLE | 5.B3 | AT0680:LAN3 | PLC | 5.A2
BA0001:RX | WCBA0001 | BA0005TX | BLU-A | FIBER OPTIC | 2.A2 | BA0070:1-TX | PLC | 3.A3
BA0001:TX | WCBA0001 | BA0005RX | BLU-B | FIBER OPTIC | 2.A2 | BA0070:1-RX | PLC | 3.A3
BA0002:TX | WCBA0002 | BA0002TX | BLU-A | FIBER OPTIC | 2.B5 | BA0070:2-TX | PLC | 3.A3
BA0002:RX | WCBA0002 | BA0002RX | BLU-B | FIBER OPTIC | 2.B5 | BA0070:2-RX | PLC | 3.A3
BA0009:TX | WCBA0009 | BA0009TX | BLU-A | FIBER OPTIC | 5.A3 | BA0070:3-TX | PLC | 3.A3
BA0009:RX | WCBA0009 | BA0009RX | BLU-B | FIBER OPTIC | 5.A3 | BA0070:3-RX | PLC | 3.A3
BA0011:TX | WCBA0011 | BA0011TX | BLU-A | FIBER OPTIC | 5.B3 | BA0070:4-TX | PLC | 3.A3
BA0011:RX | WCBA0011 | BA0012TX | BLU-B | FIBER OPTIC | 5.B3 | BA0070:4-RX | PLC | 3.A3
AF0062:02 | SC | 006202 | WHT | 20 | 47.B7 | KA9020:A1 | RAIL,RIGHT,JB70 | 47.B5
AF0062:18 | SC | 006218 | WHT | 20 | 47.B7 | KA9020:A2 | RAIL,RIGHT,JB70 | 47.B5
BA1100:POS | SC | FU1101LD | WHT | 16 | 40.D1 | FU1101:LD | RAIL,RIGHT,JB70 | 40.C2
XT0291:4 | SC | UV0291POS | WHT | 16 | 40.A6 | FU1101:LI | RAIL,RIGHT,JB70 | 40.C2
SolarTools ver. 24.0.84.24712 (Jul 31, 2025)
Report date: 2/27/2026 8:52 AM

## CONTROL,JB70;TT6
CONTROL,JB70;TT6
Project # | 4M021
Project Name | NW NATURAL
Revision | B.2
Controls DE | J. UNGER
Phone:
Controls ME
Phone:
From | [5 empty] | To
Device ID | Cable (W) Conductor (SC) Jumper Clip (JC) | Wire No. | Wire ID | Gauge/Size | Page/Zone | Device ID | Location | Page/Zone
AT1100:GND | SC | AT1100G | GRN/YEL | 14 | 40.D3 | PEG0130:2 | CONTROL A | 40.D5
SA0471:B1-13 | SC | SA0471B113 | WHT | 20 | 42.B1 | AF0087:40 | CONTROL A | 42.B7
SA0471:B1-14 | SC | SA0471B114 | WHT | 20 | 42.B1 | AF0087:08 | CONTROL A | 42.B7
SA0471:B2-13 | SC | SA0471B213 | WHT | 20 | 42.A1 | AF0087:39 | CONTROL A | 42.A7
SA0471:B2-14 | SC | SA0471B214 | WHT | 20 | 42.A1 | AF0087:07 | CONTROL A | 42.A7
SA0473:11 | SC | SA047311 | WHT | 20 | 39.D1 | AF0087:37 | CONTROL A | 39.D7
SA0473:12 | SC | SA047312 | WHT | 20 | 39.D1 | AF0087:05 | CONTROL A | 39.D7
SA0473:13 | SC | SA047313 | WHT | 20 | 39.D1 | AF0087:38 | CONTROL A | 39.D7
SA0473:14 | SC | SA047314 | WHT | 20 | 39.D1 | AF0087:06 | CONTROL A | 39.D7
SA0474:B1-13 | SC | SA0474B113 | WHT | 20 | 44.C1 | AF0082:36 | CONTROL A | 44.C7
SA0474:B1-14 | SC | SA0474B114 | WHT | 20 | 44.C1 | AF0082:04 | CONTROL A | 44.C7
SA0474:B2-13 | SC | SA0474B213 | WHT | 20 | 44.C1 | AF0082:35 | CONTROL A | 44.C7
SA0474:B2-14 | SC | SA0474B214 | WHT | 20 | 44.C1 | AF0082:03 | CONTROL A | 44.C7
SB0471:11 | SC | SB047111 | WHT | 20 | 41.D1 | AF0087:34 | CONTROL A | 41.D7
SB0471:12 | SC | SB047112 | WHT | 20 | 41.D1 | AF0087:02 | CONTROL A | 41.D7
SB0472:B2-11 | SC | SB0472B211 | WHT | 20 | 42.B1 | AF0081:36 | CONTROL A | 42.B7
SB0472:B2-12 | SC | SB0472B212 | WHT | 20 | 42.B1 | AF0081:04 | CONTROL A | 42.B7
SB0473:13 | SC | SB047313 | WHT | 20 | 41.D1 | AF0087:35 | CONTROL A | 41.D7
SB0473:14 | SC | SB047314 | WHT | 20 | 41.D1 | AF0087:03 | CONTROL A | 41.D7
SB0474:13 | SC | SB047413 | WHT | 20 | 42.A1 | AF0087:36 | CONTROL A | 42.A7
SB0474:14 | SC | SB047414 | WHT | 20 | 42.A1 | AF0087:04 | CONTROL A | 42.A7
ZS7061:1 | SC | EL7062B1 | WHT | 16 | 20.A5 | XT7061:1 | CONTROL B | 20.A4
ZS7061:2 | SC | FU0213 | WHT | 16 | 20.A5 | XT7061:3 | CONTROL B | 20.A5
ZS7062:1 | SC | EL7062B1 | WHT | 16 | 20.B5 | XT7061:2 | CONTROL B | 20.B4
ZS7062:2 | SC | FU0213 | WHT | 16 | 20.B5 | XT7061:4 | CONTROL B | 20.B5
AT1100:L1 | WC0101 | BA1100DEVICE | ENET | CABLE | 40.D3 | BA1100:DEVICE | CONTROL B | 40.D1
EL7062:B1 | WC7462 | EL7062B1 | WHT | 16GA | 20.A2 | XT7062:3 | CONTROL B | 20.A4
EL7062:W1 | WC7462 | 0V | BLK | 16GA | 20.A2 | XT7062:1 | CONTROL B | 20.A3
EL7062:W2 | WC7462 | EL7062GND | GRN | 16GA | 20.A2 | XT7062:2 | CONTROL B | 20.A3
AT1100:NEG | SC | 0V | WHT | 14 | 40.D3 | XT0111:22 | RAIL,RIGHT,JB70 | 40.D5
AT1100:POS | SC | FU1100 | WHT | 14 | 40.D3 | FU1100:LD | RAIL,RIGHT,JB70 | 40.D3
SA9020:B1-13 | SC | FU9020LI | RED | 16 | 47.A3 | FU9020:LI | RAIL,RIGHT,JB70 | 47.A3
SA9020:B1-14 | SC | CC90201 | RED | 16 | 47.A3 | XT9020:1 | RAIL,RIGHT,JB70 | 47.A2
SB0472:B1-11 | SC | ESTOPB | WHT | 20 | 42.C1 | XT0111:19 | RAIL,RIGHT,JB70 | 42.C5
SB0472:B1-12 | SC | ESTOPA | WHT | 20 | 42.C1 | XT0111:20 | RAIL,RIGHT,JB70 | 42.C5
SH0470:11 | SC | SH047011 | WHT | 20 | 41.B1 | XT0111:7 | RAIL,RIGHT,JB70 | 41.B5
SH0470:12 | SC | SH047012 | WHT | 20 | 41.B1 | XT0111:8 | RAIL,RIGHT,JB70 | 41.B5
SH0470:13 | SC | SH047013 | WHT | 20 | 41.B1 | XT0111:9 | RAIL,RIGHT,JB70 | 41.B5
SH0470:14 | SC | SH047014 | WHT | 20 | 41.B1 | XT0111:10 | RAIL,RIGHT,JB70 | 41.B5
SH0470:X1 | SC | SH0470X1 | WHT | 20 | 41.B1 | XT0111:12 | RAIL,RIGHT,JB70 | 41.C5
SH0470:X2 | SC | SH0470X2 | WHT | 20 | 41.B1 | XT0111:11 | RAIL,RIGHT,JB70 | 41.B5
SH0471:11 | SC | SH047111 | WHT | 20 | 41.A1 | XT0111:1 | RAIL,RIGHT,JB70 | 41.A5
SH0471:12 | SC | SH047112 | WHT | 20 | 41.A1 | XT0111:2 | RAIL,RIGHT,JB70 | 41.A5
SH0471:13 | SC | SH047113 | WHT | 20 | 41.A1 | XT0111:3 | RAIL,RIGHT,JB70 | 41.A5
SH0471:14 | SC | SH047114 | WHT | 20 | 41.A1 | XT0111:4 | RAIL,RIGHT,JB70 | 41.A5
SH0471:X1 | SC | SH0471X1 | WHT | 20 | 41.A1 | XT0111:6 | RAIL,RIGHT,JB70 | 41.A5
SH0471:X2 | SC | SH0471X2 | WHT | 20 | 41.A1 | XT0111:5 | RAIL,RIGHT,JB70 | 41.A5
SH0472:11 | SC | SH047211 | WHT | 20 | 41.C1 | XT0111:13 | RAIL,RIGHT,JB70 | 41.C5
SH0472:12 | SC | SH047212 | WHT | 20 | 41.C1 | XT0111:14 | RAIL,RIGHT,JB70 | 41.C5
SH0472:13 | SC | FU0139 | WHT | 20 | 41.C1 | XT0111:15 | RAIL,RIGHT,JB70 | 41.C5
SH0472:14 | SC | KA0241A1 | WHT | 20 | 41.C1 | XT0111:16 | RAIL,RIGHT,JB70 | 41.C5
SH0472:X1 | SC | SH0472X1 | WHT | 20 | 41.C1 | XT0111:18 | RAIL,RIGHT,JB70 | 41.C5
SH0472:X2 | SC | SH0472X2 | WHT | 20 | 41.C1 | XT0111:17 | RAIL,RIGHT,JB70 | 41.C5
HA0472:BLK-1 | WC5072 | HA047201 | 1 | 18 | 43.A1 | XT0111:24 | RAIL,RIGHT,JB70 | 43.A5
HA0472:BLK-2 | WC5072 | HA047202 | 2 | 18 | 43.A1 | XT0111:23 | RAIL,RIGHT,JB70 | 43.A5
SolarTools ver. 24.0.84.24712 (Jul 31, 2025)
Report date: 2/27/2026 8:52 AM

## CONTROL,JB73;TT6
CONTROL,JB73;TT6
Project # | 4M021
Project Name | NW NATURAL
Revision | B.2
Controls DE | J. UNGER
Phone:
Controls ME
Phone:
From | [5 empty] | To
Device ID | Cable (W) Conductor (SC) Jumper Clip (JC) | Wire No. | Wire ID | Gauge/Size | Page/Zone | Device ID | Location | Page/Zone
ZS7326:1 | SC | EL7326B1 | WHT | 16 | 20.B5 | XT7326:1 | HPC CTRL | 20.B3
ZS7326:2 | SC | FU0254 | WHT | 16 | 20.B5 | FU0254:LD | HPC CTRL | 28.B4
EL7326:B1 | WC7326 | EL7326B1 | WHT | 16GA | 20.B2 | XT7326:1 | HPC CTRL | 20.B3
EL7326:W1 | WC7326 | 0V | BLK | 16GA | 20.B2 | XT7326:2 | HPC CTRL | 20.C3
EL7326:W2 | WC7326 | EL7326GRD | GRN | 16GA | 20.B2 | XT7326:3 | HPC CTRL | 20.C3
SolarTools ver. 24.0.84.24712 (Jul 31, 2025)
Report date: 2/27/2026 8:52 AM

## FO CONV,VFD
FO CONV,VFD
Project # | 4M021
Project Name | NW NATURAL
Revision | B.2
Controls DE | J. UNGER
Phone:
Controls ME
Phone:
From | [5 empty] | To
Device ID | Cable (W) Conductor (SC) Jumper Clip (JC) | Wire No. | Wire ID | Gauge/Size | Page/Zone | Device ID | Location | Page/Zone
BA0005:V1(-) | SC | 0V | WHT | 16 | 9.A4 | XT1123:2 | FO CONV,VFD | 9.A6
BA0005:V1(+) | SC | FU1123 | WHT | 16 | 9.A4 | FU1123:LD | FO CONV,VFD | 9.A5
BA0006:V1(-) | SC | 0V | WHT | 16 | 9.B4 | XT1123:2 | FO CONV,VFD | 9.A6
BA0006:V1(+) | SC | FU1124 | WHT | 16 | 9.B4 | FU1124:LD | FO CONV,VFD | 9.B5
FU1123:LI | SC | FU0136 | WHT | 16 | 9.A5 | XT1123:1 | FO CONV,VFD | 9.A6
FU1124:LI | SC | FU0136 | WHT | 16 | 9.B5 | XT1123:1 | FO CONV,VFD | 9.A6
GR1123: | SC | IEG11231 | GRN | 14 | 10.D4 | IEG1123:1 | FO CONV,VFD | 10.D3
GR1125: | SC | GR1125 | GRN/YEL | 14 | 10.D4 | FG1125:1 | FO CONV,VFD | 10.D4
BA0005:RX | SC | BA0005RX |  |  | 2.D6 | BA0070:1-RX | PLC | 3.A3
SolarTools ver. 24.0.84.24712 (Jul 31, 2025)
Report date: 2/27/2026 8:52 AM

## HPC CTRL
HPC CTRL
Project # | 4M021
Project Name | NW NATURAL
Revision | B.2
Controls DE | J. UNGER
Phone:
Controls ME
Phone:
From | [5 empty] | To
Device ID | Cable (W) Conductor (SC) Jumper Clip (JC) | Wire No. | Wire ID | Gauge/Size | Page/Zone | Device ID | Location | Page/Zone
XT0120:1 | JC | 0V | CLIP | --- | 31.A1 | XT0120:2 | HPC CTRL | 31.B1
XT0120:2 | JC | 0V | CLIP | --- | 31.B1 | XT0120:3 | HPC CTRL | 31.D1
XT0121:1 | JC | FU0122 | CLIP | --- | 112.A5 | XT0121:2 | HPC CTRL | 112.C5
XT0121:3 | JC | 0V | CLIP | --- | 112.A5 | XT0121:4 | HPC CTRL | 112.C5
XT0335:1 | JC | FU0332 | CLIP | --- | 28.A4 | XT0335:2 | HPC CTRL | 28.A4
XT0335:2 | JC | FU0332 | CLIP | --- | 28.A4 | XT0335:3 | HPC CTRL | 28.B4
XT0335:3 | JC | FU0332 | CLIP | --- | 28.B4 | XT0335:4 | HPC CTRL | 28.B4
XT0335:4 | JC | FU0332 | CLIP | --- | 28.B4 | XT0335:5 | HPC CTRL | 28.B4
XT0335:5 | JC | FU0332 | CLIP | --- | 28.B4 | XT0335:6 | HPC CTRL | 28.B4
XT0335:6 | JC | FU0332 | CLIP | --- | 28.B4 | XT0335:7 | HPC CTRL | 28.C4
XT0335:7 | JC | FU0332 | CLIP | --- | 28.C4 | XT0335:8 | HPC CTRL | 28.C4
XT0335:8 | JC | FU0332 | CLIP | --- | 28.C4 | XT0335:9 | HPC CTRL | 28.C4
XT0335:9 | JC | FU0332 | CLIP | --- | 28.C4 | XT0335:10 | HPC CTRL | 28.C4
XT0336:1 | JC | 0V | CLIP | --- | 28.A4 | XT0336:2 | HPC CTRL | 28.B4
XT0336:2 | JC | 0V | CLIP | --- | 28.B4 | XT0336:3 | HPC CTRL | 28.B4
XT0336:3 | JC | 0V | CLIP | --- | 28.B4 | XT0336:4 | HPC CTRL | 28.B4
XT0336:4 | JC | 0V | CLIP | --- | 28.B4 | XT0336:5 | HPC CTRL | 28.B4
XT0336:5 | JC | 0V | CLIP | --- | 28.B4 | XT0336:6 | HPC CTRL | 28.C4
XT0336:6 | JC | 0V | CLIP | --- | 28.C4 | XT0336:7 | HPC CTRL | 28.C4
XT0336:7 | JC | 0V | CLIP | --- | 28.C4 | XT0336:8 | HPC CTRL | 28.C4
XT0336:8 | JC | 0V | CLIP | --- | 28.C4 | XT0336:9 | HPC CTRL | 28.C4
XT0336:9 | JC | 0V | CLIP | --- | 28.C4 | XT0336:10 | HPC CTRL | 28.D4
XT0510:1 | JC | 0V | CLIP | --- | 33.A1 | XT0510:2 | HPC CTRL | 33.C1
AF0500:12 | SC | XT05001 | GRN | 16 | 33.A6 | XT0500:1 | HPC CTRL | 33.C5
AF0510:32 | SC | XT05001 | GRN | 16 | 33.A5 | XT0500:1 | HPC CTRL | 33.C5
AF0510:53 | SC | 0V | WHT | 16 | 33.A5 | XT0510:2 | HPC CTRL | 33.C1
AF0510:54 | SC | 0V | WHT | 16 | 33.A5 | AF0520:53 | HPC CTRL | 33.A4
AF0510:55 | SC | FU0510 | WHT | 16 | 33.A5 | FU0510:LD | HPC CTRL | 33.C1
AF0510:56 | SC | FU0510 | WHT | 16 | 33.A5 | AF0520:55 | HPC CTRL | 33.A4
AF0520:32 | SC | XT05001 | GRN | 16 | 33.A4 | XT0500:1 | HPC CTRL | 33.C5
AF1201:00 | SC | 120100 | WHT | 20 | 118.D7 | KA0120:14 | HPC CTRL | 118.D5
AF1201:16 | SC | SV51202 | WHT | 20 | 118.D7 | XT5120:2 | HPC CTRL | 118.D5
AF1201:32 | SC | 120132 | WHT | 20 | 118.D7 | KA4401:22 | HPC CTRL | 118.D6
AF1201:COM | SC | 0V | WHT | 16 | 31.B2 | XT0120:2 | HPC CTRL | 31.B1
AF1201:J | SC | * |  |  | 31.B2 | AF1202:P | HPC CTRL | 31.B3
AF1201:P | SC | * |  |  | 31.B2 | AU1200:J | HPC CTRL | 31.A2
AF1201:V+ | SC | FU0121 | WHT | 16 | 31.B2 | FU0121:LD | HPC CTRL | 31.B1
AF1202:COM | SC | AF1203N | WHT | 16 | 31.B3 | AF1203:COM | HPC CTRL | 31.B3
AF1202:COM | SC | AF1202N | WHT | 16 | 31.B3 | AU1200:COM | HPC CTRL | 31.A2
AF1202:J | SC | * |  |  | 31.B3 | AF1203:P | HPC CTRL | 31.B3
AF1202:V+ | SC | AF1203P | WHT | 16 | 31.B3 | AF1203:V+ | HPC CTRL | 31.B3
AF1202:V+ | SC | AF1202P | WHT | 16 | 31.B3 | AU1200:V+ | HPC CTRL | 31.A2
AF1203:COM | SC | AF1204N | WHT | 16 | 31.B3 | AF1204:COM | HPC CTRL | 31.A4
AF1203:J | SC | * |  |  | 31.B3 | AF1204:P | HPC CTRL | 31.A4
AF1203:SH | SC | AF1204G | GRN | 14 | 31.B3 | AF1204:SH | HPC CTRL | 31.A4
AF1203:SH | SC | AU1200GND | GRN | 14 | 31.B3 | AU1200:GND | HPC CTRL | 31.A2
AF1203:V+ | SC | AF1204P | WHT | 16 | 31.B3 | AF1204:V+ | HPC CTRL | 31.A4
AF1204:COM | SC | AF1205N | WHT | 16 | 31.A4 | AF1205:COM | HPC CTRL | 31.A5
AF1204:J | SC | * |  |  | 31.A4 | AF1205:P | HPC CTRL | 31.A5
AF1204:SH | SC | AF1205G | GRN | 14 | 31.A4 | AF1205:SH | HPC CTRL | 31.A5
AF1204:V+ | SC | AF1205P | WHT | 16 | 31.A4 | AF1205:V+ | HPC CTRL | 31.A5
AF1205:COM | SC | AF1206N | WHT | 16 | 31.A5 | AF1206:COM | HPC CTRL | 31.B5
AF1205:J | SC | * |  |  | 31.A5 | AF1206:P | HPC CTRL | 31.B5
AF1205:SH | SC | AF1206G | GRN | 14 | 31.A5 | AF1206:SH | HPC CTRL | 31.B5
AF1205:V+ | SC | AF1206P | WHT | 16 | 31.A5 | AF1206:V+ | HPC CTRL | 31.B5
AF1206:COM | SC | AF1207COM | WHT | 16 | 31.B5 | AF1207:COM | HPC CTRL | 31.C2
AF1206:SH | SC | AF1208SH | GRN | 14 | 31.B5 | AF1208:SH | HPC CTRL | 31.C3
AF1206:V+ | SC | AF1207POS | WHT | 16 | 31.B5 | AF1207:V+ | HPC CTRL | 31.C2
AF1207:02 | SC | 120702 | WHT | 20 | 107.A7 | KA4401:14 | HPC CTRL | 107.A6
AF1207:07 | SC | 120707 | WHT | 20 | 106.A7 | KA4501:14 | HPC CTRL | 106.A6
AF1207:18 | SC | 120718 | WHT | 20 | 107.A7 | KA4401:A2 | HPC CTRL | 107.A5
AF1207:23 | SC | 120723 | WHT | 20 | 106.A7 | KA4501:A2 | HPC CTRL | 106.A5
AF1207:34 | SC | KA440111 | WHT | 20 | 107.A7 | KA4401:11 | HPC CTRL | 107.A6
AF1207:39 | SC | PS45012 | WHT | 20 | 106.A7 | KA4501:11 | HPC CTRL | 106.A6
AF1207:COM | SC | AF1208N | WHT | 16 | 31.C2 | AF1208:COM | HPC CTRL | 31.C3
AF1207:J | SC | * |  |  | 31.C2 | AF1208:P | HPC CTRL | 31.C3
AF1207:V+ | SC | AF1208P | WHT | 16 | 31.C2 | AF1208:V+ | HPC CTRL | 31.C3
AF1208:07 | SC | TE44381 | WHT | 20 | 110.A7 | AF1208:23 | HPC CTRL | 110.A7
AF1208:09 | SC | TE44371 | WHT | 20 | 110.B7 | AF1208:25 | HPC CTRL | 110.B7
AF1208:11 | SC | TE44181 | WHT | 20 | 110.C7 | AF1208:27 | HPC CTRL | 110.C7
AF1208:13 | SC | TE44171 | WHT | 20 | 110.C7 | AF1208:29 | HPC CTRL | 110.C7
AF1208:COM | SC | AF1209N | WHT | 16 | 31.C3 | AF1209:COM | HPC CTRL | 31.C3
AF1208:J | SC | * |  |  | 31.C3 | AF1209:P | HPC CTRL | 31.C3
AF1208:SH | SC | AF1209G | GRN | 14 | 31.C3 | AF1209:SH | HPC CTRL | 31.C3
AF1208:V+ | SC | AF1209P | WHT | 16 | 31.C3 | AF1209:V+ | HPC CTRL | 31.C3
AF1209:07 | SC | TE44141 | WHT | 20 | 111.A7 | AF1209:23 | HPC CTRL | 111.A7
AF1209:09 | SC | TE44131 | WHT | 20 | 111.B7 | AF1209:25 | HPC CTRL | 111.B7
AF1209:11 | SC | TE44341 | WHT | 20 | 111.C7 | AF1209:27 | HPC CTRL | 111.C7
AF1209:13 | SC | TE44331 | WHT | 20 | 111.D7 | AF1209:29 | HPC CTRL | 111.D7
AF1209:COM | SC | AF1210N | WHT | 16 | 31.C3 | AF1210:COM | HPC CTRL | 31.C4
AF1209:J | SC | * |  |  | 31.C3 | AF1210:P | HPC CTRL | 31.C4
AF1209:SH | SC | AF1210G | GRN | 14 | 31.C3 | AF1210:SH | HPC CTRL | 31.C4
AF1209:V+ | SC | AF1210P | WHT | 16 | 31.C3 | AF1210:V+ | HPC CTRL | 31.C4
AF1210:COM | SC | AF1211N | WHT | 16 | 31.C4 | AF1211:COM | HPC CTRL | 31.C5
AF1210:J | SC | * |  |  | 31.C4 | AF1211:P | HPC CTRL | 31.C5
AF1210:SH | SC | AF1211G | GRN | 14 | 31.C4 | AF1211:SH | HPC CTRL | 31.C5
AF1210:V+ | SC | AF1211P | WHT | 16 | 31.C4 | AF1211:V+ | HPC CTRL | 31.C5
AF1211:COM | SC | AF1212N | WHT | 16 | 31.C5 | AF1212:COM | HPC CTRL | 31.C5
AF1211:J | SC | * |  |  | 31.C5 | AF1212:P | HPC CTRL | 31.C5
AF1211:SH | SC | AF1212G | GRN | 14 | 31.C5 | AF1212:SH | HPC CTRL | 31.C5
AF1211:V+ | SC | AF1212P | WHT | 16 | 31.C5 | AF1212:V+ | HPC CTRL | 31.C5
AF1212:COM | SC | AF1213N | WHT | 16 | 31.C5 | AF1213:COM | HPC CTRL | 31.C6
AF1212:J | SC | * |  |  | 31.C5 | AF1213:P | HPC CTRL | 31.C6
AF1212:SH | SC | AF1213G | GRN | 14 | 31.C5 | AF1213:SH | HPC CTRL | 31.C6
AF1212:V+ | SC | AF1213P | WHT | 16 | 31.C5 | AF1213:V+ | HPC CTRL | 31.C6
AF1213:SH | SC | IEG01601 | GRN | 14 | 31.C6 | IEG0160:1 | HPC CTRL | 31.D7
AU1200:COM | SC | 0V | WHT | 16 | 31.A2 | XT0120:2 | HPC CTRL | 31.B1
AU1200:V+ | SC | FU0120 | WHT | 16 | 31.A2 | FU0120:LD | HPC CTRL | 31.B1
FU0120:LI | SC | FU0122 | WHT | 14 | 31.B1 | FU0122:LD | HPC CTRL | 31.A1
FU0120:LI | SC | FU0122 | WHT | 14 | 31.B1 | FU0121:LI | HPC CTRL | 31.B1
FU0121:LI | SC | FU0122 | WHT | 14 | 31.B1 | FU0510:LI | HPC CTRL | 33.C1
FU0122:LI | SC | FU0332 | WHT | 12 | 31.A1 | XT0335:2 | HPC CTRL | 28.A4
FU0254:LI | SC | FU0332 | WHT | 12 | 28.B4 | XT0335:3 | HPC CTRL | 28.B4
FU0332:LD | SC | FU0332 | WHT | 12 | 28.A3 | XT0335:1 | HPC CTRL | 28.A4
FU0510:LI | SC | FU0122 | WHT | 14 | 33.C1 | XT0121:1 | HPC CTRL | 112.A5
GR0161: | SC | IEG01603 | GRN | 14 | 11.A4 | IEG0160:3 | HPC CTRL | 11.A5
GR0162: | SC | GR0162 | GRN/YEL | 14 | 11.A4 | FRAME | HPC CTRL | 11.A5
GR0163: | SC | IEG01604 | GRN | 14 | 11.A4 | IEG0160:4 | HPC CTRL | 11.A3
IEG0160:2 | SC | IEG01602 | GRN | 14 | 33.C6 | XT0500:2 | HPC CTRL | 33.C5
KA0120:11 | SC | SV51201 | WHT | 20 | 118.D5 | XT5120:1 | HPC CTRL | 118.D5
KA0120:A1 | SC | KA0131A1 | WHT | 20 | 32.B5 | KA0121:A1 | HPC CTRL | 32.B5
KA0120:A1 | SC | KA0131A1 | WHT | 20 | 32.B5 | XT0120:4 | HPC CTRL | 32.B3
KA0120:A2 | SC | 0V | WHT | 20 | 32.B5 | XT0120:3 | HPC CTRL | 31.D1
KA0120:A2 | SC | 0V | WHT | 20 | 32.B5 | KA0121:A2 | HPC CTRL | 32.B5
KA4401:11 | SC | KA440111 | WHT | 20 | 107.A6 | XT0120:5 | HPC CTRL | 107.A5
KA4401:21 | SC | KA012012 | WHT | 20 | 118.D6 | KA0120:12 | HPC CTRL | 118.D5
KA4401:21 | SC | KA012012 | WHT | 20 | 118.D6 | KA4501:21 | HPC CTRL | 118.D6
KA4401:22 | SC | 120132 | WHT | 20 | 118.D6 | KA4501:22 | HPC CTRL | 118.D6
KA4501:11 | SC | PS45012 | WHT | 20 | 106.A6 | XT0120:6 | HPC CTRL | 106.A5
XT0120:3 | SC | 0V | WHT | 20 | 31.D1 | XT0510:1 | HPC CTRL | 33.A1
XT0121:3 | SC | 0V | WHT | 14 | 112.A5 | XT0510:2 | HPC CTRL | 33.C1
XT0336:2 | SC | 0V | WHT | 12 | 28.B4 | XT0120:1 | HPC CTRL | 31.A1
XT7326:2 | SC | 0V | WHT | 16 | 20.C3 | XT0336:3 | HPC CTRL | 28.B4
XT7326:3 | SC | EL7326GRD | GRN/YEL | 16 | 20.C3 | FRAME | HPC CTRL | 20.C4
AF0510:L2 | WC0051 | AF0510L2 | ENET | CABLE | 2.C4 | AF0520:L1 | HPC CTRL | 2.C5
AF0520:L2 | WC0052 | AF0520L2 | ENET | CABLE | 2.C5 | AU1200:L1 | HPC CTRL | 2.C5
AF0500:LBUS | WC8050 | AF0500LBUS | BUS | CABLE | 33.A6 | AF0510:RBUS | HPC CTRL | 33.A5
AF0510:LBUS | WC8051 | AF0510LBUS | BUS | CABLE | 33.A5 | AF0520:RBUS | HPC CTRL | 33.A4
AF1206:J | WC8058 | AF1207P | CABLE | CABLE | 31.B5 | AF1207:P | HPC CTRL | 31.C2
XT0120:5 | WC5031 | KA440111 | WHT | 18 | 107.A5 | XT4875:2 | JB75 | 107.A2
KA4401:A1 | WC5031 | PS44013 | BLK | 18 | 107.A5 | XT4875:3 | JB75 | 107.A2
AU1200:L2 | WC0012 | AU1200L2 | ENET | CABLE | 2.C5 | BA0002:RJ45 | CONTROL B | 2.B5
FU0254:LD | SC | FU0254 | WHT | 16 | 28.B4 | ZS7326:2 | CONTROL,JB73;TT6 | 20.B5
XT7326:1 | SC | EL7326B1 | WHT | 16 | 20.B3 | ZS7326:1 | CONTROL,JB73;TT6 | 20.B5
XT7326:1 | WC7326 | EL7326B1 | WHT | 16GA | 20.B3 | EL7326:B1 | CONTROL,JB73;TT6 | 20.B2
XT7326:2 | WC7326 | 0V | BLK | 16GA | 20.C3 | EL7326:W1 | CONTROL,JB73;TT6 | 20.B2
XT7326:3 | WC7326 | EL7326GRD | GRN | 16GA | 20.C3 | EL7326:W2 | CONTROL,JB73;TT6 | 20.B2
IEG0160:00 | SC | IEG02600 | GRN | 8 | 11.A2 | IEG0260:0 | LPC CTRL | 11.A2
XT0335:5 | SC | FU0332 | WHT | 12 | 28.B4 | FU0242:LI | LPC CTRL | 29.A1
XT0336:5 | SC | 0V | WHT | 12 | 28.B4 | XT0240:1 | LPC CTRL | 29.A1
AF0510:L1 | WC0024 | AU0240L2 | ENET | CABLE | 2.C4 | AU0240:L2 | LPC CTRL | 2.C3
SolarTools ver. 24.0.84.24712 (Jul 31, 2025)
Report date: 2/27/2026 8:52 AM

## LPC CTRL
LPC CTRL
Project # | 4M021
Project Name | NW NATURAL
Revision | B.2
Controls DE | J. UNGER
Phone:
Controls ME
Phone:
From | [5 empty] | To
Device ID | Cable (W) Conductor (SC) Jumper Clip (JC) | Wire No. | Wire ID | Gauge/Size | Page/Zone | Device ID | Location | Page/Zone
XT0240:1 | JC | 0V | CLIP | --- | 29.A1 | XT0240:2 | LPC CTRL | 29.B1
XT0240:2 | JC | 0V | CLIP | --- | 29.B1 | XT0240:3 | LPC CTRL | 29.B1
XT0241:1 | JC | FU0242 | CLIP | --- | 100.A5 | XT0241:2 | LPC CTRL | 100.C5
XT0241:3 | JC | 0V | CLIP | --- | 100.A5 | XT0241:4 | LPC CTRL | 100.C5
XT0610:1 | JC | 0V | CLIP | --- | 30.A1 | XT0610:2 | LPC CTRL | 30.C1
AF0241:COM | SC | 0V | WHT | 16 | 29.B2 | XT0240:2 | LPC CTRL | 29.B1
AF0241:J | SC | * |  |  | 29.B2 | AF0242:P | LPC CTRL | 29.B3
AF0241:V+ | SC | FU0241 | WHT | 16 | 29.B2 | FU0241:LD | LPC CTRL | 29.B1
AF0242:COM | SC | AF0242N | WHT | 16 | 29.B3 | AF0243:COM | LPC CTRL | 29.B3
AF0242:COM | SC | AU0240N | WHT | 16 | 29.B3 | AU0240:COM | LPC CTRL | 29.A2
AF0242:J | SC | * |  |  | 29.B3 | AF0243:P | LPC CTRL | 29.B3
AF0242:V+ | SC | AF0242P | WHT | 16 | 29.B3 | AF0243:V+ | LPC CTRL | 29.B3
AF0242:V+ | SC | AU0240P | WHT | 16 | 29.B3 | AU0240:V+ | LPC CTRL | 29.A2
AF0243:COM | SC | AF0243N | WHT | 16 | 29.B3 | AF0244:COM | LPC CTRL | 29.A4
AF0243:J | SC | * |  |  | 29.B3 | AF0244:P | LPC CTRL | 29.A4
AF0243:SH | SC | AF0243G | GRN | 14 | 29.B3 | AF0244:SH | LPC CTRL | 29.A4
AF0243:SH | SC | AU0240GND | GRN | 14 | 29.B3 | AU0240:GND | LPC CTRL | 29.A2
AF0243:V+ | SC | AF0243P | WHT | 16 | 29.B3 | AF0244:V+ | LPC CTRL | 29.A4
AF0244:COM | SC | AF0244N | WHT | 16 | 29.A4 | AF0245:COM | LPC CTRL | 29.B5
AF0244:J | SC | * |  |  | 29.A4 | AF0245:P | LPC CTRL | 29.B5
AF0244:SH | SC | AF0244G | GRN | 14 | 29.A4 | AF0245:SH | LPC CTRL | 29.B5
AF0244:V+ | SC | AF0244P | WHT | 16 | 29.A4 | AF0245:V+ | LPC CTRL | 29.B5
AF0245:07 | SC | TE45381 | WHT | 20 | 98.A7 | AF0245:23 | LPC CTRL | 98.A7
AF0245:09 | SC | TE45371 | WHT | 20 | 98.B7 | AF0245:25 | LPC CTRL | 98.B7
AF0245:11 | SC | TE45181 | WHT | 20 | 98.C7 | AF0245:27 | LPC CTRL | 98.C7
AF0245:13 | SC | TE45171 | WHT | 20 | 98.C7 | AF0245:29 | LPC CTRL | 98.C7
AF0245:COM | SC | AF0245N | WHT | 16 | 29.B5 | AF0246:COM | LPC CTRL | 29.B5
AF0245:J | SC | * |  |  | 29.B5 | AF0246:P | LPC CTRL | 29.B5
AF0245:SH | SC | AF0245G | GRN | 14 | 29.B5 | AF0246:SH | LPC CTRL | 29.B5
AF0245:V+ | SC | AF0245P | WHT | 16 | 29.B5 | AF0246:V+ | LPC CTRL | 29.B5
AF0246:07 | SC | TE45141 | WHT | 20 | 99.A7 | AF0246:23 | LPC CTRL | 99.A7
AF0246:09 | SC | TE45131 | WHT | 20 | 99.B7 | AF0246:25 | LPC CTRL | 99.B7
AF0246:11 | SC | TE45341 | WHT | 20 | 99.C7 | AF0246:27 | LPC CTRL | 99.C7
AF0246:13 | SC | TE45331 | WHT | 20 | 99.D7 | AF0246:29 | LPC CTRL | 99.D7
AF0246:COM | SC | AF0246N | WHT | 16 | 29.B5 | AF0247:COM | LPC CTRL | 29.B6
AF0246:J | SC | * |  |  | 29.B5 | AF0247:P | LPC CTRL | 29.B6
AF0246:SH | SC | AF0246G | GRN | 14 | 29.B5 | AF0247:SH | LPC CTRL | 29.B6
AF0246:V+ | SC | AF0246P | WHT | 16 | 29.B5 | AF0247:V+ | LPC CTRL | 29.B6
AF0247:SH | SC | IEG02601 | GRN | 14 | 29.B6 | IEG0260:1 | LPC CTRL | 29.B7
AF0600:12 | SC | XT06001 | GRN | 16 | 30.A6 | XT0600:1 | LPC CTRL | 30.C5
AF0610:32 | SC | XT06001 | GRN | 16 | 30.A5 | XT0600:1 | LPC CTRL | 30.C5
AF0610:53 | SC | 0V | WHT | 16 | 30.A5 | XT0610:2 | LPC CTRL | 30.C1
AF0610:54 | SC | 0V | WHT | 16 | 30.A5 | AF0620:53 | LPC CTRL | 30.A4
AF0610:55 | SC | FU0610 | WHT | 16 | 30.A5 | FU0610:LD | LPC CTRL | 30.C1
AF0610:56 | SC | FU0610 | WHT | 16 | 30.A5 | AF0620:55 | LPC CTRL | 30.A4
AF0620:32 | SC | XT06001 | GRN | 16 | 30.A4 | XT0600:1 | LPC CTRL | 30.C5
AU0240:COM | SC | 0V | WHT | 16 | 29.A2 | XT0240:2 | LPC CTRL | 29.B1
AU0240:V+ | SC | FU0240 | WHT | 16 | 29.A2 | FU0240:LD | LPC CTRL | 29.B1
FU0240:LI | SC | FU0242 | WHT | 14 | 29.B1 | FU0242:LD | LPC CTRL | 29.A1
FU0240:LI | SC | FU0242 | WHT | 14 | 29.B1 | FU0241:LI | LPC CTRL | 29.B1
FU0241:LI | SC | FU0242 | WHT | 14 | 29.B1 | FU0610:LI | LPC CTRL | 30.C1
FU0610:LI | SC | FU0242 | WHT | 14 | 30.C1 | XT0241:1 | LPC CTRL | 100.A5
GR0261: | SC | IEG02603 | GRN | 14 | 11.A3 | IEG0260:3 | LPC CTRL | 11.A4
IEG0260:2 | SC | IEG02602 | GRN | 14 | 30.C6 | XT0600:2 | LPC CTRL | 30.C5
XT0240:3 | SC | 0V | WHT | 14 | 29.B1 | XT0610:1 | LPC CTRL | 30.A1
XT0241:3 | SC | 0V | WHT | 16 | 100.A5 | XT0610:2 | LPC CTRL | 30.C1
AF0610:L2 | WC0061 | AF0610L2 | ENET | CABLE | 2.C1 | AF0620:L1 | LPC CTRL | 2.C2
AF0620:L2 | WC0062 | AF0620L2 | ENET | CABLE | 2.C2 | AU0240:L1 | LPC CTRL | 2.C3
AF0600:LBUS | WC8560 | AF0600LBUS | BUS | CABLE | 30.A6 | AF0610:RBUS | LPC CTRL | 30.A5
AF0610:LBUS | WC8561 | AF0610LBUS | BUS | CABLE | 30.A5 | AF0620:RBUS | LPC CTRL | 30.A4
AF0610:L1 | WC0006 | AU0060L2 | ENET | CABLE | 2.C1 | AU0060:L2 | CONTROL B | 2.B1
FU0242:LI | SC | FU0332 | WHT | 12 | 29.A1 | XT0335:5 | HPC CTRL | 28.B4
IEG0260:0 | SC | IEG02600 | GRN | 8 | 11.A2 | IEG0160:00 | HPC CTRL | 11.A2
XT0240:1 | SC | 0V | WHT | 12 | 29.A1 | XT0336:5 | HPC CTRL | 28.B4
AU0240:L2 | WC0024 | AU0240L2 | ENET | CABLE | 2.C3 | AF0510:L1 | HPC CTRL | 2.C4
SolarTools ver. 24.0.84.24712 (Jul 31, 2025)
Report date: 2/27/2026 8:52 AM

## PLC
PLC
Project # | 4M021
Project Name | NW NATURAL
Revision | B.2
Controls DE | J. UNGER
Phone:
Controls ME
Phone:
From | [5 empty] | To
Device ID | Cable (W) Conductor (SC) Jumper Clip (JC) | Wire No. | Wire ID | Gauge/Size | Page/Zone | Device ID | Location | Page/Zone
AR0600:IE1 | SC | UV0600G | GRN | 14 | 4.A1 | UV0600:GND | PLC | 4.B2
AT0680:NEG | SC | 0V | WHT | 14 | 7.A5 | XT0680:2 | PLC | 7.A4
AT0680:POS | SC | AT0680POS | WHT | 14 | 7.A5 | XT0680:1 | PLC | 7.A4
FU0680:LD | SC | AT0680POS | WHT | 14 | 7.A4 | XT0680:1 | PLC | 7.A4
GR0680: | SC | GR0680 | GRN/YEL | 14 | 10.B3 | FRAME | PLC | 10.B3
AP0602:L2 | WC0001 | AP0602L2 | ENET | CABLE | 2.A3 | AP0603:L1 | PLC | 2.A4
AP0609:L1 | WC0680 | AP0609L1 | ENET | CABLE | 5.A2 | AT0680:LAN1 | PLC | 5.A2
UV0600:(-) | SC | 0V | WHT | 14 | 4.B2 | XT0003:4 | CONTROL A | 12.B4
AR0600:IE2 | SC | IEG02306 | GRN | 12 | 4.A1 | IEG0230:6 | CONTROL B | 4.B6
FU0680:LI | SC | FU0136 | WHT | 14 | 7.A4 | XT0051:4 | CONTROL B | 8.C4
UV0600:(+) | SC | FU0010 | WHT | 14 | 4.B2 | FU0010:LD | CONTROL B | 4.B1
XT0680:2 | SC | 0V | WHT | 14 | 7.A4 | XT0051:8 | CONTROL B | 8.C3
AP0603:L2 | WC0003 | AP0603L2 | ENET | CABLE | 2.A4 | AF0410:L1 | CONTROL B | 2.A5
AP0602:L1 | WC9001 | BA0001RJ45 | ENET | CABLE | 2.A3 | BA0001:RJ45 | CONTROL B | 2.A2
AT0680:LAN2 | WC9019 | AT0680LAN2 | ENET | CABLE | 5.A2 | BA0009:RJ45 | CONTROL B | 5.A3
AT0680:LAN3 | WC9111 | AT0680LAN3 | ENET | CABLE | 5.A2 | BA0011:RJ45 | CONTROL B | 5.B3
BA0070:1-TX | WCBA0001 | BA0005TX | BLU-A | FIBER OPTIC | 3.A3 | BA0001:RX | CONTROL B | 2.A2
BA0070:1-RX | WCBA0001 | BA0005RX | BLU-B | FIBER OPTIC | 3.A3 | BA0001:TX | CONTROL B | 2.A2
BA0070:2-TX | WCBA0002 | BA0002TX | BLU-A | FIBER OPTIC | 3.A3 | BA0002:TX | CONTROL B | 2.B5
BA0070:2-RX | WCBA0002 | BA0002RX | BLU-B | FIBER OPTIC | 3.A3 | BA0002:RX | CONTROL B | 2.B5
BA0070:3-TX | WCBA0009 | BA0009TX | BLU-A | FIBER OPTIC | 3.A3 | BA0009:TX | CONTROL B | 5.A3
BA0070:3-RX | WCBA0009 | BA0009RX | BLU-B | FIBER OPTIC | 3.A3 | BA0009:RX | CONTROL B | 5.A3
BA0070:4-TX | WCBA0011 | BA0011TX | BLU-A | FIBER OPTIC | 3.A3 | BA0011:TX | CONTROL B | 5.B3
BA0070:4-RX | WCBA0011 | BA0012TX | BLU-B | FIBER OPTIC | 3.A3 | BA0011:RX | CONTROL B | 5.B3
BA0070:1-RX | SC | BA0005RX |  |  | 3.A3 | BA0005:RX | FO CONV,VFD | 2.D6
SolarTools ver. 24.0.84.24712 (Jul 31, 2025)
Report date: 2/27/2026 8:52 AM

## PROX,HPC
PROX,HPC
Project # | 4M021
Project Name | NW NATURAL
Revision | B.2
Controls DE | J. UNGER
Phone:
Controls ME
Phone:
From | [5 empty] | To
Device ID | Cable (W) Conductor (SC) Jumper Clip (JC) | Wire No. | Wire ID | Gauge/Size | Page/Zone | Device ID | Location | Page/Zone
GR4460: | SC | GR4460 | GRN/YEL | 14 | 11.A6 | FRAME | PROX,HPC | 11.A6
Report date: 2/27/2026 8:52 AM |  |  |  |  | SolarTools ver. 24.0.84.24712 (Jul 31, 2025)

## PROX,LPC
PROX,LPC
Project # | 4M021
Project Name | NW NATURAL
Revision | B.2
Controls DE | J. UNGER
Phone:
Controls ME
Phone:
From | [5 empty] | To
Device ID | Cable (W) Conductor (SC) Jumper Clip (JC) | Wire No. | Wire ID | Gauge/Size | Page/Zone | Device ID | Location | Page/Zone
GR4560: | SC | GR4560 | GRN/YEL | 14 | 11.A6 | FRAME | PROX,LPC | 11.A6
Report date: 2/27/2026 8:52 AM |  |  |  |  | SolarTools ver. 24.0.84.24712 (Jul 31, 2025)

## PROX,TURB
PROX,TURB
Project # | 4M021
Project Name | NW NATURAL
Revision | B.2
Controls DE | J. UNGER
Phone:
Controls ME
Phone:
From | [5 empty] | To
Device ID | Cable (W) Conductor (SC) Jumper Clip (JC) | Wire No. | Wire ID | Gauge/Size | Page/Zone | Device ID | Location | Page/Zone
GR1210: | SC | GR1210 | GRN/YEL | 14 | 10.A6 | FRAME | PROX,TURB | 10.A6
GR1211: | SC | GR1211 | GRN/YEL | 14 | 10.A6 | FRAME | PROX,TURB | 10.A6
SolarTools ver. 24.0.84.24712 (Jul 31, 2025)
Report date: 2/27/2026 8:52 AM

## RAIL,LEFT,JB70
RAIL,LEFT,JB70
Project # | 4M021
Project Name | NW NATURAL
Revision | B.2
Controls DE | J. UNGER
Phone:
Controls ME
Phone:
From | [5 empty] | To
Device ID | Cable (W) Conductor (SC) Jumper Clip (JC) | Wire No. | Wire ID | Gauge/Size | Page/Zone | Device ID | Location | Page/Zone
GR0431: | SC | GR0431 | GRN/YEL | 14 | 10.B2 | FRAME | RAIL,LEFT,JB70 | 10.B2
Report date: 2/27/2026 8:52 AM |  |  |  |  | SolarTools ver. 24.0.84.24712 (Jul 31, 2025)

## RAIL,RIGHT,JB70
RAIL,RIGHT,JB70
Project # | 4M021
Project Name | NW NATURAL
Revision | B.2
Controls DE | J. UNGER
Phone:
Controls ME
Phone:
From | [5 empty] | To
Device ID | Cable (W) Conductor (SC) Jumper Clip (JC) | Wire No. | Wire ID | Gauge/Size | Page/Zone | Device ID | Location | Page/Zone
FU1100:LI | SC | FU0136 | WHT | 14 | 40.D3 | XT0111:21 | RAIL,RIGHT,JB70 | 40.D5
FU9020:LD | SC | FU9020LD | RED | 16 | 47.A3 | KA9020:11 | RAIL,RIGHT,JB70 | 47.A4
GR0532: | SC | GR0532 | GRN/YEL | 14 | 10.B4 | FRAME | RAIL,RIGHT,JB70 | 10.B4
KA9020:12 | SC | H9020L1 | RED | 16 | 47.A4 | XT9020:4 | RAIL,RIGHT,JB70 | 47.A5
KA9020:21 | SC | CC90202 | RED | 16 | 47.A4 | XT9020:2 | RAIL,RIGHT,JB70 | 47.A2
KA9020:22 | SC | H9020L2 | RED | 16 | 47.A4 | XT9020:5 | RAIL,RIGHT,JB70 | 47.A5
XT9020:3 | SC | CC90203 | GRN/YEL | 16 | 47.A2 | XT9020:6 | RAIL,RIGHT,JB70 | 47.A5
H9020:L1 | WC9120 | H9020L1 | BLK | 16GA | 47.A7 | XT9020:4 | RAIL,RIGHT,JB70 | 47.A5
H9020:L2 | WC9120 | H9020L2 | RED | 16GA | 47.A7 | XT9020:5 | RAIL,RIGHT,JB70 | 47.A5
H9020:GND | WC9120 | CC90203 | GRN/YEL | 16GA | 47.A7 | XT9020:6 | RAIL,RIGHT,JB70 | 47.A5
XT0111:11 | SC | SH0470X2 | WHT | 20 | 41.B5 | AF0093:06 | CONTROL A | 41.B7
XT0111:12 | SC | SH0470X1 | WHT | 20 | 41.C5 | AF0093:22 | CONTROL A | 41.B7
XT0111:15 | SC | FU0139 | WHT | 20 | 41.C5 | XT0081:6 | CONTROL A | 25.A3
XT0111:16 | SC | KA0241A1 | WHT | 20 | 41.C5 | XT0081:7 | CONTROL A | 25.A3
XT0111:17 | SC | SH0472X2 | WHT | 20 | 41.C5 | AF0092:13 | CONTROL A | 41.C7
XT0111:17 | SC | SH0472X2 | WHT | 20 | 41.C5 | KA0240:21 | CONTROL A | 41.C6
XT0111:18 | SC | SH0472X1 | WHT | 20 | 41.C5 | AF0092:29 | CONTROL A | 41.C7
XT0111:19 | SC | ESTOPB | WHT | 20 | 42.C5 | XT0089:3 | CONTROL A | 26.B4
XT0111:20 | SC | ESTOPA | WHT | 20 | 42.C5 | XT0089:4 | CONTROL A | 26.C4
XT0111:21 | SC | FU0136 | WHT | 14 | 40.D5 | XT0002:6 | CONTROL A | 12.B4
XT0111:22 | SC | 0V | WHT | 14 | 40.D5 | XT0003:6 | CONTROL A | 12.B4
XT0111:23 | SC | HA047202 | WHT | 20 | 43.A5 | AF0092:12 | CONTROL A | 43.A6
XT0111:24 | SC | HA047201 | WHT | 20 | 43.A5 | AF0092:28 | CONTROL A | 43.A6
XT0111:3 | SC | SH047113 | WHT | 20 | 41.A5 | AF0087:32 | CONTROL A | 41.A7
XT0111:4 | SC | SH047114 | WHT | 20 | 41.A5 | AF0087:00 | CONTROL A | 41.A7
XT0111:5 | SC | SH0471X2 | WHT | 20 | 41.A5 | AF0093:15 | CONTROL A | 41.A7
XT0111:6 | SC | SH0471X1 | WHT | 20 | 41.A5 | AF0093:31 | CONTROL A | 41.A7
XT0111:7 | SC | SH047011 | WHT | 20 | 41.B5 | AF0087:33 | CONTROL A | 41.B7
XT0111:8 | SC | SH047012 | WHT | 20 | 41.B5 | AF0087:01 | CONTROL A | 41.B7
FU1101:LD | SC | FU1101LD | WHT | 16 | 40.C2 | BA1100:POS | CONTROL B | 40.D1
FU1101:LI | SC | UV0291POS | WHT | 16 | 40.C2 | XT0291:4 | CONTROL B | 40.A6
KA9020:A1 | SC | 006202 | WHT | 20 | 47.B5 | AF0062:02 | CONTROL B | 47.B7
KA9020:A2 | SC | 006218 | WHT | 20 | 47.B5 | AF0062:18 | CONTROL B | 47.B7
FU1100:LD | SC | FU1100 | WHT | 14 | 40.D3 | AT1100:POS | CONTROL,JB70;TT6 | 40.D3
FU9020:LI | SC | FU9020LI | RED | 16 | 47.A3 | SA9020:B1-13 | CONTROL,JB70;TT6 | 47.A3
XT0111:1 | SC | SH047111 | WHT | 20 | 41.A5 | SH0471:11 | CONTROL,JB70;TT6 | 41.A1
XT0111:10 | SC | SH047014 | WHT | 20 | 41.B5 | SH0470:14 | CONTROL,JB70;TT6 | 41.B1
XT0111:11 | SC | SH0470X2 | WHT | 20 | 41.B5 | SH0470:X2 | CONTROL,JB70;TT6 | 41.B1
XT0111:12 | SC | SH0470X1 | WHT | 20 | 41.C5 | SH0470:X1 | CONTROL,JB70;TT6 | 41.B1
XT0111:13 | SC | SH047211 | WHT | 20 | 41.C5 | SH0472:11 | CONTROL,JB70;TT6 | 41.C1
XT0111:14 | SC | SH047212 | WHT | 20 | 41.C5 | SH0472:12 | CONTROL,JB70;TT6 | 41.C1
XT0111:15 | SC | FU0139 | WHT | 20 | 41.C5 | SH0472:13 | CONTROL,JB70;TT6 | 41.C1
XT0111:16 | SC | KA0241A1 | WHT | 20 | 41.C5 | SH0472:14 | CONTROL,JB70;TT6 | 41.C1
XT0111:17 | SC | SH0472X2 | WHT | 20 | 41.C5 | SH0472:X2 | CONTROL,JB70;TT6 | 41.C1
XT0111:18 | SC | SH0472X1 | WHT | 20 | 41.C5 | SH0472:X1 | CONTROL,JB70;TT6 | 41.C1
XT0111:19 | SC | ESTOPB | WHT | 20 | 42.C5 | SB0472:B1-11 | CONTROL,JB70;TT6 | 42.C1
XT0111:2 | SC | SH047112 | WHT | 20 | 41.A5 | SH0471:12 | CONTROL,JB70;TT6 | 41.A1
XT0111:20 | SC | ESTOPA | WHT | 20 | 42.C5 | SB0472:B1-12 | CONTROL,JB70;TT6 | 42.C1
XT0111:22 | SC | 0V | WHT | 14 | 40.D5 | AT1100:NEG | CONTROL,JB70;TT6 | 40.D3
XT0111:3 | SC | SH047113 | WHT | 20 | 41.A5 | SH0471:13 | CONTROL,JB70;TT6 | 41.A1
XT0111:4 | SC | SH047114 | WHT | 20 | 41.A5 | SH0471:14 | CONTROL,JB70;TT6 | 41.A1
XT0111:5 | SC | SH0471X2 | WHT | 20 | 41.A5 | SH0471:X2 | CONTROL,JB70;TT6 | 41.A1
XT0111:6 | SC | SH0471X1 | WHT | 20 | 41.A5 | SH0471:X1 | CONTROL,JB70;TT6 | 41.A1
XT0111:7 | SC | SH047011 | WHT | 20 | 41.B5 | SH0470:11 | CONTROL,JB70;TT6 | 41.B1
XT0111:8 | SC | SH047012 | WHT | 20 | 41.B5 | SH0470:12 | CONTROL,JB70;TT6 | 41.B1
XT0111:9 | SC | SH047013 | WHT | 20 | 41.B5 | SH0470:13 | CONTROL,JB70;TT6 | 41.B1
XT9020:1 | SC | CC90201 | RED | 16 | 47.A2 | SA9020:B1-14 | CONTROL,JB70;TT6 | 47.A3
XT0111:24 | WC5072 | HA047201 | 1 | 18 | 43.A5 | HA0472:BLK-1 | CONTROL,JB70;TT6 | 43.A1
XT0111:23 | WC5072 | HA047202 | 2 | 18 | 43.A5 | HA0472:BLK-2 | CONTROL,JB70;TT6 | 43.A1
SolarTools ver. 24.0.84.24712 (Jul 31, 2025)
Report date: 2/27/2026 8:52 AM

## RAIL,RIGHT,JB73
RAIL,RIGHT,JB73
Project # | 4M021
Project Name | NW NATURAL
Revision | B.2
Controls DE | J. UNGER
Phone:
Controls ME
Phone:
From | [5 empty] | To
Device ID | Cable (W) Conductor (SC) Jumper Clip (JC) | Wire No. | Wire ID | Gauge/Size | Page/Zone | Device ID | Location | Page/Zone
GR1163: | SC | GR1163 | GRN/YEL | 14 | 11.A4 | FRAME | RAIL,RIGHT,JB73 | 11.A3
H9121:L1 | WC9121 | H9020L1 | BLK | 16GA | 47.C7 | XT9022:1 | RAIL,RIGHT,JB73 | 47.B5
H9121:L2 | WC9121 | H9020L2 | RED | 16GA | 47.C7 | XT9022:2 | RAIL,RIGHT,JB73 | 47.C5
H9121:GND | WC9121 | CC90203 | GRN/YEL | 16GA | 47.C7 | XT9022:3 | RAIL,RIGHT,JB73 | 47.C5
SolarTools ver. 24.0.84.24712 (Jul 31, 2025)
Report date: 2/27/2026 8:52 AM

## Panel Errors
Panel Errors
Project # | 4M021
Project Name | NW NATURAL
Revision | B.2
Controls DE | J. UNGER
Phone:
Controls ME
Phone:
From | [6 empty] | To
Device ID | Location | Cable (W) Conductor (SC) Jumper Clip (JC) | Wire ID | Wire No. | Gauge/Size | Page/Zone | Device ID | Location | Page/Zone
Report date: 2/27/2026 8:52 AM |  |  |  | SolarTools ver. 24.0.84.24712 (Jul 31, 2025)

## Cable Part Numbers
Cable Part Numbers |  |  | SolarTools ver. 24.0.84.24712 (Jul 31, 2025)
Project # | 4M021
Report date: 2/27/2026 8:54 AM
Project Name | NW NATURAL
Revision | B.2
Controls DE | J. UNGER
Phone:
Controls ME
Phone:
Device ID |  | Part Number |  | Description
WC0080 |  | 2684693-54 |  | CABLE, SYTSTEM FUNCTION
WC8058 |  | 2684693-54 |  | CABLE, SYTSTEM FUNCTION
WC7462 |  | PART OF DEVICE |  | PART OF DEVICE, JUNCTION BOX ASSEMBLY
WC5072 |  | PART OF 1103208-100 |  | CABLE, 2 CONDUCTOR UNSHIELDED PART OF HORN
WC0001 |  | 1302073-36 |  | CABLE, ETHERNET - 36 INCHES
WC0003 |  | 1302073-36 |  | CABLE, ETHERNET - 36 INCHES
WC0006 |  | 1305733-1 |  | CABLE, COMMUNICATION CABLE - ETHERNET
WC0007 |  | 1302073-36 |  | CABLE, ETHERNET - 36 INCHES
WC0008 |  | 1302073-36 |  | CABLE, ETHERNET - 36 INCHES
WC0009 |  | 1302073-36 |  | CABLE, ETHERNET - 36 INCHES
WC0010 |  | 1302073-36 |  | CABLE, ETHERNET - 36 INCHES
WC0012 |  | 1305733-1 |  | CABLE, COMMUNICATION CABLE - ETHERNET
WC0014 |  | 1302073-36 |  | CABLE, ETHERNET - 36 INCHES
WC0024 |  | 1302073-36 |  | CABLE, ETHERNET - 36 INCHES
WC0041 |  | 1302073-36 |  | CABLE, ETHERNET - 36 INCHES
WC0042 |  | 1302073-36 |  | CABLE, ETHERNET - 36 INCHES
WC0043 |  | 1302073-36 |  | CABLE, ETHERNET - 36 INCHES
WC0045 |  | 1302073-36 |  | CABLE, ETHERNET - 36 INCHES
WC0048 |  | 1302073-36 |  | CABLE, ETHERNET - 36 INCHES
WC0051 |  | 1302073-36 |  | CABLE, ETHERNET - 36 INCHES
WC0052 |  | 1302073-36 |  | CABLE, ETHERNET - 36 INCHES
WC0061 |  | 1302073-36 |  | CABLE, ETHERNET - 36 INCHES
WC0062 |  | 1302073-36 |  | CABLE, ETHERNET - 36 INCHES
WC0101 |  | 1302073-36 |  | CABLE, ETHERNET - 36 INCHES
WC0680 |  | 1302073-36 |  | CABLE
WC1020 |  | PART OF DEVICE |  | PART OF DEVICE, JUNCTION BOX ASSEMBLY
WC4524 |  | 1075034-2 |  | PVC, 1 PAIR TWISTED SHIELDED
WC7326 |  | PART OF DEVICE |  | PART OF DEVICE, JUNCTION BOX ASSEMBLY
WC8040 |  | 1322418-90 |  | CABLE, SUPPLIED BY OTHERS
WC8042 |  | 1322418-90 |  | CABLE, SYTSTEM FUNCTION
WC8043 |  | 1322418-90 |  | CABLE, SUPPLIED BY OTHERS
WC8050 |  | 1322418-90 |  | CABLE, SUPPLIED BY OTHERS
WC8051 |  | 1322418-90 |  | CABLE, SUPPLIED BY OTHERS
WC8560 |  | 1322418-90 |  | CABLE, SUPPLIED BY OTHERS
WC8561 |  | 1322418-90 |  | CABLE, SUPPLIED BY OTHERS
WC9001 |  | 1302073-36 |  | CABLE, ETHERNET - 36 INCHES
WC9007 |  | 1302073-36 |  | CABLE, ETHERNET - 36 INCHES
WC9019 |  | 1302073-36 |  | CABLE, ETHERNET - 36 INCHES
WC9111 |  | 1302073-36 |  | CABLE, ETHERNET - 36 INCHES
WC9120 |  | PART OF DEVICE |  | PART OF DEVICE, PART OF DEVICE
WC9121 |  | PART OF DEVICE |  | PART OF DEVICE, PART OF DEVICE
WC9122 |  | PART OF DEVICE |  | PART OF DEVICE, PART OF DEVICE
WC9212 |  | 1302073-36 |  | CABLE, ETHERNET - 36 INCHES
WCBA0001 |  | 1098580-29 |  | FIBER OPTIC CABLE, MULTI-MODE OM1
WCBA0002 |  | 1098580-29 |  | FIBER OPTIC CABLE, MULTI-MODE OM1
WCBA0009 |  | 1098580-29 |  | FIBER OPTIC CABLE, MULTI-MODE OM1
WCBA0011 |  | 1098580-29 |  | FIBER OPTIC CABLE, MULTI-MODE OM1

## Part Number List
Part Number List |  | SolarTools ver. 24.0.84.24712 (Jul 31, 2025)
Project # | 4M021
Report date: 2/27/2026 8:53 AM
Project Name | NW NATURAL
Revision | B.2
Controls DE | J. UNGER
Phone:
Controls ME
Phone:
Device ID | Part Number | Description | Location
EL1020 | 1749375-1 | LIGHT, LED STRIP, JB10 LED, WHITE | BOP BOX
FU9021 | 1043265-1,1043265-4 | FUSE, 5A | BOP BOX
GR0180 | 903849C1 | RAIL GROUND, DIN RAIL GROUNDING | BOP BOX
H9122 | 1098412-11 | HEATER, CONTROL CONSOLE^110/230-240 VAC, 100 WATTS | BOP BOX
KA9021 | 1061979-1 | RELAY, JB74 SPACE HEATER DISABLE | BOP BOX
SA9021 | 2380746-9 | SELECTOR SWITCH, HEATER MANUAL SWITCH | BOP BOX
XT9021 | 1066730-7 | TERMINAL BLOCK, SPRING, 4 CONDUCTOR,30-12 AWG (0.05-3.31 MM2),NON-IS | BOP BOX
XT9024 | 1066730-7,1066730-8,1067996-11 | TERMINAL BLOCK, SPRING, 4 CONDUCTOR,30-12 AWG (0.05-3.31 MM2),NON-IS | BOP BOX
ZS1020 | 1749375-7 | DOOR SWITCH, LIMIT / PROXIMITY | BOP BOX
AF0141 | 2684693-17,2684693-25 | 5094-OB8XT, 8 DISCRETE OUTPUT | BOP CTRL
AF0142 | 2684693-17,2684693-23 | 5094-IB16XT, 16 DISCRETE INPUT | BOP CTRL
AF0143 | 2684693-18,2684693-56 | 5094-IF8IHXT, 8 ANALOG INPUT, ISOLATED | BOP CTRL
AF0144 | 2684693-18,2684693-27 | 5094-OF8IHXT, 8 ANALOG OUTPUT, ISOLATED | BOP CTRL
AF0145 | 2684693-19,2684693-33 | 5094-IY8XT, 8 ANALOG INPUT, TC/RTD/ I&V | BOP CTRL
AF0146 | 2684693-17,2684693-25 | 5094-OB8XT, 8 DISCRETE OUTPUT | BOP CTRL
AF0181 | 2684693-17,2684693-25 | 5094-OB8XT, 8 DISCRETE OUTPUT | BOP CTRL
AF0182 | 2684693-17,2684693-23 | 5094-IB16XT, 16 DISCRETE INPUT | BOP CTRL
AF0183 | 2684693-18,2684693-28 | 5094-IB16SXT, 16 DISCRETE INPUT, S | BOP CTRL
AF0184 | 2684693-18,2684693-55 | 5094-OB16SXT, 16 DISCRETE OUTPUT, S | BOP CTRL
AF0185 | 2684693-18,2684693-56 | 5094-IF8IHXT, 8 ANALOG INPUT, ISOLATED | BOP CTRL
AF0186 | 2684693-21,2684693-36 | 5094-IRT8SXT, 8 RTD/TC ANALOG INPUT, S | BOP CTRL
AU0140 | 2684693-22 | 5094-AENTRXT, FLEX 5000 I/O | BOP CTRL
AU0180 | 2684693-22 | 5094-AENTRXT, FLEX 5000 I/O | BOP CTRL
BA0007 | 1271449-1 | MEDIA CONVERTER, ETHERNET-FIBER OPTIC | BOP CTRL
BA0008 | 1271449-1 | MEDIA CONVERTER, ETHERNET-FIBER OPTIC | BOP CTRL
BA1212 | 1337728-12 | SWITCH, ETAP, DLR INTERFACE | BOP CTRL
FU0027 | 1043265-1,1043265-3 | FUSE, 2A | BOP CTRL
FU0028 | 1043265-1,1043265-3 | FUSE, 2A | BOP CTRL
FU0140 | 1043265-1,1043265-5 | FUSE, 10A | BOP CTRL
FU0141 | 1043265-1,1043265-5 | FUSE, 10A | BOP CTRL
FU0142 | 1043265-1,1043265-5 | FUSE, 10A | BOP CTRL
FU0143 | 1043265-1,1043265-3 | FUSE, 2A | BOP CTRL
FU0144 | 1043265-3 | FUSE, 2A | BOP CTRL
FU0146 | 1043265-1,1043265-6 | FUSE, 15A | BOP CTRL
FU0180 | 1043265-1,1043265-5 | FUSE, 10A | BOP CTRL
FU0181 | 1043265-1,1043265-5 | FUSE, 10A | BOP CTRL
FU0182 | 1043265-1,1043265-5 | FUSE, 10A | BOP CTRL
FU0183 | 1043265-1,1043265-4 | FUSE, 5A | BOP CTRL
FU1212 | 1043265-1,1043265-3 | FUSE, 2A | BOP CTRL
GR0181 | 903849C1 | RAIL GROUND, DIN RAIL GROUNDING | BOP CTRL
GR0182 | 903849C1 | RAIL GROUND, DIN RAIL GROUNDING | BOP CTRL
GR0183 | 903849C1 | RAIL GROUND, DIN RAIL GROUNDING | BOP CTRL
IEG0257 | 232941-200 | BUS BAR, BOP - INSTRUMENT EARTH GROUNDING | BOP CTRL
KA0531 | 1061979-1 | RELAY, NO EMERGENCY SHUTDOWN SUMMARY | BOP CTRL
KA0532 | 1061979-1 | RELAY, NO EMERGENCY SHUTDOWN SUMMARY | BOP CTRL
KA0533 | 1061979-1 | RELAY, NO EMERGENCY SHUTDOWN SUMMARY | BOP CTRL
KA0534 | 1061979-1 | RELAY, NO EMERGENCY SHUTDOWN SUMMARY | BOP CTRL
KA0535 | 1061979-1 | RELAY, CONTROLLER ACTIVE | BOP CTRL
KA0536 | 1061979-1 | RELAY, CONTROLLER ACTIVE | BOP CTRL
KA0537 | 1061979-1 | RELAY, NO EMERGENCY SHUTDOWN SUMMARY | BOP CTRL
KA0538 | 1061979-1 | RELAY, CONTROLLER ACTIVE | BOP CTRL
KA0539 | 1061979-1 | RELAY, CONTROLLER ACTIVE | BOP CTRL
KA0540 | 1061979-1 | RELAY, OPEN SUCTION VALVE | BOP CTRL
KA0541 | 1061979-1 | RELAY, OPEN DISCHARGE VALVE | BOP CTRL
KA0550 | 1061979-1 | RELAY, OPEN SUCTION VALVE (SAFETY) | BOP CTRL
KA0551 | 1061979-1 | RELAY, OPEN DISCHARGE VALVE (SAFETY) | BOP CTRL
KA0554 | 1061979-1 | RELAY, CLOSE VENT VALVE (SAFETY) | BOP CTRL
KA0572 | 1061979-1 | RELAY, SUCTION VALVE CLOSED | BOP CTRL
KA0573 | 1061979-1 | RELAY, DISCHARGE VALVE CLOSED | BOP CTRL
KA1260 | 1061979-1 | RELAY, DSR RUN REQUEST | BOP CTRL
KA6500 | 1061979-1 | RELAY, REMOTE ON/OFF COMMAND | BOP CTRL
XT0007 | 1066730-7,1066730-8,1067996-4 | TERMINAL BLOCK, SPRING, 4 CONDUCTOR,30-12 AWG (0.05-3.31 MM2),NON-IS | BOP CTRL
XT0140 | 1066730-7,1066730-8,1067996-4 | TERMINAL BLOCK, SPRING, 4 CONDUCTOR,30-12 AWG (0.05-3.31 MM2),NON-IS | BOP CTRL
XT0391 | 1066730-7,1066730-8,1067996-4 | TERMINAL BLOCK, SPRING, 4 CONDUCTOR,30-12 AWG (0.05-3.31 MM2),NON-IS | BOP CTRL
XT0572 | 1066730-7,1066730-8,1067996-4 | TERMINAL BLOCK, SPRING, 4 CONDUCTOR,30-12 AWG (0.05-3.31 MM2),NON-IS | BOP CTRL
XT0573 | 1066730-10,1066730-68,1066730-9 | DIODE TERMINAL STRIP, 4 CONDUCTOR | BOP CTRL
XT1020 | 1066730-7,1066730-8,1067996-4 | TERMINAL BLOCK, SPRING, 4 CONDUCTOR,30-12 AWG (0.05-3.31 MM2),NON-IS | BOP CTRL
AF0081 | 2684693-18,2684693-28 | 5094-IB16SXT, 16 DISCRETE INPUT, S | CONTROL A
AF0082 | 2684693-17,2684693-23 | 5094-IB16XT, 16 DISCRETE INPUT | CONTROL A
AF0083 | 2684693-19,2684693-33 | 5094-IY8XT, 8 ANALOG INPUT, TC/RTD/ I&V | CONTROL A
AF0084 | 2684693-19,2684693-33 | 5094-IY8XT, 8 ANALOG INPUT, TC/RTD/ I&V | CONTROL A
AF0085 | 2684693-18,2684693-56 | 5094-IF8IHXT, 8 ANALOG INPUT, ISOLATED | CONTROL A
AF0086 | 2684693-18,2684693-56 | 5094-IF8IHXT, 8 ANALOG INPUT, ISOLATED | CONTROL A
AF0087 | 2684693-17,2684693-23 | 5094-IB16XT, 16 DISCRETE INPUT | CONTROL A
AF0091 | 2684693-17,2684693-23 | 5094-IB16XT, 16 DISCRETE INPUT | CONTROL A
AF0092 | 2684693-17,2684693-24 | 5094-OB16XT, 16 DISCRETE OUTPUT | CONTROL A
AF0093 | 2684693-17,2684693-24 | 5094-OB16XT, 16 DISCRETE OUTPUT | CONTROL A
AF0094 | 2684693-19,2684693-33 | 5094-IY8XT, 8 ANALOG INPUT, TC/RTD/ I&V | CONTROL A
AF0095 | 2684693-17,2684693-25 | 5094-OB8XT, 8 DISCRETE OUTPUT | CONTROL A
AU0080 | 2684693-22 | 5094-AENTRXT, FLEX 5000 I/O | CONTROL A
AU0090 | 2684693-22 | 5094-AENTRXT, FLEX 5000 I/O | CONTROL A
FU0011 | 1043265-1,1043265-7 | FUSE, 20A | CONTROL A
FU0012 | 1043265-1,1043265-5 | FUSE, 10A | CONTROL A
FU0013 | 1043265-1,1043265-5 | FUSE, 10A | CONTROL A
FU0014 | 1043265-1,1043265-5 | FUSE, 10A | CONTROL A
FU0015 | 1043265-1,1043265-5 | FUSE, 10A | CONTROL A
FU0016 | 1043265-1,1043265-5 | FUSE, 10A | CONTROL A
FU0017 | 1043265-1,1043265-5 | FUSE, 10A | CONTROL A
FU0018 | 1043265-1,1043265-5 | FUSE, 10A | CONTROL A
FU0080 | 1043265-1,1043265-6 | FUSE, 15A | CONTROL A
FU0081 | 1043265-1,1043265-5 | FUSE, 10A | CONTROL A
FU0090 | 1043265-1,1043265-5 | FUSE, 10A | CONTROL A
FU0091 | 1043265-1,1043265-5 | FUSE, 10A | CONTROL A
FU0092 | 1043265-1,1043265-5 | FUSE, 10A | CONTROL A
FU0093 | 1043265-1,1043265-5 | FUSE, 10A | CONTROL A
FU0094 | 1043265-1,1043265-5 | FUSE, 10A | CONTROL A
FU0136 | 1043265-1,1043265-9 | FUSE, 30A | CONTROL A
FU0137 | 1043265-1,1043265-7 | FUSE, 20A | CONTROL A
FU0139 | 1043265-1,1043265-4 | FUSE, 5A | CONTROL A
FU0213 | 1043265-3 | FUSE, 2A | CONTROL A
FU0387 | 1043265-1,1043265-4 | FUSE, 5A | CONTROL A
FU0388 | 1043265-1,1043265-4 | FUSE, 5A | CONTROL A
FU0389 | 1043265-1,1043265-3 | FUSE, 2A | CONTROL A
GR0131 | 903849C1 | RAIL GROUND, DIN RAIL GROUNDING | CONTROL A
GR0132 | 903849C1 | RAIL GROUND, DIN RAIL GROUNDING | CONTROL A
GR0133 | 903849C1 | RAIL GROUND, DIN RAIL GROUNDING | CONTROL A
GR0134 | 903849C1 | RAIL GROUND, DIN RAIL GROUNDING | CONTROL A
GR0135 | 903849C1 | RAIL GROUND, DIN RAIL GROUNDING | CONTROL A
IEG0010 | 232941-300 | BUS BAR, PANEL A - INSTRUMENT EARTH GROUNDING | CONTROL A
KA0130 | 1061979-1 | RELAY, LOWSPEED/OPEN PROBE SETPOINT | CONTROL A
KA0131 | 1061979-1 | RELAY, CONTROLLER ACTIVE | CONTROL A
KA0132 | 1061979-1 | RELAY, CONTROLLER ACTIVE | CONTROL A
KA0133 | 1061979-1 | RELAY, POST LUBE NOT REQUIRED | CONTROL A
KA0134 | 1061979-1 | RELAY, BACKUP COMMAND OFF | CONTROL A
KA0135 | 1061979-1 | RELAY, AC PRE/POST PUMP DRIVE | CONTROL A
KA0136 | 1061979-1 | RELAY, LUBE OIL HEADER^PRESSURE HIGH | CONTROL A
KA0137 | 1061979-1 | RELAY, LUBE PUMP INHIBIT | CONTROL A
KA0138 | 1061979-1 | RELAY, BACKUP LUBE OIL PUMP OFF | CONTROL A
KA0141 | 1061979-1 | RELAY, CONTROLLER ACTIVE | CONTROL A
KA0230 | 1061979-1 | RELAY, CONTROLLER ACTIVE | CONTROL A
KA0231 | 1061979-1 | RELAY, CONTROLLER ACTIVE | CONTROL A
KA0232 | 1061979-1 | RELAY, CONTROLLER ACTIVE | CONTROL A
KA0236 | 1061979-1 | RELAY, NO EMERGENCY SHUTDOWN SUMMARY | CONTROL A
KA0239 | 1061979-1 | RELAY, NO EMERGENCY SHUTDOWN SUMMARY | CONTROL A
KA0240 | 1061979-1 | RELAY, NO EMERGENCY SHUTDOWN SUMMARY | CONTROL A
KA0241 | 1061979-1 | RELAY, BACKUP SYSTEM RESET | CONTROL A
KA0242 | 1061979-1 | RELAY, BACKUP SYSTEM RESET | CONTROL A
KA0243 | 1061979-1 | RELAY, NO FIRE DETECTED | CONTROL A
KA0244 | 1061979-1 | RELAY, NO FIRE DETECTED | CONTROL A
KA0245 | 1061979-1 | RELAY, NO GAS DETECTED | CONTROL A
KA2160 | 1061979-1 | RELAY, CLOSE GAS BLOCK VALVE | CONTROL A
KA2161 | 1061979-1 | RELAY, OPEN GAS BLEED VALVE | CONTROL A
KA3103 | 1061979-1 | RELAY, LUBE OIL TANK HEATER | CONTROL A
KT0140 | 2651077-1 | TIMER RELAY, BACKUP PUMP^POST LUBE OFF CYCLE | CONTROL A
KT0141 | 2651077-1 | TIMER RELAY, BACKUP POST LUBE CONTINUOUS | CONTROL A
KT0142 | 2651077-1 | TIMER RELAY, TOTAL POST LUBE | CONTROL A
KT0143 | 2651077-1 | TIMER RELAY, BACKUP PUMP POST LUBE ON CYCLE | CONTROL A
KT0144 | 2651077-1 | TIMER RELAY, HEADER PRESSURE HIGH^BACKUP PUMP OFF | CONTROL A
KT0145 | 2651077-1 | TIMER RELAY, FIRE DETECTED ROLLDOWN LUBE | CONTROL A
KT0146 | 2651077-3 | TIMER RELAY, WATCHDOG | CONTROL A
PEG0130 | 232941-300 | BUS BAR, PANEL A - POWER EARTH GROUNDING | CONTROL A
UA1200 | 1053834-7 | SIGNAL CONVERTER, BACKUP OVERSPEED | CONTROL A
UJ0131 | 1286570-1 | POWER CONVERTER, AC/DC INPUT TO 28V DC OUTPUT | CONTROL A
WC0080 | 2684693-54 |  | CONTROL A
XT0002 | 1066730-16,1066730-17,1066730-18 | TERMINAL STRIP, 2 CONDUCTOR | CONTROL A
XT0003 | 1066730-16,1066730-17,1066730-18 | TERMINAL STRIP, 2 CONDUCTOR | CONTROL A
XT0011 | 1066730-16,1066730-17,1066730-18 | TERMINAL STRIP, 2 CONDUCTOR | CONTROL A
XT0012 | 1066730-16,1066730-17,1066730-18 | TERMINAL STRIP, 2 CONDUCTOR | CONTROL A
XT0014 | 1247052-1 | BUS BAR, SYSTEM FUNCTION (USE) | CONTROL A
XT0080 | 1066730-7,1066730-8,1067996-4 | TERMINAL BLOCK, SPRING, 4 CONDUCTOR,30-12 AWG (0.05-3.31 MM2),NON-IS | CONTROL A
XT0081 | 1066730-7,1066730-8,1067996-4 | TERMINAL BLOCK, SPRING, 4 CONDUCTOR,30-12 AWG (0.05-3.31 MM2),NON-IS | CONTROL A
XT0082 | 1066730-7,1066730-8,1067996-4 | TERMINAL BLOCK, SPRING, 4 CONDUCTOR,30-12 AWG (0.05-3.31 MM2),NON-IS | CONTROL A
XT0084 | 1066730-7,1066730-8,1067996-4 | TERMINAL BLOCK, SPRING, 4 CONDUCTOR,30-12 AWG (0.05-3.31 MM2),NON-IS | CONTROL A
XT0086 | 1066730-7 | TERMINAL BLOCK, SPRING, 4 CONDUCTOR,30-12 AWG (0.05-3.31 MM2),NON-IS | CONTROL A
XT0089 | 1066730-7,1066730-8,1067996-4 | TERMINAL BLOCK, SPRING, 4 CONDUCTOR,30-12 AWG (0.05-3.31 MM2),NON-IS | CONTROL A
AF0061 | 2684693-17,2684693-25 | 5094-OB8XT, 8 DISCRETE OUTPUT | CONTROL B
AF0062 | 2684693-17,2684693-25 | 5094-OB8XT, 8 DISCRETE OUTPUT | CONTROL B
AF0063 | 2684693-17,2684693-23 | 5094-IB16XT, 16 DISCRETE INPUT | CONTROL B
AF0064 | 2684693-18,2684693-30 | 5094-IF4IHSXT, 4 ANALOG INPUT, S | CONTROL B
AF0065 | 2684693-18,2684693-30 | 5094-IF4IHSXT, 4 ANALOG INPUT, S | CONTROL B
AF0066 | 2684693-18,2684693-27 | 5094-OF8IHXT, 8 ANALOG OUTPUT, ISOLATED | CONTROL B
AF0067 | 2684693-17,2684693-25 | 5094-OB8XT, 8 DISCRETE OUTPUT | CONTROL B
AF0068 | 2684693-21,2684693-36 | 5094-IRT8SXT, 8 RTD/TC ANALOG INPUT, S | CONTROL B
AF0071 | 2684693-18,2684693-32 | 5094-IJ2ISXT, 2 FAST COUNTER INPUT, S | CONTROL B
AF0072 | 2684693-18,2684693-30 | 5094-IF4IHSXT, 4 ANALOG INPUT, S | CONTROL B
AF0073 | 2684693-21,2684693-36 | 5094-IRT8SXT, 8 RTD/TC ANALOG INPUT, S | CONTROL B
AF0074 | 2684693-18,2684693-56 | 5094-IF8IHXT, 8 ANALOG INPUT, ISOLATED | CONTROL B
AF0075 | 2684693-18,2684693-30 | 5094-IF4IHSXT, 4 ANALOG INPUT, S | CONTROL B
AF0076 | 2684693-18,2684693-55 | 5094-OB16SXT, 16 DISCRETE OUTPUT, S | CONTROL B
AF0077 | 2684693-19,2684693-33 | 5094-IY8XT, 8 ANALOG INPUT, TC/RTD/ I&V | CONTROL B
AF0400 | 1322418-31,1322418-40,1322418-72,1322418-73 | 1444-TSCX02-02RB, 2-CH TACHOMETER INPUT^DYNAMIX 1444 VIBRATION | CONTROL B
AF0410 | 1322418-11,1322418-20,1322418-70,1322418-71 | 1444-DYN04-01RA, 4-CH VIBRATION INPUT^DYNAMIX 1444 VIBRATION | CONTROL B
AF0420 | 1322418-11,1322418-20,1322418-70,1322418-71 | 1444-DYN04-01RA, 4-CH VIBRATION INPUT^DYNAMIX 1444 VIBRATION | CONTROL B
AF0430 | 1322418-11,1322418-20,1322418-70,1322418-71 | 1444-DYN04-01RA, 4-CH VIBRATION INPUT^DYNAMIX 1444 VIBRATION | CONTROL B
AF0450 | 1322418-11,1322418-20,1322418-70,1322418-71 | 1444-DYN04-01RA, 4-CH VIBRATION INPUT^DYNAMIX 1444 VIBRATION | CONTROL B
AU0060 | 2684693-22 | 5094-AENTRXT, FLEX 5000 I/O | CONTROL B
AU0070 | 2684693-22 | 5094-AENTRXT, FLEX 5000 I/O | CONTROL B
BA0001 | 1271449-1 | MEDIA CONVERTER, ETHERNET-FIBER OPTIC | CONTROL B
BA0002 | 1271449-1 | MEDIA CONVERTER, ETHERNET-FIBER OPTIC | CONTROL B
BA0009 | 1271449-1 | MEDIA CONVERTER, ETHERNET-FIBER OPTIC | CONTROL B
BA0011 | 1271449-1 | MEDIA CONVERTER, ETHERNET-FIBER OPTIC | CONTROL B
BA1100 | 1337728-10 | SWITCH, ETAP, DLR INTERFACE | CONTROL B
FU0010 | 1043265-1,1043265-5 | FUSE, 10A | CONTROL B
FU0021 | 1043265-1,1043265-3 | FUSE, 2A | CONTROL B
FU0022 | 1043265-1,1043265-3 | FUSE, 2A | CONTROL B
FU0029 | 1043265-1,1043265-3 | FUSE, 2A | CONTROL B
FU0035 | 1043265-1,1043265-3 | FUSE, 2A | CONTROL B
FU0060 | 1043265-1,1043265-6 | FUSE, 15A | CONTROL B
FU0061 | 1043265-1,1043265-5 | FUSE, 10A | CONTROL B
FU0062 | 1043265-1,1043265-5 | FUSE, 10A | CONTROL B
FU0063 | 1043265-1,1043265-5 | FUSE, 10A | CONTROL B
FU0064 | 1043265-1,1043265-5 | FUSE, 10A | CONTROL B
FU0070 | 1043265-1,1043265-5 | FUSE, 10A | CONTROL B
FU0076 | 1043265-1,1043265-5 | FUSE, 10A | CONTROL B
FU0100 | 1043265-1,1043265-4 | FUSE, 5A | CONTROL B
FU0113 | 1043265-1,1043265-5 | FUSE, 10A | CONTROL B
FU0114 | 1043265-1,1043265-5 | FUSE, 10A | CONTROL B
FU0115 | 1043265-1,1043265-5 | FUSE, 10A | CONTROL B
FU0116 | 1043265-1,1043265-3 | FUSE, 2A | CONTROL B
FU0210 | 1043265-1,1043265-7 | FUSE, 20A | CONTROL B
FU0291 | 1043265-1,1043265-3 | FUSE, 2A | CONTROL B
FU0410 | 1043265-1,1043265-4 | FUSE, 5A | CONTROL B
GR0231 | 903849C1 | RAIL GROUND, DIN RAIL GROUNDING | CONTROL B
GR0233 | 903849C1 | RAIL GROUND, DIN RAIL GROUNDING | CONTROL B
IEG0230 | 232941-300 | BUS BAR, PANEL B - INSTRUMENT EARTH GROUNDING | CONTROL B
KA0221 | 1061979-1 | RELAY, PRIMARY GAS FUEL SHUTOFF VALVE | CONTROL B
KA0222 | 1061979-1 | RELAY, SECONDARY GAS FUEL SHUTOFF VALVE | CONTROL B
KA0224 | 1061979-1 | RELAY, EMERGENCY SHUTDOWN ACTIVE | CONTROL B
KA0233 | 1061979-1 | RELAY, CONTROLLER ACTIVE | CONTROL B
KA0234 | 1061979-1 | RELAY, CONTROLLER ACTIVE | CONTROL B
KA0235 | 1061979-1 | RELAY, NO EMERGENCY SHUTDOWN SUMMARY | CONTROL B
KA0237 | 1061979-1 | RELAY, NO EMERGENCY SHUTDOWN SUMMARY | CONTROL B
KA0251 | 1061979-1 | RELAY, NO EMERGENCY SHUTDOWN SUMMARY | CONTROL B
KA1020 | 1061979-1 | RELAY, IGNITION START | CONTROL B
PC0470 | 2271605-1 | TIMER/COUNTER, ENGINE HOUR / START COUNTER | CONTROL B
RR0851 | 981090C1 | RESISTOR, 3.01K OHM | CONTROL B
RR0852 | 981089C1 | RESISTOR, 1.0K OHM | CONTROL B
UV0291 | 1088442-4 | POWER CONVERTER, DC/DC INPUT TO 24V DC OUTPUT | CONTROL B
XT0051 | 1066730-7,1066730-8,1067996-4 | TERMINAL BLOCK, SPRING, 4 CONDUCTOR,30-12 AWG (0.05-3.31 MM2),NON-IS | CONTROL B
XT0060 | 1066730-7 | TERMINAL BLOCK, SPRING, 4 CONDUCTOR,30-12 AWG (0.05-3.31 MM2),NON-IS | CONTROL B
XT0062 | 1066730-7,1066730-8,1067996-4 | TERMINAL BLOCK, SPRING, 4 CONDUCTOR,30-12 AWG (0.05-3.31 MM2),NON-IS | CONTROL B
XT0085 | 1066730-7,1066730-8,1067996-4 | TERMINAL BLOCK, SPRING, 4 CONDUCTOR,30-12 AWG (0.05-3.31 MM2),NON-IS | CONTROL B
XT0224 | 1066730-7 | TERMINAL BLOCK, SPRING, 4 CONDUCTOR,30-12 AWG (0.05-3.31 MM2),NON-IS | CONTROL B
XT0237 | 1066730-10,1066730-9,1067996-4 | DIODE TERMINAL STRIP, 4 CONDUCTOR | CONTROL B
XT0291 | 1066730-7,1066730-8,1067996-4 | TERMINAL BLOCK, SPRING, 4 CONDUCTOR,30-12 AWG (0.05-3.31 MM2),NON-IS | CONTROL B
XT0400 | 1066730-1,1066730-2,1067996-4 | TERMINAL STRIP, 4 CONDUCTOR | CONTROL B
XT0401 | 1066730-7,1066730-8,1067996-4 | TERMINAL BLOCK, SPRING, 4 CONDUCTOR,30-12 AWG (0.05-3.31 MM2),NON-IS | CONTROL B
XT7061 | 1066730-7,1066730-8,1067996-4 | TERMINAL BLOCK, SPRING, 4 CONDUCTOR,30-12 AWG (0.05-3.31 MM2),NON-IS | CONTROL B
XT7062 | 1066730-7,1066730-8,1067996-4 | TERMINAL BLOCK, SPRING, 4 CONDUCTOR,30-12 AWG (0.05-3.31 MM2),NON-IS | CONTROL B
AT1100 | 1577354-4502 | WORKSTATION, VERSA VIEW 1200H | CONTROL,JB70;TT6
EL7062 | 1749375-1 | LIGHT, LED STRIP, JB70 LED, WHITE | CONTROL,JB70;TT6
HA0472 | 1103208-101 | HORN, START SYSTEM ALARM | CONTROL,JB70;TT6
SA0471 | 1035040-1652,2380746-2 | SELECTOR SWITCH, SPEED/LOAD | CONTROL,JB70;TT6
SA0473 | 1035040-862,2380746-5 | SELECTOR SWITCH, OFF/LOCAL/AUXILIARY | CONTROL,JB70;TT6
SA0474 | 1035040-804,2380746-2 | SELECTOR SWITCH, SURGE VALVE | CONTROL,JB70;TT6
SA9020 | 2380746-9 | SELECTOR SWITCH, HEATER MANUAL SWITCH | CONTROL,JB70;TT6
SB0471 | 1035040-119,2380746-1 | PUSHBUTTON SWITCH, HORN SILENCE | CONTROL,JB70;TT6
SB0472 | 1035040-32,2380746-4 | PUSHBUTTON SWITCH, EMERGENCY STOP | CONTROL,JB70;TT6
SB0473 | 1035040-120,2380746-1 | PUSHBUTTON SWITCH, ACKNOWLEDGE | CONTROL,JB70;TT6
SB0474 | 1035040-856,2380746-1 | PUSHBUTTON SWITCH, RESET | CONTROL,JB70;TT6
SH0470 | 1035040-108,2380746-3 | LIGHTED SWITCH, STOP/STOPPING, RED | CONTROL,JB70;TT6
SH0471 | 1035040-103,2380746-3 | LIGHTED SWITCH, START/STARTING, GREEN | CONTROL,JB70;TT6
SH0472 | 1035040-106,2380746-3 | LIGHTED SWITCH, BACKUP SYSTEM ACTIVE/RESET, AMBER | CONTROL,JB70;TT6
ZS7061 | 1749375-7 | DOOR SWITCH, LIMIT / PROXIMITY | CONTROL,JB70;TT6
ZS7062 | 1749375-7 | DOOR SWITCH, LIMIT / PROXIMITY | CONTROL,JB70;TT6
EL7326 | 1749375-1 | LIGHT, LED STRIP, JB73 LED, WHITE | CONTROL,JB73;TT6
ZS7326 | 1749375-7 | DOOR SWITCH, LIMIT / PROXIMITY | CONTROL,JB73;TT6
BA0005 | 1271449-1 | MEDIA CONVERTER, ETHERNET-FIBER OPTIC | FO CONV,VFD
BA0006 | 1271449-1 | MEDIA CONVERTER, ETHERNET-FIBER OPTIC | FO CONV,VFD
FU1123 | 1043265-1,1043265-3 | FUSE, 2A | FO CONV,VFD
FU1124 | 1043265-1,1043265-3 | FUSE, 2A | FO CONV,VFD
GR1123 | 903849C1 | RAIL GROUND, DIN RAIL GROUNDING | FO CONV,VFD
GR1125 | 903849C1 | RAIL GROUND, DIN RAIL GROUNDING | FO CONV,VFD
IEG1123 | 232941-200 | BUS BAR, JB1123 - INSTRUMENT EARTH GROUNDING | FO CONV,VFD
XT1123 | 1066730-7,1066730-8,1067996-4 | TERMINAL BLOCK, SPRING, 4 CONDUCTOR,30-12 AWG (0.05-3.31 MM2),NON-IS | FO CONV,VFD
CCIEG0010 | CUSTOMER SUPPLIED | CUSTOMER GROUNDING, INSTRUMENT EARTH^IMPEDANCE LESS THAN 5 OHMS | GROUNDING
CCIEG0160 | CUSTOMER SUPPLIED | CUSTOMER GROUNDING, INSTRUMENT EARTH^IMPEDANCE LESS THAN 5 OHMS | GROUNDING
CCIEG0257 | CUSTOMER SUPPLIED | CUSTOMER GROUNDING, INSTRUMENT EARTH^IMPEDANCE LESS THAN 5 OHMS | GROUNDING
CCIEG1123 | CUSTOMER SUPPLIED | CUSTOMER CONNECTION, INSTRUMENT EARTH^IMPEDANCE LESS THAN 5 OHMS | GROUNDING
CCPEG0130 | CUSTOMER SUPPLIED | CUSTOMER GROUNDING, POWER EARTH^IMPEDANCE LESS THAN 5 OHMS | GROUNDING
AF0500 | 1322418-31,1322418-40,1322418-72,1322418-73 | 1444-TSCX02-02RB, 2-CH TACHOMETER INPUT^DYNAMIX 1444 VIBRATION | HPC CTRL
AF0510 | 1322418-11,1322418-20,1322418-70,1322418-71 | 1444-DYN04-01RA, 4-CH VIBRATION INPUT^DYNAMIX 1444 VIBRATION | HPC CTRL
AF0520 | 1322418-11,1322418-20,1322418-70,1322418-71 | 1444-DYN04-01RA, 4-CH VIBRATION INPUT^DYNAMIX 1444 VIBRATION | HPC CTRL
AF1201 | 2684693-17,2684693-25 | 5094-OB8XT, 8 DISCRETE OUTPUT | HPC CTRL
AF1202 | 2684693-17,2684693-23 | 5094-IB16XT, 16 DISCRETE INPUT | HPC CTRL
AF1203 | 2684693-18,2684693-56 | 5094-IF8IHXT, 8 ANALOG INPUT, ISOLATED | HPC CTRL
AF1204 | 2684693-18,2684693-30 | 5094-IF4IHSXT, 4 ANALOG INPUT, S | HPC CTRL
AF1205 | 2684693-18,2684693-30 | 5094-IF4IHSXT, 4 ANALOG INPUT, S | HPC CTRL
AF1206 | 2684693-21,2684693-36 | 5094-IRT8SXT, 8 RTD/TC ANALOG INPUT, S | HPC CTRL
AF1207 | 2684693-18,2684693-28 | 5094-IB16SXT, 16 DISCRETE INPUT, S | HPC CTRL
AF1208 | 2684693-19,2684693-33 | 5094-IY8XT, 8 ANALOG INPUT, TC/RTD/ I&V | HPC CTRL
AF1209 | 2684693-19,2684693-33 | 5094-IY8XT, 8 ANALOG INPUT, TC/RTD/ I&V | HPC CTRL
AF1210 | 2684693-18,2684693-56 | 5094-IF8IHXT, 8 ANALOG INPUT, ISOLATED | HPC CTRL
AF1211 | 2684693-18,2684693-56 | 5094-IF8IHXT, 8 ANALOG INPUT, ISOLATED | HPC CTRL
AF1212 | 2684693-18,2684693-27 | 5094-OF8IHXT, 8 ANALOG OUTPUT, ISOLATED | HPC CTRL
AF1213 | 2684693-18,2684693-56 | 5094-IF8IHXT, 8 ANALOG INPUT, ISOLATED | HPC CTRL
AU1200 | 2684693-50 | 5094-AEN2TRXT, FLEX 5000 I/O | HPC CTRL
FU0120 | 1043265-1,1043265-5 | FUSE, 10A | HPC CTRL
FU0121 | 1043265-1,1043265-5 | FUSE, 10A | HPC CTRL
FU0122 | 1043265-1,1043265-6 | FUSE, 15A | HPC CTRL
FU0254 | 1043265-3 | FUSE, 2A | HPC CTRL
FU0332 | 1043265-1,1043265-7 | FUSE, 20A | HPC CTRL
FU0510 | 1043265-1,1043265-4 | FUSE, 5A | HPC CTRL
GR0161 | 903849C1 | RAIL GROUND, DIN RAIL GROUNDING | HPC CTRL
GR0162 | 903849C1 | RAIL GROUND, DIN RAIL GROUNDING | HPC CTRL
GR0163 | 903849C1 | RAIL GROUND, DIN RAIL GROUNDING | HPC CTRL
IEG0160 | 232941-200 | BUS BAR, HP CPSR - INSTRUMENT EARTH GROUNDING | HPC CTRL
KA0120 | 1061979-1 | RELAY, CONTROLLER ACTIVE | HPC CTRL
KA0121 | 1061979-1 | RELAY, CONTROLLER ACTIVE | HPC CTRL
KA4401 | 1061979-1 | RELAY, HPC CASE DEPRESSURIZED | HPC CTRL
KA4501 | 1061979-1 | RELAY, CASE DEPRESSURIZED | HPC CTRL
XT0120 | 1066730-7,1066730-8,1067996-4 | TERMINAL BLOCK, SPRING, 4 CONDUCTOR,30-12 AWG (0.05-3.31 MM2),NON-IS | HPC CTRL
XT0121 | 1066730-7,1066730-8,1067996-4 | TERMINAL BLOCK, SPRING, 4 CONDUCTOR,30-12 AWG (0.05-3.31 MM2),NON-IS | HPC CTRL
XT0335 | 1066730-7,1066730-8,1067996-4 | TERMINAL BLOCK, SPRING, 4 CONDUCTOR,30-12 AWG (0.05-3.31 MM2),NON-IS | HPC CTRL
XT0336 | 1066730-7,1066730-8,1067996-4 | TERMINAL BLOCK, SPRING, 4 CONDUCTOR,30-12 AWG (0.05-3.31 MM2),NON-IS | HPC CTRL
XT0500 | 1066730-1,1066730-2,1067996-4 | TERMINAL STRIP, 4 CONDUCTOR | HPC CTRL
XT0510 | 1066730-7,1066730-8,1067996-4 | TERMINAL BLOCK, SPRING, 4 CONDUCTOR,30-12 AWG (0.05-3.31 MM2),NON-IS | HPC CTRL
XT5120 | 1066730-7 | TERMINAL BLOCK, SPRING, 4 CONDUCTOR,30-12 AWG (0.05-3.31 MM2),NON-IS | HPC CTRL
XT7326 | 1066730-7,1066730-8,1067996-4 | TERMINAL BLOCK, SPRING, 4 CONDUCTOR,30-12 AWG (0.05-3.31 MM2),NON-IS | HPC CTRL
XT4875 | DRIVEN COMMON | TERMINAL STRIP, HP COMPRESSOR CASE PRESSURE | JB75
AF0241 | 2684693-17,2684693-25 | 5094-OB8XT, 8 DISCRETE OUTPUT | LPC CTRL
AF0242 | 2684693-17,2684693-23 | 5094-IB16XT, 16 DISCRETE INPUT | LPC CTRL
AF0243 | 2684693-18,2684693-56 | 5094-IF8IHXT, 8 ANALOG INPUT, ISOLATED | LPC CTRL
AF0244 | 2684693-18,2684693-30 | 5094-IF4IHSXT, 4 ANALOG INPUT, S | LPC CTRL
AF0245 | 2684693-19,2684693-33 | 5094-IY8XT, 8 ANALOG INPUT,TC/RTD/I&V | LPC CTRL
AF0246 | 2684693-19,2684693-33 | 5094-IY8XT, 8 ANALOG INPUT, TC/RTD/ I&V | LPC CTRL
AF0247 | 2684693-18,2684693-56 | 5094-IF8IHXT, 8 ANALOG INPUT, ISOLATED | LPC CTRL
AF0600 | 1322418-31,1322418-40,1322418-72,1322418-73 | 1444-TSCX02-02RB, 2-CH TACHOMETER INPUT^DYNAMIX 1444 VIBRATION | LPC CTRL
AF0610 | 1322418-11,1322418-20,1322418-70,1322418-71 | 1444-DYN04-01RA, 4-CH VIBRATION INPUT^DYNAMIX 1444 VIBRATION | LPC CTRL
AF0620 | 1322418-11,1322418-20,1322418-70,1322418-71 | 1444-DYN04-01RA, 4-CH VIBRATION INPUT^DYNAMIX 1444 VIBRATION | LPC CTRL
AU0240 | 2684693-22 | 5094-AENTRXT, FLEX 5000 I/O | LPC CTRL
FU0240 | 1043265-1,1043265-5 | FUSE, 10A | LPC CTRL
FU0241 | 1043265-1,1043265-5 | FUSE, 10A | LPC CTRL
FU0242 | 1043265-1,1043265-6 | FUSE, 15A | LPC CTRL
FU0610 | 1043265-1,1043265-4 | FUSE, 5A | LPC CTRL
GR0261 | 903849C1 | RAIL GROUND, DIN RAIL GROUNDING | LPC CTRL
IEG0260 | 232941-200 | BUS BAR, LP CPSR - INSTRUMENT EARTH GROUNDING | LPC CTRL
XT0240 | 1066730-7,1066730-8,1067996-4 | TERMINAL BLOCK, SPRING, 4 CONDUCTOR,30-12 AWG (0.05-3.31 MM2),NON-IS | LPC CTRL
XT0241 | 1066730-7,1066730-8,1067996-4 | TERMINAL BLOCK, SPRING, 4 CONDUCTOR,30-12 AWG (0.05-3.31 MM2),NON-IS | LPC CTRL
XT0600 | 1066730-1,1066730-2,1067996-4 | TERMINAL STRIP, 4 CONDUCTOR | LPC CTRL
XT0610 | 1066730-7,1066730-8,1067996-4 | TERMINAL BLOCK, SPRING, 4 CONDUCTOR,30-12 AWG (0.05-3.31 MM2),NON-IS | LPC CTRL
XT0885 | 1066730-7,1066730-8,1067996-4 | TERMINAL BLOCK, SPRING, 4 CONDUCTOR,30-12 AWG (0.05-3.31 MM2),NON-IS | LPC CTRL
CC_DSR_ALARM | CUSTOMER DEFINED | SOLAR CS CONNECTION, DSR_ALARM | PANEL
CC_DSR_ENABLE | CUSTOMER DEFINED | SOLAR CS CONNECTION, DSR_ENABLE | PANEL
LZ1020 | 1901583-1 | EXCITER, TORCH EXCITER | PANEL
AP0601 | 1089241-20 | MODULE, BLANK FILLER | PLC
AP0602 | 1089241-40 | 1756-EN2TRXT, ETHERNET | PLC
AP0603 | 1089241-40 | 1756-EN2TRXT, ETHERNET | PLC
AP0604 | 1089241-15 | MVI 56-MNETXT, ETHERNET/MODBUS | PLC
AP0605 | 1089241-20 | MODULE, BLANK FILLER | PLC
AP0606 | 1089241-20 | MODULE, BLANK FILLER | PLC
AP0607 | 1089241-36 | 1756-EN2TXT, ETHERNET | PLC
AP0608 | 1089241-20 | MODULE, BLANK FILLER | PLC
AP0609 | 1089241-40 | 1756-EN2TRXT, ETHERNET | PLC
AR0600 | 1089241-42 | RACK CHASSIS, 1756-A10XT (10 SLOT) | PLC
AT0600 | 1089241-43 | CONTROLLER, 1756-CONTROLLER | PLC
AT0680 | 1634974-100 | GATEWAY MODULE, TURBOTRONIC GATEWAY | PLC
BA0070 | 1098580-36 | CONNECTOR, FIBER OPTIC, HOUSING PANEL^SC COMPATIBLE ADAPTER | PLC
FU0680 | 1043265-1,1043265-4 | FUSE, 5A | PLC
GR0680 | 903849C1 | RAIL GROUND, DIN RAIL GROUNDING | PLC
UV0600 | 1089241-28 | POWER SUPPLY, RSLOGIX CHASSIS | PLC
XT0680 | 1066730-32,1066730-7,1066730-8 | TERMINAL BLOCK, SPRING, 4 CONDUCTOR,30-12 AWG (0.05-3.31 MM2),NON-IS | PLC
GR0431 | 903849C1 | RAIL GROUND, DIN RAIL GROUNDING | RAIL,LEFT,JB70
FU1100 | 1043265-1,1043265-5 | FUSE, 10A | RAIL,RIGHT,JB70
FU1101 | 1043265-1,1043265-3 | FUSE, 2A | RAIL,RIGHT,JB70
FU9020 | 1043265-1,1043265-4 | FUSE, 5A | RAIL,RIGHT,JB70
GR0532 | 903849C1 | RAIL GROUND, DIN RAIL GROUNDING | RAIL,RIGHT,JB70
H9020 | 1098412-11 | HEATER, CONTROL CONSOLE^110/230-240 VAC, 100 WATTS | RAIL,RIGHT,JB70
KA9020 | 1061979-1 | RELAY, ONSKID JBS HEATER DISABLE | RAIL,RIGHT,JB70
XT0111 | 1066730-7,1066730-8,1067996-4 | TERMINAL BLOCK, SPRING, 4 CONDUCTOR,30-12 AWG (0.05-3.31 MM2),NON-IS | RAIL,RIGHT,JB70
XT9020 | 1066730-7 | TERMINAL BLOCK, SPRING, 4 CONDUCTOR,30-12 AWG (0.05-3.31 MM2),NON-IS | RAIL,RIGHT,JB70
GR1163 | 903849C1 | RAIL GROUND, DIN RAIL GROUNDING | RAIL,RIGHT,JB73
H9121 | 1098412-11 | HEATER, CONTROL CONSOLE^110/230-240 VAC, 100 WATTS | RAIL,RIGHT,JB73
XT0845 | 1066730-7,1066730-8,1067996-4 | TERMINAL BLOCK, SPRING, 4 CONDUCTOR,30-12 AWG (0.05-3.31 MM2),NON-IS | RAIL,RIGHT,JB73
XT9022 | 1066730-7,1066730-8,1067996-11 | TERMINAL BLOCK, SPRING, 4 CONDUCTOR,30-12 AWG (0.05-3.31 MM2),NON-IS | RAIL,RIGHT,JB73