## Blue Labels
(SHT 1) DOOR (JB70) | (SHT 10) PANEL JB72 | (SHT 11) JB1123 | (SHT 12) JB367 | (SHT 2) PLC PANEL (JB70) | (SHT 3) JB70 RIGHT RAIL | (SHT 4) JB70 LEFT RAIL | (SHT 5) PANEL A JB70 | (SHT 6) PANEL B JB70 | (SHT 8) JB72 RIGHT RAIL | (SHT 9) JB72 LEFT RAIL
HA0472 | FU0113 | GR1123 | FU0250 | UV0600 | FU1100 | XTFGA | FU0080 | XT0240 | FU0180 | FU0120
AT1100 | XT0130 | BA0005 | XT2501 | AT0600 | XTFGB | GR1101 | XT0080 | FU0070 | FU0181 | FU0121
SB0471 | UA1520 | BA0006 | XT2550 | AP0601 | GR1100 |  | XT0081 | FU0071 | FU0182 | FU0122
SB0473 | XT1521 | FU0005 | XT2500 | AP0602 |  |  | XT0085 | AU0070 | KA0180 | FU0123
SB0474 | XT0380 | FU0006 | XT2510 | AP0603 |  |  | AU0080 | AF0071 | KA0181 | XT0120
SA0471 | XTFGH | XT0003 | KA2500 | AP0604 |  |  | AF0081 | AF0072 | KA0185 | XT0123
SA0473 | GR0110 | GR1125 | KA2501 | AP0608 |  |  | AF0082 | AF0073 | XT0180 | XT0124
SH0470 | KA0121 | IEG1123 | KA2502 | AP0609 |  |  | AF0083 | AF0074 | XT0338 | KA2400
SB0472 | KA0123 |  | KA2503 | AR0600 |  |  | AF0084 | AF0075 | AF0185 | KA2401
SA0472 | KA0128 |  | KA2504 | AP0605 |  |  | AF0085 | AF0076 | AF0184 | KA2402
SH0471 | KA0310 |  | KA2505 | AP0606 |  |  | AF0086 | AF0077 | AF0183 | KA7610
SH0472 | KA0330 |  | KA2506 | AP0607 |  |  | AF0087 | KA0222 | AF0182 | AU0120
| KA0331 |  | KA2507 | XT0001 |  |  | XT0137 | KA0224 | AF0181 | AF0121
| KA0332 |  | KA2508 | FU0001 |  |  | XT0136 | XT0224 | AU0180 | AF0122
| KA0333 |  | KA2509 | FU0002 |  |  | GR0134 | KA0182 | GR0180 | AF0123
| KA0335 |  | KA2510 | BA0002 |  |  | AU0090 | KA0183 |  | AF0124
| KA0336 |  | KA2511 | BA0001 |  |  | AF0091 | GR0233 |  | AF0125
| XT0334 |  | KA2512 | AT0680 |  |  | AF0092 | KA0235 |  | AF0126
| XT0335 |  | KA2513 | XT0680 |  |  | AF0093 | KA0236 |  | GR0120
| XT0336 |  | KA2514 | FU0680 |  |  | AF0094 | KA0237
| XT0337 |  | KA2515 | GR0234 |  |  | AF0095 | KA0238
| GR0140 |  | GR0900 |  |  |  | KA3330 | KA0239
| IEG0130 |  | XT2552 |  |  |  | KA3331 | KA0240
| AF0400 |  | XT2551 |  |  |  | KA0130 | KA0248
| AF0410 |  | GR0901 |  |  |  | KA0131 | KA0250
| AF0420 |  | AT0250 |  |  |  | KA0132 | KA0241
| AF0440 | [5 empty] | KA0141 | KA0242
| AF0450 | [5 empty] | KA0133 | KA0243
| XT0400 | [5 empty] | KA0134 | KA0244
| UA1210 | [5 empty] | KA0136 | KA0246
| UA1211 | [5 empty] | KA0137 | KA0247
| UA1220 | [5 empty] | KA0138 | KA0245
| UA1221 | [5 empty] | KA0144 | KA0249
| UA1230 | [5 empty] | KT0140 | KA0231
| UA1231 | [5 empty] | KT0141 | KA0232
| UA1262 | [5 empty] | KT0142 | KA0233
| UA1263 | [5 empty] | KT0143 | KA0234
| GR0143 | [5 empty] | KT0144 | XT0070
| XT0313 | [5 empty] | KT0145 | GR0232
| XT0360 | [5 empty] | KT0146 | BA1100
| XT0361 | [5 empty] | KA0135 | UV0291
| FU0314 | [5 empty] | KA3103 | FU0291
| FU0313 | [5 empty] | GR0133 | FU1101
| FU0332 | [5 empty] | PC0470 | XT0237
| FU0333 | [5 empty] | FU0090 | XT0236
| FU0334 | [5 empty] | FU0091 | XT0235
| FU0335 | [5 empty] | FU0092 | XT0233
| XT0345 | [5 empty] | FU0093 | XT0050
| KA4100 | [5 empty] | FU0010 | FU0210
| GR0141 | [5 empty] | FU0139 | FU0211
| PEG0140 | [5 empty] | XT0138 | FU0212
| KA0313 | [5 empty] | XT0134 | FU0060
| XT0351 | [5 empty] | XT0135 | FU0061
| XT0352 | [5 empty] | XT0139 | FU0062
| XT0350 | [5 empty] | FU0137 | FU0063
| XT0370 | [5 empty] | FU0136 | FU0064
| XTFGC | [5 empty] | KA0221 | FU0390
| GR0142 | [5 empty] | KA2160 | XT0060
| AT0140 | [5 empty] | KA2161 | KA1020
[7 empty] | GR0131 | AF0068
[7 empty] | FU0011 | AF0067
[7 empty] | FU0012 | AF0066
[7 empty] | FU0013 | AF0065
[7 empty] | FU0014 | AF0064
[7 empty] | FU0015 | AF0063
[7 empty] | FU0017 | AF0062
[7 empty] | XT0011 | AF0061
[7 empty] | GR0132 | AU0060
[7 empty] | UJ0131 | GR0231
[7 empty] | XT0014 | UA1200
[7 empty] | PEG0130 | IEG0230

## White Labels
(SHT 1) DOOR (JB70) - (SHT 5) PANEL A JB70 | (SHT 11) JB1123 | (SHT 12) JB367 | (SHT 4) JB70 LEFT RAIL | (SHT 9) JB72 LEFT RAIL | (SHT 9) JB72 LEFT RAIL - (SHT 10) PANEL JB72 | (SHT 8) JB72 RIGHT RAIL | (SHT 8) JB72 RIGHT RAIL - (SHT 10) PANEL JB72 | (SHT 5) PANEL A JB70 | (SHT 5) PANEL A JB70 - (SHT 6) PANEL B JB70 | (SHT 6) PANEL B JB70 | (SHT 6) PANEL B JB70 - (SHT 2) PLC PANEL (JB70) | (SHT 10) PANEL JB72 | (SHT 2) PLC PANEL (JB70)
PEG01304 | GR1125 | AT025083 | GR1101 | AF0125SH | IEG01302 | AF0184SH | GR01809 | AF0083G | GR0134 | AF0064G | IEG02301 | AT0140LS(S) | UV0600G
| IEG11231 | AT025095 |  | AU0120G | IEG01303 | AU0180G | IEG01305 | AF0084G | IEG023011 | AF0065G | IEG023010 | GR0143
|  | GR0900 | [5 empty] | AF0085G | IEG02302 | AF0066G |  | IEG01304
|  | GR0901 | [5 empty] | AU0080G | IEG02303 | AF0071G |  | PEG01405
|  | WC2500 | [5 empty] | AU0090G |  | AF0072G |  | WC8101
|  | WC2501 | [7 empty] | AF0073G |  | WC8201
[10 empty] | AF0074G |  | WC8301
[10 empty] | AF0075G |  | XT04001
[10 empty] | AU0060G |  | XT04002
IEG02304
IEG02305
IEG02306
IEG02307
IEG02308

## Heat Shrink Labels
(SHT 5) PANEL A JB70 - (SHT 6) PANEL B JB70 | (SHT 6) PANEL B JB70 | (SHT 10) PANEL JB72
WC4661 | WC4524 | WC1228
WC1229
WC1230
WC1231
WC1232
WC1233
WC1234
WC1235
WC4749
WC8009

## DOOR (JB70)
DOOR (JB70)
TURBINE BOX DOOR (JB70)
Project # | 4M061
Project Name | STEEL REEF BURKE LLC
Revision | C.2
Controls DE | J. UNGER
Phone: | 0
Controls ME | K.MURPHY
Phone:
From | [5 empty] | To
Device ID | Cable (W) Conductor (SC) Jumper Clip (JC) | Wire No. | Wire ID | Gauge/Size | Page/Zone | Device ID | Location | Page/Zone
AT1100:POS | SC | FU1100 | WHT | 14 | 26.D3 | FU1100:LD | JB70 RIGHT RAIL | 26.D3
AT1100:GND | SC | PEG01304 | GRN/YEL | 14 | 26.D3 | PEG0130:4 | PANEL A JB70 | 26.D6
AT1100:NEG | SC | 0V | WHT | 14 | 26.D3 | XT0134:3 | PANEL A JB70 | 11.B3
SA0471:B1-13 | SC | SA0471B113 | WHT | 20 | 25.B1 | AF0087:40 | PANEL A JB70 | 25.B7
SA0471:B1-14 | SC | SA0471B114 | WHT | 20 | 25.B1 | AF0087:08 | PANEL A JB70 | 25.B7
SA0471:B2-13 | SC | SA0471B213 | WHT | 20 | 25.A1 | AF0087:39 | PANEL A JB70 | 25.A7
SA0471:B2-14 | SC | SA0471B214 | WHT | 20 | 25.A1 | AF0087:07 | PANEL A JB70 | 25.A7
SA0472:B1-13 | SC | SA0472B113 | WHT | 20 | 25.C1 | AF0091:47 | PANEL A JB70 | 25.C7
SA0472:B1-14 | SC | SA0472B114 | WHT | 20 | 25.C1 | AF0091:15 | PANEL A JB70 | 25.C7
SA0472:B2-13 | SC | SA0472B213 | WHT | 20 | 25.C1 | AF0091:46 | PANEL A JB70 | 25.C7
SA0472:B2-14 | SC | SA0472B214 | WHT | 20 | 25.C1 | AF0091:14 | PANEL A JB70 | 25.C7
SA0473:11 | SC | SA047311 | WHT | 20 | 25.D1 | AF0087:37 | PANEL A JB70 | 25.D7
SA0473:12 | SC | SA047312 | WHT | 20 | 25.D1 | AF0087:05 | PANEL A JB70 | 25.D7
SA0473:13 | SC | SA047313 | WHT | 20 | 25.D1 | AF0087:38 | PANEL A JB70 | 25.D7
SA0473:14 | SC | SA047314 | WHT | 20 | 25.D1 | AF0087:06 | PANEL A JB70 | 25.D7
SB0471:11 | SC | SB047111 | WHT | 20 | 24.D1 | AF0087:34 | PANEL A JB70 | 24.D7
SB0471:12 | SC | SB047112 | WHT | 20 | 24.D1 | AF0087:02 | PANEL A JB70 | 24.D7
SB0472:B1-11 | SC | ESTOPA | WHT | 20 | 25.B1 | XT0137:1 | PANEL A JB70 | 25.B5
SB0472:B1-12 | SC | ESTOP | WHT | 20 | 25.B1 | XT0137:2 | PANEL A JB70 | 25.B5
SB0472:B2-11 | SC | SB0472B211 | WHT | 20 | 25.B1 | AF0081:36 | PANEL A JB70 | 25.B7
SB0472:B2-12 | SC | SB0472B212 | WHT | 20 | 25.B1 | AF0081:04 | PANEL A JB70 | 25.B7
SB0473:13 | SC | SB047313 | WHT | 20 | 24.D1 | AF0087:35 | PANEL A JB70 | 24.D7
SB0473:14 | SC | SB047314 | WHT | 20 | 24.D1 | AF0087:03 | PANEL A JB70 | 24.D7
SB0474:13 | SC | SB047413 | WHT | 20 | 25.A1 | AF0087:36 | PANEL A JB70 | 25.A7
SB0474:14 | SC | SB047414 | WHT | 20 | 25.A1 | AF0087:04 | PANEL A JB70 | 25.A7
SH0470:11 | SC | SH047011 | WHT | 20 | 24.B1 | AF0087:33 | PANEL A JB70 | 24.B7
SH0470:12 | SC | SH047012 | WHT | 20 | 24.B1 | AF0087:01 | PANEL A JB70 | 24.B7
SH0470:13 | SC | SH047013 | WHT | 20 | 24.B1 | XT0137:5 | PANEL A JB70 | 24.B5
SH0470:14 | SC | SH047014 | WHT | 20 | 24.B1 | XT0137:6 | PANEL A JB70 | 24.B5
SH0470:X1 | SC | SH0470X1 | WHT | 20 | 24.B1 | AF0093:22 | PANEL A JB70 | 24.B7
SH0470:X2 | SC | SH0470X2 | WHT | 20 | 24.B1 | AF0093:06 | PANEL A JB70 | 24.B7
SH0471:11 | SC | SH047111 | WHT | 20 | 24.A1 | XT0137:3 | PANEL A JB70 | 24.A5
SH0471:12 | SC | SH047112 | WHT | 20 | 24.A1 | XT0137:4 | PANEL A JB70 | 24.A5
SH0471:13 | SC | SH047113 | WHT | 20 | 24.A1 | AF0087:32 | PANEL A JB70 | 24.A7
SH0471:14 | SC | SH047114 | WHT | 20 | 24.A1 | AF0087:00 | PANEL A JB70 | 24.A7
SH0471:X1 | SC | SH0471X1 | WHT | 20 | 24.A1 | AF0093:31 | PANEL A JB70 | 24.A7
SH0471:X2 | SC | SH0471X2 | WHT | 20 | 24.A1 | AF0093:15 | PANEL A JB70 | 24.A7
HA0472:BLK-1 | WC5072 | HA04721 | 1 | 18 | 24.C1 | AF0092:28 | PANEL A JB70 | 24.C6
HA0472:BLK-2 | WC5072 | HA04722 | 2 | 18 | 24.C1 | AF0092:12 | PANEL A JB70 | 24.C6
SH0472:11 | SC | SH047211 | WHT | 20 | 24.C1 | XT0236:4 | PANEL B JB70 | 24.C5
SH0472:12 | SC | SH047212 | WHT | 20 | 24.C1 | XT0236:5 | PANEL B JB70 | 24.C5
SH0472:13 | SC | FU0139 | WHT | 20 | 24.B1 | XT0236:1 | PANEL B JB70 | 24.B5
SH0472:14 | SC | KA0241A1 | WHT | 20 | 24.B1 | XT0236:2 | PANEL B JB70 | 24.B5
SH0472:X1 | SC | 0V | WHT | 20 | 24.C1 | XT0236:3 | PANEL B JB70 | 24.C5
SH0472:X2 | SC | SH0472X2 | WHT | 20 | 24.C1 | XT0237:2 B1 | PANEL B JB70 | 24.C5
AT1100:L1 | WC0101 | BA1100DEVICE | ENET | CABLE | 26.D3 | BA1100:DEVICE | PANEL B JB70 | 26.D1
SolarTools ver. 24.0.84.24712 (Jul 31, 2025)
Report date: 1/29/2026 8:27 AM

## JB1123
JB1123
MEDIA CONVERTER BOX (JB1123)
Project # | 4M061
Project Name | STEEL REEF BURKE LLC
Revision | C.2
Controls DE | J. UNGER
Phone: | 0
Controls ME | K.MURPHY
Phone:
From | [5 empty] | To
Device ID | Cable (W) Conductor (SC) Jumper Clip (JC) | Wire No. | Wire ID | Gauge/Size | Page/Zone | Device ID | Location | Page/Zone
BA0005:V1(-) | SC | 0V | WHT | 16 | 3.A6 | XT0003:2 | JB1123 | 3.A5
BA0005:V1(+) | SC | FU0005 | WHT | 16 | 3.A6 | FU0005:LD | JB1123 | 3.A5
BA0006:V1(-) | SC | 0V | WHT | 16 | 3.B6 | XT0003:4 | JB1123 | 3.B5
BA0006:V1(+) | SC | FU0006 | WHT | 16 | 3.B6 | FU0006:LD | JB1123 | 3.B5
FU0005:LI | SC | FU0210 | WHT | 16 | 3.A5 | XT0003:1 | JB1123 | 3.A5
FU0006:LI | SC | FU0210 | WHT | 16 | 3.B5 | XT0003:3 | JB1123 | 3.B5
GR1125: | SC | GR1125 | GRN/YEL | 14 | 4.D4 | FG1125:1 | JB1123 | 4.D4
GR1123: | SC | IEG11231 | GRN | 14 | 4.D3 | IEG1123:1 | JB1123 | 4.D3
SolarTools ver. 24.0.84.24712 (Jul 31, 2025)
Report date: 1/29/2026 8:27 AM

## JB367
JB367
Project # | 4M061
Project Name | STEEL REEF BURKE LLC
Revision | C.2
Controls DE | J. UNGER
Phone: | 0
Controls ME | K.MURPHY
Phone:
From | [5 empty] | To
Device ID | Cable (W) Conductor (SC) Jumper Clip (JC) | Wire No. | Wire ID | Gauge/Size | Page/Zone | Device ID | Location | Page/Zone
AT0250:1 | SC | AT0250START | WHT | 20 | 66.B2 | KA2500:11 | JB367 | 66.A3
AT0250:10 | SC | AT0250IN3C | WHT | 20 | 66.B2 | KA2504:14 | JB367 | 66.B3
AT0250:11 | SC | AT0250IN4 | WHT | 20 | 66.B2 | KA2505:11 | JB367 | 66.B3
AT0250:12 | SC | AT0250IN4C | WHT | 20 | 66.B2 | KA2505:14 | JB367 | 66.B3
AT0250:13 | SC | AT0250IN5 | WHT | 20 | 66.C2 | KA2506:11 | JB367 | 66.C3
AT0250:14 | SC | AT0250IN5C | WHT | 20 | 66.C2 | KA2506:14 | JB367 | 66.C3
AT0250:15 | SC | AT0250IN6 | WHT | 20 | 66.C2 | KA2507:11 | JB367 | 66.C3
AT0250:16 | SC | AT0250IN6C | WHT | 20 | 66.C2 | KA2507:14 | JB367 | 66.C3
AT0250:17 | SC | AT0250IN7 | WHT | 20 | 66.C2 | KA2508:11 | JB367 | 66.C3
AT0250:18 | SC | AT0250IN7C | WHT | 20 | 66.C2 | KA2508:14 | JB367 | 66.C3
AT0250:19 | SC | AT0250IN8 | WHT | 20 | 66.C2 | KA2509:11 | JB367 | 66.C3
AT0250:2 | SC | AT0250STARTC | WHT | 20 | 66.B2 | KA2500:14 | JB367 | 66.A3
AT0250:20 | SC | AT0250IN8C | WHT | 20 | 66.C2 | KA2509:14 | JB367 | 66.C3
AT0250:21 | SC | AT0250IN9 | WHT | 20 | 66.C2 | KA2510:11 | JB367 | 66.D3
AT0250:22 | SC | AT0250IN9C | WHT | 20 | 66.C2 | KA2510:14 | JB367 | 66.D3
AT0250:23 | SC | AT0250IN10 | WHT | 20 | 66.C2 | KA2511:11 | JB367 | 66.D3
AT0250:24 | SC | AT0250IN10C | WHT | 20 | 66.C2 | KA2511:14 | JB367 | 66.D3
AT0250:25 | SC | AT0250IN11 | WHT | 20 | 67.B2 | KA2512:11 | JB367 | 67.A3
AT0250:26 | SC | AT0250IN11C | WHT | 20 | 67.B2 | KA2512:14 | JB367 | 67.A3
AT0250:27 | SC | AT0250IN12 | WHT | 20 | 67.B2 | KA2513:11 | JB367 | 67.A3
AT0250:28 | SC | AT0250IN12C | WHT | 20 | 67.B2 | KA2513:14 | JB367 | 67.A3
AT0250:29 | SC | AT0250IN13 | WHT | 20 | 67.B2 | KA2514:11 | JB367 | 67.B3
AT0250:3 | SC | AT0250STOP | WHT | 20 | 66.B2 | KA2501:11 | JB367 | 66.A3
AT0250:30 | SC | AT0250IN13C | WHT | 20 | 67.B2 | KA2514:14 | JB367 | 67.B3
AT0250:31 | SC | AT0250IN14 | WHT | 20 | 67.B2 | KA2515:11 | JB367 | 67.B3
AT0250:32 | SC | AT0250IN14C | WHT | 20 | 67.B2 | KA2515:14 | JB367 | 67.B3
AT0250:37 | SC | VGENA | RED | 16 | 63.A3 | XT2552:1 | JB367 | 63.A2
AT0250:38 | SC | VGENB | RED | 16 | 63.A3 | XT2552:2 | JB367 | 63.A2
AT0250:39 | SC | VGENC | RED | 16 | 63.A3 | XT2552:3 | JB367 | 63.A2
AT0250:4 | SC | AT0250STOPC | WHT | 20 | 66.B2 | KA2501:14 | JB367 | 66.A3
AT0250:41 | SC | VBUSA | RED | 16 | 63.A3 | XT2552:4 | JB367 | 63.A2
AT0250:42 | SC | VBUSB | RED | 16 | 63.A3 | XT2552:5 | JB367 | 63.A2
AT0250:43 | SC | VBUSC | RED | 16 | 63.A3 | XT2552:6 | JB367 | 63.B2
AT0250:5 | SC | AT0250IN1 | WHT | 20 | 66.B2 | KA2502:11 | JB367 | 66.B3
AT0250:50 | SC | AT0250W1P | WHT | 20 | 64.A2 | XT2510:1 | JB367 | 64.A3
AT0250:51 | SC | AT0250WC | WHT | 20 | 64.A2 | XT2510:2 | JB367 | 64.B3
AT0250:52 | SC | AT0250W2P | WHT | 20 | 64.A2 | XT2510:3 | JB367 | 64.B3
AT0250:53 | SC | AT0250R1P | WHT | 20 | 64.A2 | XT2510:4 | JB367 | 64.B3
AT0250:54 | SC | 0V | WHT | 20 | 64.A2 | XT2510:5 | JB367 | 64.B3
AT0250:55 | SC | AT0250R2P | WHT | 20 | 64.A2 | XT2510:6 | JB367 | 64.B3
AT0250:56 | SC | 0V | WHT | 20 | 64.A2 | XT2510:7 | JB367 | 64.B3
AT0250:57 | SC | AT0250R3P | WHT | 20 | 64.A2 | XT2510:8 | JB367 | 64.B3
AT0250:58 | SC | AT0250R3N | WHT | 20 | 64.A2 | XT2510:9 | JB367 | 64.B3
AT0250:59 | SC | AT0250R4P | WHT | 20 | 64.A2 | XT2510:10 | JB367 | 64.B3
AT0250:6 | SC | AT0250IN1C | WHT | 20 | 66.B2 | KA2502:14 | JB367 | 66.B3
AT0250:60 | SC | AT0250R4N | WHT | 20 | 64.C2 | XT2510:11 | JB367 | 64.C3
AT0250:61 | SC | AT0250R5P | WHT | 20 | 64.C2 | XT2510:12 | JB367 | 64.C3
AT0250:62 | SC | AT0250R5N | WHT | 20 | 64.C2 | XT2510:13 | JB367 | 64.C3
AT0250:63 | SC | AT0250R6P | WHT | 20 | 64.C2 | XT2510:14 | JB367 | 64.C3
AT0250:64 | SC | AT0250R6N | WHT | 20 | 64.C2 | XT2510:15 | JB367 | 64.C3
AT0250:65 | SC | AT0250R7P | WHT | 20 | 64.C2 | XT2510:16 | JB367 | 64.C3
AT0250:66 | SC | AT0250R7N | WHT | 20 | 64.C2 | XT2510:17 | JB367 | 64.C3
AT0250:67 | SC | AT0250R8P | WHT | 20 | 64.C2 | XT2510:18 | JB367 | 64.C3
AT0250:68 | SC | AT0250R8N | WHT | 20 | 64.C2 | XT2510:19 | JB367 | 64.D3
AT0250:69 | SC | AT0250R9P | WHT | 20 | 64.C2 | XT2510:20 | JB367 | 64.D3
AT0250:7 | SC | AT0250IN2 | WHT | 20 | 66.B2 | KA2503:11 | JB367 | 66.B3
AT0250:70 | SC | AT0250R9N | WHT | 20 | 64.C2 | XT2510:21 | JB367 | 64.D3
AT0250:71 | SC | AT0250R10P | WHT | 20 | 64.C2 | XT2510:22 | JB367 | 64.D3
AT0250:72 | SC | AT0250R10N | WHT | 20 | 64.C2 | XT2510:23 | JB367 | 64.D3
AT0250:73 | SC | AT0250R11P | WHT | 20 | 64.C2 | XT2510:24 | JB367 | 64.D3
AT0250:74 | SC | AT0250R11N | WHT | 20 | 64.C2 | XT2510:25 | JB367 | 64.D3
AT0250:75 | SC | MCTAN | BLU | 12 | 63.A3 | XT2551:1 | JB367 | 63.B2
AT0250:76 | SC | MCTN | BLU | 12 | 63.A3 | XT2551:4 | JB367 | 63.B2
AT0250:77 | SC | MCTBN | BLU | 12 | 63.A3 | XT2551:2 | JB367 | 63.B2
AT0250:78 | SC | MCTN | BLU | 12 | 63.A3 | XT2551:5 | JB367 | 63.B2
AT0250:79 | SC | MCTCN | BLU | 12 | 63.A3 | XT2551:3 | JB367 | 63.B2
AT0250:8 | SC | AT0250IN2C | WHT | 20 | 66.B2 | KA2503:14 | JB367 | 66.B3
AT0250:80 | SC | MCTN | BLU | 12 | 63.A3 | XT2551:6 | JB367 | 63.B2
AT0250:81 | SC | CCT1(+) | BLU | 12 | 63.A3 | XT2551:7 | JB367 | 63.B2
AT0250:82 | SC | CCT1(-) | BLU | 12 | 63.A3 | XT2551:8 | JB367 | 63.C2
AT0250:83 | SC | AT025083 | GRN/YEL | 12 | 63.A3 | FG0250:2 | JB367 | 63.C2
AT0250:86 | SC | FU0250 | WHT | 12 | 63.A3 | FU0250:LD | JB367 | 63.D3
AT0250:87 | SC | 0V | WHT | 12 | 63.A3 | XT2501:2 | JB367 | 63.D2
AT0250:9 | SC | AT0250IN3 | WHT | 20 | 66.B2 | KA2504:11 | JB367 | 66.B3
AT0250:95 | SC | AT025095 | GRN/YEL | 12 | 63.A3 | FG0250:1 | JB367 | 63.D2
FU0250:LI | SC | FU0332 | WHT | 14 | 63.D3 | XT2501:1 | JB367 | 63.D2
GR0900: | SC | GR0900 | GRN/YEL | 14 | 4.C2 | FG1128:1 | JB367 | 4.C2
GR0901: | SC | GR0901 | GRN/YEL | 14 | 4.C3 | FG1128:2 | JB367 | 4.C3
KA2500:A1 | SC | KA2500A1 | WHT | 20 | 66.A4 | XT2510:26 | JB367 | 66.A5
KA2500:A2 | SC | KA2500A2 | WHT | 20 | 66.A4 | XT2510:27 | JB367 | 66.A5
KA2501:A1 | SC | KA2501A1 | WHT | 20 | 66.A4 | XT2510:28 | JB367 | 66.A5
KA2501:A2 | SC | KA2501A2 | WHT | 20 | 66.A4 | XT2510:29 | JB367 | 66.A5
KA2502:A1 | SC | KA2502A1 | WHT | 20 | 66.B4 | XT2510:30 | JB367 | 66.B5
KA2502:A2 | SC | KA2502A2 | WHT | 20 | 66.B4 | XT2510:31 | JB367 | 66.B5
KA2503:A1 | SC | KA2503A1 | WHT | 20 | 66.B4 | XT2510:32 | JB367 | 66.B5
KA2503:A2 | SC | KS2503A2 | WHT | 20 | 66.B4 | XT2510:33 | JB367 | 66.B5
KA2504:A1 | SC | KA2504A1 | WHT | 20 | 66.B4 | XT2510:34 | JB367 | 66.B5
KA2504:A2 | SC | KA2504A2 | WHT | 20 | 66.B4 | XT2510:35 | JB367 | 66.B5
KA2505:A1 | SC | KA2505A1 | WHT | 20 | 66.B4 | XT2510:36 | JB367 | 66.B5
KA2505:A2 | SC | KA2505A2 | WHT | 20 | 66.B4 | XT2510:37 | JB367 | 66.B5
KA2506:A1 | SC | KA2506A1 | WHT | 20 | 66.C4 | XT2510:38 | JB367 | 66.C5
KA2506:A2 | SC | KA2506A2 | WHT | 20 | 66.C4 | XT2510:39 | JB367 | 66.C5
KA2507:A1 | SC | KA2507A1 | WHT | 20 | 66.C4 | XT2510:40 | JB367 | 66.C5
KA2507:A2 | SC | KA2507A2 | WHT | 20 | 66.C4 | XT2510:41 | JB367 | 66.C5
KA2508:A1 | SC | KA2508A1 | WHT | 20 | 66.C4 | XT2510:42 | JB367 | 66.C5
KA2508:A2 | SC | KA2508A2 | WHT | 20 | 66.C4 | XT2510:43 | JB367 | 66.C5
KA2509:A1 | SC | KA2509A1 | WHT | 20 | 66.C4 | XT2510:44 | JB367 | 66.C5
KA2509:A2 | SC | KA2509A2 | WHT | 20 | 66.C4 | XT2510:45 | JB367 | 66.C5
KA2510:A1 | SC | KA2510A1 | WHT | 20 | 66.D4 | XT2510:46 | JB367 | 66.D5
KA2510:A2 | SC | KA2510A2 | WHT | 20 | 66.D4 | XT2510:47 | JB367 | 66.D5
KA2511:A1 | SC | KA2511A1 | WHT | 20 | 66.D4 | XT2510:48 | JB367 | 66.D5
KA2511:A2 | SC | KA2511A2 | WHT | 20 | 66.D4 | XT2510:49 | JB367 | 66.D5
KA2512:A1 | SC | KA2512A1 | WHT | 20 | 67.A4 | XT2510:50 | JB367 | 67.A5
KA2512:A2 | SC | KA2512A2 | WHT | 20 | 67.A4 | XT2510:51 | JB367 | 67.A5
KA2513:A1 | SC | KA2513A1 | WHT | 20 | 67.A4 | XT2510:52 | JB367 | 67.A5
KA2513:A2 | SC | KA2413A2 | WHT | 20 | 67.A4 | XT2510:53 | JB367 | 67.B5
KA2514:A1 | SC | KA2514A1 | WHT | 20 | 67.B4 | XT2510:54 | JB367 | 67.B5
KA2514:A2 | SC | KA2514A2 | WHT | 20 | 67.B4 | XT2510:55 | JB367 | 67.B5
KA2515:A1 | SC | KA2515A1 | WHT | 20 | 67.B4 | XT2510:56 | JB367 | 67.B5
KA2515:A2 | SC | KA2515A2 | WHT | 20 | 67.B4 | XT2510:57 | JB367 | 67.B5
XT2551:4 | SC | MCTN |  | 12 | 63.B2 | XT2551:5 | JB367 | 63.B2
XT2551:5 | SC | MCTN |  | 12 | 63.B2 | XT2551:6 | JB367 | 63.B2
AT0250:90 | WC2500 | PMG14C | WHT | 12 | 63.A3 | XT2550:2 | JB367 | 63.C2
AT0250:88 | WC2500 | PMG14A | BLK | 12 | 63.A3 | XT2550:1 | JB367 | 63.C2
AT0250:91 | WC2500 | PMGS | SH | 12 | 63.A3 | XT2550:3 | JB367 | 63.C2
AT0250:93 | WC2501 | EXC1 | WHT | 12 | 63.A3 | XT2500:2 | JB367 | 63.D2
AT0250:94 | WC2501 | EXC2 | BLK | 12 | 63.A3 | XT2500:3 | JB367 | 63.D2
AT0250:92 | WC2501 | EXCS | SH | 12 | 63.A3 | XT2500:1 | JB367 | 63.D2
SolarTools ver. 24.0.84.24712 (Jul 31, 2025)
Report date: 1/29/2026 8:27 AM

## JB70 LEFT RAIL
JB70 LEFT RAIL
JB70
Project # | 4M061
Project Name | STEEL REEF BURKE LLC
Revision | C.2
Controls DE | J. UNGER
Phone: | 0
Controls ME | K.MURPHY
Phone:
From | [5 empty] | To
Device ID | Cable (W) Conductor (SC) Jumper Clip (JC) | Wire No. | Wire ID | Gauge/Size | Page/Zone | Device ID | Location | Page/Zone
GR1101: | SC | GR1101 | GRN/YEL | 14 | 4.A5 | FG1126:1 | JB70 LEFT RAIL | 4.A4
SolarTools ver. 24.0.84.24712 (Jul 31, 2025)
Report date: 1/29/2026 8:27 AM

## JB70 RIGHT RAIL
JB70 RIGHT RAIL
JB70
Project # | 4M061
Project Name | STEEL REEF BURKE LLC
Revision | C.2
Controls DE | J. UNGER
Phone: | 0
Controls ME | K.MURPHY
Phone:
From | [5 empty] | To
Device ID | Cable (W) Conductor (SC) Jumper Clip (JC) | Wire No. | Wire ID | Gauge/Size | Page/Zone | Device ID | Location | Page/Zone
GR1100: | SC | GR1100 | GRN/YEL | 14 | 4.A5 | FRAME | JB70 RIGHT RAIL | 4.A4
FU1100:LI | SC | FU0136 | WHT | 14 | 26.D3 | XT0138:3 | PANEL A JB70 | 11.A3
FU1100:LD | SC | FU1100 | WHT | 14 | 26.D3 | AT1100:POS | DOOR (JB70) | 26.D3
SolarTools ver. 24.0.84.24712 (Jul 31, 2025)
Report date: 1/29/2026 8:27 AM

## JB72 LEFT RAIL
JB72 LEFT RAIL
JB72
Project # | 4M061
Project Name | STEEL REEF BURKE LLC
Revision | C.2
Controls DE | J. UNGER
Phone: | 0
Controls ME | K.MURPHY
Phone:
From | [5 empty] | To
Device ID | Cable (W) Conductor (SC) Jumper Clip (JC) | Wire No. | Wire ID | Gauge/Size | Page/Zone | Device ID | Location | Page/Zone
XT0120:1 | JC | 0V | CLIP | --- | 17.D2 | XT0120:2 | JB72 LEFT RAIL | 17.D2
XT0120:2 | JC | 0V | CLIP | --- | 17.D2 | XT0120:3 | JB72 LEFT RAIL | 17.D2
AF0123:06 | SC | JP1 | VIO | 20 | 21.C7 | AF0123:38 | JB72 LEFT RAIL | 21.C7
AF0121:09 | SC | KA7610A1 | WHT | 20 | 87.B6 | KA7610:A1 | JB72 LEFT RAIL | 87.B5
AF0121:25 | SC | KA7610A2 | WHT | 20 | 87.B6 | KA7610:A2 | JB72 LEFT RAIL | 87.B5
AF0121:COM | SC | 0V | WHT | 14 | 17.C3 | XT0120:2 | JB72 LEFT RAIL | 17.D2
AF0121:J | SC | * |  |  | 17.C3 | AF0122:P | JB72 LEFT RAIL | 17.C3
AF0121:V+ | SC | FU0121 | WHT | 14 | 17.C3 | FU0121:LD | JB72 LEFT RAIL | 17.D2
AF0122:COM | SC | 0V | WHT | 20 | 17.C3 | XT0120:3 | JB72 LEFT RAIL | 17.D2
AF0122:J | SC | * |  |  | 17.C3 | AF0123:P | JB72 LEFT RAIL | 17.C4
AF0122:V+ | SC | FU0122 | WHT | 14 | 17.C3 | FU0122:LD | JB72 LEFT RAIL | 17.D2
AF0123:09 | SC | 012309 | WHT | 20 | 23.A6 | XT0120:5 | JB72 LEFT RAIL | 23.A6
AF0123:41 | SC | 012341 | WHT | 20 | 23.A6 | XT0120:4 | JB72 LEFT RAIL | 23.A6
AF0123:COM | SC | AF0123N | WHT | 16 | 17.C4 | AF0124:COM | JB72 LEFT RAIL | 17.C5
AF0123:COM | SC | AU0120N | WHT | 20 | 17.C4 | AU0120:COM | JB72 LEFT RAIL | 17.C2
AF0123:J | SC | * |  |  | 17.C4 | AF0124:P | JB72 LEFT RAIL | 17.C5
AF0123:V+ | SC | AF0123P | WHT | 16 | 17.C4 | AF0124:V+ | JB72 LEFT RAIL | 17.C5
AF0123:V+ | SC | AU0120P | WHT | 20 | 17.C4 | AU0120:V+ | JB72 LEFT RAIL | 17.C2
AF0124:01 | SC | KA240011 | WHT | 20 | 65.C6 | KA2400:11 | JB72 LEFT RAIL | 65.C5
AF0124:02 | SC | KA240111 | WHT | 20 | 65.C6 | KA2401:11 | JB72 LEFT RAIL | 65.C5
AF0124:15 | SC | KA240211 | WHT | 20 | 65.C6 | KA2402:11 | JB72 LEFT RAIL | 65.C5
AF0124:33 | SC | KA240012 | WHT | 20 | 65.C6 | KA2400:12 | JB72 LEFT RAIL | 65.C5
AF0124:34 | SC | KA240112 | WHT | 20 | 65.C6 | KA2401:12 | JB72 LEFT RAIL | 65.C5
AF0124:47 | SC | KA240212 | WHT | 20 | 65.C6 | KA2402:12 | JB72 LEFT RAIL | 65.C5
AF0124:COM | SC | AF0124N | WHT | 16 | 17.C5 | AF0125:COM | JB72 LEFT RAIL | 17.C5
AF0124:J | SC | * |  |  | 17.C5 | AF0125:P | JB72 LEFT RAIL | 17.C5
AF0124:V+ | SC | AF0124P | WHT | 16 | 17.C5 | AF0125:V+ | JB72 LEFT RAIL | 17.C5
AF0125:COM | SC | AF0125N | WHT | 16 | 17.C5 | AF0126:COM | JB72 LEFT RAIL | 17.C6
AF0125:J | SC | * |  |  | 17.C5 | AF0126:P | JB72 LEFT RAIL | 17.C6
AF0125:SH | SC | AF0125SH | GRN | 14 | 17.C5 | AF0126:SH | JB72 LEFT RAIL | 17.C6
AF0125:SH | SC | AU0120G | GRN | 14 | 17.C5 | AU0120:GND | JB72 LEFT RAIL | 17.C2
AF0125:V+ | SC | AF0125P | WHT | 16 | 17.C5 | AF0126:V+ | JB72 LEFT RAIL | 17.C6
AU0120:COM | SC | 0V | WHT | 20 | 17.C2 | XT0120:1 | JB72 LEFT RAIL | 17.D2
AU0120:V+ | SC | FU0120 | WHT | 14 | 17.C2 | FU0120:LD | JB72 LEFT RAIL | 17.C2
FU0120:LI | SC | FU0332 | WHT | 14 | 17.C2 | FU0121:LI | JB72 LEFT RAIL | 17.D2
FU0121:LI | SC | FU0332 | WHT | 14 | 17.D2 | FU0122:LI | JB72 LEFT RAIL | 17.D2
FU0122:LI | SC | FU0332 | WHT | 14 | 17.D2 | FU0123:LI | JB72 LEFT RAIL | 17.D2
FU0123:LD | SC | FU0123 | WHT | 16 | 17.D2 | XT0123:1 | JB72 LEFT RAIL | 17.D2
KA2400:21 | SC | 0V | WHT | 20 | 65.D5 | KA2401:21 | JB72 LEFT RAIL | 65.D5
KA2400:A1 | SC | FU0123 | WHT | 20 | 65.A3 | XT0123:1 | JB72 LEFT RAIL | 17.D2
KA2401:21 | SC | 0V | WHT | 20 | 65.D5 | XT0124:1 | JB72 LEFT RAIL | 17.D1
KA2401:22 | SC | KA2402A2 | WHT | 20 | 65.D5 | KA2400:22 | JB72 LEFT RAIL | 65.D5
KA2401:22 | SC | KA2402A2 | WHT | 20 | 65.D5 | KA2402:A2 | JB72 LEFT RAIL | 65.D6
KA2401:A1 | SC | FU0123 | WHT | 20 | 65.B3 | XT0123:1 | JB72 LEFT RAIL | 17.D2
KA2402:A1 | SC | FU0123 | WHT | 20 | 65.D6 | XT0123:1 | JB72 LEFT RAIL | 17.D2
XT0124:1 | SC | 0V | WHT | 20 | 17.D1 | XT0120:3 | JB72 LEFT RAIL | 17.D2
AF0121:01 | SC | 012101 | WHT | 20 | 19.A7 | KA0121:A1 | PANEL JB72 | 19.A5
AF0121:03 | SC | 012103 | WHT | 20 | 19.A7 | KA0123:A1 | PANEL JB72 | 19.A5
AF0121:08 | SC | 012108 | WHT | 20 | 19.B7 | KA0128:A1 | PANEL JB72 | 19.B5
AF0121:14 | SC | 012146 | WHT | 20 | 71.A6 | KA0336:11 | PANEL JB72 | 71.A5
AF0121:17 | SC | 012117 | WHT | 20 | 19.A7 | KA0121:A2 | PANEL JB72 | 19.A5
AF0121:19 | SC | 012119 | WHT | 20 | 19.A7 | KA0123:A2 | PANEL JB72 | 19.A5
AF0121:24 | SC | 012124 | WHT | 20 | 19.B7 | KA0128:A2 | PANEL JB72 | 19.B5
AF0121:30 | SC | 012114 | WHT | 20 | 71.A6 | KA4100:A2 | PANEL JB72 | 71.B6
AF0122:00 | SC | KA2500A1 | WHT | 20 | 68.A3 | XT0380:25 | PANEL JB72 | 68.A2
AF0122:01 | SC | KA2501A1 | WHT | 20 | 68.A3 | XT0380:27 | PANEL JB72 | 68.A2
AF0122:02 | SC | KA2502A1 | WHT | 20 | 68.B3 | XT0380:29 | PANEL JB72 | 68.B2
AF0122:03 | SC | KA2503A1 | WHT | 20 | 68.B3 | XT0380:31 | PANEL JB72 | 68.B2
AF0122:04 | SC | KA2504A1 | WHT | 20 | 68.B3 | XT0380:33 | PANEL JB72 | 68.C2
AF0122:05 | SC | KA2505A1 | WHT | 20 | 68.C3 | XT0380:35 | PANEL JB72 | 68.C2
AF0122:06 | SC | KA2506A1 | WHT | 20 | 68.C3 | XT0380:37 | PANEL JB72 | 68.C2
AF0122:07 | SC | KA2507A1 | WHT | 20 | 68.D3 | XT0380:39 | PANEL JB72 | 68.D2
AF0122:08 | SC | KA2508A1 | WHT | 20 | 68.A6 | XT0380:41 | PANEL JB72 | 68.A5
AF0122:09 | SC | KA2509A1 | WHT | 20 | 68.A6 | XT0380:43 | PANEL JB72 | 68.A5
AF0122:10 | SC | KA2510A1 | WHT | 20 | 68.B6 | XT0380:45 | PANEL JB72 | 68.B5
AF0122:11 | SC | KA2511A1 | WHT | 20 | 68.B6 | XT0380:47 | PANEL JB72 | 68.B5
AF0122:12 | SC | KA2512A1 | WHT | 20 | 68.B6 | XT0380:49 | PANEL JB72 | 68.C5
AF0122:13 | SC | KA2513A1 | WHT | 20 | 68.C6 | XT0380:51 | PANEL JB72 | 68.C5
AF0122:14 | SC | KA2514A1 | WHT | 20 | 68.C6 | XT0380:53 | PANEL JB72 | 68.C5
AF0122:15 | SC | KA2515A1 | WHT | 20 | 68.D6 | XT0380:55 | PANEL JB72 | 68.D5
AF0122:16 | SC | KA2500A2 | WHT | 20 | 68.A3 | XT0380:26 | PANEL JB72 | 68.A2
AF0122:17 | SC | KA2501A2 | WHT | 20 | 68.A3 | XT0380:28 | PANEL JB72 | 68.A2
AF0122:18 | SC | KA2502A2 | WHT | 20 | 68.B3 | XT0380:30 | PANEL JB72 | 68.B2
AF0122:19 | SC | KS2503A2 | WHT | 20 | 68.B3 | XT0380:32 | PANEL JB72 | 68.B2
AF0122:20 | SC | KA2504A2 | WHT | 20 | 68.B3 | XT0380:34 | PANEL JB72 | 68.C2
AF0122:21 | SC | KA2505A2 | WHT | 20 | 68.C3 | XT0380:36 | PANEL JB72 | 68.C2
AF0122:22 | SC | KA2506A2 | WHT | 20 | 68.C3 | XT0380:38 | PANEL JB72 | 68.D2
AF0122:23 | SC | KA2507A2 | WHT | 20 | 68.D3 | XT0380:40 | PANEL JB72 | 68.D2
AF0122:24 | SC | KA2508A2 | WHT | 20 | 68.A6 | XT0380:42 | PANEL JB72 | 68.A5
AF0122:25 | SC | KA2509A2 | WHT | 20 | 68.A6 | XT0380:44 | PANEL JB72 | 68.A5
AF0122:26 | SC | KA2510A2 | WHT | 20 | 68.B6 | XT0380:46 | PANEL JB72 | 68.B5
AF0122:27 | SC | KA2511A2 | WHT | 20 | 68.B6 | XT0380:48 | PANEL JB72 | 68.B5
AF0122:28 | SC | KA2512A2 | WHT | 20 | 68.B6 | XT0380:50 | PANEL JB72 | 68.C5
AF0122:29 | SC | KA2413A2 | WHT | 20 | 68.C6 | XT0380:52 | PANEL JB72 | 68.C5
AF0122:30 | SC | KA2514A2 | WHT | 20 | 68.C6 | XT0380:54 | PANEL JB72 | 68.D5
AF0122:31 | SC | KA2515A2 | WHT | 20 | 68.D6 | XT0380:56 | PANEL JB72 | 68.D5
AF0123:00 | SC | 012300 | WHT | 20 | 21.A7 | KA0330:11 | PANEL JB72 | 21.A6
AF0123:01 | SC | 012301 | WHT | 20 | 21.A7 | KA0331:11 | PANEL JB72 | 21.A6
AF0123:02 | SC | 012302 | WHT | 20 | 21.B7 | KA0310:11 | PANEL JB72 | 21.B6
AF0123:32 | SC | 012332 | WHT | 20 | 21.A7 | KA0330:14 | PANEL JB72 | 21.A6
AF0123:33 | SC | 012333 | WHT | 20 | 21.A7 | KA0331:14 | PANEL JB72 | 21.A6
AF0123:34 | SC | 012334 | WHT | 20 | 21.B7 | KA0310:14 | PANEL JB72 | 21.B6
AF0124:00 | SC | AT0250WC | WHT | 20 | 65.A3 | XT0380:2 | PANEL JB72 | 65.A2
AF0124:03 | SC | AT0250R3N | WHT | 20 | 65.B3 | XT0380:8 | PANEL JB72 | 65.B2
AF0124:04 | SC | AT0250R4N | WHT | 20 | 65.C3 | XT0380:10 | PANEL JB72 | 65.C2
AF0124:05 | SC | AT0250R5N | WHT | 20 | 65.C3 | XT0380:12 | PANEL JB72 | 65.C2
AF0124:06 | SC | AT0250R6N | WHT | 20 | 65.C3 | XT0380:14 | PANEL JB72 | 65.D2
AF0124:07 | SC | AT0250R7N | WHT | 20 | 65.D3 | XT0380:16 | PANEL JB72 | 65.D2
AF0124:08 | SC | AT0250R8N | WHT | 20 | 65.A6 | XT0380:18 | PANEL JB72 | 65.A5
AF0124:09 | SC | AT0250R9N | WHT | 20 | 65.A6 | XT0380:20 | PANEL JB72 | 65.A5
AF0124:10 | SC | AT0250R10N | WHT | 20 | 65.B6 | XT0380:22 | PANEL JB72 | 65.B5
AF0124:11 | SC | AT0250R11N | WHT | 20 | 65.B6 | XT0380:24 | PANEL JB72 | 65.B5
AF0124:32 | SC | AT0250W2P | WHT | 20 | 65.A3 | XT0380:1 | PANEL JB72 | 65.A2
AF0124:35 | SC | AT0250R3P | WHT | 20 | 65.B3 | XT0380:7 | PANEL JB72 | 65.B2
AF0124:36 | SC | AT0250R4P | WHT | 20 | 65.C3 | XT0380:9 | PANEL JB72 | 65.C2
AF0124:37 | SC | AT0250R5P | WHT | 20 | 65.C3 | XT0380:11 | PANEL JB72 | 65.C2
AF0124:38 | SC | AT0250R6P | WHT | 20 | 65.C3 | XT0380:13 | PANEL JB72 | 65.C2
AF0124:39 | SC | AT0250R7P | WHT | 20 | 65.D3 | XT0380:15 | PANEL JB72 | 65.D2
AF0124:40 | SC | AT0250R8P | WHT | 20 | 65.A6 | XT0380:17 | PANEL JB72 | 65.A5
AF0124:41 | SC | AT0250R9P | WHT | 20 | 65.A6 | XT0380:19 | PANEL JB72 | 65.A5
AF0124:42 | SC | AT0250R10P | WHT | 20 | 65.B6 | XT0380:21 | PANEL JB72 | 65.B5
AF0124:43 | SC | AT0250R11P | WHT | 20 | 65.B6 | XT0380:23 | PANEL JB72 | 65.B5
AF0126:SH | SC | IEG01303 | GRN | 14 | 17.C6 | IEG0130:3 | PANEL JB72 | 17.D7
FU0120:LI | SC | FU0332 | WHT | 14 | 17.C2 | XT0130:1 | PANEL JB72 | 17.A5
GR0120: | SC | IEG01302 | GRN | 14 | 17.D5 | IEG0130:2 | PANEL JB72 | 17.D5
KA2400:A2 | SC | AT0250R1P | WHT | 20 | 65.A3 | XT0380:3 | PANEL JB72 | 65.A2
KA2401:A2 | SC | AT0250R2P | WHT | 20 | 65.B3 | XT0380:5 | PANEL JB72 | 65.B2
XT0120:1 | SC | 0V | WHT | 14 | 17.D2 | XT0130:2 | PANEL JB72 | 17.A5
XT0124:1 | SC | 0V | WHT | 20 | 17.D1 | XT0380:6 | PANEL JB72 | 65.B2
XT0124:1 | SC | 0V | WHT | 20 | 17.D1 | XT0380:4 | PANEL JB72 | 65.A2
AU0120:L2 | WC0012 | AT0140P1 | ENET | CABLE | 17.C2 | AT0140:P1 | PANEL JB72 | 17.C4
AU0120:L1 | WC0045 | AF0450L2 | ENET | CABLE | 17.C2 | AF0450:L2 | PANEL JB72 | 15.B3
SolarTools ver. 24.0.84.24712 (Jul 31, 2025)
Report date: 1/29/2026 8:27 AM

## JB72 RIGHT RAIL
JB72 RIGHT RAIL
JB72
Project # | 4M061
Project Name | STEEL REEF BURKE LLC
Revision | C.2
Controls DE | J. UNGER
Phone: | 0
Controls ME | K.MURPHY
Phone:
From | [5 empty] | To
Device ID | Cable (W) Conductor (SC) Jumper Clip (JC) | Wire No. | Wire ID | Gauge/Size | Page/Zone | Device ID | Location | Page/Zone
XT0180:1 | JC | 0V | CLIP | --- | 18.B1 | XT0180:2 | JB72 RIGHT RAIL | 18.B1
AF0182:01 | SC | JP3 | VIO | 20 | 27.A7 | AF0182:33 | JB72 RIGHT RAIL | 27.A7
AF0182:07 | SC | JP4 | VIO | 20 | 85.A7 | AF0182:39 | JB72 RIGHT RAIL | 85.A7
AF0182:15 | SC | JP6 | VIO | 20 | 85.B7 | AF0182:47 | JB72 RIGHT RAIL | 85.B7
AF0181:00 | SC | 018100 | WHT | 20 | 22.A7 | KA0180:A1 | JB72 RIGHT RAIL | 22.A5
AF0181:02 | SC | 018102 | WHT | 20 | 85.C7 | KA0181:A1 | JB72 RIGHT RAIL | 85.C5
AF0181:10 | SC | 018110 | WHT | 20 | 22.A7 | KA0185:A1 | JB72 RIGHT RAIL | 22.A5
AF0181:16 | SC | 018116 | WHT | 20 | 22.A7 | KA0180:A2 | JB72 RIGHT RAIL | 22.A5
AF0181:18 | SC | 018118 | WHT | 20 | 85.C7 | KA0181:A2 | JB72 RIGHT RAIL | 85.C5
AF0181:26 | SC | 018126 | WHT | 20 | 22.A7 | XT0338:2 | JB72 RIGHT RAIL | 22.A5
AF0181:COM | SC | 0V | WHT | 16 | 18.B2 | XT0180:2 | JB72 RIGHT RAIL | 18.B1
AF0181:J | SC | * |  |  | 18.B2 | AF0182:P | JB72 RIGHT RAIL | 18.B3
AF0181:V+ | SC | FU0181 | WHT | 16 | 18.B2 | FU0181:LD | JB72 RIGHT RAIL | 18.B1
AF0182:COM | SC | AF0182N | WHT | 16 | 18.B3 | AF0183:COM | JB72 RIGHT RAIL | 18.A3
AF0182:COM | SC | 0V | WHT | 16 | 18.B3 | XT0180:2 | JB72 RIGHT RAIL | 18.B1
AF0182:J | SC | * |  |  | 18.B3 | AF0183:P | JB72 RIGHT RAIL | 18.A3
AF0182:V+ | SC | AF0182P | WHT | 16 | 18.B3 | AF0183:V+ | JB72 RIGHT RAIL | 18.A3
AF0182:V+ | SC | FU0182 | WHT | 16 | 18.B3 | FU0182:LD | JB72 RIGHT RAIL | 18.B1
AF0183:COM | SC | AF0183N | WHT | 16 | 18.A3 | AF0184:COM | JB72 RIGHT RAIL | 18.B4
AF0183:J | SC | * |  |  | 18.A3 | AF0184:P | JB72 RIGHT RAIL | 18.B4
AF0183:V+ | SC | AF0183P | WHT | 16 | 18.A3 | AF0184:V+ | JB72 RIGHT RAIL | 18.B4
AF0184:COM | SC | AF0184N | WHT | 16 | 18.B4 | AF0185:COM | JB72 RIGHT RAIL | 18.B5
AF0184:SH | SC | AF0184SH | GRN | 14 | 18.B4 | AF0185:SH | JB72 RIGHT RAIL | 18.B5
AF0184:SH | SC | AU0180G | GRN | 14 | 18.B4 | AU0180:GND | JB72 RIGHT RAIL | 18.A2
AF0184:V+ | SC | AF0184P | WHT | 16 | 18.B4 | AF0185:V+ | JB72 RIGHT RAIL | 18.B5
AU0180:COM | SC | 0V | WHT | 16 | 18.A2 | XT0180:1 | JB72 RIGHT RAIL | 18.B1
AU0180:V+ | SC | FU0180 | WHT | 16 | 18.A2 | FU0180:LD | JB72 RIGHT RAIL | 18.B1
FU0180:LI | SC | FU0332 | WHT | 14 | 18.B1 | FU0181:LI | JB72 RIGHT RAIL | 18.B1
FU0181:LI | SC | FU0332 | WHT | 14 | 18.B1 | FU0182:LI | JB72 RIGHT RAIL | 18.B1
KA0185:A2 | SC | KA0185A2 | WHT | 20 | 22.A5 | XT0338:1 | JB72 RIGHT RAIL | 22.A5
AF0185:SH | SC | IEG01305 | GRN | 14 | 18.B5 | IEG0130:5 | PANEL JB72 | 18.B6
FU0180:LI | SC | FU0332 | WHT | 14 | 18.B1 | XT0130:1 | PANEL JB72 | 17.A5
GR0180: | SC | GR01809 | GRN | 14 | 4.B4 | IEG0130:1 | PANEL JB72 | 4.B4
KA0185:11 | SC | KA018511 | WHT | 20 | 20.C3 | XT0337:13 | PANEL JB72 | 20.C3
KA0185:14 | SC | KA0332A1 | WHT | 20 | 20.C3 | XT0337:14 | PANEL JB72 | 20.C3
XT0180:1 | SC | 0V | WHT | 20 | 18.B1 | XT0130:3 | PANEL JB72 | 17.A5
AU0180:L1 | WC0014 | AT0140L2 | ENET | CABLE | 18.A2 | AT0140:P2 | PANEL JB72 | 17.C4
AU0180:L2 | WC9002 | AU0180L2 | ENET | CABLE | 18.A2 | BA0002:RJ45 | PLC PANEL (JB70) | 3.B2
SolarTools ver. 24.0.84.24712 (Jul 31, 2025)
Report date: 1/29/2026 8:27 AM

## PANEL A JB70
PANEL A JB70
TURBINE BOX PANEL A (JB70)
Project # | 4M061
Project Name | STEEL REEF BURKE LLC
Revision | C.2_M1
Controls DE | J. UNGER
Phone: | 0
Controls ME | K.MURPHY
Phone:
From | [5 empty] | To
Device ID | Cable (W) Conductor (SC) Jumper Clip (JC) | Wire No. | Wire ID | Gauge/Size | Page/Zone | Device ID | Location | Page/Zone
XT0011:2 | JC | 523NEG | CLIP | --- | 10.C3 | XT0011:3 | PANEL A JB70 | 10.C3
XT0011:3 | JC | 523NEG | CLIP | --- | 10.C3 | XT0011:4 | PANEL A JB70 | 10.C3
XT0011:4 | JC | 523NEG | CLIP | --- | 10.C3 | XT0011:5 | PANEL A JB70 | 10.C3
XT0080:1 | JC | 0V | CLIP | --- | 8.B1 | XT0080:2 | PANEL A JB70 | 8.B1
XT0080:2 | JC | 0V | CLIP | --- | 8.B1 | XT0080:3 | PANEL A JB70 | 8.B1
XT0081:1 | JC | 0V | CLIP | --- | 8.D1 | XT0081:2 | PANEL A JB70 | 8.D1
XT0134:1 | JC | 0V | CLIP | --- | 11.B3 | XT0134:2 | PANEL A JB70 | 11.B3
XT0134:2 | JC | 0V | CLIP | --- | 11.B3 | XT0134:3 | PANEL A JB70 | 11.B3
XT0134:3 | JC | 0V | CLIP | --- | 11.B3 | XT0134:4 | PANEL A JB70 | 11.B3
XT0135:1 | JC | 0V | CLIP | --- | 11.B4 | XT0135:2 | PANEL A JB70 | 11.B4
XT0135:2 | JC | 0V | CLIP | --- | 11.B4 | XT0135:3 | PANEL A JB70 | 11.B4
XT0135:3 | JC | 0V | CLIP | --- | 11.B4 | XT0135:4 | PANEL A JB70 | 11.C4
XT0136:1 | JC | FU0139 | CLIP | --- | 12.A2 | XT0136:2 | PANEL A JB70 | 12.A2
XT0138:1 | JC | FU0136 | CLIP | --- | 11.A3 | XT0138:2 | PANEL A JB70 | 11.A3
XT0138:2 | JC | FU0136 | CLIP | --- | 11.A3 | XT0138:3 | PANEL A JB70 | 11.A3
XT0138:3 | JC | FU0136 | CLIP | --- | 11.A3 | XT0138:4 | PANEL A JB70 | 11.B3
XT0139:1 | JC | FU0137 | CLIP | --- | 11.A4 | XT0139:2 | PANEL A JB70 | 11.A4
XT0139:2 | JC | FU0137 | CLIP | --- | 11.A4 | XT0139:3 | PANEL A JB70 | 11.B4
AF0081:03 | SC | 008103 | WHT | 20 | 14.C7 | KA0130:14 | PANEL A JB70 | 14.D6
AF0081:35 | SC | 008135 | WHT | 20 | 14.C7 | KA0130:A1 | PANEL A JB70 | 14.C5
AF0081:07 | SC | JP2 | VIO | 20 | 27.D7 | AF0081:39 | PANEL A JB70 | 27.D7
AF0081:COM | SC | AF0081N | WHT | 16 | 8.A2 | AF0082:COM | PANEL A JB70 | 8.B3
AF0081:COM | SC | AU0080N | WHT | 20 | 8.A2 | AU0080:COM | PANEL A JB70 | 8.A1
AF0081:J | SC | * |  |  | 8.A2 | AF0082:P | PANEL A JB70 | 8.B3
AF0081:V+ | SC | AF0081P | WHT | 16 | 8.A2 | AF0082:V+ | PANEL A JB70 | 8.B3
AF0081:V+ | SC | AU0080P | WHT | 20 | 8.A2 | AU0080:V+ | PANEL A JB70 | 8.A1
AF0082:COM | SC | AF0082N | WHT | 16 | 8.B3 | AF0083:COM | PANEL A JB70 | 8.B3
AF0082:J | SC | * |  |  | 8.B3 | AF0083:P | PANEL A JB70 | 8.B3
AF0082:V+ | SC | AF0082P | WHT | 16 | 8.B3 | AF0083:V+ | PANEL A JB70 | 8.B3
AF0083:COM | SC | AF0083N | WHT | 16 | 8.B3 | AF0084:COM | PANEL A JB70 | 8.B4
AF0083:J | SC | * |  |  | 8.B3 | AF0084:P | PANEL A JB70 | 8.B4
AF0083:SH | SC | AF0083G | GRN | 14 | 8.B3 | AF0084:SH | PANEL A JB70 | 8.B4
AF0083:V+ | SC | AF0083P | WHT | 16 | 8.B3 | AF0084:V+ | PANEL A JB70 | 8.B4
AF0084:COM | SC | AF0084N | WHT | 16 | 8.B4 | AF0085:COM | PANEL A JB70 | 8.B4
AF0084:J | SC | * |  |  | 8.B4 | AF0085:P | PANEL A JB70 | 8.B4
AF0084:SH | SC | AF0084G | GRN | 14 | 8.B4 | AF0085:SH | PANEL A JB70 | 8.B4
AF0084:V+ | SC | AF0084P | WHT | 16 | 8.B4 | AF0085:V+ | PANEL A JB70 | 8.B4
AF0085:COM | SC | AF0085N | WHT | 16 | 8.B4 | AF0086:COM | PANEL A JB70 | 8.B5
AF0085:J | SC | * |  |  | 8.B4 | AF0086:P | PANEL A JB70 | 8.B5
AF0085:SH | SC | AF0085G | GRN | 14 | 8.B4 | AF0086:SH | PANEL A JB70 | 8.B5
AF0085:V+ | SC | AF0085P | WHT | 16 | 8.B4 | AF0086:V+ | PANEL A JB70 | 8.B5
AF0086:COM | SC | AF0086N | WHT | 16 | 8.B5 | AF0087:COM | PANEL A JB70 | 8.B6
AF0086:J | SC | * |  |  | 8.B5 | AF0087:P | PANEL A JB70 | 8.B6
AF0086:SH | SC | AU0080G | GRN | 14 | 8.B5 | AU0080:GND | PANEL A JB70 | 8.A1
AF0086:V+ | SC | AF0086P | WHT | 16 | 8.B5 | AF0087:V+ | PANEL A JB70 | 8.B6
AF0087:11 | SC | KA013624 | WHT | 20 | 12.B4 | KA0136:24 | PANEL A JB70 | 12.B3
AF0087:43 | SC | KA013621 | WHT | 20 | 12.B4 | KA0136:21 | PANEL A JB70 | 12.B3
AF0091:07 | SC | KA014114 | WHT | 20 | 12.C2 | KA0141:14 | PANEL A JB70 | 12.C2
AF0091:09 | SC | UJ0131OK2 | WHT | 20 | 10.B7 | UJ0131:OK2 | PANEL A JB70 | 10.B4
AF0091:39 | SC | KA014111 | WHT | 20 | 12.C2 | KA0141:11 | PANEL A JB70 | 12.C2
AF0091:41 | SC | UJ0131OK1 | WHT | 20 | 10.B7 | UJ0131:OK1 | PANEL A JB70 | 10.B4
AF0091:COM | SC | AF0091N | WHT | 16 | 8.D2 | AF0094:COM | PANEL A JB70 | 8.D4
AF0091:COM | SC | AU0090N | WHT | 20 | 8.D2 | AU0090:COM | PANEL A JB70 | 8.C1
AF0091:J | SC | * |  |  | 8.D2 | AF0092:P | PANEL A JB70 | 8.D3
AF0091:V+ | SC | AF0091P | WHT | 14 | 8.D2 | AF0094:V+ | PANEL A JB70 | 8.D4
AF0091:V+ | SC | AU0090P | WHT | 20 | 8.D2 | AU0090:V+ | PANEL A JB70 | 8.C1
AF0092:00 | SC | 009200 | WHT | 20 | 77.B6 | KA3330:A1 | PANEL A JB70 | 77.B6
AF0092:01 | SC | 009201 | WHT | 20 | 77.C6 | KA3331:A1 | PANEL A JB70 | 77.C6
AF0092:02 | SC | KA0133A1 | WHT | 20 | 74.B7 | KA0133:A1 | PANEL A JB70 | 12.C6
AF0092:04 | SC | 009204 | WHT | 20 | 28.A6 | KA2160:A1 | PANEL A JB70 | 28.A5
AF0092:06 | SC | KA013114 | WHT | 20 | 74.A7 | KA0131:14 | PANEL A JB70 | 12.D4
AF0092:07 | SC | 009207 | WHT | 20 | 28.A6 | KA2161:A1 | PANEL A JB70 | 28.B5
AF0092:08 | SC | 009208 | WHT | 20 | 81.A7 | KA3103:A1 | PANEL A JB70 | 81.A5
AF0092:16 | SC | 009216 | WHT | 20 | 77.B6 | KA3330:A2 | PANEL A JB70 | 77.B6
AF0092:17 | SC | 009217 | WHT | 20 | 77.C6 | KA3331:A2 | PANEL A JB70 | 77.C6
AF0092:20 | SC | 009220 | WHT | 20 | 28.A6 | KA2160:A2 | PANEL A JB70 | 28.A5
AF0092:23 | SC | 009223 | WHT | 20 | 28.A6 | KA2161:A2 | PANEL A JB70 | 28.B5
AF0092:24 | SC | 009224 | WHT | 20 | 81.A7 | KA3103:A2 | PANEL A JB70 | 81.A5
AF0092:COM | SC | 0V | WHT | 14 | 8.D3 | XT0081:1 | PANEL A JB70 | 8.D1
AF0092:J | SC | * |  |  | 8.D3 | AF0093:P | PANEL A JB70 | 8.D3
AF0092:V+ | SC | FU0091 | WHT | 14 | 8.D3 | FU0091:LD | PANEL A JB70 | 8.D1
AF0093:12 | SC | 009312 | WHT | 20 | 26.B7 | PC0470:INP_A | PANEL A JB70 | 26.B5
AF0093:28 | SC | 009328 | WHT | 20 | 26.B7 | PC0470:-PWR | PANEL A JB70 | 26.B5
AF0093:44 | SC | 009344 | WHT | 20 | 26.B7 | PC0470:+PWR | PANEL A JB70 | 26.B5
AF0093:COM | SC | 0V | WHT | 14 | 8.D3 | XT0081:2 | PANEL A JB70 | 8.D1
AF0093:J | SC | * |  |  | 8.D3 | AF0094:P | PANEL A JB70 | 8.D4
AF0093:V+ | SC | FU0092 | WHT | 14 | 8.D3 | FU0092:LD | PANEL A JB70 | 8.D1
AF0094:04 | SC | UJ0131VIN | WHT | 20 | 10.A7 | UJ0131:VIN | PANEL A JB70 | 10.B4
AF0094:05 | SC | 0V | WHT | 20 | 10.A7 | XT0135:4 | PANEL A JB70 | 11.C4
AF0094:06 | SC | UJ0131IOUT | WHT | 20 | 10.B7 | UJ0131:IOUT | PANEL A JB70 | 10.B4
AF0094:07 | SC | 0V | WHT | 20 | 10.B7 | XT0135:4 | PANEL A JB70 | 11.C4
AF0094:J | SC | * |  |  | 8.D4 | AF0095:P | PANEL A JB70 | 8.D4
AF0094:SH | SC | AU0090G | GRN | 14 | 8.D4 | AU0090:GND | PANEL A JB70 | 8.C1
AF0095:02 | SC | 009502 | WHT | 20 | 48.B7 | KA0221:14 | PANEL A JB70 | 48.B6
AF0095:COM | SC | 0V | WHT | 14 | 8.D4 | XT0081:2 | PANEL A JB70 | 8.D1
AF0095:V+ | SC | FU0093 | WHT | 14 | 8.D4 | FU0093:LD | PANEL A JB70 | 8.D1
AU0080:COM | SC | 0V | WHT | 14 | 8.A1 | XT0080:1 | PANEL A JB70 | 8.B1
AU0080:V+ | SC | FU0080 | WHT | 14 | 8.A1 | FU0080:LD | PANEL A JB70 | 8.B1
AU0090:COM | SC | 0V | WHT | 14 | 8.C1 | XT0081:1 | PANEL A JB70 | 8.D1
AU0090:V+ | SC | FU0090 | WHT | 14 | 8.C1 | FU0090:LD | PANEL A JB70 | 8.D1
FU0010:LI | SC | FU0137 | WHT | 14 | 11.A5 | FU0139:LI | PANEL A JB70 | 11.A5
FU0010:LI | SC | FU0137 | WHT | 14 | 11.A5 | XT0139:1 | PANEL A JB70 | 11.A4
FU0011:LD | SC | UJ0131P | WHT | 12 | 10.B3 | UJ0131:+ | PANEL A JB70 | 10.B4
FU0012:LI | SC | 523POS | --- | BUS | 10.B3 | FU0013:LI | PANEL A JB70 | 10.B3
FU0012:LI | SC | 523POS | --- | BUS | 10.B3 | XT0014:1 | PANEL A JB70 | 10.B2
FU0013:LI | SC | 523POS | --- | BUS | 10.B3 | FU0014:LI | PANEL A JB70 | 10.C3
FU0014:LI | SC | 523POS | --- | BUS | 10.C3 | FU0015:LI | PANEL A JB70 | 10.C3
FU0015:LI | SC | 523POS | --- | BUS | 10.C3 | FU0017:LI | PANEL A JB70 | 10.C3
FU0080:LI | SC | FU0137 | WHT | 14 | 8.B1 | XT0139:1 | PANEL A JB70 | 11.A4
FU0090:LI | SC | FU0137 | WHT | 14 | 8.D1 | XT0139:2 | PANEL A JB70 | 11.A4
FU0090:LI | SC | FU0137 | WHT | 14 | 8.D1 | FU0091:LI | PANEL A JB70 | 8.D1
FU0091:LI | SC | FU0137 | WHT | 14 | 8.D1 | FU0092:LI | PANEL A JB70 | 8.D1
FU0092:LI | SC | FU0137 | WHT | 14 | 8.D1 | FU0093:LI | PANEL A JB70 | 8.D1
FU0136:LD | SC | FU0136 | WHT | 10 | 11.A3 | XT0138:1 | PANEL A JB70 | 11.A3
FU0136:LI | SC | 24V | WHT | 10 | 11.A3 | UJ0131:OUT(+) | PANEL A JB70 | 10.B4
FU0137:LD | SC | FU0137 | WHT | 12 | 11.A4 | XT0139:1 | PANEL A JB70 | 11.A4
FU0137:LI | SC | FU0136 | WHT | 12 | 11.A4 | XT0138:1 | PANEL A JB70 | 11.A3
FU0139:LD | SC | FU0139 | WHT | 14 | 11.A5 | XT0136:1 | PANEL A JB70 | 12.A2
GR0131: | SC | GR0131 | GRN/YEL | 14 | 4.A3 | FRAME | PANEL A JB70 | 4.A3
GR0132: | SC | GR0132 | GRN/YEL | 14 | 4.A3 | FRAME | PANEL A JB70 | 4.A3
KA0130:A1 | SC | 008135 | WHT | 20 | 14.C5 | KA0130:11 | PANEL A JB70 | 14.D6
KA0131:11 | SC | KA0135A1 | WHT | 20 | 12.D4 | KA0135:A1 | PANEL A JB70 | 12.D6
KA0131:12 | SC | KA013724 | WHT | 20 | 12.D4 | KA0137:24 | PANEL A JB70 | 12.D3
KA0131:A1 | SC | KA0231A1 | WHT | 20 | 12.B6 | KA0132:A1 | PANEL A JB70 | 12.B6
KA0131:A1 | SC | KA0231A1 | WHT | 20 | 12.B6 | XT0136:9 | PANEL A JB70 | 12.B5
KA0131:A2 | SC | 0V | WHT | 20 | 12.B6 | KA0132:A2 | PANEL A JB70 | 12.B6
KA0131:A2 | SC | 0V | WHT | 20 | 12.B6 | KT0145:A2 | PANEL A JB70 | 12.B6
KA0132:11 | SC | FU0139 | WHT | 20 | 12.A3 | KA0133:11 | PANEL A JB70 | 12.A3
KA0132:11 | SC | FU0139 | WHT | 20 | 12.A3 | KT0145:15 | PANEL A JB70 | 12.D2
KA0132:12 | SC | KT0141A1 | WHT | 20 | 12.A3 | KT0142:A1 | PANEL A JB70 | 12.A6
KA0132:12 | SC | KT0141A1 | WHT | 20 | 12.A3 | KA0133:12 | PANEL A JB70 | 12.A3
KA0132:21 | SC | KA0138A1 | WHT | 20 | 12.D4 | KA0138:A1 | PANEL A JB70 | 12.D6
KA0132:22 | SC | KA013222 | WHT | 20 | 12.D4 | KA0137:14 | PANEL A JB70 | 12.D3
KA0132:22 | SC | KA013222 | WHT | 20 | 12.D4 | KT0141:18 | PANEL A JB70 | 12.D2
KA0132:24 | SC | KA013224 | WHT | 20 | 12.D4 | KA0134:14 | PANEL A JB70 | 12.D3
KA0132:A1 | SC | KA0231A1 | WHT | 20 | 12.B6 | KA0141:A1 | PANEL A JB70 | 12.C6
KA0132:A2 | SC | 0V | WHT | 20 | 12.B6 | KA0141:A2 | PANEL A JB70 | 12.C6
KA0133:11 | SC | FU0139 | WHT | 20 | 12.A3 | KA0134:11 | PANEL A JB70 | 12.D3
KA0133:A2 | SC | 0V | WHT | 20 | 12.C6 | KA0134:A2 | PANEL A JB70 | 12.C6
KA0133:A2 | SC | 0V | WHT | 20 | 12.C6 | KA0141:A2 | PANEL A JB70 | 12.C6
KA0134:11 | SC | FU0139 | WHT | 20 | 12.D3 | KA0136:11 | PANEL A JB70 | 12.B4
KA0134:A1 | SC | KA0134A1 | WHT | 20 | 12.C6 | AF0091:12 | PANEL A JB70 | 76.C7
KA0134:A2 | SC | 0V | WHT | 20 | 12.C6 | KA0144:A2 | PANEL A JB70 | 12.C6
KA0135:A1 | SC | KA0135A1 | WHT | 20 | 12.D6 | KA0144:A1 | PANEL A JB70 | 12.C6
KA0135:A2 | SC | 0V | WHT | 20 | 12.D6 | KA0136:A2 | PANEL A JB70 | 12.D6
KA0135:A2 | SC | 0V | WHT | 20 | 12.D6 | KA0144:A2 | PANEL A JB70 | 12.C6
KA0136:11 | SC | FU0139 | WHT | 20 | 12.B4 | KA0137:21 | PANEL A JB70 | 12.D3
KA0136:14 | SC | KA013821 | WHT | 20 | 12.B4 | KA0138:21 | PANEL A JB70 | 12.B5
KA0136:A1 | SC | PS32002 | WHT | 20 | 12.D6 | XT0136:5 | PANEL A JB70 | 73.D5
KA0136:A2 | SC | 0V | WHT | 20 | 12.D6 | KA0137:A2 | PANEL A JB70 | 12.D6
KA0137:11 | SC | FU0139 | WHT | 20 | 12.D3 | KA0137:21 | PANEL A JB70 | 12.D3
KA0137:24 | SC | KA013724 | WHT | 20 | 12.D3 | AF0087:09 | PANEL A JB70 | 12.C4
KA0137:A1 | SC | KA0137A1 | WHT | 20 | 12.D6 | KT0142:18 | PANEL A JB70 | 12.D2
KA0137:A2 | SC | 0V | WHT | 20 | 12.D6 | KA0138:A2 | PANEL A JB70 | 12.D6
KA0138:11 | SC | KM3170EP | WHT | 20 | 76.C5 | XT0136:12 | PANEL A JB70 | 76.C5
KA0138:14 | SC | FU0139 | WHT | 20 | 76.C5 | XT0136:10 | PANEL A JB70 | 76.C6
KA0138:24 | SC | KT0144B1 | WHT | 20 | 12.B5 | KT0144:B1 | PANEL A JB70 | 12.B6
KA0141:21 | SC | KT0146A1 | WHT | 20 | 12.B2 | KT0146:A1 | PANEL A JB70 | 12.B2
KA0141:24 | SC | FU0139 | WHT | 20 | 12.B2 | XT0136:2 | PANEL A JB70 | 12.A2
KT0140:15 | SC | FU0139 | WHT | 20 | 12.D1 | KT0142:15 | PANEL A JB70 | 12.D2
KT0140:15 | SC | FU0139 | WHT | 20 | 12.A2 | XT0136:2 | PANEL A JB70 | 12.A2
KT0140:16 | SC | KT014115 | WHT | 20 | 12.D1 | KT0141:15 | PANEL A JB70 | 12.D2
KT0140:18 | SC | KT0143A1 | WHT | 20 | 12.A2 | KT0143:A1 | PANEL A JB70 | 12.A6
KT0140:A1 | SC | KT0140A1 | WHT | 20 | 12.A6 | KT0143:16 | PANEL A JB70 | 12.A5
KT0140:A2 | SC | 0V | WHT | 20 | 12.A6 | KT0141:A2 | PANEL A JB70 | 12.A6
KT0140:A2 | SC | 0V | WHT | 20 | 12.A6 | XT0136:3 | PANEL A JB70 | 12.A2
KT0141:18 | SC | KA013222 | WHT | 20 | 12.D2 | KT0144:18 | PANEL A JB70 | 12.D2
KT0141:A1 | SC | KT0141A1 | WHT | 20 | 12.A6 | KT0143:15 | PANEL A JB70 | 12.A5
KT0141:A1 | SC | KT0141A1 | WHT | 20 | 12.A6 | KT0142:A1 | PANEL A JB70 | 12.A6
KT0141:A2 | SC | 0V | WHT | 20 | 12.A6 | KT0142:A2 | PANEL A JB70 | 12.A6
KT0142:15 | SC | FU0139 | WHT | 20 | 12.D2 | KT0144:A1 | PANEL A JB70 | 12.B6
KT0142:18 | SC | KA0137A1 | WHT | 20 | 12.D2 | KT0145:18 | PANEL A JB70 | 12.D2
KT0142:A2 | SC | 0V | WHT | 20 | 12.A6 | KT0143:A2 | PANEL A JB70 | 12.A6
KT0143:A2 | SC | 0V | WHT | 20 | 12.A6 | KT0144:A2 | PANEL A JB70 | 12.B6
KT0144:15 | SC | FU0139 | WHT | 20 | 12.D2 | KT0145:15 | PANEL A JB70 | 12.D2
KT0144:15 | SC | FU0139 | WHT | 20 | 12.D2 | KT0144:A1 | PANEL A JB70 | 12.B6
KT0144:A2 | SC | 0V | WHT | 20 | 12.B6 | KT0145:A2 | PANEL A JB70 | 12.B6
PC0470:INP_A | SC | 009312 | WHT | 20 | 26.B5 | PC0470:INP_B | PANEL A JB70 | 26.B5
PEG0130:3 | SC | 0V | GRN/YEL | 16 | 11.B4 | XT0135:3 | PANEL A JB70 | 11.B4 | UCP_WIRELIST_C.2_M1: Changed wire color to GRN.YEL
RR0851: -3.01K OHM | SC | FU0136 | LEAD | --- | 10.C6 | XT0085:1 | PANEL A JB70 | 10.C6
RR0851: -3.01K OHM | SC | 007405 | LEAD | --- | 10.C6 | XT0085:2 | PANEL A JB70 | 10.C6
RR0852: -1.0K OHM | SC | 0V | LEAD | --- | 10.C6 | XT0085:3 | PANEL A JB70 | 10.C6
RR0852: -1.0K OHM | SC | 007405 | LEAD | --- | 10.C6 | XT0085:2 | PANEL A JB70 | 10.C6
UJ0131:- | SC | 521NEG | WHT | 12 | 10.B4 | XT0011:1 | PANEL A JB70 | 10.B3
UJ0131:G | SC | UJ0131G | GRN/YEL | 12 | 10.B4 | FRAME | PANEL A JB70 | 10.B4
UJ0131:OUT(-) | SC | 0V | WHT | 10 | 10.B4 | XT0134:1 | PANEL A JB70 | 11.B3
XT0080:1 | SC | 0V | WHT | 14 | 8.B1 | XT0135:2 | PANEL A JB70 | 11.B4
XT0085:1 | SC | FU0136 | WHT | 14 | 10.C6 | XT0138:2 | PANEL A JB70 | 11.A3
XT0085:3 | SC | 0V | WHT | 14 | 10.C6 | XT0134:2 | PANEL A JB70 | 11.B3
XT0135:1 | SC | 0V | WHT | 12 | 11.B4 | XT0134:1 | PANEL A JB70 | 11.B3
XT0135:1 | SC | 0V | WHT | 14 | 11.B4 | XT0136:3 | PANEL A JB70 | 12.A2
XT0135:2 | SC | 0V | WHT | 14 | 11.B4 | XT0081:1 | PANEL A JB70 | 8.D1
XT0136:1 | SC | FU0139 | WHT | 20 | 12.A2 | XT0136:10 | PANEL A JB70 | 76.C6
XT0136:11 | SC | 0V | WHT | 20 | 76.C6 | XT0136:3 | PANEL A JB70 | 12.A2
XT0136:4 | SC | FU0139 | WHT | 20 | 73.D5 | XT0136:1 | PANEL A JB70 | 12.A2
AU0080:L1 | WC0009 | AU0080L1 | ENET | CABLE | 8.A1 | AU0090:L2 | PANEL A JB70 | 8.C1
XT0138:3 | SC | FU0136 | WHT | 14 | 11.A3 | FU1100:LI | JB70 RIGHT RAIL | 26.D3
AF0081:00 | SC | UA1200J21 | WHT | 20 | 13.A7 | KA0241:11 | PANEL B JB70 | 13.A5
AF0081:01 | SC | KA024314 | WHT | 20 | 13.B7 | KA0243:14 | PANEL B JB70 | 13.B6
AF0081:02 | SC | KA024524 | WHT | 20 | 13.B7 | KA0245:24 | PANEL B JB70 | 13.B6
AF0081:08 | SC | KA024214 | WHT | 20 | 13.C7 | KA0242:14 | PANEL B JB70 | 13.C6
AF0081:09 | SC | KA023924 | WHT | 20 | 13.A7 | KA0239:24 | PANEL B JB70 | 13.B6
AF0081:19 | SC | UA1200J27 | WHT | 20 | 14.C7 | UA1200:J2-7 | PANEL B JB70 | 14.B3
AF0081:33 | SC | KA024311 | WHT | 20 | 13.B7 | KA0243:11 | PANEL B JB70 | 13.B6
AF0081:34 | SC | KA024521 | WHT | 20 | 13.B7 | KA0245:21 | PANEL B JB70 | 13.B6
AF0081:41 | SC | KA023921 | WHT | 20 | 13.A7 | KA0239:21 | PANEL B JB70 | 13.B6
AF0083:SH | SC | IEG023011 | GRN | 14 | 8.B3 | IEG0230:11 | PANEL B JB70 | 8.B3
AF0092:13 | SC | 009213 | WHT | 20 | 24.C7 | XT0237:2 T2 | PANEL B JB70 | 24.C5
AF0094:SH | SC | IEG02302 | GRN | 14 | 8.D4 | IEG0230:2 | PANEL B JB70 | 8.D4
AF0095:18 | SC | SV21202 | WHT | 20 | 48.B7 | XT0060:4 | PANEL B JB70 | 48.B5
GR0133: | SC | IEG02303 | GRN | 14 | 4.A4 | IEG0230:3 | PANEL B JB70 | 4.A4
GR0134: | SC | GR0134 | GRN | 14 | 4.A4 | IEG0230:9 | PANEL B JB70 | 4.A4
KA0130:A2 | SC | UA1200J26 | WHT | 20 | 14.C5 | UA1200:J2-6 | PANEL B JB70 | 14.B3
KA0134:A1 | SC | KA0134A1 | WHT | 20 | 12.C6 | AF0067:12 | PANEL B JB70 | 76.D7
KA0141:21 | SC | KT0146A1 | WHT | 20 | 12.B2 | KA0241:21 | PANEL B JB70 | 12.B2
KA0141:24 | SC | FU0139 | WHT | 20 | 12.B2 | KA0241:24 | PANEL B JB70 | 12.B2
KA0221:11 | SC | KA022111 | WHT | 20 | 48.B6 | KA0235:24 | PANEL B JB70 | 48.B5
KA0221:A1 | SC | 007602 | WHT | 20 | 48.B6 | AF0076:02 | PANEL B JB70 | 48.B7
KA0221:A2 | SC | 007618 | WHT | 20 | 48.B6 | AF0076:18 | PANEL B JB70 | 48.B7
KT0145:A1 | SC | KA024412 | WHT | 20 | 12.B6 | KA0244:12 | PANEL B JB70 | 13.D4
KT0146:15 | SC | KT014615 | WHT | 20 | 13.C6 | AF0076:10 | PANEL B JB70 | 13.C7
KT0146:18 | SC | KA024214 | WHT | 20 | 13.C6 | KA0231:14 | PANEL B JB70 | 13.C6
KT0146:A2 | SC | KT0146A2 | WHT | 20 | 12.B2 | AF0076:29 | PANEL B JB70 | 12.B2
KT0146:B1 | SC | KT0146B1 | WHT | 20 | 12.B2 | AF0076:13 | PANEL B JB70 | 12.B2
XT0085:2 | SC | 007405 | WHT | 14 | 10.C6 | AF0074:05 | PANEL B JB70 | 10.C7
XT0085:3 | SC | 0V | WHT | 14 | 10.C6 | AF0074:21 | PANEL B JB70 | 10.C7
XT0134:3 | SC | 0V | WHT | 14 | 11.B3 | UV0291:24V(-) | PANEL B JB70 | 26.C5
XT0134:4 | SC | 0V | WHT | 12 | 11.B3 | XT0235:1 | PANEL B JB70 | 11.D4
XT0135:1 | SC | 0V | WHT | 14 | 11.B4 | KA1020:24 | PANEL B JB70 | 30.A5
XT0136:1 | SC | FU0139 | WHT | 20 | 12.A2 | XT0240:12 | PANEL B JB70 | 13.C4
XT0136:3 | SC | 0V | WHT | 20 | 12.A2 | XT0240:10 | PANEL B JB70 | 13.D3
XT0136:6 | SC | PS32004 | WHT | 20 | 73.D5 | KA0240:11 | PANEL B JB70 | 73.D6
XT0136:7 | SC | UF1300 | WHT | 20 | 73.D6 | KA0240:14 | PANEL B JB70 | 73.D6
XT0136:9 | SC | KA0231A1 | WHT | 20 | 12.B5 | KA0242:11 | PANEL B JB70 | 13.C6
XT0137:1 | SC | ESTOPA | WHT | 20 | 25.B5 | XT0240:3 | PANEL B JB70 | 13.A3
XT0137:2 | SC | ESTOP | WHT | 20 | 25.B5 | XT0240:4 | PANEL B JB70 | 13.A3
XT0138:3 | SC | FU0136 | WHT | 14 | 11.A3 | FU0291:LD | PANEL B JB70 | 26.C6
XT0138:4 | SC | FU0136 | WHT | 12 | 11.B3 | FU0210:LI | PANEL B JB70 | 11.C4
XT0139:3 | SC | FU0137 | WHT | 14 | 11.B4 | FU0211:LI | PANEL B JB70 | 11.B4
AU0080:L2 | WC0008 | AU0080L2 | ENET | CABLE | 8.A1 | AU0070:L1 | PANEL B JB70 | 9.A2
AF0086:12 | WC4661 | FT21082 | RED | 20 | 41.C7 | XT0050:2 | PANEL B JB70 | 41.C5
AF0086:28 | WC4661 | 0V | BLK | 20 | 41.C7 | XT0050:3 | PANEL B JB70 | 41.C5
AF0086:60 | WC4661 | FT2108S | SH | 20 | 41.C7 | XT0050:4 | PANEL B JB70 | 41.C5
XT0134:3 | WC8019 | 0V | 2 | 12 | 11.B3 | XT0334:3 | PANEL JB72 | 16.C2
XT0136:9 | WC8019 | KA0231A1 | 4 | 12 | 12.B5 | XT0334:4 | PANEL JB72 | 16.C2
XT0138:3 | WC8019 | FU0136 | 3 | 12 | 11.A3 | XT0334:1 | PANEL JB72 | 16.B2
FU0010:LD | SC | FU0010 | WHT | 14 | 11.A5 | UV0600:(+) | PLC PANEL (JB70) | 5.B2
XT0135:1 | SC | 0V | WHT | 14 | 11.B4 | UV0600:(-) | PLC PANEL (JB70) | 5.B2
AU0090:L1 | WC0003 | AP0603L2 | ENET | CABLE | 8.C1 | AP0603:L2 | PLC PANEL (JB70) | 5.A3
AF0081:04 | SC | SB0472B212 | WHT | 20 | 25.B7 | SB0472:B2-12 | DOOR (JB70) | 25.B1
AF0081:36 | SC | SB0472B211 | WHT | 20 | 25.B7 | SB0472:B2-11 | DOOR (JB70) | 25.B1
AF0087:00 | SC | SH047114 | WHT | 20 | 24.A7 | SH0471:14 | DOOR (JB70) | 24.A1
AF0087:01 | SC | SH047012 | WHT | 20 | 24.B7 | SH0470:12 | DOOR (JB70) | 24.B1
AF0087:02 | SC | SB047112 | WHT | 20 | 24.D7 | SB0471:12 | DOOR (JB70) | 24.D1
AF0087:03 | SC | SB047314 | WHT | 20 | 24.D7 | SB0473:14 | DOOR (JB70) | 24.D1
AF0087:04 | SC | SB047414 | WHT | 20 | 25.A7 | SB0474:14 | DOOR (JB70) | 25.A1
AF0087:05 | SC | SA047312 | WHT | 20 | 25.D7 | SA0473:12 | DOOR (JB70) | 25.D1
AF0087:06 | SC | SA047314 | WHT | 20 | 25.D7 | SA0473:14 | DOOR (JB70) | 25.D1
AF0087:07 | SC | SA0471B214 | WHT | 20 | 25.A7 | SA0471:B2-14 | DOOR (JB70) | 25.A1
AF0087:08 | SC | SA0471B114 | WHT | 20 | 25.B7 | SA0471:B1-14 | DOOR (JB70) | 25.B1
AF0087:32 | SC | SH047113 | WHT | 20 | 24.A7 | SH0471:13 | DOOR (JB70) | 24.A1
AF0087:33 | SC | SH047011 | WHT | 20 | 24.B7 | SH0470:11 | DOOR (JB70) | 24.B1
AF0087:34 | SC | SB047111 | WHT | 20 | 24.D7 | SB0471:11 | DOOR (JB70) | 24.D1
AF0087:35 | SC | SB047313 | WHT | 20 | 24.D7 | SB0473:13 | DOOR (JB70) | 24.D1
AF0087:36 | SC | SB047413 | WHT | 20 | 25.A7 | SB0474:13 | DOOR (JB70) | 25.A1
AF0087:37 | SC | SA047311 | WHT | 20 | 25.D7 | SA0473:11 | DOOR (JB70) | 25.D1
AF0087:38 | SC | SA047313 | WHT | 20 | 25.D7 | SA0473:13 | DOOR (JB70) | 25.D1
AF0087:39 | SC | SA0471B213 | WHT | 20 | 25.A7 | SA0471:B2-13 | DOOR (JB70) | 25.A1
AF0087:40 | SC | SA0471B113 | WHT | 20 | 25.B7 | SA0471:B1-13 | DOOR (JB70) | 25.B1
AF0091:14 | SC | SA0472B214 | WHT | 20 | 25.C7 | SA0472:B2-14 | DOOR (JB70) | 25.C1
AF0091:15 | SC | SA0472B114 | WHT | 20 | 25.C7 | SA0472:B1-14 | DOOR (JB70) | 25.C1
AF0091:46 | SC | SA0472B213 | WHT | 20 | 25.C7 | SA0472:B2-13 | DOOR (JB70) | 25.C1
AF0091:47 | SC | SA0472B113 | WHT | 20 | 25.C7 | SA0472:B1-13 | DOOR (JB70) | 25.C1
AF0093:06 | SC | SH0470X2 | WHT | 20 | 24.B7 | SH0470:X2 | DOOR (JB70) | 24.B1
AF0093:15 | SC | SH0471X2 | WHT | 20 | 24.A7 | SH0471:X2 | DOOR (JB70) | 24.A1
AF0093:22 | SC | SH0470X1 | WHT | 20 | 24.B7 | SH0470:X1 | DOOR (JB70) | 24.B1
AF0093:31 | SC | SH0471X1 | WHT | 20 | 24.A7 | SH0471:X1 | DOOR (JB70) | 24.A1
PEG0130:4 | SC | PEG01304 | GRN/YEL | 14 | 26.D6 | AT1100:GND | DOOR (JB70) | 26.D3
XT0134:3 | SC | 0V | WHT | 14 | 11.B3 | AT1100:NEG | DOOR (JB70) | 26.D3
XT0137:1 | SC | ESTOPA | WHT | 20 | 25.B5 | SB0472:B1-11 | DOOR (JB70) | 25.B1
XT0137:2 | SC | ESTOP | WHT | 20 | 25.B5 | SB0472:B1-12 | DOOR (JB70) | 25.B1
XT0137:3 | SC | SH047111 | WHT | 20 | 24.A5 | SH0471:11 | DOOR (JB70) | 24.A1
XT0137:4 | SC | SH047112 | WHT | 20 | 24.A5 | SH0471:12 | DOOR (JB70) | 24.A1
XT0137:5 | SC | SH047013 | WHT | 20 | 24.B5 | SH0470:13 | DOOR (JB70) | 24.B1
XT0137:6 | SC | SH047014 | WHT | 20 | 24.B5 | SH0470:14 | DOOR (JB70) | 24.B1
AF0092:28 | WC5072 | HA04721 | 1 | 18 | 24.C6 | HA0472:BLK-1 | DOOR (JB70) | 24.C1
AF0092:12 | WC5072 | HA04722 | 2 | 18 | 24.C6 | HA0472:BLK-2 | DOOR (JB70) | 24.C1
SolarTools ver. 24.0.84.24712 (Jul 31, 2025)
Report date: 1/29/2026 8:27 AM

## PANEL B JB70
PANEL B JB70
TURBINE BOX PANEL B (JB70)
Project # | 4M061
Project Name | STEEL REEF BURKE LLC
Revision | C.2
Controls DE | J. UNGER
Phone: | 0
Controls ME | K.MURPHY
Phone:
From | [5 empty] | To
Device ID | Cable (W) Conductor (SC) Jumper Clip (JC) | Wire No. | Wire ID | Gauge/Size | Page/Zone | Device ID | Location | Page/Zone
XT0060:1 | JC | 0V | CLIP | --- | 9.D1 | XT0060:2 | PANEL B JB70 | 9.D1
XT0233:1 | JC | FU0210 | CLIP | --- | 11.C4 | XT0233:2 | PANEL B JB70 | 11.C4
XT0233:2 | JC | FU0210 | CLIP | --- | 11.C4 | XT0233:3 | PANEL B JB70 | 11.C4
XT0235:1 | JC | 0V | CLIP | --- | 11.D4 | XT0235:2 | PANEL B JB70 | 11.D4
XT0235:2 | JC | 0V | CLIP | --- | 11.D4 | XT0235:3 | PANEL B JB70 | 11.D4
XT0240:11 | JC | FU0139 | CLIP | --- | 13.C4 | XT0240:12 | PANEL B JB70 | 13.C4
XT0240:9 | JC | 0V | CLIP | --- | 13.D3 | XT0240:10 | PANEL B JB70 | 13.D3
AF0061:02 | SC | 006102 | WHT | 20 | 31.B7 | KA0233:14 | PANEL B JB70 | 31.B5
AF0061:14 | SC | 006114 | WHT | 20 | 32.B7 | KA0234:14 | PANEL B JB70 | 32.B5
AF0061:COM | SC | 0V | WHT | 14 | 9.C2 | XT0060:2 | PANEL B JB70 | 9.D1
AF0061:J | SC | * |  |  | 9.C2 | AF0062:P | PANEL B JB70 | 9.C3
AF0061:V+ | SC | FU0061 | WHT | 14 | 9.C2 | FU0061:LD | PANEL B JB70 | 9.D1
AF0062:00 | SC | 006200 | WHT | 20 | 49.A7 | KA0222:14 | PANEL B JB70 | 49.A6
AF0062:16 | SC | SV21242 | WHT | 20 | 49.A7 | XT0060:5 | PANEL B JB70 | 49.A5
AF0062:COM | SC | 0V | WHT | 14 | 9.C3 | XT0060:2 | PANEL B JB70 | 9.D1
AF0062:J | SC | * |  |  | 9.C3 | AF0063:P | PANEL B JB70 | 9.C3
AF0062:V+ | SC | FU0062 | WHT | 14 | 9.C3 | FU0062:LD | PANEL B JB70 | 9.D1
AF0063:COM | SC | AF0063N | WHT | 16 | 9.C3 | AF0064:COM | PANEL B JB70 | 9.C4
AF0063:COM | SC | AU0060N | WHT | 16 | 9.C3 | AU0060:COM | PANEL B JB70 | 9.C2
AF0063:J | SC | * |  |  | 9.C3 | AF0064:P | PANEL B JB70 | 9.C4
AF0063:V+ | SC | AF0063P | WHT | 16 | 9.C3 | AF0064:V+ | PANEL B JB70 | 9.C4
AF0063:V+ | SC | AU0060P | WHT | 16 | 9.C3 | AU0060:V+ | PANEL B JB70 | 9.C2
AF0064:COM | SC | AF0064N | WHT | 16 | 9.C4 | AF0065:COM | PANEL B JB70 | 9.C5
AF0064:J | SC | * |  |  | 9.C4 | AF0065:P | PANEL B JB70 | 9.C5
AF0064:SH | SC | AF0064G | GRN | 14 | 9.C4 | AF0065:SH | PANEL B JB70 | 9.C5
AF0064:SH | SC | IEG02304 | GRN | 14 | 9.C4 | IEG0230:4 | PANEL B JB70 | 9.D4
AF0064:V+ | SC | AF0064P | WHT | 16 | 9.C4 | AF0065:V+ | PANEL B JB70 | 9.C5
AF0065:COM | SC | AF0065N | WHT | 16 | 9.C5 | AF0068:COM | PANEL B JB70 | 9.C6
AF0065:J | SC | * |  |  | 9.C5 | AF0066:P | PANEL B JB70 | 9.C5
AF0065:SH | SC | AF0065G | GRN | 14 | 9.C5 | AF0066:SH | PANEL B JB70 | 9.C5
AF0065:V+ | SC | AF0065P | WHT | 16 | 9.C5 | AF0068:V+ | PANEL B JB70 | 9.C6
AF0066:COM | SC | 0V | WHT | 14 | 9.C5 | XT0060:2 | PANEL B JB70 | 9.D1
AF0066:J | SC | * |  |  | 9.C5 | AF0067:P | PANEL B JB70 | 9.C6
AF0066:SH | SC | AF0066G | GRN | 14 | 9.C5 | AF0068:SH | PANEL B JB70 | 9.C6
AF0066:V+ | SC | FU0063 | WHT | 16 | 9.C5 | FU0063:LD | PANEL B JB70 | 9.D1
AF0067:COM | SC | 0V | WHT | 14 | 9.C6 | XT0060:2 | PANEL B JB70 | 9.D1
AF0067:J | SC | * |  |  | 9.C6 | AF0068:P | PANEL B JB70 | 9.C6
AF0067:V+ | SC | FU0064 | WHT | 16 | 9.C6 | FU0064:LD | PANEL B JB70 | 9.D1
AF0068:SH | SC | AU0060G | GRN | 14 | 9.C6 | AU0060:GND | PANEL B JB70 | 9.C2
AF0071:COM | SC | AF0071N | WHT | 16 | 9.B2 | AF0072:COM | PANEL B JB70 | 9.A3
AF0071:COM | SC | AU0070N | WHT | 16 | 9.B2 | AU0070:COM | PANEL B JB70 | 9.A2
AF0071:J | SC | * |  |  | 9.B2 | AF0072:P | PANEL B JB70 | 9.A3
AF0071:SH | SC | AF0071G | GRN | 14 | 9.B2 | AF0072:SH | PANEL B JB70 | 9.A3
AF0071:SH | SC | IEG02305 | GRN | 14 | 9.B2 | IEG0230:5 | PANEL B JB70 | 9.B2
AF0071:SH | SC | IEG02305 | GRN | 14 | 9.B2 | AU0070:GND | PANEL B JB70 | 9.A2
AF0071:V+ | SC | AF0071P | WHT | 16 | 9.B2 | AF0072:V+ | PANEL B JB70 | 9.A3
AF0071:V+ | SC | AU0070P | WHT | 16 | 9.B2 | AU0070:V+ | PANEL B JB70 | 9.A2
AF0072:COM | SC | AF0072N | WHT | 16 | 9.A3 | AF0073:COM | PANEL B JB70 | 9.B3
AF0072:J | SC | * |  |  | 9.A3 | AF0073:P | PANEL B JB70 | 9.B3
AF0072:SH | SC | AF0072G | GRN | 14 | 9.A3 | AF0073:SH | PANEL B JB70 | 9.B3
AF0072:V+ | SC | AF0072P | WHT | 16 | 9.A3 | AF0073:V+ | PANEL B JB70 | 9.B3
AF0073:COM | SC | AF0073N | WHT | 16 | 9.B3 | AF0074:COM | PANEL B JB70 | 9.B4
AF0073:J | SC | * |  |  | 9.B3 | AF0074:P | PANEL B JB70 | 9.B4
AF0073:SH | SC | AF0073G | GRN | 14 | 9.B3 | AF0074:SH | PANEL B JB70 | 9.B4
AF0073:V+ | SC | AF0073P | WHT | 16 | 9.B3 | AF0074:V+ | PANEL B JB70 | 9.B4
AF0074:COM | SC | AF0074N | WHT | 16 | 9.B4 | AF0075:COM | PANEL B JB70 | 9.A5
AF0074:J | SC | * |  |  | 9.B4 | AF0075:P | PANEL B JB70 | 9.A5
AF0074:SH | SC | AF0074G | GRN | 14 | 9.B4 | AF0075:SH | PANEL B JB70 | 9.A5
AF0074:V+ | SC | AF0074P | WHT | 16 | 9.B4 | AF0075:V+ | PANEL B JB70 | 9.A5
AF0075:COM | SC | AF0075N | WHT | 16 | 9.A5 | AF0077:COM | PANEL B JB70 | 9.B6
AF0075:J | SC | * |  |  | 9.A5 | AF0076:P | PANEL B JB70 | 9.A5
AF0075:SH | SC | AF0075G | GRN | 14 | 9.A5 | AF0077:SH | PANEL B JB70 | 9.B6
AF0075:V+ | SC | AF0075P | WHT | 16 | 9.A5 | AF0077:V+ | PANEL B JB70 | 9.B6
AF0076:00 | SC | 007600 | WHT | 20 | 44.B7 | KA0237:14 | PANEL B JB70 | 44.B5
AF0076:01 | SC | 007601 | WHT | 20 | 46.B7 | KA0237:24 | PANEL B JB70 | 46.B5
AF0076:04 | SC | 007604 | WHT | 20 | 49.A7 | KA0222:A1 | PANEL B JB70 | 49.A6
AF0076:06 | SC | 007606 | WHT | 20 | 85.D7 | KA0183:A1 | PANEL B JB70 | 85.D5
AF0076:08 | SC | 007608 | WHT | 20 | 26.A7 | KA1020:A1 | PANEL B JB70 | 26.A5
AF0076:11 | SC | UA1200J14 | WHT | 20 | 14.C7 | UA1200:J1-4 | PANEL B JB70 | 14.B3
AF0076:12 | SC | 007612 | WHT | 20 | 14.C7 | XT0237:1 B2 | PANEL B JB70 | 14.C5
AF0076:14 | SC | 007614 | WHT | 20 | 85.C7 | KA0182:A1 | PANEL B JB70 | 85.C5
AF0076:15 | SC | 007615 | WHT | 20 | 27.D6 | KA0224:A1 | PANEL B JB70 | 27.D6
AF0076:20 | SC | 007620 | WHT | 20 | 49.A7 | KA0222:A2 | PANEL B JB70 | 49.A6
AF0076:22 | SC | 007622 | WHT | 20 | 85.D7 | KA0183:A2 | PANEL B JB70 | 85.D5
AF0076:24 | SC | 007624 | WHT | 20 | 26.A7 | KA1020:A2 | PANEL B JB70 | 26.A5
AF0076:26 | SC | KA0231A2 | WHT | 20 | 13.C7 | KA0231:A2 | PANEL B JB70 | 13.C6
AF0076:30 | SC | 007630 | WHT | 20 | 85.C7 | KA0182:A2 | PANEL B JB70 | 85.C5
AF0076:31 | SC | 007631 | WHT | 20 | 27.D6 | KA0224:A2 | PANEL B JB70 | 27.D6
AF0076:COM | SC | 0V | WHT | 14 | 9.A5 | XT0070:1 | PANEL B JB70 | 9.B1
AF0076:J | SC | * |  |  | 9.A5 | AF0077:P | PANEL B JB70 | 9.B6
AF0076:V+ | SC | FU0071 | WHT | 16 | 9.A5 | FU0071:LD | PANEL B JB70 | 9.B1
XT0240:3 | SC | JW1 | CLIP | -- | 13.A3 | XT0240:2 | PANEL B JB70 | 13.A3
XT0240:2 | SC | JP0 | VIO | 20 | 13.A3 | XT0240:1 | PANEL B JB70 | 13.A3
AU0060:COM | SC | 0V | WHT | 14 | 9.C2 | XT0060:1 | PANEL B JB70 | 9.D1
AU0060:V+ | SC | FU0060 | WHT | 14 | 9.C2 | FU0060:LD | PANEL B JB70 | 9.C1
AU0070:COM | SC | 0V | WHT | 14 | 9.A2 | XT0070:1 | PANEL B JB70 | 9.B1
AU0070:V+ | SC | FU0070 | WHT | 16 | 9.A2 | FU0070:LD | PANEL B JB70 | 9.B1
BA1100:NEG | SC | UV0291N | WHT | 16 | 26.D1 | UV0291:OUT1(-) | PANEL B JB70 | 26.C5
BA1100:POS | SC | FU1101LD | WHT | 16 | 26.D1 | FU1101:LD | PANEL B JB70 | 26.C2
FU0060:LI | SC | FU0210 | WHT | 14 | 9.C1 | XT0233:1 | PANEL B JB70 | 11.C4
FU0060:LI | SC | FU0210 | WHT | 14 | 9.C1 | FU0061:LI | PANEL B JB70 | 9.D1
FU0061:LI | SC | FU0210 | WHT | 14 | 9.D1 | FU0062:LI | PANEL B JB70 | 9.D1
FU0062:LI | SC | FU0210 | WHT | 14 | 9.D1 | FU0063:LI | PANEL B JB70 | 9.D1
FU0063:LI | SC | FU0210 | WHT | 14 | 9.D1 | FU0064:LI | PANEL B JB70 | 9.D1
FU0070:LI | SC | FU0210 | WHT | 14 | 9.B1 | XT0233:2 | PANEL B JB70 | 11.C4
FU0070:LI | SC | FU0210 | WHT | 14 | 9.B1 | FU0071:LI | PANEL B JB70 | 9.B1
FU0210:LD | SC | FU0210 | WHT | 12 | 11.C4 | XT0233:1 | PANEL B JB70 | 11.C4
FU0211:LD | SC | FU0211 | WHT | 14 | 11.B4 | KA1020:14 | PANEL B JB70 | 30.A5
FU0212:LD | SC | FU0212 | WHT | 16 | 11.C5 | KA0248:21 | PANEL B JB70 | 14.C6
FU0212:LD | SC | FU0212 | WHT | 16 | 11.C5 | XT0233:4 | PANEL B JB70 | 14.D5
FU0212:LI | SC | FU0210 | WHT | 14 | 11.C5 | XT0233:1 | PANEL B JB70 | 11.C4
FU0291:LI | SC | FU0291LI | WHT | 16 | 26.C6 | UV0291:24V(+) | PANEL B JB70 | 26.C5
FU0390:LD | SC | FU0210 | WHT | 12 | 11.C4 | XT0050:1 | PANEL B JB70 | 41.C5
FU0390:LI | SC | FU0210 | WHT | 12 | 11.C4 | XT0233:3 | PANEL B JB70 | 11.C4
FU1101:LI | SC | UV0291P | WHT | 16 | 26.C2 | UV0291:OUT1(+) | PANEL B JB70 | 26.C5
GR0231: | SC | IEG02306 | GRN | 14 | 4.A3 | IEG0230:6 | PANEL B JB70 | 4.A3
GR0232: | SC | GR0232 | GRN/YEL | 14 | 4.A3 | FRAME | PANEL B JB70 | 4.A3
GR0233: | SC | IEG02307 | GRN | 14 | 9.B3 | IEG0230:7 | PANEL B JB70 | 9.B3
IEG0230:8 | SC | IEG02308 | GRN | 16 | 14.D6 | UA1200:J3-4 | PANEL B JB70 | 14.B3
KA0222:11 | SC | KA022211 | WHT | 20 | 49.A6 | KA0236:24 | PANEL B JB70 | 49.A5
KA0224:11 | SC | KA022411 | WHT | 20 | 27.D5 | XT0224:1 | PANEL B JB70 | 27.D5
KA0224:14 | SC | KA022414 | WHT | 20 | 27.D5 | XT0224:2 | PANEL B JB70 | 27.D5
KA0231:11 | SC | KA0231A1 | WHT | 20 | 13.C6 | KA0242:11 | PANEL B JB70 | 13.C6
KA0231:11 | SC | KA0231A1 | WHT | 20 | 13.C6 | KA0231:A1 | PANEL B JB70 | 13.C6
KA0231:14 | SC | KA024214 | WHT | 20 | 13.C6 | KA0242:14 | PANEL B JB70 | 13.C6
KA0231:21 | SC | KA023121 | WHT | 20 | 13.A4 | KA0245:14 | PANEL B JB70 | 13.A4
KA0231:A1 | SC | KA0231A1 | WHT | 20 | 13.C6 | KA0232:A1 | PANEL B JB70 | 13.D6
KA0231:A2 | SC | KA0231A2 | WHT | 20 | 13.C6 | KA0232:A2 | PANEL B JB70 | 13.D6
KA0232:A1 | SC | KA0231A1 | WHT | 20 | 13.D6 | KA0233:A1 | PANEL B JB70 | 13.D6
KA0232:A2 | SC | KA0231A2 | WHT | 20 | 13.D6 | KA0233:A2 | PANEL B JB70 | 13.D6
KA0233:A1 | SC | KA0231A1 | WHT | 20 | 13.D6 | KA0234:A1 | PANEL B JB70 | 13.D6
KA0233:A2 | SC | KA0231A2 | WHT | 20 | 13.D6 | KA0234:A2 | PANEL B JB70 | 13.D6
KA0235:11 | SC | UA1200J21 | WHT | 20 | 13.A5 | KA0241:11 | PANEL B JB70 | 13.A5
KA0235:11 | SC | UA1200J21 | WHT | 20 | 13.A5 | XT0060:3 | PANEL B JB70 | 14.D5
KA0235:14 | SC | KA024114 | WHT | 20 | 13.A5 | KA0241:14 | PANEL B JB70 | 13.A5
KA0235:A1 | SC | ESTOP | WHT | 20 | 13.A2 | KA0236:A1 | PANEL B JB70 | 13.B2
KA0235:A1 | SC | ESTOP | WHT | 20 | 13.A2 | XT0240:4 | PANEL B JB70 | 13.A3
KA0236:11 | SC | FU0139 | WHT | 20 | 13.D4 | XT0240:12 | PANEL B JB70 | 13.C4
KA0236:11 | SC | FU0139 | WHT | 20 | 13.D4 | KA0244:11 | PANEL B JB70 | 13.D4
KA0236:12 | SC | KA023612 | WHT | 20 | 13.D4 | XT0240:13 | PANEL B JB70 | 13.D4
KA0236:A1 | SC | ESTOP | WHT | 20 | 13.B2 | KA0237:A1 | PANEL B JB70 | 13.B2
KA0236:A2 | SC | 0V | WHT | 20 | 13.B2 | KA0235:A2 | PANEL B JB70 | 13.A2
KA0236:A2 | SC | 0V | WHT | 20 | 13.B2 | KA0237:A2 | PANEL B JB70 | 13.B2
KA0237:A1 | SC | ESTOP | WHT | 20 | 13.B2 | KA0238:A1 | PANEL B JB70 | 13.B2
KA0237:A2 | SC | 0V | WHT | 20 | 13.B2 | KA0238:A2 | PANEL B JB70 | 13.B2
KA0238:A1 | SC | ESTOP | WHT | 20 | 13.B2 | KA0239:A1 | PANEL B JB70 | 13.B2
KA0238:A2 | SC | 0V | WHT | 20 | 13.B2 | KA0239:A2 | PANEL B JB70 | 13.B2
KA0239:A1 | SC | ESTOP | WHT | 20 | 13.B2 | KA0240:A1 | PANEL B JB70 | 13.B2
KA0239:A2 | SC | 0V | WHT | 20 | 13.B2 | KA0240:A2 | PANEL B JB70 | 13.B2
KA0240:A1 | SC | ESTOP | WHT | 20 | 13.B2 | KA0248:A1 | PANEL B JB70 | 13.C2
KA0240:A2 | SC | 0V | WHT | 20 | 13.B2 | KA0248:A2 | PANEL B JB70 | 13.C2
KA0241:14 | SC | KA024114 | WHT | 20 | 13.A5 | KA0231:24 | PANEL B JB70 | 13.A4
KA0241:A1 | SC | KA0241A1 | WHT | 20 | 13.C2 | KA0242:A1 | PANEL B JB70 | 13.C2
KA0241:A1 | SC | KA0241A1 | WHT | 20 | 13.C2 | XT0240:6 | PANEL B JB70 | 13.C3
KA0241:A2 | SC | 0V | WHT | 20 | 13.C2 | KA0242:A2 | PANEL B JB70 | 13.C2
KA0241:A2 | SC | 0V | WHT | 20 | 13.C2 | KA0250:A2 | PANEL B JB70 | 13.C2
KA0242:21 | SC | 024221 | WHT | 20 | 14.C6 | XT0237:1 T2 | PANEL B JB70 | 14.C5
KA0242:24 | SC | 024822 | WHT | 20 | 14.C6 | KA0248:22 | PANEL B JB70 | 14.C6
KA0242:A2 | SC | 0V | WHT | 20 | 13.C2 | KA0243:A2 | PANEL B JB70 | 13.C2
KA0243:21 | SC | ESTOPC | WHT | 20 | 13.A3 | XT0240:1 | PANEL B JB70 | 13.A3
KA0243:24 | SC | KA024511 | WHT | 20 | 13.A3 | KA0245:11 | PANEL B JB70 | 13.A4
KA0243:A1 | SC | KA0243A1 | WHT | 20 | 13.C2 | KA0244:A1 | PANEL B JB70 | 13.D2
KA0243:A1 | SC | KA0243A1 | WHT | 20 | 13.C2 | XT0240:7 | PANEL B JB70 | 13.C3
KA0243:A2 | SC | 0V | WHT | 20 | 13.C2 | KA0244:A2 | PANEL B JB70 | 13.D2
KA0244:A1 | SC | KA0243A1 | WHT | 20 | 13.D2 | KA0246:A1 | PANEL B JB70 | 13.D2
KA0244:A2 | SC | 0V | WHT | 20 | 13.D2 | KA0246:A2 | PANEL B JB70 | 13.D2
KA0245:A1 | SC | KA0245A1 | WHT | 20 | 13.D2 | KA0249:A1 | PANEL B JB70 | 13.D2
KA0245:A1 | SC | KA0245A1 | WHT | 20 | 13.D2 | XT0240:8 | PANEL B JB70 | 13.D3
KA0245:A2 | SC | 0V | WHT | 20 | 13.D2 | KA0249:A2 | PANEL B JB70 | 13.D2
KA0245:A2 | SC | 0V | WHT | 20 | 13.D2 | KA0247:A2 | PANEL B JB70 | 13.D2
KA0246:A1 | SC | KA0243A1 | WHT | 20 | 13.D2 | KA0247:A1 | PANEL B JB70 | 13.D2
KA0246:A2 | SC | 0V | WHT | 20 | 13.D2 | KA0247:A2 | PANEL B JB70 | 13.D2
KA0248:A1 | SC | ESTOP | WHT | 20 | 13.C2 | KA0250:A1 | PANEL B JB70 | 13.C2
KA0248:A2 | SC | 0V | WHT | 20 | 13.C2 | KA0250:A2 | PANEL B JB70 | 13.C2
KA0249:A2 | SC | 0V | WHT | 20 | 13.D2 | XT0240:10 | PANEL B JB70 | 13.D3
UA1200:J1-10 | SC | FU0212 | WHT | 20 | 14.B3 | XT0233:4 | PANEL B JB70 | 14.D5
UA1200:J1-5 | SC | UA1200J15 | WHT | 20 | 14.B3 | XT0237:1 B1 | PANEL B JB70 | 14.C5
UA1200:J1-8 | SC | UA1200J | WHT | 20 | 54.B6 | UA1200:J3-5 | PANEL B JB70 | 54.B6
UA1200:J1-9 | SC | 0V | WHT | 20 | 14.B3 | XT0235:4 | PANEL B JB70 | 14.D5
UA1200:J2-1 | SC | UA1200J21 | WHT | 20 | 14.B3 | XT0060:3 | PANEL B JB70 | 14.D5
UA1200:J2-2 | SC | FU0212 | WHT | 20 | 14.B3 | XT0233:4 | PANEL B JB70 | 14.D5
XT0050:3 | SC | 0V | WHT | 20 | 41.C5 | XT0235:3 | PANEL B JB70 | 11.D4
XT0070:1 | SC | 0V | WHT | 14 | 9.B1 | XT0235:1 | PANEL B JB70 | 11.D4
XT0235:1 | SC | 0V | WHT | 14 | 11.D4 | XT0060:1 | PANEL B JB70 | 9.D1
XT0235:4 | SC | 0V | WHT | 16 | 14.D5 | XT0235:2 | PANEL B JB70 | 11.D4
XT0236:1 | SC | FU0139 | WHT | 20 | 24.B5 | XT0240:11 | PANEL B JB70 | 13.C4
XT0236:2 | SC | KA0241A1 | WHT | 20 | 24.B5 | XT0240:6 | PANEL B JB70 | 13.C3
XT0236:3 | SC | 0V | WHT | 20 | 24.C5 | XT0240:9 | PANEL B JB70 | 13.D3
XT0237:2 B2 | SC | KA023612 | WHT | 20 | 24.C5 | XT0240:13 | PANEL B JB70 | 13.D4
XT0240:5 | SC | ESTOP | WHT | 20 | 13.B3 | XT0240:4 | PANEL B JB70 | 13.A3
AU0060:L1 | WC0007 | AU0070L2 | ENET | CABLE | 9.C2 | AU0070:L2 | PANEL B JB70 | 9.A2
AF0065:12 | WC4524 | UA1200J13 | CLR | 20 | 14.B7 | UA1200:J1-3 | PANEL B JB70 | 14.B3
AF0065:28 | WC4524 | UA1200J11 | BLK | 20 | 14.B7 | UA1200:J1-1 | PANEL B JB70 | 14.B3
AF0065:60 | WC4524 | UA1200S | SH | 20 | 14.B7 | FLOATING | PANEL B JB70 | 14.B3
AF0067:12 | SC | KA0134A1 | WHT | 20 | 76.D7 | KA0134:A1 | PANEL A JB70 | 12.C6
AF0074:05 | SC | 007405 | WHT | 14 | 10.C7 | XT0085:2 | PANEL A JB70 | 10.C6
AF0074:21 | SC | 0V | WHT | 14 | 10.C7 | XT0085:3 | PANEL A JB70 | 10.C6
AF0076:02 | SC | 007602 | WHT | 20 | 48.B7 | KA0221:A1 | PANEL A JB70 | 48.B6
AF0076:10 | SC | KT014615 | WHT | 20 | 13.C7 | KT0146:15 | PANEL A JB70 | 13.C6
AF0076:13 | SC | KT0146B1 | WHT | 20 | 12.B2 | KT0146:B1 | PANEL A JB70 | 12.B2
AF0076:18 | SC | 007618 | WHT | 20 | 48.B7 | KA0221:A2 | PANEL A JB70 | 48.B6
AF0076:29 | SC | KT0146A2 | WHT | 20 | 12.B2 | KT0146:A2 | PANEL A JB70 | 12.B2
FU0210:LI | SC | FU0136 | WHT | 12 | 11.C4 | XT0138:4 | PANEL A JB70 | 11.B3
FU0211:LI | SC | FU0137 | WHT | 14 | 11.B4 | XT0139:3 | PANEL A JB70 | 11.B4
FU0291:LD | SC | FU0136 | WHT | 14 | 26.C6 | XT0138:3 | PANEL A JB70 | 11.A3
IEG0230:11 | SC | IEG023011 | GRN | 14 | 8.B3 | AF0083:SH | PANEL A JB70 | 8.B3
IEG0230:2 | SC | IEG02302 | GRN | 14 | 8.D4 | AF0094:SH | PANEL A JB70 | 8.D4
IEG0230:3 | SC | IEG02303 | GRN | 14 | 4.A4 | GR0133: | PANEL A JB70 | 4.A4
IEG0230:9 | SC | GR0134 | GRN | 14 | 4.A4 | GR0134: | PANEL A JB70 | 4.A4
KA0231:14 | SC | KA024214 | WHT | 20 | 13.C6 | KT0146:18 | PANEL A JB70 | 13.C6
KA0235:24 | SC | KA022111 | WHT | 20 | 48.B5 | KA0221:11 | PANEL A JB70 | 48.B6
KA0239:21 | SC | KA023921 | WHT | 20 | 13.B6 | AF0081:41 | PANEL A JB70 | 13.A7
KA0239:24 | SC | KA023924 | WHT | 20 | 13.B6 | AF0081:09 | PANEL A JB70 | 13.A7
KA0240:11 | SC | PS32004 | WHT | 20 | 73.D6 | XT0136:6 | PANEL A JB70 | 73.D5
KA0240:14 | SC | UF1300 | WHT | 20 | 73.D6 | XT0136:7 | PANEL A JB70 | 73.D6
KA0241:11 | SC | UA1200J21 | WHT | 20 | 13.A5 | AF0081:00 | PANEL A JB70 | 13.A7
KA0241:21 | SC | KT0146A1 | WHT | 20 | 12.B2 | KA0141:21 | PANEL A JB70 | 12.B2
KA0241:24 | SC | FU0139 | WHT | 20 | 12.B2 | KA0141:24 | PANEL A JB70 | 12.B2
KA0242:11 | SC | KA0231A1 | WHT | 20 | 13.C6 | XT0136:9 | PANEL A JB70 | 12.B5
KA0242:14 | SC | KA024214 | WHT | 20 | 13.C6 | AF0081:08 | PANEL A JB70 | 13.C7
KA0243:11 | SC | KA024311 | WHT | 20 | 13.B6 | AF0081:33 | PANEL A JB70 | 13.B7
KA0243:14 | SC | KA024314 | WHT | 20 | 13.B6 | AF0081:01 | PANEL A JB70 | 13.B7
KA0244:12 | SC | KA024412 | WHT | 20 | 13.D4 | KT0145:A1 | PANEL A JB70 | 12.B6
KA0245:21 | SC | KA024521 | WHT | 20 | 13.B6 | AF0081:34 | PANEL A JB70 | 13.B7
KA0245:24 | SC | KA024524 | WHT | 20 | 13.B6 | AF0081:02 | PANEL A JB70 | 13.B7
KA1020:24 | SC | 0V | WHT | 14 | 30.A5 | XT0135:1 | PANEL A JB70 | 11.B4
UA1200:J2-6 | SC | UA1200J26 | WHT | 20 | 14.B3 | KA0130:A2 | PANEL A JB70 | 14.C5
UA1200:J2-7 | SC | UA1200J27 | WHT | 20 | 14.B3 | AF0081:19 | PANEL A JB70 | 14.C7
UV0291:24V(-) | SC | 0V | WHT | 14 | 26.C5 | XT0134:3 | PANEL A JB70 | 11.B3
XT0060:4 | SC | SV21202 | WHT | 20 | 48.B5 | AF0095:18 | PANEL A JB70 | 48.B7
XT0235:1 | SC | 0V | WHT | 12 | 11.D4 | XT0134:4 | PANEL A JB70 | 11.B3
XT0237:2 T2 | SC | 009213 | WHT | 20 | 24.C5 | AF0092:13 | PANEL A JB70 | 24.C7
XT0240:10 | SC | 0V | WHT | 20 | 13.D3 | XT0136:3 | PANEL A JB70 | 12.A2
XT0240:12 | SC | FU0139 | WHT | 20 | 13.C4 | XT0136:1 | PANEL A JB70 | 12.A2
XT0240:3 | SC | ESTOPA | WHT | 20 | 13.A3 | XT0137:1 | PANEL A JB70 | 25.B5
XT0240:4 | SC | ESTOP | WHT | 20 | 13.A3 | XT0137:2 | PANEL A JB70 | 25.B5
AU0070:L1 | WC0008 | AU0080L2 | ENET | CABLE | 9.A2 | AU0080:L2 | PANEL A JB70 | 8.A1
XT0050:2 | WC4661 | FT21082 | RED | 20 | 41.C5 | AF0086:12 | PANEL A JB70 | 41.C7
XT0050:3 | WC4661 | 0V | BLK | 20 | 41.C5 | AF0086:28 | PANEL A JB70 | 41.C7
XT0050:4 | WC4661 | FT2108S | SH | 20 | 41.C5 | AF0086:60 | PANEL A JB70 | 41.C7
AU0060:L2 | WC0006 | AU0060L2 | ENET | CABLE | 9.C2 | AF0410:L1 | PANEL JB72 | 15.B5
XT0240:5 | WC8019 | ESTOP | 1 | 12 | 13.B3 | XT0334:2 | PANEL JB72 | 16.C2
IEG0230:1 | SC | IEG02301 | GRN | 12 | 5.B5 | AR0600:IE2 | PLC PANEL (JB70) | 5.A1
IEG0230:10 | SC | IEG023010 | GRN | 14 | 4.A4 | GR0234: | PLC PANEL (JB70) | 4.A4
XT0233:3 | SC | FU0210 | WHT | 12 | 11.C4 | XT0001:4 | PLC PANEL (JB70) | 3.B3
XT0233:3 | SC | FU0210 | WHT | 12 | 11.C4 | XT0001:1 | PLC PANEL (JB70) | 3.A3
XT0233:3 | SC | FU0210 | WHT | 14 | 11.C4 | FU0680:LI | PLC PANEL (JB70) | 7.B2
XT0235:3 | SC | 0V | WHT | 12 | 11.D4 | XT0001:5 | PLC PANEL (JB70) | 3.B3
XT0235:3 | SC | 0V | WHT | 12 | 11.D4 | XT0001:2 | PLC PANEL (JB70) | 3.A3
XT0235:3 | SC | 0V | WHT | 14 | 11.D4 | XT0680:2 | PLC PANEL (JB70) | 7.B3
BA1100:L2 | WC0010 | BA1100L2 | ENET | CABLE | 26.D1 | AP0602:L1 | PLC PANEL (JB70) | 5.A3
BA1100:L1 | WC9001 | BA0001RJ45 | ENET | CABLE | 26.D1 | BA0001:RJ45 | PLC PANEL (JB70) | 3.A2
XT0236:1 | SC | FU0139 | WHT | 20 | 24.B5 | SH0472:13 | DOOR (JB70) | 24.B1
XT0236:2 | SC | KA0241A1 | WHT | 20 | 24.B5 | SH0472:14 | DOOR (JB70) | 24.B1
XT0236:3 | SC | 0V | WHT | 20 | 24.C5 | SH0472:X1 | DOOR (JB70) | 24.C1
XT0236:4 | SC | SH047211 | WHT | 20 | 24.C5 | SH0472:11 | DOOR (JB70) | 24.C1
XT0236:5 | SC | SH047212 | WHT | 20 | 24.C5 | SH0472:12 | DOOR (JB70) | 24.C1
XT0237:2 B1 | SC | SH0472X2 | WHT | 20 | 24.C5 | SH0472:X2 | DOOR (JB70) | 24.C1
BA1100:DEVICE | WC0101 | BA1100DEVICE | ENET | CABLE | 26.D1 | AT1100:L1 | DOOR (JB70) | 26.D3
SolarTools ver. 24.0.84.24712 (Jul 31, 2025)
Report date: 1/29/2026 8:27 AM

## PANEL JB72
PANEL JB72
GENERATOR BOX PANEL (JB72)
Project # | 4M061
Project Name | STEEL REEF BURKE LLC
Revision | C.2
Controls DE | J. UNGER
Phone: | 0
Controls ME | K.MURPHY
Phone:
From | [5 empty] | To
Device ID | Cable (W) Conductor (SC) Jumper Clip (JC) | Wire No. | Wire ID | Gauge/Size | Page/Zone | Device ID | Location | Page/Zone
XT0130:3 | JC | 0V | CLIP | --- | 17.A5 | XT0130:2 | PANEL JB72 | 17.A5
XT0336:2 | JC | 0V | CLIP | --- | 16.C4 | XT0336:3 | PANEL JB72 | 16.C4
XT0336:3 | JC | 0V | CLIP | --- | 16.C4 | XT0336:4 | PANEL JB72 | 16.D4
XT0350:1 | JC | CCT1(-) | CLIP | --- | 61.A4 | XT0350:2 | PANEL JB72 | 61.A4
XT0350:3 | JC | CCT1(+) | CLIP | --- | 61.A4 | XT0350:4 | PANEL JB72 | 61.A4
XT0351:1 | JC | VBUSA | CLIP | --- | 59.B4 | XT0351:2 | PANEL JB72 | 59.B4
XT0351:11 | JC | VGENC | CLIP | --- | 59.D4 | XT0351:12 | PANEL JB72 | 59.D4
XT0351:3 | JC | VBUSB | CLIP | --- | 59.B4 | XT0351:4 | PANEL JB72 | 59.B4
XT0351:5 | JC | VBUSC | CLIP | --- | 59.B4 | XT0351:6 | PANEL JB72 | 59.B4
XT0351:7 | JC | VGENA | CLIP | --- | 59.D4 | XT0351:8 | PANEL JB72 | 59.D4
XT0351:9 | JC | VGENB | CLIP | --- | 59.D4 | XT0351:10 | PANEL JB72 | 59.D4
XT0370:1 | JC | EXC1 | CLIP | --- | 60.C4 | XT0370:2 | PANEL JB72 | 60.C5
XT0370:3 | JC | EXC2 | CLIP | --- | 60.C4 | XT0370:4 | PANEL JB72 | 60.C5
XT0370:5 | JC | EXCS | CLIP | --- | 60.C4 | XT0370:6 | PANEL JB72 | 60.C5
XT0352:4 | SC | JW70 | CLIP | -- | 61.B4 | XT0352:5 | PANEL JB72 | 61.B4
XT0352:5 | SC | JW71 | CLIP | -- | 61.B4 | XT0352:6 | PANEL JB72 | 61.B4
XT0352:6 | SC | JW72 | CLIP | -- | 61.B4 | XT0352:7 | PANEL JB72 | 61.B4
AF0400:12 | SC | XT04001 | GRN | 16 | 15.B6 | XT0400:1 | PANEL JB72 | 15.C6
AF0410:32 | SC | XT04001 | GRN | 16 | 15.B5 | XT0400:1 | PANEL JB72 | 15.C6
AF0410:53 | SC | 0V | WHT | 16 | 15.B5 | XT0130:4 | PANEL JB72 | 15.A4
AF0410:54 | SC | AF0410N | WHT | 16 | 15.B5 | AF0420:53 | PANEL JB72 | 15.B5
AF0410:55 | SC | FU0113 | WHT | 16 | 15.B5 | FU0113:LD | PANEL JB72 | 15.A4
AF0410:56 | SC | AF0410P | WHT | 16 | 15.B5 | AF0420:55 | PANEL JB72 | 15.B5
AF0420:32 | SC | XT04001 | GRN | 16 | 15.B5 | XT0400:1 | PANEL JB72 | 15.C6
AF0420:54 | SC | AF0420N | WHT | 16 | 15.B5 | AF0440:53 | PANEL JB72 | 15.B4
AF0420:56 | SC | AF0420P | WHT | 16 | 15.B5 | AF0440:55 | PANEL JB72 | 15.B4
AF0440:32 | SC | XT04002 | GRN | 16 | 15.B4 | XT0400:2 | PANEL JB72 | 15.C3
AF0440:54 | SC | AF0440N | WHT | 16 | 15.B4 | AF0450:53 | PANEL JB72 | 15.B3
AF0440:56 | SC | AF0440P | WHT | 16 | 15.B4 | AF0450:55 | PANEL JB72 | 15.B3
AF0450:01 | SC | 045001 | WHT | 20 | 57.D6 | AF0450:02 | PANEL JB72 | 57.D6
AF0450:32 | SC | XT04002 | GRN | 16 | 15.B3 | XT0400:2 | PANEL JB72 | 15.C3
AT0140:13 VGEN-A | SC | VGENA | RED | 16 | 59.D7 | XT0351:7 | PANEL JB72 | 59.D4
AT0140:14 VGEN-B | SC | VGENB | RED | 16 | 59.D7 | XT0351:9 | PANEL JB72 | 59.D4
AT0140:15 VGEN-C | SC | VGENC | RED | 16 | 59.D7 | XT0351:11 | PANEL JB72 | 59.D4
AT0140:17 VBUS-A | SC | VBUSA | RED | 16 | 59.B7 | XT0351:2 | PANEL JB72 | 59.B4
AT0140:18 VBUS-B | SC | VBUSB | RED | 16 | 59.B7 | XT0351:3 | PANEL JB72 | 59.B4
AT0140:19 VBUS-C | SC | VBUSC | RED | 16 | 59.B7 | XT0351:5 | PANEL JB72 | 59.B4
AT0140:29 FLT | SC | KA0310A2 | WHT | 20 | 17.C4 | KA0310:A2 | PANEL JB72 | 16.B5
AT0140:3 EX-D(-) | SC | 0V | WHT | 16 | 62.C7 | XT0336:4 | PANEL JB72 | 16.D4
AT0140:30 FLT | SC | 0V | WHT | 14 | 17.C4 | XT0336:4 | PANEL JB72 | 16.D4
AT0140:36 I1(+) | SC | MCTA | BLU | 12 | 61.B7 | XT0352:1 | PANEL JB72 | 61.B4
AT0140:37 I1(-) | SC | MCTAN | BLU | 12 | 61.B7 | XT0352:14 | PANEL JB72 | 61.B6
AT0140:38 I2(+) | SC | MCTB | BLU | 12 | 61.B7 | XT0352:2 | PANEL JB72 | 61.B4
AT0140:39 I2(-) | SC | MCTBN | BLU | 12 | 61.B7 | XT0352:15 | PANEL JB72 | 61.B6
AT0140:4 EX-D(+) | SC | KA012314 | WHT | 16 | 62.C7 | KA0123:14 | PANEL JB72 | 16.B5
AT0140:40 I3(+) | SC | MCTC | BLU | 12 | 61.B7 | XT0352:3 | PANEL JB72 | 61.B4
AT0140:41 I3(-) | SC | MCTCN | BLU | 12 | 61.B7 | XT0352:16 | PANEL JB72 | 61.B6
AT0140:47 BAT(+) | SC | FU0334 | WHT | 16 | 17.C4 | XT0335:2 | PANEL JB72 | 16.B4
AT0140:48 BAT(-) | SC | 0V | WHT | 16 | 17.C4 | XT0336:4 | PANEL JB72 | 16.D4
AT0140:FG 56 | SC | AT0140G | GRN/YEL | 12 | 17.C4 | FRAME | PANEL JB72 | 17.B4
FU0332:LD | SC | FU0332 | WHT | 14 | 16.B3 | XT0130:1 | PANEL JB72 | 17.A5
FU0332:LD | SC | FU0332 | WHT | 14 | 16.B3 | FU0333:LI | PANEL JB72 | 16.B3
FU0332:LI | SC | FU0136 | WHT | 12 | 16.B3 | XT0334:1 | PANEL JB72 | 16.B2
FU0333:LD | SC | FU0333 | WHT | 16 | 16.B3 | XT0335:1 | PANEL JB72 | 16.B4
FU0333:LI | SC | FU0332 | WHT | 14 | 16.B3 | FU0334:LI | PANEL JB72 | 16.B3
FU0334:LD | SC | FU0334 | WHT | 14 | 16.B3 | XT0335:2 | PANEL JB72 | 16.B4
FU0334:LI | SC | FU0332 | WHT | 14 | 16.B3 | XT0345:1 | PANEL JB72 | 16.B3
FU0335:LD | SC | FU0335 | WHT | 14 | 16.A3 | XT0335:3 | PANEL JB72 | 16.A4
FU0335:LI | SC | FU0332 | WHT | 14 | 16.A3 | FU0113:LI | PANEL JB72 | 15.A4
FU0335:LI | SC | FU0332 | WHT | 14 | 16.A3 | XT0345:1 | PANEL JB72 | 16.B3
GR0110: | SC | GR0110 | GRN/YEL | 14 | 4.B4 | FRAME | PANEL JB72 | 4.B4
GR0140: | SC | GR0140 | GRN/YEL | 14 | 4.B3 | FRAME | PANEL JB72 | 4.B3
GR0141: | SC | GR0141 | GRN/YEL | 14 | 4.B3 | FRAME | PANEL JB72 | 4.B3
GR0142: | SC | GR0142 | GRN/YEL | 14 | 4.B3 | FRAME | PANEL JB72 | 4.B3
GR0143: | SC | GR0143 | GRN/YEL | 14 | 4.B4 | FG1127:1 | PANEL JB72 | 4.B4
IEG0130:4 | SC | IEG01304 | GRN | 14 | 15.C6 | XT0400:3 | PANEL JB72 | 15.C6
IEG0130:7 | SC | AT0140LS(S) | GRN | 14 | 62.C6 | XT0337:18 | PANEL JB72 | 62.C4
KA0121:11 | SC | KA018511 | WHT | 20 | 20.C4 | XT0337:13 | PANEL JB72 | 20.C3
KA0121:14 | SC | FU0333 | WHT | 20 | 20.C4 | XT0337:12 | PANEL JB72 | 20.C3
KA0123:A1 | SC | 012103 | WHT | 20 | 19.A5 | KA0313:A1 | PANEL JB72 | 19.A5
KA0123:A2 | SC | 012119 | WHT | 20 | 19.A5 | KA0313:A2 | PANEL JB72 | 19.A5
KA0128:11 | SC | KA0333A1 | WHT | 20 | 20.B4 | KA0335:21 | PANEL JB72 | 20.B4
KA0128:14 | SC | FU0333 | WHT | 20 | 20.B4 | KA0335:22 | PANEL JB72 | 20.B4
KA0128:14 | SC | FU0333 | WHT | 20 | 20.B4 | XT0337:7 | PANEL JB72 | 20.B3
KA0128:21 | SC | KA012821 | WHT | 20 | 21.C6 | XT0337:1 | PANEL JB72 | 21.C5
KA0128:24 | SC | KA012824 | WHT | 20 | 21.C6 | XT0337:2 | PANEL JB72 | 21.C5
KA0310:21 | SC | KA0333A1 | WHT | 20 | 20.B4 | KA0335:21 | PANEL JB72 | 20.B4
KA0310:21 | SC | KA0333A1 | WHT | 20 | 20.B4 | XT0337:8 | PANEL JB72 | 20.B3
KA0310:24 | SC | FU0333 | WHT | 20 | 20.B4 | KA0335:22 | PANEL JB72 | 20.B4
KA0310:A1 | SC | FU0334 | WHT | 20 | 16.B5 | KA0123:11 | PANEL JB72 | 16.B5
KA0310:A1 | SC | FU0334 | WHT | 20 | 16.B5 | XT0335:2 | PANEL JB72 | 16.B4
KA0330:A1 | SC | KA0330A1 | WHT | 20 | 20.B6 | XT0337:9 | PANEL JB72 | 20.B3
KA0330:A2 | SC | 0V | WHT | 20 | 20.B6 | KA0333:A2 | PANEL JB72 | 20.B6
KA0330:A2 | SC | 0V | WHT | 20 | 20.B6 | KA0331:A2 | PANEL JB72 | 20.C6
KA0331:A1 | SC | KA0331A1 | WHT | 20 | 20.C6 | XT0337:11 | PANEL JB72 | 20.C3
KA0331:A2 | SC | 0V | WHT | 20 | 20.C6 | KA0332:A2 | PANEL JB72 | 20.C6
KA0332:11 | SC | KA033211 | WHT | 20 | 21.D6 | XT0337:3 | PANEL JB72 | 21.D5
KA0332:14 | SC | KA033214 | WHT | 20 | 21.D6 | XT0337:4 | PANEL JB72 | 21.D5
KA0332:A1 | SC | KA0332A1 | WHT | 20 | 20.C6 | XT0337:14 | PANEL JB72 | 20.C3
KA0332:A2 | SC | 0V | WHT | 20 | 20.C6 | XT0337:15 | PANEL JB72 | 20.D3
KA0333:11 | SC | KA033311 | WHT | 20 | 21.D6 | KA0335:11 | PANEL JB72 | 21.D6
KA0333:11 | SC | KA033311 | WHT | 20 | 21.D6 | XT0337:5 | PANEL JB72 | 21.D5
KA0333:14 | SC | KA033314 | WHT | 20 | 21.D6 | KA0335:12 | PANEL JB72 | 21.D6
KA0333:14 | SC | KA033314 | WHT | 20 | 21.D6 | XT0337:6 | PANEL JB72 | 21.D5
KA0333:A1 | SC | KA0333A1 | WHT | 20 | 20.B6 | XT0337:8 | PANEL JB72 | 20.B3
KA0335:A1 | SC | ESTOP | WHT | 20 | 16.C5 | XT0336:1 | PANEL JB72 | 16.C4
KA0335:A2 | SC | 0V | WHT | 20 | 16.C5 | XT0336:2 | PANEL JB72 | 16.C4
KA0336:14 | SC | KA033614 | WHT | 20 | 71.A5 | KA4100:A1 | PANEL JB72 | 71.B6
KA0336:A1 | SC | KA0231A1 | WHT | 14 | 16.C3 | XT0334:4 | PANEL JB72 | 16.C2
KA0336:A2 | SC | 0V | WHT | 14 | 16.C3 | XT0336:2 | PANEL JB72 | 16.C4
PEG0140:5 | SC | PEG01405 | GRN/YEL | 12 | 61.B5 | XT0352:7 | PANEL JB72 | 61.B4
XT0130:4 | SC | 0V | WHT | 14 | 15.A4 | XT0336:4 | PANEL JB72 | 16.D4
XT0334:2 | SC | ESTOP | WHT | 20 | 16.C2 | XT0336:1 | PANEL JB72 | 16.C4
XT0334:3 | SC | 0V | WHT | 12 | 16.C2 | XT0336:2 | PANEL JB72 | 16.C4
XT0335:1 | SC | FU0333 | WHT | 16 | 16.B4 | XT0337:12 | PANEL JB72 | 20.C3
XT0336:3 | SC | 0V | WHT | 20 | 16.C4 | XT0130:2 | PANEL JB72 | 17.A5
XT0336:3 | SC | 0V | WHT | 20 | 16.C4 | XT0337:15 | PANEL JB72 | 20.D3
XT0337:12 | SC | FU0333 | WHT | 20 | 20.C3 | XT0337:7 | PANEL JB72 | 20.B3
XT0350:2 | SC | CCT1(-) | BLU | 12 | 61.A4 | XT0350:5 | PANEL JB72 | 61.A6
XT0350:3 | SC | CCT1(+) | BLU | 12 | 61.A4 | XT0350:6 | PANEL JB72 | 61.A6
AF0410:L2 | WC0041 | AF0410L2 | ENET | CABLE | 15.B5 | AF0420:L1 | PANEL JB72 | 15.B5
AF0420:L2 | WC0042 | AF0420L2 | ENET | CABLE | 15.B5 | AF0440:L1 | PANEL JB72 | 15.B4
AF0440:L2 | WC0044 | AF0440L2 | ENET | CABLE | 15.B4 | AF0450:L1 | PANEL JB72 | 15.B3
AF0400:01 | WC1228 | UA12631 | RED | 20 | 56.A6 | UA1263:VT | PANEL JB72 | 56.A3
AF0400:02 | WC1228 | UA12632 | CLR | 20 | 56.A6 | UA1263:OUTPUT | PANEL JB72 | 56.A3
AF0400:03 | WC1228 | UA12633 | BLK | 20 | 56.A6 | UA1263:COM | PANEL JB72 | 56.A3
AF0400:07 | WC1228 | UA1263S | SH | 20 | 56.A6 | FLOATING | PANEL JB72 | 56.A3
AF0410:01 | WC1229 | UA12111 | RED | 20 | 56.B6 | UA1211:VT | PANEL JB72 | 56.B3
AF0410:02 | WC1229 | UA12112 | CLR | 20 | 56.B6 | UA1211:OUTPUT | PANEL JB72 | 56.B3
AF0410:04 | WC1229 | UA12113 | BLK | 20 | 56.B6 | UA1211:COM | PANEL JB72 | 56.B3
AF0410:19 | WC1229 | UA1211S | SH | 20 | 56.B6 | FLOATING | PANEL JB72 | 56.B3
AF0410:05 | WC1230 | UA12101 | RED | 20 | 56.B6 | UA1210:VT | PANEL JB72 | 56.B3
AF0410:06 | WC1230 | UA12102 | CLR | 20 | 56.B6 | UA1210:OUTPUT | PANEL JB72 | 56.B3
AF0410:08 | WC1230 | UA12103 | BLK | 20 | 56.B6 | UA1210:COM | PANEL JB72 | 56.B3
AF0410:23 | WC1230 | UA1210S | SH | 20 | 56.B6 | FLOATING | PANEL JB72 | 56.B3
AF0410:09 | WC1231 | UA12211 | RED | 20 | 56.C6 | UA1221:VT | PANEL JB72 | 56.C3
AF0410:10 | WC1231 | UA12212 | CLR | 20 | 56.C6 | UA1221:OUTPUT | PANEL JB72 | 56.C3
AF0410:12 | WC1231 | UA12213 | BLK | 20 | 56.C6 | UA1221:COM | PANEL JB72 | 56.C3
AF0410:27 | WC1231 | UA1221S | SH | 20 | 56.C6 | FLOATING | PANEL JB72 | 56.C3
AF0410:13 | WC1232 | UA12201 | RED | 20 | 56.C6 | UA1220:VT | PANEL JB72 | 56.C3
AF0410:14 | WC1232 | UA12202 | CLR | 20 | 56.C6 | UA1220:OUTPUT | PANEL JB72 | 56.C3
AF0410:16 | WC1232 | UA12203 | BLK | 20 | 56.C6 | UA1220:COM | PANEL JB72 | 56.C3
AF0410:31 | WC1232 | UA1220S | SH | 20 | 56.C6 | FLOATING | PANEL JB72 | 56.C3
AF0420:01 | WC1233 | UA12311 | RED | 20 | 56.C6 | UA1231:VT | PANEL JB72 | 56.C3
AF0420:02 | WC1233 | UA12312 | CLR | 20 | 56.C6 | UA1231:OUTPUT | PANEL JB72 | 56.C3
AF0420:04 | WC1233 | UA12313 | BLK | 20 | 56.C6 | UA1231:COM | PANEL JB72 | 56.C3
AF0420:19 | WC1233 | UA1231S | SH | 20 | 56.C6 | FLOATING | PANEL JB72 | 56.D3
AF0420:05 | WC1234 | UA12301 | RED | 20 | 56.D6 | UA1230:VT | PANEL JB72 | 56.D3
AF0420:06 | WC1234 | UA12302 | CLR | 20 | 56.D6 | UA1230:OUTPUT | PANEL JB72 | 56.D3
AF0420:08 | WC1234 | UA12303 | BLK | 20 | 56.D6 | UA1230:COM | PANEL JB72 | 56.D3
AF0420:23 | WC1234 | UA1230S | SH | 20 | 56.D6 | FLOATING | PANEL JB72 | 56.D3
AF0450:09 | WC1235 | UA12621 | RED | 20 | 56.D6 | UA1262:VT | PANEL JB72 | 56.D3
AF0450:10 | WC1235 | UA12622 | CLR | 20 | 56.D6 | UA1262:OUTPUT | PANEL JB72 | 56.D3
AF0450:12 | WC1235 | UA12623 | BLK | 20 | 56.D6 | UA1262:COM | PANEL JB72 | 56.D3
AF0450:27 | WC1235 | UA1262S | SH | 20 | 56.D6 | FLOATING | PANEL JB72 | 56.D3
AF0450:05 | WC4749 | UA15201 | RED | 20 | 37.A7 | UA1520:+24 | PANEL JB72 | 37.A5
AF0450:06 | WC4749 | UA15202 | CLR | 20 | 37.A7 | UA1520:OUT | PANEL JB72 | 37.A5
AF0450:08 | WC4749 | UA15203 | BLK | 20 | 37.A7 | UA1520:COM | PANEL JB72 | 37.A5
AF0450:23 | WC4749 | PE1520S | SH | 20 | 37.A7 | XT1521:1 | PANEL JB72 | 37.A5
AT0140:1 LS(+) | WC8009 | AT0140LS(+) | CLR | 16 | 62.C7 | XT0337:16 | PANEL JB72 | 62.C4
AT0140:2 LS(-) | WC8009 | AT0140LS(-) | BLK | 16 | 62.C7 | XT0337:17 | PANEL JB72 | 62.C4
XT0337:18 | WC8009 | AT0140LS(S) | SH | 16 | 62.C4 | FLOATING | PANEL JB72 | 62.C6
AF0400:LBUS | WC8040 | AF0410RBUS | BUS | CABLE | 15.B6 | AF0410:RBUS | PANEL JB72 | 15.B5
AF0410:LBUS | WC8041 | AF0410LBUS | BUS | CABLE | 15.B5 | AF0420:RBUS | PANEL JB72 | 15.B5
AF0420:LBUS | WC8042 | AF0420LBUS | BUS | CABLE | 15.B5 | AF0440:RBUS | PANEL JB72 | 15.B4
AF0440:LBUS | WC8044 | AF0440LBUS | BUS | CABLE | 15.B4 | AF0450:RBUS | PANEL JB72 | 15.B3
FU0313:LD | WC8101 | PMG1 | WHT | 12 | 60.A5 | XT0360:1 | PANEL JB72 | 60.A4
FU0314:LD | WC8101 | PMG2 | BLK | 12 | 60.A5 | XT0360:2 | PANEL JB72 | 60.A4
XT0360:3 | WC8101 | PMGS | SH | 12 | 60.A4 | XT0360:4 | PANEL JB72 | 60.A5
FU0313:LI | WC8201 | FU0313 | WHT | 12 | 60.A5 | KA0313:11 | PANEL JB72 | 60.A6
FU0314:LI | WC8201 | FU0314 | BLK | 12 | 60.A5 | KA0313:21 | PANEL JB72 | 60.A6
XT0360:4 | WC8201 | PMGS | SH | 12 | 60.A5 | XT0313:1 | PANEL JB72 | 60.A6
KA0313:14 | WC8301 | PMG14C | WHT | 12 | 60.A6 | XT0361:1 | PANEL JB72 | 60.A7
KA0313:24 | WC8301 | PMG14A | BLK | 12 | 60.A6 | XT0361:2 | PANEL JB72 | 60.A7
XT0313:1 | WC8301 | PMGS | SH | 12 | 60.A6 | XT0361:3 | PANEL JB72 | 60.A7
IEG0130:2 | SC | IEG01302 | GRN | 14 | 17.D5 | GR0120: | JB72 LEFT RAIL | 17.D5
IEG0130:3 | SC | IEG01303 | GRN | 14 | 17.D7 | AF0126:SH | JB72 LEFT RAIL | 17.C6
KA0121:A1 | SC | 012101 | WHT | 20 | 19.A5 | AF0121:01 | JB72 LEFT RAIL | 19.A7
KA0121:A2 | SC | 012117 | WHT | 20 | 19.A5 | AF0121:17 | JB72 LEFT RAIL | 19.A7
KA0123:A1 | SC | 012103 | WHT | 20 | 19.A5 | AF0121:03 | JB72 LEFT RAIL | 19.A7
KA0123:A2 | SC | 012119 | WHT | 20 | 19.A5 | AF0121:19 | JB72 LEFT RAIL | 19.A7
KA0128:A1 | SC | 012108 | WHT | 20 | 19.B5 | AF0121:08 | JB72 LEFT RAIL | 19.B7
KA0128:A2 | SC | 012124 | WHT | 20 | 19.B5 | AF0121:24 | JB72 LEFT RAIL | 19.B7
KA0310:11 | SC | 012302 | WHT | 20 | 21.B6 | AF0123:02 | JB72 LEFT RAIL | 21.B7
KA0310:14 | SC | 012334 | WHT | 20 | 21.B6 | AF0123:34 | JB72 LEFT RAIL | 21.B7
KA0330:11 | SC | 012300 | WHT | 20 | 21.A6 | AF0123:00 | JB72 LEFT RAIL | 21.A7
KA0330:14 | SC | 012332 | WHT | 20 | 21.A6 | AF0123:32 | JB72 LEFT RAIL | 21.A7
KA0331:11 | SC | 012301 | WHT | 20 | 21.A6 | AF0123:01 | JB72 LEFT RAIL | 21.A7
KA0331:14 | SC | 012333 | WHT | 20 | 21.A6 | AF0123:33 | JB72 LEFT RAIL | 21.A7
KA0336:11 | SC | 012146 | WHT | 20 | 71.A5 | AF0121:14 | JB72 LEFT RAIL | 71.A6
KA4100:A2 | SC | 012114 | WHT | 20 | 71.B6 | AF0121:30 | JB72 LEFT RAIL | 71.A6
XT0130:1 | SC | FU0332 | WHT | 14 | 17.A5 | FU0120:LI | JB72 LEFT RAIL | 17.C2
XT0130:2 | SC | 0V | WHT | 14 | 17.A5 | XT0120:1 | JB72 LEFT RAIL | 17.D2
XT0380:1 | SC | AT0250W2P | WHT | 20 | 65.A2 | AF0124:32 | JB72 LEFT RAIL | 65.A3
XT0380:10 | SC | AT0250R4N | WHT | 20 | 65.C2 | AF0124:04 | JB72 LEFT RAIL | 65.C3
XT0380:11 | SC | AT0250R5P | WHT | 20 | 65.C2 | AF0124:37 | JB72 LEFT RAIL | 65.C3
XT0380:12 | SC | AT0250R5N | WHT | 20 | 65.C2 | AF0124:05 | JB72 LEFT RAIL | 65.C3
XT0380:13 | SC | AT0250R6P | WHT | 20 | 65.C2 | AF0124:38 | JB72 LEFT RAIL | 65.C3
XT0380:14 | SC | AT0250R6N | WHT | 20 | 65.D2 | AF0124:06 | JB72 LEFT RAIL | 65.C3
XT0380:15 | SC | AT0250R7P | WHT | 20 | 65.D2 | AF0124:39 | JB72 LEFT RAIL | 65.D3
XT0380:16 | SC | AT0250R7N | WHT | 20 | 65.D2 | AF0124:07 | JB72 LEFT RAIL | 65.D3
XT0380:17 | SC | AT0250R8P | WHT | 20 | 65.A5 | AF0124:40 | JB72 LEFT RAIL | 65.A6
XT0380:18 | SC | AT0250R8N | WHT | 20 | 65.A5 | AF0124:08 | JB72 LEFT RAIL | 65.A6
XT0380:19 | SC | AT0250R9P | WHT | 20 | 65.A5 | AF0124:41 | JB72 LEFT RAIL | 65.A6
XT0380:2 | SC | AT0250WC | WHT | 20 | 65.A2 | AF0124:00 | JB72 LEFT RAIL | 65.A3
XT0380:20 | SC | AT0250R9N | WHT | 20 | 65.A5 | AF0124:09 | JB72 LEFT RAIL | 65.A6
XT0380:21 | SC | AT0250R10P | WHT | 20 | 65.B5 | AF0124:42 | JB72 LEFT RAIL | 65.B6
XT0380:22 | SC | AT0250R10N | WHT | 20 | 65.B5 | AF0124:10 | JB72 LEFT RAIL | 65.B6
XT0380:23 | SC | AT0250R11P | WHT | 20 | 65.B5 | AF0124:43 | JB72 LEFT RAIL | 65.B6
XT0380:24 | SC | AT0250R11N | WHT | 20 | 65.B5 | AF0124:11 | JB72 LEFT RAIL | 65.B6
XT0380:25 | SC | KA2500A1 | WHT | 20 | 68.A2 | AF0122:00 | JB72 LEFT RAIL | 68.A3
XT0380:26 | SC | KA2500A2 | WHT | 20 | 68.A2 | AF0122:16 | JB72 LEFT RAIL | 68.A3
XT0380:27 | SC | KA2501A1 | WHT | 20 | 68.A2 | AF0122:01 | JB72 LEFT RAIL | 68.A3
XT0380:28 | SC | KA2501A2 | WHT | 20 | 68.A2 | AF0122:17 | JB72 LEFT RAIL | 68.A3
XT0380:29 | SC | KA2502A1 | WHT | 20 | 68.B2 | AF0122:02 | JB72 LEFT RAIL | 68.B3
XT0380:3 | SC | AT0250R1P | WHT | 20 | 65.A2 | KA2400:A2 | JB72 LEFT RAIL | 65.A3
XT0380:30 | SC | KA2502A2 | WHT | 20 | 68.B2 | AF0122:18 | JB72 LEFT RAIL | 68.B3
XT0380:31 | SC | KA2503A1 | WHT | 20 | 68.B2 | AF0122:03 | JB72 LEFT RAIL | 68.B3
XT0380:32 | SC | KS2503A2 | WHT | 20 | 68.B2 | AF0122:19 | JB72 LEFT RAIL | 68.B3
XT0380:33 | SC | KA2504A1 | WHT | 20 | 68.C2 | AF0122:04 | JB72 LEFT RAIL | 68.B3
XT0380:34 | SC | KA2504A2 | WHT | 20 | 68.C2 | AF0122:20 | JB72 LEFT RAIL | 68.B3
XT0380:35 | SC | KA2505A1 | WHT | 20 | 68.C2 | AF0122:05 | JB72 LEFT RAIL | 68.C3
XT0380:36 | SC | KA2505A2 | WHT | 20 | 68.C2 | AF0122:21 | JB72 LEFT RAIL | 68.C3
XT0380:37 | SC | KA2506A1 | WHT | 20 | 68.C2 | AF0122:06 | JB72 LEFT RAIL | 68.C3
XT0380:38 | SC | KA2506A2 | WHT | 20 | 68.D2 | AF0122:22 | JB72 LEFT RAIL | 68.C3
XT0380:39 | SC | KA2507A1 | WHT | 20 | 68.D2 | AF0122:07 | JB72 LEFT RAIL | 68.D3
XT0380:4 | SC | 0V | WHT | 20 | 65.A2 | XT0124:1 | JB72 LEFT RAIL | 17.D1
XT0380:40 | SC | KA2507A2 | WHT | 20 | 68.D2 | AF0122:23 | JB72 LEFT RAIL | 68.D3
XT0380:41 | SC | KA2508A1 | WHT | 20 | 68.A5 | AF0122:08 | JB72 LEFT RAIL | 68.A6
XT0380:42 | SC | KA2508A2 | WHT | 20 | 68.A5 | AF0122:24 | JB72 LEFT RAIL | 68.A6
XT0380:43 | SC | KA2509A1 | WHT | 20 | 68.A5 | AF0122:09 | JB72 LEFT RAIL | 68.A6
XT0380:44 | SC | KA2509A2 | WHT | 20 | 68.A5 | AF0122:25 | JB72 LEFT RAIL | 68.A6
XT0380:45 | SC | KA2510A1 | WHT | 20 | 68.B5 | AF0122:10 | JB72 LEFT RAIL | 68.B6
XT0380:46 | SC | KA2510A2 | WHT | 20 | 68.B5 | AF0122:26 | JB72 LEFT RAIL | 68.B6
XT0380:47 | SC | KA2511A1 | WHT | 20 | 68.B5 | AF0122:11 | JB72 LEFT RAIL | 68.B6
XT0380:48 | SC | KA2511A2 | WHT | 20 | 68.B5 | AF0122:27 | JB72 LEFT RAIL | 68.B6
XT0380:49 | SC | KA2512A1 | WHT | 20 | 68.C5 | AF0122:12 | JB72 LEFT RAIL | 68.B6
XT0380:5 | SC | AT0250R2P | WHT | 20 | 65.B2 | KA2401:A2 | JB72 LEFT RAIL | 65.B3
XT0380:50 | SC | KA2512A2 | WHT | 20 | 68.C5 | AF0122:28 | JB72 LEFT RAIL | 68.B6
XT0380:51 | SC | KA2513A1 | WHT | 20 | 68.C5 | AF0122:13 | JB72 LEFT RAIL | 68.C6
XT0380:52 | SC | KA2413A2 | WHT | 20 | 68.C5 | AF0122:29 | JB72 LEFT RAIL | 68.C6
XT0380:53 | SC | KA2514A1 | WHT | 20 | 68.C5 | AF0122:14 | JB72 LEFT RAIL | 68.C6
XT0380:54 | SC | KA2514A2 | WHT | 20 | 68.D5 | AF0122:30 | JB72 LEFT RAIL | 68.C6
XT0380:55 | SC | KA2515A1 | WHT | 20 | 68.D5 | AF0122:15 | JB72 LEFT RAIL | 68.D6
XT0380:56 | SC | KA2515A2 | WHT | 20 | 68.D5 | AF0122:31 | JB72 LEFT RAIL | 68.D6
XT0380:6 | SC | 0V | WHT | 20 | 65.B2 | XT0124:1 | JB72 LEFT RAIL | 17.D1
XT0380:7 | SC | AT0250R3P | WHT | 20 | 65.B2 | AF0124:35 | JB72 LEFT RAIL | 65.B3
XT0380:8 | SC | AT0250R3N | WHT | 20 | 65.B2 | AF0124:03 | JB72 LEFT RAIL | 65.B3
XT0380:9 | SC | AT0250R4P | WHT | 20 | 65.C2 | AF0124:36 | JB72 LEFT RAIL | 65.C3
AT0140:P1 | WC0012 | AT0140P1 | ENET | CABLE | 17.C4 | AU0120:L2 | JB72 LEFT RAIL | 17.C2
AF0450:L2 | WC0045 | AF0450L2 | ENET | CABLE | 15.B3 | AU0120:L1 | JB72 LEFT RAIL | 17.C2
IEG0130:1 | SC | GR01809 | GRN | 14 | 4.B4 | GR0180: | JB72 RIGHT RAIL | 4.B4
IEG0130:5 | SC | IEG01305 | GRN | 14 | 18.B6 | AF0185:SH | JB72 RIGHT RAIL | 18.B5
XT0130:1 | SC | FU0332 | WHT | 14 | 17.A5 | FU0180:LI | JB72 RIGHT RAIL | 18.B1
XT0130:3 | SC | 0V | WHT | 20 | 17.A5 | XT0180:1 | JB72 RIGHT RAIL | 18.B1
XT0337:13 | SC | KA018511 | WHT | 20 | 20.C3 | KA0185:11 | JB72 RIGHT RAIL | 20.C3
XT0337:14 | SC | KA0332A1 | WHT | 20 | 20.C3 | KA0185:14 | JB72 RIGHT RAIL | 20.C3
AT0140:P2 | WC0014 | AT0140L2 | ENET | CABLE | 17.C4 | AU0180:L1 | JB72 RIGHT RAIL | 18.A2
XT0334:3 | WC8019 | 0V | 2 | 12 | 16.C2 | XT0134:3 | PANEL A JB70 | 11.B3
XT0334:1 | WC8019 | FU0136 | 3 | 12 | 16.B2 | XT0138:3 | PANEL A JB70 | 11.A3
XT0334:4 | WC8019 | KA0231A1 | 4 | 12 | 16.C2 | XT0136:9 | PANEL A JB70 | 12.B5
AF0410:L1 | WC0006 | AU0060L2 | ENET | CABLE | 15.B5 | AU0060:L2 | PANEL B JB70 | 9.C2
XT0334:2 | WC8019 | ESTOP | 1 | 12 | 16.C2 | XT0240:5 | PANEL B JB70 | 13.B3
SolarTools ver. 24.0.84.24712 (Jul 31, 2025)
Report date: 1/29/2026 8:27 AM

## PLC PANEL (JB70)
PLC PANEL (JB70)
TURBINE BOX PLC PANEL (JB70)
Project # | 4M061
Project Name | STEEL REEF BURKE LLC
Revision | C.2
Controls DE | J. UNGER
Phone: | 0
Controls ME | K.MURPHY
Phone:
From | [5 empty] | To
Device ID | Cable (W) Conductor (SC) Jumper Clip (JC) | Wire No. | Wire ID | Gauge/Size | Page/Zone | Device ID | Location | Page/Zone
XT0001:3 | JC | FU0210 | CLIP | --- | 3.B3 | XT0001:4 | PLC PANEL (JB70) | 3.B3
XT0001:5 | JC | 0V | CLIP | --- | 3.B3 | XT0001:6 | PLC PANEL (JB70) | 3.B3
AR0600:IE1 | SC | UV0600G | GRN | 14 | 5.A1 | UV0600:GND | PLC PANEL (JB70) | 5.B2
AT0680:NEG | SC | 0V | WHT | 14 | 7.B4 | XT0680:2 | PLC PANEL (JB70) | 7.B3
AT0680:POS | SC | AT0680POS | WHT | 14 | 7.B4 | XT0680:1 | PLC PANEL (JB70) | 7.B3
BA0001:V1(-) | SC | 0V | WHT | 16 | 3.A2 | XT0001:2 | PLC PANEL (JB70) | 3.A3
BA0001:V1(+) | SC | FU0001 | WHT | 16 | 3.A2 | FU0001:LD | PLC PANEL (JB70) | 3.A3
BA0002:V1(-) | SC | 0V | WHT | 16 | 3.B2 | XT0001:5 | PLC PANEL (JB70) | 3.B3
BA0002:V1(+) | SC | FU0002 | WHT | 16 | 3.B2 | FU0002:LD | PLC PANEL (JB70) | 3.B3
FU0001:LI | SC | FU0210 | WHT | 16 | 3.A3 | XT0001:1 | PLC PANEL (JB70) | 3.A3
FU0002:LI | SC | FU0210 | WHT | 16 | 3.B3 | XT0001:4 | PLC PANEL (JB70) | 3.B3
FU0680:LD | SC | AT0680POS | WHT | 14 | 7.B2 | XT0680:1 | PLC PANEL (JB70) | 7.B3
AP0602:L2 | WC0001 | AP0602L2 | ENET | CABLE | 5.A3 | AP0603:L1 | PLC PANEL (JB70) | 5.A3
AP0609:L1 | WC0680 | AT0680LAN1 | ENET | CABLE | 5.A6 | AT0680:LAN1 | PLC PANEL (JB70) | 7.B4
BA0002:RJ45 | WC9002 | AU0180L2 | ENET | CABLE | 3.B2 | AU0180:L2 | JB72 RIGHT RAIL | 18.A2
UV0600:(-) | SC | 0V | WHT | 14 | 5.B2 | XT0135:1 | PANEL A JB70 | 11.B4
UV0600:(+) | SC | FU0010 | WHT | 14 | 5.B2 | FU0010:LD | PANEL A JB70 | 11.A5
AP0603:L2 | WC0003 | AP0603L2 | ENET | CABLE | 5.A3 | AU0090:L1 | PANEL A JB70 | 8.C1
AR0600:IE2 | SC | IEG02301 | GRN | 12 | 5.A1 | IEG0230:1 | PANEL B JB70 | 5.B5
FU0680:LI | SC | FU0210 | WHT | 14 | 7.B2 | XT0233:3 | PANEL B JB70 | 11.C4
GR0234: | SC | IEG023010 | GRN | 14 | 4.A4 | IEG0230:10 | PANEL B JB70 | 4.A4
XT0001:1 | SC | FU0210 | WHT | 12 | 3.A3 | XT0233:3 | PANEL B JB70 | 11.C4
XT0001:2 | SC | 0V | WHT | 12 | 3.A3 | XT0235:3 | PANEL B JB70 | 11.D4
XT0001:4 | SC | FU0210 | WHT | 12 | 3.B3 | XT0233:3 | PANEL B JB70 | 11.C4
XT0001:5 | SC | 0V | WHT | 12 | 3.B3 | XT0235:3 | PANEL B JB70 | 11.D4
XT0680:2 | SC | 0V | WHT | 14 | 7.B3 | XT0235:3 | PANEL B JB70 | 11.D4
AP0602:L1 | WC0010 | BA1100L2 | ENET | CABLE | 5.A3 | BA1100:L2 | PANEL B JB70 | 26.D1
BA0001:RJ45 | WC9001 | BA0001RJ45 | ENET | CABLE | 3.A2 | BA1100:L1 | PANEL B JB70 | 26.D1
SolarTools ver. 24.0.84.24712 (Jul 31, 2025)
Report date: 1/29/2026 8:27 AM

## Panel Errors
Panel Errors
Project # | 4M061
Project Name | STEEL REEF BURKE LLC
Revision | C.2
Controls DE | J. UNGER
Phone: | 0
Controls ME | K.MURPHY
Phone:
From | [6 empty] | To
Device ID | Location | Cable (W) Conductor (SC) Jumper Clip (JC) | Wire ID | Wire No. | Gauge/Size | Page/Zone | Device ID | Location | Page/Zone
Report date: 1/29/2026 8:27 AM |  |  |  | SolarTools ver. 24.0.84.24712 (Jul 31, 2025)

## Cable Part Numbers
Cable Part Numbers |  |  | SolarTools ver. 24.0.84.24712 (Jul 31, 2025)
Project # | 4M061
Report date: 1/29/2026 8:27 AM
Project Name | STEEL REEF BURKE LLC
Revision | C.2
Controls DE | J. UNGER
Phone: | 0
Controls ME | K.MURPHY
Phone:
Device ID |  | Part Number |  | Description
WC5072 |  | PART OF 1103208-1 |  | CABLE, 2 CONDUCTOR UNSHIELDED PART OF HORN
WC0001 |  | 1302073-36 |  | CABLE, ETHERNET - 36 INCHES
WC0003 |  | 1302073-36 |  | CABLE, ETHERNET - 36 INCHES
WC0007 |  | 1302073-36 |  | CABLE, ETHERNET - 36 INCHES
WC0008 |  | 1302073-36 |  | CABLE, ETHERNET - 36 INCHES
WC0009 |  | 1302073-36 |  | CABLE, ETHERNET - 36 INCHES
WC0010 |  | 1302073-36 |  | CABLE, ETHERNET - 36 INCHES
WC0012 |  | 1302073-36 |  | CABLE, ETHERNET - 36 INCHES
WC0014 |  | 1302073-36 |  | CABLE, ETHERNET - 36 INCHES
WC0041 |  | 1302073-36 |  | CABLE, COMMUNICATION CABLE - 36 INCHES
WC0042 |  | 1302073-36 |  | CABLE, COMMUNICATION CABLE - 36 INCHES
WC0044 |  | 1302073-36 |  | CABLE, COMMUNICATION CABLE - 36 INCHES
WC0045 |  | 1302073-36 |  | CABLE, ETHERNET - 36 INCHES
WC0101 |  | 1302073-36 |  | CABLE, COMMUNICATION CABLE - 36 INCHES
WC0680 |  | 1302073-36 |  | CABLE, COMMUNICATION CABLE - 36 INCHES
WC1228 |  | 1075034-5 |  | PVC, 1 TRIAD TWISTED SHIELDED
WC1229 |  | 1075034-5 |  | PVC, 1 TRIAD TWISTED SHIELDED
WC1230 |  | 1075034-5 |  | PVC, 1 TRIAD TWISTED SHIELDED
WC1231 |  | 1075034-5 |  | PVC, 1 TRIAD TWISTED SHIELDED
WC1232 |  | 1075034-5 |  | PVC, 1 TRIAD TWISTED SHIELDED
WC1233 |  | 1075034-5 |  | PVC, 1 TRIAD TWISTED SHIELDED
WC1234 |  | 1075034-5 |  | PVC, 1 TRIAD TWISTED SHIELDED
WC1235 |  | 1075034-5 |  | PVC, 1 TRIAD TWISTED SHIELDED
WC2500 |  | 1022941-32 |  | TPE, 1 PAIR TWISTED SHIELDED
WC2501 |  | 1022941-32 |  | TPE, 1 PAIR TWISTED SHIELDED
WC4524 |  | 1075034-2 |  | PVC, 1 PAIR TWISTED SHIELDED
WC4661 |  | 1022941-12 |  | TPE, 1 PAIR TWISTED SHIELDED
WC4749 |  | 1075034-5 |  | PVC, 1 TRIAD TWISTED SHIELDED
WC8009 |  | 1075034-3 |  | PVC, 1 PAIR TWISTED SHIELDED
WC8040 |  | 1322418-90 |  | CABLE, SYTSTEM FUNCTION
WC8041 |  | 1322418-90 |  | CABLE, SYTSTEM FUNCTION
WC8042 |  | 1322418-90 |  | CABLE, SYTSTEM FUNCTION
WC8044 |  | 1322418-90 |  | CABLE, SYTSTEM FUNCTION
WC8101 |  | 1022941-32 |  | TPE, 1 PAIR TWISTED SHIELDED
WC8201 |  | 1022941-32 |  | TPE, 1 PAIR TWISTED SHIELDED
WC8301 |  | 1022941-32 |  | TPE, 1 PAIR TWISTED SHIELDED
WC9001 |  | 1302073-36 |  | CABLE, ETHERNET - 36 INCHES

## Part Number List
Part Number List |  | SolarTools ver. 24.0.84.24712 (Jul 31, 2025)
Project # | 4M061
Report date: 1/29/2026 8:27 AM
Project Name | STEEL REEF BURKE LLC
Revision | C.2
Controls DE | J. UNGER
Phone: | 0
Controls ME | K.MURPHY
Phone:
Device ID | Part Number | Description | Location
AT1100 | 1577354-4501,1577354-4502 | WORKSTATION, VERSA VIEW 1200H | DOOR (JB70)
HA0472 | 1103208-101 | HORN, AUDIBLE ALARM | DOOR (JB70)
SA0471 | 2380746-2 | SELECTOR SWITCH, SPEED/LOAD | DOOR (JB70)
SA0472 | 2380746-2 | SELECTOR SWITCH, VOLTAGE | DOOR (JB70)
SA0473 | 2380746-5 | SELECTOR SWITCH, OFF/LOC/AUX | DOOR (JB70)
SB0471 | 2380746-1 | PUSHBUTTON SWITCH, HORN SILENCE | DOOR (JB70)
SB0472 | 2380746-4 | PUSHBUTTON SWITCH, EMERGENCY STOP | DOOR (JB70)
SB0473 | 2380746-1 | PUSHBUTTON SWITCH, ACKNOWLEDGE | DOOR (JB70)
SB0474 | 2380746-1 | PUSHBUTTON SWITCH, RESET | DOOR (JB70)
SH0470 | 2380746-3 | LIGHTED SWITCH, STOP/STOPPING, RED | DOOR (JB70)
SH0471 | 2380746-3 | LIGHTED SWITCH, START/STARTING, GREEN | DOOR (JB70)
SH0472 | 2380746-3 | LIGHTED SWITCH, BACKUP SYSTEM ACTIVE/RESET, AMBER | DOOR (JB70)
BA0005 | 1271449-1 | MEDIA CONVERTER, ETHERNET-FIBER OPTIC | JB1123
BA0006 | 1271449-1 | MEDIA CONVERTER, ETHERNET-FIBER OPTIC | JB1123
FU0005 | 1043265-1,1043265-3 | FUSE, 2A | JB1123
FU0006 | 1043265-1,1043265-3 | FUSE, 2A | JB1123
GR1123 | 903849C1 | RAIL GROUND, DIN RAIL GROUNDING | JB1123
GR1125 | 903849C1 | RAIL GROUND, DIN RAIL GROUNDING | JB1123
XT0003 | 1066730-32,1066730-7,1066730-8,1067996-82 | TERMINAL BLOCK, SPRING, 4 CONDUCTOR,30-12 AWG (0.05-3.31 MM2),NON-IS | JB1123
AT0250 | 1835036-3 | DECS-250N WITH PSS, EXCITATION CONTROL AND POWER SYSTEM STABILIZATION | JB367
FU0250 | 1043265-1,1043265-4 | FUSE, 5A | JB367
GR0900 | 903849C1 | RAIL GROUND, DIN RAIL GROUNDING | JB367
GR0901 | 903849C1 | RAIL GROUND, DIN RAIL GROUNDING | JB367
KA2500 | 1061979-1 | RELAY, DECS START INPUT | JB367
KA2501 | 1061979-1 | RELAY, DECS STOP INPUT | JB367
KA2502 | 1061979-1 | RELAY, DECS INPUT1 | JB367
KA2503 | 1061979-1 | RELAY, DECS INPUT2 | JB367
KA2504 | 1061979-1 | RELAY, DECS INPUT3 | JB367
KA2505 | 1061979-1 | RELAY, DECS INPUT4 | JB367
KA2506 | 1061979-1 | RELAY, DECS INPUT5 | JB367
KA2507 | 1061979-1 | RELAY, DECS INPUT6 | JB367
KA2508 | 1061979-1 | RELAY, DECS INPUT7 | JB367
KA2509 | 1061979-1 | RELAY, DECS INPUT8 | JB367
KA2510 | 1061979-1 | RELAY, DECS INPUT9 | JB367
KA2511 | 1061979-1 | RELAY, DECS INPUT10 | JB367
KA2512 | 1061979-1 | RELAY, DECS INPUT11 | JB367
KA2513 | 1061979-1 | RELAY, DECS INPUT12 | JB367
KA2514 | 1061979-1 | RELAY, DECS INPUT13 | JB367
KA2515 | 1061979-1 | RELAY, DECS INPUT14 | JB367
XT2500 | 1066730-7 | TERMINAL BLOCK, SPRING, 4 CONDUCTOR,30-12 AWG (0.05-3.31 MM2),NON-IS | JB367
XT2501 | 1066730-16 | TERMINAL STRIP, 2 CONDUCTOR | JB367
XT2510 | 1066730-7 | TERMINAL BLOCK, SPRING, 4 CONDUCTOR,30-12 AWG (0.05-3.31 MM2),NON-IS | JB367
XT2550 | 1066730-7 | TERMINAL BLOCK, SPRING, 4 CONDUCTOR,30-12 AWG (0.05-3.31 MM2),NON-IS | JB367
XT2551 | 1066730-16 | TERMINAL STRIP, 2 CONDUCTOR | JB367
XT2552 | 1066730-7 | TERMINAL BLOCK, SPRING, 4 CONDUCTOR,30-12 AWG (0.05-3.31 MM2),NON-IS | JB367
GR1101 | [2]903849C1 | RAIL GROUND, DIN RAIL GROUNDING | JB70 LEFT RAIL
FU1100 | 1043265-1,1043265-5 | FUSE, 10A | JB70 RIGHT RAIL
GR1100 | 903849C1 | RAIL GROUND, DIN RAIL GROUNDING | JB70 RIGHT RAIL
XT0352 | 1066730-16,1066730-17,1066730-18 | TERMINAL STRIP, 2 CONDUCTOR | JB72
AF0121 | 2684693-17,2684693-24 | 5094-OB16XT, 16 DISCRETE OUTPUT | JB72 LEFT RAIL
AF0122 | 2684693-17,2684693-24 | 5094-OB16XT, 16 DISCRETE OUTPUT | JB72 LEFT RAIL
AF0123 | 2684693-17,2684693-23 | 5094-IB16XT, 16 DISCRETE INPUT | JB72 LEFT RAIL
AF0124 | 2684693-17,2684693-23 | 5094-IB16XT, 16 DISCRETE INPUT | JB72 LEFT RAIL
AF0125 | 2684693-19,2684693-33 | 5094-IY8XT, 8 ANALOG INPUT, TC/RTD/ I&V | JB72 LEFT RAIL
AF0126 | 2684693-19,2684693-33 | 5094-IY8XT, 8 ANALOG INPUT, TC/RTD/ I&V | JB72 LEFT RAIL
AU0120 | 2684693-22 | 5094-AENTRXT, FLEX 5000 I/O | JB72 LEFT RAIL
FU0120 | 1043265-1,1043265-5 | FUSE, 10A | JB72 LEFT RAIL
FU0121 | 1043265-1,1043265-5 | FUSE, 10A | JB72 LEFT RAIL
FU0122 | 1043265-1,1043265-5 | FUSE, 10A | JB72 LEFT RAIL
FU0123 | 1043265-1,1043265-4 | FUSE, 5A | JB72 LEFT RAIL
GR0120 | 903849C1 | RAIL GROUND, DIN RAIL GROUNDING | JB72 LEFT RAIL
KA2400 | 1061979-1 | RELAY, DECS OUTPUT RELAY1 | JB72 LEFT RAIL
KA2401 | 1061979-1 | RELAY, DECS OUTPUT RELAY2 | JB72 LEFT RAIL
KA2402 | 1061979-1 | RELAY, DECS FAULT | JB72 LEFT RAIL
KA7610 | 1061979-1 | RELAY, VAR CNTL RDY | JB72 LEFT RAIL
XT0120 | 1066730-7,1066730-8,1067996-4 | TERMINAL BLOCK, SPRING, 4 CONDUCTOR,30-12 AWG (0.05-3.31 MM2),NON-IS | JB72 LEFT RAIL
XT0123 | 1066730-7 | TERMINAL BLOCK, SPRING, 4 CONDUCTOR,30-12 AWG (0.05-3.31 MM2),NON-IS | JB72 LEFT RAIL
XT0124 | 1066730-7 | TERMINAL BLOCK, SPRING, 4 CONDUCTOR,30-12 AWG (0.05-3.31 MM2),NON-IS | JB72 LEFT RAIL
AF0181 | 2684693-17,2684693-25 | 5094-OB8XT, 8 DISCRETE OUTPUT | JB72 RIGHT RAIL
AF0182 | 2684693-17,2684693-23 | 5094-IB16XT, 16 DISCRETE INPUT | JB72 RIGHT RAIL
AF0183 | 2684693-18,2684693-28 | 5094-IB16SXT, 16 DISCRETE INPUT, S | JB72 RIGHT RAIL
AF0184 | 2684693-18,2684693-27 | 5094-OF8IHXT, 8 ANALOG OUTPUT, ISOLATED | JB72 RIGHT RAIL
AF0185 | 2684693-19,2684693-33 | 5094-IY8XT, 8 ANALOG INPUT, TC/RTD/ I&V | JB72 RIGHT RAIL
AU0180 | 2684693-22 | 5094-AENTRXT, FLEX 5000 I/O | JB72 RIGHT RAIL
FU0180 | 1043265-1,1043265-5 | FUSE, 10A | JB72 RIGHT RAIL
FU0181 | 1043265-1,1043265-5 | FUSE, 10A | JB72 RIGHT RAIL
FU0182 | 1043265-1,1043265-5 | FUSE, 10A | JB72 RIGHT RAIL
GR0180 | [2]903849C1 | RAIL GROUND, DIN RAIL GROUNDING | JB72 RIGHT RAIL
KA0180 | 1061979-1 | RELAY, 90% SPEED | JB72 RIGHT RAIL
KA0181 | 1061979-1 | RELAY, TURBINE RUNNING STATUS | JB72 RIGHT RAIL
KA0185 | 1061979-1 | RELAY, PERMISSIVE CLOSE CIRCUIT BREAKER | JB72 RIGHT RAIL
XT0180 | 1066730-7,1066730-8,1067996-4 | TERMINAL BLOCK, SPRING, 4 CONDUCTOR,30-12 AWG (0.05-3.31 MM2),NON-IS | JB72 RIGHT RAIL
XT0338 | 1066730-7 | TERMINAL BLOCK, SPRING, 4 CONDUCTOR,30-12 AWG (0.05-3.31 MM2),NON-IS | JB72 RIGHT RAIL
AF0081 | 2684693-18,2684693-28 | 5094-IB16SXT, 16 DISCRETE INPUT, S | PANEL A JB70
AF0082 | 2684693-17,2684693-23 | 5094-IB16XT, 16 DISCRETE INPUT | PANEL A JB70
AF0083 | 2684693-19,2684693-33 | 5094-IY8XT, 8 ANALOG INPUT, TC/RTD/ I&V | PANEL A JB70
AF0084 | 2684693-19,2684693-33 | 5094-IY8XT, 8 ANALOG INPUT, TC/RTD/ I&V | PANEL A JB70
AF0085 | 2684693-18,2684693-56 | 5094-IF8IHXT, 8 ANALOG INPUT, ISOLATED | PANEL A JB70
AF0086 | 2684693-18,2684693-56 | 5094-IF8IHXT, 8 ANALOG INPUT, ISOLATED | PANEL A JB70
AF0087 | 2684693-17,2684693-23 | 5094-IB16XT, 16 DISCRETE INPUT | PANEL A JB70
AF0091 | 2684693-17,2684693-23 | 5094-IB16XT, 16 DISCRETE INPUT | PANEL A JB70
AF0092 | 2684693-17,2684693-24 | 5094-OB16XT, 16 DISCRETE OUTPUT | PANEL A JB70
AF0093 | 2684693-17,2684693-24 | 5094-OB16XT, 16 DISCRETE OUTPUT | PANEL A JB70
AF0094 | 2684693-19,2684693-33 | 5094-IY8XT, 8 ANALOG INPUT, TC/RTD/ I&V | PANEL A JB70
AF0095 | 2684693-17,2684693-25 | 5094-OB8XT, 8 DISCRETE OUTPUT | PANEL A JB70
AU0080 | 2684693-22 | 5094-AENTRXT, FLEX 5000 I/O | PANEL A JB70
AU0090 | 2684693-22 | 5094-AENTRXT, FLEX 5000 I/O | PANEL A JB70
FU0010 | 1043265-1,1043265-5 | FUSE, 10A | PANEL A JB70
FU0011 | 1043265-1,1043265-7 | FUSE, 20A | PANEL A JB70
FU0012 | 1043265-1,1043265-5 | FUSE, 10A | PANEL A JB70
FU0013 | 1043265-1,1043265-5 | FUSE, 10A | PANEL A JB70
FU0014 | 1043265-1,1043265-5 | FUSE, 10A | PANEL A JB70
FU0015 | 1043265-1,1043265-5 | FUSE, 10A | PANEL A JB70
FU0017 | [2]1043265-1,[2]1043265-5 | FUSE, 10A | PANEL A JB70
FU0080 | 1043265-1,1043265-5 | FUSE, 10A | PANEL A JB70
FU0090 | 1043265-1,1043265-5 | FUSE, 10A | PANEL A JB70
FU0091 | 1043265-1,1043265-5 | FUSE, 10A | PANEL A JB70
FU0092 | 1043265-1,1043265-5 | FUSE, 10A | PANEL A JB70
FU0093 | 1043265-1,1043265-5 | FUSE, 10A | PANEL A JB70
FU0136 | 1043265-1,1043265-9 | FUSE, 30A | PANEL A JB70
FU0137 | 1043265-1,1043265-7 | FUSE, 20A | PANEL A JB70
FU0139 | 1043265-1,1043265-4 | FUSE, 5A | PANEL A JB70
GR0131 | 903849C1 | RAIL GROUND, DIN RAIL GROUNDING | PANEL A JB70
GR0132 | 903849C1 | RAIL GROUND, DIN RAIL GROUNDING | PANEL A JB70
GR0133 | 903849C1 | RAIL GROUND, DIN RAIL GROUNDING | PANEL A JB70
GR0134 | 903849C1 | RAIL GROUND, DIN RAIL GROUNDING | PANEL A JB70
KA0130 | 1061979-1 | RELAY, LOWSPEED/OPEN PROBE SETPOINT | PANEL A JB70
KA0131 | 1061979-1 | RELAY, CONTROLLER ACTIVE | PANEL A JB70
KA0132 | 1061979-1 | RELAY, CONTROLLER ACTIVE | PANEL A JB70
KA0133 | 1061979-1 | RELAY, POST LUBE NOT REQUIRED | PANEL A JB70
KA0134 | 1061979-1 | RELAY, BACKUP COMMAND OFF | PANEL A JB70
KA0135 | 1061979-1 | RELAY, AC PRE/POST PUMP DRIVE | PANEL A JB70
KA0136 | 1061979-1 | RELAY, LUBE OIL HEADER PRESSURE HIGH | PANEL A JB70
KA0137 | 1061979-1 | RELAY, LUBE PUMP INHIBIT | PANEL A JB70
KA0138 | 1061979-1 | RELAY, BACKUP LUBE OIL PUMP OFF | PANEL A JB70
KA0141 | 1061979-1 | RELAY, CONTROLLER ACTIVE | PANEL A JB70
KA0144 | 1061979-1 | RELAY, AC PRE-POST PUMP | PANEL A JB70
KA0221 | 1061979-1 | RELAY, PRIMARY GAS FUEL SHUTOFF VALVE | PANEL A JB70
KA2160 | 1061979-1 | RELAY, CLOSE GAS BLOCK VALVE | PANEL A JB70
KA2161 | 1061979-1 | RELAY, OPEN GAS BLEED VALVE | PANEL A JB70
KA3103 | 1061979-1 | RELAY, LUBE OIL TANK HEATER | PANEL A JB70
KA3330 | 1061979-1 | RELAY, LOC RUN COMMAND | PANEL A JB70
KA3331 | 1061979-1 | RELAY, LOC SHUTDOWN COMMAND | PANEL A JB70
KT0140 | 2651077-1 | TIMER RELAY, BACKUP PUMP POST LUBE OFF CYCLE | PANEL A JB70
KT0141 | 2651077-1 | TIMER RELAY, BACKUP POST LUBE CONTINUOUS | PANEL A JB70
KT0142 | 2651077-1 | TIMER RELAY, TOTAL POST LUBE | PANEL A JB70
KT0143 | 2651077-1 | TIMER RELAY, BACKUP PUMP POST LUBE ON CYCLE | PANEL A JB70
KT0144 | 2651077-1 | TIMER RELAY, HEADER PRESSURE HIGH BACKUP PUMP OFF | PANEL A JB70
KT0145 | 2651077-1 | TIMER RELAY, FIRE DETECTED ROLLDOWN LUBE | PANEL A JB70
KT0146 | 2651077-3 | TIMER RELAY, WATCHDOG | PANEL A JB70
PC0470 | 2271605-1 | TIMER/COUNTER, ENGINE HOUR / START COUNTER | PANEL A JB70
PEG0130 | 232941-300 | BUS BAR, PANEL A - POWER EARTH GROUNDING | PANEL A JB70
RR0851 | 981090C1 | RESISTOR, 3.01K OHM | PANEL A JB70
RR0852 | 981089C1 | RESISTOR, 1.0K OHM | PANEL A JB70
UJ0131 | 1286570-1 | POWER CONVERTER, AC/DC INPUT TO 28V DC OUTPUT | PANEL A JB70
XT0011 | 1066730-16,1066730-17,1066730-18 | TERMINAL STRIP, 2 CONDUCTOR | PANEL A JB70
XT0014 | 1247052-1 | BUS BAR, SYSTEM FUNCTION (USE) | PANEL A JB70
XT0080 | 1066730-7,1066730-8,1067996-4 | TERMINAL BLOCK, SPRING, 4 CONDUCTOR,30-12 AWG (0.05-3.31 MM2),NON-IS | PANEL A JB70
XT0081 | 1066730-4,1066730-7,1066730-8 | TERMINAL BLOCK, SPRING, 4 CONDUCTOR,30-12 AWG (0.05-3.31 MM2),NON-IS | PANEL A JB70
XT0085 | 1066730-7,1066730-8,1067996-4 | TERMINAL BLOCK, SPRING, 4 CONDUCTOR,30-12 AWG (0.05-3.31 MM2),NON-IS | PANEL A JB70
XT0134 | 1066730-16,1066730-17,1066730-18 | TERMINAL STRIP, 2 CONDUCTOR | PANEL A JB70
XT0135 | 1066730-7,1066730-8,1067996-4 | TERMINAL BLOCK, SPRING, 4 CONDUCTOR,30-12 AWG (0.05-3.31 MM2),NON-IS | PANEL A JB70
XT0136 | 1066730-7,1066730-8,1067996-82 | TERMINAL BLOCK, SPRING, 4 CONDUCTOR,30-12 AWG (0.05-3.31 MM2),NON-IS | PANEL A JB70
XT0137 | 1066730-5,1066730-7,1067996-4 | TERMINAL BLOCK, SPRING, 4 CONDUCTOR,30-12 AWG (0.05-3.31 MM2),NON-IS | PANEL A JB70
XT0138 | 1066730-16,1066730-17,1066730-18 | TERMINAL STRIP, 2 CONDUCTOR | PANEL A JB70
XT0139 | 1066730-7,1066730-8,1067996-4 | TERMINAL BLOCK, SPRING, 4 CONDUCTOR,30-12 AWG (0.05-3.31 MM2),NON-IS | PANEL A JB70
AF0061 | 2684693-17,2684693-25 | 5094-OB8XT, 8 DISCRETE OUTPUT | PANEL B JB70
AF0062 | 2684693-17,2684693-25 | 5094-OB8XT, 8 DISCRETE OUTPUT | PANEL B JB70
AF0063 | 2684693-17,2684693-23 | 5094-IB16XT, 16 DISCRETE INPUT | PANEL B JB70
AF0064 | 2684693-18,2684693-30 | 5094-IF4IHSXT, 4 ANALOG INPUT, S | PANEL B JB70
AF0065 | 2684693-18,2684693-30 | 5094-IF4IHSXT, 4 ANALOG INPUT, S | PANEL B JB70
AF0066 | 2684693-18,2684693-27 | 5094-OF8IHXT, 8 ANALOG OUTPUT, ISOLATED | PANEL B JB70
AF0067 | 2684693-17,2684693-25 | 5094-OB8XT, 8 DISCRETE OUTPUT | PANEL B JB70
AF0068 | 2684693-21,2684693-36 | 5094-IRT8SXT, 8 RTD/TC ANALOG INPUT, S | PANEL B JB70
AF0071 | 2684693-18,2684693-32 | 5094-IJ2ISXT, 2 FAST COUNTER INPUT, S | PANEL B JB70
AF0072 | 2684693-18,2684693-30 | 5094-IF4IHSXT, 4 ANALOG INPUT, S | PANEL B JB70
AF0073 | 2684693-21,2684693-36 | 5094-IRT8SXT, 8 RTD/TC ANALOG INPUT, S | PANEL B JB70
AF0074 | 2684693-18,2684693-56 | 5094-IF8IHXT, 8 ANALOG INPUT, ISOLATED | PANEL B JB70
AF0075 | 2684693-18,2684693-30 | 5094-IF4IHSXT, 4 ANALOG INPUT, S | PANEL B JB70
AF0076 | 2684693-18,2684693-55 | 5094-OB16SXT, 16 DISCRETE OUTPUT, S | PANEL B JB70
AF0077 | 2684693-19,2684693-33 | 5094-IY8XT, 8 ANALOG INPUT, TC/RTD/ I&V | PANEL B JB70
AU0060 | 2684693-22 | 5094-AENTRXT, FLEX 5000 I/O | PANEL B JB70
AU0070 | 2684693-22 | 5094-AENTRXT, FLEX 5000 I/O | PANEL B JB70
BA1100 | 1337728-10 | SWITCH, ETAP, DLR INTERFACE | PANEL B JB70
FU0060 | 1043265-1,1043265-5 | FUSE, 10A | PANEL B JB70
FU0061 | 1043265-1,1043265-5 | FUSE, 10A | PANEL B JB70
FU0062 | 1043265-1,1043265-5 | FUSE, 10A | PANEL B JB70
FU0063 | 1043265-1,1043265-5 | FUSE, 10A | PANEL B JB70
FU0064 | 1043265-1,1043265-5 | FUSE, 10A | PANEL B JB70
FU0070 | 1043265-1,1043265-5 | FUSE, 10A | PANEL B JB70
FU0071 | 1043265-1,1043265-5 | FUSE, 10A | PANEL B JB70
FU0210 | 1043265-1,1043265-7 | FUSE, 20A | PANEL B JB70
FU0211 | 1043265-1,1043265-4 | FUSE, 5A | PANEL B JB70
FU0212 | 1043265-1,1043265-3 | FUSE, 2A | PANEL B JB70
FU0291 | 1043265-4 | FUSE, 5A | PANEL B JB70
FU0390 | 1043265-1,1043265-4 | FUSE, 5A | PANEL B JB70
FU1101 | 1043265-1,1043265-3 | FUSE, 2A | PANEL B JB70
GR0231 | 903849C1 | RAIL GROUND, DIN RAIL GROUNDING | PANEL B JB70
GR0232 | 903849C1 | RAIL GROUND, DIN RAIL GROUNDING | PANEL B JB70
GR0233 | 903849C1 | RAIL GROUND, DIN RAIL GROUNDING | PANEL B JB70
IEG0230 | 232941-300 | BUS BAR, PANEL B - INSTRUMENT EARTH GROUNDING | PANEL B JB70
KA0182 | 1061979-1 | RELAY, WHRS PURGE FLOW ESTABLISHED | PANEL B JB70
KA0183 | 1061979-1 | RELAY, WASTE HEAT READY | PANEL B JB70
KA0222 | 1061979-1 | RELAY, SECONDARY GAS FUEL SHUTOFF VALVE | PANEL B JB70
KA0224 | 1061979-1 | RELAY, EMERGENCY SHUTDOWN ACTIVE | PANEL B JB70
KA0231 | 1061979-1 | RELAY, CONTROLLER ACTIVE | PANEL B JB70
KA0232 | 1061979-1 | RELAY, CONTROLLER ACTIVE | PANEL B JB70
KA0233 | 1061979-1 | RELAY, CONTROLLER ACTIVE | PANEL B JB70
KA0234 | 1061979-1 | RELAY, CONTROLLER ACTIVE | PANEL B JB70
KA0235 | 1061979-1 | RELAY, NO EMERGENCY SHUTDOWN SUMMARY | PANEL B JB70
KA0236 | 1061979-1 | RELAY, NO EMERGENCY SHUTDOWN SUMMARY | PANEL B JB70
KA0237 | 1061979-1 | RELAY, NO EMERGENCY SHUTDOWN SUMMARY | PANEL B JB70
KA0238 | 1061979-1 | RELAY, NO EMERGENCY SHUTDOWN SUMMARY | PANEL B JB70
KA0239 | 1061979-1 | RELAY, NO EMERGENCY SHUTDOWN SUMMARY | PANEL B JB70
KA0240 | 1061979-1 | RELAY, NO EMERGENCY SHUTDOWN SUMMARY | PANEL B JB70
KA0241 | 1061979-1 | RELAY, BACKUP SYSTEM RESET | PANEL B JB70
KA0242 | 1061979-1 | RELAY, BACKUP SYSTEM RESET | PANEL B JB70
KA0243 | 1061979-1 | RELAY, NO FIRE DETECTED | PANEL B JB70
KA0244 | 1061979-1 | RELAY, NO FIRE DETECTED | PANEL B JB70
KA0245 | 1061979-1 | RELAY, NO GAS DETECTED | PANEL B JB70
KA0246 | 1061979-1 | RELAY, NO FIRE DETECTED | PANEL B JB70
KA0247 | 1061979-1 | RELAY, NO FIRE DETECTED | PANEL B JB70
KA0248 | 1061979-1 | RELAY, NO EMERGENCY SHUTDOWN SUMMARY | PANEL B JB70
KA0249 | 1061979-1 | RELAY, NO GAS DETECTED | PANEL B JB70
KA0250 | 1061979-1 | RELAY, NO EMERGENCY SHUTDOWN SUMMARY | PANEL B JB70
KA1020 | 1061979-1 | RELAY, IGNITION START | PANEL B JB70
UA1200 | 1053834-8 | BUOS MODULE, BACKUP OVERSPEED | PANEL B JB70
UV0291 | 1088442-4 | POWER CONVERTER, DC/DC INPUT TO 24V DC OUTPUT | PANEL B JB70
XT0050 | 1066730-7 | TERMINAL BLOCK, SPRING, 4 CONDUCTOR,30-12 AWG (0.05-3.31 MM2),NON-IS | PANEL B JB70
XT0060 | 1066730-7,1066730-8,1067996-4 | TERMINAL BLOCK, SPRING, 4 CONDUCTOR,30-12 AWG (0.05-3.31 MM2),NON-IS | PANEL B JB70
XT0070 | 1066730-7,1066730-8,1067996-4 | TERMINAL BLOCK, SPRING, 4 CONDUCTOR,30-12 AWG (0.05-3.31 MM2),NON-IS | PANEL B JB70
XT0224 | 1066730-7 | TERMINAL BLOCK, SPRING, 4 CONDUCTOR,30-12 AWG (0.05-3.31 MM2),NON-IS | PANEL B JB70
XT0233 | 1066730-7,1066730-8,1067996-4 | TERMINAL BLOCK, SPRING, 4 CONDUCTOR,30-12 AWG (0.05-3.31 MM2),NON-IS | PANEL B JB70
XT0235 | 1066730-7,1066730-8,1067996-4 | TERMINAL BLOCK, SPRING, 4 CONDUCTOR,30-12 AWG (0.05-3.31 MM2),NON-IS | PANEL B JB70
XT0236 | 1066730-7,1066730-8,1067996-82 | TERMINAL BLOCK, SPRING, 4 CONDUCTOR,30-12 AWG (0.05-3.31 MM2),NON-IS | PANEL B JB70
XT0237 | 1066730-10,1066730-9,1067996-4 | DIODE TERMINAL STRIP, 4 CONDUCTOR | PANEL B JB70
XT0240 | 1066730-7,1066730-8,1067996-4 | TERMINAL BLOCK, SPRING, 4 CONDUCTOR,30-12 AWG (0.05-3.31 MM2),NON-IS | PANEL B JB70
AF0400 | 1322418-31,1322418-40,1322418-72,1322418-73 | 1444-TSCX02-02RB, 2-CH TACHOMETER INPUT^DYNAMIX 1444 VIBRATION | PANEL JB72
AF0410 | 1322418-11,1322418-20,1322418-70,1322418-71 | 1444-DYN04-01RA, 4-CH VIBRATION INPUT^DYNAMIX 1444 VIBRATION | PANEL JB72
AF0420 | 1322418-11,1322418-20,1322418-70,1322418-71 | 1444-DYN04-01RA, 4-CH VIBRATION INPUT^DYNAMIX 1444 VIBRATION | PANEL JB72
AF0440 | 1322418-11,1322418-20,1322418-70,1322418-71 | 1444-DYN04-01RA, 4-CH VIBRATION INPUT^DYNAMIX 1444 VIBRATION | PANEL JB72
AF0450 | 1322418-11,1322418-20,1322418-70,1322418-71 | 1444-DYN04-01RA, 4-CH VIBRATION INPUT^DYNAMIX 1444 VIBRATION | PANEL JB72
AT0140 | 2769310-1,2769310-4 | MODULE, DESC-250 | PANEL JB72
FU0113 | [2]1043265-1,[2]1043265-4 | FUSE, 5A | PANEL JB72
FU0313 | 1043265-1,1043265-7 | FUSE, 20A | PANEL JB72
FU0314 | 1043265-1,1043265-7 | FUSE, 20A | PANEL JB72
FU0332 | 1043265-1,1043265-7 | FUSE, 20A | PANEL JB72
FU0333 | 1043265-1,1043265-4 | FUSE, 5A | PANEL JB72
FU0334 | 1043265-1,1043265-4 | FUSE, 5A | PANEL JB72
FU0335 | 1043265-1,1043265-4 | FUSE, 5A | PANEL JB72
GR0110 | 903849C1 | RAIL GROUND, DIN RAIL GROUNDING | PANEL JB72
GR0140 | [2]903849C1 | RAIL GROUND, DIN RAIL GROUNDING | PANEL JB72
GR0141 | 903849C1 | RAIL GROUND, DIN RAIL GROUNDING | PANEL JB72
GR0142 | 903849C1 | RAIL GROUND, DIN RAIL GROUNDING | PANEL JB72
GR0143 | 903849C1 | RAIL GROUND, DIN RAIL GROUNDING | PANEL JB72
IEG0130 | 232941-110 | BUS BAR, GENERATOR - INSTRUMENT EARTH GROUNDING | PANEL JB72
KA0121 | 1061979-1 | RELAY, AUTOMATIC CLOSE CIRCUIT BREAKER | PANEL JB72
KA0123 | 1061979-1 | RELAY, CGCM #1 ENABLED | PANEL JB72
KA0128 | 1061979-1 | RELAY, GENERATOR TRIP SUMMARY CIRCUIT BREAKER | PANEL JB72
KA0310 | 1061979-1 | RELAY, CGCM #1 FAULT | PANEL JB72
KA0313 | [2]1065422-1 | RELAY, PMG INPUT #1 | PANEL JB72
KA0330 | 1061979-1 | RELAY, CLOSED CIRCUIT BREAKER | PANEL JB72
KA0331 | 1061979-1 | RELAY, MAIN UTILITY BREAKER AUXILIARY CONTACT CLOSED | PANEL JB72
KA0332 | 1061979-1 | RELAY, CLOSE CONTROL CIRCUIT BREAKER | PANEL JB72
KA0333 | 1061979-1 | RELAY, TRIP CONTROL CIRCUIT BREAKER | PANEL JB72
KA0335 | 1061979-1 | RELAY, NO EMERGENCY SHUTDOWN SUMMARY | PANEL JB72
KA0336 | 1061979-1 | RELAY, CONTROLLER ACTIVE | PANEL JB72
KA4100 | 1061979-1 | RELAY, GENERATOR HEATER DISABLED | PANEL JB72
PEG0140 | 232941-200 | BUS BAR, GENERATOR - POWER EARTH GROUNDING | PANEL JB72
UA1210 | 190816-120,190817-14 | PROXIMITOR, ENGINE BEARING #1^(GAS PRODUCER X-AXIS) | PANEL JB72
UA1211 | 190816-120,190817-14 | PROXIMITOR, ENGINE BEARING #1^(GAS PRODUCER Y-AXIS) | PANEL JB72
UA1220 | 190816-120,190817-141 | PROXIMITOR, ENGINE BEARING #2^(GAS PRODUCER X-AXIS) | PANEL JB72
UA1221 | 190816-120,190817-141 | PROXIMITOR, ENGINE BEARING #2^(GAS PRODUCER Y-AXIS) | PANEL JB72
UA1230 | 190816-120,190817-14 | PROXIMITOR, ENGINE BEARING #3^(GAS PRODUCER X-AXIS) | PANEL JB72
UA1231 | 190816-120,190817-14 | PROXIMITOR, ENGINE BEARING #3^(GAS PRODUCER Y-AXIS) | PANEL JB72
UA1262 | 190816-120,190817-14 | PROXIMITOR, ENGINE BEARING AXIAL^(GAS PRODUCER Z-AXIS) | PANEL JB72
UA1263 | 190816-120,190817-14 | PROXIMITOR, ENGINE KEYPHASOR^(GAS PRODUCER) | PANEL JB72
UA1520 | 1105411-11 | SIGNAL CONVERTER, BAM 2 SIGNAL CONDITIONER | PANEL JB72
XT0130 | 1066730-32,[2]1066730-7,[2]1066730-8,1067996-4,1067996-82 | TERMINAL BLOCK, SPRING, 4 CONDUCTOR,30-12 AWG (0.05-3.31 MM2),NON-IS | PANEL JB72
XT0313 | 1066730-7,1066730-8,1067996-4 | TERMINAL BLOCK, SPRING, 4 CONDUCTOR,30-12 AWG (0.05-3.31 MM2),NON-IS | PANEL JB72
XT0334 | 1066730-7,1066730-8,1067996-4 | TERMINAL BLOCK, SPRING, 4 CONDUCTOR,30-12 AWG (0.05-3.31 MM2),NON-IS | PANEL JB72
XT0335 | 1066730-7,1066730-8,1067996-4 | TERMINAL BLOCK, SPRING, 4 CONDUCTOR,30-12 AWG (0.05-3.31 MM2),NON-IS | PANEL JB72
XT0336 | 1066730-7,1066730-8,1067996-4 | TERMINAL BLOCK, SPRING, 4 CONDUCTOR,30-12 AWG (0.05-3.31 MM2),NON-IS | PANEL JB72
XT0337 | 1066730-7,1066730-8,1067996-82 | TERMINAL BLOCK, SPRING, 4 CONDUCTOR,30-12 AWG (0.05-3.31 MM2),NON-IS | PANEL JB72
XT0345 | 1066730-7,1066730-8,1067996-4 | TERMINAL BLOCK, SPRING, 4 CONDUCTOR,30-12 AWG (0.05-3.31 MM2),NON-IS | PANEL JB72
XT0350 | 1066730-16,1066730-17,1066730-18 | TERMINAL STRIP, 2 CONDUCTOR | PANEL JB72
XT0351 | 1066730-7,1066730-8,1067996-82 | TERMINAL BLOCK, SPRING, 4 CONDUCTOR,30-12 AWG (0.05-3.31 MM2),NON-IS | PANEL JB72
XT0352 | 1066730-16,1066730-17,1066730-18 | TERMINAL STRIP, 2 CONDUCTOR | PANEL JB72
XT0360 | 1066730-7,1066730-8,1067996-4 | TERMINAL BLOCK, SPRING, 4 CONDUCTOR,30-12 AWG (0.05-3.31 MM2),NON-IS | PANEL JB72
XT0361 | 1066730-7,1066730-8,1067996-4 | TERMINAL BLOCK, SPRING, 4 CONDUCTOR,30-12 AWG (0.05-3.31 MM2),NON-IS | PANEL JB72
XT0370 | 1066730-7,1066730-8,1067996-4 | TERMINAL BLOCK, SPRING, 4 CONDUCTOR,30-12 AWG (0.05-3.31 MM2),NON-IS | PANEL JB72
XT0380 | 1066730-7 | TERMINAL BLOCK, SPRING, 4 CONDUCTOR,30-12 AWG (0.05-3.31 MM2),NON-IS | PANEL JB72
XT0400 | 1066730-1,1066730-7,1066730-8,1067996-4 | TERMINAL STRIP, 4 CONDUCTOR | PANEL JB72
XT1521 | 1066730-7 | TERMINAL BLOCK, SPRING, 4 CONDUCTOR,30-12 AWG (0.05-3.31 MM2),NON-IS | PANEL JB72
AP0601 | [2]1089241-20 | MODULE, BLANK FILLER | PLC PANEL (JB70)
AP0602 | 1089241-40 | 1756-EN2TRXT, ETHERNET | PLC PANEL (JB70)
AP0603 | 1089241-40 | 1756-EN2TRXT, ETHERNET | PLC PANEL (JB70)
AP0604 | 1089241-20 | MODULE, BLANK FILLER | PLC PANEL (JB70)
AP0605 | 1089241-20 | MODULE, BLANK FILLER | PLC PANEL (JB70)
AP0606 | 1089241-20,1089241-36 | 1756-EN2TXT, ETHERNET | PLC PANEL (JB70)
AP0607 | 1089241-20,1089241-36 | 1756-EN2TXT, ETHERNET | PLC PANEL (JB70)
AP0608 | 1089241-20 | MODULE, BLANK FILLER | PLC PANEL (JB70)
AP0609 | 1089241-20 | MODULE, BLANK FILLER | PLC PANEL (JB70)
AR0600 | 1057900,1059465,1089241-42,1103759,19298R1,22652R1 | RACK CHASSIS, 1756-A10XT (10 SLOT) | PLC PANEL (JB70)
AT0600 | 1089241-43 | 1756-L83EXTS, CONTROLLER^GUARDLOGIX | PLC PANEL (JB70)
AT0680 | 1634974-100 | GATEWAY MODULE, TURBOTRONIC GATEWAY | PLC PANEL (JB70)
BA0001 | 1271449-1 | MEDIA CONVERTER, ETHERNET-FIBER OPTIC | PLC PANEL (JB70)
BA0002 | 1271449-1 | MEDIA CONVERTER, ETHERNET-FIBER OPTIC | PLC PANEL (JB70)
FU0001 | 1043265-1,1043265-3 | FUSE, 2A | PLC PANEL (JB70)
FU0002 | 1043265-1,1043265-3 | FUSE, 2A | PLC PANEL (JB70)
FU0680 | 1043265-1,1043265-4 | FUSE, 5A | PLC PANEL (JB70)
GR0234 | 903849C1 | RAIL GROUND, DIN RAIL GROUNDING | PLC PANEL (JB70)
UV0600 | 1089241-28 | POWER SUPPLY, RSLOGIX CHASSIS | PLC PANEL (JB70)
XT0001 | 1066730-32,1066730-7,1066730-8,1067996-82 | TERMINAL BLOCK, SPRING, 4 CONDUCTOR,30-12 AWG (0.05-3.31 MM2),NON-IS | PLC PANEL (JB70)
XT0680 | 1066730-7,1066730-8,1067996-4 | TERMINAL BLOCK, SPRING, 4 CONDUCTOR,30-12 AWG (0.05-3.31 MM2),NON-IS | PLC PANEL (JB70)