## Blue Labels
(SHT 1) CONSOLE | (SHT 10) SPACE HEATER PANEL | (SHT 11) CONSOLE GEN INTERLOCK KEY | (SHT 13) CONSOLE GEN INTF PNL | (SHT 14) CONSOLE F&G,C.C. | (SHT 15) CONSOLE PLC PANEL | (SHT 16) CONSOLE PANEL A | (SHT 17) CONSOLE PANEL B | (SHT 18) CONSOLE SCREW TERMINALS,C.C. | (SHT 19) CONSOLE HART MPX,C.C. | (SHT 20) CONSOLE ISOLATOR PANEL | (SHT 21) CONSOLE GEN PANEL | (SHT 22) JB70 DOOR | (SHT 23) JB70 DOOR HEATER PANEL | (SHT 24) JB70 LEFT RAIL | (SHT 25) JB70 RIGHT RAIL | (SHT 26) JB70 INTERFACE PANELS | (SHT 27) JB5 | (SHT 28) JB1123 | (SHT 3) CONSOLE TCP | (SHT 4) ORBIT 60^DOOR PANEL | (SHT 5) CONSOLE HEATER LIGHT | (SHT 6) CONSOLE METER PANEL | (SHT 7) CONSOLE SWITCH PANEL | (SHT 8) CONSOLE DOOR (BECKWITH) | (SHT 9) CONSOLE TCP POWER
AT0190K | XT0950 | XT0166 | TE0940 | GR0121 | UV0600 | FU0137 | FU0210 | XT0098M | AP0290 | XT0085F | AT0140 | HL0171 | H7000 | KA7000 | XTFGB | GR1113 | UA1263 | GR1123 | HL0411 | AR0610 | HL0950 | PA0771 | HL0706 | KA0460 | XT0563
AT0190 | QS0950 | GR0166 | XT0940 | AT0171 | AT0600 | FU0080 | FU0060 | GR0090 | FU0290 | XT0086F | TM0102 | HL0172 | GR0701 | FU7000 | XT1100 | XT1211 | UA1211 | BA0005 | HL0410 | AP0629 |  | PV0701 | HL0705 |  | FU0560
EL0271 | XT0951 | SL0166 | GR0940 | AT0178 | AP0601 | FU0081 | FU0100 | XT0080M | XT0291M | XT0825F | XT0339 | HL0173 | XT7001 | XT7000 | GR1100 | BA1211 | UA1210 | BA0006 | HL0409 | AP0628 |  | PA0701 | HL0471 |  | XT0561
EL0272 | H0950 |  |  | AT0176 | AP0602 | FU0139 | FU0113 | XT0089M | GR0290 | XT0826F | FU0334 | SB0471 | GR0700 | XTFGA |  | BA1100 | UA1262 | FU1123 | HL0408 | AP0627 |  | PF0701 | HL0470 |  | FU0200
HA0273 | GR0950 |  |  | AT0175 | AP0603 | FU0387 | FU0114 | XT0090M | GR0291 | XT0086M | KA0123 | SB0473 | TS7000 | XT1101 |  | FU1211 | UA1221 | FU1124 | HL0407 | AP0626 |  | PA0703 | HL0702 |  | FU0201
FG | TS0950 |  |  | GR0122 | AP0604 | FU0388 | FU0115 | XT0092M |  | XT0820M | KA0310 | SB0474 |  | GR1101 |  | FU1101 | UA1220 | XT1123 | SB0400 | AP0625 |  | PV0700 | HL0701 |  | FU0190
ZS0273 | H0951 |  |  | XT0535 | AP0605 | FU0389 | FU0212 | XT0122M |  | XT0821M | XT0354M | SA0170 |  |  |  | FU1100 | UA1231 | GR1125 | HL0406 | AP0624 |  | PA0700 | HL0704 |  | FU0273
ZS0271 | GR0391 |  |  | FU0535 | AP0606 | XT0080 | XT0061 | XT0802M |  | XT0831M | XT0337M | SB0170 |  |  |  | XT0503 | UA1230 | IEG1123 | HL0405 | AP0623 |  |  | HL0703 |  | FU0701
|  |  |  | XT0536 | AP0607 | AU0080 | XT0062 | GR0091 |  | XT0837M | XT0338M | SB0175 |  |  |  | FU0504 | GR1210 |  | HL0404 | AP0622 |  |  | SA0770 |  | XT0562
|  |  |  | FU0294 | AP0608 | AF0081 | XT0089 |  |  | GR0673 | XT0338 | SH0470 |  |  |  | FU0503 | GR1211 |  | HL0403 | AP0621 |  |  | SA0710
|  |  |  | FU0295 | AP0609 | AF0082 | FU0070 |  |  | XT0672 | KA0120 | SH0471 |  |  |  | BA0004 |  |  | HL0402 | AP0620 |  |  | SA0740
|  |  |  | FU0170 | AR0600 | AF0083 | FU0076 |  |  | FU0672 | KA0121 | SH0472 |  |  |  | BA0003 |  |  | HL0401 | AP0619 |  |  | PF0700
|  |  |  | FU0171 | FU0010 | AF0084 | AU0070 |  |  | UV0671 | KA0128 | AT1100 |  |  |  | XT0803 |  |  | HL0400 | AP0618 |  |  | KA0462
|  |  |  | FU0172 | FU0021 | AF0085 | AF0071 |  |  | UAI0640 | KA0186 | SA0472 |  |  |  | XT0807 |  |  | SH0412 | AP0617 |  |  | HS0470
|  |  |  | XT0170 | FU0022 | AF0086 | AF0072 |  |  | UAI0641 | KA0330 | HA0472 |  |  |  | XT0820 |  |  | SH0411 | AP0616 |  |  | SA0701
|  |  |  | KA0246 | FU0680 | AF0087 | AF0073 |  |  | UAI0650 | KA0331 | SA0471 |  |  |  | XT0822 |  |  | SH0405 | AP0615 |  |  | SA0700
|  |  |  | KA0254 | XT0051 | XT0082 | AF0074 |  |  | UAI0722 | KA0332 | SB0472 |  |  |  | XT0823 |  |  | SH0404 | AP0614
|  |  |  | KA0249 | XT0680 | XT0081 | AF0075 |  |  | UAI0723 | KA0333 |  |  |  |  | XT0824 |  |  | SA0400 | AP0613
|  |  |  | KA0176 | AT0680 | XT0081M | AF0076 |  |  | UAI0746 | KA0334 |  |  |  |  | GR1232 |  |  | SH0410 | AP0612
|  |  |  | KA0145 | BA0001 | XT0091M | GR0233 |  |  | UAI0747 | KA0335 |  |  |  |  | XT0801 |  |  | SH0409 | UV0610
|  |  |  | KA0255 | BA0002 | GR0133 | KA0235 |  |  | UAI0751 | KA0336 |  |  |  |  | XT0801F |  |  | SH0401 | UV0611
|  |  |  | KA0247 | GR0234 | AU0090 | KA0236 |  |  | UAI0752 | KA0337 |  |  |  |  | XT0802 |  |  | SH0400
|  |  |  | KA0177 |  | AF0091 | KA0237 |  |  | UAI0753 | KA0338 |  |  |  |  | XT0813 |  |  | XT0201
|  |  |  | KA0179 |  | AF0092 | KA0239 |  |  | UAI0853 | FU0122 |  |  |  |  | XT0814 |  |  | XT0564
|  |  |  | KA0172 |  | AF0093 | KA0240 |  |  | UAI0854 | FU0120 |  |  |  |  | XT0814F |  |  | AU0200
|  |  |  | KA0174 |  | AF0094 | KA0251 |  |  | UAI0855 | FU0121 |  |  |  |  | GR1231 |  |  | AF0201
|  |  |  | KA6510 |  | AF0095 | KA0130 |  |  | UAI0856 | XT0120 |  |  |  |  | XT0800 |  |  | AF0202
|  |  |  | KA0178 |  | FU0090 | KA0131 |  |  | UAI0866 | AF0123 |  |  |  |  | FU0317 |  |  | GR0200
|  |  |  | AT0170 |  | PC0470 | KA0132 |  |  | UAI0736 | AF0122 |  |  |  |  | FU0318 |  |  | SB0408
|  |  |  | XT0171M |  | FU0091 | KA0241 |  |  | UAI0833 | AF0121 |  |  |  |  | XT0833 |  |  | SB0407
|  |  |  | XT0175M |  | FU0092 | KA0230 |  |  | UAI0835 | AU0120 |  |  |  |  | XT0834 |  |  | SH0408
|  |  |  | XT0176M |  | FU0093 | KA0231 |  |  | UV0672 | GR0422 |  |  |  |  | XT0844 |  |  | SB0405
|  |  |  | XT0033 |  | FU0094 | KA0232 |  |  | UAI0836 | RS0106 |  |  |  |  | GR1111 |  |  | SB0406
|  |  |  | FU0031 |  | KA7237 | KA0233 |  |  | UAI0840 | XT0346 |  |  |  |  | XT0839 |  |  | SA0401
|  |  |  | GR0123 |  | KA7238 | KA0234 |  |  | UAI0841 | XT0347 |  |  |  |  | VD1756 |  |  | SB0404
|  |  |  | IEG0150 |  | KA7239 | KA0133 |  |  | UAI0843 | XT0348 |  |  |  |  | VD1757 |  |  | SB0403
|  |  |  | XT0170M |  | KA7240 | KA0134 |  |  | UAI0860 | XT0349 |  |  |  |  | VD1758 |  |  | SB0402
|  |  |  | XT0172M |  | KA7251 | KA0136 |  |  | UAI0861 | FU0313 |  |  |  |  | RR1751 |  |  | SB0401
|  |  |  | XT0178M |  | XT0002 | KA0137 |  |  | UAI0863A | FU0314 |  |  |  |  | RR1752
|  |  |  | QS0031 |  | GR0135 | KA0138 |  |  | UAI1231 | FU0332 |  |  |  |  | RR1756
|  |  |  | XT0031 |  | QS0011 | KA0141 |  |  | UAI1232 | FU0333 |  |  |  |  | RR1757
|  |  |  | GR0124 |  | FU0012 | KA0222 |  |  | UAI1235 | XT0360M |  |  |  |  | RR1758
|  |  |  | UV0170 |  | FU0013 | KA0221 |  |  | UAI1236 | XT0834M |  |  |  |  | XT0804
|  |  |  | UJ0031 |  | FU0014 | KA0242 |  |  | UAI1237 | XT0836M |  |  |  |  | GR1110
|  |  |  | PEG0150 |  | FU0015 | KA0243 |  |  | UAI1240 | XT0850M |  |  |  |  | GR1112
[6 empty] | FU0016 | KA0244 |  |  | UAI1242 | XT0352M |  |  |  |  | XT0805
[6 empty] | FU0017 | KA0245 |  |  | UAI0666 | XT0460M |  |  |  |  | UA1200
[6 empty] | FU0018 | KA1020 |  |  | UAI0660 | XT0461M |  |  |  |  | IEG1200
[6 empty] | XT0012 | KA2160 |  |  | UV0673 | XT0462M
[6 empty] | XT0804M | KA2161 |  |  | UAI0661 | XT0463M
[6 empty] | GR0131 | KA0875 |  |  | UAI0662 | XT0470M
[6 empty] | UJ0131 | KT0140 |  |  | UAI0730 | XT0351M
[6 empty] | FU0032 | KT0141 |  |  | UAI0731 | XT-VACB
[6 empty] | FU0136 | KT0142 |  |  | UAI0732 | KA4100
[6 empty] | XT0003 | KT0143 |  |  | UAI0831 | KA0180
[6 empty] | XT0032 | KT0144 |  |  | UAI0852 | GR0424
[6 empty] | KA6212 | KT0145 |  |  | UAI0862 | KA0185
[6 empty] | KA6211 | KT0146 |  |  | UAI0864 | XT0180
[6 empty] | KA3220 | XT0237 |  |  | UAI0865 | FU0180
[6 empty] | KA0135 | XT0065M |  |  | UAI6161 | FU0181
[6 empty] | KA3221 | XT0066M |  |  | UAI6163 | FU0182
[6 empty] | KA4361 | XT0072M |  |  | UAI6171 | AU0180
[6 empty] | KA4360 | XT0805M |  |  | UAI6172 | AF0181
[6 empty] | KA6100 | XT0813M |  |  | UAI6173 | AF0182
[6 empty] | XT-VAC | XT0814M |  |  | UAI6174 | AF0183
[6 empty] | GR0134 | XT0095M |  |  | UAI6181 | AF0184
[6 empty] | XT0014 | GR0232 |  |  | UAI6182 | XT0181M
[6 empty] | PEG0130 | FU0061 |  |  | UV0674 | XT0182M
[6 empty] | IEG0010 | FU0062 |  |  | UAI6183 | XT0313
[7 empty] | FU0063 |  |  | UAI6211 | FU0460
[7 empty] | FU0064 |  |  | UAI6212 | XT0460
[7 empty] | XT0060 |  |  | UAI6213 | XT0336
[7 empty] | AF0068 |  |  | UAI6214 | XT0335
[7 empty] | AF0067 |  |  | UAI6241 | GR0423
[7 empty] | AF0066 |  |  | XT0827F | KA0364
[7 empty] | AF0065 |  |  | XT0410 | KA0365
[7 empty] | AF0064 |  |  | FU0410 | KA0313
[7 empty] | AF0063 |  |  | FU0411 | PEG0140
[7 empty] | AF0062 |  |  | FU0412 | IEG0140
[7 empty] | AF0061 |  |  | GR0672
AU0060
XT0801M
GR0231
IEG0230

## White Labels
(SHT 8) CONSOLE DOOR (BECKWITH) | (SHT 14) CONSOLE F&G,C.C. - (SHT 16) CONSOLE PANEL A | (SHT 14) CONSOLE F&G,C.C. - (SHT 3) CONSOLE TCP | (SHT 14) CONSOLE F&G,C.C. - (SHT 4) ORBIT 60^DOOR PANEL | (SHT 21) CONSOLE GEN PANEL | (SHT 21) CONSOLE GEN PANEL - (SHT 16) CONSOLE PANEL A | (SHT 19) CONSOLE HART MPX,C.C. - (SHT 17) CONSOLE PANEL B | (SHT 20) CONSOLE ISOLATOR PANEL - (SHT 17) CONSOLE PANEL B | (SHT 16) CONSOLE PANEL A | (SHT 16) CONSOLE PANEL A - (SHT 17) CONSOLE PANEL B | (SHT 16) CONSOLE PANEL A - (SHT 18) CONSOLE SCREW TERMINALS,C.C. | (SHT 17) CONSOLE PANEL B | (SHT 17) CONSOLE PANEL B - (SHT 15) CONSOLE PLC PANEL | (SHT 15) CONSOLE PLC PANEL | (SHT 3) CONSOLE TCP | (SHT 28) JB1123 | (SHT 23) JB70 DOOR HEATER PANEL | (SHT 26) JB70 INTERFACE PANELS | (SHT 10) SPACE HEATER PANEL
DCTX2N | IEG0150G | IEG01503 | PEG01501 | AT0140LS(S) | IEG0140G | IEG02302 | IEG023010 | 0V | IEG0230G | AT1100G | AF0064G | IEG02306 | UV0600G | AU0200GND | IEG11231 | CCH7000G | IEG12002 | H0950AG
VBUSN | PEG0150G |  | PEG01502 | AU0120GND | PEG0140G |  | IEG023011 | AF0083G |  |  | AF0065G | IEG02307 |  |  |  |  | UA1200G
|  |  |  | AU0180GND |  |  | IEG023012 | AF0084G |  |  | AF0066G | [5 empty] | WC8401
|  |  |  | EXCS |  |  | IEG02309 | AF0085G |  |  | AF0071G
|  |  |  | IEG01402 |  |  |  | AU0080GND |  |  | AF0072G
|  |  |  | IEG01403 |  |  |  | AU0090GND |  |  | AF0073G
|  |  |  | IEG01404 |  |  |  | IEG001013 |  |  | AF0074G
|  |  |  | IEG01405 |  |  |  | IEG00102 |  |  | AU0060GND
|  |  |  | PEG01401 |  |  |  | IEG00106 |  |  | AU0070GND
|  |  |  | PEG01404 |  |  |  | IEG00108 |  |  | IEG02301
|  |  |  | PMGS | [6 empty] | IEG02303
|  |  |  | WC8101 | [6 empty] | IEG02304
|  |  |  | WC8102 | [6 empty] | IEG02308
WC8201
WC8301

## Heat Shrink Labels
(SHT 14) CONSOLE F&G,C.C. | (SHT 13) CONSOLE GEN INTF PNL - (SHT 16) CONSOLE PANEL A | (SHT 21) CONSOLE GEN PANEL | (SHT 21) CONSOLE GEN PANEL - (SHT 20) CONSOLE ISOLATOR PANEL | (SHT 21) CONSOLE GEN PANEL - (SHT 6) CONSOLE METER PANEL | (SHT 19) CONSOLE HART MPX,C.C. | (SHT 19) CONSOLE HART MPX,C.C. - (SHT 20) CONSOLE ISOLATOR PANEL | (SHT 19) CONSOLE HART MPX,C.C. - (SHT 16) CONSOLE PANEL A | (SHT 19) CONSOLE HART MPX,C.C. - (SHT 17) CONSOLE PANEL B | (SHT 20) CONSOLE ISOLATOR PANEL | (SHT 20) CONSOLE ISOLATOR PANEL - (SHT 16) CONSOLE PANEL A | (SHT 20) CONSOLE ISOLATOR PANEL - (SHT 17) CONSOLE PANEL B | (SHT 20) CONSOLE ISOLATOR PANEL - (SHT 4) ORBIT 60^DOOR PANEL | (SHT 17) CONSOLE PANEL B | (SHT 26) JB70 INTERFACE PANELS
WC5001 | WC0094 | WC8009 | WC1235 | WC8064 | WTXRX1 | WC0855I | WC0851 | WC0640 | WC029121 | WC0833 | WC2100 | WC1404 | WC0651 | WC4524
WC5115 |  | WC8164 | WC1236 | WC8065 |  | WC4550 | WC0852 | WC0641 | WC029122 | WC0835 | WC2101 | WC1428 | WC0653
WC8066 |  | WC8165 | WC1237 |  |  | WI0640 | WC0853 | WC0650 | WC2170 | WC2126 | WC2102 | WC1429 | WC0661
WC8067 |  | WC8264 | WC1240 |  |  | WI0641 | WC0854 | WC0722 | WC2171 | WC2127 | WC2103 | WC1430 | WC0663
WC8069 |  |  | WC1242 |  |  | WI0650 | WC0855 | WC0723 | WC2172 | WC2254 | WC2104 | WC1431 | WC0664
WC8085 |  |  | WC2470 |  |  | WI0722 | WC0856 | WC0746 | WC2173 | WC2262 | WC2105 | WC1432 | WC0665
|  |  | WC2570 |  |  | WI0723 | WC0862 | WC0747 | WC2174 | WC2626 | WC2106 | WC1433 | WC0666
[6 empty] | WI0746 | WC0863 | WC0751 | WC2175 | WI0860 | WC2129 | WC1434 | WC0720
[6 empty] | WI0747 | WC0864 | WC0752 | WC2177 | WI0861 |  | WC1435 | WCP1
[6 empty] | WI0751 | WC0865 | WC0753 | WC2180 |  |  | WC4001 | WCP2
[6 empty] | WI0752 | WC0866 |  | WC4117 |  |  | WC4400
[6 empty] | WI0753 |  |  | WC4121 |  |  | WC4401
[6 empty] | WI0852 |  |  | WCAIF0 |  |  | WC4402
[6 empty] | WI0853 |  |  | WCPDT2106 |  |  | WC4403
[6 empty] | WI0854 |  |  | WCVFDP1
[6 empty] | WI0856 |  |  | WI0833
[6 empty] | WI0862 |  |  | WI2026
[6 empty] | WI0863 |  |  | WI2027
[6 empty] | WI0864 |  |  | WI2062
[6 empty] | WI0865 |  |  | WI2129
[6 empty] | WI0866 |  |  | WI2526
WI4012
WI4018
WI4019
WI4020
WI4022
WI4023
WI4025
WI4514
WI4519
WI4520
WI4523
WI5084
WI5085
WIVT3200
WIVT3221

## CONSOLE
CONSOLE
CONTROL CONSOLE,
Project # | 4M181
Project Name | PIC PROJECT PHASE 4 DEVELOPMENT
Revision | B.6
Controls DE | J. SHORTER
Phone:
Controls ME | S. LOZA
Phone:
From | [5 empty] | To
Device ID | Cable (W) Conductor (SC) Jumper Clip (JC) | Wire No. | Wire ID | Gauge/Size | Page/Zone | Device ID | Location | Page/Zone
AT0190:GND | SC | AT0190G | GRN/YEL | 14 | 50.C4 | FRAME | CONSOLE | 50.D3
AT0190:USB1 | SC | AT0190K | CABLE | USB | 50.C4 | AT0190K:KI | CONSOLE | 50.C5
EL0271:B1 | SC | EL0272B | WHT | 14 | 50.B6 | EL0272:B2 | CONSOLE | 50.B5
EL0271:B2 | SC | ZS0271 | WHT | 14 | 50.B6 | ZS0271:2 | CONSOLE | 50.B6
EL0271:W1 | SC | EL0272W | WHT | 14 | 50.B6 | EL0272:W2 | CONSOLE | 50.B5
EL0272:B1 | SC | ZS0273 | WHT | 14 | 50.B5 | ZS0273:2 | CONSOLE | 50.B4
AT0190:ENET | WC0019 | AT0680LAN2 | ENET | CABLE | 4.A6 | AT0680:LAN2 | CONSOLE PLC PANEL | 4.A2
HA0273:(+) | WC5540 | HA0273P | BLK | 16 | 54.D4 | AF0202:23 | CONSOLE TCP | 54.D6
HA0273:(-) | WC5540 | HA0273N | WHT | 16 | 54.D4 | AF0202:55 | CONSOLE TCP | 54.D6
AT0190:NEG | SC | 0V1 | WHT | 14 | 50.C4 | XT0562:4 | CONSOLE TCP POWER | 50.C2
AT0190:POS | SC | FU0190 | WHT | 14 | 50.C4 | FU0190:LD | CONSOLE TCP POWER | 50.C3
EL0272:W1 | SC | 0V1 | WHT | 14 | 50.B5 | XT0562:2 | CONSOLE TCP POWER | 50.B2
ZS0271:1 | SC | FU0273 | WHT | 14 | 50.B6 | FU0273:LD | CONSOLE TCP POWER | 50.B3
ZS0273:1 | SC | FU0273 | WHT | 14 | 50.B4 | FU0273:LD | CONSOLE TCP POWER | 50.B3
SolarTools ver. 24.0.84.24712 (Jul 31, 2025)
Report date: 4/9/2026 11:29 AM

## CONSOLE DOOR (BECKWITH)
CONSOLE DOOR (BECKWITH)
CONTROL CONSOLE DOOR, BECKWITH RELAY
Project # | 4M181
Project Name | PIC PROJECT PHASE 4 DEVELOPMENT
Revision | B.6
Controls DE | J. SHORTER
Phone:
Controls ME | S. LOZA
Phone:
From | [5 empty] | To
Device ID | Cable (W) Conductor (SC) Jumper Clip (JC) | Wire No. | Wire ID | Gauge/Size | Page/Zone | Device ID | Location | Page/Zone
KA0460:31 | SC | FU0460 | WHT | 14 | 108.A4 | KA0460:33 | CONSOLE DOOR (BECKWITH) | 108.A4
KA0460:31 | SC | FU0460 | WHT | 14 | 108.A4 | KA0460:62 | CONSOLE DOOR (BECKWITH) | 108.A4
KA0460:38 | SC | VBUSN | GRN/YEL | 12 | 106.C7 | KA0460:40 | CONSOLE DOOR (BECKWITH) | 106.C7
KA0460:40 | SC | VBUSN | GRN/YEL | 12 | 106.C7 | KA0460:42 | CONSOLE DOOR (BECKWITH) | 106.C7
KA0460:47 | SC | DCTX2N | GRN/YEL | 12 | 106.A7 | KA0460:49 | CONSOLE DOOR (BECKWITH) | 106.A7
KA0460:49 | SC | DCTX2N | GRN/YEL | 12 | 106.A7 | KA0460:51 | CONSOLE DOOR (BECKWITH) | 106.A7
KA0460:10 | SC | KA046010 | WHT | 20 | 108.A4 | XT0460:5 | CONSOLE GEN PANEL | 108.A2
KA0460:11 | SC | KA046011 | WHT | 20 | 108.A4 | XT0460:6 | CONSOLE GEN PANEL | 108.A2
KA0460:12 | SC | KA046012 | WHT | 20 | 108.A4 | XT0460:7 | CONSOLE GEN PANEL | 108.A5
KA0460:13 | SC | KA046013 | WHT | 20 | 108.A4 | XT0460:8 | CONSOLE GEN PANEL | 108.A5
KA0460:15 | SC | KA046015 | WHT | 20 | 108.A4 | XT0460:9 | CONSOLE GEN PANEL | 108.A5
KA0460:16 | SC | KA046016 | WHT | 20 | 108.A4 | XT0460:10 | CONSOLE GEN PANEL | 108.B5
KA0460:18 | SC | KA046018 | WHT | 20 | 108.A4 | XT0460:11 | CONSOLE GEN PANEL | 108.B5
KA0460:19 | SC | KA046019 | WHT | 20 | 108.A4 | XT0460:12 | CONSOLE GEN PANEL | 108.B5
KA0460:25 | SC | KA046025 | WHT | 20 | 108.A4 | XT0460:18 | CONSOLE GEN PANEL | 108.C5
KA0460:26 | SC | KA046026 | WHT | 20 | 108.A4 | XT0460:17 | CONSOLE GEN PANEL | 108.C5
KA0460:29 | SC | KA046029 | WHT | 20 | 108.A4 | XT0460:14 | CONSOLE GEN PANEL | 108.C5
KA0460:30 | SC | KA046030 | WHT | 20 | 108.A4 | XT0460:13 | CONSOLE GEN PANEL | 108.C5
KA0460:43 | SC | VGENC | RED | 16 | 106.C7 | XT0461M:1 | CONSOLE GEN PANEL | 106.C4
KA0460:41 | SC | VGENB | RED | 16 | 106.C7 | XT0461M:2 | CONSOLE GEN PANEL | 106.C4
KA0460:39 | SC | VGENA | RED | 16 | 106.C7 | XT0461M:3 | CONSOLE GEN PANEL | 106.C4
KA0460:38 | SC | VBUSN | GRN/YEL | 12 | 106.C7 | XT0461M:4 | CONSOLE GEN PANEL | 106.C4
KA0460:46 | SC | DCTAX1 | BLU | 16 | 106.A7 | XT0462M:1 | CONSOLE GEN PANEL | 106.A4
KA0460:47 | SC | DCTX2N | GRN/YEL | 12 | 106.A7 | XT0462M:4 | CONSOLE GEN PANEL | 106.A4
KA0460:48 | SC | DCTBX1 | BLU | 16 | 106.A7 | XT0462M:2 | CONSOLE GEN PANEL | 106.A4
KA0460:50 | SC | DCTCX1 | BLU | 16 | 106.A7 | XT0462M:3 | CONSOLE GEN PANEL | 106.A4
KA0460:54 | SC | DCT01 | BLU | 12 | 111.C6 | XT0463M:6 | CONSOLE GEN PANEL | 111.C4
KA0460:55 | SC | DCT02 | BLU | 12 | 111.C6 | XT0463M:3 | CONSOLE GEN PANEL | 111.C4
KA0460:56 | SC | KA046056 | BLU | 12 | 111.C6 | XT0463M:5 | CONSOLE GEN PANEL | 111.C4
KA0460:57 | SC | DCT04 | BLU | 12 | 111.C6 | XT0463M:2 | CONSOLE GEN PANEL | 111.C4
KA0460:58 | SC | KA046058 | BLU | 12 | 111.C6 | XT0463M:4 | CONSOLE GEN PANEL | 111.C4
KA0460:59 | SC | DCT06 | BLU | 12 | 111.C6 | XT0463M:1 | CONSOLE GEN PANEL | 111.C4
KA0460:6 | SC | KA04606 | WHT | 20 | 108.A4 | XT0460:19 | CONSOLE GEN PANEL | 108.A2
KA0460:62 | SC | FU0460 | WHT | 14 | 108.A4 | XT0460:1 | CONSOLE GEN PANEL | 108.C2
KA0460:63 | SC | 0V | WHT | 14 | 108.A4 | XT0460:2 | CONSOLE GEN PANEL | 108.C2
KA0460:8 | SC | KA04608 | WHT | 20 | 108.A4 | XT0460:20 | CONSOLE GEN PANEL | 108.A2
KA0460:32 | SC | KA046032 | WHT | 20 | 108.A4 | KA0462:B | CONSOLE SWITCH PANEL | 108.C3
KA0460:33 | SC | FU0460 | WHT | 14 | 108.A4 | KA0462:18 | CONSOLE SWITCH PANEL | 108.C3
KA0460:34 | SC | KA0333A1 | WHT | 20 | 108.A4 | KA0462:12 | CONSOLE SWITCH PANEL | 108.C3
SolarTools ver. 24.0.84.24712 (Jul 31, 2025)
Report date: 4/9/2026 11:29 AM

## CONSOLE F&G,C.C.
CONSOLE F&G,C.C.
CONTROL CONSOLE, F&G PANEL
Project # | 4M181
Project Name | PIC PROJECT PHASE 4 DEVELOPMENT
Revision | B.6
Controls DE | J. SHORTER
Phone:
Controls ME | S. LOZA
Phone:
From | [5 empty] | To
Device ID | Cable (W) Conductor (SC) Jumper Clip (JC) | Wire No. | Wire ID | Gauge/Size | Page/Zone | Device ID | Location | Page/Zone
XT0033:2 | JC | 0V | CLIP | --- | 13.D6 | XT0033:1 | CONSOLE F&G,C.C. | 13.D6
XT0170:1 | JC | FU0535 | CLIP | --- | 38.A2 | XT0170:2 | CONSOLE F&G,C.C. | 38.A2
XT0170:3 | JC | 0V | CLIP | --- | 38.A2 | XT0170:4 | CONSOLE F&G,C.C. | 38.A2
XT0535:1 | JC | FU0535 | CLIP | --- | 42.A5 | XT0535:2 | CONSOLE F&G,C.C. | 42.A5
XT0535:2 | JC | FU0535 | CLIP | --- | 42.A5 | XT0535:3 | CONSOLE F&G,C.C. | 42.A5
XT0535:3 | JC | FU0535 | CLIP | --- | 42.A5 | XT0535:4 | CONSOLE F&G,C.C. | 42.A5
XT0535:4 | JC | FU0535 | CLIP | --- | 42.A5 | XT0535:5 | CONSOLE F&G,C.C. | 42.B5
XT0536:1 | JC | 0V | CLIP | --- | 42.A5 | XT0536:2 | CONSOLE F&G,C.C. | 42.A5
XT0536:2 | JC | 0V | CLIP | --- | 42.A5 | XT0536:3 | CONSOLE F&G,C.C. | 42.A5
XT0536:3 | JC | 0V | CLIP | --- | 42.A5 | XT0536:4 | CONSOLE F&G,C.C. | 42.B5
XT0536:4 | JC | 0V | CLIP | --- | 42.B5 | XT0536:5 | CONSOLE F&G,C.C. | 42.B5
AT0170:1 | SC | UV01705 | WHT | 14 | 38.A5 | UV0170:5(+) | CONSOLE F&G,C.C. | 38.A3
AT0170:11 | SC | SA0170B213 | WHT | 20 | 43.B6 | XT0170M:1 | CONSOLE F&G,C.C. | 43.B5
AT0170:12 | SC | SA0170B214 | WHT | 20 | 43.B6 | XT0170M:2 | CONSOLE F&G,C.C. | 43.B5
AT0170:2 | SC | UV01706 | WHT | 14 | 38.A5 | UV0170:6(-) | CONSOLE F&G,C.C. | 38.A3
AT0170:24 | SC | FU0172 | WHT | 20 | 38.B3 | XT0170:5 | CONSOLE F&G,C.C. | 38.B2
AT0170:25 | SC | AT017025 | WHT | 20 | 38.B3 | KA0172:A1 | CONSOLE F&G,C.C. | 38.B2
AT0170:26 | SC | KA0243A1 | WHT | 20 | 38.B3 | KA0254:A1 | CONSOLE F&G,C.C. | 41.C6
AT0170:3 | SC | UV01707 | WHT | 14 | 38.A5 | UV0170:7(+) | CONSOLE F&G,C.C. | 38.A3
AT0170:30 | SC | FU0172 | WHT | 20 | 38.C3 | XT0170:5 | CONSOLE F&G,C.C. | 38.B2
AT0170:31 | SC | AT017031 | WHT | 20 | 38.C3 | KA0174:A1 | CONSOLE F&G,C.C. | 38.C2
AT0170:32 | SC | KA0245A1 | WHT | 20 | 38.C3 | KA0249:A1 | CONSOLE F&G,C.C. | 41.C6
AT0170:4 | SC | UV01708 | WHT | 14 | 38.A5 | UV0170:8(-) | CONSOLE F&G,C.C. | 38.A3
AT0170:45 | SC | AT017045 | WHT | 20 | 37.D6 | XT0170M:3 | CONSOLE F&G,C.C. | 37.D5
AT0170:46 | SC | AT017046 | WHT | 20 | 37.D6 | XT0170M:4 | CONSOLE F&G,C.C. | 37.D5
AT0170:GND | SC | AT0170G | GRN/YEL | 14 | 38.A5 | FRAME | CONSOLE F&G,C.C. | 38.B6
AT0171:11 | SC | SB017523 | WHT | 20 | 43.D6 | XT0175M:19 | CONSOLE F&G,C.C. | 43.D5
AT0171:12 | SC | SB017524 | WHT | 20 | 43.D6 | XT0175M:20 | CONSOLE F&G,C.C. | 43.D5
AT0171:14 | SC | SB097423 | WHT | 20 | 44.C6 | XT0175M:17 | CONSOLE F&G,C.C. | 44.C5
AT0171:15 | SC | SB097424 | WHT | 20 | 44.C6 | XT0175M:18 | CONSOLE F&G,C.C. | 44.C5
AT0171:17 | SC | AT017117 | WHT | 20 | 44.B6 | XT0171M:12 | CONSOLE F&G,C.C. | 44.B5
AT0171:18 | SC | HL0971X1 | WHT | 20 | 44.B6 | XT0171M:13 | CONSOLE F&G,C.C. | 44.B5
AT0171:1P1 | SC | AT01784P1 | WHT | 14 | 38.D3 | AT0178:4P1 | CONSOLE F&G,C.C. | 38.D5
AT0171:2 | SC | SB09702 | WHT | 20 | 44.A6 | XT0171M:10 | CONSOLE F&G,C.C. | 44.A5
AT0171:20 | SC | AT017120 | WHT | 20 | 44.B6 | XT0171M:14 | CONSOLE F&G,C.C. | 44.B5
AT0171:21 | SC | HL0972X1 | WHT | 20 | 44.B6 | XT0171M:15 | CONSOLE F&G,C.C. | 44.B5
AT0171:23 | SC | AT017123 | WHT | 20 | 44.C6 | XT0171M:16 | CONSOLE F&G,C.C. | 44.C5
AT0171:24 | SC | HL0973X1 | WHT | 20 | 44.C6 | XT0171M:17 | CONSOLE F&G,C.C. | 44.C5
AT0171:2P1 | SC | AT01785P1 | WHT | 14 | 38.D3 | AT0178:5P1 | CONSOLE F&G,C.C. | 38.D5
AT0171:3 | SC | SB09701 | WHT | 20 | 44.A6 | XT0171M:11 | CONSOLE F&G,C.C. | 44.A5
AT0171:GND | SC | AT0171G | GRN/YEL | 14 | 38.D3 | FRAME | CONSOLE F&G,C.C. | 38.D4
AT0175:11 | SC | KA651012 | WHT | 20 | 131.A6 | KA6510:12 | CONSOLE F&G,C.C. | 131.A6
AT0175:12 | SC | SV66112 | WHT | 20 | 131.A6 | XT0175M:8 | CONSOLE F&G,C.C. | 131.A5
AT0175:14 | SC | AT017514 | LEAD | --- | 40.B6 | RR1755: -10K OHM | CONSOLE F&G,C.C. | 40.B6
AT0175:15 | SC | AT017515 | LEAD | --- | 40.B6 | RR1755: -10K OHM | CONSOLE F&G,C.C. | 40.B6
AT0175:17 | SC | AT017517 | WHT | 20 | 43.A6 | XT0175M:9 | CONSOLE F&G,C.C. | 43.A5
AT0175:18 | SC | HL0171X1 | WHT | 20 | 43.A6 | XT0175M:10 | CONSOLE F&G,C.C. | 43.A5
AT0175:1P1 | SC | UV01709 | WHT | 14 | 38.B5 | UV0170:9(+) | CONSOLE F&G,C.C. | 38.A3
AT0175:2 | SC | SB017013 | WHT | 20 | 43.C6 | XT0175M:1 | CONSOLE F&G,C.C. | 43.C5
AT0175:20 | SC | AT017520 | WHT | 20 | 43.A6 | XT0175M:11 | CONSOLE F&G,C.C. | 43.A5
AT0175:21 | SC | HL0172X1 | WHT | 20 | 43.A6 | XT0175M:12 | CONSOLE F&G,C.C. | 43.A5
AT0175:23 | SC | AT017523 | WHT | 20 | 43.B6 | XT0175M:13 | CONSOLE F&G,C.C. | 43.B5
AT0175:24 | SC | HL0173X1 | WHT | 20 | 43.B6 | XT0175M:14 | CONSOLE F&G,C.C. | 43.B5
AT0175:2P1 | SC | UV017010 | WHT | 14 | 38.B5 | UV0170:10(-) | CONSOLE F&G,C.C. | 38.A3
AT0175:3 | SC | SB017014 | WHT | 20 | 43.C6 | XT0175M:2 | CONSOLE F&G,C.C. | 43.C5
AT0175:4P1 | SC | AT01754P1 | WHT | 20 | 38.B5 | XT0175M:15 | CONSOLE F&G,C.C. | 43.C5
AT0175:5 | SC | TS65401 | WHT | 20 | 125.A6 | XT0175M:3 | CONSOLE F&G,C.C. | 125.A5
AT0175:5P1 | SC | KA6510A2 | WHT | 20 | 38.B5 | KA6510:A2 | CONSOLE F&G,C.C. | 43.C5
AT0175:6 | SC | TS65402 | WHT | 20 | 125.A6 | XT0175M:4 | CONSOLE F&G,C.C. | 125.A5
AT0175:8 | SC | PS66101 | WHT | 20 | 124.C6 | XT0175M:5 | CONSOLE F&G,C.C. | 124.C5
AT0175:9 | SC | PS66102 | WHT | 20 | 124.C6 | XT0175M:6 | CONSOLE F&G,C.C. | 124.C5
AT0175:GND | SC | AT0175G | GRN/YEL | 14 | 38.B5 | FRAME | CONSOLE F&G,C.C. | 38.C6
AT0176:11 | SC | KA651022 | WHT | 20 | 133.A6 | KA6510:22 | CONSOLE F&G,C.C. | 133.A6
AT0176:12 | SC | SV67112 | WHT | 20 | 133.A6 | XT0176M:8 | CONSOLE F&G,C.C. | 133.A5
AT0176:14 | SC | HL67111 | WHT | 20 | 120.B7 | XT0176M:9 | CONSOLE F&G,C.C. | 120.C5
AT0176:15 | SC | HL67112 | WHT | 20 | 120.B7 | XT0176M:10 | CONSOLE F&G,C.C. | 120.C5
AT0176:17 | SC | AT017617 | LEAD | --- | 40.C6 | RR1766:-10K OHM | CONSOLE F&G,C.C. | 40.C6
AT0176:18 | SC | AT017618 | LEAD | --- | 40.C6 | RR1766:-10K OHM | CONSOLE F&G,C.C. | 40.C6
AT0176:1P1 | SC | UV017011 | WHT | 14 | 38.C5 | UV0170:11(+) | CONSOLE F&G,C.C. | 38.A3
AT0176:2 | SC | HAL67303 | WHT | 20 | 119.A6 | XT0176M:1 | CONSOLE F&G,C.C. | 119.A5
AT0176:20 | SC | HAL67311 | WHT | 20 | 119.B6 | XT0176M:11 | CONSOLE F&G,C.C. | 119.B5
AT0176:21 | SC | HAL67312 | WHT | 20 | 119.B6 | XT0176M:12 | CONSOLE F&G,C.C. | 119.B5
AT0176:23 | SC | HAL67301 | WHT | 20 | 119.A6 | XT0176M:13 | CONSOLE F&G,C.C. | 119.A5
AT0176:24 | SC | HAL67302 | WHT | 20 | 119.A6 | XT0176M:14 | CONSOLE F&G,C.C. | 119.A5
AT0176:2P1 | SC | UV017012 | WHT | 14 | 38.C5 | UV0170:12(-) | CONSOLE F&G,C.C. | 38.A3
AT0176:3 | SC | HAL67304 | WHT | 20 | 119.A6 | XT0176M:2 | CONSOLE F&G,C.C. | 119.B5
AT0176:4P1 | SC | AT01764P1 | WHT | 14 | 38.C5 | AT0178:1P1 | CONSOLE F&G,C.C. | 38.D5
AT0176:5 | SC | HL67101 | WHT | 20 | 120.A7 | XT0176M:3 | CONSOLE F&G,C.C. | 120.A5
AT0176:5P1 | SC | AT01765P1 | WHT | 14 | 38.C5 | AT0178:2P1 | CONSOLE F&G,C.C. | 38.D5
AT0176:6 | SC | HL67102 | WHT | 20 | 120.A7 | XT0176M:4 | CONSOLE F&G,C.C. | 120.A5
AT0176:8 | SC | HAL67313 | WHT | 20 | 119.C6 | XT0176M:5 | CONSOLE F&G,C.C. | 119.C5
AT0176:9 | SC | HAL67314 | WHT | 20 | 119.C6 | XT0176M:6 | CONSOLE F&G,C.C. | 119.C5
AT0176:GND | SC | AT0176G | GRN/YEL | 14 | 38.C5 | FRAME | CONSOLE F&G,C.C. | 38.C6
AT0178:11 | SC | ZS66221 | WHT | 20 | 132.D6 | XT0178M:7 | CONSOLE F&G,C.C. | 132.D5
AT0178:12 | SC | ZS66222 | WHT | 20 | 132.D6 | XT0178M:8 | CONSOLE F&G,C.C. | 132.D5
AT0178:14 | SC | PS66111 | WHT | 20 | 132.A6 | XT0178M:9 | CONSOLE F&G,C.C. | 132.A5
AT0178:15 | SC | PS66112 | WHT | 20 | 132.A6 | XT0178M:10 | CONSOLE F&G,C.C. | 132.A5
AT0178:17 | SC | PS66211 | WHT | 20 | 132.C6 | XT0178M:11 | CONSOLE F&G,C.C. | 132.C5
AT0178:18 | SC | PS66212 | WHT | 20 | 132.C6 | XT0178M:12 | CONSOLE F&G,C.C. | 132.C5
AT0178:2 | SC | ZS66111 | WHT | 20 | 132.B6 | XT0178M:1 | CONSOLE F&G,C.C. | 132.B5
AT0178:20 | SC | ZS61P | WHT | 20 | 122.A7 | XT0178M:13 | CONSOLE F&G,C.C. | 122.A6
AT0178:21 | SC | ZS61S | WHT | 20 | 122.A7 | XT0178M:14 | CONSOLE F&G,C.C. | 122.A6
AT0178:23 | SC | AT017823 | WHT | 20 | 39.D6 | XT0171M:2 | CONSOLE F&G,C.C. | 39.D6
AT0178:24 | SC | AT017824 | WHT | 20 | 39.D6 | XT0171M:3 | CONSOLE F&G,C.C. | 39.D6
AT0178:3 | SC | ZS66112 | WHT | 20 | 132.B6 | XT0178M:2 | CONSOLE F&G,C.C. | 132.B5
AT0178:5 | SC | ZS66121 | WHT | 20 | 132.B6 | XT0178M:3 | CONSOLE F&G,C.C. | 132.B5
AT0178:6 | SC | ZS66122 | WHT | 20 | 132.B6 | XT0178M:4 | CONSOLE F&G,C.C. | 132.B5
AT0178:8 | SC | ZS66211 | WHT | 20 | 132.D6 | XT0178M:5 | CONSOLE F&G,C.C. | 132.D5
AT0178:9 | SC | ZS66212 | WHT | 20 | 132.D6 | XT0178M:6 | CONSOLE F&G,C.C. | 132.D5
AT0178:GND | SC | AT0178G | GRN/YEL | 14 | 38.D5 | FRAME | CONSOLE F&G,C.C. | 38.D6
FU0031:LI | SC | 24V2 | WHT | 10 | 13.D6 | UJ0031:OUT(+) | CONSOLE F&G,C.C. | 13.C4
FU0170:LD | SC | FU0170 | WHT | 14 | 38.A2 | XT0171M:4 | CONSOLE F&G,C.C. | 127.A6
FU0170:LI | SC | FU0535 | WHT | 14 | 38.A2 | XT0170:2 | CONSOLE F&G,C.C. | 38.A2
FU0171:LD | SC | FU0171 | WHT | 14 | 38.A2 | UV0170:3(+) | CONSOLE F&G,C.C. | 38.A3
FU0171:LD | SC | FU0171 | WHT | 14 | 38.A2 | UV0170:1(+) | CONSOLE F&G,C.C. | 38.A3
FU0171:LI | SC | FU0535 | WHT | 14 | 38.A2 | XT0170:2 | CONSOLE F&G,C.C. | 38.A2
FU0172:LD | SC | FU0172 | WHT | 16 | 38.A2 | XT0170:5 | CONSOLE F&G,C.C. | 38.B2
FU0172:LI | SC | FU0535 | WHT | 14 | 38.A2 | XT0170:1 | CONSOLE F&G,C.C. | 38.A2
FU0294:LI | SC | FU0535 | WHT | 12 | 42.A5 | XT0535:4 | CONSOLE F&G,C.C. | 42.A5
FU0295:LI | SC | FU0535 | WHT | 12 | 42.B5 | XT0535:5 | CONSOLE F&G,C.C. | 42.B5
FU0535:LD | SC | FU0535 | WHT | 12 | 42.A4 | XT0535:1 | CONSOLE F&G,C.C. | 42.A5
GR0121: | SC | GR0121 | GRN/YEL | 14 | 9.B4 | FRAME | CONSOLE F&G,C.C. | 9.B5
GR0122: | SC | GR0122 | GRN/YEL | 14 | 9.B4 | FRAME | CONSOLE F&G,C.C. | 9.B5
GR0123: | SC | GR0123 | GRN/YEL | 14 | 9.C4 | FRAME | CONSOLE F&G,C.C. | 9.C5
GR0124: | SC | GR0124 | GRN/YEL | 14 | 9.C4 | FRAME | CONSOLE F&G,C.C. | 9.C5
KA0145:21 | SC | KA025522 | WHT | 20 | 41.A2 | KA0249:11 | CONSOLE F&G,C.C. | 41.A2
KA0145:21 | SC | KA025522 | WHT | 20 | 41.A2 | KA0255:22 | CONSOLE F&G,C.C. | 41.A1
KA0145:22 | SC | KA0176A1 | WHT | 20 | 41.A2 | KA0176:A1 | CONSOLE F&G,C.C. | 41.A6
KA0145:22 | SC | KA0176A1 | WHT | 20 | 41.A2 | KA0249:12 | CONSOLE F&G,C.C. | 41.A2
KA0145:A2 | SC | 0V | WHT | 20 | 41.B6 | KA0246:A2 | CONSOLE F&G,C.C. | 41.C6
KA0145:A2 | SC | 0V | WHT | 20 | 41.B6 | KA0255:A2 | CONSOLE F&G,C.C. | 41.B6
KA0172:11 | SC | KA017211 | WHT | 20 | 37.D6 | XT0170M:5 | CONSOLE F&G,C.C. | 37.D5
KA0172:12 | SC | KA017212 | WHT | 20 | 37.D6 | XT0170M:6 | CONSOLE F&G,C.C. | 37.D5
KA0172:A2 | SC | 0V | WHT | 20 | 38.B2 | KA0174:A2 | CONSOLE F&G,C.C. | 38.C2
KA0172:A2 | SC | 0V | WHT | 20 | 38.B2 | XT0170:4 | CONSOLE F&G,C.C. | 38.A2
KA0174:11 | SC | KA017411 | WHT | 20 | 37.D6 | XT0170M:7 | CONSOLE F&G,C.C. | 37.D5
KA0174:12 | SC | KA017412 | WHT | 20 | 37.D6 | XT0170M:8 | CONSOLE F&G,C.C. | 37.D5
KA0176:11 | SC | KA017611 | WHT | 20 | 137.B6 | KA0246:11 | CONSOLE F&G,C.C. | 137.B5
KA0176:A1 | SC | KA0176A1 | WHT | 20 | 41.A6 | KA0177:A1 | CONSOLE F&G,C.C. | 41.A6
KA0176:A2 | SC | 0V | WHT | 20 | 41.A6 | KA0177:A2 | CONSOLE F&G,C.C. | 41.A6
KA0177:11 | SC | KA017711 | WHT | 20 | 138.B6 | KA0247:11 | CONSOLE F&G,C.C. | 138.B5
KA0177:A1 | SC | KA0176A1 | WHT | 20 | 41.A6 | KA0179:A1 | CONSOLE F&G,C.C. | 41.B6
KA0177:A2 | SC | 0V | WHT | 20 | 41.A6 | KA0179:A2 | CONSOLE F&G,C.C. | 41.B6
KA0178:A1 | SC | KA0178A1 | WHT | 20 | 39.D5 | XT0171M:1 | CONSOLE F&G,C.C. | 39.D5
KA0178:A2 | SC | AT017824 | WHT | 20 | 39.D5 | XT0171M:3 | CONSOLE F&G,C.C. | 39.D6
KA0179:A2 | SC | 0V | WHT | 20 | 41.B6 | KA0255:A2 | CONSOLE F&G,C.C. | 41.B6
KA0246:A1 | SC | KA0243A1 | WHT | 20 | 41.C6 | KA0247:A1 | CONSOLE F&G,C.C. | 41.C6
KA0246:A2 | SC | 0V | WHT | 20 | 41.C6 | KA0247:A2 | CONSOLE F&G,C.C. | 41.C6
KA0247:A1 | SC | KA0243A1 | WHT | 20 | 41.C6 | KA0254:A1 | CONSOLE F&G,C.C. | 41.C6
KA0247:A2 | SC | 0V | WHT | 20 | 41.C6 | KA0254:A2 | CONSOLE F&G,C.C. | 41.C6
KA0249:A2 | SC | 0V | WHT | 20 | 41.C6 | KA0254:A2 | CONSOLE F&G,C.C. | 41.C6
KA6510:11 | SC | SV66111 | WHT | 20 | 131.A6 | XT0175M:7 | CONSOLE F&G,C.C. | 131.A5
KA6510:21 | SC | SV67111 | WHT | 20 | 133.A6 | XT0176M:7 | CONSOLE F&G,C.C. | 133.A5
KA6510:A1 | SC | SA0170B114 | WHT | 20 | 43.C5 | XT0175M:16 | CONSOLE F&G,C.C. | 43.C5
QS0031:LD-1 | SC | UJ0031P | WHT | 12 | 13.C3 | UJ0031:+ | CONSOLE F&G,C.C. | 13.C4
QS0031:LD-3 | SC | UJ0031N | WHT | 12 | 13.C3 | UJ0031:- | CONSOLE F&G,C.C. | 13.C4
QS0031:LI-2 | SC | QS0031P | WHT | 12 | 13.C3 | XT0031:1 | CONSOLE F&G,C.C. | 13.C2
QS0031:LI-4 | SC | QS0031N | WHT | 12 | 13.C3 | XT0031:2 | CONSOLE F&G,C.C. | 13.D2
RR1788: -10K OHM | SC | AT017823 | LEAD | --- | 39.D6 | XT0171M:2 | CONSOLE F&G,C.C. | 39.D6
RR1788: -10K OHM | SC | AT017824 | LEAD | --- | 39.D6 | XT0171M:3 | CONSOLE F&G,C.C. | 39.D6
UJ0031:OUT(-) | SC | 0V | WHT | 10 | 13.C4 | XT0033:2 | CONSOLE F&G,C.C. | 13.D6
UV0170:13(+) | SC | LON0P | WHT | 16 | 128.A6 | XT0171M:6 | CONSOLE F&G,C.C. | 128.A6
UV0170:14(-) | SC | LON0N | WHT | 16 | 128.A6 | XT0171M:7 | CONSOLE F&G,C.C. | 128.A6
UV0170:15(+) | SC | LON2P | WHT | 16 | 128.A6 | XT0171M:8 | CONSOLE F&G,C.C. | 128.A6
UV0170:16(-) | SC | LON2N | WHT | 16 | 128.A6 | XT0171M:9 | CONSOLE F&G,C.C. | 128.B6
UV0170:2(-) | SC | 0V | WHT | 14 | 38.A3 | XT0170:3 | CONSOLE F&G,C.C. | 38.A2
UV0170:4(-) | SC | 0V | WHT | 14 | 38.A3 | XT0170:3 | CONSOLE F&G,C.C. | 38.A2
UV0170:GND | SC | UV0170G | GRN/YEL | 14 | 38.A3 | FRAME | CONSOLE F&G,C.C. | 38.B4
VD1788:--1N4007 | SC | KA0178A1 | LEAD | --- | 39.D6 | XT0171M:1 | CONSOLE F&G,C.C. | 39.D5
VD1788:+-1N4007 | SC | AT017823 | LEAD | --- | 39.D6 | XT0171M:2 | CONSOLE F&G,C.C. | 39.D6
XT0170:2 | SC | FU0535 | WHT | 14 | 38.A2 | XT0535:3 | CONSOLE F&G,C.C. | 42.A5
XT0170:3 | SC | 0V | WHT | 14 | 38.A2 | XT0171M:5 | CONSOLE F&G,C.C. | 127.A6
XT0536:3 | SC | 0V | WHT | 14 | 42.A5 | XT0170:3 | CONSOLE F&G,C.C. | 38.A2
AT0171:3P2 | WC5001 | LON1A | RED | 20 | 127.A6 | XT0171M:18 | CONSOLE F&G,C.C. | 127.A6
AT0171:2P2 | WC5001 | LON1B | BLK | 20 | 127.A6 | XT0171M:19 | CONSOLE F&G,C.C. | 127.A6
AT0171:1P2 | WC5001 | LON1S1 | SH | 20 | 127.A6 | XT0171M:20 | CONSOLE F&G,C.C. | 127.A6
AT0170:53 | WC5115 | LON2A | RED | 20 | 128.B6 | XT0172M:1 | CONSOLE F&G,C.C. | 128.B6
AT0170:52 | WC5115 | LON2B | BLK | 20 | 128.B6 | XT0172M:2 | CONSOLE F&G,C.C. | 128.B6
AT0170:51 | WC5115 | LON2S1 | SH | 20 | 128.B6 | XT0172M:3 | CONSOLE F&G,C.C. | 128.B6
AT0175:1P2 | WC8066 | AT01751P2 | WHT | 16 | 38.B7 | AT0176:4P2 | CONSOLE F&G,C.C. | 38.B7
AT0175:2P2 | WC8066 | AT01752P2 | BLK | 16 | 38.B7 | AT0176:5P2 | CONSOLE F&G,C.C. | 38.B7
AT0175:3P2 | WC8066 | AT01753P2 | SH | 16 | 38.B7 | AT0176:6P2 | CONSOLE F&G,C.C. | 38.B7
AT0176:1P2 | WC8067 | AT01761P2 | WHT | 16 | 38.C7 | AT0178:4P2 | CONSOLE F&G,C.C. | 38.C7
AT0176:2P2 | WC8067 | AT01762P2 | BLK | 16 | 38.C7 | AT0178:5P2 | CONSOLE F&G,C.C. | 38.C7
AT0176:3P2 | WC8067 | AT01763P2 | SH | 16 | 38.C7 | AT0178:6P2 | CONSOLE F&G,C.C. | 38.C7
AT0170:50 | WC8069 | AT017050 | WHT | 16 | 38.A7 | AT0175:4P2 | CONSOLE F&G,C.C. | 38.A7
AT0170:49 | WC8069 | AT017049 | BLK | 16 | 38.A7 | AT0175:5P2 | CONSOLE F&G,C.C. | 38.A7
AT0170:48 | WC8069 | AT017048 | SH | 16 | 38.A7 | AT0175:6P2 | CONSOLE F&G,C.C. | 38.A7
AT0171:4P2 | WC8085 | AT01781P2 | CLR | 16 | 38.D7 | AT0178:1P2 | CONSOLE F&G,C.C. | 38.D7
AT0171:5P2 | WC8085 | AT01782P2 | BLK | 16 | 38.D7 | AT0178:2P2 | CONSOLE F&G,C.C. | 38.D7
AT0171:6P2 | WC8085 | AT01783P2 | SH | 16 | 38.D7 | AT0178:3P2 | CONSOLE F&G,C.C. | 38.D7
UJ0031:G | SC | UJ0031G | GRN/YEL | 12 | 13.C4 | FRAME | CONSOLE F&G,C.C. | 13.D4
AT0170:L2 | WC0017 | AT0170L2 | ENET | CABLE | 3.B6 | AT0140:P1 | CONSOLE GEN PANEL | 3.C3
FU0031:LD | SC | 24V | WHT | 10 | 13.D6 | FU0136:LI | CONSOLE PANEL A | 14.A2
FU0535:LI | SC | FU0136 | WHT | 14 | 42.A4 | XT0002:7 | CONSOLE PANEL A | 14.B4
IEG0150:0 | SC | IEG0150G | GRN | 8 | 9.C2 | IEG0010:3 | CONSOLE PANEL A | 9.C2
KA0176:11 | SC | KA017611 | WHT | 20 | 137.B6 | AF0093:04 | CONSOLE PANEL A | 137.B8
KA0176:14 | SC | 009336 | WHT | 20 | 137.B6 | AF0093:36 | CONSOLE PANEL A | 137.B8
KA0176:A2 | SC | 0V | WHT | 20 | 41.A6 | XT0080:8 | CONSOLE PANEL A | 26.A6
KA0177:11 | SC | KA017711 | WHT | 20 | 138.B6 | AF0093:13 | CONSOLE PANEL A | 138.B7
KA0177:14 | SC | 009345 | WHT | 20 | 138.B6 | AF0093:45 | CONSOLE PANEL A | 138.B7
KA0246:14 | SC | KA6211A1 | WHT | 20 | 137.B5 | KA6211:A1 | CONSOLE PANEL A | 137.B6
KA0247:14 | SC | KA024714 | WHT | 20 | 138.B5 | KA6212:A1 | CONSOLE PANEL A | 138.B6
KA0255:21 | SC | FU0139 | WHT | 20 | 41.A1 | XT0081:3 | CONSOLE PANEL A | 26.A2
PEG0150:0 | SC | PEG0150G | GRN/YEL | 8 | 9.B2 | PEG0130:2 | CONSOLE PANEL A | 9.B2
UJ0031:IOUT | SC | UJ0031IOUT | WHT | 20 | 13.C4 | AF0094:10 | CONSOLE PANEL A | 13.C7
UJ0031:IS | SC | UJ0131IS | WHT | 20 | 13.C4 | UJ0131:IS | CONSOLE PANEL A | 12.B4
UJ0031:OK1 | SC | UJ0031OK1 | WHT | 20 | 13.C4 | AF0091:42 | CONSOLE PANEL A | 13.D7
UJ0031:OK2 | SC | UJ0031OK2 | WHT | 10 | 13.C4 | AF0091:10 | CONSOLE PANEL A | 13.D7
UJ0031:VIN | SC | UJ0031VIN | WHT | 20 | 13.C4 | AF0094:08 | CONSOLE PANEL A | 13.C7
XT0033:1 | SC | 0V | WHT | 14 | 13.D6 | XT0032:2 | CONSOLE PANEL A | 13.C6
XT0536:1 | SC | 0V | WHT | 12 | 42.A5 | XT0003:7 | CONSOLE PANEL A | 14.B4
KA0145:A1 | SC | KA0135A1 | WHT | 20 | 41.B6 | XT0089:16 | CONSOLE PANEL B | 25.C5
KA0178:11 | SC | KA023212 | WHT | 20 | 45.A6 | KA0232:12 | CONSOLE PANEL B | 45.A5
KA0178:14 | SC | FU0535 | WHT | 20 | 45.A6 | KA0875:14 | CONSOLE PANEL B | 45.A5
KA0246:A1 | SC | KA0243A1 | WHT | 20 | 41.C6 | XT0089:11 | CONSOLE PANEL B | 26.A5
KA0249:A1 | SC | KA0245A1 | WHT | 20 | 41.C6 | XT0089:12 | CONSOLE PANEL B | 26.C5
KA0255:A1 | SC | KA0131A1 | WHT | 20 | 41.B6 | XT0089:10 | CONSOLE PANEL B | 29.D4
XT0170:1 | SC | FU0535 | WHT | 20 | 38.A2 | KA0875:14 | CONSOLE PANEL B | 45.A5
IEG0150:3 | SC | IEG01503 | GRN | 14 | 50.A3 | GR0200: | CONSOLE TCP | 50.A3
AT0170:L1 | WC0020 | AU0200L2 | ENET | CABLE | 3.B6 | AU0200:L2 | CONSOLE TCP | 3.B4
PEG0150:1 | SC | PEG01501 | GRN/YEL | 14 | 19.B4 | UV0610:P.E. | ORBIT 60^DOOR PANEL | 19.B1
PEG0150:2 | SC | PEG01502 | GRN/YEL | 14 | 19.D4 | UV0611:P.E. | ORBIT 60^DOOR PANEL | 19.C1
SolarTools ver. 24.0.84.24712 (Jul 31, 2025)
Report date: 4/9/2026 11:29 AM

## CONSOLE GEN INTERLOCK KEY
CONSOLE GEN INTERLOCK KEY
CONTROL CONSOLE, GEN INTERLOCK KEY
Project # | 4M181
Project Name | PIC PROJECT PHASE 4 DEVELOPMENT
Revision | B.6
Controls DE | J. SHORTER
Phone:
Controls ME | S. LOZA
Phone:
From | [5 empty] | To
Device ID | Cable (W) Conductor (SC) Jumper Clip (JC) | Wire No. | Wire ID | Gauge/Size | Page/Zone | Device ID | Location | Page/Zone
GR0166: | SC | GR0166 | GRN/YEL | 14 | 109.D6 | FRAME | CONSOLE GEN INTERLOCK KEY | 109.D7
SL0166:2 | SC | 009132 | WHT | 20 | 109.D5 | XT0166:1 | CONSOLE GEN INTERLOCK KEY | 109.D6
SL0166:3 | SC | 009100 | WHT | 20 | 109.D5 | XT0166:2 | CONSOLE GEN INTERLOCK KEY | 109.D6
SL0166:4 | SC | 009203 | WHT | 20 | 109.D5 | XT0166:3 | CONSOLE GEN INTERLOCK KEY | 109.D6
SL0166:5 | SC | 009219 | WHT | 20 | 109.D5 | XT0166:4 | CONSOLE GEN INTERLOCK KEY | 109.D6
SL0166:X1 | SC | 009203 | WHT | 20 | 109.D5 | XT0166:3 | CONSOLE GEN INTERLOCK KEY | 109.D6
SL0166:X2 | SC | 009219 | WHT | 20 | 109.D5 | XT0166:4 | CONSOLE GEN INTERLOCK KEY | 109.D6
VD0166:--1N4007 | SC | 009203 | LEAD | --- | 109.D6 | XT0166:3 | CONSOLE GEN INTERLOCK KEY | 109.D6
VD0166:+-1N4007 | SC | 009219 | LEAD | --- | 109.D6 | XT0166:4 | CONSOLE GEN INTERLOCK KEY | 109.D6
XT0166:1 | SC | 009132 | WHT | 20 | 109.D6 | AF0091:32 | CONSOLE PANEL A | 109.D7
XT0166:2 | SC | 009100 | WHT | 20 | 109.D6 | AF0091:00 | CONSOLE PANEL A | 109.D7
XT0166:3 | SC | 009203 | WHT | 20 | 109.D6 | AF0092:03 | CONSOLE PANEL A | 109.D7
XT0166:4 | SC | 009219 | WHT | 20 | 109.D6 | AF0092:19 | CONSOLE PANEL A | 109.D7
SolarTools ver. 24.0.84.24712 (Jul 31, 2025)
Report date: 4/9/2026 11:29 AM

## CONSOLE GEN INTF PNL
CONSOLE GEN INTF PNL
CONTROL CONSOLE, GENERATOR INTR PANEL
Project # | 4M181
Project Name | PIC PROJECT PHASE 4 DEVELOPMENT
Revision | B.6
Controls DE | J. SHORTER
Phone:
Controls ME | S. LOZA
Phone:
From | [5 empty] | To
Device ID | Cable (W) Conductor (SC) Jumper Clip (JC) | Wire No. | Wire ID | Gauge/Size | Page/Zone | Device ID | Location | Page/Zone
GR0940: | SC | GR0940 | GRN/YEL | 14 | 9.C2 | FRAME | CONSOLE GEN INTF PNL | 9.C3
TE0940:+ | WC0940 | 009432 | RED | 18 | 23.B5 | XT0940:1 | CONSOLE GEN INTF PNL | 23.B5
TE0940:- | WC0940 | 009400 | WHT | 18 | 23.B5 | XT0940:2 | CONSOLE GEN INTF PNL | 23.B5
TE0940:G | WC0940 | 009401 | BLK | 18 | 23.B5 | XT0940:3 | CONSOLE GEN INTF PNL | 23.B5
XT0940:1 | WC0094 | 009432 | RED | 20 | 23.B5 | AF0094:17 | CONSOLE PANEL A | 23.B6
XT0940:2 | WC0094 | 009400 | WHT | 20 | 23.B5 | AF0094:01 | CONSOLE PANEL A | 23.B6
XT0940:3 | WC0094 | 009401 | BLK | 20 | 23.B5 | AF0094:00 | CONSOLE PANEL A | 23.B6
FLOATING | WC0094 | 009448 | SH | 20 | 23.C5 | AF0094:48 | CONSOLE PANEL A | 23.B6
SolarTools ver. 24.0.84.24712 (Jul 31, 2025)
Report date: 4/9/2026 11:29 AM

## CONSOLE GEN PANEL
CONSOLE GEN PANEL
CONTROL CONSOLE, GEN CNTL PANEL
Project # | 4M181
Project Name | PIC PROJECT PHASE 4 DEVELOPMENT
Revision | B.6
Controls DE | J. SHORTER
Phone:
Controls ME | S. LOZA
Phone:
From | [5 empty] | To
Device ID | Cable (W) Conductor (SC) Jumper Clip (JC) | Wire No. | Wire ID | Gauge/Size | Page/Zone | Device ID | Location | Page/Zone
XT0335:1 | JC | FU0332 | CLIP | --- | 15.A4 | XT0335:2 | CONSOLE GEN PANEL | 15.A4
XT0335:2 | JC | FU0332 | CLIP | --- | 15.A4 | XT0335:3 | CONSOLE GEN PANEL | 15.B4
XT0335:3 | JC | FU0332 | CLIP | --- | 15.B4 | XT0335:4 | CONSOLE GEN PANEL | 15.B4
XT0335:4 | JC | FU0332 | CLIP | --- | 15.B4 | XT0335:5 | CONSOLE GEN PANEL | 15.B4
XT0335:5 | JC | FU0332 | CLIP | --- | 15.B4 | XT0335:6 | CONSOLE GEN PANEL | 15.B4
XT0335:6 | JC | FU0332 | CLIP | --- | 15.B4 | XT0335:7 | CONSOLE GEN PANEL | 15.C4
XT0335:7 | JC | FU0332 | CLIP | --- | 15.C4 | XT0335:8 | CONSOLE GEN PANEL | 15.C4
XT0335:8 | JC | FU0332 | CLIP | --- | 15.C4 | XT0335:9 | CONSOLE GEN PANEL | 15.C4
XT0335:9 | JC | FU0332 | CLIP | --- | 15.C4 | XT0335:10 | CONSOLE GEN PANEL | 15.C4
XT0336:1 | JC | 0V | CLIP | --- | 15.A4 | XT0336:2 | CONSOLE GEN PANEL | 15.B4
XT0336:2 | JC | 0V | CLIP | --- | 15.B4 | XT0336:3 | CONSOLE GEN PANEL | 15.B4
XT0336:3 | JC | 0V | CLIP | --- | 15.B4 | XT0336:4 | CONSOLE GEN PANEL | 15.B4
XT0336:4 | JC | 0V | CLIP | --- | 15.B4 | XT0336:5 | CONSOLE GEN PANEL | 15.B4
XT0336:5 | JC | 0V | CLIP | --- | 15.B4 | XT0336:6 | CONSOLE GEN PANEL | 15.C4
XT0336:6 | JC | 0V | CLIP | --- | 15.C4 | XT0336:7 | CONSOLE GEN PANEL | 15.C4
XT0336:7 | JC | 0V | CLIP | --- | 15.C4 | XT0336:8 | CONSOLE GEN PANEL | 15.C4
XT0336:8 | JC | 0V | CLIP | --- | 15.C4 | XT0336:9 | CONSOLE GEN PANEL | 15.C4
XT0336:9 | JC | 0V | CLIP | --- | 15.C4 | XT0336:10 | CONSOLE GEN PANEL | 15.D4
XT0347:4 | JC | VGENB | CLIP | --- | 52.D2 | XT0347:5 | CONSOLE GEN PANEL | 52.D2
XT0347:6 | JC | VGENC | CLIP | --- | 52.D2 | XT0347:7 | CONSOLE GEN PANEL | 52.D2
XT0351M:1 | JC | VBUSN | CLIP | --- | 106.B4 | XT0351M:2 | CONSOLE GEN PANEL | 106.B4
XT0351M:10 | JC | VGENA | CLIP | --- | 106.D4 | XT0351M:11 | CONSOLE GEN PANEL | 106.D4
XT0351M:12 | JC | VGENB | CLIP | --- | 106.D4 | XT0351M:13 | CONSOLE GEN PANEL | 106.D4
XT0351M:14 | JC | VGENC | CLIP | --- | 106.D4 | XT0351M:15 | CONSOLE GEN PANEL | 106.D4
XT0351M:2 | JC | VBUSN | CLIP | --- | 106.B4 | XT0351M:3 | CONSOLE GEN PANEL | 106.B4
XT0351M:4 | JC | BUSPTA | CLIP | --- | 106.B4 | XT0351M:5 | CONSOLE GEN PANEL | 106.B4
XT0351M:6 | JC | BUSPTB | CLIP | --- | 106.B4 | XT0351M:7 | CONSOLE GEN PANEL | 106.B4
XT0351M:8 | JC | BUSPTC | CLIP | --- | 106.B4 | XT0351M:9 | CONSOLE GEN PANEL | 106.C4
XT0470M:2 | JC | VBUSBA | CLIP | --- | 105.B4 | XT0470M:1 | CONSOLE GEN PANEL | 105.B4
XT0470M:3 | JC | VBUSBB | CLIP | --- | 105.B4 | XT0470M:4 | CONSOLE GEN PANEL | 105.B4
XT0834M:4 | JC | EXC2 | CLIP | --- | 109.C4 | XT0834M:3 | CONSOLE GEN PANEL | 109.C5
XT0834M:5 | JC | EXCS | CLIP | --- | 109.C4 | XT0834M:6 | CONSOLE GEN PANEL | 109.C5
XT0850M:2 | JC | CCT1(+) | CLIP | --- | 111.A4 | XT0850M:1 | CONSOLE GEN PANEL | 111.A4
XT0850M:4 | JC | CCT1(-) | CLIP | --- | 111.A4 | XT0850M:3 | CONSOLE GEN PANEL | 111.A4
AF0121:01 | SC | 012101 | WHT | 20 | 34.C4 | KA0121:A1 | CONSOLE GEN PANEL | 34.C3
AF0121:03 | SC | KA0123A1 | WHT | 20 | 31.C7 | KA0123:A1 | CONSOLE GEN PANEL | 31.C5
AF0121:08 | SC | 012108 | WHT | 20 | 34.C7 | KA0128:A1 | CONSOLE GEN PANEL | 34.C5
AF0121:14 | SC | KA033611 | WHT | 20 | 116.A6 | KA0336:11 | CONSOLE GEN PANEL | 116.A5
AF0121:17 | SC | 012117 | WHT | 20 | 34.C4 | KA0121:A2 | CONSOLE GEN PANEL | 34.C3
AF0121:19 | SC | KA0123A2 | WHT | 20 | 31.C7 | KA0123:A2 | CONSOLE GEN PANEL | 31.C5
AF0121:24 | SC | 012124 | WHT | 20 | 34.C7 | KA0128:A2 | CONSOLE GEN PANEL | 34.C5
AF0121:30 | SC | KA4100A2 | WHT | 20 | 116.A6 | KA4100:A2 | CONSOLE GEN PANEL | 116.A6
AF0121:COM | SC | 0V | WHT | 16 | 33.B2 | XT0120:2 | CONSOLE GEN PANEL | 33.B1
AF0121:V+ | SC | FU0121 | WHT | 16 | 33.B2 | FU0121:LD | CONSOLE GEN PANEL | 33.B1
AF0122:00 | SC | 012200 | WHT | 20 | 35.B7 | KA0330:11 | CONSOLE GEN PANEL | 35.B6
AF0122:01 | SC | 012201 | WHT | 20 | 35.C7 | KA0331:11 | CONSOLE GEN PANEL | 35.C6
AF0122:02 | SC | KA031011 | WHT | 20 | 31.B7 | KA0310:11 | CONSOLE GEN PANEL | 31.B6
AF0122:03 | SC | KA046029 | WHT | 20 | 108.C6 | XT0460:14 | CONSOLE GEN PANEL | 108.C5
AF0122:04 | SC | KA046211 | WHT | 20 | 108.D6 | XT0460:15 | CONSOLE GEN PANEL | 108.D5
AF0122:06 | SC | 012206 | WHT | 20 | 34.C7 | XT0337M:2 | CONSOLE GEN PANEL | 34.C5
AF0122:07 | SC | KA046013 | WHT | 20 | 108.A6 | XT0460:8 | CONSOLE GEN PANEL | 108.A5
AF0122:08 | SC | KA046016 | WHT | 20 | 108.A6 | XT0460:10 | CONSOLE GEN PANEL | 108.B5
AF0122:09 | SC | 012209 | WHT | 20 | 60.B6 | KA0364:21 | CONSOLE GEN PANEL | 60.B6
AF0122:10 | SC | KA046019 | WHT | 20 | 108.B6 | XT0460:12 | CONSOLE GEN PANEL | 108.B5
AF0122:11 | SC | 012211 | WHT | 20 | 110.B6 | XT0836M:2 | CONSOLE GEN PANEL | 110.B5
AF0122:15 | SC | KA046025 | WHT | 20 | 108.C6 | XT0460:18 | CONSOLE GEN PANEL | 108.C5
AF0122:32 | SC | 012232 | WHT | 20 | 35.B7 | KA0330:14 | CONSOLE GEN PANEL | 35.B6
AF0122:33 | SC | 012233 | WHT | 20 | 35.C7 | KA0331:14 | CONSOLE GEN PANEL | 35.C6
AF0122:34 | SC | KA031014 | WHT | 20 | 31.B7 | KA0310:14 | CONSOLE GEN PANEL | 31.B6
AF0122:35 | SC | KA046030 | WHT | 20 | 108.C6 | XT0460:13 | CONSOLE GEN PANEL | 108.C5
AF0122:36 | SC | KA046213 | WHT | 20 | 108.D6 | XT0460:16 | CONSOLE GEN PANEL | 108.D5
AF0122:38 | SC | 012238 | WHT | 20 | 34.C7 | XT0337M:1 | CONSOLE GEN PANEL | 34.C5
AF0122:39 | SC | KA046012 | WHT | 20 | 108.A6 | XT0460:7 | CONSOLE GEN PANEL | 108.A5
AF0122:40 | SC | KA046015 | WHT | 20 | 108.A6 | XT0460:9 | CONSOLE GEN PANEL | 108.A5
AF0122:41 | SC | 012241 | WHT | 20 | 60.B6 | KA0364:24 | CONSOLE GEN PANEL | 60.B6
AF0122:42 | SC | KA046018 | WHT | 20 | 108.B6 | XT0460:11 | CONSOLE GEN PANEL | 108.B5
AF0122:43 | SC | 012243 | WHT | 20 | 110.B6 | XT0836M:1 | CONSOLE GEN PANEL | 110.B5
AF0122:47 | SC | KA046026 | WHT | 20 | 108.C6 | XT0460:17 | CONSOLE GEN PANEL | 108.C5
AF0122:COM | SC | AF0122N | WHT | 16 | 33.B3 | AF0123:COM | CONSOLE GEN PANEL | 33.B3
AF0122:COM | SC | AU0120N | WHT | 16 | 33.B3 | AU0120:COM | CONSOLE GEN PANEL | 33.A2
AF0122:V+ | SC | AF0122P | WHT | 16 | 33.B3 | AF0123:V+ | CONSOLE GEN PANEL | 33.B3
AF0122:V+ | SC | AU0120P | WHT | 16 | 33.B3 | AU0120:V+ | CONSOLE GEN PANEL | 33.A2
AF0123:SH | SC | IEG01405 | GRN | 14 | 33.B3 | IEG0140:5 | CONSOLE GEN PANEL | 33.B4
AF0123:SH | SC | AU0120GND | GRN | 14 | 33.B3 | AU0120:GND | CONSOLE GEN PANEL | 33.A2
AF0181:00 | SC | 018100 | WHT | 20 | 60.A7 | KA0180:A1 | CONSOLE GEN PANEL | 60.A5
AF0181:02 | SC | KA0120A1 | WHT | 20 | 60.D7 | KA0120:A1 | CONSOLE GEN PANEL | 60.D6
AF0181:16 | SC | 018116 | WHT | 20 | 60.A7 | KA0180:A2 | CONSOLE GEN PANEL | 60.A5
AF0181:18 | SC | KA0120A2 | WHT | 20 | 60.D7 | KA0120:A2 | CONSOLE GEN PANEL | 60.D6
AF0181:24 | SC | 018124 | WHT | 20 | 60.C7 | KA0186:A2 | CONSOLE GEN PANEL | 60.C6
AF0181:26 | SC | 018126 | WHT | 20 | 60.B7 | KA0185:A2 | CONSOLE GEN PANEL | 60.B6
AF0181:COM | SC | 0V | WHT | 14 | 56.C3 | XT0180:1 | CONSOLE GEN PANEL | 56.C2
AF0181:V+ | SC | FU0181 | WHT | 16 | 56.C3 | FU0181:LD | CONSOLE GEN PANEL | 56.C2
AF0182:00 | SC | SB75102 | WHT | 20 | 57.A7 | XT0182M:2 | CONSOLE GEN PANEL | 57.A5
AF0182:01 | SC | SB75112 | WHT | 20 | 57.A7 | XT0182M:4 | CONSOLE GEN PANEL | 57.A5
AF0182:02 | SC | CC97092 | WHT | 20 | 60.D7 | XT0181M:6 | CONSOLE GEN PANEL | 60.D4
AF0182:03 | SC | 018203 | WHT | 20 | 36.C7 | KA0337:11 | CONSOLE GEN PANEL | 36.C6
AF0182:04 | SC | SB75002 | WHT | 20 | 60.C7 | XT0182M:10 | CONSOLE GEN PANEL | 60.C4
AF0182:05 | SC | KA75012 | WHT | 20 | 57.D7 | XT0182M:18 | CONSOLE GEN PANEL | 57.D5
AF0182:09 | SC | SB75542 | WHT | 20 | 57.B7 | XT0182M:8 | CONSOLE GEN PANEL | 57.B5
AF0182:10 | SC | SB75552 | WHT | 20 | 57.B7 | XT0182M:6 | CONSOLE GEN PANEL | 57.B5
AF0182:11 | SC | SB75522 | WHT | 20 | 57.C7 | XT0182M:14 | CONSOLE GEN PANEL | 57.C5
AF0182:12 | SC | SB75512 | WHT | 20 | 57.C7 | XT0182M:12 | CONSOLE GEN PANEL | 57.C5
AF0182:13 | SC | KA95002 | WHT | 20 | 60.A7 | XT0182M:16 | CONSOLE GEN PANEL | 60.A5
AF0182:32 | SC | SB75101 | WHT | 20 | 57.A7 | XT0182M:1 | CONSOLE GEN PANEL | 57.A5
AF0182:33 | SC | SB75111 | WHT | 20 | 57.A7 | XT0182M:3 | CONSOLE GEN PANEL | 57.A5
AF0182:34 | SC | CC97091 | WHT | 20 | 60.D7 | XT0181M:5 | CONSOLE GEN PANEL | 60.D4
AF0182:35 | SC | 018235 | WHT | 20 | 36.C7 | KA0337:14 | CONSOLE GEN PANEL | 36.C6
AF0182:36 | SC | SB75001 | WHT | 20 | 60.C7 | XT0182M:9 | CONSOLE GEN PANEL | 60.C4
AF0182:37 | SC | KA75011 | WHT | 20 | 57.D7 | XT0182M:17 | CONSOLE GEN PANEL | 57.D5
AF0182:41 | SC | SB75541 | WHT | 20 | 57.B7 | XT0182M:7 | CONSOLE GEN PANEL | 57.B5
AF0182:42 | SC | SB75551 | WHT | 20 | 57.B7 | XT0182M:5 | CONSOLE GEN PANEL | 57.B5
AF0182:43 | SC | SB75521 | WHT | 20 | 57.C7 | XT0182M:13 | CONSOLE GEN PANEL | 57.C5
AF0182:44 | SC | SB75511 | WHT | 20 | 57.C7 | XT0182M:11 | CONSOLE GEN PANEL | 57.C5
AF0182:45 | SC | KA75001 | WHT | 20 | 60.A7 | XT0182M:15 | CONSOLE GEN PANEL | 60.A5
AF0182:COM | SC | AF0182N | WHT | 16 | 56.C4 | AF0183:COM | CONSOLE GEN PANEL | 56.B4
AF0182:COM | SC | AU0180N | WHT | 16 | 56.C4 | AU0180:COM | CONSOLE GEN PANEL | 56.B3
AF0182:V+ | SC | AF0182P | WHT | 16 | 56.C4 | AF0183:V+ | CONSOLE GEN PANEL | 56.B4
AF0182:V+ | SC | AU0180P | WHT | 16 | 56.C4 | AU0180:V+ | CONSOLE GEN PANEL | 56.B3
AF0183:COM | SC | AF0183N | WHT | 16 | 56.B4 | AF0184:COM | CONSOLE GEN PANEL | 56.C5
AF0183:V+ | SC | AF0183P | WHT | 16 | 56.B4 | AF0184:V+ | CONSOLE GEN PANEL | 56.C5
AF0184:SH | SC | IEG01403 | GRN | 14 | 56.C5 | IEG0140:3 | CONSOLE GEN PANEL | 56.C6
AF0184:SH | SC | AU0180GND | GRN | 14 | 56.C5 | AU0180:GND | CONSOLE GEN PANEL | 56.B3
AT0140:13 VGEN-A | SC | VGENA | RED | 16 | 106.D7 | XT0351M:10 | CONSOLE GEN PANEL | 106.D4
AT0140:14 VGEN-B | SC | VGENB | RED | 16 | 106.D7 | XT0351M:12 | CONSOLE GEN PANEL | 106.D4
AT0140:15 VGEN-C | SC | VGENC | RED | 16 | 106.D7 | XT0351M:14 | CONSOLE GEN PANEL | 106.D4
AT0140:16 VGEN-N | SC | VBUSN | RED | 16 | 106.D7 | XT0351M:3 | CONSOLE GEN PANEL | 106.B4
AT0140:20 VBUS-N | SC | VBUSN | RED | 16 | 106.B7 | XT0351M:2 | CONSOLE GEN PANEL | 106.B4
AT0140:27 ID RLY | SC | CCT1(+) | BLU | 12 | 111.A7 | XT0850M:2 | CONSOLE GEN PANEL | 111.A4
AT0140:28 ID RLY | SC | CCT1(-) | BLU | 12 | 111.A7 | XT0850M:4 | CONSOLE GEN PANEL | 111.A4
AT0140:3 EX-D(-) | SC | 0V | WHT | 16 | 107.D7 | XT0336:6 | CONSOLE GEN PANEL | 15.C4
AT0140:33 ID RES(+) | SC | CCT1(+) | BLU | 12 | 111.A7 | XT0850M:1 | CONSOLE GEN PANEL | 111.A4
AT0140:34 ID RES(-) | SC | AT014034 | WHT | 16 | 111.A7 | AT0140:42 ID(+) | CONSOLE GEN PANEL | 111.A7
AT0140:36 I1(+) | SC | MCTA | BLU | 12 | 111.B7 | XT0352M:1 | CONSOLE GEN PANEL | 111.B4
AT0140:37 I1(-) | SC | PA07714 | BLU | 12 | 111.B7 | XT0348:4 | CONSOLE GEN PANEL | 52.C2
AT0140:38 I2(+) | SC | MCTB | BLU | 12 | 111.B7 | XT0352M:2 | CONSOLE GEN PANEL | 111.B4
AT0140:39 I2(-) | SC | SA074013 | BLU | 12 | 111.B7 | XT0348:3 | CONSOLE GEN PANEL | 52.B2
AT0140:4 EX-D(+) | SC | KA012314 | WHT | 16 | 107.D7 | KA0123:14 | CONSOLE GEN PANEL | 31.A6
AT0140:40 I3(+) | SC | MCTC | BLU | 12 | 111.B7 | XT0352M:3 | CONSOLE GEN PANEL | 111.B4
AT0140:41 I3(-) | SC | PA07035 | BLU | 12 | 111.B7 | XT0348:1 | CONSOLE GEN PANEL | 52.A2
AT0140:43 ID(-) | SC | CCT1(-) | BLU | 12 | 111.A7 | XT0850M:3 | CONSOLE GEN PANEL | 111.A4
AT0140:BAT(-) 48 | SC | 0V | WHT | 16 | 31.B3 | XT0336:6 | CONSOLE GEN PANEL | 15.C4
AT0140:BAT(+) 47 | SC | FU0334 | WHT | 16 | 31.B3 | XT0339:1 | CONSOLE GEN PANEL | 31.B5
AT0140:FLT 29 | SC | KA0310A2 | WHT | 20 | 31.B3 | KA0310:A2 | CONSOLE GEN PANEL | 31.B4
AT0140:FLT 30 | SC | 0V | WHT | 16 | 31.B3 | XT0336:6 | CONSOLE GEN PANEL | 15.C4
AU0120:COM | SC | 0V | WHT | 14 | 33.A2 | XT0120:2 | CONSOLE GEN PANEL | 33.B1
AU0120:V+ | SC | FU0120 | WHT | 16 | 33.A2 | FU0120:LD | CONSOLE GEN PANEL | 33.B1
AU0180:COM | SC | 0V | WHT | 14 | 56.B3 | XT0180:1 | CONSOLE GEN PANEL | 56.C2
AU0180:V+ | SC | FU0180 | WHT | 16 | 56.B3 | FU0180:LD | CONSOLE GEN PANEL | 56.C2
XT0352M:4 | SC | JW03524 | CLIP | -- | 111.B4 | XT0352M:5 | CONSOLE GEN PANEL | 111.B4
XT0352M:5 | SC | JW03525 | CLIP | -- | 111.B4 | XT0352M:6 | CONSOLE GEN PANEL | 111.B4
XT0352M:6 | SC | JW03526 | CLIP | -- | 111.B4 | XT0352M:7 | CONSOLE GEN PANEL | 111.B4
XT0463M:4 | SC | JP06 | BLU | 12 | 111.C4 | XT0463M:5 | CONSOLE GEN PANEL | 111.C4
XT0463M:5 | SC | JP05 | BLU | 12 | 111.C4 | XT0463M:6 | CONSOLE GEN PANEL | 111.C4
XT0463M:6 | SC | JP04 | BLU | 12 | 111.C4 | XT0463M:7 | CONSOLE GEN PANEL | 111.C4
XT0182M:4 | SC | JP1 | VIO | 20 | 57.A5 | XT0182M:3 | CONSOLE GEN PANEL | 57.A5
XT0337M:2 | SC | JP5 | VIO | 20 | 34.C5 | XT0337M:1 | CONSOLE GEN PANEL | 34.C5
XT0460:3 | SC | JP7 | CLIP | CLIP | 108.C2 | XT0460:2 | CONSOLE GEN PANEL | 108.C2
FU0120:LI | SC | FU0122 | WHT | 14 | 33.B1 | FU0121:LI | CONSOLE GEN PANEL | 33.B1
FU0120:LI | SC | FU0122 | WHT | 14 | 33.B1 | FU0122:LD | CONSOLE GEN PANEL | 33.A1
FU0122:LI | SC | FU0332 | WHT | 14 | 33.A1 | XT0335:2 | CONSOLE GEN PANEL | 15.A4
FU0180:LI | SC | FU0182 | WHT | 14 | 56.C2 | FU0181:LI | CONSOLE GEN PANEL | 56.C2
FU0180:LI | SC | FU0182 | WHT | 14 | 56.C2 | FU0182:LD | CONSOLE GEN PANEL | 56.B3
FU0182:LI | SC | FU0332 | WHT | 14 | 56.B3 | XT0335:3 | CONSOLE GEN PANEL | 15.B4
FU0332:LD | SC | FU0332 | WHT | 12 | 15.A3 | XT0335:1 | CONSOLE GEN PANEL | 15.A4
FU0333:LD | SC | FU0333 | WHT | 16 | 34.A2 | XT0338:1 | CONSOLE GEN PANEL | 34.A3
FU0333:LI | SC | FU0332 | WHT | 16 | 34.A2 | XT0335:4 | CONSOLE GEN PANEL | 15.B4
FU0334:LD | SC | FU0334 | WHT | 16 | 31.A6 | XT0339:1 | CONSOLE GEN PANEL | 31.B5
FU0334:LI | SC | FU0332 | WHT | 16 | 31.A6 | XT0335:6 | CONSOLE GEN PANEL | 15.B4
FU0460:LD | SC | FU0460 | WHT | 14 | 108.C2 | XT0460:1 | CONSOLE GEN PANEL | 108.C2
GR0422: | SC | IEG01402 | GRN | 14 | 9.C4 | IEG0140:2 | CONSOLE GEN PANEL | 9.C5
GR0423: | SC | IEG01404 | GRN | 14 | 9.C4 | IEG0140:4 | CONSOLE GEN PANEL | 9.C3
GR0424: | SC | GR0424 | GRN/YEL | 14 | 9.D4 | FRAME | CONSOLE GEN PANEL | 9.D3
IEG0140:7 | SC | AT0140LS(S) | GRN | 14 | 107.D6 | XT0354M:3 | CONSOLE GEN PANEL | 107.D4
KA0120:11 | SC | KA012011 | WHT | 20 | 60.D5 | XT0181M:3 | CONSOLE GEN PANEL | 60.D4
KA0120:14 | SC | KA012014 | WHT | 20 | 60.D5 | XT0181M:4 | CONSOLE GEN PANEL | 60.D4
KA0121:11 | SC | FU0333 | WHT | 20 | 34.B3 | XT0338:1 | CONSOLE GEN PANEL | 34.A3
KA0121:14 | SC | KA018511 | WHT | 20 | 34.B3 | XT0338:3 | CONSOLE GEN PANEL | 34.B4
KA0123:11 | SC | FU0334 | WHT | 16 | 31.A6 | XT0339:1 | CONSOLE GEN PANEL | 31.B5
KA0123:A1 | SC | KA0123A1 | WHT | 20 | 31.C5 | KA0313:2 | CONSOLE GEN PANEL | 31.C5
KA0123:A2 | SC | KA0123A2 | WHT | 20 | 31.C5 | KA0313:7 | CONSOLE GEN PANEL | 31.C5
KA0128:11 | SC | FU0333 | WHT | 20 | 34.A3 | XT0338:1 | CONSOLE GEN PANEL | 34.A3
KA0128:11 | SC | FU0333 | WHT | 20 | 34.A3 | KA0335:21 | CONSOLE GEN PANEL | 34.A3
KA0128:21 | SC | KA012821 | WHT | 20 | 34.C6 | XT0337M:3 | CONSOLE GEN PANEL | 34.C5
KA0128:24 | SC | KA012824 | WHT | 20 | 34.C6 | XT0337M:4 | CONSOLE GEN PANEL | 34.C5
KA0180:21 | SC | CC75801 | WHT | 20 | 60.A5 | XT0181M:1 | CONSOLE GEN PANEL | 60.A5
KA0180:24 | SC | CC75802 | WHT | 20 | 60.A5 | XT0181M:2 | CONSOLE GEN PANEL | 60.A5
KA0185:11 | SC | KA018511 | WHT | 16 | 34.B4 | XT0338:3 | CONSOLE GEN PANEL | 34.B4
KA0185:11 | SC | KA018511 | WHT | 20 | 34.B4 | KA0186:11 | CONSOLE GEN PANEL | 34.B4
KA0185:14 | SC | KA0332A1 | WHT | 20 | 34.B4 | XT0338:4 | CONSOLE GEN PANEL | 34.B5
KA0185:A1 | SC | KA036414 | WHT | 20 | 60.B6 | KA0364:14 | CONSOLE GEN PANEL | 60.B5
KA0186:14 | SC | KA0334A1 | WHT | 20 | 34.B4 | XT0338:8 | CONSOLE GEN PANEL | 34.B5
KA0186:A1 | SC | KA036514 | WHT | 20 | 60.C6 | KA0365:14 | CONSOLE GEN PANEL | 60.C5
KA0310:24 | SC | KA0333A1 | WHT | 20 | 34.A3 | XT0338:2 | CONSOLE GEN PANEL | 34.A5
KA0310:24 | SC | KA0333A1 | WHT | 20 | 34.A3 | KA0335:22 | CONSOLE GEN PANEL | 34.A3
KA0310:A1 | SC | FU0334 | WHT | 20 | 31.B4 | XT0339:1 | CONSOLE GEN PANEL | 31.B5
KA0330:21 | SC | KA046011 | WHT | 20 | 108.A2 | XT0460:6 | CONSOLE GEN PANEL | 108.A2
KA0330:22 | SC | KA046010 | WHT | 20 | 108.A2 | XT0460:5 | CONSOLE GEN PANEL | 108.A2
KA0330:A1 | SC | KA0330A1 | WHT | 20 | 35.A5 | XT0338M:2 | CONSOLE GEN PANEL | 35.A3
KA0330:A2 | SC | 0V | WHT | 20 | 35.A5 | KA0331:A2 | CONSOLE GEN PANEL | 35.A5
KA0331:A1 | SC | KA0331A1 | WHT | 20 | 35.A5 | XT0338M:3 | CONSOLE GEN PANEL | 35.A3
KA0331:A2 | SC | 0V | WHT | 20 | 35.A5 | XT0336:5 | CONSOLE GEN PANEL | 15.B4
KA0332:11 | SC | KA033211 | WHT | 20 | 34.D6 | XT0337M:5 | CONSOLE GEN PANEL | 34.D5
KA0332:14 | SC | KA033214 | WHT | 20 | 34.D6 | XT0337M:6 | CONSOLE GEN PANEL | 34.D5
KA0332:A1 | SC | KA0332A1 | WHT | 20 | 34.B5 | XT0338:4 | CONSOLE GEN PANEL | 34.B5
KA0332:A2 | SC | 0V | WHT | 20 | 34.B5 | KA0334:A2 | CONSOLE GEN PANEL | 34.B5
KA0332:A2 | SC | 0V | WHT | 20 | 34.B5 | KA0333:A2 | CONSOLE GEN PANEL | 34.A5
KA0333:11 | SC | KA033311 | WHT | 20 | 34.D6 | KA0335:11 | CONSOLE GEN PANEL | 34.D6
KA0333:11 | SC | KA033311 | WHT | 20 | 34.D6 | XT0337M:7 | CONSOLE GEN PANEL | 34.D5
KA0333:14 | SC | KA033314 | WHT | 20 | 34.D6 | KA0335:12 | CONSOLE GEN PANEL | 34.D6
KA0333:14 | SC | KA033314 | WHT | 20 | 34.D6 | XT0337M:8 | CONSOLE GEN PANEL | 34.D5
KA0333:A1 | SC | KA0333A1 | WHT | 16 | 34.A5 | XT0338:2 | CONSOLE GEN PANEL | 34.A5
KA0333:A2 | SC | 0V | WHT | 20 | 34.A5 | XT0336:4 | CONSOLE GEN PANEL | 15.B4
KA0334:11 | SC | CCKA03341 | WHT | 20 | 36.B6 | XT0337M:9 | CONSOLE GEN PANEL | 36.B5
KA0334:14 | SC | CCKA03342 | WHT | 20 | 36.B6 | XT0337M:11 | CONSOLE GEN PANEL | 36.B5
KA0334:A1 | SC | KA0334A1 | WHT | 20 | 34.B5 | XT0338:8 | CONSOLE GEN PANEL | 34.B5
KA0335:21 | SC | FU0333 | WHT | 20 | 34.A3 | KA0310:21 | CONSOLE GEN PANEL | 34.A3
KA0335:22 | SC | KA0333A1 | WHT | 20 | 34.A3 | KA0128:14 | CONSOLE GEN PANEL | 34.A3
KA0335:A1 | SC | ESTOP | WHT | 16 | 32.A5 | XT0120:4 | CONSOLE GEN PANEL | 32.A3
KA0335:A2 | SC | 0V | WHT | 20 | 32.A5 | XT0120:3 | CONSOLE GEN PANEL | 32.A6
KA0335:A2 | SC | 0V | WHT | 20 | 32.A5 | KA0336:A2 | CONSOLE GEN PANEL | 32.B5
KA0336:14 | SC | KA4100A1 | WHT | 20 | 116.A5 | KA4100:A1 | CONSOLE GEN PANEL | 116.A6
KA0336:A1 | SC | KA0131A1 | WHT | 16 | 32.B5 | XT0120:5 | CONSOLE GEN PANEL | 32.B3
KA0337:A1 | SC | KA9604NO | WHT | 20 | 36.A5 | XT0338M:10 | CONSOLE GEN PANEL | 36.A3
KA0337:A2 | SC | 0V | WHT | 14 | 36.A5 | XT0336:7 | CONSOLE GEN PANEL | 15.C4
KA0338:11 | SC | KA04608 | WHT | 20 | 108.A2 | XT0460:20 | CONSOLE GEN PANEL | 108.A2
KA0338:14 | SC | KA04606 | WHT | 20 | 108.A2 | XT0460:19 | CONSOLE GEN PANEL | 108.A2
KA0338:A1 | SC | KA0338A1 | WHT | 20 | 60.B5 | XT0182M:19 | CONSOLE GEN PANEL | 60.B4
KA0338:A2 | SC | KA0338A2 | WHT | 20 | 60.B5 | XT0182M:20 | CONSOLE GEN PANEL | 60.B4
KA0364:1 | SC | VGENC | RED | 16 | 52.C1 | XT0347:7 | CONSOLE GEN PANEL | 52.D2
KA0364:2 | SC | VGENB | RED | 16 | 52.C1 | XT0347:4 | CONSOLE GEN PANEL | 52.D2
KA0364:3 | SC | BUSMETERC | RED | 16 | 52.C1 | XT0347:3 | CONSOLE GEN PANEL | 52.D2
KA0364:4 | SC | BUSMETERB | RED | 16 | 52.C1 | XT0347:1 | CONSOLE GEN PANEL | 52.D2
KA0365:1 | SC | BUSPTA | RED | 16 | 60.C1 | XT0351M:5 | CONSOLE GEN PANEL | 106.B4
KA0365:2 | SC | BUSPTB | RED | 16 | 60.C1 | XT0351M:7 | CONSOLE GEN PANEL | 106.B4
KA0365:3 | SC | VBUSBA | RED | 16 | 60.C1 | XT0470M:2 | CONSOLE GEN PANEL | 105.B4
KA0365:4 | SC | VBUSBB | RED | 16 | 60.C1 | XT0470M:4 | CONSOLE GEN PANEL | 105.B4
KA4100:11 | SC | KM4100EP | RED | 16 | 116.A6 | XT-VACB:1 | CONSOLE GEN PANEL | 116.A5
KA4100:12 | SC | KM4100EN | RED | 16 | 116.A6 | XT-VACB:2 | CONSOLE GEN PANEL | 116.A5
PEG0140:1 | SC | PEG01401 | GRN/YEL | 12 | 111.C5 | XT0463M:7 | CONSOLE GEN PANEL | 111.C4
PEG0140:2 | SC | PMGS | GRN/YEL | 16 | 109.B6 | XT0313:1 | CONSOLE GEN PANEL | 109.B6
PEG0140:3 | SC | EXCS | GRN/YEL | 16 | 109.C6 | XT0834M:6 | CONSOLE GEN PANEL | 109.C5
PEG0140:4 | SC | PEG01404 | GRN/YEL | 12 | 111.B5 | XT0352M:7 | CONSOLE GEN PANEL | 111.B4
TM0102:GND | SC | TM0102G | GRN/YEL | 14 | 52.B5 | FRAME | CONSOLE GEN PANEL | 52.C5
XT0120:1 | SC | 0V | WHT | 14 | 33.A1 | XT0120:2 | CONSOLE GEN PANEL | 33.B1
XT0120:3 | SC | 0V | WHT | 14 | 32.A6 | XT0120:2 | CONSOLE GEN PANEL | 33.B1
XT0335:5 | SC | FU0332 | WHT | 20 | 15.B4 | XT0338M:4 | CONSOLE GEN PANEL | 35.B3
XT0335:7 | SC | FU0332 | WHT | 20 | 15.C4 | XT0338M:11 | CONSOLE GEN PANEL | 36.B3
XT0336:2 | SC | 0V | WHT | 14 | 15.B4 | XT0120:1 | CONSOLE GEN PANEL | 33.A1
XT0336:3 | SC | 0V | WHT | 14 | 15.B4 | XT0180:1 | CONSOLE GEN PANEL | 56.C2
XT0338:2 | SC | KA0333A1 | WHT | 16 | 34.A5 | XT0349:2 | CONSOLE GEN PANEL | 51.C5
XT0338:2 | SC | KA0333A1 | WHT | 20 | 34.A5 | XT0460:4 | CONSOLE GEN PANEL | 108.C2
XT0338:3 | SC | KA018511 | WHT | 16 | 34.B4 | XT0349:1 | CONSOLE GEN PANEL | 51.C5
XT0338M:1 | SC | KA9602NC | WHT | 16 | 35.A3 | XT0349:3 | CONSOLE GEN PANEL | 51.C5
XT0338M:2 | SC | KA0330A1 | WHT | 20 | 35.A3 | XT0349:4 | CONSOLE GEN PANEL | 51.C5
XT0349:5 | SC | KA9604NC | WHT | 16 | 51.D5 | XT0338M:9 | CONSOLE GEN PANEL | 36.A3
XT0349:6 | SC | KA9604NO | WHT | 20 | 51.D5 | XT0338M:10 | CONSOLE GEN PANEL | 36.A3
XT0351M:1 | SC | VBUSN | GRN/YEL | 12 | 106.B4 | XT0461M:4 | CONSOLE GEN PANEL | 106.C4
XT0351M:1 | SC | VBUSN | GRN/YEL | 12 | 106.B4 | XT0470M:6 | CONSOLE GEN PANEL | 105.C4
XT0351M:11 | SC | VGENA | RED | 16 | 106.D4 | XT0347:8 | CONSOLE GEN PANEL | 52.D2
XT0351M:13 | SC | VGENB | RED | 16 | 106.D4 | XT0347:4 | CONSOLE GEN PANEL | 52.D2
XT0351M:15 | SC | VGENC | RED | 16 | 106.D4 | XT0347:6 | CONSOLE GEN PANEL | 52.D2
XT0352M:4 | SC | MCTN | BLU | 12 | 111.B4 | XT0348:2 | CONSOLE GEN PANEL | 52.B2
XT0461M:1 | SC | VGENC | RED | 16 | 106.C4 | XT0351M:15 | CONSOLE GEN PANEL | 106.D4
XT0461M:2 | SC | VGENB | RED | 16 | 106.C4 | XT0351M:13 | CONSOLE GEN PANEL | 106.D4
XT0461M:3 | SC | VGENA | RED | 16 | 106.C4 | XT0351M:11 | CONSOLE GEN PANEL | 106.D4
AU0120:L2 | WC0012 | AU0120L2 | ENET | CABLE | 3.B1 | AU0180:L1 | CONSOLE GEN PANEL | 3.B2
AT0140:1 LS(+) | WC8009 | AT0140LS(+) | WHT | 16 | 107.D7 | XT0354M:1 | CONSOLE GEN PANEL | 107.D4
AT0140:2 LS(-) | WC8009 | AT0140LS(-) | BLK | 16 | 107.D7 | XT0354M:2 | CONSOLE GEN PANEL | 107.D4
XT0354M:3 | WC8009 | AT0140LS(S) | SH | 16 | 107.D4 | FLOATING | CONSOLE GEN PANEL | 107.D6
FU0313:LD | WC8101 | PMG1 | WHT | 12 | 109.B5 | XT0360M:1 | CONSOLE GEN PANEL | 109.B4
FU0314:LD | WC8101 | PMG2 | BLK | 12 | 109.B5 | XT0360M:2 | CONSOLE GEN PANEL | 109.B4
XT0360M:3 | WC8101 | PMGS | SH | 12 | 109.B4 | XT0360M:4 | CONSOLE GEN PANEL | 109.B5
AT0140:54 EXC(+) | WC8102 | EXC1 | WHT | 12 | 109.C7 | XT0834M:2 | CONSOLE GEN PANEL | 109.C5
AT0140:55 EXC(-) | WC8102 | EXC2 | BLK | 12 | 109.C7 | XT0834M:3 | CONSOLE GEN PANEL | 109.C5
FLOATING | WC8102 | EXCS | SH | 12 | 109.C6 | XT0834M:6 | CONSOLE GEN PANEL | 109.C5
RS0106:2 | WC8164 | EXC1 | WHT | 16 | 51.A4 | XT0346:2 | CONSOLE GEN PANEL | 51.A5
RS0106:4 | WC8164 | EXC0 | BLK | 16 | 51.A4 | XT0346:3 | CONSOLE GEN PANEL | 51.A5
XT0346:1 | WC8164 | EXCS | SH | 16 | 51.A4 | XT0346:4 | CONSOLE GEN PANEL | 51.A5
XT0834M:1 | WC8165 | EXC0 | RED | 20 | 109.C4 | XT0346:5 | CONSOLE GEN PANEL | 51.A5
XT0834M:4 | WC8165 | EXC2 | BLK | 20 | 109.C4 | XT0346:6 | CONSOLE GEN PANEL | 51.B5
XT0834M:6 | WC8165 | EXCS | SH | 20 | 109.C5 | XT0346:7 | CONSOLE GEN PANEL | 51.B5
FU0313:LI | WC8201 | FU0313 | WHT | 12 | 109.B5 | KA0313:1 | CONSOLE GEN PANEL | 109.B6
FU0314:LI | WC8201 | FU0314 | BLK | 12 | 109.B5 | KA0313:8 | CONSOLE GEN PANEL | 109.B6
XT0360M:4 | WC8201 | PMGS | SH | 12 | 109.B5 | XT0313:1 | CONSOLE GEN PANEL | 109.B6
XT0834M:2 | WC8264 | EXC1 | RED | 20 | 109.C5 | XT0346:2 | CONSOLE GEN PANEL | 51.A5
XT0346:3 | WC8264 | EXC0 | BLK | 20 | 51.A5 | XT0834M:1 | CONSOLE GEN PANEL | 109.C4
XT0834M:5 | WC8264 | EXCS | SH | 20 | 109.C4 | XT0346:4 | CONSOLE GEN PANEL | 51.A5
AT0140:50 PMG-B | WC8301 | KA03133 | WHT | 12 | 109.B7 | KA0313:3 | CONSOLE GEN PANEL | 109.B6
AT0140:51 PMG-C | WC8301 | KA03136 | BLK | 12 | 109.B7 | KA0313:6 | CONSOLE GEN PANEL | 109.B6
FLOATING | WC8301 | PMGS | SH | 12 | 109.B6 | XT0313:1 | CONSOLE GEN PANEL | 109.B6
AT0140:56 FG | SC | AT0140G | GRN/YEL | 12 | 31.B3 | FRAME | CONSOLE GEN PANEL | 31.B2
XT0460:1 | SC | FU0460 | WHT | 14 | 108.C2 | KA0460:62 | CONSOLE DOOR (BECKWITH) | 108.A4
XT0460:10 | SC | KA046016 | WHT | 20 | 108.B5 | KA0460:16 | CONSOLE DOOR (BECKWITH) | 108.A4
XT0460:11 | SC | KA046018 | WHT | 20 | 108.B5 | KA0460:18 | CONSOLE DOOR (BECKWITH) | 108.A4
XT0460:12 | SC | KA046019 | WHT | 20 | 108.B5 | KA0460:19 | CONSOLE DOOR (BECKWITH) | 108.A4
XT0460:13 | SC | KA046030 | WHT | 20 | 108.C5 | KA0460:30 | CONSOLE DOOR (BECKWITH) | 108.A4
XT0460:14 | SC | KA046029 | WHT | 20 | 108.C5 | KA0460:29 | CONSOLE DOOR (BECKWITH) | 108.A4
XT0460:17 | SC | KA046026 | WHT | 20 | 108.C5 | KA0460:26 | CONSOLE DOOR (BECKWITH) | 108.A4
XT0460:18 | SC | KA046025 | WHT | 20 | 108.C5 | KA0460:25 | CONSOLE DOOR (BECKWITH) | 108.A4
XT0460:19 | SC | KA04606 | WHT | 20 | 108.A2 | KA0460:6 | CONSOLE DOOR (BECKWITH) | 108.A4
XT0460:2 | SC | 0V | WHT | 14 | 108.C2 | KA0460:63 | CONSOLE DOOR (BECKWITH) | 108.A4
XT0460:20 | SC | KA04608 | WHT | 20 | 108.A2 | KA0460:8 | CONSOLE DOOR (BECKWITH) | 108.A4
XT0460:5 | SC | KA046010 | WHT | 20 | 108.A2 | KA0460:10 | CONSOLE DOOR (BECKWITH) | 108.A4
XT0460:6 | SC | KA046011 | WHT | 20 | 108.A2 | KA0460:11 | CONSOLE DOOR (BECKWITH) | 108.A4
XT0460:7 | SC | KA046012 | WHT | 20 | 108.A5 | KA0460:12 | CONSOLE DOOR (BECKWITH) | 108.A4
XT0460:8 | SC | KA046013 | WHT | 20 | 108.A5 | KA0460:13 | CONSOLE DOOR (BECKWITH) | 108.A4
XT0460:9 | SC | KA046015 | WHT | 20 | 108.A5 | KA0460:15 | CONSOLE DOOR (BECKWITH) | 108.A4
XT0461M:1 | SC | VGENC | RED | 16 | 106.C4 | KA0460:43 | CONSOLE DOOR (BECKWITH) | 106.C7
XT0461M:2 | SC | VGENB | RED | 16 | 106.C4 | KA0460:41 | CONSOLE DOOR (BECKWITH) | 106.C7
XT0461M:3 | SC | VGENA | RED | 16 | 106.C4 | KA0460:39 | CONSOLE DOOR (BECKWITH) | 106.C7
XT0461M:4 | SC | VBUSN | GRN/YEL | 12 | 106.C4 | KA0460:38 | CONSOLE DOOR (BECKWITH) | 106.C7
XT0462M:1 | SC | DCTAX1 | BLU | 16 | 106.A4 | KA0460:46 | CONSOLE DOOR (BECKWITH) | 106.A7
XT0462M:2 | SC | DCTBX1 | BLU | 16 | 106.A4 | KA0460:48 | CONSOLE DOOR (BECKWITH) | 106.A7
XT0462M:3 | SC | DCTCX1 | BLU | 16 | 106.A4 | KA0460:50 | CONSOLE DOOR (BECKWITH) | 106.A7
XT0462M:4 | SC | DCTX2N | GRN/YEL | 12 | 106.A4 | KA0460:47 | CONSOLE DOOR (BECKWITH) | 106.A7
XT0463M:1 | SC | DCT06 | BLU | 12 | 111.C4 | KA0460:59 | CONSOLE DOOR (BECKWITH) | 111.C6
XT0463M:2 | SC | DCT04 | BLU | 12 | 111.C4 | KA0460:57 | CONSOLE DOOR (BECKWITH) | 111.C6
XT0463M:3 | SC | DCT02 | BLU | 12 | 111.C4 | KA0460:55 | CONSOLE DOOR (BECKWITH) | 111.C6
XT0463M:4 | SC | KA046058 | BLU | 12 | 111.C4 | KA0460:58 | CONSOLE DOOR (BECKWITH) | 111.C6
XT0463M:5 | SC | KA046056 | BLU | 12 | 111.C4 | KA0460:56 | CONSOLE DOOR (BECKWITH) | 111.C6
XT0463M:6 | SC | DCT01 | BLU | 12 | 111.C4 | KA0460:54 | CONSOLE DOOR (BECKWITH) | 111.C6
AT0140:P1 | WC0017 | AT0170L2 | ENET | CABLE | 3.C3 | AT0170:L2 | CONSOLE F&G,C.C. | 3.B6
AF0123:27 | WC1235 | 012327 | RED | 20 | 112.A7 | UAI1235:-7 | CONSOLE ISOLATOR PANEL | 112.A5
AF0123:11 | WC1235 | 012311 | WHT | 20 | 112.A7 | UAI1235:-5 | CONSOLE ISOLATOR PANEL | 112.A5
AF0123:10 | WC1235 | 012310 | BLK | 20 | 112.A7 | UAI1235:+6 | CONSOLE ISOLATOR PANEL | 112.A5
AF0123:58 | WC1235 | 012358 | SH | 20 | 112.A7 | FLOATING | CONSOLE ISOLATOR PANEL | 112.A6
AF0123:29 | WC1236 | 012329 | RED | 20 | 112.B7 | UAI1236:-7 | CONSOLE ISOLATOR PANEL | 112.B5
AF0123:13 | WC1236 | 012313 | WHT | 20 | 112.B7 | UAI1236:-5 | CONSOLE ISOLATOR PANEL | 112.B5
AF0123:12 | WC1236 | 012312 | BLK | 20 | 112.B7 | UAI1236:+6 | CONSOLE ISOLATOR PANEL | 112.B5
AF0123:60 | WC1236 | 012360 | SH | 20 | 112.B7 | FLOATING | CONSOLE ISOLATOR PANEL | 112.B6
AF0123:31 | WC1237 | 012331 | RED | 20 | 112.C7 | UAI1237:-7 | CONSOLE ISOLATOR PANEL | 112.C5
AF0123:15 | WC1237 | 012315 | WHT | 20 | 112.C7 | UAI1237:-5 | CONSOLE ISOLATOR PANEL | 112.C5
AF0123:14 | WC1237 | 012314 | BLK | 20 | 112.C7 | UAI1237:+6 | CONSOLE ISOLATOR PANEL | 112.C5
AF0123:62 | WC1237 | 012362 | SH | 20 | 112.C7 | FLOATING | CONSOLE ISOLATOR PANEL | 112.C6
AF0123:23 | WC1240 | UAI12401 | RED | 20 | 114.A7 | UAI1240:-7 | CONSOLE ISOLATOR PANEL | 114.A5
AF0123:07 | WC1240 | UAI12405 | WHT | 20 | 114.A7 | UAI1240:-5 | CONSOLE ISOLATOR PANEL | 114.A5
AF0123:06 | WC1240 | UAI12406 | BLK | 20 | 114.A7 | UAI1240:+6 | CONSOLE ISOLATOR PANEL | 114.A5
AF0123:54 | WC1240 | UAI1240S | SH | 20 | 114.A7 | FLOATING | CONSOLE ISOLATOR PANEL | 114.A6
AF0123:25 | WC1242 | UAI12427 | RED | 20 | 114.C7 | UAI1242:-7 | CONSOLE ISOLATOR PANEL | 114.C5
AF0123:09 | WC1242 | UAI12425 | WHT | 20 | 114.C7 | UAI1242:-5 | CONSOLE ISOLATOR PANEL | 114.C5
AF0123:08 | WC1242 | UAI12426 | BLK | 20 | 114.C7 | UAI1242:+6 | CONSOLE ISOLATOR PANEL | 114.C5
AF0123:56 | WC1242 | UAI1242S | SH | 20 | 114.C7 | FLOATING | CONSOLE ISOLATOR PANEL | 114.C6
AF0123:21 | WC2470 | 012321 | RED | 20 | 113.A7 | UAI1232:-7 | CONSOLE ISOLATOR PANEL | 113.A5
AF0123:05 | WC2470 | 012305 | WHT | 20 | 113.A7 | UAI1232:-5 | CONSOLE ISOLATOR PANEL | 113.A5
AF0123:04 | WC2470 | 012304 | BLK | 20 | 113.A7 | UAI1232:+6 | CONSOLE ISOLATOR PANEL | 113.A5
AF0123:52 | WC2470 | 012352 | SH | 20 | 113.A7 | FLOATING | CONSOLE ISOLATOR PANEL | 113.A6
AF0123:19 | WC2570 | 012319 | RED | 20 | 113.B7 | UAI1231:-7 | CONSOLE ISOLATOR PANEL | 113.B5
AF0123:03 | WC2570 | 012303 | WHT | 20 | 113.B7 | UAI1231:-5 | CONSOLE ISOLATOR PANEL | 113.B5
AF0123:02 | WC2570 | 012302 | BLK | 20 | 113.B7 | UAI1231:+6 | CONSOLE ISOLATOR PANEL | 113.B5
AF0123:50 | WC2570 | 012350 | SH | 20 | 113.B7 | FLOATING | CONSOLE ISOLATOR PANEL | 113.B6
KA0180:14 | SC | PF07017 | RED | 16 | 52.B6 | PF0701:7 | CONSOLE METER PANEL | 52.B6
XT0347:4 | SC | VGENB | RED | 16 | 52.D2 | PA0771:8 | CONSOLE METER PANEL | 52.C3
XT0347:6 | SC | VGENC | RED | 16 | 52.D2 | PA0771:7 | CONSOLE METER PANEL | 52.C3
XT0348:1 | SC | PA07035 | BLU | 16 | 52.A2 | PA0703:5 | CONSOLE METER PANEL | 52.A4
XT0348:4 | SC | PA07714 | BLU | 16 | 52.C2 | PA0771:4 | CONSOLE METER PANEL | 52.C3
RS0106:1 | WC8064 | PA07011 | RED | 20 | 51.A4 | PA0701:1 | CONSOLE METER PANEL | 51.A1
RS0106:3 | WC8064 | PA07012 | BLK | 20 | 51.A4 | PA0701:2 | CONSOLE METER PANEL | 51.A1
XT0346:1 | WC8064 | EXCS | SH | 20 | 51.A4 | FLOATING | CONSOLE METER PANEL | 51.A1
XT0346:5 | WC8065 | EXC0 | RED | 20 | 51.A5 | PV0701:1 | CONSOLE METER PANEL | 51.A1
XT0346:6 | WC8065 | EXC2 | BLK | 20 | 51.B5 | PV0701:2 | CONSOLE METER PANEL | 51.A1
XT0346:7 | WC8065 | EXCS | SH | 20 | 51.B5 | FLOATING | CONSOLE METER PANEL | 51.B1
FU0332:LI | SC | FU0136 | WHT | 12 | 15.A3 | XT0002:6 | CONSOLE PANEL A | 14.B4
FU0460:LI | SC | FU0136 | WHT | 16 | 108.C2 | XT0002:4 | CONSOLE PANEL A | 14.A4
IEG0140:0 | SC | IEG0140G | GRN | 8 | 9.D2 | IEG0010:5 | CONSOLE PANEL A | 9.D2
PEG0140:0 | SC | PEG0140G | GRN/YEL | 8 | 9.C2 | PEG0130:14 | CONSOLE PANEL A | 9.C2
XT0336:1 | SC | 0V | WHT | 14 | 15.A4 | XT0003:6 | CONSOLE PANEL A | 14.B4
XT0460:2 | SC | 0V | WHT | 14 | 108.C2 | XT0003:4 | CONSOLE PANEL A | 14.B4
XT0120:4 | SC | ESTOP | WHT | 20 | 32.A3 | XT0089:7 | CONSOLE PANEL B | 27.D5
XT0120:5 | SC | KA0131A1 | WHT | 20 | 32.B3 | XT0089:9 | CONSOLE PANEL B | 29.D4
AU0120:L1 | WC0006 | AU0060L2 | ENET | CABLE | 3.B1 | AU0060:L2 | CONSOLE PANEL B | 3.B1
AT0140:P2 | WC0014 | AT0140P2 | ENET | CABLE | 3.C3 | BA0002:RJ45 | CONSOLE PLC PANEL | 3.C6
AF0122:05 | SC | CCPMS2 | WHT | 20 | 107.C7 | XT0122M:2 | CONSOLE SCREW TERMINALS,C.C. | 107.C4
AF0122:37 | SC | CCPMS1 | WHT | 20 | 107.C7 | XT0122M:1 | CONSOLE SCREW TERMINALS,C.C. | 107.C4
AF0122:13 | SC | 012213 | WHT | 20 | 105.D7 | HS0470:108 | CONSOLE SWITCH PANEL | 105.B5
AF0122:14 | SC | 012214 | WHT | 20 | 105.C7 | HS0470:106 | CONSOLE SWITCH PANEL | 105.B5
AF0122:45 | SC | 012245 | WHT | 20 | 105.D7 | HS0470:101 | CONSOLE SWITCH PANEL | 105.B5
AF0122:46 | SC | 012246 | WHT | 20 | 105.C7 | HS0470:105 | CONSOLE SWITCH PANEL | 105.B5
AF0181:08 | SC | 018108 | WHT | 20 | 60.C7 | HS0470:91 | CONSOLE SWITCH PANEL | 105.B5
AF0181:10 | SC | 018110 | WHT | 20 | 60.B7 | HS0470:84 | CONSOLE SWITCH PANEL | 105.B5
AT0140:17 VBUS-A | SC | VBUSA | RED | 12 | 106.B7 | HS0470:11 | CONSOLE SWITCH PANEL | 105.B5
AT0140:18 VBUS-B | SC | VBUSB | RED | 12 | 106.B7 | HS0470:24 | CONSOLE SWITCH PANEL | 105.B5
AT0140:19 VBUS-C | SC | VBUSC | RED | 12 | 106.B7 | HS0470:54 | CONSOLE SWITCH PANEL | 105.B5
KA0180:11 | SC | VGENC | RED | 16 | 52.B6 | SA0770:24 | CONSOLE SWITCH PANEL | 52.B6
KA0364:11 | SC | HS047085 | WHT | 20 | 60.B5 | HS0470:85 | CONSOLE SWITCH PANEL | 105.B5
KA0365:11 | SC | HS047092 | WHT | 20 | 60.C5 | HS0470:92 | CONSOLE SWITCH PANEL | 105.B5
TM0102:1 | SC | VGENA | RED | 16 | 52.B5 | SA0710:16 | CONSOLE SWITCH PANEL | 52.D5
TM0102:2 | SC | VGENB | RED | 16 | 52.B5 | SA0710:26 | CONSOLE SWITCH PANEL | 52.C5
TM0102:3 | SC | VGENC | RED | 16 | 52.B5 | SA0710:17 | CONSOLE SWITCH PANEL | 52.D5
TM0102:4 | SC | TM01024 | RED | 16 | 52.B5 | SA0770:13 | CONSOLE SWITCH PANEL | 52.B5
TM0102:5 | SC | TM01025 | RED | 16 | 52.B5 | SA0770:17 | CONSOLE SWITCH PANEL | 52.B5
TM0102:6 | SC | TM01026 | RED | 16 | 52.B5 | SA0770:27 | CONSOLE SWITCH PANEL | 52.B5
TM0102:7 | SC | TM01027 | RED | 16 | 52.B5 | SA0770:23 | CONSOLE SWITCH PANEL | 52.B5
XT0335:9 | SC | FU0332 | WHT | 16 | 15.C4 | SA0701:14 | CONSOLE SWITCH PANEL | 51.C3
XT0336:9 | SC | 0V | WHT | 16 | 15.C4 | HL0705:2 | CONSOLE SWITCH PANEL | 51.D3
XT0336:9 | SC | 0V | WHT | 16 | 15.C4 | HL0701:2 | CONSOLE SWITCH PANEL | 51.C3
XT0347:1 | SC | BUSMETERB | RED | 16 | 52.D2 | HS0470:31 | CONSOLE SWITCH PANEL | 105.B5
XT0347:1 | SC | BUSMETERB | RED | 16 | 52.D2 | SA0710:23 | CONSOLE SWITCH PANEL | 52.D5
XT0347:2 | SC | BUSMETERA | RED | 16 | 52.D2 | HS0470:15 | CONSOLE SWITCH PANEL | 105.B5
XT0347:2 | SC | BUSMETERA | RED | 16 | 52.D2 | SA0710:12 | CONSOLE SWITCH PANEL | 52.D5
XT0347:2 | SC | BUSMETERA | RED | 16 | 52.D2 | HL0703: | CONSOLE SWITCH PANEL | 52.A5
XT0347:3 | SC | BUSMETERC | RED | 16 | 52.D2 | HS0470:61 | CONSOLE SWITCH PANEL | 105.B5
XT0347:3 | SC | BUSMETERC | RED | 16 | 52.D2 | SA0710:14 | CONSOLE SWITCH PANEL | 52.D5
XT0347:3 | SC | BUSMETERC | RED | 16 | 52.D2 | HL0704: | CONSOLE SWITCH PANEL | 52.A5
XT0347:4 | SC | VGENB | RED | 16 | 52.D2 | SA0770:14 | CONSOLE SWITCH PANEL | 52.B6
XT0347:5 | SC | VGENB | RED | 16 | 52.D2 | SA0710:27 | CONSOLE SWITCH PANEL | 52.D5
XT0347:6 | SC | VGENC | RED | 16 | 52.D2 | SA0710:18 | CONSOLE SWITCH PANEL | 52.D5
XT0347:7 | SC | VGENC | RED | 16 | 52.D2 | SA0700:17 | CONSOLE SWITCH PANEL | 52.A5
XT0347:8 | SC | VGENA | RED | 16 | 52.D2 | SA0700:13 | CONSOLE SWITCH PANEL | 52.A5
XT0348:2 | SC | MCTN | BLU | 16 | 52.B2 | SA0740:21 | CONSOLE SWITCH PANEL | 52.B2
XT0348:3 | SC | SA074013 | BLU | 16 | 52.B2 | SA0740:13 | CONSOLE SWITCH PANEL | 52.B2
XT0349:1 | SC | KA018511 | WHT | 16 | 51.C5 | SA0700:23 | CONSOLE SWITCH PANEL | 51.C4
XT0349:2 | SC | KA0333A1 | WHT | 16 | 51.C5 | SA0701:15 | CONSOLE SWITCH PANEL | 51.C3
XT0349:3 | SC | KA9602NC | WHT | 16 | 51.C5 | HL0701:1 | CONSOLE SWITCH PANEL | 51.C3
XT0349:4 | SC | KA0330A1 | WHT | 16 | 51.C5 | HL0702:1 | CONSOLE SWITCH PANEL | 51.C3
XT0349:5 | SC | KA9604NC | WHT | 16 | 51.D5 | HL0705:1 | CONSOLE SWITCH PANEL | 51.D3
XT0349:6 | SC | KA9604NO | WHT | 16 | 51.D5 | HL0706:1 | CONSOLE SWITCH PANEL | 51.D3
XT0351M:5 | SC | BUSPTA | RED | 16 | 106.B4 | HS0470:18 | CONSOLE SWITCH PANEL | 105.B5
XT0351M:7 | SC | BUSPTB | RED | 16 | 106.B4 | HS0470:25 | CONSOLE SWITCH PANEL | 105.B5
XT0351M:9 | SC | BUSPTC | RED | 16 | 106.C4 | HS0470:55 | CONSOLE SWITCH PANEL | 105.B5
XT0460:15 | SC | KA046211 | WHT | 20 | 108.D5 | KA0462:11 | CONSOLE SWITCH PANEL | 108.D3
XT0460:16 | SC | KA046213 | WHT | 20 | 108.D5 | KA0462:13 | CONSOLE SWITCH PANEL | 108.D3
XT0460:3 | SC | KA0462G | WHT | 14 | 108.C2 | KA0462:G | CONSOLE SWITCH PANEL | 108.C3
XT0460:4 | SC | KA0333A1 | WHT | 20 | 108.C2 | KA0462:12 | CONSOLE SWITCH PANEL | 108.C3
XT0460M:1 | SC | KA046216 | WHT | 20 | 108.D2 | KA0462:16 | CONSOLE SWITCH PANEL | 108.D3
XT0460M:2 | SC | KA046214 | WHT | 20 | 108.D2 | KA0462:14 | CONSOLE SWITCH PANEL | 108.D3
XT0470M:2 | SC | VBUSBA | RED | 16 | 105.B4 | HS0470:16 | CONSOLE SWITCH PANEL | 105.B5
XT0470M:3 | SC | VBUSBB | RED | 16 | 105.B4 | HS0470:32 | CONSOLE SWITCH PANEL | 105.B5
XT0470M:5 | SC | VBUSBC | RED | 12 | 105.B4 | HS0470:62 | CONSOLE SWITCH PANEL | 105.B5
AU0180:L2 | WC0018 | AU0180L2 | ENET | CABLE | 3.B2 | AU0200:L1 | CONSOLE TCP | 3.B4
SolarTools ver. 24.0.84.24712 (Jul 31, 2025)
Report date: 4/9/2026 11:29 AM

## CONSOLE HART MPX,C.C.
CONSOLE HART MPX,C.C.
CONTROL CONSOLE, HART MPX
Project # | 4M181
Project Name | PIC PROJECT PHASE 4 DEVELOPMENT
Revision | B.6
Controls DE | J. SHORTER
Phone:
Controls ME | S. LOZA
Phone:
From | [5 empty] | To
Device ID | Cable (W) Conductor (SC) Jumper Clip (JC) | Wire No. | Wire ID | Gauge/Size | Page/Zone | Device ID | Location | Page/Zone
AP0290:+ | SC | FU0290 | WHT | 14 | 11.B4 | FU0290:LD | CONSOLE HART MPX,C.C. | 11.B5
AP0290:TX/RX2(-) | SC | AP0290TX/RX2(-) | LEAD | --- | 11.B4 | RR0290:-120 OHM | CONSOLE HART MPX,C.C. | 11.C3
AP0290:TX/RX2(+) | SC | AP0290TX/RX2(+) | LEAD | --- | 11.B4 | RR0290:-120 OHM | CONSOLE HART MPX,C.C. | 11.C3
GR0290: | SC | GR0290 | GRN/YEL | 14 | 11.C4 | FRAME | CONSOLE HART MPX,C.C. | 11.C4
GR0291: | SC | GR0291 | GRN/YEL | 14 | 11.C4 | FRAME | CONSOLE HART MPX,C.C. | 11.C4
AP0290:TX/RX1(+) | WTXRX1 | AP0290TX/RX1(+) | RED | 20 | 11.B4 | XT0291M:1 | CONSOLE HART MPX,C.C. | 11.B3
AP0290:TX/RX1(-) | WTXRX1 | AP0290TX/RX1(-) | BLK | 20 | 11.B4 | XT0291M:2 | CONSOLE HART MPX,C.C. | 11.B3
AP0290:GND(IN) | WTXRX1 | AP0290GN1 | SH | 20 | 11.B4 | XT0291M:3 | CONSOLE HART MPX,C.C. | 11.C3
AP0290:I:A3+ | WC0855I | UAI08558 | RED | 20 | 69.C6 | UAI0855:8 | CONSOLE ISOLATOR PANEL | 69.C5
AP0290:I:C3- | WC0855I | UAI08557 | BLK | 20 | 69.C6 | UAI0855:7 | CONSOLE ISOLATOR PANEL | 69.C5
AP0290:I:B3S | WC0855I | UAI0855S | SH | 20 | 69.C6 | FLOATING | CONSOLE ISOLATOR PANEL | 69.C5
AP0290:I:A10+ | WC4550 | 008502 | RED | 20 | 94.A6 | XT0827F:1 | CONSOLE ISOLATOR PANEL | 94.A5
AP0290:I:C10- | WC4550 | 008518 | BLK | 20 | 94.A6 | XT0827F:2 | CONSOLE ISOLATOR PANEL | 94.A5
AP0290:I:B10S | WC4550 | LT3100S | SH | 20 | 94.A6 | XT0827F:3 | CONSOLE ISOLATOR PANEL | 94.A5
AP0290:I:A5+ | WI0640 | UAI06408 | RED | 20 | 84.A6 | UAI0640:+8 | CONSOLE ISOLATOR PANEL | 84.A5
AP0290:I:C5- | WI0640 | UAI06407 | BLK | 20 | 84.A6 | UAI0640:-7 | CONSOLE ISOLATOR PANEL | 84.A5
AP0290:I:B5S | WI0640 | UAI0640S | SH | 20 | 84.A6 | FLOATING | CONSOLE ISOLATOR PANEL | 84.B5
AP0290:I:A6+ | WI0641 | UAI06418 | RED | 20 | 88.A6 | UAI0641:+8 | CONSOLE ISOLATOR PANEL | 88.A5
AP0290:I:C6- | WI0641 | UAI06417 | BLK | 20 | 88.A6 | UAI0641:-7 | CONSOLE ISOLATOR PANEL | 88.A5
AP0290:I:B6S | WI0641 | UAI0641S | SH | 20 | 88.A6 | FLOATING | CONSOLE ISOLATOR PANEL | 88.A5
AP0290:I:A1+ | WI0650 | UAI06508 | RED | 20 | 76.A6 | UAI0650:+8 | CONSOLE ISOLATOR PANEL | 76.A5
AP0290:I:C1- | WI0650 | UAI06507 | BLK | 20 | 76.A6 | UAI0650:-7 | CONSOLE ISOLATOR PANEL | 76.A5
AP0290:I:B1S | WI0650 | UAI0650S | SH | 20 | 76.A6 | FLOATING | CONSOLE ISOLATOR PANEL | 76.A5
AP0290:I:A4+ | WI0722 | UAI07228 | RED | 20 | 82.A6 | UAI0722:+8 | CONSOLE ISOLATOR PANEL | 82.A5
AP0290:I:C4- | WI0722 | UAI07227 | BLK | 20 | 82.A6 | UAI0722:-7 | CONSOLE ISOLATOR PANEL | 82.A5
AP0290:I:B4S | WI0722 | UAI0722S | SH | 20 | 82.A6 | FLOATING | CONSOLE ISOLATOR PANEL | 82.A5
AP0290:I:B8S | WI0723 | UAI0723S | RED | 20 | 80.A6 | FLOATING | CONSOLE ISOLATOR PANEL | 80.A5
AP0290:I:C8- | WI0723 | UAI07237 | BLK | 20 | 80.A6 | UAI0723:-7 | CONSOLE ISOLATOR PANEL | 80.A5
AP0290:I:A8+ | WI0723 | UAI07238 | SH | 20 | 80.A6 | UAI0723:+8 | CONSOLE ISOLATOR PANEL | 80.A5
AP0290:I:B13S | WI0746 | UAI0746S | RED | 20 | 98.A6 | FLOATING | CONSOLE ISOLATOR PANEL | 98.A5
AP0290:I:C13- | WI0746 | UAI07467 | BLK | 20 | 98.A6 | UAI0746:-7 | CONSOLE ISOLATOR PANEL | 98.A5
AP0290:I:A13+ | WI0746 | UAI07468 | SH | 20 | 98.A6 | UAI0746:+8 | CONSOLE ISOLATOR PANEL | 98.A5
AP0290:I:B14S | WI0747 | UAI0747S | RED | 20 | 98.A6 | FLOATING | CONSOLE ISOLATOR PANEL | 98.B5
AP0290:I:C14- | WI0747 | UAI07477 | BLK | 20 | 98.A6 | UAI0747:-7 | CONSOLE ISOLATOR PANEL | 98.A5
AP0290:I:A14+ | WI0747 | UAI07478 | SH | 20 | 98.A6 | UAI0747:+8 | CONSOLE ISOLATOR PANEL | 98.A5
AP0290:I:A7+ | WI0751 | UAI07518 | RED | 20 | 88.A6 | UAI0751:+8 | CONSOLE ISOLATOR PANEL | 88.A5
AP0290:I:C7- | WI0751 | UAI07517 | BLK | 20 | 88.A6 | UAI0751:-7 | CONSOLE ISOLATOR PANEL | 88.A5
AP0290:I:B7S | WI0751 | UAI0751S | SH | 20 | 88.A6 | FLOATING | CONSOLE ISOLATOR PANEL | 88.B5
AP0290:I:B11S | WI0752 | UAI0752S | RED | 20 | 86.B6 | FLOATING | CONSOLE ISOLATOR PANEL | 86.B5
AP0290:I:C11- | WI0752 | UAI07527 | BLK | 20 | 86.B6 | UAI0752:-7 | CONSOLE ISOLATOR PANEL | 86.B5
AP0290:I:A11+ | WI0752 | UAI07528 | SH | 20 | 86.B6 | UAI0752:+8 | CONSOLE ISOLATOR PANEL | 86.B5
AP0290:I:A2+ | WI0753 | UAI07538 | RED | 20 | 76.B6 | UAI0753:+8 | CONSOLE ISOLATOR PANEL | 76.B5
AP0290:I:C2- | WI0753 | UAI07537 | BLK | 20 | 76.B6 | UAI0753:-7 | CONSOLE ISOLATOR PANEL | 76.B5
AP0290:I:B2S | WI0753 | UAI0753S | SH | 20 | 76.B6 | FLOATING | CONSOLE ISOLATOR PANEL | 76.B5
AP0290:I:B16S | WI0852 | UAI0852S | RED | 20 | 136.B6 | FLOATING | CONSOLE ISOLATOR PANEL | 136.B5
AP0290:I:C16- | WI0852 | UAI08527 | BLK | 20 | 136.B6 | UAI0852:-7 | CONSOLE ISOLATOR PANEL | 136.B5
AP0290:I:A16+ | WI0852 | UAI08528 | SH | 20 | 136.B6 | UAI0852:+8 | CONSOLE ISOLATOR PANEL | 136.B5
AP0290:I:B15S | WI0853 | UAI0853S | RED | 20 | 101.C6 | FLOATING | CONSOLE ISOLATOR PANEL | 101.C5
AP0290:I:C15- | WI0853 | UAI08537 | BLK | 20 | 101.C6 | UAI0853:-7 | CONSOLE ISOLATOR PANEL | 101.C5
AP0290:I:A15+ | WI0853 | UAI08538 | SH | 20 | 101.C6 | UAI0853:+8 | CONSOLE ISOLATOR PANEL | 101.C5
AP0290:I:B9S | WI0854 | UAI0854S | RED | 20 | 93.A6 | FLOATING | CONSOLE ISOLATOR PANEL | 93.B5
AP0290:I:C9- | WI0854 | UAI08547 | BLK | 20 | 93.A6 | UAI0854:-7 | CONSOLE ISOLATOR PANEL | 93.A5
AP0290:I:A9+ | WI0854 | UAI08548 | SH | 20 | 93.A6 | UAI0854:+8 | CONSOLE ISOLATOR PANEL | 93.A5
AP0290:I:B12S | WI0856 | UAI0856S | RED | 20 | 95.B6 | FLOATING | CONSOLE ISOLATOR PANEL | 95.B5
AP0290:I:C12- | WI0856 | UAI08567 | BLK | 20 | 95.B6 | UAI0856:-7 | CONSOLE ISOLATOR PANEL | 95.B5
AP0290:I:A12+ | WI0856 | UAI08568 | SH | 20 | 95.B6 | UAI0856:+8 | CONSOLE ISOLATOR PANEL | 95.B5
AP0290:I:B17S | WI0862 | UAI0862S | RED | 20 | 140.A6 | FLOATING | CONSOLE ISOLATOR PANEL | 140.A5
AP0290:I:C17- | WI0862 | UAI08627 | BLK | 20 | 140.A6 | UAI0862:-7 | CONSOLE ISOLATOR PANEL | 140.A5
AP0290:I:A17+ | WI0862 | UAI08628 | SH | 20 | 140.A6 | UAI0862:+8 | CONSOLE ISOLATOR PANEL | 140.A5
AP0290:I:A20+ | WI0863 | UAI0863A8 | RED | 20 | 121.A6 | UAI0863A:8 | CONSOLE ISOLATOR PANEL | 121.A5
AP0290:I:C20- | WI0863 | UAI0863A7 | BLK | 20 | 121.A6 | UAI0863A:7 | CONSOLE ISOLATOR PANEL | 121.A5
AP0290:I:B20S | WI0863 | UAI0863S | SH | 20 | 121.A6 | FLOATING | CONSOLE ISOLATOR PANEL | 121.A5
AP0290:I:A18+ | WI0864 | UAI08648 | RED | 20 | 89.A6 | UAI0864:+8 | CONSOLE ISOLATOR PANEL | 89.A5
AP0290:I:C18- | WI0864 | UAI08647 | BLK | 20 | 89.A6 | UAI0864:-7 | CONSOLE ISOLATOR PANEL | 89.A5
AP0290:I:B18S | WI0864 | UAI0864S | SH | 20 | 89.A6 | FLOATING | CONSOLE ISOLATOR PANEL | 89.A5
AP0290:I:A19+ | WI0865 | UAI08658 | RED | 20 | 89.A6 | UAI0865:+8 | CONSOLE ISOLATOR PANEL | 89.A5
AP0290:I:C19- | WI0865 | UAI08657 | BLK | 20 | 89.A6 | UAI0865:-7 | CONSOLE ISOLATOR PANEL | 89.A5
AP0290:I:B19S | WI0865 | UAI0865S | SH | 20 | 89.A6 | FLOATING | CONSOLE ISOLATOR PANEL | 89.B5
AP0290:I:A23+ | WI0866 | UAI08668 | RED | 20 | 82.B6 | UAI0866:+8 | CONSOLE ISOLATOR PANEL | 82.B5
AP0290:I:C23- | WI0866 | UAI08667 | BLK | 20 | 82.B6 | UAI0866:-7 | CONSOLE ISOLATOR PANEL | 82.B5
AP0290:I:B23S | WI0866 | UAI0866S | SH | 20 | 82.B6 | FW1:1 | CONSOLE ISOLATOR PANEL | 82.B5
AP0290:O:A10+ | WC0851 | 008502 | RED | 20 | 94.A6 | AF0085:02 | CONSOLE PANEL A | 94.A7
AP0290:O:C10- | WC0851 | 008518 | BLK | 20 | 94.A6 | AF0085:18 | CONSOLE PANEL A | 94.A7
AP0290:O:B10S | WC0851 | LT3100S | SH | 20 | 94.A6 | FLOATING | CONSOLE PANEL A | 94.A6
AP0290:O:A16+ | WC0852 | UAI08528 | RED | 20 | 136.B6 | AF0085:04 | CONSOLE PANEL A | 136.B7
AP0290:O:C16- | WC0852 | UAI08527 | BLK | 20 | 136.B6 | AF0085:20 | CONSOLE PANEL A | 136.B7
AP0290:O:B16S | WC0852 | UAI0852S | SH | 20 | 136.B6 | FLOATING | CONSOLE PANEL A | 136.B6
AP0290:O:A15+ | WC0853 | UAI08538 | RED | 20 | 101.C6 | AF0085:06 | CONSOLE PANEL A | 101.C7
AP0290:O:C15- | WC0853 | UAI08537 | BLK | 20 | 101.C6 | AF0085:22 | CONSOLE PANEL A | 101.C7
AP0290:O:B15S | WC0853 | UAI0853S | SH | 20 | 101.C6 | FLOATING | CONSOLE PANEL A | 101.C6
AP0290:O:A9+ | WC0854 | UAI08548 | RED | 20 | 93.A6 | AF0085:08 | CONSOLE PANEL A | 93.A7
AP0290:O:C9- | WC0854 | UAI08547 | BLK | 20 | 93.A6 | AF0085:24 | CONSOLE PANEL A | 93.A7
AP0290:O:B9S | WC0854 | UAI0854S | SH | 20 | 93.A6 | FLOATING | CONSOLE PANEL A | 93.B6
AP0290:O:A3+ | WC0855 | UAI08558 | RED | 20 | 69.C6 | AF0085:10 | CONSOLE PANEL A | 69.C7
AP0290:O:C3- | WC0855 | UAI08557 | BLK | 20 | 69.C6 | AF0085:26 | CONSOLE PANEL A | 69.C7
AP0290:O:B3S | WC0855 | UAI0855S | SH | 20 | 69.C6 | FLOATING | CONSOLE PANEL A | 69.C6
AP0290:O:A12+ | WC0856 | UAI08568 | RED | 20 | 95.B6 | AF0085:12 | CONSOLE PANEL A | 95.B7
AP0290:O:C12- | WC0856 | UAI08567 | BLK | 20 | 95.B6 | AF0085:28 | CONSOLE PANEL A | 95.B7
AP0290:O:B12S | WC0856 | UAI0856S | SH | 20 | 95.B6 | FLOATING | CONSOLE PANEL A | 95.B6
AP0290:0:A17+ | WC0862 | UAI08628 | RED | 20 | 140.A6 | AF0086:04 | CONSOLE PANEL A | 140.A7
AP0290:O:C17- | WC0862 | UAI08627 | BLK | 20 | 140.A6 | AF0086:20 | CONSOLE PANEL A | 140.A7
AP0290:O:B17S | WC0862 | UAI0862S | SH | 20 | 140.A6 | FLOATING | CONSOLE PANEL A | 140.A6
AP0290:O:A20+ | WC0863 | UAI0863A8 | RED | 20 | 121.A6 | AF0086:06 | CONSOLE PANEL A | 121.A7
AP0290:O:C20- | WC0863 | UAI0863A7 | BLK | 20 | 121.A6 | AF0086:22 | CONSOLE PANEL A | 121.A7
AP0290:O:B20S | WC0863 | UAI0863S | SH | 20 | 121.A6 | FLOATING | CONSOLE PANEL A | 121.A6
AP0290:O:A18+ | WC0864 | UAI08648 | RED | 20 | 89.A6 | AF0086:08 | CONSOLE PANEL A | 89.A7
AP0290:O:C18- | WC0864 | UAI08647 | BLK | 20 | 89.A6 | AF0086:24 | CONSOLE PANEL A | 89.A7
AP0290:O:B18S | WC0864 | UAI0864S | SH | 20 | 89.A6 | FLOATING | CONSOLE PANEL A | 89.A6
AP0290:O:A19+ | WC0865 | UAI08658 | RED | 20 | 89.A6 | AF0086:10 | CONSOLE PANEL A | 89.A7
AP0290:O:C19- | WC0865 | UAI08657 | BLK | 20 | 89.A6 | AF0086:26 | CONSOLE PANEL A | 89.A7
AP0290:O:B19S | WC0865 | UAI0865S | SH | 20 | 89.A6 | FLOATING | CONSOLE PANEL A | 89.B6
AP0290:O:A23+ | WC0866 | UAI08668 | RED | 20 | 82.B6 | AF0086:14 | CONSOLE PANEL A | 82.B7
AP0290:O:C23- | WC0866 | UAI08667 | BLK | 20 | 82.B6 | AF0086:30 | CONSOLE PANEL A | 82.B7
AP0290:O:B23S | WC0866 | UAI0866S | SH | 20 | 82.B6 | FLOATING | CONSOLE PANEL A | 82.B6
AP0290:- | SC | 0V | WHT | 16 | 11.B4 | XT0062:4 | CONSOLE PANEL B | 17.B2
AP0290:SH-OUT | SC | IEG02302 | GRN | 14 | 11.B4 | IEG0230:2 | CONSOLE PANEL B | 11.C4
FU0290:LI | SC | FU0115 | WHT | 14 | 11.B5 | FU0115:LD | CONSOLE PANEL B | 17.B1
AP0290:O:A5+ | WC0640 | UAI06408 | RED | 20 | 84.A6 | AF0064:00 | CONSOLE PANEL B | 84.A7
AP0290:O:C5- | WC0640 | UAI06407 | BLK | 20 | 84.A6 | AF0064:16 | CONSOLE PANEL B | 84.A7
AP0290:O:B5S | WC0640 | UAI0640S | SH | 20 | 84.A6 | FLOATING | CONSOLE PANEL B | 84.B6
AP0290:O:A6+ | WC0641 | UAI06418 | RED | 20 | 88.A6 | AF0064:04 | CONSOLE PANEL B | 88.A7
AP0290:O:C6- | WC0641 | UAI06417 | BLK | 20 | 88.A6 | AF0064:20 | CONSOLE PANEL B | 88.A7
AP0290:O:B6S | WC0641 | UAI0641S | SH | 20 | 88.A6 | FLOATING | CONSOLE PANEL B | 88.A6
AP0290:O:A1+ | WC0650 | UAI06508 | RED | 20 | 76.A6 | AF0065:00 | CONSOLE PANEL B | 76.A7
AP0290:O:C1- | WC0650 | UAI06507 | BLK | 20 | 76.A6 | AF0065:16 | CONSOLE PANEL B | 76.A7
AP0290:O:B1S | WC0650 | UAI0650S | SH | 20 | 76.A6 | FLOATING | CONSOLE PANEL B | 76.A6
AP0290:O:A4+ | WC0722 | UAI07228 | RED | 20 | 82.A6 | AF0072:08 | CONSOLE PANEL B | 82.A7
AP0290:O:C4- | WC0722 | UAI07227 | BLK | 20 | 82.A6 | AF0072:24 | CONSOLE PANEL B | 82.A7
AP0290:O:B4S | WC0722 | UAI0722S | SH | 20 | 82.A6 | FLOATING | CONSOLE PANEL B | 82.A6
AP0290:O:A8+ | WC0723 | UAI07238 | RED | 20 | 80.A6 | AF0072:12 | CONSOLE PANEL B | 80.A7
AP0290:O:C8- | WC0723 | UAI07237 | BLK | 20 | 80.A6 | AF0072:28 | CONSOLE PANEL B | 80.A7
AP0290:O:B8S | WC0723 | UAI0723S | SH | 20 | 80.A6 | FLOATING | CONSOLE PANEL B | 80.A6
AP0290:O:A13+ | WC0746 | UAI07468 | RED | 20 | 98.A6 | AF0074:12 | CONSOLE PANEL B | 98.A7
AP0290:O:C13- | WC0746 | UAI07467 | BLK | 20 | 98.A6 | AF0074:28 | CONSOLE PANEL B | 98.A7
AP0290:O:B13S | WC0746 | UAI0746S | SH | 20 | 98.A6 | FLOATING | CONSOLE PANEL B | 98.A6
AP0290:O:A14+ | WC0747 | UAI07478 | RED | 20 | 98.A6 | AF0074:14 | CONSOLE PANEL B | 98.A7
AP0290:O:C14- | WC0747 | UAI07477 | BLK | 20 | 98.A6 | AF0074:30 | CONSOLE PANEL B | 98.A7
AP0290:O:B14S | WC0747 | UAI0747S | SH | 20 | 98.A6 | FLOATING | CONSOLE PANEL B | 98.B6
AP0290:O:A7+ | WC0751 | UAI07518 | RED | 20 | 88.A6 | AF0075:04 | CONSOLE PANEL B | 88.A7
AP0290:O:C7- | WC0751 | UAI07517 | BLK | 20 | 88.A6 | AF0075:20 | CONSOLE PANEL B | 88.A7
AP0290:O:B7S | WC0751 | UAI0751S | SH | 20 | 88.A6 | FLOATING | CONSOLE PANEL B | 88.B6
AP0290:O:A11+ | WC0752 | UAI07528 | RED | 20 | 86.B6 | AF0075:08 | CONSOLE PANEL B | 86.B7
AP0290:O:C11- | WC0752 | UAI07527 | BLK | 20 | 86.B6 | AF0075:24 | CONSOLE PANEL B | 86.B7
AP0290:O:B11S | WC0752 | UAI0752S | SH | 20 | 86.B6 | FLOATING | CONSOLE PANEL B | 86.B6
AP0290:O:A2+ | WC0753 | UAI07538 | RED | 20 | 76.B6 | AF0075:12 | CONSOLE PANEL B | 76.B7
AP0290:O:C2- | WC0753 | UAI07537 | BLK | 20 | 76.B6 | AF0075:28 | CONSOLE PANEL B | 76.B7
AP0290:O:B2S | WC0753 | UAI0753S | SH | 20 | 76.B6 | FLOATING | CONSOLE PANEL B | 76.B6
SolarTools ver. 24.0.84.24712 (Jul 31, 2025)
Report date: 4/9/2026 11:28 AM

## CONSOLE HEATER LIGHT
CONSOLE HEATER LIGHT
CONTROL CONSOLE^SPACE HEATER LIGHT PANEL
Project # | 4M181
Project Name | PIC PROJECT PHASE 4 DEVELOPMENT
Revision | B.6
Controls DE | J. SHORTER
Phone:
Controls ME | S. LOZA
Phone:
From | [5 empty] | To
Device ID | Cable (W) Conductor (SC) Jumper Clip (JC) | Wire No. | Wire ID | Gauge/Size | Page/Zone | Device ID | Location | Page/Zone
HL0950:1 | SC | TS0950NC | RED | 16 | 61.A6 | XT0951:1 | SPACE HEATER PANEL | 61.A6
HL0950:2 | SC | QS0950LD3 | RED | 16 | 61.A6 | XT0951:3 | SPACE HEATER PANEL | 61.A6
SolarTools ver. 24.0.84.24712 (Jul 31, 2025)
Report date: 4/9/2026 11:28 AM

## CONSOLE ISOLATOR PANEL
CONSOLE ISOLATOR PANEL
CONTROL CONSOLE, ISOLATOR PANEL
Project # | 4M181
Project Name | PIC PROJECT PHASE 4 DEVELOPMENT
Revision | B.6
Controls DE | J. SHORTER
Phone:
Controls ME | S. LOZA
Phone:
From | [5 empty] | To
Device ID | Cable (W) Conductor (SC) Jumper Clip (JC) | Wire No. | Wire ID | Gauge/Size | Page/Zone | Device ID | Location | Page/Zone
XT0410:1 | JC | FU0136 | CLIP | --- | 19.A6 | XT0410:2 | CONSOLE ISOLATOR PANEL | 19.A6
XT0410:3 | JC | 0V | CLIP | --- | 19.A6 | XT0410:4 | CONSOLE ISOLATOR PANEL | 19.A6
FU0410:LD | SC | FU0410 | WHT | 14 | 19.A6 | FU0411:LI | CONSOLE ISOLATOR PANEL | 19.A5
FU0410:LI | SC | FU0136 | WHT | 14 | 19.A6 | XT0410:2 | CONSOLE ISOLATOR PANEL | 19.A6
FU0411:LI | SC | FU0410 | WHT | 14 | 19.A5 | FU0412:LI | CONSOLE ISOLATOR PANEL | 19.A5
FU0672:LD | SC | UV0671P | WHT | 14 | 16.A4 | UV0671:8+ | CONSOLE ISOLATOR PANEL | 16.A2
FU0672:LI | SC | FU0136 | WHT | 14 | 16.A4 | XT0672:1 | CONSOLE ISOLATOR PANEL | 16.A4
UAI0666:1 | SC | AP11503 | WHT | 20 | 78.A5 | UAI0666:2 | CONSOLE ISOLATOR PANEL | 78.A5
UAI0736:2 | SC | TE21203 | WHT | 20 | 81.D5 | UAI0736:1 | CONSOLE ISOLATOR PANEL | 81.D5
UAI0831:1 | SC | TE12603 | WHT | 20 | 72.A5 | UAI0831:2 | CONSOLE ISOLATOR PANEL | 72.A5
UAI0833:2 | SC | TE35203 |  |  | 97.A5 | UAI0833:1 | CONSOLE ISOLATOR PANEL | 97.A5
UAI0835:2 | SC | TE11103 | WHT | 20 | 70.A5 | UAI0835:1 | CONSOLE ISOLATOR PANEL | 70.A5
UAI0836:2 | SC | TE61103 | WHT | 20 | 126.C5 | UAI0836:1 | CONSOLE ISOLATOR PANEL | 126.C5
UAI0840:2 | SC | TE32003 | WHT | 20 | 91.A5 | UAI0840:1 | CONSOLE ISOLATOR PANEL | 91.A5
UAI0841:2 | SC | TE31003 | WHT | 20 | 92.A5 | UAI0841:1 | CONSOLE ISOLATOR PANEL | 92.A5
UAI0843:2 | SC | TE32213 | WHT | 20 | 102.A5 | UAI0843:1 | CONSOLE ISOLATOR PANEL | 102.A5
UAI1231:2 | SC | TE4230-TD9A | WHT | 20 | 113.B5 | UAI1231:1 | CONSOLE ISOLATOR PANEL | 113.B5
UAI1232:2 | SC | TE42401-TD7A | WHT | 20 | 113.A5 | UAI1232:1 | CONSOLE ISOLATOR PANEL | 113.A5
UAI1235:2 | SC | TE42103-TD1A | WHT | 20 | 112.A5 | UAI1235:1 | CONSOLE ISOLATOR PANEL | 112.A5
UAI1236:2 | SC | TE4213-TD2A | WHT | 20 | 112.B5 | UAI1236:1 | CONSOLE ISOLATOR PANEL | 112.B5
UAI1237:2 | SC | TE4216-TD3A | WHT | 20 | 112.C5 | UAI1237:1 | CONSOLE ISOLATOR PANEL | 112.C5
UAI1240:2 | SC | TE4041-TD11A | WHT | 20 | 114.A5 | UAI1240:1 | CONSOLE ISOLATOR PANEL | 114.A5
UAI1242:2 | SC | TE4042-TD13A | WHT | 20 | 114.C5 | UAI1242:1 | CONSOLE ISOLATOR PANEL | 114.C5
UV0671:11+ | SC | UV06728 | WHT | 16 | 16.A2 | UV0672:8+ | CONSOLE ISOLATOR PANEL | 16.B2
UV0671:12- | SC | UV06729 | WHT | 16 | 16.A2 | UV0672:9- | CONSOLE ISOLATOR PANEL | 16.B2
UV0671:9- | SC | 0V | WHT | 16 | 16.A2 | XT0672:2 | CONSOLE ISOLATOR PANEL | 16.A4
UV0672:11+ | SC | UV06738 | WHT | 16 | 16.B2 | UV0673:8+ | CONSOLE ISOLATOR PANEL | 16.C2
UV0672:12- | SC | UV06739 | WHT | 16 | 16.B2 | UV0673:9- | CONSOLE ISOLATOR PANEL | 16.C2
UV0673:11+ | SC | UV06748 | WHT | 16 | 16.C2 | UV0674:8+ | CONSOLE ISOLATOR PANEL | 16.D2
UV0673:12- | SC | UV06749 | WHT | 16 | 16.C2 | UV0674:9- | CONSOLE ISOLATOR PANEL | 16.D2
UAI0864:1+ | WC029121 | UAI08641 | RED | 20 | 89.A5 | XT0086F:4 | CONSOLE ISOLATOR PANEL | 89.A4
UAI0864:3- | WC029121 | UAI08643 | BLK | 20 | 89.A5 | XT0086F:5 | CONSOLE ISOLATOR PANEL | 89.A4
UAI0864:IE | WC029121 | PDT7000S | SH | 20 | 89.A5 | XT0086F:6 | CONSOLE ISOLATOR PANEL | 89.A4
UAI0865:1+ | WC029122 | UAI08651 | RED | 20 | 89.A5 | XT0086F:7 | CONSOLE ISOLATOR PANEL | 89.A4
UAI0865:3- | WC029122 | UAI08653 | BLK | 20 | 89.A5 | XT0086F:8 | CONSOLE ISOLATOR PANEL | 89.B4
UAI0865:IE | WC029122 | LT7000S | SH | 20 | 89.A5 | XT0086F:9 | CONSOLE ISOLATOR PANEL | 89.B4
UAI1235:4 | WC2170 | TE42101-TD1C | RED | 20 | 112.A5 | XT0831M:9 | CONSOLE ISOLATOR PANEL | 112.A5
UAI1235:3 | WC2170 | TE42102-TD1B | WHT | 20 | 112.A5 | XT0831M:10 | CONSOLE ISOLATOR PANEL | 112.A5
UAI1235:2 | WC2170 | TE42103-TD1A | BLK | 20 | 112.A5 | XT0831M:11 | CONSOLE ISOLATOR PANEL | 112.A5
UAI1235:IE | WC2170 | TE4210-TD1S | SH | 20 | 112.A5 | XT0831M:12 | CONSOLE ISOLATOR PANEL | 112.A5
UAI1236:4 | WC2171 | TE4213-TD2C | RED | 20 | 112.B5 | XT0831M:13 | CONSOLE ISOLATOR PANEL | 112.B5
UAI1236:3 | WC2171 | TE4213-TD2B | WHT | 20 | 112.B5 | XT0831M:14 | CONSOLE ISOLATOR PANEL | 112.B5
UAI1236:2 | WC2171 | TE4213-TD2A | BLK | 20 | 112.B5 | XT0831M:15 | CONSOLE ISOLATOR PANEL | 112.B5
UAI1236:IE | WC2171 | TE4213-TD2S | SH | 20 | 112.B5 | XT0831M:16 | CONSOLE ISOLATOR PANEL | 112.B5
UAI1237:4 | WC2172 | TE4216-TD3C | RED | 20 | 112.C5 | XT0831M:17 | CONSOLE ISOLATOR PANEL | 112.C5
UAI1237:3 | WC2172 | TE4216-TD3B | WHT | 20 | 112.C5 | XT0831M:18 | CONSOLE ISOLATOR PANEL | 112.C5
UAI1237:2 | WC2172 | TE4216-TD3A | BLK | 20 | 112.C5 | XT0831M:19 | CONSOLE ISOLATOR PANEL | 112.C5
UAI1237:IE | WC2172 | TE4216-TD3S | SH | 20 | 112.C5 | XT0831M:20 | CONSOLE ISOLATOR PANEL | 112.C5
UAI1232:4 | WC2173 | TE42401-TD7C | RED | 20 | 113.A5 | XT0831M:5 | CONSOLE ISOLATOR PANEL | 113.A5
UAI1232:3 | WC2173 | TE42401-TD7B | WHT | 20 | 113.A5 | XT0831M:6 | CONSOLE ISOLATOR PANEL | 113.A5
UAI1232:2 | WC2173 | TE42401-TD7A | BLK | 20 | 113.A5 | XT0831M:7 | CONSOLE ISOLATOR PANEL | 113.A5
UAI1232:IE | WC2173 | TE42401-TD8S | SH | 20 | 113.A5 | XT0831M:8 | CONSOLE ISOLATOR PANEL | 113.A5
UAI1231:4 | WC2174 | TE4230-TD9C | RED | 20 | 113.B5 | XT0831M:1 | CONSOLE ISOLATOR PANEL | 113.B5
UAI1231:3 | WC2174 | TE4230-TD9B | WHT | 20 | 113.B5 | XT0831M:2 | CONSOLE ISOLATOR PANEL | 113.B5
UAI1231:2 | WC2174 | TE4230-TD9A | BLK | 20 | 113.B5 | XT0831M:3 | CONSOLE ISOLATOR PANEL | 113.B5
UAI1231:IE | WC2174 | TE4230-TD9S | SH | 20 | 113.B5 | XT0831M:4 | CONSOLE ISOLATOR PANEL | 113.B5
UAI1240:4 | WC2175 | TE4041-TD11C | RED | 20 | 114.A5 | XT0831M:25 | CONSOLE ISOLATOR PANEL | 114.A5
UAI1240:3 | WC2175 | TE4041-TD11B | WHT | 20 | 114.A5 | XT0831M:26 | CONSOLE ISOLATOR PANEL | 114.A5
UAI1240:2 | WC2175 | TE4041-TD11A | BLK | 20 | 114.A5 | XT0831M:27 | CONSOLE ISOLATOR PANEL | 114.A5
UAI1240:IE | WC2175 | TE4041-TD11S | SH | 20 | 114.A5 | XT0831M:28 | CONSOLE ISOLATOR PANEL | 114.A5
UAI1242:4 | WC2177 | TE4042-TD13C | RED | 20 | 114.C5 | XT0831M:33 | CONSOLE ISOLATOR PANEL | 114.C5
UAI1242:3 | WC2177 | TE4042-TD13B | WHT | 20 | 114.C5 | XT0831M:34 | CONSOLE ISOLATOR PANEL | 114.C5
UAI1242:2 | WC2177 | TE4042-TD13A | BLK | 20 | 114.C5 | XT0831M:35 | CONSOLE ISOLATOR PANEL | 114.C5
UAI1242:IE | WC2177 | TE4042-TD13S | SH | 20 | 114.C5 | XT0831M:36 | CONSOLE ISOLATOR PANEL | 114.C5
UAI0835:4 | WC2180 | TE11101 | RED | 20 | 70.A5 | XT0820M:1 | CONSOLE ISOLATOR PANEL | 70.A5
UAI0835:3 | WC2180 | TE11102 | WHT | 20 | 70.A5 | XT0820M:2 | CONSOLE ISOLATOR PANEL | 70.A5
UAI0835:2 | WC2180 | TE11103 | BLK | 20 | 70.A5 | XT0820M:3 | CONSOLE ISOLATOR PANEL | 70.A5
UAI0835:IE | WC2180 | TE1110S | SH | 20 | 70.A5 | XT0820M:4 | CONSOLE ISOLATOR PANEL | 70.A5
UAI0722:1+ | WC4117 | UAI07221 | RED | 20 | 82.A5 | XT0825F:28 | CONSOLE ISOLATOR PANEL | 82.A5
UAI0722:3- | WC4117 | UAI07223 | BLK | 20 | 82.A5 | XT0825F:29 | CONSOLE ISOLATOR PANEL | 82.A5
UAI0722:IE | WC4117 | PT2120S | SH | 20 | 82.A5 | XT0825F:30 | CONSOLE ISOLATOR PANEL | 82.A5
UAI0640:1+ | WC4121 | UAI06401 | RED | 20 | 84.A5 | XT0825F:34 | CONSOLE ISOLATOR PANEL | 84.A5
UAI0640:3- | WC4121 | UAI06403 | BLK | 20 | 84.A5 | XT0825F:35 | CONSOLE ISOLATOR PANEL | 84.A5
UAI0640:IE | WC4121 | PT2121S | SH | 20 | 84.A5 | XT0825F:36 | CONSOLE ISOLATOR PANEL | 84.B5
UAI0862:1+ | WCAIF0 | UAI08621 | RED | 20 | 140.A5 | XT0086F:1 | CONSOLE ISOLATOR PANEL | 140.A5
UAI0862:3- | WCAIF0 | UAI08623 | BLK | 20 | 140.A5 | XT0086F:2 | CONSOLE ISOLATOR PANEL | 140.A5
UAI0862:IE | WCAIF0 | PDT6310S | SH | 20 | 140.A5 | XT0086F:3 | CONSOLE ISOLATOR PANEL | 140.A5
UAI0866:1+ | WCPDT2106 | UAI08661 | RED | 20 | 82.B5 | XT0825F:31 | CONSOLE ISOLATOR PANEL | 82.B5
UAI0866:3- | WCPDT2106 | UAI08663 | BLK | 20 | 82.B5 | XT0825F:32 | CONSOLE ISOLATOR PANEL | 82.B5
UAI0866:IE | WCPDT2106 | PDT2106S | SH | 20 | 82.B5 | XT0825F:33 | CONSOLE ISOLATOR PANEL | 82.B5
UAI0852:1+ | WCVFDP1 | UAI08521 | RED | 20 | 136.B5 | XT0085F:1 | CONSOLE ISOLATOR PANEL | 136.B5
UAI0852:3- | WCVFDP1 | UAI08523 | BLK | 20 | 136.B5 | XT0085F:2 | CONSOLE ISOLATOR PANEL | 136.B5
UAI0852:IE | WCVFDP1 | PDT62103 | SH | 20 | 136.B5 | XT0085F:3 | CONSOLE ISOLATOR PANEL | 136.B5
UAI0833:4 | WI0833 | TE35201 | RED | 20 | 97.A5 | XT0820M:9 | CONSOLE ISOLATOR PANEL | 97.A5
UAI0833:3 | WI0833 | TE35202 | WHT | 20 | 97.A5 | XT0820M:10 | CONSOLE ISOLATOR PANEL | 97.B5
UAI0833:2 | WI0833 | TE35203 | BLK | 20 | 97.A5 | XT0820M:11 | CONSOLE ISOLATOR PANEL | 97.B5
UAI0833:IE | WI0833 | TE3520S | SH | 20 | 97.A5 | XT0820M:12 | CONSOLE ISOLATOR PANEL | 97.B5
UAI0840:4 | WI2026 | TE32001 | RED | 20 | 91.A5 | XT0820M:13 | CONSOLE ISOLATOR PANEL | 91.A5
UAI0840:3 | WI2026 | TE32002 | WHT | 20 | 91.A5 | XT0820M:14 | CONSOLE ISOLATOR PANEL | 91.A5
UAI0840:2 | WI2026 | TE32003 | BLK | 20 | 91.A5 | XT0820M:15 | CONSOLE ISOLATOR PANEL | 91.A5
UAI0840:IE | WI2026 | TE3200S | SH | 20 | 91.A5 | XT0820M:16 | CONSOLE ISOLATOR PANEL | 91.A5
UAI0841:4 | WI2027 | TE31001 | RED | 20 | 92.A5 | XT0820M:17 | CONSOLE ISOLATOR PANEL | 92.A5
UAI0841:3 | WI2027 | TE31002 | WHT | 20 | 92.A5 | XT0820M:18 | CONSOLE ISOLATOR PANEL | 92.B5
UAI0841:2 | WI2027 | TE31003 | BLK | 20 | 92.A5 | XT0820M:19 | CONSOLE ISOLATOR PANEL | 92.B5
UAI0841:IE | WI2027 | TE3100S | SH | 20 | 92.A5 | XT0820M:20 | CONSOLE ISOLATOR PANEL | 92.B5
UAI0836:4 | WI2062 | TE61101 | RED | 20 | 126.C5 | XT0821M:1 | CONSOLE ISOLATOR PANEL | 126.C5
UAI0836:3 | WI2062 | TE61102 | WHT | 20 | 126.C5 | XT0821M:2 | CONSOLE ISOLATOR PANEL | 126.C5
UAI0836:2 | WI2062 | TE61103 | BLK | 20 | 126.C5 | XT0821M:3 | CONSOLE ISOLATOR PANEL | 126.C5
UAI0836:IE | WI2062 | TE6110S | SH | 20 | 126.C5 | XT0821M:4 | CONSOLE ISOLATOR PANEL | 126.C5
UAI0736:4 | WI2129 | TE21201 | RED | 20 | 81.D5 | XT0820M:5 | CONSOLE ISOLATOR PANEL | 81.D5
UAI0736:3 | WI2129 | TE21202 | WHT | 20 | 81.D5 | XT0820M:6 | CONSOLE ISOLATOR PANEL | 81.D5
UAI0736:2 | WI2129 | TE21203 | BLK | 20 | 81.D5 | XT0820M:7 | CONSOLE ISOLATOR PANEL | 81.D5
UAI0736:IE | WI2129 | TE2120S | SH | 20 | 81.D5 | XT0820M:8 | CONSOLE ISOLATOR PANEL | 81.D5
UAI0843:4 | WI2526 | TE32211 | RED | 20 | 102.A5 | XT0820M:21 | CONSOLE ISOLATOR PANEL | 102.A5
UAI0843:3 | WI2526 | TE32212 | WHT | 20 | 102.A5 | XT0820M:22 | CONSOLE ISOLATOR PANEL | 102.A5
UAI0843:2 | WI2526 | TE32213 | BLK | 20 | 102.A5 | XT0820M:23 | CONSOLE ISOLATOR PANEL | 102.B5
UAI0843:IE | WI2526 | TE3221S | SH | 20 | 102.A5 | XT0820M:24 | CONSOLE ISOLATOR PANEL | 102.B5
UAI0853:1+ | WI4012 | UAI08531 | RED | 20 | 101.C5 | XT0825F:4 | CONSOLE ISOLATOR PANEL | 101.C5
UAI0853:3- | WI4012 | UAI08533 | BLK | 20 | 101.C5 | XT0825F:5 | CONSOLE ISOLATOR PANEL | 101.C5
UAI0853:IE | WI4012 | PT3200S | SH | 20 | 101.C5 | XT0825F:6 | CONSOLE ISOLATOR PANEL | 101.C5
UAI0752:1+ | WI4018 | UAI07521 | RED | 20 | 86.B5 | XT0826F:4 | CONSOLE ISOLATOR PANEL | 86.B5
UAI0752:3- | WI4018 | UAI07523 | BLK | 20 | 86.B5 | XT0826F:5 | CONSOLE ISOLATOR PANEL | 86.B5
UAI0752:IE | WI4018 | PT2126S | SH | 20 | 86.B5 | XT0826F:6 | CONSOLE ISOLATOR PANEL | 86.B5
UAI0723:1+ | WI4019 | UAI07231 | RED | 20 | 80.A5 | XT0825F:7 | CONSOLE ISOLATOR PANEL | 80.A5
UAI0723:3- | WI4019 | UAI07233 | BLK | 20 | 80.A5 | XT0825F:8 | CONSOLE ISOLATOR PANEL | 80.A5
UAI0723:IE | WI4019 | PT6400S | SH | 20 | 80.A5 | XT0825F:9 | CONSOLE ISOLATOR PANEL | 80.A5
UAI0650:1+ | WI4020 | XT0825F25 | RED | 20 | 76.A5 | XT0825F:22 | CONSOLE ISOLATOR PANEL | 76.A5
UAI0650:3- | WI4020 | XT0825F26 | BLK | 20 | 76.A5 | XT0825F:23 | CONSOLE ISOLATOR PANEL | 76.A5
UAI0650:IE | WI4020 | PT1120S | SH | 20 | 76.A5 | XT0825F:24 | CONSOLE ISOLATOR PANEL | 76.A5
UAI0641:1+ | WI4022 | UAI06411 | RED | 20 | 88.A5 | XT0825F:37 | CONSOLE ISOLATOR PANEL | 88.A5
UAI0641:3- | WI4022 | UAI06413 | BLK | 20 | 88.A5 | XT0825F:38 | CONSOLE ISOLATOR PANEL | 88.A5
UAI0641:IE | WI4022 | PT2130S | SH | 20 | 88.A5 | XT0825F:39 | CONSOLE ISOLATOR PANEL | 88.A5
UAI0751:1+ | WI4023 | UAI07511 | RED | 20 | 88.A5 | XT0826F:1 | CONSOLE ISOLATOR PANEL | 88.A5
UAI0751:3- | WI4023 | UAI07513 | BLK | 20 | 88.A5 | XT0826F:2 | CONSOLE ISOLATOR PANEL | 88.A5
UAI0751:IE | WI4023 | PT2131S | SH | 20 | 88.A5 | XT0826F:3 | CONSOLE ISOLATOR PANEL | 88.B5
UAI0753:1+ | WI4025 | XT0825F28 | RED | 20 | 76.B5 | XT0825F:25 | CONSOLE ISOLATOR PANEL | 76.B5
UAI0753:3- | WI4025 | XT0825F29 | BLK | 20 | 76.B5 | XT0825F:26 | CONSOLE ISOLATOR PANEL | 76.B5
UAI0753:IE | WI4025 | PT1121S | SH | 20 | 76.B5 | XT0825F:27 | CONSOLE ISOLATOR PANEL | 76.B5
UAI0863A:3 | WI4514 | PDT61801 | RED | 20 | 121.A5 | XT0837M:1 | CONSOLE ISOLATOR PANEL | 121.A5
UAI0863A:2- | WI4514 | PDT61802 | BLK | 20 | 121.A5 | XT0837M:2 | CONSOLE ISOLATOR PANEL | 121.A5
UAI0863A:IEG | WI4514 | PDT6180S | SH | 20 | 121.A5 | XT0837M:3 | CONSOLE ISOLATOR PANEL | 121.A5
UAI0854:1+ | WI4519 | UAI08541 | RED | 20 | 93.A5 | XT0825F:10 | CONSOLE ISOLATOR PANEL | 93.A5
UAI0854:3- | WI4519 | UAI08543 | BLK | 20 | 93.A5 | XT0825F:11 | CONSOLE ISOLATOR PANEL | 93.B5
UAI0854:IE | WI4519 | PDT3100S | SH | 20 | 93.A5 | XT0825F:12 | CONSOLE ISOLATOR PANEL | 93.B5
UAI0855:3 | WI4520 | XT0825F16 | RED | 20 | 69.C5 | XT0825F:13 | CONSOLE ISOLATOR PANEL | 69.C5
UAI0855:2- | WI4520 | XT0825F17 | BLK | 20 | 69.C5 | XT0825F:14 | CONSOLE ISOLATOR PANEL | 69.C5
UAI0855:IEG | WI4520 | PDT1110S | SH | 20 | 69.C5 | XT0825F:15 | CONSOLE ISOLATOR PANEL | 69.C5
UAI0856:1+ | WI4523 | UAI08561 | RED | 20 | 95.B5 | XT0825F:1 | CONSOLE ISOLATOR PANEL | 95.B5
UAI0856:3- | WI4523 | UAI08563 | BLK | 20 | 95.B5 | XT0825F:2 | CONSOLE ISOLATOR PANEL | 95.B5
UAI0856:IE | WI4523 | PDT3240S | SH | 20 | 95.B5 | XT0825F:3 | CONSOLE ISOLATOR PANEL | 95.B5
UAI0746:1+ | WI5084 | UAI07461 | RED | 20 | 98.A5 | XT0825F:16 | CONSOLE ISOLATOR PANEL | 98.A5
UAI0746:3- | WI5084 | UAI07463 | BLK | 20 | 98.A5 | XT0825F:17 | CONSOLE ISOLATOR PANEL | 98.A5
UAI0746:IE | WI5084 | PT3150S | SH | 20 | 98.A5 | XT0825F:18 | CONSOLE ISOLATOR PANEL | 98.A5
UAI0747:1+ | WI5085 | UAI07471 | RED | 20 | 98.A5 | XT0825F:19 | CONSOLE ISOLATOR PANEL | 98.A5
UAI0747:3- | WI5085 | UAI07473 | BLK | 20 | 98.A5 | XT0825F:20 | CONSOLE ISOLATOR PANEL | 98.A5
UAI0747:IE | WI5085 | PT3170S | SH | 20 | 98.A5 | XT0825F:21 | CONSOLE ISOLATOR PANEL | 98.B5
UAI0860:1+ | WIVT3200 | VT32201 | RED | 20 | 103.C5 | XT0086M:1 | CONSOLE ISOLATOR PANEL | 103.C5
UAI0860:3- | WIVT3200 | VT32202 | BLK | 20 | 103.C5 | XT0086M:2 | CONSOLE ISOLATOR PANEL | 103.C5
UAI0860:IE | WIVT3200 | VT3220S | SH | 20 | 103.C5 | XT0086M:3 | CONSOLE ISOLATOR PANEL | 103.C5
UAI0861:1+ | WIVT3221 | VT32211 | RED | 20 | 104.C5 | XT0086M:4 | CONSOLE ISOLATOR PANEL | 104.C5
UAI0861:3- | WIVT3221 | VT32212 | BLK | 20 | 104.C5 | XT0086M:5 | CONSOLE ISOLATOR PANEL | 104.C5
UAI0861:IE | WIVT3221 | VT3221S | SH | 20 | 104.C5 | XT0086M:6 | CONSOLE ISOLATOR PANEL | 104.C5
GR0672: | SC | GR0672 | GRN/YEL | 14 | 16.B5 | FRAME | CONSOLE ISOLATOR PANEL | 16.B6
GR0673: | SC | GR0673 | GRN/YEL | 14 | 16.B5 | FRAME | CONSOLE ISOLATOR PANEL | 16.B6
UAI1235:-7 | WC1235 | 012327 | RED | 20 | 112.A5 | AF0123:27 | CONSOLE GEN PANEL | 112.A7
UAI1235:-5 | WC1235 | 012311 | WHT | 20 | 112.A5 | AF0123:11 | CONSOLE GEN PANEL | 112.A7
UAI1235:+6 | WC1235 | 012310 | BLK | 20 | 112.A5 | AF0123:10 | CONSOLE GEN PANEL | 112.A7
FLOATING | WC1235 | 012358 | SH | 20 | 112.A6 | AF0123:58 | CONSOLE GEN PANEL | 112.A7
UAI1236:-7 | WC1236 | 012329 | RED | 20 | 112.B5 | AF0123:29 | CONSOLE GEN PANEL | 112.B7
UAI1236:-5 | WC1236 | 012313 | WHT | 20 | 112.B5 | AF0123:13 | CONSOLE GEN PANEL | 112.B7
UAI1236:+6 | WC1236 | 012312 | BLK | 20 | 112.B5 | AF0123:12 | CONSOLE GEN PANEL | 112.B7
FLOATING | WC1236 | 012360 | SH | 20 | 112.B6 | AF0123:60 | CONSOLE GEN PANEL | 112.B7
UAI1237:-7 | WC1237 | 012331 | RED | 20 | 112.C5 | AF0123:31 | CONSOLE GEN PANEL | 112.C7
UAI1237:-5 | WC1237 | 012315 | WHT | 20 | 112.C5 | AF0123:15 | CONSOLE GEN PANEL | 112.C7
UAI1237:+6 | WC1237 | 012314 | BLK | 20 | 112.C5 | AF0123:14 | CONSOLE GEN PANEL | 112.C7
FLOATING | WC1237 | 012362 | SH | 20 | 112.C6 | AF0123:62 | CONSOLE GEN PANEL | 112.C7
UAI1240:-7 | WC1240 | UAI12401 | RED | 20 | 114.A5 | AF0123:23 | CONSOLE GEN PANEL | 114.A7
UAI1240:-5 | WC1240 | UAI12405 | WHT | 20 | 114.A5 | AF0123:07 | CONSOLE GEN PANEL | 114.A7
UAI1240:+6 | WC1240 | UAI12406 | BLK | 20 | 114.A5 | AF0123:06 | CONSOLE GEN PANEL | 114.A7
FLOATING | WC1240 | UAI1240S | SH | 20 | 114.A6 | AF0123:54 | CONSOLE GEN PANEL | 114.A7
UAI1242:-7 | WC1242 | UAI12427 | RED | 20 | 114.C5 | AF0123:25 | CONSOLE GEN PANEL | 114.C7
UAI1242:-5 | WC1242 | UAI12425 | WHT | 20 | 114.C5 | AF0123:09 | CONSOLE GEN PANEL | 114.C7
UAI1242:+6 | WC1242 | UAI12426 | BLK | 20 | 114.C5 | AF0123:08 | CONSOLE GEN PANEL | 114.C7
FLOATING | WC1242 | UAI1242S | SH | 20 | 114.C6 | AF0123:56 | CONSOLE GEN PANEL | 114.C7
UAI1232:-7 | WC2470 | 012321 | RED | 20 | 113.A5 | AF0123:21 | CONSOLE GEN PANEL | 113.A7
UAI1232:-5 | WC2470 | 012305 | WHT | 20 | 113.A5 | AF0123:05 | CONSOLE GEN PANEL | 113.A7
UAI1232:+6 | WC2470 | 012304 | BLK | 20 | 113.A5 | AF0123:04 | CONSOLE GEN PANEL | 113.A7
FLOATING | WC2470 | 012352 | SH | 20 | 113.A6 | AF0123:52 | CONSOLE GEN PANEL | 113.A7
UAI1231:-7 | WC2570 | 012319 | RED | 20 | 113.B5 | AF0123:19 | CONSOLE GEN PANEL | 113.B7
UAI1231:-5 | WC2570 | 012303 | WHT | 20 | 113.B5 | AF0123:03 | CONSOLE GEN PANEL | 113.B7
UAI1231:+6 | WC2570 | 012302 | BLK | 20 | 113.B5 | AF0123:02 | CONSOLE GEN PANEL | 113.B7
FLOATING | WC2570 | 012350 | SH | 20 | 113.B6 | AF0123:50 | CONSOLE GEN PANEL | 113.B7
UAI0855:8 | WC0855I | UAI08558 | RED | 20 | 69.C5 | AP0290:I:A3+ | CONSOLE HART MPX,C.C. | 69.C6
UAI0855:7 | WC0855I | UAI08557 | BLK | 20 | 69.C5 | AP0290:I:C3- | CONSOLE HART MPX,C.C. | 69.C6
FLOATING | WC0855I | UAI0855S | SH | 20 | 69.C5 | AP0290:I:B3S | CONSOLE HART MPX,C.C. | 69.C6
XT0827F:1 | WC4550 | 008502 | RED | 20 | 94.A5 | AP0290:I:A10+ | CONSOLE HART MPX,C.C. | 94.A6
XT0827F:2 | WC4550 | 008518 | BLK | 20 | 94.A5 | AP0290:I:C10- | CONSOLE HART MPX,C.C. | 94.A6
XT0827F:3 | WC4550 | LT3100S | SH | 20 | 94.A5 | AP0290:I:B10S | CONSOLE HART MPX,C.C. | 94.A6
UAI0640:+8 | WI0640 | UAI06408 | RED | 20 | 84.A5 | AP0290:I:A5+ | CONSOLE HART MPX,C.C. | 84.A6
UAI0640:-7 | WI0640 | UAI06407 | BLK | 20 | 84.A5 | AP0290:I:C5- | CONSOLE HART MPX,C.C. | 84.A6
FLOATING | WI0640 | UAI0640S | SH | 20 | 84.B5 | AP0290:I:B5S | CONSOLE HART MPX,C.C. | 84.A6
UAI0641:+8 | WI0641 | UAI06418 | RED | 20 | 88.A5 | AP0290:I:A6+ | CONSOLE HART MPX,C.C. | 88.A6
UAI0641:-7 | WI0641 | UAI06417 | BLK | 20 | 88.A5 | AP0290:I:C6- | CONSOLE HART MPX,C.C. | 88.A6
FLOATING | WI0641 | UAI0641S | SH | 20 | 88.A5 | AP0290:I:B6S | CONSOLE HART MPX,C.C. | 88.A6
UAI0650:+8 | WI0650 | UAI06508 | RED | 20 | 76.A5 | AP0290:I:A1+ | CONSOLE HART MPX,C.C. | 76.A6
UAI0650:-7 | WI0650 | UAI06507 | BLK | 20 | 76.A5 | AP0290:I:C1- | CONSOLE HART MPX,C.C. | 76.A6
FLOATING | WI0650 | UAI0650S | SH | 20 | 76.A5 | AP0290:I:B1S | CONSOLE HART MPX,C.C. | 76.A6
UAI0722:+8 | WI0722 | UAI07228 | RED | 20 | 82.A5 | AP0290:I:A4+ | CONSOLE HART MPX,C.C. | 82.A6
UAI0722:-7 | WI0722 | UAI07227 | BLK | 20 | 82.A5 | AP0290:I:C4- | CONSOLE HART MPX,C.C. | 82.A6
FLOATING | WI0722 | UAI0722S | SH | 20 | 82.A5 | AP0290:I:B4S | CONSOLE HART MPX,C.C. | 82.A6
FLOATING | WI0723 | UAI0723S | RED | 20 | 80.A5 | AP0290:I:B8S | CONSOLE HART MPX,C.C. | 80.A6
UAI0723:-7 | WI0723 | UAI07237 | BLK | 20 | 80.A5 | AP0290:I:C8- | CONSOLE HART MPX,C.C. | 80.A6
UAI0723:+8 | WI0723 | UAI07238 | SH | 20 | 80.A5 | AP0290:I:A8+ | CONSOLE HART MPX,C.C. | 80.A6
FLOATING | WI0746 | UAI0746S | RED | 20 | 98.A5 | AP0290:I:B13S | CONSOLE HART MPX,C.C. | 98.A6
UAI0746:-7 | WI0746 | UAI07467 | BLK | 20 | 98.A5 | AP0290:I:C13- | CONSOLE HART MPX,C.C. | 98.A6
UAI0746:+8 | WI0746 | UAI07468 | SH | 20 | 98.A5 | AP0290:I:A13+ | CONSOLE HART MPX,C.C. | 98.A6
FLOATING | WI0747 | UAI0747S | RED | 20 | 98.B5 | AP0290:I:B14S | CONSOLE HART MPX,C.C. | 98.A6
UAI0747:-7 | WI0747 | UAI07477 | BLK | 20 | 98.A5 | AP0290:I:C14- | CONSOLE HART MPX,C.C. | 98.A6
UAI0747:+8 | WI0747 | UAI07478 | SH | 20 | 98.A5 | AP0290:I:A14+ | CONSOLE HART MPX,C.C. | 98.A6
UAI0751:+8 | WI0751 | UAI07518 | RED | 20 | 88.A5 | AP0290:I:A7+ | CONSOLE HART MPX,C.C. | 88.A6
UAI0751:-7 | WI0751 | UAI07517 | BLK | 20 | 88.A5 | AP0290:I:C7- | CONSOLE HART MPX,C.C. | 88.A6
FLOATING | WI0751 | UAI0751S | SH | 20 | 88.B5 | AP0290:I:B7S | CONSOLE HART MPX,C.C. | 88.A6
FLOATING | WI0752 | UAI0752S | RED | 20 | 86.B5 | AP0290:I:B11S | CONSOLE HART MPX,C.C. | 86.B6
UAI0752:-7 | WI0752 | UAI07527 | BLK | 20 | 86.B5 | AP0290:I:C11- | CONSOLE HART MPX,C.C. | 86.B6
UAI0752:+8 | WI0752 | UAI07528 | SH | 20 | 86.B5 | AP0290:I:A11+ | CONSOLE HART MPX,C.C. | 86.B6
UAI0753:+8 | WI0753 | UAI07538 | RED | 20 | 76.B5 | AP0290:I:A2+ | CONSOLE HART MPX,C.C. | 76.B6
UAI0753:-7 | WI0753 | UAI07537 | BLK | 20 | 76.B5 | AP0290:I:C2- | CONSOLE HART MPX,C.C. | 76.B6
FLOATING | WI0753 | UAI0753S | SH | 20 | 76.B5 | AP0290:I:B2S | CONSOLE HART MPX,C.C. | 76.B6
FLOATING | WI0852 | UAI0852S | RED | 20 | 136.B5 | AP0290:I:B16S | CONSOLE HART MPX,C.C. | 136.B6
UAI0852:-7 | WI0852 | UAI08527 | BLK | 20 | 136.B5 | AP0290:I:C16- | CONSOLE HART MPX,C.C. | 136.B6
UAI0852:+8 | WI0852 | UAI08528 | SH | 20 | 136.B5 | AP0290:I:A16+ | CONSOLE HART MPX,C.C. | 136.B6
FLOATING | WI0853 | UAI0853S | RED | 20 | 101.C5 | AP0290:I:B15S | CONSOLE HART MPX,C.C. | 101.C6
UAI0853:-7 | WI0853 | UAI08537 | BLK | 20 | 101.C5 | AP0290:I:C15- | CONSOLE HART MPX,C.C. | 101.C6
UAI0853:+8 | WI0853 | UAI08538 | SH | 20 | 101.C5 | AP0290:I:A15+ | CONSOLE HART MPX,C.C. | 101.C6
FLOATING | WI0854 | UAI0854S | RED | 20 | 93.B5 | AP0290:I:B9S | CONSOLE HART MPX,C.C. | 93.A6
UAI0854:-7 | WI0854 | UAI08547 | BLK | 20 | 93.A5 | AP0290:I:C9- | CONSOLE HART MPX,C.C. | 93.A6
UAI0854:+8 | WI0854 | UAI08548 | SH | 20 | 93.A5 | AP0290:I:A9+ | CONSOLE HART MPX,C.C. | 93.A6
FLOATING | WI0856 | UAI0856S | RED | 20 | 95.B5 | AP0290:I:B12S | CONSOLE HART MPX,C.C. | 95.B6
UAI0856:-7 | WI0856 | UAI08567 | BLK | 20 | 95.B5 | AP0290:I:C12- | CONSOLE HART MPX,C.C. | 95.B6
UAI0856:+8 | WI0856 | UAI08568 | SH | 20 | 95.B5 | AP0290:I:A12+ | CONSOLE HART MPX,C.C. | 95.B6
FLOATING | WI0862 | UAI0862S | RED | 20 | 140.A5 | AP0290:I:B17S | CONSOLE HART MPX,C.C. | 140.A6
UAI0862:-7 | WI0862 | UAI08627 | BLK | 20 | 140.A5 | AP0290:I:C17- | CONSOLE HART MPX,C.C. | 140.A6
UAI0862:+8 | WI0862 | UAI08628 | SH | 20 | 140.A5 | AP0290:I:A17+ | CONSOLE HART MPX,C.C. | 140.A6
UAI0863A:8 | WI0863 | UAI0863A8 | RED | 20 | 121.A5 | AP0290:I:A20+ | CONSOLE HART MPX,C.C. | 121.A6
UAI0863A:7 | WI0863 | UAI0863A7 | BLK | 20 | 121.A5 | AP0290:I:C20- | CONSOLE HART MPX,C.C. | 121.A6
FLOATING | WI0863 | UAI0863S | SH | 20 | 121.A5 | AP0290:I:B20S | CONSOLE HART MPX,C.C. | 121.A6
UAI0864:+8 | WI0864 | UAI08648 | RED | 20 | 89.A5 | AP0290:I:A18+ | CONSOLE HART MPX,C.C. | 89.A6
UAI0864:-7 | WI0864 | UAI08647 | BLK | 20 | 89.A5 | AP0290:I:C18- | CONSOLE HART MPX,C.C. | 89.A6
FLOATING | WI0864 | UAI0864S | SH | 20 | 89.A5 | AP0290:I:B18S | CONSOLE HART MPX,C.C. | 89.A6
UAI0865:+8 | WI0865 | UAI08658 | RED | 20 | 89.A5 | AP0290:I:A19+ | CONSOLE HART MPX,C.C. | 89.A6
UAI0865:-7 | WI0865 | UAI08657 | BLK | 20 | 89.A5 | AP0290:I:C19- | CONSOLE HART MPX,C.C. | 89.A6
FLOATING | WI0865 | UAI0865S | SH | 20 | 89.B5 | AP0290:I:B19S | CONSOLE HART MPX,C.C. | 89.A6
UAI0866:+8 | WI0866 | UAI08668 | RED | 20 | 82.B5 | AP0290:I:A23+ | CONSOLE HART MPX,C.C. | 82.B6
UAI0866:-7 | WI0866 | UAI08667 | BLK | 20 | 82.B5 | AP0290:I:C23- | CONSOLE HART MPX,C.C. | 82.B6
FW1:1 | WI0866 | UAI0866S | SH | 20 | 82.B5 | AP0290:I:B23S | CONSOLE HART MPX,C.C. | 82.B6
XT0410:2 | SC | FU0136 | WHT | 14 | 19.A6 | XT0002:3 | CONSOLE PANEL A | 14.A4
XT0410:3 | SC | 0V | WHT | 12 | 19.A6 | XT0003:3 | CONSOLE PANEL A | 14.A4
XT0672:1 | SC | FU0136 | WHT | 12 | 16.A4 | XT0002:3 | CONSOLE PANEL A | 14.A4
XT0672:2 | SC | 0V | WHT | 14 | 16.A4 | XT0003:3 | CONSOLE PANEL A | 14.A4
UAI0833:-7 | WC0833 | 008323 | RED | 20 | 97.A5 | AF0083:23 | CONSOLE PANEL A | 97.A7
UAI0833:-5 | WC0833 | 008307 | WHT | 20 | 97.A5 | AF0083:07 | CONSOLE PANEL A | 97.A7
UAI0833:+6 | WC0833 | 008306 | BLK | 20 | 97.A5 | AF0083:06 | CONSOLE PANEL A | 97.A7
FLOATING | WC0833 | 008354 | SH | 20 | 97.B6 | AF0083:54 | CONSOLE PANEL A | 97.A7
UAI0835:-7 | WC0835 | 008327 | RED | 20 | 70.A5 | AF0083:27 | CONSOLE PANEL A | 70.A7
UAI0835:-5 | WC0835 | 008311 | WHT | 20 | 70.A5 | AF0083:11 | CONSOLE PANEL A | 70.A7
UAI0835:+6 | WC0835 | 008310 | BLK | 20 | 70.A5 | AF0083:10 | CONSOLE PANEL A | 70.A7
FLOATING | WC0835 | 008358 | SH | 20 | 70.A6 | AF0083:58 | CONSOLE PANEL A | 70.A7
UAI0840:-7 | WC2126 | 008417 | RED | 20 | 91.A5 | AF0084:17 | CONSOLE PANEL A | 91.A7
UAI0840:-5 | WC2126 | 008401 | WHT | 20 | 91.A5 | AF0084:01 | CONSOLE PANEL A | 91.A7
UAI0840:+6 | WC2126 | 008400 | BLK | 20 | 91.A5 | AF0084:00 | CONSOLE PANEL A | 91.A7
FLOATING | WC2126 | 008448 | SH | 20 | 91.A6 | AF0084:48 | CONSOLE PANEL A | 91.A7
UAI0841:-7 | WC2127 | 008419 | RED | 20 | 92.A5 | AF0084:19 | CONSOLE PANEL A | 92.A7
UAI0841:-5 | WC2127 | 008403 | WHT | 20 | 92.A5 | AF0084:03 | CONSOLE PANEL A | 92.A7
UAI0841:+6 | WC2127 | 008402 | BLK | 20 | 92.A5 | AF0084:02 | CONSOLE PANEL A | 92.A7
FLOATING | WC2127 | 008450 | SH | 20 | 92.B6 | AF0084:50 | CONSOLE PANEL A | 92.A7
UAI0831:-7 | WC2254 | UAI083119 | RED | 20 | 72.A5 | AF0083:19 | CONSOLE PANEL A | 72.A7
UAI0831:-5 | WC2254 | UAI083103 | WHT | 20 | 72.A5 | AF0083:03 | CONSOLE PANEL A | 72.A7
UAI0831:+6 | WC2254 | UAI083102 | BLK | 20 | 72.A5 | AF0083:02 | CONSOLE PANEL A | 72.A7
FLOATING | WC2254 | 008352 | SH | 20 | 72.A6 | AF0083:50 | CONSOLE PANEL A | 72.A7
UAI0836:-7 | WC2262 | 008329 | RED | 20 | 126.C5 | AF0083:29 | CONSOLE PANEL A | 126.C7
UAI0836:-5 | WC2262 | 008313 | WHT | 20 | 126.C5 | AF0083:13 | CONSOLE PANEL A | 126.C7
UAI0836:+6 | WC2262 | 008312 | BLK | 20 | 126.C5 | AF0083:12 | CONSOLE PANEL A | 126.C7
FLOATING | WC2262 | 008360 | SH | 20 | 126.C6 | AF0083:60 | CONSOLE PANEL A | 126.C7
UAI0843:-7 | WC2626 | 008423 | RED | 20 | 102.A5 | AF0084:23 | CONSOLE PANEL A | 102.A7
UAI0843:-5 | WC2626 | 008407 | WHT | 20 | 102.A5 | AF0084:07 | CONSOLE PANEL A | 102.A7
UAI0843:+6 | WC2626 | 008406 | BLK | 20 | 102.A5 | AF0084:06 | CONSOLE PANEL A | 102.A7
FLOATING | WC2626 | 008454 | SH | 20 | 102.B6 | AF0084:54 | CONSOLE PANEL A | 102.A7
UAI0860:+8 | WI0860 | UAI08608 | RED | 20 | 103.C5 | AF0086:00 | CONSOLE PANEL A | 103.C7
UAI0860:-7 | WI0860 | UAI08607 | BLK | 20 | 103.C5 | AF0086:16 | CONSOLE PANEL A | 103.C7
FLOATING | WI0860 | UAI0860S | SH | 20 | 103.C5 | AF0086:48 | CONSOLE PANEL A | 103.C7
UAI0861:+8 | WI0861 | UAI08618 | RED | 20 | 104.C5 | AF0086:02 | CONSOLE PANEL A | 104.C7
UAI0861:-7 | WI0861 | UAI08617 | BLK | 20 | 104.C5 | AF0086:18 | CONSOLE PANEL A | 104.C7
FLOATING | WI0861 | UAI0861S | SH | 20 | 104.C5 | AF0086:50 | CONSOLE PANEL A | 104.C7
UV0671:IE | SC | IEG02309 | GRN | 14 | 16.A2 | IEG0230:9 | CONSOLE PANEL B | 16.A2
UV0672:IE | SC | IEG023010 | GRN | 14 | 16.B2 | IEG0230:10 | CONSOLE PANEL B | 16.B2
UV0673:IE | SC | IEG023011 | GRN | 14 | 16.C2 | IEG0230:11 | CONSOLE PANEL B | 16.C2
UV0674:IE | SC | IEG023012 | GRN | 14 | 16.D2 | IEG0230:12 | CONSOLE PANEL B | 16.D2
UAI0666:-7 | WC2100 | 006845 | RED | 20 | 78.A5 | AF0068:45 | CONSOLE PANEL B | 78.A7
UAI0666:-5 | WC2100 | 006829 | WHT | 20 | 78.A5 | AF0068:29 | CONSOLE PANEL B | 78.A7
UAI0666:+6 | WC2100 | 006828 | BLK | 20 | 78.A5 | AF0068:28 | CONSOLE PANEL B | 78.A7
FLOATING | WC2100 | 006860 | SH | 20 | 78.B6 | AF0068:60 | CONSOLE PANEL B | 78.A7
UAI0660:7+ | WC2101 | 006800 | RED | 20 | 78.B5 | AF0068:00 | CONSOLE PANEL B | 78.B7
UAI0660:8- | WC2101 | 006801 | BLK | 20 | 78.B5 | AF0068:01 | CONSOLE PANEL B | 78.B7
FLOATING | WC2101 | 006848 | SH | 20 | 78.B6 | AF0068:48 | CONSOLE PANEL B | 78.B7
UAI0730:7+ | WC2102 | 007300 | RED | 20 | 78.B5 | AF0073:00 | CONSOLE PANEL B | 78.B7
UAI0730:8- | WC2102 | 007301 | BLK | 20 | 78.B5 | AF0073:01 | CONSOLE PANEL B | 78.B7
FLOATING | WC2102 | 007348 | SH | 20 | 78.C6 | AF0073:48 | CONSOLE PANEL B | 78.B7
UAI0661:7+ | WC2103 | 006802 | RED | 20 | 78.C5 | AF0068:02 | CONSOLE PANEL B | 78.C7
UAI0661:8- | WC2103 | 006803 | BLK | 20 | 78.C5 | AF0068:03 | CONSOLE PANEL B | 78.C7
FLOATING | WC2103 | 006850 | SH | 20 | 78.C6 | AF0068:50 | CONSOLE PANEL B | 78.C7
UAI0731:7+ | WC2104 | 007302 | RED | 20 | 78.C5 | AF0073:02 | CONSOLE PANEL B | 78.C7
UAI0731:8- | WC2104 | 007303 | BLK | 20 | 78.C5 | AF0073:03 | CONSOLE PANEL B | 78.C7
FLOATING | WC2104 | 007350 | SH | 20 | 78.D6 | AF0073:50 | CONSOLE PANEL B | 78.C7
UAI0662:7+ | WC2105 | 006804 | RED | 20 | 78.D5 | AF0068:04 | CONSOLE PANEL B | 78.D7
UAI0662:8- | WC2105 | 006805 | BLK | 20 | 78.D5 | AF0068:05 | CONSOLE PANEL B | 78.D7
FLOATING | WC2105 | 006852 | SH | 20 | 78.D6 | AF0068:52 | CONSOLE PANEL B | 78.D7
UAI0732:7+ | WC2106 | 007304 | RED | 20 | 78.D5 | AF0073:04 | CONSOLE PANEL B | 78.D7
UAI0732:8- | WC2106 | 007305 | BLK | 20 | 78.D5 | AF0073:05 | CONSOLE PANEL B | 78.D7
FLOATING | WC2106 | 007352 | SH | 20 | 78.D6 | AF0073:52 | CONSOLE PANEL B | 78.D7
UAI0736:-7 | WC2129 | UAI073645 | RED | 20 | 81.D5 | AF0073:45 | CONSOLE PANEL B | 81.D7
UAI0736:-5 | WC2129 | UAI073629 | WHT | 20 | 81.D5 | AF0073:29 | CONSOLE PANEL B | 81.D7
UAI0736:+6 | WC2129 | UAI073628 | BLK | 20 | 81.D5 | AF0073:28 | CONSOLE PANEL B | 81.D7
FLOATING | WC2129 | 007460 | SH | 20 | 81.D6 | AF0073:60 | CONSOLE PANEL B | 81.D7
FU0411:LD | SC | FU0411 | WHT | 14 | 19.A5 | UV0610:+DC | ORBIT 60^DOOR PANEL | 19.B1
FU0412:LD | SC | FU0412 | WHT | 14 | 19.A5 | UV0611:+DC | ORBIT 60^DOOR PANEL | 19.C1
XT0410:3 | SC | 0V | WHT | 14 | 19.A6 | UV0610:COM | ORBIT 60^DOOR PANEL | 19.B1
XT0410:4 | SC | 0V | WHT | 14 | 19.A6 | UV0611:COM | ORBIT 60^DOOR PANEL | 19.C1
UAI6241:7 | WC1404 | UAI62417 | RED | 20 | 67.D5 | AP0624:SIG1 | ORBIT 60^DOOR PANEL | 67.D6
UAI6241:8 | WC1404 | UAI62418 | BLK | 20 | 67.D5 | AP0624:COM1 | ORBIT 60^DOOR PANEL | 67.D6
FLOATING | WC1404 | UAI6241S | SH | 20 | 67.D6 | AP0624:SHLD1 | ORBIT 60^DOOR PANEL | 67.D6
UAI6161:7 | WC1428 | UAI61617 | RED | 20 | 71.B5 | AP0616:SIG1 | ORBIT 60^DOOR PANEL | 71.B6
UAI6161:8 | WC1428 | UAI61618 | BLK | 20 | 71.B5 | AP0616:COM1 | ORBIT 60^DOOR PANEL | 71.B6
FLOATING | WC1428 | UAI6161S | SH | 20 | 71.B6 | AP0616:SHLD1 | ORBIT 60^DOOR PANEL | 71.B6
UAI6171:7 | WC1429 | UAI61717 | RED | 20 | 71.A5 | AP0617:SIG1 | ORBIT 60^DOOR PANEL | 71.A6
UAI6171:8 | WC1429 | UAI61718 | BLK | 20 | 71.A5 | AP0617:COM1 | ORBIT 60^DOOR PANEL | 71.A6
FLOATING | WC1429 | UAI6171S | SH | 20 | 71.A6 | AP0617:SHLD1 | ORBIT 60^DOOR PANEL | 71.A6
UAI6172:7 | WC1430 | UAI61727 | RED | 20 | 71.A5 | AP0617:SIG2 | ORBIT 60^DOOR PANEL | 71.A6
UAI6172:8 | WC1430 | UAI61728 | BLK | 20 | 71.A5 | AP0617:COM2 | ORBIT 60^DOOR PANEL | 71.A6
FLOATING | WC1430 | UAI6172S | SH | 20 | 71.A6 | AP0617:SHLD2 | ORBIT 60^DOOR PANEL | 71.A6
UAI6173:7 | WC1431 | UAI61737 | RED | 20 | 71.C5 | AP0617:SIG3 | ORBIT 60^DOOR PANEL | 71.C6
UAI6173:8 | WC1431 | UAI61738 | BLK | 20 | 71.C5 | AP0617:COM3 | ORBIT 60^DOOR PANEL | 71.C6
FLOATING | WC1431 | UAI6173S | SH | 20 | 71.C6 | AP0617:SHLD3 | ORBIT 60^DOOR PANEL | 71.C6
UAI6174:7 | WC1432 | UAI61747 | RED | 20 | 71.C5 | AP0617:SIG4 | ORBIT 60^DOOR PANEL | 71.C6
UAI6174:8 | WC1432 | UAI61748 | BLK | 20 | 71.C5 | AP0617:COM4 | ORBIT 60^DOOR PANEL | 71.C6
FLOATING | WC1432 | UAI6174S | SH | 20 | 71.C6 | AP0617:SHLD4 | ORBIT 60^DOOR PANEL | 71.C6
UAI6181:7 | WC1433 | UAI61817 | RED | 20 | 71.D5 | AP0618:SIG1 | ORBIT 60^DOOR PANEL | 71.D6
UAI6181:8 | WC1433 | UAI61818 | BLK | 20 | 71.D5 | AP0618:COM1 | ORBIT 60^DOOR PANEL | 71.D6
FLOATING | WC1433 | UAI6181S | SH | 20 | 71.D6 | AP0618:SHLD1 | ORBIT 60^DOOR PANEL | 71.D6
UAI6182:7 | WC1434 | UAI61827 | RED | 20 | 71.D5 | AP0618:SIG2 | ORBIT 60^DOOR PANEL | 71.D6
UAI6182:8 | WC1434 | UAI61828 | BLK | 20 | 71.D5 | AP0618:COM2 | ORBIT 60^DOOR PANEL | 71.D6
FLOATING | WC1434 | UAI6182S | SH | 20 | 71.D6 | AP0618:SHLD2 | ORBIT 60^DOOR PANEL | 71.D6
UAI6183:7 | WC1435 | UAI61837 | RED | 20 | 71.B5 | AP0618:SIG3 | ORBIT 60^DOOR PANEL | 71.B6
UAI6183:8 | WC1435 | UAI61838 | BLK | 20 | 71.B5 | AP0618:COM3 | ORBIT 60^DOOR PANEL | 71.B6
FLOATING | WC1435 | UAI6183S | SH | 20 | 71.B6 | AP0618:SHLD3 | ORBIT 60^DOOR PANEL | 71.B6
UAI6163:7 | WC4001 | UAI61637 | RED | 20 | 115.A5 | AP0616:SIG4 | ORBIT 60^DOOR PANEL | 115.A6
UAI6163:8 | WC4001 | UAI61638 | BLK | 20 | 115.A5 | AP0616:COM4 | ORBIT 60^DOOR PANEL | 115.A6
FLOATING | WC4001 | UAI6163S | SH | 20 | 115.A6 | AP0616:SHLD4 | ORBIT 60^DOOR PANEL | 115.A6
UAI6211:7 | WC4400 | UAI62117 | RED | 20 | 115.B5 | AP0621:SIG1 | ORBIT 60^DOOR PANEL | 115.B6
UAI6211:8 | WC4400 | UAI62118 | BLK | 20 | 115.B5 | AP0621:COM1 | ORBIT 60^DOOR PANEL | 115.B6
FLOATING | WC4400 | UAI6211S | SH | 20 | 115.B6 | AP0621:SHLD1 | ORBIT 60^DOOR PANEL | 115.B6
UAI6212:7 | WC4401 | UAI62127 | RED | 20 | 115.C5 | AP0621:SIG2 | ORBIT 60^DOOR PANEL | 115.C6
UAI6212:8 | WC4401 | UAI62128 | BLK | 20 | 115.C5 | AP0621:COM2 | ORBIT 60^DOOR PANEL | 115.C6
FLOATING | WC4401 | UAI6212S | SH | 20 | 115.C6 | AP0621:SHLD2 | ORBIT 60^DOOR PANEL | 115.C6
UAI6213:7 | WC4402 | UAI62137 | RED | 20 | 115.B5 | AP0621:SIG3 | ORBIT 60^DOOR PANEL | 115.B6
UAI6213:8 | WC4402 | UAI62138 | BLK | 20 | 115.B5 | AP0621:COM3 | ORBIT 60^DOOR PANEL | 115.B6
FLOATING | WC4402 | UAI6213S | SH | 20 | 115.B6 | AP0621:SHLD3 | ORBIT 60^DOOR PANEL | 115.B6
UAI6214:7 | WC4403 | UAI62147 | RED | 20 | 115.B5 | AP0621:SIG4 | ORBIT 60^DOOR PANEL | 115.B6
UAI6214:8 | WC4403 | UAI62148 | BLK | 20 | 115.B5 | AP0621:COM4 | ORBIT 60^DOOR PANEL | 115.B6
FLOATING | WC4403 | UAI6214S | SH | 20 | 115.B6 | AP0621:SHLD4 | ORBIT 60^DOOR PANEL | 115.B6
SolarTools ver. 24.0.84.24712 (Jul 31, 2025)
Report date: 4/9/2026 11:28 AM

## CONSOLE METER PANEL
CONSOLE METER PANEL
CONTROL CONSOLE, GEN METER PANEL
Project # | 4M181
Project Name | PIC PROJECT PHASE 4 DEVELOPMENT
Revision | B.6
Controls DE | J. SHORTER
Phone:
Controls ME | S. LOZA
Phone:
From | [5 empty] | To
Device ID | Cable (W) Conductor (SC) Jumper Clip (JC) | Wire No. | Wire ID | Gauge/Size | Page/Zone | Device ID | Location | Page/Zone
PA0703:1 | SC | PA07716 | BLU | 16 | 52.A4 | PA0771:6 | CONSOLE METER PANEL | 52.C3
PA0703:5 | SC | PA07035 | BLU | 16 | 52.A4 | XT0348:1 | CONSOLE GEN PANEL | 52.A2
PA0771:4 | SC | PA07714 | BLU | 16 | 52.C3 | XT0348:4 | CONSOLE GEN PANEL | 52.C2
PA0771:7 | SC | VGENC | RED | 16 | 52.C3 | XT0347:6 | CONSOLE GEN PANEL | 52.D2
PA0771:8 | SC | VGENB | RED | 16 | 52.C3 | XT0347:4 | CONSOLE GEN PANEL | 52.D2
PF0701:7 | SC | PF07017 | RED | 16 | 52.B6 | KA0180:14 | CONSOLE GEN PANEL | 52.B6
PA0701:1 | WC8064 | PA07011 | RED | 20 | 51.A1 | RS0106:1 | CONSOLE GEN PANEL | 51.A4
PA0701:2 | WC8064 | PA07012 | BLK | 20 | 51.A1 | RS0106:3 | CONSOLE GEN PANEL | 51.A4
FLOATING | WC8064 | EXCS | SH | 20 | 51.A1 | XT0346:1 | CONSOLE GEN PANEL | 51.A4
PV0701:1 | WC8065 | EXC0 | RED | 20 | 51.A1 | XT0346:5 | CONSOLE GEN PANEL | 51.A5
PV0701:2 | WC8065 | EXC2 | BLK | 20 | 51.A1 | XT0346:6 | CONSOLE GEN PANEL | 51.B5
FLOATING | WC8065 | EXCS | SH | 20 | 51.B1 | XT0346:7 | CONSOLE GEN PANEL | 51.B5
PA0700:7 | SC | PA07007 | BLU | 16 | 52.B2 | SA0740:11 | CONSOLE SWITCH PANEL | 52.B2
PA0700:8 | SC | MCTN | BLU | 16 | 52.B2 | SA0740:21 | CONSOLE SWITCH PANEL | 52.B2
PA0703:2 | SC | PA07032 | RED | 16 | 52.A4 | SA0770:26 | CONSOLE SWITCH PANEL | 52.B5
PA0703:3 | SC | PA07033 | BLU | 16 | 52.A4 | SA0740:12 | CONSOLE SWITCH PANEL | 52.B2
PA0703:4 | SC | PA07034 | RED | 16 | 52.A4 | SA0770:22 | CONSOLE SWITCH PANEL | 52.B5
PA0703:6 | SC | PA07036 | RED | 16 | 52.A4 | SA0770:12 | CONSOLE SWITCH PANEL | 52.B5
PA0703:7 | SC | PA07037 | BLU | 16 | 52.A4 | SA0740:24 | CONSOLE SWITCH PANEL | 52.B2
PA0703:8 | SC | PA07038 | RED | 16 | 52.A4 | SA0770:16 | CONSOLE SWITCH PANEL | 52.B5
PF0701:8 | SC | VGENB | RED | 16 | 52.B6 | SA0770:28 | CONSOLE SWITCH PANEL | 52.B6
PV0700:7 | SC | PV07007 | RED | 16 | 52.C5 | SA0710:11 | CONSOLE SWITCH PANEL | 52.D5
PV0700:8 | SC | PV07008 | RED | 16 | 52.C5 | SA0710:21 | CONSOLE SWITCH PANEL | 52.C5
SolarTools ver. 24.0.84.24712 (Jul 31, 2025)
Report date: 4/9/2026 11:28 AM

## CONSOLE PANEL A
CONSOLE PANEL A
CONTROL CONSOLE, PANEL A
Project # | 4M181
Project Name | PIC PROJECT PHASE 4 DEVELOPMENT
Revision | B.6
Controls DE | J. SHORTER
Phone:
Controls ME | S. LOZA
Phone:
From | [5 empty] | To
Device ID | Cable (W) Conductor (SC) Jumper Clip (JC) | Wire No. | Wire ID | Gauge/Size | Page/Zone | Device ID | Location | Page/Zone
XT0002:1 | JC | FU0136 | CLIP | --- | 14.A4 | XT0002:2 | CONSOLE PANEL A | 14.A4
XT0002:2 | JC | FU0136 | CLIP | --- | 14.A4 | XT0002:3 | CONSOLE PANEL A | 14.A4
XT0002:3 | JC | FU0136 | CLIP | --- | 14.A4 | XT0002:4 | CONSOLE PANEL A | 14.A4
XT0002:4 | JC | FU0136 | CLIP | --- | 14.A4 | XT0002:5 | CONSOLE PANEL A | 14.B4
XT0002:5 | JC | FU0136 | CLIP | --- | 14.B4 | XT0002:6 | CONSOLE PANEL A | 14.B4
XT0002:6 | JC | FU0136 | CLIP | --- | 14.B4 | XT0002:7 | CONSOLE PANEL A | 14.B4
XT0002:7 | JC | FU0136 | CLIP | --- | 14.B4 | XT0002:8 | CONSOLE PANEL A | 14.B4
XT0002:8 | JC | FU0136 | CLIP | --- | 14.B4 | XT0002:9 | CONSOLE PANEL A | 14.C4
XT0002:9 | JC | FU0136 | CLIP | --- | 14.C4 | XT0002:10 | CONSOLE PANEL A | 14.C4
XT0003:1 | JC | 0V | CLIP | --- | 14.A4 | XT0003:2 | CONSOLE PANEL A | 14.A4
XT0003:2 | JC | 0V | CLIP | --- | 14.A4 | XT0003:3 | CONSOLE PANEL A | 14.A4
XT0003:3 | JC | 0V | CLIP | --- | 14.A4 | XT0003:4 | CONSOLE PANEL A | 14.B4
XT0003:4 | JC | 0V | CLIP | --- | 14.B4 | XT0003:5 | CONSOLE PANEL A | 14.B4
XT0003:5 | JC | 0V | CLIP | --- | 14.B4 | XT0003:6 | CONSOLE PANEL A | 14.B4
XT0003:6 | JC | 0V | CLIP | --- | 14.B4 | XT0003:7 | CONSOLE PANEL A | 14.B4
XT0003:7 | JC | 0V | CLIP | --- | 14.B4 | XT0003:8 | CONSOLE PANEL A | 14.C4
XT0003:8 | JC | 0V | CLIP | --- | 14.C4 | XT0003:9 | CONSOLE PANEL A | 14.C4
XT0003:9 | JC | 0V | CLIP | --- | 14.C4 | XT0003:10 | CONSOLE PANEL A | 14.C4
XT0012:1 | JC | 523NEG | CLIP | --- | 12.C3 | XT0012:2 | CONSOLE PANEL A | 12.C3
XT0012:2 | JC | 523NEG | CLIP | --- | 12.C3 | XT0012:3 | CONSOLE PANEL A | 12.C3
XT0012:3 | JC | 523NEG | CLIP | --- | 12.C3 | XT0012:4 | CONSOLE PANEL A | 12.C3
XT0032:1 | JC | 0V | CLIP | --- | 13.C6 | XT0032:2 | CONSOLE PANEL A | 13.C6
XT0080:1 | JC | 0V | CLIP | --- | 23.A1 | XT0080:3 | CONSOLE PANEL A | 23.D1
XT0080:3 | JC | 0V | CLIP | --- | 23.D1 | XT0080:4 | CONSOLE PANEL A | 23.D1
XT0080:4 | JC | 0V | CLIP | --- | 23.D1 | XT0080:5 | CONSOLE PANEL A | 23.D1
XT0080:6 | JC | 0V | CLIP | --- | 24.A6 | XT0080:7 | CONSOLE PANEL A | 25.A6
XT0080:7 | JC | 0V | CLIP | --- | 25.A6 | XT0080:8 | CONSOLE PANEL A | 26.A6
XT0080:8 | JC | 0V | CLIP | --- | 26.A6 | XT0080:9 | CONSOLE PANEL A | 27.A6
XT0081:1 | JC | FU0139 | CLIP | --- | 24.A2 | XT0081:2 | CONSOLE PANEL A | 25.A2
XT0081:2 | JC | FU0139 | CLIP | --- | 25.A2 | XT0081:3 | CONSOLE PANEL A | 26.A2
XT0081:3 | JC | FU0139 | CLIP | --- | 26.A2 | XT0081:4 | CONSOLE PANEL A | 27.A3
XT0081:4 | JC | FU0139 | CLIP | --- | 27.A3 | XT0081:5 | CONSOLE PANEL A | 27.A3
XT0081:5 | JC | FU0139 | CLIP | --- | 27.A3 | XT0081:6 | CONSOLE PANEL A | 27.A3
XT0082:1 | JC | 0V | CLIP | --- | 22.A1 | XT0082:2 | CONSOLE PANEL A | 22.A1
XT0082:2 | JC | 0V | CLIP | --- | 22.A1 | XT0082:3 | CONSOLE PANEL A | 22.B1
XT0082:3 | JC | 0V | CLIP | --- | 22.B1 | XT0082:4 | CONSOLE PANEL A | 22.B1
XT0082:4 | JC | 0V | CLIP | --- | 22.B1 | XT0082:5 | CONSOLE PANEL A | 22.B1
XT0082:5 | JC | 0V | CLIP | --- | 22.B1 | XT0082:6 | CONSOLE PANEL A | 22.C1
AF0081:COM | SC | AF0081N | WHT | 16 | 23.A2 | AF0082:COM | CONSOLE PANEL A | 23.B3
AF0081:COM | SC | AU0080N | WHT | 16 | 23.A2 | AU0080:COM | CONSOLE PANEL A | 23.A1
AF0081:V+ | SC | AF0081P | WHT | 16 | 23.A2 | AF0082:V+ | CONSOLE PANEL A | 23.B3
AF0081:V+ | SC | AU0080P | WHT | 16 | 23.A2 | AU0080:V+ | CONSOLE PANEL A | 23.A1
AF0082:COM | SC | AF0082N | WHT | 16 | 23.B3 | AF0083:COM | CONSOLE PANEL A | 23.B3
AF0082:V+ | SC | AF0082P | WHT | 16 | 23.B3 | AF0083:V+ | CONSOLE PANEL A | 23.B3
AF0083:COM | SC | AF0083N | WHT | 16 | 23.B3 | AF0084:COM | CONSOLE PANEL A | 23.B4
AF0083:SH | SC | AF0083G | GRN | 14 | 23.B3 | AF0084:SH | CONSOLE PANEL A | 23.B4
AF0083:SH | SC | IEG00102 | GRN | 14 | 23.B3 | IEG0010:2 | CONSOLE PANEL A | 23.B3
AF0083:V+ | SC | AF0083P | WHT | 16 | 23.B3 | AF0084:V+ | CONSOLE PANEL A | 23.B4
AF0084:COM | SC | AF0084N | WHT | 16 | 23.B4 | AF0085:COM | CONSOLE PANEL A | 23.B4
AF0084:SH | SC | AF0084G | GRN | 14 | 23.B4 | AF0085:SH | CONSOLE PANEL A | 23.B4
AF0084:V+ | SC | AF0084P | WHT | 16 | 23.B4 | AF0085:V+ | CONSOLE PANEL A | 23.B4
AF0085:COM | SC | AF0085N | WHT | 16 | 23.B4 | AF0086:COM | CONSOLE PANEL A | 23.B5
AF0085:SH | SC | AF0085G | GRN | 14 | 23.B4 | AF0086:SH | CONSOLE PANEL A | 23.B5
AF0085:V+ | SC | AF0085P | WHT | 16 | 23.B4 | AF0086:V+ | CONSOLE PANEL A | 23.B5
AF0086:COM | SC | AF0086N | WHT | 16 | 23.B5 | AF0087:COM | CONSOLE PANEL A | 23.B6
AF0086:SH | SC | AU0080GND | GRN | 14 | 23.B5 | AU0080:GND | CONSOLE PANEL A | 23.A1
AF0086:V+ | SC | AF0086P | WHT | 16 | 23.B5 | AF0087:V+ | CONSOLE PANEL A | 23.B6
AF0091:05 | SC | GD052503 | WHT | 20 | 63.A6 | XT0091M:2 | CONSOLE PANEL A | 63.A6
AF0091:06 | SC | GD05253 | WHT | 20 | 63.B6 | XT0091M:4 | CONSOLE PANEL A | 63.B6
AF0091:09 | SC | UJ0131OK2 | WHT | 20 | 12.B7 | UJ0131:OK2 | CONSOLE PANEL A | 12.B4
AF0091:37 | SC | GD052502 | WHT | 20 | 63.A6 | XT0091M:1 | CONSOLE PANEL A | 63.A6
AF0091:38 | SC | GD05252 | WHT | 20 | 63.B6 | XT0091M:3 | CONSOLE PANEL A | 63.B6
AF0091:41 | SC | UJ0131OK1 | WHT | 20 | 12.B7 | UJ0131:OK1 | CONSOLE PANEL A | 12.B4
AF0091:COM | SC | AF0091N | WHT | 16 | 23.D2 | AF0094:COM | CONSOLE PANEL A | 23.D4
AF0091:COM | SC | AU0090N | WHT | 16 | 23.D2 | AU0090:COM | CONSOLE PANEL A | 23.C2
AF0091:V+ | SC | AF0091P | WHT | 16 | 23.D2 | AF0094:V+ | CONSOLE PANEL A | 23.D4
AF0091:V+ | SC | AU0090P | WHT | 16 | 23.D2 | AU0090:V+ | CONSOLE PANEL A | 23.C2
AF0092:COM | SC | 0V | WHT | 16 | 23.D3 | XT0080:3 | CONSOLE PANEL A | 23.D1
AF0092:V+ | SC | FU0091 | WHT | 16 | 23.D3 | FU0091:LD | CONSOLE PANEL A | 23.D1
AF0093:00 | SC | KA4360A1 | WHT | 20 | 117.A7 | KA4360:A1 | CONSOLE PANEL A | 117.A6
AF0093:01 | SC | KA3220A1 | WHT | 20 | 103.B7 | KA3220:A1 | CONSOLE PANEL A | 103.B5
AF0093:02 | SC | KA3221A1 | WHT | 20 | 104.A7 | KA3221:A1 | CONSOLE PANEL A | 104.A5
AF0093:03 | SC | KA4361A1 | WHT | 20 | 118.A7 | KA4361:A1 | CONSOLE PANEL A | 118.A6
AF0093:05 | SC | KA6100A1 | WHT | 20 | 129.A7 | KA6100:A1 | CONSOLE PANEL A | 129.A6
AF0093:07 | SC | KA724013 | WHT | 20 | 59.D7 | KA7240:13(+) | CONSOLE PANEL A | 59.D6
AF0093:12 | SC | 009312 | WHT | 20 | 22.D7 | PC0470:INP_A | CONSOLE PANEL A | 22.D5
AF0093:16 | SC | KA4360A2 | WHT | 20 | 117.A7 | KA4360:A2 | CONSOLE PANEL A | 117.A6
AF0093:17 | SC | KA3220A2 | WHT | 20 | 103.B7 | KA3220:A2 | CONSOLE PANEL A | 103.B5
AF0093:18 | SC | KA3221A2 | WHT | 20 | 104.A7 | KA3221:A2 | CONSOLE PANEL A | 104.A5
AF0093:19 | SC | KA4361A2 | WHT | 20 | 118.A7 | KA4361:A2 | CONSOLE PANEL A | 118.A6
AF0093:20 | SC | 009320 | WHT | 20 | 137.B8 | KA6211:A2 | CONSOLE PANEL A | 137.B6
AF0093:21 | SC | KA6100A2 | WHT | 20 | 129.A7 | KA6100:A2 | CONSOLE PANEL A | 129.A6
AF0093:23 | SC | KA724014 | WHT | 20 | 59.D7 | KA7240:14(-) | CONSOLE PANEL A | 59.D6
AF0093:28 | SC | 009328 | WHT | 20 | 22.D7 | PC0470:-PWR | CONSOLE PANEL A | 22.D5
AF0093:29 | SC | 009329 | WHT | 20 | 138.B7 | KA6212:A2 | CONSOLE PANEL A | 138.B6
AF0093:44 | SC | 009344 | WHT | 20 | 22.D7 | PC0470:+PWR | CONSOLE PANEL A | 22.D5
AF0093:COM | SC | 0V | WHT | 16 | 23.D3 | XT0080:4 | CONSOLE PANEL A | 23.D1
AF0093:V+ | SC | FU0092 | WHT | 16 | 23.D3 | FU0092:LD | CONSOLE PANEL A | 23.D1
AF0094:04 | SC | UJ0131VIN | WHT | 20 | 12.A7 | UJ0131:VIN | CONSOLE PANEL A | 12.B4
AF0094:05 | SC | 0V | WHT | 20 | 12.A7 | XT0082:5 | CONSOLE PANEL A | 22.B1
AF0094:06 | SC | UJ0131IOUT | WHT | 20 | 12.A7 | UJ0131:IOUT | CONSOLE PANEL A | 12.B4
AF0094:07 | SC | 0V | WHT | 20 | 12.A7 | XT0082:5 | CONSOLE PANEL A | 22.B1
AF0094:09 | SC | 0V | WHT | 20 | 13.C7 | XT0082:6 | CONSOLE PANEL A | 22.C1
AF0094:11 | SC | 0V | WHT | 20 | 13.C7 | XT0082:6 | CONSOLE PANEL A | 22.C1
AF0094:SH | SC | IEG00108 | GRN | 14 | 23.D4 | IEG0010:8 | CONSOLE PANEL A | 23.D4
AF0094:SH | SC | AU0090GND | GRN | 14 | 23.D4 | AU0090:GND | CONSOLE PANEL A | 23.C2
AF0095:00 | SC | KA723813 | WHT | 20 | 59.C7 | KA7238:13(+) | CONSOLE PANEL A | 59.C6
AF0095:10 | SC | KA725113 | WHT | 20 | 59.B6 | KA7251:13(+) | CONSOLE PANEL A | 59.B6
AF0095:14 | SC | KA723913 | WHT | 20 | 59.D7 | KA7239:13(+) | CONSOLE PANEL A | 59.D6
AF0095:16 | SC | KA723814 | WHT | 20 | 59.C7 | KA7238:14(-) | CONSOLE PANEL A | 59.C6
AF0095:26 | SC | KA725114 | WHT | 20 | 59.B6 | KA7251:14(-) | CONSOLE PANEL A | 59.B6
AF0095:30 | SC | KA723914 | WHT | 20 | 59.D7 | KA7239:14(-) | CONSOLE PANEL A | 59.D6
AF0095:COM | SC | 0V | WHT | 16 | 23.D5 | XT0080:5 | CONSOLE PANEL A | 23.D1
AF0095:V+ | SC | FU0093 | WHT | 16 | 23.D5 | FU0093:LD | CONSOLE PANEL A | 23.D1
AU0080:COM | SC | 0V | WHT | 16 | 23.A1 | XT0080:1 | CONSOLE PANEL A | 23.A1
AU0080:V+ | SC | FU0081 | WHT | 16 | 23.A1 | FU0081:LD | CONSOLE PANEL A | 23.B1
AU0090:COM | SC | 0V | WHT | 16 | 23.C2 | XT0080:3 | CONSOLE PANEL A | 23.D1
AU0090:V+ | SC | FU0090 | WHT | 16 | 23.C2 | FU0090:LD | CONSOLE PANEL A | 23.D1
FU0012:LD | SC | FU0012 | WHT | 12 | 12.B3 | XT0804M:1 | CONSOLE PANEL A | 87.D5
FU0012:LI | SC | 523POS | --- | BUS | 12.B3 | FU0013:LI | CONSOLE PANEL A | 12.B3
FU0012:LI | SC | 523POS | --- | BUS | 12.B3 | XT0014:1 | CONSOLE PANEL A | 12.B2
FU0013:LI | SC | 523POS | --- | BUS | 12.B3 | FU0014:LI | CONSOLE PANEL A | 12.B3
FU0014:LI | SC | 523POS | --- | BUS | 12.B3 | FU0015:LI | CONSOLE PANEL A | 12.B3
FU0015:LI | SC | 523POS | --- | BUS | 12.B3 | FU0016:LI | CONSOLE PANEL A | 12.C3
FU0016:LI | SC | 523POS | --- | BUS | 12.C3 | FU0017:LI | CONSOLE PANEL A | 12.C3
FU0017:LI | SC | 523POS | --- | BUS | 12.C3 | FU0018:LI | CONSOLE PANEL A | 12.C3
FU0032:LI | SC | 24V1 | WHT | 10 | 13.B6 | UJ0131:OUT(+) | CONSOLE PANEL A | 12.B4
FU0080:LI | SC | FU0137 | WHT | 12 | 22.A1 | FU0137:LD | CONSOLE PANEL A | 22.A2
FU0080:LI | SC | FU0137 | WHT | 12 | 22.A1 | FU0139:LI | CONSOLE PANEL A | 22.A1
FU0081:LI | SC | FU0080 | WHT | 14 | 23.B1 | FU0080:LD | CONSOLE PANEL A | 22.A1
FU0081:LI | SC | FU0080 | WHT | 14 | 23.B1 | FU0090:LI | CONSOLE PANEL A | 23.D1
FU0090:LI | SC | FU0080 | WHT | 14 | 23.D1 | FU0091:LI | CONSOLE PANEL A | 23.D1
FU0091:LI | SC | FU0080 | WHT | 14 | 23.D1 | FU0092:LI | CONSOLE PANEL A | 23.D1
FU0092:LI | SC | FU0080 | WHT | 14 | 23.D1 | FU0093:LI | CONSOLE PANEL A | 23.D1
FU0093:LI | SC | FU0080 | WHT | 14 | 23.D1 | FU0094:LI | CONSOLE PANEL A | 23.D1
FU0136:LD | SC | FU0136 | WHT | 10 | 14.A2 | XT0002:1 | CONSOLE PANEL A | 14.A4 | B.5_M.4
FU0136:LI | SC | 24V | WHT | 10 | 14.A2 | FU0032:LD | CONSOLE PANEL A | 13.B6
FU0137:LI | SC | FU0136 | WHT | 14 | 22.A2 | XT0002:2 | CONSOLE PANEL A | 14.A4
FU0139:LD | SC | FU0139 | WHT | 16 | 22.A1 | XT0081:1 | CONSOLE PANEL A | 24.A2
FU0139:LI | SC | FU0137 | WHT | 12 | 22.A1 | FU0387:LI | CONSOLE PANEL A | 22.A1
FU0387:LI | SC | FU0137 | WHT | 12 | 22.A1 | FU0388:LI | CONSOLE PANEL A | 22.B1
FU0388:LI | SC | FU0137 | WHT | 12 | 22.B1 | FU0389:LI | CONSOLE PANEL A | 22.B1
GR0131: | SC | GR0131 | GRN/YEL | 14 | 9.A4 | FRAME | CONSOLE PANEL A | 9.A3
GR0133: | SC | IEG00106 | GRN | 14 | 9.A4 | IEG0010:6 | CONSOLE PANEL A | 9.A5
GR0134: | SC | IEG001013 | GRN | 14 | 9.A4 | IEG0010:13 | CONSOLE PANEL A | 9.A5
GR0135: | SC | GR0135 | GRN/YEL | 14 | 9.A4 | FRAME | CONSOLE PANEL A | 9.A5
KA0135:11 | SC | KM3150EN | RED | 16 | 99.A5 | XT-VAC:2 | CONSOLE PANEL A | 99.A5
KA0135:12 | SC | KM3150EP | RED | 16 | 99.A5 | XT-VAC:1 | CONSOLE PANEL A | 99.A5
KA3220:11 | SC | KM3220EN | RED | 16 | 103.A5 | XT-VAC:4 | CONSOLE PANEL A | 103.A5
KA3220:14 | SC | KM3220EP | RED | 16 | 103.A5 | XT-VAC:3 | CONSOLE PANEL A | 103.A5
KA3221:11 | SC | KM3221EN | RED | 16 | 104.A5 | XT-VAC:6 | CONSOLE PANEL A | 104.A5
KA3221:14 | SC | KM3221EP | RED | 16 | 104.A5 | XT-VAC:5 | CONSOLE PANEL A | 104.A5
KA4360:11 | SC | KM4360EN | RED | 16 | 117.A5 | XT-VAC:8 | CONSOLE PANEL A | 117.A5
KA4360:14 | SC | HS4360EP | RED | 16 | 117.A5 | XT-VAC:7 | CONSOLE PANEL A | 117.A5
KA4361:11 | SC | KM4361EN | RED | 16 | 118.A5 | XT-VAC:10 | CONSOLE PANEL A | 118.A5
KA4361:14 | SC | HS4361EP | RED | 16 | 118.A5 | XT-VAC:9 | CONSOLE PANEL A | 118.A5
KA6211:11 | SC | KM6211EN | WHT | 16 | 137.A5 | XT-VAC:12 | CONSOLE PANEL A | 137.A5
KA6211:14 | SC | KM6211EP | WHT | 16 | 137.A5 | XT-VAC:11 | CONSOLE PANEL A | 137.A5
KA6212:11 | SC | KM6212EN | RED | 16 | 138.A5 | XT-VAC:14 | CONSOLE PANEL A | 138.A5
KA6212:14 | SC | KM6212EP | RED | 16 | 138.A5 | XT-VAC:13 | CONSOLE PANEL A | 138.A5
PC0470:INP_A | SC | 009312 | WHT | 20 | 22.D5 | PC0470:INP_B | CONSOLE PANEL A | 22.D5
PEG0130:1 | SC | 0V | GRN/YEL | 8 | 14.C5 | XT0003:10 | CONSOLE PANEL A | 14.C4
QS0011:LD-1 | SC | UJ0131P | WHT | 12 | 12.B3 | UJ0131:+ | CONSOLE PANEL A | 12.B4
QS0011:LD-3 | SC | UJ0131N | WHT | 12 | 12.B3 | UJ0131:- | CONSOLE PANEL A | 12.B4
UJ0131:OUT(-) | SC | 0V | WHT | 20 | 12.B4 | XT0032:1 | CONSOLE PANEL A | 13.C6
XT0003:1 | SC | 0V | WHT | 10 | 14.A4 | XT0032:1 | CONSOLE PANEL A | 13.C6
XT0003:2 | SC | 0V | WHT | 20 | 14.A4 | XT0082:1 | CONSOLE PANEL A | 22.A1
XT0080:1 | SC | 0V | WHT | 14 | 23.A1 | XT0082:2 | CONSOLE PANEL A | 22.A1
XT0081:6 | SC | FU0139 | WHT | 20 | 27.A3 | XT0081M:1 | CONSOLE PANEL A | 27.A2
XT0081M:2 | SC | KA0241A1 | WHT | 20 | 27.A2 | XT0081:7 | CONSOLE PANEL A | 27.A3
XT0082:2 | SC | 0V | WHT | 20 | 22.A1 | XT0080:6 | CONSOLE PANEL A | 24.A6
XT0804M:2 | SC | 523NEG | WHT | 12 | 87.D5 | XT0012:1 | CONSOLE PANEL A | 12.C3
AU0080:L1 | WC0009 | AU0090L2 | ENET | CABLE | 3.A4 | AU0090:L2 | CONSOLE PANEL A | 3.A3
UJ0131:G | SC | UJ0131G | GRN/YEL | 12 | 12.B4 | FRAME | CONSOLE PANEL A | 12.B4
AF0091:10 | SC | UJ0031OK2 | WHT | 10 | 13.D7 | UJ0031:OK2 | CONSOLE F&G,C.C. | 13.C4
AF0091:42 | SC | UJ0031OK1 | WHT | 20 | 13.D7 | UJ0031:OK1 | CONSOLE F&G,C.C. | 13.C4
AF0093:04 | SC | KA017611 | WHT | 20 | 137.B8 | KA0176:11 | CONSOLE F&G,C.C. | 137.B6
AF0093:13 | SC | KA017711 | WHT | 20 | 138.B7 | KA0177:11 | CONSOLE F&G,C.C. | 138.B6
AF0093:36 | SC | 009336 | WHT | 20 | 137.B8 | KA0176:14 | CONSOLE F&G,C.C. | 137.B6
AF0093:45 | SC | 009345 | WHT | 20 | 138.B7 | KA0177:14 | CONSOLE F&G,C.C. | 138.B6
AF0094:08 | SC | UJ0031VIN | WHT | 20 | 13.C7 | UJ0031:VIN | CONSOLE F&G,C.C. | 13.C4
AF0094:10 | SC | UJ0031IOUT | WHT | 20 | 13.C7 | UJ0031:IOUT | CONSOLE F&G,C.C. | 13.C4
FU0136:LI | SC | 24V | WHT | 10 | 14.A2 | FU0031:LD | CONSOLE F&G,C.C. | 13.D6
IEG0010:3 | SC | IEG0150G | GRN | 8 | 9.C2 | IEG0150:0 | CONSOLE F&G,C.C. | 9.C2
KA6211:A1 | SC | KA6211A1 | WHT | 20 | 137.B6 | KA0246:14 | CONSOLE F&G,C.C. | 137.B5
KA6212:A1 | SC | KA024714 | WHT | 20 | 138.B6 | KA0247:14 | CONSOLE F&G,C.C. | 138.B5
PEG0130:2 | SC | PEG0150G | GRN/YEL | 8 | 9.B2 | PEG0150:0 | CONSOLE F&G,C.C. | 9.B2
UJ0131:IS | SC | UJ0131IS | WHT | 20 | 12.B4 | UJ0031:IS | CONSOLE F&G,C.C. | 13.C4
XT0002:7 | SC | FU0136 | WHT | 14 | 14.B4 | FU0535:LI | CONSOLE F&G,C.C. | 42.A4
XT0003:7 | SC | 0V | WHT | 12 | 14.B4 | XT0536:1 | CONSOLE F&G,C.C. | 42.A5
XT0032:2 | SC | 0V | WHT | 14 | 13.C6 | XT0033:1 | CONSOLE F&G,C.C. | 13.D6
XT0080:8 | SC | 0V | WHT | 20 | 26.A6 | KA0176:A2 | CONSOLE F&G,C.C. | 41.A6
XT0081:3 | SC | FU0139 | WHT | 20 | 26.A2 | KA0255:21 | CONSOLE F&G,C.C. | 41.A1
AF0091:00 | SC | 009100 | WHT | 20 | 109.D7 | XT0166:2 | CONSOLE GEN INTERLOCK KEY | 109.D6
AF0091:32 | SC | 009132 | WHT | 20 | 109.D7 | XT0166:1 | CONSOLE GEN INTERLOCK KEY | 109.D6
AF0092:03 | SC | 009203 | WHT | 20 | 109.D7 | XT0166:3 | CONSOLE GEN INTERLOCK KEY | 109.D6
AF0092:19 | SC | 009219 | WHT | 20 | 109.D7 | XT0166:4 | CONSOLE GEN INTERLOCK KEY | 109.D6
AF0094:17 | WC0094 | 009432 | RED | 20 | 23.B6 | XT0940:1 | CONSOLE GEN INTF PNL | 23.B5
AF0094:01 | WC0094 | 009400 | WHT | 20 | 23.B6 | XT0940:2 | CONSOLE GEN INTF PNL | 23.B5
AF0094:00 | WC0094 | 009401 | BLK | 20 | 23.B6 | XT0940:3 | CONSOLE GEN INTF PNL | 23.B5
AF0094:48 | WC0094 | 009448 | SH | 20 | 23.B6 | FLOATING | CONSOLE GEN INTF PNL | 23.C5
IEG0010:5 | SC | IEG0140G | GRN | 8 | 9.D2 | IEG0140:0 | CONSOLE GEN PANEL | 9.D2
PEG0130:14 | SC | PEG0140G | GRN/YEL | 8 | 9.C2 | PEG0140:0 | CONSOLE GEN PANEL | 9.C2
XT0002:4 | SC | FU0136 | WHT | 16 | 14.A4 | FU0460:LI | CONSOLE GEN PANEL | 108.C2
XT0002:6 | SC | FU0136 | WHT | 12 | 14.B4 | FU0332:LI | CONSOLE GEN PANEL | 15.A3
XT0003:4 | SC | 0V | WHT | 14 | 14.B4 | XT0460:2 | CONSOLE GEN PANEL | 108.C2
XT0003:6 | SC | 0V | WHT | 14 | 14.B4 | XT0336:1 | CONSOLE GEN PANEL | 15.A4
AF0085:02 | WC0851 | 008502 | RED | 20 | 94.A7 | AP0290:O:A10+ | CONSOLE HART MPX,C.C. | 94.A6
AF0085:18 | WC0851 | 008518 | BLK | 20 | 94.A7 | AP0290:O:C10- | CONSOLE HART MPX,C.C. | 94.A6
FLOATING | WC0851 | LT3100S | SH | 20 | 94.A6 | AP0290:O:B10S | CONSOLE HART MPX,C.C. | 94.A6
AF0085:04 | WC0852 | UAI08528 | RED | 20 | 136.B7 | AP0290:O:A16+ | CONSOLE HART MPX,C.C. | 136.B6
AF0085:20 | WC0852 | UAI08527 | BLK | 20 | 136.B7 | AP0290:O:C16- | CONSOLE HART MPX,C.C. | 136.B6
FLOATING | WC0852 | UAI0852S | SH | 20 | 136.B6 | AP0290:O:B16S | CONSOLE HART MPX,C.C. | 136.B6
AF0085:06 | WC0853 | UAI08538 | RED | 20 | 101.C7 | AP0290:O:A15+ | CONSOLE HART MPX,C.C. | 101.C6
AF0085:22 | WC0853 | UAI08537 | BLK | 20 | 101.C7 | AP0290:O:C15- | CONSOLE HART MPX,C.C. | 101.C6
FLOATING | WC0853 | UAI0853S | SH | 20 | 101.C6 | AP0290:O:B15S | CONSOLE HART MPX,C.C. | 101.C6
AF0085:08 | WC0854 | UAI08548 | RED | 20 | 93.A7 | AP0290:O:A9+ | CONSOLE HART MPX,C.C. | 93.A6
AF0085:24 | WC0854 | UAI08547 | BLK | 20 | 93.A7 | AP0290:O:C9- | CONSOLE HART MPX,C.C. | 93.A6
FLOATING | WC0854 | UAI0854S | SH | 20 | 93.B6 | AP0290:O:B9S | CONSOLE HART MPX,C.C. | 93.A6
AF0085:10 | WC0855 | UAI08558 | RED | 20 | 69.C7 | AP0290:O:A3+ | CONSOLE HART MPX,C.C. | 69.C6
AF0085:26 | WC0855 | UAI08557 | BLK | 20 | 69.C7 | AP0290:O:C3- | CONSOLE HART MPX,C.C. | 69.C6
FLOATING | WC0855 | UAI0855S | SH | 20 | 69.C6 | AP0290:O:B3S | CONSOLE HART MPX,C.C. | 69.C6
AF0085:12 | WC0856 | UAI08568 | RED | 20 | 95.B7 | AP0290:O:A12+ | CONSOLE HART MPX,C.C. | 95.B6
AF0085:28 | WC0856 | UAI08567 | BLK | 20 | 95.B7 | AP0290:O:C12- | CONSOLE HART MPX,C.C. | 95.B6
FLOATING | WC0856 | UAI0856S | SH | 20 | 95.B6 | AP0290:O:B12S | CONSOLE HART MPX,C.C. | 95.B6
AF0086:04 | WC0862 | UAI08628 | RED | 20 | 140.A7 | AP0290:0:A17+ | CONSOLE HART MPX,C.C. | 140.A6
AF0086:20 | WC0862 | UAI08627 | BLK | 20 | 140.A7 | AP0290:O:C17- | CONSOLE HART MPX,C.C. | 140.A6
FLOATING | WC0862 | UAI0862S | SH | 20 | 140.A6 | AP0290:O:B17S | CONSOLE HART MPX,C.C. | 140.A6
AF0086:06 | WC0863 | UAI0863A8 | RED | 20 | 121.A7 | AP0290:O:A20+ | CONSOLE HART MPX,C.C. | 121.A6
AF0086:22 | WC0863 | UAI0863A7 | BLK | 20 | 121.A7 | AP0290:O:C20- | CONSOLE HART MPX,C.C. | 121.A6
FLOATING | WC0863 | UAI0863S | SH | 20 | 121.A6 | AP0290:O:B20S | CONSOLE HART MPX,C.C. | 121.A6
AF0086:08 | WC0864 | UAI08648 | RED | 20 | 89.A7 | AP0290:O:A18+ | CONSOLE HART MPX,C.C. | 89.A6
AF0086:24 | WC0864 | UAI08647 | BLK | 20 | 89.A7 | AP0290:O:C18- | CONSOLE HART MPX,C.C. | 89.A6
FLOATING | WC0864 | UAI0864S | SH | 20 | 89.A6 | AP0290:O:B18S | CONSOLE HART MPX,C.C. | 89.A6
AF0086:10 | WC0865 | UAI08658 | RED | 20 | 89.A7 | AP0290:O:A19+ | CONSOLE HART MPX,C.C. | 89.A6
AF0086:26 | WC0865 | UAI08657 | BLK | 20 | 89.A7 | AP0290:O:C19- | CONSOLE HART MPX,C.C. | 89.A6
FLOATING | WC0865 | UAI0865S | SH | 20 | 89.B6 | AP0290:O:B19S | CONSOLE HART MPX,C.C. | 89.A6
AF0086:14 | WC0866 | UAI08668 | RED | 20 | 82.B7 | AP0290:O:A23+ | CONSOLE HART MPX,C.C. | 82.B6
AF0086:30 | WC0866 | UAI08667 | BLK | 20 | 82.B7 | AP0290:O:C23- | CONSOLE HART MPX,C.C. | 82.B6
FLOATING | WC0866 | UAI0866S | SH | 20 | 82.B6 | AP0290:O:B23S | CONSOLE HART MPX,C.C. | 82.B6
XT0002:3 | SC | FU0136 | WHT | 12 | 14.A4 | XT0672:1 | CONSOLE ISOLATOR PANEL | 16.A4
XT0002:3 | SC | FU0136 | WHT | 14 | 14.A4 | XT0410:2 | CONSOLE ISOLATOR PANEL | 19.A6
XT0003:3 | SC | 0V | WHT | 12 | 14.A4 | XT0410:3 | CONSOLE ISOLATOR PANEL | 19.A6
XT0003:3 | SC | 0V | WHT | 14 | 14.A4 | XT0672:2 | CONSOLE ISOLATOR PANEL | 16.A4
AF0083:23 | WC0833 | 008323 | RED | 20 | 97.A7 | UAI0833:-7 | CONSOLE ISOLATOR PANEL | 97.A5
AF0083:07 | WC0833 | 008307 | WHT | 20 | 97.A7 | UAI0833:-5 | CONSOLE ISOLATOR PANEL | 97.A5
AF0083:06 | WC0833 | 008306 | BLK | 20 | 97.A7 | UAI0833:+6 | CONSOLE ISOLATOR PANEL | 97.A5
AF0083:54 | WC0833 | 008354 | SH | 20 | 97.A7 | FLOATING | CONSOLE ISOLATOR PANEL | 97.B6
AF0083:27 | WC0835 | 008327 | RED | 20 | 70.A7 | UAI0835:-7 | CONSOLE ISOLATOR PANEL | 70.A5
AF0083:11 | WC0835 | 008311 | WHT | 20 | 70.A7 | UAI0835:-5 | CONSOLE ISOLATOR PANEL | 70.A5
AF0083:10 | WC0835 | 008310 | BLK | 20 | 70.A7 | UAI0835:+6 | CONSOLE ISOLATOR PANEL | 70.A5
AF0083:58 | WC0835 | 008358 | SH | 20 | 70.A7 | FLOATING | CONSOLE ISOLATOR PANEL | 70.A6
AF0084:17 | WC2126 | 008417 | RED | 20 | 91.A7 | UAI0840:-7 | CONSOLE ISOLATOR PANEL | 91.A5
AF0084:01 | WC2126 | 008401 | WHT | 20 | 91.A7 | UAI0840:-5 | CONSOLE ISOLATOR PANEL | 91.A5
AF0084:00 | WC2126 | 008400 | BLK | 20 | 91.A7 | UAI0840:+6 | CONSOLE ISOLATOR PANEL | 91.A5
AF0084:48 | WC2126 | 008448 | SH | 20 | 91.A7 | FLOATING | CONSOLE ISOLATOR PANEL | 91.A6
AF0084:19 | WC2127 | 008419 | RED | 20 | 92.A7 | UAI0841:-7 | CONSOLE ISOLATOR PANEL | 92.A5
AF0084:03 | WC2127 | 008403 | WHT | 20 | 92.A7 | UAI0841:-5 | CONSOLE ISOLATOR PANEL | 92.A5
AF0084:02 | WC2127 | 008402 | BLK | 20 | 92.A7 | UAI0841:+6 | CONSOLE ISOLATOR PANEL | 92.A5
AF0084:50 | WC2127 | 008450 | SH | 20 | 92.A7 | FLOATING | CONSOLE ISOLATOR PANEL | 92.B6
AF0083:19 | WC2254 | UAI083119 | RED | 20 | 72.A7 | UAI0831:-7 | CONSOLE ISOLATOR PANEL | 72.A5
AF0083:03 | WC2254 | UAI083103 | WHT | 20 | 72.A7 | UAI0831:-5 | CONSOLE ISOLATOR PANEL | 72.A5
AF0083:02 | WC2254 | UAI083102 | BLK | 20 | 72.A7 | UAI0831:+6 | CONSOLE ISOLATOR PANEL | 72.A5
AF0083:50 | WC2254 | 008352 | SH | 20 | 72.A7 | FLOATING | CONSOLE ISOLATOR PANEL | 72.A6
AF0083:29 | WC2262 | 008329 | RED | 20 | 126.C7 | UAI0836:-7 | CONSOLE ISOLATOR PANEL | 126.C5
AF0083:13 | WC2262 | 008313 | WHT | 20 | 126.C7 | UAI0836:-5 | CONSOLE ISOLATOR PANEL | 126.C5
AF0083:12 | WC2262 | 008312 | BLK | 20 | 126.C7 | UAI0836:+6 | CONSOLE ISOLATOR PANEL | 126.C5
AF0083:60 | WC2262 | 008360 | SH | 20 | 126.C7 | FLOATING | CONSOLE ISOLATOR PANEL | 126.C6
AF0084:23 | WC2626 | 008423 | RED | 20 | 102.A7 | UAI0843:-7 | CONSOLE ISOLATOR PANEL | 102.A5
AF0084:07 | WC2626 | 008407 | WHT | 20 | 102.A7 | UAI0843:-5 | CONSOLE ISOLATOR PANEL | 102.A5
AF0084:06 | WC2626 | 008406 | BLK | 20 | 102.A7 | UAI0843:+6 | CONSOLE ISOLATOR PANEL | 102.A5
AF0084:54 | WC2626 | 008454 | SH | 20 | 102.A7 | FLOATING | CONSOLE ISOLATOR PANEL | 102.B6
AF0086:00 | WI0860 | UAI08608 | RED | 20 | 103.C7 | UAI0860:+8 | CONSOLE ISOLATOR PANEL | 103.C5
AF0086:16 | WI0860 | UAI08607 | BLK | 20 | 103.C7 | UAI0860:-7 | CONSOLE ISOLATOR PANEL | 103.C5
AF0086:48 | WI0860 | UAI0860S | SH | 20 | 103.C7 | FLOATING | CONSOLE ISOLATOR PANEL | 103.C5
AF0086:02 | WI0861 | UAI08618 | RED | 20 | 104.C7 | UAI0861:+8 | CONSOLE ISOLATOR PANEL | 104.C5
AF0086:18 | WI0861 | UAI08617 | BLK | 20 | 104.C7 | UAI0861:-7 | CONSOLE ISOLATOR PANEL | 104.C5
AF0086:50 | WI0861 | UAI0861S | SH | 20 | 104.C7 | FLOATING | CONSOLE ISOLATOR PANEL | 104.C5
AF0081:00 | SC | UA1200J21 | WHT | 20 | 30.D7 | XT0805M:8 | CONSOLE PANEL B | 30.D5
AF0081:01 | SC | KA024314 | WHT | 20 | 26.D7 | KA0243:14 | CONSOLE PANEL B | 26.D6
AF0081:02 | SC | KA024514 | WHT | 20 | 26.D7 | KA0245:14 | CONSOLE PANEL B | 26.D6
AF0081:03 | SC | KA013014 | WHT | 20 | 30.C7 | KA0130:14 | CONSOLE PANEL B | 30.D6
AF0081:06 | SC | PDS15003 | WHT | 20 | 76.D7 | XT0801M:1 | CONSOLE PANEL B | 76.D5
AF0081:07 | SC | ESTOPE | WHT | 20 | 28.B6 | XT0089:6 | CONSOLE PANEL B | 28.D4
AF0081:08 | SC | KT014618 | WHT | 20 | 29.B6 | KT0146:18 | CONSOLE PANEL B | 29.B2
AF0081:09 | SC | KA023914 | WHT | 20 | 27.B6 | KA0239:14 | CONSOLE PANEL B | 27.B5
AF0081:19 | SC | UA1200J27 | WHT | 20 | 30.C7 | XT0805M:7 | CONSOLE PANEL B | 30.D5
AF0081:24 | SC | KA0131A2 | WHT | 20 | 29.B6 | KA0131:A2 | CONSOLE PANEL B | 29.C5
AF0081:33 | SC | KA024311 | WHT | 20 | 26.D7 | KA0243:11 | CONSOLE PANEL B | 26.D6
AF0081:34 | SC | KA024511 | WHT | 20 | 26.D7 | KA0245:11 | CONSOLE PANEL B | 26.D6
AF0081:35 | SC | KA0130A1 | WHT | 20 | 30.C7 | KA0130:A1 | CONSOLE PANEL B | 30.C5
AF0081:38 | SC | PDS15002 | WHT | 20 | 76.D7 | XT0801M:2 | CONSOLE PANEL B | 76.D5
AF0081:40 | SC | KA014124 | WHT | 20 | 29.B6 | KA0141:24 | CONSOLE PANEL B | 29.B5
AF0081:41 | SC | KA023911 | WHT | 20 | 27.B6 | KA0239:11 | CONSOLE PANEL B | 27.B5
AF0082:01 | SC | LZ1020NO | WHT | 20 | 79.A7 | XT0801M:6 | CONSOLE PANEL B | 79.A5
AF0082:33 | SC | LZ1020C | WHT | 20 | 79.A7 | XT0801M:5 | CONSOLE PANEL B | 79.A5
AF0087:09 | SC | KA013112 | WHT | 20 | 25.C2 | KA0137:24 | CONSOLE PANEL B | 25.C1
AF0087:11 | SC | KA013624 | WHT | 20 | 24.D3 | KA0136:24 | CONSOLE PANEL B | 24.D3
AF0087:43 | SC | KA013621 | WHT | 20 | 24.D3 | KA0136:21 | CONSOLE PANEL B | 24.D3
AF0091:07 | SC | KA014114 | WHT | 20 | 29.A6 | KA0141:14 | CONSOLE PANEL B | 29.A5
AF0091:12 | SC | KA0134A1 | WHT | 20 | 24.D5 | KA0134:A1 | CONSOLE PANEL B | 24.D6
AF0091:39 | SC | KA014111 | WHT | 20 | 29.A6 | KA0141:11 | CONSOLE PANEL B | 29.A5
AF0092:02 | SC | KA0133A1 | WHT | 20 | 24.B4 | KA0133:A1 | CONSOLE PANEL B | 24.B6
AF0092:04 | SC | KA2160A1 | WHT | 20 | 21.A6 | KA2160:A1 | CONSOLE PANEL B | 21.A5
AF0092:06 | SC | KA013114 | WHT | 20 | 25.C3 | KA0131:14 | CONSOLE PANEL B | 25.C4
AF0092:07 | SC | KA2161A1 | WHT | 20 | 21.A6 | KA2161:A1 | CONSOLE PANEL B | 21.B5
AF0092:12 | SC | 009212 | WHT | 20 | 45.A6 | KA0875:A1 | CONSOLE PANEL B | 45.A5
AF0092:13 | SC | SH0472X2 | WHT | 20 | 48.C7 | KA0240:21 | CONSOLE PANEL B | 48.C6
AF0092:15 | SC | KA023711 | WHT | 20 | 89.B7 | KA0237:11 | CONSOLE PANEL B | 89.B5
AF0092:20 | SC | KA2160A2 | WHT | 20 | 21.A6 | KA2160:A2 | CONSOLE PANEL B | 21.A5
AF0092:23 | SC | KA2161A2 | WHT | 20 | 21.A6 | KA2161:A2 | CONSOLE PANEL B | 21.B5
AF0092:28 | SC | HA047201 | WHT | 20 | 45.A6 | XT0805M:13 | CONSOLE PANEL B | 45.A5
AF0092:45 | SC | KA024022 | WHT | 20 | 48.C7 | KA0240:22 | CONSOLE PANEL B | 48.C6
AF0095:02 | SC | 009502 | WHT | 20 | 83.B7 | KA0221:14 | CONSOLE PANEL B | 83.B6
AF0095:18 | SC | SV21202 | WHT | 20 | 83.B7 | XT0801M:10 | CONSOLE PANEL B | 83.B5
FU0388:LD | SC | FU0388 | WHT | 16 | 22.B1 | KA0138:14 | CONSOLE PANEL B | 100.C6
FU0389:LD | SC | FU0389 | WHT | 16 | 22.B1 | XT0805M:9 | CONSOLE PANEL B | 30.D5
IEG0010:1 | SC | IEG0230G | GRN | 8 | 9.B2 | IEG0230:0 | CONSOLE PANEL B | 9.B2
KA0135:A1 | SC | KA0135A1 | WHT | 20 | 25.C6 | XT0089:16 | CONSOLE PANEL B | 25.C5
KA0135:A1 | SC | KA0135A1 | WHT | 20 | 25.C6 | KA0131:11 | CONSOLE PANEL B | 25.C4
KA0135:A2 | SC | 0V | WHT | 20 | 25.C6 | KA0137:A2 | CONSOLE PANEL B | 25.D6
KA0135:A2 | SC | 0V | WHT | 20 | 25.C6 | KT0145:A2 | CONSOLE PANEL B | 25.B6
KA7237:13(+) | SC | KA723713 | WHT | 20 | 59.C6 | AF0076:15 | CONSOLE PANEL B | 59.C7
KA7237:14(-) | SC | KA723714 | WHT | 20 | 59.C6 | AF0076:31 | CONSOLE PANEL B | 59.C7
XT0002:1 | SC | FU0136 | WHT | 14 | 14.A4 | FU0210:LI | CONSOLE PANEL B | 17.A2
XT0003:1 | SC | 0V | WHT | 12 | 14.A4 | XT0062:1 | CONSOLE PANEL B | 17.A2
XT0080:6 | SC | 0V | WHT | 20 | 24.A6 | KT0140:A2 | CONSOLE PANEL B | 24.A6
XT0080:6 | SC | 0V | WHT | 20 | 24.A6 | XT0089:15 | CONSOLE PANEL B | 29.A2
XT0080:7 | SC | 0V | WHT | 20 | 25.A6 | KT0145:A2 | CONSOLE PANEL B | 25.B6
XT0080:8 | SC | 0V | WHT | 20 | 26.A6 | KA0243:A2 | CONSOLE PANEL B | 26.A6
XT0080:9 | SC | 0V | WHT | 20 | 27.A6 | KA0241:A2 | CONSOLE PANEL B | 27.A6
XT0081:1 | SC | FU0139 | WHT | 20 | 24.A2 | KA0132:11 | CONSOLE PANEL B | 24.A1
XT0081:1 | SC | FU0139 | WHT | 20 | 24.A2 | XT0089:13 | CONSOLE PANEL B | 29.A2
XT0081:2 | SC | FU0139 | WHT | 20 | 25.A2 | KA0244:11 | CONSOLE PANEL B | 25.B1
XT0081:5 | SC | FU0139 | WHT | 20 | 27.A3 | KA0236:11 | CONSOLE PANEL B | 27.A2
XT0081:7 | SC | KA0241A1 | WHT | 20 | 27.A3 | KA0241:A1 | CONSOLE PANEL B | 27.A6
XT0082:4 | SC | 0V | WHT | 20 | 22.B1 | XT0805M:11 | CONSOLE PANEL B | 30.D5
AU0080:L2 | WC0008 | AU0080L2 | ENET | CABLE | 3.A4 | AU0070:L1 | CONSOLE PANEL B | 3.A6
XT0002:4 | SC | FU0136 | WHT | 16 | 14.A4 | FU0010:LI | CONSOLE PLC PANEL | 10.B1
XT0002:7 | SC | FU0136 | WHT | 16 | 14.B4 | XT0051:1 | CONSOLE PLC PANEL | 5.A4
XT0003:4 | SC | 0V | WHT | 14 | 14.B4 | UV0600:(-) | CONSOLE PLC PANEL | 10.B2
XT0003:7 | SC | 0V | WHT | 14 | 14.B4 | XT0051:5 | CONSOLE PLC PANEL | 5.A3
AU0090:L1 | WC0003 | AP0603L2 | ENET | CABLE | 3.A3 | AP0603:L2 | CONSOLE PLC PANEL | 3.A3
AF0081:04 | SC | SB0472B212 | WHT | 20 | 49.B7 | XT0098M:26 | CONSOLE SCREW TERMINALS,C.C. | 49.B5
AF0081:36 | SC | SB0472B211 | WHT | 20 | 49.B7 | XT0098M:25 | CONSOLE SCREW TERMINALS,C.C. | 49.B5
AF0081:39 | SC | SB7512C1 | WHT | 20 | 28.B6 | XT0089M:3 | CONSOLE SCREW TERMINALS,C.C. | 28.B4
AF0087:00 | SC | SH047114 | WHT | 20 | 48.A7 | XT0098M:2 | CONSOLE SCREW TERMINALS,C.C. | 48.A5
AF0087:01 | SC | SH047012 | WHT | 20 | 48.B7 | XT0098M:6 | CONSOLE SCREW TERMINALS,C.C. | 48.B5
AF0087:02 | SC | SB047112 | WHT | 20 | 48.D7 | XT0098M:14 | CONSOLE SCREW TERMINALS,C.C. | 48.D5
AF0087:03 | SC | SB047314 | WHT | 20 | 48.D7 | XT0098M:16 | CONSOLE SCREW TERMINALS,C.C. | 48.D5
AF0087:04 | SC | SB047414 | WHT | 20 | 49.A7 | XT0098M:18 | CONSOLE SCREW TERMINALS,C.C. | 49.A5
AF0087:07 | SC | SA0471B214 | WHT | 20 | 49.A7 | XT0098M:20 | CONSOLE SCREW TERMINALS,C.C. | 49.A5
AF0087:08 | SC | SA0471B114 | WHT | 20 | 49.B7 | XT0098M:22 | CONSOLE SCREW TERMINALS,C.C. | 49.B5
AF0087:32 | SC | SH047113 | WHT | 20 | 48.A7 | XT0098M:1 | CONSOLE SCREW TERMINALS,C.C. | 48.A5
AF0087:33 | SC | SH047011 | WHT | 20 | 48.B7 | XT0098M:5 | CONSOLE SCREW TERMINALS,C.C. | 48.B5
AF0087:34 | SC | SB047111 | WHT | 20 | 48.D7 | XT0098M:13 | CONSOLE SCREW TERMINALS,C.C. | 48.D5
AF0087:35 | SC | SB047313 | WHT | 20 | 48.D7 | XT0098M:15 | CONSOLE SCREW TERMINALS,C.C. | 48.D5
AF0087:36 | SC | SB047413 | WHT | 20 | 49.A7 | XT0098M:17 | CONSOLE SCREW TERMINALS,C.C. | 49.A5
AF0087:39 | SC | SA0471B213 | WHT | 20 | 49.A7 | XT0098M:19 | CONSOLE SCREW TERMINALS,C.C. | 49.A5
AF0087:40 | SC | SA0471B113 | WHT | 20 | 49.B7 | XT0098M:21 | CONSOLE SCREW TERMINALS,C.C. | 49.B5
AF0091:14 | SC | SA0472B214 | WHT | 20 | 46.C7 | XT0098M:28 | CONSOLE SCREW TERMINALS,C.C. | 46.C5
AF0091:15 | SC | SA0472B114 | WHT | 20 | 46.C7 | XT0098M:30 | CONSOLE SCREW TERMINALS,C.C. | 46.C5
AF0091:46 | SC | SA0472B213 | WHT | 20 | 46.C7 | XT0098M:27 | CONSOLE SCREW TERMINALS,C.C. | 46.C5
AF0091:47 | SC | SA0472B113 | WHT | 20 | 46.C7 | XT0098M:29 | CONSOLE SCREW TERMINALS,C.C. | 46.C5
AF0092:00 | SC | KA7000A1 | WHT | 20 | 62.B7 | XT0092M:1 | CONSOLE SCREW TERMINALS,C.C. | 62.B5
AF0092:13 | SC | SH0472X2 | WHT | 20 | 48.C7 | XT0098M:11 | CONSOLE SCREW TERMINALS,C.C. | 48.C5
AF0092:16 | SC | KA7000A2 | WHT | 20 | 62.B7 | XT0092M:2 | CONSOLE SCREW TERMINALS,C.C. | 62.B5
AF0092:29 | SC | SH0472X1 | WHT | 20 | 48.C7 | XT0098M:12 | CONSOLE SCREW TERMINALS,C.C. | 48.C5
AF0092:31 | SC | SV70002 | WHT | 20 | 89.B7 | XT0092M:8 | CONSOLE SCREW TERMINALS,C.C. | 89.B4
AF0093:06 | SC | SH0470X2 | WHT | 20 | 48.B7 | XT0098M:7 | CONSOLE SCREW TERMINALS,C.C. | 48.B5
AF0093:15 | SC | SH0471X2 | WHT | 20 | 48.A7 | XT0098M:3 | CONSOLE SCREW TERMINALS,C.C. | 48.A5
AF0093:22 | SC | SH0470X1 | WHT | 20 | 48.B7 | XT0098M:8 | CONSOLE SCREW TERMINALS,C.C. | 48.C5
AF0093:31 | SC | SH0471X1 | WHT | 20 | 48.A7 | XT0098M:4 | CONSOLE SCREW TERMINALS,C.C. | 48.A5
KA7237:1 | SC | KA72371 | WHT | 20 | 59.C5 | XT0090M:3 | CONSOLE SCREW TERMINALS,C.C. | 59.C5
KA7237:2 | SC | KA72372 | WHT | 20 | 59.C5 | XT0090M:4 | CONSOLE SCREW TERMINALS,C.C. | 59.C5
KA7238:1 | SC | KA72381 | WHT | 20 | 59.C5 | XT0090M:5 | CONSOLE SCREW TERMINALS,C.C. | 59.C5
KA7238:2 | SC | KA72382 | WHT | 20 | 59.C5 | XT0090M:6 | CONSOLE SCREW TERMINALS,C.C. | 59.C5
KA7239:1 | SC | KA72391 | WHT | 20 | 59.D5 | XT0090M:7 | CONSOLE SCREW TERMINALS,C.C. | 59.D5
KA7239:2 | SC | KA72392 | WHT | 20 | 59.D5 | XT0090M:8 | CONSOLE SCREW TERMINALS,C.C. | 59.D5
KA7240:1 | SC | KA72401 | WHT | 20 | 59.D5 | XT0090M:9 | CONSOLE SCREW TERMINALS,C.C. | 59.D5
KA7240:2 | SC | KA72402 | WHT | 20 | 59.D5 | XT0090M:10 | CONSOLE SCREW TERMINALS,C.C. | 59.D5
KA7251:1 | SC | KA72511 | WHT | 20 | 59.B5 | XT0090M:1 | CONSOLE SCREW TERMINALS,C.C. | 59.B5
KA7251:2 | SC | KA72512 | WHT | 20 | 59.B5 | XT0090M:2 | CONSOLE SCREW TERMINALS,C.C. | 59.B5
PEG0130:4 | SC | AT1100G | GRN/YEL | 14 | 47.D6 | XT0098M:33 | CONSOLE SCREW TERMINALS,C.C. | 47.D5
XT0002:6 | SC | FU0136 | WHT | 14 | 14.B4 | XT0098M:31 | CONSOLE SCREW TERMINALS,C.C. | 47.D5
XT0003:6 | SC | 0V | WHT | 14 | 14.B4 | XT0098M:32 | CONSOLE SCREW TERMINALS,C.C. | 47.D5
XT0081:4 | SC | FU0139 | WHT | 20 | 27.A3 | XT0802M:1 | CONSOLE SCREW TERMINALS,C.C. | 96.D5
XT0081M:1 | SC | FU0139 | WHT | 20 | 27.A2 | XT0098M:9 | CONSOLE SCREW TERMINALS,C.C. | 48.C5
XT0081M:2 | SC | KA0241A1 | WHT | 20 | 27.A2 | XT0098M:10 | CONSOLE SCREW TERMINALS,C.C. | 48.C5
XT0082:4 | SC | 0V | WHT | 20 | 22.B1 | XT0080M:2 | CONSOLE SCREW TERMINALS,C.C. | 100.C5
XT0002:5 | SC | FU0136 | WHT | 14 | 14.B4 | HS0470:75 | CONSOLE SWITCH PANEL | 105.B5
XT0003:5 | SC | 0V | WHT | 14 | 14.B4 | HL0470:X2 | CONSOLE SWITCH PANEL | 105.C4
AF0081:05 | SC | SB0400B212 | WHT | 20 | 55.A3 | XT0563:9 | CONSOLE TCP POWER | 55.A3
AF0081:37 | SC | SB0400B211 | WHT | 20 | 55.A3 | XT0563:8 | CONSOLE TCP POWER | 55.A3
XT0002:2 | SC | FU0136 | WHT | 14 | 14.A4 | FU0560:LI | CONSOLE TCP POWER | 50.A2
XT0003:2 | SC | 0V | WHT | 12 | 14.A4 | XT0562:1 | CONSOLE TCP POWER | 50.B2
XT0080:9 | SC | 0V | WHT | 20 | 27.A6 | XT0563:4 | CONSOLE TCP POWER | 54.B6
XT0081:7 | SC | KA0241A1 | WHT | 20 | 27.A3 | XT0563:5 | CONSOLE TCP POWER | 54.C6
XT0081M:1 | SC | FU0139 | WHT | 20 | 27.A2 | XT0563:6 | CONSOLE TCP POWER | 54.C6
AF0091:01 | SC | AP0612NO | WHT | 20 | 20.A7 | AP0612:NO | ORBIT 60^DOOR PANEL | 20.A1
AF0091:02 | SC | AP0628NC1 | WHT | 20 | 20.B7 | AP0628:NC1 | ORBIT 60^DOOR PANEL | 20.B1
AF0091:03 | SC | AP0628NC2 | WHT | 20 | 20.C7 | AP0628:NC2 | ORBIT 60^DOOR PANEL | 20.C1
AF0091:04 | SC | AP0628NC3 | WHT | 20 | 20.C7 | AP0628:NC3 | ORBIT 60^DOOR PANEL | 20.C1
AF0091:33 | SC | AP0612ARM | WHT | 20 | 20.A7 | AP0612:ARM | ORBIT 60^DOOR PANEL | 20.A1
AF0091:34 | SC | AP0628ARM1 | WHT | 20 | 20.B7 | AP0628:ARM1 | ORBIT 60^DOOR PANEL | 20.B1
AF0091:35 | SC | AP0628ARM2 | WHT | 20 | 20.C7 | AP0628:ARM2 | ORBIT 60^DOOR PANEL | 20.C1
AF0091:36 | SC | AP0628ARM3 | WHT | 20 | 20.C7 | AP0628:ARM3 | ORBIT 60^DOOR PANEL | 20.C1
SolarTools ver. 24.0.84.24712 (Jul 31, 2025)
Report date: 4/9/2026 11:28 AM

## CONSOLE PANEL B
CONSOLE PANEL B
CONTROL CONSOLE, PANEL B
Project # | 4M181
Project Name | PIC PROJECT PHASE 4 DEVELOPMENT
Revision | B.6
Controls DE | J. SHORTER
Phone:
Controls ME | S. LOZA
Phone:
From | [5 empty] | To
Device ID | Cable (W) Conductor (SC) Jumper Clip (JC) | Wire No. | Wire ID | Gauge/Size | Page/Zone | Device ID | Location | Page/Zone
XT0060:1 | JC | 0V | CLIP | --- | 18.A1 | XT0060:2 | CONSOLE PANEL B | 18.B1
XT0060:2 | JC | 0V | CLIP | --- | 18.B1 | XT0060:3 | CONSOLE PANEL B | 18.B1
XT0060:3 | JC | 0V | CLIP | --- | 18.B1 | XT0060:4 | CONSOLE PANEL B | 18.C1
XT0062:1 | JC | 0V | CLIP | --- | 17.A2 | XT0062:2 | CONSOLE PANEL B | 17.A2
XT0062:2 | JC | 0V | CLIP | --- | 17.A2 | XT0062:3 | CONSOLE PANEL B | 17.B2
XT0062:3 | JC | 0V | CLIP | --- | 17.B2 | XT0062:4 | CONSOLE PANEL B | 17.B2
XT0089:7 | JC | ESTOP | CLIP | --- | 27.D5 | XT0089:8 | CONSOLE PANEL B | 27.D5
XT0089:9 | JC | KA0131A1 | CLIP | --- | 29.D4 | XT0089:10 | CONSOLE PANEL B | 29.D4
AF0061:04 | SC | FCE21309 | WHT | 20 | 87.C7 | XT0814M:3 | CONSOLE PANEL B | 87.B5
AF0061:12 | SC | 006112 | WHT | 20 | 75.A7 | KA0234:14 | CONSOLE PANEL B | 75.A5
AF0061:14 | SC | 006114 | WHT | 20 | 75.A7 | XT0061:1 | CONSOLE PANEL B | 75.A6
AF0061:20 | SC | FCE213010 | WHT | 20 | 87.C7 | XT0814M:4 | CONSOLE PANEL B | 87.B5
AF0061:46 | SC | 006146 | WHT | 20 | 75.A7 | KA0234:22 | CONSOLE PANEL B | 75.A5
AF0061:COM | SC | 0V | WHT | 16 | 18.B2 | XT0060:2 | CONSOLE PANEL B | 18.B1
AF0061:V+ | SC | FU0062 | WHT | 16 | 18.B2 | FU0062:LD | CONSOLE PANEL B | 18.B1
AF0062:00 | SC | 006200 | WHT | 20 | 83.C7 | KA0222:14 | CONSOLE PANEL B | 83.C6
AF0062:08 | SC | KA023311 | WHT | 20 | 77.A7 | XT0061:2 | CONSOLE PANEL B | 77.A6
AF0062:10 | SC | 006210 | WHT | 20 | 77.A7 | KA0233:24 | CONSOLE PANEL B | 77.A5
AF0062:16 | SC | SV21242 | WHT | 20 | 83.C7 | XT0801M:8 | CONSOLE PANEL B | 83.C5
AF0062:40 | SC | 006240 | WHT | 20 | 77.A7 | KA0233:12 | CONSOLE PANEL B | 77.A6
AF0062:COM | SC | 0V | WHT | 16 | 18.B3 | XT0060:3 | CONSOLE PANEL B | 18.B1
AF0062:V+ | SC | FU0063 | WHT | 16 | 18.B3 | FU0063:LD | CONSOLE PANEL B | 18.B1
AF0063:02 | SC | FCE213014 | WHT | 20 | 87.D7 | XT0814M:8 | CONSOLE PANEL B | 87.C5
AF0063:03 | SC | FCE213012 | WHT | 20 | 87.C7 | XT0814M:6 | CONSOLE PANEL B | 87.C5
AF0063:34 | SC | FCE213013 | WHT | 20 | 87.D7 | XT0814M:7 | CONSOLE PANEL B | 87.C5
AF0063:35 | SC | FCE213011 | WHT | 20 | 87.C7 | XT0814M:5 | CONSOLE PANEL B | 87.C5
AF0063:COM | SC | AF0063N | WHT | 16 | 18.B3 | AF0064:COM | CONSOLE PANEL B | 18.A4
AF0063:COM | SC | AU0060N | WHT | 16 | 18.B3 | AU0060:COM | CONSOLE PANEL B | 18.A2
AF0063:V+ | SC | AF0063P | WHT | 16 | 18.B3 | AF0064:V+ | CONSOLE PANEL B | 18.A4
AF0063:V+ | SC | AU0060P | WHT | 16 | 18.B3 | AU0060:V+ | CONSOLE PANEL B | 18.A2
AF0064:COM | SC | AF0064N | WHT | 16 | 18.A4 | AF0065:COM | CONSOLE PANEL B | 18.A5
AF0064:SH | SC | AF0064G | GRN | 14 | 18.A4 | AF0065:SH | CONSOLE PANEL B | 18.A5
AF0064:SH | SC | IEG02304 | GRN | 14 | 18.A4 | IEG0230:4 | CONSOLE PANEL B | 18.B4
AF0064:V+ | SC | AF0064P | WHT | 16 | 18.A4 | AF0065:V+ | CONSOLE PANEL B | 18.A5
AF0065:COM | SC | AF0065N | WHT | 16 | 18.A5 | AF0066:COM | CONSOLE PANEL B | 18.B5
AF0065:SH | SC | AF0065G | GRN | 14 | 18.A5 | AF0066:SH | CONSOLE PANEL B | 18.B5
AF0065:V+ | SC | AF0065P | WHT | 16 | 18.A5 | AF0066:V+ | CONSOLE PANEL B | 18.B5
AF0066:00 | SC | 006600 | WHT | 20 | 57.D7 | XT0095M:1 | CONSOLE PANEL B | 57.D5
AF0066:16 | SC | 006616 | WHT | 20 | 57.D7 | XT0095M:2 | CONSOLE PANEL B | 57.D5
AF0066:48 | SC | 006648 | WHT | 20 | 57.D7 | XT0095M:3 | CONSOLE PANEL B | 57.D5
AF0066:COM | SC | AF0066N | WHT | 16 | 18.B5 | AF0068:COM | CONSOLE PANEL B | 18.B6
AF0066:SH | SC | AF0066G | GRN | 14 | 18.B5 | AF0068:SH | CONSOLE PANEL B | 18.B6
AF0066:V+ | SC | AF0066P | WHT | 16 | 18.B5 | AF0068:V+ | CONSOLE PANEL B | 18.B6
AF0067:00 | SC | SV21501 | WHT | 20 | 85.C7 | XT0801M:13 | CONSOLE PANEL B | 85.C5
AF0067:04 | SC | SV21211 | WHT | 20 | 84.C7 | XT0801M:11 | CONSOLE PANEL B | 84.C5
AF0067:16 | SC | SV21502 | WHT | 20 | 85.C7 | XT0801M:14 | CONSOLE PANEL B | 85.C5
AF0067:20 | SC | SV21212 | WHT | 20 | 84.C7 | XT0801M:12 | CONSOLE PANEL B | 84.C5
AF0067:COM | SC | 0V | WHT | 16 | 18.B6 | XT0060:3 | CONSOLE PANEL B | 18.B1
AF0067:V+ | SC | FU0064 | WHT | 16 | 18.B6 | FU0064:LD | CONSOLE PANEL B | 18.B1
AF0068:SH | SC | AU0060GND | GRN | 14 | 18.B6 | AU0060:GND | CONSOLE PANEL B | 18.A2
AF0071:COM | SC | AF0071N | WHT | 16 | 18.C2 | AF0072:COM | CONSOLE PANEL B | 18.C3
AF0071:COM | SC | AU0070N | WHT | 16 | 18.C2 | AU0070:COM | CONSOLE PANEL B | 18.C2
AF0071:SH | SC | AF0071G | GRN | 14 | 18.C2 | AF0072:SH | CONSOLE PANEL B | 18.C3
AF0071:SH | SC | IEG02301 | GRN | 14 | 18.C2 | IEG0230:1 | CONSOLE PANEL B | 18.D2
AF0071:V+ | SC | AF0071P | WHT | 16 | 18.C2 | AF0072:V+ | CONSOLE PANEL B | 18.C3
AF0071:V+ | SC | AU0070P | WHT | 16 | 18.C2 | AU0070:V+ | CONSOLE PANEL B | 18.C2
AF0072:COM | SC | AF0072N | WHT | 16 | 18.C3 | AF0073:COM | CONSOLE PANEL B | 18.C3
AF0072:SH | SC | AF0072G | GRN | 14 | 18.C3 | AF0073:SH | CONSOLE PANEL B | 18.C3
AF0072:V+ | SC | AF0072P | WHT | 16 | 18.C3 | AF0073:V+ | CONSOLE PANEL B | 18.C3
AF0073:COM | SC | AF0073N | WHT | 16 | 18.C3 | AF0074:COM | CONSOLE PANEL B | 18.C4
AF0073:SH | SC | AF0073G | GRN | 14 | 18.C3 | AF0074:SH | CONSOLE PANEL B | 18.C4
AF0073:V+ | SC | AF0073P | WHT | 16 | 18.C3 | AF0074:V+ | CONSOLE PANEL B | 18.C4
AF0074:05 | SC | 007404 | WHT | 20 | 29.A2 | XT0089:14 | CONSOLE PANEL B | 29.A2
AF0074:21 | SC | 0V | WHT | 20 | 29.A2 | XT0089:15 | CONSOLE PANEL B | 29.A2
AF0074:COM | SC | AF0074N | WHT | 16 | 18.C4 | AF0075:COM | CONSOLE PANEL B | 18.C5
AF0074:SH | SC | AF0074G | GRN | 14 | 18.C4 | AF0075:SH | CONSOLE PANEL B | 18.C5
AF0074:V+ | SC | AF0074P | WHT | 16 | 18.C4 | AF0075:V+ | CONSOLE PANEL B | 18.C5
AF0075:SH | SC | AU0070GND | GRN | 14 | 18.C5 | AU0070:GND | CONSOLE PANEL B | 18.C2
AF0076:00 | SC | KA023514 | WHT | 20 | 87.B7 | KA0235:14 | CONSOLE PANEL B | 87.B5
AF0076:02 | SC | 007602 | WHT | 20 | 83.B7 | KA0221:A1 | CONSOLE PANEL B | 83.B6
AF0076:04 | SC | 007604 | WHT | 20 | 83.C7 | KA0222:A1 | CONSOLE PANEL B | 83.C6
AF0076:08 | SC | KA1020A1 | WHT | 20 | 17.C7 | KA1020:A1 | CONSOLE PANEL B | 17.C5
AF0076:10 | SC | KT014615 | WHT | 20 | 29.B2 | KT0146:15 | CONSOLE PANEL B | 29.B2
AF0076:11 | SC | UA1200J14 | WHT | 20 | 30.C7 | XT0805M:4 | CONSOLE PANEL B | 30.C5
AF0076:12 | SC | 007612 | WHT | 16 | 30.C7 | XT0237:1 B2 | CONSOLE PANEL B | 30.C5
AF0076:13 | SC | KT0146B1 | WHT | 20 | 29.B6 | KT0146:B1 | CONSOLE PANEL B | 29.B4
AF0076:16 | SC | FCE21308 | WHT | 20 | 87.B7 | XT0814M:2 | CONSOLE PANEL B | 87.B5
AF0076:18 | SC | 007618 | WHT | 20 | 83.B7 | KA0221:A2 | CONSOLE PANEL B | 83.B6
AF0076:20 | SC | 007620 | WHT | 20 | 83.C7 | KA0222:A2 | CONSOLE PANEL B | 83.C6
AF0076:24 | SC | KA1020A2 | WHT | 20 | 17.C7 | KA1020:A2 | CONSOLE PANEL B | 17.C5
AF0076:29 | SC | KT0146A2 | WHT | 20 | 29.B6 | KT0146:A2 | CONSOLE PANEL B | 29.B4
AF0076:COM | SC | 0V | WHT | 16 | 18.C5 | XT0060:4 | CONSOLE PANEL B | 18.C1
AF0076:V+ | SC | FU0076 | WHT | 16 | 18.C5 | FU0076:LD | CONSOLE PANEL B | 18.D1
AU0060:COM | SC | 0V | WHT | 16 | 18.A2 | XT0060:2 | CONSOLE PANEL B | 18.B1
AU0060:V+ | SC | FU0061 | WHT | 16 | 18.A2 | FU0061:LD | CONSOLE PANEL B | 18.B1
AU0070:COM | SC | 0V | WHT | 16 | 18.C2 | XT0060:4 | CONSOLE PANEL B | 18.C1
AU0070:V+ | SC | FU0070 | WHT | 16 | 18.C2 | FU0070:LD | CONSOLE PANEL B | 18.C1
XT0089:3 | SC | JP6 | CLIP | -- | 28.C4 | XT0089:2 | CONSOLE PANEL B | 28.C4
FU0060:LI | SC | FU0210 | WHT | 12 | 17.A1 | FU0210:LD | CONSOLE PANEL B | 17.A2
FU0060:LI | SC | FU0210 | WHT | 12 | 17.A1 | FU0100:LI | CONSOLE PANEL B | 17.A1
FU0061:LI | SC | FU0060 | WHT | 14 | 18.B1 | FU0060:LD | CONSOLE PANEL B | 17.A1
FU0061:LI | SC | FU0060 | WHT | 14 | 18.B1 | FU0062:LI | CONSOLE PANEL B | 18.B1
FU0062:LI | SC | FU0060 | WHT | 14 | 18.B1 | FU0063:LI | CONSOLE PANEL B | 18.B1
FU0063:LI | SC | FU0060 | WHT | 14 | 18.B1 | FU0064:LI | CONSOLE PANEL B | 18.B1
FU0064:LI | SC | FU0060 | WHT | 14 | 18.B1 | FU0070:LI | CONSOLE PANEL B | 18.C1
FU0070:LI | SC | FU0060 | WHT | 14 | 18.C1 | FU0076:LI | CONSOLE PANEL B | 18.D1
FU0100:LD | SC | FU0100 | WHT | 16 | 17.A1 | KA1020:14 | CONSOLE PANEL B | 79.A5
FU0100:LI | SC | FU0210 | WHT | 12 | 17.A1 | FU0113:LI | CONSOLE PANEL B | 17.B1
FU0113:LI | SC | FU0210 | WHT | 12 | 17.B1 | FU0114:LI | CONSOLE PANEL B | 17.B1
FU0114:LI | SC | FU0210 | WHT | 12 | 17.B1 | FU0115:LI | CONSOLE PANEL B | 17.B1
FU0115:LI | SC | FU0210 | WHT | 12 | 17.B1 | FU0212:LI | CONSOLE PANEL B | 17.B1
FU0212:LD | SC | FU0212 | WHT | 16 | 17.B1 | KA0239:21 | CONSOLE PANEL B | 30.C5
GR0231: | SC | IEG02303 | GRN | 14 | 9.B4 | IEG0230:3 | CONSOLE PANEL B | 9.B5
GR0232: | SC | GR0232 | GRN/YEL | 14 | 9.B4 | FRAME | CONSOLE PANEL B | 9.B3
GR0233: | SC | IEG02308 | GRN | 14 | 9.B4 | IEG0230:8 | CONSOLE PANEL B | 9.B5
KA0130:A1 | SC | KA0130A1 | WHT | 20 | 30.C5 | KA0130:11 | CONSOLE PANEL B | 30.D6
KA0130:A2 | SC | UA1200J26 | WHT | 20 | 30.C5 | XT0805M:6 | CONSOLE PANEL B | 30.C5
KA0131:12 | SC | KA013112 | WHT | 20 | 25.C4 | KA0137:24 | CONSOLE PANEL B | 25.C1
KA0131:A1 | SC | KA0131A1 | WHT | 20 | 29.C5 | KA0132:A1 | CONSOLE PANEL B | 29.C5
KA0131:A1 | SC | KA0131A1 | WHT | 20 | 29.C5 | KA0242:14 | CONSOLE PANEL B | 29.C3
KA0131:A2 | SC | KA0131A2 | WHT | 20 | 29.C5 | KA0132:A2 | CONSOLE PANEL B | 29.C5
KA0132:11 | SC | FU0139 | WHT | 20 | 24.A1 | KA0133:11 | CONSOLE PANEL B | 24.B1
KA0132:12 | SC | KT014315 | WHT | 20 | 24.A1 | KT0142:A1 | CONSOLE PANEL B | 24.A6
KA0132:12 | SC | KT014315 | WHT | 20 | 24.A1 | KA0133:12 | CONSOLE PANEL B | 24.B1
KA0132:21 | SC | KA0138A1 | WHT | 20 | 24.C3 | KA0138:A1 | CONSOLE PANEL B | 24.C6
KA0132:22 | SC | KA013222 | WHT | 20 | 24.C3 | KT0141:18 | CONSOLE PANEL B | 24.C2
KA0132:24 | SC | KA013224 | WHT | 20 | 24.C3 | KA0134:14 | CONSOLE PANEL B | 24.C1
KA0132:A1 | SC | KA0131A1 | WHT | 20 | 29.C5 | KA0141:A1 | CONSOLE PANEL B | 29.C5
KA0132:A2 | SC | KA0131A2 | WHT | 20 | 29.C5 | KA0141:A2 | CONSOLE PANEL B | 29.C5
KA0133:11 | SC | FU0139 | WHT | 20 | 24.B1 | KT0144:A1 | CONSOLE PANEL B | 24.B6
KA0133:A2 | SC | 0V | WHT | 20 | 24.B6 | KA0136:A2 | CONSOLE PANEL B | 24.C6
KA0133:A2 | SC | 0V | WHT | 20 | 24.B6 | KT0144:A2 | CONSOLE PANEL B | 24.B6
KA0134:11 | SC | FU0139 | WHT | 20 | 24.C1 | KT0144:15 | CONSOLE PANEL B | 24.C1
KA0134:11 | SC | FU0139 | WHT | 20 | 24.C1 | KA0136:11 | CONSOLE PANEL B | 24.B1
KA0134:A1 | SC | KA0134A1 | WHT | 20 | 24.D6 | AF0067:12 | CONSOLE PANEL B | 24.D4
KA0134:A2 | SC | 0V | WHT | 20 | 24.D6 | KT0143:A2 | CONSOLE PANEL B | 24.D6
KA0136:11 | SC | FU0139 | WHT | 20 | 24.B1 | KT0144:A1 | CONSOLE PANEL B | 24.B6
KA0136:14 | SC | KA013821 | WHT | 20 | 24.B1 | KA0138:21 | CONSOLE PANEL B | 24.B2
KA0136:A2 | SC | 0V | WHT | 20 | 24.C6 | KA0138:A2 | CONSOLE PANEL B | 24.C6
KA0137:11 | SC | FU0139 | WHT | 20 | 24.C1 | KT0140:15 | CONSOLE PANEL B | 24.C1
KA0137:11 | SC | FU0139 | WHT | 20 | 24.C1 | KT0144:15 | CONSOLE PANEL B | 24.C1
KA0137:14 | SC | KA013222 | WHT | 20 | 24.C1 | KT0141:18 | CONSOLE PANEL B | 24.C2
KA0137:14 | SC | KA013222 | WHT | 20 | 24.C1 | KT0144:18 | CONSOLE PANEL B | 24.C1
KA0137:21 | SC | FU0139 | WHT | 20 | 25.C1 | KA0244:11 | CONSOLE PANEL B | 25.B1
KA0137:21 | SC | FU0139 | WHT | 20 | 25.C1 | KT0142:15 | CONSOLE PANEL B | 25.D1
KA0137:A1 | SC | KA0137A1 | WHT | 20 | 25.D6 | KT0145:18 | CONSOLE PANEL B | 25.D1
KA0138:24 | SC | KT0144B1 | WHT | 20 | 24.B2 | KT0144:B1 | CONSOLE PANEL B | 24.B6
KA0138:A2 | SC | 0V | WHT | 20 | 24.C6 | KT0143:A2 | CONSOLE PANEL B | 24.D6
KA0141:21 | SC | KT0146A1 | WHT | 20 | 29.B5 | KA0241:21 | CONSOLE PANEL B | 29.A5
KA0141:21 | SC | KT0146A1 | WHT | 20 | 29.B5 | KT0146:A1 | CONSOLE PANEL B | 29.B4
KA0141:24 | SC | KA014124 | WHT | 20 | 29.B5 | KA0241:24 | CONSOLE PANEL B | 29.A5
KA0141:A1 | SC | KA0131A1 | WHT | 20 | 29.C5 | KA0230:A1 | CONSOLE PANEL B | 29.C5
KA0141:A2 | SC | KA0131A2 | WHT | 20 | 29.C5 | KA0230:A2 | CONSOLE PANEL B | 29.C5
KA0221:11 | SC | 023524 | WHT | 20 | 83.B6 | KA0235:24 | CONSOLE PANEL B | 83.B5
KA0222:11 | SC | 023724 | WHT | 20 | 83.C6 | KA0237:24 | CONSOLE PANEL B | 83.C5
KA0230:A1 | SC | KA0131A1 | WHT | 20 | 29.C5 | KA0231:A1 | CONSOLE PANEL B | 29.C5
KA0230:A2 | SC | KA0131A2 | WHT | 20 | 29.C5 | KA0231:A2 | CONSOLE PANEL B | 29.C5
KA0231:24 | SC | KA023124 | WHT | 20 | 27.C2 | KA0245:21 | CONSOLE PANEL B | 27.C3
KA0231:A1 | SC | KA0131A1 | WHT | 20 | 29.C5 | KA0232:A1 | CONSOLE PANEL B | 29.D5
KA0231:A2 | SC | KA0131A2 | WHT | 20 | 29.C5 | KA0232:A2 | CONSOLE PANEL B | 29.D5
KA0232:11 | SC | HA047202 | WHT | 20 | 45.A5 | KA0875:11 | CONSOLE PANEL B | 45.A5
KA0232:A1 | SC | KA0131A1 | WHT | 20 | 29.D5 | KA0233:A1 | CONSOLE PANEL B | 29.D5
KA0232:A2 | SC | KA0131A2 | WHT | 20 | 29.D5 | KA0233:A2 | CONSOLE PANEL B | 29.D5
KA0233:11 | SC | KA023311 | WHT | 20 | 77.A6 | XT0061:2 | CONSOLE PANEL B | 77.A6
KA0233:A1 | SC | KA0131A1 | WHT | 20 | 29.D5 | KA0234:A1 | CONSOLE PANEL B | 29.D5
KA0233:A2 | SC | KA0131A2 | WHT | 20 | 29.D5 | KA0234:A2 | CONSOLE PANEL B | 29.D5
KA0234:21 | SC | 006114 | WHT | 20 | 75.A5 | XT0061:1 | CONSOLE PANEL B | 75.A6
KA0234:A1 | SC | KA0131A1 | WHT | 20 | 29.D5 | XT0089:9 | CONSOLE PANEL B | 29.D4
KA0235:11 | SC | FCE21307 | WHT | 20 | 87.B5 | XT0814M:1 | CONSOLE PANEL B | 87.B5
KA0235:21 | SC | SV21201 | WHT | 20 | 83.B5 | XT0801M:9 | CONSOLE PANEL B | 83.B5
KA0235:A1 | SC | ESTOP | WHT | 20 | 27.C6 | XT0089:4 | CONSOLE PANEL B | 28.C4
KA0235:A1 | SC | ESTOP | WHT | 20 | 27.C6 | KA0236:A1 | CONSOLE PANEL B | 27.C6
KA0235:A2 | SC | 0V | WHT | 20 | 27.C6 | KA0236:A2 | CONSOLE PANEL B | 27.C6
KA0235:A2 | SC | 0V | WHT | 20 | 27.C6 | KA0242:A2 | CONSOLE PANEL B | 27.B6
KA0236:21 | SC | UA1200J21 | WHT | 20 | 27.C2 | KA0241:11 | CONSOLE PANEL B | 27.C2
KA0236:24 | SC | KA024114 | WHT | 20 | 27.C2 | KA0241:14 | CONSOLE PANEL B | 27.C2
KA0236:A1 | SC | ESTOP | WHT | 20 | 27.C6 | KA0237:A1 | CONSOLE PANEL B | 27.C6
KA0236:A2 | SC | 0V | WHT | 20 | 27.C6 | KA0237:A2 | CONSOLE PANEL B | 27.C6
KA0237:21 | SC | SV21241 | WHT | 20 | 83.C5 | XT0801M:7 | CONSOLE PANEL B | 83.C5
KA0237:A1 | SC | ESTOP | WHT | 20 | 27.C6 | KA0239:A1 | CONSOLE PANEL B | 27.C6
KA0237:A2 | SC | 0V | WHT | 20 | 27.C6 | KA0239:A2 | CONSOLE PANEL B | 27.C6
KA0239:22 | SC | KA024224 | WHT | 16 | 30.C5 | KA0242:24 | CONSOLE PANEL B | 30.C6
KA0239:A1 | SC | ESTOP | WHT | 20 | 27.C6 | KA0240:A1 | CONSOLE PANEL B | 27.C6
KA0239:A2 | SC | 0V | WHT | 20 | 27.C6 | KA0240:A2 | CONSOLE PANEL B | 27.C6
KA0240:A1 | SC | ESTOP | WHT | 20 | 27.C6 | KA0251:A1 | CONSOLE PANEL B | 27.D6
KA0240:A2 | SC | 0V | WHT | 20 | 27.C6 | KA0251:A2 | CONSOLE PANEL B | 27.D6
KA0241:11 | SC | UA1200J21 | WHT | 20 | 27.C2 | XT0805M:8 | CONSOLE PANEL B | 30.D5
KA0241:14 | SC | KA024114 | WHT | 20 | 27.C2 | KA0231:21 | CONSOLE PANEL B | 27.C2
KA0241:A1 | SC | KA0241A1 | WHT | 20 | 27.A6 | KA0242:A1 | CONSOLE PANEL B | 27.B6
KA0241:A2 | SC | 0V | WHT | 20 | 27.A6 | KA0242:A2 | CONSOLE PANEL B | 27.B6
KA0242:11 | SC | KT014618 | WHT | 20 | 29.C3 | KA0231:11 | CONSOLE PANEL B | 29.C3
KA0242:11 | SC | KT014618 | WHT | 20 | 29.C3 | KT0146:18 | CONSOLE PANEL B | 29.B2
KA0242:14 | SC | KA0131A1 | WHT | 20 | 29.C3 | KA0231:14 | CONSOLE PANEL B | 29.C3
KA0242:21 | SC | KA024221 | WHT | 16 | 30.C6 | XT0237:1 T2 | CONSOLE PANEL B | 30.C5
KA0243:21 | SC | KA024524 | WHT | 20 | 27.C4 | KA0245:24 | CONSOLE PANEL B | 27.C3
KA0243:A1 | SC | KA0243A1 | WHT | 20 | 26.A6 | KA0244:A1 | CONSOLE PANEL B | 26.B6
KA0243:A1 | SC | KA0243A1 | WHT | 20 | 26.A6 | XT0089:11 | CONSOLE PANEL B | 26.A5
KA0243:A2 | SC | 0V | WHT | 20 | 26.A6 | KA0244:A2 | CONSOLE PANEL B | 26.B6
KA0244:12 | SC | KT0145A1 | WHT | 20 | 25.B1 | KT0145:A1 | CONSOLE PANEL B | 25.B6
KA0244:A2 | SC | 0V | WHT | 20 | 26.B6 | KA0245:A2 | CONSOLE PANEL B | 26.C6
KA0245:A1 | SC | KA0245A1 | WHT | 20 | 26.C6 | XT0089:12 | CONSOLE PANEL B | 26.C5
KA0251:A1 | SC | ESTOP | WHT | 20 | 27.D6 | XT0089:7 | CONSOLE PANEL B | 27.D5
KA0875:11 | SC | HA047202 | WHT | 20 | 45.A5 | XT0805M:12 | CONSOLE PANEL B | 45.A5
KA0875:A2 | SC | HA047201 | WHT | 20 | 45.A5 | XT0805M:13 | CONSOLE PANEL B | 45.A5
KA1020:11 | SC | LZ10201 | WHT | 16 | 79.A5 | XT0801M:3 | CONSOLE PANEL B | 79.A5
KA1020:21 | SC | LZ10202 | WHT | 16 | 79.A5 | XT0801M:4 | CONSOLE PANEL B | 79.A5
KA1020:24 | SC | 0V | WHT | 14 | 79.A5 | XT0062:2 | CONSOLE PANEL B | 17.A2
KT0140:16 | SC | KT014115 | WHT | 20 | 24.C1 | KT0141:15 | CONSOLE PANEL B | 24.C2
KT0140:18 | SC | KT0143A1 | WHT | 20 | 24.D1 | KT0143:A1 | CONSOLE PANEL B | 24.D6
KT0140:A1 | SC | KT0140A1 | WHT | 20 | 24.A6 | KT0143:16 | CONSOLE PANEL B | 24.A5
KT0140:A2 | SC | 0V | WHT | 20 | 24.A6 | KT0141:A2 | CONSOLE PANEL B | 24.A6
KT0141:A1 | SC | KT014315 | WHT | 20 | 24.A6 | KT0143:15 | CONSOLE PANEL B | 24.A5
KT0141:A1 | SC | KT014315 | WHT | 20 | 24.A6 | KT0142:A1 | CONSOLE PANEL B | 24.A6
KT0141:A2 | SC | 0V | WHT | 20 | 24.A6 | KT0142:A2 | CONSOLE PANEL B | 24.A6
KT0142:15 | SC | FU0139 | WHT | 20 | 25.D1 | KT0145:15 | CONSOLE PANEL B | 25.D1
KT0142:A2 | SC | 0V | WHT | 20 | 24.A6 | KT0144:A2 | CONSOLE PANEL B | 24.B6
KT0145:18 | SC | KA0137A1 | WHT | 20 | 25.D1 | KT0142:18 | CONSOLE PANEL B | 25.D1
RR0941:-3.01K OHM | SC | FU0139 | LEAD | --- | 29.A2 | XT0089:13 | CONSOLE PANEL B | 29.A2
RR0941:-3.01K OHM | SC | 007404 | LEAD | --- | 29.A2 | XT0089:14 | CONSOLE PANEL B | 29.A2
RR0942:-1.0K OHM | SC | 0V | LEAD | --- | 29.A2 | XT0089:15 | CONSOLE PANEL B | 29.A2
RR0942:-1.0K OHM | SC | 007404 | LEAD | --- | 29.A2 | XT0089:14 | CONSOLE PANEL B | 29.A2
XT0062:2 | SC | 0V | WHT | 14 | 17.A2 | XT0060:1 | CONSOLE PANEL B | 18.A1
AU0060:L1 | WC0007 | AU0070L2 | ENET | CABLE | 3.B1 | AU0070:L2 | CONSOLE PANEL B | 3.A6
AF0065:36 | WC0651 | IT6212P | RED | 20 | 138.B7 | XT0065M:1 | CONSOLE PANEL B | 138.B5
AF0065:04 | WC0651 | IT6212N | BLK | 20 | 138.B7 | XT0065M:2 | CONSOLE PANEL B | 138.C5
AF0065:52 | WC0651 | IT6212S | SH | 20 | 138.B7 | XT0065M:3 | CONSOLE PANEL B | 138.C5
AF0065:12 | WC0653 | UA1200J13 | RED | 20 | 30.B7 | XT0805M:1 | CONSOLE PANEL B | 30.B5
AF0065:28 | WC0653 | UA1200J11 | BLK | 20 | 30.B7 | XT0805M:2 | CONSOLE PANEL B | 30.B5
AF0065:60 | WC0653 | UA1200S | SH | 20 | 30.B7 | XT0805M:3 | CONSOLE PANEL B | 30.B5
AF0066:02 | WC0661 | CCAO0011 | RED | 20 | 58.A7 | XT0066M:1 | CONSOLE PANEL B | 58.A5
AF0066:18 | WC0661 | CCAO0012 | BLK | 20 | 58.A7 | XT0066M:2 | CONSOLE PANEL B | 58.A5
AF0066:50 | WC0661 | CCAO001S | SH | 20 | 58.A7 | XT0066M:3 | CONSOLE PANEL B | 58.A5
AF0066:06 | WC0663 | CCAO0021 | RED | 20 | 58.A7 | XT0066M:4 | CONSOLE PANEL B | 58.A5
AF0066:22 | WC0663 | CCAO0022 | BLK | 20 | 58.A7 | XT0066M:5 | CONSOLE PANEL B | 58.B5
AF0066:54 | WC0663 | CCAO002S | SH | 20 | 58.A7 | XT0066M:6 | CONSOLE PANEL B | 58.B5
AF0066:08 | WC0664 | CCAO0031 | RED | 20 | 58.B7 | XT0066M:7 | CONSOLE PANEL B | 58.B5
AF0066:24 | WC0664 | CCAO0032 | BLK | 20 | 58.B7 | XT0066M:8 | CONSOLE PANEL B | 58.B5
AF0066:56 | WC0664 | CCAO003S | SH | 20 | 58.B7 | XT0066M:9 | CONSOLE PANEL B | 58.B5
AF0066:10 | WC0665 | CCAO0041 | RED | 20 | 58.C7 | XT0066M:10 | CONSOLE PANEL B | 58.C5
AF0066:26 | WC0665 | CCAO0042 | BLK | 20 | 58.C7 | XT0066M:11 | CONSOLE PANEL B | 58.C5
AF0066:58 | WC0665 | CCAO004S | SH | 20 | 58.C7 | XT0066M:12 | CONSOLE PANEL B | 58.C5
AF0066:12 | WC0666 | CCAO0051 | RED | 20 | 58.C7 | XT0066M:13 | CONSOLE PANEL B | 58.C5
AF0066:28 | WC0666 | CCAO0052 | BLK | 20 | 58.C7 | XT0066M:14 | CONSOLE PANEL B | 58.C5
AF0066:60 | WC0666 | CCAO0015S | SH | 20 | 58.C7 | XT0066M:15 | CONSOLE PANEL B | 58.C5
AF0072:32 | WC0720 | IT6211P | RED | 20 | 137.B7 | XT0072M:1 | CONSOLE PANEL B | 137.B5
AF0072:00 | WC0720 | IT6211N | BLK | 20 | 137.B7 | XT0072M:2 | CONSOLE PANEL B | 137.C5
AF0072:48 | WC0720 | IT6211S | SH | 20 | 137.B7 | XT0072M:3 | CONSOLE PANEL B | 137.C5
AF0066:04 | WCP1 | FCE21301 | RED | 20 | 87.A7 | XT0813M:1 | CONSOLE PANEL B | 87.A5
AF0066:20 | WCP1 | FCE21302 | BLK | 20 | 87.A7 | XT0813M:2 | CONSOLE PANEL B | 87.A5
AF0066:52 | WCP1 | FCE2130S1 | SH | 20 | 87.A7 | XT0813M:3 | CONSOLE PANEL B | 87.A5
AF0074:00 | WCP2 | FCE21305 | RED | 20 | 87.A7 | XT0813M:4 | CONSOLE PANEL B | 87.A5
AF0074:16 | WCP2 | FCE21306 | BLK | 20 | 87.A7 | XT0813M:5 | CONSOLE PANEL B | 87.B5
AF0074:48 | WCP2 | FCE2130S2 | SH | 20 | 87.A7 | XT0813M:6 | CONSOLE PANEL B | 87.B5
KA0232:12 | SC | KA023212 | WHT | 20 | 45.A5 | KA0178:11 | CONSOLE F&G,C.C. | 45.A6
KA0875:14 | SC | FU0535 | WHT | 20 | 45.A5 | XT0170:1 | CONSOLE F&G,C.C. | 38.A2
KA0875:14 | SC | FU0535 | WHT | 20 | 45.A5 | KA0178:14 | CONSOLE F&G,C.C. | 45.A6
XT0089:10 | SC | KA0131A1 | WHT | 20 | 29.D4 | KA0255:A1 | CONSOLE F&G,C.C. | 41.B6
XT0089:11 | SC | KA0243A1 | WHT | 20 | 26.A5 | KA0246:A1 | CONSOLE F&G,C.C. | 41.C6
XT0089:12 | SC | KA0245A1 | WHT | 20 | 26.C5 | KA0249:A1 | CONSOLE F&G,C.C. | 41.C6
XT0089:16 | SC | KA0135A1 | WHT | 20 | 25.C5 | KA0145:A1 | CONSOLE F&G,C.C. | 41.B6
XT0089:7 | SC | ESTOP | WHT | 20 | 27.D5 | XT0120:4 | CONSOLE GEN PANEL | 32.A3
XT0089:9 | SC | KA0131A1 | WHT | 20 | 29.D4 | XT0120:5 | CONSOLE GEN PANEL | 32.B3
AU0060:L2 | WC0006 | AU0060L2 | ENET | CABLE | 3.B1 | AU0120:L1 | CONSOLE GEN PANEL | 3.B1
FU0115:LD | SC | FU0115 | WHT | 14 | 17.B1 | FU0290:LI | CONSOLE HART MPX,C.C. | 11.B5
IEG0230:2 | SC | IEG02302 | GRN | 14 | 11.C4 | AP0290:SH-OUT | CONSOLE HART MPX,C.C. | 11.B4
XT0062:4 | SC | 0V | WHT | 16 | 17.B2 | AP0290:- | CONSOLE HART MPX,C.C. | 11.B4
AF0064:00 | WC0640 | UAI06408 | RED | 20 | 84.A7 | AP0290:O:A5+ | CONSOLE HART MPX,C.C. | 84.A6
AF0064:16 | WC0640 | UAI06407 | BLK | 20 | 84.A7 | AP0290:O:C5- | CONSOLE HART MPX,C.C. | 84.A6
FLOATING | WC0640 | UAI0640S | SH | 20 | 84.B6 | AP0290:O:B5S | CONSOLE HART MPX,C.C. | 84.A6
AF0064:04 | WC0641 | UAI06418 | RED | 20 | 88.A7 | AP0290:O:A6+ | CONSOLE HART MPX,C.C. | 88.A6
AF0064:20 | WC0641 | UAI06417 | BLK | 20 | 88.A7 | AP0290:O:C6- | CONSOLE HART MPX,C.C. | 88.A6
FLOATING | WC0641 | UAI0641S | SH | 20 | 88.A6 | AP0290:O:B6S | CONSOLE HART MPX,C.C. | 88.A6
AF0065:00 | WC0650 | UAI06508 | RED | 20 | 76.A7 | AP0290:O:A1+ | CONSOLE HART MPX,C.C. | 76.A6
AF0065:16 | WC0650 | UAI06507 | BLK | 20 | 76.A7 | AP0290:O:C1- | CONSOLE HART MPX,C.C. | 76.A6
FLOATING | WC0650 | UAI0650S | SH | 20 | 76.A6 | AP0290:O:B1S | CONSOLE HART MPX,C.C. | 76.A6
AF0072:08 | WC0722 | UAI07228 | RED | 20 | 82.A7 | AP0290:O:A4+ | CONSOLE HART MPX,C.C. | 82.A6
AF0072:24 | WC0722 | UAI07227 | BLK | 20 | 82.A7 | AP0290:O:C4- | CONSOLE HART MPX,C.C. | 82.A6
FLOATING | WC0722 | UAI0722S | SH | 20 | 82.A6 | AP0290:O:B4S | CONSOLE HART MPX,C.C. | 82.A6
AF0072:12 | WC0723 | UAI07238 | RED | 20 | 80.A7 | AP0290:O:A8+ | CONSOLE HART MPX,C.C. | 80.A6
AF0072:28 | WC0723 | UAI07237 | BLK | 20 | 80.A7 | AP0290:O:C8- | CONSOLE HART MPX,C.C. | 80.A6
FLOATING | WC0723 | UAI0723S | SH | 20 | 80.A6 | AP0290:O:B8S | CONSOLE HART MPX,C.C. | 80.A6
AF0074:12 | WC0746 | UAI07468 | RED | 20 | 98.A7 | AP0290:O:A13+ | CONSOLE HART MPX,C.C. | 98.A6
AF0074:28 | WC0746 | UAI07467 | BLK | 20 | 98.A7 | AP0290:O:C13- | CONSOLE HART MPX,C.C. | 98.A6
FLOATING | WC0746 | UAI0746S | SH | 20 | 98.A6 | AP0290:O:B13S | CONSOLE HART MPX,C.C. | 98.A6
AF0074:14 | WC0747 | UAI07478 | RED | 20 | 98.A7 | AP0290:O:A14+ | CONSOLE HART MPX,C.C. | 98.A6
AF0074:30 | WC0747 | UAI07477 | BLK | 20 | 98.A7 | AP0290:O:C14- | CONSOLE HART MPX,C.C. | 98.A6
FLOATING | WC0747 | UAI0747S | SH | 20 | 98.B6 | AP0290:O:B14S | CONSOLE HART MPX,C.C. | 98.A6
AF0075:04 | WC0751 | UAI07518 | RED | 20 | 88.A7 | AP0290:O:A7+ | CONSOLE HART MPX,C.C. | 88.A6
AF0075:20 | WC0751 | UAI07517 | BLK | 20 | 88.A7 | AP0290:O:C7- | CONSOLE HART MPX,C.C. | 88.A6
FLOATING | WC0751 | UAI0751S | SH | 20 | 88.B6 | AP0290:O:B7S | CONSOLE HART MPX,C.C. | 88.A6
AF0075:08 | WC0752 | UAI07528 | RED | 20 | 86.B7 | AP0290:O:A11+ | CONSOLE HART MPX,C.C. | 86.B6
AF0075:24 | WC0752 | UAI07527 | BLK | 20 | 86.B7 | AP0290:O:C11- | CONSOLE HART MPX,C.C. | 86.B6
FLOATING | WC0752 | UAI0752S | SH | 20 | 86.B6 | AP0290:O:B11S | CONSOLE HART MPX,C.C. | 86.B6
AF0075:12 | WC0753 | UAI07538 | RED | 20 | 76.B7 | AP0290:O:A2+ | CONSOLE HART MPX,C.C. | 76.B6
AF0075:28 | WC0753 | UAI07537 | BLK | 20 | 76.B7 | AP0290:O:C2- | CONSOLE HART MPX,C.C. | 76.B6
FLOATING | WC0753 | UAI0753S | SH | 20 | 76.B6 | AP0290:O:B2S | CONSOLE HART MPX,C.C. | 76.B6
IEG0230:10 | SC | IEG023010 | GRN | 14 | 16.B2 | UV0672:IE | CONSOLE ISOLATOR PANEL | 16.B2
IEG0230:11 | SC | IEG023011 | GRN | 14 | 16.C2 | UV0673:IE | CONSOLE ISOLATOR PANEL | 16.C2
IEG0230:12 | SC | IEG023012 | GRN | 14 | 16.D2 | UV0674:IE | CONSOLE ISOLATOR PANEL | 16.D2
IEG0230:9 | SC | IEG02309 | GRN | 14 | 16.A2 | UV0671:IE | CONSOLE ISOLATOR PANEL | 16.A2
AF0068:45 | WC2100 | 006845 | RED | 20 | 78.A7 | UAI0666:-7 | CONSOLE ISOLATOR PANEL | 78.A5
AF0068:29 | WC2100 | 006829 | WHT | 20 | 78.A7 | UAI0666:-5 | CONSOLE ISOLATOR PANEL | 78.A5
AF0068:28 | WC2100 | 006828 | BLK | 20 | 78.A7 | UAI0666:+6 | CONSOLE ISOLATOR PANEL | 78.A5
AF0068:60 | WC2100 | 006860 | SH | 20 | 78.A7 | FLOATING | CONSOLE ISOLATOR PANEL | 78.B6
AF0068:00 | WC2101 | 006800 | RED | 20 | 78.B7 | UAI0660:7+ | CONSOLE ISOLATOR PANEL | 78.B5
AF0068:01 | WC2101 | 006801 | BLK | 20 | 78.B7 | UAI0660:8- | CONSOLE ISOLATOR PANEL | 78.B5
AF0068:48 | WC2101 | 006848 | SH | 20 | 78.B7 | FLOATING | CONSOLE ISOLATOR PANEL | 78.B6
AF0073:00 | WC2102 | 007300 | RED | 20 | 78.B7 | UAI0730:7+ | CONSOLE ISOLATOR PANEL | 78.B5
AF0073:01 | WC2102 | 007301 | BLK | 20 | 78.B7 | UAI0730:8- | CONSOLE ISOLATOR PANEL | 78.B5
AF0073:48 | WC2102 | 007348 | SH | 20 | 78.B7 | FLOATING | CONSOLE ISOLATOR PANEL | 78.C6
AF0068:02 | WC2103 | 006802 | RED | 20 | 78.C7 | UAI0661:7+ | CONSOLE ISOLATOR PANEL | 78.C5
AF0068:03 | WC2103 | 006803 | BLK | 20 | 78.C7 | UAI0661:8- | CONSOLE ISOLATOR PANEL | 78.C5
AF0068:50 | WC2103 | 006850 | SH | 20 | 78.C7 | FLOATING | CONSOLE ISOLATOR PANEL | 78.C6
AF0073:02 | WC2104 | 007302 | RED | 20 | 78.C7 | UAI0731:7+ | CONSOLE ISOLATOR PANEL | 78.C5
AF0073:03 | WC2104 | 007303 | BLK | 20 | 78.C7 | UAI0731:8- | CONSOLE ISOLATOR PANEL | 78.C5
AF0073:50 | WC2104 | 007350 | SH | 20 | 78.C7 | FLOATING | CONSOLE ISOLATOR PANEL | 78.D6
AF0068:04 | WC2105 | 006804 | RED | 20 | 78.D7 | UAI0662:7+ | CONSOLE ISOLATOR PANEL | 78.D5
AF0068:05 | WC2105 | 006805 | BLK | 20 | 78.D7 | UAI0662:8- | CONSOLE ISOLATOR PANEL | 78.D5
AF0068:52 | WC2105 | 006852 | SH | 20 | 78.D7 | FLOATING | CONSOLE ISOLATOR PANEL | 78.D6
AF0073:04 | WC2106 | 007304 | RED | 20 | 78.D7 | UAI0732:7+ | CONSOLE ISOLATOR PANEL | 78.D5
AF0073:05 | WC2106 | 007305 | BLK | 20 | 78.D7 | UAI0732:8- | CONSOLE ISOLATOR PANEL | 78.D5
AF0073:52 | WC2106 | 007352 | SH | 20 | 78.D7 | FLOATING | CONSOLE ISOLATOR PANEL | 78.D6
AF0073:45 | WC2129 | UAI073645 | RED | 20 | 81.D7 | UAI0736:-7 | CONSOLE ISOLATOR PANEL | 81.D5
AF0073:29 | WC2129 | UAI073629 | WHT | 20 | 81.D7 | UAI0736:-5 | CONSOLE ISOLATOR PANEL | 81.D5
AF0073:28 | WC2129 | UAI073628 | BLK | 20 | 81.D7 | UAI0736:+6 | CONSOLE ISOLATOR PANEL | 81.D5
AF0073:60 | WC2129 | 007460 | SH | 20 | 81.D7 | FLOATING | CONSOLE ISOLATOR PANEL | 81.D6
AF0076:15 | SC | KA723713 | WHT | 20 | 59.C7 | KA7237:13(+) | CONSOLE PANEL A | 59.C6
AF0076:31 | SC | KA723714 | WHT | 20 | 59.C7 | KA7237:14(-) | CONSOLE PANEL A | 59.C6
FU0210:LI | SC | FU0136 | WHT | 14 | 17.A2 | XT0002:1 | CONSOLE PANEL A | 14.A4
IEG0230:0 | SC | IEG0230G | GRN | 8 | 9.B2 | IEG0010:1 | CONSOLE PANEL A | 9.B2
KA0130:14 | SC | KA013014 | WHT | 20 | 30.D6 | AF0081:03 | CONSOLE PANEL A | 30.C7
KA0130:A1 | SC | KA0130A1 | WHT | 20 | 30.C5 | AF0081:35 | CONSOLE PANEL A | 30.C7
KA0131:11 | SC | KA0135A1 | WHT | 20 | 25.C4 | KA0135:A1 | CONSOLE PANEL A | 25.C6
KA0131:14 | SC | KA013114 | WHT | 20 | 25.C4 | AF0092:06 | CONSOLE PANEL A | 25.C3
KA0131:A2 | SC | KA0131A2 | WHT | 20 | 29.C5 | AF0081:24 | CONSOLE PANEL A | 29.B6
KA0132:11 | SC | FU0139 | WHT | 20 | 24.A1 | XT0081:1 | CONSOLE PANEL A | 24.A2
KA0133:A1 | SC | KA0133A1 | WHT | 20 | 24.B6 | AF0092:02 | CONSOLE PANEL A | 24.B4
KA0134:A1 | SC | KA0134A1 | WHT | 20 | 24.D6 | AF0091:12 | CONSOLE PANEL A | 24.D5
KA0136:21 | SC | KA013621 | WHT | 20 | 24.D3 | AF0087:43 | CONSOLE PANEL A | 24.D3
KA0136:24 | SC | KA013624 | WHT | 20 | 24.D3 | AF0087:11 | CONSOLE PANEL A | 24.D3
KA0137:24 | SC | KA013112 | WHT | 20 | 25.C1 | AF0087:09 | CONSOLE PANEL A | 25.C2
KA0137:A2 | SC | 0V | WHT | 20 | 25.D6 | KA0135:A2 | CONSOLE PANEL A | 25.C6
KA0138:14 | SC | FU0388 | WHT | 16 | 100.C6 | FU0388:LD | CONSOLE PANEL A | 22.B1
KA0141:11 | SC | KA014111 | WHT | 20 | 29.A5 | AF0091:39 | CONSOLE PANEL A | 29.A6
KA0141:14 | SC | KA014114 | WHT | 20 | 29.A5 | AF0091:07 | CONSOLE PANEL A | 29.A6
KA0141:24 | SC | KA014124 | WHT | 20 | 29.B5 | AF0081:40 | CONSOLE PANEL A | 29.B6
KA0221:14 | SC | 009502 | WHT | 20 | 83.B6 | AF0095:02 | CONSOLE PANEL A | 83.B7
KA0236:11 | SC | FU0139 | WHT | 20 | 27.A2 | XT0081:5 | CONSOLE PANEL A | 27.A3
KA0237:11 | SC | KA023711 | WHT | 20 | 89.B5 | AF0092:15 | CONSOLE PANEL A | 89.B7
KA0239:11 | SC | KA023911 | WHT | 20 | 27.B5 | AF0081:41 | CONSOLE PANEL A | 27.B6
KA0239:14 | SC | KA023914 | WHT | 20 | 27.B5 | AF0081:09 | CONSOLE PANEL A | 27.B6
KA0240:21 | SC | SH0472X2 | WHT | 20 | 48.C6 | AF0092:13 | CONSOLE PANEL A | 48.C7
KA0240:22 | SC | KA024022 | WHT | 20 | 48.C6 | AF0092:45 | CONSOLE PANEL A | 48.C7
KA0241:A1 | SC | KA0241A1 | WHT | 20 | 27.A6 | XT0081:7 | CONSOLE PANEL A | 27.A3
KA0241:A2 | SC | 0V | WHT | 20 | 27.A6 | XT0080:9 | CONSOLE PANEL A | 27.A6
KA0243:11 | SC | KA024311 | WHT | 20 | 26.D6 | AF0081:33 | CONSOLE PANEL A | 26.D7
KA0243:14 | SC | KA024314 | WHT | 20 | 26.D6 | AF0081:01 | CONSOLE PANEL A | 26.D7
KA0243:A2 | SC | 0V | WHT | 20 | 26.A6 | XT0080:8 | CONSOLE PANEL A | 26.A6
KA0244:11 | SC | FU0139 | WHT | 20 | 25.B1 | XT0081:2 | CONSOLE PANEL A | 25.A2
KA0245:11 | SC | KA024511 | WHT | 20 | 26.D6 | AF0081:34 | CONSOLE PANEL A | 26.D7
KA0245:14 | SC | KA024514 | WHT | 20 | 26.D6 | AF0081:02 | CONSOLE PANEL A | 26.D7
KA0875:A1 | SC | 009212 | WHT | 20 | 45.A5 | AF0092:12 | CONSOLE PANEL A | 45.A6
KA2160:A1 | SC | KA2160A1 | WHT | 20 | 21.A5 | AF0092:04 | CONSOLE PANEL A | 21.A6
KA2160:A2 | SC | KA2160A2 | WHT | 20 | 21.A5 | AF0092:20 | CONSOLE PANEL A | 21.A6
KA2161:A1 | SC | KA2161A1 | WHT | 20 | 21.B5 | AF0092:07 | CONSOLE PANEL A | 21.A6
KA2161:A2 | SC | KA2161A2 | WHT | 20 | 21.B5 | AF0092:23 | CONSOLE PANEL A | 21.A6
KT0140:A2 | SC | 0V | WHT | 20 | 24.A6 | XT0080:6 | CONSOLE PANEL A | 24.A6
KT0145:A2 | SC | 0V | WHT | 20 | 25.B6 | KA0135:A2 | CONSOLE PANEL A | 25.C6
KT0145:A2 | SC | 0V | WHT | 20 | 25.B6 | XT0080:7 | CONSOLE PANEL A | 25.A6
KT0146:18 | SC | KT014618 | WHT | 20 | 29.B2 | AF0081:08 | CONSOLE PANEL A | 29.B6
XT0062:1 | SC | 0V | WHT | 12 | 17.A2 | XT0003:1 | CONSOLE PANEL A | 14.A4
XT0089:13 | SC | FU0139 | WHT | 20 | 29.A2 | XT0081:1 | CONSOLE PANEL A | 24.A2
XT0089:15 | SC | 0V | WHT | 20 | 29.A2 | XT0080:6 | CONSOLE PANEL A | 24.A6
XT0089:16 | SC | KA0135A1 | WHT | 20 | 25.C5 | KA0135:A1 | CONSOLE PANEL A | 25.C6
XT0089:6 | SC | ESTOPE | WHT | 20 | 28.D4 | AF0081:07 | CONSOLE PANEL A | 28.B6
XT0801M:1 | SC | PDS15003 | WHT | 20 | 76.D5 | AF0081:06 | CONSOLE PANEL A | 76.D7
XT0801M:10 | SC | SV21202 | WHT | 20 | 83.B5 | AF0095:18 | CONSOLE PANEL A | 83.B7
XT0801M:2 | SC | PDS15002 | WHT | 20 | 76.D5 | AF0081:38 | CONSOLE PANEL A | 76.D7
XT0801M:5 | SC | LZ1020C | WHT | 20 | 79.A5 | AF0082:33 | CONSOLE PANEL A | 79.A7
XT0801M:6 | SC | LZ1020NO | WHT | 20 | 79.A5 | AF0082:01 | CONSOLE PANEL A | 79.A7
XT0805M:11 | SC | 0V | WHT | 20 | 30.D5 | XT0082:4 | CONSOLE PANEL A | 22.B1
XT0805M:13 | SC | HA047201 | WHT | 20 | 45.A5 | AF0092:28 | CONSOLE PANEL A | 45.A6
XT0805M:7 | SC | UA1200J27 | WHT | 20 | 30.D5 | AF0081:19 | CONSOLE PANEL A | 30.C7
XT0805M:8 | SC | UA1200J21 | WHT | 20 | 30.D5 | AF0081:00 | CONSOLE PANEL A | 30.D7
XT0805M:9 | SC | FU0389 | WHT | 16 | 30.D5 | FU0389:LD | CONSOLE PANEL A | 22.B1
AU0070:L1 | WC0008 | AU0080L2 | ENET | CABLE | 3.A6 | AU0080:L2 | CONSOLE PANEL A | 3.A4
IEG0230:6 | SC | IEG02306 | GRN | 12 | 10.B6 | AR0600:IE2 | CONSOLE PLC PANEL | 10.A1
IEG0230:7 | SC | IEG02307 | GRN | 14 | 9.B4 | GR0234: | CONSOLE PLC PANEL | 9.B4
KA0136:A1 | SC | PS32002 | WHT | 20 | 24.C6 | XT0802M:2 | CONSOLE SCREW TERMINALS,C.C. | 96.D5
KA0138:11 | SC | KM3170EP | WHT | 20 | 100.C6 | XT0080M:1 | CONSOLE SCREW TERMINALS,C.C. | 100.C5
KA0237:14 | SC | SV70001 | WHT | 20 | 89.B5 | XT0092M:7 | CONSOLE SCREW TERMINALS,C.C. | 89.B4
KA0240:11 | SC | PS32004 | WHT | 20 | 96.D6 | XT0802M:3 | CONSOLE SCREW TERMINALS,C.C. | 96.D5
KA0240:14 | SC | UF1300 | WHT | 20 | 96.D6 | XT0802M:5 | CONSOLE SCREW TERMINALS,C.C. | 96.D6
KA0243:24 | SC | ESTOPD | WHT | 20 | 27.C4 | XT0089M:1 | CONSOLE SCREW TERMINALS,C.C. | 28.B4
KA2160:11 | SC | KA216011 | WHT | 20 | 21.A5 | XT0092M:4 | CONSOLE SCREW TERMINALS,C.C. | 21.A5
KA2160:14 | SC | KA216014 | WHT | 20 | 21.A5 | XT0092M:3 | CONSOLE SCREW TERMINALS,C.C. | 21.A5
KA2161:11 | SC | KA216111 | WHT | 20 | 21.B5 | XT0092M:6 | CONSOLE SCREW TERMINALS,C.C. | 21.B5
KA2161:14 | SC | KA216114 | WHT | 20 | 21.B5 | XT0092M:5 | CONSOLE SCREW TERMINALS,C.C. | 21.B5
XT0089:1 | SC | ESTOPB | WHT | 20 | 28.B4 | XT0098M:23 | CONSOLE SCREW TERMINALS,C.C. | 49.C5
XT0089:2 | SC | ESTOPA | WHT | 20 | 28.C4 | XT0098M:24 | CONSOLE SCREW TERMINALS,C.C. | 49.C5
XT0089:5 | SC | SB7512NC1 | WHT | 20 | 28.D4 | XT0089M:4 | CONSOLE SCREW TERMINALS,C.C. | 28.B4
KA0236:12 | SC | KA023612 | WHT | 20 | 27.A2 | XT0563:3 | CONSOLE TCP POWER | 54.B6
XT0089:1 | SC | ESTOPB | WHT | 20 | 28.B4 | XT0563:2 | CONSOLE TCP POWER | 54.D6
SolarTools ver. 24.0.84.24712 (Jul 31, 2025)
Report date: 4/9/2026 11:28 AM

## CONSOLE PLC PANEL
CONSOLE PLC PANEL
CONTROL CONSOLE, PLC PANEL
Project # | 4M181
Project Name | PIC PROJECT PHASE 4 DEVELOPMENT
Revision | B.6
Controls DE | J. SHORTER
Phone:
Controls ME | S. LOZA
Phone:
From | [5 empty] | To
Device ID | Cable (W) Conductor (SC) Jumper Clip (JC) | Wire No. | Wire ID | Gauge/Size | Page/Zone | Device ID | Location | Page/Zone
XT0051:1 | JC | FU0136 | CLIP | --- | 5.A4 | XT0051:2 | CONSOLE PLC PANEL | 5.B4
XT0051:2 | JC | FU0136 | CLIP | --- | 5.B4 | XT0051:3 | CONSOLE PLC PANEL | 5.B4
XT0051:3 | JC | FU0136 | CLIP | --- | 5.B4 | XT0051:4 | CONSOLE PLC PANEL | 5.C4
XT0051:5 | JC | 0V | CLIP | --- | 5.A3 | XT0051:6 | CONSOLE PLC PANEL | 5.B3
XT0051:6 | JC | 0V | CLIP | --- | 5.B3 | XT0051:7 | CONSOLE PLC PANEL | 5.C3
XT0051:7 | JC | 0V | CLIP | --- | 5.C3 | XT0051:8 | CONSOLE PLC PANEL | 5.C3
AR0600:IE1 | SC | UV0600G | GRN | 14 | 10.A1 | UV0600:GND | CONSOLE PLC PANEL | 10.B2
AT0680:NEG | SC | 0V | WHT | 14 | 8.A5 | XT0680:2 | CONSOLE PLC PANEL | 8.A4
AT0680:POS | SC | AT0680POS | WHT | 14 | 8.A5 | XT0680:1 | CONSOLE PLC PANEL | 8.A4
BA0001:V1(-) | SC | 0V | WHT | 16 | 5.A2 | XT0051:5 | CONSOLE PLC PANEL | 5.A3
BA0001:V1(+) | SC | FU0021 | WHT | 16 | 5.A2 | FU0021:LD | CONSOLE PLC PANEL | 5.A3
BA0002:V1(-) | SC | 0V | WHT | 16 | 5.B2 | XT0051:6 | CONSOLE PLC PANEL | 5.B3
BA0002:V1(+) | SC | FU0022 | WHT | 16 | 5.B2 | FU0022:LD | CONSOLE PLC PANEL | 5.B3
FU0010:LD | SC | FU0010 | WHT | 14 | 10.B1 | UV0600:(+) | CONSOLE PLC PANEL | 10.B2
FU0021:LI | SC | FU0136 | WHT | 16 | 5.A3 | XT0051:1 | CONSOLE PLC PANEL | 5.A4
FU0022:LI | SC | FU0136 | WHT | 16 | 5.B3 | XT0051:2 | CONSOLE PLC PANEL | 5.B4
FU0680:LD | SC | AT0680POS | WHT | 14 | 8.A4 | XT0680:1 | CONSOLE PLC PANEL | 8.A4
FU0680:LI | SC | FU0136 | WHT | 14 | 8.A4 | XT0051:4 | CONSOLE PLC PANEL | 5.C4
XT0680:2 | SC | 0V | WHT | 14 | 8.A4 | XT0051:8 | CONSOLE PLC PANEL | 5.C3
AP0602:L2 | WC0001 | AP0602L2 | ENET | CABLE | 3.A2 | AP0603:L1 | CONSOLE PLC PANEL | 3.A3
AP0609:L1 | WC0680 | AP0609L1 | ENET | CABLE | 4.A2 | AT0680:LAN1 | CONSOLE PLC PANEL | 4.A2
AP0602:L1 | WC9001 | BA0001RJ45 | ENET | CABLE | 3.A2 | BA0001:RJ45 | CONSOLE PLC PANEL | 3.A2
AT0680:LAN2 | WC0019 | AT0680LAN2 | ENET | CABLE | 4.A2 | AT0190:ENET | CONSOLE | 4.A6
BA0002:RJ45 | WC0014 | AT0140P2 | ENET | CABLE | 3.C6 | AT0140:P2 | CONSOLE GEN PANEL | 3.C3
FU0010:LI | SC | FU0136 | WHT | 16 | 10.B1 | XT0002:4 | CONSOLE PANEL A | 14.A4
UV0600:(-) | SC | 0V | WHT | 14 | 10.B2 | XT0003:4 | CONSOLE PANEL A | 14.B4
XT0051:1 | SC | FU0136 | WHT | 16 | 5.A4 | XT0002:7 | CONSOLE PANEL A | 14.B4
XT0051:5 | SC | 0V | WHT | 14 | 5.A3 | XT0003:7 | CONSOLE PANEL A | 14.B4
AP0603:L2 | WC0003 | AP0603L2 | ENET | CABLE | 3.A3 | AU0090:L1 | CONSOLE PANEL A | 3.A3
AR0600:IE2 | SC | IEG02306 | GRN | 12 | 10.A1 | IEG0230:6 | CONSOLE PANEL B | 10.B6
GR0234: | SC | IEG02307 | GRN | 14 | 9.B4 | IEG0230:7 | CONSOLE PANEL B | 9.B4
AP0608:ENET | WC0606 | AP0608ENET | ENET | CABLE | 20.D6 | AP0615:PORT A | ORBIT 60^DOOR PANEL | 20.D1
SolarTools ver. 24.0.84.24712 (Jul 31, 2025)
Report date: 4/9/2026 11:28 AM

## CONSOLE SCREW TERMINALS,C.C.
CONSOLE SCREW TERMINALS,C.C.
CONTROL CONSOLE, SCREW TERMINALS
Project # | 4M181
Project Name | PIC PROJECT PHASE 4 DEVELOPMENT
Revision | B.6
Controls DE | J. SHORTER
Phone:
Controls ME | S. LOZA
Phone:
From | [5 empty] | To
Device ID | Cable (W) Conductor (SC) Jumper Clip (JC) | Wire No. | Wire ID | Gauge/Size | Page/Zone | Device ID | Location | Page/Zone
XT0089M:2 | SC | JP0 | VIO | 20 | 28.B4 | XT0089M:1 | CONSOLE SCREW TERMINALS,C.C. | 28.B4
XT0089M:4 | SC | JP2 | VIO | 20 | 28.B4 | XT0089M:3 | CONSOLE SCREW TERMINALS,C.C. | 28.B4
GR0090: | SC | GR0090 | GRN/YEL | 14 | 9.C4 | FRAME | CONSOLE SCREW TERMINALS,C.C. | 9.C4
GR0091: | SC | GR0091 | GRN/YEL | 14 | 9.C4 | FRAME | CONSOLE SCREW TERMINALS,C.C. | 9.C5
XT0122M:1 | SC | CCPMS1 | WHT | 20 | 107.C4 | AF0122:37 | CONSOLE GEN PANEL | 107.C7
XT0122M:2 | SC | CCPMS2 | WHT | 20 | 107.C4 | AF0122:05 | CONSOLE GEN PANEL | 107.C7
XT0080M:2 | SC | 0V | WHT | 20 | 100.C5 | XT0082:4 | CONSOLE PANEL A | 22.B1
XT0089M:3 | SC | SB7512C1 | WHT | 20 | 28.B4 | AF0081:39 | CONSOLE PANEL A | 28.B6
XT0090M:1 | SC | KA72511 | WHT | 20 | 59.B5 | KA7251:1 | CONSOLE PANEL A | 59.B5
XT0090M:10 | SC | KA72402 | WHT | 20 | 59.D5 | KA7240:2 | CONSOLE PANEL A | 59.D5
XT0090M:2 | SC | KA72512 | WHT | 20 | 59.B5 | KA7251:2 | CONSOLE PANEL A | 59.B5
XT0090M:3 | SC | KA72371 | WHT | 20 | 59.C5 | KA7237:1 | CONSOLE PANEL A | 59.C5
XT0090M:4 | SC | KA72372 | WHT | 20 | 59.C5 | KA7237:2 | CONSOLE PANEL A | 59.C5
XT0090M:5 | SC | KA72381 | WHT | 20 | 59.C5 | KA7238:1 | CONSOLE PANEL A | 59.C5
XT0090M:6 | SC | KA72382 | WHT | 20 | 59.C5 | KA7238:2 | CONSOLE PANEL A | 59.C5
XT0090M:7 | SC | KA72391 | WHT | 20 | 59.D5 | KA7239:1 | CONSOLE PANEL A | 59.D5
XT0090M:8 | SC | KA72392 | WHT | 20 | 59.D5 | KA7239:2 | CONSOLE PANEL A | 59.D5
XT0090M:9 | SC | KA72401 | WHT | 20 | 59.D5 | KA7240:1 | CONSOLE PANEL A | 59.D5
XT0092M:1 | SC | KA7000A1 | WHT | 20 | 62.B5 | AF0092:00 | CONSOLE PANEL A | 62.B7
XT0092M:2 | SC | KA7000A2 | WHT | 20 | 62.B5 | AF0092:16 | CONSOLE PANEL A | 62.B7
XT0092M:8 | SC | SV70002 | WHT | 20 | 89.B4 | AF0092:31 | CONSOLE PANEL A | 89.B7
XT0098M:1 | SC | SH047113 | WHT | 20 | 48.A5 | AF0087:32 | CONSOLE PANEL A | 48.A7
XT0098M:10 | SC | KA0241A1 | WHT | 20 | 48.C5 | XT0081M:2 | CONSOLE PANEL A | 27.A2
XT0098M:11 | SC | SH0472X2 | WHT | 20 | 48.C5 | AF0092:13 | CONSOLE PANEL A | 48.C7
XT0098M:12 | SC | SH0472X1 | WHT | 20 | 48.C5 | AF0092:29 | CONSOLE PANEL A | 48.C7
XT0098M:13 | SC | SB047111 | WHT | 20 | 48.D5 | AF0087:34 | CONSOLE PANEL A | 48.D7
XT0098M:14 | SC | SB047112 | WHT | 20 | 48.D5 | AF0087:02 | CONSOLE PANEL A | 48.D7
XT0098M:15 | SC | SB047313 | WHT | 20 | 48.D5 | AF0087:35 | CONSOLE PANEL A | 48.D7
XT0098M:16 | SC | SB047314 | WHT | 20 | 48.D5 | AF0087:03 | CONSOLE PANEL A | 48.D7
XT0098M:17 | SC | SB047413 | WHT | 20 | 49.A5 | AF0087:36 | CONSOLE PANEL A | 49.A7
XT0098M:18 | SC | SB047414 | WHT | 20 | 49.A5 | AF0087:04 | CONSOLE PANEL A | 49.A7
XT0098M:19 | SC | SA0471B213 | WHT | 20 | 49.A5 | AF0087:39 | CONSOLE PANEL A | 49.A7
XT0098M:2 | SC | SH047114 | WHT | 20 | 48.A5 | AF0087:00 | CONSOLE PANEL A | 48.A7
XT0098M:20 | SC | SA0471B214 | WHT | 20 | 49.A5 | AF0087:07 | CONSOLE PANEL A | 49.A7
XT0098M:21 | SC | SA0471B113 | WHT | 20 | 49.B5 | AF0087:40 | CONSOLE PANEL A | 49.B7
XT0098M:22 | SC | SA0471B114 | WHT | 20 | 49.B5 | AF0087:08 | CONSOLE PANEL A | 49.B7
XT0098M:25 | SC | SB0472B211 | WHT | 20 | 49.B5 | AF0081:36 | CONSOLE PANEL A | 49.B7
XT0098M:26 | SC | SB0472B212 | WHT | 20 | 49.B5 | AF0081:04 | CONSOLE PANEL A | 49.B7
XT0098M:27 | SC | SA0472B213 | WHT | 20 | 46.C5 | AF0091:46 | CONSOLE PANEL A | 46.C7
XT0098M:28 | SC | SA0472B214 | WHT | 20 | 46.C5 | AF0091:14 | CONSOLE PANEL A | 46.C7
XT0098M:29 | SC | SA0472B113 | WHT | 20 | 46.C5 | AF0091:47 | CONSOLE PANEL A | 46.C7
XT0098M:3 | SC | SH0471X2 | WHT | 20 | 48.A5 | AF0093:15 | CONSOLE PANEL A | 48.A7
XT0098M:30 | SC | SA0472B114 | WHT | 20 | 46.C5 | AF0091:15 | CONSOLE PANEL A | 46.C7
XT0098M:31 | SC | FU0136 | WHT | 14 | 47.D5 | XT0002:6 | CONSOLE PANEL A | 14.B4
XT0098M:32 | SC | 0V | WHT | 14 | 47.D5 | XT0003:6 | CONSOLE PANEL A | 14.B4
XT0098M:33 | SC | AT1100G | GRN/YEL | 14 | 47.D5 | PEG0130:4 | CONSOLE PANEL A | 47.D6
XT0098M:4 | SC | SH0471X1 | WHT | 20 | 48.A5 | AF0093:31 | CONSOLE PANEL A | 48.A7
XT0098M:5 | SC | SH047011 | WHT | 20 | 48.B5 | AF0087:33 | CONSOLE PANEL A | 48.B7
XT0098M:6 | SC | SH047012 | WHT | 20 | 48.B5 | AF0087:01 | CONSOLE PANEL A | 48.B7
XT0098M:7 | SC | SH0470X2 | WHT | 20 | 48.B5 | AF0093:06 | CONSOLE PANEL A | 48.B7
XT0098M:8 | SC | SH0470X1 | WHT | 20 | 48.C5 | AF0093:22 | CONSOLE PANEL A | 48.B7
XT0098M:9 | SC | FU0139 | WHT | 20 | 48.C5 | XT0081M:1 | CONSOLE PANEL A | 27.A2
XT0802M:1 | SC | FU0139 | WHT | 20 | 96.D5 | XT0081:4 | CONSOLE PANEL A | 27.A3
XT0080M:1 | SC | KM3170EP | WHT | 20 | 100.C5 | KA0138:11 | CONSOLE PANEL B | 100.C6
XT0089M:1 | SC | ESTOPD | WHT | 20 | 28.B4 | KA0243:24 | CONSOLE PANEL B | 27.C4
XT0089M:4 | SC | SB7512NC1 | WHT | 20 | 28.B4 | XT0089:5 | CONSOLE PANEL B | 28.D4
XT0092M:3 | SC | KA216014 | WHT | 20 | 21.A5 | KA2160:14 | CONSOLE PANEL B | 21.A5
XT0092M:4 | SC | KA216011 | WHT | 20 | 21.A5 | KA2160:11 | CONSOLE PANEL B | 21.A5
XT0092M:5 | SC | KA216114 | WHT | 20 | 21.B5 | KA2161:14 | CONSOLE PANEL B | 21.B5
XT0092M:6 | SC | KA216111 | WHT | 20 | 21.B5 | KA2161:11 | CONSOLE PANEL B | 21.B5
XT0092M:7 | SC | SV70001 | WHT | 20 | 89.B4 | KA0237:14 | CONSOLE PANEL B | 89.B5
XT0098M:23 | SC | ESTOPB | WHT | 20 | 49.C5 | XT0089:1 | CONSOLE PANEL B | 28.B4
XT0098M:24 | SC | ESTOPA | WHT | 20 | 49.C5 | XT0089:2 | CONSOLE PANEL B | 28.C4
XT0802M:2 | SC | PS32002 | WHT | 20 | 96.D5 | KA0136:A1 | CONSOLE PANEL B | 24.C6
XT0802M:3 | SC | PS32004 | WHT | 20 | 96.D5 | KA0240:11 | CONSOLE PANEL B | 96.D6
XT0802M:5 | SC | UF1300 | WHT | 20 | 96.D6 | KA0240:14 | CONSOLE PANEL B | 96.D6
XT0089M:2 | SC | ESTOPC | WHT | 20 | 28.B4 | XT0563:1 | CONSOLE TCP POWER | 54.D6
SolarTools ver. 24.0.84.24712 (Jul 31, 2025)
Report date: 4/9/2026 11:28 AM

## CONSOLE SWITCH PANEL
CONSOLE SWITCH PANEL
CONTROL CONSOLE, GEN SWITCH PANEL
Project # | 4M181
Project Name | PIC PROJECT PHASE 4 DEVELOPMENT
Revision | B.6
Controls DE | J. SHORTER
Phone:
Controls ME | S. LOZA
Phone:
From | [5 empty] | To
Device ID | Cable (W) Conductor (SC) Jumper Clip (JC) | Wire No. | Wire ID | Gauge/Size | Page/Zone | Device ID | Location | Page/Zone
HS0470:11 | SC | JR04701 | RED | 16 | 105.B5 | HS0470:15 | CONSOLE SWITCH PANEL | 105.B5
HS0470:24 | SC | JR04702 | RED | 16 | 105.B5 | HS0470:31 | CONSOLE SWITCH PANEL | 105.B5
HS0470:54 | SC | JR04703 | RED | 16 | 105.B5 | HS0470:61 | CONSOLE SWITCH PANEL | 105.B5
HS0470:75 | SC | JR04704 | RED | 16 | 105.B5 | HS0470:71 | CONSOLE SWITCH PANEL | 105.B5
HL0470:X1 | SC | HS047076 | WHT | 16 | 105.C4 | HS0470:76 | CONSOLE SWITCH PANEL | 105.B5
HL0470:X2 | SC | 0V | WHT | 16 | 105.C4 | HL0471:X2 | CONSOLE SWITCH PANEL | 105.C4
HL0471:X1 | SC | HS047078 | WHT | 16 | 105.C4 | HS0470:78 | CONSOLE SWITCH PANEL | 105.B5
HL0701:2 | SC | 0V | WHT | 16 | 51.C3 | HL0702:2 | CONSOLE SWITCH PANEL | 51.C3
HL0703: | SC | BUSMETERA | RED | 16 | 52.A5 | PF0700:2 | CONSOLE SWITCH PANEL | 52.A4
HL0703: | SC | PF07008 | RED | 16 | 52.A5 | SA0700:12 | CONSOLE SWITCH PANEL | 52.A5
HL0704: | SC | BUSMETERC | RED | 16 | 52.A5 | PF0700:1 | CONSOLE SWITCH PANEL | 52.A4
HL0704: | SC | PF07007 | RED | 16 | 52.A5 | SA0700:16 | CONSOLE SWITCH PANEL | 52.A5
HL0705:2 | SC | 0V | WHT | 16 | 51.D3 | HL0706:2 | CONSOLE SWITCH PANEL | 51.D3
SA0700:12 | SC | PF07008 | RED | 16 | 52.A5 | PF0700:8 | CONSOLE SWITCH PANEL | 52.A4
SA0700:13 | SC | VGENA | RED | 16 | 52.A5 | SA0770:18 | CONSOLE SWITCH PANEL | 52.B6
SA0700:16 | SC | PF07007 | RED | 16 | 52.A5 | PF0700:7 | CONSOLE SWITCH PANEL | 52.A4
SA0700:17 | SC | VGENC | RED | 16 | 52.A5 | SA0770:24 | CONSOLE SWITCH PANEL | 52.B6
SA0700:22 | SC | SA070022 | WHT | 16 | 51.C4 | SA0701:13 | CONSOLE SWITCH PANEL | 51.C3
SA0701:12 | SC | FU0332 | WHT | 16 | 51.C3 | SA0701:14 | CONSOLE SWITCH PANEL | 51.C3
SA0710:12 | SC | BUSMETERA | RED | 16 | 52.D5 | SA0710:24 | CONSOLE SWITCH PANEL | 52.D5
SA0710:13 | SC | BUSMETERC | RED | 16 | 52.D5 | SA0710:14 | CONSOLE SWITCH PANEL | 52.D5
SA0710:16 | SC | VGENA | RED | 16 | 52.D5 | SA0710:28 | CONSOLE SWITCH PANEL | 52.D5
SA0710:17 | SC | VGENC | RED | 16 | 52.D5 | SA0710:18 | CONSOLE SWITCH PANEL | 52.D5
SA0710:22 | SC | BUSMETERB | RED | 16 | 52.C5 | SA0710:23 | CONSOLE SWITCH PANEL | 52.D5
SA0710:26 | SC | VGENB | RED | 16 | 52.C5 | SA0710:27 | CONSOLE SWITCH PANEL | 52.D5
SA0710:28 | SC | VGENA | RED | 16 | 52.D5 | SA0770:18 | CONSOLE SWITCH PANEL | 52.B6
SA0740:12 | SC | PA07033 | BLU | 16 | 52.B2 | SA0740:22 | CONSOLE SWITCH PANEL | 52.B2
SA0740:13 | SC | SA074013 | BLU | 16 | 52.B2 | SA0740:23 | CONSOLE SWITCH PANEL | 52.B2
SA0740:14 | SC | PA07037 | BLU | 16 | 52.B2 | SA0740:24 | CONSOLE SWITCH PANEL | 52.B2
SA0770:11 | SC | PA07036 | RED | 16 | 52.B6 | SA0770:12 | CONSOLE SWITCH PANEL | 52.B5
SA0770:14 | SC | VGENB | RED | 16 | 52.B6 | SA0770:28 | CONSOLE SWITCH PANEL | 52.B6
SA0770:15 | SC | PA07038 | RED | 16 | 52.B6 | SA0770:16 | CONSOLE SWITCH PANEL | 52.B5
SA0770:21 | SC | PA07034 | RED | 16 | 52.B6 | SA0770:22 | CONSOLE SWITCH PANEL | 52.B5
SA0770:25 | SC | PA07032 | RED | 16 | 52.B6 | SA0770:26 | CONSOLE SWITCH PANEL | 52.B5
KA0462:12 | SC | KA0333A1 | WHT | 20 | 108.C3 | KA0460:34 | CONSOLE DOOR (BECKWITH) | 108.A4
KA0462:18 | SC | FU0460 | WHT | 14 | 108.C3 | KA0460:33 | CONSOLE DOOR (BECKWITH) | 108.A4
KA0462:B | SC | KA046032 | WHT | 20 | 108.C3 | KA0460:32 | CONSOLE DOOR (BECKWITH) | 108.A4
HL0701:1 | SC | KA9602NC | WHT | 16 | 51.C3 | XT0349:3 | CONSOLE GEN PANEL | 51.C5
HL0701:2 | SC | 0V | WHT | 16 | 51.C3 | XT0336:9 | CONSOLE GEN PANEL | 15.C4
HL0702:1 | SC | KA0330A1 | WHT | 16 | 51.C3 | XT0349:4 | CONSOLE GEN PANEL | 51.C5
HL0703: | SC | BUSMETERA | RED | 16 | 52.A5 | XT0347:2 | CONSOLE GEN PANEL | 52.D2
HL0704: | SC | BUSMETERC | RED | 16 | 52.A5 | XT0347:3 | CONSOLE GEN PANEL | 52.D2
HL0705:1 | SC | KA9604NC | WHT | 16 | 51.D3 | XT0349:5 | CONSOLE GEN PANEL | 51.D5
HL0705:2 | SC | 0V | WHT | 16 | 51.D3 | XT0336:9 | CONSOLE GEN PANEL | 15.C4
HL0706:1 | SC | KA9604NO | WHT | 16 | 51.D3 | XT0349:6 | CONSOLE GEN PANEL | 51.D5
HS0470:101 | SC | 012245 | WHT | 20 | 105.B5 | AF0122:45 | CONSOLE GEN PANEL | 105.D7
HS0470:105 | SC | 012246 | WHT | 20 | 105.B5 | AF0122:46 | CONSOLE GEN PANEL | 105.C7
HS0470:106 | SC | 012214 | WHT | 20 | 105.B5 | AF0122:14 | CONSOLE GEN PANEL | 105.C7
HS0470:108 | SC | 012213 | WHT | 20 | 105.B5 | AF0122:13 | CONSOLE GEN PANEL | 105.D7
HS0470:11 | SC | VBUSA | RED | 12 | 105.B5 | AT0140:17 VBUS-A | CONSOLE GEN PANEL | 106.B7
HS0470:15 | SC | BUSMETERA | RED | 16 | 105.B5 | XT0347:2 | CONSOLE GEN PANEL | 52.D2
HS0470:16 | SC | VBUSBA | RED | 16 | 105.B5 | XT0470M:2 | CONSOLE GEN PANEL | 105.B4
HS0470:18 | SC | BUSPTA | RED | 16 | 105.B5 | XT0351M:5 | CONSOLE GEN PANEL | 106.B4
HS0470:24 | SC | VBUSB | RED | 12 | 105.B5 | AT0140:18 VBUS-B | CONSOLE GEN PANEL | 106.B7
HS0470:25 | SC | BUSPTB | RED | 16 | 105.B5 | XT0351M:7 | CONSOLE GEN PANEL | 106.B4
HS0470:31 | SC | BUSMETERB | RED | 16 | 105.B5 | XT0347:1 | CONSOLE GEN PANEL | 52.D2
HS0470:32 | SC | VBUSBB | RED | 16 | 105.B5 | XT0470M:3 | CONSOLE GEN PANEL | 105.B4
HS0470:54 | SC | VBUSC | RED | 12 | 105.B5 | AT0140:19 VBUS-C | CONSOLE GEN PANEL | 106.B7
HS0470:55 | SC | BUSPTC | RED | 16 | 105.B5 | XT0351M:9 | CONSOLE GEN PANEL | 106.C4
HS0470:61 | SC | BUSMETERC | RED | 16 | 105.B5 | XT0347:3 | CONSOLE GEN PANEL | 52.D2
HS0470:62 | SC | VBUSBC | RED | 12 | 105.B5 | XT0470M:5 | CONSOLE GEN PANEL | 105.B4
HS0470:84 | SC | 018110 | WHT | 20 | 105.B5 | AF0181:10 | CONSOLE GEN PANEL | 60.B7
HS0470:85 | SC | HS047085 | WHT | 20 | 105.B5 | KA0364:11 | CONSOLE GEN PANEL | 60.B5
HS0470:91 | SC | 018108 | WHT | 20 | 105.B5 | AF0181:08 | CONSOLE GEN PANEL | 60.C7
HS0470:92 | SC | HS047092 | WHT | 20 | 105.B5 | KA0365:11 | CONSOLE GEN PANEL | 60.C5
KA0462:11 | SC | KA046211 | WHT | 20 | 108.D3 | XT0460:15 | CONSOLE GEN PANEL | 108.D5
KA0462:12 | SC | KA0333A1 | WHT | 20 | 108.C3 | XT0460:4 | CONSOLE GEN PANEL | 108.C2
KA0462:13 | SC | KA046213 | WHT | 20 | 108.D3 | XT0460:16 | CONSOLE GEN PANEL | 108.D5
KA0462:14 | SC | KA046214 | WHT | 20 | 108.D3 | XT0460M:2 | CONSOLE GEN PANEL | 108.D2
KA0462:16 | SC | KA046216 | WHT | 20 | 108.D3 | XT0460M:1 | CONSOLE GEN PANEL | 108.D2
KA0462:G | SC | KA0462G | WHT | 14 | 108.C3 | XT0460:3 | CONSOLE GEN PANEL | 108.C2
SA0700:13 | SC | VGENA | RED | 16 | 52.A5 | XT0347:8 | CONSOLE GEN PANEL | 52.D2
SA0700:17 | SC | VGENC | RED | 16 | 52.A5 | XT0347:7 | CONSOLE GEN PANEL | 52.D2
SA0700:23 | SC | KA018511 | WHT | 16 | 51.C4 | XT0349:1 | CONSOLE GEN PANEL | 51.C5
SA0701:14 | SC | FU0332 | WHT | 16 | 51.C3 | XT0335:9 | CONSOLE GEN PANEL | 15.C4
SA0701:15 | SC | KA0333A1 | WHT | 16 | 51.C3 | XT0349:2 | CONSOLE GEN PANEL | 51.C5
SA0710:12 | SC | BUSMETERA | RED | 16 | 52.D5 | XT0347:2 | CONSOLE GEN PANEL | 52.D2
SA0710:14 | SC | BUSMETERC | RED | 16 | 52.D5 | XT0347:3 | CONSOLE GEN PANEL | 52.D2
SA0710:16 | SC | VGENA | RED | 16 | 52.D5 | TM0102:1 | CONSOLE GEN PANEL | 52.B5
SA0710:17 | SC | VGENC | RED | 16 | 52.D5 | TM0102:3 | CONSOLE GEN PANEL | 52.B5
SA0710:18 | SC | VGENC | RED | 16 | 52.D5 | XT0347:6 | CONSOLE GEN PANEL | 52.D2
SA0710:23 | SC | BUSMETERB | RED | 16 | 52.D5 | XT0347:1 | CONSOLE GEN PANEL | 52.D2
SA0710:26 | SC | VGENB | RED | 16 | 52.C5 | TM0102:2 | CONSOLE GEN PANEL | 52.B5
SA0710:27 | SC | VGENB | RED | 16 | 52.D5 | XT0347:5 | CONSOLE GEN PANEL | 52.D2
SA0740:13 | SC | SA074013 | BLU | 16 | 52.B2 | XT0348:3 | CONSOLE GEN PANEL | 52.B2
SA0740:21 | SC | MCTN | BLU | 16 | 52.B2 | XT0348:2 | CONSOLE GEN PANEL | 52.B2
SA0770:13 | SC | TM01024 | RED | 16 | 52.B5 | TM0102:4 | CONSOLE GEN PANEL | 52.B5
SA0770:14 | SC | VGENB | RED | 16 | 52.B6 | XT0347:4 | CONSOLE GEN PANEL | 52.D2
SA0770:17 | SC | TM01025 | RED | 16 | 52.B5 | TM0102:5 | CONSOLE GEN PANEL | 52.B5
SA0770:23 | SC | TM01027 | RED | 16 | 52.B5 | TM0102:7 | CONSOLE GEN PANEL | 52.B5
SA0770:24 | SC | VGENC | RED | 16 | 52.B6 | KA0180:11 | CONSOLE GEN PANEL | 52.B6
SA0770:27 | SC | TM01026 | RED | 16 | 52.B5 | TM0102:6 | CONSOLE GEN PANEL | 52.B5
SA0710:11 | SC | PV07007 | RED | 16 | 52.D5 | PV0700:7 | CONSOLE METER PANEL | 52.C5
SA0710:21 | SC | PV07008 | RED | 16 | 52.C5 | PV0700:8 | CONSOLE METER PANEL | 52.C5
SA0740:11 | SC | PA07007 | BLU | 16 | 52.B2 | PA0700:7 | CONSOLE METER PANEL | 52.B2
SA0740:12 | SC | PA07033 | BLU | 16 | 52.B2 | PA0703:3 | CONSOLE METER PANEL | 52.A4
SA0740:21 | SC | MCTN | BLU | 16 | 52.B2 | PA0700:8 | CONSOLE METER PANEL | 52.B2
SA0740:24 | SC | PA07037 | BLU | 16 | 52.B2 | PA0703:7 | CONSOLE METER PANEL | 52.A4
SA0770:12 | SC | PA07036 | RED | 16 | 52.B5 | PA0703:6 | CONSOLE METER PANEL | 52.A4
SA0770:16 | SC | PA07038 | RED | 16 | 52.B5 | PA0703:8 | CONSOLE METER PANEL | 52.A4
SA0770:22 | SC | PA07034 | RED | 16 | 52.B5 | PA0703:4 | CONSOLE METER PANEL | 52.A4
SA0770:26 | SC | PA07032 | RED | 16 | 52.B5 | PA0703:2 | CONSOLE METER PANEL | 52.A4
SA0770:28 | SC | VGENB | RED | 16 | 52.B6 | PF0701:8 | CONSOLE METER PANEL | 52.B6
HL0470:X2 | SC | 0V | WHT | 14 | 105.C4 | XT0003:5 | CONSOLE PANEL A | 14.B4
HS0470:75 | SC | FU0136 | WHT | 14 | 105.B5 | XT0002:5 | CONSOLE PANEL A | 14.B4
SolarTools ver. 24.0.84.24712 (Jul 31, 2025)
Report date: 4/9/2026 11:28 AM

## CONSOLE TCP
CONSOLE TCP
CONTROL CONSOLE, TCP
Project # | 4M181
Project Name | PIC PROJECT PHASE 4 DEVELOPMENT
Revision | B.6
Controls DE | J. SHORTER
Phone:
Controls ME | S. LOZA
Phone:
From | [5 empty] | To
Device ID | Cable (W) Conductor (SC) Jumper Clip (JC) | Wire No. | Wire ID | Gauge/Size | Page/Zone | Device ID | Location | Page/Zone
AF0201:00 | SC | TCP13NO | WHT | 20 | 54.A3 | SH0400:NO | CONSOLE TCP | 54.A1
AF0201:01 | SC | TCP14NO | WHT | 20 | 54.A3 | SH0401:NO | CONSOLE TCP | 54.A1
AF0201:02 | SC | TCP15NO | WHT | 20 | 54.B3 | SH0409:NO | CONSOLE TCP | 54.B1
AF0201:03 | SC | TCP16NO | WHT | 20 | 54.B3 | SH0410:NO | CONSOLE TCP | 54.B1
AF0201:04 | SC | TCP17A2 | WHT | 20 | 54.C3 | SA0400:B2-14 | CONSOLE TCP | 54.C1
AF0201:05 | SC | TCP17B2 | WHT | 20 | 54.C3 | SA0400:B1-12 | CONSOLE TCP | 54.C1
AF0201:08 | SC | TCP23NC | WHT | 20 | 54.D3 | SB0401:NC | CONSOLE TCP | 54.D1
AF0201:09 | SC | TCP24NO | WHT | 20 | 54.D3 | SB0402:NO | CONSOLE TCP | 54.D1
AF0201:10 | SC | TCP25NO | WHT | 20 | 54.A7 | SB0403:NO | CONSOLE TCP | 54.A5
AF0201:11 | SC | TCP26NO | WHT | 20 | 54.A7 | SB0404:NO | CONSOLE TCP | 54.A5
AF0201:12 | SC | TCP29NO | WHT | 20 | 55.C3 | SB0405:NO | CONSOLE TCP | 55.C1
AF0201:13 | SC | TCP28NC | WHT | 20 | 55.D3 | SB0406:NC | CONSOLE TCP | 55.D1
AF0201:14 | SC | TCP31NO | WHT | 20 | 55.A6 | SB0407:NO | CONSOLE TCP | 55.A5
AF0201:15 | SC | TCP32NO | WHT | 20 | 55.A6 | SB0408:NO | CONSOLE TCP | 55.A5
AF0201:16 | SC | TCP30NO | WHT | 20 | 55.D3 | SH0408:NO | CONSOLE TCP | 55.D1
AF0201:17 | SC | TCP19NO | WHT | 20 | 55.A3 | SH0404:NO | CONSOLE TCP | 55.A1
AF0201:18 | SC | TCP20NO | WHT | 20 | 55.B3 | SH0405:NO | CONSOLE TCP | 55.B1
AF0201:19 | SC | TCP21NO | WHT | 20 | 55.B3 | SH0411:NO | CONSOLE TCP | 55.B1
AF0201:20 | SC | TCP22NO | WHT | 20 | 55.C3 | SH0412:NO | CONSOLE TCP | 55.C1
AF0201:32 | SC | TCP13C | WHT | 20 | 54.A3 | SH0400:C | CONSOLE TCP | 54.A1
AF0201:33 | SC | TCP14C | WHT | 20 | 54.A3 | SH0401:C | CONSOLE TCP | 54.A1
AF0201:34 | SC | TCP15C | WHT | 20 | 54.B3 | SH0409:C | CONSOLE TCP | 54.B1
AF0201:35 | SC | TCP16C | WHT | 20 | 54.B3 | SH0410:C | CONSOLE TCP | 54.B1
AF0201:36 | SC | TCP17A1 | WHT | 20 | 54.C3 | SA0400:B2-13 | CONSOLE TCP | 54.C1
AF0201:37 | SC | TCP17B1 | WHT | 20 | 54.C3 | SA0400:B1-11 | CONSOLE TCP | 54.C1
AF0201:40 | SC | TCP23C | WHT | 20 | 54.D3 | SB0401:C | CONSOLE TCP | 54.D1
AF0201:41 | SC | TCP24C | WHT | 20 | 54.D3 | SB0402:C | CONSOLE TCP | 54.D1
AF0201:42 | SC | TCP25C | WHT | 20 | 54.A7 | SB0403:C | CONSOLE TCP | 54.A5
AF0201:43 | SC | TCP26C | WHT | 20 | 54.A7 | SB0404:C | CONSOLE TCP | 54.A5
AF0201:44 | SC | TCP29C | WHT | 20 | 55.C3 | SB0405:C | CONSOLE TCP | 55.C1
AF0201:45 | SC | TCP28C | WHT | 20 | 55.D3 | SB0406:C | CONSOLE TCP | 55.D1
AF0201:46 | SC | TCP31C | WHT | 20 | 55.A6 | SB0407:C | CONSOLE TCP | 55.A5
AF0201:47 | SC | TCP32C | WHT | 20 | 55.A6 | SB0408:C | CONSOLE TCP | 55.A5
AF0201:48 | SC | TCP30C | WHT | 20 | 55.D3 | SH0408:C | CONSOLE TCP | 55.D1
AF0201:49 | SC | TCP19C | WHT | 20 | 55.A3 | SH0404:C | CONSOLE TCP | 55.A1
AF0201:50 | SC | TCP20C | WHT | 20 | 55.B3 | SH0405:C | CONSOLE TCP | 55.B1
AF0201:51 | SC | TCP21C | WHT | 20 | 55.B3 | SH0411:C | CONSOLE TCP | 55.B1
AF0201:52 | SC | TCP22C | WHT | 20 | 55.C3 | SH0412:C | CONSOLE TCP | 55.C1
AF0201:COM | SC | AU0200N | WHT | 16 | 50.A5 | AU0200:COM | CONSOLE TCP | 50.A4
AF0201:SHLD | SC | AF0201V+ | WHT | 16 | 50.D6 | AF0201:V+ | CONSOLE TCP | 50.D6
AF0201:V+ | SC | AU0200P | WHT | 16 | 50.A5 | AU0200:V+ | CONSOLE TCP | 50.A4
AF0202:00 | SC | TCP01AP | WHT | 20 | 53.A3 | HL0400:A+ | CONSOLE TCP | 53.A1
AF0202:01 | SC | TCP02AP | WHT | 20 | 53.A3 | HL0401:A+ | CONSOLE TCP | 53.A1
AF0202:02 | SC | TCP03AP | WHT | 20 | 53.B3 | HL0402:A+ | CONSOLE TCP | 53.B1
AF0202:03 | SC | TCP04AP | WHT | 20 | 53.B3 | HL0403:A+ | CONSOLE TCP | 53.B1
AF0202:04 | SC | TCP05AP | WHT | 20 | 53.C3 | HL0404:A+ | CONSOLE TCP | 53.C1
AF0202:05 | SC | TCP06AP | WHT | 20 | 53.C3 | HL0405:A+ | CONSOLE TCP | 53.C1
AF0202:06 | SC | TCP06BP | WHT | 20 | 53.D3 | HL0405:B+ | CONSOLE TCP | 53.D1
AF0202:08 | SC | TCP07AP | WHT | 20 | 53.D3 | HL0406:A+ | CONSOLE TCP | 53.D1
AF0202:09 | SC | TCP08AP | WHT | 20 | 53.A7 | HL0407:A+ | CONSOLE TCP | 53.A5
AF0202:10 | SC | TCP09AP | WHT | 20 | 53.A7 | HL0408:A+ | CONSOLE TCP | 53.A5
AF0202:11 | SC | TCP10AP | WHT | 20 | 53.B7 | HL0409:A+ | CONSOLE TCP | 53.B5
AF0202:12 | SC | TCP11AP | WHT | 20 | 53.B7 | HL0411:A+ | CONSOLE TCP | 53.B5
AF0202:13 | SC | TCP15AP | WHT | 20 | 53.C7 | SH0409:A+ | CONSOLE TCP | 53.C5
AF0202:14 | SC | TCP15BP | WHT | 20 | 53.C7 | SH0409:B+ | CONSOLE TCP | 53.C5
AF0202:15 | SC | TCP16AP | WHT | 20 | 53.D7 | SH0410:A+ | CONSOLE TCP | 53.D5
AF0202:16 | SC | TCP16BP | WHT | 20 | 53.D7 | SH0410:B+ | CONSOLE TCP | 53.D5
AF0202:17 | SC | TCP19AP | WHT | 20 | 55.B6 | SH0404:A+ | CONSOLE TCP | 55.B5
AF0202:18 | SC | TCP20AP | WHT | 20 | 55.B6 | SH0405:A+ | CONSOLE TCP | 55.B5
AF0202:19 | SC | TCP21AP | WHT | 20 | 55.C6 | SH0411:A+ | CONSOLE TCP | 55.C5
AF0202:20 | SC | TCP22AP | WHT | 20 | 55.C6 | SH0412:A+ | CONSOLE TCP | 55.C5
AF0202:21 | SC | TCP30AP | WHT | 20 | 55.D6 | SH0408:A+ | CONSOLE TCP | 55.D5
AF0202:22 | SC | TCP30BP | WHT | 20 | 55.D6 | SH0408:B+ | CONSOLE TCP | 55.D5
AF0202:32 | SC | TCP01A | WHT | 20 | 53.A3 | HL0400:A | CONSOLE TCP | 53.A1
AF0202:33 | SC | TCP02A | WHT | 20 | 53.A3 | HL0401:A | CONSOLE TCP | 53.A1
AF0202:34 | SC | TCP03A | WHT | 20 | 53.B3 | HL0402:A | CONSOLE TCP | 53.B1
AF0202:35 | SC | TCP04A | WHT | 20 | 53.B3 | HL0403:A | CONSOLE TCP | 53.B1
AF0202:36 | SC | TCP05A | WHT | 20 | 53.C3 | HL0404:A | CONSOLE TCP | 53.C1
AF0202:37 | SC | TCP06A | WHT | 20 | 53.C3 | HL0405:A | CONSOLE TCP | 53.C1
AF0202:38 | SC | TCP06B | WHT | 20 | 53.D3 | HL0405:B | CONSOLE TCP | 53.D1
AF0202:40 | SC | TCP07A | WHT | 20 | 53.D3 | HL0406:A | CONSOLE TCP | 53.D1
AF0202:41 | SC | TCP08A | WHT | 20 | 53.A7 | HL0407:A | CONSOLE TCP | 53.A5
AF0202:42 | SC | TCP09A | WHT | 20 | 53.A7 | HL0408:A | CONSOLE TCP | 53.A5
AF0202:43 | SC | TCP10A | WHT | 20 | 53.B7 | HL0409:A | CONSOLE TCP | 53.B5
AF0202:44 | SC | TCP11A | WHT | 20 | 53.B7 | HL0411:A | CONSOLE TCP | 53.B5
AF0202:45 | SC | TCP15A | WHT | 20 | 53.C7 | SH0409:A | CONSOLE TCP | 53.C5
AF0202:46 | SC | TCP15B | WHT | 20 | 53.C7 | SH0409:B | CONSOLE TCP | 53.C5
AF0202:47 | SC | TCP16A | WHT | 20 | 53.D7 | SH0410:A | CONSOLE TCP | 53.D5
AF0202:48 | SC | TCP16B | WHT | 20 | 53.D7 | SH0410:B | CONSOLE TCP | 53.D5
AF0202:49 | SC | TCP19A | WHT | 20 | 55.B6 | SH0404:A | CONSOLE TCP | 55.B5
AF0202:50 | SC | TCP20A | WHT | 20 | 55.B6 | SH0405:A | CONSOLE TCP | 55.B5
AF0202:51 | SC | TCP21A | WHT | 20 | 55.C6 | SH0411:A | CONSOLE TCP | 55.C5
AF0202:52 | SC | TCP22A | WHT | 20 | 55.C6 | SH0412:A | CONSOLE TCP | 55.C5
AF0202:53 | SC | TCP30A | WHT | 20 | 55.D6 | SH0408:A | CONSOLE TCP | 55.D5
AF0202:54 | SC | TCP30B | WHT | 20 | 55.D6 | SH0408:B | CONSOLE TCP | 55.D5
AF0202:COM | SC | AF0202COM | WHT | 16 | 50.D7 | AF0202:SHLD | CONSOLE TCP | 50.D7
AU0200:GND | SC | AU0200GND | GRN | 14 | 50.A4 | XT0201:1 | CONSOLE TCP | 50.B3
HL0400:A | SC | TCP01A | WHT | 20 | 53.A1 | HL0400:B | CONSOLE TCP | 53.A1
HL0400:A+ | SC | TCP01AP | WHT | 20 | 53.A1 | HL0400:B+ | CONSOLE TCP | 53.A1
HL0401:A | SC | TCP02A | WHT | 20 | 53.A1 | HL0401:B | CONSOLE TCP | 53.A1
HL0401:A+ | SC | TCP02AP | WHT | 20 | 53.A1 | HL0401:B+ | CONSOLE TCP | 53.A1
HL0402:A | SC | TCP03A | WHT | 20 | 53.B1 | HL0402:B | CONSOLE TCP | 53.B1
HL0402:A+ | SC | TCP03AP | WHT | 20 | 53.B1 | HL0402:B+ | CONSOLE TCP | 53.B1
HL0403:A | SC | TCP04A | WHT | 20 | 53.B1 | HL0403:B | CONSOLE TCP | 53.B1
HL0403:A+ | SC | TCP04AP | WHT | 20 | 53.B1 | HL0403:B+ | CONSOLE TCP | 53.B1
HL0404:A | SC | TCP05A | WHT | 20 | 53.C1 | HL0404:B | CONSOLE TCP | 53.C1
HL0404:A+ | SC | TCP05AP | WHT | 20 | 53.C1 | HL0404:B+ | CONSOLE TCP | 53.C1
HL0406:A | SC | TCP07A | WHT | 20 | 53.D1 | HL0406:B | CONSOLE TCP | 53.D1
HL0406:A+ | SC | TCP07AP | WHT | 20 | 53.D1 | HL0406:B+ | CONSOLE TCP | 53.D1
HL0407:A | SC | TCP08A | WHT | 20 | 53.A5 | HL0407:B | CONSOLE TCP | 53.A5
HL0407:A+ | SC | TCP08AP | WHT | 20 | 53.A5 | HL0407:B+ | CONSOLE TCP | 53.A5
HL0408:A | SC | TCP09A | WHT | 20 | 53.A5 | HL0408:B | CONSOLE TCP | 53.A5
HL0408:A+ | SC | TCP09AP | WHT | 20 | 53.A5 | HL0408:B+ | CONSOLE TCP | 53.A5
HL0409:A | SC | TCP10A | WHT | 20 | 53.B5 | HL0409:B | CONSOLE TCP | 53.B5
HL0409:A+ | SC | TCP10AP | WHT | 20 | 53.B5 | HL0409:B+ | CONSOLE TCP | 53.B5
HL0410:A | SC | 0V | WHT | 20 | 54.B5 | HL0410:B | CONSOLE TCP | 54.B5
HL0410:A+ | SC | TCP12AP | WHT | 20 | 54.B5 | XT0564:1 B1 | CONSOLE TCP | 54.B5
HL0410:A+ | SC | TCP12AP | WHT | 20 | 54.B5 | HL0410:B+ | CONSOLE TCP | 54.B5
HL0411:A | SC | TCP11A | WHT | 20 | 53.B5 | HL0411:B | CONSOLE TCP | 53.B5
HL0411:A+ | SC | TCP11AP | WHT | 20 | 53.B5 | HL0411:B+ | CONSOLE TCP | 53.B5
SB0404:NO | SC | TCP26NO | WHT | 20 | 54.A5 | XT0564:1 T1 | CONSOLE TCP | 54.B5
SH0400:A | SC | 0V1 | WHT | 20 | 54.B5 | SH0401:A | CONSOLE TCP | 54.C5
SH0400:A | SC | 0V1 | WHT | 20 | 54.B5 | SH0400:B | CONSOLE TCP | 54.B5
SH0400:A+ | SC | TCP13AP | WHT | 20 | 54.B5 | XT0564:2 B1 | CONSOLE TCP | 54.B5
SH0400:B+ | SC | TCP13BP | WHT | 20 | 54.B5 | XT0564:3 B1 | CONSOLE TCP | 54.B5
SH0401:A | SC | 0V1 | WHT | 20 | 54.C5 | SH0401:B | CONSOLE TCP | 54.C5
SH0401:A+ | SC | TCP14AP | WHT | 20 | 54.C5 | XT0564:5 B1 | CONSOLE TCP | 54.C5
SH0401:B+ | SC | TCP14BP | WHT | 20 | 54.C5 | XT0564:4 B1 | CONSOLE TCP | 54.C5
SH0404:A | SC | TCP19A | WHT | 20 | 55.B5 | SH0404:B | CONSOLE TCP | 55.B5
SH0404:A+ | SC | TCP19AP | WHT | 20 | 55.B5 | SH0404:B+ | CONSOLE TCP | 55.B5
SH0405:A | SC | TCP20A | WHT | 20 | 55.B5 | SH0405:B | CONSOLE TCP | 55.B5
SH0405:A+ | SC | TCP20AP | WHT | 20 | 55.B5 | SH0405:B+ | CONSOLE TCP | 55.B5
SH0411:A | SC | TCP21A | WHT | 20 | 55.C5 | SH0411:B | CONSOLE TCP | 55.C5
SH0411:A+ | SC | TCP21AP | WHT | 20 | 55.C5 | SH0411:B+ | CONSOLE TCP | 55.C5
SH0412:A | SC | TCP22A | WHT | 20 | 55.C5 | SH0412:B | CONSOLE TCP | 55.C5
SH0412:A+ | SC | TCP22AP | WHT | 20 | 55.C5 | SH0412:B+ | CONSOLE TCP | 55.C5
XT0564:1 T2 | SC | TCP26NO | WHT | 20 | 54.B5 | XT0564:2 T2 | CONSOLE TCP | 54.B5
XT0564:2 T1 | SC | TCP26NO | WHT | 20 | 54.B5 | XT0564:3 T1 | CONSOLE TCP | 54.B5
XT0564:3 T2 | SC | TCP26NO | WHT | 20 | 54.B5 | XT0564:4 T2 | CONSOLE TCP | 54.C5
XT0564:4 T1 | SC | TCP26NO | WHT | 20 | 54.C5 | XT0564:5 T1 | CONSOLE TCP | 54.C5
AF0202:23 | WC5540 | HA0273P | BLK | 16 | 54.D6 | HA0273:(+) | CONSOLE | 54.D4
AF0202:55 | WC5540 | HA0273N | WHT | 16 | 54.D6 | HA0273:(-) | CONSOLE | 54.D4
GR0200: | SC | IEG01503 | GRN | 14 | 50.A3 | IEG0150:3 | CONSOLE F&G,C.C. | 50.A3
AU0200:L2 | WC0020 | AU0200L2 | ENET | CABLE | 3.B4 | AT0170:L1 | CONSOLE F&G,C.C. | 3.B6
AU0200:L1 | WC0018 | AU0180L2 | ENET | CABLE | 3.B4 | AU0180:L2 | CONSOLE GEN PANEL | 3.B2
AF0202:COM | SC | 0V1 | WHT | 16 | 50.A6 | XT0562:3 | CONSOLE TCP POWER | 50.B2
AF0202:V+ | SC | FU0201 | WHT | 16 | 50.A6 | FU0201:LD | CONSOLE TCP POWER | 50.B3
AU0200:COM | SC | 0V1 | WHT | 16 | 50.A4 | XT0562:2 | CONSOLE TCP POWER | 50.B2
AU0200:V+ | SC | FU0200 | WHT | 16 | 50.A4 | FU0200:LD | CONSOLE TCP POWER | 50.A3
HL0410:A | SC | 0V | WHT | 20 | 54.B5 | XT0563:4 | CONSOLE TCP POWER | 54.B6
SA0401:1 | SC | KA0241A1 | WHT | 20 | 54.C5 | XT0563:5 | CONSOLE TCP POWER | 54.C6
SA0401:2 | SC | FU0139 | WHT | 20 | 54.C5 | XT0563:6 | CONSOLE TCP POWER | 54.C6
SB0400:B1-11 | SC | ESTOPC | WHT | 20 | 54.D5 | XT0563:1 | CONSOLE TCP POWER | 54.D6
SB0400:B1-12 | SC | ESTOPB | WHT | 20 | 54.D5 | XT0563:2 | CONSOLE TCP POWER | 54.D6
SB0400:B2-11 | SC | SB0400B211 | WHT | 20 | 55.A1 | XT0563:8 | CONSOLE TCP POWER | 55.A3
SB0400:B2-12 | SC | SB0400B212 | WHT | 20 | 55.A1 | XT0563:9 | CONSOLE TCP POWER | 55.A3
SH0400:B | SC | 0V1 | WHT | 20 | 54.B5 | XT0562:4 | CONSOLE TCP POWER | 50.C2
XT0564:1 B2 | SC | KA023612 | WHT | 20 | 54.B5 | XT0563:3 | CONSOLE TCP POWER | 54.B6
SolarTools ver. 24.0.84.24712 (Jul 31, 2025)
Report date: 4/9/2026 11:28 AM

## CONSOLE TCP POWER
CONSOLE TCP POWER
CONTROL CONSOLE, TCP PWR
Project # | 4M181
Project Name | PIC PROJECT PHASE 4 DEVELOPMENT
Revision | B.6
Controls DE | J. SHORTER
Phone:
Controls ME | S. LOZA
Phone:
From | [5 empty] | To
Device ID | Cable (W) Conductor (SC) Jumper Clip (JC) | Wire No. | Wire ID | Gauge/Size | Page/Zone | Device ID | Location | Page/Zone
XT0562:2 | JC | 0V1 | CLIP | --- | 50.B2 | XT0562:3 | CONSOLE TCP POWER | 50.B2
XT0562:3 | JC | 0V1 | CLIP | --- | 50.B2 | XT0562:4 | CONSOLE TCP POWER | 50.C2
XT0562:1 | SC | JW0 | CLIP | -- | 50.B2 | XT0562:2 | CONSOLE TCP POWER | 50.B2
FU0190:LI | SC | FU0560 | WHT | 12 | 50.C3 | FU0701:LI | CONSOLE TCP POWER | 50.D3
FU0190:LI | SC | FU0560 | WHT | 12 | 50.C3 | FU0273:LI | CONSOLE TCP POWER | 50.B3
FU0200:LI | SC | FU0560 | WHT | 12 | 50.A3 | FU0201:LI | CONSOLE TCP POWER | 50.B3
FU0200:LI | SC | FU0560 | WHT | 12 | 50.A3 | XT0561:1 | CONSOLE TCP POWER | 50.A3
FU0201:LI | SC | FU0560 | WHT | 12 | 50.B3 | FU0273:LI | CONSOLE TCP POWER | 50.B3
FU0560:LD | SC | FU0560 | WHT | 12 | 50.A2 | XT0561:1 | CONSOLE TCP POWER | 50.A3
FU0190:LD | SC | FU0190 | WHT | 14 | 50.C3 | AT0190:POS | CONSOLE | 50.C4
FU0273:LD | SC | FU0273 | WHT | 14 | 50.B3 | ZS0271:1 | CONSOLE | 50.B6
FU0273:LD | SC | FU0273 | WHT | 14 | 50.B3 | ZS0273:1 | CONSOLE | 50.B4
XT0562:2 | SC | 0V1 | WHT | 14 | 50.B2 | EL0272:W1 | CONSOLE | 50.B5
XT0562:4 | SC | 0V1 | WHT | 14 | 50.C2 | AT0190:NEG | CONSOLE | 50.C4
FU0560:LI | SC | FU0136 | WHT | 14 | 50.A2 | XT0002:2 | CONSOLE PANEL A | 14.A4
XT0562:1 | SC | 0V | WHT | 12 | 50.B2 | XT0003:2 | CONSOLE PANEL A | 14.A4
XT0563:4 | SC | 0V | WHT | 20 | 54.B6 | XT0080:9 | CONSOLE PANEL A | 27.A6
XT0563:5 | SC | KA0241A1 | WHT | 20 | 54.C6 | XT0081:7 | CONSOLE PANEL A | 27.A3
XT0563:6 | SC | FU0139 | WHT | 20 | 54.C6 | XT0081M:1 | CONSOLE PANEL A | 27.A2
XT0563:8 | SC | SB0400B211 | WHT | 20 | 55.A3 | AF0081:37 | CONSOLE PANEL A | 55.A3
XT0563:9 | SC | SB0400B212 | WHT | 20 | 55.A3 | AF0081:05 | CONSOLE PANEL A | 55.A3
XT0563:2 | SC | ESTOPB | WHT | 20 | 54.D6 | XT0089:1 | CONSOLE PANEL B | 28.B4
XT0563:3 | SC | KA023612 | WHT | 20 | 54.B6 | KA0236:12 | CONSOLE PANEL B | 27.A2
XT0563:1 | SC | ESTOPC | WHT | 20 | 54.D6 | XT0089M:2 | CONSOLE SCREW TERMINALS,C.C. | 28.B4
FU0200:LD | SC | FU0200 | WHT | 16 | 50.A3 | AU0200:V+ | CONSOLE TCP | 50.A4
FU0201:LD | SC | FU0201 | WHT | 16 | 50.B3 | AF0202:V+ | CONSOLE TCP | 50.A6
XT0562:2 | SC | 0V1 | WHT | 16 | 50.B2 | AU0200:COM | CONSOLE TCP | 50.A4
XT0562:3 | SC | 0V1 | WHT | 16 | 50.B2 | AF0202:COM | CONSOLE TCP | 50.A6
XT0562:4 | SC | 0V1 | WHT | 20 | 50.C2 | SH0400:B | CONSOLE TCP | 54.B5
XT0563:1 | SC | ESTOPC | WHT | 20 | 54.D6 | SB0400:B1-11 | CONSOLE TCP | 54.D5
XT0563:2 | SC | ESTOPB | WHT | 20 | 54.D6 | SB0400:B1-12 | CONSOLE TCP | 54.D5
XT0563:3 | SC | KA023612 | WHT | 20 | 54.B6 | XT0564:1 B2 | CONSOLE TCP | 54.B5
XT0563:4 | SC | 0V | WHT | 20 | 54.B6 | HL0410:A | CONSOLE TCP | 54.B5
XT0563:5 | SC | KA0241A1 | WHT | 20 | 54.C6 | SA0401:1 | CONSOLE TCP | 54.C5
XT0563:6 | SC | FU0139 | WHT | 20 | 54.C6 | SA0401:2 | CONSOLE TCP | 54.C5
XT0563:8 | SC | SB0400B211 | WHT | 20 | 55.A3 | SB0400:B2-11 | CONSOLE TCP | 55.A1
XT0563:9 | SC | SB0400B212 | WHT | 20 | 55.A3 | SB0400:B2-12 | CONSOLE TCP | 55.A1
SolarTools ver. 24.0.84.24712 (Jul 31, 2025)
Report date: 4/9/2026 11:28 AM

## JB1123
JB1123
MEDIA CONVERTER BOX (JB1123)
Project # | 4M181
Project Name | PIC PROJECT PHASE 4 DEVELOPMENT
Revision | B.6
Controls DE | J. SHORTER
Phone:
Controls ME | S. LOZA
Phone:
From | [5 empty] | To
Device ID | Cable (W) Conductor (SC) Jumper Clip (JC) | Wire No. | Wire ID | Gauge/Size | Page/Zone | Device ID | Location | Page/Zone
BA0005:V1(-) | SC | 0V | WHT | 16 | 7.A4 | XT1123:2 | JB1123 | 7.A6
BA0005:V1(+) | SC | FU1123 | WHT | 16 | 7.A4 | FU1123:LD | JB1123 | 7.A5
BA0006:V1(-) | SC | 0V | WHT | 16 | 7.B4 | XT1123:2 | JB1123 | 7.A6
BA0006:V1(+) | SC | FU1124 | WHT | 16 | 7.B4 | FU1124:LD | JB1123 | 7.B5
FU1123:LI | SC | FU0136 | WHT | 16 | 7.A5 | XT1123:1 | JB1123 | 7.A6
FU1124:LI | SC | FU0136 | WHT | 16 | 7.B5 | XT1123:1 | JB1123 | 7.A6
GR1123: | SC | IEG11231 | GRN | 14 | 9.D3 | IEG1123:1 | JB1123 | 9.D3
GR1125: | SC | GR1125 | GRN/YEL | 14 | 9.D4 | FRAME | JB1123 | 9.D3
SolarTools ver. 24.0.84.24712 (Jul 31, 2025)
Report date: 4/9/2026 11:28 AM

## JB5
JB5
TURBINE PROXIMITOR BOX (JB5)
Project # | 4M181
Project Name | PIC PROJECT PHASE 4 DEVELOPMENT
Revision | B.6
Controls DE | J. SHORTER
Phone:
Controls ME | S. LOZA
Phone:
From | [5 empty] | To
Device ID | Cable (W) Conductor (SC) Jumper Clip (JC) | Wire No. | Wire ID | Gauge/Size | Page/Zone | Device ID | Location | Page/Zone
GR1210: | SC | GR1210 | GRN/YEL | 14 | 9.A6 | FRAME | JB5 | 9.A6
GR1211: | SC | GR1211 | GRN/YEL | 14 | 9.A6 | FRAME | JB5 | 9.A6
SolarTools ver. 24.0.84.24712 (Jul 31, 2025)
Report date: 4/9/2026 11:28 AM

## JB70 DOOR
JB70 DOOR
JB70, DOOR
Project # | 4M181
Project Name | PIC PROJECT PHASE 4 DEVELOPMENT
Revision | B.6
Controls DE | J. SHORTER
Phone:
Controls ME | S. LOZA
Phone:
From | [5 empty] | To
Device ID | Cable (W) Conductor (SC) Jumper Clip (JC) | Wire No. | Wire ID | Gauge/Size | Page/Zone | Device ID | Location | Page/Zone
AT1100:GND | SC | AT1100G | GRN/YEL | 14 | 47.D3 | XT0800:39 | JB70 INTERFACE PANELS | 47.D4
AT1100:NEG | SC | 0V | WHT | 14 | 47.D3 | XT0800:38 | JB70 INTERFACE PANELS | 47.D4
AT1100:POS | SC | FU1100 | WHT | 14 | 47.D3 | FU1100:LD | JB70 INTERFACE PANELS | 47.D3
HL0171:X1 | SC | HL0171X1 | WHT | 20 | 43.A1 | XT0839:3 | JB70 INTERFACE PANELS | 43.A4
HL0171:X2 | SC | HL0171X2 | WHT | 20 | 43.A1 | XT0839:1 | JB70 INTERFACE PANELS | 43.A4
HL0172:X1 | SC | HL0172X1 | WHT | 20 | 43.A1 | XT0839:6 | JB70 INTERFACE PANELS | 43.A4
HL0172:X2 | SC | HL0172X2 | WHT | 20 | 43.A1 | XT0839:4 | JB70 INTERFACE PANELS | 43.A4
HL0173:X1 | SC | HL0173X1 | WHT | 20 | 43.B1 | XT0839:9 | JB70 INTERFACE PANELS | 43.B4
HL0173:X2 | SC | HL0173X2 | WHT | 20 | 43.B1 | XT0839:7 | JB70 INTERFACE PANELS | 43.B4
SA0170:B1-13 | SC | AT01754P1 | WHT | 20 | 43.C1 | XT0839:12 | JB70 INTERFACE PANELS | 43.C4
SA0170:B1-14 | SC | SA0170B114 | WHT | 20 | 43.C1 | XT0839:13 | JB70 INTERFACE PANELS | 43.C4
SA0170:B2-13 | SC | SA0170B213 | WHT | 20 | 43.B1 | XT0839:10 | JB70 INTERFACE PANELS | 43.B4
SA0170:B2-14 | SC | SA0170B214 | WHT | 20 | 43.B1 | XT0839:11 | JB70 INTERFACE PANELS | 43.B4
SA0471:B1-13 | SC | SA0471B113 | WHT | 20 | 49.B1 | XT0800:27 | JB70 INTERFACE PANELS | 49.B4
SA0471:B1-14 | SC | SA0471B114 | WHT | 20 | 49.B1 | XT0800:28 | JB70 INTERFACE PANELS | 49.B4
SA0471:B2-13 | SC | SA0471B213 | WHT | 20 | 49.A1 | XT0800:25 | JB70 INTERFACE PANELS | 49.A4
SA0471:B2-14 | SC | SA0471B214 | WHT | 20 | 49.A1 | XT0800:26 | JB70 INTERFACE PANELS | 49.A4
SA0472:B1-13 | SC | SA0472B113 | WHT | 20 | 46.C1 | XT0800:35 | JB70 INTERFACE PANELS | 46.C4
SA0472:B1-14 | SC | SA0472B114 | WHT | 20 | 46.C1 | XT0800:36 | JB70 INTERFACE PANELS | 46.C4
SA0472:B2-13 | SC | SA0472B213 | WHT | 20 | 46.C1 | XT0800:33 | JB70 INTERFACE PANELS | 46.C4
SA0472:B2-14 | SC | SA0472B214 | WHT | 20 | 46.C1 | XT0800:34 | JB70 INTERFACE PANELS | 46.C4
SB0170:13 | SC | SB017013 | WHT | 20 | 43.C1 | XT0839:14 | JB70 INTERFACE PANELS | 43.C4
SB0170:14 | SC | SB017014 | WHT | 20 | 43.C1 | XT0839:15 | JB70 INTERFACE PANELS | 43.C4
SB0175:13 | SC | SB017523 | WHT | 20 | 43.D1 | XT0839:16 | JB70 INTERFACE PANELS | 43.D4
SB0175:14 | SC | SB017524 | WHT | 20 | 43.D1 | XT0839:17 | JB70 INTERFACE PANELS | 43.D4
SB0471:11 | SC | SB047111 | WHT | 20 | 48.D1 | XT0800:19 | JB70 INTERFACE PANELS | 48.D4
SB0471:12 | SC | SB047112 | WHT | 20 | 48.D1 | XT0800:20 | JB70 INTERFACE PANELS | 48.D4
SB0472:B1-11 | SC | ESTOPB | WHT | 20 | 49.C1 | XT0800:29 | JB70 INTERFACE PANELS | 49.C4
SB0472:B1-12 | SC | ESTOPA | WHT | 20 | 49.C1 | XT0800:30 | JB70 INTERFACE PANELS | 49.C4
SB0472:B2-11 | SC | SB0472B211 | WHT | 20 | 49.B1 | XT0800:31 | JB70 INTERFACE PANELS | 49.B4
SB0472:B2-12 | SC | SB0472B212 | WHT | 20 | 49.B1 | XT0800:32 | JB70 INTERFACE PANELS | 49.B4
SB0473:13 | SC | SB047313 | WHT | 20 | 48.D1 | XT0800:21 | JB70 INTERFACE PANELS | 48.D4
SB0473:14 | SC | SB047314 | WHT | 20 | 48.D1 | XT0800:22 | JB70 INTERFACE PANELS | 48.D4
SB0474:13 | SC | SB047413 | WHT | 20 | 49.A1 | XT0800:23 | JB70 INTERFACE PANELS | 49.A4
SB0474:14 | SC | SB047414 | WHT | 20 | 49.A1 | XT0800:24 | JB70 INTERFACE PANELS | 49.A4
SH0470:11 | SC | SH047011 | WHT | 20 | 48.B1 | XT0800:7 | JB70 INTERFACE PANELS | 48.B4
SH0470:12 | SC | SH047012 | WHT | 20 | 48.B1 | XT0800:8 | JB70 INTERFACE PANELS | 48.B4
SH0470:13 | SC | SH047013 | WHT | 20 | 48.B1 | XT0800:9 | JB70 INTERFACE PANELS | 48.B4
SH0470:14 | SC | SH047014 | WHT | 20 | 48.B1 | XT0800:10 | JB70 INTERFACE PANELS | 48.B4
SH0470:X1 | SC | SH0470X1 | WHT | 20 | 48.B1 | XT0800:12 | JB70 INTERFACE PANELS | 48.C4
SH0470:X2 | SC | SH0470X2 | WHT | 20 | 48.B1 | XT0800:11 | JB70 INTERFACE PANELS | 48.B4
SH0471:11 | SC | SH047111 | WHT | 20 | 48.A1 | XT0800:3 | JB70 INTERFACE PANELS | 48.A4
SH0471:12 | SC | SH047112 | WHT | 20 | 48.A1 | XT0800:4 | JB70 INTERFACE PANELS | 48.A4
SH0471:13 | SC | SH047113 | WHT | 20 | 48.A1 | XT0800:1 | JB70 INTERFACE PANELS | 48.A4
SH0471:14 | SC | SH047114 | WHT | 20 | 48.A1 | XT0800:2 | JB70 INTERFACE PANELS | 48.A4
SH0471:X1 | SC | SH0471X1 | WHT | 20 | 48.A1 | XT0800:6 | JB70 INTERFACE PANELS | 48.A4
SH0471:X2 | SC | SH0471X2 | WHT | 20 | 48.A1 | XT0800:5 | JB70 INTERFACE PANELS | 48.A4
SH0472:11 | SC | SH047211 | WHT | 20 | 48.C1 | XT0800:15 | JB70 INTERFACE PANELS | 48.C4
SH0472:12 | SC | SH047212 | WHT | 20 | 48.C1 | XT0800:16 | JB70 INTERFACE PANELS | 48.C4
SH0472:13 | SC | FU0139 | WHT | 20 | 48.C1 | XT0800:13 | JB70 INTERFACE PANELS | 48.C4
SH0472:14 | SC | KA0241A1 | WHT | 20 | 48.C1 | XT0800:14 | JB70 INTERFACE PANELS | 48.C4
SH0472:X1 | SC | SH0472X1 | WHT | 20 | 48.C1 | XT0800:18 | JB70 INTERFACE PANELS | 48.C4
SH0472:X2 | SC | SH0472X2 | WHT | 20 | 48.C1 | XT0800:17 | JB70 INTERFACE PANELS | 48.C4
AT1100:L1 | WC0101 | BA1100DEVICE | ENET | CABLE | 47.D3 | BA1100:DEVICE | JB70 INTERFACE PANELS | 47.D1
HA0472:BLK-1 | WC5072 | HA047201 | 1 | 18 | 45.A1 | XT0805:16 | JB70 INTERFACE PANELS | 45.A4
HA0472:BLK-2 | WC5072 | HA047202 | 2 | 18 | 45.A1 | XT0805:15 | JB70 INTERFACE PANELS | 45.A4
SolarTools ver. 24.0.84.24712 (Jul 31, 2025)
Report date: 4/9/2026 11:28 AM

## JB70 DOOR HEATER PANEL
JB70 DOOR HEATER PANEL
Project # | 4M181
Project Name | PIC PROJECT PHASE 4 DEVELOPMENT
Revision | B.6
Controls DE | J. SHORTER
Phone:
Controls ME | S. LOZA
Phone:
From | [5 empty] | To
Device ID | Cable (W) Conductor (SC) Jumper Clip (JC) | Wire No. | Wire ID | Gauge/Size | Page/Zone | Device ID | Location | Page/Zone
GR0700: | SC | GR0700 | GRN/YEL | 14 | 62.A7 | FRAME | JB70 DOOR HEATER PANEL | 62.A7
GR0701: | SC | GR0701 | GRN/YEL | 14 | 62.A7 | FRAME | JB70 DOOR HEATER PANEL | 62.A7
H7000:L2 | WH7000 | KA700022 | BLU | 14 | 62.A7 | XT7001:2 | JB70 DOOR HEATER PANEL | 62.A4
H7000:L1 | WH7000 | H7000L1 | BRN | 14 | 62.A7 | XT7001:4 | JB70 DOOR HEATER PANEL | 62.A4
H7000:GND | WH7000 | CCH7000G | GRN/YEL | 14 | 62.A7 | XT7001:3 | JB70 DOOR HEATER PANEL | 62.A4
TS7000:NC | WTS7000 | H7000L1 | BLU | 14 | 62.A4 | XT7001:4 | JB70 DOOR HEATER PANEL | 62.A4
TS7000:C | WTS7000 | KA700012 | BRN | 14 | 62.A4 | XT7001:1 | JB70 DOOR HEATER PANEL | 62.A4
TS7000:GND | WTS7000 | CCH7000G | GRN/YEL | 14 | 62.A4 | XT7001:3 | JB70 DOOR HEATER PANEL | 62.A4
XT7001:1 | SC | KA700012 | RED | 16 | 62.A4 | KA7000:12 | JB70 LEFT RAIL | 62.A4
XT7001:2 | SC | KA700022 | RED | 16 | 62.A4 | KA7000:22 | JB70 LEFT RAIL | 62.A4
XT7001:3 | SC | CCH7000G | GRN/YEL | 12 | 62.A4 | XT7000:3 | JB70 LEFT RAIL | 62.A2
SolarTools ver. 24.0.84.24712 (Jul 31, 2025)
Report date: 4/9/2026 11:28 AM

## JB70 INTERFACE PANELS
JB70 INTERFACE PANELS
JB70, INTERFACE PANELS
Project # | 4M181
Project Name | PIC PROJECT PHASE 4 DEVELOPMENT
Revision | B.6
Controls DE | J. SHORTER
Phone:
Controls ME | S. LOZA
Phone:
From | [5 empty] | To
Device ID | Cable (W) Conductor (SC) Jumper Clip (JC) | Wire No. | Wire ID | Gauge/Size | Page/Zone | Device ID | Location | Page/Zone
BA0003:V1(-) | SC | 0V | WHT | 16 | 6.A3 | XT0503:2 | JB70 INTERFACE PANELS | 6.A5
BA0003:V1(+) | SC | FU0503 | WHT | 16 | 6.A3 | FU0503:LD | JB70 INTERFACE PANELS | 6.A4
BA0004:V1(-) | SC | 0V | WHT | 16 | 6.B3 | XT0503:2 | JB70 INTERFACE PANELS | 6.A5
BA0004:V1(+) | SC | FU0504 | WHT | 16 | 6.B3 | FU0504:LD | JB70 INTERFACE PANELS | 6.B4
BA1100:NEG | SC | 0V | WHT | 16 | 47.D1 | XT1211:2 | JB70 INTERFACE PANELS | 47.D3
BA1100:POS | SC | FU1101LD | WHT | 16 | 47.D1 | FU1101:LD | JB70 INTERFACE PANELS | 47.C2
BA1211:NEG | SC | 0V | WHT | 16 | 47.B1 | XT1211:2 | JB70 INTERFACE PANELS | 47.D3
BA1211:POS | SC | FU1211 | WHT | 16 | 47.B1 | FU1211:LD | JB70 INTERFACE PANELS | 47.B2
FU0503:LI | SC | FU0136 | WHT | 16 | 6.A4 | XT0503:1 | JB70 INTERFACE PANELS | 6.A5
FU0504:LI | SC | FU0136 | WHT | 16 | 6.B4 | XT0503:1 | JB70 INTERFACE PANELS | 6.A5
FU1100:LI | SC | FU0136 | WHT | 14 | 47.D3 | XT0800:37 | JB70 INTERFACE PANELS | 47.D4
FU1101:LI | SC | FU0136 | WHT | 16 | 47.C2 | XT1211:1 | JB70 INTERFACE PANELS | 47.C3
FU1211:LI | SC | FU0136 | WHT | 16 | 47.B2 | XT1211:1 | JB70 INTERFACE PANELS | 47.C3
GR1110: | SC | GR1110 | GRN/YEL | 14 | 9.B6 | FRAME | JB70 INTERFACE PANELS | 9.B6
GR1111: | SC | GR1111 | GRN/YEL | 14 | 9.B6 | FRAME | JB70 INTERFACE PANELS | 9.B6
GR1112: | SC | GR1112 | GRN/YEL | 14 | 9.B6 | FRAME | JB70 INTERFACE PANELS | 9.B6
GR1113: | SC | IEG12002 | GRN | 14 | 9.B6 | IEG1200:2 | JB70 INTERFACE PANELS | 9.B6
GR1231: | SC | GR1231 | GRN/YEL | 14 | 9.B7 | FRAME | JB70 INTERFACE PANELS | 9.B6
GR1232: | SC | GR1232 | GRN/YEL | 14 | 9.B7 | FRAME | JB70 INTERFACE PANELS | 9.B6
IEG1200:1 | SC | UA1200G | GRN | 16 | 30.D2 | UA1200:J3-4 | JB70 INTERFACE PANELS | 30.B1
RR1751: -10K OHM | SC | SB017013 | WHT | 20 | 43.C4 | XT0839:14 | JB70 INTERFACE PANELS | 43.C4
RR1751: -10K OHM | SC | SB017014 | WHT | 20 | 43.C4 | XT0839:15 | JB70 INTERFACE PANELS | 43.C4
RR1752: -10K OHM | SC | SB017523 | WHT | 20 | 43.D4 | XT0839:16 | JB70 INTERFACE PANELS | 43.D4
RR1752: -10K OHM | SC | SB017524 | WHT | 20 | 43.D4 | XT0839:17 | JB70 INTERFACE PANELS | 43.D4
RR1756: -10K OHM | SC | AT017517 | WHT | 20 | 43.A4 | XT0839:2 | JB70 INTERFACE PANELS | 43.A4
RR1756: -10K OHM | SC | HL0171X1 | WHT | 20 | 43.A4 | XT0839:3 | JB70 INTERFACE PANELS | 43.A4
RR1757: -10K OHM | SC | AT017520 | WHT | 20 | 43.A4 | XT0839:5 | JB70 INTERFACE PANELS | 43.A4
RR1757: -10K OHM | SC | HL0172X1 | WHT | 20 | 43.A4 | XT0839:6 | JB70 INTERFACE PANELS | 43.A4
RR1758: -10K OHM | SC | AT017523 | WHT | 20 | 43.B4 | XT0839:8 | JB70 INTERFACE PANELS | 43.B4
RR1758: -10K OHM | SC | HL0173X1 | WHT | 20 | 43.B4 | XT0839:9 | JB70 INTERFACE PANELS | 43.B4
UA1200:J1-10 | SC | FU0389 | WHT | 20 | 30.B1 | XT0805:13 | JB70 INTERFACE PANELS | 30.D3
UA1200:J1-4 | SC | UA1200J14 | WHT | 20 | 30.B1 | XT0805:7 | JB70 INTERFACE PANELS | 30.C3
UA1200:J1-5 | SC | UA1200J15 | WHT | 20 | 30.B1 | XT0805:8 | JB70 INTERFACE PANELS | 30.C3
UA1200:J1-8 | SC | UA1200J | WHT | 20 | 74.B6 | UA1200:J3-5 | JB70 INTERFACE PANELS | 74.B6
UA1200:J1-9 | SC | 0V | WHT | 20 | 30.B1 | XT0805:14 | JB70 INTERFACE PANELS | 30.D3
UA1200:J2-1 | SC | UA1200J21 | WHT | 20 | 30.B1 | XT0805:11 | JB70 INTERFACE PANELS | 30.D3
UA1200:J2-2 | SC | FU0389 | WHT | 20 | 30.B1 | XT0805:12 | JB70 INTERFACE PANELS | 30.D3
UA1200:J2-6 | SC | UA1200J26 | WHT | 20 | 30.B1 | XT0805:9 | JB70 INTERFACE PANELS | 30.C3
UA1200:J2-7 | SC | UA1200J27 | WHT | 20 | 30.B1 | XT0805:10 | JB70 INTERFACE PANELS | 30.D3
VD1756:--1N4005/1 | SC | HL0171X2 | WHT | 20 | 43.A4 | XT0839:1 | JB70 INTERFACE PANELS | 43.A4
VD1756:+-1N4005/1 | SC | AT017517 | WHT | 20 | 43.A4 | XT0839:2 | JB70 INTERFACE PANELS | 43.A4
VD1757:--1N4005/1 | SC | HL0172X2 | WHT | 20 | 43.A4 | XT0839:4 | JB70 INTERFACE PANELS | 43.A4
VD1757:+-1N4005/1 | SC | AT017520 | WHT | 20 | 43.A4 | XT0839:5 | JB70 INTERFACE PANELS | 43.A4
VD1758:--1N4005/1 | SC | HL0173X2 | WHT | 20 | 43.B4 | XT0839:7 | JB70 INTERFACE PANELS | 43.B4
VD1758:+-1N4005/1 | SC | AT017523 | WHT | 20 | 43.B4 | XT0839:8 | JB70 INTERFACE PANELS | 43.B4
XT0503:1 | SC | FU0136 | WHT | 16 | 6.A5 | XT0800:37 | JB70 INTERFACE PANELS | 47.D4
XT0503:2 | SC | 0V | WHT | 16 | 6.A5 | XT0800:38 | JB70 INTERFACE PANELS | 47.D4
XT1211:1 | SC | FU0136 | WHT | 14 | 47.C3 | XT0800:37 | JB70 INTERFACE PANELS | 47.D4
XT1211:2 | SC | 0V | WHT | 14 | 47.D3 | XT0800:38 | JB70 INTERFACE PANELS | 47.D4
BA0004:RJ45 | WC0010 | BA1211L2 | ENET | CABLE | 3.C3 | BA1211:L2 | JB70 INTERFACE PANELS | 3.C2
UA1200:J1-3 | WC4524 | UA1200J13 | RED | 20 | 30.B1 | XT0805:4 | JB70 INTERFACE PANELS | 30.B3
UA1200:J1-1 | WC4524 | UA1200J11 | BLK | 20 | 30.B1 | XT0805:5 | JB70 INTERFACE PANELS | 30.B3
FLOATING | WC4524 | UA1200S | SH | 20 | 30.B1 | XT0805:6 | JB70 INTERFACE PANELS | 30.B3
FU0317:LI | WC8401 | PMG1 | WHT | 12 | 109.B3 | XT0833:1 | JB70 INTERFACE PANELS | 109.B3
FU0318:LI | WC8401 | PMG2 | BLK | 12 | 109.B3 | XT0833:2 | JB70 INTERFACE PANELS | 109.B3
XT0833:4 | WC8401 | PMGS | SH | 12 | 109.B3 | XT0833:3 | JB70 INTERFACE PANELS | 109.B3
BA0003:RJ45 | WC9013 | BA0003RJ45 | ENET | CABLE | 3.C1 | BA1100:L1 | JB70 INTERFACE PANELS | 3.C2
BA1100:L2 | WC9211 | BA1100L2 | ENET | CABLE | 3.C2 | BA1211:L1 | JB70 INTERFACE PANELS | 3.C2
XT0800:1 | SC | SH047113 | WHT | 20 | 48.A4 | SH0471:13 | JB70 DOOR | 48.A1
XT0800:10 | SC | SH047014 | WHT | 20 | 48.B4 | SH0470:14 | JB70 DOOR | 48.B1
XT0800:11 | SC | SH0470X2 | WHT | 20 | 48.B4 | SH0470:X2 | JB70 DOOR | 48.B1
XT0800:12 | SC | SH0470X1 | WHT | 20 | 48.C4 | SH0470:X1 | JB70 DOOR | 48.B1
XT0800:13 | SC | FU0139 | WHT | 20 | 48.C4 | SH0472:13 | JB70 DOOR | 48.C1
XT0800:14 | SC | KA0241A1 | WHT | 20 | 48.C4 | SH0472:14 | JB70 DOOR | 48.C1
XT0800:15 | SC | SH047211 | WHT | 20 | 48.C4 | SH0472:11 | JB70 DOOR | 48.C1
XT0800:16 | SC | SH047212 | WHT | 20 | 48.C4 | SH0472:12 | JB70 DOOR | 48.C1
XT0800:17 | SC | SH0472X2 | WHT | 20 | 48.C4 | SH0472:X2 | JB70 DOOR | 48.C1
XT0800:18 | SC | SH0472X1 | WHT | 20 | 48.C4 | SH0472:X1 | JB70 DOOR | 48.C1
XT0800:19 | SC | SB047111 | WHT | 20 | 48.D4 | SB0471:11 | JB70 DOOR | 48.D1
XT0800:2 | SC | SH047114 | WHT | 20 | 48.A4 | SH0471:14 | JB70 DOOR | 48.A1
XT0800:20 | SC | SB047112 | WHT | 20 | 48.D4 | SB0471:12 | JB70 DOOR | 48.D1
XT0800:21 | SC | SB047313 | WHT | 20 | 48.D4 | SB0473:13 | JB70 DOOR | 48.D1
XT0800:22 | SC | SB047314 | WHT | 20 | 48.D4 | SB0473:14 | JB70 DOOR | 48.D1
XT0800:23 | SC | SB047413 | WHT | 20 | 49.A4 | SB0474:13 | JB70 DOOR | 49.A1
XT0800:24 | SC | SB047414 | WHT | 20 | 49.A4 | SB0474:14 | JB70 DOOR | 49.A1
XT0800:25 | SC | SA0471B213 | WHT | 20 | 49.A4 | SA0471:B2-13 | JB70 DOOR | 49.A1
XT0800:26 | SC | SA0471B214 | WHT | 20 | 49.A4 | SA0471:B2-14 | JB70 DOOR | 49.A1
XT0800:27 | SC | SA0471B113 | WHT | 20 | 49.B4 | SA0471:B1-13 | JB70 DOOR | 49.B1
XT0800:28 | SC | SA0471B114 | WHT | 20 | 49.B4 | SA0471:B1-14 | JB70 DOOR | 49.B1
XT0800:29 | SC | ESTOPB | WHT | 20 | 49.C4 | SB0472:B1-11 | JB70 DOOR | 49.C1
XT0800:3 | SC | SH047111 | WHT | 20 | 48.A4 | SH0471:11 | JB70 DOOR | 48.A1
XT0800:30 | SC | ESTOPA | WHT | 20 | 49.C4 | SB0472:B1-12 | JB70 DOOR | 49.C1
XT0800:31 | SC | SB0472B211 | WHT | 20 | 49.B4 | SB0472:B2-11 | JB70 DOOR | 49.B1
XT0800:32 | SC | SB0472B212 | WHT | 20 | 49.B4 | SB0472:B2-12 | JB70 DOOR | 49.B1
XT0800:33 | SC | SA0472B213 | WHT | 20 | 46.C4 | SA0472:B2-13 | JB70 DOOR | 46.C1
XT0800:34 | SC | SA0472B214 | WHT | 20 | 46.C4 | SA0472:B2-14 | JB70 DOOR | 46.C1
XT0800:35 | SC | SA0472B113 | WHT | 20 | 46.C4 | SA0472:B1-13 | JB70 DOOR | 46.C1
XT0800:36 | SC | SA0472B114 | WHT | 20 | 46.C4 | SA0472:B1-14 | JB70 DOOR | 46.C1
XT0800:4 | SC | SH047112 | WHT | 20 | 48.A4 | SH0471:12 | JB70 DOOR | 48.A1
XT0800:5 | SC | SH0471X2 | WHT | 20 | 48.A4 | SH0471:X2 | JB70 DOOR | 48.A1
XT0800:6 | SC | SH0471X1 | WHT | 20 | 48.A4 | SH0471:X1 | JB70 DOOR | 48.A1
XT0800:7 | SC | SH047011 | WHT | 20 | 48.B4 | SH0470:11 | JB70 DOOR | 48.B1
XT0800:8 | SC | SH047012 | WHT | 20 | 48.B4 | SH0470:12 | JB70 DOOR | 48.B1
XT0800:9 | SC | SH047013 | WHT | 20 | 48.B4 | SH0470:13 | JB70 DOOR | 48.B1
FU1100:LD | SC | FU1100 | WHT | 14 | 47.D3 | AT1100:POS | JB70 DOOR | 47.D3
XT0800:38 | SC | 0V | WHT | 14 | 47.D4 | AT1100:NEG | JB70 DOOR | 47.D3
XT0800:39 | SC | AT1100G | GRN/YEL | 14 | 47.D4 | AT1100:GND | JB70 DOOR | 47.D3
XT0839:1 | SC | HL0171X2 | WHT | 20 | 43.A4 | HL0171:X2 | JB70 DOOR | 43.A1
XT0839:10 | SC | SA0170B213 | WHT | 20 | 43.B4 | SA0170:B2-13 | JB70 DOOR | 43.B1
XT0839:11 | SC | SA0170B214 | WHT | 20 | 43.B4 | SA0170:B2-14 | JB70 DOOR | 43.B1
XT0839:12 | SC | AT01754P1 | WHT | 20 | 43.C4 | SA0170:B1-13 | JB70 DOOR | 43.C1
XT0839:13 | SC | SA0170B114 | WHT | 20 | 43.C4 | SA0170:B1-14 | JB70 DOOR | 43.C1
XT0839:14 | SC | SB017013 | WHT | 20 | 43.C4 | SB0170:13 | JB70 DOOR | 43.C1
XT0839:15 | SC | SB017014 | WHT | 20 | 43.C4 | SB0170:14 | JB70 DOOR | 43.C1
XT0839:16 | SC | SB017523 | WHT | 20 | 43.D4 | SB0175:13 | JB70 DOOR | 43.D1
XT0839:17 | SC | SB017524 | WHT | 20 | 43.D4 | SB0175:14 | JB70 DOOR | 43.D1
XT0839:3 | SC | HL0171X1 | WHT | 20 | 43.A4 | HL0171:X1 | JB70 DOOR | 43.A1
XT0839:4 | SC | HL0172X2 | WHT | 20 | 43.A4 | HL0172:X2 | JB70 DOOR | 43.A1
XT0839:6 | SC | HL0172X1 | WHT | 20 | 43.A4 | HL0172:X1 | JB70 DOOR | 43.A1
XT0839:7 | SC | HL0173X2 | WHT | 20 | 43.B4 | HL0173:X2 | JB70 DOOR | 43.B1
XT0839:9 | SC | HL0173X1 | WHT | 20 | 43.B4 | HL0173:X1 | JB70 DOOR | 43.B1
BA1100:DEVICE | WC0101 | BA1100DEVICE | ENET | CABLE | 47.D1 | AT1100:L1 | JB70 DOOR | 47.D3
XT0805:16 | WC5072 | HA047201 | 1 | 18 | 45.A4 | HA0472:BLK-1 | JB70 DOOR | 45.A1
XT0805:15 | WC5072 | HA047202 | 2 | 18 | 45.A4 | HA0472:BLK-2 | JB70 DOOR | 45.A1
SolarTools ver. 24.0.84.24712 (Jul 31, 2025)
Report date: 4/9/2026 11:28 AM

## JB70 LEFT RAIL
JB70 LEFT RAIL
JB70, LEFT SIDE RAIL
Project # | 4M181
Project Name | PIC PROJECT PHASE 4 DEVELOPMENT
Revision | B.6
Controls DE | J. SHORTER
Phone:
Controls ME | S. LOZA
Phone:
From | [5 empty] | To
Device ID | Cable (W) Conductor (SC) Jumper Clip (JC) | Wire No. | Wire ID | Gauge/Size | Page/Zone | Device ID | Location | Page/Zone
FU7000:LD | SC | FU7000 | RED | 16 | 62.A3 | KA7000:11 | JB70 LEFT RAIL | 62.A4
FU7000:LI | SC | CCH7000L1 | RED | 16 | 62.A3 | XT7000:1 | JB70 LEFT RAIL | 62.A2
GR1101: | SC | GR1101 | GRN/YEL | 14 | 9.A6 | FRAME | JB70 LEFT RAIL | 9.A6
KA7000:21 | SC | CCH7000L2 | RED | 16 | 62.A4 | XT7000:2 | JB70 LEFT RAIL | 62.A2
KA7000:12 | SC | KA700012 | RED | 16 | 62.A4 | XT7001:1 | JB70 DOOR HEATER PANEL | 62.A4
KA7000:22 | SC | KA700022 | RED | 16 | 62.A4 | XT7001:2 | JB70 DOOR HEATER PANEL | 62.A4
XT7000:3 | SC | CCH7000G | GRN/YEL | 12 | 62.A2 | XT7001:3 | JB70 DOOR HEATER PANEL | 62.A4
SolarTools ver. 24.0.84.24712 (Jul 31, 2025)
Report date: 4/9/2026 11:27 AM

## JB70 RIGHT RAIL
JB70 RIGHT RAIL
JB70, RIGHT SIDE RAIL
Project # | 4M181
Project Name | PIC PROJECT PHASE 4 DEVELOPMENT
Revision | B.6
Controls DE | J. SHORTER
Phone:
Controls ME | S. LOZA
Phone:
From | [5 empty] | To
Device ID | Cable (W) Conductor (SC) Jumper Clip (JC) | Wire No. | Wire ID | Gauge/Size | Page/Zone | Device ID | Location | Page/Zone
GR1100: | SC | GR1100 | GRN/YEL | 14 | 9.A7 | FRAME | JB70 RIGHT RAIL | 9.A6
SolarTools ver. 24.0.84.24712 (Jul 31, 2025)
Report date: 4/9/2026 11:27 AM

## ORBIT 60^DOOR PANEL
ORBIT 60^DOOR PANEL
CONTROL CONSOLE,^(ORBIT 60 RACK DOOR PANEL)
Project # | 4M181
Project Name | PIC PROJECT PHASE 4 DEVELOPMENT
Revision | B.6
Controls DE | J. SHORTER
Phone:
Controls ME | S. LOZA
Phone:
From | [5 empty] | To
Device ID | Cable (W) Conductor (SC) Jumper Clip (JC) | Wire No. | Wire ID | Gauge/Size | Page/Zone | Device ID | Location | Page/Zone
UV0610:P.E. | SC | PEG01501 | GRN/YEL | 14 | 19.B1 | PEG0150:1 | CONSOLE F&G,C.C. | 19.B4
UV0611:P.E. | SC | PEG01502 | GRN/YEL | 14 | 19.C1 | PEG0150:2 | CONSOLE F&G,C.C. | 19.D4
UV0610:+DC | SC | FU0411 | WHT | 14 | 19.B1 | FU0411:LD | CONSOLE ISOLATOR PANEL | 19.A5
UV0610:COM | SC | 0V | WHT | 14 | 19.B1 | XT0410:3 | CONSOLE ISOLATOR PANEL | 19.A6
UV0611:+DC | SC | FU0412 | WHT | 14 | 19.C1 | FU0412:LD | CONSOLE ISOLATOR PANEL | 19.A5
UV0611:COM | SC | 0V | WHT | 14 | 19.C1 | XT0410:4 | CONSOLE ISOLATOR PANEL | 19.A6
AP0624:SIG1 | WC1404 | UAI62417 | RED | 20 | 67.D6 | UAI6241:7 | CONSOLE ISOLATOR PANEL | 67.D5
AP0624:COM1 | WC1404 | UAI62418 | BLK | 20 | 67.D6 | UAI6241:8 | CONSOLE ISOLATOR PANEL | 67.D5
AP0624:SHLD1 | WC1404 | UAI6241S | SH | 20 | 67.D6 | FLOATING | CONSOLE ISOLATOR PANEL | 67.D6
AP0616:SIG1 | WC1428 | UAI61617 | RED | 20 | 71.B6 | UAI6161:7 | CONSOLE ISOLATOR PANEL | 71.B5
AP0616:COM1 | WC1428 | UAI61618 | BLK | 20 | 71.B6 | UAI6161:8 | CONSOLE ISOLATOR PANEL | 71.B5
AP0616:SHLD1 | WC1428 | UAI6161S | SH | 20 | 71.B6 | FLOATING | CONSOLE ISOLATOR PANEL | 71.B6
AP0617:SIG1 | WC1429 | UAI61717 | RED | 20 | 71.A6 | UAI6171:7 | CONSOLE ISOLATOR PANEL | 71.A5
AP0617:COM1 | WC1429 | UAI61718 | BLK | 20 | 71.A6 | UAI6171:8 | CONSOLE ISOLATOR PANEL | 71.A5
AP0617:SHLD1 | WC1429 | UAI6171S | SH | 20 | 71.A6 | FLOATING | CONSOLE ISOLATOR PANEL | 71.A6
AP0617:SIG2 | WC1430 | UAI61727 | RED | 20 | 71.A6 | UAI6172:7 | CONSOLE ISOLATOR PANEL | 71.A5
AP0617:COM2 | WC1430 | UAI61728 | BLK | 20 | 71.A6 | UAI6172:8 | CONSOLE ISOLATOR PANEL | 71.A5
AP0617:SHLD2 | WC1430 | UAI6172S | SH | 20 | 71.A6 | FLOATING | CONSOLE ISOLATOR PANEL | 71.A6
AP0617:SIG3 | WC1431 | UAI61737 | RED | 20 | 71.C6 | UAI6173:7 | CONSOLE ISOLATOR PANEL | 71.C5
AP0617:COM3 | WC1431 | UAI61738 | BLK | 20 | 71.C6 | UAI6173:8 | CONSOLE ISOLATOR PANEL | 71.C5
AP0617:SHLD3 | WC1431 | UAI6173S | SH | 20 | 71.C6 | FLOATING | CONSOLE ISOLATOR PANEL | 71.C6
AP0617:SIG4 | WC1432 | UAI61747 | RED | 20 | 71.C6 | UAI6174:7 | CONSOLE ISOLATOR PANEL | 71.C5
AP0617:COM4 | WC1432 | UAI61748 | BLK | 20 | 71.C6 | UAI6174:8 | CONSOLE ISOLATOR PANEL | 71.C5
AP0617:SHLD4 | WC1432 | UAI6174S | SH | 20 | 71.C6 | FLOATING | CONSOLE ISOLATOR PANEL | 71.C6
AP0618:SIG1 | WC1433 | UAI61817 | RED | 20 | 71.D6 | UAI6181:7 | CONSOLE ISOLATOR PANEL | 71.D5
AP0618:COM1 | WC1433 | UAI61818 | BLK | 20 | 71.D6 | UAI6181:8 | CONSOLE ISOLATOR PANEL | 71.D5
AP0618:SHLD1 | WC1433 | UAI6181S | SH | 20 | 71.D6 | FLOATING | CONSOLE ISOLATOR PANEL | 71.D6
AP0618:SIG2 | WC1434 | UAI61827 | RED | 20 | 71.D6 | UAI6182:7 | CONSOLE ISOLATOR PANEL | 71.D5
AP0618:COM2 | WC1434 | UAI61828 | BLK | 20 | 71.D6 | UAI6182:8 | CONSOLE ISOLATOR PANEL | 71.D5
AP0618:SHLD2 | WC1434 | UAI6182S | SH | 20 | 71.D6 | FLOATING | CONSOLE ISOLATOR PANEL | 71.D6
AP0618:SIG3 | WC1435 | UAI61837 | RED | 20 | 71.B6 | UAI6183:7 | CONSOLE ISOLATOR PANEL | 71.B5
AP0618:COM3 | WC1435 | UAI61838 | BLK | 20 | 71.B6 | UAI6183:8 | CONSOLE ISOLATOR PANEL | 71.B5
AP0618:SHLD3 | WC1435 | UAI6183S | SH | 20 | 71.B6 | FLOATING | CONSOLE ISOLATOR PANEL | 71.B6
AP0616:SIG4 | WC4001 | UAI61637 | RED | 20 | 115.A6 | UAI6163:7 | CONSOLE ISOLATOR PANEL | 115.A5
AP0616:COM4 | WC4001 | UAI61638 | BLK | 20 | 115.A6 | UAI6163:8 | CONSOLE ISOLATOR PANEL | 115.A5
AP0616:SHLD4 | WC4001 | UAI6163S | SH | 20 | 115.A6 | FLOATING | CONSOLE ISOLATOR PANEL | 115.A6
AP0621:SIG1 | WC4400 | UAI62117 | RED | 20 | 115.B6 | UAI6211:7 | CONSOLE ISOLATOR PANEL | 115.B5
AP0621:COM1 | WC4400 | UAI62118 | BLK | 20 | 115.B6 | UAI6211:8 | CONSOLE ISOLATOR PANEL | 115.B5
AP0621:SHLD1 | WC4400 | UAI6211S | SH | 20 | 115.B6 | FLOATING | CONSOLE ISOLATOR PANEL | 115.B6
AP0621:SIG2 | WC4401 | UAI62127 | RED | 20 | 115.C6 | UAI6212:7 | CONSOLE ISOLATOR PANEL | 115.C5
AP0621:COM2 | WC4401 | UAI62128 | BLK | 20 | 115.C6 | UAI6212:8 | CONSOLE ISOLATOR PANEL | 115.C5
AP0621:SHLD2 | WC4401 | UAI6212S | SH | 20 | 115.C6 | FLOATING | CONSOLE ISOLATOR PANEL | 115.C6
AP0621:SIG3 | WC4402 | UAI62137 | RED | 20 | 115.B6 | UAI6213:7 | CONSOLE ISOLATOR PANEL | 115.B5
AP0621:COM3 | WC4402 | UAI62138 | BLK | 20 | 115.B6 | UAI6213:8 | CONSOLE ISOLATOR PANEL | 115.B5
AP0621:SHLD3 | WC4402 | UAI6213S | SH | 20 | 115.B6 | FLOATING | CONSOLE ISOLATOR PANEL | 115.B6
AP0621:SIG4 | WC4403 | UAI62147 | RED | 20 | 115.B6 | UAI6214:7 | CONSOLE ISOLATOR PANEL | 115.B5
AP0621:COM4 | WC4403 | UAI62148 | BLK | 20 | 115.B6 | UAI6214:8 | CONSOLE ISOLATOR PANEL | 115.B5
AP0621:SHLD4 | WC4403 | UAI6214S | SH | 20 | 115.B6 | FLOATING | CONSOLE ISOLATOR PANEL | 115.B6
AP0612:ARM | SC | AP0612ARM | WHT | 20 | 20.A1 | AF0091:33 | CONSOLE PANEL A | 20.A7
AP0612:NO | SC | AP0612NO | WHT | 20 | 20.A1 | AF0091:01 | CONSOLE PANEL A | 20.A7
AP0628:ARM1 | SC | AP0628ARM1 | WHT | 20 | 20.B1 | AF0091:34 | CONSOLE PANEL A | 20.B7
AP0628:ARM2 | SC | AP0628ARM2 | WHT | 20 | 20.C1 | AF0091:35 | CONSOLE PANEL A | 20.C7
AP0628:ARM3 | SC | AP0628ARM3 | WHT | 20 | 20.C1 | AF0091:36 | CONSOLE PANEL A | 20.C7
AP0628:NC1 | SC | AP0628NC1 | WHT | 20 | 20.B1 | AF0091:02 | CONSOLE PANEL A | 20.B7
AP0628:NC2 | SC | AP0628NC2 | WHT | 20 | 20.C1 | AF0091:03 | CONSOLE PANEL A | 20.C7
AP0628:NC3 | SC | AP0628NC3 | WHT | 20 | 20.C1 | AF0091:04 | CONSOLE PANEL A | 20.C7
AP0615:PORT A | WC0606 | AP0608ENET | ENET | CABLE | 20.D1 | AP0608:ENET | CONSOLE PLC PANEL | 20.D6
SolarTools ver. 24.0.84.24712 (Jul 31, 2025)
Report date: 4/9/2026 11:27 AM

## SPACE HEATER PANEL
SPACE HEATER PANEL
CONTROL CONSOLE
Project # | 4M181
Project Name | PIC PROJECT PHASE 4 DEVELOPMENT
Revision | B.6
Controls DE | J. SHORTER
Phone:
Controls ME | S. LOZA
Phone:
From | [5 empty] | To
Device ID | Cable (W) Conductor (SC) Jumper Clip (JC) | Wire No. | Wire ID | Gauge/Size | Page/Zone | Device ID | Location | Page/Zone
XT0951:1 | JC | TS0950NC | CLIP | --- | 61.A6 | XT0951:2 | SPACE HEATER PANEL | 61.B6
XT0951:3 | JC | QS0950LD3 | CLIP | --- | 61.A6 | XT0951:4 | SPACE HEATER PANEL | 61.B6
XT0951:5 | JC | H0950AG | CLIP | --- | 61.A5 | XT0951:6 | SPACE HEATER PANEL | 61.B5
GR0391: | SC | GR0391G | GRN/YEL | 14 | 61.B6 | FRAME | SPACE HEATER PANEL | 61.B6
GR0950: | SC | GR0950 | GRN/YEL | 14 | 61.B6 | FRAME | SPACE HEATER PANEL | 61.B6
H0950:GND | SC | H0950AG | GRN/YEL | 14 | 61.A7 | XT0951:5 | SPACE HEATER PANEL | 61.A5
H0950:L | SC | TS0950NC | RED | 12 | 61.A7 | XT0951:1 | SPACE HEATER PANEL | 61.A6
H0950:N | SC | QS0950LD3 | RED | 12 | 61.A7 | XT0951:3 | SPACE HEATER PANEL | 61.A6
H0951:GND | SC | H0950AG | GRN/YEL | 14 | 61.B7 | XT0951:6 | SPACE HEATER PANEL | 61.B5
H0951:L | SC | TS0950NC | RED | 12 | 61.B7 | XT0951:2 | SPACE HEATER PANEL | 61.B6
H0951:N | SC | QS0950LD3 | RED | 12 | 61.B7 | XT0951:4 | SPACE HEATER PANEL | 61.B6
QS0950:LD-1 | SC | QS0950LD1 | RED | 12 | 61.A3 | TS0950:C | SPACE HEATER PANEL | 61.A4
QS0950:LD-3 | SC | QS0950LD3 | RED | 12 | 61.A3 | XT0951:3 | SPACE HEATER PANEL | 61.A6
QS0950:LI-2 | SC | H0950L1 | RED | 12 | 61.A3 | XT0950:1 | SPACE HEATER PANEL | 61.A2
QS0950:LI-4 | SC | H0950L2 | RED | 12 | 61.A3 | XT0950:2 | SPACE HEATER PANEL | 61.A2
TS0950:NC | SC | TS0950NC | RED | 12 | 61.A4 | XT0951:1 | SPACE HEATER PANEL | 61.A6
XT0950:3 | SC | H0950AG | GRN/YEL | 12 | 61.A2 | XT0951:5 | SPACE HEATER PANEL | 61.A5
XT0951:1 | SC | TS0950NC | RED | 16 | 61.A6 | HL0950:1 | CONSOLE HEATER LIGHT | 61.A6
XT0951:3 | SC | QS0950LD3 | RED | 16 | 61.A6 | HL0950:2 | CONSOLE HEATER LIGHT | 61.A6
SolarTools ver. 24.0.84.24712 (Jul 31, 2025)
Report date: 4/9/2026 11:27 AM

## Panel Errors
Panel Errors
Project # | 4M181
Project Name | PIC PROJECT PHASE 4 DEVELOPMENT
Revision | B.6
Controls DE | J. SHORTER
Phone:
Controls ME | S. LOZA
Phone:
From | [6 empty] | To
Device ID | Location | Cable (W) Conductor (SC) Jumper Clip (JC) | Wire ID | Wire No. | Gauge/Size | Page/Zone | Device ID | Location | Page/Zone
Report date: 4/9/2026 11:27 AM |  |  |  | SolarTools ver. 24.0.84.24712 (Jul 31, 2025)

## Cable Part Numbers
Cable Part Numbers |  |  | SolarTools ver. 24.0.84.24712 (Jul 31, 2025)
Project # | 4M181
Report date: 4/9/2026 11:29 AM
Project Name | PIC PROJECT PHASE 4 DEVELOPMENT
Revision | B.6
Controls DE | J. SHORTER
Phone:
Controls ME | S. LOZA
Phone:
Device ID |  | Part Number |  | Description
WC0101 |  | 1302073-36 |  | CABLE, ETHERNET - 36 INCHES
WC4524 |  | 1022941-12 |  | TPE, 1 PAIR TWISTED SHIELDED
WC5072 |  | PART OF 1103208-100 |  | CABLE, 2 CONDUCTOR UNSHIELDED PART OF HORN
WC8401 |  | 1022941-32 |  | TPE, 1 PAIR TWISTED SHIELDED
WH7000 |  | PART OF DEVICE |  | PART OF DEVICE, JUNCTION BOX ASSEMBLY
WTS7000 |  | PART OF DEVICE |  | PART OF DEVICE, JUNCTION BOX ASSEMBLY
WC0001 |  | 1302073-36 |  | CABLE, ETHERNET - 36 INCHES
WC0003 |  | 1302073-36 |  | CABLE, ETHERNET - 36 INCHES
WC0006 |  | 1302073-36 |  | CABLE, ETHERNET - 36 INCHES
WC0007 |  | 1302073-36 |  | CABLE, ETHERNET - 36 INCHES
WC0008 |  | 1302073-36 |  | CABLE, ETHERNET - 36 INCHES
WC0009 |  | 1302073-36 |  | CABLE, ETHERNET - 36 INCHES
WC0010 |  | 1302073-36 |  | CABLE, ETHERNET - 36 INCHES
WC0012 |  | 1302073-36 |  | CABLE, ETHERNET - 36 INCHES
WC0014 |  | 1302073-36 |  | CABLE, ETHERNET - 36 INCHES
WC0017 |  | 1302073-36 |  | CABLE, ETHERNET - 36 INCHES
WC0018 |  | 1302073-36 |  | CABLE, ETHERNET - 36 INCHES
WC0019 |  | 1302073-36 |  | CABLE, ETHERNET - 36 INCHES
WC0020 |  | 1302073-36 |  | CABLE, ETHERNET - 36 INCHES
WC0094 |  | 1022941-13 |  | TPE, 1 TRIAD TWISTED SHIELDED
WC029121 |  | 1022941-12 |  | TPE, 1 PAIR TWISTED SHIELDED
WC029122 |  | 1022941-12 |  | TPE, 1 PAIR TWISTED SHIELDED
WC0606 |  | 1040131-3 |  | CABLE, ETHERNET COMMUNICATION CABLE
WC0640 |  | 1022941-12 |  | TPE, 1 PAIR TWISTED SHIELDED
WC0641 |  | 1022941-12 |  | TPE, 1 PAIR TWISTED SHIELDED
WC0650 |  | 1022941-12 |  | TPE, 1 PAIR TWISTED SHIELDED
WC0651 |  | 1022941-12 |  | TPE, 1 PAIR TWISTED SHIELDED
WC0653 |  | 1022941-12 |  | TPE, 1 PAIR TWISTED SHIELDED
WC0661 |  | 1022941-12 |  | TPE, 1 PAIR TWISTED SHIELDED
WC0663 |  | 1022941-12 |  | TPE, 1 PAIR TWISTED SHIELDED
WC0664 |  | 1022941-12 |  | TPE, 1 PAIR TWISTED SHIELDED
WC0665 |  | 1022941-12 |  | TPE, 1 PAIR TWISTED SHIELDED
WC0666 |  | 1022941-12 |  | TPE, 1 PAIR TWISTED SHIELDED
WC0680 |  | 1302073-36 |  | CABLE
WC0720 |  | 1022941-12 |  | TPE, 1 PAIR TWISTED SHIELDED
WC0722 |  | 1022941-12 |  | TPE, 1 PAIR TWISTED SHIELDED
WC0723 |  | 1022941-12 |  | TPE, 1 PAIR TWISTED SHIELDED
WC0746 |  | 1022941-12 |  | TPE, 1 PAIR TWISTED SHIELDED
WC0747 |  | 1022941-12 |  | TPE, 1 PAIR TWISTED SHIELDED
WC0751 |  | 1022941-12 |  | TPE, 1 PAIR TWISTED SHIELDED
WC0752 |  | 1022941-12 |  | TPE, 1 PAIR TWISTED SHIELDED
WC0753 |  | 1022941-12 |  | TPE, 1 PAIR TWISTED SHIELDED
WC0833 |  | 1022941-13 |  | TPE, 1 TRIAD TWISTED SHIELDED
WC0835 |  | 1022941-13 |  | TPE, 1 TRIAD TWISTED SHIELDED
WC0851 |  | 1022941-12 |  | TPE, 1 PAIR TWISTED SHIELDED
WC0852 |  | 1022941-12 |  | TPE, 1 PAIR TWISTED SHIELDED
WC0853 |  | 1022941-12 |  | TPE, 1 PAIR TWISTED SHIELDED
WC0854 |  | 1022941-12 |  | TPE, 1 PAIR TWISTED SHIELDED
WC0855 |  | 1022941-12 |  | TPE, 1 PAIR TWISTED SHIELDED
WC0855I |  | 1022941-12 |  | TPE, 1 PAIR TWISTED SHIELDED
WC0856 |  | 1022941-12 |  | TPE, 1 PAIR TWISTED SHIELDED
WC0862 |  | 1022941-12 |  | TPE, 1 PAIR TWISTED SHIELDED
WC0863 |  | 1022941-12 |  | TPE, 1 PAIR TWISTED SHIELDED
WC0864 |  | 1022941-12 |  | TPE, 1 PAIR TWISTED SHIELDED
WC0865 |  | 1022941-12 |  | TPE, 1 PAIR TWISTED SHIELDED
WC0866 |  | 1022941-12 |  | TPE, 1 PAIR TWISTED SHIELDED
WC0940 |  | PART OF DEVICE |  | PART OF DEVICE, JUNCTION BOX ASSEMBLY
WC1235 |  | 1022941-13 |  | TPE, 1 TRIAD TWISTED SHIELDED
WC1236 |  | 1022941-13 |  | TPE, 1 TRIAD TWISTED SHIELDED
WC1237 |  | 1022941-13 |  | TPE, 1 TRIAD TWISTED SHIELDED
WC1240 |  | 1022941-13 |  | TPE, 1 TRIAD TWISTED SHIELDED
WC1242 |  | 1022941-13 |  | TPE, 1 TRIAD TWISTED SHIELDED
WC1404 |  | 1022941-12 |  | TPE, 1 PAIR TWISTED SHIELDED
WC1428 |  | 1022941-12 |  | TPE, 1 PAIR TWISTED SHIELDED
WC1429 |  | 1022941-12 |  | TPE, 1 PAIR TWISTED SHIELDED
WC1430 |  | 1022941-12 |  | TPE, 1 PAIR TWISTED SHIELDED
WC1431 |  | 1022941-12 |  | TPE, 1 PAIR TWISTED SHIELDED
WC1432 |  | 1022941-12 |  | TPE, 1 PAIR TWISTED SHIELDED
WC1433 |  | 1022941-12 |  | TPE, 1 PAIR TWISTED SHIELDED
WC1434 |  | 1022941-12 |  | TPE, 1 PAIR TWISTED SHIELDED
WC1435 |  | 1022941-12 |  | TPE, 1 PAIR TWISTED SHIELDED
WC2100 |  | 1022941-13 |  | TPE, 1 TRIAD TWISTED SHIELDED
WC2101 |  | 1022941-12 |  | TPE, 1 PAIR TWISTED SHIELDED
WC2102 |  | 1022941-12 |  | TPE, 1 PAIR TWISTED SHIELDED
WC2103 |  | 1022941-12 |  | TPE, 1 PAIR TWISTED SHIELDED
WC2104 |  | 1022941-12 |  | TPE, 1 PAIR TWISTED SHIELDED
WC2105 |  | 1022941-12 |  | TPE, 1 PAIR TWISTED SHIELDED
WC2106 |  | 1022941-12 |  | TPE, 1 PAIR TWISTED SHIELDED
WC2126 |  | 1022941-13 |  | TPE, 1 TRIAD TWISTED SHIELDED
WC2127 |  | 1022941-13 |  | TPE, 1 TRIAD TWISTED SHIELDED
WC2129 |  | 1022941-13 |  | TPE, 1 TRIAD TWISTED SHIELDED
WC2170 |  | 1022941-13 |  | TPE, 1 TRIAD TWISTED SHIELDED
WC2171 |  | 1022941-13 |  | TPE, 1 TRIAD TWISTED SHIELDED
WC2172 |  | 1022941-13 |  | TPE, 1 TRIAD TWISTED SHIELDED
WC2173 |  | 1022941-13 |  | TPE, 1 TRIAD TWISTED SHIELDED
WC2174 |  | 1022941-13 |  | TPE, 1 TRIAD TWISTED SHIELDED
WC2175 |  | 1022941-13 |  | TPE, 1 TRIAD TWISTED SHIELDED
WC2177 |  | 1022941-13 |  | TPE, 1 TRIAD TWISTED SHIELDED
WC2180 |  | 1022941-13 |  | TPE, 1 TRIAD TWISTED SHIELDED
WC2254 |  | 1022941-13 |  | TPE, 1 TRIAD TWISTED SHIELDED
WC2262 |  | 1022941-13 |  | TPE, 1 TRIAD TWISTED SHIELDED
WC2470 |  | 1022941-13 |  | TPE, 1 TRIAD TWISTED SHIELDED
WC2570 |  | 1022941-13 |  | TPE, 1 TRIAD TWISTED SHIELDED
WC2626 |  | 1022941-13 |  | TPE, 1 TRIAD TWISTED SHIELDED
WC4001 |  | 1022941-12 |  | TPE, 1 PAIR TWISTED SHIELDED
WC4117 |  | 1022941-12 |  | TPE, 1 PAIR TWISTED SHIELDED
WC4121 |  | 1022941-12 |  | TPE, 1 PAIR TWISTED SHIELDED
WC4400 |  | 1022941-12 |  | TPE, 1 PAIR TWISTED SHIELDED
WC4401 |  | 1022941-12 |  | TPE, 1 PAIR TWISTED SHIELDED
WC4402 |  | 1022941-12 |  | TPE, 1 PAIR TWISTED SHIELDED
WC4403 |  | 1022941-12 |  | TPE, 1 PAIR TWISTED SHIELDED
WC4550 |  | 1022941-12 |  | TPE, 1 PAIR TWISTED SHIELDED
WC5001 |  | 1022941-12 |  | TPE, 1 PAIR TWISTED SHIELDED
WC5115 |  | 1022941-12 |  | TPE, 1 PAIR TWISTED SHIELDED
WC5540 |  | PART OF 1113568-200 |  | CABLE, 2 CONDUCTOR TRIMMED SHIELD PART OF HORN
WC8009 |  | 1022941-22 |  | TPE, 1 PAIR TWISTED SHIELDED
WC8064 |  | 1022941-12 |  | TPE, 1 PAIR TWISTED SHIELDED
WC8065 |  | 1022941-12 |  | TPE, 1 PAIR TWISTED SHIELDED
WC8066 |  | 1022941-22 |  | TPE, 1 PAIR TWISTED SHIELDED
WC8067 |  | 1022941-22 |  | TPE, 1 PAIR TWISTED SHIELDED
WC8069 |  | 1022941-22 |  | TPE, 1 PAIR TWISTED SHIELDED
WC8085 |  | 1075034-3 |  | PVC, 1 PAIR TWISTED SHIELDED
WC8101 |  | 1022941-32 |  | TPE, 1 PAIR TWISTED SHIELDED
WC8102 |  | 1022941-32 |  | TPE, 1 PAIR TWISTED SHIELDED
WC8164 |  | 1022941-22 |  | TPE, 1 PAIR TWISTED SHIELDED
WC8165 |  | 1022941-12 |  | TPE, 1 PAIR TWISTED SHIELDED
WC8201 |  | 1022941-32 |  | TPE, 1 PAIR TWISTED SHIELDED
WC8264 |  | 1022941-12 |  | TPE, 1 PAIR TWISTED SHIELDED
WC8301 |  | 1022941-32 |  | TPE, 1 PAIR TWISTED SHIELDED
WC9001 |  | 1302073-36 |  | CABLE, ETHERNET - 36 INCHES
WC9013 |  | 1302073-36 |  | CABLE, ETHERNET - 36 INCHES
WC9211 |  | 1302073-36 |  | CABLE, ETHERNET - 36 INCHES
WCAIF0 |  | 1022941-12 |  | TPE, 1 PAIR TWISTED SHIELDED
WCP1 |  | 1022941-12 |  | TPE, 1 PAIR TWISTED SHIELDED
WCP2 |  | 1022941-12 |  | TPE, 1 PAIR TWISTED SHIELDED
WCPDT2106 |  | 1022941-12 |  | TPE, 1 PAIR TWISTED SHIELDED
WCVFDP1 |  | 1022941-12 |  | TPE, 1 PAIR TWISTED SHIELDED
WI0640 |  | 1022941-12 |  | TPE, 1 PAIR TWISTED SHIELDED
WI0641 |  | 1022941-12 |  | TPE, 1 PAIR TWISTED SHIELDED
WI0650 |  | 1022941-12 |  | TPE, 1 PAIR TWISTED SHIELDED
WI0722 |  | 1022941-12 |  | TPE, 1 PAIR TWISTED SHIELDED
WI0723 |  | 1022941-12 |  | TPE, 1 PAIR TWISTED SHIELDED
WI0746 |  | 1022941-12 |  | TPE, 1 PAIR TWISTED SHIELDED
WI0747 |  | 1022941-12 |  | TPE, 1 PAIR TWISTED SHIELDED
WI0751 |  | 1022941-12 |  | TPE, 1 PAIR TWISTED SHIELDED
WI0752 |  | 1022941-12 |  | TPE, 1 PAIR TWISTED SHIELDED
WI0753 |  | 1022941-12 |  | TPE, 1 PAIR TWISTED SHIELDED
WI0833 |  | 1022941-13 |  | TPE, 1 TRIAD TWISTED SHIELDED
WI0852 |  | 1022941-12 |  | TPE, 1 PAIR TWISTED SHIELDED
WI0853 |  | 1022941-12 |  | TPE, 1 PAIR TWISTED SHIELDED
WI0854 |  | 1022941-12 |  | TPE, 1 PAIR TWISTED SHIELDED
WI0856 |  | 1022941-12 |  | TPE, 1 PAIR TWISTED SHIELDED
WI0860 |  | 1022941-12 |  | TPE, 1 PAIR TWISTED SHIELDED
WI0861 |  | 1022941-12 |  | TPE, 1 PAIR TWISTED SHIELDED
WI0862 |  | 1022941-12 |  | TPE, 1 PAIR TWISTED SHIELDED
WI0863 |  | 1022941-12 |  | TPE, 1 PAIR TWISTED SHIELDED
WI0864 |  | 1022941-12 |  | TPE, 1 PAIR TWISTED SHIELDED
WI0865 |  | 1022941-12 |  | TPE, 1 PAIR TWISTED SHIELDED
WI0866 |  | 1022941-12 |  | TPE, 1 PAIR TWISTED SHIELDED
WI2026 |  | 1022941-13 |  | TPE, 1 TRIAD TWISTED SHIELDED
WI2027 |  | 1022941-13 |  | TPE, 1 TRIAD TWISTED SHIELDED
WI2062 |  | 1022941-13 |  | TPE, 1 TRIAD TWISTED SHIELDED
WI2129 |  | 1022941-13 |  | TPE, 1 TRIAD TWISTED SHIELDED
WI2526 |  | 1022941-13 |  | TPE, 1 TRIAD TWISTED SHIELDED
WI4012 |  | 1022941-12 |  | TPE, 1 PAIR TWISTED SHIELDED
WI4018 |  | 1022941-12 |  | TPE, 1 PAIR TWISTED SHIELDED
WI4019 |  | 1022941-12 |  | TPE, 1 PAIR TWISTED SHIELDED
WI4020 |  | 1022941-12 |  | TPE, 1 PAIR TWISTED SHIELDED
WI4022 |  | 1022941-12 |  | TPE, 1 PAIR TWISTED SHIELDED
WI4023 |  | 1022941-12 |  | TPE, 1 PAIR TWISTED SHIELDED
WI4025 |  | 1022941-12 |  | TPE, 1 PAIR TWISTED SHIELDED
WI4514 |  | 1022941-12 |  | TPE, 1 PAIR TWISTED SHIELDED
WI4519 |  | 1022941-12 |  | TPE, 1 PAIR TWISTED SHIELDED
WI4520 |  | 1022941-12 |  | TPE, 1 PAIR TWISTED SHIELDED
WI4523 |  | 1022941-12 |  | TPE, 1 PAIR TWISTED SHIELDED
WI5084 |  | 1022941-12 |  | TPE, 1 PAIR TWISTED SHIELDED
WI5085 |  | 1022941-12 |  | TPE, 1 PAIR TWISTED SHIELDED
WIVT3200 |  | 1022941-12 |  | TPE, 1 PAIR TWISTED SHIELDED
WIVT3221 |  | 1022941-12 |  | TPE, 1 PAIR TWISTED SHIELDED
WTXRX1 |  | 1022941-12 |  | TPE, 1 PAIR TWISTED SHIELDED

## Part Number List
Part Number List |  | SolarTools ver. 24.0.84.24712 (Jul 31, 2025)
Project # | 4M181
Report date: 4/9/2026 11:29 AM
Project Name | PIC PROJECT PHASE 4 DEVELOPMENT
Revision | B.6
Controls DE | J. SHORTER
Phone:
Controls ME | S. LOZA
Phone:
Device ID | Part Number | Description | Location
AT0190 | 1577354-5101 | WORKSTATION, PANEL COMPUTER, TT4000 | CONSOLE
AT0190K | 1047273-2,1068334 | KEYBOARD, TYPING INTERFACE | CONSOLE
EL0271 | 1022899 | LIGHT, LED, WHITE | CONSOLE
EL0272 | 1022899 | LIGHT, LED, WHITE | CONSOLE
HA0273 | 1113568-200 | HORN, AUDIBLE ALARM | CONSOLE
ZS0271 | 1113474-1 | LIMIT SWITCH, CONSOLE DOOR OPEN | CONSOLE
ZS0273 | 1113474-1 | LIMIT SWITCH, CONSOLE DOOR OPEN | CONSOLE
KA0460 | 1062941-4M181 | RELAY, BECKWITH, M3425-A GENERATOR PROTECTION | CONSOLE DOOR (BECKWITH)
AT0170 | 1056244-29 | CONTROLLER, EAGLE QUANTUM PREMIER | CONSOLE F&G,C.C.
AT0171 | 1056244-5 | 8 CHANNEL ED I/O, EAGLE QUANTUM PREMIER | CONSOLE F&G,C.C.
AT0175 | 1056244-5 | 8 CHANNEL ED I/O, EAGLE QUANTUM PREMIER | CONSOLE F&G,C.C.
AT0176 | 1056244-5 | 8 CHANNEL ED I/O, EAGLE QUANTUM PREMIER | CONSOLE F&G,C.C.
AT0178 | 1056244-5 | 8 CHANNEL ED I/O, EAGLE QUANTUM PREMIER | CONSOLE F&G,C.C.
FU0031 | 1043265-1,1043265-9 | FUSE, 30A | CONSOLE F&G,C.C.
FU0170 | 1043265-1,1043265-5 | FUSE, 10A | CONSOLE F&G,C.C.
FU0171 | 1043265-1,1043265-5 | FUSE, 10A | CONSOLE F&G,C.C.
FU0172 | 1043265-1,1043265-3 | FUSE, 2A | CONSOLE F&G,C.C.
FU0294 | 1043265-1,1043265-5 | FUSE, 10A | CONSOLE F&G,C.C.
FU0295 | 1043265-1,1043265-5 | FUSE, 10A | CONSOLE F&G,C.C.
FU0535 | 1043265-1,1043265-7 | FUSE, 20A | CONSOLE F&G,C.C.
GR0121 | 903849C1 | RAIL GROUND, DIN RAIL GROUNDING | CONSOLE F&G,C.C.
GR0122 | 903849C1 | RAIL GROUND, DIN RAIL GROUNDING | CONSOLE F&G,C.C.
GR0123 | 903849C1 | RAIL GROUND, DIN RAIL GROUNDING | CONSOLE F&G,C.C.
GR0124 | 903849C1 | RAIL GROUND, DIN RAIL GROUNDING | CONSOLE F&G,C.C.
IEG0150 | 232941-200 | BUS BAR, ENCLOSURE - INSTRUMENT EARTH GROUNDING | CONSOLE F&G,C.C.
KA0145 | 1061979-1 | RELAY, AC PRE/POST PUMP DRIVE | CONSOLE F&G,C.C.
KA0172 | 1061979-1 | RELAY, FIRE DETECTED (CUSTOMER) | CONSOLE F&G,C.C.
KA0174 | 1061979-1 | RELAY, GAS DETECTED (CUSTOMER) | CONSOLE F&G,C.C.
KA0176 | 1061979-1 | RELAY, VENTILATION REQUIRED | CONSOLE F&G,C.C.
KA0177 | 1061979-1 | RELAY, VENTILATION REQUIRED | CONSOLE F&G,C.C.
KA0178 | 1061979-1 | RELAY, LOCAL HORN CONTROL (EQP) | CONSOLE F&G,C.C.
KA0179 | 1061979-1 | RELAY, VENTILATION REQUIRED | CONSOLE F&G,C.C.
KA0246 | 1061979-1 | RELAY, NO FIRE DETECTED | CONSOLE F&G,C.C.
KA0247 | 1061979-1 | RELAY, NO FIRE DETECTED | CONSOLE F&G,C.C.
KA0249 | 1061979-1 | RELAY, NO GAS DETECTED | CONSOLE F&G,C.C.
KA0254 | 1061979-1 | RELAY, NO FIRE DECTECTED | CONSOLE F&G,C.C.
KA0255 | 1061979-1 | RELAY, CONTROLLER ACTIVE | CONSOLE F&G,C.C.
KA6510 | 1061979-1 | RELAY, FIRE SYSTEM AUTO/INHIBIT | CONSOLE F&G,C.C.
PEG0150 | 232941-200 | BUS BAR, ENCLOSURE - POWER EARTH GROUNDING | CONSOLE F&G,C.C.
QS0031 | 1126803 | CIRCUIT BREAKER, DOUBLE POLE - RAIL MOUNTABLE | CONSOLE F&G,C.C.
RR1755 | 912137C1 | RESISTOR, 10K OHM | CONSOLE F&G,C.C.
RR1766 | 912137C1 | RESISTOR, 10K OHM | CONSOLE F&G,C.C.
RR1788 | 912137C1 | RESISTOR, 10K OHM | CONSOLE F&G,C.C.
UJ0031 | 1286570-1 | POWER CONVERTER, AC/DC INPUT TO 28V DC OUTPUT | CONSOLE F&G,C.C.
UV0170 | 1056244-2 | POWER SUPPLY, EAGLE QUANTUM PREMIER | CONSOLE F&G,C.C.
VD1788 | 960592C1 | DIODE, 15 pF | CONSOLE F&G,C.C.
XT0031 | 1067996-16 | TERMINAL STRIP, 2 CONDUCTOR | CONSOLE F&G,C.C.
XT0033 | 1066730-16 | TERMINAL STRIP, 2 CONDUCTOR | CONSOLE F&G,C.C.
XT0170 | 1066730-7,1066730-8,1067996-4 | TERMINAL BLOCK, SPRING, 4 CONDUCTOR,30-12 AWG (0.05-3.31 MM2),NON-IS | CONSOLE F&G,C.C.
XT0170M | 1067996-7 | TERMINAL STRIP, 4 CONDUCTOR | CONSOLE F&G,C.C.
XT0171M | 1067996-7 | TERMINAL STRIP, 4 CONDUCTOR | CONSOLE F&G,C.C.
XT0172M | 1067996-7 | TERMINAL STRIP, 4 CONDUCTOR | CONSOLE F&G,C.C.
XT0175M | 1067996-7 | TERMINAL STRIP, 4 CONDUCTOR | CONSOLE F&G,C.C.
XT0176M | 1067996-7 | TERMINAL STRIP, 4 CONDUCTOR | CONSOLE F&G,C.C.
XT0178M | 1067996-7 | TERMINAL STRIP, 4 CONDUCTOR | CONSOLE F&G,C.C.
XT0535 | 1066730-7,1066730-8,1067996-4 | TERMINAL BLOCK, SPRING, 4 CONDUCTOR,30-12 AWG (0.05-3.31 MM2),NON-IS | CONSOLE F&G,C.C.
XT0536 | 1066730-7,1066730-8,1067996-4 | TERMINAL BLOCK, SPRING, 4 CONDUCTOR,30-12 AWG (0.05-3.31 MM2),NON-IS | CONSOLE F&G,C.C.
GR0166 | 903849C1 | RAIL GROUND, DIN RAIL GROUNDING | CONSOLE GEN INTERLOCK KEY
SL0166 | CUSTOMER SUPPLIED | INTERLOCK KEY, GENERATOR KEY INTERLOCK | CONSOLE GEN INTERLOCK KEY
VD0166 | 960592C1 | DIODE, 15 pF | CONSOLE GEN INTERLOCK KEY
XT0166 | 1066730-7,1066730-8 | TERMINAL BLOCK, SPRING, 4 CONDUCTOR,30-12 AWG (0.05-3.31 MM2),NON-IS | CONSOLE GEN INTERLOCK KEY
GR0940 | 903849C1 | RAIL GROUND, DIN RAIL GROUNDING | CONSOLE GEN INTF PNL
TE0940 | 700226C1 | TEMPERATURE ELEMENT, BOX INTERNAL TEMPERATURE | CONSOLE GEN INTF PNL
XT0940 | 1066730-7 | TERMINAL BLOCK, SPRING, 4 CONDUCTOR,30-12 AWG (0.05-3.31 MM2),NON-IS | CONSOLE GEN INTF PNL
AF0121 | 2684693-17,2684693-24 | 5094-OB16XT, 16 DISCRETE OUTPUT | CONSOLE GEN PANEL
AF0122 | 2684693-17,2684693-23 | 5094-IB16XT, 16 DISCRETE INPUT | CONSOLE GEN PANEL
AF0123 | 2684693-19,2684693-33 | 5094-IY8XT, 8 ANALOG INPUT,TC/RTD/I&V | CONSOLE GEN PANEL
AF0181 | 2684693-17,2684693-25 | 5094-OB8XT, 8 DISCRETE OUTPUT | CONSOLE GEN PANEL
AF0182 | 2684693-17,2684693-23 | 5094-IB16XT, 16 DISCRETE INPUT | CONSOLE GEN PANEL
AF0183 | 2684693-18,2684693-28 | 5094-IB16SXT, 16 DISCRETE INPUT, S | CONSOLE GEN PANEL
AF0184 | 2684693-19,2684693-33 | 5094-IY8XT, 8 ANALOG INPUT, TC/RTD/ I&V | CONSOLE GEN PANEL
AT0140 | 2769310-1 | MODULE, DECS-250 | CONSOLE GEN PANEL
AU0120 | 2684693-22 | 5094-AENTRXT, FLEX 5000 I/O | CONSOLE GEN PANEL
AU0180 | 2684693-22 | 5094-AENTRXT, FLEX 5000 I/O | CONSOLE GEN PANEL
FU0120 | 1043265-1,1043265-5 | FUSE, 10A | CONSOLE GEN PANEL
FU0121 | 1043265-1,1043265-5 | FUSE, 10A | CONSOLE GEN PANEL
FU0122 | 1043265-1,1043265-6 | FUSE, 15A | CONSOLE GEN PANEL
FU0180 | 1043265-1,1043265-5 | FUSE, 10A | CONSOLE GEN PANEL
FU0181 | 1043265-1,1043265-5 | FUSE, 10A | CONSOLE GEN PANEL
FU0182 | 1043265-1,1043265-6 | FUSE, 15A | CONSOLE GEN PANEL
FU0313 | 1043265-1,1043265-7 | FUSE, 20A | CONSOLE GEN PANEL
FU0314 | 1043265-1,1043265-7 | FUSE, 20A | CONSOLE GEN PANEL
FU0332 | 1043265-1,1043265-7 | FUSE, 20A | CONSOLE GEN PANEL
FU0333 | 1043265-1,1043265-4 | FUSE, 5A | CONSOLE GEN PANEL
FU0334 | 1043265-1,1043265-4 | FUSE, 5A | CONSOLE GEN PANEL
FU0460 | 1043265-1,1043265-5 | FUSE, 10A | CONSOLE GEN PANEL
GR0422 | 903849C1 | RAIL GROUND, DIN RAIL GROUNDING | CONSOLE GEN PANEL
GR0423 | 903849C1 | RAIL GROUND, DIN RAIL GROUNDING | CONSOLE GEN PANEL
GR0424 | 903849C1 | RAIL GROUND, DIN RAIL GROUNDING | CONSOLE GEN PANEL
IEG0140 | 232941-110 | BUS BAR, GENERATOR CONTROL - INSTRUMENT EARTH GROUNDING | CONSOLE GEN PANEL
KA0120 | 1061979-1 | RELAY, EARTH SWITCH CLOSE | CONSOLE GEN PANEL
KA0121 | 1061979-1 | RELAY, AUTOMATIC CLOSE CIRCUIT BREAKER | CONSOLE GEN PANEL
KA0123 | 1061979-1 | RELAY, CGCM #1 ENABLED | CONSOLE GEN PANEL
KA0128 | 1061979-1 | RELAY, GENERATOR TRIP SUMMARY CIRCUIT BREAKER | CONSOLE GEN PANEL
KA0180 | 1061979-1 | RELAY, 90% SPEED | CONSOLE GEN PANEL
KA0185 | 1061979-1 | RELAY, PERMISSIVE CLOSE GEN^CIRCUIT BREAKER | CONSOLE GEN PANEL
KA0186 | 1061979-1 | RELAY, PERMISSIVE CLOSE^TIE CIRCUIT BREAKER | CONSOLE GEN PANEL
KA0310 | 1061979-1 | RELAY, CGCM #1 FAULT | CONSOLE GEN PANEL
KA0313 | 1076251-1,1076251-2 | RELAY, PMG INPUT #1 | CONSOLE GEN PANEL
KA0330 | 1061979-1 | RELAY, CLOSED CIRCUIT BREAKER | CONSOLE GEN PANEL
KA0331 | 1061979-1 | RELAY, MAIN UTILITY BREAKER AUXILIARY CONTACT CLOSED | CONSOLE GEN PANEL
KA0332 | 1061979-1 | RELAY, CLOSE CONTROL CIRCUIT BREAKER | CONSOLE GEN PANEL
KA0333 | 1061979-1 | RELAY, TRIP CONTROL CIRCUIT BREAKER | CONSOLE GEN PANEL
KA0334 | 1061979-1 | RELAY, CLOSE CONTROL^TIE CIRCUIT BREAKER | CONSOLE GEN PANEL
KA0335 | 1061979-1 | RELAY, NO EMERGENCY SHUTDOWN SUMMARY | CONSOLE GEN PANEL
KA0336 | 1061979-1 | RELAY, CONTROLLER ACTIVE | CONSOLE GEN PANEL
KA0337 | 1061979-1 | RELAY, CLOSED TIE CIRCUIT BREAKER | CONSOLE GEN PANEL
KA0338 | 1061979-1 | RELAY, GEN BREAKER FAILURE (50BF) | CONSOLE GEN PANEL
KA0364 | 1031741-4 | RELAY, SYNC CHECK GENERATOR | CONSOLE GEN PANEL
KA0365 | 1031741-5 | RELAY, SYNC CHECK TIE | CONSOLE GEN PANEL
KA4100 | 1061979-1 | RELAY, GENERATOR HEATER DISABLED | CONSOLE GEN PANEL
PEG0140 | 232941-110 | BUS BAR, GENERATOR CONTROL - POWER EARTH GROUNDING | CONSOLE GEN PANEL
RS0106 | 969787C1 | RESISTIVE SHUNT, EXCITER FIELD CURRENT REGULATOR | CONSOLE GEN PANEL
TM0102 | 908539C1 | TRANSFORMER, PHASE SHIFTING | CONSOLE GEN PANEL
XT0120 | 1066730-7,1066730-8,1067996-4 | TERMINAL BLOCK, SPRING, 4 CONDUCTOR,30-12 AWG (0.05-3.31 MM2),NON-IS | CONSOLE GEN PANEL
XT0180 | 1066730-7,1066730-8,1067996-4 | TERMINAL BLOCK, SPRING, 4 CONDUCTOR,30-12 AWG (0.05-3.31 MM2),NON-IS | CONSOLE GEN PANEL
XT0181M | 1067996-7 | TERMINAL STRIP, 4 CONDUCTOR | CONSOLE GEN PANEL
XT0182M | 1067996-7 | TERMINAL STRIP, 4 CONDUCTOR | CONSOLE GEN PANEL
XT0313 | 1066730-7,1066730-8,1067996-4 | TERMINAL BLOCK, SPRING, 4 CONDUCTOR,30-12 AWG (0.05-3.31 MM2),NON-IS | CONSOLE GEN PANEL
XT0335 | 1066730-7,1066730-8,1067996-4 | TERMINAL BLOCK, SPRING, 4 CONDUCTOR,30-12 AWG (0.05-3.31 MM2),NON-IS | CONSOLE GEN PANEL
XT0336 | 1066730-7,1066730-8,1067996-4 | TERMINAL BLOCK, SPRING, 4 CONDUCTOR,30-12 AWG (0.05-3.31 MM2),NON-IS | CONSOLE GEN PANEL
XT0337M | 1067996-7 | TERMINAL STRIP, 4 CONDUCTOR | CONSOLE GEN PANEL
XT0338 | 1066730-7,1066730-8,1067996-4 | TERMINAL BLOCK, SPRING, 4 CONDUCTOR,30-12 AWG (0.05-3.31 MM2),NON-IS | CONSOLE GEN PANEL
XT0338M | 1067996-7 | TERMINAL STRIP, 4 CONDUCTOR | CONSOLE GEN PANEL
XT0339 | 1066730-7,1066730-8,1067996-4 | TERMINAL BLOCK, SPRING, 4 CONDUCTOR,30-12 AWG (0.05-3.31 MM2),NON-IS | CONSOLE GEN PANEL
XT0346 | 1066730-7,1066730-8,1067996-4 | TERMINAL BLOCK, SPRING, 4 CONDUCTOR,30-12 AWG (0.05-3.31 MM2),NON-IS | CONSOLE GEN PANEL
XT0347 | 1066730-7,1066730-8,1067996-4 | TERMINAL BLOCK, SPRING, 4 CONDUCTOR,30-12 AWG (0.05-3.31 MM2),NON-IS | CONSOLE GEN PANEL
XT0348 | 1066730-7,1066730-8,1067996-4 | TERMINAL BLOCK, SPRING, 4 CONDUCTOR,30-12 AWG (0.05-3.31 MM2),NON-IS | CONSOLE GEN PANEL
XT0349 | 1066730-7,1066730-8,1067996-4 | TERMINAL BLOCK, SPRING, 4 CONDUCTOR,30-12 AWG (0.05-3.31 MM2),NON-IS | CONSOLE GEN PANEL
XT0351M | 1067996-7 | TERMINAL STRIP, 4 CONDUCTOR | CONSOLE GEN PANEL
XT0352M | 1067996-16 | TERMINAL STRIP, 2 CONDUCTOR | CONSOLE GEN PANEL
XT0354M | 1067996-7 | TERMINAL STRIP, 4 CONDUCTOR | CONSOLE GEN PANEL
XT0360M | 1067996-7 | TERMINAL STRIP, 4 CONDUCTOR | CONSOLE GEN PANEL
XT0460 | 1066730-7 | TERMINAL BLOCK, SPRING, 4 CONDUCTOR,30-12 AWG (0.05-3.31 MM2),NON-IS | CONSOLE GEN PANEL
XT0460M | 1067996-7 | TERMINAL STRIP, 4 CONDUCTOR | CONSOLE GEN PANEL
XT0461M | 1067996-16 | TERMINAL STRIP, 2 CONDUCTOR | CONSOLE GEN PANEL
XT0462M | 1067996-7 | TERMINAL STRIP, 4 CONDUCTOR | CONSOLE GEN PANEL
XT0463M | 1067996-16 | TERMINAL STRIP, 2 CONDUCTOR | CONSOLE GEN PANEL
XT0470M | 1067996-7 | TERMINAL STRIP, 4 CONDUCTOR | CONSOLE GEN PANEL
XT0834M | 1067996-7 | TERMINAL STRIP, 2 CONDUCTOR | CONSOLE GEN PANEL
XT0836M | 1067996-7 | TERMINAL STRIP, 4 CONDUCTOR | CONSOLE GEN PANEL
XT0850M | 1067996-16 | TERMINAL STRIP, 4 CONDUCTOR | CONSOLE GEN PANEL
XT-VACB | 1067996-7 | TERMINAL STRIP, 4 CONDUCTOR | CONSOLE GEN PANEL
AP0290 | 1043695-2,1049089-2 | HART MULTIPLEXER, MODULE & BACKPLANE | CONSOLE HART MPX,C.C.
FU0290 | 1043265-3 | FUSE, 2A | CONSOLE HART MPX,C.C.
GR0290 | 903849C1 | RAIL GROUND, DIN RAIL GROUNDING | CONSOLE HART MPX,C.C.
GR0291 | 903849C1 | RAIL GROUND, DIN RAIL GROUNDING | CONSOLE HART MPX,C.C.
RR0290 | 912565C1 | RESISTOR, 120 OHM | CONSOLE HART MPX,C.C.
XT0291M | 1067996-7 | TERMINAL STRIP, 4 CONDUCTOR | CONSOLE HART MPX,C.C.
HL0950 | 1064851-6 | LIGHT, SPACE HEATER ENERGIZED, CLEAR | CONSOLE HEATER LIGHT
FU0410 | 1043265-1,1043265-7 | FUSE, 20A | CONSOLE ISOLATOR PANEL
FU0411 | 1043265-1,1043265-5 | FUSE, 10A | CONSOLE ISOLATOR PANEL
FU0412 | 1043265-1,1043265-5 | FUSE, 10A | CONSOLE ISOLATOR PANEL
FU0672 | 1043265-1,1043265-4 | FUSE, 5A | CONSOLE ISOLATOR PANEL
GR0672 | 903849C1 | RAIL GROUND, DIN RAIL GROUNDING | CONSOLE ISOLATOR PANEL
GR0673 | 903849C1 | RAIL GROUND, DIN RAIL GROUNDING | CONSOLE ISOLATOR PANEL
UAI0640 | 1053038-55 | ISOLATOR, SMART TRANSMITTER POWER SUPPLY | CONSOLE ISOLATOR PANEL
UAI0641 | 1053038-55 | ISOLATOR, SMART TRANSMITTER POWER SUPPLY | CONSOLE ISOLATOR PANEL
UAI0650 | 1053038-55 | ISOLATOR, SMART TRANSMITTER POWER SUPPLY | CONSOLE ISOLATOR PANEL
UAI0660 | 1053038-35 | ISOLATOR, THERMOCOUPLE ELEMENT | CONSOLE ISOLATOR PANEL
UAI0661 | 1053038-35 | ISOLATOR, THERMOCOUPLE ELEMENT | CONSOLE ISOLATOR PANEL
UAI0662 | 1053038-35 | ISOLATOR, THERMOCOUPLE ELEMENT | CONSOLE ISOLATOR PANEL
UAI0666 | 1106298-11 | ISOLATOR, RESISTIVE TEMPERATURE DEVICE | CONSOLE ISOLATOR PANEL
UAI0722 | 1053038-55 | ISOLATOR, SMART TRANSMITTER POWER SUPPLY | CONSOLE ISOLATOR PANEL
UAI0723 | 1053038-55 | ISOLATOR, SMART TRANSMITTER POWER SUPPLY | CONSOLE ISOLATOR PANEL
UAI0730 | 1053038-35 | ISOLATOR, THERMOCOUPLE ELEMENT | CONSOLE ISOLATOR PANEL
UAI0731 | 1053038-35 | ISOLATOR, THERMOCOUPLE ELEMENT | CONSOLE ISOLATOR PANEL
UAI0732 | 1053038-35 | ISOLATOR, THERMOCOUPLE ELEMENT | CONSOLE ISOLATOR PANEL
UAI0736 | 1106298-11 | ISOLATOR, RESISTIVE TEMPERATURE DEVICE | CONSOLE ISOLATOR PANEL
UAI0746 | 1053038-55 | ISOLATOR, SMART TRANSMITTER POWER SUPPLY | CONSOLE ISOLATOR PANEL
UAI0747 | 1053038-55 | ISOLATOR, SMART TRANSMITTER POWER SUPPLY | CONSOLE ISOLATOR PANEL
UAI0751 | 1053038-55 | ISOLATOR, SMART TRANSMITTER POWER SUPPLY | CONSOLE ISOLATOR PANEL
UAI0752 | 1053038-55 | ISOLATOR, SMART TRANSMITTER POWER SUPPLY | CONSOLE ISOLATOR PANEL
UAI0753 | 1053038-55 | ISOLATOR, SMART TRANSMITTER POWER SUPPLY | CONSOLE ISOLATOR PANEL
UAI0831 | 1106298-11 | ISOLATOR, RESISTIVE TEMPERATURE DEVICE | CONSOLE ISOLATOR PANEL
UAI0833 | 1106298-11 | ISOLATOR, RESISTIVE TEMPERATURE DEVICE | CONSOLE ISOLATOR PANEL
UAI0835 | 1106298-11 | ISOLATOR, RESISTIVE TEMPERATURE DEVICE | CONSOLE ISOLATOR PANEL
UAI0836 | 1106298-11 | ISOLATOR, RESISTIVE TEMPERATURE DEVICE | CONSOLE ISOLATOR PANEL
UAI0840 | 1106298-11 | ISOLATOR, RESISTIVE TEMPERATURE DEVICE | CONSOLE ISOLATOR PANEL
UAI0841 | 1106298-11 | ISOLATOR, RESISTIVE TEMPERATURE DEVICE | CONSOLE ISOLATOR PANEL
UAI0843 | 1106298-11 | ISOLATOR, RESISTIVE TEMPERATURE DEVICE | CONSOLE ISOLATOR PANEL
UAI0852 | 1053038-55 | ISOLATOR, SMART TRANSMITTER POWER SUPPLY | CONSOLE ISOLATOR PANEL
UAI0853 | 1053038-55 | ISOLATOR, SMART TRANSMITTER POWER SUPPLY | CONSOLE ISOLATOR PANEL
UAI0854 | 1053038-55 | ISOLATOR, SMART TRANSMITTER POWER SUPPLY | CONSOLE ISOLATOR PANEL
UAI0855 | 1053038-55 | ISOLATOR, SMART TRANSMITTER POWER SUPPLY | CONSOLE ISOLATOR PANEL
UAI0856 | 1053038-55 | ISOLATOR, SMART TRANSMITTER POWER SUPPLY | CONSOLE ISOLATOR PANEL
UAI0860 | 1053038-55 | ISOLATOR, SMART TRANSMITTER POWER SUPPLY | CONSOLE ISOLATOR PANEL
UAI0861 | 1053038-55 | ISOLATOR, SMART TRANSMITTER POWER SUPPLY | CONSOLE ISOLATOR PANEL
UAI0862 | 1053038-55 | ISOLATOR, SMART TRANSMITTER POWER SUPPLY | CONSOLE ISOLATOR PANEL
UAI0863A | 1053038-55 | ISOLATOR, SMART TRANSMITTER POWER SUPPLY | CONSOLE ISOLATOR PANEL
UAI0864 | 1053038-55 | ISOLATOR, SMART TRANSMITTER POWER SUPPLY | CONSOLE ISOLATOR PANEL
UAI0865 | 1053038-55 | ISOLATOR, SMART TRANSMITTER POWER SUPPLY | CONSOLE ISOLATOR PANEL
UAI0866 | 1053038-55 | ISOLATOR, SMART TRANSMITTER POWER SUPPLY | CONSOLE ISOLATOR PANEL
UAI1231 | 1106298-11 | ISOLATOR, RESISTIVE TEMPERATURE DEVICE | CONSOLE ISOLATOR PANEL
UAI1232 | 1106298-11 | ISOLATOR, RESISTIVE TEMPERATURE DEVICE | CONSOLE ISOLATOR PANEL
UAI1235 | 1106298-11 | ISOLATOR, RESISTIVE TEMPERATURE DEVICE | CONSOLE ISOLATOR PANEL
UAI1236 | 1106298-11 | ISOLATOR, RESISTIVE TEMPERATURE DEVICE | CONSOLE ISOLATOR PANEL
UAI1237 | 1106298-11 | ISOLATOR, RESISTIVE TEMPERATURE DEVICE | CONSOLE ISOLATOR PANEL
UAI1240 | 1106298-11 | ISOLATOR, RESISTIVE TEMPERATURE DEVICE | CONSOLE ISOLATOR PANEL
UAI1242 | 1106298-11 | ISOLATOR, RESISTIVE TEMPERATURE DEVICE | CONSOLE ISOLATOR PANEL
UAI6161 | 1053038-18 | ISOLATOR, VOLTAGE REPEATER | CONSOLE ISOLATOR PANEL
UAI6163 | 1053038-18 | ISOLATOR, VOLTAGE REPEATER | CONSOLE ISOLATOR PANEL
UAI6171 | 1053038-18 | ISOLATOR, VOLTAGE REPEATER | CONSOLE ISOLATOR PANEL
UAI6172 | 1053038-18 | ISOLATOR, VOLTAGE REPEATER | CONSOLE ISOLATOR PANEL
UAI6173 | 1053038-18 | ISOLATOR, VOLTAGE REPEATER | CONSOLE ISOLATOR PANEL
UAI6174 | 1053038-18 | ISOLATOR, VOLTAGE REPEATER | CONSOLE ISOLATOR PANEL
UAI6181 | 1053038-18 | ISOLATOR, VOLTAGE REPEATER | CONSOLE ISOLATOR PANEL
UAI6182 | 1053038-18 | ISOLATOR, VOLTAGE REPEATER | CONSOLE ISOLATOR PANEL
UAI6183 | 1053038-18 | ISOLATOR, VOLTAGE REPEATER | CONSOLE ISOLATOR PANEL
UAI6211 | 1053038-18 | ISOLATOR, VOLTAGE REPEATER | CONSOLE ISOLATOR PANEL
UAI6212 | 1053038-18 | ISOLATOR, VOLTAGE REPEATER | CONSOLE ISOLATOR PANEL
UAI6213 | 1053038-18 | ISOLATOR, VOLTAGE REPEATER | CONSOLE ISOLATOR PANEL
UAI6214 | 1053038-18 | ISOLATOR, VOLTAGE REPEATER | CONSOLE ISOLATOR PANEL
UAI6241 | 1053038-18 | ISOLATOR, VOLTAGE REPEATER | CONSOLE ISOLATOR PANEL
UV0671 | 1053038-19 | POWER FEED MODULE, INTRINSIC SAFETY | CONSOLE ISOLATOR PANEL
UV0672 | 1053038-19 | POWER FEED MODULE, INTRINSIC SAFETY | CONSOLE ISOLATOR PANEL
UV0673 | 1053038-19 | POWER FEED MODULE, INTRINSIC SAFETY | CONSOLE ISOLATOR PANEL
UV0674 | 1053038-19 | POWER FEED MODULE, INTRINSIC SAFETY | CONSOLE ISOLATOR PANEL
XT0085F | 1055340,2411007-1 | TERMINAL STRIP, FUSED, 4CONDUCTOR | CONSOLE ISOLATOR PANEL
XT0086F | 1055340,2411007-1 | TERMINAL STRIP, FUSED, 4CONDUCTOR | CONSOLE ISOLATOR PANEL
XT0086M | 1067996-59 | TERMINAL STRIP, 4 CONDUCTOR | CONSOLE ISOLATOR PANEL
XT0410 | 1066730-7 | TERMINAL BLOCK, SPRING, 4 CONDUCTOR,30-12 AWG (0.05-3.31 MM2),NON-IS | CONSOLE ISOLATOR PANEL
XT0672 | 1066730-7,1066730-8,1067996-4 | TERMINAL BLOCK, SPRING, 4 CONDUCTOR,30-12 AWG (0.05-3.31 MM2),NON-IS | CONSOLE ISOLATOR PANEL
XT0820M | 1067996-59 | TERMINAL STRIP, 4 CONDUCTOR | CONSOLE ISOLATOR PANEL
XT0821M | 1067996-59 | TERMINAL STRIP, 4 CONDUCTOR | CONSOLE ISOLATOR PANEL
XT0825F | 1055340,2411007-1 | TERMINAL STRIP FUSE, 125 mA | CONSOLE ISOLATOR PANEL
XT0826F | 1055340,2411007-1 | TERMINAL STRIP, FUSED, 4CONDUCTOR | CONSOLE ISOLATOR PANEL
XT0827F | 1055340,2411007-1 | TERMINAL STRIP FUSE, 125 mA | CONSOLE ISOLATOR PANEL
XT0831M | 1067996-59 | TERMINAL STRIP, 4 CONDUCTOR | CONSOLE ISOLATOR PANEL
XT0837M | 1067996-59 | TERMINAL STRIP, 4 CONDUCTOR | CONSOLE ISOLATOR PANEL
PA0700 | 1565287-33 | WATT METER, CURRENT MEASUREMENT | CONSOLE METER PANEL
PA0701 | 1616415-2 | AMMETER, EXCITER FIELD CURRENT | CONSOLE METER PANEL
PA0703 | 1620357-201 | VOLT METER, POWER | CONSOLE METER PANEL
PA0771 | 1616419-4 | WATT METER, POWER FACTOR | CONSOLE METER PANEL
PF0701 | 1616418-1 | METER, FREQUENCY MEASUREMENT | CONSOLE METER PANEL
PV0700 | 1620356-30 | VOLT METER, VOLTAGE MEASUREMENT | CONSOLE METER PANEL
PV0701 | 1616416-2 | VOLT METER, EXCITER FIELD VOLTAGE | CONSOLE METER PANEL
AF0081 | 2684693-18,2684693-28 | 5094-IB16SXT, 16 DISCRETE INPUT, S | CONSOLE PANEL A
AF0082 | 2684693-17,2684693-23 | 5094-IB16XT, 16 DISCRETE INPUT | CONSOLE PANEL A
AF0083 | 2684693-19,2684693-33 | 5094-IY8XT, 8 ANALOG INPUT, TC/RTD/ I&V | CONSOLE PANEL A
AF0084 | 2684693-19,2684693-33 | 5094-IY8XT, 8 ANALOG INPUT, TC/RTD/ I&V | CONSOLE PANEL A
AF0085 | 2684693-18,2684693-56 | 5094-IF8IHXT, 8 ANALOG INPUT, ISOLATED | CONSOLE PANEL A
AF0086 | 2684693-18,2684693-56 | 5094-IF8IHXT, 8 ANALOG INPUT, ISOLATED | CONSOLE PANEL A
AF0087 | 2684693-17,2684693-23 | 5094-IB16XT, 16 DISCRETE INPUT | CONSOLE PANEL A
AF0091 | 2684693-17,2684693-23 | 5094-IB16XT, 16 DISCRETE INPUT | CONSOLE PANEL A
AF0092 | 2684693-17,2684693-24 | 5094-OB16XT, 16 DISCRETE OUTPUT | CONSOLE PANEL A
AF0093 | 2684693-17,2684693-24 | 5094-OB16XT, 16 DISCRETE OUTPUT | CONSOLE PANEL A
AF0094 | 2684693-19,2684693-33 | 5094-IY8XT, 8 ANALOG INPUT,TC/RTD/I&V | CONSOLE PANEL A
AF0095 | 2684693-17,2684693-25 | 5094-OB8XT, 8 DISCRETE OUTPUT | CONSOLE PANEL A
AU0080 | 2684693-22 | 5094-AENTRXT, FLEX 5000 I/O | CONSOLE PANEL A
AU0090 | 2684693-22 | 5094-AENTRXT, FLEX 5000 I/O | CONSOLE PANEL A
FU0012 | 1043265-1,1043265-5 | FUSE, 10A | CONSOLE PANEL A
FU0013 | 1043265-1,1043265-5 | FUSE, 10A | CONSOLE PANEL A
FU0014 | 1043265-1,1043265-5 | FUSE, 10A | CONSOLE PANEL A
FU0015 | 1043265-1,1043265-5 | FUSE, 10A | CONSOLE PANEL A
FU0016 | 1043265-1,1043265-5 | FUSE, 10A | CONSOLE PANEL A
FU0017 | 1043265-1,1043265-5 | FUSE, 10A | CONSOLE PANEL A
FU0018 | 1043265-1,1043265-5 | FUSE, 10A | CONSOLE PANEL A
FU0032 | 1043265-1,1043265-9 | FUSE, 30A | CONSOLE PANEL A
FU0080 | 1043265-1,1043265-6 | FUSE, 15A | CONSOLE PANEL A
FU0081 | 1043265-1,1043265-5 | FUSE, 10A | CONSOLE PANEL A
FU0090 | 1043265-1,1043265-5 | FUSE, 10A | CONSOLE PANEL A
FU0091 | 1043265-1,1043265-5 | FUSE, 10A | CONSOLE PANEL A
FU0092 | 1043265-1,1043265-5 | FUSE, 10A | CONSOLE PANEL A
FU0093 | 1043265-1,1043265-5 | FUSE, 10A | CONSOLE PANEL A
FU0094 | 1043265-1,1043265-5 | FUSE, 10A | CONSOLE PANEL A
FU0136 | 1043265-1,1043265-9 | FUSE, 30A | CONSOLE PANEL A
FU0137 | 1043265-1,1043265-7 | FUSE, 20A | CONSOLE PANEL A
FU0139 | 1043265-1,1043265-4 | FUSE, 5A | CONSOLE PANEL A
FU0387 | 1043265-1,1043265-4 | FUSE, 5A | CONSOLE PANEL A
FU0388 | 1043265-1,1043265-4 | FUSE, 5A | CONSOLE PANEL A
FU0389 | 1043265-1,1043265-3 | FUSE, 2A | CONSOLE PANEL A
GR0131 | 903849C1 | RAIL GROUND, DIN RAIL GROUNDING | CONSOLE PANEL A
GR0133 | 903849C1 | RAIL GROUND, DIN RAIL GROUNDING | CONSOLE PANEL A
GR0134 | 903849C1 | RAIL GROUND, DIN RAIL GROUNDING | CONSOLE PANEL A
GR0135 | 903849C1 | RAIL GROUND, DIN RAIL GROUNDING | CONSOLE PANEL A
IEG0010 | 232941-300 | BUS BAR, PANEL A - INSTRUMENT EARTH GROUNDING | CONSOLE PANEL A
KA0135 | 1061979-1 | RELAY, AC PRE/POST PUMP DRIVE | CONSOLE PANEL A
KA3220 | 1061979-1 | RELAY, LUBE OIL COOLER FAN | CONSOLE PANEL A
KA3221 | 1061979-1 | RELAY, LUBE OIL COOLER FAN #2 | CONSOLE PANEL A
KA4360 | 1061979-1 | RELAY, GENERATOR BLOWER MOTOR #1 | CONSOLE PANEL A
KA4361 | 1061979-1 | RELAY, GENERATOR BLOWER MOTOR #2 | CONSOLE PANEL A
KA6100 | 1061979-1 | RELAY, ENCLOSURE SPACE HEATER | CONSOLE PANEL A
KA6211 | 1061979-1 | RELAY, DRIVER ENCLOSURE^VENT FAN #1 | CONSOLE PANEL A
KA6212 | 1061979-1 | RELAY, DRIVER ENCLOSURE^VENT FAN #2 | CONSOLE PANEL A
KA7237 | 1096409-1 | RELAY SAFETY MODULE, UNIT ESD ACTIVE | CONSOLE PANEL A
KA7238 | 1096409-1 | RELAY SAFETY MODULE, CONFIRM CO2 RELEASE | CONSOLE PANEL A
KA7239 | 1096409-1 | RELAY SAFETY MODULE, PRE-ALARM CO2 RELEASE | CONSOLE PANEL A
KA7240 | 1096409-1 | RELAY SAFETY MODULE, GAS DETECTION HIGH ALARM | CONSOLE PANEL A
KA7251 | 1096409-1 | RELAY SAFETY MODULE, COMMON UCP ALARM | CONSOLE PANEL A
PC0470 | 2271605-1 | TIMER/COUNTER, ENGINE HOUR / START COUNTER | CONSOLE PANEL A
PEG0130 | 232941-300 | BUS BAR, PANEL A - POWER EARTH GROUNDING | CONSOLE PANEL A
QS0011 | 1126803 | CIRCUIT BREAKER, DOUBLE POLE - RAIL MOUNTABLE | CONSOLE PANEL A
UJ0131 | 1286570-1 | POWER CONVERTER, AC/DC INPUT TO 28V DC OUTPUT | CONSOLE PANEL A
XT0002 | 1066730-16,1066730-17,1066730-18 | TERMINAL STRIP, 2 CONDUCTOR | CONSOLE PANEL A
XT0003 | 1066730-16,1066730-17,1066730-18 | TERMINAL STRIP, 2 CONDUCTOR | CONSOLE PANEL A
XT0012 | 1066730-16,1066730-17,1066730-18 | TERMINAL STRIP, 2 CONDUCTOR | CONSOLE PANEL A
XT0014 | 1247052-1 | BUS BAR, SYSTEM FUNCTION (USE) | CONSOLE PANEL A
XT0032 | 1066730-16,1066730-17,1066730-18 | TERMINAL STRIP, 2 CONDUCTOR | CONSOLE PANEL A
XT0080 | 1066730-7,1066730-8,1067996-4 | TERMINAL BLOCK, SPRING, 4 CONDUCTOR,30-12 AWG (0.05-3.31 MM2),NON-IS | CONSOLE PANEL A
XT0081 | 1066730-7,1066730-8,1067996-4 | TERMINAL BLOCK, SPRING, 4 CONDUCTOR,30-12 AWG (0.05-3.31 MM2),NON-IS | CONSOLE PANEL A
XT0081M | 1067996-7 | TERMINAL STRIP, 4 CONDUCTOR | CONSOLE PANEL A
XT0082 | 1066730-7,1066730-8,1067996-4 | TERMINAL BLOCK, SPRING, 4 CONDUCTOR,30-12 AWG (0.05-3.31 MM2),NON-IS | CONSOLE PANEL A
XT0091M | 1067996-7 | TERMINAL STRIP, 4 CONDUCTOR | CONSOLE PANEL A
XT0804M | 1067996-16 | TERMINAL STRIP, 2 CONDUCTOR | CONSOLE PANEL A
XT-VAC | 1067996-7 | TERMINAL STRIP, 4 CONDUCTOR | CONSOLE PANEL A
AF0061 | 2684693-17,2684693-25 | 5094-OB8XT, 8 DISCRETE OUTPUT | CONSOLE PANEL B
AF0062 | 2684693-17,2684693-25 | 5094-OB8XT, 8 DISCRETE OUTPUT | CONSOLE PANEL B
AF0063 | 2684693-17,2684693-23 | 5094-IB16XT, 16 DISCRETE INPUT | CONSOLE PANEL B
AF0064 | 2684693-18,2684693-30 | 5094-IF4IHSXT, 4 ANALOG INPUT, S | CONSOLE PANEL B
AF0065 | 2684693-18,2684693-30 | 5094-IF4IHSXT, 4 ANALOG INPUT, S | CONSOLE PANEL B
AF0066 | 2684693-18,2684693-27 | 5094-OF8IHXT, 8 ANALOG OUTPUT, ISOLATED | CONSOLE PANEL B
AF0067 | 2684693-17,2684693-25 | 5094-OB8XT, 8 DISCRETE OUTPUT | CONSOLE PANEL B
AF0068 | 2684693-21,2684693-36 | 5094-IRT8SXT, 8 RTD/TC ANALOG INPUT, S | CONSOLE PANEL B
AF0071 | 2684693-18,2684693-32 | 5094-IJ2ISXT, 2 FAST COUNTER INPUT, S | CONSOLE PANEL B
AF0072 | 2684693-18,2684693-30 | 5094-IF4IHSXT, 4 ANALOG INPUT, S | CONSOLE PANEL B
AF0073 | 2684693-21,2684693-36 | 5094-IRT8SXT, 8 RTD/TC ANALOG INPUT, S | CONSOLE PANEL B
AF0074 | 2684693-18,2684693-56 | 5094-IF8IHXT, 8 ANALOG INPUT, ISOLATED | CONSOLE PANEL B
AF0075 | 2684693-18,2684693-30 | 5094-IF4IHSXT, 4 ANALOG INPUT, S | CONSOLE PANEL B
AF0076 | 2684693-18,2684693-55 | 5094-OB16SXT, 16 DISCRETE OUTPUT, S | CONSOLE PANEL B
AU0060 | 2684693-22 | 5094-AENTRXT, FLEX 5000 I/O | CONSOLE PANEL B
AU0070 | 2684693-22 | 5094-AENTRXT, FLEX 5000 I/O | CONSOLE PANEL B
FU0060 | 1043265-1,1043265-6 | FUSE, 15A | CONSOLE PANEL B
FU0061 | 1043265-1,1043265-5 | FUSE, 10A | CONSOLE PANEL B
FU0062 | 1043265-1,1043265-5 | FUSE, 10A | CONSOLE PANEL B
FU0063 | 1043265-1,1043265-5 | FUSE, 10A | CONSOLE PANEL B
FU0064 | 1043265-1,1043265-5 | FUSE, 10A | CONSOLE PANEL B
FU0070 | 1043265-1,1043265-5 | FUSE, 10A | CONSOLE PANEL B
FU0076 | 1043265-1,1043265-5 | FUSE, 10A | CONSOLE PANEL B
FU0100 | 1043265-1,1043265-4 | FUSE, 5A | CONSOLE PANEL B
FU0113 | 1043265-1,1043265-5 | FUSE, 10A | CONSOLE PANEL B
FU0114 | 1043265-1,1043265-5 | FUSE, 10A | CONSOLE PANEL B
FU0115 | 1043265-1,1043265-5 | FUSE, 10A | CONSOLE PANEL B
FU0210 | 1043265-1,1043265-7 | FUSE, 20A | CONSOLE PANEL B
FU0212 | 1043265-1,1043265-3 | FUSE, 2A | CONSOLE PANEL B
GR0231 | 903849C1 | RAIL GROUND, DIN RAIL GROUNDING | CONSOLE PANEL B
GR0232 | 903849C1 | RAIL GROUND, DIN RAIL GROUNDING | CONSOLE PANEL B
GR0233 | 903849C1 | RAIL GROUND, DIN RAIL GROUNDING | CONSOLE PANEL B
IEG0230 | 232941-300 | BUS BAR, PANEL B - INSTRUMENT EARTH GROUNDING | CONSOLE PANEL B
KA0130 | 1061979-1 | RELAY, LOWSPEED/OPEN PROBE SETPOINT | CONSOLE PANEL B
KA0131 | 1061979-1 | RELAY, CONTROLLER ACTIVE | CONSOLE PANEL B
KA0132 | 1061979-1 | RELAY, CONTROLLER ACTIVE | CONSOLE PANEL B
KA0133 | 1061979-1 | RELAY, POST LUBE NOT REQUIRED | CONSOLE PANEL B
KA0134 | 1061979-1 | RELAY, BACKUP COMMAND OFF | CONSOLE PANEL B
KA0136 | 1061979-1 | RELAY, LUBE OIL HEADER^PRESSURE HIGH | CONSOLE PANEL B
KA0137 | 1061979-1 | RELAY, LUBE PUMP INHIBIT | CONSOLE PANEL B
KA0138 | 1061979-1 | RELAY, BACKUP LUBE OIL PUMP OFF | CONSOLE PANEL B
KA0141 | 1061979-1 | RELAY, CONTROLLER ACTIVE | CONSOLE PANEL B
KA0221 | 1061979-1 | RELAY, PRIMARY GAS FUEL SHUTOFF VALVE | CONSOLE PANEL B
KA0222 | 1061979-1 | RELAY, SECONDARY GAS FUEL SHUTOFF VALVE | CONSOLE PANEL B
KA0230 | 1061979-1 | RELAY, CONTROLLER ACTIVE | CONSOLE PANEL B
KA0231 | 1061979-1 | RELAY, CONTROLLER ACTIVE | CONSOLE PANEL B
KA0232 | 1061979-1 | RELAY, CONTROLLER ACTIVE | CONSOLE PANEL B
KA0233 | 1061979-1 | RELAY, CONTROLLER ACTIVE | CONSOLE PANEL B
KA0234 | 1061979-1 | RELAY, CONTROLLER ACTIVE | CONSOLE PANEL B
KA0235 | 1061979-1 | RELAY, NO EMERGENCY SHUTDOWN SUMMARY | CONSOLE PANEL B
KA0236 | 1061979-1 | RELAY, NO EMERGENCY SHUTDOWN SUMMARY | CONSOLE PANEL B
KA0237 | 1061979-1 | RELAY, NO EMERGENCY SHUTDOWN SUMMARY | CONSOLE PANEL B
KA0239 | 1061979-1 | RELAY, NO EMERGENCY SHUTDOWN SUMMARY | CONSOLE PANEL B
KA0240 | 1061979-1 | RELAY, NO EMERGENCY SHUTDOWN SUMMARY | CONSOLE PANEL B
KA0241 | 1061979-1 | RELAY, BACKUP SYSTEM RESET | CONSOLE PANEL B
KA0242 | 1061979-1 | RELAY, BACKUP SYSTEM RESET | CONSOLE PANEL B
KA0243 | 1061979-1 | RELAY, NO FIRE DETECTED | CONSOLE PANEL B
KA0244 | 1061979-1 | RELAY, NO FIRE DETECTED | CONSOLE PANEL B
KA0245 | 1061979-1 | RELAY, NO GAS DETECTED | CONSOLE PANEL B
KA0251 | 1061979-1 | RELAY, NO EMERGENCY SHUTDOWN SUMMARY | CONSOLE PANEL B
KA0875 | 1061979-1 | RELAY, LOCAL HORN CONTROL (PLC) | CONSOLE PANEL B
KA1020 | 1061979-1 | RELAY, IGNITION START | CONSOLE PANEL B
KA2160 | 1061979-1 | RELAY, CLOSE GAS BLOCK VALVE | CONSOLE PANEL B
KA2161 | 1061979-1 | RELAY, OPEN GAS BLEED VALVE | CONSOLE PANEL B
KT0140 | 2651077-1 | TIMER RELAY, BACKUP PUMP^POST LUBE OFF CYCLE | CONSOLE PANEL B
KT0141 | 2651077-1 | TIMER RELAY, BACKUP POST LUBE CONTINUOUS | CONSOLE PANEL B
KT0142 | 2651077-1 | TIMER RELAY, TOTAL POST LUBE | CONSOLE PANEL B
KT0143 | 2651077-1 | TIMER RELAY, BACKUP PUMP POST LUBE ON CYCLE | CONSOLE PANEL B
KT0144 | 2651077-1 | TIMER RELAY, HEADER PRESSURE HIGH^BACKUP PUMP OFF | CONSOLE PANEL B
KT0145 | 2651077-1 | TIMER RELAY, FIRE DETECTED ROLLDOWN LUBE | CONSOLE PANEL B
KT0146 | 2651077-3 | TIMER RELAY, WATCHDOG | CONSOLE PANEL B
RR0941 | 981090C1 | RESISTOR, 3.01K OHM | CONSOLE PANEL B
RR0942 | 981089C1 | RESISTOR, 1.0K OHM | CONSOLE PANEL B
XT0060 | 1066730-7 | TERMINAL BLOCK, SPRING, 4 CONDUCTOR,30-12 AWG (0.05-3.31 MM2),NON-IS | CONSOLE PANEL B
XT0061 | 1066730-7,1066730-8,1067996-4,1067996-7 | TERMINAL STRIP, 4 CONDUCTOR | CONSOLE PANEL B
XT0062 | 1066730-7,1066730-8,1067996-4 | TERMINAL BLOCK, SPRING, 4 CONDUCTOR,30-12 AWG (0.05-3.31 MM2),NON-IS | CONSOLE PANEL B
XT0065M | 1067996-7 | TERMINAL STRIP, 4 CONDUCTOR | CONSOLE PANEL B
XT0066M | 1067996-7 | TERMINAL STRIP, 4 CONDUCTOR | CONSOLE PANEL B
XT0072M | 1067996-7 | TERMINAL STRIP, 4 CONDUCTOR | CONSOLE PANEL B
XT0089 | 1066730-7,1066730-8,1067996-4 | TERMINAL BLOCK, SPRING, 4 CONDUCTOR,30-12 AWG (0.05-3.31 MM2),NON-IS | CONSOLE PANEL B
XT0095M | 1067996-7 | TERMINAL STRIP, 4 CONDUCTOR | CONSOLE PANEL B
XT0237 | 1066730-10,1066730-9,1067996-4 | DIODE TERMINAL STRIP, 4 CONDUCTOR | CONSOLE PANEL B
XT0801M | 1067996-7 | TERMINAL STRIP, 4 CONDUCTOR | CONSOLE PANEL B
XT0805M | 1067996-7 | TERMINAL STRIP, 4 CONDUCTOR | CONSOLE PANEL B
XT0813M | 1067996-7 | TERMINAL STRIP, 4 CONDUCTOR | CONSOLE PANEL B
XT0814M | 1067996-7 | TERMINAL STRIP, 4 CONDUCTOR | CONSOLE PANEL B
AP0601 | 1089241-20 | MODULE, BLANK FILLER | CONSOLE PLC PANEL
AP0602 | 1089241-40 | 1756-EN2TRXT, ETHERNET | CONSOLE PLC PANEL
AP0603 | 1089241-40 | 1756-EN2TRXT, ETHERNET | CONSOLE PLC PANEL
AP0604 | 1089241-15 | MVI 56-MNETXT, ETHERNET/MODBUS | CONSOLE PLC PANEL
AP0605 | 1089241-15 | MVI 56-MNETXT, ETHERNET/MODBUS | CONSOLE PLC PANEL
AP0606 | 1089241-14 | MVI 56E-MCMXT, MODBUS | CONSOLE PLC PANEL
AP0607 | 1089241-14 | MVI 56E-MCMXT, MODBUS | CONSOLE PLC PANEL
AP0608 | 1089241-15 | MVI 56-MNETXT, ETHERNET/MODBUS | CONSOLE PLC PANEL
AP0609 | 1089241-40 | 1756-EN2TRXT, ETHERNET | CONSOLE PLC PANEL
AR0600 | 1089241-42 | RACK CHASSIS, 1756-A10XT (10 SLOT) | CONSOLE PLC PANEL
AT0600 | 1089241-43 | 1756-L83EXTS, CONTROLLER^GUARDLOGIX | CONSOLE PLC PANEL
AT0680 | 1634974-100 | GATEWAY MODULE, TURBOTRONIC GATEWAY | CONSOLE PLC PANEL
BA0001 | 1271449-1 | MEDIA CONVERTER, ETHERNET-FIBER OPTIC | CONSOLE PLC PANEL
BA0002 | 1271449-1 | MEDIA CONVERTER, ETHERNET-FIBER OPTIC | CONSOLE PLC PANEL
FU0010 | 1043265-1,1043265-5 | FUSE, 10A | CONSOLE PLC PANEL
FU0021 | 1043265-1,1043265-3 | FUSE, 2A | CONSOLE PLC PANEL
FU0022 | 1043265-1,1043265-3 | FUSE, 2A | CONSOLE PLC PANEL
FU0680 | 1043265-1,1043265-4 | FUSE, 5A | CONSOLE PLC PANEL
GR0234 | 903849C1 | RAIL GROUND, DIN RAIL GROUNDING | CONSOLE PLC PANEL
UV0600 | 1089241-28 | POWER SUPPLY, RSLOGIX CHASSIS | CONSOLE PLC PANEL
XT0051 | 1066730-7,1066730-8,1067996-4 | TERMINAL BLOCK, SPRING, 4 CONDUCTOR,30-12 AWG (0.05-3.31 MM2),NON-IS | CONSOLE PLC PANEL
XT0680 | 1066730-7,1066730-8,1067996-4 | TERMINAL BLOCK, SPRING, 4 CONDUCTOR,30-12 AWG (0.05-3.31 MM2),NON-IS | CONSOLE PLC PANEL
GR0090 | 903849C1 | RAIL GROUND, DIN RAIL GROUNDING | CONSOLE SCREW TERMINALS,C.C.
GR0091 | 903849C1 | RAIL GROUND, DIN RAIL GROUNDING | CONSOLE SCREW TERMINALS,C.C.
XT0080M | 1067996-7 | TERMINAL STRIP, 4 CONDUCTOR | CONSOLE SCREW TERMINALS,C.C.
XT0089M | 1067996-7 | TERMINAL STRIP, 4 CONDUCTOR | CONSOLE SCREW TERMINALS,C.C.
XT0090M | 1067996-7 | TERMINAL STRIP, 4 CONDUCTOR | CONSOLE SCREW TERMINALS,C.C.
XT0092M | 1067996-7 | TERMINAL STRIP, 4 CONDUCTOR | CONSOLE SCREW TERMINALS,C.C.
XT0098M | 1067996-7 | TERMINAL STRIP, 4 CONDUCTOR | CONSOLE SCREW TERMINALS,C.C.
XT0122M | 1067996-7 | TERMINAL STRIP, 4 CONDUCTOR | CONSOLE SCREW TERMINALS,C.C.
XT0802M | 1067996-7 | TERMINAL STRIP, 4 CONDUCTOR | CONSOLE SCREW TERMINALS,C.C.
HL0470 | 2380746-7 | LIGHT, TIE BUS SELECT, AMBER | CONSOLE SWITCH PANEL
HL0471 | 2380746-7 | LIGHT, GENERATOR BUS SELECT, AMBER | CONSOLE SWITCH PANEL
HL0701 | 1751651-2 | LIGHT, GENERATOR CIRCUIT BREAKER OPEN, GREEN | CONSOLE SWITCH PANEL
HL0702 | 1751651-1 | LIGHT, GENERATOR CIRCUIT BREAKER CLOSED, RED | CONSOLE SWITCH PANEL
HL0703 | 910087C1 | LIGHT, GENERATOR SYNCHRONIZING - PHASE A, CLEAR | CONSOLE SWITCH PANEL
HL0704 | 910087C1 | LIGHT, GENERATOR SYNCHRONIZING - PHASE C, CLEAR | CONSOLE SWITCH PANEL
HL0705 | 906636C1,908700C2 | LIGHT, TIE CIRCUIT BREAKER OPEN, GREEN | CONSOLE SWITCH PANEL
HL0706 | 905427C1,908700C2 | LIGHT, TIE CIRCUIT BREAKER CLOSED, RED | CONSOLE SWITCH PANEL
HS0470 | 1021271-1 | SELECTOR SWITCH, PT BUS SELECTION | CONSOLE SWITCH PANEL
KA0462 | 1021502 | RELAY, LOCKOUT WITH MANUAL RESET | CONSOLE SWITCH PANEL
PF0700 | 1614318-1 | GAGE, SYNCHROSCOPE | CONSOLE SWITCH PANEL
SA0700 | 1051149-3 | SELECTOR SWITCH, MANUAL SYNCHRONIZATION | CONSOLE SWITCH PANEL
SA0701 | 1051149-5 | SELECTOR SWITCH, CIRCUIT BREAKER CONTROL | CONSOLE SWITCH PANEL
SA0710 | 1051149-4 | SELECTOR SWITCH, VOLTAGE SELECT | CONSOLE SWITCH PANEL
SA0740 | 1051149-2 | SELECTOR SWITCH, CURRENT SELECT | CONSOLE SWITCH PANEL
SA0770 | 1051149-1 | SELECTOR SWITCH, KW/KVAR SELECT | CONSOLE SWITCH PANEL
AF0201 | 2684693-48,2684693-51 | 5094-IB32XT, 32 DISCRETE INPUT | CONSOLE TCP
AF0202 | 2684693-49,2684693-57 | 5094-OB32XT, 32 DISCRETE OUTPUT | CONSOLE TCP
AU0200 | 2684693-22 | 5094-AENTRXT, FLEX 5000 I/O | CONSOLE TCP
GR0200 | PARTOFTCPASSY | RAIL LUG, DIN RAIL GROUNDING | CONSOLE TCP
HL0400 | PARTOFTCPASSY | LIGHT, READY, GREEN | CONSOLE TCP
HL0401 | PARTOFTCPASSY | LIGHT, STARTING, WHITE | CONSOLE TCP
HL0402 | PARTOFTCPASSY | LIGHT, READY TO LOAD, WHITE | CONSOLE TCP
HL0403 | PARTOFTCPASSY | LIGHT, ON LOAD, WHITE | CONSOLE TCP
HL0404 | PARTOFTCPASSY | LIGHT, SPARE, WHITE | CONSOLE TCP
HL0405 | PARTOFTCPASSY | LIGHT, LOCAL/AUXILIARY SELECT, WHITE | CONSOLE TCP
HL0406 | PARTOFTCPASSY | LIGHT, SPARE, WHITE | CONSOLE TCP
HL0407 | PARTOFTCPASSY | LIGHT, COOLDOWN, WHITE | CONSOLE TCP
HL0408 | PARTOFTCPASSY | LIGHT, STOPPING, WHITE | CONSOLE TCP
HL0409 | PARTOFTCPASSY | LIGHT, ALARM SUMMARY, AMBER | CONSOLE TCP
HL0410 | PARTOFTCPASSY | LIGHT, BACKUP ACTIVE, AMBER | CONSOLE TCP
HL0411 | PARTOFTCPASSY | LIGHT, SHUTDOWN SUMMARY, RED | CONSOLE TCP
SA0400 | PARTOFTCPASSY | SELECTOR SWITCH, OFF/LOCAL/AUXILIARY | CONSOLE TCP
SA0401 | PARTOFTCPASSY | SELECTOR SWITCH, BACKUP SYSTEM RESET | CONSOLE TCP
SB0400 | PARTOFTCPASSY | PUSHBUTTON SWITCH, EMERGENCY STOP | CONSOLE TCP
SB0401 | PARTOFTCPASSY | PUSHBUTTON SWITCH, HORN SILENCE | CONSOLE TCP
SB0402 | PARTOFTCPASSY | PUSHBUTTON SWITCH, ACKNOWLEDGE | CONSOLE TCP
SB0403 | PARTOFTCPASSY | PUSHBUTTON SWITCH, RESET | CONSOLE TCP
SB0404 | PARTOFTCPASSY | PUSHBUTTON SWITCH, LAMP TEST | CONSOLE TCP
SB0405 | PARTOFTCPASSY | PUSHBUTTON SWITCH, START | CONSOLE TCP
SB0406 | PARTOFTCPASSY | PUSHBUTTON SWITCH, NORMAL STOP | CONSOLE TCP
SB0407 | PARTOFTCPASSY | PUSHBUTTON SWITCH, SPEED/LOAD DECREASE | CONSOLE TCP
SB0408 | PARTOFTCPASSY | PUSHBUTTON SWITCH, SPEED/LOAD INCREASE | CONSOLE TCP
SH0400 | PARTOFTCPASSY | LIGHTED SWITCH, SPARE, WHITE | CONSOLE TCP
SH0401 | PARTOFTCPASSY | LIGHTED SWITCH, SPARE, WHITE | CONSOLE TCP
SH0404 | PARTOFTCPASSY | LIGHTED SWITCH, SPARE, WHITE | CONSOLE TCP
SH0405 | PARTOFTCPASSY | LIGHTED SWITCH, SPARE, WHITE | CONSOLE TCP
SH0408 | PARTOFTCPASSY | LIGHTED SWITCH, SPARE, WHITE | CONSOLE TCP
SH0409 | PARTOFTCPASSY | LIGHTED SWITCH, SPARE, WHITE | CONSOLE TCP
SH0410 | PARTOFTCPASSY | LIGHTED SWITCH, SPARE, WHITE | CONSOLE TCP
SH0411 | PARTOFTCPASSY | LIGHTED SWITCH, VOLTAGE DECREASE SELECT, WHITE | CONSOLE TCP
SH0412 | PARTOFTCPASSY | LIGHTED SWITCH, VOLTAGE INCREASE SELECT, WHITE | CONSOLE TCP
XT0201 | 1066730-1 | TERMINAL STRIP, 4 CONDUCTOR | CONSOLE TCP
XT0564 | PARTOFTCPASSY | TERMINAL STRIP, SYSTEM FUNCTION (USE) | CONSOLE TCP
FU0190 | 1043265-1,1043265-5 | FUSE, 10A | CONSOLE TCP POWER
FU0200 | 1043265-1,1043265-5 | FUSE, 10A | CONSOLE TCP POWER
FU0201 | 1043265-1,1043265-5 | FUSE, 10A | CONSOLE TCP POWER
FU0273 | 1043265-1,1043265-4 | FUSE, 5A | CONSOLE TCP POWER
FU0560 | 1043265-1,1043265-7 | FUSE, 20A | CONSOLE TCP POWER
FU0701 | 1043265-1,1043265-4 | FUSE, 5A | CONSOLE TCP POWER
XT0561 | 1066730-7,1066730-8,1067996-4 | TERMINAL BLOCK, SPRING, 4 CONDUCTOR,30-12 AWG (0.05-3.31 MM2),NON-IS | CONSOLE TCP POWER
XT0562 | 1066730-7,1066730-8,1067996-4 | TERMINAL BLOCK, SPRING, 4 CONDUCTOR,30-12 AWG (0.05-3.31 MM2),NON-IS | CONSOLE TCP POWER
XT0563 | 1066730-7,1066730-8,1067996-4 | TERMINAL BLOCK, SPRING, 4 CONDUCTOR,30-12 AWG (0.05-3.31 MM2),NON-IS | CONSOLE TCP POWER
BA0005 | 1271449-1 | MEDIA CONVERTER, ETHERNET-FIBER OPTIC | JB1123
BA0006 | 1271449-1 | MEDIA CONVERTER, ETHERNET-FIBER OPTIC | JB1123
FU1123 | 1043265-1,1043265-3 | FUSE, 2A | JB1123
FU1124 | 1043265-1,1043265-3 | FUSE, 2A | JB1123
GR1123 | 903849C1 | RAIL GROUND, DIN RAIL GROUNDING | JB1123
GR1125 | 903849C1 | RAIL GROUND, DIN RAIL GROUNDING | JB1123
IEG1123 | 232941-200 | BUS BAR, JB1123 - INSTRUMENT EARTH GROUNDING | JB1123
XT1123 | 1066730-7,1066730-8,1067996-4 | TERMINAL BLOCK, SPRING, 4 CONDUCTOR,30-12 AWG (0.05-3.31 MM2),NON-IS | JB1123
AT1100 | 1577354-4503 | WORKSTATION, VERSA VIEW 1200H | JB70 DOOR
HA0472 | 1103208-101 | HORN, START SYSTEM ALARM | JB70 DOOR
HL0171 | 2380746-7 | LIGHT, FIRE SYSTEM AUTO (AMBER), AMBER | JB70 DOOR
HL0172 | 2380746-7 | LIGHT, FIRE SYSTEM INHIBIT (GREEN), GREEN | JB70 DOOR
HL0173 | 2380746-7 | LIGHT, FIRE SYSTEM DISCHARGED (RED), RED | JB70 DOOR
SA0170 | 2380746-9 | SELECTOR SWITCH, FIRE SYSTEM AUTO/INHIBIT | JB70 DOOR
SA0471 | 2380746-2 | SELECTOR SWITCH, SPEED/LOAD | JB70 DOOR
SA0472 | 2380746-2 | SELECTOR SWITCH, VOLTAGE | JB70 DOOR
SB0170 | 2380746-10 | PUSHBUTTON SWITCH, MANUAL RELEASE | JB70 DOOR
SB0175 | 2380746-1 | PUSHBUTTON SWITCH, LAMP TEST | JB70 DOOR
SB0471 | 2380746-1 | PUSHBUTTON SWITCH, HORN SILENCE | JB70 DOOR
SB0472 | 2380746-4 | PUSHBUTTON SWITCH, EMERGENCY STOP | JB70 DOOR
SB0473 | 2380746-1 | PUSHBUTTON SWITCH, ACKNOWLEDGE | JB70 DOOR
SB0474 | 2380746-1 | PUSHBUTTON SWITCH, RESET | JB70 DOOR
SH0470 | 2380746-3 | LIGHTED SWITCH, STOP/STOPPING, RED | JB70 DOOR
SH0471 | 2380746-3 | LIGHTED SWITCH, START/STARTING, GREEN | JB70 DOOR
SH0472 | 2380746-3 | LIGHTED SWITCH, BACKUP SYSTEM ACTIVE/RESET, AMBER | JB70 DOOR
GR0700 | 903849C1 | RAIL GROUND, DIN RAIL GROUNDING | JB70 DOOR HEATER PANEL
GR0701 | 903849C1 | RAIL GROUND, DIN RAIL GROUNDING | JB70 DOOR HEATER PANEL
H7000 | 1725155-1 | HEATER, SPACE, JB70 SPACE HEATER | JB70 DOOR HEATER PANEL
TS7000 | 1725155-2 | TEMPERATURE SWITCH, JB70 SPACE HEATER | JB70 DOOR HEATER PANEL
XT7001 | 1067996-7 | TERMINAL STRIP, 4 CONDUCTOR | JB70 DOOR HEATER PANEL
BA0003 | 1271449-1 | MEDIA CONVERTER, ETHERNET-FIBER OPTIC | JB70 INTERFACE PANELS
BA0004 | 1271449-1 | MEDIA CONVERTER, ETHERNET-FIBER OPTIC | JB70 INTERFACE PANELS
BA1100 | 1337728-10 | SWITCH, ETAP, DLR INTERFACE | JB70 INTERFACE PANELS
BA1211 | 1337728-11 | SWITCH, ETAP, DLR INTERFACE | JB70 INTERFACE PANELS
FU0317 | 1043265-1,1043265-7 | FUSE, 20A | JB70 INTERFACE PANELS
FU0318 | 1043265-1,1043265-7 | FUSE, 20A | JB70 INTERFACE PANELS
FU0503 | 1043265-1,1043265-3 | FUSE, 2A | JB70 INTERFACE PANELS
FU0504 | 1043265-1,1043265-3 | FUSE, 2A | JB70 INTERFACE PANELS
FU1100 | 1043265-1,1043265-5 | FUSE, 10A | JB70 INTERFACE PANELS
FU1101 | 1043265-1,1043265-3 | FUSE, 2A | JB70 INTERFACE PANELS
FU1211 | 1043265-1,1043265-3 | FUSE, 2A | JB70 INTERFACE PANELS
GR1110 | 903849C1 | RAIL GROUND, DIN RAIL GROUNDING | JB70 INTERFACE PANELS
GR1111 | 903849C1 | RAIL GROUND, DIN RAIL GROUNDING | JB70 INTERFACE PANELS
GR1112 | 903849C1 | RAIL GROUND, DIN RAIL GROUNDING | JB70 INTERFACE PANELS
GR1113 | 903849C1 | RAIL GROUND, DIN RAIL GROUNDING | JB70 INTERFACE PANELS
GR1231 | 903849C1 | RAIL GROUND, DIN RAIL GROUNDING | JB70 INTERFACE PANELS
GR1232 | 903849C1 | RAIL GROUND, DIN RAIL GROUNDING | JB70 INTERFACE PANELS
IEG1200 | 232941-200 | BUS BAR, INSTRUMENT EARTH GROUND | JB70 INTERFACE PANELS
RR1751 | 1066738-9 | RESISTOR, 10K OHM | JB70 INTERFACE PANELS
RR1752 | 1066738-9 | RESISTOR, 10K OHM | JB70 INTERFACE PANELS
RR1756 | 1066738-9 | RESISTOR, 10K OHM | JB70 INTERFACE PANELS
RR1757 | 1066738-9 | RESISTOR, 10K OHM | JB70 INTERFACE PANELS
RR1758 | 1066738-9 | RESISTOR, 10K OHM | JB70 INTERFACE PANELS
UA1200 | 1053834-6 | BUOS MODULE, BACKUP OVERSPEED | JB70 INTERFACE PANELS
VD1756 | 1066738-10 | DIODE, 15 pF | JB70 INTERFACE PANELS
VD1757 | 1066738-10 | DIODE, 15 pF | JB70 INTERFACE PANELS
VD1758 | 1066738-10 | DIODE, 15 pF | JB70 INTERFACE PANELS
XT0503 | 1066730-7,1066730-8,1067996-4 | TERMINAL BLOCK, SPRING, 4 CONDUCTOR,30-12 AWG (0.05-3.31 MM2),NON-IS | JB70 INTERFACE PANELS
XT0800 | 1067996-7 | TERMINAL STRIP, 4 CONDUCTOR | JB70 INTERFACE PANELS
XT0801 | 1066730-8,1067996-4,1067996-7 | TERMINAL STRIP, 4 CONDUCTOR | JB70 INTERFACE PANELS
XT0801F | 2411007-1,980742C1 | TERMINAL STRIP, FUSED, 4CONDUCTOR | JB70 INTERFACE PANELS
XT0802 | 1066730-8,1067996-4,1067996-7 | TERMINAL STRIP, 4 CONDUCTOR | JB70 INTERFACE PANELS
XT0803 | 1067996-59 | TERMINAL STRIP, 4 CONDUCTOR | JB70 INTERFACE PANELS
XT0804 | 1067996-16 | TERMINAL STRIP, 2 CONDUCTOR | JB70 INTERFACE PANELS
XT0805 | 1067996-7 | TERMINAL STRIP, 4 CONDUCTOR | JB70 INTERFACE PANELS
XT0807 | 1067996-59 | TERMINAL STRIP, 4 CONDUCTOR | JB70 INTERFACE PANELS
XT0813 | 1067996-7 | TERMINAL STRIP, 4 CONDUCTOR | JB70 INTERFACE PANELS
XT0814 | 1067996-7 | TERMINAL STRIP, 4 CONDUCTOR | JB70 INTERFACE PANELS
XT0814F | 2411007-1,980742C1 | TERMINAL STRIP, 4 CONDUCTOR | JB70 INTERFACE PANELS
XT0820 | 1067996-59 | TERMINAL STRIP, 4 CONDUCTOR | JB70 INTERFACE PANELS
XT0822 | 1066730-51,1067996-4,1067996-59 | TERMINAL STRIP, 4 CONDUCTOR | JB70 INTERFACE PANELS
XT0823 | 1066730-51,1067996-4,1067996-59 | TERMINAL STRIP, 4 CONDUCTOR | JB70 INTERFACE PANELS
XT0824 | [2]1066730-51,[2]1067996-4,[2]1067996-59 | TERMINAL STRIP, 4 CONDUCTOR | JB70 INTERFACE PANELS
XT0833 | 1067996-16 | TERMINAL STRIP, 2 CONDUCTOR | JB70 INTERFACE PANELS
XT0834 | 1067996-7 | TERMINAL STRIP, 4 CONDUCTOR | JB70 INTERFACE PANELS
XT0839 | 1067996-7 | TERMINAL STRIP, 4 CONDUCTOR | JB70 INTERFACE PANELS
XT0844 | 1067996-16 | TERMINAL STRIP, 2 CONDUCTOR | JB70 INTERFACE PANELS
XT1211 | 1066730-7,1066730-8,1067996-4 | TERMINAL BLOCK, SPRING, 4 CONDUCTOR,30-12 AWG (0.05-3.31 MM2),NON-IS | JB70 INTERFACE PANELS
FU7000 | 1043265-1,1043265-4 | FUSE, 5A | JB70 LEFT RAIL
GR1101 | 903849C1 | RAIL GROUND, DIN RAIL GROUNDING | JB70 LEFT RAIL
KA7000 | 1061979-1 | RELAY, H7000 DISABLE | JB70 LEFT RAIL
XT7000 | 1067996-16 | TERMINAL STRIP, 2 CONDUCTOR | JB70 LEFT RAIL
GR1100 | 903849C1 | RAIL GROUND, DIN RAIL GROUNDING | JB70 RIGHT RAIL
AP0612 | 2762566-6 | ORBIT 60, SYSTEM INTERFACE MODULE (SIM) | ORBIT 60^DOOR PANEL
AP0613 | 2762566-7 | ORBIT 60, PROTECTION PROCESSING MODULE (PPM) | ORBIT 60^DOOR PANEL
AP0614 | 2762566-19 | ORBIT 60, BLANK MODULE SLOT COVER | ORBIT 60^DOOR PANEL
AP0615 | 2762566-9 | ORBIT 60, COMMUNICATION GATEWAY MODULE (CGW) | ORBIT 60^DOOR PANEL
AP0616 | 2762566-11 | ORBIT 60, KEYPHASOR INPUT MODULE (KPH) | ORBIT 60^DOOR PANEL
AP0617 | 2762566-12,2762566-19 | ORBIT 60, DYNAMIC INPUT MODULE (PAV) | ORBIT 60^DOOR PANEL
AP0618 | 2762566-12 | ORBIT 60, DYNAMIC INPUT MODULE (PAV) | ORBIT 60^DOOR PANEL
AP0619 | 2762566-12,2762566-19 | ORBIT 60, BLANK MODULE SLOT COVER | ORBIT 60^DOOR PANEL
AP0620 | 2762566-13,2762566-19 | ORBIT 60, BLANK MODULE SLOT COVER | ORBIT 60^DOOR PANEL
AP0621 | 2762566-12 | ORBIT 60, DYNAMIC INPUT MODULE (PAV) | ORBIT 60^DOOR PANEL
AP0622 | 2762566-12,2762566-19 | ORBIT 60, BLANK MODULE SLOT COVER | ORBIT 60^DOOR PANEL
AP0623 | 2762566-19 | ORBIT 60, BLANK MODULE SLOT COVER | ORBIT 60^DOOR PANEL
AP0624 | 2762566-12 | ORBIT 60, DYNAMIC INPUT MODULE (PAV) | ORBIT 60^DOOR PANEL
AP0625 | 2762566-19 | ORBIT 60, BLANK MODULE SLOT COVER | ORBIT 60^DOOR PANEL
AP0626 | 2762566-19 | ORBIT 60, BLANK MODULE SLOT COVER | ORBIT 60^DOOR PANEL
AP0627 | 2762566-19 | ORBIT 60, BLANK MODULE SLOT COVER | ORBIT 60^DOOR PANEL
AP0628 | 2762566-17 | ORBIT 60, SOLID STATE RELAY MODULE (SSR) | ORBIT 60^DOOR PANEL
AP0629 | 2762566-8 | ORBIT 60, CONDITIONING MONITORING MODULE (CCM) | ORBIT 60^DOOR PANEL
AR0610 | 2762566-1,2762566-3 | PANEL MOUNT CHASSIS, ORBIT 60 3U 19 SLOT, 20 TOTAL | ORBIT 60^DOOR PANEL
UV0610 | 2762566-5 | POWER SUPPLY, ORBIT 60 RACK | ORBIT 60^DOOR PANEL
UV0611 | 2762566-5 | POWER SUPPLY, ORBIT 60 RACK | ORBIT 60^DOOR PANEL
GR0391 | 903849C1 | RAIL GROUND, DIN RAIL GROUNDING | SPACE HEATER PANEL
GR0950 | 903849C1 | RAIL GROUND, DIN RAIL GROUNDING | SPACE HEATER PANEL
H0950 | 2299353 | HEATER, SPACE, CONTROL CONSOLE | SPACE HEATER PANEL
H0951 | 2299353 | HEATER, SPACE, CONTROL CONSOLE | SPACE HEATER PANEL
QS0950 | 1087368 | CIRCUIT BREAKER, DOUBLE POLE - RAIL MOUNTABLE | SPACE HEATER PANEL
TS0950 | 1007704 | THERMOSTAT, CONTROL CONSOLE^SPACE HEATER CONTROL | SPACE HEATER PANEL
XT0950 | 1067996-16 | TERMINAL STRIP, 2 CONDUCTOR | SPACE HEATER PANEL
XT0951 | 1067996-7 | TERMINAL STRIP, 4 CONDUCTOR | SPACE HEATER PANEL