## Blue Labels
(SHT 1) CONSOLE | (SHT 10) REMOTE IO BOX #3 | (SHT 11) REMOTE IO BOX #4 | (SHT 2) CONSOLE | (SHT 3) SCS | (SHT 4) LEFT SIDE PANEL | (SHT 5) BACK PANEL | (SHT 6) RIGHT SIDE PANEL | (SHT 8) REMOTE IO BOX #1 | (SHT 9) REMOTE IO BOX #2
EL0273 | UJ0134 | UJ0135 | AT0191 | HL1753 | FU0680 | AR0600 | AT0180 | UJ0132 | UJ0133
HA0273 | BA1031 | XT1400 | AT0190K | HL1733 | XT0680 | AP0606 | GR0204 | BA1011 | BA1021
ZS0273 | BA1032 | KA1243 | AT0190 | HL1593 | AT0680 | AP0605 | KA1246 | BA1012 | BA1022
FG0130 | FU0090 | BA1042 |  | HL1143 | BA0003 | AP0604 | FU1202 | FU0060 | FU0108
| FU0091 | BA1041 |  | HL1773 | BA0004 | AP0603 | FU1203 | FU0061 | FU0109
| FU0092 | FU0100 |  | HL1751 | BA0011 | AP0602 | FU1204 | FU0062 | FU0110
| FU0094 | FU0101 |  | HL1731 | BA0012 | AP0601 | XT1201 | FU0063 | FU0112
| FU0095 | FU0102 |  | HL1591 | BA0013 | AT0600 | XT1202 | FU0064 | FU0113
| FU0191 | FU0103 |  | HL1141 | BA0014 | UV0600 | XT1203 | FU0160 | FU0180
| XT0095 | FU0104 |  | HL1771 | BA0015 | FU0040 | XT1204 | XT0060 | XT0080
| XT0090 | FU0106 |  | AU0020 | BA0017 | FU0041 | KA1201 | XT0086 | XT0081
| XT0096 | FU0105 |  | AF0021 | BA0111 | FU0042 | KA1211 | XT0061 | XT0082
| GR300 | XT0101 |  | AF0022 | BA0112 | AU0040 | KA1212 | GR100 | GR200
| QS0134 | KA0106 |  | GR0120 | BA0113 | AF0041 | KA1219 | QS0132 | QS0133
| XT0014 | KA0107 |  | SB1283 | BA0114 | AF0042 | KA1220 | XT0012 | XT0013
| GR301 | KA0108 |  | SB1293 | FU1215 | AF0043 | KA1244 | GR101 | GR201
| PEG_RB3 | KA0110 |  | SB1113 | GR0134 | AF0044 | KA1245 | PEG_RB1 | PEG_RB2
| IEG_RB3 | KA0111 |  | SB1263 | FU0001 | AF0045 | KA1248 | IEG_RB1 | IEG_RB2
| KA0017 | KA0026 |  | SB1273 | FU0002 | XT0085 | KA1249 | KA0004 | KA0014
| KA0018 | KA0027 |  | SB0403 | FU0003 | XT1264 | XT1260 | KA0005 | KA0015
| KA0019 | KA0028 |  | SB1281 | FU0004 | XT1267 | GR0202 | KA0006 | KA0016
| KA0020 | KA0029 |  | SB1291 | FU0005 | GR0111 | AU0110 | KA0007 | KA0094
| KA0021 | KA0030 |  | SB1111 | FU0006 | GR0110 | AF0111 | KA0008 | KA0095
| KA0022 | XT0103 |  | SB1261 | FU0007 | XT1000 | AF0112 | KA0009 | KA0096
| KA0023 | GR400 |  | SB1271 | FU0008 | FU0010 | GR0201 | KA0010 | XT1200
| KA0024 | QS0135 |  | HL1754 | FU0012 | FU0138 | KA1247 | KA0011 | GR202
| KA0025 | XT0102 |  | HL1734 | FU0013 | XT0138 | XT1266 | KA0012 | AU0080
| KA0097 | GR403 |  | HL1594 | FU0015 | XT0139 | GR0203 | KA0013 | AF0081
| KA0098 | GR401 |  | HL1144 | FU0016 | XT0134 | XT1263 | KA0084 | AF0082
| KA0099 | PEG_RB4 |  | HL1774 | FU0273 | XT0135 |  | KA0085 | AF0083
| KA0100 | AU0100 |  | HL1752 | XT0273 | FU0137 |  | KA0086 | GR203
| KA0101 | AF0101 |  | HL1732 | XT0002 | FU0136 |  | KA0087
| KA0102 | AF0102 |  | HL1592 | GR0133 | FU1201 |  | KA0088
| KA0103 | AF0103 |  | HL1142 | BA2115 | KA0001 |  | KA0089
| KA0104 | AF0104 |  | HL1772 | BA1216 | KA0002 |  | KA0090
| KA0105 | AF0105 |  | SB1284 | IEG0130 | KA0003 |  | KA0091
| XT1300 | KA1241 |  | SB1294 |  | KA0081 |  | KA0092
| GR302 | KA1242 |  | SB1114 |  | KA0082 |  | KA0093
| AU0090 | KA1252 |  | SB1264 |  | KA0083 |  | XT1100
| AF0091 | KA1253 |  | SB1274 |  | KA7400 |  | GR102
| AF0092 | KA1256 |  | SB0401 |  | GR0131 |  | AU0060
| AF0093 | KA1257 |  | SB1282 |  | QS0011 |  | AF0061
| AF0094 | XT0100 |  | SB1292 |  | XT0011 |  | AF0062
| AF0095 | XT1270 |  | SB1112 |  | GR0132 |  | AF0063
| GR303 | XT1273 |  | SB1262 |  | UJ0131 |  | AF0064
|  | XT1261 |  | SB1272 |  | PEG0130 |  | AF0065
|  | XT1291 |  | SB0402 |  |  |  | GR103
|  | GR402 |  | SH0418
|  | KA1215 |  | SA0500
|  | KA1216 |  | FU0190
|  | KA1227 |  | FU0023
|  | KA1228 |  | FU0024
|  | XT1269 |  | FU0020
|  | XT1272 |  | FU0260
|  | GR404 |  | XT0260
|  | AT0200 |  | XT0261
|  | IEG_RB4 |  | XT0262
GR0121

## White Labels
(SHT 5) BACK PANEL | (SHT 5) BACK PANEL - (SHT 4) LEFT SIDE PANEL | (SHT 4) LEFT SIDE PANEL | (SHT 4) LEFT SIDE PANEL - (SHT 6) RIGHT SIDE PANEL | (SHT 4) LEFT SIDE PANEL - (SHT 3) SCS | (SHT 8) REMOTE IO BOX #1 | (SHT 9) REMOTE IO BOX #2 | (SHT 10) REMOTE IO BOX #3 | (SHT 11) REMOTE IO BOX #4 | (SHT 6) RIGHT SIDE PANEL
0V | GR0111 | GR0133 | GR0201 | GR0120 | 0VB1 | 0VB2 | 0VB3 | 0VB4 | AT0180FG
UV0600G | GR0131 | GR0134 | IEG013010 | GR0121 | AF0061G | AF0081G | AF0091G | AF0101G
| IEG01301 |  |  | IEG01304 | AF0062G | GR200 | AF0092G | AF0102G
[5 empty] | GR100 | GR201 | GR300 | AT0200FG
[5 empty] | GR101 | GR202 | GR301 | GR400
[5 empty] | GR102 | GR203 | GR302 | GR401
[5 empty] | GR103 | IEGRB21 | GR303 | GR402
[5 empty] | IEGRB11 |  | IEGRB31 | GR403
GR404
IEGRB41

## BACK PANEL
BACK PANEL
ASSY,BACK PANEL,CONSOLE
Project # | 4M368
Project Name | Los Toldos II Este
Revision | B.3
Controls DE | Keith Nyberg
Phone:
Controls ME | Dennis Figueroa
Phone:
From | [5 empty] | To
Device ID | Cable (W) Conductor (SC) Jumper Clip (JC) | Wire No. | Wire ID | Gauge/Size | Page/Zone | Device ID | Location | Page/Zone
AF0043:10 | SC | 004310 | WHT | 20 | 19.D6 | XT0085:2 | BACK PANEL | 19.D6
AF0043:11 | SC | 004311 | WHT | 20 | 19.D6 | XT0085:3 | BACK PANEL | 19.D6
GR0110: | SC | GR0110 | GRN/YEL | 14 | 5.A6 | FRAME | BACK PANEL | 5.A7
GR0132: | SC | GR0132 | GRN/YEL | 14 | 5.C6 | FRAME | BACK PANEL | 5.C7
RR0851: -3.01K OHM | SC | FU0137 | LEAD | --- | 19.D6 | XT0085:1 | BACK PANEL | 19.D6
RR0851: -3.01K OHM | SC | 004310 | LEAD | --- | 19.D6 | XT0085:2 | BACK PANEL | 19.D6
RR0852: -1.0K OHM | SC | 004311 | LEAD | --- | 19.D6 | XT0085:3 | BACK PANEL | 19.D6
RR0852: -1.0K OHM | SC | 004310 | LEAD | --- | 19.D6 | XT0085:2 | BACK PANEL | 19.D6
UJ0131:G | SC | UJ0131G | GRN/YEL | 12 | 19.B5 | FRAME | BACK PANEL | 19.B4
XT0139:4 | SC | FU0137 | WHT | 20 | 6.B4 | XT0085:1 | BACK PANEL | 19.D6
XT0135:1 | JC | 0V | CLIP | --- | 6.C4 | XT0135:2 | BACK PANEL | 6.C4
XT0135:2 | JC | 0V | CLIP | --- | 6.C4 | XT0135:3 | BACK PANEL | 6.C4
XT0135:3 | JC | 0V | CLIP | --- | 6.C4 | XT0135:4 | BACK PANEL | 6.C4
XT0135:4 | JC | 0V | CLIP | --- | 6.C4 | XT0135:5 | BACK PANEL | 6.D4
XT0138:1 | JC | FU0136 | CLIP | --- | 6.A3 | XT0138:2 | BACK PANEL | 6.A3
XT0138:2 | JC | FU0136 | CLIP | --- | 6.A3 | XT0138:3 | BACK PANEL | 6.B3
XT0139:1 | JC | FU0137 | CLIP | --- | 6.A4 | XT0139:2 | BACK PANEL | 6.A4
XT0139:2 | JC | FU0137 | CLIP | --- | 6.A4 | XT0139:3 | BACK PANEL | 6.B4
XT0139:3 | JC | FU0137 | CLIP | --- | 6.B4 | XT0139:4 | BACK PANEL | 6.B4
XT0139:4 | JC | FU0137 | CLIP | --- | 6.B4 | XT0139:5 | BACK PANEL | 6.B4
XT0139:5 | JC | FU0137 | CLIP | --- | 6.B4 | XT0139:6 | BACK PANEL | 6.B4
AF0041:00 | SC | GEN1CL2 | WHT | 20 | 35.A6 | XT1000:18 | BACK PANEL | 35.A5
AF0041:01 | SC | GEN2CL2 | WHT | 20 | 35.C6 | XT1000:20 | BACK PANEL | 35.C5
AF0041:02 | SC | GEN3CL2 | WHT | 20 | 36.A6 | XT1000:22 | BACK PANEL | 36.A5
AF0041:03 | SC | GEN4CL2 | WHT | 20 | 36.C6 | XT1000:24 | BACK PANEL | 36.C5
AF0041:04 | SC | 004104 | WHT | 20 | 79.D7 | XT1264:2 | BACK PANEL | 79.D5
AF0041:05 | SC | 004105 | WHT | 20 | 80.D7 | XT1267:2 | BACK PANEL | 80.D5
AF0041:08 | SC | CR74012 | WHT | 20 | 33.A6 | XT1000:4 | BACK PANEL | 33.A5
AF0041:09 | SC | CR74022 | WHT | 20 | 33.B6 | XT1000:6 | BACK PANEL | 33.B5
AF0041:10 | SC | CB01-CL2 | WHT | 20 | 39.A7 | XT1000:34 | BACK PANEL | 39.A5
AF0041:11 | SC | CB02-CL2 | WHT | 20 | 40.A7 | XT1000:41 | BACK PANEL | 40.A5
AF0041:12 | SC | CB03-CL2 | WHT | 20 | 41.A7 | XT1000:48 | BACK PANEL | 41.A5
AF0041:32 | SC | GEN1CL1 | WHT | 20 | 35.A6 | XT1000:17 | BACK PANEL | 35.A5
AF0041:33 | SC | GEN2CL1 | WHT | 20 | 35.C6 | XT1000:19 | BACK PANEL | 35.C5
AF0041:34 | SC | GEN3CL1 | WHT | 20 | 36.A6 | XT1000:21 | BACK PANEL | 36.A5
AF0041:35 | SC | GEN4CL1 | WHT | 20 | 36.C6 | XT1000:23 | BACK PANEL | 36.C5
AF0041:36 | SC | 004136 | WHT | 20 | 79.D7 | XT1264:1 | BACK PANEL | 79.D5
AF0041:37 | SC | 004137 | WHT | 20 | 80.D7 | XT1267:1 | BACK PANEL | 80.D5
AF0041:40 | SC | CR74011 | WHT | 20 | 33.A6 | XT1000:3 | BACK PANEL | 33.A5
AF0041:41 | SC | CR74021 | WHT | 20 | 33.B6 | XT1000:5 | BACK PANEL | 33.B5
AF0041:42 | SC | CB01-CL1 | WHT | 20 | 39.A7 | XT1000:33 | BACK PANEL | 39.A5
AF0041:43 | SC | CB02-CL1 | WHT | 20 | 40.A7 | XT1000:40 | BACK PANEL | 40.A5
AF0041:44 | SC | CB03-CL1 | WHT | 20 | 41.A7 | XT1000:47 | BACK PANEL | 41.A5
AF0041:COM | SC | AF0041N | WHT | 20 | 12.B3 | AF0042:COM | BACK PANEL | 12.B4
AF0041:COM | SC | AU0040N | WHT | 20 | 12.B3 | AU0040:COM | BACK PANEL | 12.A3
AF0041:V+ | SC | AF0041P | WHT | 20 | 12.B3 | AF0042:V+ | BACK PANEL | 12.B4
AF0041:V+ | SC | AU0040P | WHT | 20 | 12.B3 | AU0040:V+ | BACK PANEL | 12.A3
AF0042:01 | SC | LE2301CBCL2 | WHT | 20 | 37.A7 | XT1000:26 | BACK PANEL | 37.A6
AF0042:04 | SC | TIE2CBCL2 | WHT | 20 | 37.C7 | XT1000:28 | BACK PANEL | 37.C6
AF0042:10 | SC | UJ0131OK2 | WHT | 20 | 19.B6 | UJ0131:OK2 | BACK PANEL | 19.B5
AF0042:11 | SC | BSG-RDY2 | WHT | 20 | 34.A7 | XT1000:10 | BACK PANEL | 34.A5
AF0042:12 | SC | BSG-CL2 | WHT | 20 | 34.A7 | XT1000:12 | BACK PANEL | 34.A5
AF0042:13 | SC | BSG-AL2 | WHT | 20 | 34.B7 | XT1000:14 | BACK PANEL | 34.B5
AF0042:14 | SC | BSG-RUN2 | WHT | 20 | 34.B7 | XT1000:16 | BACK PANEL | 34.B5
AF0042:15 | SC | XC120VDCFL2 | WHT | 16 | 19.A6 | XT1000:2 | BACK PANEL | 19.A5
AF0042:33 | SC | LE2301CBCL1 | WHT | 20 | 37.A7 | XT1000:25 | BACK PANEL | 37.A6
AF0042:36 | SC | TIE2CBCL1 | WHT | 20 | 37.C7 | XT1000:27 | BACK PANEL | 37.C6
AF0042:42 | SC | UJ0131OK1 | WHT | 20 | 19.B6 | UJ0131:OK1 | BACK PANEL | 19.B5
AF0042:43 | SC | BSG-RDY1 | WHT | 20 | 34.A7 | XT1000:9 | BACK PANEL | 34.A5
AF0042:44 | SC | BSG-CL1 | WHT | 20 | 34.A7 | XT1000:11 | BACK PANEL | 34.A5
AF0042:45 | SC | BSG-AL1 | WHT | 20 | 34.B7 | XT1000:13 | BACK PANEL | 34.B5
AF0042:46 | SC | BSG-RUN1 | WHT | 20 | 34.B7 | XT1000:15 | BACK PANEL | 34.B5
AF0042:47 | SC | XC120VDCFL1 | WHT | 16 | 19.A6 | XT1000:1 | BACK PANEL | 19.A5
AF0042:COM | SC | AF0042N | WHT | 20 | 12.B4 | AF0043:COM | BACK PANEL | 12.B5
AF0042:V+ | SC | AF0042P | WHT | 20 | 12.B4 | AF0043:V+ | BACK PANEL | 12.B5
AF0043:00 | SC | KWCB012 | WHT | 20 | 39.B7 | XT1000:36 | BACK PANEL | 39.C5
AF0043:02 | SC | KWCB022 | WHT | 20 | 40.B7 | XT1000:43 | BACK PANEL | 40.C5
AF0043:04 | SC | KWCB032 | WHT | 20 | 41.B7 | XT1000:50 | BACK PANEL | 41.C5
AF0043:07 | SC | UJ0131VIN | WHT | 20 | 19.A6 | UJ0131:VIN | BACK PANEL | 19.B5
AF0043:09 | SC | UJ0131IOUT | WHT | 20 | 19.B6 | UJ0131:IOUT | BACK PANEL | 19.B5
AF0043:32 | SC | KWCB011 | WHT | 20 | 39.B7 | XT1000:35 | BACK PANEL | 39.B5
AF0043:34 | SC | KWCB021 | WHT | 20 | 40.B7 | XT1000:42 | BACK PANEL | 40.B5
AF0043:36 | SC | KWCB031 | WHT | 20 | 41.B7 | XT1000:49 | BACK PANEL | 41.B5
AF0043:48 | SC | KWCB01S | WHT | 20 | 39.B7 | XT1000:37 | BACK PANEL | 39.C5
AF0043:50 | SC | KWCB02S | WHT | 20 | 40.B7 | XT1000:44 | BACK PANEL | 40.C5
AF0043:52 | SC | KWCB03S | WHT | 20 | 41.B7 | XT1000:51 | BACK PANEL | 41.C5
AF0044:COM | SC | 0V | WHT | 14 | 12.B5 | XT0135:2 | BACK PANEL | 6.C4
AF0044:V+ | SC | FU0041 | WHT | 14 | 12.B5 | FU0041:LD | BACK PANEL | 12.B3
AF0045:00 | SC | KA7400A2 | WHT | 20 | 33.C6 | KA7400:A2 | BACK PANEL | 33.C6
AF0045:05 | SC | KA0001A1 | WHT | 20 | 39.C7 | KA0001:A1 | BACK PANEL | 39.C6
AF0045:06 | SC | KA0002A1 | WHT | 20 | 40.C7 | KA0002:A1 | BACK PANEL | 40.C6
AF0045:07 | SC | KA0003A1 | WHT | 20 | 41.C7 | KA0003:A1 | BACK PANEL | 41.C6
AF0045:08 | SC | KA0081A1 | WHT | 20 | 69.A7 | KA0081:A1 | BACK PANEL | 69.A6
AF0045:09 | SC | KA0082A1 | WHT | 20 | 69.B7 | KA0082:A1 | BACK PANEL | 69.B6
AF0045:10 | SC | KA0083A1 | WHT | 20 | 69.C7 | KA0083:A1 | BACK PANEL | 69.C6
AF0045:21 | SC | KA0001A2 | WHT | 20 | 39.C7 | KA0001:A2 | BACK PANEL | 39.C6
AF0045:22 | SC | KA0002A2 | WHT | 20 | 40.C7 | KA0002:A2 | BACK PANEL | 40.C6
AF0045:23 | SC | KA0003A2 | WHT | 20 | 41.C7 | KA0003:A2 | BACK PANEL | 41.C6
AF0045:24 | SC | KA0081A2 | WHT | 20 | 69.A7 | KA0081:A2 | BACK PANEL | 69.A6
AF0045:25 | SC | KA0082A2 | WHT | 20 | 69.B7 | KA0082:A2 | BACK PANEL | 69.B6
AF0045:26 | SC | KA0083A2 | WHT | 20 | 69.C7 | KA0083:A2 | BACK PANEL | 69.C6
AF0045:32 | SC | KA7400A1 | WHT | 20 | 33.C6 | KA7400:A1 | BACK PANEL | 33.C6
AF0045:COM | SC | 0V | WHT | 14 | 12.B6 | XT0135:2 | BACK PANEL | 6.C4
AF0045:V+ | SC | FU0042 | WHT | 14 | 12.B6 | FU0042:LD | BACK PANEL | 12.C3
AR0600:IE1 | SC | UV0600G | GRN | 14 | 10.A1 | UV0600:GND | BACK PANEL | 10.B2
AU0040:COM | SC | 0V | WHT | 16 | 12.A3 | XT0135:2 | BACK PANEL | 6.C4
AU0040:V+ | SC | FU0040 | WHT | 14 | 12.A3 | FU0040:LD | BACK PANEL | 12.B3
FU0010:LD | SC | FU0010 | WHT | 14 | 6.A5 | UV0600:(+) | BACK PANEL | 10.B2
FU0010:LI | SC | FU0137 | WHT | 14 | 6.A5 | XT0139:1 | BACK PANEL | 6.A4
FU0040:LI | SC | FU0137 | WHT | 14 | 12.B3 | FU0041:LI | BACK PANEL | 12.B3
FU0040:LI | SC | FU0137 | WHT | 16 | 12.B3 | XT0139:2 | BACK PANEL | 6.A4
FU0041:LI | SC | FU0137 | WHT | 14 | 12.B3 | FU0042:LI | BACK PANEL | 12.C3
FU0136:LD | SC | FU0136 | WHT | 10 | 19.C6 | XT0138:1 | BACK PANEL | 6.A3
FU0136:LI | SC | 24V | WHT | 10 | 19.C6 | UJ0131:OUT(+) | BACK PANEL | 19.B5
FU0137:LD | SC | FU0137 | WHT | 16 | 6.A4 | XT0139:1 | BACK PANEL | 6.A4
FU0137:LI | SC | FU0136 | WHT | 10 | 6.A4 | XT0138:1 | BACK PANEL | 6.A3
FU1201:LI | SC | FU0136 | WHT | 10 | 6.B3 | XT0138:3 | BACK PANEL | 6.B3
KA0001:11 | SC | CB01OP-1 | WHT | 20 | 39.C5 | XT1000:38 | BACK PANEL | 39.C5
KA0001:14 | SC | CB01OP-2 | WHT | 20 | 39.C5 | XT1000:39 | BACK PANEL | 39.C5
KA0002:11 | SC | CB02OP-1 | WHT | 20 | 40.C5 | XT1000:45 | BACK PANEL | 40.C5
KA0002:14 | SC | CB02OP-2 | WHT | 20 | 40.C5 | XT1000:46 | BACK PANEL | 40.C5
KA0003:11 | SC | CB03OP-1 | WHT | 20 | 41.C5 | XT1000:52 | BACK PANEL | 41.C5
KA0003:14 | SC | CB03OP-2 | WHT | 20 | 41.C5 | XT1000:53 | BACK PANEL | 41.C5
KA0081:11 | SC | LOAD1-1 | WHT | 20 | 69.A5 | XT1000:54 | BACK PANEL | 69.A5
KA0081:14 | SC | LOAD1-2 | WHT | 20 | 69.A5 | XT1000:55 | BACK PANEL | 69.A5
KA0082:11 | SC | LOAD2-1 | WHT | 20 | 69.B5 | XT1000:56 | BACK PANEL | 69.B5
KA0082:14 | SC | LOAD2-2 | WHT | 20 | 69.B5 | XT1000:57 | BACK PANEL | 69.B5
KA0083:11 | SC | LOAD3-1 | WHT | 20 | 69.C5 | XT1000:58 | BACK PANEL | 69.C5
KA0083:14 | SC | LOAD3-2 | WHT | 20 | 69.C5 | XT1000:59 | BACK PANEL | 69.C5
KA7400:11 | SC | JAL7400-1 | WHT | 20 | 33.C5 | XT1000:7 | BACK PANEL | 33.C5
PEG0130:1 | SC | 0V | GRN/YEL | 12 | 6.D4 | XT0135:4 | BACK PANEL | 6.C4
QS0011:LD-1 | SC | UJ0131P | WHT | 12 | 19.B4 | UJ0131:+ | BACK PANEL | 19.B5
QS0011:LD-3 | SC | UJ0131N | WHT | 12 | 19.B4 | UJ0131:- | BACK PANEL | 19.B5
QS0011:LI-2 | SC | 525POS | WHT | 12 | 19.B4 | XT0011:1 | BACK PANEL | 19.B3
QS0011:LI-4 | SC | 525NEG | WHT | 12 | 19.B4 | XT0011:2 | BACK PANEL | 19.B3
UJ0131:OUT(-) | SC | 0V | WHT | 10 | 19.B5 | XT0134:1 | BACK PANEL | 6.C3
UV0600:(-) | SC | 0V | WHT | 16 | 10.B2 | XT0135:1 | BACK PANEL | 6.C4
XT0134:1 | SC | 0V | WHT | 16 | 6.C3 | XT0135:1 | BACK PANEL | 6.C4
XT0135:6 | SC | JW1 | WHT | 16 | 6.D4 | XT0135:5 | BACK PANEL | 6.D4
AR0600:IE2 | SC | IEG01301 | GRN | 12 | 10.A1 | IEG0130:1 | LEFT SIDE PANEL | 10.B7
GR0111: | SC | GR0111 | GRN | 14 | 5.A6 | IEG0130:6 | LEFT SIDE PANEL | 5.A7
GR0131: | SC | GR0131 | GRN | 14 | 5.B6 | IEG0130:14 | LEFT SIDE PANEL | 5.B7
XT0135:1 | SC | 0V | WHT | 14 | 6.C4 | XT0680:2 | LEFT SIDE PANEL | 8.A3
XT0135:1 | SC | 0V | WHT | 16 | 6.C4 | BA1216:0V | LEFT SIDE PANEL | 8.C4
XT0135:3 | SC | 0V | WHT | 16 | 6.C4 | BA2115:- | LEFT SIDE PANEL | 3.C2
XT0135:4 | SC | 0V | WHT | 16 | 6.C4 | XT0002:11 | LEFT SIDE PANEL | 4.B1
XT0135:5 | SC | 0V | WHT | 14 | 6.D4 | XT0002:7 | LEFT SIDE PANEL | 12.C2
XT0135:6 | SC | 0V1 | WHT | 14 | 6.D4 | XT0273:1 | LEFT SIDE PANEL | 6.D2
XT0139:1 | SC | FU0137 | WHT | 14 | 6.A4 | FU0680:LI | LEFT SIDE PANEL | 8.A2
XT0139:1 | SC | FU0137 | WHT | 16 | 6.A4 | FU1215:LI | LEFT SIDE PANEL | 8.D2
XT0139:2 | SC | FU0137 | WHT | 20 | 6.A4 | BA2115:+ | LEFT SIDE PANEL | 3.C2
XT0139:3 | SC | FU0137 | WHT | 16 | 6.B4 | XT0002:5 | LEFT SIDE PANEL | 12.C2
XT0139:4 | SC | FU0137 | WHT | 16 | 6.B4 | XT0002:1 | LEFT SIDE PANEL | 4.A1
XT0139:6 | SC | FU0137 | WHT | 16 | 6.B4 | FU0273:LI | LEFT SIDE PANEL | 6.B5
AP0603:L1 | WC0003 | AP0603L1 | ENET | CABLE | 10.A5 | BA2115:8 | LEFT SIDE PANEL | 3.C2
AU0040:L2 | WC0004 | AU0040L2 | ENET | CABLE | 12.A3 | BA0011:RJ45 | LEFT SIDE PANEL | 12.C3
AP0601:L1 | WC0680 | AT0680LAN1 | ENET | CABLE | 10.A3 | AT0680:LAN1 | LEFT SIDE PANEL | 8.A4
XT1000:29 | SC | SAF1302CBCL1 | WHT | 20 | 38.A5 | AF0105:38 | REMOTE IO BOX #4 | 38.A6
XT1000:30 | SC | SAF1302CBCL2 | WHT | 20 | 38.B5 | AF0105:06 | REMOTE IO BOX #4 | 38.A6
XT1000:31 | SC | SAF1INT301CBCL1 | WHT | 20 | 38.C5 | AF0105:39 | REMOTE IO BOX #4 | 38.C6
XT1000:32 | SC | SAF1301CBCL2 | WHT | 20 | 38.D5 | AF0105:07 | REMOTE IO BOX #4 | 38.C6
XT1000:60 | SC | CCUTIMPKW1 | WHT | 20 | 76.A5 | AF0102:00 | REMOTE IO BOX #4 | 76.A6
XT1000:61 | SC | CCUTIMPKW2 | WHT | 20 | 76.A5 | AF0102:01 | REMOTE IO BOX #4 | 76.A6
XT1000:62 | SC | CCUTIMPKW3 | WHT | 20 | 76.A5 | AF0102:48 | REMOTE IO BOX #4 | 76.A6
XT1000:63 | SC | CCUTIMPVAR1 | WHT | 20 | 76.A5 | AF0102:02 | REMOTE IO BOX #4 | 76.A6
XT1000:64 | SC | CCUTIMPVAR2 | WHT | 20 | 76.B5 | AF0102:03 | REMOTE IO BOX #4 | 76.A6
XT1000:65 | SC | CCUTIMPVAR3 | WHT | 20 | 76.B5 | AF0102:50 | REMOTE IO BOX #4 | 76.A6
AF0042:03 | SC | INT201SCHK2 | WHT | 20 | 85.A7 | XT1260:6 | RIGHT SIDE PANEL | 85.B4
AF0042:35 | SC | INT201SCHK1 | WHT | 20 | 85.A7 | XT1260:5 | RIGHT SIDE PANEL | 85.A4
AF0045:12 | SC | 004512 | WHT | 20 | 85.B7 | KA1249:A1 | RIGHT SIDE PANEL | 85.B6
AF0045:14 | SC | 004514 | WHT | 20 | 85.A7 | KA1248:A1 | RIGHT SIDE PANEL | 85.A6
AF0045:15 | SC | KA1201A1 | WHT | 20 | 18.C6 | KA1201:A1 | RIGHT SIDE PANEL | 18.C5
FU1201:LD | SC | FU1201 | WHT | 12 | 6.B3 | XT1201:1 | RIGHT SIDE PANEL | 18.B2
XT0135:3 | SC | 0V | WHT | 16 | 6.C4 | XT1202:1 | RIGHT SIDE PANEL | 18.C2
AP0602:L1 | WC0018 | AT0180P1 | ENET | CABLE | 10.A4 | AT0180:P1 | RIGHT SIDE PANEL | 18.B3
XT0135:2 | SC | 0V | WHT | 16 | 6.C4 | XT0260:1 | SCS | 7.C3
XT0138:2 | SC | FU0136 | WHT | 12 | 6.A3 | FU0260:LI | SCS | 7.A3
AP0602:L2 | WC0001 | AP0602L2 | ENET | CABLE | 10.A4 | AU0020:L1 | SCS | 11.C2
AU0040:L1 | WC0002 | AU0020L2 | ENET | CABLE | 12.A3 | AU0020:L2 | SCS | 11.C2
SolarTools ver. 24.0.84.24712 (Jul 31, 2025)
Report date: 4/21/2026 12:57 PM

## CONSOLE
CONSOLE
ASSEMBLY CONSOLE & CONSOLE DOORS ONE BAY
Project # | 4M368
Project Name | Los Toldos II Este
Revision | B.3
Controls DE | Keith Nyberg
Phone:
Controls ME | Dennis Figueroa
Phone:
From | [5 empty] | To
Device ID | Cable (W) Conductor (SC) Jumper Clip (JC) | Wire No. | Wire ID | Gauge/Size | Page/Zone | Device ID | Location | Page/Zone
AT0190:DVI | SC | AT0190D | CABLE | DVI | 24.B4 | AT0191:DVI | CONSOLE | 24.A3
AT0190:PS2 | SC | AT0190K | CABLE | USB | 24.B4 | AT0190K:KI | CONSOLE | 24.B5
AT0190:PS2 | SC | AT0190U | CABLE | USB | 24.B4 | AT0191:USB | CONSOLE | 24.A3
EL0273:B1 | SC | ZS0273 | WHT | 14 | 6.D3 | ZS0273:2 | CONSOLE | 6.D2
AT0190:GND | SC | AT0190G | GRN/YEL | 14 | 24.B4 | FRAME | CONSOLE | 24.C3
AT0191:GND | SC | AT0191G | GRN/YEL | 14 | 24.A3 | FRAME | CONSOLE | 24.B3
EL0273:W1 | SC | 0V1 | WHT | 14 | 6.D3 | XT0273:1 | LEFT SIDE PANEL | 6.D2
ZS0273:1 | SC | FU0273 | WHT | 14 | 6.D2 | FU0273:LD | LEFT SIDE PANEL | 6.B5
AT0190:ENET2 | WC0060 | AT0680LAN3 | ENET | CABLE | 24.B4 | AT0680:LAN3 | LEFT SIDE PANEL | 8.A4
AT0190:NEG | SC | 0V | WHT | 14 | 24.B4 | XT0262:3 | SCS | 7.C4
AT0190:POS | SC | FU0190 | WHT | 14 | 24.B4 | FU0190:LD | SCS | 7.B5
AT0191:NEG | SC | 0V | WHT | 14 | 24.A3 | XT0262:3 | SCS | 7.C4
AT0191:POS | SC | FU0190 | WHT | 14 | 24.A3 | FU0190:LD | SCS | 7.B5
HA0273:(+) | WC5540 | HA0273P | BLK | 16 | 28.A5 | AF0022:05 | SCS | 28.A6
HA0273:(-) | WC5540 | HA0273N | WHT | 16 | 28.A5 | AF0022:37 | SCS | 28.A6
SolarTools ver. 24.0.84.24712 (Jul 31, 2025)
Report date: 4/21/2026 12:57 PM

## LEFT SIDE PANEL
LEFT SIDE PANEL
ASSY,LEFT SIDE PANEL,CONSOLE
Project # | 4M368
Project Name | Los Toldos II Este
Revision | B.3
Controls DE | Keith Nyberg
Phone:
Controls ME | Dennis Figueroa
Phone:
From | [5 empty] | To
Device ID | Cable (W) Conductor (SC) Jumper Clip (JC) | Wire No. | Wire ID | Gauge/Size | Page/Zone | Device ID | Location | Page/Zone
XT0002:1 | JC | FU0137 | CLIP | --- | 4.A1 | XT0002:2 | LEFT SIDE PANEL | 4.D1
XT0002:10 | JC | 0V | CLIP | --- | 4.B1 | XT0002:11 | LEFT SIDE PANEL | 4.B1
XT0002:11 | JC | 0V | CLIP | --- | 4.B1 | XT0002:12 | LEFT SIDE PANEL | 4.B5
XT0002:13 | JC | 0V | CLIP | --- | 4.B5 | XT0002:12 | LEFT SIDE PANEL | 4.B5
XT0002:2 | JC | FU0137 | CLIP | --- | 4.D1 | XT0002:3 | LEFT SIDE PANEL | 4.D5
AT0680:NEG | SC | 0V | WHT | 14 | 8.A4 | XT0680:2 | LEFT SIDE PANEL | 8.A3
AT0680:POS | SC | AT0680POS | WHT | 14 | 8.A4 | XT0680:1 | LEFT SIDE PANEL | 8.A3
BA0003:V1(-) | SC | 0V | WHT | 16 | 4.A4 | XT0002:13 | LEFT SIDE PANEL | 4.B5
BA0003:V1(+) | SC | FU0015 | WHT | 16 | 4.A4 | FU0015:LD | LEFT SIDE PANEL | 4.A3
BA0004:V1(-) | SC | 0V | WHT | 16 | 4.A6 | XT0002:13 | LEFT SIDE PANEL | 4.B5
BA0004:V1(+) | SC | FU0016 | WHT | 16 | 4.A6 | FU0016:LD | LEFT SIDE PANEL | 4.A5
BA0011:V1(-) | SC | 0V | WHT | 16 | 12.C3 | XT0002:7 | LEFT SIDE PANEL | 12.C2
BA0011:V1(+) | SC | FU0003 | WHT | 16 | 12.C3 | FU0003:LD | LEFT SIDE PANEL | 12.C2
BA0012:V1(-) | SC | 0V | WHT | 16 | 12.D3 | XT0002:8 | LEFT SIDE PANEL | 12.D2
BA0012:V1(+) | SC | FU0004 | WHT | 16 | 12.D3 | FU0004:LD | LEFT SIDE PANEL | 12.D2
BA0013:RJ45 | SC | BA0013RJ45 |  |  | 4.A6 | BA1216:3 | LEFT SIDE PANEL | 8.C4
BA0013:V1(-) | SC | 0V | WHT | 16 | 4.A6 | XT0002:13 | LEFT SIDE PANEL | 4.B5
BA0013:V1(+) | SC | FU0005 | WHT | 16 | 4.A6 | FU0005:LD | LEFT SIDE PANEL | 4.A5
BA0014:V1(-) | SC | 0V | WHT | 16 | 4.B6 | XT0002:12 | LEFT SIDE PANEL | 4.B5
BA0014:V1(+) | SC | FU0006 | WHT | 16 | 4.B6 | FU0006:LD | LEFT SIDE PANEL | 4.B5
BA0015:V1(-) | SC | 0V | WHT | 16 | 4.C6 | XT0002:12 | LEFT SIDE PANEL | 4.B5
BA0015:V1(+) | SC | FU0007 | WHT | 16 | 4.C6 | FU0007:LD | LEFT SIDE PANEL | 4.C5
BA0017:V1(-) | SC | 0V | WHT | 16 | 4.D6 | XT0002:12 | LEFT SIDE PANEL | 4.B5
BA0017:V1(+) | SC | FU0008 | WHT | 16 | 4.D6 | FU0008:LD | LEFT SIDE PANEL | 4.D5
BA0111:V1(-) | SC | 0V | WHT | 16 | 4.A2 | XT0002:10 | LEFT SIDE PANEL | 4.B1
BA0111:V1(+) | SC | FU0002 | WHT | 16 | 4.A2 | FU0002:LD | LEFT SIDE PANEL | 4.A2
BA0112:V1(-) | SC | 0V | WHT | 14 | 4.B2 | XT0002:11 | LEFT SIDE PANEL | 4.B1
BA0112:V1(+) | SC | FU0001 | WHT | 16 | 4.B2 | FU0001:LD | LEFT SIDE PANEL | 4.B2
BA0113:V1(-) | SC | 0V | WHT | 16 | 4.C2 | XT0002:11 | LEFT SIDE PANEL | 4.B1
BA0113:V1(+) | SC | FU0012 | WHT | 16 | 4.C2 | FU0012:LD | LEFT SIDE PANEL | 4.C2
BA0114:V1(-) | SC | 0V | WHT | 16 | 4.D2 | XT0002:11 | LEFT SIDE PANEL | 4.B1
BA0114:V1(+) | SC | FU0013 | WHT | 16 | 4.D2 | FU0013:LD | LEFT SIDE PANEL | 4.D2
BA1216:24V | SC | FU1215 | WHT | 14 | 8.C4 | FU1215:LD | LEFT SIDE PANEL | 8.D2
FU0001:LI | SC | FU0137 | WHT | 20 | 4.B2 | XT0002:2 | LEFT SIDE PANEL | 4.D1
FU0002:LI | SC | FU0137 | WHT | 16 | 4.A2 | XT0002:1 | LEFT SIDE PANEL | 4.A1
FU0003:LI | SC | FU0137 | WHT | 16 | 12.C2 | XT0002:5 | LEFT SIDE PANEL | 12.C2
FU0004:LI | SC | FU0137 | WHT | 16 | 12.D2 | XT0002:6 | LEFT SIDE PANEL | 12.D2
FU0005:LI | SC | FU0137 | WHT | 16 | 4.A5 | XT0002:3 | LEFT SIDE PANEL | 4.D5
FU0006:LI | SC | FU0137 | WHT | 16 | 4.B5 | XT0002:3 | LEFT SIDE PANEL | 4.D5
FU0007:LI | SC | FU0137 | WHT | 16 | 4.C5 | XT0002:3 | LEFT SIDE PANEL | 4.D5
FU0008:LI | SC | FU0137 | WHT | 16 | 4.D5 | XT0002:3 | LEFT SIDE PANEL | 4.D5
FU0012:LI | SC | FU0137 | WHT | 20 | 4.C2 | XT0002:2 | LEFT SIDE PANEL | 4.D1
FU0013:LI | SC | FU0137 | WHT | 16 | 4.D2 | XT0002:2 | LEFT SIDE PANEL | 4.D1
FU0015:LI | SC | FU0137 | WHT | 16 | 4.A3 | XT0002:1 | LEFT SIDE PANEL | 4.A1
FU0016:LI | SC | FU0137 | WHT | 16 | 4.A5 | XT0002:1 | LEFT SIDE PANEL | 4.A1
FU0680:LD | SC | AT0680POS | WHT | 14 | 8.A2 | XT0680:1 | LEFT SIDE PANEL | 8.A3
GR0133: | SC | GR0133 | GRN | 14 | 5.C6 | IEG0130:8 | LEFT SIDE PANEL | 5.C7
GR0134: | SC | GR0134 | GRN | 14 | 5.C6 | IEG0130:9 | LEFT SIDE PANEL | 5.C7
XT0002:5 | SC | FU0137 | WHT | 16 | 12.C2 | XT0002:6 | LEFT SIDE PANEL | 12.D2
XT0002:7 | SC | 0V | WHT | 16 | 12.C2 | XT0002:8 | LEFT SIDE PANEL | 12.D2
BA0111:RJ45 | WC0111 | BA0111 | ENET | CABLE | 3.A4 | BA2115:1 | LEFT SIDE PANEL | 3.C2
AT0680:LAN2 | WC0681 | AT0680LAN2 | ENET | CABLE | 8.A4 | BA1216:1 | LEFT SIDE PANEL | 8.C4
BA0112:RJ45 | WCBA0112 | BA0112 | ENET | CABLE | 3.B4 | BA2115:2 | LEFT SIDE PANEL | 3.C2
BA0113:RJ45 | WCBA0113 | BA0113 | ENET | CABLE | 3.B4 | BA2115:3 | LEFT SIDE PANEL | 3.C2
BA0114:RJ45 | WCBA0114 | BA0114 | ENET | CABLE | 3.C4 | BA2115:4 | LEFT SIDE PANEL | 3.C2
BA0014:RJ45 | WCHMIU2 | BA0014RJ45 | ENET | CABLE | 4.B6 | BA1216:4 | LEFT SIDE PANEL | 8.C4
BA0015:RJ45 | WCHMIU3 | BA0015RJ45 | ENET | CABLE | 4.C6 | BA1216:5 | LEFT SIDE PANEL | 8.C4
BA0017:RJ45 | WCHMIU4 | BA0017RJ45 | ENET | CABLE | 4.D6 | BA1216:6 | LEFT SIDE PANEL | 8.C4
BA0003:RJ45 | WCMUD2 | BA0003RJ45 | ENET | CABLE | 4.A4 | BA1216:8 | LEFT SIDE PANEL | 8.C4
BA0004:RJ45 | WCMUD3 | BA0004RJ45 | ENET | CABLE | 4.A6 | BA1216:7 | LEFT SIDE PANEL | 8.C4
BA1216:0V | SC | 0V | WHT | 16 | 8.C4 | XT0135:1 | BACK PANEL | 6.C4
BA2115:- | SC | 0V | WHT | 16 | 3.C2 | XT0135:3 | BACK PANEL | 6.C4
BA2115:+ | SC | FU0137 | WHT | 20 | 3.C2 | XT0139:2 | BACK PANEL | 6.A4
FU0273:LI | SC | FU0137 | WHT | 16 | 6.B5 | XT0139:6 | BACK PANEL | 6.B4
FU0680:LI | SC | FU0137 | WHT | 14 | 8.A2 | XT0139:1 | BACK PANEL | 6.A4
FU1215:LI | SC | FU0137 | WHT | 16 | 8.D2 | XT0139:1 | BACK PANEL | 6.A4
IEG0130:1 | SC | IEG01301 | GRN | 12 | 10.B7 | AR0600:IE2 | BACK PANEL | 10.A1
IEG0130:14 | SC | GR0131 | GRN | 14 | 5.B7 | GR0131: | BACK PANEL | 5.B6
IEG0130:6 | SC | GR0111 | GRN | 14 | 5.A7 | GR0111: | BACK PANEL | 5.A6
XT0002:1 | SC | FU0137 | WHT | 16 | 4.A1 | XT0139:4 | BACK PANEL | 6.B4
XT0002:11 | SC | 0V | WHT | 16 | 4.B1 | XT0135:4 | BACK PANEL | 6.C4
XT0002:5 | SC | FU0137 | WHT | 16 | 12.C2 | XT0139:3 | BACK PANEL | 6.B4
XT0002:7 | SC | 0V | WHT | 14 | 12.C2 | XT0135:5 | BACK PANEL | 6.D4
XT0273:1 | SC | 0V1 | WHT | 14 | 6.D2 | XT0135:6 | BACK PANEL | 6.D4
XT0680:2 | SC | 0V | WHT | 14 | 8.A3 | XT0135:1 | BACK PANEL | 6.C4
BA2115:8 | WC0003 | AP0603L1 | ENET | CABLE | 3.C2 | AP0603:L1 | BACK PANEL | 10.A5
BA0011:RJ45 | WC0004 | AU0040L2 | ENET | CABLE | 12.C3 | AU0040:L2 | BACK PANEL | 12.A3
AT0680:LAN1 | WC0680 | AT0680LAN1 | ENET | CABLE | 8.A4 | AP0601:L1 | BACK PANEL | 10.A3
FU0273:LD | SC | FU0273 | WHT | 14 | 6.B5 | ZS0273:1 | CONSOLE | 6.D2
XT0273:1 | SC | 0V1 | WHT | 14 | 6.D2 | EL0273:W1 | CONSOLE | 6.D3
AT0680:LAN3 | WC0060 | AT0680LAN3 | ENET | CABLE | 8.A4 | AT0190:ENET2 | CONSOLE | 24.B4
IEG0130:10 | SC | IEG013010 | GRN | 14 | 17.B2 | AU0110: | RIGHT SIDE PANEL | 17.A2
IEG0130:12 | SC | GR0201 | GRN | 14 | 5.B7 | GR0201: | RIGHT SIDE PANEL | 5.B6
BA0012:RJ45 | WC0110 | AU0110L1 | ENET | CABLE | 12.D3 | AU0110:L1 | RIGHT SIDE PANEL | 17.A2
IEG0130:2 | SC | GR0120 | GRN | 14 | 5.A7 | GR0120: | SCS | 5.A6
IEG0130:3 | SC | GR0121 | GRN | 14 | 5.B7 | GR0121: | SCS | 5.B6
IEG0130:4 | SC | IEG01304 | GRN | 14 | 11.D2 | AU0020: | SCS | 11.C2
SolarTools ver. 24.0.84.24712 (Jul 31, 2025)
Report date: 4/21/2026 12:57 PM

## REMOTE IO BOX #1
REMOTE IO BOX #1
Project # | 4M368
Project Name | Los Toldos II Este
Revision | B.3
Controls DE | Keith Nyberg
Phone:
Controls ME | Dennis Figueroa
Phone:
From | [5 empty] | To
Device ID | Cable (W) Conductor (SC) Jumper Clip (JC) | Wire No. | Wire ID | Gauge/Size | Page/Zone | Device ID | Location | Page/Zone
XT0060:1 | JC | FU0160LD | CLIP | --- | 13.B1 | XT0060:2 | REMOTE IO BOX #1 | 13.B1
XT0060:2 | JC | FU0160LD | CLIP | --- | 13.B1 | XT0060:3 | REMOTE IO BOX #1 | 13.C1
XT0061:1 | JC | 0VB1 | CLIP | --- | 13.B2 | XT0061:2 | REMOTE IO BOX #1 | 13.C2
XT0061:2 | JC | 0VB1 | CLIP | --- | 13.C2 | XT0061:3 | REMOTE IO BOX #1 | 13.C2
XT0061:3 | JC | 0VB1 | CLIP | --- | 13.C2 | XT0061:4 | REMOTE IO BOX #1 | 13.C2
AF0061:01 | SC | 006101 | WHT | 20 | 20.A6 | UJ0132:VIN | REMOTE IO BOX #1 | 20.B5
AF0061:02 | SC | KWCB112 | WHT | 20 | 49.B7 | XT1100:54 | REMOTE IO BOX #1 | 49.C5
AF0061:04 | SC | KWCB122 | WHT | 20 | 50.B7 | XT1100:61 | REMOTE IO BOX #1 | 50.C5
AF0061:06 | SC | KWCB132 | WHT | 20 | 51.B7 | XT1100:68 | REMOTE IO BOX #1 | 51.C5
AF0061:09 | SC | 006109 | WHT | 20 | 20.A6 | UJ0132:IOUT | REMOTE IO BOX #1 | 20.B5
AF0061:34 | SC | KWCB111 | WHT | 20 | 49.B7 | XT1100:53 | REMOTE IO BOX #1 | 49.B5
AF0061:36 | SC | KWCB121 | WHT | 20 | 50.B7 | XT1100:60 | REMOTE IO BOX #1 | 50.B5
AF0061:38 | SC | KWCB131 | WHT | 20 | 51.B7 | XT1100:67 | REMOTE IO BOX #1 | 51.B5
AF0061:50 | SC | KWCB11S | WHT | 20 | 49.B7 | XT1100:55 | REMOTE IO BOX #1 | 49.C5
AF0061:52 | SC | KWCB12S | WHT | 20 | 50.B7 | XT1100:62 | REMOTE IO BOX #1 | 50.C5
AF0061:54 | SC | KWCB13S | WHT | 20 | 51.B7 | XT1100:69 | REMOTE IO BOX #1 | 51.C5
AF0061:COM | SC | AF0061N | WHT | 20 | 13.B2 | AF0062:COM | REMOTE IO BOX #1 | 13.B3
AF0061:COM | SC | AU0060N | WHT | 20 | 13.B2 | AU0060:COM | REMOTE IO BOX #1 | 13.A2
AF0061:SH | SC | AF0062G | GRN | 14 | 13.B2 | AF0062:SH | REMOTE IO BOX #1 | 13.B3
AF0061:SH | SC | AF0061G | GRN | 14 | 13.B2 | AU0060: | REMOTE IO BOX #1 | 13.A2
AF0061:V+ | SC | AF0061P | WHT | 20 | 13.B2 | AF0062:V+ | REMOTE IO BOX #1 | 13.B3
AF0061:V+ | SC | AU0060P | WHT | 20 | 13.B2 | AU0060:V+ | REMOTE IO BOX #1 | 13.A2
AF0062:00 | SC | 006200 | WHT | 20 | 20.C6 | XT0086:2 | REMOTE IO BOX #1 | 20.C6
AF0062:01 | SC | 006201 | WHT | 20 | 20.C6 | XT0086:3 | REMOTE IO BOX #1 | 20.D6
AF0062:02 | SC | KWCB052 | WHT | 20 | 43.B7 | XT1100:11 | REMOTE IO BOX #1 | 43.C5
AF0062:04 | SC | KWCB062 | WHT | 20 | 44.B7 | XT1100:18 | REMOTE IO BOX #1 | 44.C5
AF0062:06 | SC | KWCB072 | WHT | 20 | 45.B7 | XT1100:25 | REMOTE IO BOX #1 | 45.C5
AF0062:08 | SC | KWCB082 | WHT | 20 | 46.B7 | XT1100:32 | REMOTE IO BOX #1 | 46.C5
AF0062:10 | SC | KWCB092 | WHT | 20 | 47.B7 | XT1100:39 | REMOTE IO BOX #1 | 47.C5
AF0062:12 | SC | KWCB102 | WHT | 20 | 48.B7 | XT1100:47 | REMOTE IO BOX #1 | 48.C5
AF0062:14 | SC | KWCB042 | WHT | 20 | 42.B7 | XT1100:4 | REMOTE IO BOX #1 | 42.C5
AF0062:34 | SC | KWCB051 | WHT | 20 | 43.B7 | XT1100:10 | REMOTE IO BOX #1 | 43.B5
AF0062:36 | SC | KWCB061 | WHT | 20 | 44.B7 | XT1100:17 | REMOTE IO BOX #1 | 44.B5
AF0062:38 | SC | KWCB071 | WHT | 20 | 45.B7 | XT1100:24 | REMOTE IO BOX #1 | 45.B5
AF0062:40 | SC | KWCB081 | WHT | 20 | 46.B7 | XT1100:31 | REMOTE IO BOX #1 | 46.B5
AF0062:42 | SC | KWCB091 | WHT | 20 | 47.B7 | XT1100:38 | REMOTE IO BOX #1 | 47.B5
AF0062:44 | SC | KWCB101 | WHT | 20 | 48.B7 | XT1100:46 | REMOTE IO BOX #1 | 48.B5
AF0062:46 | SC | KWCB041 | WHT | 20 | 42.B7 | XT1100:3 | REMOTE IO BOX #1 | 42.B5
AF0062:50 | SC | KWCB05S | WHT | 20 | 43.B7 | XT1100:12 | REMOTE IO BOX #1 | 43.C5
AF0062:52 | SC | KWCB06S | WHT | 20 | 44.B7 | XT1100:19 | REMOTE IO BOX #1 | 44.C5
AF0062:54 | SC | KWCB07S | WHT | 20 | 45.B7 | XT1100:26 | REMOTE IO BOX #1 | 45.C5
AF0062:56 | SC | KWCB08S | WHT | 20 | 46.B7 | XT1100:33 | REMOTE IO BOX #1 | 46.C5
AF0062:58 | SC | KWCB09S | WHT | 20 | 47.B7 | XT1100:40 | REMOTE IO BOX #1 | 47.C5
AF0062:60 | SC | KWCB10S | WHT | 20 | 48.B7 | XT1100:48 | REMOTE IO BOX #1 | 48.C5
AF0062:62 | SC | KWCB04S | WHT | 20 | 42.B7 | XT1100:5 | REMOTE IO BOX #1 | 42.C5
AF0062:COM | SC | AF0062N | WHT | 20 | 13.B3 | AF0063:COM | REMOTE IO BOX #1 | 13.B3
AF0062:SH | SC | IEGRB11 | GRN/YEL | 14 | 13.B3 | IEG_RB1:1 | REMOTE IO BOX #1 | 13.B3
AF0062:V+ | SC | AF0062P | WHT | 20 | 13.B3 | AF0063:V+ | REMOTE IO BOX #1 | 13.B3
AF0063:00 | SC | CB04-CL2 | WHT | 20 | 42.A7 | XT1100:2 | REMOTE IO BOX #1 | 42.A5
AF0063:01 | SC | CB05-CL2 | WHT | 20 | 43.A7 | XT1100:9 | REMOTE IO BOX #1 | 43.A5
AF0063:02 | SC | CB06-CL2 | WHT | 20 | 44.A7 | XT1100:16 | REMOTE IO BOX #1 | 44.A5
AF0063:03 | SC | CB07-CL2 | WHT | 20 | 45.A7 | XT1100:23 | REMOTE IO BOX #1 | 45.A5
AF0063:04 | SC | CB08-CL2 | WHT | 20 | 46.A7 | XT1100:30 | REMOTE IO BOX #1 | 46.A5
AF0063:05 | SC | CB09-CL2 | WHT | 20 | 47.A7 | XT1100:37 | REMOTE IO BOX #1 | 47.A5
AF0063:06 | SC | CB10-CL2 | WHT | 20 | 48.A7 | XT1100:45 | REMOTE IO BOX #1 | 48.A5
AF0063:07 | SC | CB11-CL2 | WHT | 20 | 49.A7 | XT1100:52 | REMOTE IO BOX #1 | 49.A5
AF0063:08 | SC | CB12-CL2 | WHT | 20 | 50.A7 | XT1100:59 | REMOTE IO BOX #1 | 50.A5
AF0063:09 | SC | CB13-CL2 | WHT | 20 | 51.A7 | XT1100:66 | REMOTE IO BOX #1 | 51.A5
AF0063:10 | SC | 006310 | WHT | 20 | 20.B6 | UJ0132:OK2 | REMOTE IO BOX #1 | 20.B5
AF0063:32 | SC | CB04-CL1 | WHT | 20 | 42.A7 | XT1100:1 | REMOTE IO BOX #1 | 42.A5
AF0063:33 | SC | CB05-CL1 | WHT | 20 | 43.A7 | XT1100:8 | REMOTE IO BOX #1 | 43.A5
AF0063:34 | SC | CB06-CL1 | WHT | 20 | 44.A7 | XT1100:15 | REMOTE IO BOX #1 | 44.A5
AF0063:35 | SC | CB07-CL1 | WHT | 20 | 45.A7 | XT1100:22 | REMOTE IO BOX #1 | 45.A5
AF0063:36 | SC | CB08-CL1 | WHT | 20 | 46.A7 | XT1100:29 | REMOTE IO BOX #1 | 46.A5
AF0063:37 | SC | CB09-CL1 | WHT | 20 | 47.A7 | XT1100:36 | REMOTE IO BOX #1 | 47.A5
AF0063:38 | SC | CB10-CL1 | WHT | 20 | 48.A7 | XT1100:44 | REMOTE IO BOX #1 | 48.A5
AF0063:39 | SC | CB11-CL1 | WHT | 20 | 49.A7 | XT1100:51 | REMOTE IO BOX #1 | 49.A5
AF0063:40 | SC | CB12-CL1 | WHT | 20 | 50.A7 | XT1100:58 | REMOTE IO BOX #1 | 50.A5
AF0063:41 | SC | CB13-CL1 | WHT | 20 | 51.A7 | XT1100:65 | REMOTE IO BOX #1 | 51.A5
AF0063:42 | SC | 006342 | WHT | 20 | 20.B6 | UJ0132:OK1 | REMOTE IO BOX #1 | 20.B5
AF0064:00 | SC | KA0005A1 | WHT | 20 | 43.C7 | KA0005:A1 | REMOTE IO BOX #1 | 43.C6
AF0064:01 | SC | KA0006A1 | WHT | 20 | 44.C7 | KA0006:A1 | REMOTE IO BOX #1 | 44.C6
AF0064:02 | SC | KA0007A1 | WHT | 20 | 45.C7 | KA0007:A1 | REMOTE IO BOX #1 | 45.C6
AF0064:03 | SC | KA0008A1 | WHT | 20 | 46.C7 | KA0008:A1 | REMOTE IO BOX #1 | 46.C6
AF0064:04 | SC | KA0009A1 | WHT | 20 | 47.C7 | KA0009:A1 | REMOTE IO BOX #1 | 47.C6
AF0064:05 | SC | KA0010A1 | WHT | 20 | 48.C7 | KA0010:A1 | REMOTE IO BOX #1 | 48.C6
AF0064:06 | SC | KA0011A1 | WHT | 20 | 49.C7 | KA0011:A1 | REMOTE IO BOX #1 | 49.C6
AF0064:07 | SC | KA0012A1 | WHT | 20 | 50.C7 | KA0012:A1 | REMOTE IO BOX #1 | 50.C6
AF0064:08 | SC | KA0013A1 | WHT | 20 | 51.C7 | KA0013:A1 | REMOTE IO BOX #1 | 51.C6
AF0064:09 | SC | KA0084A1 | WHT | 20 | 70.A7 | KA0084:A2 | REMOTE IO BOX #1 | 70.A6
AF0064:10 | SC | KA0085A1 | WHT | 20 | 70.C7 | KA0085:A1 | REMOTE IO BOX #1 | 70.C6
AF0064:11 | SC | KA0086A1 | WHT | 20 | 70.C7 | KA0086:A1 | REMOTE IO BOX #1 | 70.C6
AF0064:12 | SC | KA0087A1 | WHT | 20 | 70.D7 | KA0087:A1 | REMOTE IO BOX #1 | 70.D6
AF0064:13 | SC | KA0088A1 | WHT | 20 | 70.D7 | KA0088:A1 | REMOTE IO BOX #1 | 70.D6
AF0064:14 | SC | * |  |  | 71.A7 | KA0089:A1 | REMOTE IO BOX #1 | 71.A6
AF0064:15 | SC | 006415 | WHT | 20 | 71.B7 | KA0090:A1 | REMOTE IO BOX #1 | 71.B6
AF0064:16 | SC | KA0005A2 | WHT | 20 | 43.C7 | KA0005:A2 | REMOTE IO BOX #1 | 43.C6
AF0064:17 | SC | KA0006A2 | WHT | 20 | 44.C7 | KA0006:A2 | REMOTE IO BOX #1 | 44.C6
AF0064:18 | SC | KA0007A2 | WHT | 20 | 45.C7 | KA0007:A2 | REMOTE IO BOX #1 | 45.C6
AF0064:19 | SC | KA0008A2 | WHT | 20 | 46.C7 | KA0008:A2 | REMOTE IO BOX #1 | 46.C6
AF0064:20 | SC | KA0009A2 | WHT | 20 | 47.C7 | KA0009:A2 | REMOTE IO BOX #1 | 47.C6
AF0064:21 | SC | KA0010A2 | WHT | 20 | 48.C7 | KA0010:A2 | REMOTE IO BOX #1 | 48.C6
AF0064:22 | SC | KA0011A2 | WHT | 20 | 49.C7 | KA0011:A2 | REMOTE IO BOX #1 | 49.C6
AF0064:23 | SC | KA0012A2 | WHT | 20 | 50.C7 | KA0012:A2 | REMOTE IO BOX #1 | 50.C6
AF0064:24 | SC | KA0013A2 | WHT | 20 | 51.C7 | KA0013:A2 | REMOTE IO BOX #1 | 51.C6
AF0064:25 | SC | KA0084A2 | WHT | 20 | 70.A7 | KA0084:A1 | REMOTE IO BOX #1 | 70.A6
AF0064:26 | SC | KA0085A2 | WHT | 20 | 70.C7 | KA0085:A2 | REMOTE IO BOX #1 | 70.C6
AF0064:27 | SC | KA0086A2 | WHT | 20 | 70.C7 | KA0086:A2 | REMOTE IO BOX #1 | 70.C6
AF0064:28 | SC | KA0087A2 | WHT | 20 | 70.D7 | KA0087:A2 | REMOTE IO BOX #1 | 70.D6
AF0064:29 | SC | KA0088A2 | WHT | 20 | 70.D7 | KA0088:A2 | REMOTE IO BOX #1 | 70.D6
AF0064:30 | SC | * |  |  | 71.A7 | KA0089:A2 | REMOTE IO BOX #1 | 71.A6
AF0064:31 | SC | 006431 | WHT | 20 | 71.B7 | KA0090:A2 | REMOTE IO BOX #1 | 71.B6
AF0064:COM | SC | 0VB1 | WHT | 14 | 13.B4 | XT0061:2 | REMOTE IO BOX #1 | 13.C2
AF0064:V+ | SC | FU0061LD | WHT | 16 | 13.B4 | FU0061:LD | REMOTE IO BOX #1 | 13.B1
AF0065:00 | SC | 006500 | WHT | 20 | 71.C7 | KA0091:A1 | REMOTE IO BOX #1 | 71.C6
AF0065:01 | SC | 006501 | WHT | 20 | 71.C7 | KA0092:A1 | REMOTE IO BOX #1 | 71.C6
AF0065:02 | SC | 006502 | WHT | 20 | 71.D7 | KA0093:A1 | REMOTE IO BOX #1 | 71.D6
AF0065:03 | SC | KA0004A1 | WHT | 20 | 42.C7 | KA0004:A1 | REMOTE IO BOX #1 | 42.C6
AF0065:16 | SC | 006516 | WHT | 20 | 71.C7 | KA0091:A2 | REMOTE IO BOX #1 | 71.C6
AF0065:17 | SC | 006517 | WHT | 20 | 71.C7 | KA0092:A2 | REMOTE IO BOX #1 | 71.C6
AF0065:18 | SC | 006518 | WHT | 20 | 71.D7 | KA0093:A2 | REMOTE IO BOX #1 | 71.D6
AF0065:19 | SC | KA0004A2 | WHT | 20 | 42.C7 | KA0004:A2 | REMOTE IO BOX #1 | 42.C6
AF0065:COM | SC | 0VB1 | WHT | 14 | 13.B5 | XT0061:3 | REMOTE IO BOX #1 | 13.C2
AF0065:V+ | SC | FU0062LD | WHT | 16 | 13.B5 | FU0062:LD | REMOTE IO BOX #1 | 13.C1
AU0060:COM | SC | 0VB1 | WHT | 14 | 13.A2 | XT0061:1 | REMOTE IO BOX #1 | 13.B2
AU0060:V+ | SC | FU0060 | WHT | 14 | 13.A2 | FU0060:LD | REMOTE IO BOX #1 | 13.B1
BA1011:V1(-) | SC | 0VB1 | WHT | 14 | 13.C3 | XT0061:4 | REMOTE IO BOX #1 | 13.C2
BA1011:V1(+) | SC | FU0063 | WHT | 16 | 13.C3 | FU0063:LD | REMOTE IO BOX #1 | 13.C2
BA1012:V1(-) | SC | 0VB1 | WHT | 14 | 13.D3 | XT0061:3 | REMOTE IO BOX #1 | 13.C2
BA1012:V1(+) | SC | FU0064 | WHT | 16 | 13.D3 | FU0064:LD | REMOTE IO BOX #1 | 13.D2
FU0060:LI | SC | FU0160LD | WHT | 14 | 13.B1 | XT0060:1 | REMOTE IO BOX #1 | 13.B1
FU0061:LI | SC | FU0160LD | WHT | 14 | 13.B1 | XT0060:2 | REMOTE IO BOX #1 | 13.B1
FU0062:LI | SC | FU0160LD | WHT | 14 | 13.C1 | XT0060:3 | REMOTE IO BOX #1 | 13.C1
FU0063:LI | SC | FU0160LD | WHT | 16 | 13.C2 | XT0060:3 | REMOTE IO BOX #1 | 13.C1
FU0064:LI | SC | FU0160LD | WHT | 16 | 13.D2 | XT0060:3 | REMOTE IO BOX #1 | 13.C1
FU0160:LD | SC | FU0160LD | WHT | 12 | 20.B6 | XT0060:1 | REMOTE IO BOX #1 | 13.B1
FU0160:LI | SC | 24VB1 | WHT | 10 | 20.B6 | UJ0132:OUT(+) | REMOTE IO BOX #1 | 20.B5
GR100: | SC | GR100 | GRN | 14 | 20.C3 | IEG_RB1:2 | REMOTE IO BOX #1 | 20.C3
GR101: | SC | GR101 | GRN/YEL | 14 | 20.C3 | FG0134:1 | REMOTE IO BOX #1 | 20.C3
GR102: | SC | GR102 | GRN/YEL | 14 | 20.C3 | FG0134:2 | REMOTE IO BOX #1 | 20.C3
GR103: | SC | GR103 | GRN | 14 | 20.C3 | IEG_RB1:3 | REMOTE IO BOX #1 | 20.C3
KA0004:11 | SC | CB04OP-1 | WHT | 20 | 42.C5 | XT1100:6 | REMOTE IO BOX #1 | 42.C5
KA0004:14 | SC | CB04OP-2 | WHT | 20 | 42.C5 | XT1100:7 | REMOTE IO BOX #1 | 42.C5
KA0005:11 | SC | CB05OP-1 | WHT | 20 | 43.C5 | XT1100:13 | REMOTE IO BOX #1 | 43.C5
KA0005:14 | SC | CB05OP-2 | WHT | 20 | 43.C5 | XT1100:14 | REMOTE IO BOX #1 | 43.C5
KA0006:11 | SC | CB06OP-1 | WHT | 20 | 44.C5 | XT1100:20 | REMOTE IO BOX #1 | 44.C5
KA0006:14 | SC | CB06OP-2 | WHT | 20 | 44.C5 | XT1100:21 | REMOTE IO BOX #1 | 44.C5
KA0007:11 | SC | CB07OP-1 | WHT | 20 | 45.C5 | XT1100:27 | REMOTE IO BOX #1 | 45.C5
KA0007:14 | SC | CB07OP-2 | WHT | 20 | 45.C5 | XT1100:28 | REMOTE IO BOX #1 | 45.C5
KA0008:11 | SC | CB08OP-1 | WHT | 20 | 46.C5 | XT1100:34 | REMOTE IO BOX #1 | 46.C5
KA0008:14 | SC | CB08OP-2 | WHT | 20 | 46.C5 | XT1100:35 | REMOTE IO BOX #1 | 46.C5
KA0009:11 | SC | CB09OP-1 | WHT | 20 | 47.C5 | XT1100:41 | REMOTE IO BOX #1 | 47.C5
KA0009:14 | SC | CB09OP-2 | WHT | 20 | 47.C5 | XT1100:42 | REMOTE IO BOX #1 | 47.C5
KA0010:11 | SC | CB10OP-1 | WHT | 20 | 48.C5 | XT1100:49 | REMOTE IO BOX #1 | 48.C5
KA0010:14 | SC | CB10OP-2 | WHT | 20 | 48.C5 | XT1100:50 | REMOTE IO BOX #1 | 48.C5
KA0011:11 | SC | CB11OP-1 | WHT | 20 | 49.C5 | XT1100:56 | REMOTE IO BOX #1 | 49.C5
KA0011:14 | SC | CB11OP-2 | WHT | 20 | 49.C5 | XT1100:57 | REMOTE IO BOX #1 | 49.C5
KA0012:11 | SC | CB12OP-1 | WHT | 20 | 50.C5 | XT1100:63 | REMOTE IO BOX #1 | 50.C5
KA0012:14 | SC | CB12OP-2 | WHT | 20 | 50.C5 | XT1100:64 | REMOTE IO BOX #1 | 50.C5
KA0013:11 | SC | CB13OP-1 | WHT | 20 | 51.C5 | XT1100:70 | REMOTE IO BOX #1 | 51.C5
KA0013:14 | SC | CB13OP-2 | WHT | 20 | 51.C5 | XT1100:71 | REMOTE IO BOX #1 | 51.C5
KA0084:11 | SC | LOAD4-1 | WHT | 20 | 70.A5 | XT1100:72 | REMOTE IO BOX #1 | 70.A5
KA0084:14 | SC | LOAD4-2 | WHT | 20 | 70.A5 | XT1100:73 | REMOTE IO BOX #1 | 70.A5
KA0085:11 | SC | LOAD5-1 | WHT | 20 | 70.C5 | XT1100:74 | REMOTE IO BOX #1 | 70.C5
KA0085:14 | SC | LOAD5-2 | WHT | 20 | 70.C5 | XT1100:75 | REMOTE IO BOX #1 | 70.C5
KA0086:11 | SC | LOAD6-1 | WHT | 20 | 70.C5 | XT1100:76 | REMOTE IO BOX #1 | 70.C5
KA0086:14 | SC | LOAD6-2 | WHT | 20 | 70.C5 | XT1100:77 | REMOTE IO BOX #1 | 70.C5
KA0087:11 | SC | LOAD7-1 | WHT | 20 | 70.D5 | XT1100:78 | REMOTE IO BOX #1 | 70.D5
KA0087:14 | SC | LOAD7-2 | WHT | 20 | 70.D5 | XT1100:79 | REMOTE IO BOX #1 | 70.D5
KA0088:11 | SC | LOAD8-1 | WHT | 20 | 70.D5 | XT1100:80 | REMOTE IO BOX #1 | 70.D5
KA0088:14 | SC | LOAD8-2 | WHT | 20 | 70.D5 | XT1100:81 | REMOTE IO BOX #1 | 70.D5
KA0089:11 | SC | LL9-1 | WHT | 20 | 71.A5 | XT1100:82 | REMOTE IO BOX #1 | 71.A5
KA0089:14 | SC | LL9-2 | WHT | 20 | 71.A5 | XT1100:83 | REMOTE IO BOX #1 | 71.A5
KA0090:11 | SC | LL10-1 | WHT | 20 | 71.B5 | XT1100:84 | REMOTE IO BOX #1 | 71.B5
KA0090:14 | SC | LL10-2 | WHT | 20 | 71.B5 | XT1100:85 | REMOTE IO BOX #1 | 71.B5
KA0091:11 | SC | LL11-1 | WHT | 20 | 71.C5 | XT1100:86 | REMOTE IO BOX #1 | 71.C5
KA0091:14 | SC | LL11-2 | WHT | 20 | 71.C5 | XT1100:87 | REMOTE IO BOX #1 | 71.C5
KA0092:11 | SC | LL12-1 | WHT | 20 | 71.C5 | XT1100:88 | REMOTE IO BOX #1 | 71.C5
KA0092:14 | SC | LL12-2 | WHT | 20 | 71.C5 | XT1100:89 | REMOTE IO BOX #1 | 71.D5
KA0093:11 | SC | LL13-1 | WHT | 20 | 71.D5 | XT1100:90 | REMOTE IO BOX #1 | 71.D5
KA0093:14 | SC | LL13-2 | WHT | 20 | 71.D5 | XT1100:91 | REMOTE IO BOX #1 | 71.D5
PEG_RB1:3 | SC | 0VB1 | GRN/YEL | 10 | 13.C1 | XT0061:2 | REMOTE IO BOX #1 | 13.C2
QS0132:LD-1 | SC | UJ0132P | WHT | 12 | 20.B4 | UJ0132:+ | REMOTE IO BOX #1 | 20.B5
QS0132:LD-3 | SC | UJ0132N | WHT | 12 | 20.B4 | UJ0132:- | REMOTE IO BOX #1 | 20.B5
QS0132:LI-2 | SC | RB1P | WHT | 12 | 20.B4 | XT0012:1 | REMOTE IO BOX #1 | 20.B3
QS0132:LI-4 | SC | RB1N | WHT | 12 | 20.B4 | XT0012:2 | REMOTE IO BOX #1 | 20.B3
RR0855: -3.01K OHM | SC | FU0160LD | LEAD | --- | 20.C6 | XT0086:1 | REMOTE IO BOX #1 | 20.C6
RR0855: -3.01K OHM | SC | 006200 | LEAD | --- | 20.C6 | XT0086:2 | REMOTE IO BOX #1 | 20.C6
RR0856: -1.0K OHM | SC | 006201 | LEAD | --- | 20.D6 | XT0086:3 | REMOTE IO BOX #1 | 20.D6
RR0856: -1.0K OHM | SC | 006200 | LEAD | --- | 20.D6 | XT0086:2 | REMOTE IO BOX #1 | 20.C6
UJ0132:G | SC | UJ0132FG | GRN/YEL | 12 | 20.B5 | FRAME | REMOTE IO BOX #1 | 20.B4
UJ0132:OUT(-) | SC | 0VB1 | WHT | 10 | 20.B5 | XT0061:1 | REMOTE IO BOX #1 | 13.B2
XT0086:1 | SC | FU0160LD | WHT | 20 | 20.C6 | XT0060:2 | REMOTE IO BOX #1 | 13.B1
AU0060:L2 | WC0006 | AU0060L2 | ENET | CABLE | 13.A2 | BA1011:RJ45 | REMOTE IO BOX #1 | 13.C3
AU0060:L1 | WC0007 | AU0060L1 | ENET | CABLE | 13.A2 | BA1012:RJ45 | REMOTE IO BOX #1 | 13.D3
SolarTools ver. 24.0.84.24712 (Jul 31, 2025)
Report date: 4/21/2026 12:57 PM

## REMOTE IO BOX #2
REMOTE IO BOX #2
Project # | 4M368
Project Name | Los Toldos II Este
Revision | B.3
Controls DE | Keith Nyberg
Phone:
Controls ME | Dennis Figueroa
Phone:
From | [5 empty] | To
Device ID | Cable (W) Conductor (SC) Jumper Clip (JC) | Wire No. | Wire ID | Gauge/Size | Page/Zone | Device ID | Location | Page/Zone
XT0080:3 | JC | 0VB2 | CLIP | --- | 14.A6 | XT0080:2 | REMOTE IO BOX #2 | 14.B6
XT0081:1 | JC | 0VB2 | CLIP | --- | 14.A5 | XT0081:2 | REMOTE IO BOX #2 | 14.A5
XT0081:2 | JC | 0VB2 | CLIP | --- | 14.A5 | XT0081:3 | REMOTE IO BOX #2 | 14.A5
XT0081:3 | JC | 0VB2 | CLIP | --- | 14.A5 | XT0081:4 | REMOTE IO BOX #2 | 14.A5
XT0081:4 | JC | 0VB2 | CLIP | --- | 14.A5 | XT0081:5 | REMOTE IO BOX #2 | 14.B5
AF0081:01 | SC | 008101 | WHT | 20 | 21.A6 | UJ0133:VIN | REMOTE IO BOX #2 | 21.B5
AF0081:03 | SC | 008103 | WHT | 20 | 21.B6 | UJ0133:IOUT | REMOTE IO BOX #2 | 21.B5
AF0081:04 | SC | KWCB142 | WHT | 20 | 52.B7 | XT1200:4 | REMOTE IO BOX #2 | 52.C5
AF0081:06 | SC | KWCB152 | WHT | 20 | 53.B7 | XT1200:11 | REMOTE IO BOX #2 | 53.C5
AF0081:08 | SC | KWCB162 | WHT | 20 | 54.B7 | XT1200:18 | REMOTE IO BOX #2 | 54.C5
AF0081:10 | SC | 008110 | WHT | 20 | 21.D6 | XT0082:2 | REMOTE IO BOX #2 | 21.D6
AF0081:11 | SC | 008111 | WHT | 20 | 21.D6 | XT0082:3 | REMOTE IO BOX #2 | 21.D6
AF0081:36 | SC | KWCB141 | WHT | 20 | 52.B7 | XT1200:3 | REMOTE IO BOX #2 | 52.B5
AF0081:38 | SC | KWCB151 | WHT | 20 | 53.B7 | XT1200:10 | REMOTE IO BOX #2 | 53.B5
AF0081:40 | SC | KWCB161 | WHT | 20 | 54.B7 | XT1200:17 | REMOTE IO BOX #2 | 54.B5
AF0081:52 | SC | KWCB14S | WHT | 20 | 52.B7 | XT1200:5 | REMOTE IO BOX #2 | 52.C5
AF0081:54 | SC | KWCB15S | WHT | 20 | 53.B7 | XT1200:12 | REMOTE IO BOX #2 | 53.C5
AF0081:56 | SC | KWCB16S | WHT | 20 | 54.B7 | XT1200:19 | REMOTE IO BOX #2 | 54.C5
AF0081:COM | SC | 0VB2 | WHT | 14 | 14.C3 | XT0081:4 | REMOTE IO BOX #2 | 14.A5
AF0081:COM | SC | AF0082N | WHT | 16 | 14.C3 | AF0082:COM | REMOTE IO BOX #2 | 14.C3
AF0081:SH | SC | IEGRB21 | GRN | 14 | 14.C3 | IEG_RB2:1 | REMOTE IO BOX #2 | 14.C3
AF0081:SH | SC | AF0081G | GRN | 14 | 14.C3 | AU0080: | REMOTE IO BOX #2 | 14.B2
AF0081:V+ | SC | FU0109 | WHT | 14 | 14.C3 | FU0109:LD | REMOTE IO BOX #2 | 14.C2
AF0081:V+ | SC | AF0082P | WHT | 16 | 14.C3 | AF0082:V+ | REMOTE IO BOX #2 | 14.C3
AF0082:00 | SC | 008200 | WHT | 20 | 21.B6 | UJ0133:OK2 | REMOTE IO BOX #2 | 21.B5
AF0082:01 | SC | CB14-CL2 | WHT | 20 | 52.A7 | XT1200:2 | REMOTE IO BOX #2 | 52.A5
AF0082:02 | SC | CB15-CL2 | WHT | 20 | 53.A7 | XT1200:9 | REMOTE IO BOX #2 | 53.A5
AF0082:03 | SC | CB16-CL2 | WHT | 20 | 54.A7 | XT1200:16 | REMOTE IO BOX #2 | 54.A5
AF0082:32 | SC | 008232 | WHT | 20 | 21.B6 | UJ0133:OK1 | REMOTE IO BOX #2 | 21.B5
AF0082:33 | SC | CB14-CL1 | WHT | 20 | 52.A7 | XT1200:1 | REMOTE IO BOX #2 | 52.A5
AF0082:34 | SC | CB15-CL1 | WHT | 20 | 53.A7 | XT1200:8 | REMOTE IO BOX #2 | 53.A5
AF0082:35 | SC | CB16-CL1 | WHT | 20 | 54.A7 | XT1200:15 | REMOTE IO BOX #2 | 54.A5
AF0083:00 | SC | KA0014A1 | WHT | 20 | 52.C7 | KA0014:A1 | REMOTE IO BOX #2 | 52.C6
AF0083:01 | SC | KA0015A1 | WHT | 20 | 53.C7 | KA0015:A1 | REMOTE IO BOX #2 | 53.C6
AF0083:02 | SC | KA0016A1 | WHT | 20 | 54.C7 | KA0016:A1 | REMOTE IO BOX #2 | 54.C6
AF0083:03 | SC | 008303 | WHT | 20 | 72.B7 | KA0094:A1 | REMOTE IO BOX #2 | 72.B6
AF0083:04 | SC | 008304 | WHT | 20 | 72.C7 | KA0095:A1 | REMOTE IO BOX #2 | 72.C6
AF0083:05 | SC | 008305 | WHT | 20 | 72.D7 | KA0096:A1 | REMOTE IO BOX #2 | 72.D6
AF0083:16 | SC | KA0014A2 | WHT | 20 | 52.C7 | KA0014:A2 | REMOTE IO BOX #2 | 52.C6
AF0083:17 | SC | KA0015A2 | WHT | 20 | 53.C7 | KA0015:A2 | REMOTE IO BOX #2 | 53.C6
AF0083:18 | SC | KA0016A2 | WHT | 20 | 54.C7 | KA0016:A2 | REMOTE IO BOX #2 | 54.C6
AF0083:19 | SC | 008319 | WHT | 20 | 72.B7 | KA0094:A2 | REMOTE IO BOX #2 | 72.B6
AF0083:20 | SC | 008320 | WHT | 20 | 72.C7 | KA0095:A2 | REMOTE IO BOX #2 | 72.C6
AF0083:21 | SC | 008321 | WHT | 20 | 72.D7 | KA0096:A2 | REMOTE IO BOX #2 | 72.D6
AF0083:COM | SC | 0VB2 | WHT | 14 | 14.C4 | XT0081:3 | REMOTE IO BOX #2 | 14.A5
AF0083:V+ | SC | FU0110 | WHT | 14 | 14.C4 | FU0110:LD | REMOTE IO BOX #2 | 14.D2
AU0080:COM | SC | 0VB2 | WHT | 14 | 14.B2 | XT0081:5 | REMOTE IO BOX #2 | 14.B5
AU0080:V+ | SC | FU0108 | WHT | 14 | 14.B2 | FU0108:LD | REMOTE IO BOX #2 | 14.C2
BA1021:V1(-) | SC | 0VB2 | WHT | 16 | 14.C6 | XT0081:3 | REMOTE IO BOX #2 | 14.A5
BA1021:V1(+) | SC | FU0112 | WHT | 16 | 14.C6 | FU0112:LD | REMOTE IO BOX #2 | 14.C5
BA1022:V1(-) | SC | 0VB2 | WHT | 16 | 14.D6 | XT0081:3 | REMOTE IO BOX #2 | 14.A5
BA1022:V1(+) | SC | FU0113 | WHT | 16 | 14.D6 | FU0113:LD | REMOTE IO BOX #2 | 14.D5
FU0108:LI | SC | FU0180LD | WHT | 14 | 14.C2 | XT0081:6 | REMOTE IO BOX #2 | 14.B5
FU0108:LI | SC | FU0180LD | WHT | 14 | 14.C2 | FU0109:LI | REMOTE IO BOX #2 | 14.C2
FU0109:LI | SC | FU0180LD | WHT | 14 | 14.C2 | FU0110:LI | REMOTE IO BOX #2 | 14.D2
FU0112:LI | SC | FU0180LD | WHT | 16 | 14.C5 | FU0113:LI | REMOTE IO BOX #2 | 14.D5
FU0112:LI | SC | FU0180LD | WHT | 16 | 14.C5 | XT0081:6 | REMOTE IO BOX #2 | 14.B5
FU0180:LD | SC | FU0180LD | WHT | 10 | 21.C6 | XT0080:1 | REMOTE IO BOX #2 | 14.B6
FU0180:LI | SC | 24VDCRB2 | WHT | 10 | 21.C6 | UJ0133:OUT(+) | REMOTE IO BOX #2 | 21.B5
GR200: | SC | GR200 | GRN | 14 | 21.C3 | IEG_RB2:2 | REMOTE IO BOX #2 | 21.C3
GR201: | SC | GR201 | GRN/YEL | 14 | 21.C3 | FG0133:1 | REMOTE IO BOX #2 | 21.C3
GR202: | SC | GR202 | GRN/YEL | 14 | 21.C3 | FG0133:2 | REMOTE IO BOX #2 | 21.C3
GR203: | SC | GR203 | GRN | 14 | 21.C3 | IEG_RB2:3 | REMOTE IO BOX #2 | 21.C3
KA0014:11 | SC | CB14OP-1 | WHT | 20 | 52.C5 | XT1200:6 | REMOTE IO BOX #2 | 52.C5
KA0014:14 | SC | CB14OP-2 | WHT | 20 | 52.C5 | XT1200:7 | REMOTE IO BOX #2 | 52.C5
KA0015:11 | SC | CB15OP-1 | WHT | 20 | 53.C5 | XT1200:13 | REMOTE IO BOX #2 | 53.C5
KA0015:14 | SC | CB15OP-2 | WHT | 20 | 53.C5 | XT1200:14 | REMOTE IO BOX #2 | 53.C5
KA0016:11 | SC | CB16OP-1 | WHT | 20 | 54.C5 | XT1200:20 | REMOTE IO BOX #2 | 54.C5
KA0016:14 | SC | CB16OP-2 | WHT | 20 | 54.C5 | XT1200:21 | REMOTE IO BOX #2 | 54.C5
KA0094:11 | SC | LL14-1 | WHT | 20 | 72.B5 | XT1200:22 | REMOTE IO BOX #2 | 72.B5
KA0094:14 | SC | LL14-2 | WHT | 20 | 72.B5 | XT1200:23 | REMOTE IO BOX #2 | 72.B5
KA0095:11 | SC | LL15-1 | WHT | 20 | 72.C5 | XT1200:24 | REMOTE IO BOX #2 | 72.C5
KA0095:14 | SC | LL15-2 | WHT | 20 | 72.C5 | XT1200:25 | REMOTE IO BOX #2 | 72.C5
KA0096:11 | SC | LL16-1 | WHT | 20 | 72.D5 | XT1200:26 | REMOTE IO BOX #2 | 72.D5
KA0096:14 | SC | LL16-2 | WHT | 20 | 72.D5 | XT1200:27 | REMOTE IO BOX #2 | 72.D5
PEG_RB2:3 | SC | 0VB2 | GRN/YEL | 10 | 14.A5 | XT0080:3 | REMOTE IO BOX #2 | 14.A6
QS0133:LD-1 | SC | UJ0133P | WHT | 12 | 21.B4 | UJ0133:+ | REMOTE IO BOX #2 | 21.B5
QS0133:LD-3 | SC | UJ0133N | WHT | 12 | 21.B4 | UJ0133:- | REMOTE IO BOX #2 | 21.B5
QS0133:LI-2 | SC | RB2P | WHT | 12 | 21.B4 | XT0013:1 | REMOTE IO BOX #2 | 21.B3
QS0133:LI-4 | SC | RB2N | WHT | 12 | 21.B4 | XT0013:2 | REMOTE IO BOX #2 | 21.B3
RR1KDC2: -1.0K OHM | SC | 008111 | LEAD | --- | 21.D6 | XT0082:3 | REMOTE IO BOX #2 | 21.D6
RR1KDC2: -1.0K OHM | SC | 008110 | LEAD | --- | 21.D6 | XT0082:2 | REMOTE IO BOX #2 | 21.D6
RR3KDC2: -3.01K OHM | SC | FU0180LD | LEAD | --- | 21.D6 | XT0082:1 | REMOTE IO BOX #2 | 21.D6
RR3KDC2: -3.01K OHM | SC | 008110 | LEAD | --- | 21.D6 | XT0082:2 | REMOTE IO BOX #2 | 21.D6
UJ0133:G | SC | UJ0133FG | GRN/YEL | 12 | 21.B5 | FRAME | REMOTE IO BOX #2 | 21.B4
UJ0133:OUT(-) | SC | 0VB2 | WHT | 10 | 21.B5 | XT0080:2 | REMOTE IO BOX #2 | 14.B6
XT0081:5 | SC | 0VB2 | WHT | 14 | 14.B5 | XT0080:2 | REMOTE IO BOX #2 | 14.B6
XT0081:6 | SC | FU0180LD | WHT | 14 | 14.B5 | XT0080:1 | REMOTE IO BOX #2 | 14.B6
XT0081:6 | SC | FU0180LD | WHT | 20 | 14.B5 | XT0082:1 | REMOTE IO BOX #2 | 21.D6
AU0080:L1 | WC0080L1 | AU0080L1 | ENET | CABLE | 14.B2 | BA1022:RJ45 | REMOTE IO BOX #2 | 14.D6
AU0080:L2 | WC0080L2 | AU0080L2 | ENET | CABLE | 14.B2 | BA1021:RJ45 | REMOTE IO BOX #2 | 14.C6
SolarTools ver. 24.0.84.24712 (Jul 31, 2025)
Report date: 4/21/2026 12:57 PM

## REMOTE IO BOX #3
REMOTE IO BOX #3
Project # | 4M368
Project Name | Los Toldos II Este
Revision | B.3
Controls DE | Keith Nyberg
Phone:
Controls ME | Dennis Figueroa
Phone:
From | [5 empty] | To
Device ID | Cable (W) Conductor (SC) Jumper Clip (JC) | Wire No. | Wire ID | Gauge/Size | Page/Zone | Device ID | Location | Page/Zone
XT0090:3 | JC | 0VB3 | CLIP | --- | 15.A5 | XT0090:2 | REMOTE IO BOX #3 | 15.A5
XT0090:4 | JC | 0VB3 | CLIP | --- | 15.A5 | XT0090:3 | REMOTE IO BOX #3 | 15.A5
XT0090:5 | JC | 0VB3 | CLIP | --- | 15.A5 | XT0090:4 | REMOTE IO BOX #3 | 15.A5
XT0090:6 | JC | 0VB3 | CLIP | --- | 15.A5 | XT0090:5 | REMOTE IO BOX #3 | 15.A5
XT0095:3 | JC | 0VB3 | CLIP | --- | 15.A6 | XT0095:2 | REMOTE IO BOX #3 | 15.A6
AF0091:01 | SC | 009101 | WHT | 20 | 22.A6 | UJ0134:VIN | REMOTE IO BOX #3 | 22.B5
AF0091:03 | SC | 009103 | WHT | 20 | 22.B6 | UJ0134:IOUT | REMOTE IO BOX #3 | 22.B5
AF0091:04 | SC | 009104 | WHT | 20 | 22.D6 | XT0096:2 | REMOTE IO BOX #3 | 22.D6
AF0091:05 | SC | 009105 | WHT | 20 | 22.D6 | XT0096:3 | REMOTE IO BOX #3 | 22.D6
AF0091:06 | SC | KWCB172 | WHT | 20 | 55.B7 | XT1300:4 | REMOTE IO BOX #3 | 55.C5
AF0091:08 | SC | KWCB182 | WHT | 20 | 56.B7 | XT1300:11 | REMOTE IO BOX #3 | 56.C5
AF0091:10 | SC | KWCB192 | WHT | 20 | 57.B7 | XT1300:18 | REMOTE IO BOX #3 | 57.C5
AF0091:12 | SC | KWCB202 | WHT | 20 | 58.B7 | XT1300:25 | REMOTE IO BOX #3 | 58.C5
AF0091:14 | SC | KWCB212 | WHT | 20 | 59.B7 | XT1300:32 | REMOTE IO BOX #3 | 59.C5
AF0091:38 | SC | KWCB171 | WHT | 20 | 55.B7 | XT1300:3 | REMOTE IO BOX #3 | 55.B5
AF0091:40 | SC | KWCB181 | WHT | 20 | 56.B7 | XT1300:10 | REMOTE IO BOX #3 | 56.B5
AF0091:42 | SC | KWCB191 | WHT | 20 | 57.B7 | XT1300:17 | REMOTE IO BOX #3 | 57.B5
AF0091:44 | SC | KWCB201 | WHT | 20 | 58.B7 | XT1300:24 | REMOTE IO BOX #3 | 58.B5
AF0091:46 | SC | KWCB211 | WHT | 20 | 59.B7 | XT1300:31 | REMOTE IO BOX #3 | 59.B5
AF0091:54 | SC | KWCB17S | WHT | 20 | 55.B7 | XT1300:5 | REMOTE IO BOX #3 | 55.C5
AF0091:56 | SC | KWCB18S | WHT | 20 | 56.B7 | XT1300:12 | REMOTE IO BOX #3 | 56.C5
AF0091:58 | SC | KWCB19S | WHT | 20 | 57.B7 | XT1300:19 | REMOTE IO BOX #3 | 57.C5
AF0091:60 | SC | KWCB20S | WHT | 20 | 58.B7 | XT1300:26 | REMOTE IO BOX #3 | 58.C5
AF0091:62 | SC | KWCB21S | WHT | 20 | 59.B7 | XT1300:33 | REMOTE IO BOX #3 | 59.C5
AF0091:COM | SC | AF0092N | WHT | 16 | 15.B3 | AF0092:COM | REMOTE IO BOX #3 | 15.B3
AF0091:COM | SC | AF0091N | WHT | 16 | 15.B3 | AU0090:COM | REMOTE IO BOX #3 | 15.B2
AF0091:SH | SC | AF0092G | GRN | 14 | 15.B3 | AF0092:SH | REMOTE IO BOX #3 | 15.B3
AF0091:SH | SC | AF0091G | GRN | 14 | 15.B3 | AU0090: | REMOTE IO BOX #3 | 15.B2
AF0091:V+ | SC | AF0092P | WHT | 16 | 15.B3 | AF0092:V+ | REMOTE IO BOX #3 | 15.B3
AF0091:V+ | SC | AF0091P | WHT | 16 | 15.B3 | AU0090:V+ | REMOTE IO BOX #3 | 15.B2
AF0092:00 | SC | KWCB222 | WHT | 20 | 60.B7 | XT1300:39 | REMOTE IO BOX #3 | 60.C5
AF0092:02 | SC | KWCB232 | WHT | 20 | 61.B7 | XT1300:46 | REMOTE IO BOX #3 | 61.C5
AF0092:04 | SC | KWCB242 | WHT | 20 | 62.B7 | XT1300:53 | REMOTE IO BOX #3 | 62.C5
AF0092:06 | SC | KWCB252 | WHT | 20 | 63.B7 | XT1300:60 | REMOTE IO BOX #3 | 63.C5
AF0092:32 | SC | KWCB221 | WHT | 20 | 60.B7 | XT1300:38 | REMOTE IO BOX #3 | 60.B5
AF0092:34 | SC | KWCB231 | WHT | 20 | 61.B7 | XT1300:45 | REMOTE IO BOX #3 | 61.B5
AF0092:36 | SC | KWCB241 | WHT | 20 | 62.B7 | XT1300:52 | REMOTE IO BOX #3 | 62.B5
AF0092:38 | SC | KWCB251 | WHT | 20 | 63.B7 | XT1300:59 | REMOTE IO BOX #3 | 63.B5
AF0092:48 | SC | KWCB22S | WHT | 20 | 60.B7 | XT1300:40 | REMOTE IO BOX #3 | 60.C5
AF0092:50 | SC | KWCB23S | WHT | 20 | 61.B7 | XT1300:47 | REMOTE IO BOX #3 | 61.C5
AF0092:52 | SC | KWCB24S | WHT | 20 | 62.B7 | XT1300:54 | REMOTE IO BOX #3 | 62.C5
AF0092:54 | SC | KWCB25S | WHT | 20 | 63.B7 | XT1300:61 | REMOTE IO BOX #3 | 63.C5
AF0092:COM | SC | AF0093N | WHT | 16 | 15.B3 | AF0093:COM | REMOTE IO BOX #3 | 15.B4
AF0092:SH | SC | IEGRB31 | GRN | 14 | 15.B3 | IEG_RB3:1 | REMOTE IO BOX #3 | 15.C4
AF0092:V+ | SC | AF0093P | WHT | 16 | 15.B3 | AF0093:V+ | REMOTE IO BOX #3 | 15.B4
AF0093:01 | SC | CB17-CL2 | WHT | 20 | 55.A7 | XT1300:2 | REMOTE IO BOX #3 | 55.A5
AF0093:02 | SC | CB18-CL2 | WHT | 20 | 56.A7 | XT1300:9 | REMOTE IO BOX #3 | 56.A5
AF0093:03 | SC | CB19-CL2 | WHT | 20 | 57.A7 | XT1300:16 | REMOTE IO BOX #3 | 57.A5
AF0093:04 | SC | CB20-CL2 | WHT | 20 | 58.A7 | XT1300:23 | REMOTE IO BOX #3 | 58.A5
AF0093:05 | SC | CB21-CL2 | WHT | 20 | 59.A7 | XT1300:30 | REMOTE IO BOX #3 | 59.A5
AF0093:06 | SC | CB22-CL2 | WHT | 20 | 60.A7 | XT1300:37 | REMOTE IO BOX #3 | 60.A5
AF0093:07 | SC | CB23-CL2 | WHT | 20 | 61.A7 | XT1300:44 | REMOTE IO BOX #3 | 61.A5
AF0093:08 | SC | CB24-CL2 | WHT | 20 | 62.A7 | XT1300:51 | REMOTE IO BOX #3 | 62.A5
AF0093:09 | SC | CB25-CL2 | WHT | 20 | 63.A7 | XT1300:58 | REMOTE IO BOX #3 | 63.A5
AF0093:10 | SC | 009310 | WHT | 20 | 22.B6 | UJ0134:OK2 | REMOTE IO BOX #3 | 22.B5
AF0093:33 | SC | CB17-CL1 | WHT | 20 | 55.A7 | XT1300:1 | REMOTE IO BOX #3 | 55.A5
AF0093:34 | SC | CB18-CL1 | WHT | 20 | 56.A7 | XT1300:8 | REMOTE IO BOX #3 | 56.A5
AF0093:35 | SC | CB19-CL1 | WHT | 20 | 57.A7 | XT1300:15 | REMOTE IO BOX #3 | 57.A5
AF0093:36 | SC | CB20-CL1 | WHT | 20 | 58.A7 | XT1300:22 | REMOTE IO BOX #3 | 58.A5
AF0093:37 | SC | CB21-CL1 | WHT | 20 | 59.A7 | XT1300:29 | REMOTE IO BOX #3 | 59.A5
AF0093:38 | SC | CB22-CL1 | WHT | 20 | 60.A7 | XT1300:36 | REMOTE IO BOX #3 | 60.A5
AF0093:39 | SC | CB23-CL1 | WHT | 20 | 61.A7 | XT1300:43 | REMOTE IO BOX #3 | 61.A5
AF0093:40 | SC | CB24-CL1 | WHT | 20 | 62.A7 | XT1300:50 | REMOTE IO BOX #3 | 62.A5
AF0093:41 | SC | CB25-CL1 | WHT | 20 | 63.A7 | XT1300:57 | REMOTE IO BOX #3 | 63.A5
AF0093:42 | SC | 009342 | WHT | 20 | 22.B6 | UJ0134:OK1 | REMOTE IO BOX #3 | 22.B5
AF0094:00 | SC | 009400 | WHT | 20 | 73.A6 | KA0097:A2 | REMOTE IO BOX #3 | 73.A6
AF0094:01 | SC | 009401 | WHT | 20 | 73.B6 | KA0098:A2 | REMOTE IO BOX #3 | 73.B6
AF0094:02 | SC | 009402 | WHT | 20 | 73.C6 | KA0099:A2 | REMOTE IO BOX #3 | 73.C6
AF0094:03 | SC | 009403 | WHT | 20 | 73.D6 | KA0100:A2 | REMOTE IO BOX #3 | 73.D6
AF0094:04 | SC | 009404 | WHT | 20 | 74.A6 | KA0101:A1 | REMOTE IO BOX #3 | 74.A6
AF0094:05 | SC | 009405 | WHT | 20 | 74.A6 | KA0102:A1 | REMOTE IO BOX #3 | 74.B6
AF0094:06 | SC | 009406 | WHT | 20 | 74.B6 | KA0103:A1 | REMOTE IO BOX #3 | 74.B6
AF0094:07 | SC | 009407 | WHT | 20 | 74.B6 | KA0104:A1 | REMOTE IO BOX #3 | 74.C6
AF0094:08 | SC | 009408 | WHT | 20 | 74.C6 | KA0105:A1 | REMOTE IO BOX #3 | 74.C6
AF0094:16 | SC | 009416 | WHT | 20 | 73.A6 | KA0097:A1 | REMOTE IO BOX #3 | 73.A6
AF0094:17 | SC | 009417 | WHT | 20 | 73.B6 | KA0098:A1 | REMOTE IO BOX #3 | 73.B6
AF0094:18 | SC | 009418 | WHT | 20 | 73.C6 | KA0099:A1 | REMOTE IO BOX #3 | 73.C6
AF0094:19 | SC | 009419 | WHT | 20 | 73.D6 | KA0100:A1 | REMOTE IO BOX #3 | 73.D6
AF0094:20 | SC | 009420 | WHT | 20 | 74.A6 | KA0101:A2 | REMOTE IO BOX #3 | 74.A6
AF0094:21 | SC | 009421 | WHT | 20 | 74.A6 | KA0102:A2 | REMOTE IO BOX #3 | 74.B6
AF0094:22 | SC | 009422 | WHT | 20 | 74.B6 | KA0103:A2 | REMOTE IO BOX #3 | 74.B6
AF0094:23 | SC | 009423 | WHT | 20 | 74.B6 | KA0104:A2 | REMOTE IO BOX #3 | 74.C6
AF0094:24 | SC | 009424 | WHT | 20 | 74.C6 | KA0105:A2 | REMOTE IO BOX #3 | 74.C6
AF0094:COM | SC | 0VB3 | WHT | 14 | 15.B4 | XT0090:3 | REMOTE IO BOX #3 | 15.A5
AF0094:V+ | SC | FU0091 | WHT | 14 | 15.B4 | FU0091:LD | REMOTE IO BOX #3 | 15.C2
AF0095:00 | SC | KA0017A1 | WHT | 20 | 55.C7 | KA0017:A1 | REMOTE IO BOX #3 | 55.C6
AF0095:01 | SC | KA0018A1 | WHT | 20 | 56.C7 | KA0018:A1 | REMOTE IO BOX #3 | 56.C6
AF0095:02 | SC | KA0019A1 | WHT | 20 | 57.C7 | KA0019:A1 | REMOTE IO BOX #3 | 57.C6
AF0095:03 | SC | KA0020A1 | WHT | 20 | 58.C7 | KA0020:A1 | REMOTE IO BOX #3 | 58.C6
AF0095:04 | SC | KA0021A1 | WHT | 20 | 59.C7 | KA0021:A1 | REMOTE IO BOX #3 | 59.C6
AF0095:05 | SC | KA0022A1 | WHT | 20 | 60.C7 | KA0022:A1 | REMOTE IO BOX #3 | 60.C6
AF0095:06 | SC | KA0023A1 | WHT | 20 | 61.C7 | KA0023:A1 | REMOTE IO BOX #3 | 61.C6
AF0095:07 | SC | KA0024A1 | WHT | 20 | 62.C7 | KA0024:A1 | REMOTE IO BOX #3 | 62.C6
AF0095:08 | SC | KA0025A1 | WHT | 20 | 63.C7 | KA0025:A1 | REMOTE IO BOX #3 | 63.C6
AF0095:16 | SC | KA0017A2 | WHT | 20 | 55.C7 | KA0017:A2 | REMOTE IO BOX #3 | 55.C6
AF0095:17 | SC | KA0018A2 | WHT | 20 | 56.C7 | KA0018:A2 | REMOTE IO BOX #3 | 56.C6
AF0095:18 | SC | KA0019A2 | WHT | 20 | 57.C7 | KA0019:A2 | REMOTE IO BOX #3 | 57.C6
AF0095:19 | SC | KA0020A2 | WHT | 20 | 58.C7 | KA0020:A2 | REMOTE IO BOX #3 | 58.C6
AF0095:20 | SC | KA0021A2 | WHT | 20 | 59.C7 | KA0021:A2 | REMOTE IO BOX #3 | 59.C6
AF0095:21 | SC | KA0022A2 | WHT | 20 | 60.C7 | KA0022:A2 | REMOTE IO BOX #3 | 60.C6
AF0095:22 | SC | KA0023A2 | WHT | 20 | 61.C7 | KA0023:A2 | REMOTE IO BOX #3 | 61.C6
AF0095:23 | SC | KA0024A2 | WHT | 20 | 62.C7 | KA0024:A2 | REMOTE IO BOX #3 | 62.C6
AF0095:24 | SC | KA0025A2 | WHT | 20 | 63.C7 | KA0025:A2 | REMOTE IO BOX #3 | 63.C6
AF0095:COM | SC | 0VB3 | WHT | 14 | 15.B5 | XT0090:3 | REMOTE IO BOX #3 | 15.A5
AF0095:V+ | SC | FU0092LD | WHT | 16 | 15.B5 | FU0092:LD | REMOTE IO BOX #3 | 15.C2
AU0090:COM | SC | 0VB3 | WHT | 14 | 15.B2 | XT0090:2 | REMOTE IO BOX #3 | 15.A5
AU0090:V+ | SC | FU0090 | WHT | 14 | 15.B2 | FU0090:LD | REMOTE IO BOX #3 | 15.B2
BA1031:V1(-) | SC | 0VB3 | WHT | 16 | 15.C6 | XT0090:3 | REMOTE IO BOX #3 | 15.A5
BA1031:V1(+) | SC | FU0094 | WHT | 16 | 15.C6 | FU0094:LD | REMOTE IO BOX #3 | 15.C5
BA1032:V1(-) | SC | 0VB3 | WHT | 14 | 15.D6 | XT0090:3 | REMOTE IO BOX #3 | 15.A5
BA1032:V1(+) | SC | FU0095 | WHT | 16 | 15.D6 | FU0095:LD | REMOTE IO BOX #3 | 15.D5
FU0090:LI | SC | FU0191 | WHT | 14 | 15.B2 | XT0090:1 | REMOTE IO BOX #3 | 15.A5
FU0090:LI | SC | FU0191 | WHT | 14 | 15.B2 | FU0091:LI | REMOTE IO BOX #3 | 15.C2
FU0091:LI | SC | FU0191 | WHT | 14 | 15.C2 | FU0092:LI | REMOTE IO BOX #3 | 15.C2
FU0092:LI | SC | FU0191 | WHT | 14 | 15.C2 | FU0094:LI | REMOTE IO BOX #3 | 15.C5
FU0094:LI | SC | FU0191 | WHT | 16 | 15.C5 | FU0095:LI | REMOTE IO BOX #3 | 15.D5
FU0191:LD | SC | FU0191 | WHT | 12 | 22.C6 | XT0095:1 | REMOTE IO BOX #3 | 15.A6
FU0191:LI | SC | UJ0134OUT+ | WHT | 10 | 22.C6 | UJ0134:OUT(+) | REMOTE IO BOX #3 | 22.B5
GR300: | SC | GR300 | GRN | 14 | 22.C3 | IEG_RB3:2 | REMOTE IO BOX #3 | 22.C3
GR301: | SC | GR301 | GRN/YEL | 14 | 22.C3 | FG0132:1 | REMOTE IO BOX #3 | 22.C3
GR302: | SC | GR302 | GRN/YEL | 14 | 22.C3 | FG0132:2 | REMOTE IO BOX #3 | 22.C3
GR303: | SC | GR303 | GRN | 14 | 22.C3 | IEG_RB3:3 | REMOTE IO BOX #3 | 22.C3
KA0017:11 | SC | CB17OP-1 | WHT | 22 | 55.C5 | XT1300:6 | REMOTE IO BOX #3 | 55.C5
KA0017:14 | SC | CB17OP-2 | WHT | 20 | 55.C5 | XT1300:7 | REMOTE IO BOX #3 | 55.C5
KA0018:11 | SC | CB18OP-1 | WHT | 20 | 56.C5 | XT1300:13 | REMOTE IO BOX #3 | 56.C5
KA0018:14 | SC | CB18OP-2 | WHT | 20 | 56.C5 | XT1300:14 | REMOTE IO BOX #3 | 56.C5
KA0019:11 | SC | CB19OP-1 | WHT | 20 | 57.C5 | XT1300:20 | REMOTE IO BOX #3 | 57.C5
KA0019:14 | SC | CB19OP-2 | WHT | 20 | 57.C5 | XT1300:21 | REMOTE IO BOX #3 | 57.C5
KA0020:11 | SC | CB20OP-1 | WHT | 20 | 58.C5 | XT1300:27 | REMOTE IO BOX #3 | 58.C5
KA0020:14 | SC | CB20OP-2 | WHT | 20 | 58.C5 | XT1300:28 | REMOTE IO BOX #3 | 58.C5
KA0021:11 | SC | CB21OP-1 | WHT | 20 | 59.C5 | XT1300:34 | REMOTE IO BOX #3 | 59.C5
KA0021:14 | SC | CB21OP-2 | WHT | 20 | 59.C5 | XT1300:35 | REMOTE IO BOX #3 | 59.C5
KA0022:11 | SC | CB22OP-1 | WHT | 20 | 60.C5 | XT1300:41 | REMOTE IO BOX #3 | 60.C5
KA0022:14 | SC | CB22OP-2 | WHT | 20 | 60.C5 | XT1300:42 | REMOTE IO BOX #3 | 60.C5
KA0023:11 | SC | CB23OP-1 | WHT | 20 | 61.C5 | XT1300:48 | REMOTE IO BOX #3 | 61.C5
KA0023:14 | SC | CB23OP-2 | WHT | 20 | 61.C5 | XT1300:49 | REMOTE IO BOX #3 | 61.C5
KA0024:11 | SC | CB24OP-1 | WHT | 20 | 62.C5 | XT1300:55 | REMOTE IO BOX #3 | 62.C5
KA0024:14 | SC | CB24OP-2 | WHT | 20 | 62.C5 | XT1300:56 | REMOTE IO BOX #3 | 62.C5
KA0025:11 | SC | CB25OP-1 | WHT | 20 | 63.C5 | XT1300:62 | REMOTE IO BOX #3 | 63.C5
KA0025:14 | SC | CB25OP-2 | WHT | 20 | 63.C5 | XT1300:63 | REMOTE IO BOX #3 | 63.C5
KA0097:21 | SC | LL17-1 | WHT | 20 | 73.A5 | XT1300:64 | REMOTE IO BOX #3 | 73.A5
KA0097:24 | SC | LL17-2 | WHT | 20 | 73.A5 | XT1300:65 | REMOTE IO BOX #3 | 73.A5
KA0098:21 | SC | LL18-1 | WHT | 20 | 73.B5 | XT1300:66 | REMOTE IO BOX #3 | 73.B5
KA0098:24 | SC | LL18-2 | WHT | 20 | 73.B5 | XT1300:67 | REMOTE IO BOX #3 | 73.B5
KA0099:21 | SC | LL19-1 | WHT | 20 | 73.C5 | XT1300:68 | REMOTE IO BOX #3 | 73.C5
KA0099:24 | SC | LL19-2 | WHT | 20 | 73.C5 | XT1300:69 | REMOTE IO BOX #3 | 73.C5
KA0100:11 | SC | LL20-1 | WHT | 20 | 73.D5 | XT1300:70 | REMOTE IO BOX #3 | 73.D5
KA0100:14 | SC | LL20-2 | WHT | 20 | 73.D5 | XT1300:71 | REMOTE IO BOX #3 | 73.D5
KA0101:11 | SC | LL21-1 | WHT | 20 | 74.A5 | XT1300:72 | REMOTE IO BOX #3 | 74.A5
KA0101:14 | SC | LL21-2 | WHT | 20 | 74.A5 | XT1300:73 | REMOTE IO BOX #3 | 74.A5
KA0102:11 | SC | LL22-1 | WHT | 20 | 74.B5 | XT1300:74 | REMOTE IO BOX #3 | 74.B5
KA0102:14 | SC | LL22-2 | WHT | 20 | 74.B5 | XT1300:75 | REMOTE IO BOX #3 | 74.B5
KA0103:11 | SC | LL23-1 | WHT | 20 | 74.B5 | XT1300:76 | REMOTE IO BOX #3 | 74.B5
KA0103:14 | SC | LL23-2 | WHT | 20 | 74.B5 | XT1300:77 | REMOTE IO BOX #3 | 74.B5
KA0104:11 | SC | LL24-1 | WHT | 20 | 74.C5 | XT1300:78 | REMOTE IO BOX #3 | 74.C5
KA0104:14 | SC | LL24-2 | WHT | 20 | 74.C5 | XT1300:79 | REMOTE IO BOX #3 | 74.C5
KA0105:11 | SC | LL25-1 | WHT | 20 | 74.C5 | XT1300:80 | REMOTE IO BOX #3 | 74.C5
KA0105:14 | SC | LL25-2 | WHT | 20 | 74.C5 | XT1300:81 | REMOTE IO BOX #3 | 74.C5
PEG_RB3:3 | SC | 0VB3 | GRN/YEL | 10 | 15.A5 | XT0095:3 | REMOTE IO BOX #3 | 15.A6
QS0134:LD-1 | SC | UJ0134P | WHT | 12 | 22.B4 | UJ0134:+ | REMOTE IO BOX #3 | 22.B5
QS0134:LD-3 | SC | UJ0134N | WHT | 12 | 22.B4 | UJ0134:- | REMOTE IO BOX #3 | 22.B5
QS0134:LI-2 | SC | RB3P | WHT | 12 | 22.B4 | XT0014:1 | REMOTE IO BOX #3 | 22.B3
QS0134:LI-4 | SC | RB3N | WHT | 12 | 22.B4 | XT0014:2 | REMOTE IO BOX #3 | 22.B3
RRRB31: | SC | FU0191 | LEAD | --- | 22.D6 | XT0096:1 | REMOTE IO BOX #3 | 22.D6
RRRB31: | SC | 009104 | LEAD | --- | 22.D6 | XT0096:2 | REMOTE IO BOX #3 | 22.D6
RRRB32: | SC | 009105 | LEAD | --- | 22.D6 | XT0096:3 | REMOTE IO BOX #3 | 22.D6
RRRB32: | SC | 009104 | LEAD | --- | 22.D6 | XT0096:2 | REMOTE IO BOX #3 | 22.D6
UJ0134:G | SC | UJ0134FG | GRN/YEL | 12 | 22.B5 | FRAME | REMOTE IO BOX #3 | 22.B4
UJ0134:OUT(-) | SC | 0VB3 | WHT | 10 | 22.B5 | XT0095:2 | REMOTE IO BOX #3 | 15.A6
XT0090:1 | SC | FU0191 | WHT | 20 | 15.A5 | XT0095:1 | REMOTE IO BOX #3 | 15.A6
XT0090:1 | SC | FU0191 | WHT | 20 | 15.A5 | XT0096:1 | REMOTE IO BOX #3 | 22.D6
XT0090:2 | SC | 0VB3 | WHT | 14 | 15.A5 | XT0095:2 | REMOTE IO BOX #3 | 15.A6
AU0090:L2 | WC0031 | AU0090L2 | ENET | CABLE | 15.B2 | BA1031:RJ45 | REMOTE IO BOX #3 | 15.C6
AU0090:L1 | WC0032 | AU0090L1 | ENET | CABLE | 15.B2 | BA1032:RJ45 | REMOTE IO BOX #3 | 15.D6
AF0092:08 | SC | CCTIE1KWLOAD1 | WHT | 20 | 76.B6 | XT1400:46 | REMOTE IO BOX #4 | 76.C5
AF0092:09 | SC | CCTIE1KWLOAD2 | WHT | 20 | 76.B6 | XT1400:47 | REMOTE IO BOX #4 | 76.C5
AF0092:56 | SC | CCTIE1KWLOAD3 | WHT | 20 | 76.B6 | XT1400:48 | REMOTE IO BOX #4 | 76.C5
SolarTools ver. 24.0.84.24712 (Jul 31, 2025)
Report date: 4/21/2026 12:57 PM

## REMOTE IO BOX #4
REMOTE IO BOX #4
Project # | 4M368
Project Name | Los Toldos II Este
Revision | B.3
Controls DE | Keith Nyberg
Phone:
Controls ME | Dennis Figueroa
Phone:
From | [5 empty] | To
Device ID | Cable (W) Conductor (SC) Jumper Clip (JC) | Wire No. | Wire ID | Gauge/Size | Page/Zone | Device ID | Location | Page/Zone
XT0100:1 | JC | 0VB4 | CLIP | --- | 16.B1 | XT0100:2 | REMOTE IO BOX #4 | 16.B1
XT0100:2 | JC | 0VB4 | CLIP | --- | 16.B1 | XT0100:3 | REMOTE IO BOX #4 | 16.B1
XT0100:3 | JC | 0VB4 | CLIP | --- | 16.B1 | XT0100:4 | REMOTE IO BOX #4 | 16.C1
XT0100:4 | JC | 0VB4 | CLIP | --- | 16.C1 | XT0100:5 | REMOTE IO BOX #4 | 16.C1
XT0100:5 | JC | 0VB4 | CLIP | --- | 16.C1 | XT0100:6 | REMOTE IO BOX #4 | 78.B1
XT0100:6 | JC | 0VB4 | CLIP | --- | 78.B1 | XT0100:7 | REMOTE IO BOX #4 | 78.C1
XT0101:1 | JC | FU0105 | CLIP | --- | 16.A1 | XT0101:2 | REMOTE IO BOX #4 | 16.B1
XT1269:1 | JC | PT3A | CLIP | --- | 81.A5 | XT1269:2 | REMOTE IO BOX #4 | 81.A5
XT1269:3 | JC | PT3B | CLIP | --- | 81.B5 | XT1269:4 | REMOTE IO BOX #4 | 81.B5
XT1269:5 | JC | PT3C | CLIP | --- | 81.B5 | XT1269:6 | REMOTE IO BOX #4 | 81.C5
XT1269:7 | JC | PT3N | CLIP | --- | 81.C5 | XT1269:8 | REMOTE IO BOX #4 | 81.C5
XT1272:1 | JC | PT4A | CLIP | --- | 82.A5 | XT1272:2 | REMOTE IO BOX #4 | 82.A5
XT1272:3 | JC | PT4B | CLIP | --- | 82.B5 | XT1272:4 | REMOTE IO BOX #4 | 82.B5
XT1272:5 | JC | PT4C | CLIP | --- | 82.B5 | XT1272:6 | REMOTE IO BOX #4 | 82.B5
XT1272:7 | JC | PT4N | CLIP | --- | 82.C5 | XT1272:8 | REMOTE IO BOX #4 | 82.C5
AF0101:01 | SC | 010101 | WHT | 20 | 23.A6 | UJ0135:VIN | REMOTE IO BOX #4 | 23.B5
AF0101:03 | SC | 010103 | WHT | 20 | 23.B6 | UJ0135:IOUT | REMOTE IO BOX #4 | 23.B5
AF0101:04 | SC | 010104 | WHT | 20 | 23.D6 | XT0103:2 | REMOTE IO BOX #4 | 23.D6
AF0101:05 | SC | 010105 | WHT | 20 | 23.D6 | XT0103:3 | REMOTE IO BOX #4 | 23.D6
AF0101:06 | SC | KWCB262 | WHT | 20 | 64.B7 | XT1400:4 | REMOTE IO BOX #4 | 64.C5
AF0101:08 | SC | KWCB272 | WHT | 20 | 65.B7 | XT1400:11 | REMOTE IO BOX #4 | 65.C5
AF0101:10 | SC | KWCB282 | WHT | 20 | 66.B7 | XT1400:18 | REMOTE IO BOX #4 | 66.C5
AF0101:12 | SC | KWCB292 | WHT | 20 | 67.B7 | XT1400:25 | REMOTE IO BOX #4 | 67.C5
AF0101:14 | SC | KWCB302 | WHT | 20 | 68.B7 | XT1400:32 | REMOTE IO BOX #4 | 68.C5
AF0101:38 | SC | KWCB261 | WHT | 20 | 64.B7 | XT1400:3 | REMOTE IO BOX #4 | 64.B5
AF0101:40 | SC | KWCB271 | WHT | 20 | 65.B7 | XT1400:10 | REMOTE IO BOX #4 | 65.B5
AF0101:42 | SC | KWCB281 | WHT | 20 | 66.B7 | XT1400:17 | REMOTE IO BOX #4 | 66.B5
AF0101:44 | SC | KWCB291 | WHT | 20 | 67.B7 | XT1400:24 | REMOTE IO BOX #4 | 67.B5
AF0101:46 | SC | KWCB301 | WHT | 20 | 68.B7 | XT1400:31 | REMOTE IO BOX #4 | 68.B5
AF0101:54 | SC | KWCB26S | WHT | 20 | 64.B7 | XT1400:5 | REMOTE IO BOX #4 | 64.C5
AF0101:56 | SC | KWCB27S | WHT | 20 | 65.B7 | XT1400:12 | REMOTE IO BOX #4 | 65.C5
AF0101:58 | SC | KWCB28S | WHT | 20 | 66.B7 | XT1400:19 | REMOTE IO BOX #4 | 66.C5
AF0101:60 | SC | KWCB29S | WHT | 20 | 67.B7 | XT1400:26 | REMOTE IO BOX #4 | 67.C5
AF0101:62 | SC | KWCB30S | WHT | 20 | 68.B7 | XT1400:33 | REMOTE IO BOX #4 | 68.C5
AF0101:COM | SC | AF0102N | WHT | 16 | 16.B2 | AF0102:COM | REMOTE IO BOX #4 | 16.B3
AF0101:COM | SC | AF0101N | WHT | 16 | 16.B2 | AU0100:COM | REMOTE IO BOX #4 | 16.A2
AF0101:SH | SC | AF0102G | GRN | 14 | 16.B2 | AF0102:SH | REMOTE IO BOX #4 | 16.B3
AF0101:SH | SC | AF0101G | GRN | 14 | 16.B2 | AU0100: | REMOTE IO BOX #4 | 16.A2
AF0101:V+ | SC | AF0102P | WHT | 16 | 16.B2 | AF0102:V+ | REMOTE IO BOX #4 | 16.B3
AF0101:V+ | SC | AF0101P | WHT | 16 | 16.B2 | AU0100:V+ | REMOTE IO BOX #4 | 16.A2
AF0102:SH | SC | IEGRB41 | GRN | 14 | 16.B3 | IEG_RB4:1 | REMOTE IO BOX #4 | 16.B3
AF0103:00 | SC | KA0026A1 | WHT | 20 | 64.C7 | KA0026:A1 | REMOTE IO BOX #4 | 64.C6
AF0103:01 | SC | KA0027A1 | WHT | 20 | 65.C7 | KA0027:A1 | REMOTE IO BOX #4 | 65.C6
AF0103:02 | SC | KA0028A1 | WHT | 20 | 66.C7 | KA0028:A1 | REMOTE IO BOX #4 | 66.C6
AF0103:03 | SC | KA0029A1 | WHT | 20 | 67.C7 | KA0029:A1 | REMOTE IO BOX #4 | 67.C6
AF0103:04 | SC | KA0030A1 | WHT | 20 | 68.C7 | KA0030:A1 | REMOTE IO BOX #4 | 68.C6
AF0103:05 | SC | 010305 | WHT | 20 | 75.A6 | KA0106:A2 | REMOTE IO BOX #4 | 75.A6
AF0103:06 | SC | 010306 | WHT | 20 | 75.A6 | KA0107:A2 | REMOTE IO BOX #4 | 75.B6
AF0103:07 | SC | 010307 | WHT | 20 | 75.B6 | KA0108:A2 | REMOTE IO BOX #4 | 75.B6
AF0103:08 | SC | 010308 | WHT | 20 | 75.B6 | KA0110:A2 | REMOTE IO BOX #4 | 75.C6
AF0103:09 | SC | 010309 | WHT | 20 | 75.C6 | KA0111:A2 | REMOTE IO BOX #4 | 75.C6
AF0103:10 | SC | 010310 | WHT | 20 | 86.B7 | KA1253:A1 | REMOTE IO BOX #4 | 86.B6
AF0103:11 | SC | 010311 | WHT | 20 | 86.A7 | KA1252:A1 | REMOTE IO BOX #4 | 86.A6
AF0103:12 | SC | KA1256A1 | WHT | 20 | 83.A6 | KA1256:A1 | REMOTE IO BOX #4 | 83.B5
AF0103:13 | SC | KA124224 | WHT | 20 | 83.A6 | KA1242:24 | REMOTE IO BOX #4 | 83.A6
AF0103:14 | SC | KA1257A1 | WHT | 20 | 83.B6 | KA1257:A1 | REMOTE IO BOX #4 | 83.B5
AF0103:16 | SC | KA0026A2 | WHT | 20 | 64.C7 | KA0026:A2 | REMOTE IO BOX #4 | 64.C6
AF0103:17 | SC | KA0027A2 | WHT | 20 | 65.C7 | KA0027:A2 | REMOTE IO BOX #4 | 65.C6
AF0103:18 | SC | KA0028A2 | WHT | 20 | 66.C7 | KA0028:A2 | REMOTE IO BOX #4 | 66.C6
AF0103:19 | SC | KA0029A2 | WHT | 20 | 67.C7 | KA0029:A2 | REMOTE IO BOX #4 | 67.C6
AF0103:20 | SC | KA0030A2 | WHT | 20 | 68.C7 | KA0030:A2 | REMOTE IO BOX #4 | 68.C6
AF0103:21 | SC | 010321 | WHT | 20 | 75.A6 | KA0106:A1 | REMOTE IO BOX #4 | 75.A6
AF0103:22 | SC | 010322 | WHT | 20 | 75.A6 | KA0107:A1 | REMOTE IO BOX #4 | 75.B6
AF0103:23 | SC | 010323 | WHT | 20 | 75.B6 | KA0108:A1 | REMOTE IO BOX #4 | 75.B6
AF0103:24 | SC | 010324 | WHT | 20 | 75.B6 | KA0110:A1 | REMOTE IO BOX #4 | 75.C6
AF0103:25 | SC | 010325 | WHT | 20 | 75.C6 | KA0111:A1 | REMOTE IO BOX #4 | 75.C6
AF0103:COM | SC | 0VB4 | WHT | 14 | 16.B3 | XT0100:4 | REMOTE IO BOX #4 | 16.C1
AF0103:V+ | SC | FU0101LD | WHT | 16 | 16.B3 | FU0101:LD | REMOTE IO BOX #4 | 16.C1
AF0104:00 | SC | KA1215A1 | WHT | 20 | 78.B3 | KA1215:A2 | REMOTE IO BOX #4 | 78.B2
AF0104:03 | SC | KA1227A1 | WHT | 20 | 78.B3 | KA1227:A1 | REMOTE IO BOX #4 | 78.2
AF0104:COM | SC | AF0105N | WHT | 16 | 16.B4 | AF0105:COM | REMOTE IO BOX #4 | 16.B5
AF0104:COM | SC | 0VB4 | WHT | 16 | 16.B4 | XT0100:5 | REMOTE IO BOX #4 | 16.C1
AF0104:V+ | SC | AF0105P | WHT | 16 | 16.B4 | AF0105:V+ | REMOTE IO BOX #4 | 16.B5
AF0104:V+ | SC | FU0102LD | WHT | 16 | 16.B4 | FU0102:LD | REMOTE IO BOX #4 | 16.C1
AF0105:00 | SC | 010500 | WHT | 20 | 23.B6 | UJ0135:OK2 | REMOTE IO BOX #4 | 23.B5
AF0105:01 | SC | CB26-CL2 | WHT | 20 | 64.A7 | XT1400:2 | REMOTE IO BOX #4 | 64.A5
AF0105:02 | SC | CB27-CL2 | WHT | 20 | 65.A7 | XT1400:9 | REMOTE IO BOX #4 | 65.A5
AF0105:03 | SC | CB28-CL2 | WHT | 20 | 66.A7 | XT1400:16 | REMOTE IO BOX #4 | 66.A5
AF0105:04 | SC | CB29-CL2 | WHT | 20 | 67.A7 | XT1400:23 | REMOTE IO BOX #4 | 67.A5
AF0105:05 | SC | CB30-CL2 | WHT | 20 | 68.A7 | XT1400:30 | REMOTE IO BOX #4 | 68.A5
AF0105:08 | SC | 010508 | WHT | 20 | 81.D7 | XT1270:2 | REMOTE IO BOX #4 | 81.D5
AF0105:09 | SC | 010509 | WHT | 20 | 82.D7 | XT1273:2 | REMOTE IO BOX #4 | 82.D5
AF0105:10 | SC | 010510 |  |  | 86.A7 | XT1261:9 | REMOTE IO BOX #4 | 86.B4
AF0105:11 | SC | KA124211 | WHT | 20 | 83.C6 | KA1242:11 | REMOTE IO BOX #4 | 83.C6
AF0105:32 | SC | 010532 | WHT | 20 | 23.B6 | UJ0135:OK1 | REMOTE IO BOX #4 | 23.B5
AF0105:33 | SC | CB26-CL1 | WHT | 20 | 64.A7 | XT1400:1 | REMOTE IO BOX #4 | 64.A5
AF0105:34 | SC | CB27-CL1 | WHT | 20 | 65.A7 | XT1400:8 | REMOTE IO BOX #4 | 65.A5
AF0105:35 | SC | CB28-CL1 | WHT | 20 | 66.A7 | XT1400:15 | REMOTE IO BOX #4 | 66.A5
AF0105:36 | SC | CB29-CL1 | WHT | 20 | 67.A7 | XT1400:22 | REMOTE IO BOX #4 | 67.A5
AF0105:37 | SC | CB30-CL1 | WHT | 20 | 68.A7 | XT1400:29 | REMOTE IO BOX #4 | 68.A5
AF0105:40 | SC | 010540 | WHT | 20 | 81.D7 | XT1270:1 | REMOTE IO BOX #4 | 81.D5
AF0105:41 | SC | 010541 | WHT | 20 | 82.D7 | XT1273:1 | REMOTE IO BOX #4 | 82.D5
AF0105:42 | SC | 010542 | WHT | 20 | 86.A7 | XT1261:8 | REMOTE IO BOX #4 | 86.A4
AF0105:43 | SC | KA124214 | WHT | 20 | 83.C6 | KA1242:14 | REMOTE IO BOX #4 | 83.C6
AT0200:13 VGEN-A | SC | VGEN-AU | RED | 16 | 78.D7 | KA1215:14 | REMOTE IO BOX #4 | 78.C5
AT0200:14 VGEN-B | SC | VGEN-BU | RED | 16 | 78.D7 | KA1215:24 | REMOTE IO BOX #4 | 78.C5
AT0200:15 VGEN-C | SC | VGEN-CU | RED | 16 | 78.D7 | KA1216:14 | REMOTE IO BOX #4 | 78.D5
AT0200:16 VGEN-N | SC | VGEN-NU | RED | 16 | 78.D7 | KA1216:24 | REMOTE IO BOX #4 | 78.D5
AT0200:17 VBUS-A | SC | VBUS-AU | RED | 16 | 78.D3 | KA1227:14 | REMOTE IO BOX #4 | 78.C2
AT0200:18 VBUS-B | SC | VBUS-BU | RED | 16 | 78.D3 | KA1227:24 | REMOTE IO BOX #4 | 78.C2
AT0200:19 VBUS-C | SC | VBUS-CU | RED | 16 | 78.D3 | KA1228:14 | REMOTE IO BOX #4 | 78.D2
AT0200:20 VBUS-N | SC | VBUS-NU | RED | 16 | 78.D3 | KA1228:24 | REMOTE IO BOX #4 | 78.D2
AT0200:47 BAT(+) | SC | FU0103 | WHT | 16 | 16.D6 | FU0103:LD | REMOTE IO BOX #4 | 16.C1
AT0200:48 BAT(-) | SC | 0VB4 | WHT | 14 | 16.D6 | XT0100:5 | REMOTE IO BOX #4 | 16.C1
AT0200:FG 56 | SC | AT0200FG | GRN/YEL | 12 | 16.D6 | FG0131:1 | REMOTE IO BOX #4 | 16.D6
AU0100:COM | SC | 0VB4 | WHT | 14 | 16.A2 | XT0100:1 | REMOTE IO BOX #4 | 16.B1
AU0100:V+ | SC | FU0100 | WHT | 16 | 16.A2 | FU0100:LD | REMOTE IO BOX #4 | 16.B1
BA1041:V1(-) | SC | 0VB4 | WHT | 14 | 16.D2 | XT0100:4 | REMOTE IO BOX #4 | 16.C1
BA1041:V1(+) | SC | FU0104 | WHT | 16 | 16.D2 | FU0104:LD | REMOTE IO BOX #4 | 16.D1
BA1042:V1(-) | SC | 0VB4 | WHT | 14 | 16.D5 | XT0100:5 | REMOTE IO BOX #4 | 16.C1
BA1042:V1(+) | SC | FU0106 | WHT | 16 | 16.D5 | FU0106:LD | REMOTE IO BOX #4 | 16.D4
FU0100:LI | SC | FU0105 | WHT | 14 | 16.B1 | FU0101:LI | REMOTE IO BOX #4 | 16.C1
FU0100:LI | SC | FU0105 | WHT | 14 | 16.B1 | XT0101:2 | REMOTE IO BOX #4 | 16.B1
FU0101:LI | SC | FU0105 | WHT | 14 | 16.C1 | FU0102:LI | REMOTE IO BOX #4 | 16.C1
FU0102:LI | SC | FU0105 | WHT | 14 | 16.C1 | FU0103:LI | REMOTE IO BOX #4 | 16.C1
FU0103:LI | SC | FU0105 | WHT | 16 | 16.C1 | FU0104:LI | REMOTE IO BOX #4 | 16.D1
FU0104:LI | SC | FU0105 | WHT | 16 | 16.D1 | FU0106:LI | REMOTE IO BOX #4 | 16.D4
FU0105:LD | SC | FU0105 | WHT | 12 | 23.C6 | XT0101:1 | REMOTE IO BOX #4 | 16.A1
FU0105:LI | SC | 24VB4 | WHT | 10 | 23.C6 | UJ0135:OUT(+) | REMOTE IO BOX #4 | 23.B5
GR400: | SC | GR400 | GRN | 14 | 23.C3 | IEG_RB4:2 | REMOTE IO BOX #4 | 23.C3
GR401: | SC | GR401 | GRN/YEL | 14 | 23.C3 | FG1:1 | REMOTE IO BOX #4 | 23.C3
GR402: | SC | GR402 | GRN | 14 | 23.C3 | IEG_RB4:3 | REMOTE IO BOX #4 | 23.C3
GR403: | SC | GR403 | GRN/YEL | 14 | 23.C3 | FG1:2 | REMOTE IO BOX #4 | 23.C3
GR404: | SC | GR404 | GRN/YEL | 14 | 23.C3 | FG1:3 | REMOTE IO BOX #4 | 23.C3
KA0026:11 | SC | CB26OP-1 | WHT | 20 | 64.C5 | XT1400:6 | REMOTE IO BOX #4 | 64.C5
KA0026:14 | SC | CB26OP-2 | WHT | 20 | 64.C5 | XT1400:7 | REMOTE IO BOX #4 | 64.C5
KA0027:11 | SC | CB27OP-1 | WHT | 20 | 65.C5 | XT1400:13 | REMOTE IO BOX #4 | 65.C5
KA0027:14 | SC | CB27OP-2 | WHT | 20 | 65.C5 | XT1400:14 | REMOTE IO BOX #4 | 65.C5
KA0028:11 | SC | CB28OP-1 | WHT | 20 | 66.C5 | XT1400:20 | REMOTE IO BOX #4 | 66.C5
KA0028:14 | SC | CB28OP-2 | WHT | 20 | 66.C5 | XT1400:21 | REMOTE IO BOX #4 | 66.C5
KA0029:11 | SC | CB29OP-1 | WHT | 20 | 67.C5 | XT1400:27 | REMOTE IO BOX #4 | 67.C5
KA0029:14 | SC | CB29OP-2 | WHT | 20 | 67.C5 | XT1400:28 | REMOTE IO BOX #4 | 67.C5
KA0030:11 | SC | CB30OP-1 | WHT | 20 | 68.C5 | XT1400:34 | REMOTE IO BOX #4 | 68.C5
KA0030:14 | SC | CB30OP-2 | WHT | 20 | 68.C5 | XT1400:35 | REMOTE IO BOX #4 | 68.C5
KA0106:11 | SC | LL26-1 | WHT | 20 | 75.A5 | XT1400:36 | REMOTE IO BOX #4 | 75.A5
KA0106:14 | SC | LL26-2 | WHT | 20 | 75.A5 | XT1400:37 | REMOTE IO BOX #4 | 75.A5
KA0107:11 | SC | LL27-1 | WHT | 20 | 75.B5 | XT1400:38 | REMOTE IO BOX #4 | 75.B5
KA0107:14 | SC | LL27-2 | WHT | 20 | 75.B5 | XT1400:39 | REMOTE IO BOX #4 | 75.B5
KA0108:11 | SC | LL28-1 | WHT | 20 | 75.B5 | XT1400:40 | REMOTE IO BOX #4 | 75.B5
KA0108:14 | SC | LL28-2 | WHT | 20 | 75.B5 | XT1400:41 | REMOTE IO BOX #4 | 75.B5
KA0110:11 | SC | LL29-1 | WHT | 20 | 75.C5 | XT1400:42 | REMOTE IO BOX #4 | 75.C5
KA0110:14 | SC | LL29-2 | WHT | 20 | 75.C5 | XT1400:43 | REMOTE IO BOX #4 | 75.C5
KA0111:11 | SC | LL30-1 | WHT | 20 | 75.C5 | XT1400:44 | REMOTE IO BOX #4 | 75.C5
KA0111:14 | SC | LL30-2 | WHT | 20 | 75.C5 | XT1400:45 | REMOTE IO BOX #4 | 75.C5
KA1215:11 | SC | PT3A | RED | 16 | 78.C5 | XT1269:1 | REMOTE IO BOX #4 | 81.A5
KA1215:21 | SC | PT3B | RED | 16 | 78.C5 | XT1269:3 | REMOTE IO BOX #4 | 81.B5
KA1215:A1 | SC | 0VB4 | WHT | 20 | 78.B2 | XT0100:6 | REMOTE IO BOX #4 | 78.B1
KA1215:A2 | SC | KA1215A1 | WHT | 20 | 78.B2 | KA1216:A2 | REMOTE IO BOX #4 | 78.A2
KA1216:11 | SC | PT3C | RED | 16 | 78.D5 | XT1269:5 | REMOTE IO BOX #4 | 81.B5
KA1216:21 | SC | PT3N | RED | 16 | 78.D5 | XT1269:7 | REMOTE IO BOX #4 | 81.C5
KA1216:A1 | SC | 0VB4 | WHT | 20 | 78.A2 | XT0100:6 | REMOTE IO BOX #4 | 78.B1
KA1227:11 | SC | PT4A | RED | 16 | 78.C2 | XT1272:1 | REMOTE IO BOX #4 | 82.A5
KA1227:21 | SC | PT4B | RED | 16 | 78.C2 | XT1272:3 | REMOTE IO BOX #4 | 82.B5
KA1227:A1 | SC | KA1227A1 | WHT | 20 | 78.2 | KA1228:A1 | REMOTE IO BOX #4 | 78.B2
KA1227:A2 | SC | 0VB4 | WHT | 20 | 78.2 | XT0100:7 | REMOTE IO BOX #4 | 78.C1
KA1228:11 | SC | PT4C | RED | 16 | 78.D2 | XT1272:5 | REMOTE IO BOX #4 | 82.B5
KA1228:21 | SC | PT4N | RED | 16 | 78.D2 | XT1272:7 | REMOTE IO BOX #4 | 82.C5
KA1228:A2 | SC | 0VB4 | WHT | 20 | 78.B2 | XT0100:7 | REMOTE IO BOX #4 | 78.C1
KA1241:11 | SC | KA124111 | WHT | 20 | 83.A5 | XT1291:2 | REMOTE IO BOX #4 | 83.A4
KA1241:14 | SC | KA124114 | WHT | 20 | 83.A5 | XT1291:1 | REMOTE IO BOX #4 | 83.A4
KA1241:A1 | SC | KA1241A1 | WHT | 20 | 83.A5 | KA1242:21 | REMOTE IO BOX #4 | 83.A6
KA1241:A2 | SC | 0VB4 | WHT | 14 | 83.A5 | XT0100:3 | REMOTE IO BOX #4 | 16.B1
KA1242:A1 | SC | KA125711 | WHT | 14 | 83.C5 | KA1257:11 | REMOTE IO BOX #4 | 83.C6
KA1242:A2 | SC | KA1242A2 | WHT | 20 | 83.C5 | XT1291:5 | REMOTE IO BOX #4 | 83.C4
KA1243:1 | SC | PT4A | RED | 16 | 83.D4 | XT1272:2 | REMOTE IO BOX #4 | 82.A5
KA1243:11 | SC | KA124311 | WHT | 20 | 83.C4 | XT1291:6 | REMOTE IO BOX #4 | 83.C4
KA1243:14 | SC | 0VB4 | WHT | 14 | 83.C4 | XT1291:7 | REMOTE IO BOX #4 | 83.C4
KA1243:2 | SC | PT4B | RED | 16 | 83.D4 | XT1272:4 | REMOTE IO BOX #4 | 82.B5
KA1243:3 | SC | PT3A | RED | 16 | 83.D4 | XT1269:2 | REMOTE IO BOX #4 | 81.A5
KA1243:4 | SC | PT3B | RED | 16 | 83.D4 | XT1269:4 | REMOTE IO BOX #4 | 81.B5
KA1252:11 | SC | KA125211 | WHT | 20 | 86.A5 | XT1261:7 | REMOTE IO BOX #4 | 86.A4
KA1252:14 | SC | KA125214 | WHT | 20 | 86.A5 | XT1261:6 | REMOTE IO BOX #4 | 86.A4
KA1252:A2 | SC | 0VB4 | WHT | 16 | 86.A6 | XT0100:2 | REMOTE IO BOX #4 | 16.B1
KA1253:11 | SC | KA125311 | WHT | 20 | 86.B5 | XT1261:11 | REMOTE IO BOX #4 | 86.B4
KA1253:14 | SC | KA125314 | WHT | 20 | 86.B5 | XT1261:10 | REMOTE IO BOX #4 | 86.B4
KA1253:A2 | SC | 0VB4 | WHT | 14 | 86.B6 | XT0100:3 | REMOTE IO BOX #4 | 16.B1
KA1256:11 | SC | KA125611 | WHT | 20 | 83.B5 | XT1291:4 | REMOTE IO BOX #4 | 83.B4
KA1256:14 | SC | KA125614 | WHT | 20 | 83.B5 | XT1291:3 | REMOTE IO BOX #4 | 83.B4
KA1256:A2 | SC | 0VB4 | WHT | 14 | 83.B5 | XT0100:2 | REMOTE IO BOX #4 | 16.B1
KA1257:14 | SC | FU0105 | WHT | 14 | 83.C6 | XT0101:2 | REMOTE IO BOX #4 | 16.B1
KA1257:A2 | SC | 0VB4 | WHT | 14 | 83.B5 | XT0100:2 | REMOTE IO BOX #4 | 16.B1
PEG_RB4:3 | SC | 0VB4 | GRN/YEL | 10 | 16.D1 | XT0100:4 | REMOTE IO BOX #4 | 16.C1
QS0135:LD-1 | SC | UJ0135P | WHT | 12 | 23.B4 | UJ0135:+ | REMOTE IO BOX #4 | 23.B5
QS0135:LD-3 | SC | UJ0135N | WHT | 12 | 23.B4 | UJ0135:- | REMOTE IO BOX #4 | 23.B5
QS0135:LI-2 | SC | RB4P | WHT | 12 | 23.B4 | XT0102:1 | REMOTE IO BOX #4 | 23.B3
QS0135:LI-4 | SC | RB4N | WHT | 12 | 23.B4 | XT0102:2 | REMOTE IO BOX #4 | 23.B3
RR0859: -3.01K OHM | SC | FU0105 | LEAD | --- | 23.D6 | XT0103:1 | REMOTE IO BOX #4 | 23.D6
RR0859: -3.01K OHM | SC | 010104 | LEAD | --- | 23.D6 | XT0103:2 | REMOTE IO BOX #4 | 23.D6
RR0860: -1.0K OHM | SC | 010105 | LEAD | --- | 23.D6 | XT0103:3 | REMOTE IO BOX #4 | 23.D6
RR0860: -1.0K OHM | SC | 010104 | LEAD | --- | 23.D6 | XT0103:2 | REMOTE IO BOX #4 | 23.D6
UJ0135:G | SC | UJ0135G | GRN/YEL | 12 | 23.B5 | FRAME | REMOTE IO BOX #4 | 23.B4
XT0101:1 | SC | FU0105 | WHT | 10 | 16.A1 | XT0103:1 | REMOTE IO BOX #4 | 23.D6
XT1261:4 | SC | JP7 | VIO | 20 | 84.B4 | XT1261:3 | REMOTE IO BOX #4 | 84.B4
XT1291:6 | SC | JP6 | VIO | 20 | 83.C4 | XT1291:5 | REMOTE IO BOX #4 | 83.C4
XT1291:7 | SC | 0VB4 | WHT | 14 | 83.C4 | XT0100:3 | REMOTE IO BOX #4 | 16.B1
AT0200:P1 | WC0011 | AU0100L2 | ENET | CABLE | 16.D6 | AU0100:L2 | REMOTE IO BOX #4 | 16.A2
AT0200:P2 | WC0012 | AT0200P2 | ENET | CABLE | 16.D6 | BA1041:RJ45 | REMOTE IO BOX #4 | 16.D2
AU0100:L1 | WC0013 | AU0100L1 | ENET | CABLE | 16.A2 | BA1042:RJ45 | REMOTE IO BOX #4 | 16.D5
AF0102:00 | SC | CCUTIMPKW1 | WHT | 20 | 76.A6 | XT1000:60 | BACK PANEL | 76.A5
AF0102:01 | SC | CCUTIMPKW2 | WHT | 20 | 76.A6 | XT1000:61 | BACK PANEL | 76.A5
AF0102:02 | SC | CCUTIMPVAR1 | WHT | 20 | 76.A6 | XT1000:63 | BACK PANEL | 76.A5
AF0102:03 | SC | CCUTIMPVAR2 | WHT | 20 | 76.A6 | XT1000:64 | BACK PANEL | 76.B5
AF0102:48 | SC | CCUTIMPKW3 | WHT | 20 | 76.A6 | XT1000:62 | BACK PANEL | 76.A5
AF0102:50 | SC | CCUTIMPVAR3 | WHT | 20 | 76.A6 | XT1000:65 | BACK PANEL | 76.B5
AF0105:06 | SC | SAF1302CBCL2 | WHT | 20 | 38.A6 | XT1000:30 | BACK PANEL | 38.B5
AF0105:07 | SC | SAF1301CBCL2 | WHT | 20 | 38.C6 | XT1000:32 | BACK PANEL | 38.D5
AF0105:38 | SC | SAF1302CBCL1 | WHT | 20 | 38.A6 | XT1000:29 | BACK PANEL | 38.A5
AF0105:39 | SC | SAF1INT301CBCL1 | WHT | 20 | 38.C6 | XT1000:31 | BACK PANEL | 38.C5
XT1400:46 | SC | CCTIE1KWLOAD1 | WHT | 20 | 76.C5 | AF0092:08 | REMOTE IO BOX #3 | 76.B6
XT1400:47 | SC | CCTIE1KWLOAD2 | WHT | 20 | 76.C5 | AF0092:09 | REMOTE IO BOX #3 | 76.B6
XT1400:48 | SC | CCTIE1KWLOAD3 | WHT | 20 | 76.C5 | AF0092:56 | REMOTE IO BOX #3 | 76.B6
XT1261:1 | SC | KA124414 | WHT | 20 | 84.A4 | KA1244:14 | RIGHT SIDE PANEL | 84.A5
XT1261:2 | SC | KA124411 | WHT | 20 | 84.A4 | KA1244:11 | RIGHT SIDE PANEL | 84.A5
XT1261:3 | SC | KA1245A2 | WHT | 20 | 84.B4 | KA1245:A2 | RIGHT SIDE PANEL | 84.B6
XT1261:4 | SC | KA124611 | WHT | 20 | 84.B4 | KA1247:11 | RIGHT SIDE PANEL | 84.B4
XT1261:5 | SC | 0V | WHT | 14 | 84.B4 | XT1204:2 | RIGHT SIDE PANEL | 18.D3
XT1261:5 | SC | 0V | WHT | 20 | 84.B4 | KA1247:14 | RIGHT SIDE PANEL | 84.B4
SolarTools ver. 24.0.84.24712 (Jul 31, 2025)
Report date: 4/21/2026 12:57 PM

## RIGHT SIDE PANEL
RIGHT SIDE PANEL
ASSY,RIGHT SIDE PANEL,CONSOLE
Project # | 4M368
Project Name | Los Toldos II Este
Revision | B.3
Controls DE | Keith Nyberg
Phone:
Controls ME | Dennis Figueroa
Phone:
From | [5 empty] | To
Device ID | Cable (W) Conductor (SC) Jumper Clip (JC) | Wire No. | Wire ID | Gauge/Size | Page/Zone | Device ID | Location | Page/Zone
GR0202: | SC | GR0202 | GRN/YEL | 14 | 5.B6 | FRAME | RIGHT SIDE PANEL | 5.B7
GR0203: | SC | GR0203 | GRN/YEL | 14 | 5.C6 | FRAME | RIGHT SIDE PANEL | 5.C7
GR0204: | SC | GR0204 | GRN/YEL | 14 | 5.C6 | FRAME | RIGHT SIDE PANEL | 5.C7
XT1201:1 | JC | FU1201 | CLIP | --- | 18.B2 | XT1201:2 | RIGHT SIDE PANEL | 18.C2
XT1201:2 | JC | FU1201 | CLIP | --- | 18.C2 | XT1201:3 | RIGHT SIDE PANEL | 18.C2
XT1202:1 | JC | 0V | CLIP | --- | 18.C2 | XT1202:2 | RIGHT SIDE PANEL | 18.D2
XT1202:2 | JC | 0V | CLIP | --- | 18.D2 | XT1202:3 | RIGHT SIDE PANEL | 18.D2
XT1202:3 | JC | 0V | CLIP | --- | 18.D2 | XT1202:4 | RIGHT SIDE PANEL | 18.D2
XT1202:4 | JC | 0V | CLIP | --- | 18.D2 | XT1202:5 | RIGHT SIDE PANEL | 18.D2
XT1203:1 | JC | KA120114 | CLIP | --- | 18.B3 | XT1203:2 | RIGHT SIDE PANEL | 18.C3
XT1203:2 | JC | KA120114 | CLIP | --- | 18.C3 | XT1203:3 | RIGHT SIDE PANEL | 18.C3
XT1204:1 | JC | 0V | CLIP | --- | 18.C3 | XT1204:2 | RIGHT SIDE PANEL | 18.D3
XT1204:2 | JC | 0V | CLIP | --- | 18.D3 | XT1204:3 | RIGHT SIDE PANEL | 18.D3
XT1204:3 | JC | 0V | CLIP | --- | 18.D3 | XT1204:4 | RIGHT SIDE PANEL | 18.D3
XT1204:4 | JC | 0V | CLIP | --- | 18.D3 | XT1204:5 | RIGHT SIDE PANEL | 18.D3
XT1204:6 | JC | 0V | CLIP | --- | 77.B1 | XT1204:7 | RIGHT SIDE PANEL | 77.C1
XT1263:1 | JC | PT1A | CLIP | --- | 79.A5 | XT1263:2 | RIGHT SIDE PANEL | 79.A5
XT1263:3 | JC | PT1B | CLIP | --- | 79.B5 | XT1263:4 | RIGHT SIDE PANEL | 79.B5
XT1263:5 | JC | PT1C | CLIP | --- | 79.B5 | XT1263:6 | RIGHT SIDE PANEL | 79.B5
XT1263:7 | JC | PT1N | CLIP | --- | 79.C5 | XT1263:8 | RIGHT SIDE PANEL | 79.C5
XT1266:1 | JC | PT2A | CLIP | --- | 80.A5 | XT1266:2 | RIGHT SIDE PANEL | 80.A5
XT1266:3 | JC | PT2B | CLIP | --- | 80.B5 | XT1266:4 | RIGHT SIDE PANEL | 80.B5
XT1266:5 | JC | PT2C | CLIP | --- | 80.B5 | XT1266:6 | RIGHT SIDE PANEL | 80.B5
XT1266:7 | JC | PT2N | CLIP | --- | 80.C5 | XT1266:8 | RIGHT SIDE PANEL | 80.C5
AF0111:00 | SC | KA124524 | WHT | 20 | 84.A7 | KA1245:24 | RIGHT SIDE PANEL | 84.A6
AF0111:04 | SC | KA1211A1 | WHT | 20 | 77.B3 | KA1211:A1 | RIGHT SIDE PANEL | 77.B2
AF0111:05 | SC | KA1219A1 | WHT | 20 | 77.C3 | KA1219:A1 | RIGHT SIDE PANEL | 77.C2
AF0111:COM | SC | 0V | WHT | 14 | 17.B3 | XT1202:3 | RIGHT SIDE PANEL | 18.D2
AF0111:V+ | SC | FU1204 | WHT | 14 | 17.B3 | FU1204:LD | RIGHT SIDE PANEL | 17.B2
AF0112:00 | SC | KA124511 | WHT | 20 | 84.A7 | KA1245:11 | RIGHT SIDE PANEL | 84.A6
AF0112:32 | SC | KA124514 | WHT | 20 | 84.A7 | KA1245:14 | RIGHT SIDE PANEL | 84.A6
AF0112:COM | SC | AU0110N | WHT | 14 | 17.B3 | AU0110:COM | RIGHT SIDE PANEL | 17.A2
AF0112:V+ | SC | AU0110P | WHT | 14 | 17.B3 | AU0110:V+ | RIGHT SIDE PANEL | 17.A2
AT0180:13 VGEN-A | SC | VGEN-A | RED | 16 | 77.D7 | KA1211:14 | RIGHT SIDE PANEL | 77.C5
AT0180:14 VGEN-B | SC | VGEN-B | RED | 16 | 77.D7 | KA1211:24 | RIGHT SIDE PANEL | 77.D5
AT0180:15 VGEN-C | SC | VGEN-C | RED | 16 | 77.D7 | KA1212:14 | RIGHT SIDE PANEL | 77.D5
AT0180:16 VGEN-N | SC | VGEN-N | RED | 16 | 77.D7 | KA1212:24 | RIGHT SIDE PANEL | 77.D5
AT0180:17 VBUS-A | SC | VBUS-A | RED | 16 | 77.D3 | KA1219:14 | RIGHT SIDE PANEL | 77.C2
AT0180:18 VBUS-B | SC | VBUS-B | RED | 16 | 77.D3 | KA1219:24 | RIGHT SIDE PANEL | 77.D2
AT0180:19 VBUS-C | SC | VBUS-C | RED | 16 | 77.D3 | KA1220:14 | RIGHT SIDE PANEL | 77.D2
AT0180:20 VBUS-N | SC | VBUS-N | RED | 16 | 77.D3 | KA1220:24 | RIGHT SIDE PANEL | 77.D2
AT0180:47 BAT(+) | SC | FU1202 | WHT | 14 | 18.B3 | FU1202:LD | RIGHT SIDE PANEL | 18.B2
AT0180:48 BAT(-) | SC | 0V | WHT | 14 | 18.B3 | XT1202:2 | RIGHT SIDE PANEL | 18.D2
AT0180:FG 56 | SC | AT0180FG | GRN/YEL | 12 | 18.B3 | FG1:1 | RIGHT SIDE PANEL | 18.B3
AU0110:COM | SC | 0V | WHT | 14 | 17.A2 | XT1202:3 | RIGHT SIDE PANEL | 18.D2
AU0110:V+ | SC | FU1203 | WHT | 14 | 17.A2 | FU1203:LD | RIGHT SIDE PANEL | 17.B2
FU1202:LI | SC | FU1201 | WHT | 14 | 18.B2 | XT1201:2 | RIGHT SIDE PANEL | 18.C2
FU1203:LI | SC | FU1201 | WHT | 14 | 17.B2 | XT1201:3 | RIGHT SIDE PANEL | 18.C2
FU1204:LI | SC | FU1201 | WHT | 14 | 17.B2 | XT1201:3 | RIGHT SIDE PANEL | 18.C2
KA1201:11 | SC | FU1201 | WHT | 20 | 18.B3 | XT1201:1 | RIGHT SIDE PANEL | 18.B2
KA1201:14 | SC | KA120114 | WHT | 14 | 18.B3 | XT1203:1 | RIGHT SIDE PANEL | 18.B3
KA1201:A2 | SC | 0V | WHT | 14 | 18.C5 | XT1202:1 | RIGHT SIDE PANEL | 18.C2
KA1211:11 | SC | PT1A | RED | 16 | 77.C5 | XT1263:1 | RIGHT SIDE PANEL | 79.A5
KA1211:21 | SC | PT1B | RED | 16 | 77.D5 | XT1263:3 | RIGHT SIDE PANEL | 79.B5
KA1211:A1 | SC | KA1211A1 | WHT | 20 | 77.B2 | KA1212:A1 | RIGHT SIDE PANEL | 77.B2
KA1211:A2 | SC | 0V | WHT | 20 | 77.B2 | KA1212:A2 | RIGHT SIDE PANEL | 77.B2
KA1211:A2 | SC | 0V | WHT | 20 | 77.B2 | XT1204:6 | RIGHT SIDE PANEL | 77.B1
KA1212:11 | SC | PT1C | RED | 16 | 77.D5 | XT1263:5 | RIGHT SIDE PANEL | 79.B5
KA1212:21 | SC | PT1N | RED | 16 | 77.D5 | XT1263:7 | RIGHT SIDE PANEL | 79.C5
KA1219:11 | SC | PT2A | RED | 16 | 77.C2 | XT1266:1 | RIGHT SIDE PANEL | 80.A5
KA1219:21 | SC | PT2B | RED | 16 | 77.D2 | XT1266:3 | RIGHT SIDE PANEL | 80.B5
KA1219:A1 | SC | KA1219A1 | WHT | 20 | 77.C2 | KA1220:A1 | RIGHT SIDE PANEL | 77.C2
KA1219:A2 | SC | 0V | WHT | 20 | 77.C2 | KA1220:A2 | RIGHT SIDE PANEL | 77.C2
KA1219:A2 | SC | 0V | WHT | 20 | 77.C2 | XT1204:7 | RIGHT SIDE PANEL | 77.C1
KA1220:11 | SC | PT2C | RED | 16 | 77.D2 | XT1266:5 | RIGHT SIDE PANEL | 80.B5
KA1220:21 | SC | PT2N | RED | 16 | 77.D2 | XT1266:7 | RIGHT SIDE PANEL | 80.C5
KA1244:A1 | SC | KA1244A1 | WHT | 20 | 84.A5 | KA1245:21 | RIGHT SIDE PANEL | 84.A6
KA1244:A2 | SC | 0V | WHT | 14 | 84.A5 | XT1204:2 | RIGHT SIDE PANEL | 18.D3
KA1245:A1 | SC | KA120114 | WHT | 14 | 84.B6 | XT1203:2 | RIGHT SIDE PANEL | 18.C3
KA1246:1 | SC | PT1A | RED | 16 | 84.C3 | XT1263:2 | RIGHT SIDE PANEL | 79.A5
KA1246:11 | SC | KA124611 | WHT | 20 | 84.B4 | KA1247:11 | RIGHT SIDE PANEL | 84.B4
KA1246:2 | SC | PT1B | RED | 16 | 84.C3 | XT1263:4 | RIGHT SIDE PANEL | 79.B5
KA1246:3 | SC | PT2A | RED | 16 | 84.C3 | XT1266:2 | RIGHT SIDE PANEL | 80.A5
KA1246:4 | SC | PT2B | RED | 16 | 84.C3 | XT1266:4 | RIGHT SIDE PANEL | 80.B5
KA1247:1 | SC | PT2A | RED | 16 | 84.D3 | XT1266:2 | RIGHT SIDE PANEL | 80.A5
KA1247:14 | SC | 0V | WHT | 20 | 84.B4 | KA1246:14 | RIGHT SIDE PANEL | 84.B4
KA1247:2 | SC | PT2B | RED | 16 | 84.D3 | XT1266:4 | RIGHT SIDE PANEL | 80.B5
KA1247:3 | SC | PT1A | RED | 16 | 84.D3 | XT1263:2 | RIGHT SIDE PANEL | 79.A5
KA1247:4 | SC | PT1B | RED | 16 | 84.D3 | XT1263:4 | RIGHT SIDE PANEL | 79.B5
KA1248:11 | SC | KA124811 | WHT | 20 | 85.A5 | XT1260:2 | RIGHT SIDE PANEL | 85.A4
KA1248:14 | SC | KA124814 | WHT | 20 | 85.A5 | XT1260:1 | RIGHT SIDE PANEL | 85.A4
KA1248:A2 | SC | 0V | WHT | 14 | 85.A6 | XT1204:1 | RIGHT SIDE PANEL | 18.C3
KA1249:11 | SC | KA124911 | WHT | 20 | 85.B5 | XT1260:4 | RIGHT SIDE PANEL | 85.B4
KA1249:14 | SC | KA124914 | WHT | 20 | 85.B5 | XT1260:3 | RIGHT SIDE PANEL | 85.B4
KA1249:A2 | SC | 0V | WHT | 14 | 85.B6 | XT1204:1 | RIGHT SIDE PANEL | 18.C3
XT1204:1 | SC | 0V | WHT | 14 | 18.C3 | XT1202:1 | RIGHT SIDE PANEL | 18.C2
XT1204:5 | SC | 0V | WHT | 14 | 18.D3 | XT1204:6 | RIGHT SIDE PANEL | 77.B1
AT0180:P2 | WC0112 | AT0180P2 | ENET | CABLE | 18.B3 | AU0110:L2 | RIGHT SIDE PANEL | 17.A2
KA1201:A1 | SC | KA1201A1 | WHT | 20 | 18.C5 | AF0045:15 | BACK PANEL | 18.C6
KA1248:A1 | SC | 004514 | WHT | 20 | 85.A6 | AF0045:14 | BACK PANEL | 85.A7
KA1249:A1 | SC | 004512 | WHT | 20 | 85.B6 | AF0045:12 | BACK PANEL | 85.B7
XT1201:1 | SC | FU1201 | WHT | 12 | 18.B2 | FU1201:LD | BACK PANEL | 6.B3
XT1202:1 | SC | 0V | WHT | 16 | 18.C2 | XT0135:3 | BACK PANEL | 6.C4
XT1260:5 | SC | INT201SCHK1 | WHT | 20 | 85.A4 | AF0042:35 | BACK PANEL | 85.A7
XT1260:6 | SC | INT201SCHK2 | WHT | 20 | 85.B4 | AF0042:03 | BACK PANEL | 85.A7
AT0180:P1 | WC0018 | AT0180P1 | ENET | CABLE | 18.B3 | AP0602:L1 | BACK PANEL | 10.A4
AU0110: | SC | IEG013010 | GRN | 14 | 17.A2 | IEG0130:10 | LEFT SIDE PANEL | 17.B2
GR0201: | SC | GR0201 | GRN | 14 | 5.B6 | IEG0130:12 | LEFT SIDE PANEL | 5.B7
AU0110:L1 | WC0110 | AU0110L1 | ENET | CABLE | 17.A2 | BA0012:RJ45 | LEFT SIDE PANEL | 12.D3
KA1244:11 | SC | KA124411 | WHT | 20 | 84.A5 | XT1261:2 | REMOTE IO BOX #4 | 84.A4
KA1244:14 | SC | KA124414 | WHT | 20 | 84.A5 | XT1261:1 | REMOTE IO BOX #4 | 84.A4
KA1245:A2 | SC | KA1245A2 | WHT | 20 | 84.B6 | XT1261:3 | REMOTE IO BOX #4 | 84.B4
KA1247:11 | SC | KA124611 | WHT | 20 | 84.B4 | XT1261:4 | REMOTE IO BOX #4 | 84.B4
KA1247:14 | SC | 0V | WHT | 20 | 84.B4 | XT1261:5 | REMOTE IO BOX #4 | 84.B4
XT1204:2 | SC | 0V | WHT | 14 | 18.D3 | XT1261:5 | REMOTE IO BOX #4 | 84.B4
SolarTools ver. 24.0.84.24712 (Jul 31, 2025)
Report date: 4/21/2026 12:57 PM

## SCS
SCS
ASSEMBLY,SCS PANEL
Project # | 4M368
Project Name | Los Toldos II Este
Revision | B.3
Controls DE | Keith Nyberg
Phone:
Controls ME | Dennis Figueroa
Phone:
From | [5 empty] | To
Device ID | Cable (W) Conductor (SC) Jumper Clip (JC) | Wire No. | Wire ID | Gauge/Size | Page/Zone | Device ID | Location | Page/Zone
AF0021:16 | SC | SB0401NO | WHT | 20 | 28.B6 | SB0401:NO | SCS | 28.B5
AF0021:48 | SC | SB0401C | WHT | 20 | 28.B6 | SB0401:C | SCS | 28.B5
XT0261:1 | JC | FU0260 | CLIP | --- | 7.A4 | XT0261:2 | SCS | 7.A4
XT0261:2 | JC | FU0260 | CLIP | --- | 7.A4 | XT0261:3 | SCS | 7.B4
XT0261:3 | JC | FU0260 | CLIP | --- | 7.B4 | XT0261:4 | SCS | 7.B4
XT0262:1 | JC | 0V | CLIP | --- | 7.C4 | XT0262:2 | SCS | 7.C4
XT0262:2 | JC | 0V | CLIP | --- | 7.C4 | XT0262:3 | SCS | 7.C4
XT0262:3 | JC | 0V | CLIP | --- | 7.C4 | XT0262:4 | SCS | 7.C4
AF0021:00 | SC | SB1261NO | WHT | 20 | 29.A7 | SB1261:NO | SCS | 29.A4
AF0021:01 | SC | SB1271NO | WHT | 20 | 29.B7 | SB1271:NO | SCS | 29.B4
AF0021:02 | SC | SB1111NO | WHT | 20 | 29.B7 | SB1111:NO | SCS | 29.B4
AF0021:03 | SC | SB1281NO | WHT | 20 | 29.C7 | SB1281:NO | SCS | 29.C4
AF0021:04 | SC | SB1291NO | WHT | 20 | 29.D7 | SB1291:NO | SCS | 29.D4
AF0021:05 | SC | SB0402NO | WHT | 20 | 28.B3 | SB0402:NO | SCS | 28.B2
AF0021:06 | SC | SA050012 | WHT | 20 | 28.A3 | SA0500:12 | SCS | 28.A2
AF0021:07 | SC | SA050014 | WHT | 20 | 28.A3 | SA0500:14 | SCS | 28.A2
AF0021:08 | SC | SH0418NO | WHT | 20 | 28.A6 | SH0418:NO | SCS | 28.A5
AF0021:09 | SC | SB1262NO | WHT | 20 | 30.A7 | SB1262:NO | SCS | 30.A4
AF0021:10 | SC | SB1272NO | WHT | 20 | 30.B7 | SB1272:NO | SCS | 30.B4
AF0021:11 | SC | SB1112NO | WHT | 20 | 30.B7 | SB1112:NO | SCS | 30.B4
AF0021:12 | SC | SB1282NO | WHT | 20 | 30.C7 | SB1282:NO | SCS | 30.C4
AF0021:13 | SC | SB1292NO | WHT | 20 | 30.D7 | SB1292:NO | SCS | 30.D4
AF0021:14 | SC | SB1263NO | WHT | 20 | 31.A7 | SB1263:NO | SCS | 31.A4
AF0021:15 | SC | SB0403B114 | WHT | 20 | 28.B3 | SB0403:B1-14 | SCS | 28.B2
AF0021:17 | SC | SB1273NO | WHT | 20 | 31.B7 | SB1273:NO | SCS | 31.B4
AF0021:18 | SC | SB1113NO | WHT | 20 | 31.B7 | SB1113:NO | SCS | 31.B4
AF0021:19 | SC | SB1283NO | WHT | 20 | 31.C7 | SB1283:NO | SCS | 31.C4
AF0021:20 | SC | SB1293NO | WHT | 20 | 31.D7 | SB1293:NO | SCS | 31.D4
AF0021:21 | SC | SB1264NO | WHT | 20 | 32.A7 | SB1264:NO | SCS | 32.A4
AF0021:22 | SC | SB1274NO | WHT | 20 | 32.B7 | SB1274:NO | SCS | 32.B4
AF0021:23 | SC | SB1114NO | WHT | 20 | 32.B7 | SB1114:NO | SCS | 32.B4
AF0021:24 | SC | SB1284NO | WHT | 20 | 32.C7 | SB1284:NO | SCS | 32.C4
AF0021:25 | SC | SB1294NO | WHT | 20 | 32.D7 | SB1294:NO | SCS | 32.D4
AF0021:32 | SC | SB1261C | WHT | 20 | 29.A7 | SB1261:C | SCS | 29.A4
AF0021:33 | SC | SB1271C | WHT | 20 | 29.B7 | SB1271:C | SCS | 29.B4
AF0021:34 | SC | SB1111C | WHT | 20 | 29.B7 | SB1111:C | SCS | 29.B4
AF0021:35 | SC | SB1281C | WHT | 20 | 29.C7 | SB1281:C | SCS | 29.C4
AF0021:36 | SC | SB1291C | WHT | 20 | 29.D7 | SB1291:C | SCS | 29.D4
AF0021:37 | SC | SB0402C | WHT | 20 | 28.B3 | SB0402:C | SCS | 28.B2
AF0021:38 | SC | SA050011 | WHT | 20 | 28.A3 | SA0500:11 | SCS | 28.A2
AF0021:39 | SC | SA050013 | WHT | 20 | 28.A3 | SA0500:13 | SCS | 28.A2
AF0021:40 | SC | SH0418C | WHT | 20 | 28.A6 | SH0418:C | SCS | 28.A5
AF0021:41 | SC | SB1262C | WHT | 20 | 30.A7 | SB1262:C | SCS | 30.A4
AF0021:42 | SC | SB1272C | WHT | 20 | 30.B7 | SB1272:C | SCS | 30.B4
AF0021:43 | SC | SB1112C | WHT | 20 | 30.B7 | SB1112:C | SCS | 30.B4
AF0021:44 | SC | SB1282C | WHT | 20 | 30.C7 | SB1282:C | SCS | 30.C4
AF0021:45 | SC | SB1292C | WHT | 20 | 30.D7 | SB1292:C | SCS | 30.D4
AF0021:46 | SC | SB1263C | WHT | 20 | 31.A7 | SB1263:C | SCS | 31.A4
AF0021:47 | SC | SB0403B113 | WHT | 20 | 28.B3 | SB0403:B1-13 | SCS | 28.B2
AF0021:49 | SC | SB1273C | WHT | 20 | 31.B7 | SB1273:C | SCS | 31.B4
AF0021:50 | SC | SB1113C | WHT | 20 | 31.B7 | SB1113:C | SCS | 31.B4
AF0021:51 | SC | SB1283C | WHT | 20 | 31.C7 | SB1283:C | SCS | 31.C4
AF0021:52 | SC | SB1293C | WHT | 20 | 31.D7 | SB1293:C | SCS | 31.D4
AF0021:53 | SC | SB1264C | WHT | 20 | 32.A7 | SB1264:C | SCS | 32.A4
AF0021:54 | SC | SB1274C | WHT | 20 | 32.B7 | SB1274:C | SCS | 32.B4
AF0021:55 | SC | SB1114C | WHT | 20 | 32.B7 | SB1114:C | SCS | 32.B4
AF0021:56 | SC | SB1284C | WHT | 20 | 32.C7 | SB1284:C | SCS | 32.C4
AF0021:57 | SC | SB1294C | WHT | 20 | 32.D7 | SB1294:C | SCS | 32.D4
AF0021:COM | SC | AF0020N | WHT | 20 | 11.C2 | AU0020:COM | SCS | 11.C2
AF0021:J | SC | * |  |  | 11.C2 | AF0022:P | SCS | 11.C3
AF0021:SHLD | SC | AF0021V | WHT | 14 | 11.D5 | AF0021:V+L | SCS | 11.D5
AF0021:V+ | SC | AU0020P | WHT | 20 | 11.C2 | AU0020:V+ | SCS | 11.C2
AF0022:00 | SC | HL1771AP | WHT | 20 | 29.A3 | HL1771:A+ | SCS | 29.A1
AF0022:01 | SC | HL1141AP | WHT | 20 | 29.B3 | HL1141:A+ | SCS | 29.B1
AF0022:02 | SC | HL1591AP | WHT | 20 | 29.B3 | HL1591:A+ | SCS | 29.B1
AF0022:03 | SC | HL1731AP | WHT | 20 | 29.C3 | HL1731:A+ | SCS | 29.C1
AF0022:04 | SC | HL1751AP | WHT | 20 | 29.D3 | HL1751:A+ | SCS | 29.D1
AF0022:06 | SC | HL1772AP | WHT | 20 | 30.A3 | HL1772:A+ | SCS | 30.A1
AF0022:07 | SC | HL1142AP | WHT | 20 | 30.B3 | HL1142:A+ | SCS | 30.B1
AF0022:08 | SC | HL1592AP | WHT | 20 | 30.B3 | HL1592:A+ | SCS | 30.B1
AF0022:09 | SC | HL1732AP | WHT | 20 | 30.C3 | HL1732:A+ | SCS | 30.C1
AF0022:10 | SC | HL1752AP | WHT | 20 | 30.D3 | HL1752:A+ | SCS | 30.D1
AF0022:11 | SC | SH0418AP | WHT | 20 | 28.C6 | SH0418:A+ | SCS | 28.C5
AF0022:12 | SC | HL1773AP | WHT | 20 | 31.A3 | HL1773:A+ | SCS | 31.A1
AF0022:13 | SC | HL1143AP | WHT | 20 | 31.B3 | HL1143:A+ | SCS | 31.B1
AF0022:14 | SC | HL1593AP | WHT | 20 | 31.B3 | HL1593:A+ | SCS | 31.B1
AF0022:15 | SC | HL1733AP | WHT | 20 | 31.C3 | HL1733:A+ | SCS | 31.C1
AF0022:16 | SC | HL1753AP | WHT | 20 | 31.D3 | HL1753:A+ | SCS | 31.D1
AF0022:17 | SC | HL1774AP | WHT | 20 | 32.A3 | HL1774:A+ | SCS | 32.A1
AF0022:18 | SC | HL1144AP | WHT | 20 | 32.B3 | HL1144:A+ | SCS | 32.B1
AF0022:19 | SC | HL1594AP | WHT | 20 | 32.B3 | HL1594:A+ | SCS | 32.B1
AF0022:20 | SC | SH0418BP | WHT | 20 | 28.C6 | SH0418:B+ | SCS | 28.C5
AF0022:21 | SC | HL1734AP | WHT | 20 | 32.C3 | HL1734:A+ | SCS | 32.C1
AF0022:22 | SC | HL1754AP | WHT | 20 | 32.D3 | HL1754:A+ | SCS | 32.D1
AF0022:32 | SC | HL1771A | WHT | 20 | 29.A3 | HL1771:A | SCS | 29.A1
AF0022:33 | SC | HL1141A | WHT | 20 | 29.B3 | HL1141:A | SCS | 29.B1
AF0022:34 | SC | HL1591A | WHT | 20 | 29.B3 | HL1591:A | SCS | 29.B1
AF0022:35 | SC | HL1731A | WHT | 20 | 29.C3 | HL1731:A | SCS | 29.C1
AF0022:36 | SC | HL1751A | WHT | 20 | 29.D3 | HL1751:A | SCS | 29.D1
AF0022:38 | SC | HL1772A | WHT | 20 | 30.A3 | HL1772:A | SCS | 30.A1
AF0022:39 | SC | HL1142A | WHT | 20 | 30.B3 | HL1142:A | SCS | 30.B1
AF0022:40 | SC | HL1592A | WHT | 20 | 30.B3 | HL1592:A | SCS | 30.B1
AF0022:41 | SC | HL1732A | WHT | 20 | 30.C3 | HL1732:A | SCS | 30.C1
AF0022:42 | SC | HL1752A | WHT | 20 | 30.D3 | HL1752:A | SCS | 30.D1
AF0022:43 | SC | SH0418A | WHT | 20 | 28.C6 | SH0418:A | SCS | 28.C5
AF0022:44 | SC | HL1773A | WHT | 20 | 31.A3 | HL1773:A | SCS | 31.A1
AF0022:45 | SC | HL1143A | WHT | 20 | 31.B3 | HL1143:A | SCS | 31.B1
AF0022:46 | SC | HL1593A | WHT | 20 | 31.B3 | HL1593:A | SCS | 31.B1
AF0022:47 | SC | HL1733A | WHT | 20 | 31.C3 | HL1733:A | SCS | 31.C1
AF0022:48 | SC | HL1753A | WHT | 20 | 31.D3 | HL1753:A | SCS | 31.D1
AF0022:49 | SC | HL1774A | WHT | 20 | 32.A3 | HL1774:A | SCS | 32.A1
AF0022:50 | SC | HL1144A | WHT | 20 | 32.B3 | HL1144:A | SCS | 32.B1
AF0022:51 | SC | HL1594A | WHT | 20 | 32.B3 | HL1594:A | SCS | 32.B1
AF0022:52 | SC | SH0418B | WHT | 20 | 28.C6 | SH0418:B | SCS | 28.C5
AF0022:53 | SC | HL1734A | WHT | 20 | 32.C3 | HL1734:A | SCS | 32.C1
AF0022:54 | SC | HL1754A | WHT | 20 | 32.D3 | HL1754:A | SCS | 32.D1
AF0022:COM | SC | 0V | WHT | 14 | 11.C3 | XT0262:1 | SCS | 7.C4
AF0022:COML | SC | AF0022C0M | WHT | 14 | 11.D6 | AF0022:SHLD | SCS | 11.D6
AF0022:V+ | SC | FU0023 | WHT | 14 | 11.C3 | FU0023:LD | SCS | 11.D1
AU0020:COM | SC | 0V | WHT | 14 | 11.C2 | XT0262:2 | SCS | 7.C4
AU0020:V+ | SC | FU0020 | WHT | 14 | 11.C2 | FU0020:LD | SCS | 11.C1
FU0020:LI | SC | FU0260 | WHT | 14 | 11.C1 | XT0261:2 | SCS | 7.A4
FU0023:LI | SC | FU0260 | WHT | 14 | 11.D1 | XT0261:1 | SCS | 7.A4
FU0024:LI | SC | FU0260 | WHT | 14 | 11.D1 | XT0261:1 | SCS | 7.A4
FU0190:LI | SC | FU0260 | WHT | 14 | 7.B5 | XT0261:3 | SCS | 7.B4
FU0260:LD | SC | FU0260 | WHT | 14 | 7.A3 | XT0261:1 | SCS | 7.A4
HL1141:A | SC | HL1141A | WHT | 20 | 29.B1 | HL1141:B | SCS | 29.B1
HL1141:A+ | SC | HL1141AP | WHT | 20 | 29.B1 | HL1141:B+ | SCS | 29.B1
HL1142:A | SC | HL1142A | WHT | 20 | 30.B1 | HL1142:B | SCS | 30.B1
HL1142:A+ | SC | HL1142AP | WHT | 20 | 30.B1 | HL1142:B+ | SCS | 30.B1
HL1143:A | SC | HL1143A | WHT | 20 | 31.B1 | HL1143:B | SCS | 31.B1
HL1143:A+ | SC | HL1143AP | WHT | 20 | 31.B1 | HL1143:B+ | SCS | 31.B1
HL1144:A | SC | HL1144A | WHT | 20 | 32.B1 | HL1144:B | SCS | 32.B1
HL1144:A+ | SC | HL1144AP | WHT | 20 | 32.B1 | HL1144:B+ | SCS | 32.B1
HL1591:A | SC | HL1591A | WHT | 20 | 29.B1 | HL1591:B | SCS | 29.B1
HL1591:A+ | SC | HL1591AP | WHT | 20 | 29.B1 | HL1591:B+ | SCS | 29.B1
HL1592:A | SC | HL1592A | WHT | 20 | 30.B1 | HL1592:B | SCS | 30.B1
HL1592:A+ | SC | HL1592AP | WHT | 20 | 30.B1 | HL1592:B+ | SCS | 30.B1
HL1593:A | SC | HL1593A | WHT | 20 | 31.B1 | HL1593:B | SCS | 31.B1
HL1593:A+ | SC | HL1593AP | WHT | 20 | 31.B1 | HL1593:B+ | SCS | 31.B1
HL1594:A | SC | HL1594A | WHT | 20 | 32.B1 | HL1594:B | SCS | 32.B1
HL1594:A+ | SC | HL1594AP | WHT | 20 | 32.B1 | HL1594:B+ | SCS | 32.B1
HL1731:A | SC | HL1731A | WHT | 20 | 29.C1 | HL1731:B | SCS | 29.C1
HL1731:A+ | SC | HL1731AP | WHT | 20 | 29.C1 | HL1731:B+ | SCS | 29.C1
HL1732:A | SC | HL1732A | WHT | 20 | 30.C1 | HL1732:B | SCS | 30.C1
HL1732:A+ | SC | HL1732AP | WHT | 20 | 30.C1 | HL1732:B+ | SCS | 30.C1
HL1733:A | SC | HL1733A | WHT | 20 | 31.C1 | HL1733:B | SCS | 31.C1
HL1733:A+ | SC | HL1733AP | WHT | 20 | 31.C1 | HL1733:B+ | SCS | 31.C1
HL1734:A | SC | HL1734A | WHT | 20 | 32.C1 | HL1734:B | SCS | 32.C1
HL1734:A+ | SC | HL1734AP | WHT | 20 | 32.C1 | HL1734:B+ | SCS | 32.C1
HL1751:A | SC | HL1751A | WHT | 20 | 29.D1 | HL1751:B | SCS | 29.D1
HL1751:A+ | SC | HL1751AP | WHT | 20 | 29.D1 | HL1751:B+ | SCS | 29.D1
HL1752:A | SC | HL1752A | WHT | 20 | 30.D1 | HL1752:B | SCS | 30.D1
HL1752:A+ | SC | HL1752AP | WHT | 20 | 30.D1 | HL1752:B+ | SCS | 30.D1
HL1753:A | SC | HL1753A | WHT | 20 | 31.D1 | HL1753:B | SCS | 31.D1
HL1753:A+ | SC | HL1753AP | WHT | 20 | 31.D1 | HL1753:B+ | SCS | 31.D1
HL1754:A | SC | HL1754A | WHT | 20 | 32.D1 | HL1754:B | SCS | 32.D1
HL1754:A+ | SC | HL1754AP | WHT | 20 | 32.D1 | HL1754:B+ | SCS | 32.D1
HL1771:A | SC | HL1771A | WHT | 20 | 29.A1 | HL1771:B | SCS | 29.A1
HL1771:A+ | SC | HL1771AP | WHT | 20 | 29.A1 | HL1771:B+ | SCS | 29.A1
HL1772:A | SC | HL1772A | WHT | 20 | 30.A1 | HL1772:B | SCS | 30.A1
HL1772:A+ | SC | HL1772AP | WHT | 20 | 30.A1 | HL1772:B+ | SCS | 30.A1
HL1773:A | SC | HL1773A | WHT | 20 | 31.A1 | HL1773:B | SCS | 31.A1
HL1773:A+ | SC | HL1773AP | WHT | 20 | 31.A1 | HL1773:B+ | SCS | 31.A1
HL1774:A | SC | HL1774A | WHT | 20 | 32.A1 | HL1774:B | SCS | 32.A1
HL1774:A+ | SC | HL1774AP | WHT | 20 | 32.A1 | HL1774:B+ | SCS | 32.A1
XT0260:1 | SC | 0V | WHT | 12 | 7.C3 | XT0262:1 | SCS | 7.C4
FU0260:LI | SC | FU0136 | WHT | 12 | 7.A3 | XT0138:2 | BACK PANEL | 6.A3
XT0260:1 | SC | 0V | WHT | 16 | 7.C3 | XT0135:2 | BACK PANEL | 6.C4
AU0020:L1 | WC0001 | AP0602L2 | ENET | CABLE | 11.C2 | AP0602:L2 | BACK PANEL | 10.A4
AU0020:L2 | WC0002 | AU0020L2 | ENET | CABLE | 11.C2 | AU0040:L1 | BACK PANEL | 12.A3
FU0190:LD | SC | FU0190 | WHT | 14 | 7.B5 | AT0190:POS | CONSOLE | 24.B4
FU0190:LD | SC | FU0190 | WHT | 14 | 7.B5 | AT0191:POS | CONSOLE | 24.A3
XT0262:3 | SC | 0V | WHT | 14 | 7.C4 | AT0190:NEG | CONSOLE | 24.B4
XT0262:3 | SC | 0V | WHT | 14 | 7.C4 | AT0191:NEG | CONSOLE | 24.A3
AF0022:05 | WC5540 | HA0273P | BLK | 16 | 28.A6 | HA0273:(+) | CONSOLE | 28.A5
AF0022:37 | WC5540 | HA0273N | WHT | 16 | 28.A6 | HA0273:(-) | CONSOLE | 28.A5
AU0020: | SC | IEG01304 | GRN | 14 | 11.C2 | IEG0130:4 | LEFT SIDE PANEL | 11.D2
GR0120: | SC | GR0120 | GRN | 14 | 5.A6 | IEG0130:2 | LEFT SIDE PANEL | 5.A7
GR0121: | SC | GR0121 | GRN | 14 | 5.B6 | IEG0130:3 | LEFT SIDE PANEL | 5.B7
SolarTools ver. 24.0.84.24712 (Jul 31, 2025)
Report date: 4/21/2026 12:57 PM

## Panel Errors
Panel Errors
Project # | 4M368
Project Name | Los Toldos II Este
Revision | B.3
Controls DE | Keith Nyberg
Phone:
Controls ME | Dennis Figueroa
Phone:
From | [6 empty] | To
Device ID | Location | Cable (W) Conductor (SC) Jumper Clip (JC) | Wire ID | Wire No. | Gauge/Size | Page/Zone | Device ID | Location | Page/Zone
AP0601:L1 | UNIT 1 | WC0601U1 | ENET | * | CABLE | 3.A7 | BA0001:RJ45 | UNIT 1 | 3.A6
AP0601:L1 | UNIT 2 | WC0601U2 | ENET | * | CABLE | 3.A7 | BA0001:RJ45 | UNIT 2 | 3.B6
AP0601:L1 | UNIT 3 | WC0601U3 | ENET | * | CABLE | 3.B7 | BA0001:RJ45 | UNIT 3 | 3.B6
AP0601:L1 | UNIT 4 | WC0601U4 | ENET | * | CABLE | 3.C7 | BA0001:RJ45 | UNIT 4 | 3.C6
SolarTools ver. 24.0.84.24712 (Jul 31, 2025)
Report date: 4/21/2026 12:57 PM

## Cable Part Numbers
Cable Part Numbers |  |  | SolarTools ver. 24.0.84.24712 (Jul 31, 2025)
Project # | 4M368
Report date: 4/21/2026 12:57 PM
Project Name | Los Toldos II Este
Revision | B.3
Controls DE | Keith Nyberg
Phone:
Controls ME | Dennis Figueroa
Phone:
Device ID |  | Part Number |  | Description
WC0001 |  | 1302073-36 |  | CABLE, COMMUNICATION CABLE - 36 INCHES
WC0002 |  | 1302073-36 |  | CABLE, COMMUNICATION CABLE - 36 INCHES
WC0003 |  | 1302073-36 |  | CABLE, ETHERNET - 36 INCHES
WC0004 |  | 1302073-36 |  | CABLE, COMMUNICATION CABLE - 36 INCHES
WC0006 |  | 1302073-36 |  | CABLE, ETHERNET - 36 INCHES
WC0007 |  | 1302073-36 |  | CABLE, ETHERNET - 36 INCHES
WC0011 |  | 1302073-36 |  | CABLE, COMMUNICATION CABLE - 36 INCHES
WC0012 |  | 1302073-36 |  | CABLE, ETHERNET - 36 INCHES
WC0013 |  | 1302073-36 |  | CABLE, ETHERNET - 36 INCHES
WC0018 |  | 1302073-36 |  | CABLE, COMMUNICATION CABLE - 36 INCHES
WC0031 |  | 1302073-36 |  | CABLE, ETHERNET - 36 INCHES
WC0032 |  | 1302073-36 |  | CABLE, ETHERNET - 36 INCHES
WC0060 |  | 1302073-36 |  | CABLE, ETHERNET - 36 INCHES
WC0080L1 |  | 1302073-36 |  | CABLE, ETHERNET - 36 INCHES
WC0080L2 |  | 1302073-36 |  | CABLE, COMMUNICATION CABLE - 36 INCHES
WC0110 |  | 1302073-36 |  | CABLE, ETHERNET - 36 INCHES
WC0111 |  | 1302073-36 |  | CABLE, ETHERNET - 36 INCHES
WC0112 |  | 1302073-36 |  | CABLE, COMMUNICATION CABLE - 36 INCHES
WC0680 |  | 1302073-36 |  | CABLE, COMMUNICATION CABLE - 36 INCHES
WC0681 |  | 1302073-36 |  | CABLE, ETHERNET - 36 INCHES
WC5540 |  | PART OF 1113568-200 |  | CABLE, 2 CONDUCTOR TRIMMED SHIELD PART OF HORN
WCBA0112 |  | 1302073-36 |  | CABLE, ETHERNET - 36 INCHES
WCBA0113 |  | 1302073-36 |  | CABLE, ETHERNET - 36 INCHES
WCBA0114 |  | 1302073-36 |  | CABLE, ETHERNET - 36 INCHES
WCHMIU2 |  | 1302073-36 |  | CABLE, ETHERNET - 36 INCHES
WCHMIU3 |  | 1302073-36 |  | CABLE, ETHERNET - 36 INCHES
WCHMIU4 |  | 1302073-36 |  | CABLE, ETHERNET - 36 INCHES
WCMUD2 |  | 1302073-36 |  | CABLE, ETHERNET - 36 INCHES
WCMUD3 |  | 1302073-36 |  | CABLE, ETHERNET - 36 INCHES
WC0601U1 |  | 1302073-36 |  | CABLE, ETHERNET - 36 INCHES
WC0601U2 |  | 1302073-36 |  | CABLE, ETHERNET - 36 INCHES
WC0601U3 |  | 1302073-36 |  | CABLE, ETHERNET - 36 INCHES
WC0601U4 |  | 1302073-36 |  | CABLE, ETHERNET - 36 INCHES

## Part Number List
Part Number List |  | SolarTools ver. 24.0.84.24712 (Jul 31, 2025)
Project # | 4M368
Report date: 4/21/2026 12:57 PM
Project Name | Los Toldos II Este
Revision | B.3
Controls DE | Keith Nyberg
Phone:
Controls ME | Dennis Figueroa
Phone:
Device ID | Part Number | Description | Location
AF0041 | 2684693-17,2684693-23 | 5094-IB16XT, 16 DISCRETE INPUT | BACK PANEL
AF0042 | 2684693-17,2684693-23 | 5094-IB16XT, 16 DISCRETE INPUT | BACK PANEL
AF0043 | 2684693-19,2684693-33 | 5094-IY8XT, 8 ANALOG INPUT,TC/RTD/I&V | BACK PANEL
AF0044 | 2684693-19,2684693-33 | 5094-IY8XT, 8 ANALOG INPUT,TC/RTD/I&V | BACK PANEL
AF0045 | 2684693-17,2684693-24 | 5094-OB16XT, 16 DISCRETE OUTPUT | BACK PANEL
AP0601 | 1089241-40 | 1756-EN2TRXT, ETHERNET | BACK PANEL
AP0602 | 1089241-40 | 1756-EN2TRXT, ETHERNET | BACK PANEL
AP0603 | 1089241-20,1089241-40 | 1756-EN2TRXT, ETHERNET | BACK PANEL
AP0604 | 1089241-15 | MVI 56-MNETXT, ETHERNET/MODBUS | BACK PANEL
AP0605 | 1089241-15 | MVI 56-MNETXT, ETHERNET/MODBUS | BACK PANEL
AP0606 | 1089241-20 | MODULE, BLANK FILLER | BACK PANEL
AR0600 | 1089241-29 | RACK CHASSIS, 1756-A7XT (7 SLOT) | BACK PANEL
AT0600 | 1089241-30 | 1756-L73XT, MICROPROCESSOR | BACK PANEL
AU0040 | 2684693-22 | 5094-AENTRXT, FLEX 5000 I/O | BACK PANEL
FU0010 | 1043265-1,1043265-5 | FUSE, 10A | BACK PANEL
FU0040 | 1043265-1,1043265-5 | FUSE, 10A | BACK PANEL
FU0041 | 1043265-1,1043265-5 | FUSE, 10A | BACK PANEL
FU0042 | 1043265-1,1043265-5 | FUSE, 10A | BACK PANEL
FU0136 | 1043265-1,1043265-9 | FUSE, 30A | BACK PANEL
FU0137 | 1043265-1,1043265-7 | FUSE, 20A | BACK PANEL
FU1201 | 1043265-1,1043265-7 | FUSE, 20A | BACK PANEL
GR0110 | 903849C1 | RAIL GROUND, DIN RAIL GROUNDING | BACK PANEL
GR0111 | 903849C1 | RAIL GROUND, DIN RAIL GROUNDING | BACK PANEL
GR0131 | 903849C1 | RAIL GROUND, DIN RAIL GROUNDING | BACK PANEL
GR0132 | 903849C1 | RAIL GROUND, DIN RAIL GROUNDING | BACK PANEL
KA0001 | 1061979-1 | RELAY, LOAD BREAKER #1 OPEN | BACK PANEL
KA0002 | 1061979-1 | RELAY, LOAD BREAKER #2 OPEN | BACK PANEL
KA0003 | 1061979-1 | RELAY, LOAD BREAKER #3 OPEN | BACK PANEL
KA0081 | 1061979-1 | RELAY, LARGE LOAD #1 INHIBIT | BACK PANEL
KA0082 | 1061979-1 | RELAY, LARGE LOAD #2 INHIBIT | BACK PANEL
KA0083 | 1061979-1 | RELAY, LARGE LOAD #3 INHIBIT | BACK PANEL
KA7400 | 1061979-1 | RELAY, SPINNING RESERVE LOW | BACK PANEL
PEG0130 | 232941-110 | BUS BAR, ONE-BAY CONSOLE | BACK PANEL
QS0011 | 1126803 | CIRCUIT BREAKER, DOUBLE POLE - RAIL MOUNTABLE | BACK PANEL
RR0851 | 981090C1 | RESISTOR, 3.01K OHM | BACK PANEL
RR0852 | 981089C1 | RESISTOR, 1.0K OHM | BACK PANEL
UJ0131 | 1286570-1 | POWER CONVERTER, AC/DC INPUT TO 28V DC OUTPUT | BACK PANEL
UV0600 | 1089241-28 | POWER SUPPLY, RSLOGIX CHASSIS | BACK PANEL
XT0011 | [2]1066730-16,[2]1066730-17,[2]1066730-18 | TERMINAL STRIP, 2 CONDUCTOR | BACK PANEL
XT0134 | 1066730-16,1066730-17,1066730-18 | TERMINAL STRIP, 2 CONDUCTOR | BACK PANEL
XT0135 | 1066730-7,1066730-8,1067996-4 | TERMINAL BLOCK, SPRING, 4 CONDUCTOR,30-12 AWG (0.05-3.31 MM2),NON-IS | BACK PANEL
XT0138 | 1066730-16,1066730-17,1066730-18 | TERMINAL STRIP, 2 CONDUCTOR | BACK PANEL
XT0139 | 1066730-7,1066730-8,1067996-4 | TERMINAL BLOCK, SPRING, 4 CONDUCTOR,30-12 AWG (0.05-3.31 MM2),NON-IS | BACK PANEL
XT1000 | 1066730-7 | TERMINAL BLOCK, SPRING, 4 CONDUCTOR,30-12 AWG (0.05-3.31 MM2),NON-IS | BACK PANEL
XT1264 | 1066730-7,1066730-8,1067996-4 | TERMINAL BLOCK, SPRING, 4 CONDUCTOR,30-12 AWG (0.05-3.31 MM2),NON-IS | BACK PANEL
XT1267 | 1066730-7,1066730-8,1067996-4 | TERMINAL BLOCK, SPRING, 4 CONDUCTOR,30-12 AWG (0.05-3.31 MM2),NON-IS | BACK PANEL
AT0190 | 1577354-5900 | WORKSTATION, VISUAL INTERFACE | CONSOLE
AT0190K | 1068334 | KEYBOARD, TYPING INTERFACE | CONSOLE
AT0191 | 1084352-4030 | MONITOR, VISUAL INTERFACE | CONSOLE
EL0273 | 1015796,1022899,1024594-100 | LIGHT, LED, WHITE | CONSOLE
HA0273 | 1113568-200 | HORN, ACOUSTIC DEVICE | CONSOLE
ZS0273 | 1113474-2 | LIMIT SWITCH, CONSOLE DOOR | CONSOLE
AT0680 | 1634974-100 | GATEWAY MODULE, TURBOTRONIC GATEWAY | LEFT SIDE PANEL
BA0003 | 1271449-4 | MEDIA CONVERTER, ETHERNET-FIBER OPTIC | LEFT SIDE PANEL
BA0004 | 1271449-4 | MEDIA CONVERTER, ETHERNET-FIBER OPTIC | LEFT SIDE PANEL
BA0011 | 1271449-4 | MEDIA CONVERTER, ETHERNET-FIBER OPTIC | LEFT SIDE PANEL
BA0012 | 1271449-4 | MEDIA CONVERTER, ETHERNET-FIBER OPTIC | LEFT SIDE PANEL
BA0013 | 1271449-4 | MEDIA CONVERTER, ETHERNET-FIBER OPTIC | LEFT SIDE PANEL
BA0014 | 1271449-4 | MEDIA CONVERTER, ETHERNET-FIBER OPTIC | LEFT SIDE PANEL
BA0015 | 1271449-4 | MEDIA CONVERTER, ETHERNET-FIBER OPTIC | LEFT SIDE PANEL
BA0017 | 1271449-4 | MEDIA CONVERTER, ETHERNET-FIBER OPTIC | LEFT SIDE PANEL
BA0111 | 1271449-4 | MEDIA CONVERTER, ETHERNET-FIBER OPTIC | LEFT SIDE PANEL
BA0112 | 1271449-4 | MEDIA CONVERTER, ETHERNET-FIBER OPTIC | LEFT SIDE PANEL
BA0113 | 1271449-4 | MEDIA CONVERTER, ETHERNET-FIBER OPTIC | LEFT SIDE PANEL
BA0114 | 1271449-4 | MEDIA CONVERTER, ETHERNET-FIBER OPTIC | LEFT SIDE PANEL
BA1216 | 1116671-6 | SWITCH, ETHERNET, FIBER OPTIC CONVERTER, AB STRATIX 2000 | LEFT SIDE PANEL
BA2115 | 1116671-4 | SWITCH, ETHERNET, AB STRATIX 2000 | LEFT SIDE PANEL
FU0001 | 1043265-1,1043265-3 | FUSE, 2A | LEFT SIDE PANEL
FU0002 | 1043265-1,1043265-3 | FUSE, 2A | LEFT SIDE PANEL
FU0003 | 1043265-1,1043265-3 | FUSE, 2A | LEFT SIDE PANEL
FU0004 | 1043265-1,1043265-3 | FUSE, 2A | LEFT SIDE PANEL
FU0005 | 1043265-1,1043265-3 | FUSE, 2A | LEFT SIDE PANEL
FU0006 | 1043265-1,1043265-3 | FUSE, 2A | LEFT SIDE PANEL
FU0007 | 1043265-1,1043265-3 | FUSE, 2A | LEFT SIDE PANEL
FU0008 | 1043265-1,1043265-3 | FUSE, 2A | LEFT SIDE PANEL
FU0012 | 1043265-1,1043265-3 | FUSE, 2A | LEFT SIDE PANEL
FU0013 | 1043265-1,1043265-3 | FUSE, 2A | LEFT SIDE PANEL
FU0015 | 1043265-1,1043265-3 | FUSE, 2A | LEFT SIDE PANEL
FU0016 | 1043265-1,1043265-3 | FUSE, 2A | LEFT SIDE PANEL
FU0273 | 1043265-1,1043265-3 | FUSE, 2A | LEFT SIDE PANEL
FU0680 | 1043265-1,1043265-4 | FUSE, 5A | LEFT SIDE PANEL
FU1215 | ...,1043265-3 | FUSE, 2A | LEFT SIDE PANEL
GR0133 | 903849C1 | RAIL GROUND, DIN RAIL GROUNDING | LEFT SIDE PANEL
GR0134 | 903849C1 | RAIL GROUND, DIN RAIL GROUNDING | LEFT SIDE PANEL
IEG0130 | 232941-300 | BUS BAR, ONE-BAY CONSOLE | LEFT SIDE PANEL
XT0002 | 1066730-32,1066730-7,1066730-8,1067996-82 | TERMINAL BLOCK, SPRING, 4 CONDUCTOR,30-12 AWG (0.05-3.31 MM2),NON-IS | LEFT SIDE PANEL
XT0273 | 1066730-7,1066730-8,1067996-4 | TERMINAL BLOCK, SPRING, 4 CONDUCTOR,30-12 AWG (0.05-3.31 MM2),NON-IS | LEFT SIDE PANEL
XT0680 | 1066730-7,1066730-8,1067996-4 | TERMINAL BLOCK, SPRING, 4 CONDUCTOR,30-12 AWG (0.05-3.31 MM2),NON-IS | LEFT SIDE PANEL
BUS PT | CUSTOMER SUPPLIED | POTENTIAL TRANSFORMER, SWITCHGEAR VOLTAGE | PANEL
BUS PT2 | CUSTOMER SUPPLIED | POTENTIAL TRANSFORMER, SWITCHGEAR VOLTAGE | PANEL
BUS PT3 | CUSTOMER SUPPLIED | POTENTIAL TRANSFORMER, SWITCHGEAR VOLTAGE | PANEL
BUS PT4 | CUSTOMER SUPPLIED | POTENTIAL TRANSFORMER, SWITCHGEAR VOLTAGE | PANEL
CCAT0680L2U1 | CUSTOMER DEFINED | CONNECTION FIBER OPTIC, REM-AUX-FO-IN | PANEL
CCAT0680L2U2 | CUSTOMER DEFINED | CONNECTION FIBER OPTIC, REM-AUX-FO-IN | PANEL
CCAT0680L2U3 | CUSTOMER DEFINED | CONNECTION FIBER OPTIC, REM-AUX-FO-IN | PANEL
CCAT0680L2U4 | CUSTOMER DEFINED | CONNECTION FIBER OPTIC, REM-AUX-FO-IN | PANEL
CCPT1B | CUSTOMER DEFINED | CUSTOMER CONNECTION, PT1 BUS | PANEL
CCPT2B | CUSTOMER DEFINED | CUSTOMER CONNECTION, PT1 BUS | PANEL
CCPT3B | CUSTOMER DEFINED | CUSTOMER CONNECTION, PT1 BUS | PANEL
CCPT4B | CUSTOMER DEFINED | CUSTOMER CONNECTION, PT1 BUS | PANEL
AF0061 | 2684693-19,2684693-33 | 5094-IY8XT, 8 ANALOG INPUT,TC/RTD/I&V | REMOTE IO BOX #1
AF0062 | 2684693-19,2684693-33 | 5094-IY8XT, 8 ANALOG INPUT,TC/RTD/I&V | REMOTE IO BOX #1
AF0063 | 2684693-17,2684693-23 | 5094-IB16XT, 16 DISCRETE INPUT | REMOTE IO BOX #1
AF0064 | 2684693-17,2684693-24 | 5094-OB16XT, 16 DISCRETE OUTPUT | REMOTE IO BOX #1
AF0065 | 2684693-17,2684693-24 | 5094-OB16XT, 16 DISCRETE OUTPUT | REMOTE IO BOX #1
AU0060 | 2684693-22 | 5094-AENTRXT, FLEX 5000 I/O | REMOTE IO BOX #1
BA1011 | 1271449-4 | MEDIA CONVERTER, ETHERNET-FIBER OPTIC | REMOTE IO BOX #1
BA1012 | 1271449-4 | MEDIA CONVERTER, ETHERNET-FIBER OPTIC | REMOTE IO BOX #1
FU0060 | 1043265-1,1043265-5 | FUSE, 10A | REMOTE IO BOX #1
FU0061 | 1043265-1,1043265-5 | FUSE, 10A | REMOTE IO BOX #1
FU0062 | 1043265-1,1043265-5 | FUSE, 10A | REMOTE IO BOX #1
FU0063 | 1043265-1,1043265-3 | FUSE, 2A | REMOTE IO BOX #1
FU0064 | 1043265-1,1043265-3 | FUSE, 2A | REMOTE IO BOX #1
FU0160 | 1043265-1,1043265-9 | FUSE, 30A | REMOTE IO BOX #1
GR100 | 903849C1 | RAIL GROUND, DIN RAIL GROUNDING | REMOTE IO BOX #1
GR101 | 903849C1 | RAIL GROUND, DIN RAIL GROUNDING | REMOTE IO BOX #1
GR102 | 903849C1 | RAIL GROUND, DIN RAIL GROUNDING | REMOTE IO BOX #1
GR103 | 903849C1 | RAIL GROUND, DIN RAIL GROUNDING | REMOTE IO BOX #1
IEG_RB1 | 232941-300 | BUS BAR | REMOTE IO BOX #1
KA0004 | 1061979-1 | RELAY, LOAD BREAKER #4 OPEN | REMOTE IO BOX #1
KA0005 | 1061979-1 | RELAY, LOAD BREAKER #5 OPEN | REMOTE IO BOX #1
KA0006 | 1061979-1 | RELAY, LOAD BREAKER #6 OPEN | REMOTE IO BOX #1
KA0007 | 1061979-1 | RELAY, LOAD BREAKER #7 OPEN | REMOTE IO BOX #1
KA0008 | 1061979-1 | RELAY, LOAD BREAKER #8 OPEN | REMOTE IO BOX #1
KA0009 | 1061979-1 | RELAY, LOAD BREAKER #9 OPEN | REMOTE IO BOX #1
KA0010 | 1061979-1 | RELAY, LOAD BREAKER #10 OPEN | REMOTE IO BOX #1
KA0011 | 1061979-1 | RELAY, LOAD BREAKER #11 OPEN | REMOTE IO BOX #1
KA0012 | 1061979-1 | RELAY, LOAD BREAKER #12 OPEN | REMOTE IO BOX #1
KA0013 | 1061979-1 | RELAY, LOAD BREAKER #13 OPEN | REMOTE IO BOX #1
KA0084 | 1061979-1 | RELAY, LARGE LOAD #4 INHIBIT | REMOTE IO BOX #1
KA0085 | 1061979-1 | RELAY, LARGE LOAD #5 INHIBIT | REMOTE IO BOX #1
KA0086 | 1061979-1 | RELAY, LARGE LOAD #6 INHIBIT | REMOTE IO BOX #1
KA0087 | 1061979-1 | RELAY, LARGE LOAD #7 INHIBIT | REMOTE IO BOX #1
KA0088 | 1061979-1 | RELAY, LARGE LOAD #8 INHIBIT | REMOTE IO BOX #1
KA0089 | 1061979-1 | RELAY, LARGE LOAD #9 INHIBIT | REMOTE IO BOX #1
KA0090 | 1061979-1 | RELAY, LARGE LOAD #10 INHIBIT | REMOTE IO BOX #1
KA0091 | 1061979-1 | RELAY, LARGE LOAD #11 INHIBIT | REMOTE IO BOX #1
KA0092 | 1061979-1 | RELAY, LARGE LOAD #12 INHIBIT | REMOTE IO BOX #1
KA0093 | 1061979-1 | RELAY, LARGE LOAD #13 INHIBIT | REMOTE IO BOX #1
PEG_RB1 | 232941-110 | BUS BAR | REMOTE IO BOX #1
QS0132 | 1126803 | CIRCUIT BREAKER, DOUBLE POLE - RAIL MOUNTABLE | REMOTE IO BOX #1
RR0855 | 981090C1 | RESISTOR, 3.01K OHM | REMOTE IO BOX #1
RR0856 | 981089C1 | RESISTOR, 1.0K OHM | REMOTE IO BOX #1
UJ0132 | 1286570-1 | POWER CONVERTER, AC/DC INPUT TO 28V DC OUTPUT | REMOTE IO BOX #1
XT0012 | 1066730-16,1066730-17,1066730-18 | TERMINAL STRIP, 2 CONDUCTOR | REMOTE IO BOX #1
XT0060 | 1066730-7 | TERMINAL BLOCK, SPRING, 4 CONDUCTOR,30-12 AWG (0.05-3.31 MM2),NON-IS | REMOTE IO BOX #1
XT0061 | 1066730-16 | TERMINAL STRIP, 2 CONDUCTOR | REMOTE IO BOX #1
XT0086 | 1066730-7,1066730-8,1067996-4 | TERMINAL BLOCK, SPRING, 4 CONDUCTOR,30-12 AWG (0.05-3.31 MM2),NON-IS | REMOTE IO BOX #1
XT1100 | 1066730-7 | TERMINAL BLOCK, SPRING, 4 CONDUCTOR,30-12 AWG (0.05-3.31 MM2),NON-IS | REMOTE IO BOX #1
AF0081 | 2684693-19,2684693-33 | 5094-IY8XT, 8 ANALOG INPUT,TC/RTD/I&V | REMOTE IO BOX #2
AF0082 | 2684693-17,2684693-23 | 5094-IB16XT, 16 DISCRETE INPUT | REMOTE IO BOX #2
AF0083 | 2684693-17,2684693-24 | 5094-OB16XT, 16 DISCRETE OUTPUT | REMOTE IO BOX #2
AU0080 | 2684693-22 | 5094-AENTRXT, FLEX 5000 I/O | REMOTE IO BOX #2
BA1021 | 1271449-4 | MEDIA CONVERTER, ETHERNET-FIBER OPTIC | REMOTE IO BOX #2
BA1022 | 1271449-4 | MEDIA CONVERTER, ETHERNET-FIBER OPTIC | REMOTE IO BOX #2
FU0108 | 1043265-1,1043265-5 | FUSE, 10A | REMOTE IO BOX #2
FU0109 | [2]1043265-1,[2]1043265-5 | FUSE, 10A | REMOTE IO BOX #2
FU0110 | 1043265-1,1043265-5 | FUSE, 10A | REMOTE IO BOX #2
FU0112 | 1043265-1,1043265-3 | FUSE, 2A | REMOTE IO BOX #2
FU0113 | 1043265-1,1043265-3 | FUSE, 2A | REMOTE IO BOX #2
FU0180 | 1043265-1,1043265-9 | FUSE, 30A | REMOTE IO BOX #2
GR200 | 903849C1 | RAIL GROUND, DIN RAIL GROUNDING | REMOTE IO BOX #2
GR201 | 903849C1 | RAIL GROUND, DIN RAIL GROUNDING | REMOTE IO BOX #2
GR202 | 903849C1 | RAIL GROUND, DIN RAIL GROUNDING | REMOTE IO BOX #2
GR203 | 903849C1 | RAIL GROUND, DIN RAIL GROUNDING | REMOTE IO BOX #2
IEG_RB2 | 232941-300 | BUS BAR | REMOTE IO BOX #2
KA0014 | 1061979-1 | RELAY, LOAD BREAKER #14 OPEN | REMOTE IO BOX #2
KA0015 | 1061979-1 | RELAY, LOAD BREAKER #15 OPEN | REMOTE IO BOX #2
KA0016 | 1061979-1 | RELAY, LOAD BREAKER #16 OPEN | REMOTE IO BOX #2
KA0094 | 1061979-1 | RELAY, LARGE LOAD #14 INHIBIT | REMOTE IO BOX #2
KA0095 | 1061979-1 | RELAY, LARGE LOAD #15 INHIBIT | REMOTE IO BOX #2
KA0096 | 1061979-1 | RELAY, LARGE LOAD #16 INHIBIT | REMOTE IO BOX #2
PEG_RB2 | 232941-110 | BUS BAR | REMOTE IO BOX #2
QS0133 | 1126803 | CIRCUIT BREAKER, DOUBLE POLE - RAIL MOUNTABLE | REMOTE IO BOX #2
RR1KDC2 | 981089C1 | RESISTOR, 1.0K OHM | REMOTE IO BOX #2
RR3KDC2 | 981090C1 | RESISTOR, 3.01K OHM | REMOTE IO BOX #2
UJ0133 | 1286570-1 | POWER CONVERTER, AC/DC INPUT TO 28V DC OUTPUT | REMOTE IO BOX #2
XT0013 | 1066730-16,1066730-17,1066730-18 | TERMINAL STRIP, 2 CONDUCTOR | REMOTE IO BOX #2
XT0080 | 1066730-16,1066730-17,1066730-18 | TERMINAL STRIP, 2 CONDUCTOR | REMOTE IO BOX #2
XT0081 | 1066730-7,1066730-8,1067996-4 | TERMINAL BLOCK, SPRING, 4 CONDUCTOR,30-12 AWG (0.05-3.31 MM2),NON-IS | REMOTE IO BOX #2
XT0082 | 1066730-7,1066730-8,1067996-4 | TERMINAL BLOCK, SPRING, 4 CONDUCTOR,30-12 AWG (0.05-3.31 MM2),NON-IS | REMOTE IO BOX #2
XT1200 | 1066730-7 | TERMINAL BLOCK, SPRING, 4 CONDUCTOR,30-12 AWG (0.05-3.31 MM2),NON-IS | REMOTE IO BOX #2
AF0091 | 2684693-19,2684693-33 | 5094-IY8XT, 8 ANALOG INPUT,TC/RTD/I&V | REMOTE IO BOX #3
AF0092 | 2684693-19,2684693-33 | 5094-IY8XT, 8 ANALOG INPUT,TC/RTD/I&V | REMOTE IO BOX #3
AF0093 | 2684693-17,2684693-23 | 5094-IB16XT, 16 DISCRETE INPUT | REMOTE IO BOX #3
AF0094 | 2684693-17,2684693-24 | 5094-OB16XT, 16 DISCRETE OUTPUT | REMOTE IO BOX #3
AF0095 | 2684693-17,2684693-24 | 5094-OB16XT, 16 DISCRETE OUTPUT | REMOTE IO BOX #3
AU0090 | 2684693-22 | 5094-AENTRXT, FLEX 5000 I/O | REMOTE IO BOX #3
BA1031 | 1271449-4 | MEDIA CONVERTER, ETHERNET-FIBER OPTIC | REMOTE IO BOX #3
BA1032 | 1271449-4 | MEDIA CONVERTER, ETHERNET-FIBER OPTIC | REMOTE IO BOX #3
FU0090 | 1043265-1,1043265-5 | FUSE, 10A | REMOTE IO BOX #3
FU0091 | [2]1043265-1,[2]1043265-5 | FUSE, 10A | REMOTE IO BOX #3
FU0092 | 1043265-1,1043265-5 | FUSE, 10A | REMOTE IO BOX #3
FU0094 | 1043265-1,1043265-3 | FUSE, 2A | REMOTE IO BOX #3
FU0095 | 1043265-1,1043265-3 | FUSE, 2A | REMOTE IO BOX #3
FU0191 | 1043265-1,1043265-9 | FUSE, 30A | REMOTE IO BOX #3
GR300 | 903849C1 | RAIL GROUND, DIN RAIL GROUNDING | REMOTE IO BOX #3
GR301 | 903849C1 | RAIL GROUND, DIN RAIL GROUNDING | REMOTE IO BOX #3
GR302 | 903849C1 | RAIL GROUND, DIN RAIL GROUNDING | REMOTE IO BOX #3
GR303 | 903849C1 | RAIL GROUND, DIN RAIL GROUNDING | REMOTE IO BOX #3
IEG_RB3 | 232941-300 | BUS BAR | REMOTE IO BOX #3
KA0017 | 1061979-1 | RELAY, LOAD BREAKER #17 OPEN | REMOTE IO BOX #3
KA0018 | 1061979-1 | RELAY, LOAD BREAKER #18 OPEN | REMOTE IO BOX #3
KA0019 | 1061979-1 | RELAY, LOAD BREAKER #19 OPEN | REMOTE IO BOX #3
KA0020 | 1061979-1 | RELAY, LOAD BREAKER #20 OPEN | REMOTE IO BOX #3
KA0021 | 1061979-1 | RELAY, LOAD BREAKER #21 OPEN | REMOTE IO BOX #3
KA0022 | 1061979-1 | RELAY, LOAD BREAKER #22 OPEN | REMOTE IO BOX #3
KA0023 | 1061979-1 | RELAY, LOAD BREAKER #23 OPEN | REMOTE IO BOX #3
KA0024 | 1061979-1 | RELAY, LOAD BREAKER #24 OPEN | REMOTE IO BOX #3
KA0025 | 1061979-1 | RELAY, LOAD BREAKER #25 OPEN | REMOTE IO BOX #3
KA0097 | 1061979-1 | RELAY, LARGE LOAD #17 INHIBIT | REMOTE IO BOX #3
KA0098 | 1061979-1 | RELAY, LARGE LOAD #18 INHIBIT | REMOTE IO BOX #3
KA0099 | 1061979-1 | RELAY, LARGE LOAD #19 INHIBIT | REMOTE IO BOX #3
KA0100 | 1061979-1 | RELAY, LARGE LOAD #20 INHIBIT | REMOTE IO BOX #3
KA0101 | 1061979-1 | RELAY, LARGE LOAD #21 INHIBIT | REMOTE IO BOX #3
KA0102 | 1061979-1 | RELAY, LARGE LOAD #22 INHIBIT | REMOTE IO BOX #3
KA0103 | 1061979-1 | RELAY, LARGE LOAD #23 INHIBIT | REMOTE IO BOX #3
KA0104 | 1061979-1 | RELAY, LARGE LOAD #24 INHIBIT | REMOTE IO BOX #3
KA0105 | 1061979-1 | RELAY, LARGE LOAD #25 INHIBIT | REMOTE IO BOX #3
PEG_RB3 | 232941-110 | BUS BAR | REMOTE IO BOX #3
QS0134 | 1126803 | CIRCUIT BREAKER, DOUBLE POLE - RAIL MOUNTABLE | REMOTE IO BOX #3
RRRB31 | 981090C1 | RESISTOR, 3.01K OHM | REMOTE IO BOX #3
RRRB32 | 981089C1 | RESISTOR, 1.0K OHM | REMOTE IO BOX #3
UJ0134 | 1286570-1 | POWER CONVERTER, AC/DC INPUT TO 28V DC OUTPUT | REMOTE IO BOX #3
XT0014 | 1066730-16,1066730-17,1066730-18 | TERMINAL STRIP, 2 CONDUCTOR | REMOTE IO BOX #3
XT0090 | 1066730-7,1066730-8,1067996-4 | TERMINAL BLOCK, SPRING, 4 CONDUCTOR,30-12 AWG (0.05-3.31 MM2),NON-IS | REMOTE IO BOX #3
XT0095 | [2]1066730-16,[2]1066730-17,[2]1066730-18 | TERMINAL STRIP, 2 CONDUCTOR | REMOTE IO BOX #3
XT0096 | 1066730-7,1066730-8,1067996-4 | TERMINAL BLOCK, SPRING, 4 CONDUCTOR,30-12 AWG (0.05-3.31 MM2),NON-IS | REMOTE IO BOX #3
XT1300 | 1066730-7 | TERMINAL BLOCK, SPRING, 4 CONDUCTOR,30-12 AWG (0.05-3.31 MM2),NON-IS | REMOTE IO BOX #3
AF0101 | 2684693-19,2684693-33 | 5094-IY8XT, 8 ANALOG INPUT,TC/RTD/I&V | REMOTE IO BOX #4
AF0102 | 2684693-19,2684693-33 | 5094-IY8XT, 8 ANALOG INPUT,TC/RTD/I&V | REMOTE IO BOX #4
AF0103 | 2684693-17,2684693-24 | 5094-OB16XT, 16 DISCRETE OUTPUT | REMOTE IO BOX #4
AF0104 | 2684693-17,2684693-24 | 5094-OB16XT, 16 DISCRETE OUTPUT | REMOTE IO BOX #4
AF0105 | 2684693-17,2684693-23 | 5094-IB16XT, 16 DISCRETE INPUT | REMOTE IO BOX #4
AT0200 | 2769310-2 | MODULE, DECS-250 | REMOTE IO BOX #4
AU0100 | 2684693-22 | 5094-AENTRXT, FLEX 5000 I/O | REMOTE IO BOX #4
BA1041 | 1271449-4 | MEDIA CONVERTER, ETHERNET-FIBER OPTIC | REMOTE IO BOX #4
BA1042 | 1271449-4 | MEDIA CONVERTER, ETHERNET-FIBER OPTIC | REMOTE IO BOX #4
FU0100 | 1043265-1,1043265-5 | FUSE, 10A | REMOTE IO BOX #4
FU0101 | 1043265-1,1043265-5 | FUSE, 10A | REMOTE IO BOX #4
FU0102 | 1043265-1,1043265-5 | FUSE, 10A | REMOTE IO BOX #4
FU0103 | 1043265-1,1043265-5 | FUSE, 10A | REMOTE IO BOX #4
FU0104 | 1043265-1,1043265-3 | FUSE, 2A | REMOTE IO BOX #4
FU0105 | 1043265-1,1043265-9 | FUSE, 30A | REMOTE IO BOX #4
FU0106 | 1043265-1,1043265-3 | FUSE, 2A | REMOTE IO BOX #4
GR400 | 903849C1 | RAIL GROUND, DIN RAIL GROUNDING | REMOTE IO BOX #4
GR401 | 903849C1 | RAIL GROUND, DIN RAIL GROUNDING | REMOTE IO BOX #4
GR402 | 903849C1 | RAIL GROUND, DIN RAIL GROUNDING | REMOTE IO BOX #4
GR403 | 903849C1 | RAIL GROUND, DIN RAIL GROUNDING | REMOTE IO BOX #4
GR404 | 903849C1 | RAIL GROUND, DIN RAIL GROUNDING | REMOTE IO BOX #4
IEG_RB4 | 232941-300 | BUS BAR | REMOTE IO BOX #4
KA0026 | 1061979-1 | RELAY, LOAD BREAKER #26 OPEN | REMOTE IO BOX #4
KA0027 | 1061979-1 | RELAY, LOAD BREAKER #27 OPEN | REMOTE IO BOX #4
KA0028 | 1061979-1 | RELAY, LOAD BREAKER #28 OPEN | REMOTE IO BOX #4
KA0029 | 1061979-1 | RELAY, LOAD BREAKER #29 OPEN | REMOTE IO BOX #4
KA0030 | 1061979-1 | RELAY, LOAD BREAKER #30 OPEN | REMOTE IO BOX #4
KA0106 | 1061979-1 | RELAY, LARGE LOAD #26 INHIBIT | REMOTE IO BOX #4
KA0107 | 1061979-1 | RELAY, LARGE LOAD #27 INHIBIT | REMOTE IO BOX #4
KA0108 | 1061979-1 | RELAY, LARGE LOAD #28 INHIBIT | REMOTE IO BOX #4
KA0110 | 1061979-1 | RELAY, LARGE LOAD #29 INHIBIT | REMOTE IO BOX #4
KA0111 | 1061979-1 | RELAY, LARGE LOAD #30 INHIBIT | REMOTE IO BOX #4
KA1215 | 1061979-1 | RELAY, PT3_GEN CONNECT | REMOTE IO BOX #4
KA1216 | 1061979-1 | RELAY, PT3_GEN CONNECT | REMOTE IO BOX #4
KA1227 | 1061979-1 | RELAY, PT4_BUS CONNECT | REMOTE IO BOX #4
KA1228 | 1061979-1 | RELAY, PT4_BUS CONNECT | REMOTE IO BOX #4
KA1241 | 1061979-1 | RELAY, REQUEST_UTILITY_CB CLOSE | REMOTE IO BOX #4
KA1242 | 1061979-1 | RELAY, UTILITY SYNCCHECK | REMOTE IO BOX #4
KA1243 | 1031741-4 | RELAY, SYNCHRONIZATION | REMOTE IO BOX #4
KA1252 | 1061979-1 | RELAY, REQUEST_SAF1-INT-301_CB_CLOSE | REMOTE IO BOX #4
KA1253 | 1061979-1 | RELAY, REQUEST_SAF1-INT-301_CB_OPEN | REMOTE IO BOX #4
KA1256 | 1061979-1 | RELAY, REQUEST_UTILITY_CB OPEN | REMOTE IO BOX #4
KA1257 | 1061979-1 | RELAY, UTILITY SYNC CHECK POWER | REMOTE IO BOX #4
PEG_RB4 | 232941-110 | BUS BAR | REMOTE IO BOX #4
QS0135 | 1126803 | CIRCUIT BREAKER, DOUBLE POLE - RAIL MOUNTABLE | REMOTE IO BOX #4
RR0859 | 981090C1 | RESISTOR, 3.01K OHM | REMOTE IO BOX #4
RR0860 | 981089C1 | RESISTOR, 1.0K OHM | REMOTE IO BOX #4
UJ0135 | 1286570-1 | POWER CONVERTER, AC/DC INPUT TO 28V DC OUTPUT | REMOTE IO BOX #4
XT0100 | 1066730-7,1066730-8,1067996-4 | TERMINAL BLOCK, SPRING, 4 CONDUCTOR,30-12 AWG (0.05-3.31 MM2),NON-IS | REMOTE IO BOX #4
XT0101 | 1066730-7,1066730-8,1067996-4 | TERMINAL BLOCK, SPRING, 4 CONDUCTOR,30-12 AWG (0.05-3.31 MM2),NON-IS | REMOTE IO BOX #4
XT0102 | 1066730-16,1066730-17,1066730-18 | TERMINAL STRIP, 2 CONDUCTOR | REMOTE IO BOX #4
XT0103 | 1066730-7,1066730-8,1067996-4 | TERMINAL BLOCK, SPRING, 4 CONDUCTOR,30-12 AWG (0.05-3.31 MM2),NON-IS | REMOTE IO BOX #4
XT1261 | 1066730-7,1066730-8,1067996-4 | TERMINAL BLOCK, SPRING, 4 CONDUCTOR,30-12 AWG (0.05-3.31 MM2),NON-IS | REMOTE IO BOX #4
XT1269 | 1066730-7,1066730-8,1067996-4 | TERMINAL BLOCK, SPRING, 4 CONDUCTOR,30-12 AWG (0.05-3.31 MM2),NON-IS | REMOTE IO BOX #4
XT1270 | 1066730-7,1066730-8,1067996-4 | TERMINAL BLOCK, SPRING, 4 CONDUCTOR,30-12 AWG (0.05-3.31 MM2),NON-IS | REMOTE IO BOX #4
XT1272 | 1066730-7,1066730-8,1067996-4 | TERMINAL BLOCK, SPRING, 4 CONDUCTOR,30-12 AWG (0.05-3.31 MM2),NON-IS | REMOTE IO BOX #4
XT1273 | 1066730-7,1066730-8,1067996-4 | TERMINAL BLOCK, SPRING, 4 CONDUCTOR,30-12 AWG (0.05-3.31 MM2),NON-IS | REMOTE IO BOX #4
XT1291 | 1066730-7,1066730-8,1067996-4 | TERMINAL BLOCK, SPRING, 4 CONDUCTOR,30-12 AWG (0.05-3.31 MM2),NON-IS | REMOTE IO BOX #4
XT1400 | 1066730-7 | TERMINAL BLOCK, SPRING, 4 CONDUCTOR,30-12 AWG (0.05-3.31 MM2),NON-IS | REMOTE IO BOX #4
AF0111 | 2684693-17,2684693-24 | 5094-OB16XT, 16 DISCRETE OUTPUT | RIGHT SIDE PANEL
AF0112 | 2684693-17,2684693-23 | 5094-IB16XT, 16 DISCRETE INPUT | RIGHT SIDE PANEL
AT0180 | 2769310-2 | MODULE, DECS-250 | RIGHT SIDE PANEL
AU0110 | 2684693-22 | 5094-AENTRXT, FLEX 5000 I/O | RIGHT SIDE PANEL
FU1202 | 1043265-1,1043265-5 | FUSE, 10A | RIGHT SIDE PANEL
FU1203 | 1043265-1,1043265-5 | FUSE, 10A | RIGHT SIDE PANEL
FU1204 | 1043265-1,1043265-5 | FUSE, 10A | RIGHT SIDE PANEL
GR0201 | [2]903849C1 | RAIL GROUND, DIN RAIL GROUNDING | RIGHT SIDE PANEL
GR0202 | [2]903849C1 | RAIL GROUND, DIN RAIL GROUNDING | RIGHT SIDE PANEL
GR0203 | [2]903849C1 | RAIL GROUND, DIN RAIL GROUNDING | RIGHT SIDE PANEL
GR0204 | [2]903849C1 | RAIL GROUND, DIN RAIL GROUNDING | RIGHT SIDE PANEL
KA1201 | 1061979-1 | RELAY, TIE 1 SYNC CHECK POWER | RIGHT SIDE PANEL
KA1211 | 1061979-1 | RELAY, PT1_GEN CONNECT | RIGHT SIDE PANEL
KA1212 | 1061979-1 | RELAY, PT1_GEN CONNECT | RIGHT SIDE PANEL
KA1219 | 1061979-1 | RELAY, PT2_BUS CONNECT | RIGHT SIDE PANEL
KA1220 | 1061979-1 | RELAY, PT2_BUS CONNECT | RIGHT SIDE PANEL
KA1244 | 1061979-1 | RELAY, REQUEST_LE2-INT-301_CB_CLOSE | RIGHT SIDE PANEL
KA1245 | 1061979-1 | RELAY, LE2-INT-301 SYNC CHECK | RIGHT SIDE PANEL
KA1246 | 1031741-4 | RELAY, SYNCHRONIZATION | RIGHT SIDE PANEL
KA1247 | 1031741-4 | RELAY, SYNCHRONIZATION | RIGHT SIDE PANEL
KA1248 | 1061979-1 | RELAY, REQUEST_TIE2_CB_CLOSE | RIGHT SIDE PANEL
KA1249 | 1061979-1 | RELAY, REQUEST_TIE2_CB_OPEN | RIGHT SIDE PANEL
XT1201 | 1066730-7,1066730-8,1067996-4 | TERMINAL BLOCK, SPRING, 4 CONDUCTOR,30-12 AWG (0.05-3.31 MM2),NON-IS | RIGHT SIDE PANEL
XT1202 | 1066730-7,1066730-8,1067996-4 | TERMINAL BLOCK, SPRING, 4 CONDUCTOR,30-12 AWG (0.05-3.31 MM2),NON-IS | RIGHT SIDE PANEL
XT1203 | 1066730-7,1066730-8,1067996-4 | TERMINAL BLOCK, SPRING, 4 CONDUCTOR,30-12 AWG (0.05-3.31 MM2),NON-IS | RIGHT SIDE PANEL
XT1204 | 1066730-7,1066730-8,1067996-4 | TERMINAL BLOCK, SPRING, 4 CONDUCTOR,30-12 AWG (0.05-3.31 MM2),NON-IS | RIGHT SIDE PANEL
XT1260 | 1066730-7,1066730-8,1067996-4 | TERMINAL BLOCK, SPRING, 4 CONDUCTOR,30-12 AWG (0.05-3.31 MM2),NON-IS | RIGHT SIDE PANEL
XT1263 | 1066730-7,1066730-8,1067996-4 | TERMINAL BLOCK, SPRING, 4 CONDUCTOR,30-12 AWG (0.05-3.31 MM2),NON-IS | RIGHT SIDE PANEL
XT1266 | 1066730-7,1066730-8,1067996-4 | TERMINAL BLOCK, SPRING, 4 CONDUCTOR,30-12 AWG (0.05-3.31 MM2),NON-IS | RIGHT SIDE PANEL
AF0021 | 2684693-48,2684693-51 | 5094-IB32XT, 32 DISCRETE INPUT | SCS
AF0022 | 2684693-49,2684693-57 | 5094-OB32XT, 32 DISCRETE OUTPUT | SCS
AU0020 | 2684693-22 | 5094-AENTRXT, FLEX 5000 I/O | SCS
FU0020 | 1043265-1,1043265-5 | FUSE, 10A | SCS
FU0023 | 1043265-1,1043265-5 | FUSE, 10A | SCS
FU0024 | 1043265-1,1043265-5 | FUSE, 10A | SCS
FU0190 | 1043265-1,1043265-5 | FUSE, 10A | SCS
FU0260 | 1043265-1,1043265-7 | FUSE, 20A | SCS
GR0120 | 903849C1 | RAIL GROUND, DIN RAIL GROUNDING | SCS
GR0121 | 903849C1 | RAIL GROUND, DIN RAIL GROUNDING | SCS
HL1141 | 964903C1 | LIGHT, STARTING, WHITE | SCS
HL1142 | 964903C1 | LIGHT, STARTING, WHITE | SCS
HL1143 | 964903C1 | LIGHT, STARTING, WHITE | SCS
HL1144 | 964903C1 | LIGHT, STARTING, WHITE | SCS
HL1591 | 964903C1 | LIGHT, ON LOAD, WHITE | SCS
HL1592 | 964903C1 | LIGHT, ON LOAD, WHITE | SCS
HL1593 | 964903C1 | LIGHT, ON LOAD, WHITE | SCS
HL1594 | 964903C1 | LIGHT, ON LOAD, WHITE | SCS
HL1731 | 964903C1 | LIGHT, ALARM SUMMARY, AMBER | SCS
HL1732 | 964903C1 | LIGHT, ALARM SUMMARY, AMBER | SCS
HL1733 | 964903C1 | LIGHT, ALARM SUMMARY, AMBER | SCS
HL1734 | 964903C1 | LIGHT, ALARM SUMMARY, AMBER | SCS
HL1751 | 964903C1 | LIGHT, SHUTDOWN SUMMARY, RED | SCS
HL1752 | 964903C1 | LIGHT, SHUTDOWN SUMMARY, RED | SCS
HL1753 | 964903C1 | LIGHT, SHUTDOWN SUMMARY, RED | SCS
HL1754 | 964903C1 | LIGHT, SHUTDOWN SUMMARY, RED | SCS
HL1771 | 964903C1 | LIGHT, READY, GREEN | SCS
HL1772 | 964903C1 | LIGHT, READY, GREEN | SCS
HL1773 | 964903C1 | LIGHT, READY, GREEN | SCS
HL1774 | 964903C1 | LIGHT, READY, GREEN | SCS
SA0500 | 2380746-5 | SELECTOR SWITCH, OFF/LOCAL/CUSTOMER | SCS
SB0401 | 1035040-15,964901C1 | PUSHBUTTON SWITCH, HORN SILENCE | SCS
SB0402 | 1035040-12,964901C1 | SWITCH, ACKNOWLEDGE | SCS
SB0403 | 1035040-13,2380746-13 | PUSHBUTTON SWITCH, RESET | SCS
SB1111 | 964901C1 | PUSHBUTTON SWITCH, UNIT #1 NORMAL STOP | SCS
SB1112 | 964901C1 | PUSHBUTTON SWITCH, UNIT #2 NORMAL STOP | SCS
SB1113 | 964901C1 | PUSHBUTTON SWITCH, UNIT #3 NORMAL STOP | SCS
SB1114 | 964901C1 | PUSHBUTTON SWITCH, UNIT #4 NORMAL STOP | SCS
SB1261 | 964901C1 | PUSHBUTTON SWITCH, UNIT #1 SPEED DECREASE | SCS
SB1262 | 964901C1 | PUSHBUTTON SWITCH, UNIT #2 SPEED DECREASE | SCS
SB1263 | 964901C1 | PUSHBUTTON SWITCH, UNIT #3 SPEED DECREASE | SCS
SB1264 | 964901C1 | PUSHBUTTON SWITCH, UNIT #4 SPEED DECREASE | SCS
SB1271 | 964901C1 | PUSHBUTTON SWITCH, UNIT #1 SPEED INCREASE | SCS
SB1272 | 964901C1 | PUSHBUTTON SWITCH, UNIT #2 SPEED INCREASE | SCS
SB1273 | 964901C1 | PUSHBUTTON SWITCH, UNIT #3 SPEED INCREASE | SCS
SB1274 | 964901C1 | PUSHBUTTON SWITCH, UNIT #4 SPEED INCREASE | SCS
SB1281 | 964901C1 | PUSHBUTTON SWITCH, UNIT #1 VOLTAGE DECREASE | SCS
SB1282 | 964901C1 | PUSHBUTTON SWITCH, UNIT #2 VOLTAGE DECREASE | SCS
SB1283 | 964901C1 | PUSHBUTTON SWITCH, UNIT #3 VOLTAGE DECREASE | SCS
SB1284 | 964901C1 | PUSHBUTTON SWITCH, UNIT #4 VOLTAGE DECREASE | SCS
SB1291 | 964901C1 | PUSHBUTTON SWITCH, UNIT #1 VOLTAGE INCREASE | SCS
SB1292 | 964901C1 | PUSHBUTTON SWITCH, UNIT #2 VOLTAGE INCREASE | SCS
SB1293 | 964901C1 | PUSHBUTTON SWITCH, UNIT #3 VOLTAGE INCREASE | SCS
SB1294 | 964901C1 | PUSHBUTTON SWITCH, UNIT #4 VOLTAGE INCREASE | SCS
SH0418 | 964902C1 | LIGHTED SWITCH, LAMP TEST | SCS
XT0260 | 1066730-7,1067996-4 | TERMINAL BLOCK, SPRING, 4 CONDUCTOR,30-12 AWG (0.05-3.31 MM2),NON-IS | SCS
XT0261 | 1066730-7,1066730-8,1067996-4 | TERMINAL BLOCK, SPRING, 4 CONDUCTOR,30-12 AWG (0.05-3.31 MM2),NON-IS | SCS
XT0262 | 1066730-7,1066730-8,1067996-4 | TERMINAL BLOCK, SPRING, 4 CONDUCTOR,30-12 AWG (0.05-3.31 MM2),NON-IS | SCS
AP0601 | 1089241-40 | 1756-EN2TRXT, ETHERNET | UNIT 1
BA0001 | 1271449-4 | MEDIA CONVERTER, ETHERNET-FIBER OPTIC | UNIT 1
AP0601 | 1089241-40 | 1756-EN2TRXT, ETHERNET | UNIT 2
BA0001 | 1271449-4 | MEDIA CONVERTER, ETHERNET-FIBER OPTIC | UNIT 2
AP0601 | 1089241-40 | 1756-EN2TRXT, ETHERNET | UNIT 3
BA0001 | 1271449-4 | MEDIA CONVERTER, ETHERNET-FIBER OPTIC | UNIT 3
AP0601 | 1089241-40 | 1756-EN2TRXT, ETHERNET | UNIT 4
BA0001 | 1271449-4 | MEDIA CONVERTER, ETHERNET-FIBER OPTIC | UNIT 4