## Blue Labels
(SHT 1) CONTROL,JB70;TT6 | (SHT 10) RAIL,LEFT,JB5 | (SHT 11) RAIL,RIGHT,JB5 | (SHT 12) JB5 | (SHT 14) RAIL,LEFT,JB72 | (SHT 15) RAIL,RIGHT,JB72 | (SHT 16) GEN VIB | (SHT 17) GEN CTRL | (SHT 18) FWD PROX,JB350 | (SHT 19) BRG 2-3-PT,PROX,JB351 | (SHT 2) RAIL,F&G EDIO ONSK | (SHT 20) PROX,RGB | (SHT 3) RAIL,RIGHT,JB70 | (SHT 4) F&G PWR,ONSK | (SHT 5) HMI-S PWR | (SHT 6) PLC | (SHT 7) CONTROL A | (SHT 8) CONTROL B
HL0171 | AU0370 | UAI3733 | GR0114 | XT0240 | QF0783 | AF0510 | XT0339 | UA1263 | UA1273 | XT0535 | UA4753 | XT0111 | XT0173 | GR0341 | UV0600 | AU0080 | AU0070
HL0172 | AF0371 | UAI3734 | AF0382 | XT0180 | XTEECPEG2 | AF0500 | FU0334 | UA1210 | UA1241 | XT0536 | UA4741 | UAI0780 | XT0174 | UJ1100 | AT0600 | AF0081 | AF0071
HL0173 | AF0372 | UAI3737 | AF0381 | FU0180 | XTEECPEG1 | FU0510 | KA0123 | UA1211 | UA1240 | FU0535 | UA4740 | UAI0781 | XT0273 | FU1100 | AP0601 | AF0082 | AF0072
SB0471 | AF0373 | UAI3727 | AU0380 | FU0181 | XTFGC | XT0501 | KA0310 | UA1261 | UA1251 | FU0294 | UA4751 | UAI0782 | GR0171 | FU1101 | AP0602 | AF0083 | AF0073
SB0473 | AF0374 | UV0110 | FU0380 | FU0182 | GR0141 | XT0500 | XT0354 | UA1262 | UA1250 | FU0295 | UA4750 | UAI0783 | GR0172 | BA1100 | AP0603 | AF0084 | AF0074
SB0474 | AF0375 | FU0111 | FU0371 | KA0180 |  |  | XT0370 | GR1261 | UA1271 | FU0170 | UA4752 | UAI0784 | UV0170 |  | AP0604 | AF0085 | AF0075
SA0170 | AF0376 | GR0110 | FU0370 | KA0185 |  |  | KA0335 |  | UA1272 | FU0171 | UA4773 | UAI0785 | UV0171 |  | AP0605 | AF0086 | AF0076
SB0170 | XT1240 |  | XT0380 | XT0181 |  |  | KA0336 |  | GR1250 | FU0172 | UA4761 | UAI0730 | UV0172 |  | AP0606 | AF0087 | AF0077
SH0470 | XT0300 |  | FU0381 | AU0180 |  |  | KA0337 |  | UA1221 | XT0171 | UA4760 | UAI0731 | GFM0170 |  | AP0607 | AF0088 | AF0078
SH0471 | GR0115 |  | XT0371 | AF0181 |  |  | XT0525 |  | UA1220 | KA0172 | UA4771 | UAI0732 | AT0170 |  | AP0608 | FU0080 | XT0420
SH0472 |  |  | FU0400 | AF0182 |  |  | FU0332 |  | UA1231 | KA0174 | UA4770 | UAI0733 |  |  | AP0609 | FU0081 | XT0427
SH6500 |  |  | FU0401 | AF0183 |  |  | XT0336 |  | UA1230 | KA6510 | UA4762 | UAI0734 |  |  | AR0600 | FU0082 | XT0437
SA0472 |  |  | FU6244 | AF0184 |  |  | XT0335 |  | UA1520 | KA0178 | UA4759 | UAI0735 |  |  | BA0009 | XT0081 | XT0440
SA0471 |  |  | XT0402 | XT01SPR1 |  |  | FU0122 |  | XT1521 | KA0246 | XT1078 | UAI0845 |  |  | BA0011 | XT0080 | KA0182
SA0473 |  |  | XT0403 | GR0241 |  |  | FU0120 |  | XT1520 | KA0254 | GR4700 | UAI0846 |  |  | AT0680 | XT0137 | KA0183
HA0472 |  |  | XT0404 |  |  |  | FU0121 |  | GR1230 | KA0249 | XT1178 | UAI0847 |  |  | FU0680 | XT0088 | GR0233
AT1100 |  |  | XT0381 |  |  |  | FU0123 |  |  | KA0176 | XT1179 | UV0740 |  |  | XT0680 | KA0140 | FU0029
SB0472 |  |  | XT0382 |  |  |  | FU0125 |  |  | KA0145 | GR4701 | UAI0680 |  |  | GR0234 | KA1306 | FU0035
|  |  | KA0258 |  |  |  | FU0126 |  |  | KA0255 |  | UAI0681 |  |  |  | KA2160 | FU0010
|  |  | KA0410 |  |  |  | FU0127 |  |  | KA0247 |  | UAI0682 |  |  |  | KA2161 | XT0051
|  |  | KA0411 |  |  |  | KA0365 |  |  | KA0177 |  | UAI0683 |  |  |  | KA0875 | KA0230
|  |  | KA0412 |  |  |  | KA7364 |  |  | KA0179 |  | UAI0684 |  |  |  | XT0050 | KA0231
|  |  | KA0415 |  |  |  | XT0120 |  |  | KT0176 |  | UAI0685 |  |  |  | KA0135 | KA0232
|  |  | KA0416 |  |  |  | XT0121 |  |  | XT0290 |  | UAI0770 |  |  |  | KA6244 | KA0233
|  |  | KA0417 |  |  |  | GR0145 |  |  | AT0175 |  | UAI0771 |  |  |  | KA6254 | KA0234
|  |  | KA0418 |  |  |  | AT0140 |  |  | AT0176 |  | UAI0772 |  |  |  | GR0134 | KA0235
|  |  | KA6245 |  |  |  | XT0331 |  |  | AT0178 |  | UAI0773 |  |  |  | AU0090 | KA0236
|  |  | KA6255 |  |  |  | XT0782 |  |  | AT0182 |  | UAI0774 |  |  |  | AF0091 | KA0237
|  |  | KA6275 |  |  |  | XT0786 |  |  | AT0171 |  | UAI0775 |  |  |  | AF0092 | KA0239
|  |  | KA6285 |  |  |  | XT4001 |  |  | XT0170 |  | UAI0776 |  |  |  | AF0093 | KA0240
|  |  | KA6244C |  |  |  | XT4002 |  |  | XTFGE |  | UAI0777 |  |  |  | AF0094 | KA0241
|  |  | KA6244O |  |  |  | KA0188 |  |  | XTFGA |  | UV0741 |  |  |  | AF0095 | KA0242
|  |  | KA6254C |  |  |  | KA0189 |  |  | GR0431 |  | XTFGB |  |  |  | AF0096 | KA0243
|  |  | KA6254O |  |  |  | XT0122 |  |  |  |  | GR0532 |  |  |  | AF0097 | KA0244
|  |  | KA6274C |  |  |  | FV0721 | [8 empty] | AF0098 | KA0245
|  |  | KA6274O |  |  |  | FV0722 | [8 empty] | XT0089 | KA0250
|  |  | KA6284C |  |  |  | QF0781 | [8 empty] | KA0130 | KA0251
|  |  | KA6284O |  |  |  | QF0782 | [8 empty] | KA0131 | KA1020
|  |  | KT6244 |  |  |  | QF0784 | [8 empty] | KA0132 | KA1021
|  |  | KT6254 |  |  |  | XT0780 | [8 empty] | KA0141 | KA0221
|  |  | KT6274 |  |  |  | XT0350 | [8 empty] | KA0133 | KA0222
|  |  | KT6284 |  |  |  | XT0352 | [8 empty] | KA0134 | XT1230
|  |  | XTFGD |  |  |  | XT0355 | [8 empty] | KA0136 | XT0237
|  |  | GR0113 |  |  |  | XTFG12 | [8 empty] | KA0137 | FU0701
|  |  | AF0940 |  |  |  | XTFG78 | [8 empty] | KA0138 | XT7000
|  |  | AF0930 |  |  |  | GR0144 | [8 empty] | KT0140 | XT0442
|  |  | AF0920 |  |  |  | KA0364 | [8 empty] | KT0141 | GR0232
|  |  | AF0910 |  |  |  | FU0315 | [8 empty] | KT0142 | XT0062
|  |  | AF0900 |  |  |  | FU0314 | [8 empty] | KT0143 | FU0210
|  |  | AF0460 |  |  |  | FU0313 | [8 empty] | KT0144 | FU0060
|  |  | AF0450 |  |  |  | XT0360 | [8 empty] | KT0145 | FU0100
|  |  | AF0440 |  |  |  | KA0313 | [8 empty] | KT0146 | FU0113
|  |  | AF0430 |  |  |  | XT0313 | [8 empty] | KA0181 | FU0114
|  |  | AF0420 |  |  |  | FU0333 | [8 empty] | GR0133 | FU0115
|  |  | AF0410 |  |  |  | XT0338 | [8 empty] | PC0470 | FU0116
|  |  | AF0400 |  |  |  | KA0121 | [8 empty] | FU0090 | FU0117
|  |  | FU0410 |  |  |  | KA0128 | [8 empty] | FU0091 | FU0118
|  |  | XT0401 |  |  |  | KA0330 | [8 empty] | FU0092 | FU0061
|  |  | FU0910 |  |  |  | KA0331 | [8 empty] | FU0093 | FU0062
|  |  | XT0910 |  |  |  | KA0332 | [8 empty] | FU0094 | FU0063
|  |  | XT0900 |  |  |  | KA0333 | [8 empty] | XT0090 | FU0064
|  |  | XT0400 |  |  |  | XT0337 | [8 empty] | FU0139 | FU0070
|  |  | IEG0110 |  |  |  | XT0123 | [8 empty] | FU0137 | FU0076
[7 empty] | KA0351 | [8 empty] | FU0385 | XT0060
[7 empty] | KA0352 | [8 empty] | FU0386 | AF0068
[7 empty] | KA0342 | [8 empty] | FU0387 | AF0067
[7 empty] | KA0186 | [8 empty] | FU0388 | AF0066
[7 empty] | XT0332 | [8 empty] | FU0389 | AF0065
[7 empty] | XT7001 | [8 empty] | XT0084 | AF0064
[7 empty] | KA7001 | [8 empty] | XT0082 | AF0063
[7 empty] | XTPP20SP | [8 empty] | XT0003 | AF0062
[7 empty] | XT0127 | [8 empty] | XT0002 | AF0061
[7 empty] | XT0353 | [8 empty] | FU0136 | AU0060
[7 empty] | GR0143 | [8 empty] | GR0131 | XTPP07SP
[7 empty] | AF0127 | [8 empty] | UJ0131 | GR0231
[7 empty] | AF0126 | [8 empty] | FU0011 | AU0700
[7 empty] | AF0125 | [8 empty] | XT0011 | AF0701
[7 empty] | AF0124 | [8 empty] | XT0012 | AF0702
[7 empty] | AF0123 | [8 empty] | FU0012 | AF0703
[7 empty] | AF0122 | [8 empty] | FU0013 | AF0704
[7 empty] | AF0121 | [8 empty] | FU0014 | UA1200
[7 empty] | AU0120 | [8 empty] | FU0015 | IEG0230
[7 empty] | GR0142 | [8 empty] | FU0016 | IEG0010
[7 empty] | PEG0140 | [8 empty] | FU0017
[7 empty] | IEG0140 | [8 empty] | XT0013
FU0007
FU0008
FU0009
XT6472GND
GR0132
XT0014
XT0015
PEG0130

## White Labels
(SHT 7) CONTROL A | (SHT 7) CONTROL A - (SHT 8) CONTROL B | (SHT 7) CONTROL A - (SHT 1) CONTROL,JB70;TT6 | (SHT 8) CONTROL B | (SHT 8) CONTROL B - (SHT 5) HMI-S PWR | (SHT 8) CONTROL B - (SHT 6) PLC | (SHT 8) CONTROL B - (SHT 3) RAIL,RIGHT,JB70 | (SHT 17) GEN CTRL | (SHT 17) GEN CTRL - (SHT 16) GEN VIB | (SHT 17) GEN CTRL - (SHT 14) RAIL,LEFT,JB72 | (SHT 17) GEN CTRL - (SHT 15) RAIL,RIGHT,JB72 | (SHT 16) GEN VIB | (SHT 12) JB5 | (SHT 12) JB5 - (SHT 10) RAIL,LEFT,JB5 | (SHT 12) JB5 - (SHT 11) RAIL,RIGHT,JB5 | (SHT 6) PLC | (SHT 10) RAIL,LEFT,JB5 | (SHT 14) RAIL,LEFT,JB72
0V | IEG001013 | AT1100G | AF0064G | IEG023011 | IEG02306 | IEG023010 | AF0123SH | IEG01406 | IEG01401 | PEG01405 | XT05001 | AU0380GND | IEG01101 | IEG01102 | UV0600G | AF0371G | AU0180GND
AF0083G | IEG00102 |  | AF0065G |  | IEG02307 | IEG02309 | AF0126SH |  | IEG01408 | PEG01406 |  | GR0114 | IEG01105 |  |  | AF0372G
AF0084G | IEG00106 |  | AF0066G |  |  |  | AT0140LS(S) |  |  |  |  | IEG01104 |  |  |  | AF0373G
AF0085G | IEG00108 |  | AF0071G |  |  |  | AU0120GND |  |  |  |  | XT04001 |  |  |  | AF0374G
AF0086G |  |  | AF0072G |  |  |  | EXCS |  |  |  |  | XT04002 |  |  |  | AF0375G
AF0094G |  |  | AF0073G |  |  |  | GR0142 |  |  |  |  | XT04003 |  |  |  | AU0370GND
AF0096G |  |  | AF0074G |  |  |  | IEG01405 |  |  |  |  | XT09001
AF0097G |  |  | AF0075G |  |  |  | PEG01404 |  |  |  |  | XT09002
AU0080GND |  |  | AF0077G |  |  |  | PMGS
AU0090GND |  |  | AF0701G |  |  |  | WC8101
|  |  | AF0702G |  |  |  | WC8102
|  |  | AF0703G |  |  |  | WC8201
|  |  | AU0060GND |  |  |  | WC8301
AU0070GND
AU0700GND
IEG001012
IEG02300
IEG02301
IEG023012
IEG02303
IEG02304
IEG02305
IEG02308

## Heat Shrink Labels
(SHT 7) CONTROL A - (SHT 3) RAIL,RIGHT,JB70 | (SHT 8) CONTROL B | (SHT 8) CONTROL B - (SHT 3) RAIL,RIGHT,JB70 | (SHT 4) F&G PWR,ONSK - (SHT 2) RAIL,F&G EDIO ONSK | (SHT 17) GEN CTRL | (SHT 17) GEN CTRL - (SHT 16) GEN VIB | (SHT 12) JB5 | (SHT 2) RAIL,F&G EDIO ONSK | (SHT 10) RAIL,LEFT,JB5 - (SHT 11) RAIL,RIGHT,JB5
WC0845 | WC4524 | WC0683 | WC5025 | WC8009 | WC1242 | WC8640 | WC8066 | WC0410
WC0846 |  | WC0684 | WC8069 |  | WC1243 | WC8641 | WC8067 | WC0411
WC0847 |  | WC0685 |  |  | WC1244 | WC8642 | WC8085 | WC0412
|  | WC0733 |  |  | WC1245 | WC8643 | WC8086 | WC0413
|  | WC0734 |  |  | WC1246
WC0735
WC0770
WC0771
WC0772
WC0773
WC0774
WC0775
WC0776
WC0777
WC2100
WC2101
WC2102
WC2103
WC2104
WC2105
WC2112
WC2113
WC2114
WC2115
WC2116
WC2117

## BRG 2-3-PT,PROX,JB351
BRG 2-3-PT,PROX,JB351
JB351
Project # | 4M371
Project Name | SOLARIS ENERGY INFRASTRUCTURE
Revision | C
Controls DE | J. PECACHE
Phone:
Controls ME | S. LOZA
Phone:
From | [5 empty] | To
Device ID | Cable (W) Conductor (SC) Jumper Clip (JC) | Wire No. | Wire ID | Gauge/Size | Page/Zone | Device ID | Location | Page/Zone
GR1230: | SC | GR1230 | GRN/YEL | 14 | 10.A6 | FRAME | BRG 2-3-PT,PROX,JB351 | 10.A6
GR1250: | SC | GR1250 | GRN/YEL | 14 | 10.A6 | FRAME | BRG 2-3-PT,PROX,JB351 | 10.A6
SolarTools ver. 24.0.84.24712 (Jul 31, 2025)
Report date: 4/15/2026 12:13 PM

## CONTROL A
CONTROL A
JB70
Project # | 4M371
Project Name | SOLARIS ENERGY INFRASTRUCTURE
Revision | C
Controls DE | J. PECACHE
Phone:
Controls ME | S. LOZA
Phone:
From | [5 empty] | To
Device ID | Cable (W) Conductor (SC) Jumper Clip (JC) | Wire No. | Wire ID | Gauge/Size | Page/Zone | Device ID | Location | Page/Zone
XT0002:1 | JC | FU0136 | CLIP | --- | 13.A4 | XT0002:2 | CONTROL A | 13.A4
XT0002:2 | JC | FU0136 | CLIP | --- | 13.A4 | XT0002:3 | CONTROL A | 13.A4
XT0002:3 | JC | FU0136 | CLIP | --- | 13.A4 | XT0002:4 | CONTROL A | 13.A4
XT0002:4 | JC | FU0136 | CLIP | --- | 13.A4 | XT0002:5 | CONTROL A | 13.B4
XT0002:5 | JC | FU0136 | CLIP | --- | 13.B4 | XT0002:6 | CONTROL A | 13.B4
XT0002:6 | JC | FU0136 | CLIP | --- | 13.B4 | XT0002:7 | CONTROL A | 13.B4
XT0002:7 | JC | FU0136 | CLIP | --- | 13.B4 | XT0002:8 | CONTROL A | 13.B4
XT0002:8 | JC | FU0136 | CLIP | --- | 13.B4 | XT0002:9 | CONTROL A | 13.C4
XT0002:9 | JC | FU0136 | CLIP | --- | 13.C4 | XT0002:10 | CONTROL A | 13.C4
XT0003:1 | JC | 0V | CLIP | --- | 13.A4 | XT0003:2 | CONTROL A | 13.A4
XT0003:2 | JC | 0V | CLIP | --- | 13.A4 | XT0003:3 | CONTROL A | 13.A4
XT0003:3 | JC | 0V | CLIP | --- | 13.A4 | XT0003:4 | CONTROL A | 13.B4
XT0003:4 | JC | 0V | CLIP | --- | 13.B4 | XT0003:5 | CONTROL A | 13.B4
XT0003:5 | JC | 0V | CLIP | --- | 13.B4 | XT0003:6 | CONTROL A | 13.B4
XT0003:6 | JC | 0V | CLIP | --- | 13.B4 | XT0003:7 | CONTROL A | 13.B4
XT0003:7 | JC | 0V | CLIP | --- | 13.B4 | XT0003:8 | CONTROL A | 13.C4
XT0003:8 | JC | 0V | CLIP | --- | 13.C4 | XT0003:9 | CONTROL A | 13.C4
XT0003:9 | JC | 0V | CLIP | --- | 13.C4 | XT0003:10 | CONTROL A | 13.C4
XT0012:1 | JC | 523NEG | CLIP | --- | 12.C3 | XT0012:2 | CONTROL A | 12.C3
XT0012:2 | JC | 523NEG | CLIP | --- | 12.C3 | XT0012:3 | CONTROL A | 12.C3
XT0012:3 | JC | 523NEG | CLIP | --- | 12.C3 | XT0012:4 | CONTROL A | 12.C3
XT0013:1 | JC | 524NEG | CLIP | --- | 12.D3 | XT0013:2 | CONTROL A | 12.D3
XT0080:1 | JC | 0V | CLIP | --- | 25.A1 | XT0080:3 | CONTROL A | 25.D1
XT0080:3 | JC | 0V | CLIP | --- | 25.D1 | XT0080:4 | CONTROL A | 25.D1
XT0080:4 | JC | 0V | CLIP | --- | 25.D1 | XT0080:5 | CONTROL A | 25.D1
XT0080:6 | JC | 0V | CLIP | --- | 27.A6 | XT0080:7 | CONTROL A | 26.A6
XT0080:7 | JC | 0V | CLIP | --- | 26.A6 | XT0080:8 | CONTROL A | 28.A6
XT0080:8 | JC | 0V | CLIP | --- | 28.A6 | XT0080:9 | CONTROL A | 29.A6
XT0081:1 | JC | FU0139 | CLIP | --- | 27.A2 | XT0081:2 | CONTROL A | 26.A2
XT0081:2 | JC | FU0139 | CLIP | --- | 26.A2 | XT0081:3 | CONTROL A | 28.A2
XT0081:3 | JC | FU0139 | CLIP | --- | 28.A2 | XT0081:4 | CONTROL A | 29.A3
XT0081:4 | JC | FU0139 | CLIP | --- | 29.A3 | XT0081:5 | CONTROL A | 29.A3
XT0081:5 | JC | FU0139 | CLIP | --- | 29.A3 | XT0081:6 | CONTROL A | 29.A3
XT0082:1 | JC | 0V | CLIP | --- | 24.A1 | XT0082:2 | CONTROL A | 24.A1
XT0082:2 | JC | 0V | CLIP | --- | 24.A1 | XT0082:3 | CONTROL A | 24.B1
XT0082:3 | JC | 0V | CLIP | --- | 24.B1 | XT0082:4 | CONTROL A | 24.B1
XT0082:4 | JC | 0V | CLIP | --- | 24.B1 | XT0082:5 | CONTROL A | 24.B1
XT0089:10 | JC | ESTOP | CLIP | --- | 29.D5 | XT0089:11 | CONTROL A | 29.D5
XT0089:12 | JC | KA0131A1 | CLIP | --- | 31.D4 | XT0089:13 | CONTROL A | 31.D4
AF0081:00 | SC | UA1200J21 | WHT | 20 | 17.D7 | XT0089:23 | CONTROL A | 17.D5
AF0081:03 | SC | KA013014 | WHT | 20 | 17.C7 | KA0130:14 | CONTROL A | 17.D6
AF0081:05 | SC | SB6472B112 | WHT | 20 | 30.C6 | XT0089:6 | CONTROL A | 30.C4
AF0081:08 | SC | KT014618 | WHT | 20 | 31.B6 | KT0146:18 | CONTROL A | 31.B2
AF0081:24 | SC | KA0131A2 | WHT | 20 | 31.B6 | KA0131:A2 | CONTROL A | 31.C5
AF0081:35 | SC | KA0130A1 | WHT | 20 | 17.C7 | KA0130:A1 | CONTROL A | 17.C5
AF0081:37 | SC | SB6472B111 | WHT | 20 | 30.C6 | XT0089:5 | CONTROL A | 30.C4
AF0081:40 | SC | KA014124 | WHT | 20 | 31.B6 | KA0141:24 | CONTROL A | 31.B5
AF0081:COM | SC | AF0081N | WHT | 16 | 25.A2 | AF0082:COM | CONTROL A | 25.B3
AF0081:COM | SC | AU0080N | WHT | 16 | 25.A2 | AU0080:COM | CONTROL A | 25.A1
AF0081:J | SC | * |  |  | 25.A2 | AF0082:P | CONTROL A | 25.B3
AF0081:V+ | SC | AF0081P | WHT | 16 | 25.A2 | AF0082:V+ | CONTROL A | 25.B3
AF0081:V+ | SC | AU0080P | WHT | 16 | 25.A2 | AU0080:V+ | CONTROL A | 25.A1
AF0082:COM | SC | AF0082N | WHT | 16 | 25.B3 | AF0083:COM | CONTROL A | 25.B3
AF0082:J | SC | * |  |  | 25.B3 | AF0083:P | CONTROL A | 25.B3
AF0082:V+ | SC | AF0082P | WHT | 16 | 25.B3 | AF0083:V+ | CONTROL A | 25.B3
AF0083:COM | SC | AF0083N | WHT | 16 | 25.B3 | AF0084:COM | CONTROL A | 25.B4
AF0083:J | SC | * |  |  | 25.B3 | AF0084:P | CONTROL A | 25.B4
AF0083:SH | SC | AF0083G | GRN | 14 | 25.B3 | AF0084:SH | CONTROL A | 25.B4
AF0083:V+ | SC | AF0083P | WHT | 16 | 25.B3 | AF0084:V+ | CONTROL A | 25.B4
AF0084:COM | SC | AF0084N | WHT | 16 | 25.B4 | AF0085:COM | CONTROL A | 25.B4
AF0084:J | SC | * |  |  | 25.B4 | AF0085:P | CONTROL A | 25.B4
AF0084:SH | SC | AF0084G | GRN | 14 | 25.B4 | AF0085:SH | CONTROL A | 25.B4
AF0084:V+ | SC | AF0084P | WHT | 16 | 25.B4 | AF0085:V+ | CONTROL A | 25.B4
AF0085:COM | SC | AF0085N | WHT | 16 | 25.B4 | AF0086:COM | CONTROL A | 25.B5
AF0085:J | SC | * |  |  | 25.B4 | AF0086:P | CONTROL A | 25.B5
AF0085:SH | SC | AF0085G | GRN | 14 | 25.B4 | AF0086:SH | CONTROL A | 25.B5
AF0085:V+ | SC | AF0085P | WHT | 16 | 25.B4 | AF0086:V+ | CONTROL A | 25.B5
AF0086:28 | SC | 0V | WHT | 12 | 130.C7 | XT0050:2 | CONTROL A | 130.C5
AF0086:COM | SC | AF0086N | WHT | 16 | 25.B5 | AF0087:COM | CONTROL A | 25.B6
AF0086:J | SC | * |  |  | 25.B5 | AF0087:P | CONTROL A | 25.B6
AF0086:SH | SC | AF0086G | GRN | 14 | 25.B5 | AF0088:SH | CONTROL A | 25.B6
AF0086:V+ | SC | AF0086P | WHT | 16 | 25.B5 | AF0087:V+ | CONTROL A | 25.B6
AF0087:11 | SC | KA013624 | WHT | 20 | 27.D3 | KA0136:24 | CONTROL A | 27.D3
AF0087:43 | SC | KA013621 | WHT | 20 | 27.D3 | KA0136:21 | CONTROL A | 27.D3
AF0087:COM | SC | AF0087N | WHT | 16 | 25.B6 | AF0088:COM | CONTROL A | 25.B6
AF0087:J | SC | * |  |  | 25.B6 | AF0088:P | CONTROL A | 25.B6
AF0087:V+ | SC | AF0087P | WHT | 16 | 25.B6 | AF0088:V+ | CONTROL A | 25.B6
AF0088:SH | SC | AU0080GND | GRN | 14 | 25.B6 | AU0080:GND | CONTROL A | 25.A1
AF0091:07 | SC | KA014114 | WHT | 20 | 31.A6 | KA0141:14 | CONTROL A | 31.A5
AF0091:09 | SC | UJ0131OK2 | WHT | 20 | 12.B7 | UJ0131:OK2 | CONTROL A | 12.B4
AF0091:12 | SC | KA0134A1 | WHT | 20 | 27.D5 | KA0134:A1 | CONTROL A | 27.D6
AF0091:39 | SC | KA014111 | WHT | 20 | 31.A6 | KA0141:11 | CONTROL A | 31.A5
AF0091:41 | SC | UJ0131OK1 | WHT | 20 | 12.B7 | UJ0131:OK1 | CONTROL A | 12.B4
AF0091:COM | SC | AF0091N | WHT | 16 | 25.D2 | AF0094:COM | CONTROL A | 25.D4
AF0091:COM | SC | AU0090N | WHT | 16 | 25.D2 | AU0090:COM | CONTROL A | 25.C2
AF0091:J | SC | * |  |  | 25.D2 | AF0092:P | CONTROL A | 25.D3
AF0091:V+ | SC | AF0091P | WHT | 16 | 25.D2 | AF0094:V+ | CONTROL A | 25.D4
AF0091:V+ | SC | AU0090P | WHT | 16 | 25.D2 | AU0090:V+ | CONTROL A | 25.C2
AF0092:02 | SC | KA0133A1 | WHT | 20 | 27.B4 | KA0133:A1 | CONTROL A | 27.B6
AF0092:04 | SC | KA2160A1 | WHT | 20 | 32.A6 | KA2160:A1 | CONTROL A | 32.A5
AF0092:06 | SC | KA013114 | WHT | 20 | 26.C3 | KA0131:14 | CONTROL A | 26.C4
AF0092:07 | SC | KA2161A1 | WHT | 20 | 32.A6 | KA2161:A1 | CONTROL A | 32.B5
AF0092:12 | SC | 009212 | WHT | 20 | 53.A6 | KA0875:A1 | CONTROL A | 53.A5
AF0092:15 | SC | KA0181A1 | WHT | 20 | 202.C7 | KA0181:A1 | CONTROL A | 202.C5
AF0092:20 | SC | KA2160A2 | WHT | 20 | 32.A6 | KA2160:A2 | CONTROL A | 32.A5
AF0092:23 | SC | KA2161A2 | WHT | 20 | 32.A6 | KA2161:A2 | CONTROL A | 32.B5
AF0092:31 | SC | KA0181A2 | WHT | 20 | 202.C7 | KA0181:A2 | CONTROL A | 202.C5
AF0092:COM | SC | 0V | WHT | 16 | 25.D3 | XT0080:3 | CONTROL A | 25.D1
AF0092:J | SC | * |  |  | 25.D3 | AF0093:P | CONTROL A | 25.D3
AF0092:V+ | SC | FU0091 | WHT | 16 | 25.D3 | FU0091:LD | CONTROL A | 25.D1
AF0093:03 | SC | 009303 | WHT | 20 | 114.C7 | KA1306:A1 | CONTROL A | 114.C5
AF0093:12 | SC | 009312 | WHT | 20 | 24.D7 | PC0470:INP_A | CONTROL A | 24.D5
AF0093:19 | SC | 009319 | WHT | 20 | 114.C7 | KA1306:A2 | CONTROL A | 114.C5
AF0093:20 | SC | 009320 | WHT | 20 | 194.A7 | KA6244:A2 | CONTROL A | 194.A6
AF0093:28 | SC | 009328 | WHT | 20 | 24.D7 | PC0470:-PWR | CONTROL A | 24.D5
AF0093:29 | SC | 009329 | WHT | 20 | 195.A7 | KA6254:A2 | CONTROL A | 195.B6
AF0093:44 | SC | 009344 | WHT | 20 | 24.D7 | PC0470:+PWR | CONTROL A | 24.D5
AF0093:COM | SC | 0V | WHT | 16 | 25.D3 | XT0080:4 | CONTROL A | 25.D1
AF0093:J | SC | * |  |  | 25.D3 | AF0094:P | CONTROL A | 25.D4
AF0093:V+ | SC | FU0092 | WHT | 16 | 25.D3 | FU0092:LD | CONTROL A | 25.D1
AF0094:04 | SC | UJ0131VIN | WHT | 20 | 12.A7 | UJ0131:VIN | CONTROL A | 12.B4
AF0094:05 | SC | 0V | WHT | 20 | 12.A7 | XT0082:5 | CONTROL A | 24.B1
AF0094:06 | SC | UJ0131IOUT | WHT | 20 | 12.A7 | UJ0131:IOUT | CONTROL A | 12.B4
AF0094:07 | SC | 0V | WHT | 20 | 12.A7 | XT0082:5 | CONTROL A | 24.B1
AF0094:COM | SC | AF0094N | WHT | 16 | 25.D4 | AF0096:COM | CONTROL A | 25.D5
AF0094:J | SC | * |  |  | 25.D4 | AF0095:P | CONTROL A | 25.D5
AF0094:SH | SC | AF0094G | GRN | 14 | 25.D4 | AF0096:SH | CONTROL A | 25.D5
AF0094:V+ | SC | AF0094P | WHT | 16 | 25.D4 | AF0096:V+ | CONTROL A | 25.D5
AF0095:COM | SC | 0V | WHT | 16 | 25.D5 | XT0080:5 | CONTROL A | 25.D1
AF0095:J | SC | * |  |  | 25.D5 | AF0096:P | CONTROL A | 25.D5
AF0095:V+ | SC | FU0093 | WHT | 16 | 25.D5 | FU0093:LD | CONTROL A | 25.D1
AF0096:COM | SC | AF0096N | WHT | 16 | 25.D5 | AF0097:COM | CONTROL A | 25.D6
AF0096:SH | SC | AF0096G | GRN | 14 | 25.D5 | AF0097:SH | CONTROL A | 25.D6
AF0096:V+ | SC | AF0096P | WHT | 16 | 25.D5 | AF0097:V+ | CONTROL A | 25.D6
AF0097:COM | SC | AF0097N | WHT | 16 | 25.D6 | AF0098:COM | CONTROL A | 25.D6
AF0097:J | SC | * |  |  | 25.D6 | AF0098:P | CONTROL A | 25.D6
AF0097:SH | SC | AF0097G | GRN | 14 | 25.D6 | AF0098:SH | CONTROL A | 25.D6
AF0097:V+ | SC | AF0097P | WHT | 16 | 25.D6 | AF0098:V+ | CONTROL A | 25.D6
AF0098:SH | SC | AU0090GND | GRN | 14 | 25.D6 | AU0090:GND | CONTROL A | 25.C2
AU0080:COM | SC | 0V | WHT | 16 | 25.A1 | XT0080:1 | CONTROL A | 25.A1
AU0080:V+ | SC | FU0081 | WHT | 16 | 25.A1 | FU0081:LD | CONTROL A | 25.B1
AU0090:COM | SC | 0V | WHT | 16 | 25.C2 | XT0080:3 | CONTROL A | 25.D1
AU0090:V+ | SC | FU0090 | WHT | 16 | 25.C2 | FU0090:LD | CONTROL A | 25.D1
XT0089:3 | SC | JP3 | CLIP | -- | 30.B4 | XT0089:2 | CONTROL A | 30.B4
XT0089:9 | SC | JP6 | CLIP | -- | 30.D4 | XT0089:8 | CONTROL A | 30.D4
AF0081:07 | SC | JP2 | VIO | 20 | 30.B6 | AF0081:39 | CONTROL A | 30.B6
AF0082:11 | SC | JP4 | VIO | 20 | 202.A7 | AF0082:43 | CONTROL A | 202.A7
AF0082:12 | SC | JP82 | VIO | 20 | 202.B7 | AF0082:44 | CONTROL A | 202.B7
XT0089:2 | SC | JP0 | VIO | 20 | 30.B4 | XT0089:1 | CONTROL A | 30.B4
FU0007:LI | SC | 524POS | --- | BUS | 12.C3 | FU0008:LI | CONTROL A | 12.C3
FU0007:LI | SC | 524POS | --- | BUS | 12.C3 | XT0015:1 | CONTROL A | 12.C2
FU0008:LI | SC | 524POS | --- | BUS | 12.C3 | FU0009:LI | CONTROL A | 12.D3
FU0011:LD | SC | UJ0131P | WHT | 12 | 12.B3 | UJ0131:+ | CONTROL A | 12.B4
FU0012:LI | SC | 523POS | --- | BUS | 12.B3 | FU0013:LI | CONTROL A | 12.B3
FU0012:LI | SC | 523POS | --- | BUS | 12.B3 | XT0014:1 | CONTROL A | 12.B2
FU0013:LI | SC | 523POS | --- | BUS | 12.B3 | FU0014:LI | CONTROL A | 12.B3
FU0014:LI | SC | 523POS | --- | BUS | 12.B3 | FU0015:LI | CONTROL A | 12.B3
FU0015:LI | SC | 523POS | --- | BUS | 12.B3 | FU0016:LI | CONTROL A | 12.C3
FU0016:LI | SC | 523POS | --- | BUS | 12.C3 | FU0017:LI | CONTROL A | 12.C3
FU0080:LI | SC | FU0137 | WHT | 12 | 24.A1 | FU0137:LD | CONTROL A | 24.A2
FU0080:LI | SC | FU0137 | WHT | 12 | 24.A1 | FU0139:LI | CONTROL A | 24.A1
FU0081:LI | SC | FU0080 | WHT | 14 | 25.B1 | FU0080:LD | CONTROL A | 24.A1
FU0081:LI | SC | FU0080 | WHT | 14 | 25.B1 | FU0090:LI | CONTROL A | 25.D1
FU0090:LI | SC | FU0080 | WHT | 14 | 25.D1 | FU0091:LI | CONTROL A | 25.D1
FU0091:LI | SC | FU0080 | WHT | 14 | 25.D1 | FU0092:LI | CONTROL A | 25.D1
FU0092:LI | SC | FU0080 | WHT | 14 | 25.D1 | FU0093:LI | CONTROL A | 25.D1
FU0093:LI | SC | FU0080 | WHT | 14 | 25.D1 | FU0094:LI | CONTROL A | 25.D1
FU0094:LD | SC | FU0094 | WHT | 12 | 25.D1 | XT0050:1 | CONTROL A | 130.C5
FU0136:LD | SC | FU0136 | WHT | 10 | 13.A2 | XT0002:1 | CONTROL A | 13.A4
FU0136:LI | SC | 24V | WHT | 10 | 13.A2 | UJ0131:OUT(+) | CONTROL A | 12.B4
FU0137:LI | SC | FU0136 | WHT | 12 | 24.A2 | XT0002:2 | CONTROL A | 13.A4
FU0139:LD | SC | FU0139 | WHT | 16 | 24.A1 | XT0081:1 | CONTROL A | 27.A2
FU0139:LI | SC | FU0137 | WHT | 12 | 24.A1 | FU0387:LI | CONTROL A | 24.A1
FU0385:LD | SC | FU0385 | WHT | 16 | 24.B1 | KA0140:24 | CONTROL A | 114.C6
FU0387:LI | SC | FU0137 | WHT | 12 | 24.A1 | FU0388:LI | CONTROL A | 24.B1
FU0388:LD | SC | FU0388 | WHT | 16 | 24.B1 | KA0138:14 | CONTROL A | 149.C5
FU0388:LI | SC | FU0137 | WHT | 12 | 24.B1 | FU0389:LI | CONTROL A | 24.B1
FU0389:LD | SC | FU0389 | WHT | 16 | 24.B1 | XT0089:24 | CONTROL A | 17.D5
FU0389:LI | SC | FU0137 | WHT | 12 | 24.B1 | FU0385:LI | CONTROL A | 24.B1
GR0131: | SC | GR0131 | GRN/YEL | 14 | 10.A4 | FRAME | CONTROL A | 10.A3
GR0132: | SC | GR0132 | GRN/YEL | 14 | 10.A4 | FRAME | CONTROL A | 10.A3
KA0130:A1 | SC | KA0130A1 | WHT | 20 | 17.C5 | KA0130:11 | CONTROL A | 17.D6
KA0131:11 | SC | KA0135A1 | WHT | 20 | 26.C4 | KA0135:A1 | CONTROL A | 26.C6
KA0131:12 | SC | KA013112 | WHT | 20 | 26.C4 | KA0137:24 | CONTROL A | 26.C1
KA0131:A1 | SC | KA0131A1 | WHT | 20 | 31.C5 | KA0132:A1 | CONTROL A | 31.C5
KA0131:A2 | SC | KA0131A2 | WHT | 20 | 31.C5 | KA0132:A2 | CONTROL A | 31.C5
KA0132:11 | SC | FU0139 | WHT | 20 | 27.A1 | KA0133:11 | CONTROL A | 27.B1
KA0132:11 | SC | FU0139 | WHT | 20 | 27.A1 | XT0081:1 | CONTROL A | 27.A2
KA0132:12 | SC | KT014315 | WHT | 20 | 27.A1 | KT0142:A1 | CONTROL A | 27.A6
KA0132:12 | SC | KT014315 | WHT | 20 | 27.A1 | KA0133:12 | CONTROL A | 27.B1
KA0132:21 | SC | KA0138A1 | WHT | 20 | 27.C3 | KA0138:A1 | CONTROL A | 27.C6
KA0132:22 | SC | KA013222 | WHT | 20 | 27.C3 | KT0141:18 | CONTROL A | 27.C2
KA0132:24 | SC | KA013224 | WHT | 20 | 27.C3 | KA0134:14 | CONTROL A | 27.C1
KA0132:A1 | SC | KA0131A1 | WHT | 20 | 31.C5 | KA0141:A1 | CONTROL A | 31.C5
KA0132:A2 | SC | KA0131A2 | WHT | 20 | 31.C5 | KA0141:A2 | CONTROL A | 31.C5
KA0133:11 | SC | FU0139 | WHT | 20 | 27.B1 | KT0144:A1 | CONTROL A | 27.B6
KA0133:A2 | SC | 0V | WHT | 20 | 27.B6 | KA0136:A2 | CONTROL A | 27.C6
KA0133:A2 | SC | 0V | WHT | 20 | 27.B6 | KT0144:A2 | CONTROL A | 27.B6
KA0134:11 | SC | FU0139 | WHT | 20 | 27.C1 | KT0144:15 | CONTROL A | 27.C1
KA0134:11 | SC | FU0139 | WHT | 20 | 27.C1 | KA0136:11 | CONTROL A | 27.B1
KA0134:A2 | SC | 0V | WHT | 20 | 27.D6 | KT0143:A2 | CONTROL A | 27.D6
KA0135:A1 | SC | KA0135A1 | WHT | 20 | 26.C6 | XT0089:26 | CONTROL A | 26.C5
KA0135:A2 | SC | 0V | WHT | 20 | 26.C6 | KA0137:A2 | CONTROL A | 26.D6
KA0135:A2 | SC | 0V | WHT | 20 | 26.C6 | KT0145:A2 | CONTROL A | 26.B6
KA0136:11 | SC | FU0139 | WHT | 20 | 27.B1 | KT0144:A1 | CONTROL A | 27.B6
KA0136:14 | SC | KA013821 | WHT | 20 | 27.B1 | KA0138:21 | CONTROL A | 27.B2
KA0136:A1 | SC | PS32002 | WHT | 20 | 27.C6 | XT0089:17 | CONTROL A | 145.D5
KA0136:A2 | SC | 0V | WHT | 20 | 27.C6 | KA0140:A2 | CONTROL A | 27.C6
KA0137:11 | SC | FU0139 | WHT | 20 | 27.C1 | KT0140:15 | CONTROL A | 27.C1
KA0137:11 | SC | FU0139 | WHT | 20 | 27.C1 | KT0144:15 | CONTROL A | 27.C1
KA0137:14 | SC | KA013222 | WHT | 20 | 27.C1 | KT0141:18 | CONTROL A | 27.C2
KA0137:14 | SC | KA013222 | WHT | 20 | 27.C1 | KT0144:18 | CONTROL A | 27.C1
KA0137:21 | SC | FU0139 | WHT | 20 | 26.C1 | KT0142:15 | CONTROL A | 26.D1
KA0137:24 | SC | KA013112 | WHT | 20 | 26.C1 | AF0087:09 | CONTROL A | 26.C2
KA0137:A1 | SC | KA0137A1 | WHT | 20 | 26.D6 | KT0145:18 | CONTROL A | 26.D1
KA0138:11 | SC | KM3170EP | WHT | 20 | 149.C5 | XT0081:8 | CONTROL A | 149.C5
KA0138:24 | SC | KT0144B1 | WHT | 20 | 27.B2 | KT0144:B1 | CONTROL A | 27.B6
KA0138:A2 | SC | 0V | WHT | 20 | 27.C6 | KT0143:A2 | CONTROL A | 27.D6
KA0138:A2 | SC | 0V | WHT | 20 | 27.C6 | KA0140:A2 | CONTROL A | 27.C6
KA0140:21 | SC | KA130614 | WHT | 16 | 114.C6 | KA1306:14 | CONTROL A | 114.C5
KA0140:A1 | SC | PS32002 | WHT | 20 | 27.C6 | XT0089:17 | CONTROL A | 145.D5
KA0141:21 | SC | KT0146A1 | WHT | 20 | 31.B5 | KT0146:A1 | CONTROL A | 31.B4
KA1306:11 | SC | KM1306EP | WHT | 20 | 114.C5 | XT0082:7 | CONTROL A | 114.C5
KT0140:16 | SC | KT014115 | WHT | 20 | 27.C1 | KT0141:15 | CONTROL A | 27.C2
KT0140:18 | SC | KT0143A1 | WHT | 20 | 27.D1 | KT0143:A1 | CONTROL A | 27.D6
KT0140:A1 | SC | KT0140A1 | WHT | 20 | 27.A6 | KT0143:16 | CONTROL A | 27.A5
KT0140:A2 | SC | 0V | WHT | 20 | 27.A6 | KT0141:A2 | CONTROL A | 27.A6
KT0140:A2 | SC | 0V | WHT | 20 | 27.A6 | XT0080:6 | CONTROL A | 27.A6
KT0141:A1 | SC | KT014315 | WHT | 20 | 27.A6 | KT0143:15 | CONTROL A | 27.A5
KT0141:A1 | SC | KT014315 | WHT | 20 | 27.A6 | KT0142:A1 | CONTROL A | 27.A6
KT0141:A2 | SC | 0V | WHT | 20 | 27.A6 | KT0142:A2 | CONTROL A | 27.A6
KT0142:15 | SC | FU0139 | WHT | 20 | 26.D1 | KT0145:15 | CONTROL A | 26.D1
KT0142:A2 | SC | 0V | WHT | 20 | 27.A6 | KT0144:A2 | CONTROL A | 27.B6
KT0145:18 | SC | KA0137A1 | WHT | 20 | 26.D1 | KT0142:18 | CONTROL A | 26.D1
KT0145:A2 | SC | 0V | WHT | 20 | 26.B6 | XT0080:7 | CONTROL A | 26.A6
PC0470:INP_A | SC | 009312 | WHT | 20 | 24.D5 | PC0470:INP_B | CONTROL A | 24.D5
PEG0130:1 | SC | 0V | GRN/YEL | 8 | 13.C5 | XT0003:10 | CONTROL A | 13.C4
RR0941:-3.01K OHM | SC | FU0136 | LEAD | --- | 31.A2 | XT0089:20 | CONTROL A | 31.A2
RR0941:-3.01K OHM | SC | 007405 | LEAD | --- | 31.A2 | XT0089:21 | CONTROL A | 31.A2
RR0942:-1.0K OHM | SC | 0V | LEAD | --- | 31.A2 | XT0089:22 | CONTROL A | 31.A2
RR0942:-1.0K OHM | SC | 007405 | LEAD | --- | 31.A2 | XT0089:21 | CONTROL A | 31.A2
UJ0131:- | SC | 521NEG | WHT | 12 | 12.B4 | XT0011:1 | CONTROL A | 12.B3
UJ0131:G | SC | UJ0131G | GRN/YEL | 12 | 12.B4 | FRAME | CONTROL A | 12.B4
UJ0131:OUT(-) | SC | 0V | WHT | 10 | 12.B4 | XT0003:1 | CONTROL A | 13.A4
XT0002:9 | SC | FU0136 | WHT | 14 | 13.C4 | XT0089:20 | CONTROL A | 31.A2
XT0003:2 | SC | 0V | WHT | 12 | 13.A4 | XT0082:1 | CONTROL A | 24.A1
XT0003:9 | SC | 0V | WHT | 14 | 13.C4 | XT0089:22 | CONTROL A | 31.A2
XT0050:2 | SC | 0V | WHT | 12 | 130.C5 | XT0080:13 | CONTROL A | 25.D1
XT0080:1 | SC | 0V | WHT | 14 | 25.A1 | XT0082:2 | CONTROL A | 24.A1
XT0080:5 | SC | 0V | WHT | 14 | 25.D1 | XT0080:13 | CONTROL A | 25.D1
XT0082:2 | SC | 0V | WHT | 14 | 24.A1 | XT0080:6 | CONTROL A | 27.A6
XT0082:4 | SC | 0V | WHT | 16 | 24.B1 | XT0089:25 | CONTROL A | 17.D5
XT0089:16 | SC | FU0139 | WHT | 20 | 145.D5 | XT0081:4 | CONTROL A | 29.A3
XT0089:4 | SC | ESTOPB | WHT | 20 | 30.B4 | XT0089:7 | CONTROL A | 30.D4
AU0080:L1 | WC0009 | AU0090L2 | ENET | CABLE | 2.A5 | AU0090:L2 | CONTROL A | 2.A5
AF0081:01 | SC | KA024314 | WHT | 20 | 28.D7 | KA0243:14 | CONTROL B | 28.D6
AF0081:02 | SC | KA024514 | WHT | 20 | 28.D7 | KA0245:14 | CONTROL B | 28.D6
AF0081:09 | SC | KA023914 | WHT | 20 | 29.B6 | KA0239:14 | CONTROL B | 29.B5
AF0081:19 | SC | UA1200J27 | WHT | 20 | 17.C7 | UA1200:J2-7 | CONTROL B | 17.B1
AF0081:33 | SC | KA024311 | WHT | 20 | 28.D7 | KA0243:11 | CONTROL B | 28.D6
AF0081:34 | SC | KA024511 | WHT | 20 | 28.D7 | KA0245:11 | CONTROL B | 28.D6
AF0081:41 | SC | KA023911 | WHT | 20 | 29.B6 | KA0239:11 | CONTROL B | 29.B5
AF0083:SH | SC | IEG00102 | GRN | 14 | 25.B3 | IEG0010:2 | CONTROL B | 25.B3
AF0092:45 | SC | KA024022 | WHT | 20 | 56.C7 | KA0240:22 | CONTROL B | 56.C6
AF0093:09 | SC | KA023224 | WHT | 20 | 91.B7 | KA0232:24 | CONTROL B | 91.B6
AF0094:SH | SC | IEG00108 | GRN | 14 | 25.D4 | IEG0010:8 | CONTROL B | 25.D4
AF0095:02 | SC | 009502 | WHT | 20 | 123.B7 | KA0221:14 | CONTROL B | 123.B6
AF0095:04 | SC | KA023324 | WHT | 20 | 96.B7 | KA0233:24 | CONTROL B | 96.B6
AF0095:06 | SC | KA023424 | WHT | 20 | 98.B7 | KA0234:24 | CONTROL B | 98.B6
GR0133: | SC | IEG00106 | GRN | 14 | 10.A4 | IEG0010:6 | CONTROL B | 10.A5
GR0134: | SC | IEG001013 | GRN | 14 | 10.A4 | IEG0010:13 | CONTROL B | 10.A5
KA0130:A2 | SC | UA1200J26 | WHT | 20 | 17.C5 | UA1200:J2-6 | CONTROL B | 17.B1
KA0131:A1 | SC | KA0131A1 | WHT | 20 | 31.C5 | KA0242:14 | CONTROL B | 31.C3
KA0134:A1 | SC | KA0134A1 | WHT | 20 | 27.D6 | AF0067:12 | CONTROL B | 27.D4
KA0137:21 | SC | FU0139 | WHT | 20 | 26.C1 | KA0244:11 | CONTROL B | 26.B1
KA0141:21 | SC | KT0146A1 | WHT | 20 | 31.B5 | KA0241:21 | CONTROL B | 31.A5
KA0141:24 | SC | KA014124 | WHT | 20 | 31.B5 | KA0241:24 | CONTROL B | 31.A5
KA0141:A1 | SC | KA0131A1 | WHT | 20 | 31.C5 | KA0230:A1 | CONTROL B | 31.C5
KA0141:A2 | SC | KA0131A2 | WHT | 20 | 31.C5 | KA0230:A2 | CONTROL B | 31.C5
KA0875:11 | SC | HA047202 | WHT | 20 | 53.A5 | KA0232:11 | CONTROL B | 53.A5
KT0145:A1 | SC | KT0145A1 | WHT | 20 | 26.B6 | KA0244:12 | CONTROL B | 26.B1
KT0146:15 | SC | KT014615 | WHT | 20 | 31.B2 | AF0076:10 | CONTROL B | 31.B2
KT0146:18 | SC | KT014618 | WHT | 20 | 31.B2 | KA0242:11 | CONTROL B | 31.C3
KT0146:A2 | SC | KT0146A2 | WHT | 20 | 31.B4 | AF0076:29 | CONTROL B | 31.B6
KT0146:B1 | SC | KT0146B1 | WHT | 20 | 31.B4 | AF0076:13 | CONTROL B | 31.B6
XT0002:1 | SC | FU0136 | WHT | 12 | 13.A4 | FU0210:LI | CONTROL B | 14.A2
XT0002:4 | SC | FU0136 | WHT | 14 | 13.A4 | FU0010:LI | CONTROL B | 4.B1
XT0002:7 | SC | FU0136 | WHT | 14 | 13.B4 | XT0051:1 | CONTROL B | 9.A4
XT0003:1 | SC | 0V | WHT | 14 | 13.A4 | XT0062:1 | CONTROL B | 14.A1
XT0003:7 | SC | 0V | WHT | 14 | 13.B4 | XT0051:5 | CONTROL B | 9.A3
XT0080:8 | SC | 0V | WHT | 20 | 28.A6 | KA0243:A2 | CONTROL B | 28.A6
XT0080:9 | SC | 0V | WHT | 20 | 29.A6 | KA0241:A2 | CONTROL B | 29.A6
XT0081:2 | SC | FU0139 | WHT | 20 | 26.A2 | KA0244:11 | CONTROL B | 26.B1
XT0081:7 | SC | KA0241A1 | WHT | 20 | 29.A3 | KA0241:A1 | CONTROL B | 29.A6
XT0084:1 | SC | UF1300 | WHT | 20 | 145.D6 | KA0240:14 | CONTROL B | 145.D6
XT0089:1 | SC | ESTOPD | WHT | 20 | 30.B4 | KA0243:24 | CONTROL B | 29.C4
XT0089:10 | SC | ESTOP | WHT | 20 | 29.D5 | KA0251:A1 | CONTROL B | 29.D6
XT0089:12 | SC | KA0131A1 | WHT | 20 | 31.D4 | KA0234:A1 | CONTROL B | 31.D5
XT0089:14 | SC | KA0254A1 | WHT | 20 | 28.A5 | KA0243:A1 | CONTROL B | 28.A6
XT0089:15 | SC | KA0245A1 | WHT | 20 | 28.B5 | KA0245:A1 | CONTROL B | 28.B6
XT0089:18 | SC | PS32004 | WHT | 20 | 145.D5 | KA0240:11 | CONTROL B | 145.D6
XT0089:21 | SC | 007405 | WHT | 20 | 31.A2 | AF0074:05 | CONTROL B | 31.A3
XT0089:22 | SC | 0V | WHT | 20 | 31.A2 | AF0074:21 | CONTROL B | 31.A3
XT0089:23 | SC | UA1200J21 | WHT | 20 | 17.D5 | UA1200:J2-1 | CONTROL B | 17.B1
XT0089:23 | SC | UA1200J21 | WHT | 20 | 17.D5 | KA0241:11 | CONTROL B | 29.C2
XT0089:24 | SC | FU0389 | WHT | 20 | 17.D5 | UA1200:J2-2 | CONTROL B | 17.B1
XT0089:24 | SC | FU0389 | WHT | 20 | 17.D5 | UA1200:J1-10 | CONTROL B | 17.B1
XT0089:25 | SC | 0V | WHT | 20 | 17.D5 | UA1200:J1-9 | CONTROL B | 17.B1
XT0089:9 | SC | ESTOP | WHT | 20 | 30.D4 | KA0235:A1 | CONTROL B | 29.C6
AF0081:04 | SC | SB0472B212 | WHT | 20 | 57.B7 | SB0472:B2-12 | CONTROL,JB70;TT6 | 57.B1
AF0081:36 | SC | SB0472B211 | WHT | 20 | 57.B7 | SB0472:B2-11 | CONTROL,JB70;TT6 | 57.B1
AF0087:02 | SC | SB047112 | WHT | 20 | 56.D7 | SB0471:12 | CONTROL,JB70;TT6 | 56.D1
AF0087:03 | SC | SB047314 | WHT | 20 | 56.D7 | SB0473:14 | CONTROL,JB70;TT6 | 56.D1
AF0087:04 | SC | SB047414 | WHT | 20 | 57.A7 | SB0474:14 | CONTROL,JB70;TT6 | 57.A1
AF0087:05 | SC | SA047312 | WHT | 20 | 54.D7 | SA0473:12 | CONTROL,JB70;TT6 | 54.D1
AF0087:06 | SC | SA047314 | WHT | 20 | 54.D7 | SA0473:14 | CONTROL,JB70;TT6 | 54.D1
AF0087:07 | SC | SA0471B214 | WHT | 20 | 57.A7 | SA0471:B2-14 | CONTROL,JB70;TT6 | 57.A1
AF0087:08 | SC | SA0471B114 | WHT | 20 | 57.B7 | SA0471:B1-14 | CONTROL,JB70;TT6 | 57.B1
AF0087:34 | SC | SB047111 | WHT | 20 | 56.D7 | SB0471:11 | CONTROL,JB70;TT6 | 56.D1
AF0087:35 | SC | SB047313 | WHT | 20 | 56.D7 | SB0473:13 | CONTROL,JB70;TT6 | 56.D1
AF0087:36 | SC | SB047413 | WHT | 20 | 57.A7 | SB0474:13 | CONTROL,JB70;TT6 | 57.A1
AF0087:37 | SC | SA047311 | WHT | 20 | 54.D7 | SA0473:11 | CONTROL,JB70;TT6 | 54.D1
AF0087:38 | SC | SA047313 | WHT | 20 | 54.D7 | SA0473:13 | CONTROL,JB70;TT6 | 54.D1
AF0087:39 | SC | SA0471B213 | WHT | 20 | 57.A7 | SA0471:B2-13 | CONTROL,JB70;TT6 | 57.A1
AF0087:40 | SC | SA0471B113 | WHT | 20 | 57.B7 | SA0471:B1-13 | CONTROL,JB70;TT6 | 57.B1
AF0091:14 | SC | SA0472B214 | WHT | 20 | 57.C7 | SA0472:B2-14 | CONTROL,JB70;TT6 | 57.C1
AF0091:15 | SC | SA0472B114 | WHT | 20 | 57.D7 | SA0472:B1-14 | CONTROL,JB70;TT6 | 57.D1
AF0091:46 | SC | SA0472B213 | WHT | 20 | 57.C7 | SA0472:B2-13 | CONTROL,JB70;TT6 | 57.C1
AF0091:47 | SC | SA0472B113 | WHT | 20 | 57.D7 | SA0472:B1-13 | CONTROL,JB70;TT6 | 57.D1
PEG0130:2 | SC | AT1100G | GRN/YEL | 14 | 55.D5 | AT1100:GND | CONTROL,JB70;TT6 | 55.D3
AU0090:L1 | WC0017 | AT0170L2 | ENET | CABLE | 2.A5 | AT0170:L2 | F&G PWR,ONSK | 2.A4
XT0002:6 | WC6511 | FU0136 | 1 | 12 | 13.B4 | FU0332:LI | GEN CTRL | 33.A3
XT0003:6 | WC6511 | 0V | 2 | 12 | 13.B4 | XT0336:1 | GEN CTRL | 33.A4
XT0089:10 | WC8014 | ESTOP | WHT | 18 | 29.D5 | XT0121:1 | GEN CTRL | 45.A3
XT0089:12 | WC8014 | KA0131A1 | BLK | 18 | 31.D4 | XT0121:2 | GEN CTRL | 45.B3
AF0098:13 | WC0098 | 009804 | WHT | 18 | 22.A6 | AF0420:14 | JB5 | 22.C6
AF0098:29 | WC0098 | 009820 | BLK | 18 | 22.A6 | AF0420:16 | JB5 | 22.C6
AF0098:61 | WC0098 | 009852 | SH | 18 | 22.A6 | FLOATING | JB5 | 22.C6
XT0002:3 | WC8034 | FU0136 | 1 | 12 | 13.A4 | FU0400:LI | JB5 | 18.A3
XT0003:3 | WC8034 | 0V | 2 | 12 | 13.A4 | XT0403:1 | JB5 | 18.A4
XT0089:13 | WC8035 | KA0131A1 | 1 | 12 | 31.D4 | XT0404:1 | JB5 | 23.A2
XT0089:14 | WC8035 | KA0254A1 | 3 | 12 | 28.A5 | XT0404:3 | JB5 | 23.B2
AU0080:L2 | WC0008 | AU0080L2 | ENET | CABLE | 2.A5 | BA1100:L1 | HMI-S PWR | 2.A6
AF0096:12 | WC4773 | SE47701 | WHT | 18 | 170.A7 | XT1078:1 | PROX,RGB | 170.A2
AF0096:28 | WC4773 | SE47702 | BLK | 18 | 170.A7 | XT1078:2 | PROX,RGB | 170.A2
AF0096:60 | WC4773 | SE4770S | SH | 18 | 170.A7 | XT1078:3 | PROX,RGB | 170.A2
XT0003:4 | SC | 0V | WHT | 14 | 13.B4 | UV0600:(-) | PLC | 4.B2
AF0093:04 | SC | KA017611 | WHT | 20 | 194.A7 | KA0176:11 | RAIL,F&G EDIO ONSK | 194.A6
AF0093:13 | SC | 009313 | WHT | 20 | 195.A7 | KA0177:11 | RAIL,F&G EDIO ONSK | 195.A6
AF0093:36 | SC | 009336 | WHT | 20 | 194.A7 | KA0176:14 | RAIL,F&G EDIO ONSK | 194.A6
AF0093:45 | SC | 009345 | WHT | 20 | 195.A7 | KA0177:14 | RAIL,F&G EDIO ONSK | 195.A6
KA0875:14 | SC | FU0535 | WHT | 20 | 53.A5 | KA0178:14 | RAIL,F&G EDIO ONSK | 53.A6
KA0875:14 | SC | FU0535 | WHT | 20 | 53.A5 | XT0170:1 | RAIL,F&G EDIO ONSK | 49.A2
KA6244:A1 | SC | KA6244A1 | WHT | 20 | 194.A6 | KA0246:14 | RAIL,F&G EDIO ONSK | 194.A5
KA6254:A1 | SC | KA6254A1 | WHT | 20 | 195.B6 | KA0247:14 | RAIL,F&G EDIO ONSK | 195.B5
XT0002:7 | SC | FU0136 | WHT | 12 | 13.B4 | FU0535:LI | RAIL,F&G EDIO ONSK | 37.A4
XT0003:7 | SC | 0V | WHT | 12 | 13.B4 | XT0536:1 | RAIL,F&G EDIO ONSK | 37.A5
XT0080:8 | SC | 0V | WHT | 20 | 28.A6 | KT0176:A2 | RAIL,F&G EDIO ONSK | 35.A6
XT0081:3 | SC | FU0139 | WHT | 20 | 28.A2 | KA0255:21 | RAIL,F&G EDIO ONSK | 35.A1
XT0089:13 | SC | KA0131A1 | WHT | 20 | 31.D4 | KA0255:A1 | RAIL,F&G EDIO ONSK | 35.B6
XT0089:14 | SC | KA0254A1 | WHT | 20 | 28.A5 | KA0246:A1 | RAIL,F&G EDIO ONSK | 35.C6
XT0089:15 | SC | KA0245A1 | WHT | 20 | 28.B5 | KA0249:A1 | RAIL,F&G EDIO ONSK | 35.D6
XT0089:26 | SC | KA0135A1 | WHT | 20 | 26.C5 | KA0145:A1 | RAIL,F&G EDIO ONSK | 35.C6
AF0087:00 | SC | SH047114 | WHT | 20 | 56.A7 | XT0111:4 | RAIL,RIGHT,JB70 | 56.A5
AF0087:01 | SC | SH047012 | WHT | 20 | 56.B7 | XT0111:8 | RAIL,RIGHT,JB70 | 56.B5
AF0087:32 | SC | SH047113 | WHT | 20 | 56.A7 | XT0111:3 | RAIL,RIGHT,JB70 | 56.A5
AF0087:33 | SC | SH047011 | WHT | 20 | 56.B7 | XT0111:7 | RAIL,RIGHT,JB70 | 56.B5
AF0092:13 | SC | SH0472X2 | WHT | 20 | 56.C7 | XT0111:17 | RAIL,RIGHT,JB70 | 56.C5
AF0092:28 | SC | HA047201 | WHT | 20 | 53.A6 | XT0111:24 | RAIL,RIGHT,JB70 | 53.A5
AF0092:29 | SC | SH0472X1 | WHT | 20 | 56.C7 | XT0111:18 | RAIL,RIGHT,JB70 | 56.C5
AF0093:00 | SC | SH6500X2 | WHT | 20 | 206.A6 | XT0111:27 | RAIL,RIGHT,JB70 | 206.A5
AF0093:06 | SC | SH0470X2 | WHT | 20 | 56.B7 | XT0111:11 | RAIL,RIGHT,JB70 | 56.B5
AF0093:15 | SC | SH0471X2 | WHT | 20 | 56.A7 | XT0111:5 | RAIL,RIGHT,JB70 | 56.A5
AF0093:16 | SC | SH6500X1 | WHT | 20 | 206.A6 | XT0111:28 | RAIL,RIGHT,JB70 | 206.A5
AF0093:22 | SC | SH0470X1 | WHT | 20 | 56.B7 | XT0111:12 | RAIL,RIGHT,JB70 | 56.C5
AF0093:31 | SC | SH0471X1 | WHT | 20 | 56.A7 | XT0111:6 | RAIL,RIGHT,JB70 | 56.A5
KA0875:11 | SC | HA047202 | WHT | 20 | 53.A5 | XT0111:23 | RAIL,RIGHT,JB70 | 53.A5
KA0875:A2 | SC | HA047201 | WHT | 20 | 53.A5 | XT0111:24 | RAIL,RIGHT,JB70 | 53.A5
XT0002:6 | SC | FU0136 | WHT | 14 | 13.B4 | XT0111:21 | RAIL,RIGHT,JB70 | 55.D5
XT0003:6 | SC | 0V | WHT | 14 | 13.B4 | XT0111:22 | RAIL,RIGHT,JB70 | 55.D5
XT0081:6 | SC | FU0139 | WHT | 20 | 29.A3 | XT0111:15 | RAIL,RIGHT,JB70 | 56.C5
XT0081:7 | SC | KA0241A1 | WHT | 20 | 29.A3 | XT0111:16 | RAIL,RIGHT,JB70 | 56.C5
XT0089:7 | SC | ESTOPB | WHT | 20 | 30.D4 | XT0111:19 | RAIL,RIGHT,JB70 | 57.C5
XT0089:8 | SC | ESTOPA | WHT | 20 | 30.D4 | XT0111:20 | RAIL,RIGHT,JB70 | 57.C5
AF0084:10 | WC0845 | 008410 | RED | 20 | 101.A6 | UAI0845:+8 | RAIL,RIGHT,JB70 | 101.A5
AF0084:11 | WC0845 | 008411 | BLK | 20 | 101.A6 | UAI0845:-7 | RAIL,RIGHT,JB70 | 101.A5
AF0084:58 | WC0845 | 008458 | SH | 20 | 101.A6 | FLOATING | RAIL,RIGHT,JB70 | 101.A6
AF0084:12 | WC0846 | 008412 | RED | 20 | 101.B6 | UAI0846:+8 | RAIL,RIGHT,JB70 | 101.B5
AF0084:13 | WC0846 | 008413 | BLK | 20 | 101.B6 | UAI0846:-7 | RAIL,RIGHT,JB70 | 101.B5
AF0084:60 | WC0846 | 008460 | SH | 20 | 101.B6 | FLOATING | RAIL,RIGHT,JB70 | 101.B6
AF0084:14 | WC0847 | 008414 | RED | 20 | 101.B6 | UAI0847:+8 | RAIL,RIGHT,JB70 | 101.B5
AF0084:15 | WC0847 | 008415 | BLK | 20 | 101.B6 | UAI0847:-7 | RAIL,RIGHT,JB70 | 101.B5
AF0084:62 | WC0847 | 008462 | SH | 20 | 101.B6 | FLOATING | RAIL,RIGHT,JB70 | 101.B6
SolarTools ver. 24.0.84.24712 (Jul 31, 2025)
Report date: 4/15/2026 12:13 PM

## CONTROL B
CONTROL B
JB70
Project # | 4M371
Project Name | SOLARIS ENERGY INFRASTRUCTURE
Revision | C
Controls DE | J. PECACHE
Phone:
Controls ME | S. LOZA
Phone:
From | [5 empty] | To
Device ID | Cable (W) Conductor (SC) Jumper Clip (JC) | Wire No. | Wire ID | Gauge/Size | Page/Zone | Device ID | Location | Page/Zone
XT0051:1 | JC | FU0136 | CLIP | --- | 9.A4 | XT0051:2 | CONTROL B | 9.B4
XT0051:2 | JC | FU0136 | CLIP | --- | 9.B4 | XT0051:3 | CONTROL B | 9.B4
XT0051:3 | JC | FU0136 | CLIP | --- | 9.B4 | XT0051:4 | CONTROL B | 9.C4
XT0051:5 | JC | 0V | CLIP | --- | 9.A3 | XT0051:6 | CONTROL B | 9.B3
XT0051:6 | JC | 0V | CLIP | --- | 9.B3 | XT0051:7 | CONTROL B | 9.C3
XT0051:7 | JC | 0V | CLIP | --- | 9.C3 | XT0051:8 | CONTROL B | 9.C3
XT0060:1 | JC | 0V | CLIP | --- | 15.A1 | XT0060:2 | CONTROL B | 15.B1
XT0060:2 | JC | 0V | CLIP | --- | 15.B1 | XT0060:3 | CONTROL B | 15.B1
XT0060:3 | JC | 0V | CLIP | --- | 15.B1 | XT0060:4 | CONTROL B | 15.C1
XT0062:1 | JC | 0V | CLIP | --- | 14.A1 | XT0062:2 | CONTROL B | 14.A1
XT0062:2 | JC | 0V | CLIP | --- | 14.A1 | XT0062:3 | CONTROL B | 14.B1
XT0062:3 | JC | 0V | CLIP | --- | 14.B1 | XT0062:4 | CONTROL B | 14.B1
XT0062:4 | JC | 0V | CLIP | --- | 14.B1 | XT0062:5 | CONTROL B | 14.C1
XT7000:1 | JC | 0V | CLIP | --- | 16.A1 | XT7000:2 | CONTROL B | 16.B1
AF0061:02 | SC | KA023314 | WHT | 20 | 94.B7 | KA0233:14 | CONTROL B | 94.B6
AF0061:06 | SC | 006106 | WHT | 20 | 132.C7 | KA0251:24 | CONTROL B | 132.C5
AF0061:14 | SC | KA023414 | WHT | 20 | 89.B7 | KA0234:14 | CONTROL B | 89.B5
AF0061:COM | SC | 0V | WHT | 16 | 15.B2 | XT0060:2 | CONTROL B | 15.B1
AF0061:J | SC | * |  |  | 15.B2 | AF0062:P | CONTROL B | 15.B2
AF0061:V+ | SC | FU0062 | WHT | 16 | 15.B2 | FU0062:LD | CONTROL B | 15.B1
AF0062:00 | SC | 006200 | WHT | 20 | 123.C7 | KA0222:14 | CONTROL B | 123.C6
AF0062:COM | SC | 0V | WHT | 16 | 15.B2 | XT0060:3 | CONTROL B | 15.B1
AF0062:J | SC | * |  |  | 15.B2 | AF0063:P | CONTROL B | 15.B3
AF0062:V+ | SC | FU0063 | WHT | 16 | 15.B2 | FU0063:LD | CONTROL B | 15.B1
AF0063:COM | SC | AF0063N | WHT | 16 | 15.B3 | AF0064:COM | CONTROL B | 15.A4
AF0063:COM | SC | AU0060N | WHT | 16 | 15.B3 | AU0060:COM | CONTROL B | 15.A1
AF0063:J | SC | * |  |  | 15.B3 | AF0064:P | CONTROL B | 15.A4
AF0063:V+ | SC | AF0063P | WHT | 16 | 15.B3 | AF0064:V+ | CONTROL B | 15.A4
AF0063:V+ | SC | AU0060P | WHT | 16 | 15.B3 | AU0060:V+ | CONTROL B | 15.A1
AF0064:COM | SC | AF0064N | WHT | 16 | 15.A4 | AF0065:COM | CONTROL B | 15.A4
AF0064:J | SC | * |  |  | 15.A4 | AF0065:P | CONTROL B | 15.A4
AF0064:SH | SC | AF0064G | GRN | 14 | 15.A4 | AF0065:SH | CONTROL B | 15.A4
AF0064:SH | SC | IEG02304 | GRN | 14 | 15.A4 | IEG0230:4 | CONTROL B | 15.B3
AF0064:V+ | SC | AF0064P | WHT | 16 | 15.A4 | AF0065:V+ | CONTROL B | 15.A4
AF0065:COM | SC | AF0065N | WHT | 16 | 15.A4 | AF0066:COM | CONTROL B | 15.B5
AF0065:J | SC | * |  |  | 15.A4 | AF0066:P | CONTROL B | 15.B5
AF0065:SH | SC | AF0065G | GRN | 14 | 15.A4 | AF0066:SH | CONTROL B | 15.B5
AF0065:V+ | SC | AF0065P | WHT | 16 | 15.A4 | AF0066:V+ | CONTROL B | 15.B5
AF0066:COM | SC | AF0066N | WHT | 16 | 15.B5 | AF0068:COM | CONTROL B | 15.A6
AF0066:J | SC | * |  |  | 15.B5 | AF0067:P | CONTROL B | 15.B5
AF0066:SH | SC | AF0066G | GRN | 14 | 15.B5 | AF0068:SH | CONTROL B | 15.A6
AF0066:V+ | SC | AF0066P | WHT | 16 | 15.B5 | AF0068:V+ | CONTROL B | 15.A6
AF0067:COM | SC | 0V | WHT | 16 | 15.B5 | XT0060:3 | CONTROL B | 15.B1
AF0067:J | SC | * |  |  | 15.B5 | AF0068:P | CONTROL B | 15.A6
AF0067:V+ | SC | FU0064 | WHT | 16 | 15.B5 | FU0064:LD | CONTROL B | 15.B1
AF0068:SH | SC | AU0060GND | GRN | 14 | 15.A6 | AU0060:GND | CONTROL B | 15.A1
AF0071:COM | SC | AF0071N | WHT | 16 | 15.C2 | AF0072:COM | CONTROL B | 15.C2
AF0071:COM | SC | AU0070N | WHT | 16 | 15.C2 | AU0070:COM | CONTROL B | 15.C1
AF0071:SH | SC | AF0071G | GRN | 14 | 15.C2 | AF0072:SH | CONTROL B | 15.C2
AF0071:SH | SC | IEG02301 | GRN | 14 | 15.C2 | IEG0230:1 | CONTROL B | 15.D2
AF0071:V+ | SC | AF0071P | WHT | 16 | 15.C2 | AF0072:V+ | CONTROL B | 15.C2
AF0071:V+ | SC | AU0070P | WHT | 16 | 15.C2 | AU0070:V+ | CONTROL B | 15.C1
AF0072:COM | SC | AF0072N | WHT | 16 | 15.C2 | AF0073:COM | CONTROL B | 15.C3
AF0072:J | SC | * |  |  | 15.C2 | AF0073:P | CONTROL B | 15.C3
AF0072:SH | SC | AF0072G | GRN | 14 | 15.C2 | AF0073:SH | CONTROL B | 15.C3
AF0072:V+ | SC | AF0072P | WHT | 16 | 15.C2 | AF0073:V+ | CONTROL B | 15.C3
AF0073:COM | SC | AF0073N | WHT | 16 | 15.C3 | AF0074:COM | CONTROL B | 15.C4
AF0073:J | SC | * |  |  | 15.C3 | AF0074:P | CONTROL B | 15.C4
AF0073:SH | SC | AF0073G | GRN | 14 | 15.C3 | AF0074:SH | CONTROL B | 15.C4
AF0073:V+ | SC | AF0073P | WHT | 16 | 15.C3 | AF0074:V+ | CONTROL B | 15.C4
AF0074:COM | SC | AF0074N | WHT | 16 | 15.C4 | AF0075:COM | CONTROL B | 15.C4
AF0074:J | SC | * |  |  | 15.C4 | AF0075:P | CONTROL B | 15.C4
AF0074:SH | SC | AF0074G | GRN | 14 | 15.C4 | AF0075:SH | CONTROL B | 15.C4
AF0074:V+ | SC | AF0074P | WHT | 16 | 15.C4 | AF0075:V+ | CONTROL B | 15.C4
AF0075:COM | SC | AF0075N | WHT | 16 | 15.C4 | AF0077:COM | CONTROL B | 15.C5
AF0075:J | SC | * |  |  | 15.C4 | AF0076:P | CONTROL B | 15.C5
AF0075:SH | SC | AF0075G | GRN | 14 | 15.C4 | AF0077:SH | CONTROL B | 15.C5
AF0075:V+ | SC | AF0075P | WHT | 16 | 15.C4 | AF0077:V+ | CONTROL B | 15.C5
AF0076:00 | SC | KA023514 | WHT | 20 | 120.B7 | KA0235:14 | CONTROL B | 120.B5
AF0076:01 | SC | KA023714 | WHT | 20 | 121.B7 | KA0237:14 | CONTROL B | 121.B5
AF0076:02 | SC | 007602 | WHT | 20 | 123.B7 | KA0221:A1 | CONTROL B | 123.B6
AF0076:03 | SC | KA0183A1 | WHT | 20 | 202.D7 | KA0183:A1 | CONTROL B | 202.D5
AF0076:04 | SC | 007604 | WHT | 20 | 123.C7 | KA0222:A1 | CONTROL B | 123.C6
AF0076:05 | SC | KA0182A1 | WHT | 20 | 202.C7 | KA0182:A1 | CONTROL B | 202.C5
AF0076:06 | SC | KA025114 | WHT | 20 | 118.B7 | KA0251:14 | CONTROL B | 118.B5
AF0076:07 | SC | KA1021A1 | WHT | 20 | 14.D7 | KA1021:A1 | CONTROL B | 14.D5
AF0076:08 | SC | KA1020A1 | WHT | 20 | 14.C7 | KA1020:A1 | CONTROL B | 14.C5
AF0076:11 | SC | UA1200J14 | WHT | 20 | 17.C7 | UA1200:J1-4 | CONTROL B | 17.B1
AF0076:12 | SC | 007612 | WHT | 20 | 17.C7 | XT0237:1 B2 | CONTROL B | 17.C5
AF0076:18 | SC | 007618 | WHT | 20 | 123.B7 | KA0221:A2 | CONTROL B | 123.B6
AF0076:19 | SC | KA0183A2 | WHT | 20 | 202.D7 | KA0183:A2 | CONTROL B | 202.D5
AF0076:20 | SC | 007620 | WHT | 20 | 123.C7 | KA0222:A2 | CONTROL B | 123.C6
AF0076:21 | SC | KA0182A2 | WHT | 20 | 202.C7 | KA0182:A2 | CONTROL B | 202.C5
AF0076:23 | SC | KA1021A2 | WHT | 20 | 14.D7 | KA1021:A2 | CONTROL B | 14.D5
AF0076:24 | SC | KA1020A2 | WHT | 20 | 14.C7 | KA1020:A2 | CONTROL B | 14.C5
AF0076:COM | SC | 0V | WHT | 16 | 15.C5 | XT0060:4 | CONTROL B | 15.C1
AF0076:J | SC | * |  |  | 15.C5 | AF0077:P | CONTROL B | 15.C5
AF0076:V+ | SC | FU0076 | WHT | 16 | 15.C5 | FU0076:LD | CONTROL B | 15.D1
AF0077:COM | SC | AF0077N | WHT | 16 | 15.C5 | AF0078:COM | CONTROL B | 15.C6
AF0077:J | SC | * |  |  | 15.C5 | AF0078:P | CONTROL B | 15.C6
AF0077:SH | SC | AF0077G | GRN | 14 | 15.C5 | AF0078:SH | CONTROL B | 15.C6
AF0077:V+ | SC | AF0077P | WHT | 16 | 15.C5 | AF0078:V+ | CONTROL B | 15.C6
AF0078:SH | SC | AU0070GND | GRN | 14 | 15.C6 | AU0070:GND | CONTROL B | 15.C1
AF0701:COM | SC | AF0701N | WHT | 16 | 16.A2 | AF0702:COM | CONTROL B | 16.A2
AF0701:COM | SC | AU0700N | WHT | 16 | 16.A2 | AU0700:COM | CONTROL B | 16.A1
AF0701:J | SC | * |  |  | 16.A2 | AF0702:P | CONTROL B | 16.A2
AF0701:SH | SC | AF0701G | GRN | 14 | 16.A2 | AF0702:SH | CONTROL B | 16.A2
AF0701:SH | SC | IEG02305 | GRN | 14 | 16.A2 | IEG0230:5 | CONTROL B | 16.B2
AF0701:V+ | SC | AF0701P | WHT | 16 | 16.A2 | AF0702:V+ | CONTROL B | 16.A2
AF0701:V+ | SC | AU0700P | WHT | 16 | 16.A2 | AU0700:V+ | CONTROL B | 16.A1
AF0702:COM | SC | AF0702N | WHT | 16 | 16.A2 | AF0703:COM | CONTROL B | 16.A3
AF0702:J | SC | * |  |  | 16.A2 | AF0703:P | CONTROL B | 16.A3
AF0702:SH | SC | AF0702G | GRN | 14 | 16.A2 | AF0703:SH | CONTROL B | 16.A3
AF0702:V+ | SC | AF0702P | WHT | 16 | 16.A2 | AF0703:V+ | CONTROL B | 16.A3
AF0703:COM | SC | AF0703N | WHT | 16 | 16.A3 | AF0704:COM | CONTROL B | 16.B3
AF0703:J | SC | * |  |  | 16.A3 | AF0704:P | CONTROL B | 16.B3
AF0703:SH | SC | AF0703G | GRN | 14 | 16.A3 | AF0704:SH | CONTROL B | 16.B3
AF0703:V+ | SC | AF0703P | WHT | 16 | 16.A3 | AF0704:V+ | CONTROL B | 16.B3
AF0704:SH | SC | AU0700GND | GRN | 14 | 16.B3 | AU0700:GND | CONTROL B | 16.A1
AU0060:COM | SC | 0V | WHT | 16 | 15.A1 | XT0060:2 | CONTROL B | 15.B1
AU0060:V+ | SC | FU0061 | WHT | 16 | 15.A1 | FU0061:LD | CONTROL B | 15.B1
AU0070:COM | SC | 0V | WHT | 16 | 15.C1 | XT0060:4 | CONTROL B | 15.C1
AU0070:V+ | SC | FU0070 | WHT | 16 | 15.C1 | FU0070:LD | CONTROL B | 15.C1
AU0700:COM | SC | 0V | WHT | 16 | 16.A1 | XT7000:2 | CONTROL B | 16.B1
AU0700:V+ | SC | FU0701 | WHT | 16 | 16.A1 | FU0701:LD | CONTROL B | 16.B1
FU0029:LI | SC | FU0136 | WHT | 16 | 9.B5 | XT0051:3 | CONTROL B | 9.B4
FU0035:LI | SC | FU0136 | WHT | 16 | 9.C5 | XT0051:4 | CONTROL B | 9.C4
FU0060:LI | SC | FU0210 | WHT | 12 | 14.A1 | FU0210:LD | CONTROL B | 14.A2
FU0060:LI | SC | FU0210 | WHT | 12 | 14.A1 | FU0100:LI | CONTROL B | 14.A1
FU0061:LI | SC | FU0060 | WHT | 14 | 15.B1 | FU0060:LD | CONTROL B | 14.A1
FU0061:LI | SC | FU0060 | WHT | 14 | 15.B1 | FU0062:LI | CONTROL B | 15.B1
FU0062:LI | SC | FU0060 | WHT | 14 | 15.B1 | FU0063:LI | CONTROL B | 15.B1
FU0063:LI | SC | FU0060 | WHT | 14 | 15.B1 | FU0064:LI | CONTROL B | 15.B1
FU0064:LI | SC | FU0060 | WHT | 14 | 15.B1 | FU0070:LI | CONTROL B | 15.C1
FU0070:LI | SC | FU0060 | WHT | 14 | 15.C1 | FU0076:LI | CONTROL B | 15.D1
FU0100:LD | SC | FU0100 | WHT | 14 | 14.A1 | KA1020:14 | CONTROL B | 108.A5
FU0100:LI | SC | FU0210 | WHT | 12 | 14.A1 | FU0113:LI | CONTROL B | 14.B1
FU0113:LI | SC | FU0210 | WHT | 12 | 14.B1 | FU0114:LI | CONTROL B | 14.B1
FU0114:LI | SC | FU0210 | WHT | 12 | 14.B1 | FU0115:LI | CONTROL B | 14.B1
FU0115:LD | SC | FU0115 | WHT | 14 | 14.B1 | KA0239:22 | CONTROL B | 17.C6
FU0115:LI | SC | FU0210 | WHT | 12 | 14.B1 | FU0116:LI | CONTROL B | 14.B1
FU0116:LI | SC | FU0210 | WHT | 12 | 14.B1 | FU0117:LI | CONTROL B | 14.C1
FU0117:LD | SC | FU0117 | WHT | 16 | 14.C1 | KA1021:14 | CONTROL B | 107.B5
FU0117:LI | SC | FU0210 | WHT | 12 | 14.C1 | FU0118:LI | CONTROL B | 14.C1
FU0118:LD | SC | FU0118 | WHT | 14 | 14.C1 | FU0701:LI | CONTROL B | 16.B1
GR0231: | SC | IEG02303 | GRN | 14 | 10.A4 | IEG0230:3 | CONTROL B | 10.A3
GR0232: | SC | IEG023012 | GRN | 14 | 10.A4 | IEG0230:12 | CONTROL B | 10.A3
GR0233: | SC | IEG02308 | GRN | 14 | 10.A4 | IEG0230:8 | CONTROL B | 10.A5
IEG0010:1 | SC | IEG02300 | GRN | 8 | 10.A2 | IEG0230:0 | CONTROL B | 10.A2
IEG0010:12 | SC | IEG001012 | GRN | 16 | 17.D2 | UA1200:J3-4 | CONTROL B | 17.B1
KA0221:11 | SC | 023524 | WHT | 20 | 123.B6 | KA0235:24 | CONTROL B | 123.B5
KA0222:11 | SC | 023724 | WHT | 20 | 123.C6 | KA0237:24 | CONTROL B | 123.C5
KA0230:A1 | SC | KA0131A1 | WHT | 20 | 31.C5 | KA0231:A1 | CONTROL B | 31.C5
KA0230:A2 | SC | KA0131A2 | WHT | 20 | 31.C5 | KA0231:A2 | CONTROL B | 31.C5
KA0231:24 | SC | KA023124 | WHT | 20 | 29.C2 | KA0245:21 | CONTROL B | 29.C3
KA0231:A1 | SC | KA0131A1 | WHT | 20 | 31.C5 | KA0232:A1 | CONTROL B | 31.D5
KA0231:A2 | SC | KA0131A2 | WHT | 20 | 31.C5 | KA0232:A2 | CONTROL B | 31.D5
KA0232:A1 | SC | KA0131A1 | WHT | 20 | 31.D5 | KA0233:A1 | CONTROL B | 31.D5
KA0232:A2 | SC | KA0131A2 | WHT | 20 | 31.D5 | KA0233:A2 | CONTROL B | 31.D5
KA0233:A1 | SC | KA0131A1 | WHT | 20 | 31.D5 | KA0234:A1 | CONTROL B | 31.D5
KA0233:A2 | SC | KA0131A2 | WHT | 20 | 31.D5 | KA0234:A2 | CONTROL B | 31.D5
KA0235:A1 | SC | ESTOP | WHT | 20 | 29.C6 | KA0236:A1 | CONTROL B | 29.C6
KA0235:A2 | SC | 0V | WHT | 20 | 29.C6 | KA0236:A2 | CONTROL B | 29.C6
KA0235:A2 | SC | 0V | WHT | 20 | 29.C6 | KA0242:A2 | CONTROL B | 29.B6
KA0236:21 | SC | UA1200J21 | WHT | 20 | 29.C2 | KA0241:11 | CONTROL B | 29.C2
KA0236:24 | SC | KA024114 | WHT | 20 | 29.C2 | KA0241:14 | CONTROL B | 29.C2
KA0236:A1 | SC | ESTOP | WHT | 20 | 29.C6 | KA0237:A1 | CONTROL B | 29.C6
KA0236:A2 | SC | 0V | WHT | 20 | 29.C6 | KA0237:A2 | CONTROL B | 29.C6
KA0237:A1 | SC | ESTOP | WHT | 20 | 29.C6 | KA0239:A1 | CONTROL B | 29.C6
KA0237:A2 | SC | 0V | WHT | 20 | 29.C6 | KA0239:A2 | CONTROL B | 29.C6
KA0239:21 | SC | KA024224 | WHT | 20 | 17.C6 | KA0242:24 | CONTROL B | 17.C5
KA0239:A1 | SC | ESTOP | WHT | 20 | 29.C6 | KA0240:A1 | CONTROL B | 29.C6
KA0239:A2 | SC | 0V | WHT | 20 | 29.C6 | KA0240:A2 | CONTROL B | 29.C6
KA0240:A1 | SC | ESTOP | WHT | 20 | 29.C6 | KA0251:A1 | CONTROL B | 29.D6
KA0240:A2 | SC | 0V | WHT | 20 | 29.C6 | KA0251:A2 | CONTROL B | 29.D6
KA0241:14 | SC | KA024114 | WHT | 20 | 29.C2 | KA0231:21 | CONTROL B | 29.C2
KA0241:A1 | SC | KA0241A1 | WHT | 20 | 29.A6 | KA0242:A1 | CONTROL B | 29.B6
KA0241:A2 | SC | 0V | WHT | 20 | 29.A6 | KA0242:A2 | CONTROL B | 29.B6
KA0242:11 | SC | KT014618 | WHT | 20 | 31.C3 | KA0231:11 | CONTROL B | 31.C3
KA0242:14 | SC | KA0131A1 | WHT | 20 | 31.C3 | KA0231:14 | CONTROL B | 31.C3
KA0242:21 | SC | KA024221 | WHT | 20 | 17.C5 | XT0237:1 T2 | CONTROL B | 17.C5
KA0243:21 | SC | KA024524 | WHT | 20 | 29.C4 | KA0245:24 | CONTROL B | 29.C3
KA0243:A1 | SC | KA0254A1 | WHT | 20 | 28.A6 | KA0244:A1 | CONTROL B | 28.B6
KA0243:A2 | SC | 0V | WHT | 20 | 28.A6 | KA0244:A2 | CONTROL B | 28.B6
KA0244:A2 | SC | 0V | WHT | 20 | 28.B6 | KA0245:A2 | CONTROL B | 28.B6
KA1020:24 | SC | 0V | WHT | 14 | 108.A5 | XT0062:2 | CONTROL B | 14.A1
KA1021:24 | SC | 0V | WHT | 14 | 107.C5 | XT0062:4 | CONTROL B | 14.B1
UA1200:J1-5 | SC | UA1200J15 | WHT | 20 | 17.B1 | XT0237:1 B1 | CONTROL B | 17.C5
UA1200:J1-8 | SC | UA1200J1-8 | WHT | 20 | 87.C6 | UA1200:J3-5 | CONTROL B | 87.C6
XT0062:2 | SC | 0V | WHT | 14 | 14.A1 | XT0060:1 | CONTROL B | 15.A1
XT0062:5 | SC | 0V | WHT | 14 | 14.C1 | XT7000:1 | CONTROL B | 16.A1
AU0070:L2 | WC0007 | AU0070L2 | ENET | CABLE | 2.A2 | AU0700:L1 | CONTROL B | 2.A3
AU0060:L1 | WC0070 | AU0700L2 | ENET | CABLE | 2.A4 | AU0700:L2 | CONTROL B | 2.A3
AF0065:12 | WC4524 | UA1200J13 | RED | 20 | 17.B7 | UA1200:J1-3 | CONTROL B | 17.B1
AF0065:28 | WC4524 | UA1200J11 | BLK | 20 | 17.B7 | UA1200:J1-1 | CONTROL B | 17.B1
AF0065:60 | WC4524 | UJA1200S | SH | 20 | 17.B7 | FLOATING | CONTROL B | 17.B2
AF0067:12 | SC | KA0134A1 | WHT | 20 | 27.D4 | KA0134:A1 | CONTROL A | 27.D6
AF0074:05 | SC | 007405 | WHT | 20 | 31.A3 | XT0089:21 | CONTROL A | 31.A2
AF0074:21 | SC | 0V | WHT | 20 | 31.A3 | XT0089:22 | CONTROL A | 31.A2
AF0076:10 | SC | KT014615 | WHT | 20 | 31.B2 | KT0146:15 | CONTROL A | 31.B2
AF0076:13 | SC | KT0146B1 | WHT | 20 | 31.B6 | KT0146:B1 | CONTROL A | 31.B4
AF0076:29 | SC | KT0146A2 | WHT | 20 | 31.B6 | KT0146:A2 | CONTROL A | 31.B4
FU0010:LI | SC | FU0136 | WHT | 14 | 4.B1 | XT0002:4 | CONTROL A | 13.A4
FU0210:LI | SC | FU0136 | WHT | 12 | 14.A2 | XT0002:1 | CONTROL A | 13.A4
IEG0010:13 | SC | IEG001013 | GRN | 14 | 10.A5 | GR0134: | CONTROL A | 10.A4
IEG0010:2 | SC | IEG00102 | GRN | 14 | 25.B3 | AF0083:SH | CONTROL A | 25.B3
IEG0010:6 | SC | IEG00106 | GRN | 14 | 10.A5 | GR0133: | CONTROL A | 10.A4
IEG0010:8 | SC | IEG00108 | GRN | 14 | 25.D4 | AF0094:SH | CONTROL A | 25.D4
KA0221:14 | SC | 009502 | WHT | 20 | 123.B6 | AF0095:02 | CONTROL A | 123.B7
KA0230:A1 | SC | KA0131A1 | WHT | 20 | 31.C5 | KA0141:A1 | CONTROL A | 31.C5
KA0230:A2 | SC | KA0131A2 | WHT | 20 | 31.C5 | KA0141:A2 | CONTROL A | 31.C5
KA0232:11 | SC | HA047202 | WHT | 20 | 53.A5 | KA0875:11 | CONTROL A | 53.A5
KA0232:24 | SC | KA023224 | WHT | 20 | 91.B6 | AF0093:09 | CONTROL A | 91.B7
KA0233:24 | SC | KA023324 | WHT | 20 | 96.B6 | AF0095:04 | CONTROL A | 96.B7
KA0234:24 | SC | KA023424 | WHT | 20 | 98.B6 | AF0095:06 | CONTROL A | 98.B7
KA0234:A1 | SC | KA0131A1 | WHT | 20 | 31.D5 | XT0089:12 | CONTROL A | 31.D4
KA0235:A1 | SC | ESTOP | WHT | 20 | 29.C6 | XT0089:9 | CONTROL A | 30.D4
KA0239:11 | SC | KA023911 | WHT | 20 | 29.B5 | AF0081:41 | CONTROL A | 29.B6
KA0239:14 | SC | KA023914 | WHT | 20 | 29.B5 | AF0081:09 | CONTROL A | 29.B6
KA0240:11 | SC | PS32004 | WHT | 20 | 145.D6 | XT0089:18 | CONTROL A | 145.D5
KA0240:14 | SC | UF1300 | WHT | 20 | 145.D6 | XT0084:1 | CONTROL A | 145.D6
KA0240:22 | SC | KA024022 | WHT | 20 | 56.C6 | AF0092:45 | CONTROL A | 56.C7
KA0241:11 | SC | UA1200J21 | WHT | 20 | 29.C2 | XT0089:23 | CONTROL A | 17.D5
KA0241:21 | SC | KT0146A1 | WHT | 20 | 31.A5 | KA0141:21 | CONTROL A | 31.B5
KA0241:24 | SC | KA014124 | WHT | 20 | 31.A5 | KA0141:24 | CONTROL A | 31.B5
KA0241:A1 | SC | KA0241A1 | WHT | 20 | 29.A6 | XT0081:7 | CONTROL A | 29.A3
KA0241:A2 | SC | 0V | WHT | 20 | 29.A6 | XT0080:9 | CONTROL A | 29.A6
KA0242:11 | SC | KT014618 | WHT | 20 | 31.C3 | KT0146:18 | CONTROL A | 31.B2
KA0242:14 | SC | KA0131A1 | WHT | 20 | 31.C3 | KA0131:A1 | CONTROL A | 31.C5
KA0243:11 | SC | KA024311 | WHT | 20 | 28.D6 | AF0081:33 | CONTROL A | 28.D7
KA0243:14 | SC | KA024314 | WHT | 20 | 28.D6 | AF0081:01 | CONTROL A | 28.D7
KA0243:24 | SC | ESTOPD | WHT | 20 | 29.C4 | XT0089:1 | CONTROL A | 30.B4
KA0243:A1 | SC | KA0254A1 | WHT | 20 | 28.A6 | XT0089:14 | CONTROL A | 28.A5
KA0243:A2 | SC | 0V | WHT | 20 | 28.A6 | XT0080:8 | CONTROL A | 28.A6
KA0244:11 | SC | FU0139 | WHT | 20 | 26.B1 | KA0137:21 | CONTROL A | 26.C1
KA0244:11 | SC | FU0139 | WHT | 20 | 26.B1 | XT0081:2 | CONTROL A | 26.A2
KA0244:12 | SC | KT0145A1 | WHT | 20 | 26.B1 | KT0145:A1 | CONTROL A | 26.B6
KA0245:11 | SC | KA024511 | WHT | 20 | 28.D6 | AF0081:34 | CONTROL A | 28.D7
KA0245:14 | SC | KA024514 | WHT | 20 | 28.D6 | AF0081:02 | CONTROL A | 28.D7
KA0245:A1 | SC | KA0245A1 | WHT | 20 | 28.B6 | XT0089:15 | CONTROL A | 28.B5
KA0251:A1 | SC | ESTOP | WHT | 20 | 29.D6 | XT0089:10 | CONTROL A | 29.D5
UA1200:J1-10 | SC | FU0389 | WHT | 20 | 17.B1 | XT0089:24 | CONTROL A | 17.D5
UA1200:J1-9 | SC | 0V | WHT | 20 | 17.B1 | XT0089:25 | CONTROL A | 17.D5
UA1200:J2-1 | SC | UA1200J21 | WHT | 20 | 17.B1 | XT0089:23 | CONTROL A | 17.D5
UA1200:J2-2 | SC | FU0389 | WHT | 20 | 17.B1 | XT0089:24 | CONTROL A | 17.D5
UA1200:J2-6 | SC | UA1200J26 | WHT | 20 | 17.B1 | KA0130:A2 | CONTROL A | 17.C5
UA1200:J2-7 | SC | UA1200J27 | WHT | 20 | 17.B1 | AF0081:19 | CONTROL A | 17.C7
XT0051:1 | SC | FU0136 | WHT | 14 | 9.A4 | XT0002:7 | CONTROL A | 13.B4
XT0051:5 | SC | 0V | WHT | 14 | 9.A3 | XT0003:7 | CONTROL A | 13.B4
XT0062:1 | SC | 0V | WHT | 14 | 14.A1 | XT0003:1 | CONTROL A | 13.A4
XTPP07SP:1 | WXGSPR1 | * | 1 | 12 | 177.C2 | XTPP20SP:1 | GEN CTRL | 177.C5
XTPP07SP:2 | WXGSPR1 | * | 2 | 12 | 177.C2 | XTPP20SP:2 | GEN CTRL | 177.C5
XTPP07SP:5 | WXGSPR2 | WXGSPR21 | 1 | 12 | 177.D2 | XTPP20SP:5 | GEN CTRL | 177.D5
XTPP07SP:6 | WXGSPR2 | WXGSPR22 | 2 | 12 | 177.D2 | XTPP20SP:6 | GEN CTRL | 177.D5
XTPP07SP:7 | WXGSPR2 | WXGSPR23 | 3 | 12 | 177.D2 | XTPP20SP:7 | GEN CTRL | 177.D5
XTPP07SP:8 | WXGSPR2 | WXGSPR24 | 4 | 12 | 177.D2 | XTPP20SP:8 | GEN CTRL | 177.D5
IEG0230:11 | SC | IEG023011 | GRN | 14 | 10.B2 | GR0341: | HMI-S PWR | 10.B2
AU0060:L2 | WC0006 | AU0060L2 | ENET | CABLE | 2.A4 | AF0410:L1 | JB5 | 2.B1
XT1230:4 | WC0930 | SE12703 | WHT | 18 | 88.C5 | AF0930:06 | JB5 | 88.C6
XT1230:5 | WC0930 | SE12704 | BLK | 18 | 88.C5 | AF0930:08 | JB5 | 88.C6
XT1230:6 | WC0930 | SE12705 | SH | 18 | 88.C5 | AF0930:23 | JB5 | 88.C6
AU0070:L1 | WC0010 | BA1100L2 | ENET | CABLE | 2.A2 | BA1100:L2 | HMI-S PWR | 2.A6
FU0010:LD | SC | FU0010 | WHT | 14 | 4.B1 | UV0600:(+) | PLC | 4.B2
FU0029:LD | SC | FU0029 | WHT | 16 | 9.B5 | BA0009:V1(+) | PLC | 9.B5
FU0035:LD | SC | FU0035 | WHT | 16 | 9.C5 | BA0011:V1(+) | PLC | 9.C5
IEG0230:6 | SC | IEG02306 | GRN | 12 | 4.B6 | AR0600:IE2 | PLC | 4.A1
IEG0230:7 | SC | IEG02307 | GRN | 14 | 10.B4 | GR0234: | PLC | 10.B4
XT0051:4 | SC | FU0136 | WHT | 14 | 9.C4 | FU0680:LI | PLC | 8.A4
XT0051:7 | SC | 0V | WHT | 16 | 9.C3 | BA0009:V1(-) | PLC | 9.B5
XT0051:8 | SC | 0V | WHT | 14 | 9.C3 | XT0680:2 | PLC | 8.A4
XT0051:8 | SC | 0V | WHT | 16 | 9.C3 | BA0011:V1(-) | PLC | 9.C5
KA0232:12 | SC | KA023212 | WHT | 20 | 53.A5 | KA0178:11 | RAIL,F&G EDIO ONSK | 53.A6
FU0116:LD | SC | FU0116 | WHT | 14 | 14.B1 | UV0740:8+ | RAIL,RIGHT,JB70 | 102.A6
IEG0230:10 | SC | IEG023010 | GRN | 14 | 102.A5 | UV0740:IE | RAIL,RIGHT,JB70 | 102.A6
IEG0230:9 | SC | IEG02309 | GRN | 14 | 102.A5 | UV0741:IE | RAIL,RIGHT,JB70 | 102.A6
KA0240:21 | SC | SH0472X2 | WHT | 20 | 56.C6 | XT0111:17 | RAIL,RIGHT,JB70 | 56.C5
XT0062:4 | SC | 0V | WHT | 14 | 14.B1 | UV0740:9- | RAIL,RIGHT,JB70 | 102.A6
AF0068:12 | WC0683 | 006812 | RED | 20 | 103.A7 | UAI0683:+8 | RAIL,RIGHT,JB70 | 103.A5
AF0068:28 | WC0683 | 006828 | BLK | 20 | 103.A7 | UAI0683:-7 | RAIL,RIGHT,JB70 | 103.A5
AF0068:60 | WC0683 | 006860 | SH | 20 | 103.A7 | FLOATING | RAIL,RIGHT,JB70 | 103.A6
AF0702:00 | WC0684 | 070200 | RED | 20 | 103.B7 | UAI0684:+8 | RAIL,RIGHT,JB70 | 103.B5
AF0702:16 | WC0684 | 070216 | BLK | 20 | 103.B7 | UAI0684:-7 | RAIL,RIGHT,JB70 | 103.B5
AF0702:48 | WC0684 | 070248 | SH | 20 | 103.B7 | FLOATING | RAIL,RIGHT,JB70 | 103.B6
AF0703:00 | WC0685 | 070300 | RED | 20 | 103.C7 | UAI0685:+8 | RAIL,RIGHT,JB70 | 103.C5
AF0703:16 | WC0685 | 070316 | BLK | 20 | 103.C7 | UAI0685:-7 | RAIL,RIGHT,JB70 | 103.C5
AF0703:48 | WC0685 | 070348 | SH | 20 | 103.C7 | FLOATING | RAIL,RIGHT,JB70 | 103.C6
AF0701:12 | WC0733 | 070112 | RED | 20 | 103.B7 | UAI0733:+8 | RAIL,RIGHT,JB70 | 103.B5
AF0701:28 | WC0733 | 070128 | BLK | 20 | 103.B7 | UAI0733:-7 | RAIL,RIGHT,JB70 | 103.B5
AF0701:60 | WC0733 | 070160 | SH | 20 | 103.B7 | FLOATING | RAIL,RIGHT,JB70 | 103.B6
AF0078:00 | WC0734 | 007800 | RED | 20 | 103.C7 | UAI0734:+8 | RAIL,RIGHT,JB70 | 103.C5
AF0078:16 | WC0734 | 007816 | BLK | 20 | 103.C7 | UAI0734:-7 | RAIL,RIGHT,JB70 | 103.C5
AF0078:48 | WC0734 | 007848 | SH | 20 | 103.C7 | FLOATING | RAIL,RIGHT,JB70 | 103.C6
AF0702:04 | WC0735 | 070204 | RED | 20 | 103.D7 | UAI0735:+8 | RAIL,RIGHT,JB70 | 103.D5
AF0702:20 | WC0735 | 070220 | BLK | 20 | 103.D7 | UAI0735:-7 | RAIL,RIGHT,JB70 | 103.D5
AF0702:52 | WC0735 | 070252 | SH | 20 | 103.D7 | FLOATING | RAIL,RIGHT,JB70 | 103.D6
AF0077:00 | WC0770 | 007700 | RED | 20 | 105.A7 | UAI0770:+8 | RAIL,RIGHT,JB70 | 105.A5
AF0077:01 | WC0770 | 007701 | BLK | 20 | 105.A7 | UAI0770:-7 | RAIL,RIGHT,JB70 | 105.A5
AF0077:48 | WC0770 | 007748 | SH | 20 | 105.A7 | FLOATING | RAIL,RIGHT,JB70 | 105.A6
AF0077:02 | WC0771 | 007702 | RED | 20 | 105.B7 | UAI0771:+8 | RAIL,RIGHT,JB70 | 105.B5
AF0077:03 | WC0771 | 007703 | BLK | 20 | 105.B7 | UAI0771:-7 | RAIL,RIGHT,JB70 | 105.B5
AF0077:50 | WC0771 | 007750 | SH | 20 | 105.B7 | FLOATING | RAIL,RIGHT,JB70 | 105.B6
AF0077:04 | WC0772 | 007704 | RED | 20 | 105.B7 | UAI0772:+8 | RAIL,RIGHT,JB70 | 105.B5
AF0077:05 | WC0772 | 007705 | BLK | 20 | 105.B7 | UAI0772:-7 | RAIL,RIGHT,JB70 | 105.B5
AF0077:52 | WC0772 | 007752 | SH | 20 | 105.B7 | FLOATING | RAIL,RIGHT,JB70 | 105.B6
AF0077:06 | WC0773 | 007706 | RED | 20 | 105.C7 | UAI0773:+8 | RAIL,RIGHT,JB70 | 105.C5
AF0077:07 | WC0773 | 007707 | BLK | 20 | 105.C7 | UAI0773:-7 | RAIL,RIGHT,JB70 | 105.C5
AF0077:54 | WC0773 | 007754 | SH | 20 | 105.C7 | FLOATING | RAIL,RIGHT,JB70 | 105.C6
AF0077:08 | WC0774 | 007708 | RED | 20 | 106.A7 | UAI0774:+8 | RAIL,RIGHT,JB70 | 106.A5
AF0077:09 | WC0774 | 007709 | BLK | 20 | 106.A7 | UAI0774:-7 | RAIL,RIGHT,JB70 | 106.A5
AF0077:56 | WC0774 | 007756 | SH | 20 | 106.A7 | FLOATING | RAIL,RIGHT,JB70 | 106.A6
AF0077:10 | WC0775 | 007710 | RED | 20 | 106.B7 | UAI0775:+8 | RAIL,RIGHT,JB70 | 106.B5
AF0077:11 | WC0775 | 007711 | BLK | 20 | 106.B7 | UAI0775:-7 | RAIL,RIGHT,JB70 | 106.B5
AF0077:58 | WC0775 | 007758 | SH | 20 | 106.B7 | FLOATING | RAIL,RIGHT,JB70 | 106.B6
AF0077:12 | WC0776 | 007712 | RED | 20 | 106.B7 | UAI0776:+8 | RAIL,RIGHT,JB70 | 106.B5
AF0077:13 | WC0776 | 007713 | BLK | 20 | 106.B7 | UAI0776:-7 | RAIL,RIGHT,JB70 | 106.B5
AF0077:60 | WC0776 | 007760 | SH | 20 | 106.B7 | FLOATING | RAIL,RIGHT,JB70 | 106.B6
AF0077:14 | WC0777 | 007714 | RED | 20 | 106.C7 | UAI0777:+8 | RAIL,RIGHT,JB70 | 106.C5
AF0077:15 | WC0777 | 007715 | BLK | 20 | 106.C7 | UAI0777:-7 | RAIL,RIGHT,JB70 | 106.C5
AF0077:62 | WC0777 | 007762 | SH | 20 | 106.C7 | FLOATING | RAIL,RIGHT,JB70 | 106.C6
AF0068:00 | WC2100 | 006800 | RED | 20 | 102.A6 | UAI0680:+8 | RAIL,RIGHT,JB70 | 102.A5
AF0068:16 | WC2100 | 006816 | BLK | 20 | 102.A6 | UAI0680:-7 | RAIL,RIGHT,JB70 | 102.A5
AF0068:48 | WC2100 | 006848 | SH | 20 | 102.A6 | FLOATING | RAIL,RIGHT,JB70 | 102.B5
AF0701:00 | WC2101 | 070100 | RED | 20 | 102.B6 | UAI0730:+8 | RAIL,RIGHT,JB70 | 102.B5
AF0701:16 | WC2101 | 070116 | BLK | 20 | 102.B6 | UAI0730:-7 | RAIL,RIGHT,JB70 | 102.B5
AF0701:48 | WC2101 | 070148 | SH | 20 | 102.B6 | FLOATING | RAIL,RIGHT,JB70 | 102.B5
AF0068:04 | WC2102 | 006804 | RED | 20 | 102.B6 | UAI0681:+8 | RAIL,RIGHT,JB70 | 102.C5
AF0068:20 | WC2102 | 006820 | BLK | 20 | 102.B6 | UAI0681:-7 | RAIL,RIGHT,JB70 | 102.C5
AF0068:52 | WC2102 | 006852 | SH | 20 | 102.B6 | FLOATING | RAIL,RIGHT,JB70 | 102.C5
AF0701:04 | WC2103 | 070104 | RED | 20 | 102.C6 | UAI0731:+8 | RAIL,RIGHT,JB70 | 102.C5
AF0701:20 | WC2103 | 070120 | BLK | 20 | 102.C6 | UAI0731:-7 | RAIL,RIGHT,JB70 | 102.C5
AF0701:52 | WC2103 | 070152 | SH | 20 | 102.C6 | FLOATING | RAIL,RIGHT,JB70 | 102.C5
AF0068:08 | WC2104 | 006808 | RED | 20 | 102.D6 | UAI0682:+8 | RAIL,RIGHT,JB70 | 102.D5
AF0068:24 | WC2104 | 006824 | BLK | 20 | 102.D6 | UAI0682:-7 | RAIL,RIGHT,JB70 | 102.D5
AF0068:56 | WC2104 | 006856 | SH | 20 | 102.D6 | FLOATING | RAIL,RIGHT,JB70 | 102.D5
AF0701:08 | WC2105 | 070108 | RED | 20 | 102.D6 | UAI0732:+8 | RAIL,RIGHT,JB70 | 102.D5
AF0701:24 | WC2105 | 070124 | BLK | 20 | 102.D6 | UAI0732:-7 | RAIL,RIGHT,JB70 | 102.D5
AF0701:56 | WC2105 | 070156 | SH | 20 | 102.D6 | FLOATING | RAIL,RIGHT,JB70 | 102.D5
AF0078:04 | WC2112 | 007804 | RED | 20 | 104.A7 | UAI0780:+8 | RAIL,RIGHT,JB70 | 104.A5
AF0078:20 | WC2112 | 007820 | BLK | 20 | 104.A7 | UAI0780:-7 | RAIL,RIGHT,JB70 | 104.A5
AF0078:52 | WC2112 | 007852 | SH | 20 | 104.A7 | FLOATING | RAIL,RIGHT,JB70 | 104.A6
AF0703:04 | WC2113 | 070304 | RED | 20 | 104.B7 | UAI0781:+8 | RAIL,RIGHT,JB70 | 104.B5
AF0703:20 | WC2113 | 070320 | BLK | 20 | 104.B7 | UAI0781:-7 | RAIL,RIGHT,JB70 | 104.B5
AF0703:52 | WC2113 | 070352 | SH | 20 | 104.B7 | FLOATING | RAIL,RIGHT,JB70 | 104.B6
AF0702:08 | WC2114 | 070208 | RED | 20 | 104.B7 | UAI0782:+8 | RAIL,RIGHT,JB70 | 104.B5
AF0702:24 | WC2114 | 070224 | BLK | 20 | 104.B7 | UAI0782:-7 | RAIL,RIGHT,JB70 | 104.B5
AF0702:56 | WC2114 | 070256 | SH | 20 | 104.B7 | FLOATING | RAIL,RIGHT,JB70 | 104.B6
AF0078:08 | WC2115 | 007808 | RED | 20 | 104.C7 | UAI0783:+8 | RAIL,RIGHT,JB70 | 104.C5
AF0078:24 | WC2115 | 007824 | BLK | 20 | 104.C7 | UAI0783:-7 | RAIL,RIGHT,JB70 | 104.C5
AF0078:56 | WC2115 | 007856 | SH | 20 | 104.C7 | FLOATING | RAIL,RIGHT,JB70 | 104.C6
AF0703:08 | WC2116 | 070308 | RED | 20 | 104.C7 | UAI0784:+8 | RAIL,RIGHT,JB70 | 104.C5
AF0703:24 | WC2116 | 070324 | BLK | 20 | 104.C7 | UAI0784:-7 | RAIL,RIGHT,JB70 | 104.C5
AF0703:56 | WC2116 | 070356 | SH | 20 | 104.C7 | FLOATING | RAIL,RIGHT,JB70 | 104.C6
AF0702:12 | WC2117 | 070212 | RED | 20 | 104.D7 | UAI0785:+8 | RAIL,RIGHT,JB70 | 104.D5
AF0702:28 | WC2117 | 070228 | BLK | 20 | 104.D7 | UAI0785:-7 | RAIL,RIGHT,JB70 | 104.D5
AF0702:60 | WC2117 | 070260 | SH | 20 | 104.D7 | FLOATING | RAIL,RIGHT,JB70 | 104.D6
SolarTools ver. 24.0.84.24712 (Jul 31, 2025)
Report date: 4/15/2026 12:13 PM

## CONTROL,JB70;TT6
CONTROL,JB70;TT6
JB70
Project # | 4M371
Project Name | SOLARIS ENERGY INFRASTRUCTURE
Revision | C
Controls DE | J. PECACHE
Phone:
Controls ME | S. LOZA
Phone:
From | [5 empty] | To
Device ID | Cable (W) Conductor (SC) Jumper Clip (JC) | Wire No. | Wire ID | Gauge/Size | Page/Zone | Device ID | Location | Page/Zone
AT1100:GND | SC | AT1100G | GRN/YEL | 14 | 55.D3 | PEG0130:2 | CONTROL A | 55.D5
SA0471:B1-13 | SC | SA0471B113 | WHT | 20 | 57.B1 | AF0087:40 | CONTROL A | 57.B7
SA0471:B1-14 | SC | SA0471B114 | WHT | 20 | 57.B1 | AF0087:08 | CONTROL A | 57.B7
SA0471:B2-13 | SC | SA0471B213 | WHT | 20 | 57.A1 | AF0087:39 | CONTROL A | 57.A7
SA0471:B2-14 | SC | SA0471B214 | WHT | 20 | 57.A1 | AF0087:07 | CONTROL A | 57.A7
SA0472:B1-13 | SC | SA0472B113 | WHT | 20 | 57.D1 | AF0091:47 | CONTROL A | 57.D7
SA0472:B1-14 | SC | SA0472B114 | WHT | 20 | 57.D1 | AF0091:15 | CONTROL A | 57.D7
SA0472:B2-13 | SC | SA0472B213 | WHT | 20 | 57.C1 | AF0091:46 | CONTROL A | 57.C7
SA0472:B2-14 | SC | SA0472B214 | WHT | 20 | 57.C1 | AF0091:14 | CONTROL A | 57.C7
SA0473:11 | SC | SA047311 | WHT | 20 | 54.D1 | AF0087:37 | CONTROL A | 54.D7
SA0473:12 | SC | SA047312 | WHT | 20 | 54.D1 | AF0087:05 | CONTROL A | 54.D7
SA0473:13 | SC | SA047313 | WHT | 20 | 54.D1 | AF0087:38 | CONTROL A | 54.D7
SA0473:14 | SC | SA047314 | WHT | 20 | 54.D1 | AF0087:06 | CONTROL A | 54.D7
SB0471:11 | SC | SB047111 | WHT | 20 | 56.D1 | AF0087:34 | CONTROL A | 56.D7
SB0471:12 | SC | SB047112 | WHT | 20 | 56.D1 | AF0087:02 | CONTROL A | 56.D7
SB0472:B2-11 | SC | SB0472B211 | WHT | 20 | 57.B1 | AF0081:36 | CONTROL A | 57.B7
SB0472:B2-12 | SC | SB0472B212 | WHT | 20 | 57.B1 | AF0081:04 | CONTROL A | 57.B7
SB0473:13 | SC | SB047313 | WHT | 20 | 56.D1 | AF0087:35 | CONTROL A | 56.D7
SB0473:14 | SC | SB047314 | WHT | 20 | 56.D1 | AF0087:03 | CONTROL A | 56.D7
SB0474:13 | SC | SB047413 | WHT | 20 | 57.A1 | AF0087:36 | CONTROL A | 57.A7
SB0474:14 | SC | SB047414 | WHT | 20 | 57.A1 | AF0087:04 | CONTROL A | 57.A7
HL0171:X1 | SC | HL0171X1 | WHT | 20 | 51.A1 | XT0173:3 | F&G PWR,ONSK | 51.A4
HL0171:X2 | SC | HL0171X2 | WHT | 20 | 51.A1 | XT0173:1 | F&G PWR,ONSK | 51.A4
HL0172:X1 | SC | HL0172X1 | WHT | 20 | 51.A1 | XT0173:6 | F&G PWR,ONSK | 51.A4
HL0172:X2 | SC | HL0172X2 | WHT | 20 | 51.A1 | XT0173:4 | F&G PWR,ONSK | 51.A4
HL0173:X1 | SC | HL0173X1 | WHT | 20 | 51.B1 | XT0173:9 | F&G PWR,ONSK | 51.B4
HL0173:X2 | SC | HL0173X2 | WHT | 20 | 51.B1 | XT0173:7 | F&G PWR,ONSK | 51.B4
SA0170:B2-13 | SC | SA0170B213 | WHT | 20 | 51.B1 | XT0173:10 | F&G PWR,ONSK | 51.B4
SA0170:B2-14 | SC | SA0170B214 | WHT | 20 | 51.B1 | XT0173:11 | F&G PWR,ONSK | 51.B4
SB0170:13 | SC | SB017013 | WHT | 20 | 51.C1 | XT0173:12 | F&G PWR,ONSK | 51.C4
SB0170:14 | SC | SB017014 | WHT | 20 | 51.C1 | XT0173:13 | F&G PWR,ONSK | 51.C4
AT1100:POS | SC | FU1100 | WHT | 14 | 55.D3 | FU1100:LD | HMI-S PWR | 55.D3
AT1100:L1 | WC0101 | BA1100DEVICE | ENET | CABLE | 55.D3 | BA1100:DEVICE | HMI-S PWR | 55.D1
SA0170:B1-13 | SC | AT01754P1 | WHT | 20 | 51.C1 | AT0175:4P1 | RAIL,F&G EDIO ONSK | 49.B5
SA0170:B1-14 | SC | SA0170B114 | WHT | 20 | 51.C1 | KA6510:A1 | RAIL,F&G EDIO ONSK | 51.C5
AT1100:NEG | SC | 0V | WHT | 14 | 55.D3 | XT0111:22 | RAIL,RIGHT,JB70 | 55.D5
SB0472:B1-11 | SC | ESTOPB | WHT | 20 | 57.C1 | XT0111:19 | RAIL,RIGHT,JB70 | 57.C5
SB0472:B1-12 | SC | ESTOPA | WHT | 20 | 57.C1 | XT0111:20 | RAIL,RIGHT,JB70 | 57.C5
SH0470:11 | SC | SH047011 | WHT | 20 | 56.B1 | XT0111:7 | RAIL,RIGHT,JB70 | 56.B5
SH0470:12 | SC | SH047012 | WHT | 20 | 56.B1 | XT0111:8 | RAIL,RIGHT,JB70 | 56.B5
SH0470:13 | SC | SH047013 | WHT | 20 | 56.B1 | XT0111:9 | RAIL,RIGHT,JB70 | 56.B5
SH0470:14 | SC | SH047014 | WHT | 20 | 56.B1 | XT0111:10 | RAIL,RIGHT,JB70 | 56.B5
SH0470:X1 | SC | SH0470X1 | WHT | 20 | 56.B1 | XT0111:12 | RAIL,RIGHT,JB70 | 56.C5
SH0470:X2 | SC | SH0470X2 | WHT | 20 | 56.B1 | XT0111:11 | RAIL,RIGHT,JB70 | 56.B5
SH0471:11 | SC | SH047111 | WHT | 20 | 56.A1 | XT0111:1 | RAIL,RIGHT,JB70 | 56.A5
SH0471:12 | SC | SH047112 | WHT | 20 | 56.A1 | XT0111:2 | RAIL,RIGHT,JB70 | 56.A5
SH0471:13 | SC | SH047113 | WHT | 20 | 56.A1 | XT0111:3 | RAIL,RIGHT,JB70 | 56.A5
SH0471:14 | SC | SH047114 | WHT | 20 | 56.A1 | XT0111:4 | RAIL,RIGHT,JB70 | 56.A5
SH0471:X1 | SC | SH0471X1 | WHT | 20 | 56.A1 | XT0111:6 | RAIL,RIGHT,JB70 | 56.A5
SH0471:X2 | SC | SH0471X2 | WHT | 20 | 56.A1 | XT0111:5 | RAIL,RIGHT,JB70 | 56.A5
SH0472:11 | SC | SH047211 | WHT | 20 | 56.C1 | XT0111:13 | RAIL,RIGHT,JB70 | 56.C5
SH0472:12 | SC | SH047212 | WHT | 20 | 56.C1 | XT0111:14 | RAIL,RIGHT,JB70 | 56.C5
SH0472:13 | SC | FU0139 | WHT | 20 | 56.C1 | XT0111:15 | RAIL,RIGHT,JB70 | 56.C5
SH0472:14 | SC | KA0241A1 | WHT | 20 | 56.C1 | XT0111:16 | RAIL,RIGHT,JB70 | 56.C5
SH0472:X1 | SC | SH0472X1 | WHT | 20 | 56.C1 | XT0111:18 | RAIL,RIGHT,JB70 | 56.C5
SH0472:X2 | SC | SH0472X2 | WHT | 20 | 56.C1 | XT0111:17 | RAIL,RIGHT,JB70 | 56.C5
SH6500:11 | SC | FU0294 | WHT | 20 | 206.A1 | XT0111:25 | RAIL,RIGHT,JB70 | 206.A5
SH6500:12 | SC | SH650012 | WHT | 20 | 206.A1 | XT0111:26 | RAIL,RIGHT,JB70 | 206.A5
SH6500:13 | SC | SH650013 | WHT | 20 | 206.A1 | XT0111:29 | RAIL,RIGHT,JB70 | 206.A5
SH6500:14 | SC | SH650014 | WHT | 20 | 206.A1 | XT0111:30 | RAIL,RIGHT,JB70 | 206.B5
SH6500:X1 | SC | SH6500X1 | WHT | 20 | 206.A1 | XT0111:28 | RAIL,RIGHT,JB70 | 206.A5
SH6500:X2 | SC | SH6500X2 | WHT | 20 | 206.A1 | XT0111:27 | RAIL,RIGHT,JB70 | 206.A5
HA0472:BLK-1 | WC5072 | HA047201 | 1 | 18 | 53.A1 | XT0111:24 | RAIL,RIGHT,JB70 | 53.A5
HA0472:BLK-2 | WC5072 | HA047202 | 2 | 18 | 53.A1 | XT0111:23 | RAIL,RIGHT,JB70 | 53.A5
SolarTools ver. 24.0.84.24712 (Jul 31, 2025)
Report date: 4/15/2026 12:13 PM

## F&G PWR,ONSK
F&G PWR,ONSK
JB70
Project # | 4M371
Project Name | SOLARIS ENERGY INFRASTRUCTURE
Revision | C
Controls DE | J. PECACHE
Phone:
Controls ME | S. LOZA
Phone:
From | [5 empty] | To
Device ID | Cable (W) Conductor (SC) Jumper Clip (JC) | Wire No. | Wire ID | Gauge/Size | Page/Zone | Device ID | Location | Page/Zone
XT0174:1 | JC | LON0P | CLIP | --- | 49.A4 | XT0174:2 | F&G PWR,ONSK | 49.A4
XT0174:2 | JC | LON0P | CLIP | --- | 49.A4 | XT0174:3 | F&G PWR,ONSK | 49.A4
XT0174:4 | JC | LON0N | CLIP | --- | 49.A4 | XT0174:5 | F&G PWR,ONSK | 49.B4
AT0170:1 | SC | LON0P | WHT | 14 | 49.A5 | XT0174:2 | F&G PWR,ONSK | 49.A4
AT0170:11 | SC | SA0170B213 | WHT | 20 | 51.B6 | XT0173:10 | F&G PWR,ONSK | 51.B4
AT0170:12 | SC | SA0170B214 | WHT | 20 | 51.B6 | XT0173:11 | F&G PWR,ONSK | 51.B4
AT0170:2 | SC | LON0N | WHT | 14 | 49.A5 | XT0174:4 | F&G PWR,ONSK | 49.A4
AT0170:3 | SC | GFM01703 | WHT | 14 | 49.A5 | GFM0170:3 | F&G PWR,ONSK | 50.C2
AT0170:4 | SC | GFM01704 | WHT | 14 | 49.A5 | GFM0170:4 | F&G PWR,ONSK | 50.C2
AT0170:GND | SC | AT0170G | GRN/YEL | 14 | 49.A5 | FRAME | F&G PWR,ONSK | 49.B6
GFM0170:1 | SC | LON0P | WHT | 14 | 50.C2 | XT0174:3 | F&G PWR,ONSK | 49.A4
GFM0170:2 | SC | LON0N | WHT | 14 | 50.C2 | XT0174:5 | F&G PWR,ONSK | 49.B4
GFM0170:5 | SC | GFM0170G | GRN/YEL | 14 | 50.C2 | FRAME | F&G PWR,ONSK | 50.C2
GFM0170:6 | SC | GFM01706 | WHT | 16 | 50.C2 | XT0173:14 | F&G PWR,ONSK | 50.C6
GFM0170:8 | SC | GFM01708 | WHT | 16 | 50.C2 | XT0173:15 | F&G PWR,ONSK | 50.C6
GR0171: | SC | GR0171 | GRN/YEL | 14 | 10.B2 | FRAME | F&G PWR,ONSK | 10.B2
GR0172: | SC | GR0172 | GRN/YEL | 14 | 10.B2 | FRAME | F&G PWR,ONSK | 10.B2
RR01827: -10K OHM | SC | GFM01706 | LEAD | --- | 50.C6 | XT0173:14 | F&G PWR,ONSK | 50.C6
RR01827: -10K OHM | SC | GFM01708 | LEAD | --- | 50.C6 | XT0173:15 | F&G PWR,ONSK | 50.C6
RR01828: -10K OHM | SC | AT018214 | LEAD | --- | 50.A6 | XT0173:16 | F&G PWR,ONSK | 50.A6
RR01828: -10K OHM | SC | AT018215 | LEAD | --- | 50.A6 | XT0173:17 | F&G PWR,ONSK | 50.A6
RR01829: -10K OHM | SC | AT018217 | LEAD | --- | 50.B6 | XT0173:18 | F&G PWR,ONSK | 50.B6
RR01829: -10K OHM | SC | AT018218 | LEAD | --- | 50.B6 | XT0173:19 | F&G PWR,ONSK | 50.B6
RR1751: -10K OHM | SC | SB017013 | LEAD | --- | 51.C4 | XT0173:12 | F&G PWR,ONSK | 51.C4
RR1751: -10K OHM | SC | SB017014 | LEAD | --- | 51.C4 | XT0173:13 | F&G PWR,ONSK | 51.C4
RR1756: -10K OHM | SC | AT017517 | LEAD | --- | 51.A4 | XT0173:2 | F&G PWR,ONSK | 51.A4
RR1756: -10K OHM | SC | HL0171X1 | LEAD | --- | 51.A4 | XT0173:3 | F&G PWR,ONSK | 51.A4
RR1757: -10K OHM | SC | AT017520 | LEAD | --- | 51.A4 | XT0173:5 | F&G PWR,ONSK | 51.A4
RR1757: -10K OHM | SC | HL0172X1 | LEAD | --- | 51.A4 | XT0173:6 | F&G PWR,ONSK | 51.A4
RR1758: -10K OHM | SC | AT017523 | LEAD | --- | 51.B4 | XT0173:8 | F&G PWR,ONSK | 51.B4
RR1758: -10K OHM | SC | HL0173X1 | LEAD | --- | 51.B4 | XT0173:9 | F&G PWR,ONSK | 51.B4
UV0170:13 | SC | AT018214 | WHT | 16 | 50.A2 | XT0173:16 | F&G PWR,ONSK | 50.A6
UV0170:14 | SC | AT018215 | WHT | 16 | 50.A2 | XT0173:17 | F&G PWR,ONSK | 50.A6
UV0170:OUT1(-) | SC | UV0172IN1(-) | WHT | 14 | 50.A2 | UV0172:IN1(-) | F&G PWR,ONSK | 50.B3
UV0170:OUT1(+) | SC | UV0172IN1(+) | WHT | 14 | 50.A2 | UV0172:IN1(+) | F&G PWR,ONSK | 50.B3
UV0171:13 | SC | AT018217 | WHT | 16 | 50.B2 | XT0173:18 | F&G PWR,ONSK | 50.B6
UV0171:14 | SC | AT018218 | WHT | 16 | 50.B2 | XT0173:19 | F&G PWR,ONSK | 50.B6
UV0171:OUT1(-) | SC | UV0172IN2(-) | WHT | 14 | 50.B2 | UV0172:IN2(-) | F&G PWR,ONSK | 50.B3
UV0171:OUT1(+) | SC | UV0172IN2(+) | WHT | 14 | 50.B2 | UV0172:IN2(+) | F&G PWR,ONSK | 50.B3
UV0172:OUT(-) | SC | LON0N | WHT | 14 | 50.B3 | XT0174:4 | F&G PWR,ONSK | 49.A4
UV0172:OUT1(+) | SC | LON0P | WHT | 14 | 50.B3 | XT0174:1 | F&G PWR,ONSK | 49.A4
VD1756:--1N4007 | SC | HL0171X2 | LEAD | --- | 51.A4 | XT0173:1 | F&G PWR,ONSK | 51.A4
VD1756:+-1N4007 | SC | AT017517 | LEAD | --- | 51.A4 | XT0173:2 | F&G PWR,ONSK | 51.A4
VD1757:--1N4007 | SC | HL0172X2 | LEAD | --- | 51.A4 | XT0173:4 | F&G PWR,ONSK | 51.A4
VD1757:+-1N4007 | SC | AT017520 | LEAD | --- | 51.A4 | XT0173:5 | F&G PWR,ONSK | 51.A4
VD1758:--1N4007 | SC | HL0173X2 | LEAD | --- | 51.B4 | XT0173:7 | F&G PWR,ONSK | 51.B4
VD1758:+-1N4007 | SC | AT017523 | LEAD | --- | 51.B4 | XT0173:8 | F&G PWR,ONSK | 51.B4
AT0170:L2 | WC0017 | AT0170L2 | ENET | CABLE | 2.A4 | AU0090:L1 | CONTROL A | 2.A5
XT0173:1 | SC | HL0171X2 | WHT | 20 | 51.A4 | HL0171:X2 | CONTROL,JB70;TT6 | 51.A1
XT0173:10 | SC | SA0170B213 | WHT | 20 | 51.B4 | SA0170:B2-13 | CONTROL,JB70;TT6 | 51.B1
XT0173:11 | SC | SA0170B214 | WHT | 20 | 51.B4 | SA0170:B2-14 | CONTROL,JB70;TT6 | 51.B1
XT0173:12 | SC | SB017013 | WHT | 20 | 51.C4 | SB0170:13 | CONTROL,JB70;TT6 | 51.C1
XT0173:13 | SC | SB017014 | WHT | 20 | 51.C4 | SB0170:14 | CONTROL,JB70;TT6 | 51.C1
XT0173:3 | SC | HL0171X1 | WHT | 20 | 51.A4 | HL0171:X1 | CONTROL,JB70;TT6 | 51.A1
XT0173:4 | SC | HL0172X2 | WHT | 20 | 51.A4 | HL0172:X2 | CONTROL,JB70;TT6 | 51.A1
XT0173:6 | SC | HL0172X1 | WHT | 20 | 51.A4 | HL0172:X1 | CONTROL,JB70;TT6 | 51.A1
XT0173:7 | SC | HL0173X2 | WHT | 20 | 51.B4 | HL0173:X2 | CONTROL,JB70;TT6 | 51.B1
XT0173:9 | SC | HL0173X1 | WHT | 20 | 51.B4 | HL0173:X1 | CONTROL,JB70;TT6 | 51.B1
AT0170:L1 | WC0003 | AP0603L2 | ENET | CABLE | 2.A4 | AP0603:L2 | PLC | 2.A3
AT0170:24 | SC | FU0172 | WHT | 20 | 49.B3 | XT0170:5 | RAIL,F&G EDIO ONSK | 49.B2
AT0170:25 | SC | AT017025 | WHT | 20 | 49.B3 | KA0172:A1 | RAIL,F&G EDIO ONSK | 49.B2
AT0170:26 | SC | KA0254A1 | WHT | 20 | 49.B3 | KA0254:A1 | RAIL,F&G EDIO ONSK | 35.C6
AT0170:30 | SC | FU0172 | WHT | 20 | 49.C3 | XT0170:5 | RAIL,F&G EDIO ONSK | 49.B2
AT0170:31 | SC | AT017031 | WHT | 20 | 49.C3 | KA0174:A1 | RAIL,F&G EDIO ONSK | 49.C2
AT0170:32 | SC | KA0245A1 | WHT | 20 | 49.C3 | KA0249:A1 | RAIL,F&G EDIO ONSK | 35.D6
UV0170:IN(-) | SC | 0V | WHT | 14 | 50.A2 | XT0170:3 | RAIL,F&G EDIO ONSK | 49.A2
UV0170:IN(+) | SC | FU0170 | WHT | 14 | 50.A2 | FU0170:LD | RAIL,F&G EDIO ONSK | 49.A2
UV0171:IN(-) | SC | 0V | WHT | 14 | 50.B2 | XT0170:3 | RAIL,F&G EDIO ONSK | 49.A2
UV0171:IN(+) | SC | FU0171 | WHT | 14 | 50.B2 | FU0171:LD | RAIL,F&G EDIO ONSK | 49.A2
XT0173:12 | SC | SB017013 | WHT | 20 | 51.C4 | AT0175:2 | RAIL,F&G EDIO ONSK | 51.C6
XT0173:13 | SC | SB017014 | WHT | 20 | 51.C4 | AT0175:3 | RAIL,F&G EDIO ONSK | 51.C6
XT0173:14 | SC | GFM01706 | WHT | 16 | 50.C6 | AT0182:20 | RAIL,F&G EDIO ONSK | 50.C6
XT0173:15 | SC | GFM01708 | WHT | 16 | 50.C6 | AT0182:21 | RAIL,F&G EDIO ONSK | 50.C6
XT0173:16 | SC | AT018214 | WHT | 16 | 50.A6 | AT0182:14 | RAIL,F&G EDIO ONSK | 50.A6
XT0173:17 | SC | AT018215 | WHT | 16 | 50.A6 | AT0182:15 | RAIL,F&G EDIO ONSK | 50.A6
XT0173:18 | SC | AT018217 | WHT | 16 | 50.B6 | AT0182:17 | RAIL,F&G EDIO ONSK | 50.B6
XT0173:19 | SC | AT018218 | WHT | 16 | 50.B6 | AT0182:18 | RAIL,F&G EDIO ONSK | 50.B6
XT0173:2 | SC | AT017517 | WHT | 20 | 51.A4 | AT0175:17 | RAIL,F&G EDIO ONSK | 51.A6
XT0173:3 | SC | HL0171X1 | WHT | 20 | 51.A4 | AT0175:18 | RAIL,F&G EDIO ONSK | 51.A6
XT0173:5 | SC | AT017520 | WHT | 20 | 51.A4 | AT0175:20 | RAIL,F&G EDIO ONSK | 51.A6
XT0173:6 | SC | HL0172X1 | WHT | 20 | 51.A4 | AT0175:21 | RAIL,F&G EDIO ONSK | 51.A6
XT0173:8 | SC | AT017523 | WHT | 20 | 51.B4 | AT0175:23 | RAIL,F&G EDIO ONSK | 51.B6
XT0173:9 | SC | HL0173X1 | WHT | 20 | 51.B4 | AT0175:24 | RAIL,F&G EDIO ONSK | 51.B6
XT0174:1 | SC | LON0P | WHT | 14 | 49.A4 | XT0170:12 | RAIL,F&G EDIO ONSK | 187.D6
XT0174:1 | SC | LON0P | WHT | 14 | 49.A4 | XT0170:6 | RAIL,F&G EDIO ONSK | 187.A6
XT0174:3 | SC | LON0P | WHT | 14 | 49.A4 | AT0175:1P1 | RAIL,F&G EDIO ONSK | 49.B5
XT0174:3 | SC | LON0P | WHT | 14 | 49.A4 | AT0176:1P1 | RAIL,F&G EDIO ONSK | 49.C5
XT0174:4 | SC | LON0N | WHT | 14 | 49.A4 | XT0170:13 | RAIL,F&G EDIO ONSK | 187.D6
XT0174:5 | SC | LON0N | WHT | 14 | 49.B4 | AT0175:2P1 | RAIL,F&G EDIO ONSK | 49.B5
XT0174:5 | SC | LON0N | WHT | 14 | 49.B4 | AT0176:2P1 | RAIL,F&G EDIO ONSK | 49.C5
XT0174:5 | SC | LON0N | WHT | 14 | 49.B4 | XT0170:7 | RAIL,F&G EDIO ONSK | 187.A6
XT0273:10 | SC | 01712 | WHT | 20 | 52.C4 | AT0171:2 | RAIL,F&G EDIO ONSK | 52.C6
XT0273:11 | SC | 01713 | WHT | 20 | 52.C4 | AT0171:3 | RAIL,F&G EDIO ONSK | 52.C6
XT0273:2 | SC | 017117 | WHT | 20 | 52.A4 | AT0171:17 | RAIL,F&G EDIO ONSK | 52.A6
XT0273:3 | SC | 017118 | WHT | 20 | 52.A4 | AT0171:18 | RAIL,F&G EDIO ONSK | 52.A6
XT0273:5 | SC | 017120 | WHT | 20 | 52.A4 | AT0171:20 | RAIL,F&G EDIO ONSK | 52.A6
XT0273:6 | SC | 017121 | WHT | 20 | 52.A4 | AT0171:21 | RAIL,F&G EDIO ONSK | 52.A6
XT0273:8 | SC | 017123 | WHT | 20 | 52.B4 | AT0171:23 | RAIL,F&G EDIO ONSK | 52.B6
XT0273:9 | SC | 017124 | WHT | 20 | 52.B4 | AT0171:24 | RAIL,F&G EDIO ONSK | 52.B6
AT0170:53 | WC5025 | LON2A | WHT | 16 | 187.D7 | XT0170:9 | RAIL,F&G EDIO ONSK | 187.D6
AT0170:52 | WC5025 | LON2B | BLK | 16 | 187.D7 | XT0170:10 | RAIL,F&G EDIO ONSK | 187.D6
AT0170:51 | WC5025 | LON2S1 | SH | 16 | 187.D7 | XT0170:11 | RAIL,F&G EDIO ONSK | 187.D6
AT0170:50 | WC8069 | AT017050 | WHT | 16 | 49.A7 | AT0175:4P2 | RAIL,F&G EDIO ONSK | 49.A7
AT0170:49 | WC8069 | AT017049 | BLK | 16 | 49.A7 | AT0175:5P2 | RAIL,F&G EDIO ONSK | 49.A7
AT0170:48 | WC8069 | AT017048 | SH | 16 | 49.A7 | AT0175:6P2 | RAIL,F&G EDIO ONSK | 49.A7
SolarTools ver. 24.0.84.24712 (Jul 31, 2025)
Report date: 4/15/2026 12:13 PM

## FWD PROX,JB350
FWD PROX,JB350
JB350
Project # | 4M371
Project Name | SOLARIS ENERGY INFRASTRUCTURE
Revision | C
Controls DE | J. PECACHE
Phone:
Controls ME | S. LOZA
Phone:
From | [5 empty] | To
Device ID | Cable (W) Conductor (SC) Jumper Clip (JC) | Wire No. | Wire ID | Gauge/Size | Page/Zone | Device ID | Location | Page/Zone
GR1261: | SC | GR1261 | GRN/YEL | 14 | 10.A6 | FRAME | FWD PROX,JB350 | 10.A6
SolarTools ver. 24.0.84.24712 (Jul 31, 2025)
Report date: 4/15/2026 12:13 PM

## GEN CTRL
GEN CTRL
JB72
Project # | 4M371
Project Name | SOLARIS ENERGY INFRASTRUCTURE
Revision | C
Controls DE | J. PECACHE
Phone:
Controls ME | S. LOZA
Phone:
From | [5 empty] | To
Device ID | Cable (W) Conductor (SC) Jumper Clip (JC) | Wire No. | Wire ID | Gauge/Size | Page/Zone | Device ID | Location | Page/Zone
XT0120:1 | JC | 0V | CLIP | --- | 41.A1 | XT0120:2 | GEN CTRL | 41.B1
XT0120:2 | JC | 0V | CLIP | --- | 41.B1 | XT0120:3 | GEN CTRL | 41.B1
XT0120:3 | JC | 0V | CLIP | --- | 41.B1 | XT0120:4 | GEN CTRL | 41.B1
XT0120:4 | JC | 0V | CLIP | --- | 41.B1 | XT0120:5 | GEN CTRL | 41.C1
XT0120:5 | JC | 0V | CLIP | --- | 41.C1 | XT0120:6 | GEN CTRL | 41.C1
XT0120:6 | JC | 0V | CLIP | --- | 41.C1 | XT0120:7 | GEN CTRL | 41.D1
XT0335:1 | JC | FU0332 | CLIP | --- | 33.A4 | XT0335:2 | GEN CTRL | 33.A4
XT0335:2 | JC | FU0332 | CLIP | --- | 33.A4 | XT0335:3 | GEN CTRL | 33.B4
XT0335:3 | JC | FU0332 | CLIP | --- | 33.B4 | XT0335:4 | GEN CTRL | 33.B4
XT0335:4 | JC | FU0332 | CLIP | --- | 33.B4 | XT0335:5 | GEN CTRL | 33.B4
XT0335:5 | JC | FU0332 | CLIP | --- | 33.B4 | XT0335:6 | GEN CTRL | 33.B4
XT0335:6 | JC | FU0332 | CLIP | --- | 33.B4 | XT0335:7 | GEN CTRL | 33.C4
XT0335:7 | JC | FU0332 | CLIP | --- | 33.C4 | XT0335:8 | GEN CTRL | 33.C4
XT0335:8 | JC | FU0332 | CLIP | --- | 33.C4 | XT0335:9 | GEN CTRL | 33.C4
XT0335:9 | JC | FU0332 | CLIP | --- | 33.C4 | XT0335:10 | GEN CTRL | 33.C4
XT0336:1 | JC | 0V | CLIP | --- | 33.A4 | XT0336:2 | GEN CTRL | 33.B4
XT0336:2 | JC | 0V | CLIP | --- | 33.B4 | XT0336:3 | GEN CTRL | 33.B4
XT0336:3 | JC | 0V | CLIP | --- | 33.B4 | XT0336:4 | GEN CTRL | 33.B4
XT0336:4 | JC | 0V | CLIP | --- | 33.B4 | XT0336:5 | GEN CTRL | 33.B4
XT0336:5 | JC | 0V | CLIP | --- | 33.B4 | XT0336:6 | GEN CTRL | 33.C4
XT0336:6 | JC | 0V | CLIP | --- | 33.C4 | XT0336:7 | GEN CTRL | 33.C4
XT0336:7 | JC | 0V | CLIP | --- | 33.C4 | XT0336:8 | GEN CTRL | 33.C4
XT0336:8 | JC | 0V | CLIP | --- | 33.C4 | XT0336:9 | GEN CTRL | 33.C4
XT0336:9 | JC | 0V | CLIP | --- | 33.C4 | XT0336:10 | GEN CTRL | 33.D4
XT0350:2 | JC | CCT1(+) | CLIP | --- | 160.A4 | XT0350:1 | GEN CTRL | 160.A4
XT0350:4 | JC | CCT1(-) | CLIP | --- | 160.A4 | XT0350:3 | GEN CTRL | 160.A4
XT0355:11 | JC | H41002 | CLIP | --- | 162.D5 | XT0355:12 | GEN CTRL | 162.D5
XT0355:2 | JC | H41001 | CLIP | --- | 162.B5 | XT0355:3 | GEN CTRL | 162.C5
XT0355:3 | JC | H41001 | CLIP | --- | 162.C5 | XT0355:4 | GEN CTRL | 162.C5
XT0355:6 | JC | * | CLIP | --- | 162.D5 | XT0355:7 | GEN CTRL | 162.D5
XT0355:8 | JC | H41002 | CLIP | --- | 162.C5 | XT0355:9 | GEN CTRL | 162.C5
XT0355:9 | JC | H41002 | CLIP | --- | 162.C5 | XT0355:10 | GEN CTRL | 162.D5
XT0370:1 | JC | EXC1 | CLIP | --- | 159.C4 | XT0370:2 | GEN CTRL | 159.C5
XT0370:4 | JC | EXC2 | CLIP | --- | 159.C4 | XT0370:3 | GEN CTRL | 159.C5
XT0370:5 | JC | EXCS | CLIP | --- | 159.D4 | XT0370:6 | GEN CTRL | 159.D5
XT0782:3 | JC | XT07823 | CLIP | --- | 158.B5 | XT0782:4 | GEN CTRL | 158.B5
XT0782:5 | JC | XT07825 | CLIP | --- | 158.B5 | XT0782:6 | GEN CTRL | 158.C5
AF0121:01 | SC | 012101 | WHT | 20 | 42.B4 | KA0121:A1 | GEN CTRL | 42.B3
AF0121:03 | SC | KA0123A1 | WHT | 20 | 38.C7 | KA0123:A1 | GEN CTRL | 38.C5
AF0121:04 | SC | KA018961 | WHT | 16 | 39.B7 | KA0189:61 | GEN CTRL | 39.B6
AF0121:05 | SC | KA018861 | WHT | 16 | 39.B7 | KA0188:61 | GEN CTRL | 39.C6
AF0121:08 | SC | 012108 | WHT | 20 | 42.B7 | KA0128:A1 | GEN CTRL | 42.B5
AF0121:11 | SC | KA018611 | WHT | 20 | 39.C7 | KA0186:11 | GEN CTRL | 39.C6
AF0121:12 | SC | KA036521 | WHT | 20 | 39.D7 | KA0365:21 | GEN CTRL | 39.D6
AF0121:17 | SC | 012117 | WHT | 20 | 42.B4 | KA0121:A2 | GEN CTRL | 42.B3
AF0121:19 | SC | KA0123A2 | WHT | 20 | 38.C7 | KA0123:A2 | GEN CTRL | 38.C5
AF0121:20 | SC | KA0188A2 | WHT | 16 | 39.B7 | KA0188:A2 | GEN CTRL | 39.B5
AF0121:21 | SC | KA0189A2 | WHT | 16 | 39.B7 | KA0189:A2 | GEN CTRL | 39.C5
AF0121:24 | SC | 012124 | WHT | 20 | 42.B7 | KA0128:A2 | GEN CTRL | 42.B5
AF0121:27 | SC | KA0342A2 | WHT | 20 | 39.C7 | KA0342:A2 | GEN CTRL | 39.C5
AF0121:28 | SC | KA0186A2 | WHT | 20 | 39.D7 | KA0186:A2 | GEN CTRL | 39.D5
AF0121:COM | SC | 0V | WHT | 16 | 41.B2 | XT0120:2 | GEN CTRL | 41.B1
AF0121:V+ | SC | FU0121 | WHT | 16 | 41.B2 | FU0121:LD | GEN CTRL | 41.B1
AF0122:00 | SC | 012200 | WHT | 20 | 43.B7 | KA0330:11 | GEN CTRL | 43.B6
AF0122:01 | SC | 012201 | WHT | 20 | 43.C7 | KA0331:11 | GEN CTRL | 43.C6
AF0122:02 | SC | KA031011 | WHT | 20 | 38.B7 | KA0310:11 | GEN CTRL | 38.B6
AF0122:03 | SC | AF012203 | WHT | 20 | 157.B7 | XT0123:2 | GEN CTRL | 157.B4
AF0122:04 | SC | KA035114 | WHT | 20 | 157.C7 | KA0351:11 | GEN CTRL | 157.C6
AF0122:05 | SC | AF012205 | WHT | 20 | 157.C7 | XT0123:4 | GEN CTRL | 157.C4
AF0122:06 | SC | KA035214 | WHT | 20 | 157.D7 | KA0352:11 | GEN CTRL | 157.D6
AF0122:07 | SC | AF012207 | WHT | 20 | 157.D7 | XT0123:6 | GEN CTRL | 157.D4
AF0122:08 | SC | WX77045 | WHT | 20 | 43.B7 | XT0338:9 | GEN CTRL | 43.B4
AF0122:09 | SC | 012209 | WHT | 20 | 69.B6 | KA7364:21 | GEN CTRL | 69.B5
AF0122:10 | SC | FV072114 | WHT | 20 | 39.A6 | FV0721:14 | GEN CTRL | 39.A5
AF0122:14 | SC | FV072214 | WHT | 20 | 39.A6 | FV0722:14 | GEN CTRL | 39.A5
AF0122:15 | SC | KA9602NC | WHT | 20 | 43.A6 | XT0338:7 | GEN CTRL | 43.A4
AF0122:32 | SC | 012232 | WHT | 20 | 43.B7 | KA0330:14 | GEN CTRL | 43.B6
AF0122:33 | SC | 012233 | WHT | 20 | 43.C7 | KA0331:14 | GEN CTRL | 43.C6
AF0122:34 | SC | KA031014 | WHT | 20 | 38.B7 | KA0310:14 | GEN CTRL | 38.B6
AF0122:36 | SC | KA035111 | WHT | 20 | 157.C7 | KA0351:14 | GEN CTRL | 157.C6
AF0122:38 | SC | KA035211 | WHT | 20 | 157.D7 | KA0352:14 | GEN CTRL | 157.D6
AF0122:41 | SC | 012241 | WHT | 20 | 69.B6 | KA7364:24 | GEN CTRL | 69.B5
AF0122:42 | SC | FV072121 | WHT | 20 | 39.A6 | FV0721:21 | GEN CTRL | 39.A6
AF0122:46 | SC | FV072221 | WHT | 20 | 39.A6 | FV0722:21 | GEN CTRL | 39.A6
AF0122:COM | SC | AF0122N | WHT | 16 | 41.B3 | AF0123:COM | GEN CTRL | 41.B3
AF0122:COM | SC | AU0120N | WHT | 16 | 41.B3 | AU0120:COM | GEN CTRL | 41.A2
AF0122:J | SC | * |  |  | 41.B3 | AF0123:P | GEN CTRL | 41.B3
AF0122:V+ | SC | AF0122P | WHT | 16 | 41.B3 | AF0123:V+ | GEN CTRL | 41.B3
AF0122:V+ | SC | AU0120P | WHT | 16 | 41.B3 | AU0120:V+ | GEN CTRL | 41.A2
AF0123:COM | SC | AF0123N | WHT | 16 | 41.B3 | AF0125:COM | GEN CTRL | 41.B5
AF0123:J | SC | * |  |  | 41.B3 | AF0124:P | GEN CTRL | 41.B4
AF0123:SH | SC | AF0123SH | GRN | 14 | 41.B3 | AF0125:SH | GEN CTRL | 41.B5
AF0123:SH | SC | IEG01405 | GRN | 14 | 41.B3 | IEG0140:5 | GEN CTRL | 41.B4
AF0123:V+ | SC | AF0123P | WHT | 16 | 41.B3 | AF0125:V+ | GEN CTRL | 41.B5
AF0124:02 | SC | 012402 | WHT | 20 | 40.C6 | KA7001:A1 | GEN CTRL | 40.C5
AF0124:18 | SC | 012418 | WHT | 20 | 40.C6 | KA7001:A2 | GEN CTRL | 40.C5
AF0124:COM | SC | 0V | WHT | 16 | 41.B4 | XT0120:4 | GEN CTRL | 41.B1
AF0124:J | SC | * |  |  | 41.B4 | AF0125:P | GEN CTRL | 41.B5
AF0124:V+ | SC | FU0123 | WHT | 16 | 41.B4 | FU0123:LD | GEN CTRL | 41.B1
AF0125:COM | SC | AF0126N | WHT | 16 | 41.B5 | AF0126:COM | GEN CTRL | 41.B5
AF0125:J | SC | * |  |  | 41.B5 | AF0126:P | GEN CTRL | 41.B5
AF0125:SH | SC | AF0126SH | GRN | 14 | 41.B5 | AF0126:SH | GEN CTRL | 41.B5
AF0125:V+ | SC | AF0126P | WHT | 16 | 41.B5 | AF0126:V+ | GEN CTRL | 41.B5
AF0126:COM | SC | AF0127N | WHT | 16 | 41.B5 | AF0127:COM | GEN CTRL | 41.B6
AF0126:J | SC | * |  |  | 41.B5 | AF0127:P | GEN CTRL | 41.B6
AF0126:SH | SC | AU0120GND | GRN | 14 | 41.B5 | AU0120:GND | GEN CTRL | 41.A2
AF0126:V+ | SC | AF0127P | WHT | 16 | 41.B5 | AF0127:V+ | GEN CTRL | 41.B6
AF0127:01 | SC | QF078414 | WHT | 20 | 161.A6 | QF0784:14 | GEN CTRL | 161.A5
AF0127:02 | SC | 012702 | WHT | 20 | 161.A6 | XT0127:2 | GEN CTRL | 161.A5
AF0127:03 | SC | 012703 | WHT | 20 | 40.A6 | XT7001:2 | GEN CTRL | 40.A6
AF0127:04 | SC | 012704 | WHT | 20 | 40.B6 | XT7001:4 | GEN CTRL | 40.B6
AF0127:34 | SC | 012734 | WHT | 20 | 161.A6 | XT0127:1 | GEN CTRL | 161.A5
AF0127:35 | SC | 012735 | WHT | 20 | 40.A6 | XT7001:1 | GEN CTRL | 40.A6
AF0127:36 | SC | 012736 | WHT | 20 | 40.B6 | XT7001:3 | GEN CTRL | 40.B6
AT0140:13 VGEN-A | SC | XT07822 | RED | 16 | 158.B7 | XT0782:2 | GEN CTRL | 158.B5
AT0140:14 VGEN-B | SC | XT07823 | RED | 16 | 158.B7 | XT0782:3 | GEN CTRL | 158.B5
AT0140:15 VGEN-C | SC | XT07825 | RED | 16 | 158.B7 | XT0782:5 | GEN CTRL | 158.B5
AT0140:16 VGEN-N | SC | XT07827 | RED | 16 | 158.B7 | XT0122:11 | GEN CTRL | 158.B6
AT0140:17 VBUS-A | SC | QF07812 | RED | 16 | 156.C7 | XT0122:1 | GEN CTRL | 156.A4
AT0140:18 VBUS-B | SC | QF07822 | RED | 16 | 156.C7 | XT0122:3 | GEN CTRL | 156.C4
AT0140:19 VBUS-C | SC | BUSPTN | RED | 16 | 156.C7 | XT0780:5 | GEN CTRL | 156.C3
AT0140:20 VBUS-N | SC | BUSPTN | RED | 16 | 156.C7 | XT0780:5 | GEN CTRL | 156.C3
AT0140:27 ID RLY | SC | CCT1(+) | BLU | 12 | 160.A7 | XT0350:2 | GEN CTRL | 160.A4
AT0140:28 ID RLY | SC | CCT1(-) | BLU | 12 | 160.A7 | XT0350:4 | GEN CTRL | 160.A4
AT0140:3 EX-D(-) | SC | 0V | WHT | 16 | 177.C7 | XT0336:6 | GEN CTRL | 33.C4
AT0140:33 ID RES(+) | SC | CCT1(+) | BLU | 12 | 160.A7 | XT0350:1 | GEN CTRL | 160.A4
AT0140:34 ID RES(-) | SC | AT014034 | WHT | 16 | 160.A7 | AT0140:42 ID(+) | GEN CTRL | 160.A7
AT0140:36 I1(+) | SC | MCTA | BLU | 12 | 160.C7 | XT0352:1 | GEN CTRL | 160.B4
AT0140:37 I1(-) | SC | MCTAN | BLU | 12 | 160.C7 | XT0352:6 | GEN CTRL | 160.B4
AT0140:38 I2(+) | SC | MCTB | BLU | 12 | 160.C7 | XT0352:2 | GEN CTRL | 160.B4
AT0140:39 I2(-) | SC | MCTBN | BLU | 12 | 160.C7 | XT0352:5 | GEN CTRL | 160.B4
AT0140:4 EX-D(+) | SC | KA012314 | WHT | 16 | 177.C7 | KA0123:14 | GEN CTRL | 38.A6
AT0140:40 I3(+) | SC | MCTC | BLU | 12 | 160.C7 | XT0352:3 | GEN CTRL | 160.C4
AT0140:41 I3(-) | SC | MCTCN | BLU | 12 | 160.C7 | XT0352:4 | GEN CTRL | 160.B4
AT0140:43 ID(-) | SC | CCT1(-) | BLU | 12 | 160.A7 | XT0350:3 | GEN CTRL | 160.A4
AT0140:56 FG | SC | AT0140G | GRN/YEL | 12 | 38.B3 | FRAME | GEN CTRL | 38.B2
AT0140:BAT(-) 48 | SC | 0V | WHT | 16 | 38.B3 | XT0336:6 | GEN CTRL | 33.C4
AT0140:BAT(+) 47 | SC | FU0334 | WHT | 16 | 38.B3 | XT0339:1 | GEN CTRL | 38.B5
AT0140:FLT 29 | SC | KA0310A2 | WHT | 20 | 38.B3 | KA0310:A2 | GEN CTRL | 38.B4
AT0140:FLT 30 | SC | 0V | WHT | 16 | 38.B3 | XT0336:6 | GEN CTRL | 33.C4
AU0120:COM | SC | 0V | WHT | 16 | 41.A2 | XT0120:2 | GEN CTRL | 41.B1
AU0120:V+ | SC | FU0120 | WHT | 16 | 41.A2 | FU0120:LD | GEN CTRL | 41.B1
XT0352:4 | SC | JW03528 | CLIP | -- | 160.B4 | XT0352:5 | GEN CTRL | 160.B4
XT0352:5 | SC | JW03527 | CLIP | -- | 160.B4 | XT0352:6 | GEN CTRL | 160.B4
XT0352:6 | SC | JW03526 | CLIP | -- | 160.B4 | XT0352:7 | GEN CTRL | 160.B4
FU0120:LI | SC | FU0122 | WHT | 14 | 41.B1 | FU0121:LI | GEN CTRL | 41.B1
FU0120:LI | SC | FU0122 | WHT | 14 | 41.B1 | FU0122:LD | GEN CTRL | 41.A1
FU0121:LI | SC | FU0122 | WHT | 14 | 41.B1 | FU0123:LI | GEN CTRL | 41.B1
FU0122:LI | SC | FU0332 | WHT | 14 | 41.A1 | XT0335:2 | GEN CTRL | 33.A4
FU0123:LI | SC | FU0122 | WHT | 14 | 41.B1 | FU0125:LI | GEN CTRL | 41.C1
FU0125:LD | SC | FU0125 | WHT | 16 | 41.C1 | KA0364:11 | GEN CTRL | 41.C3
FU0125:LI | SC | FU0122 | WHT | 14 | 41.C1 | FU0126:LI | GEN CTRL | 41.C1
FU0126:LI | SC | FU0122 | WHT | 14 | 41.C1 | FU0127:LI | GEN CTRL | 41.C1
FU0127:LD | SC | FU0127 | WHT | 16 | 41.C1 | XT0123:1 | GEN CTRL | 157.B4
FU0332:LD | SC | FU0332 | WHT | 12 | 33.A3 | XT0335:1 | GEN CTRL | 33.A4
FU0333:LD | SC | FU0333 | WHT | 16 | 42.A2 | XT0338:1 | GEN CTRL | 42.A3
FU0333:LI | SC | FU0332 | WHT | 16 | 42.A2 | XT0335:4 | GEN CTRL | 33.B4
FU0334:LD | SC | FU0334 | WHT | 16 | 38.A6 | XT0339:1 | GEN CTRL | 38.B5
FU0334:LI | SC | FU0332 | WHT | 16 | 38.A6 | XT0335:6 | GEN CTRL | 33.B4
FV0721:11 | SC | FV072111 | WHT | 20 | 39.A5 | FV0721:24 | GEN CTRL | 39.A6
FV0721:L1 | SC | QF07822 | RED | 16 | 156.C6 | XT0122:3 | GEN CTRL | 156.C4
FV0721:L2 | SC | QF07824 | RED | 16 | 156.C6 | XT0122:4 | GEN CTRL | 156.C4
FV0721:L3 | SC | QF07826 | RED | 16 | 156.C6 | QF0782:6 | GEN CTRL | 156.C4
FV0722:11 | SC | FV072211 | WHT | 20 | 39.A5 | FV0722:24 | GEN CTRL | 39.A6
FV0722:L1 | SC | QF07812 | RED | 16 | 156.A6 | XT0122:1 | GEN CTRL | 156.A4
FV0722:L2 | SC | QF07814 | RED | 16 | 156.A6 | XT0122:2 | GEN CTRL | 156.A4
FV0722:L3 | SC | QF07816 | RED | 16 | 156.A6 | QF0781:6 | GEN CTRL | 156.A4
GR0142: | SC | GR0142 | GRN | 14 | 11.A5 | IEG0140:4 | GEN CTRL | 11.A4
GR0143: | SC | GR0143 | GRN/YEL | 14 | 11.A4 | FRAME | GEN CTRL | 11.A3
GR0144: | SC | GR0144 | GRN/YEL | 14 | 11.A4 | FRAME | GEN CTRL | 11.A3
GR0145: | SC | GR0145 | GRN/YEL | 14 | 11.A4 | FRAME | GEN CTRL | 11.A3
IEG0140:7 | SC | AT0140LS(S) | GRN | 14 | 177.C6 | XT0354:3 | GEN CTRL | 177.C4
KA0121:11 | SC | FU0333 | WHT | 20 | 42.B3 | XT0338:1 | GEN CTRL | 42.A3
KA0121:14 | SC | KA018511 | WHT | 20 | 42.B3 | XT0338:3 | GEN CTRL | 42.B4
KA0123:11 | SC | FU0334 | WHT | 16 | 38.A6 | XT0339:1 | GEN CTRL | 38.B5
KA0123:A1 | SC | KA0123A1 | WHT | 20 | 38.C5 | KA0313:A1 | GEN CTRL | 38.C5
KA0123:A2 | SC | KA0123A2 | WHT | 20 | 38.C5 | KA0313:A2 | GEN CTRL | 38.C5
KA0128:14 | SC | FU0333 | WHT | 20 | 42.A3 | XT0338:1 | GEN CTRL | 42.A3
KA0128:14 | SC | FU0333 | WHT | 20 | 42.A3 | KA0335:21 | GEN CTRL | 42.A3
KA0128:21 | SC | KA012821 | WHT | 20 | 42.C6 | XT0337:1 | GEN CTRL | 42.C5
KA0128:24 | SC | KA012824 | WHT | 20 | 42.C6 | XT0337:2 | GEN CTRL | 42.D5
KA0186:14 | SC | KA0342A1 | WHT | 20 | 39.C6 | KA0342:A1 | GEN CTRL | 39.C5
KA0186:A1 | SC | KA0186A1 | WHT | 20 | 39.D5 | KA0365:24 | GEN CTRL | 39.D6
KA0188:13 | SC | QF07822 | RED | 16 | 156.D5 | XT0122:10 | GEN CTRL | 156.D5
KA0188:14 | SC | KA018914 | RED | 16 | 156.D5 | XT0122:5 | GEN CTRL | 156.D6
KA0188:23 | SC | QF07824 | RED | 16 | 156.D5 | XT0122:9 | GEN CTRL | 156.D5
KA0188:24 | SC | KA018924 | RED | 16 | 156.D5 | XT0122:6 | GEN CTRL | 156.D6
KA0188:33 | SC | QF07842 | RED | 16 | 156.D5 | QF0784:2 | GEN CTRL | 156.C4
KA0188:34 | SC | KA018934 | RED | 16 | 156.D5 | XT0122:7 | GEN CTRL | 156.D6
KA0188:43 | SC | QF07844 | RED | 16 | 156.D5 | QF0784:4 | GEN CTRL | 156.C4
KA0188:44 | SC | KA018944 | RED | 16 | 156.D5 | XT0122:8 | GEN CTRL | 156.D6
KA0188:62 | SC | KA0189A1 | WHT | 16 | 39.C6 | KA0189:A1 | GEN CTRL | 39.C5
KA0188:A1 | SC | KA0188A1 | WHT | 16 | 39.B5 | KA0189:62 | GEN CTRL | 39.B6
KA0189:13 | SC | QF07812 | RED | 16 | 156.C6 | XT0122:1 | GEN CTRL | 156.A4
KA0189:14 | SC | KA018914 | RED | 16 | 156.C6 | XT0122:5 | GEN CTRL | 156.D6
KA0189:23 | SC | QF07814 | RED | 16 | 156.D6 | XT0122:2 | GEN CTRL | 156.A4
KA0189:24 | SC | KA018924 | RED | 16 | 156.D6 | XT0122:6 | GEN CTRL | 156.D6
KA0189:34 | SC | KA018934 | RED | 16 | 156.D6 | XT0122:7 | GEN CTRL | 156.D6
KA0189:44 | SC | KA018944 | RED | 16 | 156.D6 | XT0122:8 | GEN CTRL | 156.D6
KA0310:21 | SC | FU0333 | WHT | 20 | 42.A3 | KA0335:21 | GEN CTRL | 42.A3
KA0310:21 | SC | FU0333 | WHT | 20 | 42.A3 | KA0351:21 | GEN CTRL | 42.A3
KA0310:24 | SC | KA0333A1 | WHT | 20 | 42.A3 | XT0338:2 | GEN CTRL | 42.A5
KA0310:24 | SC | KA0333A1 | WHT | 20 | 42.A3 | KA0335:22 | GEN CTRL | 42.A3
KA0310:A1 | SC | FU0334 | WHT | 20 | 38.B4 | XT0339:1 | GEN CTRL | 38.B5
KA0330:A1 | SC | KA0330A1 | WHT | 20 | 43.A5 | XT0338:5 | GEN CTRL | 43.A4
KA0330:A2 | SC | 0V | WHT | 20 | 43.A5 | KA0331:A2 | GEN CTRL | 43.A5
KA0331:A1 | SC | KA0331A1 | WHT | 20 | 43.A5 | XT0338:6 | GEN CTRL | 43.A4
KA0331:A2 | SC | 0V | WHT | 20 | 43.A5 | XT0336:5 | GEN CTRL | 33.B4
KA0332:11 | SC | KA033211 | WHT | 20 | 42.D6 | XT0337:3 | GEN CTRL | 42.D5
KA0332:14 | SC | KA033214 | WHT | 20 | 42.D6 | XT0337:4 | GEN CTRL | 42.D5
KA0332:A1 | SC | KA0332A1 | WHT | 20 | 42.B5 | XT0338:4 | GEN CTRL | 42.B5
KA0332:A2 | SC | 0V | WHT | 20 | 42.B5 | KA0333:A2 | GEN CTRL | 42.A5
KA0333:11 | SC | KA033311 | WHT | 20 | 42.D6 | KA0335:11 | GEN CTRL | 42.D6
KA0333:11 | SC | KA033311 | WHT | 20 | 42.D6 | XT0337:5 | GEN CTRL | 42.D5
KA0333:14 | SC | KA033314 | WHT | 20 | 42.D6 | KA0335:12 | GEN CTRL | 42.D6
KA0333:14 | SC | KA033314 | WHT | 20 | 42.D6 | XT0337:6 | GEN CTRL | 42.D5
KA0333:A1 | SC | KA0333A1 | WHT | 20 | 42.A5 | XT0338:2 | GEN CTRL | 42.A5
KA0333:A2 | SC | 0V | WHT | 20 | 42.A5 | XT0336:4 | GEN CTRL | 33.B4
KA0335:22 | SC | KA0333A1 | WHT | 20 | 42.A3 | KA0128:11 | GEN CTRL | 42.A3
KA0335:A1 | SC | ESTOP | WHT | 20 | 45.A5 | KA0337:A1 | GEN CTRL | 45.A5
KA0335:A1 | SC | ESTOP | WHT | 20 | 45.A5 | XT0121:1 | GEN CTRL | 45.A3
KA0335:A2 | SC | 0V | WHT | 20 | 45.A5 | KA0336:A2 | GEN CTRL | 45.B5
KA0335:A2 | SC | 0V | WHT | 20 | 45.A5 | XT0120:8 | GEN CTRL | 45.A6
KA0335:A2 | SC | 0V | WHT | 20 | 45.A5 | KA0337:A2 | GEN CTRL | 45.A5
KA0336:A1 | SC | KA0131A1 | WHT | 16 | 45.B5 | XT0121:2 | GEN CTRL | 45.B3
KA0342:13 | SC | XT03321 | WHT | 16 | 44.D5 | XT0332:1 | GEN CTRL | 44.D4
KA0342:14 | SC | KA034214 | WHT | 16 | 44.D5 | KA0342:23 | GEN CTRL | 44.D6
KA0342:24 | SC | XT03322 | WHT | 16 | 44.D6 | XT0332:2 | GEN CTRL | 44.D4
KA0351:21 | SC | FU0333 | WHT | 20 | 42.A3 | KA0352:21 | GEN CTRL | 42.B3
KA0351:24 | SC | KA0333A1 | WHT | 20 | 42.A3 | XT0338:2 | GEN CTRL | 42.A5
KA0351:A1 | SC | KA0351A1 | WHT | 20 | 157.C4 | XT0123:3 | GEN CTRL | 157.C4
KA0351:A2 | SC | 0V | WHT | 20 | 157.C4 | XT0120:7 | GEN CTRL | 41.D1
KA0351:A2 | SC | 0V | WHT | 20 | 157.C4 | KA0352:A2 | GEN CTRL | 157.D4
KA0352:24 | SC | KA0333A1 | WHT | 20 | 42.B3 | XT0338:2 | GEN CTRL | 42.A5
KA0352:A1 | SC | KA0352A1 | WHT | 20 | 157.D4 | XT0123:5 | GEN CTRL | 157.D4
KA0364:1-GEN | SC | KA018934 | RED | 16 | 156.D7 | XT0122:7 | GEN CTRL | 156.D6
KA0364:2-GEN | SC | KA018944 | RED | 16 | 156.D7 | XT0122:8 | GEN CTRL | 156.D6
KA0364:3-BUS | SC | KA018914 | RED | 16 | 156.D7 | XT0122:5 | GEN CTRL | 156.D6
KA0364:4-BUS | SC | KA018924 | RED | 16 | 156.D7 | XT0122:6 | GEN CTRL | 156.D6
KA0365:A1 | SC | KA036414 | WHT | 20 | 41.C3 | KA0364:14 | GEN CTRL | 41.C3
KA0365:A1 | SC | KA036414 | WHT | 20 | 41.C3 | KA7364:A1 | GEN CTRL | 41.C3
KA0365:A2 | SC | 0V | WHT | 20 | 41.C3 | KA7364:A2 | GEN CTRL | 41.C3
KA7001:11 | SC | KA700111 | WHT | 20 | 40.C5 | XT7001:5 | GEN CTRL | 40.C5
KA7001:14 | SC | KA700114 | WHT | 20 | 40.C5 | XT7001:6 | GEN CTRL | 40.C5
KA7364:A2 | SC | 0V | WHT | 20 | 41.C3 | XT0120:5 | GEN CTRL | 41.C1
PEG0140:2 | SC | PMGS | GRN/YEL | 16 | 159.C6 | XT0313:1 | GEN CTRL | 159.C6
PEG0140:3 | SC | EXCS | GRN/YEL | 16 | 159.D6 | XT0370:6 | GEN CTRL | 159.D5
PEG0140:4 | SC | PEG01404 | GRN/YEL | 12 | 160.B5 | XT0352:7 | GEN CTRL | 160.B4
QF0781:1 | SC | UTLPTA | RED | 16 | 156.A4 | XT0780:1 | GEN CTRL | 156.A3
QF0781:14 | SC | QF078211 | WHT | 20 | 161.A5 | QF0782:11 | GEN CTRL | 161.A5
QF0781:2 | SC | QF07812 | RED | 16 | 156.A4 | XT0122:1 | GEN CTRL | 156.A4
QF0781:3 | SC | UTLPTB | RED | 16 | 156.A4 | XT0780:2 | GEN CTRL | 156.A3
QF0781:4 | SC | QF07814 | RED | 16 | 156.A4 | XT0122:2 | GEN CTRL | 156.A4
QF0781:5 | SC | UTLPTC | RED | 16 | 156.A4 | XT0780:3 | GEN CTRL | 156.A3
QF0782:1 | SC | BUSPTA | RED | 16 | 156.C4 | XT0780:6 | GEN CTRL | 156.C3
QF0782:14 | SC | QF078411 | WHT | 20 | 161.A5 | QF0784:11 | GEN CTRL | 161.A5
QF0782:2 | SC | QF07822 | RED | 16 | 156.C4 | XT0122:3 | GEN CTRL | 156.C4
QF0782:3 | SC | BUSPTB | RED | 16 | 156.C4 | XT0780:7 | GEN CTRL | 156.C3
QF0782:4 | SC | QF07824 | RED | 16 | 156.C4 | XT0122:4 | GEN CTRL | 156.C4
QF0782:5 | SC | BUSPTC | RED | 16 | 156.C4 | XT0780:8 | GEN CTRL | 156.C3
QF0784:1 | SC | XT07809 | RED | 16 | 156.C4 | XT0780:9 | GEN CTRL | 156.C3
QF0784:3 | SC | XT078010 | RED | 16 | 156.C4 | XT0780:10 | GEN CTRL | 156.D3
QF0784:5 | SC | XT078011 | RED | 16 | 156.C4 | XT0780:11 | GEN CTRL | 156.D3
XT0120:3 | SC | 0V | WHT | 16 | 41.B1 | XT0120:8 | GEN CTRL | 45.A6
XT0122:10 | SC | QF07822 | RED | 16 | 156.D5 | XT0122:3 | GEN CTRL | 156.C4
XT0122:11 | SC | XT07827 | RED | 16 | 158.B6 | XT0782:7 | GEN CTRL | 158.C5
XT0122:9 | SC | QF07824 | RED | 16 | 156.D5 | XT0122:4 | GEN CTRL | 156.C4
XT0335:5 | SC | FU0332 | WHT | 20 | 33.B4 | XT0338:8 | GEN CTRL | 43.B4
XT0336:2 | SC | 0V | WHT | 14 | 33.B4 | XT0120:1 | GEN CTRL | 41.A1
XT0780:4 | SC | BUSPTN | RED | 16 | 156.A3 | XT0780:5 | GEN CTRL | 156.C3
XT0782:1 | SC | XT07827 | RED | 16 | 158.B5 | XT0122:11 | GEN CTRL | 158.B6
AT0140:1 LS(+) | WC8009 | AT0140LS(+) | WHT | 16 | 177.C7 | XT0354:1 | GEN CTRL | 177.C4
AT0140:2 LS(-) | WC8009 | AT0140LS(-) | BLK | 16 | 177.C7 | XT0354:2 | GEN CTRL | 177.C4
FLOATING | WC8009 | AT0140LS(S) | SH | 16 | 177.C6 | XT0354:3 | GEN CTRL | 177.C4
FU0315:LD | WC8101 | PMG1 | RED | 12 | 159.C5 | XT0360:1 | GEN CTRL | 159.C4
FU0313:LD | WC8101 | PMG2 | WHT | 12 | 159.C5 | XT0360:2 | GEN CTRL | 159.C4
FU0314:LD | WC8101 | PMG3 | BLK | 12 | 159.C5 | XT0360:3 | GEN CTRL | 159.C4
XT0360:5 | WC8101 | PMGS | SH | 12 | 159.C4 | XT0360:4 | GEN CTRL | 159.C5
AT0140:54 EXC(+) | WC8102 | EXC1 | WHT | 12 | 159.D7 | XT0370:2 | GEN CTRL | 159.C5
AT0140:55 EXC(-) | WC8102 | EXC2 | BLK | 12 | 159.D7 | XT0370:3 | GEN CTRL | 159.C5
FLOATING | WC8102 | EXCS | SH | 12 | 159.D6 | XT0370:6 | GEN CTRL | 159.D5
FU0315:LI | WC8201 | FU0315 | RED | 12 | 159.C5 | KA0313:33 | GEN CTRL | 159.C6
FU0313:LI | WC8201 | FU0313 | WHT | 12 | 159.C5 | KA0313:13 | GEN CTRL | 159.C6
FU0314:LI | WC8201 | FU0314 | BLK | 12 | 159.C5 | KA0313:23 | GEN CTRL | 159.C6
XT0360:4 | WC8201 | PMGS | SH | 12 | 159.C5 | XT0313:1 | GEN CTRL | 159.C6
AT0140:49 PMG-A | WC8301 | PMG14B | RED | 12 | 159.C7 | KA0313:34 | GEN CTRL | 159.C6
AT0140:50 PMG-B | WC8301 | PMG14C | WHT | 12 | 159.C7 | KA0313:14 | GEN CTRL | 159.C6
AT0140:51 PMG-C | WC8301 | PMG14A | BLK | 12 | 159.C7 | KA0313:24 | GEN CTRL | 159.C6
FLOATING | WC8301 | PMGS | SH | 12 | 159.C6 | XT0313:1 | GEN CTRL | 159.C6
FU0332:LI | WC6511 | FU0136 | 1 | 12 | 33.A3 | XT0002:6 | CONTROL A | 13.B4
XT0336:1 | WC6511 | 0V | 2 | 12 | 33.A4 | XT0003:6 | CONTROL A | 13.B4
XT0121:1 | WC8014 | ESTOP | WHT | 18 | 45.A3 | XT0089:10 | CONTROL A | 29.D5
XT0121:2 | WC8014 | KA0131A1 | BLK | 18 | 45.B3 | XT0089:12 | CONTROL A | 31.D4
XTPP20SP:1 | WXGSPR1 | * | 1 | 12 | 177.C5 | XTPP07SP:1 | CONTROL B | 177.C2
XTPP20SP:2 | WXGSPR1 | * | 2 | 12 | 177.C5 | XTPP07SP:2 | CONTROL B | 177.C2
XTPP20SP:5 | WXGSPR2 | WXGSPR21 | 1 | 12 | 177.D5 | XTPP07SP:5 | CONTROL B | 177.D2
XTPP20SP:6 | WXGSPR2 | WXGSPR22 | 2 | 12 | 177.D5 | XTPP07SP:6 | CONTROL B | 177.D2
XTPP20SP:7 | WXGSPR2 | WXGSPR23 | 3 | 12 | 177.D5 | XTPP07SP:7 | CONTROL B | 177.D2
XTPP20SP:8 | WXGSPR2 | WXGSPR24 | 4 | 12 | 177.D5 | XTPP07SP:8 | CONTROL B | 177.D2
IEG0140:6 | SC | IEG01406 | GRN | 14 | 46.C6 | XT0500:2 | GEN VIB | 46.C5
XT0335:3 | SC | FU0332 | WHT | 14 | 33.B4 | FU0510:LI | GEN VIB | 46.C1
XT0336:3 | SC | 0V | WHT | 14 | 33.B4 | XT0501:1 | GEN VIB | 46.A1
AU0120:L2 | WC0012 | AU0120L2 | ENET | CABLE | 2.B3 | AF0510:L1 | GEN VIB | 2.B4
XT0525:1 | WC1242 | UA42011 | RED | 20 | 166.A5 | AF0500:01 | GEN VIB | 166.A6
XT0525:2 | WC1242 | UA42012 | WHT | 20 | 166.A5 | AF0500:02 | GEN VIB | 166.A6
XT0525:3 | WC1242 | UA42013 | BLK | 20 | 166.A5 | AF0500:03 | GEN VIB | 166.A6
XT0525:4 | WC1242 | UA4201S | SH | 20 | 166.A5 | AF0500:07 | GEN VIB | 166.A6
XT0525:5 | WC1243 | UA42311 | RED | 20 | 166.B5 | AF0510:09 | GEN VIB | 166.B6
XT0525:6 | WC1243 | UA42312 | WHT | 20 | 166.B5 | AF0510:10 | GEN VIB | 166.B6
XT0525:7 | WC1243 | UA42313 | BLK | 20 | 166.B5 | AF0510:12 | GEN VIB | 166.B6
XT0525:8 | WC1243 | UA4231S | SH | 20 | 166.B5 | AF0510:27 | GEN VIB | 166.B6
XT0525:9 | WC1244 | UA42301 | RED | 20 | 166.B5 | AF0510:13 | GEN VIB | 166.B6
XT0525:10 | WC1244 | UA42302 | WHT | 20 | 166.B5 | AF0510:14 | GEN VIB | 166.B6
XT0525:11 | WC1244 | UA42303 | BLK | 20 | 166.B5 | AF0510:16 | GEN VIB | 166.B6
XT0525:12 | WC1244 | UA4230S | SH | 20 | 166.B5 | AF0510:31 | GEN VIB | 166.B6
XT0525:13 | WC1245 | UA42411 | RED | 20 | 166.B5 | AF0510:01 | GEN VIB | 166.B6
XT0525:14 | WC1245 | UA42412 | WHT | 20 | 166.B5 | AF0510:02 | GEN VIB | 166.B6
XT0525:15 | WC1245 | UA42413 | BLK | 20 | 166.B5 | AF0510:04 | GEN VIB | 166.B6
XT0525:16 | WC1245 | UA4241S | SH | 20 | 166.B5 | AF0510:19 | GEN VIB | 166.B6
XT0525:17 | WC1246 | UA42401 | RED | 20 | 166.C5 | AF0510:05 | GEN VIB | 166.C6
XT0525:18 | WC1246 | UA42402 | WHT | 20 | 166.C5 | AF0510:06 | GEN VIB | 166.C6
XT0525:19 | WC1246 | UA42403 | BLK | 20 | 166.C5 | AF0510:08 | GEN VIB | 166.C6
XT0525:20 | WC1246 | UA4240S | SH | 20 | 166.C5 | AF0510:23 | GEN VIB | 166.C6
AU0120:L1 | WC0380 | AU0380L2 | ENET | CABLE | 2.B3 | AU0380:L2 | JB5 | 2.B5
IEG0140:1 | SC | IEG01401 | GRN | 14 | 11.B2 | GR0241: | RAIL,LEFT,JB72 | 11.B2
IEG0140:8 | SC | IEG01408 | GRN | 14 | 67.C6 | AF0184:SH | RAIL,LEFT,JB72 | 67.C5
KA7364:11 | SC | 018126 | WHT | 20 | 69.B5 | AF0181:26 | RAIL,LEFT,JB72 | 69.B7
KA7364:14 | SC | KA0185A2 | WHT | 20 | 69.B5 | KA0185:A2 | RAIL,LEFT,JB72 | 69.B6
XT0335:3 | SC | FU0332 | WHT | 14 | 33.B4 | FU0182:LI | RAIL,LEFT,JB72 | 67.B3
XT0336:3 | SC | 0V | WHT | 14 | 33.B4 | XT0180:1 | RAIL,LEFT,JB72 | 67.C2
XT0338:3 | SC | KA018511 | WHT | 20 | 42.B4 | KA0185:11 | RAIL,LEFT,JB72 | 42.B4
XT0338:4 | SC | KA0332A1 | WHT | 20 | 42.B5 | KA0185:14 | RAIL,LEFT,JB72 | 42.B4
AT0140:P1 | WC0018 | AU0180L2 | ENET | CABLE | 2.C3 | AU0180:L2 | RAIL,LEFT,JB72 | 2.B5
AF0127:33 | SC | QF078311 | WHT | 20 | 161.A6 | QF0783:11 | RAIL,RIGHT,JB72 | 161.A6
KA0189:33 | SC | QF07832 | RED | 16 | 156.D6 | QF0783:2 | RAIL,RIGHT,JB72 | 156.B4
KA0189:43 | SC | QF07834 | RED | 16 | 156.D6 | QF0783:4 | RAIL,RIGHT,JB72 | 156.B4
PEG0140:5 | SC | PEG01405 | GRN/YEL | 12 | 11.A3 | XTEECPEG1:1 | RAIL,RIGHT,JB72 | 11.A4
PEG0140:6 | SC | PEG01406 | GRN/YEL | 8 | 11.A4 | XTEECPEG2:1 | RAIL,RIGHT,JB72 | 11.A5
QF0781:11 | SC | QF078111 | WHT | 20 | 161.A5 | QF0783:14 | RAIL,RIGHT,JB72 | 161.A6
XT0780:13 | SC | HVBUSPTA | RED | 16 | 156.B3 | QF0783:1 | RAIL,RIGHT,JB72 | 156.B4
XT0780:14 | SC | HVBUSPTB | RED | 16 | 156.B3 | QF0783:3 | RAIL,RIGHT,JB72 | 156.B4
XT0780:15 | SC | HVBUSPTC | RED | 16 | 156.B3 | QF0783:5 | RAIL,RIGHT,JB72 | 156.B4
SolarTools ver. 24.0.84.24712 (Jul 31, 2025)
Report date: 4/15/2026 12:13 PM

## GEN VIB
GEN VIB
JB72
Project # | 4M371
Project Name | SOLARIS ENERGY INFRASTRUCTURE
Revision | C
Controls DE | J. PECACHE
Phone:
Controls ME | S. LOZA
Phone:
From | [5 empty] | To
Device ID | Cable (W) Conductor (SC) Jumper Clip (JC) | Wire No. | Wire ID | Gauge/Size | Page/Zone | Device ID | Location | Page/Zone
XT0501:1 | JC | 0V | CLIP | --- | 46.A1 | XT0501:2 | GEN VIB | 46.C1
AF0500:12 | SC | XT05001 | GRN | 16 | 46.A6 | XT0500:1 | GEN VIB | 46.C5
AF0510:32 | SC | XT05001 | GRN | 16 | 46.A5 | XT0500:1 | GEN VIB | 46.C5
AF0510:53 | SC | 0V | WHT | 16 | 46.A5 | XT0501:2 | GEN VIB | 46.C1
AF0510:55 | SC | FU0510 | WHT | 16 | 46.A5 | FU0510:LD | GEN VIB | 46.C1
AF0500:LBUS | WC8050 | AF0500LBUS | BUS | CABLE | 46.A6 | AF0510:RBUS | GEN VIB | 46.A5
FU0510:LI | SC | FU0332 | WHT | 14 | 46.C1 | XT0335:3 | GEN CTRL | 33.B4
XT0500:2 | SC | IEG01406 | GRN | 14 | 46.C5 | IEG0140:6 | GEN CTRL | 46.C6
XT0501:1 | SC | 0V | WHT | 14 | 46.A1 | XT0336:3 | GEN CTRL | 33.B4
AF0510:L1 | WC0012 | AU0120L2 | ENET | CABLE | 2.B4 | AU0120:L2 | GEN CTRL | 2.B3
AF0500:01 | WC1242 | UA42011 | RED | 20 | 166.A6 | XT0525:1 | GEN CTRL | 166.A5
AF0500:02 | WC1242 | UA42012 | WHT | 20 | 166.A6 | XT0525:2 | GEN CTRL | 166.A5
AF0500:03 | WC1242 | UA42013 | BLK | 20 | 166.A6 | XT0525:3 | GEN CTRL | 166.A5
AF0500:07 | WC1242 | UA4201S | SH | 20 | 166.A6 | XT0525:4 | GEN CTRL | 166.A5
AF0510:09 | WC1243 | UA42311 | RED | 20 | 166.B6 | XT0525:5 | GEN CTRL | 166.B5
AF0510:10 | WC1243 | UA42312 | WHT | 20 | 166.B6 | XT0525:6 | GEN CTRL | 166.B5
AF0510:12 | WC1243 | UA42313 | BLK | 20 | 166.B6 | XT0525:7 | GEN CTRL | 166.B5
AF0510:27 | WC1243 | UA4231S | SH | 20 | 166.B6 | XT0525:8 | GEN CTRL | 166.B5
AF0510:13 | WC1244 | UA42301 | RED | 20 | 166.B6 | XT0525:9 | GEN CTRL | 166.B5
AF0510:14 | WC1244 | UA42302 | WHT | 20 | 166.B6 | XT0525:10 | GEN CTRL | 166.B5
AF0510:16 | WC1244 | UA42303 | BLK | 20 | 166.B6 | XT0525:11 | GEN CTRL | 166.B5
AF0510:31 | WC1244 | UA4230S | SH | 20 | 166.B6 | XT0525:12 | GEN CTRL | 166.B5
AF0510:01 | WC1245 | UA42411 | RED | 20 | 166.B6 | XT0525:13 | GEN CTRL | 166.B5
AF0510:02 | WC1245 | UA42412 | WHT | 20 | 166.B6 | XT0525:14 | GEN CTRL | 166.B5
AF0510:04 | WC1245 | UA42413 | BLK | 20 | 166.B6 | XT0525:15 | GEN CTRL | 166.B5
AF0510:19 | WC1245 | UA4241S | SH | 20 | 166.B6 | XT0525:16 | GEN CTRL | 166.B5
AF0510:05 | WC1246 | UA42401 | RED | 20 | 166.C6 | XT0525:17 | GEN CTRL | 166.C5
AF0510:06 | WC1246 | UA42402 | WHT | 20 | 166.C6 | XT0525:18 | GEN CTRL | 166.C5
AF0510:08 | WC1246 | UA42403 | BLK | 20 | 166.C6 | XT0525:19 | GEN CTRL | 166.C5
AF0510:23 | WC1246 | UA4240S | SH | 20 | 166.C6 | XT0525:20 | GEN CTRL | 166.C5
AF0510:L2 | WC0051 | AF0510L2 | ENET | CABLE | 2.B4 | AU0180:L1 | RAIL,LEFT,JB72 | 2.B5
SolarTools ver. 24.0.84.24712 (Jul 31, 2025)
Report date: 4/15/2026 12:13 PM

## HMI-S PWR
HMI-S PWR
JB70
Project # | 4M371
Project Name | SOLARIS ENERGY INFRASTRUCTURE
Revision | C
Controls DE | J. PECACHE
Phone:
Controls ME | S. LOZA
Phone:
From | [5 empty] | To
Device ID | Cable (W) Conductor (SC) Jumper Clip (JC) | Wire No. | Wire ID | Gauge/Size | Page/Zone | Device ID | Location | Page/Zone
BA1100:NEG | SC | BA1100(-) | WHT | 14 | 55.D1 | UJ1100:OUT1(-) | HMI-S PWR | 55.C3
BA1100:POS | SC | BA1100(+) | WHT | 14 | 55.D1 | UJ1100:OUT1(+) | HMI-S PWR | 55.C3
FU1101:LD | SC | FU1101 | WHT | 16 | 55.C4 | UJ1100:24V(+) | HMI-S PWR | 55.C3
BA1100:L1 | WC0008 | AU0080L2 | ENET | CABLE | 2.A6 | AU0080:L2 | CONTROL A | 2.A5
GR0341: | SC | IEG023011 | GRN | 14 | 10.B2 | IEG0230:11 | CONTROL B | 10.B2
BA1100:L2 | WC0010 | BA1100L2 | ENET | CABLE | 2.A6 | AU0070:L1 | CONTROL B | 2.A2
FU1100:LD | SC | FU1100 | WHT | 14 | 55.D3 | AT1100:POS | CONTROL,JB70;TT6 | 55.D3
BA1100:DEVICE | WC0101 | BA1100DEVICE | ENET | CABLE | 55.D1 | AT1100:L1 | CONTROL,JB70;TT6 | 55.D3
FU1100:LI | SC | FU0136 | WHT | 14 | 55.D3 | XT0111:21 | RAIL,RIGHT,JB70 | 55.D5
FU1101:LI | SC | FU0136 | WHT | 14 | 55.C4 | XT0111:21 | RAIL,RIGHT,JB70 | 55.D5
UJ1100:24V(-) | SC | 0V | WHT | 14 | 55.C3 | XT0111:22 | RAIL,RIGHT,JB70 | 55.D5
SolarTools ver. 24.0.84.24712 (Jul 31, 2025)
Report date: 4/15/2026 12:13 PM

## JB5
JB5
Project # | 4M371
Project Name | SOLARIS ENERGY INFRASTRUCTURE
Revision | C
Controls DE | J. PECACHE
Phone:
Controls ME | S. LOZA
Phone:
From | [5 empty] | To
Device ID | Cable (W) Conductor (SC) Jumper Clip (JC) | Wire No. | Wire ID | Gauge/Size | Page/Zone | Device ID | Location | Page/Zone
XT0371:1 | JC | 0V | CLIP | --- | 19.A1 | XT0371:2 | JB5 | 19.B1
XT0371:2 | JC | 0V | CLIP | --- | 19.B1 | XT0371:3 | JB5 | 19.C1
XT0401:1 | JC | 0V | CLIP | --- | 20.A1 | XT0401:2 | JB5 | 20.D1
XT0402:1 | JC | FU0400 | CLIP | --- | 18.A4 | XT0402:2 | JB5 | 18.A4
XT0402:2 | JC | FU0400 | CLIP | --- | 18.A4 | XT0402:3 | JB5 | 18.B4
XT0402:3 | JC | FU0400 | CLIP | --- | 18.B4 | XT0402:4 | JB5 | 18.B4
XT0402:5 | JC | FU6244 | CLIP | --- | 18.B3 | XT0402:6 | JB5 | 18.B3
XT0403:1 | JC | 0V | CLIP | --- | 18.A4 | XT0403:2 | JB5 | 18.B4
XT0403:2 | JC | 0V | CLIP | --- | 18.B4 | XT0403:3 | JB5 | 18.B4
XT0403:3 | JC | 0V | CLIP | --- | 18.B4 | XT0403:4 | JB5 | 18.B4
XT0910:1 | JC | 0V | CLIP | --- | 47.A1 | XT0910:2 | JB5 | 47.C1
AF0381:00 | SC | 038100 | WHT | 20 | 188.A7 | XT0381:2 | JB5 | 188.A6
AF0381:01 | SC | 038101 | WHT | 20 | 188.B7 | XT0381:4 | JB5 | 188.B6
AF0381:02 | SC | 038102 | WHT | 20 | 189.A7 | XT0381:6 | JB5 | 189.A6
AF0381:03 | SC | 038103 | WHT | 20 | 189.B7 | XT0381:8 | JB5 | 189.B6
AF0381:06 | SC | 038106 | WHT | 20 | 190.A7 | XT0381:14 | JB5 | 190.A6
AF0381:07 | SC | 038107 | WHT | 20 | 190.B7 | XT0381:16 | JB5 | 190.B6
AF0381:08 | SC | 038108 | WHT | 20 | 191.A7 | XT0381:18 | JB5 | 191.A6
AF0381:09 | SC | 038109 | WHT | 20 | 191.B7 | XT0381:20 | JB5 | 191.B6
AF0381:16 | SC | SV6244O2 | WHT | 20 | 188.A7 | XT0382:2 | JB5 | 188.A6
AF0381:17 | SC | SV6244C2 | WHT | 20 | 188.B7 | XT0382:4 | JB5 | 188.B6
AF0381:18 | SC | SV6254O2 | WHT | 20 | 189.A7 | XT0382:7 | JB5 | 189.A6
AF0381:19 | SC | SV6254C2 | WHT | 20 | 189.B7 | XT0382:9 | JB5 | 189.B6
AF0381:22 | SC | SV6274O2 | WHT | 20 | 190.A7 | XT0382:17 | JB5 | 190.A6
AF0381:23 | SC | SV6274C2 | WHT | 20 | 190.B7 | XT0382:19 | JB5 | 190.B6
AF0381:24 | SC | SV6284O2 | WHT | 20 | 191.A7 | XT0382:22 | JB5 | 191.A6
AF0381:25 | SC | SV6284C2 | WHT | 20 | 191.B7 | XT0382:24 | JB5 | 191.B6
AF0381:COM | SC | 0V | WHT | 16 | 19.C2 | XT0371:3 | JB5 | 19.C1
AF0381:V+ | SC | FU0381 | WHT | 14 | 19.C2 | FU0381:LD | JB5 | 19.D1
AF0382:01 | SC | ZS62444 | WHT | 20 | 188.C7 | XT0382:5 | JB5 | 188.C5
AF0382:03 | SC | ZS62544 | WHT | 20 | 189.C7 | XT0382:10 | JB5 | 189.C5
AF0382:07 | SC | ZS62744 | WHT | 20 | 190.C7 | XT0382:20 | JB5 | 190.C5
AF0382:09 | SC | ZS62285 | WHT | 20 | 191.C7 | XT0382:25 | JB5 | 191.C5
AF0382:17 | SC | 038217 | WHT | 20 | 188.C7 | KT6244:A2 | JB5 | 188.C6
AF0382:19 | SC | 038219 | WHT | 20 | 189.C7 | KT6254:A2 | JB5 | 189.C6
AF0382:23 | SC | 038223 | WHT | 20 | 190.C7 | KT6274:A2 | JB5 | 190.C6
AF0382:25 | SC | 038225 | WHT | 20 | 191.C7 | KT6284:A2 | JB5 | 191.C6
AF0382:COM | SC | AU0380N | WHT | 14 | 19.C3 | AU0380:COM | JB5 | 19.C2
AF0382:V+ | SC | AU0380P | WHT | 16 | 19.C3 | AU0380:V+ | JB5 | 19.C2
AF0400:12 | SC | XT04001 | GRN | 16 | 20.B6 | XT0400:1 | JB5 | 20.C6
AF0410:32 | SC | XT04001 | GRN | 16 | 20.B5 | XT0400:1 | JB5 | 20.C6
AF0410:53 | SC | 0V | WHT | 16 | 20.B5 | XT0401:2 | JB5 | 20.D1
AF0410:54 | SC | AF0410N | WHT | 16 | 20.B5 | AF0420:53 | JB5 | 20.B5
AF0410:55 | SC | FU0410 | WHT | 16 | 20.B5 | FU0410:LD | JB5 | 20.C1
AF0410:56 | SC | AF0410P | WHT | 16 | 20.B5 | AF0420:55 | JB5 | 20.B5
AF0420:09 | SC | 042009 | WHT | 20 | 76.D6 | AF0420:10 | JB5 | 76.D6
AF0420:32 | SC | XT04001 | GRN | 16 | 20.B5 | XT0400:1 | JB5 | 20.C6
AF0420:54 | SC | AF0420N | WHT | 16 | 20.B5 | AF0430:53 | JB5 | 20.B4
AF0420:56 | SC | AF0420P | WHT | 16 | 20.B5 | AF0430:55 | JB5 | 20.B4
AF0430:32 | SC | XT04002 | GRN | 16 | 20.B4 | XT0400:2 | JB5 | 20.C3
AF0430:54 | SC | AF0430N | WHT | 16 | 20.B4 | AF0440:53 | JB5 | 20.B3
AF0430:56 | SC | AF0430P | WHT | 16 | 20.B4 | AF0440:55 | JB5 | 20.B3
AF0440:32 | SC | XT04002 | GRN | 16 | 20.B3 | XT0400:2 | JB5 | 20.C3
AF0440:54 | SC | AF0440N | WHT | 16 | 20.B3 | AF0450:53 | JB5 | 20.B2
AF0440:56 | SC | AF0440P | WHT | 16 | 20.B3 | AF0450:55 | JB5 | 20.B2
AF0450:32 | SC | XT04003 | GRN | 16 | 20.B2 | XT0400:3 | JB5 | 20.C1
AF0450:54 | SC | AF0450N | WHT | 16 | 20.B2 | AF0460:53 | JB5 | 20.B1
AF0450:56 | SC | AF0450P | WHT | 16 | 20.B2 | AF0460:55 | JB5 | 20.B1
AF0460:32 | SC | XT04003 | GRN | 16 | 20.B1 | XT0400:3 | JB5 | 20.C1
AF0900:12 | SC | XT09001 | GRN | 16 | 47.A6 | XT0900:1 | JB5 | 47.C4
AF0910:32 | SC | XT09001 | GRN | 16 | 47.A5 | XT0900:1 | JB5 | 47.C4
AF0910:53 | SC | 0V | WHT | 16 | 47.A5 | XT0910:2 | JB5 | 47.C1
AF0910:54 | SC | 0V | WHT | 16 | 47.A5 | AF0920:53 | JB5 | 47.A4
AF0910:55 | SC | AF0910P | WHT | 16 | 47.A5 | FU0910:LD | JB5 | 47.C1
AF0910:56 | SC | AF0910P | WHT | 16 | 47.A5 | AF0920:55 | JB5 | 47.A4
AF0920:32 | SC | XT09001 | GRN | 16 | 47.A4 | XT0900:1 | JB5 | 47.C4
AF0920:54 | SC | 0V | WHT | 16 | 47.A4 | AF0930:53 | JB5 | 47.A3
AF0920:56 | SC | AF0910P | WHT | 16 | 47.A4 | AF0930:55 | JB5 | 47.A3
AF0930:01 | SC | 093001 | WHT | 20 | 136.D6 | AF0930:02 | JB5 | 136.D6
AF0930:13 | SC | 093013 | WHT | 20 | 133.D6 | AF0930:14 | JB5 | 133.D6
AF0930:32 | SC | XT09002 | GRN | 16 | 47.A3 | XT0900:2 | JB5 | 47.C3
AF0930:54 | SC | 0V | WHT | 16 | 47.A3 | AF0940:53 | JB5 | 47.A2
AF0930:56 | SC | AF0910P | WHT | 16 | 47.A3 | AF0940:55 | JB5 | 47.A2
AF0940:32 | SC | XT09002 | GRN | 16 | 47.A2 | XT0900:2 | JB5 | 47.C3
AU0380:COM | SC | 0V | WHT | 16 | 19.C2 | XT0371:3 | JB5 | 19.C1
AU0380:GND | SC | AU0380GND | GRN | 14 | 19.C2 | XT0380:1 | JB5 | 19.D3
AU0380:V+ | SC | FU0380 | WHT | 16 | 19.C2 | FU0380:LD | JB5 | 19.C1
FU0370:LI | SC | FU0400 | WHT | 16 | 18.B4 | XT0402:3 | JB5 | 18.B4
FU0371:LI | SC | FU0370 | WHT | 14 | 19.B1 | FU0370:LD | JB5 | 18.B4
FU0371:LI | SC | FU0370 | WHT | 14 | 19.B1 | FU0380:LI | JB5 | 19.C1
FU0380:LI | SC | FU0370 | WHT | 14 | 19.C1 | FU0381:LI | JB5 | 19.D1
FU0400:LD | SC | FU0400 | WHT | 12 | 18.A3 | XT0402:1 | JB5 | 18.A4
FU0401:LD | SC | FU0401 | WHT | 16 | 18.B3 | KA0258:11 | JB5 | 23.C2
FU0401:LI | SC | FU0400 | WHT | 16 | 18.B3 | XT0402:3 | JB5 | 18.B4
FU0410:LI | SC | FU0400 | WHT | 14 | 20.C1 | XT0402:1 | JB5 | 18.A4
FU0910:LI | SC | FU0400 | WHT | 14 | 47.C1 | XT0402:2 | JB5 | 18.A4
FU6244:LD | SC | FU6244 | WHT | 16 | 18.B3 | XT0402:5 | JB5 | 18.B3
FU6244:LI | SC | FU0400 | WHT | 12 | 18.B3 | XT0402:4 | JB5 | 18.B4
GR0113: | SC | GR0113 | GRN/YEL | 14 | 10.C4 | FRAME | JB5 | 10.C3
GR0114: | SC | GR0114 | GRN | 14 | 10.C4 | IEG0110:3 | JB5 | 10.C3
IEG0110:4 | SC | IEG01104 | GRN | 14 | 20.D6 | XT0400:4 | JB5 | 20.D6
KA0258:12 | SC | KA025812 | WHT | 20 | 23.C2 | KA0418:21 | JB5 | 23.C3
KA0258:A1 | SC | KA0131A1 | WHT | 20 | 23.A5 | XT0404:1 | JB5 | 23.A2
KA0258:A2 | SC | 0V | WHT | 20 | 23.A5 | KA0410:A2 | JB5 | 23.A5
KA0258:A2 | SC | 0V | WHT | 20 | 23.A5 | XT0403:4 | JB5 | 18.B4
KA0410:11 | SC | KA041511 | WHT | 20 | 188.A6 | XT0381:1 | JB5 | 188.A5
KA0410:14 | SC | FU6244 | WHT | 20 | 188.A6 | KA6244O:14 | JB5 | 188.A6
KA0410:14 | SC | FU6244 | WHT | 20 | 188.A6 | KA6244C:14 | JB5 | 188.A6
KA0410:21 | SC | KA041521 | WHT | 20 | 189.A6 | XT0381:5 | JB5 | 189.A5
KA0410:24 | SC | FU6244 | WHT | 20 | 189.A6 | KA6254O:14 | JB5 | 189.A6
KA0410:24 | SC | FU6244 | WHT | 20 | 189.A6 | KA6254C:14 | JB5 | 189.A6
KA0410:A1 | SC | KT0176A1 | WHT | 20 | 23.A5 | KA0411:A1 | JB5 | 23.A5
KA0410:A1 | SC | KT0176A1 | WHT | 20 | 23.A5 | XT0404:2 | JB5 | 23.A2
KA0410:A2 | SC | 0V | WHT | 20 | 23.A5 | KA0411:A2 | JB5 | 23.A5
KA0411:21 | SC | KA041621 | WHT | 20 | 190.A6 | XT0381:13 | JB5 | 190.A5
KA0411:24 | SC | FU6244 | WHT | 20 | 190.A6 | KA6274O:14 | JB5 | 190.A6
KA0411:24 | SC | FU6244 | WHT | 20 | 190.A6 | KA6274C:14 | JB5 | 190.A6
KA0411:A1 | SC | KT0176A1 | WHT | 20 | 23.A5 | KA0412:A1 | JB5 | 23.B5
KA0411:A2 | SC | 0V | WHT | 20 | 23.A5 | KA0412:A2 | JB5 | 23.B5
KA0412:11 | SC | KA041211 | WHT | 20 | 191.A6 | XT0381:17 | JB5 | 191.A5
KA0412:14 | SC | FU6244 | WHT | 20 | 191.A6 | KA6284C:14 | JB5 | 191.A6
KA0412:14 | SC | FU6244 | WHT | 20 | 191.A6 | KA6284O:14 | JB5 | 191.A6
KA0412:A2 | SC | 0V | WHT | 20 | 23.B5 | KA0415:A2 | JB5 | 23.B5
KA0415:11 | SC | KA041511 | WHT | 20 | 188.A5 | XT0381:1 | JB5 | 188.A5
KA0415:14 | SC | KA6244OA1 | WHT | 20 | 188.A5 | KA6244O:A1 | JB5 | 188.A6
KA0415:21 | SC | KA041521 | WHT | 20 | 189.A5 | XT0381:5 | JB5 | 189.A5
KA0415:24 | SC | KA6254OA1 | WHT | 20 | 189.A5 | KA6254O:A1 | JB5 | 189.A6
KA0415:A1 | SC | KA0254A1 | WHT | 20 | 23.B5 | KA0416:A1 | JB5 | 23.B5
KA0415:A1 | SC | KA0254A1 | WHT | 20 | 23.B5 | XT0404:3 | JB5 | 23.B2
KA0415:A2 | SC | 0V | WHT | 20 | 23.B5 | KA0416:A2 | JB5 | 23.B5
KA0416:21 | SC | KA041621 | WHT | 20 | 190.A5 | XT0381:13 | JB5 | 190.A5
KA0416:24 | SC | KA6274OA1 | WHT | 20 | 190.A5 | KA6274O:A1 | JB5 | 190.A6
KA0416:A1 | SC | KA0254A1 | WHT | 20 | 23.B5 | KA0417:A1 | JB5 | 23.B5
KA0416:A2 | SC | 0V | WHT | 20 | 23.B5 | KA0417:A2 | JB5 | 23.B5
KA0417:11 | SC | KA041211 | WHT | 20 | 191.A5 | XT0381:17 | JB5 | 191.A5
KA0417:14 | SC | KA041714 | WHT | 20 | 191.A5 | KA6284O:A1 | JB5 | 191.A6
KA0417:A1 | SC | KA0254A1 | WHT | 20 | 23.B5 | KA0418:A1 | JB5 | 23.B5
KA0417:A2 | SC | 0V | WHT | 20 | 23.B5 | KA0418:A2 | JB5 | 23.B5
KA0418:A2 | SC | 0V | WHT | 20 | 23.B5 | KA6245:A2 | JB5 | 23.C5
KA6244C:11 | SC | SV6244C1 | WHT | 20 | 188.A6 | XT0382:3 | JB5 | 188.A6
KA6244C:14 | SC | FU6244 | WHT | 20 | 188.A6 | KA6245:14 | JB5 | 188.B6
KA6244C:A1 | SC | KA624511 | WHT | 20 | 188.B6 | XT0381:3 | JB5 | 188.B5
KA6244C:A2 | SC | SV6244C2 | WHT | 20 | 188.B6 | XT0382:4 | JB5 | 188.B6
KA6244O:11 | SC | SV6244O1 | WHT | 20 | 188.A6 | XT0382:1 | JB5 | 188.A6
KA6244O:14 | SC | FU6244 | WHT | 20 | 188.A6 | XT0402:5 | JB5 | 18.B3
KA6244O:A2 | SC | SV6244O2 | WHT | 20 | 188.A6 | XT0382:2 | JB5 | 188.A6
KA6245:11 | SC | KA624511 | WHT | 20 | 188.B6 | XT0381:3 | JB5 | 188.B5
KA6245:A1 | SC | KA6245A1 | WHT | 20 | 23.C5 | KT6244:15 | JB5 | 23.C4
KA6245:A2 | SC | 0V | WHT | 20 | 23.C5 | KA6255:A2 | JB5 | 23.C5
KA6254C:11 | SC | SV6254C1 | WHT | 20 | 189.A6 | XT0382:8 | JB5 | 189.A6
KA6254C:14 | SC | FU6244 | WHT | 20 | 189.A6 | KA6255:14 | JB5 | 189.B6
KA6254C:A1 | SC | KA625511 | WHT | 20 | 189.B6 | XT0381:7 | JB5 | 189.B5
KA6254C:A2 | SC | SV6254C2 | WHT | 20 | 189.B6 | XT0382:9 | JB5 | 189.B6
KA6254O:11 | SC | SV6254O1 | WHT | 20 | 189.A6 | XT0382:6 | JB5 | 189.A6
KA6254O:14 | SC | FU6244 | WHT | 20 | 189.A6 | XT0402:6 | JB5 | 18.B3
KA6254O:A2 | SC | SV6254O2 | WHT | 20 | 189.A6 | XT0382:7 | JB5 | 189.A6
KA6255:11 | SC | KA625511 | WHT | 20 | 189.B6 | XT0381:7 | JB5 | 189.B5
KA6255:A1 | SC | KA6255A1 | WHT | 20 | 23.C5 | KT6254:15 | JB5 | 23.C4
KA6255:A2 | SC | 0V | WHT | 20 | 23.C5 | KA6275:A2 | JB5 | 23.C5
KA6274C:11 | SC | SV6274C1 | WHT | 20 | 190.A6 | XT0382:18 | JB5 | 190.A6
KA6274C:14 | SC | FU6244 | WHT | 20 | 190.A6 | KA6275:14 | JB5 | 190.B6
KA6274C:A1 | SC | KA627511 | WHT | 20 | 190.B6 | XT0381:15 | JB5 | 190.B5
KA6274C:A2 | SC | SV6274C2 | WHT | 20 | 190.B6 | XT0382:19 | JB5 | 190.B6
KA6274O:11 | SC | SV6274O1 | WHT | 20 | 190.A6 | XT0382:16 | JB5 | 190.A6
KA6274O:14 | SC | FU6244 | WHT | 20 | 190.A6 | XT0402:5 | JB5 | 18.B3
KA6274O:A2 | SC | SV6274O2 | WHT | 20 | 190.A6 | XT0382:17 | JB5 | 190.A6
KA6275:11 | SC | KA627511 | WHT | 20 | 190.B6 | XT0381:15 | JB5 | 190.B5
KA6275:A1 | SC | KA6275A1 | WHT | 20 | 23.C5 | KT6274:15 | JB5 | 23.C4
KA6275:A2 | SC | 0V | WHT | 20 | 23.C5 | KA6285:A2 | JB5 | 23.C5
KA6284C:11 | SC | SV6284C1 | WHT | 20 | 191.A6 | XT0382:23 | JB5 | 191.A6
KA6284C:14 | SC | FU6244 | WHT | 20 | 191.A6 | KA6285:14 | JB5 | 191.B6
KA6284C:A1 | SC | KA628511 | WHT | 20 | 191.B6 | XT0381:19 | JB5 | 191.B5
KA6284C:A2 | SC | SV6284C2 | WHT | 20 | 191.B6 | XT0382:24 | JB5 | 191.B6
KA6284O:11 | SC | SV6284O1 | WHT | 20 | 191.A6 | XT0382:21 | JB5 | 191.A6
KA6284O:14 | SC | FU6244 | WHT | 20 | 191.A6 | XT0402:5 | JB5 | 18.B3
KA6284O:A2 | SC | SV6284O2 | WHT | 20 | 191.A6 | XT0382:22 | JB5 | 191.A6
KA6285:11 | SC | KA628511 | WHT | 20 | 191.B6 | XT0381:19 | JB5 | 191.B5
KA6285:A1 | SC | KA6285A1 | WHT | 20 | 23.C5 | KT6284:15 | JB5 | 23.C4
KT6244:16 | SC | KA041822 | WHT | 20 | 23.C4 | KA0418:22 | JB5 | 23.C3
KT6244:16 | SC | KA041822 | WHT | 20 | 23.C4 | KT6254:16 | JB5 | 23.C4
KT6244:A1 | SC | ZS62444 | WHT | 20 | 188.C6 | XT0382:5 | JB5 | 188.C5
KT6254:16 | SC | KA041822 | WHT | 20 | 23.C4 | KT6274:16 | JB5 | 23.C4
KT6254:A1 | SC | ZS62544 | WHT | 20 | 189.C6 | XT0382:10 | JB5 | 189.C5
KT6274:16 | SC | KA041822 | WHT | 20 | 23.C4 | KT6284:16 | JB5 | 23.C4
KT6274:A1 | SC | ZS62744 | WHT | 20 | 190.C6 | XT0382:20 | JB5 | 190.C5
KT6284:A1 | SC | ZS62285 | WHT | 20 | 191.C6 | XT0382:25 | JB5 | 191.C5
VD03800:--1N4007 | SC | KA041511 | LEAD | --- | 188.A5 | XT0381:1 | JB5 | 188.A5
VD03800:+-1N4007 | SC | 038100 | LEAD | --- | 188.A5 | XT0381:2 | JB5 | 188.A6
VD03801:--1N4007 | SC | KA624511 | LEAD | --- | 188.B5 | XT0381:3 | JB5 | 188.B5
VD03801:+-1N4007 | SC | 038101 | LEAD | --- | 188.B5 | XT0381:4 | JB5 | 188.B6
VD03804:--1N4007 | SC | KA041521 | LEAD | --- | 189.A5 | XT0381:5 | JB5 | 189.A5
VD03804:+-1N4007 | SC | 038102 | LEAD | --- | 189.A5 | XT0381:6 | JB5 | 189.A6
VD03805:--1N4007 | SC | KA625511 | LEAD | --- | 189.B5 | XT0381:7 | JB5 | 189.B5
VD03805:+-1N4007 | SC | 038103 | LEAD | --- | 189.B5 | XT0381:8 | JB5 | 189.B6
VD03806:--1N4007 | SC | KA041621 | LEAD | --- | 190.A5 | XT0381:13 | JB5 | 190.A5
VD03806:+-1N4007 | SC | 038106 | LEAD | --- | 190.A5 | XT0381:14 | JB5 | 190.A6
VD03807:--1N4007 | SC | KA627511 | LEAD | --- | 190.B5 | XT0381:15 | JB5 | 190.B5
VD03807:+-1N4007 | SC | 038107 | LEAD | --- | 190.B5 | XT0381:16 | JB5 | 190.B6
VD03812:--1N4007 | SC | KA041211 | LEAD | --- | 191.A5 | XT0381:17 | JB5 | 191.A5
VD03812:+-1N4007 | SC | 038108 | LEAD | --- | 191.A5 | XT0381:18 | JB5 | 191.A6
VD03813:--1N4007 | SC | KA628511 | LEAD | --- | 191.B5 | XT0381:19 | JB5 | 191.B5
VD03813:+-1N4007 | SC | 038109 | LEAD | --- | 191.B5 | XT0381:20 | JB5 | 191.B6
XT0403:1 | SC | 0V | WHT | 14 | 18.A4 | XT0401:1 | JB5 | 20.A1
XT0403:2 | SC | 0V | WHT | 14 | 18.B4 | XT0910:1 | JB5 | 47.A1
XT0403:3 | SC | 0V | WHT | 20 | 18.B4 | XT0371:1 | JB5 | 19.A1
AF0410:L2 | WC0041 | AF0410L2 | ENET | CABLE | 2.B1 | AF0420:L1 | JB5 | 2.B2
AF0420:L2 | WC0042 | AF0420L2 | ENET | CABLE | 2.B2 | AF0430:L1 | JB5 | 2.B3
AF0430:L2 | WC0043 | AF0430L2 | ENET | CABLE | 2.B3 | AF0440:L1 | JB5 | 2.B4
AF0440:L2 | WC0044 | AF0440L2 | ENET | CABLE | 2.B4 | AF0450:L1 | JB5 | 2.B5
AF0450:L2 | WC0045 | AF0450L2 | ENET | CABLE | 2.B5 | AF0460:L1 | JB5 | 2.B5
AF0460:L2 | WC0046 | AF0460L2 | ENET | CABLE | 2.B5 | AF0910:L1 | JB5 | 2.B6
AF0910:L2 | WC0091 | AF0910L2 | ENET | CABLE | 2.B6 | AF0920:L1 | JB5 | 2.B1
AF0920:L2 | WC0092 | AF0920L2 | ENET | CABLE | 2.B1 | AF0930:L1 | JB5 | 2.B2
AF0930:L2 | WC0093 | AF0930L2 | ENET | CABLE | 2.B2 | AF0940:L1 | JB5 | 2.B3
AF0400:LBUS | WC8040 | AF0400LBUS | BUS | CABLE | 20.B6 | AF0410:RBUS | JB5 | 20.B5
AF0410:LBUS | WC8041 | AF0410LBUS | BUS | CABLE | 20.B5 | AF0420:RBUS | JB5 | 20.B5
AF0420:LBUS | WC8042 | AF0420LBUS | BUS | CABLE | 20.B5 | AF0430:RBUS | JB5 | 20.B4
AF0430:LBUS | WC8043 | AF0430LBUS | BUS | CABLE | 20.B4 | AF0440:RBUS | JB5 | 20.B3
AF0440:LBUS | WC8044 | AF0440LBUS | BUS | CABLE | 20.B3 | AF0450:RBUS | JB5 | 20.B2
AF0450:LBUS | WC8045 | AF0450LBUS | BUS | CABLE | 20.B2 | AF0460:RBUS | JB5 | 20.B1
AF0900:LBUS | WC8090 | AF0900LBUS | BUS | CABLE | 47.A6 | AF0910:RBUS | JB5 | 47.A5
AF0910:LBUS | WC8091 | AF0910LBUS | BUS | CABLE | 47.A5 | AF0920:RBUS | JB5 | 47.A4
AF0920:LBUS | WC8092 | AF0920LBUS | BUS | CABLE | 47.A4 | AF0930:RBUS | JB5 | 47.A3
AF0930:LBUS | WC8093 | AF0930LBUS | BUS | CABLE | 47.A3 | AF0940:RBUS | JB5 | 47.A2
AF0440:02 | WC8640 | AF044002 | CLR | 20 | 21.A6 | AF0460:48 | JB5 | 21.A6
AF0440:04 | WC8640 | AF044004 | BLK | 20 | 21.A6 | AF0460:47 | JB5 | 21.A6
AF0440:19 | WC8640 | AF044019 | SH | 20 | 21.A6 | FLOATING | JB5 | 21.A5
AF0440:06 | WC8641 | AF044006 | CLR | 20 | 21.B6 | AF0460:46 | JB5 | 21.B6
AF0440:08 | WC8641 | AF044008 | BLK | 20 | 21.B6 | AF0460:45 | JB5 | 21.B6
AF0440:23 | WC8641 | AF044023 | SH | 20 | 21.B6 | FLOATING | JB5 | 21.B5
AF0440:10 | WC8642 | AF044010 | CLR | 20 | 21.C6 | AF0460:44 | JB5 | 21.C6
AF0440:12 | WC8642 | AF044012 | BLK | 20 | 21.C6 | AF0460:43 | JB5 | 21.C6
AF0440:27 | WC8642 | AF044027 | SH | 20 | 21.C6 | FLOATING | JB5 | 21.C5
AF0440:14 | WC8643 | AF044014 | CLR | 20 | 21.D6 | AF0460:42 | JB5 | 21.D6
AF0440:16 | WC8643 | AF044016 | BLK | 20 | 21.D6 | AF0460:41 | JB5 | 21.D6
AF0440:31 | WC8643 | AF044031 | SH | 20 | 21.D6 | FLOATING | JB5 | 21.D5
AF0420:14 | WC0098 | 009804 | WHT | 18 | 22.C6 | AF0098:13 | CONTROL A | 22.A6
AF0420:16 | WC0098 | 009820 | BLK | 18 | 22.C6 | AF0098:29 | CONTROL A | 22.A6
FLOATING | WC0098 | 009852 | SH | 18 | 22.C6 | AF0098:61 | CONTROL A | 22.A6
FU0400:LI | WC8034 | FU0136 | 1 | 12 | 18.A3 | XT0002:3 | CONTROL A | 13.A4
XT0403:1 | WC8034 | 0V | 2 | 12 | 18.A4 | XT0003:3 | CONTROL A | 13.A4
XT0404:1 | WC8035 | KA0131A1 | 1 | 12 | 23.A2 | XT0089:13 | CONTROL A | 31.D4
XT0404:3 | WC8035 | KA0254A1 | 3 | 12 | 23.B2 | XT0089:14 | CONTROL A | 28.A5
AF0410:L1 | WC0006 | AU0060L2 | ENET | CABLE | 2.B1 | AU0060:L2 | CONTROL B | 2.A4
AF0930:06 | WC0930 | SE12703 | WHT | 18 | 88.C6 | XT1230:4 | CONTROL B | 88.C5
AF0930:08 | WC0930 | SE12704 | BLK | 18 | 88.C6 | XT1230:5 | CONTROL B | 88.C5
AF0930:23 | WC0930 | SE12705 | SH | 18 | 88.C6 | XT1230:6 | CONTROL B | 88.C5
AU0380:L2 | WC0380 | AU0380L2 | ENET | CABLE | 2.B5 | AU0120:L1 | GEN CTRL | 2.B3
AF0940:01 | WC1104 | VE47651 | RED | 18 | 133.D6 | XT1078:4 | PROX,RGB | 133.D3
AF0940:02 | WC1104 | VE47652 | WHT | 18 | 133.D6 | XT1078:5 | PROX,RGB | 133.D3
AF0940:04 | WC1104 | VE47653 | BLK | 18 | 133.D6 | XT1078:6 | PROX,RGB | 133.D3
AF0940:19 | WC1104 | VE4765S | SH | 18 | 133.D6 | XT1078:7 | PROX,RGB | 133.D3
AF0930:15 | WC1105 | VE47641 | WHT | 18 | 133.D6 | XT1078:8 | PROX,RGB | 133.D3
AF0930:16 | WC1105 | VE47642 | BLK | 18 | 133.D6 | XT1078:9 | PROX,RGB | 133.D3
AF0930:31 | WC1105 | VE4764S | SH | 18 | 133.D6 | XT1078:10 | PROX,RGB | 133.D3
AF0930:03 | WC1106 | VE47741 | WHT | 18 | 136.D6 | XT1078:15 | PROX,RGB | 136.D3
AF0930:04 | WC1106 | VE47742 | BLK | 18 | 136.D6 | XT1078:16 | PROX,RGB | 136.D3
AF0930:19 | WC1106 | VE4774S | SH | 18 | 136.D6 | XT1078:17 | PROX,RGB | 136.D3
AF0940:09 | WC1214 | UA47521 | RED | 18 | 137.C6 | UA4752:VT | PROX,RGB | 137.C4
AF0940:10 | WC1214 | UA47522 | WHT | 18 | 137.C6 | UA4752:OUTPUT | PROX,RGB | 137.C4
AF0940:12 | WC1214 | UA47523 | BLK | 18 | 137.C6 | UA4752:COM | PROX,RGB | 137.C4
AF0940:27 | WC1214 | UA4752S | SH | 18 | 137.C6 | FLOATING | PROX,RGB | 137.C4
AF0940:13 | WC1215 | UA47591 | RED | 18 | 137.C6 | UA4759:VT | PROX,RGB | 137.C4
AF0940:14 | WC1215 | UA47592 | WHT | 18 | 137.C6 | UA4759:OUTPUT | PROX,RGB | 137.C4
AF0940:16 | WC1215 | UA47593 | BLK | 18 | 137.C6 | UA4759:COM | PROX,RGB | 137.C4
AF0940:31 | WC1215 | UA4759S | SH | 18 | 137.C6 | FLOATING | PROX,RGB | 137.C4
AF0900:04 | WC4753 | UA47531 | RED-TR1 | 18 | 138.A6 | UA4753:VT | PROX,RGB | 138.A4
AF0900:05 | WC4753 | UA47532 | WHT-TR1 | 18 | 138.A6 | UA4753:OUTPUT | PROX,RGB | 138.A4
AF0900:06 | WC4753 | UA47533 | BLK-TR1 | 18 | 138.A6 | UA4753:COM | PROX,RGB | 138.A4
AF0900:11 | WC4753 | UA4753S | SH-TR1 | 18 | 138.A6 | FLOATING | PROX,RGB | 138.A4
AF0920:27 | WC4753 | UA4741S | SH-TR2 | 18 | 138.A6 | FLOATING | PROX,RGB | 138.A4
AF0920:31 | WC4753 | UA4740S | SH-TR3 | 18 | 138.A6 | FLOATING | PROX,RGB | 138.B4
AF0920:19 | WC4753 | UA4751S | SH-TR4 | 18 | 138.B6 | FLOATING | PROX,RGB | 138.B4
AF0920:23 | WC4753 | UA4750S | SH-TR5 | 18 | 138.B6 | FLOATING | PROX,RGB | 138.B4
AF0920:09 | WC4753 | UA47411 | RED-TR2 | 18 | 138.A6 | UA4741:VT | PROX,RGB | 138.A4
AF0920:10 | WC4753 | UA47412 | WHT-TR2 | 18 | 138.A6 | UA4741:OUTPUT | PROX,RGB | 138.A4
AF0920:12 | WC4753 | UA47413 | BLK-TR2 | 18 | 138.A6 | UA4741:COM | PROX,RGB | 138.A4
AF0920:13 | WC4753 | UA47401 | RED-TR3 | 18 | 138.A6 | UA4740:VT | PROX,RGB | 138.A4
AF0920:14 | WC4753 | UA47402 | WHT-TR3 | 18 | 138.A6 | UA4740:OUTPUT | PROX,RGB | 138.A4
AF0920:16 | WC4753 | UA47403 | BLK-TR3 | 18 | 138.A6 | UA4740:COM | PROX,RGB | 138.A4
AF0920:01 | WC4753 | UA47511 | RED-TR4 | 18 | 138.B6 | UA4751:VT | PROX,RGB | 138.B4
AF0920:02 | WC4753 | UA47512 | WHT-TR4 | 18 | 138.B6 | UA4751:OUTPUT | PROX,RGB | 138.B4
AF0920:04 | WC4753 | UA47513 | BLK-TR4 | 18 | 138.B6 | UA4751:COM | PROX,RGB | 138.B4
AF0920:05 | WC4753 | UA47501 | RED-TR5 | 18 | 138.B6 | UA4750:VT | PROX,RGB | 138.B4
AF0920:06 | WC4753 | UA47502 | WHT-TR5 | 18 | 138.B6 | UA4750:OUTPUT | PROX,RGB | 138.B4
AF0920:08 | WC4753 | UA47503 | BLK-TR5 | 18 | 138.B6 | UA4750:COM | PROX,RGB | 138.B4
AF0940:05 | WC4753 | VE47551 | RED-TR6 | 18 | 136.D6 | XT1078:11 | PROX,RGB | 136.D3
AF0940:06 | WC4753 | VE47552 | WHT-TR6 | 18 | 136.D6 | XT1078:12 | PROX,RGB | 136.D3
AF0940:08 | WC4753 | VE47553 | BLK-TR6 | 18 | 136.D6 | XT1078:13 | PROX,RGB | 136.D3
AF0940:23 | WC4753 | VE4755S | SH-TR6 | 18 | 136.D6 | XT1078:14 | PROX,RGB | 136.D3
AF0900:01 | WC4843 | UA47731 | RED-TR1 | 18 | 135.A6 | UA4773:VT | PROX,RGB | 135.A4
AF0900:02 | WC4843 | UA47732 | WHT-TR1 | 18 | 135.A6 | UA4773:OUTPUT | PROX,RGB | 135.A4
AF0900:03 | WC4843 | UA47733 | BLK-TR1 | 18 | 135.A6 | UA4773:COM | PROX,RGB | 135.A4
AF0900:07 | WC4843 | UA4773S | SH-TR1 | 18 | 135.A6 | FLOATING | PROX,RGB | 135.A4
AF0910:27 | WC4843 | UA4761S | SH-TR2 | 18 | 135.A6 | FLOATING | PROX,RGB | 135.A4
AF0910:31 | WC4843 | UA4760S | SH-TR3 | 18 | 135.A6 | FLOATING | PROX,RGB | 135.B4
AF0910:19 | WC4843 | UA4771S | SH-TR4 | 18 | 135.B6 | FLOATING | PROX,RGB | 135.B4
AF0910:23 | WC4843 | UA4770S | SH-TR5 | 18 | 135.B6 | FLOATING | PROX,RGB | 135.B4
AF0930:27 | WC4843 | UA4762S | SH-TR6 | 18 | 134.C6 | FLOATING | PROX,RGB | 134.C4
AF0910:09 | WC4843 | UA47611 | RED-TR2 | 18 | 135.A6 | UA4761:VT | PROX,RGB | 135.A4
AF0910:10 | WC4843 | UA47612 | WHT-TR2 | 18 | 135.A6 | UA4761:OUTPUT | PROX,RGB | 135.A4
AF0910:12 | WC4843 | UA47613 | BLK-TR2 | 18 | 135.A6 | UA4761:COM | PROX,RGB | 135.A4
AF0910:13 | WC4843 | UA47601 | RED-TR3 | 18 | 135.A6 | UA4760:VT | PROX,RGB | 135.A4
AF0910:14 | WC4843 | UA47602 | WHT-TR3 | 18 | 135.A6 | UA4760:OUTPUT | PROX,RGB | 135.A4
AF0910:16 | WC4843 | UA47603 | BLK-TR3 | 18 | 135.A6 | UA4760:COM | PROX,RGB | 135.A4
AF0910:01 | WC4843 | UA47711 | RED-TR4 | 18 | 135.B6 | UA4771:VT | PROX,RGB | 135.B4
AF0910:02 | WC4843 | UA47712 | WHT-TR4 | 18 | 135.B6 | UA4771:OUTPUT | PROX,RGB | 135.B4
AF0910:04 | WC4843 | UA47713 | BLK-TR4 | 18 | 135.B6 | UA4771:COM | PROX,RGB | 135.B4
AF0910:05 | WC4843 | UA47701 | RED-TR5 | 18 | 135.B6 | UA4770:VT | PROX,RGB | 135.B4
AF0910:06 | WC4843 | UA47702 | WHT-TR5 | 18 | 135.B6 | UA4770:OUTPUT | PROX,RGB | 135.B4
AF0910:08 | WC4843 | UA47703 | BLK-TR5 | 18 | 135.B6 | UA4770:COM | PROX,RGB | 135.B4
AF0930:09 | WC4843 | UA47621 | RED-TR6 | 18 | 134.C6 | UA4762:VT | PROX,RGB | 134.C4
AF0930:10 | WC4843 | UA47622 | WHT-TR6 | 18 | 134.C6 | UA4762:OUTPUT | PROX,RGB | 134.C4
AF0930:12 | WC4843 | UA47623 | BLK-TR6 | 18 | 134.C6 | UA4762:COM | PROX,RGB | 134.C4
XT0404:2 | WC8035 | KT0176A1 | 2 | 12 | 23.A2 | XT0290:1 | RAIL,F&G EDIO ONSK | 35.A2
FU0371:LD | SC | FU0371 | WHT | 16 | 19.B1 | AU0370:V+ | RAIL,LEFT,JB5 | 19.A2
IEG0110:1 | SC | IEG01101 | GRN | 14 | 10.C4 | GR0115: | RAIL,LEFT,JB5 | 10.C5
IEG0110:5 | SC | IEG01105 | GRN | 14 | 19.B2 | AF0371:SH | RAIL,LEFT,JB5 | 19.B2
XT0371:2 | SC | 0V | WHT | 16 | 19.B1 | AU0370:COM | RAIL,LEFT,JB5 | 19.A2
AF0940:L2 | WC0094 | AF0940L2 | ENET | CABLE | 2.B3 | AU0370:L1 | RAIL,LEFT,JB5 | 2.B4
AU0380:L1 | WC0370 | AU0370L2 | ENET | CABLE | 2.B5 | AU0370:L2 | RAIL,LEFT,JB5 | 2.B4
IEG0110:2 | SC | IEG01102 | GRN | 14 | 109.D5 | UV0110:IE | RAIL,RIGHT,JB5 | 109.D6
XT0402:2 | SC | FU0400 | WHT | 12 | 18.A4 | FU0111:LI | RAIL,RIGHT,JB5 | 109.D6
XT0403:2 | SC | 0V | WHT | 16 | 18.B4 | UV0110:9- | RAIL,RIGHT,JB5 | 109.D6
SolarTools ver. 24.0.84.24712 (Jul 31, 2025)
Report date: 4/15/2026 12:13 PM

## PLC
PLC
JB70
Project # | 4M371
Project Name | SOLARIS ENERGY INFRASTRUCTURE
Revision | C
Controls DE | J. PECACHE
Phone:
Controls ME | S. LOZA
Phone:
From | [5 empty] | To
Device ID | Cable (W) Conductor (SC) Jumper Clip (JC) | Wire No. | Wire ID | Gauge/Size | Page/Zone | Device ID | Location | Page/Zone
AR0600:IE1 | SC | UV0600G | GRN | 14 | 4.A1 | UV0600:GND | PLC | 4.B2
AT0680:NEG | SC | 0V | WHT | 14 | 8.A5 | XT0680:2 | PLC | 8.A4
AT0680:POS | SC | AT0680POS | WHT | 14 | 8.A5 | XT0680:1 | PLC | 8.A4
FU0680:LD | SC | AT0680POS | WHT | 14 | 8.A4 | XT0680:1 | PLC | 8.A4
AP0602:L2 | WC0001 | AP0602L2 | ENET | CABLE | 2.A2 | AP0603:L1 | PLC | 2.A3
AP0609:L1 | WC0680 | AP0609L1#1 | ENET | CABLE | 58.A2 | AT0680:LAN1 | PLC | 58.A2
AT0680:LAN2 | WC9019 | AT0680LAN2 | ENET | CABLE | 58.A2 | BA0009:RJ45 | PLC | 58.A3
UV0600:(-) | SC | 0V | WHT | 14 | 4.B2 | XT0003:4 | CONTROL A | 13.B4
AR0600:IE2 | SC | IEG02306 | GRN | 12 | 4.A1 | IEG0230:6 | CONTROL B | 4.B6
BA0009:V1(-) | SC | 0V | WHT | 16 | 9.B5 | XT0051:7 | CONTROL B | 9.C3
BA0009:V1(+) | SC | FU0029 | WHT | 16 | 9.B5 | FU0029:LD | CONTROL B | 9.B5
BA0011:V1(-) | SC | 0V | WHT | 16 | 9.C5 | XT0051:8 | CONTROL B | 9.C3
BA0011:V1(+) | SC | FU0035 | WHT | 16 | 9.C5 | FU0035:LD | CONTROL B | 9.C5
FU0680:LI | SC | FU0136 | WHT | 14 | 8.A4 | XT0051:4 | CONTROL B | 9.C4
GR0234: | SC | IEG02307 | GRN | 14 | 10.B4 | IEG0230:7 | CONTROL B | 10.B4
UV0600:(+) | SC | FU0010 | WHT | 14 | 4.B2 | FU0010:LD | CONTROL B | 4.B1
XT0680:2 | SC | 0V | WHT | 14 | 8.A4 | XT0051:8 | CONTROL B | 9.C3
AP0603:L2 | WC0003 | AP0603L2 | ENET | CABLE | 2.A3 | AT0170:L1 | F&G PWR,ONSK | 2.A4
SolarTools ver. 24.0.84.24712 (Jul 31, 2025)
Report date: 4/15/2026 12:13 PM

## PROX,RGB
PROX,RGB
JB78
Project # | 4M371
Project Name | SOLARIS ENERGY INFRASTRUCTURE
Revision | C
Controls DE | J. PECACHE
Phone:
Controls ME | S. LOZA
Phone:
From | [5 empty] | To
Device ID | Cable (W) Conductor (SC) Jumper Clip (JC) | Wire No. | Wire ID | Gauge/Size | Page/Zone | Device ID | Location | Page/Zone
XT1179:27 | JC | TE47102 | CLIP | --- | 171.A2 | XT1179:26 | PROX,RGB | 171.A2
XT1179:3 | JC | TE47062 | CLIP | --- | 172.A2 | XT1179:2 | PROX,RGB | 172.A2
XT1179:33 | JC | TE47112 | CLIP | --- | 171.B2 | XT1179:32 | PROX,RGB | 171.B2
XT1179:9 | JC | TE47072 | CLIP | --- | 172.B2 | XT1179:8 | PROX,RGB | 172.B2
GR4700: | SC | GR4700 | GRN/YEL | 14 | 11.A6 | FRAME | PROX,RGB | 11.A6
GR4701: | SC | GR4701 | GRN/YEL | 14 | 11.A6 | FRAME | PROX,RGB | 11.A6
XT1078:1 | WC4773 | SE47701 | WHT | 18 | 170.A2 | AF0096:12 | CONTROL A | 170.A7
XT1078:2 | WC4773 | SE47702 | BLK | 18 | 170.A2 | AF0096:28 | CONTROL A | 170.A7
XT1078:3 | WC4773 | SE4770S | SH | 18 | 170.A2 | AF0096:60 | CONTROL A | 170.A7
XT1078:4 | WC1104 | VE47651 | RED | 18 | 133.D3 | AF0940:01 | JB5 | 133.D6
XT1078:5 | WC1104 | VE47652 | WHT | 18 | 133.D3 | AF0940:02 | JB5 | 133.D6
XT1078:6 | WC1104 | VE47653 | BLK | 18 | 133.D3 | AF0940:04 | JB5 | 133.D6
XT1078:7 | WC1104 | VE4765S | SH | 18 | 133.D3 | AF0940:19 | JB5 | 133.D6
XT1078:8 | WC1105 | VE47641 | WHT | 18 | 133.D3 | AF0930:15 | JB5 | 133.D6
XT1078:9 | WC1105 | VE47642 | BLK | 18 | 133.D3 | AF0930:16 | JB5 | 133.D6
XT1078:10 | WC1105 | VE4764S | SH | 18 | 133.D3 | AF0930:31 | JB5 | 133.D6
XT1078:15 | WC1106 | VE47741 | WHT | 18 | 136.D3 | AF0930:03 | JB5 | 136.D6
XT1078:16 | WC1106 | VE47742 | BLK | 18 | 136.D3 | AF0930:04 | JB5 | 136.D6
XT1078:17 | WC1106 | VE4774S | SH | 18 | 136.D3 | AF0930:19 | JB5 | 136.D6
UA4752:VT | WC1214 | UA47521 | RED | 18 | 137.C4 | AF0940:09 | JB5 | 137.C6
UA4752:OUTPUT | WC1214 | UA47522 | WHT | 18 | 137.C4 | AF0940:10 | JB5 | 137.C6
UA4752:COM | WC1214 | UA47523 | BLK | 18 | 137.C4 | AF0940:12 | JB5 | 137.C6
FLOATING | WC1214 | UA4752S | SH | 18 | 137.C4 | AF0940:27 | JB5 | 137.C6
UA4759:VT | WC1215 | UA47591 | RED | 18 | 137.C4 | AF0940:13 | JB5 | 137.C6
UA4759:OUTPUT | WC1215 | UA47592 | WHT | 18 | 137.C4 | AF0940:14 | JB5 | 137.C6
UA4759:COM | WC1215 | UA47593 | BLK | 18 | 137.C4 | AF0940:16 | JB5 | 137.C6
FLOATING | WC1215 | UA4759S | SH | 18 | 137.C4 | AF0940:31 | JB5 | 137.C6
UA4740:VT | WC4753 | UA47401 | RED-TR3 | 18 | 138.A4 | AF0920:13 | JB5 | 138.A6
UA4740:OUTPUT | WC4753 | UA47402 | WHT-TR3 | 18 | 138.A4 | AF0920:14 | JB5 | 138.A6
UA4740:COM | WC4753 | UA47403 | BLK-TR3 | 18 | 138.A4 | AF0920:16 | JB5 | 138.A6
UA4741:VT | WC4753 | UA47411 | RED-TR2 | 18 | 138.A4 | AF0920:09 | JB5 | 138.A6
UA4741:OUTPUT | WC4753 | UA47412 | WHT-TR2 | 18 | 138.A4 | AF0920:10 | JB5 | 138.A6
UA4741:COM | WC4753 | UA47413 | BLK-TR2 | 18 | 138.A4 | AF0920:12 | JB5 | 138.A6
UA4750:VT | WC4753 | UA47501 | RED-TR5 | 18 | 138.B4 | AF0920:05 | JB5 | 138.B6
UA4750:OUTPUT | WC4753 | UA47502 | WHT-TR5 | 18 | 138.B4 | AF0920:06 | JB5 | 138.B6
UA4750:COM | WC4753 | UA47503 | BLK-TR5 | 18 | 138.B4 | AF0920:08 | JB5 | 138.B6
UA4751:VT | WC4753 | UA47511 | RED-TR4 | 18 | 138.B4 | AF0920:01 | JB5 | 138.B6
UA4751:OUTPUT | WC4753 | UA47512 | WHT-TR4 | 18 | 138.B4 | AF0920:02 | JB5 | 138.B6
UA4751:COM | WC4753 | UA47513 | BLK-TR4 | 18 | 138.B4 | AF0920:04 | JB5 | 138.B6
UA4753:VT | WC4753 | UA47531 | RED-TR1 | 18 | 138.A4 | AF0900:04 | JB5 | 138.A6
UA4753:OUTPUT | WC4753 | UA47532 | WHT-TR1 | 18 | 138.A4 | AF0900:05 | JB5 | 138.A6
UA4753:COM | WC4753 | UA47533 | BLK-TR1 | 18 | 138.A4 | AF0900:06 | JB5 | 138.A6
FLOATING | WC4753 | UA4753S | SH-TR1 | 18 | 138.A4 | AF0900:11 | JB5 | 138.A6
FLOATING | WC4753 | UA4741S | SH-TR2 | 18 | 138.A4 | AF0920:27 | JB5 | 138.A6
FLOATING | WC4753 | UA4740S | SH-TR3 | 18 | 138.B4 | AF0920:31 | JB5 | 138.A6
FLOATING | WC4753 | UA4751S | SH-TR4 | 18 | 138.B4 | AF0920:19 | JB5 | 138.B6
FLOATING | WC4753 | UA4750S | SH-TR5 | 18 | 138.B4 | AF0920:23 | JB5 | 138.B6
XT1078:11 | WC4753 | VE47551 | RED-TR6 | 18 | 136.D3 | AF0940:05 | JB5 | 136.D6
XT1078:12 | WC4753 | VE47552 | WHT-TR6 | 18 | 136.D3 | AF0940:06 | JB5 | 136.D6
XT1078:13 | WC4753 | VE47553 | BLK-TR6 | 18 | 136.D3 | AF0940:08 | JB5 | 136.D6
XT1078:14 | WC4753 | VE4755S | SH-TR6 | 18 | 136.D3 | AF0940:23 | JB5 | 136.D6
UA4760:VT | WC4843 | UA47601 | RED-TR3 | 18 | 135.A4 | AF0910:13 | JB5 | 135.A6
UA4760:OUTPUT | WC4843 | UA47602 | WHT-TR3 | 18 | 135.A4 | AF0910:14 | JB5 | 135.A6
UA4760:COM | WC4843 | UA47603 | BLK-TR3 | 18 | 135.A4 | AF0910:16 | JB5 | 135.A6
UA4761:VT | WC4843 | UA47611 | RED-TR2 | 18 | 135.A4 | AF0910:09 | JB5 | 135.A6
UA4761:OUTPUT | WC4843 | UA47612 | WHT-TR2 | 18 | 135.A4 | AF0910:10 | JB5 | 135.A6
UA4761:COM | WC4843 | UA47613 | BLK-TR2 | 18 | 135.A4 | AF0910:12 | JB5 | 135.A6
UA4762:VT | WC4843 | UA47621 | RED-TR6 | 18 | 134.C4 | AF0930:09 | JB5 | 134.C6
UA4762:OUTPUT | WC4843 | UA47622 | WHT-TR6 | 18 | 134.C4 | AF0930:10 | JB5 | 134.C6
UA4762:COM | WC4843 | UA47623 | BLK-TR6 | 18 | 134.C4 | AF0930:12 | JB5 | 134.C6
UA4770:VT | WC4843 | UA47701 | RED-TR5 | 18 | 135.B4 | AF0910:05 | JB5 | 135.B6
UA4770:OUTPUT | WC4843 | UA47702 | WHT-TR5 | 18 | 135.B4 | AF0910:06 | JB5 | 135.B6
UA4770:COM | WC4843 | UA47703 | BLK-TR5 | 18 | 135.B4 | AF0910:08 | JB5 | 135.B6
UA4771:VT | WC4843 | UA47711 | RED-TR4 | 18 | 135.B4 | AF0910:01 | JB5 | 135.B6
UA4771:OUTPUT | WC4843 | UA47712 | WHT-TR4 | 18 | 135.B4 | AF0910:02 | JB5 | 135.B6
UA4771:COM | WC4843 | UA47713 | BLK-TR4 | 18 | 135.B4 | AF0910:04 | JB5 | 135.B6
UA4773:VT | WC4843 | UA47731 | RED-TR1 | 18 | 135.A4 | AF0900:01 | JB5 | 135.A6
UA4773:OUTPUT | WC4843 | UA47732 | WHT-TR1 | 18 | 135.A4 | AF0900:02 | JB5 | 135.A6
UA4773:COM | WC4843 | UA47733 | BLK-TR1 | 18 | 135.A4 | AF0900:03 | JB5 | 135.A6
FLOATING | WC4843 | UA4773S | SH-TR1 | 18 | 135.A4 | AF0900:07 | JB5 | 135.A6
FLOATING | WC4843 | UA4761S | SH-TR2 | 18 | 135.A4 | AF0910:27 | JB5 | 135.A6
FLOATING | WC4843 | UA4760S | SH-TR3 | 18 | 135.B4 | AF0910:31 | JB5 | 135.A6
FLOATING | WC4843 | UA4771S | SH-TR4 | 18 | 135.B4 | AF0910:19 | JB5 | 135.B6
FLOATING | WC4843 | UA4770S | SH-TR5 | 18 | 135.B4 | AF0910:23 | JB5 | 135.B6
FLOATING | WC4843 | UA4762S | SH-TR6 | 18 | 134.C4 | AF0930:27 | JB5 | 134.C6
XT1178:3 | WC2640 | TE47001 | RED-TR5 | 18 | 175.A2 | AF0375:25 | RAIL,LEFT,JB5 | 175.A7
XT1178:2 | WC2640 | TE47002 | WHT-TR5 | 18 | 175.A2 | AF0375:09 | RAIL,LEFT,JB5 | 175.A7
XT1178:1 | WC2640 | TE47003 | BLK-TR5 | 18 | 175.A2 | AF0375:08 | RAIL,LEFT,JB5 | 175.A7
XT1178:9 | WC2640 | TE47011 | RED-TR6 | 18 | 175.B2 | AF0375:27 | RAIL,LEFT,JB5 | 175.B7
XT1178:8 | WC2640 | TE47012 | WHT-TR6 | 18 | 175.B2 | AF0375:11 | RAIL,LEFT,JB5 | 175.B7
XT1178:7 | WC2640 | TE47013 | BLK-TR6 | 18 | 175.B2 | AF0375:10 | RAIL,LEFT,JB5 | 175.B7
XT1179:3 | WC2640 | TE47061 | RED-TR1 | 18 | 172.A2 | AF0375:17 | RAIL,LEFT,JB5 | 172.A7
XT1179:2 | WC2640 | TE47062 | WHT-TR1 | 18 | 172.A2 | AF0375:01 | RAIL,LEFT,JB5 | 172.A7
XT1179:1 | WC2640 | TE47063 | BLK-TR1 | 18 | 172.A2 | AF0375:00 | RAIL,LEFT,JB5 | 172.A7
FLOATING | WC2640 | TE4706S | SH-TR1 | 18 | 172.A3 | AF0375:48 | RAIL,LEFT,JB5 | 172.A7
XT1179:9 | WC2640 | TE47071 | RED-TR2 | 18 | 172.B2 | AF0375:19 | RAIL,LEFT,JB5 | 172.B7
XT1179:8 | WC2640 | TE47072 | WHT-TR2 | 18 | 172.B2 | AF0375:03 | RAIL,LEFT,JB5 | 172.B7
XT1179:7 | WC2640 | TE47073 | BLK-TR2 | 18 | 172.B2 | AF0375:02 | RAIL,LEFT,JB5 | 172.B7
FLOATING | WC2640 | TE4707S | SH-TR2 | 18 | 172.B3 | AF0375:50 | RAIL,LEFT,JB5 | 172.B7
XT1179:27 | WC2640 | TE47101 | RED-TR3 | 18 | 171.A2 | AF0375:21 | RAIL,LEFT,JB5 | 171.A7
XT1179:26 | WC2640 | TE47102 | WHT-TR3 | 18 | 171.A2 | AF0375:05 | RAIL,LEFT,JB5 | 171.A7
XT1179:25 | WC2640 | TE47103 | BLK-TR3 | 18 | 171.A2 | AF0375:04 | RAIL,LEFT,JB5 | 171.A7
FLOATING | WC2640 | TE4710S | SH-TR3 | 18 | 171.A3 | AF0375:52 | RAIL,LEFT,JB5 | 171.A7
XT1179:33 | WC2640 | TE47111 | RED-TR4 | 18 | 171.B2 | AF0375:23 | RAIL,LEFT,JB5 | 171.B7
XT1179:32 | WC2640 | TE47112 | WHT-TR4 | 18 | 171.B2 | AF0375:07 | RAIL,LEFT,JB5 | 171.B7
XT1179:31 | WC2640 | TE47113 | BLK-TR4 | 18 | 171.B2 | AF0375:06 | RAIL,LEFT,JB5 | 171.B7
FLOATING | WC2640 | TE4711S | SH-TR4 | 18 | 171.B3 | AF0375:54 | RAIL,LEFT,JB5 | 171.B7
FLOATING | WC2640 | TE4700S | SH-TR5 | 18 | 175.A3 | AF0375:56 | RAIL,LEFT,JB5 | 175.A7
FLOATING | WC2640 | TE4701S | SH-TR6 | 18 | 175.B3 | AF0375:58 | RAIL,LEFT,JB5 | 175.B7
XT1178:15 | WC2646 | TE47021 | RED-TR1 | 18 | 175.C2 | AF0375:29 | RAIL,LEFT,JB5 | 175.C7
XT1178:14 | WC2646 | TE47022 | WHT-TR1 | 18 | 175.C2 | AF0375:13 | RAIL,LEFT,JB5 | 175.C7
XT1178:13 | WC2646 | TE47023 | BLK-TR1 | 18 | 175.C2 | AF0375:12 | RAIL,LEFT,JB5 | 175.C7
FLOATING | WC2646 | TE4702S | SH-TR1 | 18 | 175.C3 | AF0375:60 | RAIL,LEFT,JB5 | 175.C7
XT1178:21 | WC2646 | TE47031 | RED-TR2 | 18 | 174.A2 | AF0375:31 | RAIL,LEFT,JB5 | 174.A7
XT1178:20 | WC2646 | TE47032 | WHT-TR2 | 18 | 174.A2 | AF0375:15 | RAIL,LEFT,JB5 | 174.A7
XT1178:19 | WC2646 | TE47033 | BLK-TR2 | 18 | 174.A2 | AF0375:14 | RAIL,LEFT,JB5 | 174.A7
FLOATING | WC2646 | TE4703S | SH-TR2 | 18 | 174.A3 | AF0375:62 | RAIL,LEFT,JB5 | 174.A7
XT1178:27 | WC2646 | TE47041 | RED-TR3 | 18 | 174.B2 | AF0376:17 | RAIL,LEFT,JB5 | 174.B6
XT1178:26 | WC2646 | TE47042 | WHT-TR3 | 18 | 174.B2 | AF0376:01 | RAIL,LEFT,JB5 | 174.B6
XT1178:25 | WC2646 | TE47043 | BLK-TR3 | 18 | 174.B2 | AF0376:00 | RAIL,LEFT,JB5 | 174.B6
FLOATING | WC2646 | TE4704S | SH-TR3 | 18 | 174.B3 | AF0376:48 | RAIL,LEFT,JB5 | 174.B6
XT1178:33 | WC2646 | TE47051 | RED-TR4 | 18 | 174.C2 | AF0376:19 | RAIL,LEFT,JB5 | 174.C6
XT1178:32 | WC2646 | TE47052 | WHT-TR4 | 18 | 174.C2 | AF0376:03 | RAIL,LEFT,JB5 | 174.C6
XT1178:31 | WC2646 | TE47053 | BLK-TR4 | 18 | 174.C2 | AF0376:02 | RAIL,LEFT,JB5 | 174.C6
FLOATING | WC2646 | TE4705S | SH-TR4 | 18 | 174.C3 | AF0376:50 | RAIL,LEFT,JB5 | 174.C6
FLOATING | WC2646 | TE4708S | SH-TR5 | 18 | 173.A3 | AF0376:52 | RAIL,LEFT,JB5 | 173.A7
FLOATING | WC2646 | TE4709S | SH-TR6 | 18 | 173.B3 | AF0376:54 | RAIL,LEFT,JB5 | 173.B7
XT1179:15 | WC2646 | TE47081 | RED-TR5 | 18 | 173.A2 | AF0376:21 | RAIL,LEFT,JB5 | 173.A7
XT1179:14 | WC2646 | TE47082 | WHT-TR5 | 18 | 173.A2 | AF0376:05 | RAIL,LEFT,JB5 | 173.A7
XT1179:13 | WC2646 | TE47083 | BLK-TR5 | 18 | 173.A2 | AF0376:04 | RAIL,LEFT,JB5 | 173.A7
XT1179:21 | WC2646 | TE47091 | RED-TR6 | 18 | 173.B2 | AF0376:23 | RAIL,LEFT,JB5 | 173.B7
XT1179:20 | WC2646 | TE47092 | WHT-TR6 | 18 | 173.B2 | AF0376:07 | RAIL,LEFT,JB5 | 173.B7
XT1179:19 | WC2646 | TE47093 | BLK-TR6 | 18 | 173.B2 | AF0376:06 | RAIL,LEFT,JB5 | 173.B7
SolarTools ver. 24.0.84.24712 (Jul 31, 2025)
Report date: 4/15/2026 12:13 PM

## RAIL,F&G EDIO ONSK
RAIL,F&G EDIO ONSK
JB70
Project # | 4M371
Project Name | SOLARIS ENERGY INFRASTRUCTURE
Revision | C
Controls DE | J. PECACHE
Phone:
Controls ME | S. LOZA
Phone:
From | [5 empty] | To
Device ID | Cable (W) Conductor (SC) Jumper Clip (JC) | Wire No. | Wire ID | Gauge/Size | Page/Zone | Device ID | Location | Page/Zone
XT0170:1 | JC | FU0535 | CLIP | --- | 49.A2 | XT0170:2 | RAIL,F&G EDIO ONSK | 49.A2
XT0170:3 | JC | 0V | CLIP | --- | 49.A2 | XT0170:4 | RAIL,F&G EDIO ONSK | 49.A2
XT0535:1 | JC | FU0535 | CLIP | --- | 37.A5 | XT0535:2 | RAIL,F&G EDIO ONSK | 37.A5
XT0535:2 | JC | FU0535 | CLIP | --- | 37.A5 | XT0535:3 | RAIL,F&G EDIO ONSK | 37.A5
XT0535:3 | JC | FU0535 | CLIP | --- | 37.A5 | XT0535:4 | RAIL,F&G EDIO ONSK | 37.A5
XT0535:4 | JC | FU0535 | CLIP | --- | 37.A5 | XT0535:5 | RAIL,F&G EDIO ONSK | 37.B5
XT0536:1 | JC | 0V | CLIP | --- | 37.A5 | XT0536:2 | RAIL,F&G EDIO ONSK | 37.A5
XT0536:2 | JC | 0V | CLIP | --- | 37.A5 | XT0536:3 | RAIL,F&G EDIO ONSK | 37.A5
XT0536:3 | JC | 0V | CLIP | --- | 37.A5 | XT0536:4 | RAIL,F&G EDIO ONSK | 37.B5
XT0536:4 | JC | 0V | CLIP | --- | 37.B5 | XT0536:5 | RAIL,F&G EDIO ONSK | 37.B5
AT0171:11 | SC | AT017111 | LEAD | --- | 36.B2 | RR1827: -10K OHM | RAIL,F&G EDIO ONSK | 36.B1
AT0171:12 | SC | AT017112 | LEAD | --- | 36.B2 | RR1827: -10K OHM | RAIL,F&G EDIO ONSK | 36.B1
AT0171:14 | SC | AT017114 | LEAD | --- | 36.C2 | RR1828: -10K OHM | RAIL,F&G EDIO ONSK | 36.C1
AT0171:15 | SC | AT017115 | LEAD | --- | 36.C2 | RR1828: -10K OHM | RAIL,F&G EDIO ONSK | 36.C1
AT0171:1P1 | SC | AT01824P1 | WHT | 14 | 49.C1 | AT0182:4P1 | RAIL,F&G EDIO ONSK | 49.C3
AT0171:2P1 | SC | AT01825P1 | WHT | 14 | 49.C1 | AT0182:5P1 | RAIL,F&G EDIO ONSK | 49.C3
AT0171:5 | SC | AT01715 | LEAD | --- | 36.A2 | RR1825: -10K OHM | RAIL,F&G EDIO ONSK | 36.A1
AT0171:6 | SC | AT01716 | LEAD | --- | 36.A2 | RR1825: -10K OHM | RAIL,F&G EDIO ONSK | 36.A1
AT0171:8 | SC | AT01718 | LEAD | --- | 36.B2 | RR1826: -10K OHM | RAIL,F&G EDIO ONSK | 36.B1
AT0171:9 | SC | AT01719 | LEAD | --- | 36.B2 | RR1826: -10K OHM | RAIL,F&G EDIO ONSK | 36.B1
AT0171:GND | SC | AT0171G | GRN/YEL | 14 | 49.C1 | FRAME | RAIL,F&G EDIO ONSK | 49.D2
AT0175:11 | SC | KA651012 | WHT | 20 | 196.A6 | KA6510:12 | RAIL,F&G EDIO ONSK | 196.A6
AT0175:14 | SC | AT017514 | LEAD | --- | 36.B6 | RR1755: -10K OHM | RAIL,F&G EDIO ONSK | 36.B6
AT0175:15 | SC | AT017515 | LEAD | --- | 36.B6 | RR1755: -10K OHM | RAIL,F&G EDIO ONSK | 36.B6
AT0175:5P1 | SC | KA6510A2 | WHT | 20 | 49.B5 | KA6510:A2 | RAIL,F&G EDIO ONSK | 51.C5
AT0175:GND | SC | AT0175G | GRN/YEL | 14 | 49.B5 | FRAME | RAIL,F&G EDIO ONSK | 49.C6
AT0176:14 | SC | AT017614 | LEAD | --- | 36.D6 | RR1765:-10K OHM | RAIL,F&G EDIO ONSK | 36.D6
AT0176:15 | SC | AT017615 | LEAD | --- | 36.D6 | RR1765:-10K OHM | RAIL,F&G EDIO ONSK | 36.D6
AT0176:17 | SC | KA651022 | WHT | 20 | 197.C6 | KA6510:22 | RAIL,F&G EDIO ONSK | 197.C6
AT0176:20 | SC | AT017620 | LEAD | --- | 36.C6 | RR1767:-10K OHM | RAIL,F&G EDIO ONSK | 36.D6
AT0176:21 | SC | AT017621 | LEAD | --- | 36.C6 | RR1767:-10K OHM | RAIL,F&G EDIO ONSK | 36.D6
AT0176:4P1 | SC | AT01764P1 | WHT | 14 | 49.C5 | AT0178:1P1 | RAIL,F&G EDIO ONSK | 49.D5
AT0176:5 | SC | 017605 | WHT | 16 | 206.C6 | XT0171:8 | RAIL,F&G EDIO ONSK | 206.C5
AT0176:5P1 | SC | AT01765P1 | WHT | 14 | 49.C5 | AT0178:2P1 | RAIL,F&G EDIO ONSK | 49.D5
AT0176:6 | SC | 017606 | WHT | 16 | 206.C6 | XT0171:10 | RAIL,F&G EDIO ONSK | 206.C5
AT0176:GND | SC | AT0176G | GRN/YEL | 14 | 49.C5 | FRAME | RAIL,F&G EDIO ONSK | 49.C6
AT0178:20 | SC | ZS61P | WHT | 16 | 181.A7 | XT0290:7 | RAIL,F&G EDIO ONSK | 181.A6
AT0178:21 | SC | ZS61S | WHT | 16 | 181.A7 | XT0290:8 | RAIL,F&G EDIO ONSK | 181.A6
AT0178:23 | SC | AT017823 | WHT | 20 | 34.D6 | XT0171:2 | RAIL,F&G EDIO ONSK | 34.D6
AT0178:24 | SC | AT017824 | WHT | 20 | 34.D6 | XT0171:3 | RAIL,F&G EDIO ONSK | 34.D6
AT0178:4P1 | SC | AT01784P1 | WHT | 14 | 49.D5 | AT0182:1P1 | RAIL,F&G EDIO ONSK | 49.C3
AT0178:5P1 | SC | AT01785P1 | WHT | 14 | 49.D5 | AT0182:2P1 | RAIL,F&G EDIO ONSK | 49.C3
AT0178:GND | SC | AT0178G | GRN/YEL | 14 | 49.D5 | FRAME | RAIL,F&G EDIO ONSK | 49.D6
AT0182:11 | SC | AT018211 | LEAD | --- | 36.D5 | RR1824:-10K OHM | RAIL,F&G EDIO ONSK | 36.D4
AT0182:12 | SC | AT018212 | LEAD | --- | 36.D5 | RR1824:-10K OHM | RAIL,F&G EDIO ONSK | 36.D4
AT0182:5 | SC | AT01825 | LEAD | --- | 36.C5 | RR1822:-10K OHM | RAIL,F&G EDIO ONSK | 36.C4
AT0182:6 | SC | AT01826 | LEAD | --- | 36.C5 | RR1822:-10K OHM | RAIL,F&G EDIO ONSK | 36.C4
AT0182:8 | SC | AT01828 | LEAD | --- | 36.C5 | RR1823:-10K OHM | RAIL,F&G EDIO ONSK | 36.D4
AT0182:9 | SC | AT01829 | LEAD | --- | 36.C5 | RR1823:-10K OHM | RAIL,F&G EDIO ONSK | 36.D4
AT0182:GND | SC | AT0182G | GRN/YEL | 14 | 49.C3 | FRAME | RAIL,F&G EDIO ONSK | 49.D4
FU0170:LI | SC | FU0535 | WHT | 14 | 49.A2 | XT0170:2 | RAIL,F&G EDIO ONSK | 49.A2
FU0171:LI | SC | FU0535 | WHT | 14 | 49.A2 | XT0170:2 | RAIL,F&G EDIO ONSK | 49.A2
FU0172:LD | SC | FU0172 | WHT | 16 | 49.A2 | XT0170:5 | RAIL,F&G EDIO ONSK | 49.B2
FU0172:LI | SC | FU0535 | WHT | 14 | 49.A2 | XT0170:1 | RAIL,F&G EDIO ONSK | 49.A2
FU0294:LI | SC | FU0535 | WHT | 14 | 37.A5 | XT0535:4 | RAIL,F&G EDIO ONSK | 37.A5
FU0535:LD | SC | FU0535 | WHT | 12 | 37.A4 | XT0535:1 | RAIL,F&G EDIO ONSK | 37.A5
GR0431: | SC | GR0431 | GRN/YEL | 14 | 10.B3 | FRAME | RAIL,F&G EDIO ONSK | 10.B3
KA0145:21 | SC | KA025522 | WHT | 20 | 35.A2 | KA0249:11 | RAIL,F&G EDIO ONSK | 35.A2
KA0145:21 | SC | KA025522 | WHT | 20 | 35.A2 | KA0255:22 | RAIL,F&G EDIO ONSK | 35.A1
KA0145:22 | SC | KT0176A1 | WHT | 20 | 35.A2 | KA0249:12 | RAIL,F&G EDIO ONSK | 35.A2
KA0145:22 | SC | KT0176A1 | WHT | 20 | 35.A2 | KT0176:A1 | RAIL,F&G EDIO ONSK | 35.A6
KA0145:A2 | SC | 0V | WHT | 20 | 35.C6 | KA0246:A2 | RAIL,F&G EDIO ONSK | 35.C6
KA0145:A2 | SC | 0V | WHT | 20 | 35.C6 | KA0255:A2 | RAIL,F&G EDIO ONSK | 35.B6
KA0172:A2 | SC | 0V | WHT | 20 | 49.B2 | KA0174:A2 | RAIL,F&G EDIO ONSK | 49.C2
KA0172:A2 | SC | 0V | WHT | 20 | 49.B2 | XT0170:4 | RAIL,F&G EDIO ONSK | 49.A2
KA0176:11 | SC | KA017611 | WHT | 20 | 194.A6 | KA0246:11 | RAIL,F&G EDIO ONSK | 194.A5
KA0176:A1 | SC | KT017618 | WHT | 20 | 35.A6 | KA0177:A1 | RAIL,F&G EDIO ONSK | 35.B6
KA0176:A1 | SC | KT017618 | WHT | 20 | 35.A6 | KT0176:18 | RAIL,F&G EDIO ONSK | 35.A5
KA0176:A2 | SC | 0V | WHT | 20 | 35.A6 | KA0177:A2 | RAIL,F&G EDIO ONSK | 35.B6
KA0176:A2 | SC | 0V | WHT | 20 | 35.A6 | KT0176:A2 | RAIL,F&G EDIO ONSK | 35.A6
KA0177:11 | SC | 009313 | WHT | 20 | 195.A6 | KA0247:11 | RAIL,F&G EDIO ONSK | 195.B5
KA0177:A1 | SC | KT017618 | WHT | 20 | 35.B6 | KA0179:A1 | RAIL,F&G EDIO ONSK | 35.B6
KA0177:A2 | SC | 0V | WHT | 20 | 35.B6 | KA0179:A2 | RAIL,F&G EDIO ONSK | 35.B6
KA0178:A1 | SC | KA0178A1 | WHT | 20 | 34.D5 | XT0171:1 | RAIL,F&G EDIO ONSK | 34.D5
KA0178:A2 | SC | AT017824 | WHT | 20 | 34.D5 | XT0171:3 | RAIL,F&G EDIO ONSK | 34.D6
KA0179:A2 | SC | 0V | WHT | 20 | 35.B6 | KA0255:A2 | RAIL,F&G EDIO ONSK | 35.B6
KA0246:A1 | SC | KA0254A1 | WHT | 20 | 35.C6 | KA0247:A1 | RAIL,F&G EDIO ONSK | 35.C6
KA0246:A2 | SC | 0V | WHT | 20 | 35.C6 | KA0247:A2 | RAIL,F&G EDIO ONSK | 35.C6
KA0247:A1 | SC | KA0254A1 | WHT | 20 | 35.C6 | KA0254:A1 | RAIL,F&G EDIO ONSK | 35.C6
KA0247:A2 | SC | 0V | WHT | 20 | 35.C6 | KA0254:A2 | RAIL,F&G EDIO ONSK | 35.C6
KA0249:A2 | SC | 0V | WHT | 20 | 35.D6 | KA0254:A2 | RAIL,F&G EDIO ONSK | 35.C6
KT0176:15 | SC | KT0176A1 | WHT | 20 | 35.A5 | KT0176:A1 | RAIL,F&G EDIO ONSK | 35.A6
KT0176:15 | SC | KT0176A1 | WHT | 20 | 35.A5 | XT0290:1 | RAIL,F&G EDIO ONSK | 35.A2
RR1788: -10K OHM | SC | AT017823 | LEAD | --- | 34.D6 | XT0171:2 | RAIL,F&G EDIO ONSK | 34.D6
RR1788: -10K OHM | SC | AT017824 | LEAD | --- | 34.D6 | XT0171:3 | RAIL,F&G EDIO ONSK | 34.D6
VD1788:--1N4007 | SC | KA0178A1 | LEAD | --- | 34.D6 | XT0171:1 | RAIL,F&G EDIO ONSK | 34.D5
VD1788:+-1N4007 | SC | AT017823 | LEAD | --- | 34.D6 | XT0171:2 | RAIL,F&G EDIO ONSK | 34.D6
XT0535:3 | SC | FU0535 | WHT | 14 | 37.A5 | XT0170:2 | RAIL,F&G EDIO ONSK | 49.A2
XT0536:3 | SC | 0V | WHT | 14 | 37.A5 | XT0170:3 | RAIL,F&G EDIO ONSK | 49.A2
XT0536:4 | SC | 0V | WHT | 16 | 37.B5 | XT0171:7 | RAIL,F&G EDIO ONSK | 206.C5
AT0175:1P2 | WC8066 | AT01751P2 | WHT | 16 | 49.B7 | AT0176:4P2 | RAIL,F&G EDIO ONSK | 49.B7
AT0175:2P2 | WC8066 | AT01752P2 | BLK | 16 | 49.B7 | AT0176:5P2 | RAIL,F&G EDIO ONSK | 49.B7
AT0175:3P2 | WC8066 | AT01753P2 | SH | 16 | 49.B7 | AT0176:6P2 | RAIL,F&G EDIO ONSK | 49.B7
AT0176:1P2 | WC8067 | AT01761P2 | WHT | 16 | 49.C7 | AT0178:4P2 | RAIL,F&G EDIO ONSK | 49.C7
AT0176:2P2 | WC8067 | AT01762P2 | BLK | 16 | 49.C7 | AT0178:5P2 | RAIL,F&G EDIO ONSK | 49.C7
AT0176:3P2 | WC8067 | AT01763P2 | SH | 16 | 49.C7 | AT0178:6P2 | RAIL,F&G EDIO ONSK | 49.C7
AT0178:1P2 | WC8085 | AT01781P2 | WHT | 16 | 49.D7 | AT0182:4P2 | RAIL,F&G EDIO ONSK | 49.D7
AT0178:2P2 | WC8085 | AT01782P2 | BLK | 16 | 49.D7 | AT0182:5P2 | RAIL,F&G EDIO ONSK | 49.D7
AT0178:3P2 | WC8085 | AT01783P2 | SH | 16 | 49.D7 | AT0182:6P2 | RAIL,F&G EDIO ONSK | 49.D7
AT0171:4P2 | WC8086 | AT01821P2 | WHT | 16 | 49.C1 | AT0182:1P2 | RAIL,F&G EDIO ONSK | 49.C1
AT0171:5P2 | WC8086 | AT01822P2 | BLK | 16 | 49.C1 | AT0182:2P2 | RAIL,F&G EDIO ONSK | 49.C1
AT0171:6P2 | WC8086 | AT01823P2 | SH | 16 | 49.C1 | AT0182:3P2 | RAIL,F&G EDIO ONSK | 49.C1
FU0535:LI | SC | FU0136 | WHT | 12 | 37.A4 | XT0002:7 | CONTROL A | 13.B4
KA0145:A1 | SC | KA0135A1 | WHT | 20 | 35.C6 | XT0089:26 | CONTROL A | 26.C5
KA0176:11 | SC | KA017611 | WHT | 20 | 194.A6 | AF0093:04 | CONTROL A | 194.A7
KA0176:14 | SC | 009336 | WHT | 20 | 194.A6 | AF0093:36 | CONTROL A | 194.A7
KA0177:11 | SC | 009313 | WHT | 20 | 195.A6 | AF0093:13 | CONTROL A | 195.A7
KA0177:14 | SC | 009345 | WHT | 20 | 195.A6 | AF0093:45 | CONTROL A | 195.A7
KA0178:14 | SC | FU0535 | WHT | 20 | 53.A6 | KA0875:14 | CONTROL A | 53.A5
KA0246:14 | SC | KA6244A1 | WHT | 20 | 194.A5 | KA6244:A1 | CONTROL A | 194.A6
KA0246:A1 | SC | KA0254A1 | WHT | 20 | 35.C6 | XT0089:14 | CONTROL A | 28.A5
KA0247:14 | SC | KA6254A1 | WHT | 20 | 195.B5 | KA6254:A1 | CONTROL A | 195.B6
KA0249:A1 | SC | KA0245A1 | WHT | 20 | 35.D6 | XT0089:15 | CONTROL A | 28.B5
KA0255:21 | SC | FU0139 | WHT | 20 | 35.A1 | XT0081:3 | CONTROL A | 28.A2
KA0255:A1 | SC | KA0131A1 | WHT | 20 | 35.B6 | XT0089:13 | CONTROL A | 31.D4
KT0176:A2 | SC | 0V | WHT | 20 | 35.A6 | XT0080:8 | CONTROL A | 28.A6
XT0170:1 | SC | FU0535 | WHT | 20 | 49.A2 | KA0875:14 | CONTROL A | 53.A5
XT0536:1 | SC | 0V | WHT | 12 | 37.A5 | XT0003:7 | CONTROL A | 13.B4
KA0178:11 | SC | KA023212 | WHT | 20 | 53.A6 | KA0232:12 | CONTROL B | 53.A5
AT0171:17 | SC | 017117 | WHT | 20 | 52.A6 | XT0273:2 | F&G PWR,ONSK | 52.A4
AT0171:18 | SC | 017118 | WHT | 20 | 52.A6 | XT0273:3 | F&G PWR,ONSK | 52.A4
AT0171:2 | SC | 01712 | WHT | 20 | 52.C6 | XT0273:10 | F&G PWR,ONSK | 52.C4
AT0171:20 | SC | 017120 | WHT | 20 | 52.A6 | XT0273:5 | F&G PWR,ONSK | 52.A4
AT0171:21 | SC | 017121 | WHT | 20 | 52.A6 | XT0273:6 | F&G PWR,ONSK | 52.A4
AT0171:23 | SC | 017123 | WHT | 20 | 52.B6 | XT0273:8 | F&G PWR,ONSK | 52.B4
AT0171:24 | SC | 017124 | WHT | 20 | 52.B6 | XT0273:9 | F&G PWR,ONSK | 52.B4
AT0171:3 | SC | 01713 | WHT | 20 | 52.C6 | XT0273:11 | F&G PWR,ONSK | 52.C4
AT0175:17 | SC | AT017517 | WHT | 20 | 51.A6 | XT0173:2 | F&G PWR,ONSK | 51.A4
AT0175:18 | SC | HL0171X1 | WHT | 20 | 51.A6 | XT0173:3 | F&G PWR,ONSK | 51.A4
AT0175:1P1 | SC | LON0P | WHT | 14 | 49.B5 | XT0174:3 | F&G PWR,ONSK | 49.A4
AT0175:2 | SC | SB017013 | WHT | 20 | 51.C6 | XT0173:12 | F&G PWR,ONSK | 51.C4
AT0175:20 | SC | AT017520 | WHT | 20 | 51.A6 | XT0173:5 | F&G PWR,ONSK | 51.A4
AT0175:21 | SC | HL0172X1 | WHT | 20 | 51.A6 | XT0173:6 | F&G PWR,ONSK | 51.A4
AT0175:23 | SC | AT017523 | WHT | 20 | 51.B6 | XT0173:8 | F&G PWR,ONSK | 51.B4
AT0175:24 | SC | HL0173X1 | WHT | 20 | 51.B6 | XT0173:9 | F&G PWR,ONSK | 51.B4
AT0175:2P1 | SC | LON0N | WHT | 14 | 49.B5 | XT0174:5 | F&G PWR,ONSK | 49.B4
AT0175:3 | SC | SB017014 | WHT | 20 | 51.C6 | XT0173:13 | F&G PWR,ONSK | 51.C4
AT0176:1P1 | SC | LON0P | WHT | 14 | 49.C5 | XT0174:3 | F&G PWR,ONSK | 49.A4
AT0176:2P1 | SC | LON0N | WHT | 14 | 49.C5 | XT0174:5 | F&G PWR,ONSK | 49.B4
AT0182:14 | SC | AT018214 | WHT | 16 | 50.A6 | XT0173:16 | F&G PWR,ONSK | 50.A6
AT0182:15 | SC | AT018215 | WHT | 16 | 50.A6 | XT0173:17 | F&G PWR,ONSK | 50.A6
AT0182:17 | SC | AT018217 | WHT | 16 | 50.B6 | XT0173:18 | F&G PWR,ONSK | 50.B6
AT0182:18 | SC | AT018218 | WHT | 16 | 50.B6 | XT0173:19 | F&G PWR,ONSK | 50.B6
AT0182:20 | SC | GFM01706 | WHT | 16 | 50.C6 | XT0173:14 | F&G PWR,ONSK | 50.C6
AT0182:21 | SC | GFM01708 | WHT | 16 | 50.C6 | XT0173:15 | F&G PWR,ONSK | 50.C6
FU0170:LD | SC | FU0170 | WHT | 14 | 49.A2 | UV0170:IN(+) | F&G PWR,ONSK | 50.A2
FU0171:LD | SC | FU0171 | WHT | 14 | 49.A2 | UV0171:IN(+) | F&G PWR,ONSK | 50.B2
KA0172:A1 | SC | AT017025 | WHT | 20 | 49.B2 | AT0170:25 | F&G PWR,ONSK | 49.B3
KA0174:A1 | SC | AT017031 | WHT | 20 | 49.C2 | AT0170:31 | F&G PWR,ONSK | 49.C3
KA0249:A1 | SC | KA0245A1 | WHT | 20 | 35.D6 | AT0170:32 | F&G PWR,ONSK | 49.C3
KA0254:A1 | SC | KA0254A1 | WHT | 20 | 35.C6 | AT0170:26 | F&G PWR,ONSK | 49.B3
XT0170:12 | SC | LON0P | WHT | 14 | 187.D6 | XT0174:1 | F&G PWR,ONSK | 49.A4
XT0170:13 | SC | LON0N | WHT | 14 | 187.D6 | XT0174:4 | F&G PWR,ONSK | 49.A4
XT0170:3 | SC | 0V | WHT | 14 | 49.A2 | UV0170:IN(-) | F&G PWR,ONSK | 50.A2
XT0170:3 | SC | 0V | WHT | 14 | 49.A2 | UV0171:IN(-) | F&G PWR,ONSK | 50.B2
XT0170:5 | SC | FU0172 | WHT | 20 | 49.B2 | AT0170:24 | F&G PWR,ONSK | 49.B3
XT0170:5 | SC | FU0172 | WHT | 20 | 49.B2 | AT0170:30 | F&G PWR,ONSK | 49.C3
XT0170:6 | SC | LON0P | WHT | 14 | 187.A6 | XT0174:1 | F&G PWR,ONSK | 49.A4
XT0170:7 | SC | LON0N | WHT | 14 | 187.A6 | XT0174:5 | F&G PWR,ONSK | 49.B4
XT0170:9 | WC5025 | LON2A | WHT | 16 | 187.D6 | AT0170:53 | F&G PWR,ONSK | 187.D7
XT0170:10 | WC5025 | LON2B | BLK | 16 | 187.D6 | AT0170:52 | F&G PWR,ONSK | 187.D7
XT0170:11 | WC5025 | LON2S1 | SH | 16 | 187.D6 | AT0170:51 | F&G PWR,ONSK | 187.D7
AT0175:4P2 | WC8069 | AT017050 | WHT | 16 | 49.A7 | AT0170:50 | F&G PWR,ONSK | 49.A7
AT0175:5P2 | WC8069 | AT017049 | BLK | 16 | 49.A7 | AT0170:49 | F&G PWR,ONSK | 49.A7
AT0175:6P2 | WC8069 | AT017048 | SH | 16 | 49.A7 | AT0170:48 | F&G PWR,ONSK | 49.A7
XT0290:1 | WC8035 | KT0176A1 | 2 | 12 | 35.A2 | XT0404:2 | JB5 | 23.A2
AT0175:4P1 | SC | AT01754P1 | WHT | 20 | 49.B5 | SA0170:B1-13 | CONTROL,JB70;TT6 | 51.C1
KA6510:A1 | SC | SA0170B114 | WHT | 20 | 51.C5 | SA0170:B1-14 | CONTROL,JB70;TT6 | 51.C1
FU0294:LD | SC | FU0294 | WHT | 16 | 37.A5 | XT0111:25 | RAIL,RIGHT,JB70 | 206.A5
XT0171:6 | SC | SH650012 | WHT | 16 | 206.C5 | XT0111:26 | RAIL,RIGHT,JB70 | 206.A5
SolarTools ver. 24.0.84.24712 (Jul 31, 2025)
Report date: 4/15/2026 12:13 PM

## RAIL,LEFT,JB5
RAIL,LEFT,JB5
JB5
Project # | 4M371
Project Name | SOLARIS ENERGY INFRASTRUCTURE
Revision | C
Controls DE | J. PECACHE
Phone:
Controls ME | S. LOZA
Phone:
From | [5 empty] | To
Device ID | Cable (W) Conductor (SC) Jumper Clip (JC) | Wire No. | Wire ID | Gauge/Size | Page/Zone | Device ID | Location | Page/Zone
AF0371:COM | SC | AF0371N | WHT | 16 | 19.B2 | AF0372:COM | RAIL,LEFT,JB5 | 19.B3
AF0371:COM | SC | AU0370N | WHT | 16 | 19.B2 | AU0370:COM | RAIL,LEFT,JB5 | 19.A2
AF0371:J | SC | * |  |  | 19.B2 | AF0372:P | RAIL,LEFT,JB5 | 19.B3
AF0371:SH | SC | AF0371G | GRN | 14 | 19.B2 | AF0372:SH | RAIL,LEFT,JB5 | 19.B3
AF0371:V+ | SC | AF0371P | WHT | 16 | 19.B2 | AF0372:V+ | RAIL,LEFT,JB5 | 19.B3
AF0371:V+ | SC | AU0370P | WHT | 16 | 19.B2 | AU0370:V+ | RAIL,LEFT,JB5 | 19.A2
AF0372:COM | SC | AF0372N | WHT | 16 | 19.B3 | AF0373:COM | RAIL,LEFT,JB5 | 19.B3
AF0372:J | SC | * |  |  | 19.B3 | AF0373:P | RAIL,LEFT,JB5 | 19.B3
AF0372:SH | SC | AF0372G | GRN | 14 | 19.B3 | AF0373:SH | RAIL,LEFT,JB5 | 19.B3
AF0372:V+ | SC | AF0372P | WHT | 16 | 19.B3 | AF0373:V+ | RAIL,LEFT,JB5 | 19.B3
AF0373:COM | SC | AF0373N | WHT | 16 | 19.B3 | AF0374:COM | RAIL,LEFT,JB5 | 19.B4
AF0373:J | SC | * |  |  | 19.B3 | AF0374:P | RAIL,LEFT,JB5 | 19.B4
AF0373:SH | SC | AF0373G | GRN | 14 | 19.B3 | AF0374:SH | RAIL,LEFT,JB5 | 19.B4
AF0373:V+ | SC | AF0373P | WHT | 16 | 19.B3 | AF0374:V+ | RAIL,LEFT,JB5 | 19.B4
AF0374:COM | SC | AF0374N | WHT | 16 | 19.B4 | AF0375:COM | RAIL,LEFT,JB5 | 19.B5
AF0374:J | SC | * |  |  | 19.B4 | AF0375:P | RAIL,LEFT,JB5 | 19.B5
AF0374:SH | SC | AF0374G | GRN | 14 | 19.B4 | AF0375:SH | RAIL,LEFT,JB5 | 19.B5
AF0374:V+ | SC | AF0374P | WHT | 16 | 19.B4 | AF0375:V+ | RAIL,LEFT,JB5 | 19.B5
AF0375:COM | SC | AF0375N | WHT | 16 | 19.B5 | AF0376:COM | RAIL,LEFT,JB5 | 19.B5
AF0375:J | SC | * |  |  | 19.B5 | AF0376:P | RAIL,LEFT,JB5 | 19.B5
AF0375:SH | SC | AF0375G | GRN | 14 | 19.B5 | AF0376:SH | RAIL,LEFT,JB5 | 19.B5
AF0375:V+ | SC | AF0375P | WHT | 16 | 19.B5 | AF0376:V+ | RAIL,LEFT,JB5 | 19.B5
AF0376:SH | SC | AU0370GND | GRN | 14 | 19.B5 | AU0370:GND | RAIL,LEFT,JB5 | 19.A2
AF0371:SH | SC | IEG01105 | GRN | 14 | 19.B2 | IEG0110:5 | JB5 | 19.B2
AU0370:COM | SC | 0V | WHT | 16 | 19.A2 | XT0371:2 | JB5 | 19.B1
AU0370:V+ | SC | FU0371 | WHT | 16 | 19.A2 | FU0371:LD | JB5 | 19.B1
GR0115: | SC | IEG01101 | GRN | 14 | 10.C5 | IEG0110:1 | JB5 | 10.C4
AU0370:L1 | WC0094 | AF0940L2 | ENET | CABLE | 2.B4 | AF0940:L2 | JB5 | 2.B3
AU0370:L2 | WC0370 | AU0370L2 | ENET | CABLE | 2.B4 | AU0380:L1 | JB5 | 2.B5
AF0375:17 | WC2640 | TE47061 | RED-TR1 | 18 | 172.A7 | XT1179:3 | PROX,RGB | 172.A2
AF0375:01 | WC2640 | TE47062 | WHT-TR1 | 18 | 172.A7 | XT1179:2 | PROX,RGB | 172.A2
AF0375:00 | WC2640 | TE47063 | BLK-TR1 | 18 | 172.A7 | XT1179:1 | PROX,RGB | 172.A2
AF0375:48 | WC2640 | TE4706S | SH-TR1 | 18 | 172.A7 | FLOATING | PROX,RGB | 172.A3
AF0375:19 | WC2640 | TE47071 | RED-TR2 | 18 | 172.B7 | XT1179:9 | PROX,RGB | 172.B2
AF0375:03 | WC2640 | TE47072 | WHT-TR2 | 18 | 172.B7 | XT1179:8 | PROX,RGB | 172.B2
AF0375:02 | WC2640 | TE47073 | BLK-TR2 | 18 | 172.B7 | XT1179:7 | PROX,RGB | 172.B2
AF0375:50 | WC2640 | TE4707S | SH-TR2 | 18 | 172.B7 | FLOATING | PROX,RGB | 172.B3
AF0375:21 | WC2640 | TE47101 | RED-TR3 | 18 | 171.A7 | XT1179:27 | PROX,RGB | 171.A2
AF0375:05 | WC2640 | TE47102 | WHT-TR3 | 18 | 171.A7 | XT1179:26 | PROX,RGB | 171.A2
AF0375:04 | WC2640 | TE47103 | BLK-TR3 | 18 | 171.A7 | XT1179:25 | PROX,RGB | 171.A2
AF0375:52 | WC2640 | TE4710S | SH-TR3 | 18 | 171.A7 | FLOATING | PROX,RGB | 171.A3
AF0375:23 | WC2640 | TE47111 | RED-TR4 | 18 | 171.B7 | XT1179:33 | PROX,RGB | 171.B2
AF0375:07 | WC2640 | TE47112 | WHT-TR4 | 18 | 171.B7 | XT1179:32 | PROX,RGB | 171.B2
AF0375:06 | WC2640 | TE47113 | BLK-TR4 | 18 | 171.B7 | XT1179:31 | PROX,RGB | 171.B2
AF0375:54 | WC2640 | TE4711S | SH-TR4 | 18 | 171.B7 | FLOATING | PROX,RGB | 171.B3
AF0375:25 | WC2640 | TE47001 | RED-TR5 | 18 | 175.A7 | XT1178:3 | PROX,RGB | 175.A2
AF0375:09 | WC2640 | TE47002 | WHT-TR5 | 18 | 175.A7 | XT1178:2 | PROX,RGB | 175.A2
AF0375:08 | WC2640 | TE47003 | BLK-TR5 | 18 | 175.A7 | XT1178:1 | PROX,RGB | 175.A2
AF0375:56 | WC2640 | TE4700S | SH-TR5 | 18 | 175.A7 | FLOATING | PROX,RGB | 175.A3
AF0375:27 | WC2640 | TE47011 | RED-TR6 | 18 | 175.B7 | XT1178:9 | PROX,RGB | 175.B2
AF0375:11 | WC2640 | TE47012 | WHT-TR6 | 18 | 175.B7 | XT1178:8 | PROX,RGB | 175.B2
AF0375:10 | WC2640 | TE47013 | BLK-TR6 | 18 | 175.B7 | XT1178:7 | PROX,RGB | 175.B2
AF0375:58 | WC2640 | TE4701S | SH-TR6 | 18 | 175.B7 | FLOATING | PROX,RGB | 175.B3
AF0375:29 | WC2646 | TE47021 | RED-TR1 | 18 | 175.C7 | XT1178:15 | PROX,RGB | 175.C2
AF0375:13 | WC2646 | TE47022 | WHT-TR1 | 18 | 175.C7 | XT1178:14 | PROX,RGB | 175.C2
AF0375:12 | WC2646 | TE47023 | BLK-TR1 | 18 | 175.C7 | XT1178:13 | PROX,RGB | 175.C2
AF0375:60 | WC2646 | TE4702S | SH-TR1 | 18 | 175.C7 | FLOATING | PROX,RGB | 175.C3
AF0375:31 | WC2646 | TE47031 | RED-TR2 | 18 | 174.A7 | XT1178:21 | PROX,RGB | 174.A2
AF0375:15 | WC2646 | TE47032 | WHT-TR2 | 18 | 174.A7 | XT1178:20 | PROX,RGB | 174.A2
AF0375:14 | WC2646 | TE47033 | BLK-TR2 | 18 | 174.A7 | XT1178:19 | PROX,RGB | 174.A2
AF0375:62 | WC2646 | TE4703S | SH-TR2 | 18 | 174.A7 | FLOATING | PROX,RGB | 174.A3
AF0376:48 | WC2646 | TE4704S | SH-TR3 | 18 | 174.B6 | FLOATING | PROX,RGB | 174.B3
AF0376:50 | WC2646 | TE4705S | SH-TR4 | 18 | 174.C6 | FLOATING | PROX,RGB | 174.C3
AF0376:52 | WC2646 | TE4708S | SH-TR5 | 18 | 173.A7 | FLOATING | PROX,RGB | 173.A3
AF0376:54 | WC2646 | TE4709S | SH-TR6 | 18 | 173.B7 | FLOATING | PROX,RGB | 173.B3
AF0376:17 | WC2646 | TE47041 | RED-TR3 | 18 | 174.B6 | XT1178:27 | PROX,RGB | 174.B2
AF0376:01 | WC2646 | TE47042 | WHT-TR3 | 18 | 174.B6 | XT1178:26 | PROX,RGB | 174.B2
AF0376:00 | WC2646 | TE47043 | BLK-TR3 | 18 | 174.B6 | XT1178:25 | PROX,RGB | 174.B2
AF0376:19 | WC2646 | TE47051 | RED-TR4 | 18 | 174.C6 | XT1178:33 | PROX,RGB | 174.C2
AF0376:03 | WC2646 | TE47052 | WHT-TR4 | 18 | 174.C6 | XT1178:32 | PROX,RGB | 174.C2
AF0376:02 | WC2646 | TE47053 | BLK-TR4 | 18 | 174.C6 | XT1178:31 | PROX,RGB | 174.C2
AF0376:21 | WC2646 | TE47081 | RED-TR5 | 18 | 173.A7 | XT1179:15 | PROX,RGB | 173.A2
AF0376:05 | WC2646 | TE47082 | WHT-TR5 | 18 | 173.A7 | XT1179:14 | PROX,RGB | 173.A2
AF0376:04 | WC2646 | TE47083 | BLK-TR5 | 18 | 173.A7 | XT1179:13 | PROX,RGB | 173.A2
AF0376:23 | WC2646 | TE47091 | RED-TR6 | 18 | 173.B7 | XT1179:21 | PROX,RGB | 173.B2
AF0376:07 | WC2646 | TE47092 | WHT-TR6 | 18 | 173.B7 | XT1179:20 | PROX,RGB | 173.B2
AF0376:06 | WC2646 | TE47093 | BLK-TR6 | 18 | 173.B7 | XT1179:19 | PROX,RGB | 173.B2
AF0373:14 | WC0410 | 037314 | RED | 20 | 109.A7 | UAI3737:+8 | RAIL,RIGHT,JB5 | 109.A5
AF0373:15 | WC0410 | 037315 | BLK | 20 | 109.A7 | UAI3737:-7 | RAIL,RIGHT,JB5 | 109.A5
AF0373:62 | WC0410 | 037362 | SH | 20 | 109.A7 | FLOATING | RAIL,RIGHT,JB5 | 109.A6
AF0373:06 | WC0411 | 037306 | RED | 20 | 109.B7 | UAI3733:+8 | RAIL,RIGHT,JB5 | 109.B5
AF0373:07 | WC0411 | 037307 | BLK | 20 | 109.B7 | UAI3733:-7 | RAIL,RIGHT,JB5 | 109.B5
AF0373:54 | WC0411 | 037354 | SH | 20 | 109.B7 | FLOATING | RAIL,RIGHT,JB5 | 109.B6
AF0373:08 | WC0412 | 037308 | RED | 20 | 109.C7 | UAI3734:+8 | RAIL,RIGHT,JB5 | 109.C5
AF0373:09 | WC0412 | 037309 | BLK | 20 | 109.C7 | UAI3734:-7 | RAIL,RIGHT,JB5 | 109.C5
AF0373:56 | WC0412 | 037356 | SH | 20 | 109.C7 | FLOATING | RAIL,RIGHT,JB5 | 109.C6
AF0372:14 | WC0413 | 037214 | RED | 20 | 113.A7 | UAI3727:+8 | RAIL,RIGHT,JB5 | 113.A5
AF0372:15 | WC0413 | 037215 | BLK | 20 | 113.A7 | UAI3727:-7 | RAIL,RIGHT,JB5 | 113.A5
AF0372:62 | WC0413 | 037262 | SH | 20 | 113.A7 | FLOATING | RAIL,RIGHT,JB5 | 113.A6
SolarTools ver. 24.0.84.24712 (Jul 31, 2025)
Report date: 4/15/2026 12:13 PM

## RAIL,LEFT,JB72
RAIL,LEFT,JB72
JB72
Project # | 4M371
Project Name | SOLARIS ENERGY INFRASTRUCTURE
Revision | C
Controls DE | J. PECACHE
Phone:
Controls ME | S. LOZA
Phone:
From | [5 empty] | To
Device ID | Cable (W) Conductor (SC) Jumper Clip (JC) | Wire No. | Wire ID | Gauge/Size | Page/Zone | Device ID | Location | Page/Zone
AF0181:00 | SC | 018100 | WHT | 20 | 69.A7 | KA0180:A1 | RAIL,LEFT,JB72 | 69.A5
AF0181:10 | SC | 018110 | WHT | 20 | 69.B7 | KA0185:A1 | RAIL,LEFT,JB72 | 69.B6
AF0181:16 | SC | 018116 | WHT | 20 | 69.A7 | KA0180:A2 | RAIL,LEFT,JB72 | 69.A5
AF0181:COM | SC | 0V | WHT | 16 | 67.C3 | XT0180:1 | RAIL,LEFT,JB72 | 67.C2
AF0181:J | SC | * |  |  | 67.C3 | AF0182:P | RAIL,LEFT,JB72 | 67.C4
AF0181:V+ | SC | FU0181 | WHT | 16 | 67.C3 | FU0181:LD | RAIL,LEFT,JB72 | 67.C2
AF0182:COM | SC | AF0182N | WHT | 16 | 67.C4 | AF0183:COM | RAIL,LEFT,JB72 | 67.B4
AF0182:COM | SC | AU0180N | WHT | 16 | 67.C4 | AU0180:COM | RAIL,LEFT,JB72 | 67.B3
AF0182:J | SC | * |  |  | 67.C4 | AF0183:P | RAIL,LEFT,JB72 | 67.B4
AF0182:V+ | SC | AF0182P | WHT | 16 | 67.C4 | AF0183:V+ | RAIL,LEFT,JB72 | 67.B4
AF0182:V+ | SC | AU0180P | WHT | 16 | 67.C4 | AU0180:V+ | RAIL,LEFT,JB72 | 67.B3
AF0183:COM | SC | AF0183N | WHT | 16 | 67.B4 | AF0184:COM | RAIL,LEFT,JB72 | 67.C5
AF0183:J | SC | * |  |  | 67.B4 | AF0184:P | RAIL,LEFT,JB72 | 67.C5
AF0183:V+ | SC | AF0183P | WHT | 16 | 67.B4 | AF0184:V+ | RAIL,LEFT,JB72 | 67.C5
AF0184:SH | SC | AU0180GND | GRN | 14 | 67.C5 | AU0180:GND | RAIL,LEFT,JB72 | 67.B3
AU0180:COM | SC | 0V | WHT | 16 | 67.B3 | XT0180:1 | RAIL,LEFT,JB72 | 67.C2
AU0180:V+ | SC | FU0180 | WHT | 16 | 67.B3 | FU0180:LD | RAIL,LEFT,JB72 | 67.C2
FU0180:LI | SC | FU0182 | WHT | 14 | 67.C2 | FU0181:LI | RAIL,LEFT,JB72 | 67.C2
FU0180:LI | SC | FU0182 | WHT | 14 | 67.C2 | FU0182:LD | RAIL,LEFT,JB72 | 67.B3
AF0181:26 | SC | 018126 | WHT | 20 | 69.B7 | KA7364:11 | GEN CTRL | 69.B5
AF0184:SH | SC | IEG01408 | GRN | 14 | 67.C5 | IEG0140:8 | GEN CTRL | 67.C6
FU0182:LI | SC | FU0332 | WHT | 14 | 67.B3 | XT0335:3 | GEN CTRL | 33.B4
GR0241: | SC | IEG01401 | GRN | 14 | 11.B2 | IEG0140:1 | GEN CTRL | 11.B2
KA0185:11 | SC | KA018511 | WHT | 20 | 42.B4 | XT0338:3 | GEN CTRL | 42.B4
KA0185:14 | SC | KA0332A1 | WHT | 20 | 42.B4 | XT0338:4 | GEN CTRL | 42.B5
KA0185:A2 | SC | KA0185A2 | WHT | 20 | 69.B6 | KA7364:14 | GEN CTRL | 69.B5
XT0180:1 | SC | 0V | WHT | 14 | 67.C2 | XT0336:3 | GEN CTRL | 33.B4
AU0180:L2 | WC0018 | AU0180L2 | ENET | CABLE | 2.B5 | AT0140:P1 | GEN CTRL | 2.C3
AU0180:L1 | WC0051 | AF0510L2 | ENET | CABLE | 2.B5 | AF0510:L2 | GEN VIB | 2.B4
SolarTools ver. 24.0.84.24712 (Jul 31, 2025)
Report date: 4/15/2026 12:13 PM

## RAIL,RIGHT,JB5
RAIL,RIGHT,JB5
JB5
Project # | 4M371
Project Name | SOLARIS ENERGY INFRASTRUCTURE
Revision | C
Controls DE | J. PECACHE
Phone:
Controls ME | S. LOZA
Phone:
From | [5 empty] | To
Device ID | Cable (W) Conductor (SC) Jumper Clip (JC) | Wire No. | Wire ID | Gauge/Size | Page/Zone | Device ID | Location | Page/Zone
FU0111:LD | SC | UV0110P | WHT | 14 | 109.D6 | UV0110:8+ | RAIL,RIGHT,JB5 | 109.D6
GR0110: | SC | GR0110 | GRN/YEL | 14 | 10.C5 | FRAME | RAIL,RIGHT,JB5 | 10.C4
FU0111:LI | SC | FU0400 | WHT | 12 | 109.D6 | XT0402:2 | JB5 | 18.A4
UV0110:9- | SC | 0V | WHT | 16 | 109.D6 | XT0403:2 | JB5 | 18.B4
UV0110:IE | SC | IEG01102 | GRN | 14 | 109.D6 | IEG0110:2 | JB5 | 109.D5
UAI3737:+8 | WC0410 | 037314 | RED | 20 | 109.A5 | AF0373:14 | RAIL,LEFT,JB5 | 109.A7
UAI3737:-7 | WC0410 | 037315 | BLK | 20 | 109.A5 | AF0373:15 | RAIL,LEFT,JB5 | 109.A7
FLOATING | WC0410 | 037362 | SH | 20 | 109.A6 | AF0373:62 | RAIL,LEFT,JB5 | 109.A7
UAI3733:+8 | WC0411 | 037306 | RED | 20 | 109.B5 | AF0373:06 | RAIL,LEFT,JB5 | 109.B7
UAI3733:-7 | WC0411 | 037307 | BLK | 20 | 109.B5 | AF0373:07 | RAIL,LEFT,JB5 | 109.B7
FLOATING | WC0411 | 037354 | SH | 20 | 109.B6 | AF0373:54 | RAIL,LEFT,JB5 | 109.B7
UAI3734:+8 | WC0412 | 037308 | RED | 20 | 109.C5 | AF0373:08 | RAIL,LEFT,JB5 | 109.C7
UAI3734:-7 | WC0412 | 037309 | BLK | 20 | 109.C5 | AF0373:09 | RAIL,LEFT,JB5 | 109.C7
FLOATING | WC0412 | 037356 | SH | 20 | 109.C6 | AF0373:56 | RAIL,LEFT,JB5 | 109.C7
UAI3727:+8 | WC0413 | 037214 | RED | 20 | 113.A5 | AF0372:14 | RAIL,LEFT,JB5 | 113.A7
UAI3727:-7 | WC0413 | 037215 | BLK | 20 | 113.A5 | AF0372:15 | RAIL,LEFT,JB5 | 113.A7
FLOATING | WC0413 | 037262 | SH | 20 | 113.A6 | AF0372:62 | RAIL,LEFT,JB5 | 113.A7
SolarTools ver. 24.0.84.24712 (Jul 31, 2025)
Report date: 4/15/2026 12:13 PM

## RAIL,RIGHT,JB70
RAIL,RIGHT,JB70
JB70
Project # | 4M371
Project Name | SOLARIS ENERGY INFRASTRUCTURE
Revision | C
Controls DE | J. PECACHE
Phone:
Controls ME | S. LOZA
Phone:
From | [5 empty] | To
Device ID | Cable (W) Conductor (SC) Jumper Clip (JC) | Wire No. | Wire ID | Gauge/Size | Page/Zone | Device ID | Location | Page/Zone
GR0532: | SC | GR0532 | GRN/YEL | 14 | 10.B4 | FRAME | RAIL,RIGHT,JB70 | 10.B4
UV0740:11+ | SC | UV07418+ | WHT | 14 | 102.A6 | UV0741:8+ | RAIL,RIGHT,JB70 | 102.A6
UV0740:12- | SC | UV07419- | WHT | 14 | 102.A6 | UV0741:9- | RAIL,RIGHT,JB70 | 102.A6
XT0111:11 | SC | SH0470X2 | WHT | 20 | 56.B5 | AF0093:06 | CONTROL A | 56.B7
XT0111:12 | SC | SH0470X1 | WHT | 20 | 56.C5 | AF0093:22 | CONTROL A | 56.B7
XT0111:15 | SC | FU0139 | WHT | 20 | 56.C5 | XT0081:6 | CONTROL A | 29.A3
XT0111:16 | SC | KA0241A1 | WHT | 20 | 56.C5 | XT0081:7 | CONTROL A | 29.A3
XT0111:17 | SC | SH0472X2 | WHT | 20 | 56.C5 | AF0092:13 | CONTROL A | 56.C7
XT0111:18 | SC | SH0472X1 | WHT | 20 | 56.C5 | AF0092:29 | CONTROL A | 56.C7
XT0111:19 | SC | ESTOPB | WHT | 20 | 57.C5 | XT0089:7 | CONTROL A | 30.D4
XT0111:20 | SC | ESTOPA | WHT | 20 | 57.C5 | XT0089:8 | CONTROL A | 30.D4
XT0111:21 | SC | FU0136 | WHT | 14 | 55.D5 | XT0002:6 | CONTROL A | 13.B4
XT0111:22 | SC | 0V | WHT | 14 | 55.D5 | XT0003:6 | CONTROL A | 13.B4
XT0111:23 | SC | HA047202 | WHT | 20 | 53.A5 | KA0875:11 | CONTROL A | 53.A5
XT0111:24 | SC | HA047201 | WHT | 20 | 53.A5 | KA0875:A2 | CONTROL A | 53.A5
XT0111:24 | SC | HA047201 | WHT | 20 | 53.A5 | AF0092:28 | CONTROL A | 53.A6
XT0111:27 | SC | SH6500X2 | WHT | 20 | 206.A5 | AF0093:00 | CONTROL A | 206.A6
XT0111:28 | SC | SH6500X1 | WHT | 20 | 206.A5 | AF0093:16 | CONTROL A | 206.A6
XT0111:3 | SC | SH047113 | WHT | 20 | 56.A5 | AF0087:32 | CONTROL A | 56.A7
XT0111:4 | SC | SH047114 | WHT | 20 | 56.A5 | AF0087:00 | CONTROL A | 56.A7
XT0111:5 | SC | SH0471X2 | WHT | 20 | 56.A5 | AF0093:15 | CONTROL A | 56.A7
XT0111:6 | SC | SH0471X1 | WHT | 20 | 56.A5 | AF0093:31 | CONTROL A | 56.A7
XT0111:7 | SC | SH047011 | WHT | 20 | 56.B5 | AF0087:33 | CONTROL A | 56.B7
XT0111:8 | SC | SH047012 | WHT | 20 | 56.B5 | AF0087:01 | CONTROL A | 56.B7
UAI0845:+8 | WC0845 | 008410 | RED | 20 | 101.A5 | AF0084:10 | CONTROL A | 101.A6
UAI0845:-7 | WC0845 | 008411 | BLK | 20 | 101.A5 | AF0084:11 | CONTROL A | 101.A6
FLOATING | WC0845 | 008458 | SH | 20 | 101.A6 | AF0084:58 | CONTROL A | 101.A6
UAI0846:+8 | WC0846 | 008412 | RED | 20 | 101.B5 | AF0084:12 | CONTROL A | 101.B6
UAI0846:-7 | WC0846 | 008413 | BLK | 20 | 101.B5 | AF0084:13 | CONTROL A | 101.B6
FLOATING | WC0846 | 008460 | SH | 20 | 101.B6 | AF0084:60 | CONTROL A | 101.B6
UAI0847:+8 | WC0847 | 008414 | RED | 20 | 101.B5 | AF0084:14 | CONTROL A | 101.B6
UAI0847:-7 | WC0847 | 008415 | BLK | 20 | 101.B5 | AF0084:15 | CONTROL A | 101.B6
FLOATING | WC0847 | 008462 | SH | 20 | 101.B6 | AF0084:62 | CONTROL A | 101.B6
UV0740:8+ | SC | FU0116 | WHT | 14 | 102.A6 | FU0116:LD | CONTROL B | 14.B1
UV0740:9- | SC | 0V | WHT | 14 | 102.A6 | XT0062:4 | CONTROL B | 14.B1
UV0740:IE | SC | IEG023010 | GRN | 14 | 102.A6 | IEG0230:10 | CONTROL B | 102.A5
UV0741:IE | SC | IEG02309 | GRN | 14 | 102.A6 | IEG0230:9 | CONTROL B | 102.A5
XT0111:17 | SC | SH0472X2 | WHT | 20 | 56.C5 | KA0240:21 | CONTROL B | 56.C6
UAI0683:+8 | WC0683 | 006812 | RED | 20 | 103.A5 | AF0068:12 | CONTROL B | 103.A7
UAI0683:-7 | WC0683 | 006828 | BLK | 20 | 103.A5 | AF0068:28 | CONTROL B | 103.A7
FLOATING | WC0683 | 006860 | SH | 20 | 103.A6 | AF0068:60 | CONTROL B | 103.A7
UAI0684:+8 | WC0684 | 070200 | RED | 20 | 103.B5 | AF0702:00 | CONTROL B | 103.B7
UAI0684:-7 | WC0684 | 070216 | BLK | 20 | 103.B5 | AF0702:16 | CONTROL B | 103.B7
FLOATING | WC0684 | 070248 | SH | 20 | 103.B6 | AF0702:48 | CONTROL B | 103.B7
UAI0685:+8 | WC0685 | 070300 | RED | 20 | 103.C5 | AF0703:00 | CONTROL B | 103.C7
UAI0685:-7 | WC0685 | 070316 | BLK | 20 | 103.C5 | AF0703:16 | CONTROL B | 103.C7
FLOATING | WC0685 | 070348 | SH | 20 | 103.C6 | AF0703:48 | CONTROL B | 103.C7
UAI0733:+8 | WC0733 | 070112 | RED | 20 | 103.B5 | AF0701:12 | CONTROL B | 103.B7
UAI0733:-7 | WC0733 | 070128 | BLK | 20 | 103.B5 | AF0701:28 | CONTROL B | 103.B7
FLOATING | WC0733 | 070160 | SH | 20 | 103.B6 | AF0701:60 | CONTROL B | 103.B7
UAI0734:+8 | WC0734 | 007800 | RED | 20 | 103.C5 | AF0078:00 | CONTROL B | 103.C7
UAI0734:-7 | WC0734 | 007816 | BLK | 20 | 103.C5 | AF0078:16 | CONTROL B | 103.C7
FLOATING | WC0734 | 007848 | SH | 20 | 103.C6 | AF0078:48 | CONTROL B | 103.C7
UAI0735:+8 | WC0735 | 070204 | RED | 20 | 103.D5 | AF0702:04 | CONTROL B | 103.D7
UAI0735:-7 | WC0735 | 070220 | BLK | 20 | 103.D5 | AF0702:20 | CONTROL B | 103.D7
FLOATING | WC0735 | 070252 | SH | 20 | 103.D6 | AF0702:52 | CONTROL B | 103.D7
UAI0770:+8 | WC0770 | 007700 | RED | 20 | 105.A5 | AF0077:00 | CONTROL B | 105.A7
UAI0770:-7 | WC0770 | 007701 | BLK | 20 | 105.A5 | AF0077:01 | CONTROL B | 105.A7
FLOATING | WC0770 | 007748 | SH | 20 | 105.A6 | AF0077:48 | CONTROL B | 105.A7
UAI0771:+8 | WC0771 | 007702 | RED | 20 | 105.B5 | AF0077:02 | CONTROL B | 105.B7
UAI0771:-7 | WC0771 | 007703 | BLK | 20 | 105.B5 | AF0077:03 | CONTROL B | 105.B7
FLOATING | WC0771 | 007750 | SH | 20 | 105.B6 | AF0077:50 | CONTROL B | 105.B7
UAI0772:+8 | WC0772 | 007704 | RED | 20 | 105.B5 | AF0077:04 | CONTROL B | 105.B7
UAI0772:-7 | WC0772 | 007705 | BLK | 20 | 105.B5 | AF0077:05 | CONTROL B | 105.B7
FLOATING | WC0772 | 007752 | SH | 20 | 105.B6 | AF0077:52 | CONTROL B | 105.B7
UAI0773:+8 | WC0773 | 007706 | RED | 20 | 105.C5 | AF0077:06 | CONTROL B | 105.C7
UAI0773:-7 | WC0773 | 007707 | BLK | 20 | 105.C5 | AF0077:07 | CONTROL B | 105.C7
FLOATING | WC0773 | 007754 | SH | 20 | 105.C6 | AF0077:54 | CONTROL B | 105.C7
UAI0774:+8 | WC0774 | 007708 | RED | 20 | 106.A5 | AF0077:08 | CONTROL B | 106.A7
UAI0774:-7 | WC0774 | 007709 | BLK | 20 | 106.A5 | AF0077:09 | CONTROL B | 106.A7
FLOATING | WC0774 | 007756 | SH | 20 | 106.A6 | AF0077:56 | CONTROL B | 106.A7
UAI0775:+8 | WC0775 | 007710 | RED | 20 | 106.B5 | AF0077:10 | CONTROL B | 106.B7
UAI0775:-7 | WC0775 | 007711 | BLK | 20 | 106.B5 | AF0077:11 | CONTROL B | 106.B7
FLOATING | WC0775 | 007758 | SH | 20 | 106.B6 | AF0077:58 | CONTROL B | 106.B7
UAI0776:+8 | WC0776 | 007712 | RED | 20 | 106.B5 | AF0077:12 | CONTROL B | 106.B7
UAI0776:-7 | WC0776 | 007713 | BLK | 20 | 106.B5 | AF0077:13 | CONTROL B | 106.B7
FLOATING | WC0776 | 007760 | SH | 20 | 106.B6 | AF0077:60 | CONTROL B | 106.B7
UAI0777:+8 | WC0777 | 007714 | RED | 20 | 106.C5 | AF0077:14 | CONTROL B | 106.C7
UAI0777:-7 | WC0777 | 007715 | BLK | 20 | 106.C5 | AF0077:15 | CONTROL B | 106.C7
FLOATING | WC0777 | 007762 | SH | 20 | 106.C6 | AF0077:62 | CONTROL B | 106.C7
UAI0680:+8 | WC2100 | 006800 | RED | 20 | 102.A5 | AF0068:00 | CONTROL B | 102.A6
UAI0680:-7 | WC2100 | 006816 | BLK | 20 | 102.A5 | AF0068:16 | CONTROL B | 102.A6
FLOATING | WC2100 | 006848 | SH | 20 | 102.B5 | AF0068:48 | CONTROL B | 102.A6
UAI0730:+8 | WC2101 | 070100 | RED | 20 | 102.B5 | AF0701:00 | CONTROL B | 102.B6
UAI0730:-7 | WC2101 | 070116 | BLK | 20 | 102.B5 | AF0701:16 | CONTROL B | 102.B6
FLOATING | WC2101 | 070148 | SH | 20 | 102.B5 | AF0701:48 | CONTROL B | 102.B6
UAI0681:+8 | WC2102 | 006804 | RED | 20 | 102.C5 | AF0068:04 | CONTROL B | 102.B6
UAI0681:-7 | WC2102 | 006820 | BLK | 20 | 102.C5 | AF0068:20 | CONTROL B | 102.B6
FLOATING | WC2102 | 006852 | SH | 20 | 102.C5 | AF0068:52 | CONTROL B | 102.B6
UAI0731:+8 | WC2103 | 070104 | RED | 20 | 102.C5 | AF0701:04 | CONTROL B | 102.C6
UAI0731:-7 | WC2103 | 070120 | BLK | 20 | 102.C5 | AF0701:20 | CONTROL B | 102.C6
FLOATING | WC2103 | 070152 | SH | 20 | 102.C5 | AF0701:52 | CONTROL B | 102.C6
UAI0682:+8 | WC2104 | 006808 | RED | 20 | 102.D5 | AF0068:08 | CONTROL B | 102.D6
UAI0682:-7 | WC2104 | 006824 | BLK | 20 | 102.D5 | AF0068:24 | CONTROL B | 102.D6
FLOATING | WC2104 | 006856 | SH | 20 | 102.D5 | AF0068:56 | CONTROL B | 102.D6
UAI0732:+8 | WC2105 | 070108 | RED | 20 | 102.D5 | AF0701:08 | CONTROL B | 102.D6
UAI0732:-7 | WC2105 | 070124 | BLK | 20 | 102.D5 | AF0701:24 | CONTROL B | 102.D6
FLOATING | WC2105 | 070156 | SH | 20 | 102.D5 | AF0701:56 | CONTROL B | 102.D6
UAI0780:+8 | WC2112 | 007804 | RED | 20 | 104.A5 | AF0078:04 | CONTROL B | 104.A7
UAI0780:-7 | WC2112 | 007820 | BLK | 20 | 104.A5 | AF0078:20 | CONTROL B | 104.A7
FLOATING | WC2112 | 007852 | SH | 20 | 104.A6 | AF0078:52 | CONTROL B | 104.A7
UAI0781:+8 | WC2113 | 070304 | RED | 20 | 104.B5 | AF0703:04 | CONTROL B | 104.B7
UAI0781:-7 | WC2113 | 070320 | BLK | 20 | 104.B5 | AF0703:20 | CONTROL B | 104.B7
FLOATING | WC2113 | 070352 | SH | 20 | 104.B6 | AF0703:52 | CONTROL B | 104.B7
UAI0782:+8 | WC2114 | 070208 | RED | 20 | 104.B5 | AF0702:08 | CONTROL B | 104.B7
UAI0782:-7 | WC2114 | 070224 | BLK | 20 | 104.B5 | AF0702:24 | CONTROL B | 104.B7
FLOATING | WC2114 | 070256 | SH | 20 | 104.B6 | AF0702:56 | CONTROL B | 104.B7
UAI0783:+8 | WC2115 | 007808 | RED | 20 | 104.C5 | AF0078:08 | CONTROL B | 104.C7
UAI0783:-7 | WC2115 | 007824 | BLK | 20 | 104.C5 | AF0078:24 | CONTROL B | 104.C7
FLOATING | WC2115 | 007856 | SH | 20 | 104.C6 | AF0078:56 | CONTROL B | 104.C7
UAI0784:+8 | WC2116 | 070308 | RED | 20 | 104.C5 | AF0703:08 | CONTROL B | 104.C7
UAI0784:-7 | WC2116 | 070324 | BLK | 20 | 104.C5 | AF0703:24 | CONTROL B | 104.C7
FLOATING | WC2116 | 070356 | SH | 20 | 104.C6 | AF0703:56 | CONTROL B | 104.C7
UAI0785:+8 | WC2117 | 070212 | RED | 20 | 104.D5 | AF0702:12 | CONTROL B | 104.D7
UAI0785:-7 | WC2117 | 070228 | BLK | 20 | 104.D5 | AF0702:28 | CONTROL B | 104.D7
FLOATING | WC2117 | 070260 | SH | 20 | 104.D6 | AF0702:60 | CONTROL B | 104.D7
XT0111:1 | SC | SH047111 | WHT | 20 | 56.A5 | SH0471:11 | CONTROL,JB70;TT6 | 56.A1
XT0111:10 | SC | SH047014 | WHT | 20 | 56.B5 | SH0470:14 | CONTROL,JB70;TT6 | 56.B1
XT0111:11 | SC | SH0470X2 | WHT | 20 | 56.B5 | SH0470:X2 | CONTROL,JB70;TT6 | 56.B1
XT0111:12 | SC | SH0470X1 | WHT | 20 | 56.C5 | SH0470:X1 | CONTROL,JB70;TT6 | 56.B1
XT0111:13 | SC | SH047211 | WHT | 20 | 56.C5 | SH0472:11 | CONTROL,JB70;TT6 | 56.C1
XT0111:14 | SC | SH047212 | WHT | 20 | 56.C5 | SH0472:12 | CONTROL,JB70;TT6 | 56.C1
XT0111:15 | SC | FU0139 | WHT | 20 | 56.C5 | SH0472:13 | CONTROL,JB70;TT6 | 56.C1
XT0111:16 | SC | KA0241A1 | WHT | 20 | 56.C5 | SH0472:14 | CONTROL,JB70;TT6 | 56.C1
XT0111:17 | SC | SH0472X2 | WHT | 20 | 56.C5 | SH0472:X2 | CONTROL,JB70;TT6 | 56.C1
XT0111:18 | SC | SH0472X1 | WHT | 20 | 56.C5 | SH0472:X1 | CONTROL,JB70;TT6 | 56.C1
XT0111:19 | SC | ESTOPB | WHT | 20 | 57.C5 | SB0472:B1-11 | CONTROL,JB70;TT6 | 57.C1
XT0111:2 | SC | SH047112 | WHT | 20 | 56.A5 | SH0471:12 | CONTROL,JB70;TT6 | 56.A1
XT0111:20 | SC | ESTOPA | WHT | 20 | 57.C5 | SB0472:B1-12 | CONTROL,JB70;TT6 | 57.C1
XT0111:22 | SC | 0V | WHT | 14 | 55.D5 | AT1100:NEG | CONTROL,JB70;TT6 | 55.D3
XT0111:25 | SC | FU0294 | WHT | 20 | 206.A5 | SH6500:11 | CONTROL,JB70;TT6 | 206.A1
XT0111:26 | SC | SH650012 | WHT | 20 | 206.A5 | SH6500:12 | CONTROL,JB70;TT6 | 206.A1
XT0111:27 | SC | SH6500X2 | WHT | 20 | 206.A5 | SH6500:X2 | CONTROL,JB70;TT6 | 206.A1
XT0111:28 | SC | SH6500X1 | WHT | 20 | 206.A5 | SH6500:X1 | CONTROL,JB70;TT6 | 206.A1
XT0111:29 | SC | SH650013 | WHT | 20 | 206.A5 | SH6500:13 | CONTROL,JB70;TT6 | 206.A1
XT0111:3 | SC | SH047113 | WHT | 20 | 56.A5 | SH0471:13 | CONTROL,JB70;TT6 | 56.A1
XT0111:30 | SC | SH650014 | WHT | 20 | 206.B5 | SH6500:14 | CONTROL,JB70;TT6 | 206.A1
XT0111:4 | SC | SH047114 | WHT | 20 | 56.A5 | SH0471:14 | CONTROL,JB70;TT6 | 56.A1
XT0111:5 | SC | SH0471X2 | WHT | 20 | 56.A5 | SH0471:X2 | CONTROL,JB70;TT6 | 56.A1
XT0111:6 | SC | SH0471X1 | WHT | 20 | 56.A5 | SH0471:X1 | CONTROL,JB70;TT6 | 56.A1
XT0111:7 | SC | SH047011 | WHT | 20 | 56.B5 | SH0470:11 | CONTROL,JB70;TT6 | 56.B1
XT0111:8 | SC | SH047012 | WHT | 20 | 56.B5 | SH0470:12 | CONTROL,JB70;TT6 | 56.B1
XT0111:9 | SC | SH047013 | WHT | 20 | 56.B5 | SH0470:13 | CONTROL,JB70;TT6 | 56.B1
XT0111:24 | WC5072 | HA047201 | 1 | 18 | 53.A5 | HA0472:BLK-1 | CONTROL,JB70;TT6 | 53.A1
XT0111:23 | WC5072 | HA047202 | 2 | 18 | 53.A5 | HA0472:BLK-2 | CONTROL,JB70;TT6 | 53.A1
XT0111:21 | SC | FU0136 | WHT | 14 | 55.D5 | FU1100:LI | HMI-S PWR | 55.D3
XT0111:21 | SC | FU0136 | WHT | 14 | 55.D5 | FU1101:LI | HMI-S PWR | 55.C4
XT0111:22 | SC | 0V | WHT | 14 | 55.D5 | UJ1100:24V(-) | HMI-S PWR | 55.C3
XT0111:25 | SC | FU0294 | WHT | 16 | 206.A5 | FU0294:LD | RAIL,F&G EDIO ONSK | 37.A5
XT0111:26 | SC | SH650012 | WHT | 16 | 206.A5 | XT0171:6 | RAIL,F&G EDIO ONSK | 206.C5
SolarTools ver. 24.0.84.24712 (Jul 31, 2025)
Report date: 4/15/2026 12:13 PM

## RAIL,RIGHT,JB72
RAIL,RIGHT,JB72
JB72
Project # | 4M371
Project Name | SOLARIS ENERGY INFRASTRUCTURE
Revision | C
Controls DE | J. PECACHE
Phone:
Controls ME | S. LOZA
Phone:
From | [5 empty] | To
Device ID | Cable (W) Conductor (SC) Jumper Clip (JC) | Wire No. | Wire ID | Gauge/Size | Page/Zone | Device ID | Location | Page/Zone
GR0141: | SC | GR0141 | GRN/YEL | 14 | 11.B4 | FRAME | RAIL,RIGHT,JB72 | 11.B4
QF0783:1 | SC | HVBUSPTA | RED | 16 | 156.B4 | XT0780:13 | GEN CTRL | 156.B3
QF0783:11 | SC | QF078311 | WHT | 20 | 161.A6 | AF0127:33 | GEN CTRL | 161.A6
QF0783:14 | SC | QF078111 | WHT | 20 | 161.A6 | QF0781:11 | GEN CTRL | 161.A5
QF0783:2 | SC | QF07832 | RED | 16 | 156.B4 | KA0189:33 | GEN CTRL | 156.D6
QF0783:3 | SC | HVBUSPTB | RED | 16 | 156.B4 | XT0780:14 | GEN CTRL | 156.B3
QF0783:4 | SC | QF07834 | RED | 16 | 156.B4 | KA0189:43 | GEN CTRL | 156.D6
QF0783:5 | SC | HVBUSPTC | RED | 16 | 156.B4 | XT0780:15 | GEN CTRL | 156.B3
XTEECPEG1:1 | SC | PEG01405 | GRN/YEL | 12 | 11.A4 | PEG0140:5 | GEN CTRL | 11.A3
XTEECPEG2:1 | SC | PEG01406 | GRN/YEL | 8 | 11.A5 | PEG0140:6 | GEN CTRL | 11.A4
SolarTools ver. 24.0.84.24712 (Jul 31, 2025)
Report date: 4/15/2026 12:13 PM

## Panel Errors
Panel Errors
Project # | 4M371
Project Name | SOLARIS ENERGY INFRASTRUCTURE
Revision | C
Controls DE | J. PECACHE
Phone:
Controls ME | S. LOZA
Phone:
From | [6 empty] | To
Device ID | Location | Cable (W) Conductor (SC) Jumper Clip (JC) | Wire ID | Wire No. | Gauge/Size | Page/Zone | Device ID | Location | Page/Zone
XT0786:1 | GEN CTRL | SC |  | XT07861 |  | 158.C5 | TWISTWIREBW: | PANEL | 158.C5
XT0786:2 | GEN CTRL | SC |  | XT07862 |  | 158.C5 | TWISTWIREBW: | PANEL | 158.C5
TWISTWIREBW: | PANEL | SC |  | XT07863 |  | 158.C5 | XT0786:3 | GEN CTRL | 158.C5
SolarTools ver. 24.0.84.24712 (Jul 31, 2025)
Report date: 4/15/2026 12:13 PM

## Cable Part Numbers
Cable Part Numbers |  |  | SolarTools ver. 24.0.84.24712 (Jul 31, 2025)
Project # | 4M371
Report date: 4/15/2026 12:14 PM
Project Name | SOLARIS ENERGY INFRASTRUCTURE
Revision | C
Controls DE | J. PECACHE
Phone:
Controls ME | S. LOZA
Phone:
Device ID |  | Part Number |  | Description
WC0006 |  | 1305733-1 |  | CABLE, COMMUNICATION CABLE - ETHERNET
WC0380 |  | 1305733-1 |  | CABLE, COMMUNICATION CABLE - ETHERNET
WC0101 |  | 1302073-36 |  | CABLE, ETHERNET - 36 INCHES
WC5072 |  | PART OF 1103208-100 |  | CABLE, 2 CONDUCTOR UNSHIELDED PART OF HORN
WC0001 |  | 1302073-36 |  | CABLE, ETHERNET - 36 INCHES
WC0003 |  | 1302073-36 |  | CABLE, ETHERNET - 36 INCHES
WC0007 |  | 1302073-36 |  | CABLE, ETHERNET - 36 INCHES
WC0008 |  | 1302073-36 |  | CABLE, ETHERNET - 36 INCHES
WC0009 |  | 1302073-36 |  | CABLE, ETHERNET - 36 INCHES
WC0010 |  | 1302073-36 |  | CABLE, ETHERNET - 36 INCHES
WC0012 |  | 1302073-36 |  | CABLE, ETHERNET - 36 INCHES
WC0017 |  | 1302073-36 |  | CABLE, ETHERNET - 36 INCHES
WC0018 |  | 1302073-36 |  | CABLE, ETHERNET - 36 INCHES
WC0041 |  | 1302073-36 |  | CABLE, ETHERNET - 36 INCHES
WC0042 |  | 1302073-36 |  | CABLE, ETHERNET - 36 INCHES
WC0043 |  | 1302073-36 |  | CABLE, ETHERNET - 36 INCHES
WC0044 |  | 1302073-36 |  | CABLE, ETHERNET - 36 INCHES
WC0045 |  | 1302073-36 |  | CABLE, ETHERNET - 36 INCHES
WC0046 |  | 1302073-36 |  | CABLE, ETHERNET - 36 INCHES
WC0051 |  | 1302073-36 |  | CABLE, ETHERNET - 36 INCHES
WC0070 |  | 1302073-36 |  | CABLE, ETHERNET - 36 INCHES
WC0091 |  | 1302073-36 |  | CABLE, ETHERNET - 36 INCHES
WC0092 |  | 1302073-36 |  | CABLE, ETHERNET - 36 INCHES
WC0093 |  | 1302073-36 |  | CABLE, ETHERNET - 36 INCHES
WC0094 |  | 1040131-1 |  | CABLE, ETHERNET COMMUNICATION CABLE
WC0370 |  | 1302073-36 |  | CABLE, ETHERNET - 36 INCHES
WC0410 |  | 1022941-12 |  | TPE, 1 PAIR TWISTED SHIELDED
WC0411 |  | 1022941-12 |  | TPE, 1 PAIR TWISTED SHIELDED
WC0412 |  | 1022941-12 |  | TPE, 1 PAIR TWISTED SHIELDED
WC0413 |  | 1022941-12 |  | TPE, 1 PAIR TWISTED SHIELDED
WC0680 |  | 1302073-36 |  | CABLE, ETHERNET - 36 INCHES
WC0683 |  | 1022941-12 |  | TPE, 1 PAIR TWISTED SHIELDED
WC0684 |  | 1022941-12 |  | TPE, 1 PAIR TWISTED SHIELDED
WC0685 |  | 1022941-12 |  | TPE, 1 PAIR TWISTED SHIELDED
WC0733 |  | 1022941-12 |  | TPE, 1 PAIR TWISTED SHIELDED
WC0734 |  | 1022941-12 |  | TPE, 1 PAIR TWISTED SHIELDED
WC0735 |  | 1022941-12 |  | TPE, 1 PAIR TWISTED SHIELDED
WC0770 |  | 1022941-12 |  | TPE, 1 PAIR TWISTED SHIELDED
WC0771 |  | 1022941-12 |  | TPE, 1 PAIR TWISTED SHIELDED
WC0772 |  | 1022941-12 |  | TPE, 1 PAIR TWISTED SHIELDED
WC0773 |  | 1022941-12 |  | TPE, 1 PAIR TWISTED SHIELDED
WC0774 |  | 1022941-12 |  | TPE, 1 PAIR TWISTED SHIELDED
WC0775 |  | 1022941-12 |  | TPE, 1 PAIR TWISTED SHIELDED
WC0776 |  | 1022941-12 |  | TPE, 1 PAIR TWISTED SHIELDED
WC0777 |  | 1022941-12 |  | TPE, 1 PAIR TWISTED SHIELDED
WC0845 |  | 1022941-12 |  | TPE, 1 PAIR TWISTED SHIELDED
WC0846 |  | 1022941-12 |  | TPE, 1 PAIR TWISTED SHIELDED
WC0847 |  | 1022941-12 |  | TPE, 1 PAIR TWISTED SHIELDED
WC1242 |  | 1022941-13 |  | TPE, 1 TRIAD TWISTED SHIELDED
WC1243 |  | 1022941-13 |  | TPE, 1 TRIAD TWISTED SHIELDED
WC1244 |  | 1022941-13 |  | TPE, 1 TRIAD TWISTED SHIELDED
WC1245 |  | 1022941-13 |  | TPE, 1 TRIAD TWISTED SHIELDED
WC1246 |  | 1022941-13 |  | TPE, 1 TRIAD TWISTED SHIELDED
WC2100 |  | 1022941-12 |  | TPE, 1 PAIR TWISTED SHIELDED
WC2101 |  | 1022941-12 |  | TPE, 1 PAIR TWISTED SHIELDED
WC2102 |  | 1022941-12 |  | TPE, 1 PAIR TWISTED SHIELDED
WC2103 |  | 1022941-12 |  | TPE, 1 PAIR TWISTED SHIELDED
WC2104 |  | 1022941-12 |  | TPE, 1 PAIR TWISTED SHIELDED
WC2105 |  | 1022941-12 |  | TPE, 1 PAIR TWISTED SHIELDED
WC2112 |  | 1022941-12 |  | TPE, 1 PAIR TWISTED SHIELDED
WC2113 |  | 1022941-12 |  | TPE, 1 PAIR TWISTED SHIELDED
WC2114 |  | 1022941-12 |  | TPE, 1 PAIR TWISTED SHIELDED
WC2115 |  | 1022941-12 |  | TPE, 1 PAIR TWISTED SHIELDED
WC2116 |  | 1022941-12 |  | TPE, 1 PAIR TWISTED SHIELDED
WC2117 |  | 1022941-12 |  | TPE, 1 PAIR TWISTED SHIELDED
WC4524 |  | 1022941-12 |  | TPE, 1 PAIR TWISTED SHIELDED
WC5025 |  | 1022941-22 |  | TPE, 1 PAIR TWISTED SHIELDED
WC8009 |  | 1022941-22 |  | TPE, 1 PAIR TWISTED SHIELDED
WC8040 |  | 1322418-90 |  | CABLE, SUPPLIED BY OTHERS
WC8041 |  | 1322418-90 |  | CABLE, SYTSTEM FUNCTION
WC8042 |  | 1322418-90 |  | CABLE, SYTSTEM FUNCTION
WC8043 |  | 1322418-90 |  | CABLE, SUPPLIED BY OTHERS
WC8044 |  | 1322418-90 |  | CABLE, SUPPLIED BY OTHERS
WC8045 |  | 1322418-90 |  | CABLE, SUPPLIED BY OTHERS
WC8050 |  | 1322418-90 |  | CABLE, SUPPLIED BY OTHERS
WC8066 |  | 1022941-22 |  | TPE, 1 PAIR TWISTED SHIELDED
WC8067 |  | 1022941-22 |  | TPE, 1 PAIR TWISTED SHIELDED
WC8069 |  | 1022941-22 |  | TPE, 1 PAIR TWISTED SHIELDED
WC8085 |  | 1022941-22 |  | TPE, 1 PAIR TWISTED SHIELDED
WC8086 |  | 1022941-22 |  | TPE, 1 PAIR TWISTED SHIELDED
WC8090 |  | 1322418-90 |  | CABLE, SUPPLIED BY OTHERS
WC8091 |  | 1322418-90 |  | CABLE, SUPPLIED BY OTHERS
WC8092 |  | 1322418-90 |  | CABLE, SUPPLIED BY OTHERS
WC8093 |  | 1322418-90 |  | CABLE, SUPPLIED BY OTHERS
WC8101 |  | 1022941-33 |  | TPE, 1 TRIAD TWISTED SHIELDED
WC8102 |  | 1022941-32 |  | TPE, 1 PAIR TWISTED SHIELDED
WC8201 |  | 1022941-33 |  | TPE, 1 TRIAD TWISTED SHIELDED
WC8301 |  | 1022941-33 |  | TPE, 1 TRIAD TWISTED SHIELDED
WC8640 |  | 1075034-2 |  | PVC, 1 PAIR TWISTED SHIELDED
WC8641 |  | 1075034-2 |  | PVC, 1 PAIR TWISTED SHIELDED
WC8642 |  | 1075034-2 |  | PVC, 1 PAIR TWISTED SHIELDED
WC8643 |  | 1075034-2 |  | PVC, 1 PAIR TWISTED SHIELDED
WC9019 |  | 1302073-36 |  | CABLE, ETHERNET - 36 INCHES

## Part Number List
Part Number List |  | SolarTools ver. 24.0.84.24712 (Jul 31, 2025)
Project # | 4M371
Report date: 4/15/2026 12:14 PM
Project Name | SOLARIS ENERGY INFRASTRUCTURE
Revision | C
Controls DE | J. PECACHE
Phone:
Controls ME | S. LOZA
Phone:
Device ID | Part Number | Description | Location
AF0081 | 2684693-18,2684693-28 | 5094-IB16SXT, 16 DISCRETE INPUT, S | CONTROL A
AF0082 | 2684693-17,2684693-23 | 5094-IB16XT, 16 DISCRETE INPUT | CONTROL A
AF0083 | 2684693-19,2684693-33 | 5094-IY8XT, 8 ANALOG INPUT, TC/RTD/ I&V | CONTROL A
AF0084 | 2684693-19,2684693-33 | 5094-IY8XT, 8 ANALOG INPUT, TC/RTD/ I&V | CONTROL A
AF0085 | 2684693-18,2684693-56 | 5094-IF8IHXT, 8 ANALOG INPUT, ISOLATED | CONTROL A
AF0086 | 2684693-18,2684693-56 | 5094-IF8IHXT, 8 ANALOG INPUT, ISOLATED | CONTROL A
AF0087 | 2684693-17,2684693-23 | 5094-IB16XT, 16 DISCRETE INPUT | CONTROL A
AF0088 | 2684693-18,2684693-56 | 5094-IF8IHXT, 8 ANALOG INPUT, ISOLATED | CONTROL A
AF0091 | 2684693-17,2684693-23 | 5094-IB16XT, 16 DISCRETE INPUT | CONTROL A
AF0092 | 2684693-17,2684693-24 | 5094-OB16XT, 16 DISCRETE OUTPUT | CONTROL A
AF0093 | 2684693-17,2684693-24 | 5094-OB16XT, 16 DISCRETE OUTPUT | CONTROL A
AF0094 | 2684693-19,2684693-33 | 5094-IY8XT, 8 ANALOG INPUT, TC/RTD/ I&V | CONTROL A
AF0095 | 2684693-17,2684693-25 | 5094-OB8XT, 8 DISCRETE OUTPUT | CONTROL A
AF0096 | 2684693-18,2684693-53 | 5094-IJ2IXT, 2 FAST COUNTER INPUT, S | CONTROL A
AF0097 | 2684693-18,2684693-56 | 5094-IF8IHXT, 8 ANALOG INPUT, ISOLATED | CONTROL A
AF0098 | 2684693-18,2684693-27 | 5094-OF8IHXT, 8 ANALOG OUTPUT, ISOLATED | CONTROL A
AU0080 | 2684693-22 | 5094-AENTRXT, FLEX 5000 I/O | CONTROL A
AU0090 | 2684693-22 | 5094-AENTRXT, FLEX 5000 I/O | CONTROL A
FU0007 | 1043265-1,1043265-5 | FUSE, 10A | CONTROL A
FU0008 | 1043265-1,1043265-5 | FUSE, 10A | CONTROL A
FU0009 | 1043265-1,1043265-5 | FUSE, 10A | CONTROL A
FU0011 | 1043265-1,1043265-7 | FUSE, 20A | CONTROL A
FU0012 | 1043265-1,1043265-5 | FUSE, 10A | CONTROL A
FU0013 | 1043265-1,1043265-5 | FUSE, 10A | CONTROL A
FU0014 | 1043265-1,1043265-5 | FUSE, 10A | CONTROL A
FU0015 | 1043265-1,1043265-5 | FUSE, 10A | CONTROL A
FU0016 | 1043265-1,1043265-5 | FUSE, 10A | CONTROL A
FU0017 | 1043265-1,1043265-5 | FUSE, 10A | CONTROL A
FU0080 | 1043265-1,1043265-6 | FUSE, 15A | CONTROL A
FU0081 | 1043265-1,1043265-5 | FUSE, 10A | CONTROL A
FU0090 | 1043265-1,1043265-5 | FUSE, 10A | CONTROL A
FU0091 | 1043265-1,1043265-5 | FUSE, 10A | CONTROL A
FU0092 | 1043265-1,1043265-5 | FUSE, 10A | CONTROL A
FU0093 | 1043265-1,1043265-5 | FUSE, 10A | CONTROL A
FU0094 | 1043265-1,1043265-5 | FUSE, 10A | CONTROL A
FU0136 | 1043265-1,1043265-9 | FUSE, 30A | CONTROL A
FU0137 | 1043265-1,1043265-7 | FUSE, 20A | CONTROL A
FU0139 | 1043265-1,1043265-4 | FUSE, 5A | CONTROL A
FU0385 | 1043265-1,1043265-4 | FUSE, 5A | CONTROL A
FU0387 | 1043265-1,1043265-4 | FUSE, 5A | CONTROL A
FU0388 | 1043265-1,1043265-4 | FUSE, 5A | CONTROL A
FU0389 | 1043265-1,1043265-3 | FUSE, 2A | CONTROL A
GR0131 | 903849C1 | RAIL GROUND, DIN RAIL GROUNDING | CONTROL A
GR0132 | 903849C1 | RAIL GROUND, DIN RAIL GROUNDING | CONTROL A
GR0133 | 903849C1 | RAIL GROUND, DIN RAIL GROUNDING | CONTROL A
GR0134 | 903849C1 | RAIL GROUND, DIN RAIL GROUNDING | CONTROL A
KA0130 | 1061979-1 | RELAY, LOWSPEED/OPEN PROBE SETPOINT | CONTROL A
KA0131 | 1061979-1 | RELAY, CONTROLLER ACTIVE | CONTROL A
KA0132 | 1061979-1 | RELAY, CONTROLLER ACTIVE | CONTROL A
KA0133 | 1061979-1 | RELAY, POST LUBE NOT REQUIRED | CONTROL A
KA0134 | 1061979-1 | RELAY, BACKUP COMMAND OFF | CONTROL A
KA0135 | 1061979-1 | RELAY, AC PRE/POST PUMP DRIVE | CONTROL A
KA0136 | 1061979-1 | RELAY, LUBE OIL HEADER^PRESSURE HIGH | CONTROL A
KA0137 | 1061979-1 | RELAY, LUBE PUMP INHIBIT | CONTROL A
KA0138 | 1061979-1 | RELAY, BACKUP LUBE OIL PUMP OFF | CONTROL A
KA0140 | 1061979-1 | RELAY, LUBE OIL PRESSURE ESTABLISHED | CONTROL A
KA0141 | 1061979-1 | RELAY, CONTROLLER ACTIVE | CONTROL A
KA0181 | 1061979-1 | RELAY, TURBINE RUNNING STATUS | CONTROL A
KA0875 | 1061979-1 | RELAY, LOCAL HORN CONTROL (PLC) | CONTROL A
KA1306 | 1061979-1 | RELAY, TURNING GEAR MOTOR ON | CONTROL A
KA2160 | 1061979-1 | RELAY, CLOSE GAS BLOCK VALVE | CONTROL A
KA2161 | 1061979-1 | RELAY, OPEN GAS BLEED VALVE | CONTROL A
KA6244 | 1061979-1 | RELAY, DRIVER ENCLOSURE^VENT FAN #1 | CONTROL A
KA6254 | 1061979-1 | RELAY, DRIVER ENCLOSURE^MIDDLE VENT FAN | CONTROL A
KT0140 | 2651077-1 | TIMER RELAY, BACKUP PUMP^POST LUBE OFF CYCLE | CONTROL A
KT0141 | 2651077-1 | TIMER RELAY, BACKUP POST LUBE CONTINUOUS | CONTROL A
KT0142 | 2651077-1 | TIMER RELAY, TOTAL POST LUBE | CONTROL A
KT0143 | 2651077-1 | TIMER RELAY, BACKUP PUMP POST LUBE ON CYCLE | CONTROL A
KT0144 | 2651077-1 | TIMER RELAY, HEADER PRESSURE HIGH^BACKUP PUMP OFF | CONTROL A
KT0145 | 2651077-1 | TIMER RELAY, FIRE DETECTED ROLLDOWN LUBE | CONTROL A
KT0146 | 2651077-3 | TIMER RELAY, WATCHDOG | CONTROL A
PC0470 | 2271605-1 | TIMER/COUNTER, ENGINE HOUR / START COUNTER | CONTROL A
PEG0130 | 232941-300 | BUS BAR, PANEL A - POWER EARTH GROUNDING | CONTROL A
RR0941 | 981090C1 | RESISTOR, 3.01K OHM | CONTROL A
RR0942 | 981089C1 | RESISTOR, 1.0K OHM | CONTROL A
UJ0131 | 1286570-1 | POWER CONVERTER, AC/DC INPUT TO 28V DC OUTPUT | CONTROL A
XT0002 | 1066730-16,1066730-17,1066730-18 | TERMINAL STRIP, 2 CONDUCTOR | CONTROL A
XT0003 | 1066730-16,1066730-17,1066730-18 | TERMINAL STRIP, 2 CONDUCTOR | CONTROL A
XT0011 | 1066730-16,1066730-17,1066730-18 | TERMINAL STRIP, 2 CONDUCTOR | CONTROL A
XT0012 | 1066730-16,1066730-17,1066730-18 | TERMINAL STRIP, 2 CONDUCTOR | CONTROL A
XT0013 | 1066730-16,1066730-17,1066730-18 | TERMINAL STRIP, 2 CONDUCTOR | CONTROL A
XT0014 | 1247052-1 | BUS BAR, SYSTEM FUNCTION (USE) | CONTROL A
XT0015 | 1247052-1 | BUS BAR, SYSTEM FUNCTION (USE) | CONTROL A
XT0050 | 1066730-7 | TERMINAL BLOCK, SPRING, 4 CONDUCTOR,30-12 AWG (0.05-3.31 MM2),NON-IS | CONTROL A
XT0080 | 1066730-7,1066730-8,1067996-4 | TERMINAL BLOCK, SPRING, 4 CONDUCTOR,30-12 AWG (0.05-3.31 MM2),NON-IS | CONTROL A
XT0081 | 1066730-7,1066730-8,1067996-4 | TERMINAL BLOCK, SPRING, 4 CONDUCTOR,30-12 AWG (0.05-3.31 MM2),NON-IS | CONTROL A
XT0082 | 1066730-7,1066730-8,1067996-4 | TERMINAL BLOCK, SPRING, 4 CONDUCTOR,30-12 AWG (0.05-3.31 MM2),NON-IS | CONTROL A
XT0084 | 1066730-7,1066730-8,1067996-4 | TERMINAL BLOCK, SPRING, 4 CONDUCTOR,30-12 AWG (0.05-3.31 MM2),NON-IS | CONTROL A
XT0089 | 1066730-7,1066730-8,1067996-4 | TERMINAL BLOCK, SPRING, 4 CONDUCTOR,30-12 AWG (0.05-3.31 MM2),NON-IS | CONTROL A
XT6472GND | 1066730-1 | TERMINAL STRIP, 4 CONDUCTOR | CONTROL A
AF0061 | 2684693-17,2684693-25 | 5094-OB8XT, 8 DISCRETE OUTPUT | CONTROL B
AF0062 | 2684693-17,2684693-25 | 5094-OB8XT, 8 DISCRETE OUTPUT | CONTROL B
AF0063 | 2684693-17,2684693-23 | 5094-IB16XT, 16 DISCRETE INPUT | CONTROL B
AF0064 | 2684693-18,2684693-30 | 5094-IF4IHSXT, 4 ANALOG INPUT, S | CONTROL B
AF0065 | 2684693-18,2684693-30 | 5094-IF4IHSXT, 4 ANALOG INPUT, S | CONTROL B
AF0066 | 2684693-18,2684693-27 | 5094-OF8IHXT, 8 ANALOG OUTPUT, ISOLATED | CONTROL B
AF0067 | 2684693-17,2684693-25 | 5094-OB8XT, 8 DISCRETE OUTPUT | CONTROL B
AF0068 | 2684693-18,2684693-30 | 5094-IF4IHSXT, 4 ANALOG INPUT, S | CONTROL B
AF0071 | 2684693-18,2684693-32 | 5094-IJ2ISXT, 2 FAST COUNTER INPUT, S | CONTROL B
AF0072 | 2684693-18,2684693-30 | 5094-IF4IHSXT, 4 ANALOG INPUT, S | CONTROL B
AF0073 | 2684693-21,2684693-36 | 5094-IRT8SXT, 8 RTD/TC ANALOG INPUT, S | CONTROL B
AF0074 | 2684693-18,2684693-56 | 5094-IF8IHXT, 8 ANALOG INPUT, ISOLATED | CONTROL B
AF0075 | 2684693-18,2684693-30 | 5094-IF4IHSXT, 4 ANALOG INPUT, S | CONTROL B
AF0076 | 2684693-18,2684693-29,2684693-55 | 5094-OB16SXT, 16 DISCRETE OUTPUT, S | CONTROL B
AF0077 | 2684693-19,2684693-33 | 5094-IY8XT, 8 ANALOG INPUT, TC/RTD/ I&V | CONTROL B
AF0078 | 2684693-18,2684693-30 | 5094-IF4IHSXT, 4 ANALOG INPUT, S | CONTROL B
AF0701 | 2684693-18,2684693-30 | 5094-IF4IHSXT, 4 ANALOG INPUT, S | CONTROL B
AF0702 | 2684693-18,2684693-30 | 5094-IF4IHSXT, 4 ANALOG INPUT, S | CONTROL B
AF0703 | 2684693-18,2684693-30 | 5094-IF4IHSXT, 4 ANALOG INPUT, S | CONTROL B
AF0704 | 2684693-18,2684693-56 | 5094-IF8IHXT, 8 ANALOG INPUT, ISOLATED | CONTROL B
AU0060 | 2684693-22 | 5094-AENTRXT, FLEX 5000 I/O | CONTROL B
AU0070 | 2684693-22 | 5094-AENTRXT, FLEX 5000 I/O | CONTROL B
AU0700 | 2684693-22 | 5094-AENTRXT, FLEX 5000 I/O | CONTROL B
FU0010 | 1043265-1,1043265-5 | FUSE, 10A | CONTROL B
FU0029 | 1043265-1,1043265-3 | FUSE, 2A | CONTROL B
FU0035 | 1043265-1,1043265-3 | FUSE, 2A | CONTROL B
FU0060 | 1043265-1,1043265-6 | FUSE, 15A | CONTROL B
FU0061 | 1043265-1,1043265-5 | FUSE, 10A | CONTROL B
FU0062 | 1043265-1,1043265-5 | FUSE, 10A | CONTROL B
FU0063 | 1043265-1,1043265-5 | FUSE, 10A | CONTROL B
FU0064 | 1043265-1,1043265-5 | FUSE, 10A | CONTROL B
FU0070 | 1043265-1,1043265-5 | FUSE, 10A | CONTROL B
FU0076 | 1043265-1,1043265-5 | FUSE, 10A | CONTROL B
FU0100 | 1043265-1,1043265-4 | FUSE, 5A | CONTROL B
FU0113 | 1043265-1,1043265-4 | FUSE, 5A | CONTROL B
FU0114 | 1043265-1,1043265-4 | FUSE, 5A | CONTROL B
FU0115 | 1043265-1,1043265-3 | FUSE, 2A | CONTROL B
FU0116 | 1043265-1,1043265-4 | FUSE, 5A | CONTROL B
FU0117 | 1043265-1,1043265-4 | FUSE, 5A | CONTROL B
FU0118 | 1043265-1,1043265-6 | FUSE, 15A | CONTROL B
FU0210 | 1043265-1,1043265-7 | FUSE, 20A | CONTROL B
FU0701 | 1043265-1,1043265-5 | FUSE, 10A | CONTROL B
GR0231 | 903849C1 | RAIL GROUND, DIN RAIL GROUNDING | CONTROL B
GR0232 | 903849C1 | RAIL GROUND, DIN RAIL GROUNDING | CONTROL B
GR0233 | 903849C1 | RAIL GROUND, DIN RAIL GROUNDING | CONTROL B
IEG0010 | 232941-300 | BUS BAR, PANEL A - INSTRUMENT EARTH GROUNDING | CONTROL B
IEG0230 | 232941-300 | BUS BAR, PANEL B - INSTRUMENT EARTH GROUNDING | CONTROL B
KA0182 | 1061979-1 | RELAY, SCR PURGE FLOW ESTABLISHED | CONTROL B
KA0183 | 1061979-1 | RELAY, SCR READY | CONTROL B
KA0221 | 1061979-1 | RELAY, PRIMARY GAS FUEL SHUTOFF VALVE | CONTROL B
KA0222 | 1061979-1 | RELAY, SECONDARY GAS FUEL SHUTOFF VALVE | CONTROL B
KA0230 | 1061979-1 | RELAY, CONTROLLER ACTIVE | CONTROL B
KA0231 | 1061979-1 | RELAY, CONTROLLER ACTIVE | CONTROL B
KA0232 | 1061979-1 | RELAY, CONTROLLER ACTIVE | CONTROL B
KA0233 | 1061979-1 | RELAY, CONTROLLER ACTIVE | CONTROL B
KA0234 | 1061979-1 | RELAY, CONTROLLER ACTIVE | CONTROL B
KA0235 | 1061979-1 | RELAY, NO ESD SUMMARY | CONTROL B
KA0236 | 1061979-1 | RELAY, NO EMERGENCY SHUTDOWN SUMMARY | CONTROL B
KA0237 | 1061979-1 | RELAY, NO ESD SUMMARY | CONTROL B
KA0239 | 1061979-1 | RELAY, NO EMERGENCY SHUTDOWN SUMMARY | CONTROL B
KA0240 | 1061979-1 | RELAY, NO EMERGENCY SHUTDOWN SUMMARY | CONTROL B
KA0241 | 1061979-1 | RELAY, BACKUP SYSTEM RESET | CONTROL B
KA0242 | 1061979-1 | RELAY, BACKUP SYSTEM RESET | CONTROL B
KA0243 | 1061979-1 | RELAY, NO FIRE DETECTED | CONTROL B
KA0244 | 1061979-1 | RELAY, NO FIRE DETECTED | CONTROL B
KA0245 | 1061979-1 | RELAY, NO GAS DETECTED | CONTROL B
KA0251 | 1061979-1 | RELAY, NO EMERGENCY SHUTDOWN SUMMARY | CONTROL B
KA1020 | 1061979-1 | RELAY, IGNITION START | CONTROL B
KA1021 | 1061979-1 | RELAY, IGNITION START | CONTROL B
UA1200 | 1053834-88 | SIGNAL CONVERTER, BACKUP OVERSPEED | CONTROL B
XT0051 | 1066730-7,1066730-8,1067996-4 | TERMINAL BLOCK, SPRING, 4 CONDUCTOR,30-12 AWG (0.05-3.31 MM2),NON-IS | CONTROL B
XT0060 | 1066730-7,1066730-8 | TERMINAL BLOCK, SPRING, 4 CONDUCTOR,30-12 AWG (0.05-3.31 MM2),NON-IS | CONTROL B
XT0062 | 1066730-7,1066730-8,1067996-4 | TERMINAL BLOCK, SPRING, 4 CONDUCTOR,30-12 AWG (0.05-3.31 MM2),NON-IS | CONTROL B
XT0237 | 1066730-10,1066730-68,1066730-9 | DIODE TERMINAL STRIP, 4 CONDUCTOR | CONTROL B
XT0420 | 1066730-7,1066730-8,1067996-4 | TERMINAL BLOCK, SPRING, 4 CONDUCTOR,30-12 AWG (0.05-3.31 MM2),NON-IS | CONTROL B
XT0427 | 1066730-7,1066730-8,1067996-4 | TERMINAL BLOCK, SPRING, 4 CONDUCTOR,30-12 AWG (0.05-3.31 MM2),NON-IS | CONTROL B
XT0437 | 1066730-7,1066730-8,1067996-4 | TERMINAL BLOCK, SPRING, 4 CONDUCTOR,30-12 AWG (0.05-3.31 MM2),NON-IS | CONTROL B
XT0440 | 1066730-7,1066730-8,1067996-4 | TERMINAL BLOCK, SPRING, 4 CONDUCTOR,30-12 AWG (0.05-3.31 MM2),NON-IS | CONTROL B
XT0442 | 1066730-7,1066730-8,1067996-4 | TERMINAL BLOCK, SPRING, 4 CONDUCTOR,30-12 AWG (0.05-3.31 MM2),NON-IS | CONTROL B
XT1230 | 1066730-7,1066730-8,1067996-4 | TERMINAL BLOCK, SPRING, 4 CONDUCTOR,30-12 AWG (0.05-3.31 MM2),NON-IS | CONTROL B
XT7000 | 1066730-7,1066730-8 | TERMINAL BLOCK, SPRING, 4 CONDUCTOR,30-12 AWG (0.05-3.31 MM2),NON-IS | CONTROL B
XTPP07SP | 1066730-7 | TERMINAL BLOCK, SPRING, 4 CONDUCTOR,30-12 AWG (0.05-3.31 MM2),NON-IS | CONTROL B
AT1100 | 1577354-4502 | WORKSTATION, VERSA VIEW 1200H | CONTROL,JB70;TT6
HA0472 | 1103208-101 | HORN, START SYSTEM ALARM | CONTROL,JB70;TT6
HL0171 | 2380746-7 | LIGHT, FIRE SYSTEM AUTO, GREEN | CONTROL,JB70;TT6
HL0172 | 2380746-7 | LIGHT, FIRE SYSTEM INHIBIT, AMBER | CONTROL,JB70;TT6
HL0173 | 2380746-7 | LIGHT, FIRE SYSTEM DISCHARGED, RED | CONTROL,JB70;TT6
SA0170 | 2380746-9 | SELECTOR SWITCH, FIRE SYSTEM AUTO/INHIBIT | CONTROL,JB70;TT6
SA0471 | 1035040-1652,2380746-2 | SELECTOR SWITCH, SPEED/LOAD | CONTROL,JB70;TT6
SA0472 | 1035040-125,2380746-2 | SELECTOR SWITCH, VOLTAGE | CONTROL,JB70;TT6
SA0473 | 1035040-862,2380746-5 | SELECTOR SWITCH, OFF/LOCAL/AUXILIARY | CONTROL,JB70;TT6
SB0170 | 2380746-10 | PUSHBUTTON SWITCH, MANUAL RELEASE | CONTROL,JB70;TT6
SB0471 | 1035040-119,2380746-1 | PUSHBUTTON SWITCH, HORN SILENCE | CONTROL,JB70;TT6
SB0472 | 1035040-32,2380746-4 | PUSHBUTTON SWITCH, EMERGENCY STOP | CONTROL,JB70;TT6
SB0473 | 1035040-855,2380746-1 | PUSHBUTTON SWITCH, ACKNOWLEDGE | CONTROL,JB70;TT6
SB0474 | 1035040-856,2380746-1 | PUSHBUTTON SWITCH, RESET | CONTROL,JB70;TT6
SH0470 | 1035040-108,2380746-3 | LIGHTED SWITCH, STOP/STOPPING, RED | CONTROL,JB70;TT6
SH0471 | 1035040-857,2380746-3 | LIGHTED SWITCH, START/STARTING, GREEN | CONTROL,JB70;TT6
SH0472 | 1035040-106,2380746-3 | LIGHTED SWITCH, BACKUP SYSTEM ACTIVE/RESET, AMBER | CONTROL,JB70;TT6
SH6500 | 1033940-321,2380746-3 | LIGHTED SWITCH, SMOKE ALARM/RESET EEC, RED | CONTROL,JB70;TT6
AT0170 | 1056244-29 | CONTROLLER, EAGLE QUANTUM PREMIER | F&G PWR,ONSK
GFM0170 | 1056244-42 | DETECTOR, EAGLE QUANTUM PREMIER | F&G PWR,ONSK
GR0171 | 903849C1 | RAIL GROUND, DIN RAIL GROUNDING | F&G PWR,ONSK
GR0172 | 903849C1 | RAIL GROUND, DIN RAIL GROUNDING | F&G PWR,ONSK
RR01827 | 912137C1 | RESISTOR, 10K OHM | F&G PWR,ONSK
RR01828 | 912137C1 | RESISTOR, 10K OHM | F&G PWR,ONSK
RR01829 | 912137C1 | RESISTOR, 10K OHM | F&G PWR,ONSK
RR1751 | 912137C1 | RESISTOR, 10K OHM | F&G PWR,ONSK
RR1756 | 912137C1 | RESISTOR, 10K OHM | F&G PWR,ONSK
RR1757 | 912137C1 | RESISTOR, 10K OHM | F&G PWR,ONSK
RR1758 | 912137C1 | RESISTOR, 10K OHM | F&G PWR,ONSK
UV0170 | 1056244-40 | POWER SUPPLY, EAGLE QUANTUM PREMIER | F&G PWR,ONSK
UV0171 | 1056244-40 | POWER SUPPLY, EAGLE QUANTUM PREMIER | F&G PWR,ONSK
UV0172 | 1056244-41 | POWER SUPPLY, EAGLE QUANTUM PREMIER | F&G PWR,ONSK
VD1756 | 960592C1 | DIODE, 15 pF | F&G PWR,ONSK
VD1757 | 960592C1 | DIODE, 15 pF | F&G PWR,ONSK
VD1758 | 960592C1 | DIODE, 15 pF | F&G PWR,ONSK
XT0173 | 1066730-7,1066730-8,1067996-4 | TERMINAL BLOCK, SPRING, 4 CONDUCTOR,30-12 AWG (0.05-3.31 MM2),NON-IS | F&G PWR,ONSK
XT0174 | 1066730-7,1066730-8,1067996-4 | TERMINAL BLOCK, SPRING, 4 CONDUCTOR,30-12 AWG (0.05-3.31 MM2),NON-IS | F&G PWR,ONSK
XT0273 | 1066730-7,1066730-8,1067996-4 | TERMINAL BLOCK, SPRING, 4 CONDUCTOR,30-12 AWG (0.05-3.31 MM2),NON-IS | F&G PWR,ONSK
AF0121 | 2684693-17,2684693-24 | 5094-OB16XT, 16 DISCRETE OUTPUT | GEN CTRL
AF0122 | 2684693-17,2684693-23 | 5094-IB16XT, 16 DISCRETE INPUT | GEN CTRL
AF0123 | 2684693-19,2684693-33 | 5094-OB16XT, 8 ANALOG INPUT, TC/RTD/ I&V | GEN CTRL
AF0124 | 2684693-17,2684693-25 | 5094-OB8XT, 8 DISCRETE OUTPUT | GEN CTRL
AF0125 | 2684693-18,2684693-56 | 5094-IF8IHXT, 8 ANALOG INPUT, ISOLATED | GEN CTRL
AF0126 | 2684693-19,2684693-33 | 5094-IY8XT, 8 ANALOG INPUT, TC/RTD/ I&V | GEN CTRL
AF0127 | 2684693-17,2684693-23 | 5094-IB16XT, 16 DISCRETE INPUT | GEN CTRL
AT0140 | 2769310-1,2769310-4 | MODULE, DESC-250 | GEN CTRL
AU0120 | 2684693-22 | 5094-AENTRXT, FLEX 5000 I/O | GEN CTRL
FU0120 | 1043265-1,1043265-5 | FUSE, 10A | GEN CTRL
FU0121 | 1043265-1,1043265-5 | FUSE, 10A | GEN CTRL
FU0122 | 1043265-1,1043265-6 | FUSE, 15A | GEN CTRL
FU0123 | 1043265-1,1043265-5 | FUSE, 10A | GEN CTRL
FU0125 | 1043265-1,1043265-4 | FUSE, 5A | GEN CTRL
FU0126 | 1043265-1,1043265-4 | FUSE, 5A | GEN CTRL
FU0127 | 1043265-1,1043265-4 | FUSE, 5A | GEN CTRL
FU0313 | 1043265-1,1043265-7 | FUSE, 20A | GEN CTRL
FU0314 | 1043265-1,1043265-7 | FUSE, 20A | GEN CTRL
FU0315 | 1043265-1,1043265-7 | FUSE, 20A | GEN CTRL
FU0332 | 1043265-1,1043265-7 | FUSE, 20A | GEN CTRL
FU0333 | 1043265-1,1043265-4 | FUSE, 5A | GEN CTRL
FU0334 | 1043265-1,1043265-4 | FUSE, 5A | GEN CTRL
FV0721 | 1503046-1 | MULTI-FUNCTION RELAY, MINV - PH SEQ | GEN CTRL
FV0722 | 1503046-1 | MULTI-FUNCTION RELAY, MINV - PH SEQ | GEN CTRL
GR0142 | 903849C1 | RAIL GROUND, DIN RAIL GROUNDING | GEN CTRL
GR0143 | 903849C1 | RAIL GROUND, DIN RAIL GROUNDING | GEN CTRL
GR0144 | 903849C1 | RAIL GROUND, DIN RAIL GROUNDING | GEN CTRL
GR0145 | 903849C1 | RAIL GROUND, DIN RAIL GROUNDING | GEN CTRL
IEG0140 | 232941-110 | BUS BAR, DRIVEN - INSTRUMENT EARTH GROUNDING | GEN CTRL
KA0121 | 1061979-1 | RELAY, AUTOMATIC CLOSE CIRCUIT BREAKER | GEN CTRL
KA0123 | 1061979-1 | RELAY, CGCM #1 ENABLED | GEN CTRL
KA0128 | 1061979-1 | RELAY, GENERATOR TRIP SUMMARY CIRCUIT BREAKER | GEN CTRL
KA0186 | 1061979-1 | RELAY, PERMISSIVE CLOSE UTILITY BREAKER | GEN CTRL
KA0188 | 1503049-2,1503049-4 | RELAY, NORMAL SYNC | GEN CTRL
KA0189 | 1503049-2,1503049-4 | RELAY, BACK SYNC | GEN CTRL
KA0310 | 1061979-1 | RELAY, CGCM #1 FAULT | GEN CTRL
KA0313 | 1076251-1,1076251-2,1503049-1 | RELAY, PMG INPUT #1 | GEN CTRL
KA0330 | 1061979-1 | RELAY, CLOSED CIRCUIT BREAKER | GEN CTRL
KA0331 | 1061979-1 | RELAY, MAIN UTILITY BREAKER AUXILIARY CONTACT CLOSED | GEN CTRL
KA0332 | 1061979-1 | RELAY, CLOSE CONTROL CIRCUIT BREAKER | GEN CTRL
KA0333 | 1061979-1 | RELAY, TRIP CONTROL CIRCUIT BREAKER | GEN CTRL
KA0335 | 1061979-1 | RELAY, NO EMERGENCY SHUTDOWN SUMMARY | GEN CTRL
KA0336 | 1061979-1 | RELAY, CONTROLLER ACTIVE | GEN CTRL
KA0337 | 1061979-1 | RELAY, NO EMERGENCY SHUTDOWN SUMMARY | GEN CTRL
KA0342 | 1503049-2 | RELAY, CLOSE UTILITY BREAKER | GEN CTRL
KA0351 | 1061979-1 | RELAY, SPARE | GEN CTRL
KA0352 | 1061979-1 | RELAY, SPARE | GEN CTRL
KA0364 | 1031741-4 | RELAY, SYNCHRONIZATION CHECK | GEN CTRL
KA0365 | 1061979-1 | RELAY, SYNCHRONIZATION OK | GEN CTRL
KA7001 | 1061979-1 | RELAY, GEN CB DIRECT INSERTION | GEN CTRL
KA7364 | 1061979-1 | RELAY, SYNCHRONIZATION OK | GEN CTRL
PEG0140 | 232941-110 | BUS BAR, DRIVEN - POWER EARTH GROUNDING | GEN CTRL
QF0781 | 1503050-2,1503050-3 | CIRCUIT BRAKER | GEN CTRL
QF0782 | 1503050-2,1503050-3 | CIRCUIT BRAKER | GEN CTRL
QF0784 | 1503050-2,1503050-3 | CIRCUIT BRAKER | GEN CTRL
XT0120 | 1066730-7,1066730-8,1067996-4 | TERMINAL BLOCK, SPRING, 4 CONDUCTOR,30-12 AWG (0.05-3.31 MM2),NON-IS | GEN CTRL
XT0121 | 1066730-7,1066730-8,1067996-4 | TERMINAL BLOCK, SPRING, 4 CONDUCTOR,30-12 AWG (0.05-3.31 MM2),NON-IS | GEN CTRL
XT0122 | 1066730-7 | TERMINAL BLOCK, SPRING, 4 CONDUCTOR,30-12 AWG (0.05-3.31 MM2),NON-IS | GEN CTRL
XT0123 | 1066730-7 | TERMINAL BLOCK, SPRING, 4 CONDUCTOR,30-12 AWG (0.05-3.31 MM2),NON-IS | GEN CTRL
XT0127 | 1066730-7 | TERMINAL BLOCK, SPRING, 4 CONDUCTOR,30-12 AWG (0.05-3.31 MM2),NON-IS | GEN CTRL
XT0313 | 1066730-7,1066730-8,1067996-4 | TERMINAL BLOCK, SPRING, 4 CONDUCTOR,30-12 AWG (0.05-3.31 MM2),NON-IS | GEN CTRL
XT0332 | 1066730-62,1066730-79 | TERMINAL BLOCK, SPRING, 3 CONDUCTOR,22-8 AWG (0.3-6 MM2),NON-IS | GEN CTRL
XT0335 | 1066730-7,1066730-8,1067996-4 | TERMINAL BLOCK, SPRING, 4 CONDUCTOR,30-12 AWG (0.05-3.31 MM2),NON-IS | GEN CTRL
XT0336 | 1066730-7,1066730-8,1067996-4 | TERMINAL BLOCK, SPRING, 4 CONDUCTOR,30-12 AWG (0.05-3.31 MM2),NON-IS | GEN CTRL
XT0337 | 1066730-7,1066730-8,1067996-4 | TERMINAL BLOCK, SPRING, 4 CONDUCTOR,30-12 AWG (0.05-3.31 MM2),NON-IS | GEN CTRL
XT0338 | 1066730-7,1066730-8,1067996-4 | TERMINAL BLOCK, SPRING, 4 CONDUCTOR,30-12 AWG (0.05-3.31 MM2),NON-IS | GEN CTRL
XT0339 | 1066730-7,1066730-8,1067996-4 | TERMINAL BLOCK, SPRING, 4 CONDUCTOR,30-12 AWG (0.05-3.31 MM2),NON-IS | GEN CTRL
XT0350 | 1066730-16,1066730-17,1066730-18 | TERMINAL STRIP, 2 CONDUCTOR | GEN CTRL
XT0352 | 1066730-16,1066730-17,1066730-18 | TERMINAL STRIP, 2 CONDUCTOR | GEN CTRL
XT0353 | 1066730-16 | TERMINAL STRIP, 2 CONDUCTOR | GEN CTRL
XT0354 | 1066730-7,1066730-8,1067996-4 | TERMINAL BLOCK, SPRING, 4 CONDUCTOR,30-12 AWG (0.05-3.31 MM2),NON-IS | GEN CTRL
XT0355 | 1066730-16 | TERMINAL STRIP, 2 CONDUCTOR | GEN CTRL
XT0360 | 1066730-7,1066730-8,1067996-4 | TERMINAL BLOCK, SPRING, 4 CONDUCTOR,30-12 AWG (0.05-3.31 MM2),NON-IS | GEN CTRL
XT0370 | 1066730-7,1066730-8,1067996-4 | TERMINAL BLOCK, SPRING, 4 CONDUCTOR,30-12 AWG (0.05-3.31 MM2),NON-IS | GEN CTRL
XT0525 | 1066730-7,1066730-8,1067996-4 | TERMINAL BLOCK, SPRING, 4 CONDUCTOR,30-12 AWG (0.05-3.31 MM2),NON-IS | GEN CTRL
XT0780 | 1066730-7 | TERMINAL BLOCK, SPRING, 4 CONDUCTOR,30-12 AWG (0.05-3.31 MM2),NON-IS | GEN CTRL
XT0782 | 1066730-7 | TERMINAL BLOCK, SPRING, 4 CONDUCTOR,30-12 AWG (0.05-3.31 MM2),NON-IS | GEN CTRL
XT0786 | 1066730-7 | TERMINAL BLOCK, SPRING, 4 CONDUCTOR,30-12 AWG (0.05-3.31 MM2),NON-IS | GEN CTRL
XT7001 | 1066730-7 | TERMINAL BLOCK, SPRING, 4 CONDUCTOR,30-12 AWG (0.05-3.31 MM2),NON-IS | GEN CTRL
XTFG12 | 1066730-1 | TERMINAL STRIP, 4 CONDUCTOR | GEN CTRL
XTFG78 | 1066730-1 | TERMINAL STRIP, 4 CONDUCTOR | GEN CTRL
XTPP20SP | 1066730-7 | TERMINAL BLOCK, SPRING, 4 CONDUCTOR,30-12 AWG (0.05-3.31 MM2),NON-IS | GEN CTRL
AF0500 | 1322418-31,1322418-40,1322418-72,1322418-73 | 1444-TSCX02-02RB, 2-CH TACHOMETER INPUT^DYNAMIX 1444 VIBRATION | GEN VIB
AF0510 | 1322418-11,1322418-20,1322418-70,1322418-71 | 1444-DYN04-01RA, 4-CH VIBRATION INPUT^DYNAMIX 1444 VIBRATION | GEN VIB
FU0510 | 1043265-1,1043265-4 | FUSE, 5A | GEN VIB
XT0500 | 1066730-1,1066730-2,1067996-4 | TERMINAL STRIP, 4 CONDUCTOR | GEN VIB
XT0501 | 1066730-7,1066730-8,1067996-4 | TERMINAL BLOCK, SPRING, 4 CONDUCTOR,30-12 AWG (0.05-3.31 MM2),NON-IS | GEN VIB
BA1100 | 1337728-10 | SWITCH, ETAP, DLR INTERFACE | HMI-S PWR
FU1100 | 1043265-1,1043265-5 | FUSE, 10A | HMI-S PWR
FU1101 | 1043265-1,1043265-3 | FUSE, 2A | HMI-S PWR
GR0341 | 903849C1 | RAIL GROUND, DIN RAIL GROUNDING | HMI-S PWR
UJ1100 | 1088442-4 | POWER CONVERTER, DC/DC INPUT TO 24V DC OUTPUT | HMI-S PWR
AF0381 | 2684693-17,2684693-24 | 5094-OB16XT, 16 DISCRETE OUTPUT | JB5
AF0382 | 2684693-17,2684693-23 | 5094-IB16XT, 16 DISCRETE INPUT | JB5
AF0400 | 1322418-31,1322418-40,1322418-72,1322418-73 | 1444-TSCX02-02RB, 2-CH TACHOMETER INPUT^DYNAMIX 1444 VIBRATION | JB5
AF0410 | 1322418-11,1322418-20,1322418-70,1322418-71 | 1444-DYN04-01RA, 4-CH VIBRATION INPUT^DYNAMIX 1444 VIBRATION | JB5
AF0420 | 1322418-11,1322418-20,1322418-70,1322418-71 | 1444-DYN04-01RA, 4-CH VIBRATION INPUT^DYNAMIX 1444 VIBRATION | JB5
AF0430 | 1322418-11,1322418-20,1322418-70,1322418-71 | 1444-DYN04-01RA, 4-CH VIBRATION INPUT^DYNAMIX 1444 VIBRATION | JB5
AF0440 | 1322418-11,1322418-20,1322418-70,1322418-71 | 1444-DYN04-01RA, 4-CH VIBRATION INPUT^DYNAMIX 1444 VIBRATION | JB5
AF0450 | 1322418-11,1322418-20,1322418-70,1322418-71 | 1444-DYN04-01RA, 4-CH VIBRATION INPUT^DYNAMIX 1444 VIBRATION | JB5
AF0460 | 1322418-11,1322418-20,1322418-70,1322418-71 | 1444-DYN04-01RA, 4-CH VIBRATION INPUT^DYNAMIX 1444 VIBRATION | JB5
AF0900 | 1322418-31,1322418-40,1322418-72,1322418-73 | 1444-TSCX02-02RB, 2-CH TACHOMETER INPUT^DYNAMIX 1444 VIBRATION | JB5
AF0910 | 1322418-11,1322418-20,1322418-70,1322418-71 | 1444-DYN04-01RA, 4-CH VIBRATION INPUT^DYNAMIX 1444 VIBRATION | JB5
AF0920 | 1322418-11,1322418-20,1322418-70,1322418-71 | 1444-DYN04-01RA, 4-CH VIBRATION INPUT^DYNAMIX 1444 VIBRATION | JB5
AF0930 | 1322418-11,1322418-20,1322418-70,1322418-71 | 1444-DYN04-01RA, 4-CH VIBRATION INPUT^DYNAMIX 1444 VIBRATION | JB5
AF0940 | 1322418-11,1322418-20,1322418-70,1322418-71 | 1444-DYN04-01RA, 4-CH VIBRATION INPUT^DYNAMIX 1444 VIBRATION | JB5
AU0380 | 2684693-22 | 5094-AENTRXT, FLEX 5000 I/O | JB5
FU0370 | 1043265-1,1043265-6 | FUSE, 15A | JB5
FU0371 | 1043265-1,1043265-5 | FUSE, 10A | JB5
FU0380 | 1043265-1,1043265-5 | FUSE, 10A | JB5
FU0381 | 1043265-1,1043265-5 | FUSE, 10A | JB5
FU0400 | 1043265-1,1043265-7 | FUSE, 20A | JB5
FU0401 | 1043265-1,1043265-4 | FUSE, 5A | JB5
FU0410 | 1043265-1,1043265-4 | FUSE, 5A | JB5
FU0910 | 1043265-1,1043265-4 | FUSE, 5A | JB5
FU6244 | 1043265-1,1043265-4 | FUSE, 5A | JB5
GR0113 | 903849C1 | RAIL GROUND, DIN RAIL GROUNDING | JB5
GR0114 | 903849C1 | RAIL GROUND, DIN RAIL GROUNDING | JB5
IEG0110 | 232941-200 | BUS BAR, TURBINE VIBRATION - INSTRUMENT EARTH GROUNDING | JB5
KA0258 | 1061979-1 | RELAY, CONTROLLER ACTIVE | JB5
KA0410 | 1061979-1 | RELAY, VENTILATION REQUIRED (DAMPER) | JB5
KA0411 | 1061979-1 | RELAY, VENTILATION REQUIRED (DAMPER) | JB5
KA0412 | 1061979-1 | RELAY, VENTILATION REQUIRED (DAMPER) | JB5
KA0415 | 1061979-1 | RELAY, NO FIRE DETECTED | JB5
KA0416 | 1061979-1 | RELAY, NO FIRE DETECTED | JB5
KA0417 | 1061979-1 | RELAY, NO FIRE DETECTED | JB5
KA0418 | 1061979-1 | RELAY, NO FIRE DETECTED | JB5
KA6244C | 1061979-1 | RELAY, VENTILATION DAMPER^LEFT INLET CLOSE | JB5
KA6244O | 1061979-1 | RELAY, VENTILATION DAMPER^LEFT INLET OPEN | JB5
KA6245 | 1061979-1 | RELAY, FORCE DAMPER CLOSED | JB5
KA6254C | 1061979-1 | RELAY, VENTILATION DAMPER^RIGHT INLET CLOSE | JB5
KA6254O | 1061979-1 | RELAY, VENTILATION DAMPER^RIGHT INLET OPEN | JB5
KA6255 | 1061979-1 | RELAY, FORCE DAMPER CLOSED | JB5
KA6274C | 1061979-1 | RELAY, VENTILATION DAMPER^LEFT EXHAUST CLOSE | JB5
KA6274O | 1061979-1 | RELAY, VENTILATION DAMPER^LEFT EXHAUST OPEN | JB5
KA6275 | 1061979-1 | RELAY, FORCE DAMPER CLOSED | JB5
KA6284C | 1061979-1 | RELAY, VENTILATION DAMPER^RIGHT EXHAUST CLOSE | JB5
KA6284O | 1061979-1 | RELAY, VENTILATION DAMPER^RIGHT EXHAUST OPEN | JB5
KA6285 | 1061979-1 | RELAY, FORCE DAMPER CLOSED | JB5
KT6244 | 2651077-1 | TIMER RELAY, VENTILATION DAMPER^LEFT INLET CLOSED | JB5
KT6254 | 2651077-1 | TIMER RELAY, VENTILATION DAMPER^RIGHT INLET CLOSED | JB5
KT6274 | 2651077-1 | TIMER RELAY, VENTILATION DAMPER^LEFT EXHAUST CLOSED | JB5
KT6284 | 2651077-1 | TIMER RELAY, VENTILATION DAMPER^RIGHT EXHAUST CLOSED | JB5
VD03800 | 960592C1 | DIODE, 15 pF | JB5
VD03801 | 960592C1 | DIODE, 15 pF | JB5
VD03804 | 960592C1 | DIODE, 15 pF | JB5
VD03805 | 960592C1 | DIODE, 15 pF | JB5
VD03806 | 960592C1 | DIODE, 15 pF | JB5
VD03807 | 960592C1 | DIODE, 15 pF | JB5
VD03812 | 960592C1 | DIODE, 15 pF | JB5
VD03813 | 960592C1 | DIODE, 15 pF | JB5
XT0371 | 1066730-7,1066730-8,1067996-4 | TERMINAL BLOCK, SPRING, 4 CONDUCTOR,30-12 AWG (0.05-3.31 MM2),NON-IS | JB5
XT0380 | 1066730-1 | TERMINAL STRIP, 4 CONDUCTOR | JB5
XT0381 | 1066730-7,1066730-8,1067996-4 | TERMINAL BLOCK, SPRING, 4 CONDUCTOR,30-12 AWG (0.05-3.31 MM2),NON-IS | JB5
XT0382 | 1066730-7,1066730-8,1067996-4 | TERMINAL BLOCK, SPRING, 4 CONDUCTOR,30-12 AWG (0.05-3.31 MM2),NON-IS | JB5
XT0400 | 1066730-1,1066730-2,1067996-4 | TERMINAL STRIP, 4 CONDUCTOR | JB5
XT0401 | 1066730-7,1066730-8,1067996-4 | TERMINAL BLOCK, SPRING, 4 CONDUCTOR,30-12 AWG (0.05-3.31 MM2),NON-IS | JB5
XT0402 | 1066730-7,1066730-8,1067996-4 | TERMINAL BLOCK, SPRING, 4 CONDUCTOR,30-12 AWG (0.05-3.31 MM2),NON-IS | JB5
XT0403 | 1066730-7,1066730-8,1067996-4 | TERMINAL BLOCK, SPRING, 4 CONDUCTOR,30-12 AWG (0.05-3.31 MM2),NON-IS | JB5
XT0404 | 1066730-7,1066730-8,1067996-4 | TERMINAL BLOCK, SPRING, 4 CONDUCTOR,30-12 AWG (0.05-3.31 MM2),NON-IS | JB5
XT0900 | 1066730-1,1066730-2,1067996-4 | TERMINAL STRIP, 4 CONDUCTOR | JB5
XT0910 | 1066730-7,1066730-8,1067996-4 | TERMINAL BLOCK, SPRING, 4 CONDUCTOR,30-12 AWG (0.05-3.31 MM2),NON-IS | JB5
HL6171 | 2380746-7 | LIGHT, FIRE SYSTEM AUTO, GREEN | PANEL
HL6172 | 2380746-7 | LIGHT, FIRE SYSTEM INHIBIT, AMBER | PANEL
HL6173 | 2380746-7 | LIGHT, FIRE SYSTEM DISCHARGED, RED | PANEL
KA9606 | CUSTOMER DEFINED | RELAY, GENERATOR / UTILITY CIRCUIT BREAKER CUSTOMER CLOSE ENABLE | PANEL
KA9607 | CUSTOMER DEFINED | RELAY, UTILITY PROTECTION TRIP | PANEL
SB6170 | 2380746-10 | PUSHBUTTON SWITCH, MANUAL RELEASE | PANEL
TWISTWIREBW | N/A |  | PANEL
AP0601 | 1089241-20 | MODULE, BLANK FILLER | PLC
AP0602 | 1089241-40 | 1756-EN2TRXT, ETHERNET | PLC
AP0603 | 1089241-40 | 1756-EN2TRXT, ETHERNET | PLC
AP0604 | 1089241-15 | MVI 56-MNETXT, ETHERNET/MODBUS | PLC
AP0605 | 1089241-20 | MODULE, BLANK FILLER | PLC
AP0606 | 1089241-40 | 1756-EN2TRXT, ETHERNET | PLC
AP0607 | 1089241-20 | MODULE, BLANK FILLER | PLC
AP0608 | 1089241-20 | MODULE, BLANK FILLER | PLC
AP0609 | 1089241-40 | 1756-EN2TRXT, ETHERNET | PLC
AR0600 | 1089241-42 | RACK CHASSIS, 1756-A10XT (10 SLOT) | PLC
AT0600 | 1089241-43 | 1756-L83EXTS, CONTROLLER^GUARDLOGIX | PLC
AT0680 | 1634974-100 | GATEWAY MODULE, TURBOTRONIC GATEWAY | PLC
BA0009 | 1271449-1 | MEDIA CONVERTER, ETHERNET-FIBER OPTIC | PLC
BA0011 | 1271449-1 | MEDIA CONVERTER, ETHERNET-FIBER OPTIC | PLC
FU0680 | 1043265-1,1043265-4 | FUSE, 5A | PLC
GR0234 | 903849C1 | RAIL GROUND, DIN RAIL GROUNDING | PLC
UV0600 | 1089241-28 | POWER SUPPLY, RSLOGIX CHASSIS | PLC
XT0680 | 1066730-32,1066730-7,1066730-8 | TERMINAL BLOCK, SPRING, 4 CONDUCTOR,30-12 AWG (0.05-3.31 MM2),NON-IS | PLC
GR4700 | [2]903849C1 | RAIL GROUND, DIN RAIL GROUNDING | PROX,RGB
GR4701 | [2]903849C1 | RAIL GROUND, DIN RAIL GROUNDING | PROX,RGB
UA4740 | 190817-51 | PROXIMITOR, LOW SPEED RADIAL PROBE^COUPLING END, X-AXIS | PROX,RGB
UA4741 | 190817-51 | PROXIMITOR, LOW SPEED RADIAL PROBE^COUPLING END, Y-AXIS | PROX,RGB
UA4750 | 190817-51 | PROXIMITOR, LOW SPEED RADIAL PROBE^BLIND END, X-AXIS | PROX,RGB
UA4751 | 190817-51 | PROXIMITOR, LOW SPEED RADIAL PROBE^BLIND END, Y-AXIS | PROX,RGB
UA4752 | 1080908-1 | PROXIMITOR, LOW SPEED AXIAL PROBE^BLIND END, #1 | PROX,RGB
UA4753 | 190817-51 | PROXIMITOR, LOW SPEED KEYPHASOR^BLIND END | PROX,RGB
UA4759 | 1080908-1 | PROXIMITOR, LOW SPEED AXIAL PROBE^BLIND END, #2 | PROX,RGB
UA4760 | 190817-296 | PROXIMITOR, HIGH SPEED RADIAL PROBE^COUPLING END, X-AXIS | PROX,RGB
UA4761 | 190817-296 | PROXIMITOR, HIGH SPEED RADIAL PROBE^COUPLING END, Y-AXIS | PROX,RGB
UA4762 | 1080908-2 | PROXIMITOR, HIGH SPEED AXIAL PROBE^BLIND END | PROX,RGB
UA4770 | 190817-296 | PROXIMITOR, HIGH SPEED RADIAL PROBE^BLIND END, X-AXIS | PROX,RGB
UA4771 | 190817-296 | PROXIMITOR, HIGH SPEED RADIAL PROBE^BLIND END, Y-AXIS | PROX,RGB
UA4773 | 190817-296 | PROXIMITOR, HIGH SPEED KEYPHASOR^BLIND END | PROX,RGB
XT1078 | 1066730-7,1066730-8,1067996-4 | TERMINAL BLOCK, SPRING, 4 CONDUCTOR,30-12 AWG (0.05-3.31 MM2),NON-IS | PROX,RGB
XT1178 | 1066730-7,1066730-8,1067996-4 | TERMINAL BLOCK, SPRING, 4 CONDUCTOR,30-12 AWG (0.05-3.31 MM2),NON-IS | PROX,RGB
XT1179 | 1066730-7,1066730-8,1067996-4 | TERMINAL BLOCK, SPRING, 4 CONDUCTOR,30-12 AWG (0.05-3.31 MM2),NON-IS | PROX,RGB
AT0171 | 1056244-5 | 8 CHANNEL ED I/O, EAGLE QUANTUM PREMIER | RAIL,F&G EDIO ONSK
AT0175 | 1056244-5 | 8 CHANNEL ED I/O, EAGLE QUANTUM PREMIER | RAIL,F&G EDIO ONSK
AT0176 | 1056244-5 | 8 CHANNEL ED I/O, EAGLE QUANTUM PREMIER | RAIL,F&G EDIO ONSK
AT0178 | 1056244-5 | 8 CHANNEL ED I/O, EAGLE QUANTUM PREMIER | RAIL,F&G EDIO ONSK
AT0182 | 1056244-5 | 8 CHANNEL ED I/O, EAGLE QUANTUM PREMIER | RAIL,F&G EDIO ONSK
FU0170 | 1043265-1,1043265-5 | FUSE, 10A | RAIL,F&G EDIO ONSK
FU0171 | 1043265-1,1043265-5 | FUSE, 10A | RAIL,F&G EDIO ONSK
FU0172 | 1043265-1,1043265-3 | FUSE, 2A | RAIL,F&G EDIO ONSK
FU0294 | 1043265-1,1043265-4 | FUSE, 5A | RAIL,F&G EDIO ONSK
FU0535 | 1043265-1,1043265-7 | FUSE, 20A | RAIL,F&G EDIO ONSK
GR0431 | 903849C1 | RAIL GROUND, DIN RAIL GROUNDING | RAIL,F&G EDIO ONSK
KA0145 | 1061979-1 | RELAY, AC PRE/POST PUMP DRIVE | RAIL,F&G EDIO ONSK
KA0172 | 1061979-1 | RELAY, FIRE DETECTED (CUSTOMER) | RAIL,F&G EDIO ONSK
KA0174 | 1061979-1 | RELAY, GAS DETECTED (CUSTOMER) | RAIL,F&G EDIO ONSK
KA0176 | 1061979-1 | RELAY, VENTILATION REQUIRED | RAIL,F&G EDIO ONSK
KA0177 | 1061979-1 | RELAY, VENTILATION REQUIRED (FAN) | RAIL,F&G EDIO ONSK
KA0178 | 1061979-1 | RELAY, LOCAL HORN CONTROL (EQP) | RAIL,F&G EDIO ONSK
KA0179 | 1061979-1 | RELAY, VENTILATION REQUIRED | RAIL,F&G EDIO ONSK
KA0246 | 1061979-1 | RELAY, NO FIRE DETECTED | RAIL,F&G EDIO ONSK
KA0247 | 1061979-1 | RELAY, NO FIRE DETECTED | RAIL,F&G EDIO ONSK
KA0249 | 1061979-1 | RELAY, NO GAS DETECTED | RAIL,F&G EDIO ONSK
KA0254 | 1061979-1 | RELAY, NO FIRE DECTECTED | RAIL,F&G EDIO ONSK
KA0255 | 1061979-1 | RELAY, CONTROLLER ACTIVE | RAIL,F&G EDIO ONSK
KA6510 | 1061979-1 | RELAY, FIRE SYSTEM AUTO/INHIBIT | RAIL,F&G EDIO ONSK
KT0176 | 2651077-1 | TIMER RELAY, VENTILATION REQUIRED (FAN) | RAIL,F&G EDIO ONSK
RR1755 | 912137C1 | RESISTOR, 10K OHM | RAIL,F&G EDIO ONSK
RR1765 | 912137C1 | RESISTOR, 10K OHM | RAIL,F&G EDIO ONSK
RR1767 | 912137C1 | RESISTOR, 10K OHM | RAIL,F&G EDIO ONSK
RR1788 | 912137C1 | RESISTOR, 10K OHM | RAIL,F&G EDIO ONSK
RR1822 | 912137C1 | RESISTOR, 10K OHM | RAIL,F&G EDIO ONSK
RR1823 | 912137C1 | RESISTOR, 10K OHM | RAIL,F&G EDIO ONSK
RR1824 | 912137C1 | RESISTOR, 10K OHM | RAIL,F&G EDIO ONSK
RR1825 | 912137C1 | RESISTOR, 10K OHM | RAIL,F&G EDIO ONSK
RR1826 | 912137C1 | RESISTOR, 10K OHM | RAIL,F&G EDIO ONSK
RR1827 | 912137C1 | RESISTOR, 10K OHM | RAIL,F&G EDIO ONSK
RR1828 | 912137C1 | RESISTOR, 10K OHM | RAIL,F&G EDIO ONSK
VD1788 | 960592C1 | DIODE, 15 pF | RAIL,F&G EDIO ONSK
XT0170 | 1066730-7,1066730-8,1067996-4 | TERMINAL BLOCK, SPRING, 4 CONDUCTOR,30-12 AWG (0.05-3.31 MM2),NON-IS | RAIL,F&G EDIO ONSK
XT0171 | 1066730-7,1066730-8,1067996-4 | TERMINAL BLOCK, SPRING, 4 CONDUCTOR,30-12 AWG (0.05-3.31 MM2),NON-IS | RAIL,F&G EDIO ONSK
XT0290 | 1066730-7,1066730-8,1067996-4 | TERMINAL BLOCK, SPRING, 4 CONDUCTOR,30-12 AWG (0.05-3.31 MM2),NON-IS | RAIL,F&G EDIO ONSK
XT0535 | 1066730-7,1066730-8,1067996-4 | TERMINAL BLOCK, SPRING, 4 CONDUCTOR,30-12 AWG (0.05-3.31 MM2),NON-IS | RAIL,F&G EDIO ONSK
XT0536 | 1066730-7,1066730-8,1067996-4 | TERMINAL BLOCK, SPRING, 4 CONDUCTOR,30-12 AWG (0.05-3.31 MM2),NON-IS | RAIL,F&G EDIO ONSK
AF0371 | 2684693-18,2684693-56 | 5094-IF8IHXT, 8 ANALOG INPUT, ISOLATED | RAIL,LEFT,JB5
AF0372 | 2684693-19,2684693-33 | 5094-IY8XT, 8 ANALOG INPUT, TC/RTD/ I&V | RAIL,LEFT,JB5
AF0373 | 2684693-19,2684693-33 | 5094-IY8XT, 8 ANALOG INPUT, TC/RTD/ I&V | RAIL,LEFT,JB5
AF0374 | 2684693-19,2684693-33 | 5094-IY8XT, 8 ANALOG INPUT, TC/RTD/ I&V | RAIL,LEFT,JB5
AF0375 | 2684693-19,2684693-33 | 5094-IY8XT, 8 ANALOG INPUT, TC/RTD/ I&V | RAIL,LEFT,JB5
AF0376 | 2684693-19,2684693-33 | 5094-IY8XT, 8 ANALOG INPUT, TC/RTD/ I&V | RAIL,LEFT,JB5
AU0370 | 2684693-22 | 5094-AENTRXT, ETHERNET COMMUNICATION CABLE | RAIL,LEFT,JB5
GR0115 | 903849C1 | RAIL GROUND, DIN RAIL GROUNDING | RAIL,LEFT,JB5
XT0300 | 1066730-7,1066730-8,1067996-4 | TERMINAL BLOCK, SPRING, 4 CONDUCTOR,30-12 AWG (0.05-3.31 MM2),NON-IS | RAIL,LEFT,JB5
XT1240 | 1066730-7,1066730-8,1067996-4 | TERMINAL BLOCK, SPRING, 4 CONDUCTOR,30-12 AWG (0.05-3.31 MM2),NON-IS | RAIL,LEFT,JB5
AF0181 | 2684693-17,2684693-25 | 5094-OB8XT, 8 DISCRETE OUTPUT | RAIL,LEFT,JB72
AF0182 | 2684693-17,2684693-23 | 5094-IB16XT, 16 DISCRETE INPUT | RAIL,LEFT,JB72
AF0183 | 2684693-18,2684693-28 | 5094-IB16SXT, 16 DISCRETE INPUT, S | RAIL,LEFT,JB72
AF0184 | 2684693-19,2684693-33 | 5094-IY8XT, 8 ANALOG INPUT, TC/RTD/ I&V | RAIL,LEFT,JB72
AU0180 | 2684693-22 | 5094-AENTRXT, FLEX 5000 I/O | RAIL,LEFT,JB72
FU0180 | 1043265-1,1043265-5 | FUSE, 10A | RAIL,LEFT,JB72
FU0181 | 1043265-1,1043265-5 | FUSE, 10A | RAIL,LEFT,JB72
FU0182 | 1043265-1,1043265-6 | FUSE, 15A | RAIL,LEFT,JB72
GR0241 | 903849C1 | RAIL GROUND, DIN RAIL GROUNDING | RAIL,LEFT,JB72
KA0180 | 1061979-1 | RELAY, 90% SPEED | RAIL,LEFT,JB72
KA0185 | 1061979-1 | RELAY, PERMISSIVE CLOSE CIRCUIT BREAKER | RAIL,LEFT,JB72
XT0180 | 1066730-7,1066730-8,1067996-4 | TERMINAL BLOCK, SPRING, 4 CONDUCTOR,30-12 AWG (0.05-3.31 MM2),NON-IS | RAIL,LEFT,JB72
XT01SPR1 | 1066730-7 | TERMINAL BLOCK, SPRING, 4 CONDUCTOR,30-12 AWG (0.05-3.31 MM2),NON-IS | RAIL,LEFT,JB72
FU0111 | 1043265-1,1043265-4 | FUSE, 5A | RAIL,RIGHT,JB5
GR0110 | 903849C1 | RAIL GROUND, DIN RAIL GROUNDING | RAIL,RIGHT,JB5
UAI3727 | 1053038-56 | ISOLATOR, INTRINSIC SAFETY^RESISTIVE TEMPERATURE DEVICE | RAIL,RIGHT,JB5
UAI3733 | 1053038-56 | ISOLATOR, INTRINSIC SAFETY^THERMOCOUPLE ELEMENT | RAIL,RIGHT,JB5
UAI3734 | 1053038-56 | ISOLATOR, INTRINSIC SAFETY^THERMOCOUPLE ELEMENT | RAIL,RIGHT,JB5
UAI3737 | 1053038-56 | ISOLATOR, INTRINSIC SAFETY^THERMOCOUPLE ELEMENT | RAIL,RIGHT,JB5
UV0110 | 1053038-19 | POWER FEED MODULE, INTRINSIC SAFETY | RAIL,RIGHT,JB5
GR0532 | 903849C1 | RAIL GROUND, DIN RAIL GROUNDING | RAIL,RIGHT,JB70
UAI0680 | 1053038-56 | ISOLATOR, INTRINSIC SAFETY^THERMOCOUPLE ELEMENT | RAIL,RIGHT,JB70
UAI0681 | 1053038-56 | ISOLATOR, INTRINSIC SAFETY^THERMOCOUPLE ELEMENT | RAIL,RIGHT,JB70
UAI0682 | 1053038-56 | ISOLATOR, INTRINSIC SAFETY^THERMOCOUPLE ELEMENT | RAIL,RIGHT,JB70
UAI0683 | 1053038-56 | ISOLATOR, INTRINSIC SAFETY^THERMOCOUPLE ELEMENT | RAIL,RIGHT,JB70
UAI0684 | 1053038-56 | ISOLATOR, INTRINSIC SAFETY^THERMOCOUPLE ELEMENT | RAIL,RIGHT,JB70
UAI0685 | 1053038-56 | ISOLATOR, INTRINSIC SAFETY^THERMOCOUPLE ELEMENT | RAIL,RIGHT,JB70
UAI0730 | 1053038-56 | ISOLATOR, INTRINSIC SAFETY^THERMOCOUPLE ELEMENT | RAIL,RIGHT,JB70
UAI0731 | 1053038-56 | ISOLATOR, INTRINSIC SAFETY^THERMOCOUPLE ELEMENT | RAIL,RIGHT,JB70
UAI0732 | 1053038-56 | ISOLATOR, INTRINSIC SAFETY^THERMOCOUPLE ELEMENT | RAIL,RIGHT,JB70
UAI0733 | 1053038-56 | ISOLATOR, INTRINSIC SAFETY^THERMOCOUPLE ELEMENT | RAIL,RIGHT,JB70
UAI0734 | 1053038-56 | ISOLATOR, INTRINSIC SAFETY^THERMOCOUPLE ELEMENT | RAIL,RIGHT,JB70
UAI0735 | 1053038-56 | ISOLATOR, INTRINSIC SAFETY^THERMOCOUPLE ELEMENT | RAIL,RIGHT,JB70
UAI0770 | 1053038-56 | ISOLATOR, INTRINSIC SAFETY^THERMOCOUPLE ELEMENT | RAIL,RIGHT,JB70
UAI0771 | 1053038-56 | ISOLATOR, INTRINSIC SAFETY^THERMOCOUPLE ELEMENT | RAIL,RIGHT,JB70
UAI0772 | 1053038-56 | ISOLATOR, INTRINSIC SAFETY^THERMOCOUPLE ELEMENT | RAIL,RIGHT,JB70
UAI0773 | 1053038-56 | ISOLATOR, INTRINSIC SAFETY^THERMOCOUPLE ELEMENT | RAIL,RIGHT,JB70
UAI0774 | 1053038-56 | ISOLATOR, INTRINSIC SAFETY^THERMOCOUPLE ELEMENT | RAIL,RIGHT,JB70
UAI0775 | 1053038-56 | ISOLATOR, INTRINSIC SAFETY^THERMOCOUPLE ELEMENT | RAIL,RIGHT,JB70
UAI0776 | 1053038-56 | ISOLATOR, INTRINSIC SAFETY^THERMOCOUPLE ELEMENT | RAIL,RIGHT,JB70
UAI0777 | 1053038-56 | ISOLATOR, INTRINSIC SAFETY^THERMOCOUPLE ELEMENT | RAIL,RIGHT,JB70
UAI0780 | 1053038-56 | ISOLATOR, INTRINSIC SAFETY^THERMOCOUPLE ELEMENT | RAIL,RIGHT,JB70
UAI0781 | 1053038-56 | ISOLATOR, INTRINSIC SAFETY^THERMOCOUPLE ELEMENT | RAIL,RIGHT,JB70
UAI0782 | 1053038-56 | ISOLATOR, INTRINSIC SAFETY^THERMOCOUPLE ELEMENT | RAIL,RIGHT,JB70
UAI0783 | 1053038-56 | ISOLATOR, INTRINSIC SAFETY^THERMOCOUPLE ELEMENT | RAIL,RIGHT,JB70
UAI0784 | 1053038-56 | ISOLATOR, INTRINSIC SAFETY^THERMOCOUPLE ELEMENT | RAIL,RIGHT,JB70
UAI0785 | 1053038-56 | ISOLATOR, INTRINSIC SAFETY^THERMOCOUPLE ELEMENT | RAIL,RIGHT,JB70
UAI0845 | 1053038-56 | ISOLATOR, INTRINSIC SAFETY^THERMOCOUPLE ELEMENT | RAIL,RIGHT,JB70
UAI0846 | 1053038-56 | ISOLATOR, INTRINSIC SAFETY^THERMOCOUPLE ELEMENT | RAIL,RIGHT,JB70
UAI0847 | 1053038-56 | ISOLATOR, INTRINSIC SAFETY^THERMOCOUPLE ELEMENT | RAIL,RIGHT,JB70
UV0740 | 1053038-19 | POWER FEED MODULE, INTRINSIC SAFETY | RAIL,RIGHT,JB70
UV0741 | 1053038-19 | POWER FEED MODULE, INTRINSIC SAFETY | RAIL,RIGHT,JB70
XT0111 | 1066730-7,1066730-8,1067996-4 | TERMINAL BLOCK, SPRING, 4 CONDUCTOR,30-12 AWG (0.05-3.31 MM2),NON-IS | RAIL,RIGHT,JB70
GR0141 | 903849C1 | RAIL GROUND, DIN RAIL GROUNDING | RAIL,RIGHT,JB72
QF0783 | 1503050-2,1503050-3 | CIRCUIT BRAKER | RAIL,RIGHT,JB72
XTEECPEG1 | 1066730-7 | TERMINAL BLOCK, SPRING, 4 CONDUCTOR,30-12 AWG (0.05-3.31 MM2),NON-IS | RAIL,RIGHT,JB72
XTEECPEG2 | 1066730-16 | TERMINAL STRIP, 2 CONDUCTOR | RAIL,RIGHT,JB72