## Blue Labels
(SHT 1) CONSOLE | (SHT 10) PANEL B | (SHT 11) ISOLATOR PANEL | (SHT 12) CC COMPRESSOR | (SHT 13) CC BLANK #1 | (SHT 14) CC BLANK #2 | (SHT 15) CC BLANK #3 | (SHT 16) FIRE SYSTEM CONTROLLER PANEL | (SHT 17) TURBINE VIBRATION PANEL | (SHT 18) JB70 | (SHT 19) JB70 LEFT RAIL | (SHT 2) CONSOLE | (SHT 20) JB70 RIGHT RAIL | (SHT 21) JB70 | (SHT 22) JB73 | (SHT 23) JB352 | (SHT 24) JB78 | (SHT 25) MEDIA CONVERTER | (SHT 26) JB4 PANEL | (SHT 4) TCP | (SHT 5) PWR DISTRIBUTION RAIL | (SHT 6) FIRE SYSTEM | (SHT 7) BOP PANEL | (SHT 8) PLC PANEL | (SHT 9) PANEL A
EL0271 | XT0573 | FU0274 | AF0500 | GR0673 | GR0674 | GR0014 | UV0170 | FU0110 | HL0171 | XTFGA | AT0190K | FU1100 | BA0001 | XT0841 | UA4473 | XT0831 | GR1123 | UA1240 | HL0411 | AT0680 | FU0170 | IEG0257 | XT0290 | FU0210
EL0272 | XT0235 | FU0272 | AF0510 | GR0012 | GR0013 | GR0675 | AT0170 | FU0113 | HL0172 | GR1101 | AT0190 | XTFGB | BA0002 | XT0847 | UA4461 | GR1321 | BA0005 | UA1241 | HL0410 | FU0680 | KA6510 | FU0140 | FU0291 | FU0211
EL0273 | XT0136 | UAI1520 | AF0520 | IEG0430 |  |  | KA0172 | XT0110 | HL0173 |  |  | GR1100 | FU0001 | UA4750 | UA4460 | UA4740 | BA0006 | UA1250 | HL0409 | XT0680 | KA6511 | FU0141 | FU0290 | FU0212
HA0273 | FU0060 | UAI1214 | XT0500 | PEG0330 |  |  | KA0174 | GR0110 | SB0471 |  |  |  | GR1235 | UA4751 | UA4471 | UA4741 | FU0005 | UA1251 | HL0408 | FU0560 | XT0170 | FU0142 | XT0002 | FU0010
ZS0273 | FU0061 | UAI4460 | AF0900 |  |  |  | GR0171 | IEG0110 | SB0473 |  |  |  | FU0002 | UA4759 | UA4470 | UA4753 | FU0006 | UA1272 | HL0407 | XT0560 | XT0172 | FU0143 | XT0005 | FU0139
ZS0271 | FU0062 | UAI4461 | AF0910 |  |  |  |  | AF0400 | SB0474 |  |  |  | XT0001 | UA4770 | UA4462 | UA4752 | XT0003 | UA1273 | SB0400 | XT0561 | GR0170 | AU0140 | FU0003 | FU0072
FG0001 | FU0063 | UAI4462 | AF0920 |  |  |  |  | AF0410 | SA0170 |  |  |  | XT0815 | UA4771 | GR4460 | UA4760 | GR1125 | GR1250 | HL0406 | FU0200 | AT0175 | AF0141 | FU0004 | FU0090
FG0000 | FU0064 | UAI0800 | AF0940 |  |  |  |  | AF0420 | SB0170 |  |  |  | XT1211 | XT0830 |  | UA4761 | IEG1123 |  | HL0405 | FU0201 | AT0177 | AF0142 | FU0020 | FU0091
| XT0060 | UAI0836 | AF1211 |  |  |  |  | AF0430 | SH0470 |  |  |  | FU1211 | GR4121 |  | UA4773 |  |  | HL0404 | FU0190 | AT0179 | AF0143 | FU0101 | FU0092
| KA3502 | UAI0846 | AF1210 |  |  |  |  | AF0450 | SH0471 |  |  |  | BA1211 | XTFGC |  | XTFGD |  |  | HL0403 | FU0273 | AT0181 | AF0144 | EDW100 | FU0093
| KA1020 | UAI0890 | AF1209 |  |  |  |  | XT0400 | SH0472 |  |  |  | BA1100 | XT0840 |  | GR1322 |  |  | HL0402 | XT0562 | GR0172 | AF0145 | GR0290 | FU9130
| AF0068 | UAI1100 | AF1208 | [5 empty] | AT1100 |  |  |  | FU1101 | XT0486 |  |  |  |  | HL0401 |  |  | AF0146 | UV0600 | XT0233
| AF0067 | UAI1110 | AF1207 | [5 empty] | HA0472 |  |  |  | GR1232 | GR4123 |  |  |  |  | HL0400 |  |  | GR0180 | AT0600 | KA0135
| AF0066 | UAI1111 | AF1206 | [5 empty] | SA0471 |  |  |  | XT0810 | XT0844 |  |  |  |  | SH0407 |  |  | FU0570 | AP0602 | KA0140
| AF0065 | UAI1112 | AF1205 | [5 empty] | SA0474 |  |  |  | XT0811 | XT0845 |  |  |  |  | SH0406 |  |  | XT0570 | AP0603 | KA1306
| AF0064 | UAI4470 | AF1204 | [5 empty] | SB0472 |  |  |  | XT1212 | XT0843 |  |  |  |  | SH0405 |  |  | XT0140 | AP0609 | KA3103
| AF0063 | UAI4471 | AF1203 | [9 empty] | XT0821 | XT0842 |  |  |  |  | SH0404 |  |  | XT0180 | AP0291 | KA6211
| AF0062 | UAI4473 | AF1202 | [9 empty] | XT0822 | GR4124 |  |  |  |  | SH0410 |  |  | KA0535 | AR0600 | KA6212
| AF0061 | UAI4434 | AF1201 | [9 empty] | XT0825 | [5 empty] | SH0409 |  |  | KA0536 | AP0601 | KA6241
| AU0060 | UAI4437 | AU1200 | [9 empty] | XT0824 | [5 empty] | SH0401 |  |  | KA0531 | AP0604 | KA3500
| XT0081 | UAI4438 | AF0322 | [9 empty] | GR1233 | [5 empty] | SH0400 |  |  | KA0532 | AP0605 | GR0133
| XT0135 | UAI1170 | AF0321 | [9 empty] | IEG1200 | [5 empty] | SB0408 |  |  | KA0533 | AP0606 | FU0032
| XT0139 | UAI1260 | AU0320 | [9 empty] | XT0805 | [5 empty] | SB0407 |  |  | KA0534 | AP0607 | XT0032
| KA2160 | UAI1265 | GR0120 | [9 empty] | XT0807 | [5 empty] | SH0408 |  |  | KA0537 | AP0608 | XT0085
| KA2161 | UAI1270 | KA0120 | [9 empty] | XT0808 | [5 empty] | SB0405 |  |  | KA0540 | AP0290 | XT0080
| KA9130 | UAI2120 | KA4401 | [9 empty] | XT0809 | [5 empty] | SB0406 |  |  | KA0541 | BA0003 | FU0080
| GR0231 | UAI3100 | FU0133 | [9 empty] | RR0175A | [5 empty] | SA0401 |  |  | KA0550 | BA0004 | FU0031
| FU0070 | UAI3200 | FU0310 | [9 empty] | RR0175I | [5 empty] | SB0404 |  |  | KA0551 | BA0011 | FU0136
| FU0071 | UAI3510 | FU0313 | [9 empty] | RR0175D | [5 empty] | SB0403 |  |  | KA0554 | BA0012 | FU0137
| XT0070 | UAI3520 | FU0320 | [9 empty] | RR0175M | [5 empty] | SB0402 |  |  | KA0181 | BA0013 | FU2108
| AU0070 | UAI3530 | FU0130 | [9 empty] | VD3502 | [5 empty] | SB0401 |  |  | KA0182 | BA0014 | XT0033
| AF0071 | UAI3540 | FU0120 | [9 empty] | VD0175A | [5 empty] | SA0400 |  |  | KA0183 | GR0234 | XT0134
| AF0072 | UAI3600 | FU0121 | [9 empty] | VD0175I | [5 empty] | XT0564 |  |  | KA0184 |  | XT0138
| AF0073 | UAI4413 | XT0905 | [9 empty] | VD0175D | [5 empty] | XT0563 |  |  | KA0542 |  | GR0134
| AF0074 | UAI4414 | XT0900 | [9 empty] | UA1210 | [5 empty] | AU0200 |  |  | KA0543 |  | UJ0131
| AF0075 | UAI4417 | XT0310 | [9 empty] | UA1211 | [5 empty] | AF0201 |  |  | KA1801 |  | UJ0031
| AF0076 | UAI4418 | XT0121 | [9 empty] | UA1220 | [5 empty] | AF0202 |  |  | KA1901 |  | AF0088
| AF0077 | UAI4433 | XT0520 | [9 empty] | UA1221 | [5 empty] | XT0201 |  |  | XT0574 |  | AF0087
| XT0237 | UV0274 | XT0130 | [9 empty] | UA1230 | [5 empty] | GR0200 |  |  | KT0571 |  | AF0086
| KA2163 | UV0275 | GR0320 | [9 empty] | UA1231 | [8 empty] | KT0573 |  | AF0085
| KA0224 | UAI1771 | IEG0250 | [9 empty] | UA1262 | [8 empty] | KT0574 |  | AF0084
| XT0236 | UAI4740 | [10 empty] | UA1263 | [8 empty] | XT0572 |  | AF0083
| XT0681 | UAI4741 | [10 empty] | UA1520 | [8 empty] | GR0181 |  | AF0082
| GR0233 | UAI4742 | [10 empty] | XT1521 | [8 empty] | FU0180 |  | AF0081
| PC0470 | UAI4745 | [10 empty] | GR1133 | [8 empty] | FU0181 |  | AU0080
| XT0240 | UAI4750 | [10 empty] | XT0800 | [8 empty] | FU0184 |  | AU0090
| KT0110 | UAI4751 | [10 empty] | XT0801 | [8 empty] | AU0180 |  | AF0091
| KT0140 | UAI4752 | [10 empty] | XT0802 | [8 empty] | AF0181 |  | AF0092
| KT0141 | UAI4753 | [10 empty] | XT1213 | [8 empty] | AF0182 |  | AF0093
| KT0142 | UAI4754 | [10 empty] | XT0820 | [8 empty] | AF0183 |  | AF0094
| KT0143 | UAI4755 | [10 empty] | XT0803 | [8 empty] | AF0184 |  | AF0095
| KT0144 | UAI4759 | [10 empty] | XT0804 | [8 empty] | AF0185 |  | AF0096
| KT0145 | UAI4762 | [10 empty] | GR1132 | [8 empty] | GR0182 |  | AF0097
| KT0146 | UAI4771 | [10 empty] | XT0812 | [10 empty] | AF0098
| KA0231 | GR0272 | [10 empty] | XT0813 | [10 empty] | QS0011
| KA0232 | UAI0741 | [10 empty] | XT0814 | [10 empty] | XT0011
| KA0233 | UAI0742 | [10 empty] | GR1134 | [10 empty] | FU0012
| KA0234 | UAI0743 | [10 empty] | UA1200 | [10 empty] | FU0013
| KA0230 | UAI0744 | [10 empty] | GR1234 | [10 empty] | FU0014
| KA0130 | UAI0745 | [21 empty] | FU0015
| KA0131 | UAI0746 | [21 empty] | FU0016
| KA0132 | UAI0747 | [21 empty] | FU0017
| KA0141 | UAI0750 | [21 empty] | GR0131
| KA0133 | UAI0751 | [21 empty] | QS0031
| KA0134 | UAI0752 | [21 empty] | GR0031
| KA0142 | UAI0753 | [21 empty] | XT0014
| KA0144 | UAI0754 | [21 empty] | PEG0130
| KA0176 | UAI0755 | [21 empty] | IEG0230
| KA0177 | UAI0756
| KA0136 | UAI0757
| KA0137 | UAI0760
| KA0138 | UAI0770
| KA0221 | UAI0771
| KA0110 | UAI0772
| KA0111 | UAI0773
| KA0112 | UAI0774
| KA0113 | UAI0775
| KA0115 | UAI0776
| KA0249 | UAI0777
| KA0245 | UAI4760
| KA0247 | UAI4761
| KA0246 | UAI4765
| KA0244 | UAI4770
| KA0243 | UAI4773
| KA0242 | UV0271
| KA0241 | UV0272
| KA0250 | UV0273
| KA0248 | UAI1204
| KA0240 | UAI1210
| KA0239 | UAI1211
| KA0238 | UAI1220
| KA0237 | UAI1221
| KA0236 | UAI1230
| KA0235 | UAI1231
| KA0222 | UAI1240
| XT0137 | UAI1241
| XT0071 | UAI1250
| XT0091 | UAI1251
| XT0171 | UAI1262
| XT0091M | UAI1263
| GR0232 | UAI1272
| BA1011 | UAI1273
| IEG0010 | GR0273
IEG0231

## White Labels
(SHT 7) BOP PANEL | (SHT 7) BOP PANEL - (SHT 10) PANEL B | (SHT 13) CC BLANK #1 | (SHT 13) CC BLANK #1 - (SHT 9) PANEL A | (SHT 13) CC BLANK #1 - (SHT 10) PANEL B | (SHT 14) CC BLANK #2 | (SHT 15) CC BLANK #3 | (SHT 12) CC COMPRESSOR | (SHT 12) CC COMPRESSOR - (SHT 11) ISOLATOR PANEL | (SHT 12) CC COMPRESSOR - (SHT 10) PANEL B | (SHT 11) ISOLATOR PANEL - (SHT 9) PANEL A | (SHT 18) JB70 | (SHT 21) JB70 | (SHT 25) MEDIA CONVERTER | (SHT 9) PANEL A | (SHT 9) PANEL A - (SHT 10) PANEL B | (SHT 9) PANEL A - (SHT 8) PLC PANEL | (SHT 9) PANEL A - (SHT 4) TCP | (SHT 10) PANEL B | (SHT 10) PANEL B - (SHT 17) TURBINE VIBRATION PANEL | (SHT 8) PLC PANEL | (SHT 5) PWR DISTRIBUTION RAIL - (SHT 4) TCP | (SHT 4) TCP | (SHT 17) TURBINE VIBRATION PANEL
AF0143G | IEG02575 | GR0012 | PEG0330G | IEG0430G | GR0013 | GR0014 | AF1203G | IEG02507 | IEG0250G | IEG023014 | AT1100G | GR1232 | GR1125 | AF0083G | IEG02304 | AP0290SH-OUT | IEG02308 | AF0064G | IEG0110G | UV0600G | 0V1 | AU0200G | IEG01101
AF0144G | IEG02576 | GR0673 |  |  | GR0674 | GR0675 | AF1204G | IEG02508 |  | IEG02306 |  | IEG12001 | IEG11231 | AF0084G | IEG02305 | AP0291SH-OUT |  | AF0065G |  |  | FU0200 |  | XT04001
AU0140G | IEG0257G | [5 empty] | AF1205G |  |  | IEG02307 |  | IEG12004 |  | AF0085G | IEG0230G | IEG02301 |  | AF0066G |  |  | FU0201 |  | XT04002
AU0180G | [6 empty] | AF1206G | [6 empty] | AF0086G | KA9130A2 | IEG023012 |  | AF0071G
GR0181 | [6 empty] | AF1208G | [6 empty] | AF0094G |  |  |  | AF0072G
IEG02571 | [6 empty] | AF1209G | [6 empty] | AF0096G |  |  |  | AF0073G
IEG02572 | [6 empty] | AF1210G | [6 empty] | AF0097G |  |  |  | AF0074G
IEG02573 | [6 empty] | AU0320G | [6 empty] | AU0080G |  |  |  | AF0075G
IEG02574 | [6 empty] | AU1200G | [6 empty] | AU0090G |  |  |  | AU0060G
[7 empty] | IEG02501 | [6 empty] | IEG023011 |  |  |  | AU0070G
[7 empty] | IEG02502 | [6 empty] | IEG023013
[7 empty] | IEG02503 | [6 empty] | IEG02302
[7 empty] | IEG02504 | [6 empty] | IEG02303
IEG02505
IEG02506
XT05001
XT09001
XT09002

## Heat Shrink Labels
(SHT 7) BOP PANEL - (SHT 8) PLC PANEL | (SHT 12) CC COMPRESSOR - (SHT 11) ISOLATOR PANEL | (SHT 12) CC COMPRESSOR - (SHT 8) PLC PANEL | (SHT 6) FIRE SYSTEM | (SHT 6) FIRE SYSTEM - (SHT 16) FIRE SYSTEM CONTROLLER PANEL | (SHT 11) ISOLATOR PANEL - (SHT 9) PANEL A | (SHT 11) ISOLATOR PANEL - (SHT 10) PANEL B | (SHT 11) ISOLATOR PANEL - (SHT 17) TURBINE VIBRATION PANEL | (SHT 18) JB70 | (SHT 9) PANEL A - (SHT 8) PLC PANEL | (SHT 10) PANEL B - (SHT 8) PLC PANEL | (SHT 8) PLC PANEL
WC029118 | WC1307 | W029126 | WC5500 | WC5018 | W2130 | WC2100 | WC1203 | WC4524 | WC029003 | WC029001 | WTXRX1
WC029119 | WC1308 | WC029101 | WC8066 | WC8069 | WC2110 | WC2101 | WC1327 |  | WC029004 | WC029002 | WTXRX2
WC6100 | WC1310 | WC029102 | WC8068 |  | WC2126 | WC2102 | WC1328 |  | WC029005 | WC029009
WC7100 | WC1311 | WC029103 | WC8085 |  | WC2127 | WC2103 | WC1329 |  | WC029006 | WC029014
WC7101 | WC1312 | WC029104 |  |  | WC2128 | WC2104 | WC1330 |  | WC029007 | WC029015
| WC1313 | WC029105 |  |  | WC2153 | WC2105 | WC1331 |  | WC029008 | WC029016
| WC1314 | WC029106 |  |  | WC2154 | WC2129 | WC1332 |  | WC029010 | WC029017
| WC1318 | WC029107 |  |  | WC2155 | WC2201 | WC1333 |  | WC029011 | WC029018
| WC1319 | WC029108 |  |  | WC2156 | WC2202 | WC1334 |  | WC029012 | WC029019
| WC1320 | WC029109 |  |  | WC2157 | WC2203 | WC1335 |  | WC029013 | WC029020
| WC1321 | WC029110 |  |  | WC2161 | WC2204 | WC1336 |  | WC029023 | WC029021
| WC1322 | WC029111 |  |  | WC2162 | WC2205 | WC1337 |  | WC029024 | WC029022
| WC1323 | WC029112 |  |  | WC2180 | WC2301 | WC1338 |  | WC029026 | WC029025
| WC1352 | WC029113 |  |  | WC2181 | WC2302 | WC1339 |  | WC029027 | WC029030
| WC1353 | WC029114 |  |  | WC2182 | WC2303 | WC1340 |  | WC029028
| WC1354 | WC029120 |  |  | WC2206 | WC2304 | WC1341 |  | WC029029
| WC1355 | WC029121 |  |  | WC2207 | WC2305 | WC4749 |  | WC029115
| WC1356 | WC029122 |  |  | WC2306 | WC2401 |  |  | WC029116
| WC1357 | WC029127 |  |  | WC2406 | WC2402 |  |  | WC029117
| WC2139 | WC2123 |  |  |  | WC2403
| WC2140 | WC2124 |  |  |  | WC2404
| WC2141 | WC4293 |  |  |  | WC2405
WC2142
WC2143
WC2144
WC2145
WC2308
WC2603
WC2604
WC2605
WC2607
WC2614
WC2615
WC2700
WC2706
WC4638

## BOP PANEL
BOP PANEL
CONTROL CONSOLE (BOP PANEL)
Project # | 4M511
Project Name | ENI - KUTEI NORTH HUB - FPSO
Revision | B.2
Controls DE | BARRAZA, PAUL
Phone: | 0
Controls ME
Phone:
From | [5 empty] | To
Device ID | Cable (W) Conductor (SC) Jumper Clip (JC) | Wire No. | Wire ID | Gauge/Size | Page/Zone | Device ID | Location | Page/Zone
XT0140:3 | JC | 0V | CLIP | --- | 30.A5 | XT0140:2 | BOP PANEL | 30.A5
XT0140:4 | JC | 0V | CLIP | --- | 30.A5 | XT0140:3 | BOP PANEL | 30.A5
XT0180:1 | JC | 0V | CLIP | --- | 30.D1 | XT0180:2 | BOP PANEL | 30.D1
AF0182:01 | SC | JP4 | VIO | 20 | 36.A7 | AF0182:33 | BOP PANEL | 36.A7
AF0182:03 | SC | JP3 | VIO | 20 | 36.B7 | AF0182:35 | BOP PANEL | 36.B7
AF0182:07 | SC | JP5 | VIO | 20 | 126.A7 | AF0182:39 | BOP PANEL | 126.A7
AF0182:15 | SC | JP6 | VIO | 20 | 126.B7 | AF0182:47 | BOP PANEL | 126.B7
AF0141:00 | SC | KA053211 | WHT | 20 | 133.A7 | KA0532:11 | BOP PANEL | 133.A6
AF0141:04 | SC | KA053221 | WHT | 20 | 134.A7 | KA0532:21 | BOP PANEL | 134.A6
AF0141:12 | SC | KA055411 | WHT | 20 | 135.B7 | KA0554:11 | BOP PANEL | 135.B6
AF0141:14 | SC | 014114 | WHT | 20 | 132.A7 | KA0531:11 | BOP PANEL | 132.A5
AF0141:16 | SC | SV7621A2 | WHT | 20 | 133.A7 | XT0572:4 | BOP PANEL | 133.A5
AF0141:20 | SC | SV7641A2 | WHT | 20 | 134.A7 | XT0572:5 | BOP PANEL | 134.A5
AF0141:32 | SC | KA055011 | WHT | 20 | 133.A7 | KA0550:11 | BOP PANEL | 133.A6
AF0141:36 | SC | KA055111 | WHT | 20 | 134.A7 | KA0551:11 | BOP PANEL | 134.A6
AF0141:COM | SC | 0V | WHT | 16 | 30.B2 | XT0140:3 | BOP PANEL | 30.A5
AF0141:V+ | SC | FU0141 | WHT | 16 | 30.B2 | FU0141:LD | BOP PANEL | 30.C1
AF0142:07 | SC | ZSC76112 | WHT | 20 | 132.C7 | XT0572:1 | BOP PANEL | 132.C5
AF0142:23 | SC | 014223 | WHT | 20 | 132.C7 | KT0571:A2 | BOP PANEL | 132.C6
AF0142:COM | SC | AF0142N | WHT | 16 | 30.B3 | AF0143:COM | BOP PANEL | 30.B3
AF0142:COM | SC | AU0140N | WHT | 16 | 30.B3 | AU0140:COM | BOP PANEL | 30.B2
AF0142:V+ | SC | AF0142P | WHT | 16 | 30.B3 | AF0143:V+ | BOP PANEL | 30.B3
AF0142:V+ | SC | AU0140P | WHT | 16 | 30.B3 | AU0140:V+ | BOP PANEL | 30.B2
AF0143:COM | SC | AF0143N | WHT | 16 | 30.B3 | AF0144:COM | BOP PANEL | 30.B4
AF0143:SH | SC | AF0143G | GRN | 14 | 30.B3 | AF0144:SH | BOP PANEL | 30.B4
AF0143:SH | SC | AU0140G | GRN | 14 | 30.B3 | AU0140:GND | BOP PANEL | 30.B2
AF0143:V+ | SC | AF0143P | WHT | 16 | 30.B3 | AF0144:V+ | BOP PANEL | 30.B4
AF0144:COM | SC | AF0144N | WHT | 16 | 30.B4 | AF0145:COM | BOP PANEL | 30.B5
AF0144:J | SC | * |  |  | 30.B4 | AF0145:P | BOP PANEL | 30.B5
AF0144:SH | SC | AF0144G | GRN | 14 | 30.B4 | AF0145:SH | BOP PANEL | 30.B5
AF0144:V+ | SC | AF0144P | WHT | 16 | 30.B4 | AF0145:V+ | BOP PANEL | 30.B5
AF0145:SH | SC | IEG02571 | GRN | 14 | 30.B5 | IEG0257:1 | BOP PANEL | 30.C5
AF0146:00 | SC | 014600 | WHT | 20 | 132.A7 | KA0531:21 | BOP PANEL | 132.B5
AF0146:04 | SC | 014604 | WHT | 20 | 133.A7 | KA0533:21 | BOP PANEL | 133.A6
AF0146:06 | SC | 014606 | WHT | 20 | 134.A7 | KA0534:11 | BOP PANEL | 134.A6
AF0146:08 | SC | 014110 | WHT | 20 | 135.C7 | KA0554:21 | BOP PANEL | 135.C6
AF0146:12 | SC | 014612 | WHT | 20 | 138.A7 | KA0534:21 | BOP PANEL | 138.A5
AF0146:20 | SC | SV7621B2 | WHT | 20 | 133.A7 | XT0572:6 | BOP PANEL | 133.B5
AF0146:22 | SC | SV7641B2 | WHT | 20 | 134.A7 | XT0572:7 | BOP PANEL | 134.B5
AF0146:36 | SC | 014636 | WHT | 20 | 133.A7 | KA0550:21 | BOP PANEL | 133.A6
AF0146:38 | SC | 014638 | WHT | 20 | 134.A7 | KA0551:21 | BOP PANEL | 134.A6
AF0146:COM | SC | 0V | WHT | 14 | 30.B5 | XT0140:3 | BOP PANEL | 30.A5
AF0146:V+ | SC | FU0142 | WHT | 14 | 30.B5 | FU0142:LD | BOP PANEL | 30.C1
AF0181:02 | SC | 018102 | WHT | 20 | 126.C7 | KA0181:A1 | BOP PANEL | 126.C5
AF0181:06 | SC | 018106 | WHT | 20 | 127.A6 | KA0184:A1 | BOP PANEL | 127.A5
AF0181:08 | SC | 018108 | WHT | 20 | 137.B7 | KA1901:A1 | BOP PANEL | 137.B6
AF0181:14 | SC | 018114 | WHT | 20 | 137.A7 | KA1801:A1 | BOP PANEL | 137.A6
AF0181:18 | SC | 018118 | WHT | 20 | 126.C7 | KA0181:A2 | BOP PANEL | 126.C5
AF0181:22 | SC | 018122 | WHT | 20 | 127.A6 | KA0184:A2 | BOP PANEL | 127.A5
AF0181:24 | SC | 018124 | WHT | 20 | 137.B7 | KA1901:A2 | BOP PANEL | 137.B6
AF0181:30 | SC | 018130 | WHT | 20 | 137.A7 | KA1801:A2 | BOP PANEL | 137.A6
AF0181:COM | SC | 0V | WHT | 16 | 30.D2 | XT0180:2 | BOP PANEL | 30.D1
AF0181:V+ | SC | FU0181 | WHT | 16 | 30.D2 | FU0181:LD | BOP PANEL | 30.D1
AF0182:COM | SC | AF0182N | WHT | 16 | 30.D3 | AF0183:COM | BOP PANEL | 30.C3
AF0182:COM | SC | AU0180N | WHT | 16 | 30.D3 | AU0180:COM | BOP PANEL | 30.C2
AF0182:V+ | SC | AF0182P | WHT | 16 | 30.D3 | AF0183:V+ | BOP PANEL | 30.C3
AF0182:V+ | SC | AU0180P | WHT | 16 | 30.D3 | AU0180:V+ | BOP PANEL | 30.C2
AF0183:04 | SC | ZSC76212 | WHT | 20 | 133.C7 | XT0572:2 | BOP PANEL | 133.C5
AF0183:05 | SC | ZSC76412 | WHT | 20 | 134.B7 | XT0572:3 | BOP PANEL | 134.C5
AF0183:20 | SC | KT0574A2 | WHT | 20 | 133.C7 | KT0574:A2 | BOP PANEL | 133.C6
AF0183:21 | SC | KT0573A2 | WHT | 20 | 134.B7 | KT0573:A2 | BOP PANEL | 134.C6
AF0183:COM | SC | AF0183N | WHT | 16 | 30.C3 | AF0185:COM | BOP PANEL | 30.D5
AF0183:V+ | SC | AF0183P | WHT | 16 | 30.C3 | AF0185:V+ | BOP PANEL | 30.D5
AF0184:00 | SC | KA0550A1 | WHT | 20 | 133.C7 | KA0550:A1 | BOP PANEL | 133.C6
AF0184:02 | SC | KA0551A1 | WHT | 20 | 134.C7 | KA0551:A1 | BOP PANEL | 134.C6
AF0184:05 | SC | KA0554A1 | WHT | 20 | 135.D7 | KA0554:A1 | BOP PANEL | 135.D6
AF0184:16 | SC | KA0550A2 | WHT | 20 | 133.C7 | KA0550:A2 | BOP PANEL | 133.C6
AF0184:18 | SC | KA0551A2 | WHT | 20 | 134.C7 | KA0551:A2 | BOP PANEL | 134.C6
AF0184:21 | SC | KA0554A2 | WHT | 20 | 135.D7 | KA0554:A2 | BOP PANEL | 135.D6
AF0184:COM | SC | 0V | WHT | 16 | 30.C4 | XT0180:1 | BOP PANEL | 30.D1
AF0184:V+ | SC | FU0184 | WHT | 16 | 30.C4 | FU0184:LD | BOP PANEL | 30.D1
AF0185:SH | SC | IEG02572 | GRN | 14 | 30.D5 | IEG0257:2 | BOP PANEL | 30.D6
AF0185:SH | SC | AU0180G | GRN | 14 | 30.D5 | AU0180:GND | BOP PANEL | 30.C2
AU0140:COM | SC | 0V | WHT | 16 | 30.B2 | XT0140:2 | BOP PANEL | 30.A5
AU0140:V+ | SC | FU0140 | WHT | 16 | 30.B2 | FU0140:LD | BOP PANEL | 30.B1
AU0180:COM | SC | 0V | WHT | 16 | 30.C2 | XT0180:1 | BOP PANEL | 30.D1
AU0180:V+ | SC | FU0180 | WHT | 16 | 30.C2 | FU0180:LD | BOP PANEL | 30.D1
FU0140:LI | SC | FU0570 | WHT | 14 | 30.B1 | FU0570:LD | BOP PANEL | 30.A4
FU0140:LI | SC | FU0570 | WHT | 14 | 30.B1 | FU0141:LI | BOP PANEL | 30.C1
FU0141:LI | SC | FU0570 | WHT | 14 | 30.C1 | FU0142:LI | BOP PANEL | 30.C1
FU0142:LI | SC | FU0570 | WHT | 14 | 30.C1 | FU0143:LI | BOP PANEL | 30.C1
FU0143:LD | SC | FU0143 | WHT | 16 | 30.C1 | XT0140:7 | BOP PANEL | 31.C1
FU0143:LI | SC | FU0570 | WHT | 14 | 30.C1 | FU0180:LI | BOP PANEL | 30.D1
FU0180:LI | SC | FU0570 | WHT | 14 | 30.D1 | FU0181:LI | BOP PANEL | 30.D1
FU0181:LI | SC | FU0570 | WHT | 14 | 30.D1 | FU0184:LI | BOP PANEL | 30.D1
FU0570:LI | SC | FU0136 | WHT | 12 | 30.A4 | XT0140:1 | BOP PANEL | 30.A5
GR0180: | SC | IEG02573 | GRN | 14 | 6.B4 | IEG0257:3 | BOP PANEL | 6.B3
GR0181: | SC | GR0181 | GRN/YEL | 14 | 6.B4 | FG1127:2 | BOP PANEL | 6.B3
GR0182: | SC | IEG02574 | GRN | 14 | 6.B4 | IEG0257:4 | BOP PANEL | 6.B4
KA0531:A1 | SC | ESTOP | WHT | 20 | 31.A3 | KA0532:A1 | BOP PANEL | 31.A3
KA0531:A1 | SC | ESTOP | WHT | 20 | 31.A3 | XT0140:6 | BOP PANEL | 31.A2
KA0531:A2 | SC | 0V | WHT | 20 | 31.A3 | KA0532:A2 | BOP PANEL | 31.A3
KA0531:A2 | SC | 0V | WHT | 20 | 31.A3 | KA0536:A2 | BOP PANEL | 31.A3
KA0532:14 | SC | KA053214 | WHT | 20 | 133.A6 | KA0540:A1 | BOP PANEL | 133.A5
KA0532:24 | SC | KA053224 | WHT | 20 | 134.A6 | KA0541:A1 | BOP PANEL | 134.A5
KA0532:A1 | SC | ESTOP | WHT | 20 | 31.A3 | KA0533:A1 | BOP PANEL | 31.B3
KA0532:A2 | SC | 0V | WHT | 20 | 31.A3 | KA0533:A2 | BOP PANEL | 31.B3
KA0533:11 | SC | FU0143 | WHT | 14 | 31.C2 | XT0140:7 | BOP PANEL | 31.C1
KA0533:24 | SC | KA053324 | WHT | 20 | 133.A6 | KA0542:A1 | BOP PANEL | 133.A5
KA0533:A1 | SC | ESTOP | WHT | 20 | 31.B3 | KA0534:A1 | BOP PANEL | 31.B3
KA0533:A2 | SC | 0V | WHT | 20 | 31.B3 | KA0534:A2 | BOP PANEL | 31.B3
KA0534:14 | SC | KA053414 | WHT | 20 | 134.A6 | KA0543:A1 | BOP PANEL | 134.A5
KA0534:A1 | SC | ESTOP | WHT | 20 | 31.B3 | KA0537:A1 | BOP PANEL | 31.B3
KA0534:A2 | SC | 0V | WHT | 20 | 31.B3 | KA0537:A2 | BOP PANEL | 31.B3
KA0535:11 | SC | KA053511 | WHT | 20 | 135.B6 | KA0554:14 | BOP PANEL | 135.B6
KA0535:21 | SC | KA055424 | WHT | 20 | 135.C6 | KA0554:24 | BOP PANEL | 135.C6
KA0535:A1 | SC | KA0231A1 | WHT | 20 | 31.A3 | KA0536:A1 | BOP PANEL | 31.A3
KA0535:A1 | SC | KA0231A1 | WHT | 20 | 31.A3 | XT0140:5 | BOP PANEL | 31.A2
KA0535:A2 | SC | 0V | WHT | 20 | 31.A3 | KA0536:A2 | BOP PANEL | 31.A3
KA0535:A2 | SC | 0V | WHT | 20 | 31.A3 | XT0140:4 | BOP PANEL | 30.A5
KA0540:11 | SC | KA054011 | WHT | 20 | 133.A5 | KA0550:14 | BOP PANEL | 133.A6
KA0540:A2 | SC | SV7621A2 | WHT | 20 | 133.A5 | XT0572:4 | BOP PANEL | 133.A5
KA0541:11 | SC | KA054111 | WHT | 20 | 134.A5 | KA0551:14 | BOP PANEL | 134.A6
KA0541:A2 | SC | SV7641A2 | WHT | 20 | 134.A5 | XT0572:5 | BOP PANEL | 134.A5
KA0542:11 | SC | KA055024 | WHT | 20 | 133.A5 | KA0550:24 | BOP PANEL | 133.A6
KA0542:A2 | SC | SV7621B2 | WHT | 20 | 133.A5 | XT0572:6 | BOP PANEL | 133.B5
KA0543:11 | SC | KA055124 | WHT | 20 | 134.A5 | KA0551:24 | BOP PANEL | 134.A6
KA0543:A2 | SC | SV7641B2 | WHT | 20 | 134.A5 | XT0572:7 | BOP PANEL | 134.B5
KT0571:A1 | SC | ZSC76112 | WHT | 20 | 132.C6 | XT0572:1 | BOP PANEL | 132.C5
KT0573:15 | SC | KA053312 | WHT | 20 | 31.C3 | KA0533:12 | BOP PANEL | 31.C2
KT0573:15 | SC | KA053312 | WHT | 20 | 31.C3 | KT0574:15 | BOP PANEL | 31.C3
KT0573:16 | SC | KT057316 | WHT | 20 | 31.C3 | XT0574:1 | BOP PANEL | 31.C3
KT0573:A1 | SC | ZSC76412 | WHT | 20 | 134.C6 | XT0572:3 | BOP PANEL | 134.C5
KT0574:16 | SC | KT057416 | WHT | 20 | 31.C3 | XT0574:2 | BOP PANEL | 31.C3
KT0574:A1 | SC | ZSC76212 | WHT | 20 | 133.C6 | XT0572:2 | BOP PANEL | 133.C5
XT0140:1 | SC | FU0136 | WHT | 12 | 30.A5 | XT0570:1 | BOP PANEL | 30.A5
XT0140:2 | SC | 0V | WHT | 14 | 30.A5 | XT0570:2 | BOP PANEL | 30.A5
XT0180:1 | SC | 0V | WHT | 16 | 30.D1 | XT0140:4 | BOP PANEL | 30.A5
XT0570:3 | SC | KA0231A1 | WHT | 12 | 31.A2 | XT0140:5 | BOP PANEL | 31.A2
AU0140:L2 | WC0014 | AU0140L2 | ENET | CABLE | 30.B2 | AU0180:L1 | BOP PANEL | 30.C2
XT0570:1 | SC | FU0136 | WHT | 12 | 30.A5 | XT0520:1 | CC COMPRESSOR | 28.A5
XT0570:2 | SC | 0V | WHT | 12 | 30.A5 | XT0520:2 | CC COMPRESSOR | 28.A5
XT0570:3 | SC | KA0231A1 | WHT | 12 | 31.A2 | XT0520:3 | CC COMPRESSOR | 28.B5
AU0140:L1 | WC0012 | AU1200L2 | ENET | CABLE | 30.B2 | AU1200:L2 | CC COMPRESSOR | 28.C1
AF0184:08 | SC | KA023814 | WHT | 20 | 127.D6 | KA0238:14 | PANEL B | 127.D6
IEG0257:0 | SC | IEG0257G | GRN | 8 | 6.B2 | IEG0010:3 | PANEL B | 6.B2
IEG0257:5 | SC | IEG02575 | GRN | 14 | 6.B4 | GR0231: | PANEL B | 6.B4
IEG0257:6 | SC | IEG02576 | GRN | 14 | 6.B5 | GR0233: | PANEL B | 6.B5
KA0182:A1 | SC | 007614 | WHT | 20 | 126.C5 | AF0076:14 | PANEL B | 126.C7
KA0182:A2 | SC | 007630 | WHT | 20 | 126.C5 | AF0076:30 | PANEL B | 126.C7
KA0183:A1 | SC | 007615 | WHT | 20 | 126.D5 | AF0076:15 | PANEL B | 126.D7
KA0183:A2 | SC | 007631 | WHT | 20 | 126.D5 | AF0076:31 | PANEL B | 126.D7
KA0535:14 | SC | KA053514 | WHT | 20 | 135.B6 | XT0573:1 B2 | PANEL B | 135.B5
KA0535:24 | SC | KA053524 | WHT | 20 | 135.C6 | XT0573:3 B2 | PANEL B | 135.C5
KA0536:11 | SC | XT05732B1 | WHT | 20 | 135.B5 | XT0573:2 B1 | PANEL B | 135.B5
KA0536:12 | SC | KA053612 | WHT | 20 | 135.B5 | XT0573:1 T1 | PANEL B | 135.B5
KA0536:21 | SC | KA053621 | WHT | 20 | 135.C5 | XT0573:4 B1 | PANEL B | 135.C5
KA0536:22 | SC | KA053622 | WHT | 20 | 135.C5 | XT0573:3 T1 | PANEL B | 135.C5
XT0140:6 | SC | ESTOP | WHT | 20 | 31.A2 | XT0240:4 | PANEL B | 22.A3
XT0574:1 | SC | KT057316 | WHT | 20 | 31.C3 | XT0573:4 T2 | PANEL B | 135.C5
XT0574:1 | SC | KT057316 | WHT | 20 | 31.C3 | XT0573:2 T2 | PANEL B | 135.B5
XT0574:2 | SC | KT057416 | WHT | 20 | 31.C3 | XT0573:4 B2 | PANEL B | 135.C5
XT0574:2 | SC | KT057416 | WHT | 20 | 31.C3 | XT0573:2 B2 | PANEL B | 135.B5
AF0143:36 | WC029118 | ZT76311 | RED | 20 | 131.A7 | AP0291:O:A18+ | PLC PANEL | 131.A5
AF0143:04 | WC029118 | ZT76312 | BLK | 20 | 131.A7 | AP0291:O:C18- | PLC PANEL | 131.A5
FLOATING | WC029118 | ZT7631S | SH | 20 | 131.A6 | AP0291:O:B18S | PLC PANEL | 131.A5
AF0143:32 | WC029119 | PDT76201 | RED | 20 | 133.D7 | AP0291:O:A19+ | PLC PANEL | 133.D5
AF0143:00 | WC029119 | PDT76202 | BLK | 20 | 133.D7 | AP0291:O:C19- | PLC PANEL | 133.D5
FLOATING | WC029119 | PDT7620S | SH | 20 | 133.D6 | AP0291:O:B19S | PLC PANEL | 133.D5
AF0185:38 | WC6100 | ZT61001 | RED | 20 | 129.A7 | AP0290:O:A31+ | PLC PANEL | 129.A5
AF0185:06 | WC6100 | ZT61002 | BLK | 20 | 129.A7 | AP0290:O:C31- | PLC PANEL | 129.A5
FLOATING | WC6100 | ZT6100S | SH | 20 | 129.A6 | AP0290:O:B31S | PLC PANEL | 129.A5
AF0143:34 | WC7100 | ZT71001 | RED | 20 | 130.A7 | AP0291:O:A25+ | PLC PANEL | 130.A5
AF0143:02 | WC7100 | ZT71002 | BLK | 20 | 130.A7 | AP0291:O:C25- | PLC PANEL | 130.A5
FLOATING | WC7100 | ZT7100S | SH | 20 | 130.A6 | AP0291:O:B25S | PLC PANEL | 130.A5
AF0185:40 | WC7101 | ZT71011 | RED | 20 | 128.A7 | AP0290:O:A32+ | PLC PANEL | 128.A5
AF0185:08 | WC7101 | ZT71012 | BLK | 20 | 128.A7 | AP0290:O:C32- | PLC PANEL | 128.A5
FLOATING | WC7101 | ZT7101S | SH | 20 | 128.A6 | AP0290:O:B32S | PLC PANEL | 128.A5
AU0180:L2 | WC0018 | AU0180L2 | ENET | CABLE | 30.C2 | AU0200:L1 | TCP | 14.A3
SolarTools ver. 24.0.84.24712 (Jul 31, 2025)
Report date: 4/6/2026 4:19 PM

## CC BLANK #1
CC BLANK #1
Project # | 4M511
Project Name | ENI - KUTEI NORTH HUB - FPSO
Revision | B.2
Controls DE | BARRAZA, PAUL
Phone: | 0
Controls ME
Phone:
From | [5 empty] | To
Device ID | Cable (W) Conductor (SC) Jumper Clip (JC) | Wire No. | Wire ID | Gauge/Size | Page/Zone | Device ID | Location | Page/Zone
GR0012: | SC | GR0012 | GRN/YEL | 14 | 6.C4 | FG1128:6 | CC BLANK #1 | 6.C3
GR0673: | SC | GR0673 | GRN/YEL | 14 | 6.C4 | FG1128:3 | CC BLANK #1 | 6.C3
PEG0330:0 | SC | PEG0330G | GRN/YEL | 8 | 6.C2 | PEG0130:2 | PANEL A | 6.C2
IEG0430:0 | SC | IEG0430G | GRN | 8 | 6.C2 | IEG0010:5 | PANEL B | 6.C2
SolarTools ver. 24.0.84.24712 (Jul 31, 2025)
Report date: 4/6/2026 4:19 PM

## CC BLANK #2
CC BLANK #2
Project # | 4M511
Project Name | ENI - KUTEI NORTH HUB - FPSO
Revision | B.2
Controls DE | BARRAZA, PAUL
Phone: | 0
Controls ME
Phone:
From | [5 empty] | To
Device ID | Cable (W) Conductor (SC) Jumper Clip (JC) | Wire No. | Wire ID | Gauge/Size | Page/Zone | Device ID | Location | Page/Zone
GR0013: | SC | GR0013 | GRN/YEL | 14 | 6.C4 | FG1128:7 | CC BLANK #2 | 6.C3
GR0674: | SC | GR0674 | GRN/YEL | 14 | 6.C4 | FG1128:4 | CC BLANK #2 | 6.C3
SolarTools ver. 24.0.84.24712 (Jul 31, 2025)
Report date: 4/6/2026 4:19 PM

## CC BLANK #3
CC BLANK #3
Project # | 4M511
Project Name | ENI - KUTEI NORTH HUB - FPSO
Revision | B.2
Controls DE | BARRAZA, PAUL
Phone: | 0
Controls ME
Phone:
From | [5 empty] | To
Device ID | Cable (W) Conductor (SC) Jumper Clip (JC) | Wire No. | Wire ID | Gauge/Size | Page/Zone | Device ID | Location | Page/Zone
GR0014: | SC | GR0014 | GRN/YEL | 14 | 6.C5 | FG1128:8 | CC BLANK #3 | 6.C4
GR0675: | SC | GR0675 | GRN/YEL | 14 | 6.C5 | FG1128:5 | CC BLANK #3 | 6.C4
SolarTools ver. 24.0.84.24712 (Jul 31, 2025)
Report date: 4/6/2026 4:19 PM

## CC COMPRESSOR
CC COMPRESSOR
Project # | 4M511
Project Name | ENI - KUTEI NORTH HUB - FPSO
Revision | B.2
Controls DE | BARRAZA, PAUL
Phone: | 0
Controls ME
Phone:
From | [5 empty] | To
Device ID | Cable (W) Conductor (SC) Jumper Clip (JC) | Wire No. | Wire ID | Gauge/Size | Page/Zone | Device ID | Location | Page/Zone
XT0130:3 | JC | 0V | CLIP | --- | 28.A5 | XT0130:2 | CC COMPRESSOR | 28.A5
XT0130:4 | JC | 0V | CLIP | --- | 28.A5 | XT0130:3 | CC COMPRESSOR | 28.A5
XT0310:3 | JC | 0V | CLIP | --- | 27.A5 | XT0310:2 | CC COMPRESSOR | 27.A5
XT0310:4 | JC | 0V | CLIP | --- | 27.A5 | XT0310:3 | CC COMPRESSOR | 27.A5
AF0321:COM | SC | AF0321N | WHT | 16 | 27.D2 | AF0322:COM | CC COMPRESSOR | 27.D3
AF0321:COM | SC | AU0320N | WHT | 16 | 27.D2 | AU0320:COM | CC COMPRESSOR | 27.D1
AF0321:SH | SC | IEG02501 | GRN | 14 | 27.D2 | IEG0250:1 | CC COMPRESSOR | 27.D3
AF0321:SH | SC | AU0320G | GRN | 14 | 27.D2 | AU0320:GND | CC COMPRESSOR | 27.D1
AF0321:V+ | SC | AF0321P | WHT | 16 | 27.D2 | AF0322:V+ | CC COMPRESSOR | 27.D3
AF0321:V+ | SC | AU0320P | WHT | 16 | 27.D2 | AU0320:V+ | CC COMPRESSOR | 27.D1
AF0500:12 | SC | XT05001 | GRN | 16 | 29.B4 | XT0500:1 | CC COMPRESSOR | 29.C3
AF0510:32 | SC | XT05001 | GRN | 16 | 29.B3 | XT0500:1 | CC COMPRESSOR | 29.C3
AF0510:53 | SC | 0V | WHT | 16 | 29.B3 | XT0130:2 | CC COMPRESSOR | 28.A5
AF0510:54 | SC | 052053 | WHT | 16 | 29.B3 | AF0520:53 | CC COMPRESSOR | 29.B2
AF0510:55 | SC | FU0133 | WHT | 16 | 29.B3 | FU0133:LD | CC COMPRESSOR | 29.C5
AF0510:56 | SC | 052055 | WHT | 16 | 29.B3 | AF0520:55 | CC COMPRESSOR | 29.B2
AF0520:32 | SC | XT05001 | GRN | 16 | 29.B2 | XT0500:1 | CC COMPRESSOR | 29.C3
AF0900:12 | SC | XT09001 | GRN | 16 | 27.B6 | XT0900:1 | CC COMPRESSOR | 27.C6
AF0910:32 | SC | XT09001 | GRN | 16 | 27.B5 | XT0900:1 | CC COMPRESSOR | 27.C6
AF0910:53 | SC | 0V | WHT | 16 | 27.B5 | XT0310:2 | CC COMPRESSOR | 27.A5
AF0910:54 | SC | AF0910N | WHT | 16 | 27.B5 | AF0920:53 | CC COMPRESSOR | 27.B5
AF0910:55 | SC | FU0313 | WHT | 16 | 27.B5 | FU0313:LD | CC COMPRESSOR | 27.C1
AF0910:56 | SC | AF0910P | WHT | 16 | 27.B5 | AF0920:55 | CC COMPRESSOR | 27.B5
AF0920:32 | SC | XT09001 | GRN | 16 | 27.B5 | XT0900:1 | CC COMPRESSOR | 27.C6
AF0920:54 | SC | AF0920N | WHT | 16 | 27.B5 | AF0940:53 | CC COMPRESSOR | 27.B3
AF0920:56 | SC | AF0920P | WHT | 16 | 27.B5 | AF0940:55 | CC COMPRESSOR | 27.B3
AF0940:32 | SC | XT09002 | GRN | 16 | 27.B3 | XT0900:2 | CC COMPRESSOR | 27.C3
AF1201:COM | SC | 0V | WHT | 14 | 28.D2 | XT0130:3 | CC COMPRESSOR | 28.A5
AF1201:V+ | SC | FU0121 | WHT | 16 | 28.D2 | FU0121:LD | CC COMPRESSOR | 28.D1
AF1202:COM | SC | AF1202N | WHT | 16 | 28.D3 | AF1203:COM | CC COMPRESSOR | 28.D3
AF1202:COM | SC | AU1200N | WHT | 16 | 28.D3 | AU1200:COM | CC COMPRESSOR | 28.C1
AF1202:V+ | SC | AF1202P | WHT | 16 | 28.D3 | AF1203:V+ | CC COMPRESSOR | 28.D3
AF1202:V+ | SC | AU1200P | WHT | 16 | 28.D3 | AU1200:V+ | CC COMPRESSOR | 28.C1
AF1203:COM | SC | AF1203N | WHT | 16 | 28.D3 | AF1204:COM | CC COMPRESSOR | 28.C4
AF1203:SH | SC | AF1203G | GRN | 14 | 28.D3 | AF1204:SH | CC COMPRESSOR | 28.C4
AF1203:SH | SC | AU1200G | GRN | 14 | 28.D3 | AU1200:GND | CC COMPRESSOR | 28.C1
AF1203:V+ | SC | AF1203P | WHT | 16 | 28.D3 | AF1204:V+ | CC COMPRESSOR | 28.C4
AF1204:COM | SC | AF1204N | WHT | 16 | 28.C4 | AF1205:COM | CC COMPRESSOR | 28.C5
AF1204:SH | SC | AF1204G | GRN | 14 | 28.C4 | AF1205:SH | CC COMPRESSOR | 28.C5
AF1204:V+ | SC | AF1204P | WHT | 16 | 28.C4 | AF1205:V+ | CC COMPRESSOR | 28.C5
AF1205:COM | SC | AF1205N | WHT | 16 | 28.C5 | AF1206:COM | CC COMPRESSOR | 28.D5
AF1205:SH | SC | AF1205G | GRN | 14 | 28.C5 | AF1206:SH | CC COMPRESSOR | 28.D5
AF1205:V+ | SC | AF1205P | WHT | 16 | 28.C5 | AF1206:V+ | CC COMPRESSOR | 28.D5
AF1206:COM | SC | AF1206N | WHT | 16 | 28.D5 | AF1207:COM | CC COMPRESSOR | 28.A2
AF1206:SH | SC | AF1206G | GRN | 14 | 28.D5 | AF1208:SH | CC COMPRESSOR | 28.B2
AF1206:V+ | SC | AF1206P | WHT | 16 | 28.D5 | AF1207:V+ | CC COMPRESSOR | 28.A2
AF1207:02 | SC | 120702 | WHT | 20 | 98.A7 | KA4401:14 | CC COMPRESSOR | 98.A6
AF1207:18 | SC | 120718 | WHT | 20 | 98.A7 | KA4401:A2 | CC COMPRESSOR | 98.A6
AF1207:34 | SC | PS44012 | WHT | 20 | 98.A7 | KA4401:11 | CC COMPRESSOR | 98.A6
AF1207:COM | SC | AF1207N | WHT | 16 | 28.A2 | AF1208:COM | CC COMPRESSOR | 28.B2
AF1207:V+ | SC | AF1207P | WHT | 16 | 28.A2 | AF1208:V+ | CC COMPRESSOR | 28.B2
AF1208:COM | SC | AF1208N | WHT | 16 | 28.B2 | AF1209:COM | CC COMPRESSOR | 28.B3
AF1208:SH | SC | AF1208G | GRN | 14 | 28.B2 | AF1209:SH | CC COMPRESSOR | 28.B3
AF1208:V+ | SC | AF1208P | WHT | 16 | 28.B2 | AF1209:V+ | CC COMPRESSOR | 28.B3
AF1209:COM | SC | AF1209N | WHT | 16 | 28.B3 | AF1210:COM | CC COMPRESSOR | 28.B3
AF1209:SH | SC | AF1209G | GRN | 14 | 28.B3 | AF1210:SH | CC COMPRESSOR | 28.B3
AF1209:V+ | SC | AF1209P | WHT | 16 | 28.B3 | AF1210:V+ | CC COMPRESSOR | 28.B3
AF1210:COM | SC | AF1210N | WHT | 16 | 28.B3 | AF1211:COM | CC COMPRESSOR | 28.B4
AF1210:SH | SC | AF1210G | GRN | 14 | 28.B3 | AF1211:SH | CC COMPRESSOR | 28.B4
AF1210:V+ | SC | AF1210P | WHT | 16 | 28.B3 | AF1211:V+ | CC COMPRESSOR | 28.B4
AF1211:SH | SC | IEG02506 | GRN | 14 | 28.B4 | IEG0250:6 | CC COMPRESSOR | 28.B5
AU0320:COM | SC | 0V | WHT | 16 | 27.D1 | XT0310:3 | CC COMPRESSOR | 27.A5
AU0320:V+ | SC | FU0320 | WHT | 16 | 27.D1 | FU0320:LD | CC COMPRESSOR | 27.D1
AU1200:COM | SC | 0V | WHT | 14 | 28.C1 | XT0130:4 | CC COMPRESSOR | 28.A5
AU1200:V+ | SC | FU0120 | WHT | 16 | 28.C1 | FU0120:LD | CC COMPRESSOR | 28.D1
FU0120:LI | SC | FU0130 | WHT | 14 | 28.D1 | FU0121:LI | CC COMPRESSOR | 28.D1
FU0120:LI | SC | FU0130 | WHT | 14 | 28.D1 | FU0130:LD | CC COMPRESSOR | 28.A4
FU0121:LI | SC | FU0130 | WHT | 14 | 28.D1 | FU0133:LI | CC COMPRESSOR | 29.C5
FU0130:LD | SC | FU0130 | WHT | 14 | 28.A4 | XT0121:1 | CC COMPRESSOR | 103.A5
FU0130:LI | SC | FU0136 | WHT | 14 | 28.A4 | XT0130:1 | CC COMPRESSOR | 28.A5
FU0310:LD | SC | FU0310 | WHT | 14 | 27.A4 | FU0313:LI | CC COMPRESSOR | 27.C1
FU0310:LI | SC | FU0136 | WHT | 14 | 27.A4 | XT0310:1 | CC COMPRESSOR | 27.A5
FU0313:LI | SC | FU0310 | WHT | 14 | 27.C1 | FU0320:LI | CC COMPRESSOR | 27.D1
GR0120: | SC | IEG02505 | GRN | 14 | 28.A4 | IEG0250:5 | CC COMPRESSOR | 28.A5
GR0320: | SC | IEG02503 | GRN | 14 | 27.A5 | IEG0250:3 | CC COMPRESSOR | 27.A6
IEG0250:2 | SC | IEG02502 | GRN | 14 | 27.C7 | XT0900:3 | CC COMPRESSOR | 27.C6
IEG0250:4 | SC | IEG02504 | GRN | 14 | 29.B5 | XT0500:2 | CC COMPRESSOR | 29.B5
KA0120:A1 | SC | KA0231A1 | WHT | 14 | 28.B6 | XT0130:5 | CC COMPRESSOR | 28.A5
KA0120:A2 | SC | 0V | WHT | 14 | 28.B6 | XT0130:3 | CC COMPRESSOR | 28.A5
KA4401:11 | SC | PS44012 | WHT | 20 | 98.A6 | XT0905:1 | CC COMPRESSOR | 98.A5
KA4401:A1 | SC | PS44013 | WHT | 20 | 98.A6 | XT0905:2 | CC COMPRESSOR | 98.A5
XT0121:2 | SC | 0V | WHT | 14 | 103.A5 | XT0130:3 | CC COMPRESSOR | 28.A5
XT0130:1 | SC | FU0136 | WHT | 14 | 28.A5 | XT0520:1 | CC COMPRESSOR | 28.A5
XT0130:4 | SC | 0V | WHT | 14 | 28.A5 | XT0520:2 | CC COMPRESSOR | 28.A5
XT0310:1 | SC | FU0136 | WHT | 14 | 27.A5 | XT0130:1 | CC COMPRESSOR | 28.A5
XT0310:2 | SC | 0V | WHT | 14 | 27.A5 | XT0130:2 | CC COMPRESSOR | 28.A5
XT0310:5 | SC | KA0231A1 | WHT | 14 | 27.A5 | XT0130:5 | CC COMPRESSOR | 28.A5
XT0520:3 | SC | KA0231A1 | WHT | 14 | 28.B5 | XT0130:5 | CC COMPRESSOR | 28.A5
AF0510:L1 | WC0032 | AU0320L2 | ENET | CABLE | 29.B3 | AU0320:L2 | CC COMPRESSOR | 27.D1
AF0510:L2 | WC0051 | AF0520L1 | ENET | CABLE | 29.B3 | AF0520:L1 | CC COMPRESSOR | 29.B2
AF0520:L2 | WC0052 | AU1200L1 | ENET | CABLE | 29.B2 | AU1200:L1 | CC COMPRESSOR | 28.C1
AF0910:L2 | WC0091 | AF0910L2 | ENET | CABLE | 27.B5 | AF0920:L1 | CC COMPRESSOR | 27.B5
AF0920:L2 | WC0092 | AF0920L2 | ENET | CABLE | 27.B5 | AF0940:L1 | CC COMPRESSOR | 27.B3
AF0940:L2 | WC0094 | AF0940L2 | ENET | CABLE | 27.B3 | AU0320:L1 | CC COMPRESSOR | 27.D1
AF0500:LBUS | WC8050 | AF0510RBUS | BUS | CABLE | 29.B4 | AF0510:RBUS | CC COMPRESSOR | 29.B3
AF0510:LBUS | WC8051 | AF0520RBUS | BUS | CABLE | 29.B3 | AF0520:RBUS | CC COMPRESSOR | 29.B2
AF0900:LBUS | WC8090 | AF0910RBUS | BUS | CABLE | 27.B6 | AF0910:RBUS | CC COMPRESSOR | 27.B5
AF0910:LBUS | WC8091 | AF0910LBUS | BUS | CABLE | 27.B5 | AF0920:RBUS | CC COMPRESSOR | 27.B5
AF0920:LBUS | WC8092 | AF0920LBUS | BUS | CABLE | 27.B5 | AF0940:RBUS | CC COMPRESSOR | 27.B3
XT0520:1 | SC | FU0136 | WHT | 12 | 28.A5 | XT0570:1 | BOP PANEL | 30.A5
XT0520:2 | SC | 0V | WHT | 12 | 28.A5 | XT0570:2 | BOP PANEL | 30.A5
XT0520:3 | SC | KA0231A1 | WHT | 12 | 28.B5 | XT0570:3 | BOP PANEL | 31.A2
AU1200:L2 | WC0012 | AU1200L2 | ENET | CABLE | 28.C1 | AU0140:L1 | BOP PANEL | 30.B2
IEG0250:7 | SC | IEG02507 | GRN | 14 | 76.B5 | UV0274:IE | ISOLATOR PANEL | 76.B5
IEG0250:8 | SC | IEG02508 | GRN | 14 | 76.B5 | UV0275:IE | ISOLATOR PANEL | 76.B5
AF0900:05 | WC1307 | UAI47537 | RED | 20 | 91.A6 | UAI4753:7 | ISOLATOR PANEL | 91.A5
AF0900:06 | WC1307 | UAI47538 | BLK | 20 | 91.A6 | UAI4753:8 | ISOLATOR PANEL | 91.A5
AF0900:11 | WC1307 | UAI4753S | SH | 20 | 91.A6 | FLOATING | ISOLATOR PANEL | 91.A6
AF0900:02 | WC1308 | UAI47737 | RED | 20 | 91.A6 | UAI4773:7 | ISOLATOR PANEL | 91.A5
AF0900:03 | WC1308 | UAI47738 | BLK | 20 | 91.A6 | UAI4773:8 | ISOLATOR PANEL | 91.A5
AF0900:07 | WC1308 | UAI4773S | SH | 20 | 91.A6 | FLOATING | ISOLATOR PANEL | 91.A6
AF0920:10 | WC1310 | UAI47417 | RED | 20 | 91.B6 | UAI4741:7 | ISOLATOR PANEL | 91.B5
AF0920:12 | WC1310 | UAI47418 | BLK | 20 | 91.B6 | UAI4741:8 | ISOLATOR PANEL | 91.B5
AF0920:27 | WC1310 | UAI4741S | SH | 20 | 91.B6 | FLOATING | ISOLATOR PANEL | 91.B6
AF0920:14 | WC1311 | UAI47407 | RED | 20 | 91.B6 | UAI4740:7 | ISOLATOR PANEL | 91.B5
AF0920:16 | WC1311 | UAI47408 | BLK | 20 | 91.B6 | UAI4740:8 | ISOLATOR PANEL | 91.B5
AF0920:31 | WC1311 | UAI4740S | SH | 20 | 91.B6 | FLOATING | ISOLATOR PANEL | 91.B6
AF0910:10 | WC1312 | UAI47617 | RED | 20 | 91.C6 | UAI4761:7 | ISOLATOR PANEL | 91.C5
AF0910:12 | WC1312 | UAI47618 | BLK | 20 | 91.C6 | UAI4761:8 | ISOLATOR PANEL | 91.C5
AF0910:27 | WC1312 | UAI4761S | SH | 20 | 91.C6 | FLOATING | ISOLATOR PANEL | 91.C6
AF0910:14 | WC1313 | UAI47607 | RED | 20 | 91.C6 | UAI4760:7 | ISOLATOR PANEL | 91.C5
AF0910:16 | WC1313 | UAI47608 | BLK | 20 | 91.C6 | UAI4760:8 | ISOLATOR PANEL | 91.C5
AF0910:31 | WC1313 | UAI4760S | SH | 20 | 91.C6 | FLOATING | ISOLATOR PANEL | 91.C6
AF0940:10 | WC1314 | UAI47527 | RED | 20 | 91.D6 | UAI4752:7 | ISOLATOR PANEL | 91.D5
AF0940:12 | WC1314 | UAI47528 | BLK | 20 | 91.D6 | UAI4752:8 | ISOLATOR PANEL | 91.D5
AF0940:27 | WC1314 | UAI4752S | SH | 20 | 91.D6 | FLOATING | ISOLATOR PANEL | 91.D6
AF0910:02 | WC1318 | 091002 | RED | 20 | 90.A6 | UAI1771:7 | ISOLATOR PANEL | 90.A5
AF0910:04 | WC1318 | 091004 | BLK | 20 | 90.A6 | UAI1771:8 | ISOLATOR PANEL | 90.A5
AF0910:19 | WC1318 | 091019 | SH | 20 | 90.A6 | FW1:1 | ISOLATOR PANEL | 90.A6
AF0910:06 | WC1319 | 091006 | RED | 20 | 90.A6 | UAI4770:7 | ISOLATOR PANEL | 90.A5
AF0910:08 | WC1319 | 091008 | BLK | 20 | 90.A6 | UAI4770:8 | ISOLATOR PANEL | 90.A5
AF0910:23 | WC1319 | 091023 | SH | 20 | 90.A6 | FW1:2 | ISOLATOR PANEL | 90.B6
AF0920:06 | WC1320 | 092006 | RED | 20 | 90.B6 | UAI4750:7 | ISOLATOR PANEL | 90.B5
AF0920:08 | WC1320 | 092008 | BLK | 20 | 90.B6 | UAI4750:8 | ISOLATOR PANEL | 90.B5
AF0920:23 | WC1320 | 092023 | SH | 20 | 90.B6 | FW1:3 | ISOLATOR PANEL | 90.B6
AF0920:02 | WC1321 | 092002 | RED | 20 | 90.B6 | UAI4751:7 | ISOLATOR PANEL | 90.B5
AF0920:04 | WC1321 | 092004 | BLK | 20 | 90.B6 | UAI4751:8 | ISOLATOR PANEL | 90.B5
AF0920:19 | WC1321 | 092019 | SH | 20 | 90.B6 | FW1:4 | ISOLATOR PANEL | 90.B6
AF0940:14 | WC1322 | 094014 | RED | 20 | 90.C6 | UAI4759:7 | ISOLATOR PANEL | 90.C5
AF0940:16 | WC1322 | 094016 | BLK | 20 | 90.C6 | UAI4759:8 | ISOLATOR PANEL | 90.C5
AF0940:31 | WC1322 | 094031 | SH | 20 | 90.C6 | FW1:75 | ISOLATOR PANEL | 90.C6
AF0940:04 | WC1323 | 094004 | RED | 20 | 90.C6 | UAI4765:7 | ISOLATOR PANEL | 90.C5
AF0940:02 | WC1323 | 094002 | BLK | 20 | 90.C6 | UAI4765:8 | ISOLATOR PANEL | 90.C5
AF0940:19 | WC1323 | 094019 | SH | 20 | 90.C6 | FW1:76 | ISOLATOR PANEL | 90.D6
AF0500:02 | WC1352 | UAI44737 | RED | 20 | 95.A6 | UAI4473:7 | ISOLATOR PANEL | 95.A5
AF0500:03 | WC1352 | UAI44738 | BLK | 20 | 95.A6 | UAI4473:8 | ISOLATOR PANEL | 95.A5
AF0500:07 | WC1352 | UAI4473S | SH | 20 | 95.A6 | FLOATING | ISOLATOR PANEL | 95.A6
AF0510:02 | WC1353 | UAI44617 | RED | 20 | 95.B6 | UAI4461:7 | ISOLATOR PANEL | 95.B5
AF0510:04 | WC1353 | UAI44618 | BLK | 20 | 95.B6 | UAI4461:8 | ISOLATOR PANEL | 95.B5
AF0510:19 | WC1353 | UAI4461S | SH | 20 | 95.B6 | FLOATING | ISOLATOR PANEL | 95.B6
AF0510:06 | WC1354 | UAI44607 | RED | 20 | 95.B6 | UAI4460:7 | ISOLATOR PANEL | 95.B5
AF0510:08 | WC1354 | UAI44608 | BLK | 20 | 95.B6 | UAI4460:8 | ISOLATOR PANEL | 95.B5
AF0510:23 | WC1354 | UAI4460S | SH | 20 | 95.B6 | FLOATING | ISOLATOR PANEL | 95.B6
AF0510:10 | WC1355 | UAI44717 | RED | 20 | 95.C6 | UAI4471:7 | ISOLATOR PANEL | 95.C5
AF0510:12 | WC1355 | UAI44718 | BLK | 20 | 95.C6 | UAI4471:8 | ISOLATOR PANEL | 95.C5
AF0510:27 | WC1355 | UAI4471S | SH | 20 | 95.C6 | FLOATING | ISOLATOR PANEL | 95.C6
AF0510:14 | WC1356 | UAI44707 | RED | 20 | 95.C6 | UAI4470:7 | ISOLATOR PANEL | 95.C5
AF0510:16 | WC1356 | UAI44708 | BLK | 20 | 95.C6 | UAI4470:8 | ISOLATOR PANEL | 95.C5
AF0510:31 | WC1356 | UAI4470S | SH | 20 | 95.C6 | FLOATING | ISOLATOR PANEL | 95.C6
AF0520:02 | WC1357 | UAI44627 | RED | 20 | 95.C6 | UAI4462:7 | ISOLATOR PANEL | 95.C5
AF0520:04 | WC1357 | UAI44628 | BLK | 20 | 95.C6 | UAI4462:8 | ISOLATOR PANEL | 95.C5
AF0520:19 | WC1357 | UAI4462S | SH | 20 | 95.C6 | FLOATING | ISOLATOR PANEL | 95.D6
AF0321:19 | WC2139 | 032119 | RED | 20 | 94.A7 | UAI3600:-7 | ISOLATOR PANEL | 94.A5
AF0321:03 | WC2139 | 032103 | WHT | 20 | 94.A7 | UAI3600:-5 | ISOLATOR PANEL | 94.A5
AF0321:02 | WC2139 | 032102 | BLK | 20 | 94.A7 | UAI3600:+6 | ISOLATOR PANEL | 94.A5
AF0321:50 | WC2139 | 032150 | SH | 20 | 94.A7 | FLOATING | ISOLATOR PANEL | 94.A6
AF0321:21 | WC2140 | 032121 | RED | 20 | 92.A7 | UAI4755:+6 | ISOLATOR PANEL | 92.A5
AF0321:05 | WC2140 | 032105 | WHT | 20 | 92.A7 | UAI4755:+8 | ISOLATOR PANEL | 92.A5
AF0321:04 | WC2140 | 032104 | BLK | 20 | 92.A7 | UAI4755:-7 | ISOLATOR PANEL | 92.A5
AF0321:52 | WC2140 | 032152 | SH | 20 | 92.A7 | FLOATING | ISOLATOR PANEL | 92.A6
AF0321:25 | WC2141 | 032125 | RED | 20 | 92.B7 | UAI4742:+6 | ISOLATOR PANEL | 92.B5
AF0321:09 | WC2141 | 032109 | WHT | 20 | 92.B7 | UAI4742:+8 | ISOLATOR PANEL | 92.B5
AF0321:08 | WC2141 | 032108 | BLK | 20 | 92.B7 | UAI4742:-7 | ISOLATOR PANEL | 92.B5
AF0321:56 | WC2141 | 032156 | SH | 20 | 92.B7 | FLOATING | ISOLATOR PANEL | 92.B6
AF0321:29 | WC2142 | 032129 | RED | 20 | 92.C7 | UAI4762:+6 | ISOLATOR PANEL | 92.C5
AF0321:13 | WC2142 | 032113 | WHT | 20 | 92.C7 | UAI4762:+8 | ISOLATOR PANEL | 92.C5
AF0321:12 | WC2142 | 032112 | BLK | 20 | 92.C7 | UAI4762:-7 | ISOLATOR PANEL | 92.C5
AF0321:60 | WC2142 | 032160 | SH | 20 | 92.C7 | FLOATING | ISOLATOR PANEL | 92.D6
AF0321:23 | WC2143 | 032123 | RED | 20 | 93.A7 | UAI4745:+6 | ISOLATOR PANEL | 93.A5
AF0321:07 | WC2143 | 032107 | WHT | 20 | 93.A7 | UAI4745:+8 | ISOLATOR PANEL | 93.A5
AF0321:06 | WC2143 | 032106 | BLK | 20 | 93.A7 | UAI4745:-7 | ISOLATOR PANEL | 93.A5
AF0321:54 | WC2143 | 032154 | SH | 20 | 93.A7 | FLOATING | ISOLATOR PANEL | 93.A6
AF0321:27 | WC2144 | 032127 | RED | 20 | 93.B7 | UAI4754:+6 | ISOLATOR PANEL | 93.B5
AF0321:11 | WC2144 | 032111 | WHT | 20 | 93.B7 | UAI4754:+8 | ISOLATOR PANEL | 93.B5
AF0321:10 | WC2144 | 032110 | BLK | 20 | 93.B7 | UAI4754:-7 | ISOLATOR PANEL | 93.B5
AF0321:58 | WC2144 | 032158 | SH | 20 | 93.B7 | FLOATING | ISOLATOR PANEL | 93.B6
AF0321:31 | WC2145 | 032131 | RED | 20 | 93.C7 | UAI4771:+6 | ISOLATOR PANEL | 93.C5
AF0321:15 | WC2145 | 032115 | WHT | 20 | 93.C7 | UAI4771:+8 | ISOLATOR PANEL | 93.C5
AF0321:14 | WC2145 | 032114 | BLK | 20 | 93.C7 | UAI4771:-7 | ISOLATOR PANEL | 93.C5
AF0321:62 | WC2145 | 032162 | SH | 20 | 93.C7 | FLOATING | ISOLATOR PANEL | 93.D6
AF1209:17 | WC2308 | 120917 | RED | 20 | 104.D7 | UAI0890:-7 | ISOLATOR PANEL | 104.D5
AF1209:01 | WC2308 | 120901 | WHT | 20 | 104.D7 | UAI0890:-5 | ISOLATOR PANEL | 104.D5
AF1209:00 | WC2308 | 120900 | BLK | 20 | 104.D7 | UAI0890:+6 | ISOLATOR PANEL | 104.D5
AF1209:48 | WC2308 | 120948 | SH | 20 | 104.D7 | FLOATING | ISOLATOR PANEL | 104.D6
AF1208:29 | WC2603 | 120829 | RED | 20 | 96.C6 | UAI4417:-7 | ISOLATOR PANEL | 96.C5
AF1208:13 | WC2603 | 120813 | WHT | 20 | 96.C6 | UAI4417:-5 | ISOLATOR PANEL | 96.C5
AF1208:12 | WC2603 | 120812 | BLK | 20 | 96.C6 | UAI4417:+6 | ISOLATOR PANEL | 96.C5
AF1208:60 | WC2603 | 120860 | SH | 20 | 96.C6 | FLOATING | ISOLATOR PANEL | 96.D6
AF1209:23 | WC2604 | 120923 | RED | 20 | 97.A7 | UAI4414:-7 | ISOLATOR PANEL | 97.A5
AF1209:07 | WC2604 | 120907 | WHT | 20 | 97.A7 | UAI4414:-5 | ISOLATOR PANEL | 97.A5
AF1209:06 | WC2604 | 120906 | BLK | 20 | 97.A7 | UAI4414:+6 | ISOLATOR PANEL | 97.A5
AF1209:54 | WC2604 | 120954 | SH | 20 | 97.A7 | FLOATING | ISOLATOR PANEL | 97.A6
AF1209:25 | WC2605 | 120925 | RED | 20 | 97.B7 | UAI4413:-7 | ISOLATOR PANEL | 97.B5
AF1209:09 | WC2605 | 120909 | WHT | 20 | 97.B7 | UAI4413:-5 | ISOLATOR PANEL | 97.B5
AF1209:08 | WC2605 | 120908 | BLK | 20 | 97.B7 | UAI4413:+6 | ISOLATOR PANEL | 97.B5
AF1209:56 | WC2605 | 120956 | SH | 20 | 97.B7 | FLOATING | ISOLATOR PANEL | 97.B6
AF1209:29 | WC2607 | 120929 | RED | 20 | 97.C7 | UAI4433:-7 | ISOLATOR PANEL | 97.C5
AF1209:13 | WC2607 | 120913 | WHT | 20 | 97.C7 | UAI4433:-5 | ISOLATOR PANEL | 97.C5
AF1209:12 | WC2607 | 120912 | BLK | 20 | 97.C7 | UAI4433:+6 | ISOLATOR PANEL | 97.C5
AF1209:60 | WC2607 | 120960 | SH | 20 | 97.C7 | FLOATING | ISOLATOR PANEL | 97.D6
AF1208:25 | WC2614 | 120825 | RED | 20 | 96.B6 | UAI4437:-7 | ISOLATOR PANEL | 96.B5
AF1208:09 | WC2614 | 120809 | WHT | 20 | 96.B6 | UAI4437:-5 | ISOLATOR PANEL | 96.B5
AF1208:08 | WC2614 | 120808 | BLK | 20 | 96.B6 | UAI4437:+6 | ISOLATOR PANEL | 96.B5
AF1208:56 | WC2614 | 120856 | SH | 20 | 96.B6 | FLOATING | ISOLATOR PANEL | 96.B6
AF1208:27 | WC2615 | 120827 | RED | 20 | 96.C6 | UAI4418:-7 | ISOLATOR PANEL | 96.C5
AF1208:11 | WC2615 | 120811 | WHT | 20 | 96.C6 | UAI4418:-5 | ISOLATOR PANEL | 96.C5
AF1208:10 | WC2615 | 120810 | BLK | 20 | 96.C6 | UAI4418:+6 | ISOLATOR PANEL | 96.C5
AF1208:58 | WC2615 | 120858 | SH | 20 | 96.C6 | FLOATING | ISOLATOR PANEL | 96.C6
AF1208:23 | WC2700 | 120823 | RED | 20 | 96.A6 | UAI4438:-7 | ISOLATOR PANEL | 96.A5
AF1208:07 | WC2700 | 120807 | WHT | 20 | 96.A6 | UAI4438:-5 | ISOLATOR PANEL | 96.A5
AF1208:06 | WC2700 | 120806 | BLK | 20 | 96.A6 | UAI4438:+6 | ISOLATOR PANEL | 96.A5
AF1208:54 | WC2700 | 120854 | SH | 20 | 96.A6 | FLOATING | ISOLATOR PANEL | 96.A6
AF1209:27 | WC2706 | 120927 | RED | 20 | 97.C7 | UAI4434:-7 | ISOLATOR PANEL | 97.C5
AF1209:11 | WC2706 | 120911 | WHT | 20 | 97.C7 | UAI4434:-5 | ISOLATOR PANEL | 97.C5
AF1209:10 | WC2706 | 120910 | BLK | 20 | 97.C7 | UAI4434:+6 | ISOLATOR PANEL | 97.C5
AF1209:58 | WC2706 | 120958 | SH | 20 | 97.C7 | FLOATING | ISOLATOR PANEL | 97.C6
AF1208:31 | WC4638 | 120831 | RED | 20 | 102.C7 | UAI0800:-7 | ISOLATOR PANEL | 102.C5
AF1208:15 | WC4638 | 120815 | WHT | 20 | 102.C7 | UAI0800:-5 | ISOLATOR PANEL | 102.C5
AF1208:14 | WC4638 | 120814 | BLK | 20 | 102.C7 | UAI0800:+6 | ISOLATOR PANEL | 102.C5
AF1208:62 | WC4638 | 120862 | SH | 20 | 102.C7 | FLOATING | ISOLATOR PANEL | 102.C6
IEG0250:0 | SC | IEG0250G | GRN | 8 | 6.C2 | IEG0010:4 | PANEL B | 6.C2
AF1211:42 | W029126 | PT73101 | RED | 20 | 99.A7 | AP0291:O:A26+ | PLC PANEL | 99.A5
AF1211:10 | W029126 | PT73102 | BLK | 20 | 99.A7 | AP0291:O:C26- | PLC PANEL | 99.A5
FLOATING | W029126 | PT7310S | SH | 20 | 99.A6 | AP0291:O:B26S | PLC PANEL | 99.A5
AF1210:42 | WC029101 | PT74101 | RED | 20 | 98.B7 | AP0291:O:A1+ | PLC PANEL | 98.B5
AF1210:10 | WC029101 | PT74102 | BLK | 20 | 98.B7 | AP0291:O:C1- | PLC PANEL | 98.B5
FLOATING | WC029101 | PT7410S | SH | 20 | 98.B6 | AP0291:O:B1S | PLC PANEL | 98.B5
AF1205:32 | WC029102 | PT74301 | RED | 20 | 98.B7 | AP0291:O:A2+ | PLC PANEL | 98.B5
AF1205:00 | WC029102 | PT74302 | BLK | 20 | 98.B7 | AP0291:O:C2- | PLC PANEL | 98.B5
FLOATING | WC029102 | PT7430S | SH | 20 | 98.C6 | AP0291:O:B2S | PLC PANEL | 98.B5
AF1211:32 | WC029103 | PDT44001 | RED | 20 | 98.C7 | AP0291:O:A3+ | PLC PANEL | 98.C5
AF1211:00 | WC029103 | PDT44002 | BLK | 20 | 98.C7 | AP0291:O:C3- | PLC PANEL | 98.C5
FLOATING | WC029103 | PDT4400S | SH | 20 | 98.C6 | AP0291:O:B3S | PLC PANEL | 98.C5
AF1203:46 | WC029104 | PT51531 | RED | 20 | 101.A7 | AP0291:O:A4+ | PLC PANEL | 101.A5
AF1203:14 | WC029104 | PT51532 | BLK | 20 | 101.A7 | AP0291:O:C4- | PLC PANEL | 101.A5
FLOATING | WC029104 | PT5153S | SH | 20 | 101.A6 | AP0291:O:B4S | PLC PANEL | 101.A5
AF1204:32 | WC029105 | PT51701 | RED | 20 | 101.A7 | AP0291:O:A5+ | PLC PANEL | 101.A5
AF1204:00 | WC029105 | PT51702 | BLK | 20 | 101.A7 | AP0291:O:C5- | PLC PANEL | 101.A5
FLOATING | WC029105 | PT5170S | SH | 20 | 101.A6 | AP0291:O:B5S | PLC PANEL | 101.A5
AF1204:36 | WC029106 | PT51601 | RED | 20 | 101.B7 | AP0291:O:A6+ | PLC PANEL | 101.B5
AF1204:04 | WC029106 | PT51602 | BLK | 20 | 101.B7 | AP0291:O:C6- | PLC PANEL | 101.B5
FLOATING | WC029106 | PT5160S | SH | 20 | 101.B6 | AP0291:O:B6S | PLC PANEL | 101.B5
AF1210:36 | WC029107 | PDT51501 | RED | 20 | 101.B7 | AP0291:O:A7+ | PLC PANEL | 101.B5
AF1210:04 | WC029107 | PDT51502 | BLK | 20 | 101.B7 | AP0291:O:C7- | PLC PANEL | 101.B5
FLOATING | WC029107 | PDT5150S | SH | 20 | 101.C6 | AP0291:O:B7S | PLC PANEL | 101.B5
AF1210:38 | WC029108 | PDT51301 | RED | 20 | 101.C7 | AP0291:O:A8+ | PLC PANEL | 101.C5
AF1210:06 | WC029108 | PDT51302 | BLK | 20 | 101.C7 | AP0291:O:C8- | PLC PANEL | 101.C5
FLOATING | WC029108 | PDT5130S | SH | 20 | 101.C6 | AP0291:O:B8S | PLC PANEL | 101.C5
AF1204:40 | WC029109 | PDT51001 | RED | 20 | 101.C7 | AP0291:O:A9+ | PLC PANEL | 101.C5
AF1204:08 | WC029109 | PDT51002 | BLK | 20 | 101.C7 | AP0291:O:C9- | PLC PANEL | 101.C5
FLOATING | WC029109 | PDT5100S | SH | 20 | 101.D6 | AP0291:O:B9S | PLC PANEL | 101.C5
AF1203:44 | WC029110 | PDT51041 | RED | 20 | 101.D7 | AP0291:O:A10+ | PLC PANEL | 101.D5
AF1203:12 | WC029110 | PDT51042 | BLK | 20 | 101.D7 | AP0291:O:C10- | PLC PANEL | 101.D5
FLOATING | WC029110 | PDT5104S | SH | 20 | 101.D6 | AP0291:O:B10S | PLC PANEL | 101.D5
AF1203:42 | WC029111 | TT51901 | RED | 20 | 104.A6 | AP0291:O:A11+ | PLC PANEL | 104.A5
AF1203:10 | WC029111 | TT51902 | BLK | 20 | 104.A6 | AP0291:O:C11- | PLC PANEL | 104.A5
FLOATING | WC029111 | TT5190S | SH | 20 | 104.A6 | AP0291:O:B11S | PLC PANEL | 104.A5
AF1210:46 | WC029112 | PDT51901 | RED | 20 | 104.B6 | AP0291:O:A12+ | PLC PANEL | 104.B5
AF1210:14 | WC029112 | PDT51902 | BLK | 20 | 104.B6 | AP0291:O:C12- | PLC PANEL | 104.B5
FLOATING | WC029112 | PDT5190S | SH | 20 | 104.B6 | AP0291:O:B12S | PLC PANEL | 104.B5
AF1211:36 | WC029113 | VT51901 | RED | 20 | 104.B6 | AP0291:O:A13+ | PLC PANEL | 104.B5
AF1211:04 | WC029113 | VT51902 | BLK | 20 | 104.B6 | AP0291:O:C13- | PLC PANEL | 104.B5
FLOATING | WC029113 | VT5190S | SH | 20 | 104.C6 | AP0291:O:B13S | PLC PANEL | 104.B5
AF1210:44 | WC029114 | PDT51911 | RED | 20 | 104.C6 | AP0291:O:A14+ | PLC PANEL | 104.C5
AF1210:12 | WC029114 | PDT51912 | BLK | 20 | 104.C6 | AP0291:O:C14- | PLC PANEL | 104.C5
FLOATING | WC029114 | PDT5191S | SH | 20 | 104.C6 | AP0291:O:B14S | PLC PANEL | 104.C5
AF1210:40 | WC029120 | TT74101 | RED | 20 | 131.D7 | AP0291:O:A20+ | PLC PANEL | 131.D5
AF1210:08 | WC029120 | TT74102 | BLK | 20 | 131.D7 | AP0291:O:C20- | PLC PANEL | 131.D5
FLOATING | WC029120 | TT7410S | SH | 20 | 131.D6 | AP0291:O:B20S | PLC PANEL | 131.D5
AF1210:32 | WC029121 | PT75101 | RED | 20 | 98.D7 | AP0291:O:A21+ | PLC PANEL | 98.D5
AF1210:00 | WC029121 | PT75102 | BLK | 20 | 98.D7 | AP0291:O:C21- | PLC PANEL | 98.D5
FLOATING | WC029121 | PT7510S | SH | 20 | 98.D6 | AP0291:O:B21S | PLC PANEL | 98.D5
AF1210:34 | WC029122 | PT75301 | RED | 20 | 98.D7 | AP0291:O:A22+ | PLC PANEL | 98.D5
AF1210:02 | WC029122 | PT75302 | BLK | 20 | 98.D7 | AP0291:O:C22- | PLC PANEL | 98.D5
FLOATING | WC029122 | PT7530S | SH | 20 | 98.D6 | AP0291:O:B22S | PLC PANEL | 98.D5
AF1211:44 | WC029127 | PT77301 | RED | 20 | 99.B7 | AP0291:O:A27+ | PLC PANEL | 99.B5
AF1211:12 | WC029127 | PT77302 | BLK | 20 | 99.B7 | AP0291:O:C27- | PLC PANEL | 99.B5
FLOATING | WC029127 | PT7730S | SH | 20 | 99.B6 | AP0291:O:B27S | PLC PANEL | 99.B5
AF1204:44 | WC2123 | TT74301 | RED | 20 | 100.A7 | AP0291:O:A24+ | PLC PANEL | 100.A5
AF1204:12 | WC2123 | TT74302 | BLK | 20 | 100.A7 | AP0291:O:C24- | PLC PANEL | 100.A5
FLOATING | WC2123 | TT7430S | SH | 20 | 100.A6 | AP0291:O:B24S | PLC PANEL | 100.A5
AF1211:46 | WC2124 | TT74311 | RED | 20 | 100.B7 | AP0291:O:A28+ | PLC PANEL | 100.B5
AF1211:14 | WC2124 | TT74312 | BLK | 20 | 100.B7 | AP0291:O:C28- | PLC PANEL | 100.B5
FLOATING | WC2124 | TT7431S | SH | 20 | 100.B6 | AP0291:O:B28S | PLC PANEL | 100.B5
AF1211:34 | WC4293 | PT51611 | RED | 20 | 105.C6 | AP0291:O:A23+ | PLC PANEL | 105.C5
AF1211:02 | WC4293 | PT51612 | BLK | 20 | 105.C6 | AP0291:O:C23- | PLC PANEL | 105.C5
FLOATING | WC4293 | PT5161S | SH | 20 | 105.D6 | AP0291:O:B23S | PLC PANEL | 105.C5
FU0310:LI | SC | FU0136 | WHT | 14 | 27.A4 | XT0110:1 | TURBINE VIBRATION PANEL | 26.A5
XT0310:3 | SC | 0V | WHT | 16 | 27.A5 | XT0110:2 | TURBINE VIBRATION PANEL | 26.A5
XT0310:5 | SC | KA0231A1 | WHT | 14 | 27.A5 | XT0110:4 | TURBINE VIBRATION PANEL | 26.B5
AF0910:L1 | WC0045 | AF0450L2 | ENET | CABLE | 27.B5 | AF0450:L2 | TURBINE VIBRATION PANEL | 26.B3
Report date: 4/6/2026 4:19 PM |  |  |  |  | SolarTools ver. 24.0.84.24712 (Jul 31, 2025)

## CONSOLE
CONSOLE
CONTROL CONSOLE & CONTROL CONSOLE (DOOR PANELS)
Project # | 4M511
Project Name | ENI - KUTEI NORTH HUB - FPSO
Revision | B.2
Controls DE | BARRAZA, PAUL
Phone: | 0
Controls ME
Phone:
From | [5 empty] | To
Device ID | Cable (W) Conductor (SC) Jumper Clip (JC) | Wire No. | Wire ID | Gauge/Size | Page/Zone | Device ID | Location | Page/Zone
AT0190:GND | SC | AT0190G | GRN/YEL | 14 | 14.B4 | FRAME | CONSOLE | 14.C3
AT0190:USB1 | SC | AT0190K | CABLE | USB | 14.B4 | AT0190K:KI | CONSOLE | 14.C5
EL0271:B1 | SC | EL0272B | WHT | 14 | 14.B6 | EL0272:B2 | CONSOLE | 14.B5
EL0271:B2 | SC | ZS0271 | WHT | 14 | 14.B6 | ZS0271:2 | CONSOLE | 14.B6
EL0271:W1 | SC | EL0272W | WHT | 14 | 14.B6 | EL0272:W2 | CONSOLE | 14.B5
EL0272:B1 | SC | EL0273B | WHT | 14 | 14.B5 | EL0273:B2 | CONSOLE | 14.B4
EL0272:W1 | SC | EL0273W | WHT | 14 | 14.B5 | EL0273:W2 | CONSOLE | 14.B4
EL0273:B1 | SC | ZS0273 | WHT | 14 | 14.B4 | ZS0273:2 | CONSOLE | 14.B4
AT0190:NEG | SC | 0V1 | WHT | 14 | 14.B4 | XT0562:2 | PWR DISTRIBUTION RAIL | 14.B2
AT0190:POS | SC | FU0190 | WHT | 14 | 14.B4 | FU0190:LD | PWR DISTRIBUTION RAIL | 14.C3
EL0273:W1 | SC | 0V1 | WHT | 14 | 14.B4 | XT0562:1 | PWR DISTRIBUTION RAIL | 14.B2
ZS0271:1 | SC | FU0273 | WHT | 14 | 14.B6 | FU0273:LD | PWR DISTRIBUTION RAIL | 14.B3
ZS0273:1 | SC | FU0273 | WHT | 14 | 14.B4 | FU0273:LD | PWR DISTRIBUTION RAIL | 14.B3
AT0190:ENET | WC0019 | AT0190E | ENET | CABLE | 14.B4 | AT0680:LAN2 | PWR DISTRIBUTION RAIL | 9.B4
HA0273:(+) | WC5540 | HA0273P | BLK | 16 | 17.A1 | AF0202:23 | TCP | 17.A3
HA0273:(-) | WC5540 | HA0273N | WHT | 16 | 17.A1 | AF0202:55 | TCP | 17.A3
SolarTools ver. 24.0.84.24712 (Jul 31, 2025)
Report date: 4/6/2026 4:19 PM

## FIRE SYSTEM
FIRE SYSTEM
CONTROL CONSOLE (FIRE SYSTEM PANEL)
Project # | 4M511
Project Name | ENI - KUTEI NORTH HUB - FPSO
Revision | B.2
Controls DE | BARRAZA, PAUL
Phone: | 0
Controls ME
Phone:
From | [5 empty] | To
Device ID | Cable (W) Conductor (SC) Jumper Clip (JC) | Wire No. | Wire ID | Gauge/Size | Page/Zone | Device ID | Location | Page/Zone
XT0170:3 | JC | FU0170 | CLIP | --- | 13.A2 | XT0170:4 | FIRE SYSTEM | 13.A2
XT0170:5 | JC | 0V | CLIP | --- | 13.A2 | XT0170:6 | FIRE SYSTEM | 13.A2
AT0175:11 | SC | KA651012 | WHT | 20 | 111.A6 | KA6510:12 | FIRE SYSTEM | 111.A6
AT0175:4P1 | SC | AT01754P1 | WHT | 20 | 13.B5 | XT0170:15 | FIRE SYSTEM | 32.A5
AT0175:5P1 | SC | KA6510A2 | WHT | 20 | 13.B5 | KA6510:A2 | FIRE SYSTEM | 32.A6
AT0175:GND | SC | AT0175G | GRN/YEL | 14 | 13.B5 | FRAME | FIRE SYSTEM | 13.C6
AT0177:17 | SC | AT017717 | LEAD | --- | 111.C6 | RR0177S6: -10K OHM | FIRE SYSTEM | 111.C6
AT0177:18 | SC | AT017718 | LEAD | --- | 111.C6 | RR0177S6: -10K OHM | FIRE SYSTEM | 111.C6
AT0177:4P1 | SC | AT01774P1 | WHT | 14 | 13.C5 | AT0179:1P1 | FIRE SYSTEM | 13.D5
AT0177:5 | SC | AT01775 | LEAD | --- | 109.C6 | RR0177S2: -10K OHM | FIRE SYSTEM | 109.C6
AT0177:5P1 | SC | AT01775P1 | WHT | 14 | 13.C5 | AT0179:2P1 | FIRE SYSTEM | 13.D5
AT0177:6 | SC | AT01776 | LEAD | --- | 109.C6 | RR0177S2: -10K OHM | FIRE SYSTEM | 109.C6
AT0177:8 | SC | AT01778 | LEAD | --- | 109.B6 | RR0177S3: -10K OHM | FIRE SYSTEM | 109.B6
AT0177:9 | SC | AT01779 | LEAD | --- | 109.B6 | RR0177S3: -10K OHM | FIRE SYSTEM | 109.B6
AT0177:GND | SC | AT0177G | GRN/YEL | 14 | 13.C5 | FRAME | FIRE SYSTEM | 13.C6
AT0179:17 | SC | AT017920 | LEAD | --- | 113.B6 | RR0179S6:-10K OHM | FIRE SYSTEM | 113.B6
AT0179:18 | SC | AT017921 | LEAD | --- | 113.B6 | RR0179S6:-10K OHM | FIRE SYSTEM | 113.B6
AT0179:23 | SC | AT017923 | LEAD | --- | 113.C6 | RR0179S8:-10K OHM | FIRE SYSTEM | 113.C6
AT0179:24 | SC | AT017924 | LEAD | --- | 113.C6 | RR0179S8:-10K OHM | FIRE SYSTEM | 113.C6
AT0179:4P1 | SC | AT01794P1 | WHT | 14 | 13.D5 | AT0181:1P1 | FIRE SYSTEM | 13.D2
AT0179:5P1 | SC | AT01795P1 | WHT | 14 | 13.D5 | AT0181:2P1 | FIRE SYSTEM | 13.D2
AT0179:GND | SC | AT0179G | GRN/YEL | 14 | 13.D5 | FRAME | FIRE SYSTEM | 13.D6
AT0181:11 | SC | AT018111 | LEAD | --- | 112.A6 | RR0181S4:-10K OHM | FIRE SYSTEM | 112.A6
AT0181:12 | SC | AT018112 | LEAD | --- | 112.A6 | RR0181S4:-10K OHM | FIRE SYSTEM | 112.A6
AT0181:14 | SC | AT018114 | LEAD | --- | 108.B6 | RR0181S5: -10K OHM | FIRE SYSTEM | 108.B6
AT0181:15 | SC | AT018115 | LEAD | --- | 108.B6 | RR0181S5: -10K OHM | FIRE SYSTEM | 108.B6
AT0181:17 | SC | AT018117 | LEAD | --- | 108.C6 | RR0181S6: -10K OHM | FIRE SYSTEM | 108.C6
AT0181:18 | SC | AT018118 | LEAD | --- | 108.C6 | RR0181S6: -10K OHM | FIRE SYSTEM | 108.C6
AT0181:8 | SC | AT01818 | LEAD | --- | 112.A6 | RR0181S3: -10K OHM | FIRE SYSTEM | 112.A6
AT0181:9 | SC | AT01819 | LEAD | --- | 112.A6 | RR0181S3: -10K OHM | FIRE SYSTEM | 112.A6
AT0181:GND | SC | AT0181G | GRN/YEL | 14 | 13.D2 | FRAME | FIRE SYSTEM | 13.D3
FU0170:LD | SC | FU0170 | WHT | 14 | 13.A2 | XT0170:4 | FIRE SYSTEM | 13.A2
GR0170: | SC | GR0170 | GRN/YEL | 14 | 13.A5 | FRAME | FIRE SYSTEM | 13.A6
GR0172: | SC | GR0172 | GRN/YEL | 14 | 13.A4 | FRAME | FIRE SYSTEM | 13.A4
KA6510:A1 | SC | SA0170B214 | WHT | 20 | 32.A6 | KA6511:A1 | FIRE SYSTEM | 32.A6
KA6510:A1 | SC | SA0170B214 | WHT | 20 | 32.A6 | XT0170:16 | FIRE SYSTEM | 32.A5
KA6510:A2 | SC | KA6510A2 | WHT | 20 | 32.A6 | KA6511:A2 | FIRE SYSTEM | 32.A6
XT0172:4 | SC | FU0170 | WHT | 14 | 119.A6 | XT0170:3 | FIRE SYSTEM | 13.A2
XT0172:5 | SC | 0V | WHT | 20 | 119.A6 | XT0170:6 | FIRE SYSTEM | 13.A2
AT0181:1P2 | WC5500 | LON1A | WHT | 16 | 119.A6 | XT0172:1 | FIRE SYSTEM | 119.A6
AT0181:2P2 | WC5500 | LON1B | BLK | 16 | 119.A6 | XT0172:2 | FIRE SYSTEM | 119.A6
AT0181:3P2 | WC5500 | LON1S1 | SH | 16 | 119.A6 | XT0172:3 | FIRE SYSTEM | 119.A6
AT0175:1P2 | WC8066 | AT01751P2 | WHT | 16 | 13.C7 | AT0177:4P2 | FIRE SYSTEM | 13.C7
AT0175:2P2 | WC8066 | AT01752P2 | BLK | 16 | 13.C7 | AT0177:5P2 | FIRE SYSTEM | 13.C7
AT0175:3P2 | WC8066 | AT01753P2 | SH | 16 | 13.C7 | AT0177:6P2 | FIRE SYSTEM | 13.C7
AT0177:1P2 | WC8068 | AT01771P2 | WHT | 16 | 13.C7 | AT0179:4P2 | FIRE SYSTEM | 13.D7
AT0177:2P2 | WC8068 | AT01772P2 | BLK | 16 | 13.C7 | AT0179:5P2 | FIRE SYSTEM | 13.D7
AT0177:3P2 | WC8068 | AT01773P2 | SH | 16 | 13.C7 | AT0179:6P2 | FIRE SYSTEM | 13.D7
AT0179:1P2 | WC8085 | AT01791P2 | WHT | 16 | 13.C1 | AT0181:4P2 | FIRE SYSTEM | 13.D1
AT0179:2P2 | WC8085 | AT01792P2 | BLK | 16 | 13.C1 | AT0181:5P2 | FIRE SYSTEM | 13.D1
AT0179:3P2 | WC8085 | AT01793P2 | SH | 16 | 13.C1 | AT0181:6P2 | FIRE SYSTEM | 13.D1
AT0175:1P1 | SC | UV01709 | WHT | 14 | 13.B5 | UV0170:9(+) | FIRE SYSTEM CONTROLLER PANEL | 13.A3
AT0175:2P1 | SC | UV017010 | WHT | 14 | 13.B5 | UV0170:10(-) | FIRE SYSTEM CONTROLLER PANEL | 13.A3
AT0177:1P1 | SC | UV017011 | WHT | 14 | 13.C5 | UV0170:11(+) | FIRE SYSTEM CONTROLLER PANEL | 13.A3
AT0177:2P1 | SC | UV017012 | WHT | 14 | 13.C5 | UV0170:12(-) | FIRE SYSTEM CONTROLLER PANEL | 13.A3
XT0170:10 | SC | KA017212 | WHT | 20 | 108.D5 | KA0172:12 | FIRE SYSTEM CONTROLLER PANEL | 108.D6
XT0170:11 | SC | KA017411 | WHT | 20 | 108.D5 | KA0174:11 | FIRE SYSTEM CONTROLLER PANEL | 108.D6
XT0170:12 | SC | KA017412 | WHT | 20 | 108.D5 | KA0174:12 | FIRE SYSTEM CONTROLLER PANEL | 108.D6
XT0170:13 | SC | SA0170B113 | WHT | 20 | 32.A5 | AT0170:11 | FIRE SYSTEM CONTROLLER PANEL | 32.A6
XT0170:14 | SC | SA0170B114 | WHT | 20 | 32.A5 | AT0170:12 | FIRE SYSTEM CONTROLLER PANEL | 32.A6
XT0170:4 | SC | FU0170 | WHT | 14 | 13.A2 | UV0170:3(+) | FIRE SYSTEM CONTROLLER PANEL | 13.A3
XT0170:4 | SC | FU0170 | WHT | 14 | 13.A2 | UV0170:1(+) | FIRE SYSTEM CONTROLLER PANEL | 13.A3
XT0170:5 | SC | 0V | WHT | 14 | 13.A2 | UV0170:4(-) | FIRE SYSTEM CONTROLLER PANEL | 13.A3
XT0170:5 | SC | 0V | WHT | 14 | 13.A2 | UV0170:2(-) | FIRE SYSTEM CONTROLLER PANEL | 13.A3
XT0170:6 | SC | 0V | WHT | 20 | 13.A2 | KA0172:A2 | FIRE SYSTEM CONTROLLER PANEL | 13.B2
XT0170:7 | SC | AT017045 | WHT | 20 | 108.D5 | AT0170:46 | FIRE SYSTEM CONTROLLER PANEL | 108.D6
XT0170:8 | SC | AT017046 | WHT | 20 | 108.D5 | AT0170:47 | FIRE SYSTEM CONTROLLER PANEL | 108.D6
XT0170:9 | SC | KA017211 | WHT | 20 | 108.D5 | KA0172:11 | FIRE SYSTEM CONTROLLER PANEL | 108.D6
XT0172:6 | SC | LON0P | WHT | 14 | 110.A6 | UV0170:13(+) | FIRE SYSTEM CONTROLLER PANEL | 110.B7
XT0172:7 | SC | LON0N | WHT | 14 | 110.A6 | UV0170:14(-) | FIRE SYSTEM CONTROLLER PANEL | 110.B7
XT0172:8 | SC | LON2P | WHT | 14 | 110.D6 | UV0170:16(-) | FIRE SYSTEM CONTROLLER PANEL | 110.B7
XT0172:9 | SC | LON2N | WHT | 14 | 110.D6 | UV0170:15(+) | FIRE SYSTEM CONTROLLER PANEL | 110.B7
XT0172:10 | WC5018 | LON2A | WHT | 16 | 110.D6 | AT0170:53 | FIRE SYSTEM CONTROLLER PANEL | 110.D6
XT0172:11 | WC5018 | LON2B | BLK | 16 | 110.D6 | AT0170:52 | FIRE SYSTEM CONTROLLER PANEL | 110.D6
XT0172:12 | WC5018 | LON2S1 | SH | 16 | 110.D6 | AT0170:51 | FIRE SYSTEM CONTROLLER PANEL | 110.D6
AT0175:4P2 | WC8069 | AT017050 | WHT | 16 | 13.A7 | AT0170:50 | FIRE SYSTEM CONTROLLER PANEL | 13.A7
AT0175:5P2 | WC8069 | AT017049 | BLK | 16 | 13.A7 | AT0170:49 | FIRE SYSTEM CONTROLLER PANEL | 13.A7
AT0175:6P2 | WC8069 | AT017048 | SH | 16 | 13.A7 | AT0170:48 | FIRE SYSTEM CONTROLLER PANEL | 13.A7
FU0170:LI | SC | FU0136 | WHT | 12 | 13.A2 | XT0138:2 | PANEL A | 19.A3
XT0170:1 | SC | ZS61P | WHT | 20 | 116.A6 | AF0087:42 | PANEL A | 116.A6
XT0170:2 | SC | ZS61S | WHT | 20 | 116.A6 | AF0087:10 | PANEL A | 116.A6
XT0170:5 | SC | 0V | WHT | 14 | 13.A2 | XT0134:2 | PANEL A | 19.B3
XT0170:4 | SC | FU0170 | WHT | 14 | 13.A2 | KA0232:21 | PANEL B | 123.A6
XT0170:5 | SC | 0V | WHT | 20 | 13.A2 | KA0176:A2 | PANEL B | 123.B5
SolarTools ver. 24.0.84.24712 (Jul 31, 2025)
Report date: 4/6/2026 4:19 PM

## FIRE SYSTEM CONTROLLER PANEL
FIRE SYSTEM CONTROLLER PANEL
CONTROL CONSOLE DOOR^(FIRE SYSTEM PANEL)
Project # | 4M511
Project Name | ENI - KUTEI NORTH HUB - FPSO
Revision | B.2
Controls DE | BARRAZA, PAUL
Phone: | 0
Controls ME
Phone:
From | [5 empty] | To
Device ID | Cable (W) Conductor (SC) Jumper Clip (JC) | Wire No. | Wire ID | Gauge/Size | Page/Zone | Device ID | Location | Page/Zone
AT0170:1 | SC | UV01705 | WHT | 14 | 13.A5 | UV0170:5(+) | FIRE SYSTEM CONTROLLER PANEL | 13.A3
AT0170:2 | SC | UV01706 | WHT | 14 | 13.A5 | UV0170:6(-) | FIRE SYSTEM CONTROLLER PANEL | 13.A3
AT0170:25 | SC | AT017025 | WHT | 20 | 13.B3 | KA0172:A1 | FIRE SYSTEM CONTROLLER PANEL | 13.B2
AT0170:3 | SC | UV01707 | WHT | 14 | 13.A5 | UV0170:7(+) | FIRE SYSTEM CONTROLLER PANEL | 13.A3
AT0170:31 | SC | AT017031 | WHT | 20 | 13.C3 | KA0174:A1 | FIRE SYSTEM CONTROLLER PANEL | 13.C2
AT0170:4 | SC | UV01708 | WHT | 14 | 13.A5 | UV0170:8(-) | FIRE SYSTEM CONTROLLER PANEL | 13.A3
AT0170:GND | SC | AT0170G | GRN/YEL | 14 | 13.A5 | FRAME | FIRE SYSTEM CONTROLLER PANEL | 13.B6
GR0171: | SC | GR0171 | GRN/YEL | 14 | 13.A5 | FRAME | FIRE SYSTEM CONTROLLER PANEL | 13.A6
KA0172:A2 | SC | 0V | WHT | 20 | 13.B2 | KA0174:A2 | FIRE SYSTEM CONTROLLER PANEL | 13.C2
UV0170:GND | SC | UV0170G | GRN/YEL | 14 | 13.A3 | FRAME | FIRE SYSTEM CONTROLLER PANEL | 13.B4
AT0170:11 | SC | SA0170B113 | WHT | 20 | 32.A6 | XT0170:13 | FIRE SYSTEM | 32.A5
AT0170:12 | SC | SA0170B114 | WHT | 20 | 32.A6 | XT0170:14 | FIRE SYSTEM | 32.A5
AT0170:46 | SC | AT017045 | WHT | 20 | 108.D6 | XT0170:7 | FIRE SYSTEM | 108.D5
AT0170:47 | SC | AT017046 | WHT | 20 | 108.D6 | XT0170:8 | FIRE SYSTEM | 108.D5
KA0172:11 | SC | KA017211 | WHT | 20 | 108.D6 | XT0170:9 | FIRE SYSTEM | 108.D5
KA0172:12 | SC | KA017212 | WHT | 20 | 108.D6 | XT0170:10 | FIRE SYSTEM | 108.D5
KA0172:A2 | SC | 0V | WHT | 20 | 13.B2 | XT0170:6 | FIRE SYSTEM | 13.A2
KA0174:11 | SC | KA017411 | WHT | 20 | 108.D6 | XT0170:11 | FIRE SYSTEM | 108.D5
KA0174:12 | SC | KA017412 | WHT | 20 | 108.D6 | XT0170:12 | FIRE SYSTEM | 108.D5
UV0170:1(+) | SC | FU0170 | WHT | 14 | 13.A3 | XT0170:4 | FIRE SYSTEM | 13.A2
UV0170:10(-) | SC | UV017010 | WHT | 14 | 13.A3 | AT0175:2P1 | FIRE SYSTEM | 13.B5
UV0170:11(+) | SC | UV017011 | WHT | 14 | 13.A3 | AT0177:1P1 | FIRE SYSTEM | 13.C5
UV0170:12(-) | SC | UV017012 | WHT | 14 | 13.A3 | AT0177:2P1 | FIRE SYSTEM | 13.C5
UV0170:13(+) | SC | LON0P | WHT | 14 | 110.B7 | XT0172:6 | FIRE SYSTEM | 110.A6
UV0170:14(-) | SC | LON0N | WHT | 14 | 110.B7 | XT0172:7 | FIRE SYSTEM | 110.A6
UV0170:15(+) | SC | LON2N | WHT | 14 | 110.B7 | XT0172:9 | FIRE SYSTEM | 110.D6
UV0170:16(-) | SC | LON2P | WHT | 14 | 110.B7 | XT0172:8 | FIRE SYSTEM | 110.D6
UV0170:2(-) | SC | 0V | WHT | 14 | 13.A3 | XT0170:5 | FIRE SYSTEM | 13.A2
UV0170:3(+) | SC | FU0170 | WHT | 14 | 13.A3 | XT0170:4 | FIRE SYSTEM | 13.A2
UV0170:4(-) | SC | 0V | WHT | 14 | 13.A3 | XT0170:5 | FIRE SYSTEM | 13.A2
UV0170:9(+) | SC | UV01709 | WHT | 14 | 13.A3 | AT0175:1P1 | FIRE SYSTEM | 13.B5
AT0170:53 | WC5018 | LON2A | WHT | 16 | 110.D6 | XT0172:10 | FIRE SYSTEM | 110.D6
AT0170:52 | WC5018 | LON2B | BLK | 16 | 110.D6 | XT0172:11 | FIRE SYSTEM | 110.D6
AT0170:51 | WC5018 | LON2S1 | SH | 16 | 110.D6 | XT0172:12 | FIRE SYSTEM | 110.D6
AT0170:50 | WC8069 | AT017050 | WHT | 16 | 13.A7 | AT0175:4P2 | FIRE SYSTEM | 13.A7
AT0170:49 | WC8069 | AT017049 | BLK | 16 | 13.A7 | AT0175:5P2 | FIRE SYSTEM | 13.A7
AT0170:48 | WC8069 | AT017048 | SH | 16 | 13.A7 | AT0175:6P2 | FIRE SYSTEM | 13.A7
AT0170:24 | SC | FU0139 | WHT | 20 | 13.B3 | XT0240:11 | PANEL B | 22.C4
AT0170:26 | SC | KA0243A1 | WHT | 20 | 13.B3 | XT0240:6 | PANEL B | 22.C3
AT0170:30 | SC | FU0139 | WHT | 20 | 13.C3 | XT0240:11 | PANEL B | 22.C4
AT0170:32 | SC | KA0245A1 | WHT | 20 | 13.C3 | XT0240:7 | PANEL B | 22.D3
AT0170:L1 | WC9003 | BA0003RJ45 | ENET | CABLE | 13.A5 | BA0003:RJ45 | PLC PANEL | 3.D6
AT0170:L2 | WC9017 | AT0170L2 | ENET | CABLE | 13.A5 | AP0602:L1 | PLC PANEL | 7.A3
SolarTools ver. 24.0.84.24712 (Jul 31, 2025)
Report date: 4/6/2026 4:19 PM

## ISOLATOR PANEL
ISOLATOR PANEL
CONTROL CONSOLE (ISOLATOR PANEL)
Project # | 4M511
Project Name | ENI - KUTEI NORTH HUB - FPSO
Revision | B.2
Controls DE | BARRAZA, PAUL
Phone: | 0
Controls ME
Phone:
From | [5 empty] | To
Device ID | Cable (W) Conductor (SC) Jumper Clip (JC) | Wire No. | Wire ID | Gauge/Size | Page/Zone | Device ID | Location | Page/Zone
FU0272:LD | SC | UV0271P | WHT | 14 | 46.A6 | UV0271:8+ | ISOLATOR PANEL | 46.A5
FU0274:LD | SC | UV02748 | WHT | 14 | 76.B6 | UV0274:8+ | ISOLATOR PANEL | 76.B5
GR0272: | SC | GR0272 | GRN/YEL | 14 | 46.A6 | FRAME | ISOLATOR PANEL | 46.A7
GR0273: | SC | GR0273 | GRN/YEL | 14 | 46.A6 | FRAME | ISOLATOR PANEL | 46.A7
UAI0800:1 | SC | TE51003 | WHT | 20 | 102.C5 | UAI0800:2 | ISOLATOR PANEL | 102.C5
UAI0836:1 | SC | TE61103 | WHT | 20 | 118.C5 | UAI0836:2 | ISOLATOR PANEL | 118.C5
UAI0846:1 | SC | TE32023 | WHT | 20 | 81.B5 | UAI0846:2 | ISOLATOR PANEL | 81.B5
UAI0890:1 | SC | TE51903 | WHT | 20 | 104.D5 | UAI0890:2 | ISOLATOR PANEL | 104.D5
UAI1100:1 | SC | AP11003 | WHT | 20 | 46.A5 | UAI1100:2 | ISOLATOR PANEL | 46.A5
UAI1110:1 | SC | TE11103 | WHT | 20 | 45.A5 | UAI1110:2 | ISOLATOR PANEL | 45.A5
UAI1111:1 | SC | TE11113 | WHT | 20 | 45.A5 | UAI1111:2 | ISOLATOR PANEL | 45.A5
UAI1112:1 | SC | TE11123 | WHT | 20 | 45.B5 | UAI1112:2 | ISOLATOR PANEL | 45.B5
UAI1170:1 | SC | AP11703 | WHT | 20 | 49.C5 | UAI1170:2 | ISOLATOR PANEL | 49.C5
UAI1204:2 | SC | UAI12042 | WHT | 20 | 75.D5 | UAI1204:3 | ISOLATOR PANEL | 75.D5
UAI1260:1 | SC | TE12603 | WHT | 20 | 73.A5 | UAI1260:2 | ISOLATOR PANEL | 73.A5
UAI1265:1 | SC | TE12653 | WHT | 20 | 73.B5 | UAI1265:2 | ISOLATOR PANEL | 73.B5
UAI1270:1 | SC | TE12703 | WHT | 20 | 73.C5 | UAI1270:2 | ISOLATOR PANEL | 73.C5
UAI2120:1 | SC | TE21203 | WHT | 20 | 58.D5 | UAI2120:2 | ISOLATOR PANEL | 58.D5
UAI3100:1 | SC | TE31003 | WHT | 20 | 87.A5 | UAI3100:2 | ISOLATOR PANEL | 87.A5
UAI3200:1 | SC | TE32003 | WHT | 20 | 80.A5 | UAI3200:2 | ISOLATOR PANEL | 80.A5
UAI3510:1 | SC | TE35103 | WHT | 20 | 77.A5 | UAI3510:2 | ISOLATOR PANEL | 77.A5
UAI3520:1 | SC | TE35203 | WHT | 20 | 77.A5 | UAI3520:2 | ISOLATOR PANEL | 77.A5
UAI3530:1 | SC | TE35303 | WHT | 20 | 77.C5 | UAI3530:2 | ISOLATOR PANEL | 77.C5
UAI3540:1 | SC | TE35403 | WHT | 20 | 77.B5 | UAI3540:2 | ISOLATOR PANEL | 77.B5
UAI3600:1 | SC | TE36003 | WHT | 20 | 94.A5 | UAI3600:2 | ISOLATOR PANEL | 94.A5
UAI4413:1 | SC | TE44132 | WHT | 20 | 97.B5 | UAI4413:2 | ISOLATOR PANEL | 97.B5
UAI4414:1 | SC | TE44142 | WHT | 20 | 97.A5 | UAI4414:2 | ISOLATOR PANEL | 97.A5
UAI4417:1 | SC | TE44172 | WHT | 20 | 96.C5 | UAI4417:2 | ISOLATOR PANEL | 96.C5
UAI4418:1 | SC | TE44182 | WHT | 20 | 96.C5 | UAI4418:2 | ISOLATOR PANEL | 96.C5
UAI4433:1 | SC | TE44332 | WHT | 20 | 97.C5 | UAI4433:2 | ISOLATOR PANEL | 97.C5
UAI4434:1 | SC | TE44342 | WHT | 20 | 97.C5 | UAI4434:2 | ISOLATOR PANEL | 97.C5
UAI4437:1 | SC | TE44372 | WHT | 20 | 96.B5 | UAI4437:2 | ISOLATOR PANEL | 96.B5
UAI4438:1 | SC | TE44382 | WHT | 20 | 96.A5 | UAI4438:2 | ISOLATOR PANEL | 96.A5
UAI4742:1 | SC | TE47413 | WHT | 20 | 92.B5 | UAI4742:2 | ISOLATOR PANEL | 92.B5
UAI4745:1 | SC | TE47453 | WHT | 20 | 93.A5 | UAI4745:2 | ISOLATOR PANEL | 93.A5
UAI4754:1 | SC | TE47513 | WHT | 20 | 93.B5 | UAI4754:2 | ISOLATOR PANEL | 93.B5
UAI4755:1 | SC | TE47553 | WHT | 20 | 92.A5 | UAI4755:2 | ISOLATOR PANEL | 92.A5
UAI4762:1 | SC | TE47613 | WHT | 20 | 92.C5 | UAI4762:2 | ISOLATOR PANEL | 92.C5
UAI4771:1 | SC | TE47713 | WHT | 20 | 93.C5 | UAI4771:2 | ISOLATOR PANEL | 93.C5
UV0271:11+ | SC | UV02718 | WHT | 16 | 46.A5 | UV0272:8+ | ISOLATOR PANEL | 46.A5
UV0271:12- | SC | UV02719 | WHT | 16 | 46.A5 | UV0272:9- | ISOLATOR PANEL | 46.A5
UV0272:11+ | SC | UV027211 | WHT | 16 | 46.A5 | UV0273:11+ | ISOLATOR PANEL | 46.A6
UV0272:12- | SC | UV027212 | WHT | 16 | 46.A5 | UV0273:12- | ISOLATOR PANEL | 46.A6
UV0274:11+ | SC | UV02758 | WHT | 16 | 76.B5 | UV0275:8+ | ISOLATOR PANEL | 76.B5
UV0274:12- | SC | UV02759 | WHT | 16 | 76.B5 | UV0275:9- | ISOLATOR PANEL | 76.B5
UV0274:IE | SC | IEG02507 | GRN | 14 | 76.B5 | IEG0250:7 | CC COMPRESSOR | 76.B5
UV0275:IE | SC | IEG02508 | GRN | 14 | 76.B5 | IEG0250:8 | CC COMPRESSOR | 76.B5
UAI4753:7 | WC1307 | UAI47537 | RED | 20 | 91.A5 | AF0900:05 | CC COMPRESSOR | 91.A6
UAI4753:8 | WC1307 | UAI47538 | BLK | 20 | 91.A5 | AF0900:06 | CC COMPRESSOR | 91.A6
FLOATING | WC1307 | UAI4753S | SH | 20 | 91.A6 | AF0900:11 | CC COMPRESSOR | 91.A6
UAI4773:7 | WC1308 | UAI47737 | RED | 20 | 91.A5 | AF0900:02 | CC COMPRESSOR | 91.A6
UAI4773:8 | WC1308 | UAI47738 | BLK | 20 | 91.A5 | AF0900:03 | CC COMPRESSOR | 91.A6
FLOATING | WC1308 | UAI4773S | SH | 20 | 91.A6 | AF0900:07 | CC COMPRESSOR | 91.A6
UAI4741:7 | WC1310 | UAI47417 | RED | 20 | 91.B5 | AF0920:10 | CC COMPRESSOR | 91.B6
UAI4741:8 | WC1310 | UAI47418 | BLK | 20 | 91.B5 | AF0920:12 | CC COMPRESSOR | 91.B6
FLOATING | WC1310 | UAI4741S | SH | 20 | 91.B6 | AF0920:27 | CC COMPRESSOR | 91.B6
UAI4740:7 | WC1311 | UAI47407 | RED | 20 | 91.B5 | AF0920:14 | CC COMPRESSOR | 91.B6
UAI4740:8 | WC1311 | UAI47408 | BLK | 20 | 91.B5 | AF0920:16 | CC COMPRESSOR | 91.B6
FLOATING | WC1311 | UAI4740S | SH | 20 | 91.B6 | AF0920:31 | CC COMPRESSOR | 91.B6
UAI4761:7 | WC1312 | UAI47617 | RED | 20 | 91.C5 | AF0910:10 | CC COMPRESSOR | 91.C6
UAI4761:8 | WC1312 | UAI47618 | BLK | 20 | 91.C5 | AF0910:12 | CC COMPRESSOR | 91.C6
FLOATING | WC1312 | UAI4761S | SH | 20 | 91.C6 | AF0910:27 | CC COMPRESSOR | 91.C6
UAI4760:7 | WC1313 | UAI47607 | RED | 20 | 91.C5 | AF0910:14 | CC COMPRESSOR | 91.C6
UAI4760:8 | WC1313 | UAI47608 | BLK | 20 | 91.C5 | AF0910:16 | CC COMPRESSOR | 91.C6
FLOATING | WC1313 | UAI4760S | SH | 20 | 91.C6 | AF0910:31 | CC COMPRESSOR | 91.C6
UAI4752:7 | WC1314 | UAI47527 | RED | 20 | 91.D5 | AF0940:10 | CC COMPRESSOR | 91.D6
UAI4752:8 | WC1314 | UAI47528 | BLK | 20 | 91.D5 | AF0940:12 | CC COMPRESSOR | 91.D6
FLOATING | WC1314 | UAI4752S | SH | 20 | 91.D6 | AF0940:27 | CC COMPRESSOR | 91.D6
UAI1771:7 | WC1318 | 091002 | RED | 20 | 90.A5 | AF0910:02 | CC COMPRESSOR | 90.A6
UAI1771:8 | WC1318 | 091004 | BLK | 20 | 90.A5 | AF0910:04 | CC COMPRESSOR | 90.A6
FW1:1 | WC1318 | 091019 | SH | 20 | 90.A6 | AF0910:19 | CC COMPRESSOR | 90.A6
UAI4770:7 | WC1319 | 091006 | RED | 20 | 90.A5 | AF0910:06 | CC COMPRESSOR | 90.A6
UAI4770:8 | WC1319 | 091008 | BLK | 20 | 90.A5 | AF0910:08 | CC COMPRESSOR | 90.A6
FW1:2 | WC1319 | 091023 | SH | 20 | 90.B6 | AF0910:23 | CC COMPRESSOR | 90.A6
UAI4750:7 | WC1320 | 092006 | RED | 20 | 90.B5 | AF0920:06 | CC COMPRESSOR | 90.B6
UAI4750:8 | WC1320 | 092008 | BLK | 20 | 90.B5 | AF0920:08 | CC COMPRESSOR | 90.B6
FW1:3 | WC1320 | 092023 | SH | 20 | 90.B6 | AF0920:23 | CC COMPRESSOR | 90.B6
UAI4751:7 | WC1321 | 092002 | RED | 20 | 90.B5 | AF0920:02 | CC COMPRESSOR | 90.B6
UAI4751:8 | WC1321 | 092004 | BLK | 20 | 90.B5 | AF0920:04 | CC COMPRESSOR | 90.B6
FW1:4 | WC1321 | 092019 | SH | 20 | 90.B6 | AF0920:19 | CC COMPRESSOR | 90.B6
UAI4759:7 | WC1322 | 094014 | RED | 20 | 90.C5 | AF0940:14 | CC COMPRESSOR | 90.C6
UAI4759:8 | WC1322 | 094016 | BLK | 20 | 90.C5 | AF0940:16 | CC COMPRESSOR | 90.C6
FW1:75 | WC1322 | 094031 | SH | 20 | 90.C6 | AF0940:31 | CC COMPRESSOR | 90.C6
UAI4765:7 | WC1323 | 094004 | RED | 20 | 90.C5 | AF0940:04 | CC COMPRESSOR | 90.C6
UAI4765:8 | WC1323 | 094002 | BLK | 20 | 90.C5 | AF0940:02 | CC COMPRESSOR | 90.C6
FW1:76 | WC1323 | 094019 | SH | 20 | 90.D6 | AF0940:19 | CC COMPRESSOR | 90.C6
UAI4473:7 | WC1352 | UAI44737 | RED | 20 | 95.A5 | AF0500:02 | CC COMPRESSOR | 95.A6
UAI4473:8 | WC1352 | UAI44738 | BLK | 20 | 95.A5 | AF0500:03 | CC COMPRESSOR | 95.A6
FLOATING | WC1352 | UAI4473S | SH | 20 | 95.A6 | AF0500:07 | CC COMPRESSOR | 95.A6
UAI4461:7 | WC1353 | UAI44617 | RED | 20 | 95.B5 | AF0510:02 | CC COMPRESSOR | 95.B6
UAI4461:8 | WC1353 | UAI44618 | BLK | 20 | 95.B5 | AF0510:04 | CC COMPRESSOR | 95.B6
FLOATING | WC1353 | UAI4461S | SH | 20 | 95.B6 | AF0510:19 | CC COMPRESSOR | 95.B6
UAI4460:7 | WC1354 | UAI44607 | RED | 20 | 95.B5 | AF0510:06 | CC COMPRESSOR | 95.B6
UAI4460:8 | WC1354 | UAI44608 | BLK | 20 | 95.B5 | AF0510:08 | CC COMPRESSOR | 95.B6
FLOATING | WC1354 | UAI4460S | SH | 20 | 95.B6 | AF0510:23 | CC COMPRESSOR | 95.B6
UAI4471:7 | WC1355 | UAI44717 | RED | 20 | 95.C5 | AF0510:10 | CC COMPRESSOR | 95.C6
UAI4471:8 | WC1355 | UAI44718 | BLK | 20 | 95.C5 | AF0510:12 | CC COMPRESSOR | 95.C6
FLOATING | WC1355 | UAI4471S | SH | 20 | 95.C6 | AF0510:27 | CC COMPRESSOR | 95.C6
UAI4470:7 | WC1356 | UAI44707 | RED | 20 | 95.C5 | AF0510:14 | CC COMPRESSOR | 95.C6
UAI4470:8 | WC1356 | UAI44708 | BLK | 20 | 95.C5 | AF0510:16 | CC COMPRESSOR | 95.C6
FLOATING | WC1356 | UAI4470S | SH | 20 | 95.C6 | AF0510:31 | CC COMPRESSOR | 95.C6
UAI4462:7 | WC1357 | UAI44627 | RED | 20 | 95.C5 | AF0520:02 | CC COMPRESSOR | 95.C6
UAI4462:8 | WC1357 | UAI44628 | BLK | 20 | 95.C5 | AF0520:04 | CC COMPRESSOR | 95.C6
FLOATING | WC1357 | UAI4462S | SH | 20 | 95.D6 | AF0520:19 | CC COMPRESSOR | 95.C6
UAI3600:-7 | WC2139 | 032119 | RED | 20 | 94.A5 | AF0321:19 | CC COMPRESSOR | 94.A7
UAI3600:-5 | WC2139 | 032103 | WHT | 20 | 94.A5 | AF0321:03 | CC COMPRESSOR | 94.A7
UAI3600:+6 | WC2139 | 032102 | BLK | 20 | 94.A5 | AF0321:02 | CC COMPRESSOR | 94.A7
FLOATING | WC2139 | 032150 | SH | 20 | 94.A6 | AF0321:50 | CC COMPRESSOR | 94.A7
UAI4755:+6 | WC2140 | 032121 | RED | 20 | 92.A5 | AF0321:21 | CC COMPRESSOR | 92.A7
UAI4755:+8 | WC2140 | 032105 | WHT | 20 | 92.A5 | AF0321:05 | CC COMPRESSOR | 92.A7
UAI4755:-7 | WC2140 | 032104 | BLK | 20 | 92.A5 | AF0321:04 | CC COMPRESSOR | 92.A7
FLOATING | WC2140 | 032152 | SH | 20 | 92.A6 | AF0321:52 | CC COMPRESSOR | 92.A7
UAI4742:+6 | WC2141 | 032125 | RED | 20 | 92.B5 | AF0321:25 | CC COMPRESSOR | 92.B7
UAI4742:+8 | WC2141 | 032109 | WHT | 20 | 92.B5 | AF0321:09 | CC COMPRESSOR | 92.B7
UAI4742:-7 | WC2141 | 032108 | BLK | 20 | 92.B5 | AF0321:08 | CC COMPRESSOR | 92.B7
FLOATING | WC2141 | 032156 | SH | 20 | 92.B6 | AF0321:56 | CC COMPRESSOR | 92.B7
UAI4762:+6 | WC2142 | 032129 | RED | 20 | 92.C5 | AF0321:29 | CC COMPRESSOR | 92.C7
UAI4762:+8 | WC2142 | 032113 | WHT | 20 | 92.C5 | AF0321:13 | CC COMPRESSOR | 92.C7
UAI4762:-7 | WC2142 | 032112 | BLK | 20 | 92.C5 | AF0321:12 | CC COMPRESSOR | 92.C7
FLOATING | WC2142 | 032160 | SH | 20 | 92.D6 | AF0321:60 | CC COMPRESSOR | 92.C7
UAI4745:+6 | WC2143 | 032123 | RED | 20 | 93.A5 | AF0321:23 | CC COMPRESSOR | 93.A7
UAI4745:+8 | WC2143 | 032107 | WHT | 20 | 93.A5 | AF0321:07 | CC COMPRESSOR | 93.A7
UAI4745:-7 | WC2143 | 032106 | BLK | 20 | 93.A5 | AF0321:06 | CC COMPRESSOR | 93.A7
FLOATING | WC2143 | 032154 | SH | 20 | 93.A6 | AF0321:54 | CC COMPRESSOR | 93.A7
UAI4754:+6 | WC2144 | 032127 | RED | 20 | 93.B5 | AF0321:27 | CC COMPRESSOR | 93.B7
UAI4754:+8 | WC2144 | 032111 | WHT | 20 | 93.B5 | AF0321:11 | CC COMPRESSOR | 93.B7
UAI4754:-7 | WC2144 | 032110 | BLK | 20 | 93.B5 | AF0321:10 | CC COMPRESSOR | 93.B7
FLOATING | WC2144 | 032158 | SH | 20 | 93.B6 | AF0321:58 | CC COMPRESSOR | 93.B7
UAI4771:+6 | WC2145 | 032131 | RED | 20 | 93.C5 | AF0321:31 | CC COMPRESSOR | 93.C7
UAI4771:+8 | WC2145 | 032115 | WHT | 20 | 93.C5 | AF0321:15 | CC COMPRESSOR | 93.C7
UAI4771:-7 | WC2145 | 032114 | BLK | 20 | 93.C5 | AF0321:14 | CC COMPRESSOR | 93.C7
FLOATING | WC2145 | 032162 | SH | 20 | 93.D6 | AF0321:62 | CC COMPRESSOR | 93.C7
UAI0890:-7 | WC2308 | 120917 | RED | 20 | 104.D5 | AF1209:17 | CC COMPRESSOR | 104.D7
UAI0890:-5 | WC2308 | 120901 | WHT | 20 | 104.D5 | AF1209:01 | CC COMPRESSOR | 104.D7
UAI0890:+6 | WC2308 | 120900 | BLK | 20 | 104.D5 | AF1209:00 | CC COMPRESSOR | 104.D7
FLOATING | WC2308 | 120948 | SH | 20 | 104.D6 | AF1209:48 | CC COMPRESSOR | 104.D7
UAI4417:-7 | WC2603 | 120829 | RED | 20 | 96.C5 | AF1208:29 | CC COMPRESSOR | 96.C6
UAI4417:-5 | WC2603 | 120813 | WHT | 20 | 96.C5 | AF1208:13 | CC COMPRESSOR | 96.C6
UAI4417:+6 | WC2603 | 120812 | BLK | 20 | 96.C5 | AF1208:12 | CC COMPRESSOR | 96.C6
FLOATING | WC2603 | 120860 | SH | 20 | 96.D6 | AF1208:60 | CC COMPRESSOR | 96.C6
UAI4414:-7 | WC2604 | 120923 | RED | 20 | 97.A5 | AF1209:23 | CC COMPRESSOR | 97.A7
UAI4414:-5 | WC2604 | 120907 | WHT | 20 | 97.A5 | AF1209:07 | CC COMPRESSOR | 97.A7
UAI4414:+6 | WC2604 | 120906 | BLK | 20 | 97.A5 | AF1209:06 | CC COMPRESSOR | 97.A7
FLOATING | WC2604 | 120954 | SH | 20 | 97.A6 | AF1209:54 | CC COMPRESSOR | 97.A7
UAI4413:-7 | WC2605 | 120925 | RED | 20 | 97.B5 | AF1209:25 | CC COMPRESSOR | 97.B7
UAI4413:-5 | WC2605 | 120909 | WHT | 20 | 97.B5 | AF1209:09 | CC COMPRESSOR | 97.B7
UAI4413:+6 | WC2605 | 120908 | BLK | 20 | 97.B5 | AF1209:08 | CC COMPRESSOR | 97.B7
FLOATING | WC2605 | 120956 | SH | 20 | 97.B6 | AF1209:56 | CC COMPRESSOR | 97.B7
UAI4433:-7 | WC2607 | 120929 | RED | 20 | 97.C5 | AF1209:29 | CC COMPRESSOR | 97.C7
UAI4433:-5 | WC2607 | 120913 | WHT | 20 | 97.C5 | AF1209:13 | CC COMPRESSOR | 97.C7
UAI4433:+6 | WC2607 | 120912 | BLK | 20 | 97.C5 | AF1209:12 | CC COMPRESSOR | 97.C7
FLOATING | WC2607 | 120960 | SH | 20 | 97.D6 | AF1209:60 | CC COMPRESSOR | 97.C7
UAI4437:-7 | WC2614 | 120825 | RED | 20 | 96.B5 | AF1208:25 | CC COMPRESSOR | 96.B6
UAI4437:-5 | WC2614 | 120809 | WHT | 20 | 96.B5 | AF1208:09 | CC COMPRESSOR | 96.B6
UAI4437:+6 | WC2614 | 120808 | BLK | 20 | 96.B5 | AF1208:08 | CC COMPRESSOR | 96.B6
FLOATING | WC2614 | 120856 | SH | 20 | 96.B6 | AF1208:56 | CC COMPRESSOR | 96.B6
UAI4418:-7 | WC2615 | 120827 | RED | 20 | 96.C5 | AF1208:27 | CC COMPRESSOR | 96.C6
UAI4418:-5 | WC2615 | 120811 | WHT | 20 | 96.C5 | AF1208:11 | CC COMPRESSOR | 96.C6
UAI4418:+6 | WC2615 | 120810 | BLK | 20 | 96.C5 | AF1208:10 | CC COMPRESSOR | 96.C6
FLOATING | WC2615 | 120858 | SH | 20 | 96.C6 | AF1208:58 | CC COMPRESSOR | 96.C6
UAI4438:-7 | WC2700 | 120823 | RED | 20 | 96.A5 | AF1208:23 | CC COMPRESSOR | 96.A6
UAI4438:-5 | WC2700 | 120807 | WHT | 20 | 96.A5 | AF1208:07 | CC COMPRESSOR | 96.A6
UAI4438:+6 | WC2700 | 120806 | BLK | 20 | 96.A5 | AF1208:06 | CC COMPRESSOR | 96.A6
FLOATING | WC2700 | 120854 | SH | 20 | 96.A6 | AF1208:54 | CC COMPRESSOR | 96.A6
UAI4434:-7 | WC2706 | 120927 | RED | 20 | 97.C5 | AF1209:27 | CC COMPRESSOR | 97.C7
UAI4434:-5 | WC2706 | 120911 | WHT | 20 | 97.C5 | AF1209:11 | CC COMPRESSOR | 97.C7
UAI4434:+6 | WC2706 | 120910 | BLK | 20 | 97.C5 | AF1209:10 | CC COMPRESSOR | 97.C7
FLOATING | WC2706 | 120958 | SH | 20 | 97.C6 | AF1209:58 | CC COMPRESSOR | 97.C7
UAI0800:-7 | WC4638 | 120831 | RED | 20 | 102.C5 | AF1208:31 | CC COMPRESSOR | 102.C7
UAI0800:-5 | WC4638 | 120815 | WHT | 20 | 102.C5 | AF1208:15 | CC COMPRESSOR | 102.C7
UAI0800:+6 | WC4638 | 120814 | BLK | 20 | 102.C5 | AF1208:14 | CC COMPRESSOR | 102.C7
FLOATING | WC4638 | 120862 | SH | 20 | 102.C6 | AF1208:62 | CC COMPRESSOR | 102.C7
UV0271:IE | SC | IEG023014 | GRN | 14 | 46.A5 | IEG0230:14 | PANEL A | 46.A5
UV0272:IE | SC | IEG02306 | GRN | 14 | 46.A5 | IEG0230:6 | PANEL A | 46.A5
UV0273:IE | SC | IEG02307 | GRN | 14 | 46.A6 | IEG0230:7 | PANEL A | 46.A7
UAI0846:-7 | W2130 | 008429 | RED | 20 | 81.B5 | AF0084:29 | PANEL A | 81.B7
UAI0846:-5 | W2130 | 008413 | WHT | 20 | 81.B5 | AF0084:13 | PANEL A | 81.B7
UAI0846:+6 | W2130 | 008412 | BLK | 20 | 81.B5 | AF0084:12 | PANEL A | 81.B7
FLOATING | W2130 | 008460 | SH | 20 | 81.B6 | AF0084:60 | PANEL A | 81.B7
UAI1170:-7 | WC2110 | 008423 | RED | 20 | 49.C5 | AF0084:23 | PANEL A | 49.C7
UAI1170:-5 | WC2110 | 008407 | WHT | 20 | 49.C5 | AF0084:07 | PANEL A | 49.C7
UAI1170:+6 | WC2110 | 008406 | BLK | 20 | 49.C5 | AF0084:06 | PANEL A | 49.C7
FLOATING | WC2110 | 008454 | SH | 20 | 49.C6 | AF0084:54 | PANEL A | 49.C7
UAI3200:-7 | WC2126 | 008417 | RED | 20 | 80.A5 | AF0084:17 | PANEL A | 80.A7
UAI3200:-5 | WC2126 | 008401 | WHT | 20 | 80.A5 | AF0084:01 | PANEL A | 80.A7
UAI3200:+6 | WC2126 | 008400 | BLK | 20 | 80.A5 | AF0084:00 | PANEL A | 80.A7
FW11:1 | WC2126 | 008448 | SH | 20 | 80.A6 | AF0084:48 | PANEL A | 80.A7
UAI3100:-7 | WC2127 | 008419 | RED | 20 | 87.A5 | AF0084:19 | PANEL A | 87.A7
UAI3100:-5 | WC2127 | 008403 | WHT | 20 | 87.A5 | AF0084:03 | PANEL A | 87.A7
UAI3100:+6 | WC2127 | 008402 | BLK | 20 | 87.A5 | AF0084:02 | PANEL A | 87.A7
FLOATING | WC2127 | 008450 | SH | 20 | 87.B6 | AF0084:50 | PANEL A | 87.A7
UAI3520:-7 | WC2128 | 008323 | RED | 20 | 77.A5 | AF0083:23 | PANEL A | 77.A7
UAI3520:-5 | WC2128 | 008307 | WHT | 20 | 77.A5 | AF0083:07 | PANEL A | 77.A7
UAI3520:+6 | WC2128 | 008306 | BLK | 20 | 77.A5 | AF0083:06 | PANEL A | 77.A7
FLOATING | WC2128 | 008354 | SH | 20 | 77.B6 | AF0083:54 | PANEL A | 77.A7
UAI1265:-7 | WC2153 | 008331 | RED | 20 | 73.B5 | AF0083:31 | PANEL A | 73.B7
UAI1265:-5 | WC2153 | 008315 | WHT | 20 | 73.B5 | AF0083:15 | PANEL A | 73.B7
UAI1265:+6 | WC2153 | 008314 | BLK | 20 | 73.B5 | AF0083:14 | PANEL A | 73.B7
FLOATING | WC2153 | 008362 | SH | 20 | 73.B6 | AF0083:62 | PANEL A | 73.B7
UAI1260:-7 | WC2154 | 008319 | RED | 20 | 73.A5 | AF0083:19 | PANEL A | 73.A7
UAI1260:-5 | WC2154 | 008303 | WHT | 20 | 73.A5 | AF0083:03 | PANEL A | 73.A7
UAI1260:+6 | WC2154 | 008302 | BLK | 20 | 73.A5 | AF0083:02 | PANEL A | 73.A7
FLOATING | WC2154 | 008350 | SH | 20 | 73.A6 | AF0083:50 | PANEL A | 73.A7
UAI1270:-7 | WC2155 | 008317 | RED | 20 | 73.C5 | AF0083:17 | PANEL A | 73.C7
UAI1270:-5 | WC2155 | 008301 | WHT | 20 | 73.C5 | AF0083:01 | PANEL A | 73.C7
UAI1270:+6 | WC2155 | 008300 | BLK | 20 | 73.C5 | AF0083:00 | PANEL A | 73.C7
FLOATING | WC2155 | 008348 | SH | 20 | 73.C6 | AF0083:48 | PANEL A | 73.C7
UAI3510:-7 | WC2156 | 008321 | RED | 20 | 77.A5 | AF0083:21 | PANEL A | 77.A7
UAI3510:-5 | WC2156 | 008305 | WHT | 20 | 77.A5 | AF0083:05 | PANEL A | 77.A7
UAI3510:+6 | WC2156 | 008304 | BLK | 20 | 77.A5 | AF0083:04 | PANEL A | 77.A7
FLOATING | WC2156 | 008352 | SH | 20 | 77.A6 | AF0083:52 | PANEL A | 77.A7
UAI3540:-7 | WC2157 | 008325 | RED | 20 | 77.B5 | AF0083:25 | PANEL A | 77.B7
UAI3540:-5 | WC2157 | 008309 | WHT | 20 | 77.B5 | AF0083:09 | PANEL A | 77.B7
UAI3540:+6 | WC2157 | 008308 | BLK | 20 | 77.B5 | AF0083:08 | PANEL A | 77.B7
FLOATING | WC2157 | 008356 | SH | 20 | 77.B6 | AF0083:56 | PANEL A | 77.B7
UAI3530:-7 | WC2161 | 008425 | RED | 20 | 77.C5 | AF0084:25 | PANEL A | 77.C7
UAI3530:-5 | WC2161 | 008409 | WHT | 20 | 77.C5 | AF0084:09 | PANEL A | 77.C7
UAI3530:+6 | WC2161 | 008408 | BLK | 20 | 77.C5 | AF0084:08 | PANEL A | 77.C7
FLOATING | WC2161 | 008456 | SH | 20 | 77.C6 | AF0084:56 | PANEL A | 77.C7
UAI0836:-7 | WC2162 | 008329 | RED | 20 | 118.C5 | AF0083:29 | PANEL A | 118.C7
UAI0836:-5 | WC2162 | 008313 | WHT | 20 | 118.C5 | AF0083:13 | PANEL A | 118.C7
UAI0836:+6 | WC2162 | 008312 | BLK | 20 | 118.C5 | AF0083:12 | PANEL A | 118.C7
FLOATING | WC2162 | 008360 | SH | 20 | 118.C6 | AF0083:60 | PANEL A | 118.C7
UAI1110:-7 | WC2180 | 008327 | RED | 20 | 45.A5 | AF0083:27 | PANEL A | 45.A6
UAI1110:-5 | WC2180 | 008311 | WHT | 20 | 45.A5 | AF0083:11 | PANEL A | 45.A6
UAI1110:+6 | WC2180 | 008310 | BLK | 20 | 45.A5 | AF0083:10 | PANEL A | 45.A6
FLOATING | WC2180 | 008358 | SH | 20 | 45.A6 | AF0083:58 | PANEL A | 45.A6
UAI1111:-7 | WC2181 | 009429 | RED | 20 | 45.A5 | AF0094:29 | PANEL A | 45.A6
UAI1111:-5 | WC2181 | 009413 | WHT | 20 | 45.A5 | AF0094:13 | PANEL A | 45.A6
UAI1111:+6 | WC2181 | 009412 | BLK | 20 | 45.A5 | AF0094:12 | PANEL A | 45.A6
FLOATING | WC2181 | 009460 | SH | 20 | 45.B6 | AF0094:60 | PANEL A | 45.A6
UAI1112:-7 | WC2182 | 009431 | RED | 20 | 45.B5 | AF0094:31 | PANEL A | 45.B6
UAI1112:-5 | WC2182 | 009415 | WHT | 20 | 45.B5 | AF0094:15 | PANEL A | 45.B6
UAI1112:+6 | WC2182 | 009414 | BLK | 20 | 45.B5 | AF0094:14 | PANEL A | 45.B6
FLOATING | WC2182 | 009462 | SH | 20 | 45.B6 | AF0094:62 | PANEL A | 45.B6
UAI0755:7+ | WC2206 | 008410 | RED | 20 | 49.A5 | AF0084:10 | PANEL A | 49.A7
UAI0755:8- | WC2206 | 008411 | BLK | 20 | 49.A5 | AF0084:11 | PANEL A | 49.A7
FLOATING | WC2206 | 008458 | SH | 20 | 49.A6 | AF0084:58 | PANEL A | 49.A7
UAI0760:7+ | WC2207 | 009402 | RED | 20 | 50.A5 | AF0094:02 | PANEL A | 50.A7
UAI0760:8- | WC2207 | 009403 | BLK | 20 | 50.A5 | AF0094:03 | PANEL A | 50.A7
FLOATING | WC2207 | 009450 | SH | 20 | 50.A6 | AF0094:50 | PANEL A | 50.A7
UAI0756:7+ | WC2306 | 008404 | RED | 20 | 49.A5 | AF0084:04 | PANEL A | 49.A7
UAI0756:8- | WC2306 | 008405 | BLK | 20 | 49.A5 | AF0084:05 | PANEL A | 49.A7
FLOATING | WC2306 | 008452 | SH | 20 | 49.A6 | AF0084:52 | PANEL A | 49.A7
UAI0757:7+ | WC2406 | 008414 | RED | 20 | 49.B5 | AF0084:14 | PANEL A | 49.B7
UAI0757:8- | WC2406 | 008415 | BLK | 20 | 49.B5 | AF0084:15 | PANEL A | 49.B7
FLOATING | WC2406 | 008462 | SH | 20 | 49.B6 | AF0084:62 | PANEL A | 49.B7
FU0272:LI | SC | FU0274 | WHT | 14 | 46.A6 | XT0139:2 | PANEL B | 19.A4
FU0274:LI | SC | FU0274 | WHT | 14 | 76.B6 | XT0139:4 | PANEL B | 19.B4
UV0271:9- | SC | 0V | WHT | 14 | 46.A5 | XT0135:3 | PANEL B | 19.B4
UV0274:9- | SC | 0V | WHT | 20 | 76.B5 | XT0135:3 | PANEL B | 19.B4
UAI1100:-7 | WC2100 | 006845 | RED | 20 | 46.A5 | AF0068:45 | PANEL B | 46.A7
UAI1100:-5 | WC2100 | 006829 | WHT | 20 | 46.A5 | AF0068:29 | PANEL B | 46.A7
UAI1100:+6 | WC2100 | 006828 | BLK | 20 | 46.A5 | AF0068:28 | PANEL B | 46.A7
FLOATING | WC2100 | 006860 | SH | 20 | 46.B6 | AF0068:60 | PANEL B | 46.A7
UAI0741:7+ | WC2101 | 006800 | RED | 20 | 46.B5 | AF0068:00 | PANEL B | 46.B7
UAI0741:8- | WC2101 | 006801 | BLK | 20 | 46.B5 | AF0068:01 | PANEL B | 46.B7
FLOATING | WC2101 | 006848 | SH | 20 | 46.B6 | AF0068:48 | PANEL B | 46.B7
UAI0745:7+ | WC2102 | 006804 | RED | 20 | 46.D5 | AF0068:04 | PANEL B | 46.D7
UAI0745:8- | WC2102 | 006805 | BLK | 20 | 46.D5 | AF0068:05 | PANEL B | 46.D7
FLOATING | WC2102 | 006852 | SH | 20 | 46.D6 | AF0068:52 | PANEL B | 46.D7
UAI0751:7+ | WC2103 | 006808 | RED | 20 | 47.B5 | AF0068:08 | PANEL B | 47.B7
UAI0751:8- | WC2103 | 006809 | BLK | 20 | 47.B5 | AF0068:09 | PANEL B | 47.B7
FLOATING | WC2103 | 006856 | SH | 20 | 47.C6 | AF0068:56 | PANEL B | 47.B7
UAI0770:7+ | WC2104 | 007700 | RED | 20 | 48.A5 | AF0077:00 | PANEL B | 48.A7
UAI0770:8- | WC2104 | 007701 | BLK | 20 | 48.A5 | AF0077:01 | PANEL B | 48.A7
FLOATING | WC2104 | 007748 | SH | 20 | 48.A6 | AF0077:48 | PANEL B | 48.A7
UAI0774:7+ | WC2105 | 007708 | RED | 20 | 48.C5 | AF0077:08 | PANEL B | 48.C7
UAI0774:8- | WC2105 | 007709 | BLK | 20 | 48.C5 | AF0077:09 | PANEL B | 48.C7
FLOATING | WC2105 | 007756 | SH | 20 | 48.C6 | AF0077:56 | PANEL B | 48.C7
UAI2120:-7 | WC2129 | 007345 | RED | 20 | 58.D5 | AF0073:45 | PANEL B | 58.D7
UAI2120:-5 | WC2129 | 007329 | WHT | 20 | 58.D5 | AF0073:29 | PANEL B | 58.D7
UAI2120:+6 | WC2129 | 007328 | BLK | 20 | 58.D5 | AF0073:28 | PANEL B | 58.D7
FLOATING | WC2129 | 007360 | SH | 20 | 58.D6 | AF0073:60 | PANEL B | 58.D7
UAI0742:7+ | WC2201 | 007300 | RED | 20 | 46.B5 | AF0073:00 | PANEL B | 46.B7
UAI0742:8- | WC2201 | 007301 | BLK | 20 | 46.B5 | AF0073:01 | PANEL B | 46.B7
FLOATING | WC2201 | 007348 | SH | 20 | 46.C6 | AF0073:48 | PANEL B | 46.B7
UAI0746:7+ | WC2202 | 007304 | RED | 20 | 46.D5 | AF0073:04 | PANEL B | 46.D7
UAI0746:8- | WC2202 | 007305 | BLK | 20 | 46.D5 | AF0073:05 | PANEL B | 46.D7
FLOATING | WC2202 | 007352 | SH | 20 | 46.D6 | AF0073:52 | PANEL B | 46.D7
UAI0752:7+ | WC2203 | 007308 | RED | 20 | 47.C5 | AF0073:08 | PANEL B | 47.C7
UAI0752:8- | WC2203 | 007309 | BLK | 20 | 47.C5 | AF0073:09 | PANEL B | 47.C7
FW1:10 | WC2203 | 007356 | SH | 20 | 47.C6 | AF0073:56 | PANEL B | 47.C7
UAI0771:7+ | WC2204 | 007702 | RED | 20 | 48.A5 | AF0077:02 | PANEL B | 48.A7
UAI0771:8- | WC2204 | 007703 | BLK | 20 | 48.A5 | AF0077:03 | PANEL B | 48.A7
FLOATING | WC2204 | 007750 | SH | 20 | 48.A6 | AF0077:50 | PANEL B | 48.A7
UAI0775:7+ | WC2205 | 007710 | RED | 20 | 48.C5 | AF0077:10 | PANEL B | 48.C7
UAI0775:8- | WC2205 | 007711 | BLK | 20 | 48.C5 | AF0077:11 | PANEL B | 48.C7
FLOATING | WC2205 | 007758 | SH | 20 | 48.C6 | AF0077:58 | PANEL B | 48.C7
UAI0743:7+ | WC2301 | 006802 | RED | 20 | 46.C5 | AF0068:02 | PANEL B | 46.C7
UAI0743:8- | WC2301 | 006803 | BLK | 20 | 46.C5 | AF0068:03 | PANEL B | 46.C7
FLOATING | WC2301 | 006850 | SH | 20 | 46.C6 | AF0068:50 | PANEL B | 46.C7
UAI0747:7+ | WC2302 | 006806 | RED | 20 | 47.B5 | AF0068:06 | PANEL B | 47.B7
UAI0747:8- | WC2302 | 006807 | BLK | 20 | 47.B5 | AF0068:07 | PANEL B | 47.B7
FLOATING | WC2302 | 006854 | SH | 20 | 47.B6 | AF0068:54 | PANEL B | 47.B7
UAI0753:7+ | WC2303 | 006810 | RED | 20 | 47.C5 | AF0068:10 | PANEL B | 47.C7
UAI0753:8- | WC2303 | 006811 | BLK | 20 | 47.C5 | AF0068:11 | PANEL B | 47.C7
FW1:11 | WC2303 | 006858 | SH | 20 | 47.D6 | AF0068:58 | PANEL B | 47.C7
UAI0772:7+ | WC2304 | 007704 | RED | 20 | 48.B5 | AF0077:04 | PANEL B | 48.B7
UAI0772:8- | WC2304 | 007705 | BLK | 20 | 48.B5 | AF0077:05 | PANEL B | 48.B7
FLOATING | WC2304 | 007752 | SH | 20 | 48.B6 | AF0077:52 | PANEL B | 48.B7
UAI0776:7+ | WC2305 | 007712 | RED | 20 | 48.C5 | AF0077:12 | PANEL B | 48.C7
UAI0776:8- | WC2305 | 007713 | BLK | 20 | 48.C5 | AF0077:13 | PANEL B | 48.C7
FLOATING | WC2305 | 007760 | SH | 20 | 48.D6 | AF0077:60 | PANEL B | 48.C7
UAI0744:7+ | WC2401 | 007302 | RED | 20 | 46.C5 | AF0073:02 | PANEL B | 46.C7
UAI0744:8- | WC2401 | 007303 | BLK | 20 | 46.C5 | AF0073:03 | PANEL B | 46.C7
FLOATING | WC2401 | 007350 | SH | 20 | 46.D6 | AF0073:50 | PANEL B | 46.C7
UAI0750:7+ | WC2402 | 007306 | RED | 20 | 47.B5 | AF0073:06 | PANEL B | 47.B7
UAI0750:8- | WC2402 | 007307 | BLK | 20 | 47.B5 | AF0073:07 | PANEL B | 47.B7
FLOATING | WC2402 | 007355 | SH | 20 | 47.B6 | AF0073:54 | PANEL B | 47.B7
UAI0754:7+ | WC2403 | 007310 | RED | 20 | 47.D5 | AF0073:10 | PANEL B | 47.D7
UAI0754:8- | WC2403 | 007311 | BLK | 20 | 47.D5 | AF0073:11 | PANEL B | 47.D7
FW1:12 | WC2403 | 007358 | SH | 20 | 47.D6 | AF0073:58 | PANEL B | 47.D7
UAI0773:7+ | WC2404 | 007706 | RED | 20 | 48.B5 | AF0077:06 | PANEL B | 48.B7
UAI0773:8- | WC2404 | 007707 | BLK | 20 | 48.B5 | AF0077:07 | PANEL B | 48.B7
FLOATING | WC2404 | 007754 | SH | 20 | 48.B6 | AF0077:54 | PANEL B | 48.B7
UAI0777:7+ | WC2405 | 007714 | RED | 20 | 48.D5 | AF0077:14 | PANEL B | 48.D7
UAI0777:8- | WC2405 | 007715 | BLK | 20 | 48.D5 | AF0077:15 | PANEL B | 48.D7
FLOATING | WC2405 | 007762 | SH | 20 | 48.D6 | AF0077:62 | PANEL B | 48.D7
UAI1520:+24V | SC | FU0113 | WHT | 16 | 55.A5 | FU0113:LD | TURBINE VIBRATION PANEL | 26.A4
UAI1520:-24V | SC | 0V | WHT | 16 | 55.A5 | XT0110:3 | TURBINE VIBRATION PANEL | 26.A5
UAI1214:7 | WC1203 | UAI12147 | RED | 20 | 76.A5 | AF0450:02 | TURBINE VIBRATION PANEL | 76.A6
UAI1214:8 | WC1203 | UAI12148 | BLK | 20 | 76.A5 | AF0450:04 | TURBINE VIBRATION PANEL | 76.A6
FLOATING | WC1203 | UAI1214S | SH | 20 | 76.A6 | AF0450:19 | TURBINE VIBRATION PANEL | 76.A6
UAI1204:7 | WC1327 | UAI12047 | RED | 20 | 75.D5 | AF0420:10 | TURBINE VIBRATION PANEL | 75.D6
UAI1204:8 | WC1327 | UAI12048 | BLK | 20 | 75.D5 | AF0420:12 | TURBINE VIBRATION PANEL | 75.D6
FLOATING | WC1327 | UAI1204S | SH | 20 | 75.D6 | AF0420:27 | TURBINE VIBRATION PANEL | 75.D6
UAI1263:7 | WC1328 | UAI12637 | RED | 20 | 74.A5 | AF0400:02 | TURBINE VIBRATION PANEL | 74.A6
UAI1263:8 | WC1328 | UAI12638 | BLK | 20 | 74.A5 | AF0400:03 | TURBINE VIBRATION PANEL | 74.A6
FLOATING | WC1328 | UAI1263S | SH | 20 | 74.A6 | AF0400:07 | TURBINE VIBRATION PANEL | 74.A6
UAI1211:7 | WC1329 | UAI12117 | RED | 20 | 74.B5 | AF0410:02 | TURBINE VIBRATION PANEL | 74.B6
UAI1211:8 | WC1329 | UAI12118 | BLK | 20 | 74.B5 | AF0410:04 | TURBINE VIBRATION PANEL | 74.B6
FLOATING | WC1329 | UAI1211S | SH | 20 | 74.B6 | AF0410:19 | TURBINE VIBRATION PANEL | 74.B6
UAI1210:7 | WC1330 | UAI12107 | RED | 20 | 74.B5 | AF0410:06 | TURBINE VIBRATION PANEL | 74.B6
UAI1210:8 | WC1330 | UAI12108 | BLK | 20 | 74.B5 | AF0410:08 | TURBINE VIBRATION PANEL | 74.B6
FLOATING | WC1330 | UAI1210S | SH | 20 | 74.B6 | AF0410:23 | TURBINE VIBRATION PANEL | 74.B6
UAI1221:7 | WC1331 | UAI12217 | RED | 20 | 74.C5 | AF0410:10 | TURBINE VIBRATION PANEL | 74.C6
UAI1221:8 | WC1331 | UAI12218 | BLK | 20 | 74.C5 | AF0410:12 | TURBINE VIBRATION PANEL | 74.C6
FLOATING | WC1331 | UAI1221S | SH | 20 | 74.C6 | AF0410:27 | TURBINE VIBRATION PANEL | 74.C6
UAI1220:7 | WC1332 | UAI12207 | RED | 20 | 74.C5 | AF0410:14 | TURBINE VIBRATION PANEL | 74.C6
UAI1220:8 | WC1332 | UAI12208 | BLK | 20 | 74.C5 | AF0410:16 | TURBINE VIBRATION PANEL | 74.C6
FLOATING | WC1332 | UAI1220S | SH | 20 | 74.C6 | AF0410:31 | TURBINE VIBRATION PANEL | 74.C6
UAI1231:7 | WC1333 | UAI12317 | RED | 20 | 74.C5 | AF0420:02 | TURBINE VIBRATION PANEL | 74.C6
UAI1231:8 | WC1333 | UAI12318 | BLK | 20 | 74.C5 | AF0420:04 | TURBINE VIBRATION PANEL | 74.C6
FLOATING | WC1333 | UAI1231S | SH | 20 | 74.D6 | AF0420:19 | TURBINE VIBRATION PANEL | 74.C6
UAI1230:7 | WC1334 | UAI12307 | RED | 20 | 74.D5 | AF0420:06 | TURBINE VIBRATION PANEL | 74.D6
UAI1230:8 | WC1334 | UAI12308 | BLK | 20 | 74.D5 | AF0420:08 | TURBINE VIBRATION PANEL | 74.D6
FLOATING | WC1334 | UAI1230S | SH | 20 | 74.D6 | AF0420:23 | TURBINE VIBRATION PANEL | 74.D6
UAI1262:7 | WC1335 | UAI12627 | RED | 20 | 74.D5 | AF0450:10 | TURBINE VIBRATION PANEL | 74.D6
UAI1262:8 | WC1335 | UAI12628 | BLK | 20 | 74.D5 | AF0450:12 | TURBINE VIBRATION PANEL | 74.D6
FLOATING | WC1335 | UAI1262S | SH | 20 | 74.D6 | AF0450:27 | TURBINE VIBRATION PANEL | 74.D6
UAI1273:7 | WC1336 | UAI12737 | RED | 20 | 75.A5 | AF0400:05 | TURBINE VIBRATION PANEL | 75.A6
UAI1273:8 | WC1336 | UAI12738 | BLK | 20 | 75.A5 | AF0400:06 | TURBINE VIBRATION PANEL | 75.A6
FLOATING | WC1336 | UAI1273S | SH | 20 | 75.A6 | AF0400:11 | TURBINE VIBRATION PANEL | 75.A6
UAI1241:7 | WC1337 | UAI12417 | RED | 20 | 75.B5 | AF0430:02 | TURBINE VIBRATION PANEL | 75.B6
UAI1241:8 | WC1337 | UAI12418 | BLK | 20 | 75.B5 | AF0430:04 | TURBINE VIBRATION PANEL | 75.B6
FLOATING | WC1337 | UAI1241S | SH | 20 | 75.B6 | AF0430:19 | TURBINE VIBRATION PANEL | 75.B6
UAI1240:7 | WC1338 | UAI12407 | RED | 20 | 75.B5 | AF0430:06 | TURBINE VIBRATION PANEL | 75.B6
UAI1240:8 | WC1338 | UAI12408 | BLK | 20 | 75.B5 | AF0430:08 | TURBINE VIBRATION PANEL | 75.B6
FLOATING | WC1338 | UAI1240S | SH | 20 | 75.B6 | AF0430:23 | TURBINE VIBRATION PANEL | 75.B6
UAI1251:7 | WC1339 | UAI12517 | RED | 20 | 75.C5 | AF0430:10 | TURBINE VIBRATION PANEL | 75.C6
UAI1251:8 | WC1339 | UAI12518 | BLK | 20 | 75.C5 | AF0430:12 | TURBINE VIBRATION PANEL | 75.C6
FLOATING | WC1339 | UAI1251S | SH | 20 | 75.C6 | AF0430:27 | TURBINE VIBRATION PANEL | 75.C6
UAI1250:7 | WC1340 | UAI12507 | RED | 20 | 75.C5 | AF0430:14 | TURBINE VIBRATION PANEL | 75.C6
UAI1250:8 | WC1340 | UAI12508 | BLK | 20 | 75.C5 | AF0430:16 | TURBINE VIBRATION PANEL | 75.C6
FLOATING | WC1340 | UAI1250S | SH | 20 | 75.C6 | AF0430:31 | TURBINE VIBRATION PANEL | 75.C6
UAI1272:7 | WC1341 | UAI12727 | RED | 20 | 75.C5 | AF0450:14 | TURBINE VIBRATION PANEL | 75.C6
UAI1272:8 | WC1341 | UAI12728 | BLK | 20 | 75.C5 | AF0450:16 | TURBINE VIBRATION PANEL | 75.C6
FLOATING | WC1341 | UAI1272S | SH | 20 | 75.D6 | AF0450:31 | TURBINE VIBRATION PANEL | 75.C6
UAI1520:O/P | WC4749 | UAI1520O/P | RED | 20 | 55.A5 | AF0450:06 | TURBINE VIBRATION PANEL | 55.A7
UAI1520:0V | WC4749 | UAI15200V | BLK | 20 | 55.A5 | AF0450:08 | TURBINE VIBRATION PANEL | 55.A7
FLOATING | WC4749 | UAI1520S | SH | 20 | 55.A6 | AF0450:23 | TURBINE VIBRATION PANEL | 55.A7
SolarTools ver. 24.0.84.24712 (Jul 31, 2025)
Report date: 4/6/2026 4:19 PM

## JB352
JB352
Project # | 4M511
Project Name | ENI - KUTEI NORTH HUB - FPSO
Revision | B.2
Controls DE | BARRAZA, PAUL
Phone: | 0
Controls ME
Phone:
From | [5 empty] | To
Device ID | Cable (W) Conductor (SC) Jumper Clip (JC) | Wire No. | Wire ID | Gauge/Size | Page/Zone | Device ID | Location | Page/Zone
GR4460: | SC | GR4460 | GRN/YEL | 14 | 95.D3 | FRAME | JB352 | 95.D3
Report date: 4/6/2026 4:19 PM |  |  |  |  | SolarTools ver. 24.0.84.24712 (Jul 31, 2025)

## JB4 PANEL
JB4 PANEL
Project # | 4M511
Project Name | ENI - KUTEI NORTH HUB - FPSO
Revision | B.2
Controls DE | BARRAZA, PAUL
Phone: | 0
Controls ME
Phone:
From | [5 empty] | To
Device ID | Cable (W) Conductor (SC) Jumper Clip (JC) | Wire No. | Wire ID | Gauge/Size | Page/Zone | Device ID | Location | Page/Zone
GR1250: | SC | GR1250 | GRN/YEL | 14 | 75.D3 | FRAME | JB4 PANEL | 75.D3
Report date: 4/6/2026 4:19 PM |  |  |  |  | SolarTools ver. 24.0.84.24712 (Jul 31, 2025)

## JB70
JB70
Project # | 4M511
Project Name | ENI - KUTEI NORTH HUB - FPSO
Revision | B.2
Controls DE | BARRAZA, PAUL
Phone: | 0
Controls ME
Phone:
From | [5 empty] | To
Device ID | Cable (W) Conductor (SC) Jumper Clip (JC) | Wire No. | Wire ID | Gauge/Size | Page/Zone | Device ID | Location | Page/Zone
XT0001:3 | JC | FU0210 | CLIP | --- | 3.B3 | XT0001:4 | JB70 | 3.B3
XT0001:5 | JC | 0V | CLIP | --- | 3.B3 | XT0001:6 | JB70 | 3.B3
XT0815:13 | JC | LON1S2 | CLIP | --- | 119.A5 | XT0815:21 | JB70 | 119.B6
XT0815:14 | JC | 0V | CLIP | --- | 119.A5 | XT0815:20 | JB70 | 119.B6
XT0815:18 | JC | FU0170 | CLIP | --- | 119.A6 | XT0815:19 | JB70 | 119.B6
AT1100:GND | SC | AT1100G | GRN/YEL | 14 | 35.D3 | XT0800:41 | JB70 | 35.D4
AT1100:NEG | SC | 0V | WHT | 14 | 35.D3 | XT0800:40 | JB70 | 35.D4
BA0001:V1(-) | SC | 0V | WHT | 16 | 3.A2 | XT0001:2 | JB70 | 3.A3
BA0001:V1(+) | SC | FU0001 | WHT | 16 | 3.A2 | FU0001:LD | JB70 | 3.A3
BA0002:V1(-) | SC | 0V | WHT | 16 | 3.B2 | XT0001:5 | JB70 | 3.B3
BA0002:V1(+) | SC | FU0002 | WHT | 16 | 3.B2 | FU0002:LD | JB70 | 3.B3
BA1100:NEG | SC | 0V | WHT | 16 | 35.D1 | XT1211:2 | JB70 | 35.D4
BA1100:POS | SC | FU1101LD | WHT | 16 | 35.D1 | FU1101:LD | JB70 | 35.C2
BA1211:NEG | SC | 0V | WHT | 16 | 35.B1 | XT1211:2 | JB70 | 35.D4
BA1211:POS | SC | FU1211LD | WHT | 16 | 35.B1 | FU1211:LD | JB70 | 35.B2
FU0001:LI | SC | FU0210 | WHT | 16 | 3.A3 | XT0001:1 | JB70 | 3.A3
FU0002:LI | SC | FU0210 | WHT | 16 | 3.B3 | XT0001:4 | JB70 | 3.B3
FU1101:LI | SC | FU0136 | WHT | 14 | 35.C2 | XT1211:1 | JB70 | 35.C4
FU1211:LI | SC | FU0136 | WHT | 14 | 35.B2 | XT1211:1 | JB70 | 35.C4
GR1132: | SC | GR1132 | GRN/YEL | 14 | 6.A6 | FRAME | JB70 | 6.A6
GR1133: | SC | GR1133 | GRN/YEL | 14 | 6.A6 | FRAME | JB70 | 6.A6
GR1134: | SC | GR1134 | GRN/YEL | 14 | 6.A6 | FRAME | JB70 | 6.A6
GR1232: | SC | GR1232 | GRN | 14 | 6.A6 | IEG1200:5 | JB70 | 6.A7
GR1233: | SC | GR1233 | GRN/YEL | 14 | 6.A6 | FRAME | JB70 | 6.A7
GR1234: | SC | GR1234 | GRN/YEL | 14 | 6.A6 | FRAME | JB70 | 6.A7
GR1235: | SC | IEG12004 | GRN | 14 | 6.B6 | IEG1200:4 | JB70 | 6.B6
HL0171:X2 | SC | HL0171X2 | WHT | 20 | 32.B1 | VD0175A:--1N4005/1 | JB70 | 32.B3
HL0172:X2 | SC | HL0172X2 | WHT | 20 | 32.C1 | VD0175I:--1N4005/1 | JB70 | 32.C3
HL0173:X2 | SC | HL0173X2 | WHT | 20 | 32.C1 | VD0175D:--1N4005/1 | JB70 | 32.C3
IEG1200:1 | SC | IEG12001 | GRN | 16 | 23.D4 | UA1200:J3-4 | JB70 | 23.B3
RR0175A: -10K OHM | SC | HL0171X1 | WHT | 20 | 32.B4 | HL0171:X1 | JB70 | 32.B1
RR0175A: -10K OHM | SC | VD0175A | WHT | 20 | 32.B4 | VD0175A:+-1N4005/1 | JB70 | 32.B3
RR0175D: -10K OHM | SC | HL0173X1 | WHT | 20 | 32.C4 | HL0173:X1 | JB70 | 32.C1
RR0175D: -10K OHM | SC | VD0175D | WHT | 20 | 32.C4 | VD0175D:+-1N4005/1 | JB70 | 32.C3
RR0175I: -10K OHM | SC | HL0172X1 | WHT | 20 | 32.C4 | HL0172:X1 | JB70 | 32.C1
RR0175I: -10K OHM | SC | VD0175I | WHT | 20 | 32.C4 | VD0175I:+-1N4005/1 | JB70 | 32.C3
RR0175M: -10K OHM | SC | SB017013 | WHT | 20 | 32.B4 | SB0170:13 | JB70 | 32.B1
RR0175M: -10K OHM | SC | SB017014 | WHT | 20 | 32.B4 | SB0170:14 | JB70 | 32.B1
SA0170:B1-13 | SC | SA0170B113 | WHT | 20 | 32.A1 | XT0811:3 | JB70 | 32.A4
SA0170:B1-14 | SC | SA0170B114 | WHT | 20 | 32.A1 | XT0811:4 | JB70 | 32.A4
SA0170:B2-13 | SC | AT01754P1 | WHT | 20 | 32.A1 | XT0811:19 | JB70 | 32.A4
SA0170:B2-14 | SC | SA0170B214 | WHT | 20 | 32.A1 | XT0811:20 | JB70 | 32.A4
SA0471:B1-13 | SC | SA0471B113 | WHT | 20 | 34.B1 | XT0800:29 | JB70 | 34.B4
SA0471:B1-14 | SC | SA0471B114 | WHT | 20 | 34.B1 | XT0800:30 | JB70 | 34.B4
SA0471:B2-13 | SC | SA0471B213 | WHT | 20 | 34.A1 | XT0800:27 | JB70 | 34.A4
SA0471:B2-14 | SC | SA0471B214 | WHT | 20 | 34.A1 | XT0800:28 | JB70 | 34.A4
SA0474:B1-13 | SC | SA0474B213 | WHT | 20 | 34.C1 | XT0800:37 | JB70 | 34.C4
SA0474:B1-14 | SC | SA0474B214 | WHT | 20 | 34.C1 | XT0800:38 | JB70 | 34.C4
SA0474:B2-13 | SC | SA0474B113 | WHT | 20 | 34.C1 | XT0800:35 | JB70 | 34.C4
SA0474:B2-14 | SC | SA0474B114 | WHT | 20 | 34.C1 | XT0800:36 | JB70 | 34.C4
SB0471:11 | SC | SB047111 | WHT | 20 | 33.D1 | XT0800:21 | JB70 | 33.D4
SB0471:12 | SC | SB047112 | WHT | 20 | 33.D1 | XT0800:22 | JB70 | 33.D4
SB0472:B1-11 | SC | ESTOPA | WHT | 20 | 34.B1 | XT0800:31 | JB70 | 34.B4
SB0472:B1-12 | SC | ESTOP | WHT | 20 | 34.B1 | XT0800:32 | JB70 | 34.B4
SB0472:B2-11 | SC | SB0472B11 | WHT | 20 | 34.B1 | XT0800:33 | JB70 | 34.B4
SB0472:B2-12 | SC | SB0472B12 | WHT | 20 | 34.B1 | XT0800:34 | JB70 | 34.B4
SB0473:13 | SC | SB047313 | WHT | 20 | 33.D1 | XT0800:23 | JB70 | 33.D4
SB0473:14 | SC | SB047314 | WHT | 20 | 33.D1 | XT0800:24 | JB70 | 33.D4
SB0474:13 | SC | SB047413 | WHT | 20 | 34.A1 | XT0800:25 | JB70 | 34.A4
SB0474:14 | SC | SB047414 | WHT | 20 | 34.A1 | XT0800:26 | JB70 | 34.A4
SH0470:11 | SC | SH047011 | WHT | 20 | 33.B1 | XT0800:7 | JB70 | 33.B4
SH0470:12 | SC | SH047012 | WHT | 20 | 33.B1 | XT0800:8 | JB70 | 33.B4
SH0470:13 | SC | SH047013 | WHT | 20 | 33.B1 | XT0800:9 | JB70 | 33.B4
SH0470:14 | SC | SH047014 | WHT | 20 | 33.B1 | XT0800:10 | JB70 | 33.B4
SH0470:X1 | SC | SH0470X1 | WHT | 20 | 33.B1 | XT0800:12 | JB70 | 33.B4
SH0470:X2 | SC | SH0470X2 | WHT | 20 | 33.B1 | XT0800:11 | JB70 | 33.B4
SH0471:11 | SC | SH047111 | WHT | 20 | 33.A1 | XT0800:3 | JB70 | 33.A4
SH0471:12 | SC | SH047112 | WHT | 20 | 33.A1 | XT0800:4 | JB70 | 33.A4
SH0471:13 | SC | SH047113 | WHT | 20 | 33.A1 | XT0800:1 | JB70 | 33.A4
SH0471:14 | SC | SH047114 | WHT | 20 | 33.A1 | XT0800:2 | JB70 | 33.A4
SH0471:X1 | SC | SH0471X1 | WHT | 20 | 33.A1 | XT0800:6 | JB70 | 33.A4
SH0471:X2 | SC | SH0471X2 | WHT | 20 | 33.A1 | XT0800:5 | JB70 | 33.A4
SH0472:11 | SC | SH047211 | WHT | 20 | 33.C1 | XT0800:15 | JB70 | 33.C4
SH0472:12 | SC | SH047212 | WHT | 20 | 33.C1 | XT0800:16 | JB70 | 33.C4
SH0472:13 | SC | FU0139 | WHT | 20 | 33.C1 | XT0800:13 | JB70 | 33.C4
SH0472:14 | SC | KA0241A1 | WHT | 20 | 33.C1 | XT0800:14 | JB70 | 33.C4
SH0472:X1 | SC | 0V | WHT | 20 | 33.C1 | XT0800:18 | JB70 | 33.C4
SH0472:X2 | SC | SH0472X2 | WHT | 20 | 33.C1 | XT0800:17 | JB70 | 33.C4
UA1200:J1-10 | SC | FU0212 | WHT | 20 | 23.B3 | XT0805:16 | JB70 | 23.D4
UA1200:J1-4 | SC | UA1200J14 | WHT | 20 | 23.B3 | XT0805:10 | JB70 | 23.C4
UA1200:J1-5 | SC | UA1200J15 | WHT | 20 | 23.B3 | XT0805:11 | JB70 | 23.C4
UA1200:J1-8 | SC | UA1200J | WHT | 20 | 72.B6 | UA1200:J3-5 | JB70 | 72.B6
UA1200:J1-9 | SC | 0V | WHT | 20 | 23.B3 | XT0805:17 | JB70 | 23.D4
UA1200:J2-1 | SC | UA1200J21 | WHT | 20 | 23.B3 | XT0805:14 | JB70 | 23.D4
UA1200:J2-2 | SC | FU0212 | WHT | 20 | 23.B3 | XT0805:15 | JB70 | 23.D4
UA1200:J2-6 | SC | UA1200J26 | WHT | 20 | 23.B3 | XT0805:12 | JB70 | 23.C4
UA1200:J2-7 | SC | UA1200J27 | WHT | 20 | 23.B3 | XT0805:13 | JB70 | 23.D4
XT0800:39 | SC | FU0136 | WHT | 14 | 35.D4 | XT1211:1 | JB70 | 35.C4
XT0800:40 | SC | 0V | WHT | 14 | 35.D4 | XT1211:2 | JB70 | 35.D4
BA0002:RJ45 | WC0010 | BA1100L2 | ENET | CABLE | 3.B2 | BA1100:L2 | JB70 | 35.D1
AT1100:L1 | WC0101 | BA1100DEVICE | ENET | CABLE | 35.D3 | BA1100:DEVICE | JB70 | 35.D1
UA1200:J1-3 | WC4524 | UA1200J13 | RED | 20 | 23.B3 | XT0805:7 | JB70 | 23.B4
UA1200:J1-1 | WC4524 | UA1200J11 | BLK | 20 | 23.B3 | XT0805:8 | JB70 | 23.B4
FLOATING | WC4524 | UA1200S | SH | 20 | 23.B3 | XT0805:9 | JB70 | 23.B4
HA0472:BLK-1 | WC5072 | HA04721 | 1 | 18 | 33.C1 | XT0800:20 | JB70 | 33.C4
HA0472:BLK-2 | WC5072 | HA04722 | 2 | 18 | 33.C1 | XT0800:19 | JB70 | 33.C4
BA0001:RJ45 | WC9001 | BA0001RJ45 | ENET | CABLE | 3.A2 | BA1211:L1 | JB70 | 35.B1
BA1100:L1 | WC9211 | BA1211L2 | ENET | CABLE | 35.D1 | BA1211:L2 | JB70 | 35.B1
AT1100:POS | SC | FU1100 | WHT | 14 | 35.D3 | FU1100:LD | JB70 RIGHT RAIL | 35.D3
XT0800:39 | SC | FU0136 | WHT | 14 | 35.D4 | FU1100:LI | JB70 RIGHT RAIL | 35.D3
VD3502:+-1N4005/1 | SC | 009201 | WHT | 20 | 79.C6 | AF0092:01 | PANEL A | 79.C7
VD3502:--1N4005/1 | SC | KA3502A1 | WHT | 20 | 79.C6 | KA3502:A1 | PANEL B | 79.C6
VD3502:--1N4005/1 | SC | KA3502A1 | WHT | 20 | 79.C6 | KA0142:11 | PANEL B | 79.C5
SolarTools ver. 24.0.84.24712 (Jul 31, 2025)
Report date: 4/6/2026 4:19 PM

## JB70 LEFT RAIL
JB70 LEFT RAIL
JB70 (LEFT RAIL)
Project # | 4M511
Project Name | ENI - KUTEI NORTH HUB - FPSO
Revision | B.2
Controls DE | BARRAZA, PAUL
Phone: | 0
Controls ME
Phone:
From | [5 empty] | To
Device ID | Cable (W) Conductor (SC) Jumper Clip (JC) | Wire No. | Wire ID | Gauge/Size | Page/Zone | Device ID | Location | Page/Zone
GR1101: | SC | GR1101 | GRN/YEL | 14 | 6.A6 | FRAME | JB70 LEFT RAIL | 6.A6
SolarTools ver. 24.0.84.24712 (Jul 31, 2025)
Report date: 4/6/2026 4:19 PM

## JB70 RIGHT RAIL
JB70 RIGHT RAIL
JB70 (RIGHT RAIL)
Project # | 4M511
Project Name | ENI - KUTEI NORTH HUB - FPSO
Revision | B.2
Controls DE | BARRAZA, PAUL
Phone: | 0
Controls ME
Phone:
From | [5 empty] | To
Device ID | Cable (W) Conductor (SC) Jumper Clip (JC) | Wire No. | Wire ID | Gauge/Size | Page/Zone | Device ID | Location | Page/Zone
GR1100: | SC | GR1100 | GRN/YEL | 14 | 6.A6 | FRAME | JB70 RIGHT RAIL | 6.A7
FU1100:LD | SC | FU1100 | WHT | 14 | 35.D3 | AT1100:POS | JB70 | 35.D3
FU1100:LI | SC | FU0136 | WHT | 14 | 35.D3 | XT0800:39 | JB70 | 35.D4
SolarTools ver. 24.0.84.24712 (Jul 31, 2025)
Report date: 4/6/2026 4:19 PM

## JB73
JB73
Project # | 4M511
Project Name | ENI - KUTEI NORTH HUB - FPSO
Revision | B.2
Controls DE | BARRAZA, PAUL
Phone: | 0
Controls ME
Phone:
From | [5 empty] | To
Device ID | Cable (W) Conductor (SC) Jumper Clip (JC) | Wire No. | Wire ID | Gauge/Size | Page/Zone | Device ID | Location | Page/Zone
XT0842:1 | JC | FU0130 | CLIP | --- | 103.A4 | XT0842:2 | JB73 | 103.B4
XT0842:2 | JC | FU0130 | CLIP | --- | 103.B4 | XT0842:3 | JB73 | 103.C4
XT0842:3 | JC | FU0130 | CLIP | --- | 103.C4 | XT0842:4 | JB73 | 103.C4
XT0842:4 | JC | FU0130 | CLIP | --- | 103.C4 | XT0842:11 | JB73 | 103.D4
XT0842:5 | JC | 0V | CLIP | --- | 103.A4 | XT0842:6 | JB73 | 103.B4
XT0842:6 | JC | 0V | CLIP | --- | 103.B4 | XT0842:7 | JB73 | 103.C4
XT0842:7 | JC | 0V | CLIP | --- | 103.C4 | XT0842:8 | JB73 | 103.D4
XT0842:8 | JC | 0V | CLIP | --- | 103.D4 | XT0842:12 | JB73 | 103.D4
XT0844:1 | JC | TE44381 | CLIP | --- | 96.A4 | XT0844:2 | JB73 | 96.A4
XT0844:13 | JC | TE44171 | CLIP | --- | 96.C4 | XT0844:14 | JB73 | 96.D4
XT0844:17 | JC | TE44141 | CLIP | --- | 97.A4 | XT0844:18 | JB73 | 97.A4
XT0844:21 | JC | TE44131 | CLIP | --- | 97.B4 | XT0844:22 | JB73 | 97.B4
XT0844:25 | JC | TE44341 | CLIP | --- | 97.C4 | XT0844:26 | JB73 | 97.C4
XT0844:29 | JC | TE44331 | CLIP | --- | 97.C4 | XT0844:30 | JB73 | 97.D4
XT0844:5 | JC | TE44371 | CLIP | --- | 96.B4 | XT0844:6 | JB73 | 96.B4
XT0844:9 | JC | TE44181 | CLIP | --- | 96.C4 | XT0844:10 | JB73 | 96.C4
GR4121: | SC | GR4121 | GRN/YEL | 14 | 6.C6 | FRAME | JB73 | 6.C6
GR4123: | SC | GR4123 | GRN/YEL | 14 | 6.D6 | FRAME | JB73 | 6.D6
GR4124: | SC | GR4124 | GRN/YEL | 14 | 6.C6 | FRAME | JB73 | 6.C7
SolarTools ver. 24.0.84.24712 (Jul 31, 2025)
Report date: 4/6/2026 4:19 PM

## JB78
JB78
Project # | 4M511
Project Name | ENI - KUTEI NORTH HUB - FPSO
Revision | B.2
Controls DE | BARRAZA, PAUL
Phone: | 0
Controls ME
Phone:
From | [5 empty] | To
Device ID | Cable (W) Conductor (SC) Jumper Clip (JC) | Wire No. | Wire ID | Gauge/Size | Page/Zone | Device ID | Location | Page/Zone
GR1321: | SC | GR1321 | GRN/YEL | 14 | 91.D5 | FRAME | JB78 | 91.D6
GR1322: | SC | GR1322 | GRN/YEL | 14 | 91.D6 | FRAME | JB78 | 91.D6
SolarTools ver. 24.0.84.24712 (Jul 31, 2025)
Report date: 4/6/2026 4:19 PM

## MEDIA CONVERTER
MEDIA CONVERTER
Project # | 4M511
Project Name | ENI - KUTEI NORTH HUB - FPSO
Revision | B.2
Controls DE | BARRAZA, PAUL
Phone: | 0
Controls ME
Phone:
From | [5 empty] | To
Device ID | Cable (W) Conductor (SC) Jumper Clip (JC) | Wire No. | Wire ID | Gauge/Size | Page/Zone | Device ID | Location | Page/Zone
BA0005:V1(-) | SC | 0V | WHT | 16 | 3.A6 | XT0003:2 | MEDIA CONVERTER | 3.A5
BA0005:V1(+) | SC | FU0005 | WHT | 16 | 3.A6 | FU0005:LD | MEDIA CONVERTER | 3.A5
BA0006:V1(-) | SC | 0V | WHT | 16 | 3.B6 | XT0003:4 | MEDIA CONVERTER | 3.B5
BA0006:V1(+) | SC | FU0006 | WHT | 16 | 3.B6 | FU0006:LD | MEDIA CONVERTER | 3.B5
FU0005:LI | SC | FU0210 | WHT | 16 | 3.A5 | XT0003:1 | MEDIA CONVERTER | 3.A5
FU0006:LI | SC | FU0210 | WHT | 16 | 3.B5 | XT0003:3 | MEDIA CONVERTER | 3.B5
GR1123: | SC | IEG11231 | GRN | 14 | 6.D3 | IEG1123:1 | MEDIA CONVERTER | 6.D3
GR1125: | SC | GR1125 | GRN/YEL | 14 | 6.D4 | FG1125:1 | MEDIA CONVERTER | 6.D4
SolarTools ver. 24.0.84.24712 (Jul 31, 2025)
Report date: 4/6/2026 4:19 PM

## PANEL A
PANEL A
CONTROL CONSOLE (UNIT PANEL A)
Project # | 4M511
Project Name | ENI - KUTEI NORTH HUB - FPSO
Revision | B.2
Controls DE | BARRAZA, PAUL
Phone: | 0
Controls ME
Phone:
From | [5 empty] | To
Device ID | Cable (W) Conductor (SC) Jumper Clip (JC) | Wire No. | Wire ID | Gauge/Size | Page/Zone | Device ID | Location | Page/Zone
XT0011:1 | JC | 523NEG | CLIP | --- | 18.C3 | XT0011:2 | PANEL A | 18.C3
XT0011:2 | JC | 523NEG | CLIP | --- | 18.C3 | XT0011:3 | PANEL A | 18.C3
XT0011:3 | JC | 523NEG | CLIP | --- | 18.C3 | XT0011:4 | PANEL A | 18.C3
XT0032:1 | JC | 24V | CLIP | --- | 18.C5 | XT0032:2 | PANEL A | 18.C5
XT0032:3 | JC | 0V | CLIP | --- | 18.C5 | XT0032:4 | PANEL A | 18.C5
XT0033:2 | JC | 24V | CLIP | --- | 18.D5 | XT0033:1 | PANEL A | 18.D5
XT0033:4 | JC | 0V | CLIP | --- | 18.D5 | XT0033:3 | PANEL A | 18.D5
XT0080:1 | JC | 0V | CLIP | --- | 11.B1 | XT0080:2 | PANEL A | 11.B1
XT0080:2 | JC | 0V | CLIP | --- | 11.B1 | XT0080:3 | PANEL A | 11.B1
XT0134:1 | JC | 0V | CLIP | --- | 19.B3 | XT0134:2 | PANEL A | 19.B3
XT0134:2 | JC | 0V | CLIP | --- | 19.B3 | XT0134:3 | PANEL A | 19.B3
XT0134:3 | JC | 0V | CLIP | --- | 19.B3 | XT0134:4 | PANEL A | 19.B3
XT0138:1 | JC | FU0136 | CLIP | --- | 19.A3 | XT0138:2 | PANEL A | 19.A3
XT0138:2 | JC | FU0136 | CLIP | --- | 19.A3 | XT0138:3 | PANEL A | 19.A3
XT0138:3 | JC | FU0136 | CLIP | --- | 19.A3 | XT0138:4 | PANEL A | 19.A3
XT0233:1 | JC | FU0210 | CLIP | --- | 19.C4 | XT0233:2 | PANEL A | 19.C4
XT0233:2 | JC | FU0210 | CLIP | --- | 19.C4 | XT0233:3 | PANEL A | 19.D4
AF0081:07 | SC | JP2 | VIO | 20 | 36.D7 | AF0081:39 | PANEL A | 36.D7
AF0081:COM | SC | AF0081N | WHT | 16 | 11.A2 | AF0082:COM | PANEL A | 11.B3
AF0081:COM | SC | AU0080N | WHT | 20 | 11.A2 | AU0080:COM | PANEL A | 11.A1
AF0081:V+ | SC | AF0081P | WHT | 16 | 11.A2 | AF0082:V+ | PANEL A | 11.B3
AF0081:V+ | SC | AU0080P | WHT | 20 | 11.A2 | AU0080:V+ | PANEL A | 11.A1
AF0082:COM | SC | AF0082N | WHT | 16 | 11.B3 | AF0083:COM | PANEL A | 11.B3
AF0082:V+ | SC | AF0082P | WHT | 16 | 11.B3 | AF0083:V+ | PANEL A | 11.B3
AF0083:COM | SC | AF0083N | WHT | 16 | 11.B3 | AF0084:COM | PANEL A | 11.B4
AF0083:SH | SC | AF0083G | GRN | 14 | 11.B3 | AF0084:SH | PANEL A | 11.B4
AF0083:SH | SC | AU0080G | GRN | 14 | 11.B3 | AU0080:GND | PANEL A | 11.A1
AF0083:V+ | SC | AF0083P | WHT | 16 | 11.B3 | AF0084:V+ | PANEL A | 11.B4
AF0084:COM | SC | AF0084N | WHT | 16 | 11.B4 | AF0085:COM | PANEL A | 11.B4
AF0084:SH | SC | AF0084G | GRN | 14 | 11.B4 | AF0085:SH | PANEL A | 11.B4
AF0084:V+ | SC | AF0084P | WHT | 16 | 11.B4 | AF0085:V+ | PANEL A | 11.B4
AF0085:COM | SC | AF0085N | WHT | 16 | 11.B4 | AF0086:COM | PANEL A | 11.B5
AF0085:SH | SC | AF0085G | GRN | 14 | 11.B4 | AF0086:SH | PANEL A | 11.B5
AF0085:V+ | SC | AF0085P | WHT | 16 | 11.B4 | AF0086:V+ | PANEL A | 11.B5
AF0086:COM | SC | AF0086N | WHT | 16 | 11.B5 | AF0087:COM | PANEL A | 11.B6
AF0086:SH | SC | AF0086G | GRN | 14 | 11.B5 | AF0088:SH | PANEL A | 11.B6
AF0086:V+ | SC | AF0086P | WHT | 16 | 11.B5 | AF0087:V+ | PANEL A | 11.B6
AF0087:COM | SC | AF0087N | WHT | 16 | 11.B6 | AF0088:COM | PANEL A | 11.B6
AF0087:V+ | SC | AF0087P | WHT | 16 | 11.B6 | AF0088:V+ | PANEL A | 11.B6
AF0088:SH | SC | IEG023011 | GRN | 14 | 11.B6 | IEG0230:11 | PANEL A | 11.B6
AF0091:09 | SC | UJ0131OK2 | WHT | 20 | 18.B7 | UJ0131:OK2 | PANEL A | 18.B4
AF0091:10 | SC | UJ0031OK2 | WHT | 20 | 18.D7 | UJ0031:OK2 | PANEL A | 18.D4
AF0091:41 | SC | UJ0131OK1 | WHT | 20 | 18.B7 | UJ0131:OK1 | PANEL A | 18.B4
AF0091:42 | SC | UJ0031OK1 | WHT | 20 | 18.D7 | UJ0031:OK1 | PANEL A | 18.D4
AF0091:COM | SC | AF0091N | WHT | 16 | 11.D2 | AF0094:COM | PANEL A | 11.D4
AF0091:COM | SC | AU0090N | WHT | 20 | 11.D2 | AU0090:COM | PANEL A | 11.C1
AF0091:V+ | SC | AF0091P | WHT | 14 | 11.D2 | AF0094:V+ | PANEL A | 11.D4
AF0091:V+ | SC | AU0090P | WHT | 20 | 11.D2 | AU0090:V+ | PANEL A | 11.C1
AF0092:08 | SC | 009208 | WHT | 20 | 86.A7 | KA3103:A1 | PANEL A | 86.A5
AF0092:24 | SC | 009224 | WHT | 20 | 86.A7 | KA3103:A2 | PANEL A | 86.A5
AF0092:25 | SC | KA3500A2 | WHT | 20 | 79.A7 | KA3500:A2 | PANEL A | 79.A6
AF0092:30 | SC | 009230 | WHT | 20 | 123.C7 | KA6241:A2 | PANEL A | 123.C6
AF0092:V+ | SC | FU0091 | WHT | 14 | 11.D3 | FU0091:LD | PANEL A | 11.D1
AF0093:03 | SC | 009303 | WHT | 20 | 40.C7 | KA1306:A1 | PANEL A | 40.C5
AF0093:19 | SC | 009319 | WHT | 20 | 40.C7 | KA1306:A2 | PANEL A | 40.C5
AF0093:20 | SC | 009320 | WHT | 20 | 123.A7 | KA6211:A2 | PANEL A | 123.A6
AF0093:29 | SC | 009329 | WHT | 20 | 124.A7 | KA6212:A2 | PANEL A | 124.A6
AF0093:V+ | SC | FU0092 | WHT | 14 | 11.D3 | FU0092:LD | PANEL A | 11.D1
AF0094:04 | SC | UJ0131VIN | WHT | 20 | 18.A7 | UJ0131:VIN | PANEL A | 18.B4
AF0094:05 | SC | 0V | WHT | 20 | 18.A7 | AF0094:09 | PANEL A | 18.C7
AF0094:06 | SC | UJ0131IOUT | WHT | 20 | 18.B7 | UJ0131:IOUT | PANEL A | 18.B4
AF0094:07 | SC | 0V | WHT | 20 | 18.B7 | AF0094:11 | PANEL A | 18.C7
AF0094:08 | SC | UJ0031VIN | WHT | 20 | 18.C7 | UJ0031:VIN | PANEL A | 18.D4
AF0094:10 | SC | UJ0031IOUT | WHT | 20 | 18.C7 | UJ0031:IOUT | PANEL A | 18.D4
AF0094:COM | SC | AF0094N | WHT | 14 | 11.D4 | AF0096:COM | PANEL A | 11.D5
AF0094:SH | SC | AF0094G | GRN | 14 | 11.D4 | AF0096:SH | PANEL A | 11.D5
AF0094:SH | SC | AU0090G | GRN | 14 | 11.D4 | AU0090:GND | PANEL A | 11.C1
AF0094:V+ | SC | AF0094P | WHT | 14 | 11.D4 | AF0096:V+ | PANEL A | 11.D5
AF0095:V+ | SC | FU0093 | WHT | 14 | 11.D4 | FU0093:LD | PANEL A | 11.D1
AF0096:COM | SC | AF0096N | WHT | 16 | 11.D5 | AF0097:COM | PANEL A | 11.D6
AF0096:SH | SC | AF0096G | GRN | 14 | 11.D5 | AF0097:SH | PANEL A | 11.D6
AF0096:V+ | SC | AF0096P | WHT | 16 | 11.D5 | AF0097:V+ | PANEL A | 11.D6
AF0097:COM | SC | AF0097N | WHT | 16 | 11.D6 | AF0098:COM | PANEL A | 11.D6
AF0097:SH | SC | AF0097G | GRN | 14 | 11.D6 | AF0098:SH | PANEL A | 11.D6
AF0097:V+ | SC | AF0097P | WHT | 16 | 11.D6 | AF0098:V+ | PANEL A | 11.D6
AF0098:SH | SC | IEG02302 | GRN | 14 | 11.D6 | IEG0230:2 | PANEL A | 11.D6
AU0080:COM | SC | 0V | WHT | 14 | 11.A1 | XT0080:1 | PANEL A | 11.B1
AU0080:V+ | SC | FU0080 | WHT | 14 | 11.A1 | FU0080:LD | PANEL A | 11.B1
AU0090:V+ | SC | FU0090 | WHT | 14 | 11.C1 | FU0090:LD | PANEL A | 11.D1
FU0010:LI | SC | FU0274 | WHT | 14 | 19.A5 | FU0139:LI | PANEL A | 19.A5
FU0012:LI | SC | 523POS | --- | BUS | 18.B3 | FU0013:LI | PANEL A | 18.B3
FU0012:LI | SC | 523POS | --- | BUS | 18.B3 | XT0014:1 | PANEL A | 18.B2
FU0013:LI | SC | 523POS | --- | BUS | 18.B3 | FU0014:LI | PANEL A | 18.C3
FU0014:LI | SC | 523POS | --- | BUS | 18.C3 | FU0015:LI | PANEL A | 18.C3
FU0015:LI | SC | 523POS | --- | BUS | 18.C3 | FU0016:LI | PANEL A | 18.C3
FU0016:LI | SC | 523POS | --- | BUS | 18.C3 | FU0017:LI | PANEL A | 18.C3
FU0031:LD | SC | 24V | WHT | 10 | 18.D5 | XT0033:1 | PANEL A | 18.D5
FU0031:LI | SC | 24V2 | WHT | 10 | 18.D5 | UJ0031:OUT(+) | PANEL A | 18.D4
FU0032:LD | SC | 24V | WHT | 10 | 18.C5 | XT0032:1 | PANEL A | 18.C5
FU0032:LI | SC | 24V1 | WHT | 10 | 18.C5 | UJ0131:OUT(+) | PANEL A | 18.B4
FU0072:LI | SC | FU0210 | WHT | 14 | 19.D5 | XT0233:2 | PANEL A | 19.C4
FU0090:LI | SC | FU0274 | WHT | 14 | 11.D1 | FU0091:LI | PANEL A | 11.D1
FU0091:LI | SC | FU0274 | WHT | 14 | 11.D1 | FU0092:LI | PANEL A | 11.D1
FU0092:LI | SC | FU0274 | WHT | 14 | 11.D1 | FU0093:LI | PANEL A | 11.D1
FU0136:LD | SC | FU0136 | WHT | 10 | 19.A3 | XT0138:1 | PANEL A | 19.A3
FU0136:LI | SC | 24V | WHT | 10 | 19.A3 | XT0033:2 | PANEL A | 18.D5
FU0137:LI | SC | FU0136 | WHT | 14 | 19.A4 | XT0138:1 | PANEL A | 19.A3
FU0210:LD | SC | FU0210 | WHT | 12 | 19.C4 | XT0233:1 | PANEL A | 19.C4
FU0210:LI | SC | FU0136 | WHT | 12 | 19.C4 | XT0138:4 | PANEL A | 19.A3
FU0212:LD | SC | FU0212 | WHT | 16 | 19.C5 | XT0233:4 | PANEL A | 23.D5
FU0212:LI | SC | FU0210 | WHT | 14 | 19.C5 | XT0233:1 | PANEL A | 19.C4
FU2108:LI | SC | FU0136 | WHT | 14 | 19.A2 | XT0138:3 | PANEL A | 19.A3
GR0031: | SC | GR0031 | GRN/YEL | 14 | 18.D3 | FRAME | PANEL A | 18.D3
GR0131: | SC | GR0131 | GRN/YEL | 14 | 6.A4 | FRAME | PANEL A | 6.A3
GR0133: | SC | IEG023013 | GRN | 14 | 6.B5 | IEG0230:13 | PANEL A | 6.B5
GR0134: | SC | IEG02303 | GRN | 14 | 6.B5 | IEG0230:3 | PANEL A | 6.B5
KA0140:21 | SC | KA130614 | WHT | 20 | 40.C6 | KA1306:14 | PANEL A | 40.C5
QS0011:LD-1 | SC | UJ0131P | WHT | 12 | 18.B3 | UJ0131:+ | PANEL A | 18.B4
QS0011:LD-3 | SC | UJ0131N | WHT | 12 | 18.B3 | UJ0131:- | PANEL A | 18.B4
QS0031:LD-1 | SC | UJ0031P | WHT | 12 | 18.D3 | UJ0031:+ | PANEL A | 18.D4
QS0031:LD-3 | SC | UJ0031N | WHT | 12 | 18.D3 | UJ0031:- | PANEL A | 18.D4
RR0851: -3.01K OHM | SC | 007405 | LEAD | --- | 18.C6 | XT0085:2 | PANEL A | 18.C6
RR0851: -3.01K OHM | SC | 24V | LEAD | --- | 18.C6 | XT0085:1 | PANEL A | 18.C6
RR0852: -1.0K OHM | SC | 007405 | LEAD | --- | 18.C6 | XT0085:2 | PANEL A | 18.C6
UJ0031:G | SC | UJ0031G | GRN/YEL | 12 | 18.D4 | FRAME | PANEL A | 18.D4
UJ0031:IS | SC | UJ0131IS | WHT | 20 | 18.D4 | UJ0131:IS | PANEL A | 18.B4
UJ0031:OUT(-) | SC | 0V | WHT | 14 | 18.D4 | XT0033:4 | PANEL A | 18.D5
UJ0131:G | SC | UJ0131G | GRN/YEL | 12 | 18.B4 | FRAME | PANEL A | 18.B4
UJ0131:OUT(-) | SC | 0V | WHT | 14 | 18.B4 | XT0032:3 | PANEL A | 18.C5
XT0032:1 | SC | 24V | WHT | 12 | 18.C5 | XT0085:1 | PANEL A | 18.C6
XT0032:2 | SC | 24V | WHT | 10 | 18.C5 | XT0033:2 | PANEL A | 18.D5
XT0032:3 | SC | 0V | WHT | 12 | 18.C5 | XT0085:3 | PANEL A | 18.C6
XT0032:4 | SC | 0V | WHT | 10 | 18.C5 | XT0033:3 | PANEL A | 18.D5
XT0033:3 | SC | 0V | WHT | 14 | 18.D5 | XT0134:1 | PANEL A | 19.B3
AU0080:L1 | WC0009 | AU0080L1 | ENET | CABLE | 11.A1 | AU0090:L1 | PANEL A | 11.C1
PEG0130:2 | SC | PEG0330G | GRN/YEL | 8 | 6.C2 | PEG0330:0 | CC BLANK #1 | 6.C2
AF0087:10 | SC | ZS61S | WHT | 20 | 116.A6 | XT0170:2 | FIRE SYSTEM | 116.A6
AF0087:42 | SC | ZS61P | WHT | 20 | 116.A6 | XT0170:1 | FIRE SYSTEM | 116.A6
XT0134:2 | SC | 0V | WHT | 14 | 19.B3 | XT0170:5 | FIRE SYSTEM | 13.A2
XT0138:2 | SC | FU0136 | WHT | 12 | 19.A3 | FU0170:LI | FIRE SYSTEM | 13.A2
IEG0230:14 | SC | IEG023014 | GRN | 14 | 46.A5 | UV0271:IE | ISOLATOR PANEL | 46.A5
IEG0230:6 | SC | IEG02306 | GRN | 14 | 46.A5 | UV0272:IE | ISOLATOR PANEL | 46.A5
IEG0230:7 | SC | IEG02307 | GRN | 14 | 46.A7 | UV0273:IE | ISOLATOR PANEL | 46.A6
AF0084:29 | W2130 | 008429 | RED | 20 | 81.B7 | UAI0846:-7 | ISOLATOR PANEL | 81.B5
AF0084:13 | W2130 | 008413 | WHT | 20 | 81.B7 | UAI0846:-5 | ISOLATOR PANEL | 81.B5
AF0084:12 | W2130 | 008412 | BLK | 20 | 81.B7 | UAI0846:+6 | ISOLATOR PANEL | 81.B5
AF0084:60 | W2130 | 008460 | SH | 20 | 81.B7 | FLOATING | ISOLATOR PANEL | 81.B6
AF0084:23 | WC2110 | 008423 | RED | 20 | 49.C7 | UAI1170:-7 | ISOLATOR PANEL | 49.C5
AF0084:07 | WC2110 | 008407 | WHT | 20 | 49.C7 | UAI1170:-5 | ISOLATOR PANEL | 49.C5
AF0084:06 | WC2110 | 008406 | BLK | 20 | 49.C7 | UAI1170:+6 | ISOLATOR PANEL | 49.C5
AF0084:54 | WC2110 | 008454 | SH | 20 | 49.C7 | FLOATING | ISOLATOR PANEL | 49.C6
AF0084:17 | WC2126 | 008417 | RED | 20 | 80.A7 | UAI3200:-7 | ISOLATOR PANEL | 80.A5
AF0084:01 | WC2126 | 008401 | WHT | 20 | 80.A7 | UAI3200:-5 | ISOLATOR PANEL | 80.A5
AF0084:00 | WC2126 | 008400 | BLK | 20 | 80.A7 | UAI3200:+6 | ISOLATOR PANEL | 80.A5
AF0084:48 | WC2126 | 008448 | SH | 20 | 80.A7 | FW11:1 | ISOLATOR PANEL | 80.A6
AF0084:19 | WC2127 | 008419 | RED | 20 | 87.A7 | UAI3100:-7 | ISOLATOR PANEL | 87.A5
AF0084:03 | WC2127 | 008403 | WHT | 20 | 87.A7 | UAI3100:-5 | ISOLATOR PANEL | 87.A5
AF0084:02 | WC2127 | 008402 | BLK | 20 | 87.A7 | UAI3100:+6 | ISOLATOR PANEL | 87.A5
AF0084:50 | WC2127 | 008450 | SH | 20 | 87.A7 | FLOATING | ISOLATOR PANEL | 87.B6
AF0083:23 | WC2128 | 008323 | RED | 20 | 77.A7 | UAI3520:-7 | ISOLATOR PANEL | 77.A5
AF0083:07 | WC2128 | 008307 | WHT | 20 | 77.A7 | UAI3520:-5 | ISOLATOR PANEL | 77.A5
AF0083:06 | WC2128 | 008306 | BLK | 20 | 77.A7 | UAI3520:+6 | ISOLATOR PANEL | 77.A5
AF0083:54 | WC2128 | 008354 | SH | 20 | 77.A7 | FLOATING | ISOLATOR PANEL | 77.B6
AF0083:31 | WC2153 | 008331 | RED | 20 | 73.B7 | UAI1265:-7 | ISOLATOR PANEL | 73.B5
AF0083:15 | WC2153 | 008315 | WHT | 20 | 73.B7 | UAI1265:-5 | ISOLATOR PANEL | 73.B5
AF0083:14 | WC2153 | 008314 | BLK | 20 | 73.B7 | UAI1265:+6 | ISOLATOR PANEL | 73.B5
AF0083:62 | WC2153 | 008362 | SH | 20 | 73.B7 | FLOATING | ISOLATOR PANEL | 73.B6
AF0083:19 | WC2154 | 008319 | RED | 20 | 73.A7 | UAI1260:-7 | ISOLATOR PANEL | 73.A5
AF0083:03 | WC2154 | 008303 | WHT | 20 | 73.A7 | UAI1260:-5 | ISOLATOR PANEL | 73.A5
AF0083:02 | WC2154 | 008302 | BLK | 20 | 73.A7 | UAI1260:+6 | ISOLATOR PANEL | 73.A5
AF0083:50 | WC2154 | 008350 | SH | 20 | 73.A7 | FLOATING | ISOLATOR PANEL | 73.A6
AF0083:17 | WC2155 | 008317 | RED | 20 | 73.C7 | UAI1270:-7 | ISOLATOR PANEL | 73.C5
AF0083:01 | WC2155 | 008301 | WHT | 20 | 73.C7 | UAI1270:-5 | ISOLATOR PANEL | 73.C5
AF0083:00 | WC2155 | 008300 | BLK | 20 | 73.C7 | UAI1270:+6 | ISOLATOR PANEL | 73.C5
AF0083:48 | WC2155 | 008348 | SH | 20 | 73.C7 | FLOATING | ISOLATOR PANEL | 73.C6
AF0083:21 | WC2156 | 008321 | RED | 20 | 77.A7 | UAI3510:-7 | ISOLATOR PANEL | 77.A5
AF0083:05 | WC2156 | 008305 | WHT | 20 | 77.A7 | UAI3510:-5 | ISOLATOR PANEL | 77.A5
AF0083:04 | WC2156 | 008304 | BLK | 20 | 77.A7 | UAI3510:+6 | ISOLATOR PANEL | 77.A5
AF0083:52 | WC2156 | 008352 | SH | 20 | 77.A7 | FLOATING | ISOLATOR PANEL | 77.A6
AF0083:25 | WC2157 | 008325 | RED | 20 | 77.B7 | UAI3540:-7 | ISOLATOR PANEL | 77.B5
AF0083:09 | WC2157 | 008309 | WHT | 20 | 77.B7 | UAI3540:-5 | ISOLATOR PANEL | 77.B5
AF0083:08 | WC2157 | 008308 | BLK | 20 | 77.B7 | UAI3540:+6 | ISOLATOR PANEL | 77.B5
AF0083:56 | WC2157 | 008356 | SH | 20 | 77.B7 | FLOATING | ISOLATOR PANEL | 77.B6
AF0084:25 | WC2161 | 008425 | RED | 20 | 77.C7 | UAI3530:-7 | ISOLATOR PANEL | 77.C5
AF0084:09 | WC2161 | 008409 | WHT | 20 | 77.C7 | UAI3530:-5 | ISOLATOR PANEL | 77.C5
AF0084:08 | WC2161 | 008408 | BLK | 20 | 77.C7 | UAI3530:+6 | ISOLATOR PANEL | 77.C5
AF0084:56 | WC2161 | 008456 | SH | 20 | 77.C7 | FLOATING | ISOLATOR PANEL | 77.C6
AF0083:29 | WC2162 | 008329 | RED | 20 | 118.C7 | UAI0836:-7 | ISOLATOR PANEL | 118.C5
AF0083:13 | WC2162 | 008313 | WHT | 20 | 118.C7 | UAI0836:-5 | ISOLATOR PANEL | 118.C5
AF0083:12 | WC2162 | 008312 | BLK | 20 | 118.C7 | UAI0836:+6 | ISOLATOR PANEL | 118.C5
AF0083:60 | WC2162 | 008360 | SH | 20 | 118.C7 | FLOATING | ISOLATOR PANEL | 118.C6
AF0083:27 | WC2180 | 008327 | RED | 20 | 45.A6 | UAI1110:-7 | ISOLATOR PANEL | 45.A5
AF0083:11 | WC2180 | 008311 | WHT | 20 | 45.A6 | UAI1110:-5 | ISOLATOR PANEL | 45.A5
AF0083:10 | WC2180 | 008310 | BLK | 20 | 45.A6 | UAI1110:+6 | ISOLATOR PANEL | 45.A5
AF0083:58 | WC2180 | 008358 | SH | 20 | 45.A6 | FLOATING | ISOLATOR PANEL | 45.A6
AF0094:29 | WC2181 | 009429 | RED | 20 | 45.A6 | UAI1111:-7 | ISOLATOR PANEL | 45.A5
AF0094:13 | WC2181 | 009413 | WHT | 20 | 45.A6 | UAI1111:-5 | ISOLATOR PANEL | 45.A5
AF0094:12 | WC2181 | 009412 | BLK | 20 | 45.A6 | UAI1111:+6 | ISOLATOR PANEL | 45.A5
AF0094:60 | WC2181 | 009460 | SH | 20 | 45.A6 | FLOATING | ISOLATOR PANEL | 45.B6
AF0094:31 | WC2182 | 009431 | RED | 20 | 45.B6 | UAI1112:-7 | ISOLATOR PANEL | 45.B5
AF0094:15 | WC2182 | 009415 | WHT | 20 | 45.B6 | UAI1112:-5 | ISOLATOR PANEL | 45.B5
AF0094:14 | WC2182 | 009414 | BLK | 20 | 45.B6 | UAI1112:+6 | ISOLATOR PANEL | 45.B5
AF0094:62 | WC2182 | 009462 | SH | 20 | 45.B6 | FLOATING | ISOLATOR PANEL | 45.B6
AF0084:10 | WC2206 | 008410 | RED | 20 | 49.A7 | UAI0755:7+ | ISOLATOR PANEL | 49.A5
AF0084:11 | WC2206 | 008411 | BLK | 20 | 49.A7 | UAI0755:8- | ISOLATOR PANEL | 49.A5
AF0084:58 | WC2206 | 008458 | SH | 20 | 49.A7 | FLOATING | ISOLATOR PANEL | 49.A6
AF0094:02 | WC2207 | 009402 | RED | 20 | 50.A7 | UAI0760:7+ | ISOLATOR PANEL | 50.A5
AF0094:03 | WC2207 | 009403 | BLK | 20 | 50.A7 | UAI0760:8- | ISOLATOR PANEL | 50.A5
AF0094:50 | WC2207 | 009450 | SH | 20 | 50.A7 | FLOATING | ISOLATOR PANEL | 50.A6
AF0084:04 | WC2306 | 008404 | RED | 20 | 49.A7 | UAI0756:7+ | ISOLATOR PANEL | 49.A5
AF0084:05 | WC2306 | 008405 | BLK | 20 | 49.A7 | UAI0756:8- | ISOLATOR PANEL | 49.A5
AF0084:52 | WC2306 | 008452 | SH | 20 | 49.A7 | FLOATING | ISOLATOR PANEL | 49.A6
AF0084:14 | WC2406 | 008414 | RED | 20 | 49.B7 | UAI0757:7+ | ISOLATOR PANEL | 49.B5
AF0084:15 | WC2406 | 008415 | BLK | 20 | 49.B7 | UAI0757:8- | ISOLATOR PANEL | 49.B5
AF0084:62 | WC2406 | 008462 | SH | 20 | 49.B7 | FLOATING | ISOLATOR PANEL | 49.B6
AF0092:01 | SC | 009201 | WHT | 20 | 79.C7 | VD3502:+-1N4005/1 | JB70 | 79.C6
AF0081:00 | SC | UA1200J21 | WHT | 20 | 22.A7 | KA0241:11 | PANEL B | 22.A5
AF0081:01 | SC | KA024314 | WHT | 20 | 22.B7 | KA0243:14 | PANEL B | 22.B6
AF0081:02 | SC | KA024524 | WHT | 20 | 22.B7 | KA0245:24 | PANEL B | 22.B6
AF0081:03 | SC | 008103 | WHT | 20 | 23.C7 | KA0130:14 | PANEL B | 23.D6
AF0081:08 | SC | KA024214 | WHT | 20 | 22.C7 | KA0242:14 | PANEL B | 22.C6
AF0081:09 | SC | KA023924 | WHT | 20 | 22.A7 | KA0239:24 | PANEL B | 22.B6
AF0081:33 | SC | KA024311 | WHT | 20 | 22.B7 | KA0243:11 | PANEL B | 22.B6
AF0081:34 | SC | KA024521 | WHT | 20 | 22.B7 | KA0245:21 | PANEL B | 22.B6
AF0081:35 | SC | 008135 | WHT | 20 | 23.C7 | KA0130:A1 | PANEL B | 23.C5
AF0081:41 | SC | KA023921 | WHT | 20 | 22.A7 | KA0239:21 | PANEL B | 22.B6
AF0087:09 | SC | KA013724 | WHT | 20 | 20.C3 | KA0137:24 | PANEL B | 20.C3
AF0087:11 | SC | KA013624 | WHT | 20 | 20.C6 | KA0136:24 | PANEL B | 20.C5
AF0087:43 | SC | KA013621 | WHT | 20 | 20.C6 | KA0136:21 | PANEL B | 20.C5
AF0091:00 | SC | 009100 | WHT | 16 | 19.D2 | KA9130:11 | PANEL B | 19.D1
AF0091:01 | SC | KA011314 | WHT | 20 | 78.A7 | KA0113:14 | PANEL B | 78.A6
AF0091:05 | SC | GD052503 | WHT | 20 | 2.A6 | XT0091M:2 | PANEL B | 2.A6
AF0091:07 | SC | KA014114 | WHT | 20 | 20.C2 | KA0141:14 | PANEL B | 20.C2
AF0091:08 | SC | GD05253 | WHT | 20 | 2.B6 | XT0091M:4 | PANEL B | 2.B6
AF0091:12 | SC | KA0134A1 | WHT | 20 | 84.C7 | KA0134:A1 | PANEL B | 21.A6
AF0091:17 | SC | KA0113A2 | WHT | 20 | 78.A7 | KA0113:A2 | PANEL B | 78.A5
AF0091:32 | SC | 009132 | WHT | 16 | 19.D2 | KA9130:14 | PANEL B | 19.D1
AF0091:33 | SC | PS35001 | WHT | 20 | 78.A7 | KA0113:11 | PANEL B | 78.A6
AF0091:37 | SC | GD052502 | WHT | 20 | 2.A6 | XT0091M:1 | PANEL B | 2.A6
AF0091:39 | SC | KA014111 | WHT | 20 | 20.C2 | KA0141:11 | PANEL B | 20.C2
AF0091:40 | SC | GD05252 | WHT | 20 | 2.B6 | XT0091M:3 | PANEL B | 2.B6
AF0092:02 | SC | KA0133A1 | WHT | 20 | 82.B7 | KA0133:A1 | PANEL B | 21.B6
AF0092:04 | SC | 009204 | WHT | 20 | 38.A6 | KA2160:A1 | PANEL B | 38.A5
AF0092:06 | SC | KA013114 | WHT | 20 | 82.A7 | KA0131:14 | PANEL B | 20.C5
AF0092:07 | SC | 009207 | WHT | 20 | 38.A6 | KA2161:A1 | PANEL B | 38.B5
AF0092:09 | SC | KA3500A1 | WHT | 20 | 79.A7 | KA0111:11 | PANEL B | 79.A5
AF0092:13 | SC | 009213 | WHT | 20 | 33.C7 | XT0237:2 T2 | PANEL B | 33.C5
AF0092:14 | SC | 009214 | WHT | 20 | 123.C7 | XT0171:4 | PANEL B | 123.C5
AF0092:17 | SC | 009217 | WHT | 20 | 79.C7 | KA3502:A2 | PANEL B | 79.C6
AF0092:20 | SC | 009220 | WHT | 20 | 38.A6 | KA2160:A2 | PANEL B | 38.A5
AF0092:23 | SC | 009223 | WHT | 20 | 38.A6 | KA2161:A2 | PANEL B | 38.B5
AF0092:33 | SC | 009233 | WHT | 20 | 79.C7 | KA0234:22 | PANEL B | 79.C6
AF0092:41 | SC | KA023012 | WHT | 20 | 79.A7 | KA0230:12 | PANEL B | 79.A6
AF0092:46 | SC | 009246 | WHT | 20 | 123.C7 | KA0176:24 | PANEL B | 123.C6
AF0092:COM | SC | 0V | WHT | 14 | 11.D3 | XT0081:1 | PANEL B | 11.D1
AF0093:04 | SC | 009304 | WHT | 20 | 123.A7 | XT0171:2 | PANEL B | 123.A6
AF0093:09 | SC | 009309 | WHT | 20 | 44.B7 | KA0233:24 | PANEL B | 44.B5
AF0093:12 | SC | 009312 | WHT | 20 | 35.B7 | PC0470:INP_A | PANEL B | 35.B5
AF0093:13 | SC | 009313 | WHT | 20 | 124.A7 | XT0171:6 | PANEL B | 124.A6
AF0093:28 | SC | 009328 | WHT | 20 | 35.B7 | PC0470:-PWR | PANEL B | 35.B5
AF0093:36 | SC | 009336 | WHT | 20 | 123.A7 | KA0176:14 | PANEL B | 123.A6
AF0093:44 | SC | 009344 | WHT | 20 | 35.B7 | PC0470:+PWR | PANEL B | 35.B5
AF0093:45 | SC | 009345 | WHT | 20 | 124.A7 | KA0177:14 | PANEL B | 124.A6
AF0093:COM | SC | 0V | WHT | 14 | 11.D3 | XT0081:2 | PANEL B | 11.D1
AF0094:05 | SC | 0V | WHT | 14 | 18.A7 | XT0135:4 | PANEL B | 19.C4
AF0094:07 | SC | 0V | WHT | 14 | 18.B7 | XT0135:4 | PANEL B | 19.C4
AF0095:02 | SC | 009502 | WHT | 20 | 63.B7 | KA0221:14 | PANEL B | 63.B6
AF0095:18 | SC | SV21202 | WHT | 20 | 63.B7 | XT0060:4 | PANEL B | 63.B5
AF0095:COM | SC | 0V | WHT | 14 | 11.D4 | XT0081:2 | PANEL B | 11.D1
AU0090:COM | SC | 0V | WHT | 14 | 11.C1 | XT0081:1 | PANEL B | 11.D1
FU0010:LI | SC | FU0274 | WHT | 14 | 19.A5 | XT0139:1 | PANEL B | 19.A4
FU0072:LD | SC | ZT13001 | WHT | 14 | 19.D5 | XT0071:1 | PANEL B | 71.A5
FU0080:LI | SC | FU0274 | WHT | 14 | 11.B1 | XT0139:1 | PANEL B | 19.A4
FU0090:LI | SC | FU0274 | WHT | 14 | 11.D1 | XT0139:2 | PANEL B | 19.A4
FU0137:LD | SC | FU0274 | WHT | 12 | 19.A4 | XT0139:1 | PANEL B | 19.A4
FU0139:LD | SC | FU0139 | WHT | 14 | 19.A5 | XT0136:1 | PANEL B | 20.A2
FU0211:LD | SC | FU0211 | WHT | 14 | 19.A4 | KA1020:14 | PANEL B | 41.A5
FU0211:LI | SC | FU0274 | WHT | 14 | 19.A4 | XT0139:3 | PANEL B | 19.A4
FU0212:LD | SC | FU0212 | WHT | 16 | 19.C5 | KA0248:11 | PANEL B | 23.C6
FU2108:LD | SC | FT21081 | WHT | 16 | 19.A2 | XT0681:1 | PANEL B | 70.C5
FU9130:LD | SC | KA9130A2 | WHT | 14 | 19.C4 | XT0135:5 | PANEL B | 19.C5
FU9130:LI | SC | 0V | WHT | 14 | 19.C4 | XT0135:4 | PANEL B | 19.C4
IEG0230:0 | SC | IEG0230G | GRN | 8 | 6.B2 | IEG0010:1 | PANEL B | 6.B2
IEG0230:4 | SC | IEG02304 | GRN | 14 | 12.D7 | AF0068:SH | PANEL B | 12.C6
IEG0230:5 | SC | IEG02305 | GRN | 14 | 12.B6 | AF0077:SH | PANEL B | 12.B6
KA0135:A1 | SC | KA0135A1 | WHT | 20 | 20.C6 | KA0144:A1 | PANEL B | 20.B6
KA0135:A1 | SC | KA0135A1 | WHT | 20 | 20.C6 | KA0131:11 | PANEL B | 20.C5
KA0135:A2 | SC | 0V | WHT | 20 | 20.C6 | KA0138:A2 | PANEL B | 20.C6
KA0135:A2 | SC | 0V | WHT | 20 | 20.C6 | KA0144:A2 | PANEL B | 20.B6
KA0140:24 | SC | FU0139 | WHT | 20 | 40.C6 | XT0136:10 | PANEL B | 84.C6
KA0140:A1 | SC | PS32002 | WHT | 20 | 20.A6 | XT0136:5 | PANEL B | 80.D5
KA0140:A2 | SC | 0V | WHT | 20 | 20.A6 | KT0140:A2 | PANEL B | 20.A6
KA0140:A2 | SC | 0V | WHT | 20 | 20.A6 | XT0136:3 | PANEL B | 20.A2
KA1306:11 | SC | KM1306EP | WHT | 20 | 40.C5 | XT0136:9 | PANEL B | 40.C5
KA3500:A1 | SC | KA3500A1 | WHT | 20 | 79.A6 | KA0111:11 | PANEL B | 79.A5
KA6211:A1 | SC | KA6211A1 | WHT | 20 | 123.A6 | KA0246:14 | PANEL B | 123.A5
KA6212:A1 | SC | KA6212A1 | WHT | 20 | 124.A6 | KA0247:14 | PANEL B | 124.A5
KA6241:A1 | SC | KA6241A1 | WHT | 20 | 123.C6 | KA0244:24 | PANEL B | 123.C5
PEG0130:1 | SC | KA9130A2 | GRN/YEL | 14 | 19.C5 | XT0135:5 | PANEL B | 19.C5
XT0080:1 | SC | 0V | WHT | 14 | 11.B1 | XT0135:2 | PANEL B | 19.B4
XT0085:2 | SC | 007405 | WHT | 14 | 18.C6 | AF0074:05 | PANEL B | 18.C7
XT0134:1 | SC | 0V | WHT | 14 | 19.B3 | XT0135:1 | PANEL B | 19.B4
XT0134:3 | SC | 0V | WHT | 14 | 19.B3 | XT0137:4 | PANEL B | 35.D5
XT0134:3 | SC | 0V | WHT | 14 | 19.B3 | XT0681:2 | PANEL B | 70.C6
XT0134:4 | SC | 0V | WHT | 14 | 19.B3 | XT0235:1 | PANEL B | 19.D4
XT0138:3 | SC | FU0136 | WHT | 14 | 19.A3 | XT0137:3 | PANEL B | 35.D5
XT0233:1 | SC | FU0210 | WHT | 14 | 19.C4 | FU0060:LI | PANEL B | 12.C1
XT0233:2 | SC | FU0210 | WHT | 14 | 19.C4 | FU0070:LI | PANEL B | 12.B1
AU0080:L2 | WC0008 | AU0080L2 | ENET | CABLE | 11.A1 | AU0070:L1 | PANEL B | 12.A2
AF0086:28 | WC029024 | 0V | BLK | 16 | 70.C7 | XT0681:2 | PANEL B | 70.C6
FU0010:LD | SC | FU0010 | WHT | 14 | 19.A5 | UV0600:(+) | PLC PANEL | 7.B2
IEG0230:1 | SC | IEG02301 | GRN | 12 | 7.B6 | AR0600:IE2 | PLC PANEL | 7.A1
IEG0230:10 | SC | AP0291SH-OUT | GRN | 14 | 10.C4 | AP0291:SH-OUT | PLC PANEL | 10.C4
IEG0230:12 | SC | IEG023012 | GRN | 14 | 6.B4 | GR0234: | PLC PANEL | 6.B4
IEG0230:9 | SC | AP0290SH-OUT | GRN | 14 | 10.B4 | AP0290:SH-OUT | PLC PANEL | 10.B4
XT0233:3 | SC | FU0210 | WHT | 12 | 19.D4 | XT0002:1 | PLC PANEL | 3.C5
XT0233:3 | SC | FU0210 | WHT | 12 | 19.D4 | XT0002:4 | PLC PANEL | 3.D5
XT0233:3 | SC | FU0210 | WHT | 16 | 19.D4 | FU0020:LI | PLC PANEL | 10.B1
AU0090:L2 | WC0003 | AP0603L2 | ENET | CABLE | 11.C1 | AP0603:L2 | PLC PANEL | 7.A3
AF0088:42 | WC029003 | PDT11901 | RED | 20 | 52.A7 | AP0290:O:A3+ | PLC PANEL | 52.A5
AF0088:10 | WC029003 | PDT11902 | BLK | 20 | 52.A7 | AP0290:O:C3- | PLC PANEL | 52.A5
FLOATING | WC029003 | PDT1190S | SH | 20 | 52.A6 | AP0290:O:B3S | PLC PANEL | 52.A5
AF0088:44 | WC029004 | PDT11911 | RED | 20 | 52.A7 | AP0290:O:A4+ | PLC PANEL | 52.A5
AF0088:12 | WC029004 | PDT11912 | BLK | 20 | 52.A7 | AP0290:O:C4- | PLC PANEL | 52.A5
FLOATING | WC029004 | PDT1191S | SH | 20 | 52.B6 | AP0290:O:B4S | PLC PANEL | 52.A5
AF0088:46 | WC029005 | PDT11921 | RED | 20 | 52.B7 | AP0290:O:A5+ | PLC PANEL | 52.B5
AF0088:14 | WC029005 | PDT11922 | BLK | 20 | 52.B7 | AP0290:O:C5- | PLC PANEL | 52.B5
FLOATING | WC029005 | PDT1192S | SH | 20 | 52.B6 | AP0290:O:B5S | PLC PANEL | 52.B5
AF0088:34 | WC029006 | PT11501 | RED | 20 | 52.B7 | AP0290:O:A6+ | PLC PANEL | 52.B5
AF0088:02 | WC029006 | PT11502 | BLK | 20 | 52.B7 | AP0290:O:C6- | PLC PANEL | 52.B5
FLOATING | WC029006 | PT1150S | SH | 20 | 52.C6 | AP0290:O:B6S | PLC PANEL | 52.B5
AF0088:38 | WC029007 | PDT11531 | RED | 20 | 52.C7 | AP0290:O:A7+ | PLC PANEL | 52.C5
AF0088:06 | WC029007 | PDT11532 | BLK | 20 | 52.C7 | AP0290:O:C7- | PLC PANEL | 52.C5
FLOATING | WC029007 | PDT1153S | SH | 20 | 52.C6 | AP0290:O:B7S | PLC PANEL | 52.C5
AF0088:40 | WC029008 | PT11971 | RED | 20 | 52.C7 | AP0290:O:A8+ | PLC PANEL | 52.C5
AF0088:08 | WC029008 | PT11972 | BLK | 20 | 52.C7 | AP0290:O:C8- | PLC PANEL | 52.C5
FLOATING | WC029008 | PT1197S | SH | 20 | 52.D6 | AP0290:O:B8S | PLC PANEL | 52.C5
AF0085:42 | WC029010 | PDT11101 | RED | 20 | 53.C7 | AP0290:O:A10+ | PLC PANEL | 53.C5
AF0085:10 | WC029010 | PDT11102 | BLK | 20 | 53.C7 | AP0290:O:C10- | PLC PANEL | 53.C5
FLOATING | WC029010 | PDT1110S | SH | 20 | 53.C6 | AP0290:O:B10S | PLC PANEL | 53.C5
AF0088:32 | WC029011 | PT11111 | RED | 20 | 53.C7 | AP0290:O:A11+ | PLC PANEL | 53.C5
AF0088:00 | WC029011 | PT11112 | BLK | 20 | 53.C7 | AP0290:O:C11- | PLC PANEL | 53.C5
FLOATING | WC029011 | PT1111S | SH | 20 | 53.D6 | AP0290:O:B11S | PLC PANEL | 53.C5
AF0088:36 | WC029012 | PDT11121 | RED | 20 | 53.D7 | AP0290:O:A12+ | PLC PANEL | 53.D5
AF0088:04 | WC029012 | PDT11122 | BLK | 20 | 53.D7 | AP0290:O:C12- | PLC PANEL | 53.D5
FLOATING | WC029012 | PDT1112S | SH | 20 | 53.D6 | AP0290:O:B12S | PLC PANEL | 53.D5
AF0086:42 | WC029013 | PT11701 | RED | 20 | 54.D7 | AP0290:O:A13+ | PLC PANEL | 54.D5
AF0086:10 | WC029013 | PT11702 | BLK | 20 | 54.D7 | AP0290:O:C13- | PLC PANEL | 54.D5
FLOATING | WC029013 | PT1170S | SH | 20 | 54.D6 | AP0290:O:B13S | PLC PANEL | 54.D5
AF0086:40 | WC029023 | PDT21001 | RED | 20 | 69.A7 | AP0290:O:A23+ | PLC PANEL | 69.A5
AF0086:08 | WC029023 | PDT21002 | BLK | 20 | 69.A7 | AP0290:O:C23- | PLC PANEL | 69.A5
FLOATING | WC029023 | PDT2100S | SH | 20 | 69.A6 | AP0290:O:B23S | PLC PANEL | 69.A5
AF0086:12 | WC029024 | FT21082 | WHT | 16 | 70.C7 | AP0290:O:A24+ | PLC PANEL | 70.C5
FLOATING | WC029024 | FT2108S | SH | 16 | 70.C6 | AP0290:O:B24S | PLC PANEL | 70.C5
AF0085:44 | WC029026 | PDT32401 | RED | 20 | 80.B7 | AP0290:O:A26+ | PLC PANEL | 80.B5
AF0085:12 | WC029026 | PDT32402 | BLK | 20 | 80.B7 | AP0290:O:C26- | PLC PANEL | 80.B5
FLOATING | WC029026 | PDT3240S | SH | 20 | 80.B6 | AP0290:O:B26S | PLC PANEL | 80.B5
AF0085:38 | WC029027 | PT32001 | RED | 20 | 80.C7 | AP0290:O:A27+ | PLC PANEL | 80.C5
AF0085:06 | WC029027 | PT32002 | BLK | 20 | 80.C7 | AP0290:O:C27- | PLC PANEL | 80.C5
FLOATING | WC029027 | PT3200S | SH | 20 | 80.C6 | AP0290:O:B27S | PLC PANEL | 80.C5
AF0085:34 | WC029028 | LT31001 | RED | 20 | 85.A7 | AP0290:O:A28+ | PLC PANEL | 85.A5
AF0085:02 | WC029028 | LT31002 | BLK | 20 | 85.A7 | AP0290:O:C28- | PLC PANEL | 85.A5
FLOATING | WC029028 | LT3100S | SH | 20 | 85.A6 | AP0290:O:B28S | PLC PANEL | 85.A5
AF0085:40 | WC029029 | PDT31001 | RED | 20 | 88.A7 | AP0290:O:A29+ | PLC PANEL | 88.A5
AF0085:08 | WC029029 | PDT31002 | BLK | 20 | 88.A7 | AP0290:O:C29- | PLC PANEL | 88.A5
FLOATING | WC029029 | PDT3100S | SH | 20 | 88.B6 | AP0290:O:B29S | PLC PANEL | 88.A5
AF0086:38 | WC029115 | PDT61801 | RED | 20 | 117.A7 | AP0291:O:A15+ | PLC PANEL | 117.A5
AF0086:06 | WC029115 | PDT61802 | BLK | 20 | 117.A7 | AP0291:O:C15- | PLC PANEL | 117.A5
FLOATING | WC029115 | PDT6180S | SH | 20 | 117.A6 | AP0291:O:B15S | PLC PANEL | 117.A5
AF0085:36 | WC029116 | PDT62101 | RED | 20 | 122.A7 | AP0291:O:A16+ | PLC PANEL | 122.A5
AF0085:04 | WC029116 | PDT62102 | BLK | 20 | 122.A7 | AP0291:O:C16- | PLC PANEL | 122.A5
FLOATING | WC029116 | PDT62103 | SH | 20 | 122.A6 | AP0291:O:B16S | PLC PANEL | 122.A5
AF0086:36 | WC029117 | PDT63101 | RED | 20 | 125.A7 | AP0291:0:A17+ | PLC PANEL | 125.A5
AF0086:04 | WC029117 | PDT63102 | BLK | 20 | 125.A7 | AP0291:O:C17- | PLC PANEL | 125.A5
FLOATING | WC029117 | PDT6310S | SH | 20 | 125.A6 | AP0291:O:B17S | PLC PANEL | 125.A5
XT0134:2 | SC | 0V | WHT | 14 | 19.B3 | XT0560:2 | PWR DISTRIBUTION RAIL | 14.B2
XT0138:2 | SC | FU0136 | WHT | 14 | 19.A3 | XT0560:1 | PWR DISTRIBUTION RAIL | 14.A2
XT0233:3 | SC | FU0210 | WHT | 14 | 19.D4 | FU0680:LI | PWR DISTRIBUTION RAIL | 9.B2
AF0081:05 | SC | TCP18B2 | WHT | 20 | 16.D6 | XT0563:8 | TCP | 16.D6
AF0081:37 | SC | TCP18B1 | WHT | 20 | 16.D6 | XT0563:7 | TCP | 16.D6
IEG0230:8 | SC | IEG02308 | GRN | 14 | 14.A2 | GR0200: | TCP | 14.A3
XT0134:4 | SC | 0V | WHT | 14 | 19.B3 | XT0110:2 | TURBINE VIBRATION PANEL | 26.A5
XT0138:4 | SC | FU0136 | WHT | 14 | 19.A3 | XT0110:1 | TURBINE VIBRATION PANEL | 26.A5
SolarTools ver. 24.0.84.24712 (Jul 31, 2025)
Report date: 4/6/2026 4:19 PM

## PANEL B
PANEL B
CONTROL CONSOLE (UNIT PANEL B)
Project # | 4M511
Project Name | ENI - KUTEI NORTH HUB - FPSO
Revision | B.2
Controls DE | BARRAZA, PAUL
Phone: | 0
Controls ME
Phone:
From | [5 empty] | To
Device ID | Cable (W) Conductor (SC) Jumper Clip (JC) | Wire No. | Wire ID | Gauge/Size | Page/Zone | Device ID | Location | Page/Zone
XT0060:1 | JC | 0V | CLIP | --- | 12.D1 | XT0060:2 | PANEL B | 12.D1
XT0081:1 | JC | 0V | CLIP | --- | 11.D1 | XT0081:2 | PANEL B | 11.D1
XT0135:1 | JC | 0V | CLIP | --- | 19.B4 | XT0135:2 | PANEL B | 19.B4
XT0135:2 | JC | 0V | CLIP | --- | 19.B4 | XT0135:3 | PANEL B | 19.B4
XT0135:3 | JC | 0V | CLIP | --- | 19.B4 | XT0135:4 | PANEL B | 19.C4
XT0136:1 | JC | FU0139 | CLIP | --- | 20.A2 | XT0136:2 | PANEL B | 20.A2
XT0139:1 | JC | FU0274 | CLIP | --- | 19.A4 | XT0139:2 | PANEL B | 19.A4
XT0139:2 | JC | FU0274 | CLIP | --- | 19.A4 | XT0139:3 | PANEL B | 19.A4
XT0139:3 | JC | FU0274 | CLIP | --- | 19.A4 | XT0139:4 | PANEL B | 19.B4
XT0235:1 | JC | 0V | CLIP | --- | 19.D4 | XT0235:2 | PANEL B | 19.D4
XT0235:2 | JC | 0V | CLIP | --- | 19.D4 | XT0235:3 | PANEL B | 19.D4
XT0240:10 | JC | FU0139 | CLIP | --- | 22.C4 | XT0240:11 | PANEL B | 22.C4
XT0240:11 | JC | FU0139 | CLIP | --- | 22.C4 | XT0240:13 | PANEL B | 22.C4
XT0240:13 | JC | FU0139 | CLIP | --- | 22.C4 | XT0240:14 | PANEL B | 22.D4
XT0240:8 | JC | 0V | CLIP | --- | 22.D3 | XT0240:9 | PANEL B | 22.D3
AF0061:02 | SC | 006102 | WHT | 20 | 42.B7 | KA0233:14 | PANEL B | 42.B5
AF0061:14 | SC | 006114 | WHT | 20 | 43.B7 | KA0234:14 | PANEL B | 43.B5
AF0061:COM | SC | 0V | WHT | 14 | 12.C2 | XT0060:2 | PANEL B | 12.D1
AF0061:V+ | SC | FU0061 | WHT | 14 | 12.C2 | FU0061:LD | PANEL B | 12.D1
AF0062:00 | SC | 006200 | WHT | 20 | 64.A7 | KA0222:14 | PANEL B | 64.A6
AF0062:16 | SC | SV21242 | WHT | 20 | 64.A7 | XT0060:5 | PANEL B | 64.A5
AF0062:COM | SC | 0V | WHT | 14 | 12.C3 | XT0060:2 | PANEL B | 12.D1
AF0062:V+ | SC | FU0062 | WHT | 14 | 12.C3 | FU0062:LD | PANEL B | 12.D1
AF0063:COM | SC | AF0063N | WHT | 16 | 12.C3 | AF0064:COM | PANEL B | 12.C4
AF0063:COM | SC | AU0060N | WHT | 16 | 12.C3 | AU0060:COM | PANEL B | 12.C2
AF0063:V+ | SC | AF0063P | WHT | 16 | 12.C3 | AF0064:V+ | PANEL B | 12.C4
AF0063:V+ | SC | AU0060P | WHT | 16 | 12.C3 | AU0060:V+ | PANEL B | 12.C2
AF0064:COM | SC | AF0064N | WHT | 16 | 12.C4 | AF0065:COM | PANEL B | 12.C5
AF0064:SH | SC | AF0064G | GRN | 14 | 12.C4 | AF0065:SH | PANEL B | 12.C5
AF0064:SH | SC | AU0060G | GRN | 14 | 12.C4 | AU0060:GND | PANEL B | 12.C2
AF0064:V+ | SC | AF0064P | WHT | 16 | 12.C4 | AF0065:V+ | PANEL B | 12.C5
AF0065:COM | SC | AF0065N | WHT | 16 | 12.C5 | AF0068:COM | PANEL B | 12.C6
AF0065:SH | SC | AF0065G | GRN | 14 | 12.C5 | AF0066:SH | PANEL B | 12.C5
AF0065:V+ | SC | AF0065P | WHT | 16 | 12.C5 | AF0068:V+ | PANEL B | 12.C6
AF0066:COM | SC | 0V | WHT | 14 | 12.C5 | XT0060:2 | PANEL B | 12.D1
AF0066:J | SC | * |  |  | 12.C5 | AF0067:P | PANEL B | 12.C6
AF0066:SH | SC | AF0066G | GRN | 14 | 12.C5 | AF0068:SH | PANEL B | 12.C6
AF0066:V+ | SC | FU0063 | WHT | 16 | 12.C5 | FU0063:LD | PANEL B | 12.D1
AF0067:12 | SC | KA0134A1 | WHT | 20 | 84.D7 | KA0134:A1 | PANEL B | 21.A6
AF0067:COM | SC | 0V | WHT | 14 | 12.C6 | XT0060:2 | PANEL B | 12.D1
AF0067:V+ | SC | FU0064 | WHT | 16 | 12.C6 | FU0064:LD | PANEL B | 12.D1
AF0071:COM | SC | AF0071N | WHT | 16 | 12.B2 | AF0072:COM | PANEL B | 12.A3
AF0071:COM | SC | AU0070N | WHT | 16 | 12.B2 | AU0070:COM | PANEL B | 12.A2
AF0071:J | SC | * |  |  | 12.B2 | AF0072:P | PANEL B | 12.A3
AF0071:SH | SC | AF0071G | GRN | 14 | 12.B2 | AF0072:SH | PANEL B | 12.A3
AF0071:SH | SC | AU0070G | GRN | 14 | 12.B2 | AU0070:GND | PANEL B | 12.A2
AF0071:V+ | SC | AF0071P | WHT | 16 | 12.B2 | AF0072:V+ | PANEL B | 12.A3
AF0071:V+ | SC | AU0070P | WHT | 16 | 12.B2 | AU0070:V+ | PANEL B | 12.A2
AF0072:COM | SC | AF0072N | WHT | 16 | 12.A3 | AF0073:COM | PANEL B | 12.B3
AF0072:SH | SC | AF0072G | GRN | 14 | 12.A3 | AF0073:SH | PANEL B | 12.B3
AF0072:V+ | SC | AF0072P | WHT | 16 | 12.A3 | AF0073:V+ | PANEL B | 12.B3
AF0073:COM | SC | AF0073N | WHT | 16 | 12.B3 | AF0074:COM | PANEL B | 12.B4
AF0073:SH | SC | AF0073G | GRN | 14 | 12.B3 | AF0074:SH | PANEL B | 12.B4
AF0073:V+ | SC | AF0073P | WHT | 16 | 12.B3 | AF0074:V+ | PANEL B | 12.B4
AF0074:21 | SC | 0V | LEAD | --- | 18.C7 | RR0852: -1.0K OHM | PANEL B | 18.C6
AF0074:COM | SC | AF0074N | WHT | 16 | 12.B4 | AF0075:COM | PANEL B | 12.A5
AF0074:SH | SC | AF0074G | GRN | 14 | 12.B4 | AF0075:SH | PANEL B | 12.A5
AF0074:V+ | SC | AF0074P | WHT | 16 | 12.B4 | AF0075:V+ | PANEL B | 12.A5
AF0075:COM | SC | AF0075N | WHT | 16 | 12.A5 | AF0077:COM | PANEL B | 12.B6
AF0075:SH | SC | AF0075G | GRN | 14 | 12.A5 | AF0077:SH | PANEL B | 12.B6
AF0075:V+ | SC | AF0075P | WHT | 16 | 12.A5 | AF0077:V+ | PANEL B | 12.B6
AF0076:00 | SC | 007600 | WHT | 20 | 59.B7 | KA0237:14 | PANEL B | 59.B5
AF0076:01 | SC | 007601 | WHT | 20 | 61.B7 | KA0237:24 | PANEL B | 61.B5
AF0076:02 | SC | 007602 | WHT | 20 | 63.B7 | KA0221:A1 | PANEL B | 63.B6
AF0076:03 | SC | 007603 | WHT | 20 | 127.C6 | KA2163:A1 | PANEL B | 127.C5
AF0076:04 | SC | 007604 | WHT | 20 | 64.A7 | KA0222:A1 | PANEL B | 64.A5
AF0076:05 | SC | KA0224A1 | WHT | 20 | 37.D6 | KA0224:A1 | PANEL B | 37.D5
AF0076:08 | SC | 007608 | WHT | 20 | 35.A7 | KA1020:A1 | PANEL B | 35.A5
AF0076:10 | SC | KT014615 | WHT | 20 | 22.C7 | KT0146:15 | PANEL B | 22.C6
AF0076:12 | SC | 007612 | WHT | 20 | 23.C7 | XT0237:1 B2 | PANEL B | 23.C5
AF0076:13 | SC | KT0146B1 | WHT | 20 | 20.B2 | KT0146:B1 | PANEL B | 20.B1
AF0076:18 | SC | 007618 | WHT | 20 | 63.B7 | KA0221:A2 | PANEL B | 63.B6
AF0076:19 | SC | 007619 | WHT | 20 | 127.C6 | KA2163:A2 | PANEL B | 127.C5
AF0076:20 | SC | 007620 | WHT | 20 | 64.A7 | KA0222:A2 | PANEL B | 64.A5
AF0076:21 | SC | KA0224A2 | WHT | 20 | 37.D6 | KA0224:A2 | PANEL B | 37.D5
AF0076:24 | SC | 007624 | WHT | 20 | 35.A7 | KA1020:A2 | PANEL B | 35.A5
AF0076:26 | SC | KA0231A2 | WHT | 20 | 22.C7 | KA0231:A2 | PANEL B | 22.C6
AF0076:29 | SC | KT0146A2 | WHT | 20 | 20.B2 | KT0146:A2 | PANEL B | 20.B1
AF0076:COM | SC | 0V | WHT | 14 | 12.A5 | XT0070:1 | PANEL B | 12.B1
AF0076:V+ | SC | FU0071 | WHT | 16 | 12.A5 | FU0071:LD | PANEL B | 12.B1
XT0240:2 | SC | JP0 | VIO | 20 | 22.A3 | XT0240:1 | PANEL B | 22.A3
AU0060:COM | SC | 0V | WHT | 14 | 12.C2 | XT0060:1 | PANEL B | 12.D1
AU0060:V+ | SC | FU0060 | WHT | 14 | 12.C2 | FU0060:LD | PANEL B | 12.C1
AU0070:COM | SC | 0V | WHT | 14 | 12.A2 | XT0070:1 | PANEL B | 12.B1
AU0070:V+ | SC | FU0070 | WHT | 16 | 12.A2 | FU0070:LD | PANEL B | 12.B1
FU0060:LI | SC | FU0210 | WHT | 14 | 12.C1 | FU0061:LI | PANEL B | 12.D1
FU0061:LI | SC | FU0210 | WHT | 14 | 12.D1 | FU0062:LI | PANEL B | 12.D1
FU0062:LI | SC | FU0210 | WHT | 14 | 12.D1 | FU0063:LI | PANEL B | 12.D1
FU0063:LI | SC | FU0210 | WHT | 14 | 12.D1 | FU0064:LI | PANEL B | 12.D1
FU0070:LI | SC | FU0210 | WHT | 14 | 12.B1 | FU0071:LI | PANEL B | 12.B1
GR0232: | SC | GR0232 | GRN/YEL | 14 | 6.B4 | FRAME | PANEL B | 6.B3
KA0110:11 | SC | FU0139 | WHT | 20 | 21.C1 | KT0110:A1 | PANEL B | 21.C6
KA0110:11 | SC | FU0139 | WHT | 20 | 21.C1 | KA0112:11 | PANEL B | 21.C1
KA0110:A1 | SC | KA0138A1 | WHT | 20 | 20.D6 | KA0138:A1 | PANEL B | 20.C6
KA0110:A2 | SC | 0V | WHT | 20 | 20.D6 | KA0115:A2 | PANEL B | 20.D6
KA0110:A2 | SC | 0V | WHT | 20 | 20.D6 | KA0138:A2 | PANEL B | 20.C6
KA0111:14 | SC | KA011114 | WHT | 20 | 79.A5 | KA0230:11 | PANEL B | 79.A6
KA0111:A1 | SC | KA0111A1 | WHT | 20 | 21.C6 | KA0115:14 | PANEL B | 21.C2
KA0111:A2 | SC | 0V | WHT | 20 | 21.C6 | KA0112:A2 | PANEL B | 21.C6
KA0111:A2 | SC | 0V | WHT | 20 | 21.C6 | KT0110:A2 | PANEL B | 21.C6
KA0112:11 | SC | FU0139 | WHT | 20 | 21.C1 | KT0110:15 | PANEL B | 21.B1
KA0112:12 | SC | KT014025 | WHT | 20 | 21.C1 | KT0140:25 | PANEL B | 21.C2
KA0112:21 | SC | FU0139 | WHT | 20 | 21.C1 | KT0144:25 | PANEL B | 21.C1
KA0112:21 | SC | FU0139 | WHT | 20 | 21.C1 | KA0113:21 | PANEL B | 21.C1
KA0112:22 | SC | KA011511 | WHT | 20 | 21.C1 | KA0115:11 | PANEL B | 21.C2
KA0112:A1 | SC | KA0112A1 | WHT | 20 | 21.C6 | KT0144:28 | PANEL B | 21.C1
KA0113:11 | SC | PS35001 | WHT | 20 | 78.A6 | XT0091:1 | PANEL B | 78.A5
KA0113:21 | SC | FU0139 | WHT | 20 | 21.C1 | KT0110:A1 | PANEL B | 21.C6
KA0113:24 | SC | KT0110B1 | WHT | 20 | 21.C1 | KT0110:B1 | PANEL B | 21.C6
KA0113:A1 | SC | PS35002 | WHT | 20 | 78.A5 | XT0091:2 | PANEL B | 78.A5
KA0115:A1 | SC | KA0137A1 | WHT | 20 | 20.D6 | KA0137:A1 | PANEL B | 20.D6
KA0115:A2 | SC | 0V | WHT | 20 | 20.D6 | KA0137:A2 | PANEL B | 20.D6
KA0130:A1 | SC | 008135 | WHT | 20 | 23.C5 | KA0130:11 | PANEL B | 23.D6
KA0131:12 | SC | KA013724 | WHT | 20 | 20.C5 | KA0137:24 | PANEL B | 20.C3
KA0131:A1 | SC | KA0231A1 | WHT | 20 | 21.A6 | KA0242:11 | PANEL B | 22.C6
KA0131:A1 | SC | KA0231A1 | WHT | 20 | 21.A6 | KA0132:A1 | PANEL B | 21.A6
KA0131:A2 | SC | 0V | WHT | 20 | 21.A6 | KA0132:A2 | PANEL B | 21.A6
KA0131:A2 | SC | 0V | WHT | 20 | 21.A6 | KA0134:A2 | PANEL B | 21.A6
KA0132:11 | SC | FU0139 | WHT | 20 | 20.A3 | XT0136:2 | PANEL B | 20.A2
KA0132:11 | SC | FU0139 | WHT | 20 | 20.A3 | KA0133:11 | PANEL B | 20.A3
KA0132:12 | SC | KT0141A1 | WHT | 20 | 20.A3 | KT0142:A1 | PANEL B | 20.A6
KA0132:12 | SC | KT0141A1 | WHT | 20 | 20.A3 | KA0133:12 | PANEL B | 20.A3
KA0132:21 | SC | KA0138A1 | WHT | 20 | 20.C4 | KA0138:A1 | PANEL B | 20.C6
KA0132:22 | SC | KA013222 | WHT | 20 | 20.4 | KA0137:14 | PANEL B | 20.D3
KA0132:22 | SC | KA013222 | WHT | 20 | 20.4 | KT0141:18 | PANEL B | 20.2
KA0132:24 | SC | KA013224 | WHT | 20 | 20.C4 | KA0134:14 | PANEL B | 20.C3
KA0132:A1 | SC | KA0231A1 | WHT | 20 | 21.A6 | KA0141:A1 | PANEL B | 21.B6
KA0132:A2 | SC | 0V | WHT | 20 | 21.A6 | KA0141:A2 | PANEL B | 21.B6
KA0133:11 | SC | FU0139 | WHT | 20 | 20.A3 | KA0136:11 | PANEL B | 20.B4
KA0133:A2 | SC | 0V | WHT | 20 | 21.B6 | KA0142:A2 | PANEL B | 21.B6
KA0133:A2 | SC | 0V | WHT | 20 | 21.B6 | KA0141:A2 | PANEL B | 21.B6
KA0134:11 | SC | FU0139 | WHT | 20 | 20.C3 | KA0137:21 | PANEL B | 20.C3
KA0134:11 | SC | FU0139 | WHT | 20 | 20.C3 | KA0137:11 | PANEL B | 20.D3
KA0134:A2 | SC | 0V | WHT | 20 | 21.A6 | KA0136:A2 | PANEL B | 21.A6
KA0136:11 | SC | FU0139 | WHT | 20 | 20.B4 | KA0137:21 | PANEL B | 20.C3
KA0136:14 | SC | KA013821 | WHT | 20 | 20.B4 | KA0138:21 | PANEL B | 20.B5
KA0136:A1 | SC | PS32002 | WHT | 20 | 21.A6 | XT0136:5 | PANEL B | 80.D5
KA0136:A2 | SC | 0V | WHT | 20 | 21.A6 | KA0137:A2 | PANEL B | 20.D6
KA0137:A1 | SC | KA0137A1 | WHT | 20 | 20.D6 | KT0142:18 | PANEL B | 20.D2
KA0138:11 | SC | KM3170EP | WHT | 20 | 84.C5 | XT0136:12 | PANEL B | 84.C5
KA0138:14 | SC | FU0139 | WHT | 20 | 84.C5 | XT0136:10 | PANEL B | 84.C6
KA0138:24 | SC | KT0144B1 | WHT | 20 | 20.B5 | KT0144:B1 | PANEL B | 20.B6
KA0141:21 | SC | KT0146A1 | WHT | 20 | 20.B2 | KA0241:21 | PANEL B | 20.B2
KA0141:21 | SC | KT0146A1 | WHT | 20 | 20.B2 | KT0146:A1 | PANEL B | 20.B1
KA0142:14 | SC | KA023421 | WHT | 20 | 79.C5 | KA0234:21 | PANEL B | 79.C6
KA0142:A1 | SC | KA0142A1 | WHT | 20 | 21.B6 | KT0110:18 | PANEL B | 21.B1
KA0142:A2 | SC | 0V | WHT | 20 | 21.B6 | KT0110:A2 | PANEL B | 21.C6
KA0144:22 | SC | KA014422 | WHT | 20 | 123.A6 | KA0249:12 | PANEL B | 123.A6
KA0144:22 | SC | KA014422 | WHT | 20 | 123.A6 | KA0176:A1 | PANEL B | 123.B5
KA0144:A2 | SC | 0V | WHT | 20 | 20.B6 | KT0145:A2 | PANEL B | 20.B6
KA0176:11 | SC | KA017611 | WHT | 20 | 123.A6 | XT0171:1 | PANEL B | 123.A5
KA0176:21 | SC | KA024421 | WHT | 20 | 123.C6 | XT0171:3 | PANEL B | 123.C5
KA0176:A1 | SC | KA014422 | WHT | 20 | 123.B5 | KA0177:A1 | PANEL B | 123.B5
KA0176:A2 | SC | 0V | WHT | 20 | 123.B5 | KA0177:A2 | PANEL B | 123.B5
KA0177:11 | SC | KA017711 | WHT | 20 | 124.A6 | XT0171:5 | PANEL B | 124.A5
KA0221:11 | SC | KA022111 | WHT | 20 | 63.B6 | KA0235:24 | PANEL B | 63.B5
KA0222:11 | SC | KA022211 | WHT | 20 | 64.A6 | KA0236:24 | PANEL B | 64.A5
KA0230:A1 | SC | KA0231A1 | WHT | 20 | 22.D6 | XT0139:5 | PANEL B | 22.D6
KA0230:A1 | SC | KA0231A1 | WHT | 20 | 22.D6 | KA0234:A1 | PANEL B | 22.D6
KA0231:11 | SC | KA0231A1 | WHT | 20 | 22.C6 | KA0231:A1 | PANEL B | 22.C6
KA0231:11 | SC | KA0231A1 | WHT | 20 | 22.C6 | KA0242:11 | PANEL B | 22.C6
KA0231:14 | SC | KA024214 | WHT | 20 | 22.C6 | KA0242:14 | PANEL B | 22.C6
KA0231:14 | SC | KA024214 | WHT | 20 | 22.C6 | KT0146:18 | PANEL B | 22.C6
KA0231:21 | SC | KA023121 | WHT | 20 | 22.A4 | KA0245:14 | PANEL B | 22.A4
KA0231:A1 | SC | KA0231A1 | WHT | 20 | 22.C6 | KA0232:A1 | PANEL B | 22.D6
KA0231:A2 | SC | KA0231A2 | WHT | 20 | 22.C6 | KA0232:A2 | PANEL B | 22.D6
KA0232:22 | SC | KA023222 | WHT | 20 | 123.A6 | KA0144:21 | PANEL B | 123.A6
KA0232:22 | SC | KA023222 | WHT | 20 | 123.A6 | KA0249:11 | PANEL B | 123.A6
KA0232:A1 | SC | KA0231A1 | WHT | 20 | 22.D6 | KA0233:A1 | PANEL B | 22.D6
KA0232:A2 | SC | KA0231A2 | WHT | 20 | 22.D6 | KA0233:A2 | PANEL B | 22.D6
KA0233:A1 | SC | KA0231A1 | WHT | 20 | 22.D6 | KA0234:A1 | PANEL B | 22.D6
KA0233:A2 | SC | KA0231A2 | WHT | 20 | 22.D6 | KA0234:A2 | PANEL B | 22.D6
KA0234:A2 | SC | KA0231A2 | WHT | 20 | 22.D6 | KA0230:A2 | PANEL B | 22.D6
KA0235:11 | SC | UA1200J21 | WHT | 20 | 22.A5 | KA0241:11 | PANEL B | 22.A5
KA0235:11 | SC | UA1200J21 | WHT | 20 | 22.A5 | XT0060:3 | PANEL B | 23.D5
KA0235:14 | SC | KA024114 | WHT | 20 | 22.A5 | KA0241:14 | PANEL B | 22.A5
KA0235:A1 | SC | ESTOP | WHT | 20 | 22.A2 | XT0240:4 | PANEL B | 22.A3
KA0235:A1 | SC | ESTOP | WHT | 20 | 22.A2 | KA0236:A1 | PANEL B | 22.B2
KA0236:11 | SC | FU0139 | WHT | 20 | 22.D4 | KA0244:11 | PANEL B | 22.D4
KA0236:11 | SC | FU0139 | WHT | 20 | 22.D4 | XT0240:11 | PANEL B | 22.C4
KA0236:12 | SC | KA023612 | WHT | 20 | 22.D4 | XT0240:12 | PANEL B | 22.D4
KA0236:A1 | SC | ESTOP | WHT | 20 | 22.B2 | KA0237:A1 | PANEL B | 22.B2
KA0236:A2 | SC | 0V | WHT | 20 | 22.B2 | KA0235:A2 | PANEL B | 22.A2
KA0236:A2 | SC | 0V | WHT | 20 | 22.B2 | KA0237:A2 | PANEL B | 22.B2
KA0237:A1 | SC | ESTOP | WHT | 20 | 22.B2 | KA0238:A1 | PANEL B | 22.B2
KA0237:A2 | SC | 0V | WHT | 20 | 22.B2 | KA0238:A2 | PANEL B | 22.B2
KA0238:11 | SC | KA216314 | WHT | 20 | 127.D6 | KA2163:14 | PANEL B | 127.D5
KA0238:A1 | SC | ESTOP | WHT | 20 | 22.B2 | KA0239:A1 | PANEL B | 22.B2
KA0238:A2 | SC | 0V | WHT | 20 | 22.B2 | KA0239:A2 | PANEL B | 22.B2
KA0239:A1 | SC | ESTOP | WHT | 20 | 22.B2 | KA0240:A1 | PANEL B | 22.B2
KA0239:A2 | SC | 0V | WHT | 20 | 22.B2 | KA0240:A2 | PANEL B | 22.B2
KA0240:11 | SC | PS32004 | WHT | 20 | 80.D6 | XT0136:6 | PANEL B | 80.D5
KA0240:14 | SC | UF1300 | WHT | 20 | 80.D6 | XT0136:7 | PANEL B | 80.D6
KA0240:A1 | SC | ESTOP | WHT | 20 | 22.B2 | KA0248:A1 | PANEL B | 22.C2
KA0240:A2 | SC | 0V | WHT | 20 | 22.B2 | KA0248:A2 | PANEL B | 22.C2
KA0241:14 | SC | KA024114 | WHT | 20 | 22.A5 | KA0231:24 | PANEL B | 22.A4
KA0241:24 | SC | FU0139 | WHT | 20 | 20.B2 | KA0141:24 | PANEL B | 20.B2
KA0241:24 | SC | FU0139 | WHT | 20 | 20.B2 | XT0136:2 | PANEL B | 20.A2
KA0241:A1 | SC | KA0241A1 | WHT | 20 | 22.C2 | KA0242:A1 | PANEL B | 22.C2
KA0241:A1 | SC | KA0241A1 | WHT | 20 | 22.C2 | XT0240:5 | PANEL B | 22.C3
KA0241:A2 | SC | 0V | WHT | 20 | 22.C2 | KA0242:A2 | PANEL B | 22.C2
KA0241:A2 | SC | 0V | WHT | 20 | 22.C2 | KA0250:A2 | PANEL B | 22.C2
KA0242:21 | SC | 024221 | WHT | 20 | 23.C6 | XT0237:1 T2 | PANEL B | 23.C5
KA0242:24 | SC | 024812 | WHT | 20 | 23.C6 | KA0248:12 | PANEL B | 23.C6
KA0242:A2 | SC | 0V | WHT | 20 | 22.C2 | KA0243:A2 | PANEL B | 22.C2
KA0243:21 | SC | ESTOPC | WHT | 20 | 22.A3 | XT0240:1 | PANEL B | 22.A3
KA0243:24 | SC | KA024511 | WHT | 20 | 22.A3 | KA0245:11 | PANEL B | 22.A4
KA0243:A1 | SC | KA0243A1 | WHT | 20 | 22.C2 | KA0244:A1 | PANEL B | 22.D2
KA0243:A1 | SC | KA0243A1 | WHT | 20 | 22.C2 | XT0240:6 | PANEL B | 22.C3
KA0243:A2 | SC | 0V | WHT | 20 | 22.C2 | KA0244:A2 | PANEL B | 22.D2
KA0244:12 | SC | KA024412 | WHT | 20 | 22.D4 | KT0145:A1 | PANEL B | 20.B6
KA0244:21 | SC | KA024421 | WHT | 20 | 123.C5 | XT0171:3 | PANEL B | 123.C5
KA0244:A1 | SC | KA0243A1 | WHT | 20 | 22.D2 | KA0246:A1 | PANEL B | 22.D2
KA0244:A2 | SC | 0V | WHT | 20 | 22.D2 | KA0246:A2 | PANEL B | 22.D2
KA0245:A1 | SC | KA0245A1 | WHT | 20 | 22.D2 | KA0249:A1 | PANEL B | 22.D2
KA0245:A1 | SC | KA0245A1 | WHT | 20 | 22.D2 | XT0240:7 | PANEL B | 22.D3
KA0245:A2 | SC | 0V | WHT | 20 | 22.D2 | KA0249:A2 | PANEL B | 22.D2
KA0245:A2 | SC | 0V | WHT | 20 | 22.D2 | KA0247:A2 | PANEL B | 22.D2
KA0246:11 | SC | KA017611 | WHT | 20 | 123.A5 | XT0171:1 | PANEL B | 123.A5
KA0246:A1 | SC | KA0243A1 | WHT | 20 | 22.D2 | KA0247:A1 | PANEL B | 22.D2
KA0246:A2 | SC | 0V | WHT | 20 | 22.D2 | KA0247:A2 | PANEL B | 22.D2
KA0247:11 | SC | KA017711 | WHT | 20 | 124.A5 | XT0171:5 | PANEL B | 124.A5
KA0248:A1 | SC | ESTOP | WHT | 20 | 22.C2 | KA0250:A1 | PANEL B | 22.C2
KA0248:A2 | SC | 0V | WHT | 20 | 22.C2 | KA0250:A2 | PANEL B | 22.C2
KA0249:A2 | SC | 0V | WHT | 20 | 22.D2 | XT0240:9 | PANEL B | 22.D3
KA1020:24 | SC | 0V | WHT | 14 | 41.A5 | XT0135:1 | PANEL B | 19.B4
KA3502:14 | SC | FU0139 | WHT | 20 | 84.C5 | XT0136:10 | PANEL B | 84.C6
KA9130:A1 | SC | FU0274 | WHT | 16 | 19.C5 | XT0139:4 | PANEL B | 19.B4
KA9130:A2 | SC | KA9130A2 | WHT | 16 | 19.C5 | XT0135:5 | PANEL B | 19.C5
KT0110:15 | SC | FU0139 | WHT | 20 | 21.B1 | KT0142:15 | PANEL B | 20.D2
KT0110:18 | SC | KA0142A1 | WHT | 20 | 21.B1 | KT0141:28 | PANEL B | 21.C3
KT0140:15 | SC | FU0139 | WHT | 20 | 20.1 | KT0142:15 | PANEL B | 20.D2
KT0140:15 | SC | FU0139 | WHT | 20 | 20.A5 | XT0136:2 | PANEL B | 20.A2
KT0140:16 | SC | KT014115 | WHT | 20 | 20.1 | KT0141:15 | PANEL B | 20.2
KT0140:18 | SC | KT0143A1 | WHT | 20 | 20.A5 | KT0143:A1 | PANEL B | 20.A6
KT0140:26 | SC | KT014125 | WHT | 20 | 21.C2 | KT0141:25 | PANEL B | 21.C3
KT0140:A1 | SC | KT0140A1 | WHT | 20 | 20.A6 | KT0143:16 | PANEL B | 20.A5
KT0140:A2 | SC | 0V | WHT | 20 | 20.A6 | KT0141:A2 | PANEL B | 20.A6
KT0141:18 | SC | KA013222 | WHT | 20 | 20.2 | KT0144:18 | PANEL B | 20.C2
KT0141:28 | SC | KA0142A1 | WHT | 20 | 21.C3 | KA0110:14 | PANEL B | 21.C1
KT0141:A1 | SC | KT0141A1 | WHT | 20 | 20.A6 | KT0143:15 | PANEL B | 20.A5
KT0141:A1 | SC | KT0141A1 | WHT | 20 | 20.A6 | KT0142:A1 | PANEL B | 20.A6
KT0141:A2 | SC | 0V | WHT | 20 | 20.A6 | KT0142:A2 | PANEL B | 20.A6
KT0142:18 | SC | KA0137A1 | WHT | 20 | 20.D2 | KT0145:18 | PANEL B | 20.D2
KT0142:A2 | SC | 0V | WHT | 20 | 20.A6 | KT0143:A2 | PANEL B | 20.A6
KT0143:A2 | SC | 0V | WHT | 20 | 20.A6 | KT0144:A2 | PANEL B | 20.B6
KT0144:15 | SC | FU0139 | WHT | 20 | 20.C2 | KT0144:A1 | PANEL B | 20.B6
KT0144:15 | SC | FU0139 | WHT | 20 | 20.C2 | KT0145:15 | PANEL B | 20.D2
KT0144:A2 | SC | 0V | WHT | 20 | 20.B6 | KT0145:A2 | PANEL B | 20.B6
KT0145:15 | SC | FU0139 | WHT | 20 | 20.D2 | XT0136:2 | PANEL B | 20.A2
PC0470:INP_A | SC | 009312 | WHT | 20 | 35.B5 | PC0470:INP_B | PANEL B | 35.B5
VD6211:--1N4007 | SC | KA017611 | LEAD | --- | 123.A5 | XT0171:1 | PANEL B | 123.A5
VD6211:+-1N4007 | SC | 009304 | LEAD | --- | 123.A5 | XT0171:2 | PANEL B | 123.A6
VD6212:--1N4007 | SC | KA017711 | LEAD | --- | 124.A5 | XT0171:5 | PANEL B | 124.A5
VD6212:+-1N4007 | SC | 009313 | LEAD | --- | 124.A5 | XT0171:6 | PANEL B | 124.A6
VD6241:--1N4007 | SC | KA024421 | LEAD | --- | 123.C5 | XT0171:3 | PANEL B | 123.C5
VD6241:+-1N4007 | SC | 009214 | LEAD | --- | 123.C5 | XT0171:4 | PANEL B | 123.C5
XT0070:1 | SC | 0V | WHT | 14 | 12.B1 | XT0235:1 | PANEL B | 19.D4
XT0135:1 | SC | 0V | WHT | 14 | 19.B4 | XT0136:3 | PANEL B | 20.A2
XT0135:2 | SC | 0V | WHT | 14 | 19.B4 | XT0081:1 | PANEL B | 11.D1
XT0136:1 | SC | FU0139 | WHT | 20 | 20.A2 | XT0136:4 | PANEL B | 80.D5
XT0136:1 | SC | FU0139 | WHT | 20 | 20.A2 | XT0240:11 | PANEL B | 22.C4
XT0136:10 | SC | FU0139 | WHT | 20 | 84.C6 | XT0136:1 | PANEL B | 20.A2
XT0136:11 | SC | 0V | WHT | 20 | 84.C6 | XT0136:3 | PANEL B | 20.A2
XT0136:3 | SC | 0V | WHT | 14 | 20.A2 | XT0240:9 | PANEL B | 22.D3
XT0137:1 | SC | ESTOPA | WHT | 20 | 34.B5 | XT0240:3 | PANEL B | 22.A3
XT0137:2 | SC | ESTOP | WHT | 20 | 34.B5 | XT0240:4 | PANEL B | 22.A3
XT0235:1 | SC | 0V | WHT | 14 | 19.D4 | XT0060:1 | PANEL B | 12.D1
XT0235:2 | SC | 0V | WHT | 14 | 19.D4 | XT0071:2 | PANEL B | 71.A5
XT0235:4 | SC | 0V | WHT | 16 | 23.D5 | XT0235:2 | PANEL B | 19.D4
XT0236:1 | SC | FU0139 | WHT | 20 | 33.C5 | XT0240:10 | PANEL B | 22.C4
XT0236:2 | SC | KA0241A1 | WHT | 20 | 33.C5 | XT0240:5 | PANEL B | 22.C3
XT0236:3 | SC | 0V | WHT | 20 | 33.C5 | XT0240:8 | PANEL B | 22.D3
XT0237:2 B2 | SC | KA023612 | WHT | 20 | 33.C5 | XT0240:12 | PANEL B | 22.D4
AU0060:L1 | WC0007 | AU0070L2 | ENET | CABLE | 12.C2 | AU0070:L2 | PANEL B | 12.A2
AF0076:14 | SC | 007614 | WHT | 20 | 126.C7 | KA0182:A1 | BOP PANEL | 126.C5
AF0076:15 | SC | 007615 | WHT | 20 | 126.D7 | KA0183:A1 | BOP PANEL | 126.D5
AF0076:30 | SC | 007630 | WHT | 20 | 126.C7 | KA0182:A2 | BOP PANEL | 126.C5
AF0076:31 | SC | 007631 | WHT | 20 | 126.D7 | KA0183:A2 | BOP PANEL | 126.D5
GR0231: | SC | IEG02575 | GRN | 14 | 6.B4 | IEG0257:5 | BOP PANEL | 6.B4
GR0233: | SC | IEG02576 | GRN | 14 | 6.B5 | IEG0257:6 | BOP PANEL | 6.B5
IEG0010:3 | SC | IEG0257G | GRN | 8 | 6.B2 | IEG0257:0 | BOP PANEL | 6.B2
KA0238:14 | SC | KA023814 | WHT | 20 | 127.D6 | AF0184:08 | BOP PANEL | 127.D6
XT0240:4 | SC | ESTOP | WHT | 20 | 22.A3 | XT0140:6 | BOP PANEL | 31.A2
XT0573:1 B2 | SC | KA053514 | WHT | 20 | 135.B5 | KA0535:14 | BOP PANEL | 135.B6
XT0573:1 T1 | SC | KA053612 | WHT | 20 | 135.B5 | KA0536:12 | BOP PANEL | 135.B5
XT0573:2 B1 | SC | XT05732B1 | WHT | 20 | 135.B5 | KA0536:11 | BOP PANEL | 135.B5
XT0573:2 B2 | SC | KT057416 | WHT | 20 | 135.B5 | XT0574:2 | BOP PANEL | 31.C3
XT0573:2 T2 | SC | KT057316 | WHT | 20 | 135.B5 | XT0574:1 | BOP PANEL | 31.C3
XT0573:3 B2 | SC | KA053524 | WHT | 20 | 135.C5 | KA0535:24 | BOP PANEL | 135.C6
XT0573:3 T1 | SC | KA053622 | WHT | 20 | 135.C5 | KA0536:22 | BOP PANEL | 135.C5
XT0573:4 B1 | SC | KA053621 | WHT | 20 | 135.C5 | KA0536:21 | BOP PANEL | 135.C5
XT0573:4 B2 | SC | KT057416 | WHT | 20 | 135.C5 | XT0574:2 | BOP PANEL | 31.C3
XT0573:4 T2 | SC | KT057316 | WHT | 20 | 135.C5 | XT0574:1 | BOP PANEL | 31.C3
IEG0010:5 | SC | IEG0430G | GRN | 8 | 6.C2 | IEG0430:0 | CC BLANK #1 | 6.C2
IEG0010:4 | SC | IEG0250G | GRN | 8 | 6.C2 | IEG0250:0 | CC COMPRESSOR | 6.C2
KA0176:A2 | SC | 0V | WHT | 20 | 123.B5 | XT0170:5 | FIRE SYSTEM | 13.A2
KA0232:21 | SC | FU0170 | WHT | 14 | 123.A6 | XT0170:4 | FIRE SYSTEM | 13.A2
XT0240:11 | SC | FU0139 | WHT | 20 | 22.C4 | AT0170:30 | FIRE SYSTEM CONTROLLER PANEL | 13.C3
XT0240:11 | SC | FU0139 | WHT | 20 | 22.C4 | AT0170:24 | FIRE SYSTEM CONTROLLER PANEL | 13.B3
XT0240:6 | SC | KA0243A1 | WHT | 20 | 22.C3 | AT0170:26 | FIRE SYSTEM CONTROLLER PANEL | 13.B3
XT0240:7 | SC | KA0245A1 | WHT | 20 | 22.D3 | AT0170:32 | FIRE SYSTEM CONTROLLER PANEL | 13.C3
XT0135:3 | SC | 0V | WHT | 14 | 19.B4 | UV0271:9- | ISOLATOR PANEL | 46.A5
XT0135:3 | SC | 0V | WHT | 20 | 19.B4 | UV0274:9- | ISOLATOR PANEL | 76.B5
XT0139:2 | SC | FU0274 | WHT | 14 | 19.A4 | FU0272:LI | ISOLATOR PANEL | 46.A6
XT0139:4 | SC | FU0274 | WHT | 14 | 19.B4 | FU0274:LI | ISOLATOR PANEL | 76.B6
AF0068:45 | WC2100 | 006845 | RED | 20 | 46.A7 | UAI1100:-7 | ISOLATOR PANEL | 46.A5
AF0068:29 | WC2100 | 006829 | WHT | 20 | 46.A7 | UAI1100:-5 | ISOLATOR PANEL | 46.A5
AF0068:28 | WC2100 | 006828 | BLK | 20 | 46.A7 | UAI1100:+6 | ISOLATOR PANEL | 46.A5
AF0068:60 | WC2100 | 006860 | SH | 20 | 46.A7 | FLOATING | ISOLATOR PANEL | 46.B6
AF0068:00 | WC2101 | 006800 | RED | 20 | 46.B7 | UAI0741:7+ | ISOLATOR PANEL | 46.B5
AF0068:01 | WC2101 | 006801 | BLK | 20 | 46.B7 | UAI0741:8- | ISOLATOR PANEL | 46.B5
AF0068:48 | WC2101 | 006848 | SH | 20 | 46.B7 | FLOATING | ISOLATOR PANEL | 46.B6
AF0068:04 | WC2102 | 006804 | RED | 20 | 46.D7 | UAI0745:7+ | ISOLATOR PANEL | 46.D5
AF0068:05 | WC2102 | 006805 | BLK | 20 | 46.D7 | UAI0745:8- | ISOLATOR PANEL | 46.D5
AF0068:52 | WC2102 | 006852 | SH | 20 | 46.D7 | FLOATING | ISOLATOR PANEL | 46.D6
AF0068:08 | WC2103 | 006808 | RED | 20 | 47.B7 | UAI0751:7+ | ISOLATOR PANEL | 47.B5
AF0068:09 | WC2103 | 006809 | BLK | 20 | 47.B7 | UAI0751:8- | ISOLATOR PANEL | 47.B5
AF0068:56 | WC2103 | 006856 | SH | 20 | 47.B7 | FLOATING | ISOLATOR PANEL | 47.C6
AF0077:00 | WC2104 | 007700 | RED | 20 | 48.A7 | UAI0770:7+ | ISOLATOR PANEL | 48.A5
AF0077:01 | WC2104 | 007701 | BLK | 20 | 48.A7 | UAI0770:8- | ISOLATOR PANEL | 48.A5
AF0077:48 | WC2104 | 007748 | SH | 20 | 48.A7 | FLOATING | ISOLATOR PANEL | 48.A6
AF0077:08 | WC2105 | 007708 | RED | 20 | 48.C7 | UAI0774:7+ | ISOLATOR PANEL | 48.C5
AF0077:09 | WC2105 | 007709 | BLK | 20 | 48.C7 | UAI0774:8- | ISOLATOR PANEL | 48.C5
AF0077:56 | WC2105 | 007756 | SH | 20 | 48.C7 | FLOATING | ISOLATOR PANEL | 48.C6
AF0073:45 | WC2129 | 007345 | RED | 20 | 58.D7 | UAI2120:-7 | ISOLATOR PANEL | 58.D5
AF0073:29 | WC2129 | 007329 | WHT | 20 | 58.D7 | UAI2120:-5 | ISOLATOR PANEL | 58.D5
AF0073:28 | WC2129 | 007328 | BLK | 20 | 58.D7 | UAI2120:+6 | ISOLATOR PANEL | 58.D5
AF0073:60 | WC2129 | 007360 | SH | 20 | 58.D7 | FLOATING | ISOLATOR PANEL | 58.D6
AF0073:00 | WC2201 | 007300 | RED | 20 | 46.B7 | UAI0742:7+ | ISOLATOR PANEL | 46.B5
AF0073:01 | WC2201 | 007301 | BLK | 20 | 46.B7 | UAI0742:8- | ISOLATOR PANEL | 46.B5
AF0073:48 | WC2201 | 007348 | SH | 20 | 46.B7 | FLOATING | ISOLATOR PANEL | 46.C6
AF0073:04 | WC2202 | 007304 | RED | 20 | 46.D7 | UAI0746:7+ | ISOLATOR PANEL | 46.D5
AF0073:05 | WC2202 | 007305 | BLK | 20 | 46.D7 | UAI0746:8- | ISOLATOR PANEL | 46.D5
AF0073:52 | WC2202 | 007352 | SH | 20 | 46.D7 | FLOATING | ISOLATOR PANEL | 46.D6
AF0073:08 | WC2203 | 007308 | RED | 20 | 47.C7 | UAI0752:7+ | ISOLATOR PANEL | 47.C5
AF0073:09 | WC2203 | 007309 | BLK | 20 | 47.C7 | UAI0752:8- | ISOLATOR PANEL | 47.C5
AF0073:56 | WC2203 | 007356 | SH | 20 | 47.C7 | FW1:10 | ISOLATOR PANEL | 47.C6
AF0077:02 | WC2204 | 007702 | RED | 20 | 48.A7 | UAI0771:7+ | ISOLATOR PANEL | 48.A5
AF0077:03 | WC2204 | 007703 | BLK | 20 | 48.A7 | UAI0771:8- | ISOLATOR PANEL | 48.A5
AF0077:50 | WC2204 | 007750 | SH | 20 | 48.A7 | FLOATING | ISOLATOR PANEL | 48.A6
AF0077:10 | WC2205 | 007710 | RED | 20 | 48.C7 | UAI0775:7+ | ISOLATOR PANEL | 48.C5
AF0077:11 | WC2205 | 007711 | BLK | 20 | 48.C7 | UAI0775:8- | ISOLATOR PANEL | 48.C5
AF0077:58 | WC2205 | 007758 | SH | 20 | 48.C7 | FLOATING | ISOLATOR PANEL | 48.C6
AF0068:02 | WC2301 | 006802 | RED | 20 | 46.C7 | UAI0743:7+ | ISOLATOR PANEL | 46.C5
AF0068:03 | WC2301 | 006803 | BLK | 20 | 46.C7 | UAI0743:8- | ISOLATOR PANEL | 46.C5
AF0068:50 | WC2301 | 006850 | SH | 20 | 46.C7 | FLOATING | ISOLATOR PANEL | 46.C6
AF0068:06 | WC2302 | 006806 | RED | 20 | 47.B7 | UAI0747:7+ | ISOLATOR PANEL | 47.B5
AF0068:07 | WC2302 | 006807 | BLK | 20 | 47.B7 | UAI0747:8- | ISOLATOR PANEL | 47.B5
AF0068:54 | WC2302 | 006854 | SH | 20 | 47.B7 | FLOATING | ISOLATOR PANEL | 47.B6
AF0068:10 | WC2303 | 006810 | RED | 20 | 47.C7 | UAI0753:7+ | ISOLATOR PANEL | 47.C5
AF0068:11 | WC2303 | 006811 | BLK | 20 | 47.C7 | UAI0753:8- | ISOLATOR PANEL | 47.C5
AF0068:58 | WC2303 | 006858 | SH | 20 | 47.C7 | FW1:11 | ISOLATOR PANEL | 47.D6
AF0077:04 | WC2304 | 007704 | RED | 20 | 48.B7 | UAI0772:7+ | ISOLATOR PANEL | 48.B5
AF0077:05 | WC2304 | 007705 | BLK | 20 | 48.B7 | UAI0772:8- | ISOLATOR PANEL | 48.B5
AF0077:52 | WC2304 | 007752 | SH | 20 | 48.B7 | FLOATING | ISOLATOR PANEL | 48.B6
AF0077:12 | WC2305 | 007712 | RED | 20 | 48.C7 | UAI0776:7+ | ISOLATOR PANEL | 48.C5
AF0077:13 | WC2305 | 007713 | BLK | 20 | 48.C7 | UAI0776:8- | ISOLATOR PANEL | 48.C5
AF0077:60 | WC2305 | 007760 | SH | 20 | 48.C7 | FLOATING | ISOLATOR PANEL | 48.D6
AF0073:02 | WC2401 | 007302 | RED | 20 | 46.C7 | UAI0744:7+ | ISOLATOR PANEL | 46.C5
AF0073:03 | WC2401 | 007303 | BLK | 20 | 46.C7 | UAI0744:8- | ISOLATOR PANEL | 46.C5
AF0073:50 | WC2401 | 007350 | SH | 20 | 46.C7 | FLOATING | ISOLATOR PANEL | 46.D6
AF0073:06 | WC2402 | 007306 | RED | 20 | 47.B7 | UAI0750:7+ | ISOLATOR PANEL | 47.B5
AF0073:07 | WC2402 | 007307 | BLK | 20 | 47.B7 | UAI0750:8- | ISOLATOR PANEL | 47.B5
AF0073:54 | WC2402 | 007355 | SH | 20 | 47.B7 | FLOATING | ISOLATOR PANEL | 47.B6
AF0073:10 | WC2403 | 007310 | RED | 20 | 47.D7 | UAI0754:7+ | ISOLATOR PANEL | 47.D5
AF0073:11 | WC2403 | 007311 | BLK | 20 | 47.D7 | UAI0754:8- | ISOLATOR PANEL | 47.D5
AF0073:58 | WC2403 | 007358 | SH | 20 | 47.D7 | FW1:12 | ISOLATOR PANEL | 47.D6
AF0077:06 | WC2404 | 007706 | RED | 20 | 48.B7 | UAI0773:7+ | ISOLATOR PANEL | 48.B5
AF0077:07 | WC2404 | 007707 | BLK | 20 | 48.B7 | UAI0773:8- | ISOLATOR PANEL | 48.B5
AF0077:54 | WC2404 | 007754 | SH | 20 | 48.B7 | FLOATING | ISOLATOR PANEL | 48.B6
AF0077:14 | WC2405 | 007714 | RED | 20 | 48.D7 | UAI0777:7+ | ISOLATOR PANEL | 48.D5
AF0077:15 | WC2405 | 007715 | BLK | 20 | 48.D7 | UAI0777:8- | ISOLATOR PANEL | 48.D5
AF0077:62 | WC2405 | 007762 | SH | 20 | 48.D7 | FLOATING | ISOLATOR PANEL | 48.D6
KA0142:11 | SC | KA3502A1 | WHT | 20 | 79.C5 | VD3502:--1N4005/1 | JB70 | 79.C6
KA3502:A1 | SC | KA3502A1 | WHT | 20 | 79.C6 | VD3502:--1N4005/1 | JB70 | 79.C6
AF0068:SH | SC | IEG02304 | GRN | 14 | 12.C6 | IEG0230:4 | PANEL A | 12.D7
AF0074:05 | SC | 007405 | WHT | 14 | 18.C7 | XT0085:2 | PANEL A | 18.C6
AF0077:SH | SC | IEG02305 | GRN | 14 | 12.B6 | IEG0230:5 | PANEL A | 12.B6
FU0060:LI | SC | FU0210 | WHT | 14 | 12.C1 | XT0233:1 | PANEL A | 19.C4
FU0070:LI | SC | FU0210 | WHT | 14 | 12.B1 | XT0233:2 | PANEL A | 19.C4
IEG0010:1 | SC | IEG0230G | GRN | 8 | 6.B2 | IEG0230:0 | PANEL A | 6.B2
KA0111:11 | SC | KA3500A1 | WHT | 20 | 79.A5 | AF0092:09 | PANEL A | 79.A7
KA0111:11 | SC | KA3500A1 | WHT | 20 | 79.A5 | KA3500:A1 | PANEL A | 79.A6
KA0113:11 | SC | PS35001 | WHT | 20 | 78.A6 | AF0091:33 | PANEL A | 78.A7
KA0113:14 | SC | KA011314 | WHT | 20 | 78.A6 | AF0091:01 | PANEL A | 78.A7
KA0113:A2 | SC | KA0113A2 | WHT | 20 | 78.A5 | AF0091:17 | PANEL A | 78.A7
KA0130:14 | SC | 008103 | WHT | 20 | 23.D6 | AF0081:03 | PANEL A | 23.C7
KA0130:A1 | SC | 008135 | WHT | 20 | 23.C5 | AF0081:35 | PANEL A | 23.C7
KA0131:11 | SC | KA0135A1 | WHT | 20 | 20.C5 | KA0135:A1 | PANEL A | 20.C6
KA0131:14 | SC | KA013114 | WHT | 20 | 20.C5 | AF0092:06 | PANEL A | 82.A7
KA0133:A1 | SC | KA0133A1 | WHT | 20 | 21.B6 | AF0092:02 | PANEL A | 82.B7
KA0134:A1 | SC | KA0134A1 | WHT | 20 | 21.A6 | AF0091:12 | PANEL A | 84.C7
KA0136:21 | SC | KA013621 | WHT | 20 | 20.C5 | AF0087:43 | PANEL A | 20.C6
KA0136:24 | SC | KA013624 | WHT | 20 | 20.C5 | AF0087:11 | PANEL A | 20.C6
KA0137:24 | SC | KA013724 | WHT | 20 | 20.C3 | AF0087:09 | PANEL A | 20.C3
KA0138:A2 | SC | 0V | WHT | 20 | 20.C6 | KA0135:A2 | PANEL A | 20.C6
KA0141:11 | SC | KA014111 | WHT | 20 | 20.C2 | AF0091:39 | PANEL A | 20.C2
KA0141:14 | SC | KA014114 | WHT | 20 | 20.C2 | AF0091:07 | PANEL A | 20.C2
KA0144:A1 | SC | KA0135A1 | WHT | 20 | 20.B6 | KA0135:A1 | PANEL A | 20.C6
KA0144:A2 | SC | 0V | WHT | 20 | 20.B6 | KA0135:A2 | PANEL A | 20.C6
KA0176:14 | SC | 009336 | WHT | 20 | 123.A6 | AF0093:36 | PANEL A | 123.A7
KA0176:24 | SC | 009246 | WHT | 20 | 123.C6 | AF0092:46 | PANEL A | 123.C7
KA0177:14 | SC | 009345 | WHT | 20 | 124.A6 | AF0093:45 | PANEL A | 124.A7
KA0221:14 | SC | 009502 | WHT | 20 | 63.B6 | AF0095:02 | PANEL A | 63.B7
KA0230:12 | SC | KA023012 | WHT | 20 | 79.A6 | AF0092:41 | PANEL A | 79.A7
KA0233:24 | SC | 009309 | WHT | 20 | 44.B5 | AF0093:09 | PANEL A | 44.B7
KA0234:22 | SC | 009233 | WHT | 20 | 79.C6 | AF0092:33 | PANEL A | 79.C7
KA0239:21 | SC | KA023921 | WHT | 20 | 22.B6 | AF0081:41 | PANEL A | 22.A7
KA0239:24 | SC | KA023924 | WHT | 20 | 22.B6 | AF0081:09 | PANEL A | 22.A7
KA0241:11 | SC | UA1200J21 | WHT | 20 | 22.A5 | AF0081:00 | PANEL A | 22.A7
KA0242:14 | SC | KA024214 | WHT | 20 | 22.C6 | AF0081:08 | PANEL A | 22.C7
KA0243:11 | SC | KA024311 | WHT | 20 | 22.B6 | AF0081:33 | PANEL A | 22.B7
KA0243:14 | SC | KA024314 | WHT | 20 | 22.B6 | AF0081:01 | PANEL A | 22.B7
KA0244:24 | SC | KA6241A1 | WHT | 20 | 123.C5 | KA6241:A1 | PANEL A | 123.C6
KA0245:21 | SC | KA024521 | WHT | 20 | 22.B6 | AF0081:34 | PANEL A | 22.B7
KA0245:24 | SC | KA024524 | WHT | 20 | 22.B6 | AF0081:02 | PANEL A | 22.B7
KA0246:14 | SC | KA6211A1 | WHT | 20 | 123.A5 | KA6211:A1 | PANEL A | 123.A6
KA0247:14 | SC | KA6212A1 | WHT | 20 | 124.A5 | KA6212:A1 | PANEL A | 124.A6
KA0248:11 | SC | FU0212 | WHT | 16 | 23.C6 | FU0212:LD | PANEL A | 19.C5
KA1020:14 | SC | FU0211 | WHT | 14 | 41.A5 | FU0211:LD | PANEL A | 19.A4
KA2160:A1 | SC | 009204 | WHT | 20 | 38.A5 | AF0092:04 | PANEL A | 38.A6
KA2160:A2 | SC | 009220 | WHT | 20 | 38.A5 | AF0092:20 | PANEL A | 38.A6
KA2161:A1 | SC | 009207 | WHT | 20 | 38.B5 | AF0092:07 | PANEL A | 38.A6
KA2161:A2 | SC | 009223 | WHT | 20 | 38.B5 | AF0092:23 | PANEL A | 38.A6
KA3502:A2 | SC | 009217 | WHT | 20 | 79.C6 | AF0092:17 | PANEL A | 79.C7
KA9130:11 | SC | 009100 | WHT | 16 | 19.D1 | AF0091:00 | PANEL A | 19.D2
KA9130:14 | SC | 009132 | WHT | 16 | 19.D1 | AF0091:32 | PANEL A | 19.D2
KT0140:A2 | SC | 0V | WHT | 20 | 20.A6 | KA0140:A2 | PANEL A | 20.A6
PC0470:+PWR | SC | 009344 | WHT | 20 | 35.B5 | AF0093:44 | PANEL A | 35.B7
PC0470:INP_A | SC | 009312 | WHT | 20 | 35.B5 | AF0093:12 | PANEL A | 35.B7
PC0470:-PWR | SC | 009328 | WHT | 20 | 35.B5 | AF0093:28 | PANEL A | 35.B7
XT0060:4 | SC | SV21202 | WHT | 20 | 63.B5 | AF0095:18 | PANEL A | 63.B7
XT0071:1 | SC | ZT13001 | WHT | 14 | 71.A5 | FU0072:LD | PANEL A | 19.D5
XT0081:1 | SC | 0V | WHT | 14 | 11.D1 | AF0092:COM | PANEL A | 11.D3
XT0081:1 | SC | 0V | WHT | 14 | 11.D1 | AU0090:COM | PANEL A | 11.C1
XT0081:2 | SC | 0V | WHT | 14 | 11.D1 | AF0095:COM | PANEL A | 11.D4
XT0081:2 | SC | 0V | WHT | 14 | 11.D1 | AF0093:COM | PANEL A | 11.D3
XT0091M:1 | SC | GD052502 | WHT | 20 | 2.A6 | AF0091:37 | PANEL A | 2.A6
XT0091M:2 | SC | GD052503 | WHT | 20 | 2.A6 | AF0091:05 | PANEL A | 2.A6
XT0091M:3 | SC | GD05252 | WHT | 20 | 2.B6 | AF0091:40 | PANEL A | 2.B6
XT0091M:4 | SC | GD05253 | WHT | 20 | 2.B6 | AF0091:08 | PANEL A | 2.B6
XT0135:1 | SC | 0V | WHT | 14 | 19.B4 | XT0134:1 | PANEL A | 19.B3
XT0135:2 | SC | 0V | WHT | 14 | 19.B4 | XT0080:1 | PANEL A | 11.B1
XT0135:4 | SC | 0V | WHT | 14 | 19.C4 | AF0094:07 | PANEL A | 18.B7
XT0135:4 | SC | 0V | WHT | 14 | 19.C4 | FU9130:LI | PANEL A | 19.C4
XT0135:4 | SC | 0V | WHT | 14 | 19.C4 | AF0094:05 | PANEL A | 18.A7
XT0135:5 | SC | KA9130A2 | GRN/YEL | 14 | 19.C5 | PEG0130:1 | PANEL A | 19.C5
XT0135:5 | SC | KA9130A2 | WHT | 14 | 19.C5 | FU9130:LD | PANEL A | 19.C4
XT0136:1 | SC | FU0139 | WHT | 14 | 20.A2 | FU0139:LD | PANEL A | 19.A5
XT0136:10 | SC | FU0139 | WHT | 20 | 84.C6 | KA0140:24 | PANEL A | 40.C6
XT0136:3 | SC | 0V | WHT | 20 | 20.A2 | KA0140:A2 | PANEL A | 20.A6
XT0136:5 | SC | PS32002 | WHT | 20 | 80.D5 | KA0140:A1 | PANEL A | 20.A6
XT0136:9 | SC | KM1306EP | WHT | 20 | 40.C5 | KA1306:11 | PANEL A | 40.C5
XT0137:3 | SC | FU0136 | WHT | 14 | 35.D5 | XT0138:3 | PANEL A | 19.A3
XT0137:4 | SC | 0V | WHT | 14 | 35.D5 | XT0134:3 | PANEL A | 19.B3
XT0139:1 | SC | FU0274 | WHT | 12 | 19.A4 | FU0137:LD | PANEL A | 19.A4
XT0139:1 | SC | FU0274 | WHT | 14 | 19.A4 | FU0010:LI | PANEL A | 19.A5
XT0139:1 | SC | FU0274 | WHT | 14 | 19.A4 | FU0080:LI | PANEL A | 11.B1
XT0139:2 | SC | FU0274 | WHT | 14 | 19.A4 | FU0090:LI | PANEL A | 11.D1
XT0139:3 | SC | FU0274 | WHT | 14 | 19.A4 | FU0211:LI | PANEL A | 19.A4
XT0171:2 | SC | 009304 | WHT | 20 | 123.A6 | AF0093:04 | PANEL A | 123.A7
XT0171:4 | SC | 009214 | WHT | 20 | 123.C5 | AF0092:14 | PANEL A | 123.C7
XT0171:6 | SC | 009313 | WHT | 20 | 124.A6 | AF0093:13 | PANEL A | 124.A7
XT0235:1 | SC | 0V | WHT | 14 | 19.D4 | XT0134:4 | PANEL A | 19.B3
XT0237:2 T2 | SC | 009213 | WHT | 20 | 33.C5 | AF0092:13 | PANEL A | 33.C7
XT0681:1 | SC | FT21081 | WHT | 16 | 70.C5 | FU2108:LD | PANEL A | 19.A2
XT0681:2 | SC | 0V | WHT | 14 | 70.C6 | XT0134:3 | PANEL A | 19.B3
AU0070:L1 | WC0008 | AU0080L2 | ENET | CABLE | 12.A2 | AU0080:L2 | PANEL A | 11.A1
XT0681:2 | WC029024 | 0V | BLK | 16 | 70.C6 | AF0086:28 | PANEL A | 70.C7
XT0135:1 | SC | 0V | WHT | 14 | 19.B4 | UV0600:(-) | PLC PANEL | 7.B2
XT0135:3 | SC | 0V | WHT | 14 | 19.B4 | XT0290:4 | PLC PANEL | 10.B6
XT0139:3 | SC | FU0274 | WHT | 14 | 19.A4 | XT0290:1 | PLC PANEL | 10.B6
XT0235:3 | SC | 0V | WHT | 14 | 19.D4 | XT0002:5 | PLC PANEL | 3.D5
XT0235:3 | SC | 0V | WHT | 14 | 19.D4 | XT0002:2 | PLC PANEL | 3.C5
XT0235:3 | SC | 0V | WHT | 16 | 19.D4 | EDW100:1 | PLC PANEL | 10.A2
XT0681:2 | SC | 0V | WHT | 20 | 70.C6 | AP0290:O:C24- | PLC PANEL | 70.C5
AF0065:32 | WC029001 | PT11201 | RED | 20 | 51.A7 | AP0290:O:A1+ | PLC PANEL | 51.A5
AF0065:00 | WC029001 | PT11202 | BLK | 20 | 51.A7 | AP0290:O:C1- | PLC PANEL | 51.A5
FLOATING | WC029001 | PT1120S | SH | 20 | 51.A6 | AP0290:O:B1S | PLC PANEL | 51.A5
AF0075:44 | WC029002 | PT11211 | RED | 20 | 51.B7 | AP0290:O:A2+ | PLC PANEL | 51.B5
AF0075:12 | WC029002 | PT11212 | BLK | 20 | 51.B7 | AP0290:O:C2- | PLC PANEL | 51.B5
FLOATING | WC029002 | PT1121S | SH | 20 | 51.B6 | AP0290:O:B2S | PLC PANEL | 51.B5
AF0074:42 | WC029009 | PT11981 | RED | 20 | 52.D7 | AP0290:O:A9+ | PLC PANEL | 52.D5
AF0074:10 | WC029009 | PT11982 | BLK | 20 | 52.D7 | AP0290:O:C9- | PLC PANEL | 52.D5
FLOATING | WC029009 | PT1198S | SH | 20 | 52.D6 | AP0290:O:B9S | PLC PANEL | 52.D5
AF0072:44 | WC029014 | PT64001 | RED | 20 | 57.A7 | AP0290:O:A14+ | PLC PANEL | 57.A5
AF0072:12 | WC029014 | PT64002 | BLK | 20 | 57.A7 | AP0290:O:C14- | PLC PANEL | 57.A5
FLOATING | WC029014 | PT6400S | SH | 20 | 57.A6 | AP0290:O:B14S | PLC PANEL | 57.A5
AF0064:44 | WC029015 | PT64101 | RED | 20 | 57.A7 | AP0290:O:A15+ | PLC PANEL | 57.A5
AF0064:12 | WC029015 | PT64102 | BLK | 20 | 57.A7 | AP0290:O:C15- | PLC PANEL | 57.A5
FLOATING | WC029015 | PT6410S | SH | 20 | 57.B6 | AP0290:O:B15S | PLC PANEL | 57.A5
AF0075:40 | WC029016 | PT21261 | RED | 20 | 58.B7 | AP0290:O:A16+ | PLC PANEL | 58.B5
AF0075:08 | WC029016 | PT21262 | BLK | 20 | 58.B7 | AP0290:O:C16- | PLC PANEL | 58.B5
FLOATING | WC029016 | PT2126S | SH | 20 | 58.B6 | AP0290:O:B16S | PLC PANEL | 58.B5
AF0064:36 | WC029017 | PT21301 | RED | 20 | 60.A7 | AP0290:0:A17+ | PLC PANEL | 60.A5
AF0064:04 | WC029017 | PT21302 | BLK | 20 | 60.A7 | AP0290:O:C17- | PLC PANEL | 60.A5
FLOATING | WC029017 | PT2130S | SH | 20 | 60.A6 | AP0290:O:B17S | PLC PANEL | 60.A5
AF0075:36 | WC029018 | PT21311 | RED | 20 | 60.A7 | AP0290:O:A18+ | PLC PANEL | 60.A5
AF0075:04 | WC029018 | PT21312 | BLK | 20 | 60.A7 | AP0290:O:C18- | PLC PANEL | 60.A5
FLOATING | WC029018 | PT2131S | SH | 20 | 60.B6 | AP0290:O:B18S | PLC PANEL | 60.A5
AF0064:40 | WC029019 | PT21401 | RED | 20 | 62.A7 | AP0290:O:A19+ | PLC PANEL | 62.A5
AF0064:08 | WC029019 | PT21402 | BLK | 20 | 62.A7 | AP0290:O:C19- | PLC PANEL | 62.A5
FLOATING | WC029019 | PT2140S | SH | 20 | 62.A6 | AP0290:O:B19S | PLC PANEL | 62.A5
AF0075:32 | WC029020 | PT21411 | RED | 20 | 62.A7 | AP0290:O:A20+ | PLC PANEL | 62.A5
AF0075:00 | WC029020 | PT21412 | BLK | 20 | 62.A7 | AP0290:O:C20- | PLC PANEL | 62.A5
FLOATING | WC029020 | PT2141S | SH | 20 | 62.B6 | AP0290:O:B20S | PLC PANEL | 62.A5
AF0064:32 | WC029021 | PT21211 | RED | 20 | 65.A7 | AP0290:O:A21+ | PLC PANEL | 65.A5
AF0064:00 | WC029021 | PT21212 | BLK | 20 | 65.A7 | AP0290:O:C21- | PLC PANEL | 65.A5
FLOATING | WC029021 | PT2121S | SH | 20 | 65.B6 | AP0290:O:B21S | PLC PANEL | 65.A5
AF0072:40 | WC029022 | PT21201 | RED | 20 | 67.A7 | AP0290:O:A22+ | PLC PANEL | 67.A5
AF0072:08 | WC029022 | PT21202 | BLK | 20 | 67.A7 | AP0290:O:C22- | PLC PANEL | 67.A5
FLOATING | WC029022 | PT2120S | SH | 20 | 67.A6 | AP0290:O:B22S | PLC PANEL | 67.A5
AF0074:38 | WC029025 | PT33201 | RED | 20 | 80.A7 | AP0290:O:A25+ | PLC PANEL | 80.B5
AF0074:06 | WC029025 | PT33202 | BLK | 20 | 80.A7 | AP0290:O:C25- | PLC PANEL | 80.B5
FLOATING | WC029025 | PT3320S | SH | 20 | 80.B6 | AP0290:O:B25S | PLC PANEL | 80.B5
AF0074:46 | WC029030 | TCE32004 | RED | 20 | 89.A7 | AP0290:O:A30+ | PLC PANEL | 89.A5
AF0074:14 | WC029030 | TCE32005 | BLK | 20 | 89.A7 | AP0290:O:C30- | PLC PANEL | 89.A5
FLOATING | WC029030 | TCE3200S2 | SH | 20 | 89.A6 | AP0290:O:B30S | PLC PANEL | 89.A5
BA1011:1-TX | WC1202B | BA0011RX | BLU-A | FIBER OPTIC | 25.B4 | BA0012:TX | PLC PANEL | 24.B6
BA1011:1-RX | WC1202B | BA0011TX | BLU-B | FIBER OPTIC | 25.B4 | BA0012:RX | PLC PANEL | 24.B6
BA1011:2-TX | WC1203B | BA0013TX | BLU-A | FIBER OPTIC | 25.B4 | BA0013:TX | PLC PANEL | 24.C6
BA1011:2-RX | WC1203B | BA0013RX | BLU-B | FIBER OPTIC | 25.B4 | BA0013:RX | PLC PANEL | 24.C6
BA1011:3-TX | WC1204B | BA0014TX | BLU-A | FIBER OPTIC | 25.B4 | BA0014:TX | PLC PANEL | 24.D6
BA1011:3-RX | WC1204B | BA0014RX | BLU-B | FIBER OPTIC | 25.B4 | BA0014:RX | PLC PANEL | 24.D6
XT0235:3 | SC | 0V | WHT | 14 | 19.D4 | XT0680:2 | PWR DISTRIBUTION RAIL | 9.B3
XT0240:10 | SC | FU0139 | WHT | 20 | 22.C4 | XT0563:6 | TCP | 16.C6
XT0240:12 | SC | KA023612 | WHT | 20 | 22.D4 | XT0563:3 | TCP | 16.B6
XT0240:2 | SC | ESTOPB | WHT | 20 | 22.A3 | XT0563:1 | TCP | 16.D6
XT0240:3 | SC | ESTOPA | WHT | 20 | 22.A3 | XT0563:2 | TCP | 16.D6
XT0240:5 | SC | KA0241A1 | WHT | 20 | 22.C3 | XT0563:5 | TCP | 16.C6
XT0240:8 | SC | 0V | WHT | 20 | 22.D3 | XT0563:4 | TCP | 16.B6
IEG0010:2 | SC | IEG0110G | GRN | 8 | 6.B2 | IEG0110:0 | TURBINE VIBRATION PANEL | 6.B2
XT0139:5 | SC | KA0231A1 | WHT | 16 | 22.D6 | XT0110:4 | TURBINE VIBRATION PANEL | 26.B5
AU0060:L2 | WC0006 | AU0060L2 | ENET | CABLE | 12.C2 | AF0410:L1 | TURBINE VIBRATION PANEL | 26.B5
SolarTools ver. 24.0.84.24712 (Jul 31, 2025)
Report date: 4/6/2026 4:19 PM

## PLC PANEL
PLC PANEL
CONTROL CONSOLE (UNIT PANEL A)
Project # | 4M511
Project Name | ENI - KUTEI NORTH HUB - FPSO
Revision | B.2
Controls DE | BARRAZA, PAUL
Phone: | 0
Controls ME
Phone:
From | [5 empty] | To
Device ID | Cable (W) Conductor (SC) Jumper Clip (JC) | Wire No. | Wire ID | Gauge/Size | Page/Zone | Device ID | Location | Page/Zone
XT0002:3 | JC | FU0210 | CLIP | --- | 3.C5 | XT0002:4 | PLC PANEL | 3.D5
XT0002:5 | JC | 0V | CLIP | --- | 3.D5 | XT0002:6 | PLC PANEL | 3.D5
XT0290:1 | JC | FU0274 | CLIP | --- | 10.B6 | XT0290:2 | PLC PANEL | 10.B6
XT0290:3 | JC | 0V | CLIP | --- | 10.B6 | XT0290:4 | PLC PANEL | 10.B6
AP0290:- | SC | 0V | WHT | 14 | 10.B4 | XT0290:3 | PLC PANEL | 10.B6
AP0290:+ | SC | FU0290 | WHT | 16 | 10.B4 | FU0290:LD | PLC PANEL | 10.B5
AP0291:- | SC | 0V | WHT | 14 | 10.C4 | XT0290:4 | PLC PANEL | 10.B6
AP0291:+ | SC | FU0291 | WHT | 16 | 10.C4 | FU0291:LD | PLC PANEL | 10.C5
AP0291:TX/RX2(-) | SC | AP0291TX/RX2(-) | LEAD | --- | 10.C4 | RR0291:-120 OHM | PLC PANEL | 10.C3
AP0291:TX/RX2(+) | SC | AP0291TX/RX2(+) | LEAD | --- | 10.C4 | RR0291:-120 OHM | PLC PANEL | 10.C3
AR0600:IE1 | SC | UV0600G | GRN | 14 | 7.A1 | UV0600:GND | PLC PANEL | 7.B2
BA0003:V1(-) | SC | 0V | WHT | 16 | 3.D6 | XT0002:5 | PLC PANEL | 3.D5
BA0003:V1(+) | SC | FU0003 | WHT | 16 | 3.D6 | FU0003:LD | PLC PANEL | 3.D5
BA0004:V1(-) | SC | 0V | WHT | 16 | 3.C6 | XT0002:2 | PLC PANEL | 3.C5
BA0004:V1(+) | SC | FU0004 | WHT | 16 | 3.C6 | FU0004:LD | PLC PANEL | 3.C5
BA0011:V1(-) | SC | 0V | WHT | 16 | 4.A2 | XT0005:2 | PLC PANEL | 4.A3
BA0011:V1(+) | SC | FU0101 | WHT | 16 | 4.A2 | FU0101:LD | PLC PANEL | 4.A3
EDW100:2 | SC | FU0020 | WHT | 14 | 10.A2 | FU0020:LD | PLC PANEL | 10.B1
FU0003:LI | SC | FU0210 | WHT | 16 | 3.D5 | XT0002:4 | PLC PANEL | 3.D5
FU0004:LI | SC | FU0210 | WHT | 16 | 3.C5 | XT0002:1 | PLC PANEL | 3.C5
FU0101:LI | SC | FU0210 | WHT | 16 | 4.A3 | XT0005:1 | PLC PANEL | 4.A3
FU0290:LI | SC | FU0274 | WHT | 14 | 10.B5 | XT0290:1 | PLC PANEL | 10.B6
FU0291:LI | SC | FU0274 | WHT | 14 | 10.C5 | XT0290:2 | PLC PANEL | 10.B6
GR0290: | SC | GR0290 | GRN/YEL | 14 | 10.C1 | FRAME | PLC PANEL | 10.C2
XT0002:3 | SC | FU0210 | WHT | 16 | 3.C5 | XT0005:1 | PLC PANEL | 4.A3
XT0002:6 | SC | 0V | WHT | 16 | 3.D5 | XT0005:2 | PLC PANEL | 4.A3
AP0602:L2 | WC0001 | AP0602L2 | ENET | CABLE | 7.A3 | AP0603:L1 | PLC PANEL | 7.A3
AP0290:TX/RX1(+) | WTXRX1 | AP0290TX/RX1(+) | RED | 20 | 10.B4 | EDW100:3 | PLC PANEL | 10.A2
AP0290:TX/RX1(-) | WTXRX1 | AP0290TX/RX1(-) | BLK | 20 | 10.B4 | EDW100:4 | PLC PANEL | 10.A2
AP0290:GND(IN) | WTXRX1 | AP0290GN1 | SH | 20 | 10.B4 | FLOATING | PLC PANEL | 10.B3
AP0290:TX/RX2(+) | WTXRX2 | AP0290-TX/RX2-P | RED | 20 | 10.B4 | AP0291:GND(IN) | PLC PANEL | 10.C4
AP0290:TX/RX2(-) | WTXRX2 | AP0290-TX/RX2-N | BLK | 20 | 10.B4 | AP0291:TX/RX1(-) | PLC PANEL | 10.C4
AP0290:GND(IN) | WTXRX2 | AP0290G | SH | 20 | 10.B4 | AP0291:TX/RX1(+) | PLC PANEL | 10.C4
AP0291:O:A18+ | WC029118 | ZT76311 | RED | 20 | 131.A5 | AF0143:36 | BOP PANEL | 131.A7
AP0291:O:C18- | WC029118 | ZT76312 | BLK | 20 | 131.A5 | AF0143:04 | BOP PANEL | 131.A7
AP0291:O:B18S | WC029118 | ZT7631S | SH | 20 | 131.A5 | FLOATING | BOP PANEL | 131.A6
AP0291:O:A19+ | WC029119 | PDT76201 | RED | 20 | 133.D5 | AF0143:32 | BOP PANEL | 133.D7
AP0291:O:C19- | WC029119 | PDT76202 | BLK | 20 | 133.D5 | AF0143:00 | BOP PANEL | 133.D7
AP0291:O:B19S | WC029119 | PDT7620S | SH | 20 | 133.D5 | FLOATING | BOP PANEL | 133.D6
AP0290:O:A31+ | WC6100 | ZT61001 | RED | 20 | 129.A5 | AF0185:38 | BOP PANEL | 129.A7
AP0290:O:C31- | WC6100 | ZT61002 | BLK | 20 | 129.A5 | AF0185:06 | BOP PANEL | 129.A7
AP0290:O:B31S | WC6100 | ZT6100S | SH | 20 | 129.A5 | FLOATING | BOP PANEL | 129.A6
AP0291:O:A25+ | WC7100 | ZT71001 | RED | 20 | 130.A5 | AF0143:34 | BOP PANEL | 130.A7
AP0291:O:C25- | WC7100 | ZT71002 | BLK | 20 | 130.A5 | AF0143:02 | BOP PANEL | 130.A7
AP0291:O:B25S | WC7100 | ZT7100S | SH | 20 | 130.A5 | FLOATING | BOP PANEL | 130.A6
AP0290:O:A32+ | WC7101 | ZT71011 | RED | 20 | 128.A5 | AF0185:40 | BOP PANEL | 128.A7
AP0290:O:C32- | WC7101 | ZT71012 | BLK | 20 | 128.A5 | AF0185:08 | BOP PANEL | 128.A7
AP0290:O:B32S | WC7101 | ZT7101S | SH | 20 | 128.A5 | FLOATING | BOP PANEL | 128.A6
AP0291:O:A26+ | W029126 | PT73101 | RED | 20 | 99.A5 | AF1211:42 | CC COMPRESSOR | 99.A7
AP0291:O:C26- | W029126 | PT73102 | BLK | 20 | 99.A5 | AF1211:10 | CC COMPRESSOR | 99.A7
AP0291:O:B26S | W029126 | PT7310S | SH | 20 | 99.A5 | FLOATING | CC COMPRESSOR | 99.A6
AP0291:O:A1+ | WC029101 | PT74101 | RED | 20 | 98.B5 | AF1210:42 | CC COMPRESSOR | 98.B7
AP0291:O:C1- | WC029101 | PT74102 | BLK | 20 | 98.B5 | AF1210:10 | CC COMPRESSOR | 98.B7
AP0291:O:B1S | WC029101 | PT7410S | SH | 20 | 98.B5 | FLOATING | CC COMPRESSOR | 98.B6
AP0291:O:A2+ | WC029102 | PT74301 | RED | 20 | 98.B5 | AF1205:32 | CC COMPRESSOR | 98.B7
AP0291:O:C2- | WC029102 | PT74302 | BLK | 20 | 98.B5 | AF1205:00 | CC COMPRESSOR | 98.B7
AP0291:O:B2S | WC029102 | PT7430S | SH | 20 | 98.B5 | FLOATING | CC COMPRESSOR | 98.C6
AP0291:O:A3+ | WC029103 | PDT44001 | RED | 20 | 98.C5 | AF1211:32 | CC COMPRESSOR | 98.C7
AP0291:O:C3- | WC029103 | PDT44002 | BLK | 20 | 98.C5 | AF1211:00 | CC COMPRESSOR | 98.C7
AP0291:O:B3S | WC029103 | PDT4400S | SH | 20 | 98.C5 | FLOATING | CC COMPRESSOR | 98.C6
AP0291:O:A4+ | WC029104 | PT51531 | RED | 20 | 101.A5 | AF1203:46 | CC COMPRESSOR | 101.A7
AP0291:O:C4- | WC029104 | PT51532 | BLK | 20 | 101.A5 | AF1203:14 | CC COMPRESSOR | 101.A7
AP0291:O:B4S | WC029104 | PT5153S | SH | 20 | 101.A5 | FLOATING | CC COMPRESSOR | 101.A6
AP0291:O:A5+ | WC029105 | PT51701 | RED | 20 | 101.A5 | AF1204:32 | CC COMPRESSOR | 101.A7
AP0291:O:C5- | WC029105 | PT51702 | BLK | 20 | 101.A5 | AF1204:00 | CC COMPRESSOR | 101.A7
AP0291:O:B5S | WC029105 | PT5170S | SH | 20 | 101.A5 | FLOATING | CC COMPRESSOR | 101.A6
AP0291:O:A6+ | WC029106 | PT51601 | RED | 20 | 101.B5 | AF1204:36 | CC COMPRESSOR | 101.B7
AP0291:O:C6- | WC029106 | PT51602 | BLK | 20 | 101.B5 | AF1204:04 | CC COMPRESSOR | 101.B7
AP0291:O:B6S | WC029106 | PT5160S | SH | 20 | 101.B5 | FLOATING | CC COMPRESSOR | 101.B6
AP0291:O:A7+ | WC029107 | PDT51501 | RED | 20 | 101.B5 | AF1210:36 | CC COMPRESSOR | 101.B7
AP0291:O:C7- | WC029107 | PDT51502 | BLK | 20 | 101.B5 | AF1210:04 | CC COMPRESSOR | 101.B7
AP0291:O:B7S | WC029107 | PDT5150S | SH | 20 | 101.B5 | FLOATING | CC COMPRESSOR | 101.C6
AP0291:O:A8+ | WC029108 | PDT51301 | RED | 20 | 101.C5 | AF1210:38 | CC COMPRESSOR | 101.C7
AP0291:O:C8- | WC029108 | PDT51302 | BLK | 20 | 101.C5 | AF1210:06 | CC COMPRESSOR | 101.C7
AP0291:O:B8S | WC029108 | PDT5130S | SH | 20 | 101.C5 | FLOATING | CC COMPRESSOR | 101.C6
AP0291:O:A9+ | WC029109 | PDT51001 | RED | 20 | 101.C5 | AF1204:40 | CC COMPRESSOR | 101.C7
AP0291:O:C9- | WC029109 | PDT51002 | BLK | 20 | 101.C5 | AF1204:08 | CC COMPRESSOR | 101.C7
AP0291:O:B9S | WC029109 | PDT5100S | SH | 20 | 101.C5 | FLOATING | CC COMPRESSOR | 101.D6
AP0291:O:A10+ | WC029110 | PDT51041 | RED | 20 | 101.D5 | AF1203:44 | CC COMPRESSOR | 101.D7
AP0291:O:C10- | WC029110 | PDT51042 | BLK | 20 | 101.D5 | AF1203:12 | CC COMPRESSOR | 101.D7
AP0291:O:B10S | WC029110 | PDT5104S | SH | 20 | 101.D5 | FLOATING | CC COMPRESSOR | 101.D6
AP0291:O:A11+ | WC029111 | TT51901 | RED | 20 | 104.A5 | AF1203:42 | CC COMPRESSOR | 104.A6
AP0291:O:C11- | WC029111 | TT51902 | BLK | 20 | 104.A5 | AF1203:10 | CC COMPRESSOR | 104.A6
AP0291:O:B11S | WC029111 | TT5190S | SH | 20 | 104.A5 | FLOATING | CC COMPRESSOR | 104.A6
AP0291:O:A12+ | WC029112 | PDT51901 | RED | 20 | 104.B5 | AF1210:46 | CC COMPRESSOR | 104.B6
AP0291:O:C12- | WC029112 | PDT51902 | BLK | 20 | 104.B5 | AF1210:14 | CC COMPRESSOR | 104.B6
AP0291:O:B12S | WC029112 | PDT5190S | SH | 20 | 104.B5 | FLOATING | CC COMPRESSOR | 104.B6
AP0291:O:A13+ | WC029113 | VT51901 | RED | 20 | 104.B5 | AF1211:36 | CC COMPRESSOR | 104.B6
AP0291:O:C13- | WC029113 | VT51902 | BLK | 20 | 104.B5 | AF1211:04 | CC COMPRESSOR | 104.B6
AP0291:O:B13S | WC029113 | VT5190S | SH | 20 | 104.B5 | FLOATING | CC COMPRESSOR | 104.C6
AP0291:O:A14+ | WC029114 | PDT51911 | RED | 20 | 104.C5 | AF1210:44 | CC COMPRESSOR | 104.C6
AP0291:O:C14- | WC029114 | PDT51912 | BLK | 20 | 104.C5 | AF1210:12 | CC COMPRESSOR | 104.C6
AP0291:O:B14S | WC029114 | PDT5191S | SH | 20 | 104.C5 | FLOATING | CC COMPRESSOR | 104.C6
AP0291:O:A20+ | WC029120 | TT74101 | RED | 20 | 131.D5 | AF1210:40 | CC COMPRESSOR | 131.D7
AP0291:O:C20- | WC029120 | TT74102 | BLK | 20 | 131.D5 | AF1210:08 | CC COMPRESSOR | 131.D7
AP0291:O:B20S | WC029120 | TT7410S | SH | 20 | 131.D5 | FLOATING | CC COMPRESSOR | 131.D6
AP0291:O:A21+ | WC029121 | PT75101 | RED | 20 | 98.D5 | AF1210:32 | CC COMPRESSOR | 98.D7
AP0291:O:C21- | WC029121 | PT75102 | BLK | 20 | 98.D5 | AF1210:00 | CC COMPRESSOR | 98.D7
AP0291:O:B21S | WC029121 | PT7510S | SH | 20 | 98.D5 | FLOATING | CC COMPRESSOR | 98.D6
AP0291:O:A22+ | WC029122 | PT75301 | RED | 20 | 98.D5 | AF1210:34 | CC COMPRESSOR | 98.D7
AP0291:O:C22- | WC029122 | PT75302 | BLK | 20 | 98.D5 | AF1210:02 | CC COMPRESSOR | 98.D7
AP0291:O:B22S | WC029122 | PT7530S | SH | 20 | 98.D5 | FLOATING | CC COMPRESSOR | 98.D6
AP0291:O:A27+ | WC029127 | PT77301 | RED | 20 | 99.B5 | AF1211:44 | CC COMPRESSOR | 99.B7
AP0291:O:C27- | WC029127 | PT77302 | BLK | 20 | 99.B5 | AF1211:12 | CC COMPRESSOR | 99.B7
AP0291:O:B27S | WC029127 | PT7730S | SH | 20 | 99.B5 | FLOATING | CC COMPRESSOR | 99.B6
AP0291:O:A24+ | WC2123 | TT74301 | RED | 20 | 100.A5 | AF1204:44 | CC COMPRESSOR | 100.A7
AP0291:O:C24- | WC2123 | TT74302 | BLK | 20 | 100.A5 | AF1204:12 | CC COMPRESSOR | 100.A7
AP0291:O:B24S | WC2123 | TT7430S | SH | 20 | 100.A5 | FLOATING | CC COMPRESSOR | 100.A6
AP0291:O:A28+ | WC2124 | TT74311 | RED | 20 | 100.B5 | AF1211:46 | CC COMPRESSOR | 100.B7
AP0291:O:C28- | WC2124 | TT74312 | BLK | 20 | 100.B5 | AF1211:14 | CC COMPRESSOR | 100.B7
AP0291:O:B28S | WC2124 | TT7431S | SH | 20 | 100.B5 | FLOATING | CC COMPRESSOR | 100.B6
AP0291:O:A23+ | WC4293 | PT51611 | RED | 20 | 105.C5 | AF1211:34 | CC COMPRESSOR | 105.C6
AP0291:O:C23- | WC4293 | PT51612 | BLK | 20 | 105.C5 | AF1211:02 | CC COMPRESSOR | 105.C6
AP0291:O:B23S | WC4293 | PT5161S | SH | 20 | 105.C5 | FLOATING | CC COMPRESSOR | 105.D6
BA0003:RJ45 | WC9003 | BA0003RJ45 | ENET | CABLE | 3.D6 | AT0170:L1 | FIRE SYSTEM CONTROLLER PANEL | 13.A5
AP0602:L1 | WC9017 | AT0170L2 | ENET | CABLE | 7.A3 | AT0170:L2 | FIRE SYSTEM CONTROLLER PANEL | 13.A5
AP0290:SH-OUT | SC | AP0290SH-OUT | GRN | 14 | 10.B4 | IEG0230:9 | PANEL A | 10.B4
AP0291:SH-OUT | SC | AP0291SH-OUT | GRN | 14 | 10.C4 | IEG0230:10 | PANEL A | 10.C4
AR0600:IE2 | SC | IEG02301 | GRN | 12 | 7.A1 | IEG0230:1 | PANEL A | 7.B6
FU0020:LI | SC | FU0210 | WHT | 16 | 10.B1 | XT0233:3 | PANEL A | 19.D4
GR0234: | SC | IEG023012 | GRN | 14 | 6.B4 | IEG0230:12 | PANEL A | 6.B4
UV0600:(+) | SC | FU0010 | WHT | 14 | 7.B2 | FU0010:LD | PANEL A | 19.A5
XT0002:1 | SC | FU0210 | WHT | 12 | 3.C5 | XT0233:3 | PANEL A | 19.D4
XT0002:4 | SC | FU0210 | WHT | 12 | 3.D5 | XT0233:3 | PANEL A | 19.D4
AP0603:L2 | WC0003 | AP0603L2 | ENET | CABLE | 7.A3 | AU0090:L2 | PANEL A | 11.C1
AP0290:O:B3S | WC029003 | PDT1190S | SH | 20 | 52.A5 | FLOATING | PANEL A | 52.A6
AP0290:O:A3+ | WC029003 | PDT11901 | RED | 20 | 52.A5 | AF0088:42 | PANEL A | 52.A7
AP0290:O:C3- | WC029003 | PDT11902 | BLK | 20 | 52.A5 | AF0088:10 | PANEL A | 52.A7
AP0290:O:B4S | WC029004 | PDT1191S | SH | 20 | 52.A5 | FLOATING | PANEL A | 52.B6
AP0290:O:A4+ | WC029004 | PDT11911 | RED | 20 | 52.A5 | AF0088:44 | PANEL A | 52.A7
AP0290:O:C4- | WC029004 | PDT11912 | BLK | 20 | 52.A5 | AF0088:12 | PANEL A | 52.A7
AP0290:O:B5S | WC029005 | PDT1192S | SH | 20 | 52.B5 | FLOATING | PANEL A | 52.B6
AP0290:O:A5+ | WC029005 | PDT11921 | RED | 20 | 52.B5 | AF0088:46 | PANEL A | 52.B7
AP0290:O:C5- | WC029005 | PDT11922 | BLK | 20 | 52.B5 | AF0088:14 | PANEL A | 52.B7
AP0290:O:B6S | WC029006 | PT1150S | SH | 20 | 52.B5 | FLOATING | PANEL A | 52.C6
AP0290:O:A6+ | WC029006 | PT11501 | RED | 20 | 52.B5 | AF0088:34 | PANEL A | 52.B7
AP0290:O:C6- | WC029006 | PT11502 | BLK | 20 | 52.B5 | AF0088:02 | PANEL A | 52.B7
AP0290:O:B7S | WC029007 | PDT1153S | SH | 20 | 52.C5 | FLOATING | PANEL A | 52.C6
AP0290:O:A7+ | WC029007 | PDT11531 | RED | 20 | 52.C5 | AF0088:38 | PANEL A | 52.C7
AP0290:O:C7- | WC029007 | PDT11532 | BLK | 20 | 52.C5 | AF0088:06 | PANEL A | 52.C7
AP0290:O:B8S | WC029008 | PT1197S | SH | 20 | 52.C5 | FLOATING | PANEL A | 52.D6
AP0290:O:A8+ | WC029008 | PT11971 | RED | 20 | 52.C5 | AF0088:40 | PANEL A | 52.C7
AP0290:O:C8- | WC029008 | PT11972 | BLK | 20 | 52.C5 | AF0088:08 | PANEL A | 52.C7
AP0290:O:B10S | WC029010 | PDT1110S | SH | 20 | 53.C5 | FLOATING | PANEL A | 53.C6
AP0290:O:A10+ | WC029010 | PDT11101 | RED | 20 | 53.C5 | AF0085:42 | PANEL A | 53.C7
AP0290:O:C10- | WC029010 | PDT11102 | BLK | 20 | 53.C5 | AF0085:10 | PANEL A | 53.C7
AP0290:O:B11S | WC029011 | PT1111S | SH | 20 | 53.C5 | FLOATING | PANEL A | 53.D6
AP0290:O:A11+ | WC029011 | PT11111 | RED | 20 | 53.C5 | AF0088:32 | PANEL A | 53.C7
AP0290:O:C11- | WC029011 | PT11112 | BLK | 20 | 53.C5 | AF0088:00 | PANEL A | 53.C7
AP0290:O:B12S | WC029012 | PDT1112S | SH | 20 | 53.D5 | FLOATING | PANEL A | 53.D6
AP0290:O:A12+ | WC029012 | PDT11121 | RED | 20 | 53.D5 | AF0088:36 | PANEL A | 53.D7
AP0290:O:C12- | WC029012 | PDT11122 | BLK | 20 | 53.D5 | AF0088:04 | PANEL A | 53.D7
AP0290:O:B13S | WC029013 | PT1170S | SH | 20 | 54.D5 | FLOATING | PANEL A | 54.D6
AP0290:O:A13+ | WC029013 | PT11701 | RED | 20 | 54.D5 | AF0086:42 | PANEL A | 54.D7
AP0290:O:C13- | WC029013 | PT11702 | BLK | 20 | 54.D5 | AF0086:10 | PANEL A | 54.D7
AP0290:O:B23S | WC029023 | PDT2100S | SH | 20 | 69.A5 | FLOATING | PANEL A | 69.A6
AP0290:O:A23+ | WC029023 | PDT21001 | RED | 20 | 69.A5 | AF0086:40 | PANEL A | 69.A7
AP0290:O:C23- | WC029023 | PDT21002 | BLK | 20 | 69.A5 | AF0086:08 | PANEL A | 69.A7
AP0290:O:B24S | WC029024 | FT2108S | SH | 16 | 70.C5 | FLOATING | PANEL A | 70.C6
AP0290:O:A24+ | WC029024 | FT21082 | WHT | 16 | 70.C5 | AF0086:12 | PANEL A | 70.C7
AP0290:O:B26S | WC029026 | PDT3240S | SH | 20 | 80.B5 | FLOATING | PANEL A | 80.B6
AP0290:O:A26+ | WC029026 | PDT32401 | RED | 20 | 80.B5 | AF0085:44 | PANEL A | 80.B7
AP0290:O:C26- | WC029026 | PDT32402 | BLK | 20 | 80.B5 | AF0085:12 | PANEL A | 80.B7
AP0290:O:B27S | WC029027 | PT3200S | SH | 20 | 80.C5 | FLOATING | PANEL A | 80.C6
AP0290:O:A27+ | WC029027 | PT32001 | RED | 20 | 80.C5 | AF0085:38 | PANEL A | 80.C7
AP0290:O:C27- | WC029027 | PT32002 | BLK | 20 | 80.C5 | AF0085:06 | PANEL A | 80.C7
AP0290:O:B28S | WC029028 | LT3100S | SH | 20 | 85.A5 | FLOATING | PANEL A | 85.A6
AP0290:O:A28+ | WC029028 | LT31001 | RED | 20 | 85.A5 | AF0085:34 | PANEL A | 85.A7
AP0290:O:C28- | WC029028 | LT31002 | BLK | 20 | 85.A5 | AF0085:02 | PANEL A | 85.A7
AP0290:O:B29S | WC029029 | PDT3100S | SH | 20 | 88.A5 | FLOATING | PANEL A | 88.B6
AP0290:O:A29+ | WC029029 | PDT31001 | RED | 20 | 88.A5 | AF0085:40 | PANEL A | 88.A7
AP0290:O:C29- | WC029029 | PDT31002 | BLK | 20 | 88.A5 | AF0085:08 | PANEL A | 88.A7
AP0291:O:B15S | WC029115 | PDT6180S | SH | 20 | 117.A5 | FLOATING | PANEL A | 117.A6
AP0291:O:A15+ | WC029115 | PDT61801 | RED | 20 | 117.A5 | AF0086:38 | PANEL A | 117.A7
AP0291:O:C15- | WC029115 | PDT61802 | BLK | 20 | 117.A5 | AF0086:06 | PANEL A | 117.A7
AP0291:O:B16S | WC029116 | PDT62103 | SH | 20 | 122.A5 | FLOATING | PANEL A | 122.A6
AP0291:O:A16+ | WC029116 | PDT62101 | RED | 20 | 122.A5 | AF0085:36 | PANEL A | 122.A7
AP0291:O:C16- | WC029116 | PDT62102 | BLK | 20 | 122.A5 | AF0085:04 | PANEL A | 122.A7
AP0291:O:B17S | WC029117 | PDT6310S | SH | 20 | 125.A5 | FLOATING | PANEL A | 125.A6
AP0291:0:A17+ | WC029117 | PDT63101 | RED | 20 | 125.A5 | AF0086:36 | PANEL A | 125.A7
AP0291:O:C17- | WC029117 | PDT63102 | BLK | 20 | 125.A5 | AF0086:04 | PANEL A | 125.A7
AP0290:O:C24- | SC | 0V | WHT | 20 | 70.C5 | XT0681:2 | PANEL B | 70.C6
EDW100:1 | SC | 0V | WHT | 16 | 10.A2 | XT0235:3 | PANEL B | 19.D4
UV0600:(-) | SC | 0V | WHT | 14 | 7.B2 | XT0135:1 | PANEL B | 19.B4
XT0002:2 | SC | 0V | WHT | 14 | 3.C5 | XT0235:3 | PANEL B | 19.D4
XT0002:5 | SC | 0V | WHT | 14 | 3.D5 | XT0235:3 | PANEL B | 19.D4
XT0290:1 | SC | FU0274 | WHT | 14 | 10.B6 | XT0139:3 | PANEL B | 19.A4
XT0290:4 | SC | 0V | WHT | 14 | 10.B6 | XT0135:3 | PANEL B | 19.B4
AP0290:O:A1+ | WC029001 | PT11201 | RED | 20 | 51.A5 | AF0065:32 | PANEL B | 51.A7
AP0290:O:C1- | WC029001 | PT11202 | BLK | 20 | 51.A5 | AF0065:00 | PANEL B | 51.A7
AP0290:O:B1S | WC029001 | PT1120S | SH | 20 | 51.A5 | FLOATING | PANEL B | 51.A6
AP0290:O:A2+ | WC029002 | PT11211 | RED | 20 | 51.B5 | AF0075:44 | PANEL B | 51.B7
AP0290:O:C2- | WC029002 | PT11212 | BLK | 20 | 51.B5 | AF0075:12 | PANEL B | 51.B7
AP0290:O:B2S | WC029002 | PT1121S | SH | 20 | 51.B5 | FLOATING | PANEL B | 51.B6
AP0290:O:A9+ | WC029009 | PT11981 | RED | 20 | 52.D5 | AF0074:42 | PANEL B | 52.D7
AP0290:O:C9- | WC029009 | PT11982 | BLK | 20 | 52.D5 | AF0074:10 | PANEL B | 52.D7
AP0290:O:B9S | WC029009 | PT1198S | SH | 20 | 52.D5 | FLOATING | PANEL B | 52.D6
AP0290:O:A14+ | WC029014 | PT64001 | RED | 20 | 57.A5 | AF0072:44 | PANEL B | 57.A7
AP0290:O:C14- | WC029014 | PT64002 | BLK | 20 | 57.A5 | AF0072:12 | PANEL B | 57.A7
AP0290:O:B14S | WC029014 | PT6400S | SH | 20 | 57.A5 | FLOATING | PANEL B | 57.A6
AP0290:O:A15+ | WC029015 | PT64101 | RED | 20 | 57.A5 | AF0064:44 | PANEL B | 57.A7
AP0290:O:C15- | WC029015 | PT64102 | BLK | 20 | 57.A5 | AF0064:12 | PANEL B | 57.A7
AP0290:O:B15S | WC029015 | PT6410S | SH | 20 | 57.A5 | FLOATING | PANEL B | 57.B6
AP0290:O:A16+ | WC029016 | PT21261 | RED | 20 | 58.B5 | AF0075:40 | PANEL B | 58.B7
AP0290:O:C16- | WC029016 | PT21262 | BLK | 20 | 58.B5 | AF0075:08 | PANEL B | 58.B7
AP0290:O:B16S | WC029016 | PT2126S | SH | 20 | 58.B5 | FLOATING | PANEL B | 58.B6
AP0290:0:A17+ | WC029017 | PT21301 | RED | 20 | 60.A5 | AF0064:36 | PANEL B | 60.A7
AP0290:O:C17- | WC029017 | PT21302 | BLK | 20 | 60.A5 | AF0064:04 | PANEL B | 60.A7
AP0290:O:B17S | WC029017 | PT2130S | SH | 20 | 60.A5 | FLOATING | PANEL B | 60.A6
AP0290:O:A18+ | WC029018 | PT21311 | RED | 20 | 60.A5 | AF0075:36 | PANEL B | 60.A7
AP0290:O:C18- | WC029018 | PT21312 | BLK | 20 | 60.A5 | AF0075:04 | PANEL B | 60.A7
AP0290:O:B18S | WC029018 | PT2131S | SH | 20 | 60.A5 | FLOATING | PANEL B | 60.B6
AP0290:O:A19+ | WC029019 | PT21401 | RED | 20 | 62.A5 | AF0064:40 | PANEL B | 62.A7
AP0290:O:C19- | WC029019 | PT21402 | BLK | 20 | 62.A5 | AF0064:08 | PANEL B | 62.A7
AP0290:O:B19S | WC029019 | PT2140S | SH | 20 | 62.A5 | FLOATING | PANEL B | 62.A6
AP0290:O:A20+ | WC029020 | PT21411 | RED | 20 | 62.A5 | AF0075:32 | PANEL B | 62.A7
AP0290:O:C20- | WC029020 | PT21412 | BLK | 20 | 62.A5 | AF0075:00 | PANEL B | 62.A7
AP0290:O:B20S | WC029020 | PT2141S | SH | 20 | 62.A5 | FLOATING | PANEL B | 62.B6
AP0290:O:A21+ | WC029021 | PT21211 | RED | 20 | 65.A5 | AF0064:32 | PANEL B | 65.A7
AP0290:O:C21- | WC029021 | PT21212 | BLK | 20 | 65.A5 | AF0064:00 | PANEL B | 65.A7
AP0290:O:B21S | WC029021 | PT2121S | SH | 20 | 65.A5 | FLOATING | PANEL B | 65.B6
AP0290:O:A22+ | WC029022 | PT21201 | RED | 20 | 67.A5 | AF0072:40 | PANEL B | 67.A7
AP0290:O:C22- | WC029022 | PT21202 | BLK | 20 | 67.A5 | AF0072:08 | PANEL B | 67.A7
AP0290:O:B22S | WC029022 | PT2120S | SH | 20 | 67.A5 | FLOATING | PANEL B | 67.A6
AP0290:O:A25+ | WC029025 | PT33201 | RED | 20 | 80.B5 | AF0074:38 | PANEL B | 80.A7
AP0290:O:C25- | WC029025 | PT33202 | BLK | 20 | 80.B5 | AF0074:06 | PANEL B | 80.A7
AP0290:O:B25S | WC029025 | PT3320S | SH | 20 | 80.B5 | FLOATING | PANEL B | 80.B6
AP0290:O:A30+ | WC029030 | TCE32004 | RED | 20 | 89.A5 | AF0074:46 | PANEL B | 89.A7
AP0290:O:C30- | WC029030 | TCE32005 | BLK | 20 | 89.A5 | AF0074:14 | PANEL B | 89.A7
AP0290:O:B30S | WC029030 | TCE3200S2 | SH | 20 | 89.A5 | FLOATING | PANEL B | 89.A6
BA0012:TX | WC1202B | BA0011RX | BLU-A | FIBER OPTIC | 24.B6 | BA1011:1-TX | PANEL B | 25.B4
BA0012:RX | WC1202B | BA0011TX | BLU-B | FIBER OPTIC | 24.B6 | BA1011:1-RX | PANEL B | 25.B4
BA0013:TX | WC1203B | BA0013TX | BLU-A | FIBER OPTIC | 24.C6 | BA1011:2-TX | PANEL B | 25.B4
BA0013:RX | WC1203B | BA0013RX | BLU-B | FIBER OPTIC | 24.C6 | BA1011:2-RX | PANEL B | 25.B4
BA0014:TX | WC1204B | BA0014TX | BLU-A | FIBER OPTIC | 24.D6 | BA1011:3-TX | PANEL B | 25.B4
BA0014:RX | WC1204B | BA0014RX | BLU-B | FIBER OPTIC | 24.D6 | BA1011:3-RX | PANEL B | 25.B4
AP0609:L1 | WC0680 | AT0680LAN1 | ENET | CABLE | 7.A6 | AT0680:LAN1 | PWR DISTRIBUTION RAIL | 9.B4
BA0011:RJ45 | WC9011 | BA0011RJ45 | ENET | CABLE | 4.A2 | AT0680:LAN3 | PWR DISTRIBUTION RAIL | 9.B4
BA0004:RJ45 | WC0020 | AU0200L2 | ENET | CABLE | 3.C6 | AU0200:L2 | TCP | 14.A3
SolarTools ver. 24.0.84.24712 (Jul 31, 2025)
Report date: 4/6/2026 4:19 PM

## PWR DISTRIBUTION RAIL
PWR DISTRIBUTION RAIL
CONTROL CONSOLE DOOR (PWR DIST RAIL)
Project # | 4M511
Project Name | ENI - KUTEI NORTH HUB - FPSO
Revision | B.2
Controls DE | BARRAZA, PAUL
Phone: | 0
Controls ME
Phone:
From | [5 empty] | To
Device ID | Cable (W) Conductor (SC) Jumper Clip (JC) | Wire No. | Wire ID | Gauge/Size | Page/Zone | Device ID | Location | Page/Zone
XT0561:2 | JC | FU0200LI | CLIP | --- | 14.A2 | XT0561:1 | PWR DISTRIBUTION RAIL | 14.A2
XT0562:1 | JC | 0V1 | CLIP | --- | 14.B2 | XT0562:2 | PWR DISTRIBUTION RAIL | 14.B2
XT0562:2 | JC | 0V1 | CLIP | --- | 14.B2 | XT0562:3 | PWR DISTRIBUTION RAIL | 14.B2
XT0560:2 | SC | JW0 | CLIP | -- | 14.B2 | XT0562:1 | PWR DISTRIBUTION RAIL | 14.B2
AT0680:NEG | SC | 0V | WHT | 14 | 9.B4 | XT0680:2 | PWR DISTRIBUTION RAIL | 9.B3
AT0680:POS | SC | AT0680POS | WHT | 14 | 9.B4 | XT0680:1 | PWR DISTRIBUTION RAIL | 9.B3
FU0190:LI | SC | FU0200LI | WHT | 14 | 14.C3 | FU0273:LI | PWR DISTRIBUTION RAIL | 14.B3
FU0200:LI | SC | FU0200LI | WHT | 14 | 14.A3 | FU0201:LI | PWR DISTRIBUTION RAIL | 14.B3
FU0200:LI | SC | FU0200LI | WHT | 14 | 14.A3 | XT0561:1 | PWR DISTRIBUTION RAIL | 14.A2
FU0201:LI | SC | FU0200LI | WHT | 14 | 14.B3 | FU0273:LI | PWR DISTRIBUTION RAIL | 14.B3
FU0560:LD | SC | FU0200LI | WHT | 14 | 14.A2 | XT0561:1 | PWR DISTRIBUTION RAIL | 14.A2
FU0560:LI | SC | FU0136 | WHT | 12 | 14.A2 | XT0560:1 | PWR DISTRIBUTION RAIL | 14.A2
FU0680:LD | SC | AT0680POS | WHT | 14 | 9.B2 | XT0680:1 | PWR DISTRIBUTION RAIL | 9.B3
FU0190:LD | SC | FU0190 | WHT | 14 | 14.C3 | AT0190:POS | CONSOLE | 14.B4
FU0273:LD | SC | FU0273 | WHT | 14 | 14.B3 | ZS0271:1 | CONSOLE | 14.B6
FU0273:LD | SC | FU0273 | WHT | 14 | 14.B3 | ZS0273:1 | CONSOLE | 14.B4
XT0562:1 | SC | 0V1 | WHT | 14 | 14.B2 | EL0273:W1 | CONSOLE | 14.B4
XT0562:2 | SC | 0V1 | WHT | 14 | 14.B2 | AT0190:NEG | CONSOLE | 14.B4
AT0680:LAN2 | WC0019 | AT0190E | ENET | CABLE | 9.B4 | AT0190:ENET | CONSOLE | 14.B4
FU0680:LI | SC | FU0210 | WHT | 14 | 9.B2 | XT0233:3 | PANEL A | 19.D4
XT0560:1 | SC | FU0136 | WHT | 14 | 14.A2 | XT0138:2 | PANEL A | 19.A3
XT0560:2 | SC | 0V | WHT | 14 | 14.B2 | XT0134:2 | PANEL A | 19.B3
XT0680:2 | SC | 0V | WHT | 14 | 9.B3 | XT0235:3 | PANEL B | 19.D4
AT0680:LAN1 | WC0680 | AT0680LAN1 | ENET | CABLE | 9.B4 | AP0609:L1 | PLC PANEL | 7.A6
AT0680:LAN3 | WC9011 | BA0011RJ45 | ENET | CABLE | 9.B4 | BA0011:RJ45 | PLC PANEL | 4.A2
FU0200:LD | SC | FU0200 | WHT | 14 | 14.A3 | AU0200:V+ | TCP | 14.A3
FU0201:LD | SC | FU0201 | WHT | 14 | 14.B3 | AF0202:V+ | TCP | 14.A5
XT0562:1 | SC | 0V1 | WHT | 14 | 14.B2 | AF0202:COM | TCP | 14.A5
XT0562:1 | SC | 0V1 | WHT | 14 | 14.B2 | AU0200:COM | TCP | 14.A3
XT0562:2 | SC | 0V1 | WHT | 20 | 14.B2 | SH0400:B | TCP | 16.B5
SolarTools ver. 24.0.84.24712 (Jul 31, 2025)
Report date: 4/6/2026 4:19 PM

## TCP
TCP
CONTROL CONSOLE DOOR^(TURBINE CONTROL PANEL)
Project # | 4M511
Project Name | ENI - KUTEI NORTH HUB - FPSO
Revision | B.2
Controls DE | BARRAZA, PAUL
Phone: | 0
Controls ME
Phone:
From | [5 empty] | To
Device ID | Cable (W) Conductor (SC) Jumper Clip (JC) | Wire No. | Wire ID | Gauge/Size | Page/Zone | Device ID | Location | Page/Zone
AF0201:00 | SC | TCP13NO | WHT | 20 | 16.A3 | SH0400:NO | TCP | 16.A1
AF0201:01 | SC | TCP14NO | WHT | 20 | 16.A3 | SH0401:NO | TCP | 16.A1
AF0201:02 | SC | TCP15NO | WHT | 20 | 16.B3 | SH0409:NO | TCP | 16.B1
AF0201:03 | SC | TCP16NO | WHT | 20 | 16.B3 | SH0410:NO | TCP | 16.B1
AF0201:04 | SC | TCP17A2 | WHT | 20 | 16.C3 | SA0400:14 | TCP | 16.C1
AF0201:05 | SC | TCP17B2 | WHT | 20 | 16.C3 | SA0400:22 | TCP | 16.C1
AF0201:08 | SC | TCP23NC | WHT | 20 | 16.D3 | SB0401:NC | TCP | 16.D1
AF0201:09 | SC | TCP24NO | WHT | 20 | 16.D3 | SB0402:NO | TCP | 16.D1
AF0201:10 | SC | TCP25NO | WHT | 20 | 16.A6 | SB0403:NO | TCP | 16.A5
AF0201:11 | SC | TCP26NO | WHT | 20 | 16.A7 | SB0404:NO | TCP | 16.A5
AF0201:12 | SC | TCP29NO | WHT | 20 | 17.D3 | SB0405:NO | TCP | 17.D1
AF0201:13 | SC | TCP28NC | WHT | 20 | 17.C3 | SB0406:NC | TCP | 17.C1
AF0201:14 | SC | TCP31NO | WHT | 20 | 17.A6 | SB0407:NO | TCP | 17.A5
AF0201:15 | SC | TCP32NO | WHT | 20 | 17.A6 | SB0408:NO | TCP | 17.A5
AF0201:16 | SC | TCP30NO | WHT | 20 | 17.D3 | SH0408:NO | TCP | 17.D1
AF0201:17 | SC | TCP19NO | WHT | 20 | 17.A3 | SH0404:NO | TCP | 17.A1
AF0201:18 | SC | TCP20NO | WHT | 20 | 17.B3 | SH0405:NO | TCP | 17.B1
AF0201:19 | SC | TCP21NO | WHT | 20 | 17.B3 | SH0406:NO | TCP | 17.B1
AF0201:20 | SC | TCP22NO | WHT | 20 | 17.C3 | SH0407:NO | TCP | 17.C1
AF0201:32 | SC | TCP13C | WHT | 20 | 16.A3 | SH0400:C | TCP | 16.A1
AF0201:33 | SC | TCP14C | WHT | 20 | 16.A3 | SH0401:C | TCP | 16.A1
AF0201:34 | SC | TCP15C | WHT | 20 | 16.B3 | SH0409:C | TCP | 16.B1
AF0201:35 | SC | TCP16C | WHT | 20 | 16.B3 | SH0410:C | TCP | 16.B1
AF0201:36 | SC | TCP17A1 | WHT | 20 | 16.C3 | SA0400:13 | TCP | 16.C1
AF0201:37 | SC | TCP17B1 | WHT | 20 | 16.C3 | SA0400:21 | TCP | 16.C1
AF0201:40 | SC | TCP23C | WHT | 20 | 16.D3 | SB0401:C | TCP | 16.D1
AF0201:41 | SC | TCP24C | WHT | 20 | 16.D3 | SB0402:C | TCP | 16.D1
AF0201:42 | SC | TCP25C | WHT | 20 | 16.A6 | SB0403:C | TCP | 16.A5
AF0201:43 | SC | TCP26C | WHT | 20 | 16.A7 | SB0404:C | TCP | 16.A5
AF0201:44 | SC | TCP29C | WHT | 20 | 17.D3 | SB0405:C | TCP | 17.D1
AF0201:45 | SC | TCP28C | WHT | 20 | 17.C3 | SB0406:C | TCP | 17.C1
AF0201:46 | SC | TCP31C | WHT | 20 | 17.A6 | SB0407:C | TCP | 17.A5
AF0201:47 | SC | TCP32C | WHT | 20 | 17.A6 | SB0408:C | TCP | 17.A5
AF0201:48 | SC | TCP30C | WHT | 20 | 17.D3 | SH0408:C | TCP | 17.D1
AF0201:49 | SC | TCP19C | WHT | 20 | 17.A3 | SH0404:C | TCP | 17.A1
AF0201:50 | SC | TCP20C | WHT | 20 | 17.B3 | SH0405:C | TCP | 17.B1
AF0201:51 | SC | TCP21C | WHT | 20 | 17.B3 | SH0406:C | TCP | 17.B1
AF0201:52 | SC | TCP22C | WHT | 20 | 17.C3 | SH0407:C | TCP | 17.C1
AF0201:COM | SC | AU0200N | WHT | 16 | 14.A4 | AU0200:COM | TCP | 14.A3
AF0201:J | SC | * |  |  | 14.A4 | AF0202:P | TCP | 14.A5
AF0201:SHLD | SC | AF0201SHLD | WHT | 16 | 14.C6 | AF0201:V+L | TCP | 14.C6
AF0201:V+ | SC | AU0200P | WHT | 16 | 14.A4 | AU0200:V+ | TCP | 14.A3
AF0202:00 | SC | TCP01AP | WHT | 20 | 15.A3 | HL0400:A+ | TCP | 15.A1
AF0202:01 | SC | TCP02AP | WHT | 20 | 15.A3 | HL0401:A+ | TCP | 15.A1
AF0202:02 | SC | TCP03AP | WHT | 20 | 15.B3 | HL0402:A+ | TCP | 15.B1
AF0202:03 | SC | TCP04AP | WHT | 20 | 15.B3 | HL0403:A+ | TCP | 15.B1
AF0202:04 | SC | TCP05AP | WHT | 20 | 15.C3 | HL0404:A+ | TCP | 15.C1
AF0202:05 | SC | TCP06AP | WHT | 20 | 15.C3 | HL0405:A+ | TCP | 15.C1
AF0202:06 | SC | TCP06BP | WHT | 20 | 15.D3 | HL0405:B+ | TCP | 15.D1
AF0202:08 | SC | TCP07AP | WHT | 20 | 15.D3 | HL0406:A+ | TCP | 15.D1
AF0202:09 | SC | TCP08AP | WHT | 20 | 15.A7 | HL0407:A+ | TCP | 15.A5
AF0202:10 | SC | TCP09AP | WHT | 20 | 15.A7 | HL0408:A+ | TCP | 15.A5
AF0202:11 | SC | TCP10AP | WHT | 20 | 15.B7 | HL0409:A+ | TCP | 15.B5
AF0202:12 | SC | TCP11AP | WHT | 20 | 15.B7 | HL0411:A+ | TCP | 15.B5
AF0202:13 | SC | TCP15AP | WHT | 20 | 15.C7 | SH0409:A+ | TCP | 15.C5
AF0202:14 | SC | TCP15BP | WHT | 20 | 15.C7 | SH0409:B+ | TCP | 15.C5
AF0202:15 | SC | TCP16AP | WHT | 20 | 15.D7 | SH0410:A+ | TCP | 15.D5
AF0202:16 | SC | TCP16BP | WHT | 20 | 15.D7 | SH0410:B+ | TCP | 15.D5
AF0202:17 | SC | TCP19AP | WHT | 20 | 17.B6 | SH0404:A+ | TCP | 17.B5
AF0202:18 | SC | TCP20AP | WHT | 20 | 17.B6 | SH0405:A+ | TCP | 17.B5
AF0202:19 | SC | TCP21AP | WHT | 20 | 17.C6 | SH0406:A+ | TCP | 17.C5
AF0202:20 | SC | TCP22AP | WHT | 20 | 17.C6 | SH0407:A+ | TCP | 17.C5
AF0202:21 | SC | TCP30AP | WHT | 20 | 17.D6 | SH0408:A+ | TCP | 17.D5
AF0202:22 | SC | TCP30BP | WHT | 20 | 17.D6 | SH0408:B+ | TCP | 17.D5
AF0202:32 | SC | TCP01A | WHT | 20 | 15.A3 | HL0400:A | TCP | 15.A1
AF0202:33 | SC | TCP02A | WHT | 20 | 15.A3 | HL0401:A | TCP | 15.A1
AF0202:34 | SC | TCP03A | WHT | 20 | 15.B3 | HL0402:A | TCP | 15.B1
AF0202:35 | SC | TCP04A | WHT | 20 | 15.B3 | HL0403:A | TCP | 15.B1
AF0202:36 | SC | TCP05A | WHT | 20 | 15.C3 | HL0404:A | TCP | 15.C1
AF0202:37 | SC | TCP06A | WHT | 20 | 15.C3 | HL0405:A | TCP | 15.C1
AF0202:38 | SC | TCP06B | WHT | 20 | 15.D3 | HL0405:B | TCP | 15.D1
AF0202:40 | SC | TCP07A | WHT | 20 | 15.D3 | HL0406:A | TCP | 15.D1
AF0202:41 | SC | TCP08A | WHT | 20 | 15.A7 | HL0407:A | TCP | 15.A5
AF0202:42 | SC | TCP09A | WHT | 20 | 15.A7 | HL0408:A | TCP | 15.A5
AF0202:43 | SC | TCP10A | WHT | 20 | 15.B7 | HL0409:A | TCP | 15.B5
AF0202:44 | SC | TCP11A | WHT | 20 | 15.B7 | HL0411:A | TCP | 15.B5
AF0202:45 | SC | TCP15A | WHT | 20 | 15.C7 | SH0409:A | TCP | 15.C5
AF0202:46 | SC | TCP15B | WHT | 20 | 15.C7 | SH0409:B | TCP | 15.C5
AF0202:47 | SC | TCP16A | WHT | 20 | 15.D7 | SH0410:A | TCP | 15.D5
AF0202:48 | SC | TCP16B | WHT | 20 | 15.D7 | SH0410:B | TCP | 15.D5
AF0202:49 | SC | TCP19A | WHT | 20 | 17.B6 | SH0404:A | TCP | 17.B5
AF0202:50 | SC | TCP20A | WHT | 20 | 17.B6 | SH0405:A | TCP | 17.B5
AF0202:51 | SC | TCP21A | WHT | 20 | 17.C6 | SH0406:A | TCP | 17.C5
AF0202:52 | SC | TCP22A | WHT | 20 | 17.C6 | SH0407:A | TCP | 17.C5
AF0202:53 | SC | TCP30A | WHT | 20 | 17.D6 | SH0408:A | TCP | 17.D5
AF0202:54 | SC | TCP30B | WHT | 20 | 17.D6 | SH0408:B | TCP | 17.D5
AF0202:COML | SC | AF0202SHLD | WHT | 16 | 14.D6 | AF0202:SHLD | TCP | 14.D6
AU0200:GND | SC | AU0200G | GRN | 14 | 14.A3 | XT0201:1 | TCP | 14.B2
HL0400:A | SC | TCP01A | WHT | 20 | 15.A1 | HL0400:B | TCP | 15.A1
HL0400:A+ | SC | TCP01AP | WHT | 20 | 15.A1 | HL0400:B+ | TCP | 15.A1
HL0401:A | SC | TCP02A | WHT | 20 | 15.A1 | HL0401:B | TCP | 15.A1
HL0401:A+ | SC | TCP02AP | WHT | 20 | 15.A1 | HL0401:B+ | TCP | 15.A1
HL0402:A | SC | TCP03A | WHT | 20 | 15.B1 | HL0402:B | TCP | 15.B1
HL0402:A+ | SC | TCP03AP | WHT | 20 | 15.B1 | HL0402:B+ | TCP | 15.B1
HL0403:A | SC | TCP04A | WHT | 20 | 15.B1 | HL0403:B | TCP | 15.B1
HL0403:A+ | SC | TCP04AP | WHT | 20 | 15.B1 | HL0403:B+ | TCP | 15.B1
HL0404:A | SC | TCP05A | WHT | 20 | 15.C1 | HL0404:B | TCP | 15.C1
HL0404:A+ | SC | TCP05AP | WHT | 20 | 15.C1 | HL0404:B+ | TCP | 15.C1
HL0406:A | SC | TCP07A | WHT | 20 | 15.D1 | HL0406:B | TCP | 15.D1
HL0406:A+ | SC | TCP07AP | WHT | 20 | 15.D1 | HL0406:B+ | TCP | 15.D1
HL0407:A | SC | TCP08A | WHT | 20 | 15.A5 | HL0407:B | TCP | 15.A5
HL0407:A+ | SC | TCP08AP | WHT | 20 | 15.A5 | HL0407:B+ | TCP | 15.A5
HL0408:A | SC | TCP09A | WHT | 20 | 15.A5 | HL0408:B | TCP | 15.A5
HL0408:A+ | SC | TCP09AP | WHT | 20 | 15.A5 | HL0408:B+ | TCP | 15.A5
HL0409:A | SC | TCP10A | WHT | 20 | 15.B5 | HL0409:B | TCP | 15.B5
HL0409:A+ | SC | TCP10AP | WHT | 20 | 15.B5 | HL0409:B+ | TCP | 15.B5
HL0410:A | SC | 0V | WHT | 20 | 16.B5 | XT0563:4 | TCP | 16.B6
HL0410:A | SC | 0V | WHT | 20 | 16.B5 | HL0410:B | TCP | 16.B5
HL0410:A+ | SC | TCP12AP | WHT | 20 | 16.B5 | XT0564:1 B1 | TCP | 16.B5
HL0410:A+ | SC | TCP12AP | WHT | 20 | 16.B5 | HL0410:B+ | TCP | 16.B5
HL0411:A | SC | TCP11A | WHT | 20 | 15.B5 | HL0411:B | TCP | 15.B5
HL0411:A+ | SC | TCP11AP | WHT | 20 | 15.B5 | HL0411:B+ | TCP | 15.B5
SA0401:1 | SC | KA0241A1 | WHT | 20 | 16.C5 | XT0563:5 | TCP | 16.C6
SA0401:2 | SC | FU0139 | WHT | 20 | 16.C5 | XT0563:6 | TCP | 16.C6
SB0400:11 | SC | ESTOPB | WHT | 20 | 16.D5 | XT0563:1 | TCP | 16.D6
SB0400:12 | SC | ESTOPA | WHT | 20 | 16.D5 | XT0563:2 | TCP | 16.D6
SB0400:21 | SC | TCP18B1 | WHT | 20 | 16.D5 | XT0563:7 | TCP | 16.D6
SB0400:22 | SC | TCP18B2 | WHT | 20 | 16.D5 | XT0563:8 | TCP | 16.D6
SB0404:NO | SC | TCP26NO | WHT | 20 | 16.A5 | XT0564:1 T1 | TCP | 16.B5
SH0400:A | SC | 0V1 | WHT | 20 | 16.B5 | SH0401:A | TCP | 16.C5
SH0400:A | SC | 0V1 | WHT | 20 | 16.B5 | SH0400:B | TCP | 16.B5
SH0400:A+ | SC | TCP13AP | WHT | 20 | 16.B5 | XT0564:2 B1 | TCP | 16.B5
SH0400:B+ | SC | TCP13BP | WHT | 20 | 16.B5 | XT0564:3 B1 | TCP | 16.B5
SH0401:A | SC | 0V1 | WHT | 20 | 16.C5 | SH0401:B | TCP | 16.C5
SH0401:A+ | SC | TCP14AP | WHT | 20 | 16.C5 | XT0564:5 B1 | TCP | 16.C5
SH0401:B+ | SC | TCP14BP | WHT | 20 | 16.C5 | XT0564:4 B1 | TCP | 16.C5
SH0404:A | SC | TCP19A | WHT | 20 | 17.B5 | SH0404:B | TCP | 17.B5
SH0404:A+ | SC | TCP19AP | WHT | 20 | 17.B5 | SH0404:B+ | TCP | 17.B5
SH0405:A | SC | TCP20A | WHT | 20 | 17.B5 | SH0405:B | TCP | 17.B5
SH0405:A+ | SC | TCP20AP | WHT | 20 | 17.B5 | SH0405:B+ | TCP | 17.B5
SH0406:A | SC | TCP21A | WHT | 20 | 17.C5 | SH0406:B | TCP | 17.C5
SH0406:A+ | SC | TCP21AP | WHT | 20 | 17.C5 | SH0406:B+ | TCP | 17.C5
SH0407:A | SC | TCP22A | WHT | 20 | 17.C5 | SH0407:B | TCP | 17.C5
SH0407:A+ | SC | TCP22AP | WHT | 20 | 17.C5 | SH0407:B+ | TCP | 17.C5
XT0564:1 B2 | SC | KA023612 | WHT | 20 | 16.B5 | XT0563:3 | TCP | 16.B6
XT0564:1 T2 | SC | TCP26NO | WHT | 20 | 16.B5 | XT0564:2 T2 | TCP | 16.B5
XT0564:2 T1 | SC | TCP26NO | WHT | 20 | 16.B5 | XT0564:3 T1 | TCP | 16.B5
XT0564:3 T2 | SC | TCP26NO | WHT | 20 | 16.B5 | XT0564:4 T2 | TCP | 16.C5
XT0564:4 T1 | SC | TCP26NO | WHT | 20 | 16.C5 | XT0564:5 T1 | TCP | 16.C5
AU0200:L1 | WC0018 | AU0180L2 | ENET | CABLE | 14.A3 | AU0180:L2 | BOP PANEL | 30.C2
AF0202:23 | WC5540 | HA0273P | BLK | 16 | 17.A3 | HA0273:(+) | CONSOLE | 17.A1
AF0202:55 | WC5540 | HA0273N | WHT | 16 | 17.A3 | HA0273:(-) | CONSOLE | 17.A1
GR0200: | SC | IEG02308 | GRN | 14 | 14.A3 | IEG0230:8 | PANEL A | 14.A2
XT0563:7 | SC | TCP18B1 | WHT | 20 | 16.D6 | AF0081:37 | PANEL A | 16.D6
XT0563:8 | SC | TCP18B2 | WHT | 20 | 16.D6 | AF0081:05 | PANEL A | 16.D6
XT0563:1 | SC | ESTOPB | WHT | 20 | 16.D6 | XT0240:2 | PANEL B | 22.A3
XT0563:2 | SC | ESTOPA | WHT | 20 | 16.D6 | XT0240:3 | PANEL B | 22.A3
XT0563:3 | SC | KA023612 | WHT | 20 | 16.B6 | XT0240:12 | PANEL B | 22.D4
XT0563:4 | SC | 0V | WHT | 20 | 16.B6 | XT0240:8 | PANEL B | 22.D3
XT0563:5 | SC | KA0241A1 | WHT | 20 | 16.C6 | XT0240:5 | PANEL B | 22.C3
XT0563:6 | SC | FU0139 | WHT | 20 | 16.C6 | XT0240:10 | PANEL B | 22.C4
AU0200:L2 | WC0020 | AU0200L2 | ENET | CABLE | 14.A3 | BA0004:RJ45 | PLC PANEL | 3.C6
AF0202:COM | SC | 0V1 | WHT | 14 | 14.A5 | XT0562:1 | PWR DISTRIBUTION RAIL | 14.B2
AF0202:V+ | SC | FU0201 | WHT | 14 | 14.A5 | FU0201:LD | PWR DISTRIBUTION RAIL | 14.B3
AU0200:COM | SC | 0V1 | WHT | 14 | 14.A3 | XT0562:1 | PWR DISTRIBUTION RAIL | 14.B2
AU0200:V+ | SC | FU0200 | WHT | 14 | 14.A3 | FU0200:LD | PWR DISTRIBUTION RAIL | 14.A3
SH0400:B | SC | 0V1 | WHT | 20 | 16.B5 | XT0562:2 | PWR DISTRIBUTION RAIL | 14.B2
SolarTools ver. 24.0.84.24712 (Jul 31, 2025)
Report date: 4/6/2026 4:19 PM

## TURBINE VIBRATION PANEL
TURBINE VIBRATION PANEL
CONTROL CONSOLE^(TURBINE VIBRATION PANEL)
Project # | 4M511
Project Name | ENI - KUTEI NORTH HUB - FPSO
Revision | B.2
Controls DE | BARRAZA, PAUL
Phone: | 0
Controls ME
Phone:
From | [5 empty] | To
Device ID | Cable (W) Conductor (SC) Jumper Clip (JC) | Wire No. | Wire ID | Gauge/Size | Page/Zone | Device ID | Location | Page/Zone
XT0110:3 | JC | 0V | CLIP | --- | 26.A5 | XT0110:2 | TURBINE VIBRATION PANEL | 26.A5
AF0400:12 | SC | XT04001 | GRN | 16 | 26.B6 | XT0400:1 | TURBINE VIBRATION PANEL | 26.C6
AF0410:32 | SC | XT04001 | GRN | 16 | 26.B5 | XT0400:1 | TURBINE VIBRATION PANEL | 26.C6
AF0410:53 | SC | 0V | WHT | 16 | 26.B5 | XT0110:3 | TURBINE VIBRATION PANEL | 26.A5
AF0410:54 | SC | AF0410N | WHT | 16 | 26.B5 | AF0420:53 | TURBINE VIBRATION PANEL | 26.B5
AF0410:55 | SC | FU0113 | WHT | 16 | 26.B5 | FU0113:LD | TURBINE VIBRATION PANEL | 26.A4
AF0410:56 | SC | AF0410P | WHT | 16 | 26.B5 | AF0420:55 | TURBINE VIBRATION PANEL | 26.B5
AF0420:32 | SC | XT04001 | GRN | 16 | 26.B5 | XT0400:1 | TURBINE VIBRATION PANEL | 26.C6
AF0420:54 | SC | AF0420N | WHT | 16 | 26.B5 | AF0430:53 | TURBINE VIBRATION PANEL | 26.B4
AF0420:56 | SC | AF0420P | WHT | 16 | 26.B5 | AF0430:55 | TURBINE VIBRATION PANEL | 26.B4
AF0430:32 | SC | XT04002 | GRN | 16 | 26.B4 | XT0400:2 | TURBINE VIBRATION PANEL | 26.C3
AF0430:54 | SC | AF0430N | WHT | 16 | 26.B4 | AF0450:53 | TURBINE VIBRATION PANEL | 26.B3
AF0430:56 | SC | AF0430P | WHT | 16 | 26.B4 | AF0450:55 | TURBINE VIBRATION PANEL | 26.B3
AF0450:32 | SC | XT04002 | GRN | 16 | 26.B3 | XT0400:2 | TURBINE VIBRATION PANEL | 26.C3
FU0110:LD | SC | FU0110 | WHT | 14 | 26.A5 | FU0113:LI | TURBINE VIBRATION PANEL | 26.A4
FU0110:LI | SC | FU0136 | WHT | 14 | 26.A5 | XT0110:1 | TURBINE VIBRATION PANEL | 26.A5
GR0110: | SC | GR0110 | GRN/YEL | 14 | 6.B4 | FRAME | TURBINE VIBRATION PANEL | 6.B3
IEG0110:1 | SC | IEG01101 | GRN | 14 | 26.C6 | XT0400:3 | TURBINE VIBRATION PANEL | 26.C6
AF0410:L2 | WC0041 | AF0410L2 | ENET | CABLE | 26.B5 | AF0420:L1 | TURBINE VIBRATION PANEL | 26.B5
AF0420:L2 | WC0042 | AF0420L2 | ENET | CABLE | 26.B5 | AF0430:L1 | TURBINE VIBRATION PANEL | 26.B4
AF0430:L2 | WC0043 | AF0430L2 | ENET | CABLE | 26.B4 | AF0450:L1 | TURBINE VIBRATION PANEL | 26.B3
AF0400:LBUS | WC8040 | AF0410RBUS | BUS | CABLE | 26.B6 | AF0410:RBUS | TURBINE VIBRATION PANEL | 26.B5
AF0410:LBUS | WC8041 | AF0420RBUS | BUS | CABLE | 26.B5 | AF0420:RBUS | TURBINE VIBRATION PANEL | 26.B5
AF0420:LBUS | WC8042 | AF0430RBUS | BUS | CABLE | 26.B5 | AF0430:RBUS | TURBINE VIBRATION PANEL | 26.B4
AF0430:LBUS | WC8043 | AF0450RBUS | BUS | CABLE | 26.B4 | AF0450:RBUS | TURBINE VIBRATION PANEL | 26.B3
XT0110:1 | SC | FU0136 | WHT | 14 | 26.A5 | FU0310:LI | CC COMPRESSOR | 27.A4
XT0110:2 | SC | 0V | WHT | 16 | 26.A5 | XT0310:3 | CC COMPRESSOR | 27.A5
XT0110:4 | SC | KA0231A1 | WHT | 14 | 26.B5 | XT0310:5 | CC COMPRESSOR | 27.A5
AF0450:L2 | WC0045 | AF0450L2 | ENET | CABLE | 26.B3 | AF0910:L1 | CC COMPRESSOR | 27.B5
FU0113:LD | SC | FU0113 | WHT | 16 | 26.A4 | UAI1520:+24V | ISOLATOR PANEL | 55.A5
XT0110:3 | SC | 0V | WHT | 16 | 26.A5 | UAI1520:-24V | ISOLATOR PANEL | 55.A5
AF0450:02 | WC1203 | UAI12147 | RED | 20 | 76.A6 | UAI1214:7 | ISOLATOR PANEL | 76.A5
AF0450:04 | WC1203 | UAI12148 | BLK | 20 | 76.A6 | UAI1214:8 | ISOLATOR PANEL | 76.A5
AF0450:19 | WC1203 | UAI1214S | SH | 20 | 76.A6 | FLOATING | ISOLATOR PANEL | 76.A6
AF0420:10 | WC1327 | UAI12047 | RED | 20 | 75.D6 | UAI1204:7 | ISOLATOR PANEL | 75.D5
AF0420:12 | WC1327 | UAI12048 | BLK | 20 | 75.D6 | UAI1204:8 | ISOLATOR PANEL | 75.D5
AF0420:27 | WC1327 | UAI1204S | SH | 20 | 75.D6 | FLOATING | ISOLATOR PANEL | 75.D6
AF0400:02 | WC1328 | UAI12637 | RED | 20 | 74.A6 | UAI1263:7 | ISOLATOR PANEL | 74.A5
AF0400:03 | WC1328 | UAI12638 | BLK | 20 | 74.A6 | UAI1263:8 | ISOLATOR PANEL | 74.A5
AF0400:07 | WC1328 | UAI1263S | SH | 20 | 74.A6 | FLOATING | ISOLATOR PANEL | 74.A6
AF0410:02 | WC1329 | UAI12117 | RED | 20 | 74.B6 | UAI1211:7 | ISOLATOR PANEL | 74.B5
AF0410:04 | WC1329 | UAI12118 | BLK | 20 | 74.B6 | UAI1211:8 | ISOLATOR PANEL | 74.B5
AF0410:19 | WC1329 | UAI1211S | SH | 20 | 74.B6 | FLOATING | ISOLATOR PANEL | 74.B6
AF0410:06 | WC1330 | UAI12107 | RED | 20 | 74.B6 | UAI1210:7 | ISOLATOR PANEL | 74.B5
AF0410:08 | WC1330 | UAI12108 | BLK | 20 | 74.B6 | UAI1210:8 | ISOLATOR PANEL | 74.B5
AF0410:23 | WC1330 | UAI1210S | SH | 20 | 74.B6 | FLOATING | ISOLATOR PANEL | 74.B6
AF0410:10 | WC1331 | UAI12217 | RED | 20 | 74.C6 | UAI1221:7 | ISOLATOR PANEL | 74.C5
AF0410:12 | WC1331 | UAI12218 | BLK | 20 | 74.C6 | UAI1221:8 | ISOLATOR PANEL | 74.C5
AF0410:27 | WC1331 | UAI1221S | SH | 20 | 74.C6 | FLOATING | ISOLATOR PANEL | 74.C6
AF0410:14 | WC1332 | UAI12207 | RED | 20 | 74.C6 | UAI1220:7 | ISOLATOR PANEL | 74.C5
AF0410:16 | WC1332 | UAI12208 | BLK | 20 | 74.C6 | UAI1220:8 | ISOLATOR PANEL | 74.C5
AF0410:31 | WC1332 | UAI1220S | SH | 20 | 74.C6 | FLOATING | ISOLATOR PANEL | 74.C6
AF0420:02 | WC1333 | UAI12317 | RED | 20 | 74.C6 | UAI1231:7 | ISOLATOR PANEL | 74.C5
AF0420:04 | WC1333 | UAI12318 | BLK | 20 | 74.C6 | UAI1231:8 | ISOLATOR PANEL | 74.C5
AF0420:19 | WC1333 | UAI1231S | SH | 20 | 74.C6 | FLOATING | ISOLATOR PANEL | 74.D6
AF0420:06 | WC1334 | UAI12307 | RED | 20 | 74.D6 | UAI1230:7 | ISOLATOR PANEL | 74.D5
AF0420:08 | WC1334 | UAI12308 | BLK | 20 | 74.D6 | UAI1230:8 | ISOLATOR PANEL | 74.D5
AF0420:23 | WC1334 | UAI1230S | SH | 20 | 74.D6 | FLOATING | ISOLATOR PANEL | 74.D6
AF0450:10 | WC1335 | UAI12627 | RED | 20 | 74.D6 | UAI1262:7 | ISOLATOR PANEL | 74.D5
AF0450:12 | WC1335 | UAI12628 | BLK | 20 | 74.D6 | UAI1262:8 | ISOLATOR PANEL | 74.D5
AF0450:27 | WC1335 | UAI1262S | SH | 20 | 74.D6 | FLOATING | ISOLATOR PANEL | 74.D6
AF0400:05 | WC1336 | UAI12737 | RED | 20 | 75.A6 | UAI1273:7 | ISOLATOR PANEL | 75.A5
AF0400:06 | WC1336 | UAI12738 | BLK | 20 | 75.A6 | UAI1273:8 | ISOLATOR PANEL | 75.A5
AF0400:11 | WC1336 | UAI1273S | SH | 20 | 75.A6 | FLOATING | ISOLATOR PANEL | 75.A6
AF0430:02 | WC1337 | UAI12417 | RED | 20 | 75.B6 | UAI1241:7 | ISOLATOR PANEL | 75.B5
AF0430:04 | WC1337 | UAI12418 | BLK | 20 | 75.B6 | UAI1241:8 | ISOLATOR PANEL | 75.B5
AF0430:19 | WC1337 | UAI1241S | SH | 20 | 75.B6 | FLOATING | ISOLATOR PANEL | 75.B6
AF0430:06 | WC1338 | UAI12407 | RED | 20 | 75.B6 | UAI1240:7 | ISOLATOR PANEL | 75.B5
AF0430:08 | WC1338 | UAI12408 | BLK | 20 | 75.B6 | UAI1240:8 | ISOLATOR PANEL | 75.B5
AF0430:23 | WC1338 | UAI1240S | SH | 20 | 75.B6 | FLOATING | ISOLATOR PANEL | 75.B6
AF0430:10 | WC1339 | UAI12517 | RED | 20 | 75.C6 | UAI1251:7 | ISOLATOR PANEL | 75.C5
AF0430:12 | WC1339 | UAI12518 | BLK | 20 | 75.C6 | UAI1251:8 | ISOLATOR PANEL | 75.C5
AF0430:27 | WC1339 | UAI1251S | SH | 20 | 75.C6 | FLOATING | ISOLATOR PANEL | 75.C6
AF0430:14 | WC1340 | UAI12507 | RED | 20 | 75.C6 | UAI1250:7 | ISOLATOR PANEL | 75.C5
AF0430:16 | WC1340 | UAI12508 | BLK | 20 | 75.C6 | UAI1250:8 | ISOLATOR PANEL | 75.C5
AF0430:31 | WC1340 | UAI1250S | SH | 20 | 75.C6 | FLOATING | ISOLATOR PANEL | 75.C6
AF0450:14 | WC1341 | UAI12727 | RED | 20 | 75.C6 | UAI1272:7 | ISOLATOR PANEL | 75.C5
AF0450:16 | WC1341 | UAI12728 | BLK | 20 | 75.C6 | UAI1272:8 | ISOLATOR PANEL | 75.C5
AF0450:31 | WC1341 | UAI1272S | SH | 20 | 75.C6 | FLOATING | ISOLATOR PANEL | 75.D6
AF0450:06 | WC4749 | UAI1520O/P | RED | 20 | 55.A7 | UAI1520:O/P | ISOLATOR PANEL | 55.A5
AF0450:08 | WC4749 | UAI15200V | BLK | 20 | 55.A7 | UAI1520:0V | ISOLATOR PANEL | 55.A5
AF0450:23 | WC4749 | UAI1520S | SH | 20 | 55.A7 | FLOATING | ISOLATOR PANEL | 55.A6
XT0110:1 | SC | FU0136 | WHT | 14 | 26.A5 | XT0138:4 | PANEL A | 19.A3
XT0110:2 | SC | 0V | WHT | 14 | 26.A5 | XT0134:4 | PANEL A | 19.B3
IEG0110:0 | SC | IEG0110G | GRN | 8 | 6.B2 | IEG0010:2 | PANEL B | 6.B2
XT0110:4 | SC | KA0231A1 | WHT | 16 | 26.B5 | XT0139:5 | PANEL B | 22.D6
AF0410:L1 | WC0006 | AU0060L2 | ENET | CABLE | 26.B5 | AU0060:L2 | PANEL B | 12.C2
SolarTools ver. 24.0.84.24712 (Jul 31, 2025)
Report date: 4/6/2026 4:19 PM

## Panel Errors
Panel Errors
Project # | 4M511
Project Name | ENI - KUTEI NORTH HUB - FPSO
Revision | B.2
Controls DE | BARRAZA, PAUL
Phone: | 0
Controls ME
Phone:
From | [6 empty] | To
Device ID | Location | Cable (W) Conductor (SC) Jumper Clip (JC) | Wire ID | Wire No. | Gauge/Size | Page/Zone | Device ID | Location | Page/Zone
Report date: 4/6/2026 4:19 PM |  |  |  | SolarTools ver. 24.0.84.24712 (Jul 31, 2025)

## Cable Part Numbers
Cable Part Numbers |  |  | SolarTools ver. 24.0.84.24712 (Jul 31, 2025)
Project # | 4M511
Report date: 4/6/2026 4:20 PM
Project Name | ENI - KUTEI NORTH HUB - FPSO
Revision | B.2
Controls DE | BARRAZA, PAUL
Phone: | 0
Controls ME
Phone:
Device ID |  | Part Number |  | Description
WC4524 |  | 1022941-12 |  | TPE, 1 PAIR TWISTED SHIELDED
WC5072 |  | PART OF 1103208-100 |  | CABLE, 2 CONDUCTOR UNSHIELDED PART OF HORN
W029126 |  | 1022941-12 |  | TPE, 1 PAIR TWISTED SHIELDED
W2130 |  | 1022941-13 |  | TPE, 1 TRIAD TWISTED SHIELDED
WC0001 |  | 1302073-36 |  | CABLE, ETHERNET - 36 INCHES
WC0003 |  | 1302073-36 |  | CABLE, ETHERNET - 36 INCHES
WC0007 |  | 1302073-36 |  | CABLE, ETHERNET - 36 INCHES
WC0008 |  | 1302073-36 |  | CABLE, ETHERNET - 36 INCHES
WC0009 |  | 1302073-36 |  | CABLE, ETHERNET - 36 INCHES
WC0010 |  | 1302073-36 |  | CABLE, ETHERNET - 36 INCHES
WC0012 |  | 1305733-1 |  | CABLE, COMMUNICATION CABLE - ETHERNET
WC0014 |  | 1302073-36 |  | CABLE, ETHERNET - 36 INCHES
WC0018 |  | 1302073-36 |  | CABLE, COMMUNICATION CABLE - 36 INCHES
WC0019 |  | 1302073-36 |  | CABLE, COMMUNICATION CABLE - 36 INCHES
WC0020 |  | 1302073-36 |  | CABLE, COMMUNICATION CABLE - 36 INCHES
WC0032 |  | 1302073-36 |  | CABLE, COMMUNICATION CABLE - 36 INCHES
WC0041 |  | 1302073-36 |  | CABLE, ETHERNET - 36 INCHES
WC0042 |  | 1302073-36 |  | CABLE, ETHERNET - 36 INCHES
WC0043 |  | 1302073-36 |  | CABLE, ETHERNET - 36 INCHES
WC0045 |  | 1305733-1 |  | CABLE, COMMUNICATION CABLE - ETHERNET
WC0051 |  | 1302073-36 |  | CABLE, ETHERNET - 36 INCHES
WC0052 |  | 1302073-36 |  | CABLE, ETHERNET - 36 INCHES
WC0091 |  | 1302073-36 |  | CABLE, ETHERNET - 36 INCHES
WC0092 |  | 1302073-36 |  | CABLE, ETHERNET - 36 INCHES
WC0094 |  | 1302073-36 |  | CABLE, COMMUNICATION CABLE - 36 INCHES
WC0101 |  | 1302073-36 |  | CABLE, COMMUNICATION CABLE - 36 INCHES
WC029001 |  | 1022941-12 |  | TPE, 1 PAIR TWISTED SHIELDED
WC029002 |  | 1022941-12 |  | TPE, 1 PAIR TWISTED SHIELDED
WC029003 |  | 1022941-12 |  | TPE, 1 PAIR TWISTED SHIELDED
WC029004 |  | 1022941-12 |  | TPE, 1 PAIR TWISTED SHIELDED
WC029005 |  | 1022941-12 |  | TPE, 1 PAIR TWISTED SHIELDED
WC029006 |  | 1022941-12 |  | TPE, 1 PAIR TWISTED SHIELDED
WC029007 |  | 1022941-12 |  | TPE, 1 PAIR TWISTED SHIELDED
WC029008 |  | 1022941-12 |  | TPE, 1 PAIR TWISTED SHIELDED
WC029009 |  | 1022941-12 |  | TPE, 1 PAIR TWISTED SHIELDED
WC029010 |  | 1022941-12 |  | TPE, 1 PAIR TWISTED SHIELDED
WC029011 |  | 1022941-12 |  | TPE, 1 PAIR TWISTED SHIELDED
WC029012 |  | 1022941-12 |  | TPE, 1 PAIR TWISTED SHIELDED
WC029013 |  | 1022941-12 |  | TPE, 1 PAIR TWISTED SHIELDED
WC029014 |  | 1022941-12 |  | TPE, 1 PAIR TWISTED SHIELDED
WC029015 |  | 1022941-12 |  | TPE, 1 PAIR TWISTED SHIELDED
WC029016 |  | 1022941-12 |  | TPE, 1 PAIR TWISTED SHIELDED
WC029017 |  | 1022941-12 |  | TPE, 1 PAIR TWISTED SHIELDED
WC029018 |  | 1022941-12 |  | TPE, 1 PAIR TWISTED SHIELDED
WC029019 |  | 1022941-12 |  | TPE, 1 PAIR TWISTED SHIELDED
WC029020 |  | 1022941-12 |  | TPE, 1 PAIR TWISTED SHIELDED
WC029021 |  | 1022941-12 |  | TPE, 1 PAIR TWISTED SHIELDED
WC029022 |  | 1022941-12 |  | TPE, 1 PAIR TWISTED SHIELDED
WC029023 |  | 1022941-12 |  | TPE, 1 PAIR TWISTED SHIELDED
WC029025 |  | 1022941-12 |  | TPE, 1 PAIR TWISTED SHIELDED
WC029026 |  | 1022941-12 |  | TPE, 1 PAIR TWISTED SHIELDED
WC029027 |  | 1022941-12 |  | TPE, 1 PAIR TWISTED SHIELDED
WC029028 |  | 1022941-12 |  | TPE, 1 PAIR TWISTED SHIELDED
WC029029 |  | 1022941-12 |  | TPE, 1 PAIR TWISTED SHIELDED
WC029030 |  | 1022941-12 |  | TPE, 1 PAIR TWISTED SHIELDED
WC029101 |  | 1022941-12 |  | TPE, 1 PAIR TWISTED SHIELDED
WC029102 |  | 1022941-12 |  | TPE, 1 PAIR TWISTED SHIELDED
WC029103 |  | 1022941-12 |  | TPE, 1 PAIR TWISTED SHIELDED
WC029104 |  | 1022941-12 |  | TPE, 1 PAIR TWISTED SHIELDED
WC029105 |  | 1022941-12 |  | TPE, 1 PAIR TWISTED SHIELDED
WC029106 |  | 1022941-12 |  | TPE, 1 PAIR TWISTED SHIELDED
WC029107 |  | 1022941-12 |  | TPE, 1 PAIR TWISTED SHIELDED
WC029108 |  | 1022941-12 |  | TPE, 1 PAIR TWISTED SHIELDED
WC029109 |  | 1022941-12 |  | TPE, 1 PAIR TWISTED SHIELDED
WC029110 |  | 1022941-12 |  | TPE, 1 PAIR TWISTED SHIELDED
WC029111 |  | 1022941-12 |  | TPE, 1 PAIR TWISTED SHIELDED
WC029112 |  | 1022941-12 |  | TPE, 1 PAIR TWISTED SHIELDED
WC029113 |  | 1022941-12 |  | TPE, 1 PAIR TWISTED SHIELDED
WC029114 |  | 1022941-12 |  | TPE, 1 PAIR TWISTED SHIELDED
WC029115 |  | 1022941-12 |  | TPE, 1 PAIR TWISTED SHIELDED
WC029116 |  | 1022941-12 |  | TPE, 1 PAIR TWISTED SHIELDED
WC029117 |  | 1022941-12 |  | TPE, 1 PAIR TWISTED SHIELDED
WC029118 |  | 1022941-12 |  | TPE, 1 PAIR TWISTED SHIELDED
WC029119 |  | 1022941-12 |  | TPE, 1 PAIR TWISTED SHIELDED
WC029120 |  | 1022941-12 |  | TPE, 1 PAIR TWISTED SHIELDED
WC029121 |  | 1022941-12 |  | TPE, 1 PAIR TWISTED SHIELDED
WC029122 |  | 1022941-12 |  | TPE, 1 PAIR TWISTED SHIELDED
WC029127 |  | 1022941-12 |  | TPE, 1 PAIR TWISTED SHIELDED
WC0680 |  | 1302073-36 |  | CABLE, COMMUNICATION CABLE - 36 INCHES
WC1202B |  | 1098580-51 |  | FIBER OPTIC CABLE, MULTI-MODE OM3
WC1203 |  | 1022941-12 |  | TPE, 1 PAIR TWISTED SHIELDED
WC1203B |  | 1098580-51 |  | FIBER OPTIC CABLE, MULTI-MODE OM3
WC1204B |  | 1098580-51 |  | FIBER OPTIC CABLE, MULTI-MODE OM3
WC1307 |  | 1022941-12 |  | TPE, 1 PAIR TWISTED SHIELDED
WC1308 |  | 1022941-12 |  | TPE, 1 PAIR TWISTED SHIELDED
WC1310 |  | 1022941-12 |  | TPE, 1 PAIR TWISTED SHIELDED
WC1311 |  | 1022941-12 |  | TPE, 1 PAIR TWISTED SHIELDED
WC1312 |  | 1022941-12 |  | TPE, 1 PAIR TWISTED SHIELDED
WC1313 |  | 1022941-12 |  | TPE, 1 PAIR TWISTED SHIELDED
WC1314 |  | 1022941-12 |  | TPE, 1 PAIR TWISTED SHIELDED
WC1318 |  | 1022941-12 |  | TPE, 1 PAIR TWISTED SHIELDED
WC1319 |  | 1022941-12 |  | TPE, 1 PAIR TWISTED SHIELDED
WC1320 |  | 1022941-12 |  | TPE, 1 PAIR TWISTED SHIELDED
WC1321 |  | 1022941-12 |  | TPE, 1 PAIR TWISTED SHIELDED
WC1322 |  | 1022941-12 |  | TPE, 1 PAIR TWISTED SHIELDED
WC1323 |  | 1022941-12 |  | TPE, 1 PAIR TWISTED SHIELDED
WC1327 |  | 1022941-12 |  | TPE, 1 PAIR TWISTED SHIELDED
WC1328 |  | 1022941-12 |  | TPE, 1 PAIR TWISTED SHIELDED
WC1329 |  | 1022941-12 |  | TPE, 1 PAIR TWISTED SHIELDED
WC1330 |  | 1022941-12 |  | TPE, 1 PAIR TWISTED SHIELDED
WC1331 |  | 1022941-12 |  | TPE, 1 PAIR TWISTED SHIELDED
WC1332 |  | 1022941-12 |  | TPE, 1 PAIR TWISTED SHIELDED
WC1333 |  | 1022941-12 |  | TPE, 1 PAIR TWISTED SHIELDED
WC1334 |  | 1022941-12 |  | TPE, 1 PAIR TWISTED SHIELDED
WC1335 |  | 1022941-12 |  | TPE, 1 PAIR TWISTED SHIELDED
WC1336 |  | 1022941-12 |  | TPE, 1 PAIR TWISTED SHIELDED
WC1337 |  | 1022941-12 |  | TPE, 1 PAIR TWISTED SHIELDED
WC1338 |  | 1022941-12 |  | TPE, 1 PAIR TWISTED SHIELDED
WC1339 |  | 1022941-12 |  | TPE, 1 PAIR TWISTED SHIELDED
WC1340 |  | 1022941-12 |  | TPE, 1 PAIR TWISTED SHIELDED
WC1341 |  | 1022941-12 |  | TPE, 1 PAIR TWISTED SHIELDED
WC1352 |  | 1022941-12 |  | TPE, 1 PAIR TWISTED SHIELDED
WC1353 |  | 1022941-12 |  | TPE, 1 PAIR TWISTED SHIELDED
WC1354 |  | 1022941-12 |  | TPE, 1 PAIR TWISTED SHIELDED
WC1355 |  | 1022941-12 |  | TPE, 1 PAIR TWISTED SHIELDED
WC1356 |  | 1022941-12 |  | TPE, 1 PAIR TWISTED SHIELDED
WC1357 |  | 1022941-12 |  | TPE, 1 PAIR TWISTED SHIELDED
WC2100 |  | 1022941-13 |  | TPE, 1 TRIAD TWISTED SHIELDED
WC2101 |  | 1022941-12 |  | TPE, 1 PAIR TWISTED SHIELDED
WC2102 |  | 1022941-12 |  | TPE, 1 PAIR TWISTED SHIELDED
WC2103 |  | 1022941-12 |  | TPE, 1 PAIR TWISTED SHIELDED
WC2104 |  | 1022941-12 |  | TPE, 1 PAIR TWISTED SHIELDED
WC2105 |  | 1022941-12 |  | TPE, 1 PAIR TWISTED SHIELDED
WC2110 |  | 1022941-13 |  | TPE, 1 TRIAD TWISTED SHIELDED
WC2123 |  | 1022941-12 |  | TPE, 1 PAIR TWISTED SHIELDED
WC2124 |  | 1022941-12 |  | TPE, 1 PAIR TWISTED SHIELDED
WC2126 |  | 1022941-13 |  | TPE, 1 TRIAD TWISTED SHIELDED
WC2127 |  | 1022941-13 |  | TPE, 1 TRIAD TWISTED SHIELDED
WC2128 |  | 1022941-13 |  | TPE, 1 TRIAD TWISTED SHIELDED
WC2129 |  | 1022941-13 |  | TPE, 1 TRIAD TWISTED SHIELDED
WC2139 |  | 1022941-13 |  | TPE, 1 TRIAD TWISTED SHIELDED
WC2140 |  | 1022941-13 |  | TPE, 1 TRIAD TWISTED SHIELDED
WC2141 |  | 1022941-13 |  | TPE, 1 TRIAD TWISTED SHIELDED
WC2142 |  | 1022941-13 |  | TPE, 1 TRIAD TWISTED SHIELDED
WC2143 |  | 1022941-13 |  | TPE, 1 TRIAD TWISTED SHIELDED
WC2144 |  | 1022941-13 |  | TPE, 1 TRIAD TWISTED SHIELDED
WC2145 |  | 1022941-13 |  | TPE, 1 TRIAD TWISTED SHIELDED
WC2153 |  | 1022941-13 |  | TPE, 1 TRIAD TWISTED SHIELDED
WC2154 |  | 1022941-13 |  | TPE, 1 TRIAD TWISTED SHIELDED
WC2155 |  | 1022941-13 |  | TPE, 1 TRIAD TWISTED SHIELDED
WC2156 |  | 1022941-13 |  | TPE, 1 TRIAD TWISTED SHIELDED
WC2157 |  | 1022941-13 |  | TPE, 1 TRIAD TWISTED SHIELDED
WC2161 |  | 1022941-13 |  | TPE, 1 TRIAD TWISTED SHIELDED
WC2162 |  | 1022941-13 |  | TPE, 1 TRIAD TWISTED SHIELDED
WC2180 |  | 1022941-13 |  | TPE, 1 TRIAD TWISTED SHIELDED
WC2181 |  | 1022941-13 |  | TPE, 1 TRIAD TWISTED SHIELDED
WC2182 |  | 1022941-13 |  | TPE, 1 TRIAD TWISTED SHIELDED
WC2201 |  | 1022941-12 |  | TPE, 1 PAIR TWISTED SHIELDED
WC2202 |  | 1022941-12 |  | TPE, 1 PAIR TWISTED SHIELDED
WC2203 |  | 1022941-12 |  | TPE, 1 PAIR TWISTED SHIELDED
WC2204 |  | 1022941-12 |  | TPE, 1 PAIR TWISTED SHIELDED
WC2205 |  | 1022941-12 |  | TPE, 1 PAIR TWISTED SHIELDED
WC2206 |  | 1022941-12 |  | TPE, 1 PAIR TWISTED SHIELDED
WC2207 |  | 1022941-12 |  | TPE, 1 PAIR TWISTED SHIELDED
WC2301 |  | 1022941-12 |  | TPE, 1 PAIR TWISTED SHIELDED
WC2302 |  | 1022941-12 |  | TPE, 1 PAIR TWISTED SHIELDED
WC2303 |  | 1022941-12 |  | TPE, 1 PAIR TWISTED SHIELDED
WC2304 |  | 1022941-12 |  | TPE, 1 PAIR TWISTED SHIELDED
WC2305 |  | 1022941-12 |  | TPE, 1 PAIR TWISTED SHIELDED
WC2306 |  | 1022941-12 |  | TPE, 1 PAIR TWISTED SHIELDED
WC2308 |  | 1022941-13 |  | TPE, 1 TRIAD TWISTED SHIELDED
WC2401 |  | 1022941-12 |  | TPE, 1 PAIR TWISTED SHIELDED
WC2402 |  | 1022941-12 |  | TPE, 1 PAIR TWISTED SHIELDED
WC2403 |  | 1022941-12 |  | TPE, 1 PAIR TWISTED SHIELDED
WC2404 |  | 1022941-12 |  | TPE, 1 PAIR TWISTED SHIELDED
WC2405 |  | 1022941-12 |  | TPE, 1 PAIR TWISTED SHIELDED
WC2406 |  | 1022941-12 |  | TPE, 1 PAIR TWISTED SHIELDED
WC2603 |  | 1022941-13 |  | TPE, 1 TRIAD TWISTED SHIELDED
WC2604 |  | 1022941-13 |  | TPE, 1 TRIAD TWISTED SHIELDED
WC2605 |  | 1022941-13 |  | TPE, 1 TRIAD TWISTED SHIELDED
WC2607 |  | 1022941-13 |  | TPE, 1 TRIAD TWISTED SHIELDED
WC2614 |  | 1022941-13 |  | TPE, 1 TRIAD TWISTED SHIELDED
WC2615 |  | 1022941-13 |  | TPE, 1 TRIAD TWISTED SHIELDED
WC2700 |  | 1022941-13 |  | TPE, 1 TRIAD TWISTED SHIELDED
WC2706 |  | 1022941-13 |  | TPE, 1 TRIAD TWISTED SHIELDED
WC4293 |  | 1022941-12 |  | TPE, 1 PAIR TWISTED SHIELDED
WC4638 |  | 1022941-13 |  | TPE, 1 TRIAD TWISTED SHIELDED
WC4749 |  | 1022941-12 |  | TPE, 1 PAIR TWISTED SHIELDED
WC5018 |  | 1022941-22 |  | TPE, 1 PAIR TWISTED SHIELDED
WC5500 |  | 1022941-22 |  | TPE, 1 PAIR TWISTED SHIELDED
WC5540 |  | PART OF 1113568-200 |  | CABLE, 2 CONDUCTOR TRIMMED SHIELD PART OF HORN
WC6100 |  | 1022941-12 |  | TPE, 1 PAIR TWISTED SHIELDED
WC7100 |  | 1022941-12 |  | TPE, 1 PAIR TWISTED SHIELDED
WC7101 |  | 1022941-12 |  | TPE, 1 PAIR TWISTED SHIELDED
WC8040 |  | 1322418-90 |  | CABLE, SYTSTEM FUNCTION
WC8041 |  | 1322418-90 |  | CABLE, SYTSTEM FUNCTION
WC8042 |  | 1322418-90 |  | CABLE, SUPPLIED BY OTHERS
WC8043 |  | 1322418-90 |  | CABLE, SUPPLIED BY OTHERS
WC8050 |  | 1322418-90 |  | CABLE, SUPPLIED BY OTHERS
WC8051 |  | 1322418-90 |  | CABLE, SYTSTEM FUNCTION
WC8066 |  | 1022941-22 |  | TPE, 1 PAIR TWISTED SHIELDED
WC8068 |  | 1022941-22 |  | TPE, 1 PAIR TWISTED SHIELDED
WC8069 |  | 1022941-22 |  | TPE, 1 PAIR TWISTED SHIELDED
WC8085 |  | 1022941-22 |  | TPE, 1 PAIR TWISTED SHIELDED
WC8090 |  | 1322418-90 |  | CABLE, SUPPLIED BY OTHERS
WC8091 |  | 1322418-90 |  | CABLE, SUPPLIED BY OTHERS
WC8092 |  | 1322418-90 |  | CABLE, SUPPLIED BY OTHERS
WC9001 |  | 1302073-36 |  | CABLE, ETHERNET - 36 INCHES
WC9003 |  | 1302073-36 |  | CABLE, ETHERNET - 36 INCHES
WC9011 |  | 1302073-36 |  | CABLE, ETHERNET - 36 INCHES
WC9017 |  | 1302073-36 |  | CABLE, ETHERNET - 36 INCHES
WC9211 |  | 1302073-36 |  | CABLE, ETHERNET - 36 INCHES
WTXRX1 |  | 1022941-12 |  | TPE, 1 PAIR TWISTED SHIELDED
WTXRX2 |  | 1022941-12 |  | TPE, 1 PAIR TWISTED SHIELDED

## Part Number List
Part Number List |  | SolarTools ver. 24.0.84.24712 (Jul 31, 2025)
Project # | 4M511
Report date: 4/6/2026 4:20 PM
Project Name | ENI - KUTEI NORTH HUB - FPSO
Revision | B.2
Controls DE | BARRAZA, PAUL
Phone: | 0
Controls ME
Phone:
Device ID | Part Number | Description | Location
AF0141 | 2684693-17,2684693-25 | 5094-OB8XT, 8 DISCRETE OUTPUT | BOP PANEL
AF0142 | 2684693-17,2684693-23 | 5094-IB16XT, 16 DISCRETE INPUT | BOP PANEL
AF0143 | 2684693-18,2684693-56 | 5094-IF8IHXT, 8 ANALOG INPUT, ISOLATED | BOP PANEL
AF0144 | 2684693-18,2684693-27 | 5094-OF8IHXT, 8 ANALOG OUTPUT, ISOLATED | BOP PANEL
AF0145 | 2684693-19,2684693-33 | 5094-IY8XT, 8 ANALOG INPUT, TC/RTD/ I&V | BOP PANEL
AF0146 | 2684693-17,2684693-25 | 5094-OB8XT, 8 DISCRETE OUTPUT | BOP PANEL
AF0181 | 2684693-17,2684693-25 | 5094-OB8XT, 8 DISCRETE OUTPUT | BOP PANEL
AF0182 | 2684693-17,2684693-23 | 5094-IB16XT, 16 DISCRETE INPUT | BOP PANEL
AF0183 | 2684693-18,2684693-28 | 5094-IB16SXT, 16 DISCRETE INPUT, S | BOP PANEL
AF0184 | 2684693-18,2684693-55 | 5094-OB16SXT, 16 DISCRETE OUTPUT, S | BOP PANEL
AF0185 | 2684693-18,2684693-56 | 5094-IF8IHXT, 8 ANALOG INPUT, ISOLATED | BOP PANEL
AU0140 | 2684693-22 | 5094-AENTRXT, FLEX 5000 I/O | BOP PANEL
AU0180 | 2684693-22 | 5094-AENTRXT, FLEX 5000 I/O | BOP PANEL
FU0140 | 1043265-1,1043265-5 | FUSE, 10A | BOP PANEL
FU0141 | 1043265-1,1043265-5 | FUSE, 10A | BOP PANEL
FU0142 | 1043265-1,1043265-5 | FUSE, 10A | BOP PANEL
FU0143 | 1043265-3 | FUSE, 2A | BOP PANEL
FU0180 | 1043265-1,1043265-5 | FUSE, 10A | BOP PANEL
FU0181 | 1043265-1,1043265-5 | FUSE, 10A | BOP PANEL
FU0184 | 1043265-1,1043265-5 | FUSE, 10A | BOP PANEL
FU0570 | 1043265-1,1043265-7 | FUSE, 20A | BOP PANEL
GR0180 | 903849C1 | RAIL GROUND, DIN RAIL GROUNDING | BOP PANEL
GR0181 | 903849C1 | RAIL GROUND, DIN RAIL GROUNDING | BOP PANEL
GR0182 | 903849C1 | RAIL GROUND, DIN RAIL GROUNDING | BOP PANEL
IEG0257 | 232941-110 | BUS BAR, BOP - INSTRUMENT EARTH GROUNDING | BOP PANEL
KA0181 | 1061979-1 | RELAY, TURBINE RUNNING STATUS | BOP PANEL
KA0182 | 1061979-1 | RELAY, WHRS PURGE FLOW ESTABLISHED | BOP PANEL
KA0183 | 1061979-1 | RELAY, WASTE HEAT READY | BOP PANEL
KA0184 | 1061979-1 | RELAY, WHRS PURGE COMPLETE | BOP PANEL
KA0531 | 1061979-1 | RELAY, NO EMERGENCY SHUTDOWN SUMMARY | BOP PANEL
KA0532 | 1061979-1 | RELAY, NO EMERGENCY SHUTDOWN SUMMARY | BOP PANEL
KA0533 | 1061979-1 | RELAY, NO EMERGENCY SHUTDOWN SUMMARY | BOP PANEL
KA0534 | 1061979-1 | RELAY, NO EMERGENCY SHUTDOWN SUMMARY | BOP PANEL
KA0535 | 1061979-1 | RELAY, CONTROLLER ACTIVE | BOP PANEL
KA0536 | 1061979-1 | RELAY, CONTROLLER ACTIVE | BOP PANEL
KA0537 | 1061979-1 | RELAY, NO EMERGENCY SHUTDOWN SUMMARY | BOP PANEL
KA0540 | 1061979-1 | RELAY, OPEN SUCTION VALVE | BOP PANEL
KA0541 | 1061979-1 | RELAY, OPEN DISCHARGE VALVE | BOP PANEL
KA0542 | 1061979-1 | RELAY, OPEN SUCTION VALVE | BOP PANEL
KA0543 | 1061979-1 | RELAY, OPEN DISCHARGE VALVE | BOP PANEL
KA0550 | 1061979-1 | RELAY, OPEN SUCTION VALVE SAFETY | BOP PANEL
KA0551 | 1061979-1 | RELAY, OPEN DISCHARGE VALVE SAFETY | BOP PANEL
KA0554 | 1061979-1 | RELAY, CLOSE VENT VALVE SAFETY | BOP PANEL
KA1801 | 1061979-1 | RELAY, SEAL GAS HEATER 1 RUN | BOP PANEL
KA1901 | 1061979-1 | RELAY, SEAL GAS HEATER 1 RUN | BOP PANEL
KT0571 | 2651077-1 | TIMER RELAY, LOADING VALVE CLOSED | BOP PANEL
KT0573 | 2651077-1 | TIMER RELAY, DISCHARGE VALVE CLOSED | BOP PANEL
KT0574 | 2651077-1 | TIMER RELAY, SUCTION VALVE CLOSED | BOP PANEL
XT0140 | 1066730-7,1066730-8,1067996-4 | TERMINAL BLOCK, SPRING, 4 CONDUCTOR,30-12 AWG (0.05-3.31 MM2),NON-IS | BOP PANEL
XT0180 | 1066730-7,1066730-8,1067996-4 | TERMINAL BLOCK, SPRING, 4 CONDUCTOR,30-12 AWG (0.05-3.31 MM2),NON-IS | BOP PANEL
XT0570 | 1066730-16,1066730-17,1066730-18 | TERMINAL STRIP, 2 CONDUCTOR | BOP PANEL
XT0572 | 1066730-7,1066730-8,1067996-4 | TERMINAL BLOCK, SPRING, 4 CONDUCTOR,30-12 AWG (0.05-3.31 MM2),NON-IS | BOP PANEL
XT0574 | 1066730-7 | TERMINAL BLOCK, SPRING, 4 CONDUCTOR,30-12 AWG (0.05-3.31 MM2),NON-IS | BOP PANEL
GR0012 | 903849C1 | RAIL GROUND, DIN RAIL GROUNDING | CC BLANK #1
GR0673 | 903849C1 | RAIL GROUND, DIN RAIL GROUNDING | CC BLANK #1
IEG0430 | 232941-300 | BUS BAR, PANEL BLANK #1 INSTRUMENT EARTH GROUNDING | CC BLANK #1
PEG0330 | 232941-300 | BUS BAR, PANEL BLANK #1 - POWER EARTH GROUNDING | CC BLANK #1
GR0013 | 903849C1 | RAIL GROUND, DIN RAIL GROUNDING | CC BLANK #2
GR0674 | 903849C1 | RAIL GROUND, DIN RAIL GROUNDING | CC BLANK #2
GR0014 | 903849C1 | RAIL GROUND, DIN RAIL GROUNDING | CC BLANK #3
GR0675 | 903849C1 | RAIL GROUND, DIN RAIL GROUNDING | CC BLANK #3
AF0321 | 2684693-19,2684693-33 | 5094-IY8XT, 8 ANALOG INPUT, TC/RTD/ I&V | CC COMPRESSOR
AF0322 | 2684693-17,2684693-23 | 5094-IB16XT, 16 DISCRETE INPUT | CC COMPRESSOR
AF0500 | 1322418-31,1322418-40,1322418-72,1322418-73 | 1444-TSCX02-02RB, 2-CH TACHOMETER INPUT^DYNAMIX 1444 VIBRATION | CC COMPRESSOR
AF0510 | 1322418-11,1322418-20,1322418-70,1322418-71 | 1444-DYN04-01RA, 4-CH VIBRATION INPUT^DYNAMIX 1444 VIBRATION | CC COMPRESSOR
AF0520 | 1322418-11,1322418-20,1322418-70,1322418-71 | 1444-DYN04-01RA, 4-CH VIBRATION INPUT^DYNAMIX 1444 VIBRATION | CC COMPRESSOR
AF0900 | 1322418-31,1322418-40,1322418-72,1322418-73 | 1444-TSCX02-02RB, 2-CH TACHOMETER INPUT^DYNAMIX 1444 VIBRATION | CC COMPRESSOR
AF0910 | 1322418-11,1322418-20,1322418-70,1322418-71 | 1444-DYN04-01RA, 4-CH VIBRATION INPUT^DYNAMIX 1444 VIBRATION | CC COMPRESSOR
AF0920 | 1322418-11,1322418-20,1322418-70,1322418-71 | 1444-DYN04-01RA, 4-CH VIBRATION INPUT^DYNAMIX 1444 VIBRATION | CC COMPRESSOR
AF0940 | 1322418-11,1322418-20,1322418-70,1322418-71 | 1444-DYN04-01RA, 4-CH VIBRATION INPUT^DYNAMIX 1444 VIBRATION | CC COMPRESSOR
AF1201 | 2684693-17,2684693-25 | 5094-OB8XT, 8 DISCRETE OUTPUT | CC COMPRESSOR
AF1202 | 2684693-17,2684693-23 | 5094-IB16XT, 16 DISCRETE INPUT | CC COMPRESSOR
AF1203 | 2684693-18,2684693-56 | 5094-IF8IHXT, 8 ANALOG INPUT, ISOLATED | CC COMPRESSOR
AF1204 | 2684693-18,2684693-30 | 5094-IF4IHSXT, 4 ANALOG INPUT, S | CC COMPRESSOR
AF1205 | 2684693-18,2684693-30 | 5094-IF4IHSXT, 4 ANALOG INPUT, S | CC COMPRESSOR
AF1206 | 2684693-21,2684693-36 | 5094-IRT8SXT, 8 RTD/TC ANALOG INPUT, S | CC COMPRESSOR
AF1207 | 2684693-18,2684693-28 | 5094-IB16SXT, 16 DISCRETE INPUT, S | CC COMPRESSOR
AF1208 | 2684693-19,2684693-33 | 5094-IY8XT, 8 ANALOG INPUT, TC/RTD/ I&V | CC COMPRESSOR
AF1209 | 2684693-19,2684693-33 | 5094-IY8XT, 8 ANALOG INPUT, TC/RTD/ I&V | CC COMPRESSOR
AF1210 | 2684693-18,2684693-56 | 5094-IF8IHXT, 8 ANALOG INPUT, ISOLATED | CC COMPRESSOR
AF1211 | 2684693-18,2684693-56 | 5094-IF8IHXT, 8 ANALOG INPUT, ISOLATED | CC COMPRESSOR
AU0320 | 2684693-22 | 5094-AENTRXT, FLEX 5000 I/O | CC COMPRESSOR
AU1200 | 2684693-22 | 5094-AENTRXT, FLEX 5000 I/O | CC COMPRESSOR
FU0120 | 1043265-1,1043265-5 | TERMINAL BLOCK, SPRING, 4 CONDUCTOR,30-12 AWG (0.05-3.31 MM2),NON-IS | CC COMPRESSOR
FU0121 | 1043265-1,1043265-5 | TERMINAL BLOCK, SPRING, 4 CONDUCTOR,30-12 AWG (0.05-3.31 MM2),NON-IS | CC COMPRESSOR
FU0130 | 1043265-1,1043265-7 | TERMINAL BLOCK, SPRING, 4 CONDUCTOR,30-12 AWG (0.05-3.31 MM2),NON-IS | CC COMPRESSOR
FU0133 | 1043265-1,1043265-4 | FUSE, 5A | CC COMPRESSOR
FU0310 | 1043265-1,1043265-7 | FUSE, 20A | CC COMPRESSOR
FU0313 | 1043265-1,1043265-4 | FUSE, 5A | CC COMPRESSOR
FU0320 | 1043265-1,1043265-5 | FUSE, 10A | CC COMPRESSOR
GR0120 | 903849C1 | TERMINAL BLOCK, SPRING, 4 CONDUCTOR,30-12 AWG (0.05-3.31 MM2),NON-IS | CC COMPRESSOR
GR0320 | 903849C1 | RAIL GROUND, DIN RAIL GROUNDING | CC COMPRESSOR
IEG0250 | 232941-300 | BUS BAR, GEARBOX/HP CPSR INSTRUMENT EARTH GROUNDING | CC COMPRESSOR
KA0120 | 1061979-1 | ISOLATOR, SMART TRANSMITTER POWER SUPPLY | CC COMPRESSOR
KA4401 | 1061979-1 | ISOLATOR, RESISTIVE TEMPERATURE DEVICE | CC COMPRESSOR
XT0121 | 1066730-7,1066730-8,1067996-4 | TERMINAL BLOCK, SPRING, 4 CONDUCTOR,30-12 AWG (0.05-3.31 MM2),NON-IS | CC COMPRESSOR
XT0130 | 1066730-7,1066730-8,1067996-4 | TERMINAL BLOCK, SPRING, 4 CONDUCTOR,30-12 AWG (0.05-3.31 MM2),NON-IS | CC COMPRESSOR
XT0310 | 1066730-7,1066730-8,1067996-4 | TERMINAL BLOCK, SPRING, 4 CONDUCTOR,30-12 AWG (0.05-3.31 MM2),NON-IS | CC COMPRESSOR
XT0500 | 1066730-1,1066730-2 | TERMINAL STRIP, 4 CONDUCTOR | CC COMPRESSOR
XT0520 | 1066730-16,1066730-8,1067996-4 | TERMINAL STRIP, 2 CONDUCTOR | CC COMPRESSOR
XT0900 | 1066730-1,1066730-2 | TERMINAL STRIP, 4 CONDUCTOR | CC COMPRESSOR
XT0905 | 1066730-7,1066730-8,1067996-4 | TERMINAL BLOCK, SPRING, 4 CONDUCTOR,30-12 AWG (0.05-3.31 MM2),NON-IS | CC COMPRESSOR
AT0190 | 1577354-5100 | WORKSTATION, PANEL COMPUTER, TT4000 | CONSOLE
AT0190K | 1068334 | KEYBOARD, TYPING INTERFACE | CONSOLE
EL0271 | 1022899 | LIGHT, LED, WHITE | CONSOLE
EL0272 | 1022899,PART OF ASSEMBLY | LIGHT, LED, WHITE | CONSOLE
EL0273 | 1022899,1024595-100,PART OF ASSEMBLY | LIGHT, LED, WHITE | CONSOLE
HA0273 | 1113568-200 | HORN, AUDIBLE ALARM | CONSOLE
ZS0271 | 1113474-1,22650R1,22690R1,23523R1,24556R1,915786C1,PART OF ASSEMBLY | LIMIT SWITCH, CONSOLE DOOR OPEN | CONSOLE
ZS0273 | [2]1113474-1,22650R1,22690R1,23523R1,24556R1,915786C1,PART OF ASSEMBLY | LIMIT SWITCH, CONSOLE DOOR OPEN | CONSOLE
CCAT0170 | CUSTOMER DEFINED | CUSTOMER CONNECTION, TROUBLE ALARM SIGNAL | CUSTOMER FIRE AND GAS SIGNALS
CCKA0982 | CUSTOMER DEFINED | CUSTOMER CONNECTION, FIRE DETECTED SIGNAL | CUSTOMER FIRE AND GAS SIGNALS
CCKA0984 | CUSTOMER DEFINED | CUSTOMER CONNECTION, GAS DETECTED SIGNAL | CUSTOMER FIRE AND GAS SIGNALS
AT0175 | 1056244-5 | 8 CHANNEL ED I/O, EAGLE QUANTUM PREMIER | FIRE SYSTEM
AT0177 | 1056244-5 | 8 CHANNEL ED I/O, EAGLE QUANTUM PREMIER | FIRE SYSTEM
AT0179 | 1056244-5 | 8 CHANNEL ED I/O, EAGLE QUANTUM PREMIER | FIRE SYSTEM
AT0181 | 1056244-5 | 8 CHANNEL ED I/O, EAGLE QUANTUM PREMIER | FIRE SYSTEM
FU0170 | 1043265-1,1043265-7 | FUSE, 20A | FIRE SYSTEM
GR0170 | 903849C1 | RAIL GROUND, DIN RAIL GROUNDING | FIRE SYSTEM
GR0172 | 903849C1 | RAIL GROUND, DIN RAIL GROUNDING | FIRE SYSTEM
KA6510 | 1061979-1 | RELAY, FIRE SYSTEM AUTO/INHIBIT | FIRE SYSTEM
KA6511 | 1061979-1 | RELAY, FIRE SYSTEM AUTO/INHIBIT | FIRE SYSTEM
RR0177S2 | 912137C1 | RESISTOR, 10K OHM | FIRE SYSTEM
RR0177S3 | 912137C1 | RESISTOR, 10K OHM | FIRE SYSTEM
RR0177S6 | 912137C1 | RESISTOR, 10K OHM | FIRE SYSTEM
RR0179S6 | 912137C1 | RESISTOR, 10K OHM | FIRE SYSTEM
RR0179S8 | 912137C1 | RESISTOR, 10K OHM | FIRE SYSTEM
RR0181S3 | 912137C1 | RESISTOR, 10K OHM | FIRE SYSTEM
RR0181S4 | 912137C1 | RESISTOR, 10K OHM | FIRE SYSTEM
RR0181S5 | 912137C1 | RESISTOR, 10K OHM | FIRE SYSTEM
RR0181S6 | 912137C1 | RESISTOR, 10K OHM | FIRE SYSTEM
XT0170 | 1066730-7,1066730-8,1067996-11 | TERMINAL BLOCK, SPRING, 4 CONDUCTOR,30-12 AWG (0.05-3.31 MM2),NON-IS | FIRE SYSTEM
XT0172 | 1066730-7,1066730-8,1067996-11 | TERMINAL BLOCK, SPRING, 4 CONDUCTOR,30-12 AWG (0.05-3.31 MM2),NON-IS | FIRE SYSTEM
AT0170 | 1056244-29 | CONTROLLER, EAGLE QUANTUM PREMIER | FIRE SYSTEM CONTROLLER PANEL
GR0171 | 903849C1 | RAIL GROUND, DIN RAIL GROUNDING | FIRE SYSTEM CONTROLLER PANEL
KA0172 | 1061979-1 | RELAY, FIRE DETECTED (CUSTOMER) | FIRE SYSTEM CONTROLLER PANEL
KA0174 | 1061979-1 | RELAY, GAS DETECTED (CUSTOMER) | FIRE SYSTEM CONTROLLER PANEL
UV0170 | 1056244-2 | POWER SUPPLY, EAGLE QUANTUM PREMIER | FIRE SYSTEM CONTROLLER PANEL
FU0272 | 1043265-1,1043265-4 | FUSE, 5A | ISOLATOR PANEL
FU0274 | 1043265-1,1043265-4 | FUSE, 5A | ISOLATOR PANEL
GR0272 | 903849C1 | RAIL GROUND, DIN RAIL GROUNDING | ISOLATOR PANEL
GR0273 | 903849C1 | RAIL GROUND, DIN RAIL GROUNDING | ISOLATOR PANEL
UAI0741 | 1053038-35 | ISOLATOR, THERMOCOUPLE ELEMENT | ISOLATOR PANEL
UAI0742 | 1053038-35 | ISOLATOR, THERMOCOUPLE ELEMENT | ISOLATOR PANEL
UAI0743 | 1053038-35 | ISOLATOR, THERMOCOUPLE ELEMENT | ISOLATOR PANEL
UAI0744 | 1053038-35 | ISOLATOR, THERMOCOUPLE ELEMENT | ISOLATOR PANEL
UAI0745 | 1053038-35 | ISOLATOR, THERMOCOUPLE ELEMENT | ISOLATOR PANEL
UAI0746 | 1053038-35 | ISOLATOR, THERMOCOUPLE ELEMENT | ISOLATOR PANEL
UAI0747 | 1053038-35 | ISOLATOR, THERMOCOUPLE ELEMENT | ISOLATOR PANEL
UAI0750 | 1053038-35 | ISOLATOR, THERMOCOUPLE ELEMENT | ISOLATOR PANEL
UAI0751 | 1053038-35 | ISOLATOR, THERMOCOUPLE ELEMENT | ISOLATOR PANEL
UAI0752 | 1053038-35 | ISOLATOR, THERMOCOUPLE ELEMENT | ISOLATOR PANEL
UAI0753 | 1053038-35 | ISOLATOR, THERMOCOUPLE ELEMENT | ISOLATOR PANEL
UAI0754 | 1053038-35 | ISOLATOR, THERMOCOUPLE ELEMENT | ISOLATOR PANEL
UAI0755 | 1053038-35 | ISOLATOR, THERMOCOUPLE ELEMENT | ISOLATOR PANEL
UAI0756 | 1053038-35 | ISOLATOR, THERMOCOUPLE ELEMENT | ISOLATOR PANEL
UAI0757 | 1053038-35 | ISOLATOR, THERMOCOUPLE ELEMENT | ISOLATOR PANEL
UAI0760 | 1053038-35 | ISOLATOR, THERMOCOUPLE ELEMENT | ISOLATOR PANEL
UAI0770 | 1053038-35 | ISOLATOR, THERMOCOUPLE ELEMENT | ISOLATOR PANEL
UAI0771 | 1053038-35 | ISOLATOR, THERMOCOUPLE ELEMENT | ISOLATOR PANEL
UAI0772 | 1053038-35 | ISOLATOR, THERMOCOUPLE ELEMENT | ISOLATOR PANEL
UAI0773 | 1053038-35 | ISOLATOR, THERMOCOUPLE ELEMENT | ISOLATOR PANEL
UAI0774 | 1053038-35 | ISOLATOR, THERMOCOUPLE ELEMENT | ISOLATOR PANEL
UAI0775 | 1053038-35 | ISOLATOR, THERMOCOUPLE ELEMENT | ISOLATOR PANEL
UAI0776 | 1053038-35 | ISOLATOR, THERMOCOUPLE ELEMENT | ISOLATOR PANEL
UAI0777 | 1053038-35 | ISOLATOR, THERMOCOUPLE ELEMENT | ISOLATOR PANEL
UAI0800 | 1106298-11 | ISOLATOR, RESISTIVE TEMPERATURE DEVICE | ISOLATOR PANEL
UAI0836 | 1106298-11 | ISOLATOR, RESISTIVE TEMPERATURE DEVICE | ISOLATOR PANEL
UAI0846 | 1106298-11 | ISOLATOR, RESISTIVE TEMPERATURE DEVICE | ISOLATOR PANEL
UAI0890 | 1106298-11 | ISOLATOR, RESISTIVE TEMPERATURE DEVICE | ISOLATOR PANEL
UAI1100 | 1106298-11 | ISOLATOR, RESISTIVE TEMPERATURE DEVICE | ISOLATOR PANEL
UAI1110 | 1106298-11 | ISOLATOR, RESISTIVE TEMPERATURE DEVICE | ISOLATOR PANEL
UAI1111 | 1106298-11 | ISOLATOR, RESISTIVE TEMPERATURE DEVICE | ISOLATOR PANEL
UAI1112 | 1106298-11 | ISOLATOR, RESISTIVE TEMPERATURE DEVICE | ISOLATOR PANEL
UAI1170 | 1106298-11 | ISOLATOR, RESISTIVE TEMPERATURE DEVICE | ISOLATOR PANEL
UAI1204 | 1053038-18 | ISOLATOR, VOLTAGE REPEATER | ISOLATOR PANEL
UAI1210 | 1053038-18 | ISOLATOR, VOLTAGE REPEATER | ISOLATOR PANEL
UAI1211 | 1053038-18 | ISOLATOR, VOLTAGE REPEATER | ISOLATOR PANEL
UAI1214 | 1053038-18 | ISOLATOR, VOLTAGE REPEATER | ISOLATOR PANEL
UAI1220 | 1053038-18 | ISOLATOR, VOLTAGE REPEATER | ISOLATOR PANEL
UAI1221 | 1053038-18 | ISOLATOR, VOLTAGE REPEATER | ISOLATOR PANEL
UAI1230 | 1053038-18 | ISOLATOR, VOLTAGE REPEATER | ISOLATOR PANEL
UAI1231 | 1053038-18 | ISOLATOR, VOLTAGE REPEATER | ISOLATOR PANEL
UAI1240 | 1053038-18 | ISOLATOR, VOLTAGE REPEATER | ISOLATOR PANEL
UAI1241 | 1053038-18 | ISOLATOR, VOLTAGE REPEATER | ISOLATOR PANEL
UAI1250 | 1053038-18 | ISOLATOR, VOLTAGE REPEATER | ISOLATOR PANEL
UAI1251 | 1053038-18 | ISOLATOR, VOLTAGE REPEATER | ISOLATOR PANEL
UAI1260 | 1106298-11 | ISOLATOR, RESISTIVE TEMPERATURE DEVICE | ISOLATOR PANEL
UAI1262 | 1053038-18 | ISOLATOR, VOLTAGE REPEATER | ISOLATOR PANEL
UAI1263 | 1053038-18 | ISOLATOR, VOLTAGE REPEATER | ISOLATOR PANEL
UAI1265 | 1106298-11 | ISOLATOR, RESISTIVE TEMPERATURE DEVICE | ISOLATOR PANEL
UAI1270 | 1106298-11 | ISOLATOR, RESISTIVE TEMPERATURE DEVICE | ISOLATOR PANEL
UAI1272 | 1053038-18 | ISOLATOR, VOLTAGE REPEATER | ISOLATOR PANEL
UAI1273 | 1053038-18 | ISOLATOR, VOLTAGE REPEATER | ISOLATOR PANEL
UAI1520 | 1105411-5 | ISOLATOR, BAM 2 | ISOLATOR PANEL
UAI1771 | 1053038-18 | ISOLATOR, VOLTAGE REPEATER | ISOLATOR PANEL
UAI2120 | 1106298-11 | ISOLATOR, RESISTIVE TEMPERATURE DEVICE | ISOLATOR PANEL
UAI3100 | 1106298-11 | ISOLATOR, RESISTIVE TEMPERATURE DEVICE | ISOLATOR PANEL
UAI3200 | 1106298-11 | ISOLATOR, RESISTIVE TEMPERATURE DEVICE | ISOLATOR PANEL
UAI3510 | 1106298-11 | ISOLATOR, RESISTIVE TEMPERATURE DEVICE | ISOLATOR PANEL
UAI3520 | 1106298-11 | ISOLATOR, RESISTIVE TEMPERATURE DEVICE | ISOLATOR PANEL
UAI3530 | 1106298-11 | ISOLATOR, RESISTIVE TEMPERATURE DEVICE | ISOLATOR PANEL
UAI3540 | 1106298-11 | ISOLATOR, RESISTIVE TEMPERATURE DEVICE | ISOLATOR PANEL
UAI3600 | 1106298-11 | ISOLATOR, RESISTIVE TEMPERATURE DEVICE | ISOLATOR PANEL
UAI4413 | 1106298-11 | ISOLATOR, RESISTIVE TEMPERATURE DEVICE | ISOLATOR PANEL
UAI4414 | 1106298-11 | ISOLATOR, RESISTIVE TEMPERATURE DEVICE | ISOLATOR PANEL
UAI4417 | 1106298-11 | ISOLATOR, RESISTIVE TEMPERATURE DEVICE | ISOLATOR PANEL
UAI4418 | 1106298-11 | ISOLATOR, RESISTIVE TEMPERATURE DEVICE | ISOLATOR PANEL
UAI4433 | 1106298-11 | ISOLATOR, RESISTIVE TEMPERATURE DEVICE | ISOLATOR PANEL
UAI4434 | 1106298-11 | ISOLATOR, RESISTIVE TEMPERATURE DEVICE | ISOLATOR PANEL
UAI4437 | 1106298-11 | ISOLATOR, RESISTIVE TEMPERATURE DEVICE | ISOLATOR PANEL
UAI4438 | 1106298-11 | ISOLATOR, RESISTIVE TEMPERATURE DEVICE | ISOLATOR PANEL
UAI4460 | 1053038-18 | ISOLATOR, VOLTAGE REPEATER | ISOLATOR PANEL
UAI4461 | 1053038-18 | ISOLATOR, VOLTAGE REPEATER | ISOLATOR PANEL
UAI4462 | 1053038-18 | ISOLATOR, VOLTAGE REPEATER | ISOLATOR PANEL
UAI4470 | 1053038-18 | ISOLATOR, VOLTAGE REPEATER | ISOLATOR PANEL
UAI4471 | 1053038-18 | ISOLATOR, VOLTAGE REPEATER | ISOLATOR PANEL
UAI4473 | 1053038-18 | ISOLATOR, VOLTAGE REPEATER | ISOLATOR PANEL
UAI4740 | 1053038-18 | ISOLATOR, VOLTAGE REPEATER | ISOLATOR PANEL
UAI4741 | 1053038-18 | ISOLATOR, VOLTAGE REPEATER | ISOLATOR PANEL
UAI4742 | 1106298-11 | ISOLATOR, RESISTIVE TEMPERATURE DEVICE | ISOLATOR PANEL
UAI4745 | 1106298-11 | ISOLATOR, RESISTIVE TEMPERATURE DEVICE | ISOLATOR PANEL
UAI4750 | 1053038-18 | ISOLATOR, VOLTAGE REPEATER | ISOLATOR PANEL
UAI4751 | 1053038-18 | ISOLATOR, VOLTAGE REPEATER | ISOLATOR PANEL
UAI4752 | 1053038-18 | ISOLATOR, VOLTAGE REPEATER | ISOLATOR PANEL
UAI4753 | 1053038-18 | ISOLATOR, VOLTAGE REPEATER | ISOLATOR PANEL
UAI4754 | 1106298-11 | ISOLATOR, RESISTIVE TEMPERATURE DEVICE | ISOLATOR PANEL
UAI4755 | 1106298-11 | ISOLATOR, RESISTIVE TEMPERATURE DEVICE | ISOLATOR PANEL
UAI4759 | 1053038-18 | ISOLATOR, VOLTAGE REPEATER | ISOLATOR PANEL
UAI4760 | 1053038-18 | ISOLATOR, VOLTAGE REPEATER | ISOLATOR PANEL
UAI4761 | 1053038-18 | ISOLATOR, VOLTAGE REPEATER | ISOLATOR PANEL
UAI4762 | 1106298-11 | ISOLATOR, RESISTIVE TEMPERATURE DEVICE | ISOLATOR PANEL
UAI4765 | 1053038-18 | ISOLATOR, VOLTAGE REPEATER | ISOLATOR PANEL
UAI4770 | 1053038-18 | ISOLATOR, VOLTAGE REPEATER | ISOLATOR PANEL
UAI4771 | 1106298-11 | ISOLATOR, RESISTIVE TEMPERATURE DEVICE | ISOLATOR PANEL
UAI4773 | 1053038-18 | ISOLATOR, VOLTAGE REPEATER | ISOLATOR PANEL
UV0271 | 1053038-19 | POWER FEED MODULE, INTRINSIC SAFETY | ISOLATOR PANEL
UV0272 | 1053038-19 | POWER FEED MODULE, INTRINSIC SAFETY | ISOLATOR PANEL
UV0273 | 1053038-19 | POWER FEED MODULE, INTRINSIC SAFETY | ISOLATOR PANEL
UV0274 | 1053038-19 | POWER FEED MODULE, INTRINSIC SAFETY | ISOLATOR PANEL
UV0275 | 1053038-19 | POWER FEED MODULE, INTRINSIC SAFETY | ISOLATOR PANEL
AT1100 | 1577354-4502 | WORKSTATION, VERSA VIEW 1200H | JB70
BA0001 | 1271449-4 | MEDIA CONVERTER, ETHERNET-FIBER OPTIC | JB70
BA0002 | 1271449-4 | MEDIA CONVERTER, ETHERNET-FIBER OPTIC | JB70
BA1100 | 1337728-10 | SWITCH, ETAP, DLR INTERFACE | JB70
BA1211 | 1337728-11 | SWITCH, ETAP, DLR INTERFACE | JB70
FU0001 | 1043265-1,1043265-3 | FUSE, 2A | JB70
FU0002 | 1043265-1,1043265-3 | FUSE, 2A | JB70
FU1101 | 1043265-1,1043265-3 | FUSE, 2A | JB70
FU1211 | 1043265-1,1043265-3 | FUSE, 2A | JB70
GR1132 | 903849C1 | RAIL GROUND, DIN RAIL GROUNDING | JB70
GR1133 | 903849C1 | RAIL GROUND, DIN RAIL GROUNDING | JB70
GR1134 | 903849C1 | RAIL GROUND, DIN RAIL GROUNDING | JB70
GR1232 | 903849C1 | RAIL GROUND, DIN RAIL GROUNDING | JB70
GR1233 | 903849C1 | RAIL GROUND, DIN RAIL GROUNDING | JB70
GR1234 | 903849C1 | RAIL GROUND, DIN RAIL GROUNDING | JB70
GR1235 | 903849C1 | RAIL GROUND, DIN RAIL GROUNDING | JB70
HA0472 | 1103208-101 | HORN, AUDIBLE ALARM | JB70
HL0171 | 2380746-7 | LIGHT, FIRE SYSTEM AUTO, GREEN | JB70
HL0172 | 2380746-7 | LIGHT, FIRE SYSTEM INHIBIT, AMBER | JB70
HL0173 | 2380746-7 | LIGHT, FIRE SYSTEM DISCHARGED, RED | JB70
IEG1200 | 232941-200 | BUS BAR, INSTRUMENT EARTH GROUNDING | JB70
RR0175A | 1066738-9 | RESISTOR, 10K OHM | JB70
RR0175D | 1066738-9 | RESISTOR, 10K OHM | JB70
RR0175I | 1066738-9 | RESISTOR, 10K OHM | JB70
RR0175M | 1066738-9 | RESISTOR, 10K OHM | JB70
SA0170 | 2380746-9 | SELECTOR SWITCH, FIRE SYSTEM AUTO/INHIBIT | JB70
SA0471 | 2380746-2 | SELECTOR SWITCH, SPEED/LOAD | JB70
SA0474 | 2380746-2 | SELECTOR SWITCH, SURGE VALVE | JB70
SB0170 | 2380746-10 | PUSHBUTTON SWITCH, MANUAL RELEASE | JB70
SB0471 | 2380746-1 | PUSHBUTTON SWITCH, HORN SILENCE | JB70
SB0472 | 2380746-4 | PUSHBUTTON SWITCH, EMERGENCY STOP | JB70
SB0473 | 2380746-1 | PUSHBUTTON SWITCH, ACKNOWLEDGE | JB70
SB0474 | 2380746-1 | PUSHBUTTON SWITCH, RESET | JB70
SH0470 | 2380746-3 | LIGHTED SWITCH, STOP/STOPPING, RED | JB70
SH0471 | 2380746-3 | LIGHTED SWITCH, START/STARTING, GREEN | JB70
SH0472 | 2380746-3 | LIGHTED SWITCH, BACKUP SYSTEM ACTIVE/RESET, AMBER | JB70
UA1200 | 1053834-61 | SIGNAL CONVERTER, BACKUP OVERSPEED | JB70
UA1210 | 190817-14 | PROXIMITOR, ENGINE BEARING #1^(GAS PRODUCER X-AXIS) | JB70
UA1211 | 190817-14 | PROXIMITOR, ENGINE BEARING #1^(GAS PRODUCER Y-AXIS) | JB70
UA1220 | 190817-14 | PROXIMITOR, ENGINE BEARING #2^(GAS PRODUCER X-AXIS) | JB70
UA1221 | 190817-14 | PROXIMITOR, ENGINE BEARING #2^(GAS PRODUCER Y-AXIS) | JB70
UA1230 | 190817-14 | PROXIMITOR, ENGINE BEARING #3^(GAS PRODUCER X-AXIS) | JB70
UA1231 | 190817-14 | PROXIMITOR, ENGINE BEARING #3^(GAS PRODUCER Y-AXIS) | JB70
UA1262 | 190817-14 | PROXIMITOR, ENGINE BEARING AXIAL^(GAS PRODUCER Z-AXIS) | JB70
UA1263 | 190817-14 | PROXIMITOR, ENGINE KEYPHASOR^(GAS PRODUCER) | JB70
UA1520 | 1105411-12 | SIGNAL CONVERTER, BAM 2 ISOLATED^SIGNAL CONDITIONER | JB70
VD0175A | 1066738-10 | DIODE, 15 pF | JB70
VD0175D | 1066738-10 | DIODE, 15 pF | JB70
VD0175I | 1066738-10 | DIODE, 15 pF | JB70
VD3502 | 1066738-10 | DIODE, 15 pF | JB70
XT0001 | 1066730-32,1066730-7,1066730-8,1067996-82 | TERMINAL BLOCK, SPRING, 4 CONDUCTOR,30-12 AWG (0.05-3.31 MM2),NON-IS | JB70
XT0800 | 1066730-7,1066730-8,1067996-82 | TERMINAL BLOCK, SPRING, 4 CONDUCTOR,30-12 AWG (0.05-3.31 MM2),NON-IS | JB70
XT0801 | 1066730-7,1066730-8,1067996-82 | TERMINAL BLOCK, SPRING, 4 CONDUCTOR,30-12 AWG (0.05-3.31 MM2),NON-IS | JB70
XT0802 | 1066730-7,1066730-8,1067996-82 | TERMINAL BLOCK, SPRING, 4 CONDUCTOR,30-12 AWG (0.05-3.31 MM2),NON-IS | JB70
XT0803 | 1066730-7,1066730-8,1067996-82 | TERMINAL BLOCK, SPRING, 4 CONDUCTOR,30-12 AWG (0.05-3.31 MM2),NON-IS | JB70
XT0804 | 1066730-16,1066730-17,1066730-18 | TERMINAL STRIP, 2 CONDUCTOR | JB70
XT0805 | 1066730-7,1066730-8,1067996-4 | TERMINAL BLOCK, SPRING, 4 CONDUCTOR,30-12 AWG (0.05-3.31 MM2),NON-IS | JB70
XT0807 | 1066730-7,1066730-8,1067996-82 | TERMINAL BLOCK, SPRING, 4 CONDUCTOR,30-12 AWG (0.05-3.31 MM2),NON-IS | JB70
XT0808 | 1066730-7,1066730-8,1067996-82 | TERMINAL BLOCK, SPRING, 4 CONDUCTOR,30-12 AWG (0.05-3.31 MM2),NON-IS | JB70
XT0809 | 1066730-7,1066730-8,1067996-82 | TERMINAL BLOCK, SPRING, 4 CONDUCTOR,30-12 AWG (0.05-3.31 MM2),NON-IS | JB70
XT0810 | 1066730-7 | TERMINAL BLOCK, SPRING, 4 CONDUCTOR,30-12 AWG (0.05-3.31 MM2),NON-IS | JB70
XT0811 | 1066730-7,1066730-8,1067996-82 | TERMINAL BLOCK, SPRING, 4 CONDUCTOR,30-12 AWG (0.05-3.31 MM2),NON-IS | JB70
XT0812 | 1066730-7,1066730-8,1067996-82 | TERMINAL BLOCK, SPRING, 4 CONDUCTOR,30-12 AWG (0.05-3.31 MM2),NON-IS | JB70
XT0813 | 1066730-7,1066730-8,1067996-82 | TERMINAL BLOCK, SPRING, 4 CONDUCTOR,30-12 AWG (0.05-3.31 MM2),NON-IS | JB70
XT0814 | 1066730-7,1066730-8,1067996-82 | TERMINAL BLOCK, SPRING, 4 CONDUCTOR,30-12 AWG (0.05-3.31 MM2),NON-IS | JB70
XT0815 | 1066730-7,1066730-8,1067996-82 | TERMINAL BLOCK, SPRING, 4 CONDUCTOR,30-12 AWG (0.05-3.31 MM2),NON-IS | JB70
XT0820 | 1066730-50,1066730-51,1067996-82 | TERMINAL STRIP, 4 CONDUCTOR | JB70
XT0821 | 1066730-50,1066730-51,1067996-82 | TERMINAL STRIP, 4 CONDUCTOR | JB70
XT0822 | 1066730-50,1066730-51,1067996-82 |  | JB70
XT0822 | 1066730-50,1066730-51,1067996-82 |  | JB70
XT0822 | 1066730-50,1066730-51,1067996-82 | TERMINAL STRIP, 4 CONDUCTOR | JB70
XT0822 | 1066730-50,1066730-51,1067996-82 | TERMINAL STRIP, 4 CONDUCTOR | JB70
XT0824 | 1066730-50,1066730-51,1067996-11 | TERMINAL STRIP, 4 CONDUCTOR | JB70
XT0825 | 1066730-50,1066730-51,1067996-82 | TERMINAL STRIP, 4 CONDUCTOR | JB70
XT1211 | 1066730-7,1066730-8,1067996-4 | TERMINAL BLOCK, SPRING, 4 CONDUCTOR,30-12 AWG (0.05-3.31 MM2),NON-IS | JB70
XT1212 | 1066730-50,1066730-51,1067996-82 | TERMINAL STRIP, 4 CONDUCTOR | JB70
XT1213 | 1066730-7,1066730-8,1067996-82 | TERMINAL BLOCK, SPRING, 4 CONDUCTOR,30-12 AWG (0.05-3.31 MM2),NON-IS | JB70
XT1521 | 1066730-50,1066730-51,1067996-4 | TERMINAL STRIP, 4 CONDUCTOR | JB70
XTFG1520 | FRAME_GROUND | GROUND, FRAME/CHASSIS GROUNDING | JB70
GR1101 | [2]903849C1 | RAIL GROUND, DIN RAIL GROUNDING | JB70 LEFT RAIL
FU1100 | 1043265-1,1043265-5 | FUSE, 10A | JB70 RIGHT RAIL
GR1100 | 903849C1 | RAIL GROUND, DIN RAIL GROUNDING | JB70 RIGHT RAIL
GR4121 | 903861C1 | RAIL GROUND, DIN RAIL GROUNDING | JB73
GR4123 | 903861C1 | RAIL GROUND, DIN RAIL GROUNDING | JB73
GR4124 | 903861C1 | RAIL GROUND, DIN RAIL GROUNDING | JB73
XT0486 | 1066730-50 | TERMINAL STRIP, 4 CONDUCTOR | JB73
XT0830 | 1066730-7 | TERMINAL BLOCK, SPRING, 4 CONDUCTOR,30-12 AWG (0.05-3.31 MM2),NON-IS | JB73
XT0840 | 1066730-50,1066730-51,1067996-11 | TERMINAL STRIP, 4 CONDUCTOR | JB73
XT0841 | 1066730-7 | TERMINAL BLOCK, SPRING, 4 CONDUCTOR,30-12 AWG (0.05-3.31 MM2),NON-IS | JB73
XT0842 | 1066730-7 | TERMINAL BLOCK, SPRING, 4 CONDUCTOR,30-12 AWG (0.05-3.31 MM2),NON-IS | JB73
XT0843 | 1066730-7,1066730-8 | TERMINAL BLOCK, SPRING, 4 CONDUCTOR,30-12 AWG (0.05-3.31 MM2),NON-IS | JB73
XT0844 | 1066730-50,1066730-51 | TERMINAL STRIP, 4 CONDUCTOR | JB73
XT0845 | 1066730-50,1066730-51,1066730-7,1066730-8,1067996-82 | TERMINAL BLOCK, SPRING, 4 CONDUCTOR,30-12 AWG (0.05-3.31 MM2),NON-IS | JB73
XT0847 | 1066730-7 | TERMINAL BLOCK, SPRING, 4 CONDUCTOR,30-12 AWG (0.05-3.31 MM2),NON-IS | JB73
XT4875 | DRIVEN COMMON | TERMINAL STRIP, HP COMPRESSOR CASE PRESSURE | JB75
GR1321 | 903861C1 | RAIL GROUND, DIN RAIL GROUNDING | JB78
GR1322 | 903861C1 | RAIL GROUND, DIN RAIL GROUNDING | JB78
XT0831 | 1066730-50 | TERMINAL STRIP, 4 CONDUCTOR | JB78
BA0005 | 1271449-4 | MEDIA CONVERTER, ETHERNET-FIBER OPTIC | MEDIA CONVERTER
BA0006 | 1271449-4 | MEDIA CONVERTER, ETHERNET-FIBER OPTIC | MEDIA CONVERTER
FU0005 | 1043265-1,1043265-3 | FUSE, 2A | MEDIA CONVERTER
FU0006 | 1043265-1,1043265-3 | FUSE, 2A | MEDIA CONVERTER
GR1123 | 903849C1 | RAIL GROUND, DIN RAIL GROUNDING | MEDIA CONVERTER
GR1125 | 903849C1 | RAIL GROUND, DIN RAIL GROUNDING | MEDIA CONVERTER
XT0003 | 1066730-32,1066730-7,1066730-8,1067996-82 | TERMINAL BLOCK, SPRING, 4 CONDUCTOR,30-12 AWG (0.05-3.31 MM2),NON-IS | MEDIA CONVERTER
CC7562 | CUSTOMER DEFINED | EXTERNAL SETPOINT, DISCHARGE PRESSURE | PANEL
CCBA0013U2 | CUSTOMER CONNECTION | CUSTOMER CONNECTION, UNIT 2 | PANEL
CCBA0014U3 | CUSTOMER CONNECTION | CUSTOMER CONNECTION, UNIT 3 | PANEL
CCGB0524 | CUSTOMER DEFINED | CUSTOMER CONNECTION, VOLTAGE INPUT: 100-240VAC/90-340VDC^FREQ INPUT: 50/60HZ | PANEL
CCKA0224 | CUSTOMER DEFINED | CUSTOMER CONNECTION, EMERGENCY SHUTDOWN ACTIVE | PANEL
KA7501 | CUSTOMER SUPPLIED | COMPONENT DESCRIPTION, CLOCK SYNCHRONIZE | PANEL
KA7502 | CUSTOMER SUPPLIED | COMPONENT DESCRIPTION, FACILITY LOSS OF AC POWER | PANEL
SB7510 | CUSTOMER DEFINED | PUSHBUTTON SWITCH, START (CUSTOMER) | PANEL
SB7511 | CUSTOMER DEFINED | PUSHBUTTON SWITCH, NORMAL STOP (CUSTOMER) | PANEL
SB7512 | CUSTOMER DEFINED | PUSHBUTTON SWITCH, EMERGENCY STOP (CUSTOMER) | PANEL
SB7513 | CUSTOMER DEFINED | PUSHBUTTON SWITCH, FAST STOP (CUSTOMER) | PANEL
AF0081 | 2684693-18,2684693-28 | 5094-IB16SXT, 16 DISCRETE INPUT, S | PANEL A
AF0082 | 2684693-17,2684693-23 | 5094-IB16XT, 16 DISCRETE INPUT | PANEL A
AF0083 | 2684693-19,2684693-33 | 5094-IY8XT, 8 ANALOG INPUT, TC/RTD/ I&V | PANEL A
AF0084 | 2684693-19,2684693-33 | 5094-IY8XT, 8 ANALOG INPUT, TC/RTD/ I&V | PANEL A
AF0085 | 2684693-18,2684693-56 | 5094-IF8IHXT, 8 ANALOG INPUT, ISOLATED | PANEL A
AF0086 | 2684693-18,2684693-56 | 5094-IF8IHXT, 8 ANALOG INPUT, ISOLATED | PANEL A
AF0087 | 2684693-17,2684693-23 | 5094-IB16XT, 16 DISCRETE INPUT | PANEL A
AF0088 | 2684693-18,2684693-56 | 5094-IF8IHXT, 8 ANALOG INPUT, ISOLATED | PANEL A
AF0091 | 2684693-17,2684693-23 | 5094-IB16XT, 16 DISCRETE INPUT | PANEL A
AF0092 | 2684693-17,2684693-24 | 5094-OB16XT, 16 DISCRETE OUTPUT | PANEL A
AF0093 | 2684693-17,2684693-24 | 5094-OB16XT, 16 DISCRETE OUTPUT | PANEL A
AF0094 | 2684693-19,2684693-33 | 5094-IY8XT, 8 ANALOG INPUT, TC/RTD/ I&V | PANEL A
AF0095 | 2684693-17,2684693-25 | 5094-OB8XT, 8 DISCRETE OUTPUT | PANEL A
AF0096 | 2684693-21,2684693-36 | 5094-IRT8SXT, 8 RTD/TC ANALOG INPUT, S | PANEL A
AF0097 | 2684693-18,2684693-53 | 5094-IJ2IXT, 2 FAST COUNTER INPUT, S | PANEL A
AF0098 | 2684693-18,2684693-56 | 5094-IF8IHXT, 8 ANALOG INPUT, ISOLATED | PANEL A
AU0080 | 2684693-22 | 5094-AENTRXT, FLEX 5000 I/O | PANEL A
AU0090 | 2684693-22 | 5094-AENTRXT, FLEX 5000 I/O | PANEL A
FU0010 | 1043265-1,1043265-5 | FUSE, 10A | PANEL A
FU0012 | 1043265-1,1043265-5 | FUSE, 10A | PANEL A
FU0013 | 1043265-1,1043265-5 | FUSE, 10A | PANEL A
FU0014 | 1043265-1,1043265-5 | FUSE, 10A | PANEL A
FU0015 | 1043265-1,1043265-5 | FUSE, 10A | PANEL A
FU0016 | [2]1043265-1,[2]1043265-5 | FUSE, 10A | PANEL A
FU0017 | [2]1043265-1,[2]1043265-5 | FUSE, 10A | PANEL A
FU0031 | 1043265-1,1043265-9 | FUSE, 30A | PANEL A
FU0032 | 1043265-1,1043265-9 | FUSE, 30A | PANEL A
FU0072 | 1043265-1,1043265-3 | FUSE, 2A | PANEL A
FU0080 | 1043265-1,1043265-5 | FUSE, 10A | PANEL A
FU0090 | 1043265-1,1043265-5 | FUSE, 10A | PANEL A
FU0091 | 1043265-1,1043265-5 | FUSE, 10A | PANEL A
FU0092 | 1043265-1,1043265-5 | FUSE, 10A | PANEL A
FU0093 | 1043265-1,1043265-5 | FUSE, 10A | PANEL A
FU0136 | 1043265-1,1043265-9 | FUSE, 30A | PANEL A
FU0137 | 1043265-1,1043265-7 | FUSE, 20A | PANEL A
FU0139 | 1043265-1,1043265-4 | FUSE, 5A | PANEL A
FU0210 | 1043265-1,1043265-7 | FUSE, 20A | PANEL A
FU0211 | 1043265-1,1043265-4 | FUSE, 5A | PANEL A
FU0212 | 1043265-1,1043265-3 | FUSE, 2A | PANEL A
FU2108 | 1043265-1,1043265-4 | FUSE, 5A | PANEL A
FU9130 | 1043265-12 | FUSE, 0.5A | PANEL A
GR0031 | 903849C1 | RAIL GROUND, DIN RAIL GROUNDING | PANEL A
GR0131 | 903849C1 | RAIL GROUND, DIN RAIL GROUNDING | PANEL A
GR0133 | [2]903849C1 | RAIL GROUND, DIN RAIL GROUNDING | PANEL A
GR0134 | [2]903849C1 | RAIL GROUND, DIN RAIL GROUNDING | PANEL A
IEG0230 | 232941-300 | BUS BAR, PANEL B - INSTRUMENT EARTH GROUNDING | PANEL A
KA0135 | 1061979-1 | RELAY, AC PRE-POST PUMP | PANEL A
KA0140 | 1061979-1 | RELAY, LUBE OIL PRESSURE ESTABLISHED | PANEL A
KA1306 | 1061979-1 | RELAY, TURNING GEAR MOTOR ON | PANEL A
KA3103 | 1061979-1 | RELAY, LUBE OIL TANK HEATER | PANEL A
KA3500 | 1061979-1 | RELAY, SCAVENGING PUMP SUPPLY AC | PANEL A
KA6211 | 1061979-1 | RELAY, DRIVER ENCLOSURE^VENT FAN #1 | PANEL A
KA6212 | 1061979-1 | RELAY, DRIVER ENCLOSURE^VENT FAN #2 | PANEL A
KA6241 | 1061979-1 | RELAY, EXHAUST ENCLOSURE^VENT FAN #1 | PANEL A
PEG0130 | 232941-300 | BUS BAR, PANEL A - POWER EARTH GROUNDING | PANEL A
QS0011 | 1126803 | CIRCUIT BREAKER, DOUBLE POLE - RAIL MOUNTABLE | PANEL A
QS0031 | 1126803 | CIRCUIT BREAKER, DOUBLE POLE - RAIL MOUNTABLE | PANEL A
UJ0031 | 1286570-1 | POWER CONVERTER, AC/DC INPUT TO 28V DC OUTPUT | PANEL A
UJ0131 | 1286570-1 | POWER CONVERTER, AC/DC INPUT TO 28V DC OUTPUT | PANEL A
XT0011 | 1066730-16,1066730-17,1066730-18 | TERMINAL STRIP, 2 CONDUCTOR | PANEL A
XT0014 | [2]1247052-1 | BUS BAR, SYSTEM FUNCTION (USE) | PANEL A
XT0032 | 1066730-16,1066730-17,1066730-18 | TERMINAL STRIP, 2 CONDUCTOR | PANEL A
XT0033 | 1066730-16,1066730-17,1066730-18 | TERMINAL STRIP, 2 CONDUCTOR | PANEL A
XT0080 | 1066730-7,1066730-8,1067996-4 | TERMINAL BLOCK, SPRING, 4 CONDUCTOR,30-12 AWG (0.05-3.31 MM2),NON-IS | PANEL A
XT0085 | 1066730-7,1066730-8,1067996-4 | TERMINAL BLOCK, SPRING, 4 CONDUCTOR,30-12 AWG (0.05-3.31 MM2),NON-IS | PANEL A
XT0134 | 1066730-16,1066730-17,1066730-18 | TERMINAL STRIP, 2 CONDUCTOR | PANEL A
XT0138 | 1066730-16,1066730-17,1066730-18 | TERMINAL STRIP, 2 CONDUCTOR | PANEL A
XT0233 | 1066730-7,1066730-8,1067996-4 | TERMINAL BLOCK, SPRING, 4 CONDUCTOR,30-12 AWG (0.05-3.31 MM2),NON-IS | PANEL A
AF0061 | 2684693-17,2684693-25 | 5094-OB8XT, 8 DISCRETE OUTPUT | PANEL B
AF0062 | 2684693-17,2684693-25 | 5094-OB8XT, 8 DISCRETE OUTPUT | PANEL B
AF0063 | 2684693-17,2684693-23 | 5094-IB16XT, 16 DISCRETE INPUT | PANEL B
AF0064 | 2684693-18,2684693-30 | 5094-IF4IHSXT, 4 ANALOG INPUT, S | PANEL B
AF0065 | 2684693-18,2684693-30 | 5094-IF4IHSXT, 4 ANALOG INPUT, S | PANEL B
AF0066 | 2684693-18,2684693-27 | 5094-OF8IHXT, 8 ANALOG OUTPUT, ISOLATED | PANEL B
AF0067 | 2684693-17,2684693-25 | 5094-OB8XT, 8 DISCRETE OUTPUT | PANEL B
AF0068 | 2684693-21,2684693-36 | 5094-IRT8SXT, 8 RTD/TC ANALOG INPUT, S | PANEL B
AF0071 | 2684693-18,2684693-32 | 5094-IJ2ISXT, 2 FAST COUNTER INPUT, S | PANEL B
AF0072 | 2684693-18,2684693-30 | 5094-IF4IHSXT, 4 ANALOG INPUT, S | PANEL B
AF0073 | 2684693-21,2684693-36 | 5094-IRT8SXT, 8 RTD/TC ANALOG INPUT, S | PANEL B
AF0074 | 2684693-18,2684693-56 | 5094-IF8IHXT, 8 ANALOG INPUT, ISOLATED | PANEL B
AF0075 | 2684693-18,2684693-30 | 5094-IF4IHSXT, 4 ANALOG INPUT, S | PANEL B
AF0076 | 2684693-18,2684693-55 | 5094-OB16SXT, 16 DISCRETE OUTPUT, S | PANEL B
AF0077 | 2684693-19,2684693-33 | 5094-IY8XT, 8 ANALOG INPUT, TC/RTD/ I&V | PANEL B
AU0060 | 2684693-22 | 5094-AENTRXT, FLEX 5000 I/O | PANEL B
AU0070 | 2684693-22 | 5094-AENTRXT, FLEX 5000 I/O | PANEL B
BA1011 | 1098580-48 | CONNECTOR, FIBER OPTIC, HOUSING PANEL^SC COMPATIBLE ADAPTER | PANEL B
FU0060 | 1043265-1,1043265-5 | FUSE, 10A | PANEL B
FU0061 | 1043265-1,1043265-5 | FUSE, 10A | PANEL B
FU0062 | 1043265-1,1043265-5 | FUSE, 10A | PANEL B
FU0063 | 1043265-1,1043265-5 | FUSE, 10A | PANEL B
FU0064 | 1043265-1,1043265-5 | FUSE, 10A | PANEL B
FU0070 | 1043265-1,1043265-5 | FUSE, 10A | PANEL B
FU0071 | [2]1043265-1,1043265-3,1043265-5 | FUSE, 10A | PANEL B
GR0231 | [2]903849C1 | RAIL GROUND, DIN RAIL GROUNDING | PANEL B
GR0232 | 903849C1 | RAIL GROUND, DIN RAIL GROUNDING | PANEL B
GR0233 | 903849C1 | RAIL GROUND, DIN RAIL GROUNDING | PANEL B
IEG0010 | 1099358-100 | BUS BAR, MARSHALLING INSTRUMENT EARTH GROUNDING | PANEL B
KA0110 | 1061979-1 | RELAY, BACKUP LUBE OIL PUMP OFF | PANEL B
KA0111 | 1061979-1 | RELAY, AC SCAVENGE PUMP OFF | PANEL B
KA0112 | 1061979-1 | RELAY, HEADER PRESSURE HIGH^BACKUP PUMP OFF | PANEL B
KA0113 | 1061979-1 | RELAY, AC SCAVENGE PUMP PRESSURIZED | PANEL B
KA0115 | 1061979-1 | RELAY, LUBE PUMP INHIBIT | PANEL B
KA0130 | 1061979-1 | RELAY, LOWSPEED/OPEN PROBE SETPOINT | PANEL B
KA0131 | 1061979-1 | RELAY, CONTROLLER ACTIVE | PANEL B
KA0132 | 1061979-1 | RELAY, CONTROLLER ACTIVE | PANEL B
KA0133 | 1061979-1 | RELAY, POST LUBE NOT REQUIRED | PANEL B
KA0134 | 1061979-1 | RELAY, BACKUP COMMAND OFF | PANEL B
KA0136 | 1061979-1 | RELAY, LUBE OIL HEADER PRESSURE HIGH | PANEL B
KA0137 | 1061979-1 | RELAY, LUBE PUMP INHIBIT | PANEL B
KA0138 | 1061979-1 | RELAY, BACKUP LUBE OIL PUMP OFF | PANEL B
KA0141 | 1061979-1 | RELAY, CONTROLLER ACTIVE | PANEL B
KA0142 | 1061979-1 | RELAY, BACKUP LUBE OIL SCAVENGE PUMP OFF | PANEL B
KA0144 | 1061979-1 | RELAY, AC PRE-POST PUMP | PANEL B
KA0176 | 1061979-1 | RELAY, VENTILATION REQUIRED | PANEL B
KA0177 | 1061979-1 | RELAY, VENTILATION REQUIRED | PANEL B
KA0221 | 1061979-1 | RELAY, PRIMARY GAS FUEL SHUTOFF VALVE | PANEL B
KA0222 | 1061979-1 | RELAY, SECONDARY GAS FUEL SHUTOFF VALVE | PANEL B
KA0224 | 1061979-1 | RELAY, EMERGENCY SHUTDOWN ACTIVE | PANEL B
KA0230 | 1061979-1 | RELAY, CONTROLLER ACTIVE | PANEL B
KA0231 | 1061979-1 | RELAY, CONTROLLER ACTIVE | PANEL B
KA0232 | 1061979-1 | RELAY, CONTROLLER ACTIVE | PANEL B
KA0233 | 1061979-1 | RELAY, CONTROLLER ACTIVE | PANEL B
KA0234 | 1061979-1 | RELAY, CONTROLLER ACTIVE | PANEL B
KA0235 | 1061979-1 | RELAY, NO EMERGENCY SHUTDOWN SUMMARY | PANEL B
KA0236 | 1061979-1 | RELAY, NO EMERGENCY SHUTDOWN SUMMARY | PANEL B
KA0237 | 1061979-1 | RELAY, NO EMERGENCY SHUTDOWN SUMMARY | PANEL B
KA0238 | 1061979-1 | RELAY, NO EMERGENCY SHUTDOWN SUMMARY | PANEL B
KA0239 | 1061979-1 | RELAY, NO EMERGENCY SHUTDOWN SUMMARY | PANEL B
KA0240 | 1061979-1 | RELAY, NO EMERGENCY SHUTDOWN SUMMARY | PANEL B
KA0241 | 1061979-1 | RELAY, BACKUP SYSTEM RESET | PANEL B
KA0242 | 1061979-1 | RELAY, BACKUP SYSTEM RESET | PANEL B
KA0243 | 1061979-1 | RELAY, NO FIRE DETECTED | PANEL B
KA0244 | 1061979-1 | RELAY, NO FIRE DETECTED | PANEL B
KA0245 | 1061979-1 | RELAY, NO GAS DETECTED | PANEL B
KA0246 | 1061979-1 | RELAY, NO FIRE DETECTED | PANEL B
KA0247 | 1061979-1 | RELAY, NO FIRE DETECTED | PANEL B
KA0248 | 1061979-1 | RELAY, NO EMERGENCY SHUTDOWN SUMMARY | PANEL B
KA0249 | 1061979-1 | RELAY, NO GAS DETECTED | PANEL B
KA0250 | 1061979-1 | RELAY, NO EMERGENCY SHUTDOWN SUMMARY | PANEL B
KA1020 | 1061979-1 | RELAY, IGNITION START | PANEL B
KA2160 | 1061979-1,1066730-7,1066730-8,1067996-4 | TERMINAL BLOCK, SPRING, 4 CONDUCTOR,30-12 AWG (0.05-3.31 MM2),NON-IS | PANEL B
KA2161 | 1061979-1,1066730-7,1066730-8,1067996-4 | TERMINAL BLOCK, SPRING, 4 CONDUCTOR,30-12 AWG (0.05-3.31 MM2),NON-IS | PANEL B
KA2163 | 1061979-1 | RELAY, WHRS DV CMD RELAY | PANEL B
KA3502 | [2]1061979-1 | RELAY, SCAVENGING PUMP SUPPLY | PANEL B
KA9130 | 1061979-1 | RELAY, GROUND FUSE MONITORING | PANEL B
KT0110 | 2651077-1 | TIMER RELAY, AC SCAVENGE PRESS HIGH^DC SCAVENGE OFF | PANEL B
KT0140 | 2651077-2 | TIMER RELAY, BACKUP PUMP POST LUBE OFF CYCLE | PANEL B
KT0141 | 2651077-2 | TIMER RELAY, BACKUP POST LUBE CONTINUOUS | PANEL B
KT0142 | 2651077-1 | TIMER RELAY, TOTAL POST LUBE | PANEL B
KT0143 | 2651077-1,2651077-3 | TIMER RELAY, BACKUP PUMP POST LUBE ON CYCLE | PANEL B
KT0144 | 2651077-2 | TIMER RELAY, HEADER PRESSURE HIGH BACKUP PUMP OFF | PANEL B
KT0145 | 2651077-1,2651077-3 | TIMER RELAY, FIRE DETECTED ROLLDOWN LUBE | PANEL B
KT0146 | 2651077-3 | TIMER RELAY, WATCHDOG | PANEL B
PC0470 | 2271605-1 | TIMER/COUNTER, ENGINE HOUR / START COUNTER | PANEL B
RR0851 | 1066738-11,981090C1 | RESISTOR, 3.01K OHM | PANEL B
RR0852 | 1066738-8,981089C1 | RESISTOR, 1.0K OHM | PANEL B
VD6211 | 960592C1 | DIODE, 15 pF | PANEL B
VD6212 | 960592C1 | DIODE, 15 pF | PANEL B
VD6241 | 960592C1 | DIODE, 15 pF | PANEL B
XT0060 | 1066730-7,1066730-8,1067996-4 | TERMINAL BLOCK, SPRING, 4 CONDUCTOR,30-12 AWG (0.05-3.31 MM2),NON-IS | PANEL B
XT0070 | 1066730-7,1066730-8,1067996-4 | TERMINAL BLOCK, SPRING, 4 CONDUCTOR,30-12 AWG (0.05-3.31 MM2),NON-IS | PANEL B
XT0071 | 1066730-7,1066730-8,1067996-4 | TERMINAL BLOCK, SPRING, 4 CONDUCTOR,30-12 AWG (0.05-3.31 MM2),NON-IS | PANEL B
XT0081 | 1066730-4,1066730-7,1066730-8,1067996-4 | TERMINAL BLOCK, SPRING, 4 CONDUCTOR,30-12 AWG (0.05-3.31 MM2),NON-IS | PANEL B
XT0091 | 1066730-7 | TERMINAL BLOCK, SPRING, 4 CONDUCTOR,30-12 AWG (0.05-3.31 MM2),NON-IS | PANEL B
XT0091M | 1067996-7 | TERMINAL STRIP, 4 CONDUCTOR | PANEL B
XT0135 | 1061979-1,1066730-7,1066730-8,1067996-4 | TERMINAL BLOCK, SPRING, 4 CONDUCTOR,30-12 AWG (0.05-3.31 MM2),NON-IS | PANEL B
XT0136 | 1066730-7,1066730-8,1067996-82 | TERMINAL BLOCK, SPRING, 4 CONDUCTOR,30-12 AWG (0.05-3.31 MM2),NON-IS | PANEL B
XT0137 | 1066730-5,1066730-7,1067996-4 | TERMINAL BLOCK, SPRING, 4 CONDUCTOR,30-12 AWG (0.05-3.31 MM2),NON-IS | PANEL B
XT0139 | 1066730-7,1066730-8,1067996-4 | TERMINAL BLOCK, SPRING, 4 CONDUCTOR,30-12 AWG (0.05-3.31 MM2),NON-IS | PANEL B
XT0171 | 1066730-7,1066730-8,1067996-11 | TERMINAL BLOCK, SPRING, 4 CONDUCTOR,30-12 AWG (0.05-3.31 MM2),NON-IS | PANEL B
XT0235 | 1066730-7,1066730-8,1067996-4 | TERMINAL BLOCK, SPRING, 4 CONDUCTOR,30-12 AWG (0.05-3.31 MM2),NON-IS | PANEL B
XT0236 | 1066730-7,1066730-8,1067996-82 | TERMINAL BLOCK, SPRING, 4 CONDUCTOR,30-12 AWG (0.05-3.31 MM2),NON-IS | PANEL B
XT0237 | 1066730-10,1066730-9,1067996-4 | DIODE TERMINAL STRIP, 4 CONDUCTOR | PANEL B
XT0240 | 1066730-7,1066730-8,1067996-4 | TERMINAL BLOCK, SPRING, 4 CONDUCTOR,30-12 AWG (0.05-3.31 MM2),NON-IS | PANEL B
XT0573 | 1066730-10,1066730-68,1066730-9,1067996-4 | DIODE TERMINAL STRIP, 4 CONDUCTOR | PANEL B
XT0681 | 1066730-7 | TERMINAL BLOCK, SPRING, 4 CONDUCTOR,30-12 AWG (0.05-3.31 MM2),NON-IS | PANEL B
AP0290 | 1043695-2,1049089-2 | HART MULTIPLEXER, MODULE & BACKPLANE | PLC PANEL
AP0291 | 1043695-2,1049089-2 | HART MULTIPLEXER, MODULE & BACKPLANE | PLC PANEL
AP0601 | 1089241-44 | CONTROLLER^SAFETY PARTNER, 1756-L8XTSP | PLC PANEL
AP0602 | 1089241-40 | 1756-EN2TRXT, ETHERNET | PLC PANEL
AP0603 | 1089241-40 | 1756-EN2TRXT, ETHERNET | PLC PANEL
AP0604 | 1089241-15 | MVI 56-MNETXT, ETHERNET/MODBUS | PLC PANEL
AP0605 | 1089241-15 | MVI 56-MNETXT, ETHERNET/MODBUS | PLC PANEL
AP0606 | 1089241-15 | MVI 56-MNETXT, ETHERNET/MODBUS | PLC PANEL
AP0607 | 1089241-40 | 1756-EN2TRXT, ETHERNET | PLC PANEL
AP0608 | 1089241-20 | MODULE, BLANK FILLER | PLC PANEL
AP0609 | 1089241-40 | 1756-EN2TRXT, ETHERNET | PLC PANEL
AR0600 | 1057900,1059465,1089241-42,1103759,19298R1,22652R1 | RACK CHASSIS, 1756-A10XT (10 SLOT) | PLC PANEL
AT0600 | 1089241-43 | 1756-L83EXTS, CONTROLLER^GUARDLOGIX | PLC PANEL
BA0003 | 1271449-4 | MEDIA CONVERTER, ETHERNET-FIBER OPTIC | PLC PANEL
BA0004 | 1271449-4 | MEDIA CONVERTER, ETHERNET-FIBER OPTIC | PLC PANEL
BA0011 | 1271449-4 | MEDIA CONVERTER, ETHERNET-FIBER OPTIC | PLC PANEL
BA0012 | 1271449-4 | MEDIA CONVERTER, ETHERNET-FIBER OPTIC | PLC PANEL
BA0013 | 1271449-4 | MEDIA CONVERTER, ETHERNET-FIBER OPTIC | PLC PANEL
BA0014 | 1271449-4 | MEDIA CONVERTER, ETHERNET-FIBER OPTIC | PLC PANEL
EDW100 | 1107861-1 | SERIAL ADAPTER, EDW-100 | PLC PANEL
FU0003 | 1043265-1,1043265-3 | FUSE, 2A | PLC PANEL
FU0004 | 1043265-1,1043265-3 | FUSE, 2A | PLC PANEL
FU0020 | 1043265-1,1043265-3 | FUSE, 2A | PLC PANEL
FU0101 | 1043265-1,1043265-3 | FUSE, 2A | PLC PANEL
FU0290 | 1043265-4 | FUSE, 5A | PLC PANEL
FU0291 | 1043265-4 | FUSE, 5A | PLC PANEL
GR0234 | [2]903849C1 | RAIL GROUND, DIN RAIL GROUNDING | PLC PANEL
GR0290 | 903849C1 | RAIL GROUND, DIN RAIL GROUNDING | PLC PANEL
RR0291 | 912565C1 | RESISTOR, 120 OHM | PLC PANEL
UV0600 | 1089241-28 | POWER SUPPLY, RSLOGIX CHASSIS | PLC PANEL
XT0002 | 1066730-32,1066730-7,1066730-8,1067996-82 | TERMINAL BLOCK, SPRING, 4 CONDUCTOR,30-12 AWG (0.05-3.31 MM2),NON-IS | PLC PANEL
XT0005 | 1066730-32,1066730-7,1066730-8,1067996-82 | TERMINAL BLOCK, SPRING, 4 CONDUCTOR,30-12 AWG (0.05-3.31 MM2),NON-IS | PLC PANEL
XT0290 | 1066730-7 | TERMINAL BLOCK, SPRING, 4 CONDUCTOR,30-12 AWG (0.05-3.31 MM2),NON-IS | PLC PANEL
AT0680 | 1634974-100 | GATEWAY MODULE, TURBOTRONIC GATEWAY | PWR DISTRIBUTION RAIL
FU0190 | 1043265-1,1043265-5 | FUSE, 10A | PWR DISTRIBUTION RAIL
FU0200 | 1043265-1,1043265-5 | FUSE, 10A | PWR DISTRIBUTION RAIL
FU0201 | 1043265-1,1043265-5 | FUSE, 10A | PWR DISTRIBUTION RAIL
FU0273 | 1043265-1,1043265-4 | FUSE, 5A | PWR DISTRIBUTION RAIL
FU0560 | 1043265-1,1043265-7 | FUSE, 20A | PWR DISTRIBUTION RAIL
FU0680 | 1043265-1,1043265-4 | FUSE, 5A | PWR DISTRIBUTION RAIL
XT0560 | 1066730-16,1066730-17,1066730-18 | TERMINAL STRIP, 2 CONDUCTOR | PWR DISTRIBUTION RAIL
XT0561 | 1066730-53,1066730-7,1066730-8,1067996-4 | TERMINAL BLOCK, SPRING, 4 CONDUCTOR,30-12 AWG (0.05-3.31 MM2),NON-IS | PWR DISTRIBUTION RAIL
XT0562 | 1066730-53,1066730-7,1066730-8,1067996-4 | TERMINAL BLOCK, SPRING, 4 CONDUCTOR,30-12 AWG (0.05-3.31 MM2),NON-IS | PWR DISTRIBUTION RAIL
XT0680 | 1066730-7,1066730-8,1067996-4 | TERMINAL BLOCK, SPRING, 4 CONDUCTOR,30-12 AWG (0.05-3.31 MM2),NON-IS | PWR DISTRIBUTION RAIL
AF0201 | 2684693-48,2684693-51,PARTOFTCPASSY | 5094-IB32XT, 32 DISCRETE INPUT | TCP
AF0202 | 2684693-49,2684693-52,PARTOFTCPASSY | 5094-OB32XT, 32 DISCRETE OUTPUT | TCP
AU0200 | 2684693-22,PART OF TCP ASSEMBLY | 5094-AENTRXT, FLEX 5000 I/O | TCP
GR0200 | PART OF TCP ASSEMBLY | RAIL LUG, DIN RAIL GROUNDING | TCP
HL0400 | 1017510,1035040-21,964903C1,PART OF TCP ASSEMBLY | LIGHT, READY, GREEN | TCP
HL0401 | 1017509,1035040-22,964903C1,PART OF TCP ASSEMBLY | LIGHT, STARTING, WHITE | TCP
HL0402 | 1017509,1035040-23,964903C1,PART OF TCP ASSEMBLY | LIGHT, READY TO LOAD, WHITE | TCP
HL0403 | 1017509,1035040-24,964903C1,PART OF TCP ASSEMBLY | LIGHT, ON LOAD, WHITE | TCP
HL0404 | 1017509,964903C1,964971C1,PART OF TCP ASSEMBLY | LIGHT, SPARE, WHITE | TCP
HL0405 | 1017509,1035040-853,964903C1,PART OF TCP ASSEMBLY | LIGHT, LOCAL/AUXILIARY SELECT, WHITE | TCP
HL0406 | 1017509,964903C1,964971C1,PART OF TCP ASSEMBLY | LIGHT, SPARE, WHITE | TCP
HL0407 | 1017509,1035040-26,964903C1,PART OF TCP ASSEMBLY | LIGHT, COOLDOWN, WHITE | TCP
HL0408 | 1017509,1035040-27,964903C1,PART OF TCP ASSEMBLY | LIGHT, STOPPING, WHITE | TCP
HL0409 | 1017501,1035040-28,964903C1,PART OF TCP ASSEMBLY | LIGHT, ALARM SUMMARY, AMBER | TCP
HL0410 | 1017501,1035040-30,964903C1,PART OF TCP ASSEMBLY | LIGHT, BACKUP ACTIVE, AMBER | TCP
HL0411 | 1010205,1035040-29,964903C1,PART OF TCP ASSEMBLY | LIGHT, SHUTDOWN SUMMARY, RED | TCP
SA0400 | 2380746-5,PART OF TCP ASSEMBLY | SELECTOR SWITCH, OFF/LOCAL/AUXILIARY | TCP
SA0401 | 1015213,PART OF TCP ASSEMBLY | SELECTOR SWITCH, BACKUP SYSTEM RESET | TCP
SB0400 | 2380746-4,PART OF TCP ASSEMBLY | PUSHBUTTON SWITCH, EMERGENCY STOP | TCP
SB0401 | 1035040-15,964901C1,PART OF TCP ASSEMBLY | PUSHBUTTON SWITCH, HORN SILENCE | TCP
SB0402 | 1035040-12,964901C1,PART OF TCP ASSEMBLY | PUSHBUTTON SWITCH, ACKNOWLEDGE | TCP
SB0403 | 1035040-13,965112C1,PART OF TCP ASSEMBLY | PUSHBUTTON SWITCH, RESET | TCP
SB0404 | 1035040-14,964901C1,PART OF TCP ASSEMBLY | PUSHBUTTON SWITCH, LAMP TEST | TCP
SB0405 | 1035040-18,964901C1,PART OF TCP ASSEMBLY | PUSHBUTTON SWITCH, START | TCP
SB0406 | 1035040-34,964901C1,PART OF TCP ASSEMBLY | PUSHBUTTON SWITCH, NORMAL STOP | TCP
SB0407 | 1035040-19,964901C1,PART OF TCP ASSEMBLY | PUSHBUTTON SWITCH, SPEED/LOAD DECREASE | TCP
SB0408 | 1035040-20,964901C1,PART OF TCP ASSEMBLY | PUSHBUTTON SWITCH, SPEED/LOAD INCREASE | TCP
SH0400 | 1017509,1017511,964902C1,PART OF TCP ASSEMBLY | LIGHTED SWITCH, SPARE, WHITE | TCP
SH0401 | 1017509,1017511,964902C1,PART OF TCP ASSEMBLY | LIGHTED SWITCH, SPARE, WHITE | TCP
SH0404 | 1017509,1017511,964902C1,PART OF TCP ASSEMBLY | LIGHTED SWITCH, SPARE, WHITE | TCP
SH0405 | 1017509,1017511,964902C1,PART OF TCP ASSEMBLY | LIGHTED SWITCH, SPARE, WHITE | TCP
SH0406 | 1017509,1017511,964902C1,PART OF TCP ASSEMBLY | LIGHTED SWITCH, OPEN HPC SURGE CONTROL VALVE, WHITE | TCP
SH0407 | 1017509,1017511,964902C1,PART OF TCP ASSEMBLY | LIGHTED SWITCH, CLOSE HPC SURGE CONTROL VALVE, WHITE | TCP
SH0408 | 1017509,1017511,964902C1,PART OF TCP ASSEMBLY | LIGHTED SWITCH, AUTO/MANUAL SELECT, WHITE | TCP
SH0409 | 1017509,1017511,964902C1,PART OF TCP ASSEMBLY | LIGHTED SWITCH, SPARE, WHITE | TCP
SH0410 | 1017509,1017511,964902C1,PART OF TCP ASSEMBLY | LIGHTED SWITCH, SPARE, WHITE | TCP
XT0201 | 1066730-1 | TERMINAL STRIP, 4 CONDUCTOR | TCP
XT0563 | 1066730-53,1066730-7,1066730-8,1067996-4 | TERMINAL BLOCK, SPRING, 4 CONDUCTOR,30-12 AWG (0.05-3.31 MM2),NON-IS | TCP
XT0564 | 1066730-10,1066730-68,1066730-9,PART OF TCP ASSEMBLY | TERMINAL STRIP, SYSTEM FUNCTION (USE) | TCP
AF0400 | 1322418-31,1322418-40,1322418-72,1322418-73 | 1444-TSCX02-02RB, 2-CH TACHOMETER INPUT^DYNAMIX 1444 VIBRATION | TURBINE VIBRATION PANEL
AF0410 | 1322418-11,1322418-20,1322418-70,1322418-71 | 1444-DYN04-01RA, 4-CH VIBRATION INPUT^DYNAMIX 1444 VIBRATION | TURBINE VIBRATION PANEL
AF0420 | 1322418-11,1322418-20,1322418-70,1322418-71 | 1444-DYN04-01RA, 4-CH VIBRATION INPUT^DYNAMIX 1444 VIBRATION | TURBINE VIBRATION PANEL
AF0430 | 1322418-11,1322418-20,1322418-70,1322418-71 | 1444-DYN04-01RA, 4-CH VIBRATION INPUT^DYNAMIX 1444 VIBRATION | TURBINE VIBRATION PANEL
AF0450 | 1322418-11,1322418-20,1322418-70,1322418-71 | 1444-DYN04-01RA, 4-CH VIBRATION INPUT^DYNAMIX 1444 VIBRATION | TURBINE VIBRATION PANEL
FU0110 | [2]1043265-1,[2]1043265-7 | FUSE, 20A | TURBINE VIBRATION PANEL
FU0113 | [2]1043265-1,[2]1043265-4 | FUSE, 5A | TURBINE VIBRATION PANEL
GR0110 | 903849C1 | RAIL GROUND, DIN RAIL GROUNDING | TURBINE VIBRATION PANEL
IEG0110 | 232941-200 | BUS BAR, ENGINE VIBRATION - INSTRUMENT EARTH GROUNDING | TURBINE VIBRATION PANEL
XT0110 | [2]1066730-7,[2]1066730-8,[2]1067996-4 | TERMINAL BLOCK, SPRING, 4 CONDUCTOR,30-12 AWG (0.05-3.31 MM2),NON-IS | TURBINE VIBRATION PANEL
XT0400 | [2]1066730-1,[2]1066730-2,1066730-67,1066730-7,1066730-8,1067996-4 | TERMINAL STRIP, 4 CONDUCTOR | TURBINE VIBRATION PANEL