## Blue Labels
(SHT 1) CONTROL,JB70;TT6 | (SHT 10) JB74, LEFT SIDE RAIL | (SHT 12) RAIL,RIGHT,JB73 | (SHT 13) HPC CTRL | (SHT 15) PROX,TURB | (SHT 16) PROX,HPC | (SHT 17) FO CONV,VFD | (SHT 2) RAIL,RIGHT,JB70 | (SHT 3) F&G EDIO ONSK | (SHT 4) F&G PWR,ONSK | (SHT 5) HMI-S PWR | (SHT 6) PLC | (SHT 7) CONTROL A | (SHT 8) CONTROL B | (SHT 9) BOP CTRL
HL0171 | BA1212 | XT0845 | WC8058 | UA1263 | UA4473 | GR1123 | XT0111 | FU0535 | UV0170 | GR0341 | UV0600 | FU0080 | XT0680 | IEG0257
HL0172 | FU1212 | XTFGE | AF1206 | UA1211 | UA4461 | BA0005 | XT0291 | FU0294 | XT0173 | UV0291 | AT0600 | FU0081 | FU0680 | KA0531
HL0173 | XT0392 | GR1163 | AF1205 | UA1210 | UA4460 | BA0006 | XTFGB | FU0295 | GR0171 | FU0291 | AP0601 | FU0137 | FU0021 | KA0532
SA0170 | XT0007 |  | AF1204 | UA1262 | UA4471 | FU1123 | GR0532 | FU0170 | AT0170 | FU1100 | AP0602 | XT0080 | FU0022 | KA0533
SB0170 | BA0007 |  | AF1203 | UA1221 | UA4470 | FU1124 |  | FU0171 |  | FU1101 | AP0603 | AU0080 | FU0029 | KA0534
AT1100 | BA0008 |  | AF1202 | UA1220 | UA4462 | XT1123 |  | FU0172 |  | BA1100 | AP0604 | AF0081 | XT0270 | KA0535
SB0471 | XT0572 |  | AF1201 | UA1231 | GR4460 | GR1125 |  | XT0170 |  |  | AP0605 | AF0082 | AU0270 | KA0536
SB0473 | XT0573 |  | GR0161 | UA1230 |  | IEG1123 |  | XT0171 |  |  | AP0606 | AF0083 | AF0271 | KA0537
SB0474 | XT0140 |  | AU1200 | GR1210 |  |  |  | XT0290 |  |  | AP0607 | AF0084 | AF0272 | KA0540
SH0470 | KA0542 |  | AF1207 | UA1273 |  |  |  | XT0292 |  |  | AP0608 | AF0085 | AF0273 | KA0541
SH0471 | KA0574 |  | AF1208 | UA1241 |  |  |  | XT0535 |  |  | AP0609 | AF0086 | FU0070 | KA0572
SH0472 | KT0580 |  | AF1209 | UA1240 |  |  |  | XT0536 |  |  | AR0600 | AF0087 | FU0076 | KA0573
SA0474 | XT0580 |  | AF1210 | UA1251 |  |  |  | KA0178 |  |  | FU0010 | FU0139 | AU0070 | KA0550
SA0471 | GR0180 |  | AF1211 | UA1250 |  |  |  | KA0172 |  |  | FU0606 | FU0387 | AF0071 | KA0551
SA0473 |  |  | GR0163 | UA1272 |  |  |  | KA0174 |  |  | AT0680 | FU0388 | AF0072 | KA0554
HA0472 |  |  | IEG0160 | UA1520 |  |  |  | KA6510 |  |  | BA0001 | FU0389 | AF0073 | KA0557
SB0472 |  |  | FU0510 | XT1520 |  |  |  | KA6511 |  |  | BA0002 | FU0390 | AF0074 | KA7901
|  |  | XT0510 | XT1521 |  |  |  | AT0175 |  |  | BA0606 | FU0212 | AF0075 | KA7902
|  |  | AF0520 | XTFGH |  |  |  | AT0176 |  |  | BA0009 | XT0089 | AF0076 | KA7903
|  |  | AF0510 | GR1211 |  |  |  | AT0178 |  |  | GR0234 | KT0140 | AF0077 | KA7904
|  |  | AF0500 |  |  |  |  | GR0431 |  |  |  | KT0141 | GR0233 | KA7905
|  |  | XT0500 | [8 empty] | KT0142 | XT0051 | KA7906
|  |  | FU0120 | [8 empty] | KT0143 | XT0400 | KA7907
|  |  | FU0121 | [8 empty] | KT0144 | XT0401 | KA7908
|  |  | FU0122 | [8 empty] | KT0145 | FU0410 | KA7909
|  |  | FU0332 | [8 empty] | KT0146 | AF0400 | KA7910
|  |  | XT0120 | [8 empty] | XT0237 | AF0410 | KA7911
|  |  | XT0121 | [8 empty] | XT0084 | AF0420 | KA7912
|  |  | XT0335 | [8 empty] | XT0081 | AF0430 | KA7913
|  |  | XT0336 | [8 empty] | XT0082 | AF0450 | FU0027
|  |  | KA0120 | [8 empty] | KA0176 | XT0060 | FU0028
|  |  | KA4401 | [8 empty] | KA0177 | FU0270 | FU0140
|  |  | GR0162 | [8 empty] | KA0179 | FU0271 | FU0141
[12 empty] | KA0235 | FU0272 | FU0142
[12 empty] | KA0236 | PC0470 | FU0143
[12 empty] | KA0237 | XT0062 | FU0146
[12 empty] | KA0239 | FU0100 | FU0180
[12 empty] | KA0240 | FU0113 | FU0181
[12 empty] | KA0251 | FU0114 | FU0182
[12 empty] | XT0130 | FU0115 | FU0183
[12 empty] | GR0135 | FU0060 | FU0184
[12 empty] | FU0011 | FU0061 | GR0181
[12 empty] | XT0011 | FU0062 | AU0140
[12 empty] | XT0012 | FU0063 | AF0141
[12 empty] | FU0012 | FU0064 | AF0142
[12 empty] | FU0013 | FU0210 | AF0143
[12 empty] | FU0014 | KA0222 | AF0144
[12 empty] | FU0015 | KA0221 | AF0145
[12 empty] | FU0016 | KA0233 | AF0146
[12 empty] | FU0017 | KA0234 | GR0182
[12 empty] | FU0018 | KA1020 | AU0180
[12 empty] | GR0131 | AF0068 | AF0181
[12 empty] | FU0090 | AF0067 | AF0182
[12 empty] | FU0091 | AF0066 | AF0183
[12 empty] | FU0092 | AF0065 | AF0184
[12 empty] | FU0093 | AF0064 | AF0185
[12 empty] | FU0094 | AF0063 | AF0186
[12 empty] | AF0091 | AF0062 | GR0183
[12 empty] | AF0092 | AF0061
[12 empty] | AF0093 | AU0060
[12 empty] | AF0094 | GR0231
[12 empty] | AF0095 | IEG0230
AF0096
AF0097
XT0003
XT0002
FU0136
KA0135
KA6212
KA6211
KA3220
KA3103
GR0132
AU0090
UJ0131
KA0255
KA0145
KA0246
KA0247
KA0254
KA0249
KA2161
KA2160
KA0130
KA0131
KA0132
KA0133
KA0134
KA0136
KA0137
KA0138
KA0141
KA0230
KA0231
KA0232
KA0241
KA0242
KA0243
KA0244
KA0245
KA0875
GR0133
XT0014
UA1200
IEG0010
PEG0130

## White Labels
(SHT 9) BOP CTRL | (SHT 9) BOP CTRL - (SHT 10) JB74, LEFT SIDE RAIL | (SHT 7) CONTROL A | (SHT 7) CONTROL A - (SHT 8) CONTROL B | (SHT 7) CONTROL A - (SHT 1) CONTROL,JB70;TT6 | (SHT 8) CONTROL B | (SHT 8) CONTROL B - (SHT 5) HMI-S PWR | (SHT 8) CONTROL B - (SHT 6) PLC | (SHT 17) FO CONV,VFD | (SHT 13) HPC CTRL | (SHT 6) PLC
AF0143SH | IEG02574 | AF0083G | IEG00104 | AT1100G | AF0064G | IEG023011 | IEG02306 | GR1125 | AF1204G | UV0600G
AF0144SH |  | AF0084G | IEG02300 |  | AF0065G |  | IEG02307 | IEG11231 | AF1205G
AU0140G |  | AF0085G |  |  | AF0066G |  |  |  | AF1206G
AU0180G |  | AF0094G |  |  | AF0071G |  |  |  | AF1208G
GR0181 |  | AF0096G |  |  | AF0072G |  |  |  | AF1209G
IEG02571 |  | AU0080G |  |  | AF0073G |  |  |  | AF1210G
IEG02572 |  | AU0090G |  |  | AF0074G |  |  |  | AF1211G
IEG02573 |  | GR0132 |  |  | AF0075G |  |  |  | AU1200G
IEG02575 |  | IEG001012 |  |  | AU0060G |  |  |  | IEG01601
|  | IEG00102 |  |  | AU0070G |  |  |  | IEG01602
|  | IEG00106 |  |  | AU0270G |  |  |  | IEG01603
|  | IEG00108 |  |  | IEG02301 |  |  |  | IEG01604
[5 empty] | IEG02302 |  |  |  | XT05001
IEG02303
IEG02304
IEG02308
XT04001
XT04002

## Heat Shrink Labels
(SHT 7) CONTROL A | (SHT 7) CONTROL A - (SHT 8) CONTROL B | (SHT 3) F&G EDIO ONSK | (SHT 3) F&G EDIO ONSK - (SHT 4) F&G PWR,ONSK
WC4661 | WC4524 | WC8066 | WC8069
WC8067

## BOP CTRL
BOP CTRL
Project # | 4M582
Project Name | TRANSPORTADORA DE GAS DEL SUR SA^GPM GAS PIPELINE EXPANSION^DOBLAS
Revision | A.3
Controls DE | TRINH, J.
Phone:
Controls ME | S. LOZA
Phone:
From | [5 empty] | To
Device ID | Cable (W) Conductor (SC) Jumper Clip (JC) | Wire No. | Wire ID | Gauge/Size | Page/Zone | Device ID | Location | Page/Zone
AF0182:01 | SC | JP4 | VIO | 20 | 37.A7 | AF0182:33 | BOP CTRL | 37.A7
AF0182:03 | SC | JP9 | VIO | 20 | 37.B7 | AF0182:35 | BOP CTRL | 37.B7
AF0182:04 | SC | JP10 | VIO | 20 | 37.C7 | AF0182:36 | BOP CTRL | 37.C7
AF0182:05 | SC | JP8 | VIO | 20 | 37.D7 | AF0182:37 | BOP CTRL | 37.D7
AF0141:00 | SC | KA053121 | WHT | 20 | 133.A7 | KA0531:21 | BOP CTRL | 133.A5
AF0141:04 | SC | KA053221 | WHT | 20 | 134.A7 | KA0532:21 | BOP CTRL | 134.A5
AF0141:12 | SC | KA055414 | WHT | 20 | 135.C7 | KA0554:14 | BOP CTRL | 135.C6
AF0141:14 | SC | KA053111 | WHT | 20 | 132.A7 | KA0531:11 | BOP CTRL | 132.A5
AF0141:32 | SC | KA055014 | WHT | 20 | 133.A7 | KA0550:14 | BOP CTRL | 133.A6
AF0141:36 | SC | 014136 | WHT | 20 | 134.A7 | KA0551:14 | BOP CTRL | 134.A6
AF0141:J | SC | * |  |  | 35.B2 | AF0142:P | BOP CTRL | 35.B3
AF0141:V+ | SC | FU0141 | WHT | 16 | 35.B2 | FU0141:LD | BOP CTRL | 35.B1
AF0142:COM | SC | AF0142N | WHT | 16 | 35.B3 | AF0143:COM | BOP CTRL | 35.B3
AF0142:COM | SC | AU0140N | WHT | 16 | 35.B3 | AU0140:COM | BOP CTRL | 35.A2
AF0142:J | SC | * |  |  | 35.B3 | AF0143:P | BOP CTRL | 35.B3
AF0142:V+ | SC | AF0142P | WHT | 16 | 35.B3 | AF0143:V+ | BOP CTRL | 35.B3
AF0142:V+ | SC | AU0140P | WHT | 16 | 35.B3 | AU0140:V+ | BOP CTRL | 35.A2
AF0143:COM | SC | AF0143N | WHT | 16 | 35.B3 | AF0144:COM | BOP CTRL | 35.B4
AF0143:J | SC | * |  |  | 35.B3 | AF0144:P | BOP CTRL | 35.B4
AF0143:SH | SC | AF0143SH | GRN | 14 | 35.B3 | AF0144:SH | BOP CTRL | 35.B4
AF0143:SH | SC | AU0140G | GRN | 14 | 35.B3 | AU0140:GND | BOP CTRL | 35.A2
AF0143:V+ | SC | AF0143P | WHT | 16 | 35.B3 | AF0144:V+ | BOP CTRL | 35.B4
AF0144:COM | SC | AF0144N | WHT | 16 | 35.B4 | AF0145:COM | BOP CTRL | 35.B5
AF0144:J | SC | * |  |  | 35.B4 | AF0145:P | BOP CTRL | 35.B5
AF0144:SH | SC | AF0144SH | GRN | 14 | 35.B4 | AF0145:SH | BOP CTRL | 35.B5
AF0144:V+ | SC | AF0144P | WHT | 16 | 35.B4 | AF0145:V+ | BOP CTRL | 35.B5
AF0145:J | SC | * |  |  | 35.B5 | AF0146:P | BOP CTRL | 35.B5
AF0145:SH | SC | IEG02571 | GRN | 14 | 35.B5 | IEG0257:1 | BOP CTRL | 35.B5
AF0146:12 | SC | 014612 | WHT | 20 | 136.A7 | KA0532:14 | BOP CTRL | 136.A5
AF0146:V+ | SC | FU0142 | WHT | 16 | 35.B5 | FU0142:LD | BOP CTRL | 35.B1
AF0181:14 | SC | 018114 | WHT | 20 | 137.A7 | KA0534:14 | BOP CTRL | 137.A6
AF0181:46 | SC | 018146 | WHT | 20 | 137.A7 | KA0557:14 | BOP CTRL | 137.A6
AF0181:J | SC | * |  |  | 35.C2 | AF0182:P | BOP CTRL | 35.C3
AF0181:V+ | SC | FU0181 | WHT | 16 | 35.C2 | FU0181:LD | BOP CTRL | 35.D1
AF0182:COM | SC | AF0182N | WHT | 16 | 35.C3 | AF0183:COM | BOP CTRL | 35.C3
AF0182:COM | SC | AU0180N | WHT | 16 | 35.C3 | AU0180:COM | BOP CTRL | 35.C2
AF0182:J | SC | * |  |  | 35.C3 | AF0183:P | BOP CTRL | 35.C3
AF0182:V+ | SC | AF0182P | WHT | 16 | 35.C3 | AF0183:V+ | BOP CTRL | 35.C3
AF0182:V+ | SC | AU0180P | WHT | 16 | 35.C3 | AU0180:V+ | BOP CTRL | 35.C2
AF0183:20 | SC | KA0572A2 | WHT | 20 | 133.B7 | KA0572:A2 | BOP CTRL | 133.B6
AF0183:21 | SC | KA0573A2 | WHT | 20 | 134.B7 | KA0573:A2 | BOP CTRL | 134.B6
AF0183:COM | SC | AF0183N | WHT | 16 | 35.C3 | AF0185:COM | BOP CTRL | 35.C5
AF0183:J | SC | * |  |  | 35.C3 | AF0184:P | BOP CTRL | 35.C4
AF0183:V+ | SC | AF0183P | WHT | 16 | 35.C3 | AF0185:V+ | BOP CTRL | 35.C5
AF0184:00 | SC | 018400 | WHT | 20 | 133.C7 | KA0550:A1 | BOP CTRL | 133.C6
AF0184:02 | SC | KA0551A1 | WHT | 20 | 134.C7 | KA0551:A1 | BOP CTRL | 134.C6
AF0184:04 | SC | 018404 | WHT | 20 | 137.C7 | KA0557:A1 | BOP CTRL | 137.C6
AF0184:05 | SC | KA0554A2 | WHT | 20 | 135.C7 | KA0554:A1 | BOP CTRL | 135.C6
AF0184:16 | SC | KA0550A1 | WHT | 20 | 133.C7 | KA0550:A2 | BOP CTRL | 133.C6
AF0184:18 | SC | KA0551A2 | WHT | 20 | 134.C7 | KA0551:A2 | BOP CTRL | 134.C6
AF0184:20 | SC | 018420 | WHT | 20 | 137.C7 | KA0557:A2 | BOP CTRL | 137.C6
AF0184:21 | SC | KA0554A1 | WHT | 20 | 135.C7 | KA0554:A2 | BOP CTRL | 135.C6
AF0184:J | SC | * |  |  | 35.C4 | AF0185:P | BOP CTRL | 35.C5
AF0184:V+ | SC | FU0182 | WHT | 16 | 35.C4 | FU0182:LD | BOP CTRL | 35.D1
AF0185:J | SC | * |  |  | 35.C5 | AF0186:P | BOP CTRL | 35.C5
AF0185:SH | SC | IEG02572 | GRN | 14 | 35.C5 | IEG0257:2 | BOP CTRL | 35.D5
AF0185:SH | SC | AU0180G | GRN | 14 | 35.C5 | AU0180:GND | BOP CTRL | 35.C2
AF0186:00 | SC | KA7901A1 | WHT | 20 | 138.A6 | KA7901:A1 | BOP CTRL | 138.A6
AF0186:01 | SC | KA7902A1 | WHT | 20 | 138.A6 | KA7902:A1 | BOP CTRL | 138.A6
AF0186:02 | SC | KA7903A1 | WHT | 20 | 138.B6 | KA7903:A1 | BOP CTRL | 138.B6
AF0186:03 | SC | KA7904A1 | WHT | 20 | 138.B6 | KA7904:A1 | BOP CTRL | 138.B6
AF0186:04 | SC | KA7905A1 | WHT | 20 | 138.C6 | KA7905:A1 | BOP CTRL | 138.C6
AF0186:05 | SC | KA7906A1 | WHT | 20 | 138.C6 | KA7906:A1 | BOP CTRL | 138.C6
AF0186:06 | SC | KA7907A1 | WHT | 20 | 138.D6 | KA7907:A1 | BOP CTRL | 138.D6
AF0186:07 | SC | KA7908A1 | WHT | 20 | 139.A6 | KA7908:A1 | BOP CTRL | 139.A6
AF0186:08 | SC | KA7909A1 | WHT | 20 | 139.A6 | KA7909:A1 | BOP CTRL | 139.A6
AF0186:09 | SC | KA7910A1 | WHT | 20 | 139.B6 | KA7910:A1 | BOP CTRL | 139.B6
AF0186:10 | SC | KA7911A1 | WHT | 20 | 139.B6 | KA7911:A1 | BOP CTRL | 139.B6
AF0186:11 | SC | KA7912A1 | WHT | 20 | 139.C6 | KA7912:A1 | BOP CTRL | 139.C6
AF0186:12 | SC | KA7913A1 | WHT | 20 | 139.C6 | KA7913:A1 | BOP CTRL | 139.C6
AF0186:16 | SC | KA7901A2 | WHT | 20 | 138.A6 | KA7901:A2 | BOP CTRL | 138.A6
AF0186:17 | SC | KA7902A2 | WHT | 20 | 138.A6 | KA7902:A2 | BOP CTRL | 138.A6
AF0186:18 | SC | KA7903A2 | WHT | 20 | 138.B6 | KA7903:A2 | BOP CTRL | 138.B6
AF0186:19 | SC | KA7904A2 | WHT | 20 | 138.B6 | KA7904:A2 | BOP CTRL | 138.B6
AF0186:20 | SC | KA7905A2 | WHT | 20 | 138.C6 | KA7905:A2 | BOP CTRL | 138.C6
AF0186:21 | SC | KA7906A2 | WHT | 20 | 138.C6 | KA7906:A2 | BOP CTRL | 138.C6
AF0186:22 | SC | KA7907A2 | WHT | 20 | 138.D6 | KA7907:A2 | BOP CTRL | 138.D6
AF0186:23 | SC | KA7908A2 | WHT | 20 | 139.A6 | KA7908:A2 | BOP CTRL | 139.A6
AF0186:24 | SC | KA7909A2 | WHT | 20 | 139.A6 | KA7909:A2 | BOP CTRL | 139.A6
AF0186:25 | SC | KA7910A2 | WHT | 20 | 139.B6 | KA7910:A2 | BOP CTRL | 139.B6
AF0186:26 | SC | KA7911A2 | WHT | 20 | 139.B6 | KA7911:A2 | BOP CTRL | 139.B6
AF0186:27 | SC | KA7912A2 | WHT | 20 | 139.C6 | KA7912:A2 | BOP CTRL | 139.C6
AF0186:28 | SC | KA7913A2 | WHT | 20 | 139.C6 | KA7913:A2 | BOP CTRL | 139.C6
AF0186:V+ | SC | FU0184 | WHT | 16 | 35.C5 | FU0184:LD | BOP CTRL | 35.D1
AU0140:V+ | SC | FU0140 | WHT | 16 | 35.A2 | FU0140:LD | BOP CTRL | 35.B1
AU0180:V+ | SC | FU0180 | WHT | 16 | 35.C2 | FU0180:LD | BOP CTRL | 35.C1
FU0140:LI | SC | FU0146 | WHT | 14 | 35.B1 | FU0141:LI | BOP CTRL | 35.B1
FU0140:LI | SC | FU0146 | WHT | 14 | 35.B1 | FU0146:LD | BOP CTRL | 35.A1
FU0141:LI | SC | FU0146 | WHT | 14 | 35.B1 | FU0142:LI | BOP CTRL | 35.B1
FU0142:LI | SC | FU0146 | WHT | 14 | 35.B1 | FU0143:LI | BOP CTRL | 35.C1
FU0143:LI | SC | FU0146 | WHT | 14 | 35.C1 | FU0180:LI | BOP CTRL | 35.C1
FU0180:LI | SC | FU0146 | WHT | 14 | 35.C1 | FU0181:LI | BOP CTRL | 35.D1
FU0181:LI | SC | FU0146 | WHT | 14 | 35.D1 | FU0182:LI | BOP CTRL | 35.D1
FU0182:LI | SC | FU0146 | WHT | 14 | 35.D1 | FU0183:LI | BOP CTRL | 35.D1
FU0183:LI | SC | FU0146 | WHT | 14 | 35.D1 | FU0184:LI | BOP CTRL | 35.D1
GR0181: | SC | GR0181 | GRN/YEL | 14 | 11.C4 | FG17:1 | BOP CTRL | 11.C3
GR0182: | SC | IEG02573 | GRN | 14 | 11.C4 | IEG0257:3 | BOP CTRL | 11.C4
GR0183: | SC | IEG02575 | GRN | 14 | 11.C4 | IEG0257:5 | BOP CTRL | 11.C4
KA0531:24 | SC | KA053124 | WHT | 20 | 133.A5 | KA0540:A1 | BOP CTRL | 133.A4
KA0531:A1 | SC | ESTOP | WHT | 20 | 36.A3 | KA0532:A1 | BOP CTRL | 36.A3
KA0531:A2 | SC | 0V | WHT | 20 | 36.A3 | KA0532:A2 | BOP CTRL | 36.A3
KA0531:A2 | SC | 0V | WHT | 20 | 36.A3 | KA0536:A2 | BOP CTRL | 36.A3
KA0532:24 | SC | KA053224 | WHT | 20 | 134.A5 | KA0541:A1 | BOP CTRL | 134.A4
KA0532:A1 | SC | ESTOP | WHT | 20 | 36.A3 | KA0533:A1 | BOP CTRL | 36.B3
KA0532:A2 | SC | 0V | WHT | 20 | 36.A3 | KA0533:A2 | BOP CTRL | 36.B3
KA0533:12 | SC | KA053312 | WHT | 20 | 36.C2 | KA0573:11 | BOP CTRL | 36.C3
KA0533:A1 | SC | ESTOP | WHT | 20 | 36.B3 | KA0534:A1 | BOP CTRL | 36.B3
KA0533:A2 | SC | 0V | WHT | 20 | 36.B3 | KA0534:A2 | BOP CTRL | 36.B3
KA0534:A1 | SC | ESTOP | WHT | 20 | 36.B3 | KA0537:A1 | BOP CTRL | 36.B3
KA0534:A2 | SC | 0V | WHT | 20 | 36.B3 | KA0537:A2 | BOP CTRL | 36.B3
KA0535:11 | SC | KA053511 | WHT | 20 | 135.C5 | KA0554:11 | BOP CTRL | 135.C6
KA0535:A1 | SC | KA0131A1 | WHT | 20 | 36.A3 | KA0536:A1 | BOP CTRL | 36.A3
KA0535:A2 | SC | 0V | WHT | 20 | 36.A3 | KA0536:A2 | BOP CTRL | 36.A3
KA0540:11 | SC | KA054011 | WHT | 20 | 133.A5 | KA0550:11 | BOP CTRL | 133.A6
KA0541:11 | SC | KA054111 | WHT | 20 | 134.A5 | KA0551:11 | BOP CTRL | 134.A6
KA0572:11 | SC | KA053312 | WHT | 20 | 36.C3 | KA0573:11 | BOP CTRL | 36.C3
AU0140:L2 | WC0014 | AU0140L2 | ENET | CABLE | 2.C2 | AU0180:L1 | BOP CTRL | 2.C2
AF0141:16 | SC | SV76212 | WHT | 20 | 133.A7 | XT0572:3 | JB74, LEFT SIDE RAIL | 133.A4
AF0141:20 | SC | SV76412 | WHT | 20 | 134.A7 | XT0572:5 | JB74, LEFT SIDE RAIL | 134.A4
AF0141:COM | SC | 0V | WHT | 16 | 35.B2 | XT0140:2 | JB74, LEFT SIDE RAIL | 35.B1
AF0142:07 | SC | ZSC76112 | WHT | 20 | 132.B7 | XT0572:2 | JB74, LEFT SIDE RAIL | 132.B5
AF0146:COM | SC | 0V | WHT | 16 | 35.B5 | XT0140:3 | JB74, LEFT SIDE RAIL | 35.B1
AF0181:30 | SC | SV74822 | WHT | 20 | 137.A7 | XT0572:8 | JB74, LEFT SIDE RAIL | 137.A5
AF0181:COM | SC | 0V | WHT | 16 | 35.C2 | XT0140:4 | JB74, LEFT SIDE RAIL | 35.C1
AF0183:04 | SC | ZSC76212 | WHT | 20 | 133.B7 | XT0572:4 | JB74, LEFT SIDE RAIL | 133.B4
AF0183:05 | SC | ZSC76412 | WHT | 20 | 134.B7 | XT0572:6 | JB74, LEFT SIDE RAIL | 134.B4
AF0183:10 | SC | ZSC74812 | WHT | 20 | 137.B7 | XT0572:7 | JB74, LEFT SIDE RAIL | 137.B5
AF0183:26 | SC | 018326 | WHT | 20 | 137.B7 | KA0574:A2 | JB74, LEFT SIDE RAIL | 137.B6
AF0184:COM | SC | 0V | WHT | 16 | 35.C4 | XT0140:5 | JB74, LEFT SIDE RAIL | 35.D1
AF0186:COM | SC | 0V | WHT | 16 | 35.C5 | XT0140:10 | JB74, LEFT SIDE RAIL | 35.D1 | A.3_M.1
AU0140:COM | SC | 0V | WHT | 16 | 35.A2 | XT0140:2 | JB74, LEFT SIDE RAIL | 35.B1
AU0180:COM | SC | 0V | WHT | 16 | 35.C2 | XT0140:4 | JB74, LEFT SIDE RAIL | 35.C1
FU0027:LD | SC | FU0027 | WHT | 16 | 6.B4 | BA0007:V1(+) | JB74, LEFT SIDE RAIL | 6.B2
FU0027:LI | SC | FU0183 | WHT | 16 | 6.B4 | XT0007:1 | JB74, LEFT SIDE RAIL | 6.B5
FU0028:LD | SC | FU0028 | WHT | 16 | 6.C4 | BA0008:V1(+) | JB74, LEFT SIDE RAIL | 6.C2
FU0028:LI | SC | FU0183 | WHT | 16 | 6.C4 | XT0007:1 | JB74, LEFT SIDE RAIL | 6.B5
FU0143:LD | SC | FU0143 | WHT | 16 | 35.C1 | XT0140:9 | JB74, LEFT SIDE RAIL | 36.C1
FU0183:LD | SC | FU0183 | WHT | 20 | 35.D1 | XT0007:1 | JB74, LEFT SIDE RAIL | 6.B5
IEG0257:4 | SC | IEG02574 | GRN | 14 | 11.C4 | GR0180: | JB74, LEFT SIDE RAIL | 11.C4
KA0531:14 | SC | SV76111 | WHT | 20 | 132.A5 | XT0572:1 | JB74, LEFT SIDE RAIL | 132.A5
KA0531:A1 | SC | ESTOP | WHT | 20 | 36.A3 | XT0140:8 | JB74, LEFT SIDE RAIL | 36.A2
KA0533:11 | SC | FU0143 | WHT | 16 | 36.C2 | XT0140:9 | JB74, LEFT SIDE RAIL | 36.C1
KA0533:12 | SC | KA053312 | WHT | 20 | 36.C2 | KT0580:15 | JB74, LEFT SIDE RAIL | 36.D3
KA0533:14 | SC | KA013021 | WHT | 20 | 36.C2 | XT0580:2 | JB74, LEFT SIDE RAIL | 36.B2
KA0534:11 | SC | KA053411 | WHT | 20 | 137.A6 | KA0542:A1 | JB74, LEFT SIDE RAIL | 137.A5
KA0535:14 | SC | KA053514 | WHT | 20 | 135.C5 | XT0573:2 B2 | JB74, LEFT SIDE RAIL | 135.C5
KA0535:A1 | SC | KA0131A1 | WHT | 20 | 36.A3 | XT0140:7 | JB74, LEFT SIDE RAIL | 36.A2
KA0535:A2 | SC | 0V | WHT | 20 | 36.A3 | XT0140:6 | JB74, LEFT SIDE RAIL | 35.D1
KA0536:11 | SC | KA053611 | WHT | 20 | 135.C5 | XT0573:3 B1 | JB74, LEFT SIDE RAIL | 135.C5
KA0536:12 | SC | KA053612 | WHT | 20 | 135.C5 | XT0573:2 T1 | JB74, LEFT SIDE RAIL | 135.C5
KA0537:A2 | SC | 0V | WHT | 20 | 36.B3 | KT0580:A2 | JB74, LEFT SIDE RAIL | 36.C3
KA0540:A2 | SC | SV76212 | WHT | 20 | 133.A4 | XT0572:3 | JB74, LEFT SIDE RAIL | 133.A4
KA0541:A2 | SC | SV76412 | WHT | 20 | 134.A4 | XT0572:5 | JB74, LEFT SIDE RAIL | 134.A4
KA0557:11 | SC | KA055711 | WHT | 20 | 137.A6 | KA0542:11 | JB74, LEFT SIDE RAIL | 137.A5
KA0572:11 | SC | KA053312 | WHT | 20 | 36.C3 | KA0574:11 | JB74, LEFT SIDE RAIL | 36.D3
KA0572:12 | SC | KA057212 | WHT | 20 | 36.C3 | XT0573:3 B2 | JB74, LEFT SIDE RAIL | 135.C5
KA0572:A1 | SC | ZSC76212 | WHT | 20 | 133.B6 | XT0572:4 | JB74, LEFT SIDE RAIL | 133.B4
KA0573:12 | SC | KA057312 | WHT | 20 | 36.C3 | XT0573:1 B2 | JB74, LEFT SIDE RAIL | 135.B5
KA0573:A1 | SC | ZSC76412 | WHT | 20 | 134.B6 | XT0572:6 | JB74, LEFT SIDE RAIL | 134.B4
AU0140:L1 | WC9007 | BA0007RJ45 | ENET | CABLE | 2.C2 | BA0007:RJ45 | JB74, LEFT SIDE RAIL | 2.C2
AU0180:L2 | WC9212 | AU0180L2 | ENET | CABLE | 2.C2 | BA1212:L1 | JB74, LEFT SIDE RAIL | 2.C3
SolarTools ver. 24.0.84.24712 (Jul 31, 2025)
Report date: 3/17/2026 11:48 AM

## CONTROL A
CONTROL A
Project # | 4M582
Project Name | TRANSPORTADORA DE GAS DEL SUR SA^GPM GAS PIPELINE EXPANSION^DOBLAS
Revision | A.3
Controls DE | TRINH, J.
Phone:
Controls ME | S. LOZA
Phone:
From | [5 empty] | To
Device ID | Cable (W) Conductor (SC) Jumper Clip (JC) | Wire No. | Wire ID | Gauge/Size | Page/Zone | Device ID | Location | Page/Zone
XT0002:1 | JC | FU0136 | CLIP | --- | 12.A4 | XT0002:2 | CONTROL A | 12.A4
XT0002:2 | JC | FU0136 | CLIP | --- | 12.A4 | XT0002:3 | CONTROL A | 12.A4
XT0002:3 | JC | FU0136 | CLIP | --- | 12.A4 | XT0002:4 | CONTROL A | 12.A4
XT0002:4 | JC | FU0136 | CLIP | --- | 12.A4 | XT0002:5 | CONTROL A | 12.B4
XT0002:5 | JC | FU0136 | CLIP | --- | 12.B4 | XT0002:6 | CONTROL A | 12.B4
XT0002:6 | JC | FU0136 | CLIP | --- | 12.B4 | XT0002:7 | CONTROL A | 12.B4
XT0002:7 | JC | FU0136 | CLIP | --- | 12.B4 | XT0002:8 | CONTROL A | 12.B4
XT0002:8 | JC | FU0136 | CLIP | --- | 12.B4 | XT0002:9 | CONTROL A | 12.C4
XT0002:9 | JC | FU0136 | CLIP | --- | 12.C4 | XT0002:10 | CONTROL A | 12.C4
XT0003:1 | JC | 0V | CLIP | --- | 12.A4 | XT0003:2 | CONTROL A | 12.A4
XT0003:2 | JC | 0V | CLIP | --- | 12.A4 | XT0003:3 | CONTROL A | 12.A4
XT0003:3 | JC | 0V | CLIP | --- | 12.A4 | XT0003:4 | CONTROL A | 12.B4
XT0003:4 | JC | 0V | CLIP | --- | 12.B4 | XT0003:5 | CONTROL A | 12.B4
XT0003:5 | JC | 0V | CLIP | --- | 12.B4 | XT0003:6 | CONTROL A | 12.B4
XT0003:6 | JC | 0V | CLIP | --- | 12.B4 | XT0003:7 | CONTROL A | 12.B4
XT0003:7 | JC | 0V | CLIP | --- | 12.B4 | XT0003:8 | CONTROL A | 12.C4
XT0003:8 | JC | 0V | CLIP | --- | 12.C4 | XT0003:9 | CONTROL A | 12.C4
XT0003:9 | JC | 0V | CLIP | --- | 12.C4 | XT0003:10 | CONTROL A | 12.C4
XT0012:1 | JC | 523NEG | CLIP | --- | 13.C3 | XT0012:2 | CONTROL A | 13.C3
XT0012:2 | JC | 523NEG | CLIP | --- | 13.C3 | XT0012:3 | CONTROL A | 13.C3
XT0012:3 | JC | 523NEG | CLIP | --- | 13.C3 | XT0012:4 | CONTROL A | 13.C3
XT0080:1 | JC | 0V | CLIP | --- | 20.A1 | XT0080:2 | CONTROL A | 20.D1
XT0080:2 | JC | 0V | CLIP | --- | 20.D1 | XT0080:3 | CONTROL A | 20.D1
XT0080:3 | JC | 0V | CLIP | --- | 20.D1 | XT0080:4 | CONTROL A | 20.D1
XT0080:5 | JC | 0V | CLIP | --- | 21.A6 | XT0080:6 | CONTROL A | 22.A6
XT0080:6 | JC | 0V | CLIP | --- | 22.A6 | XT0080:7 | CONTROL A | 23.A6
XT0080:7 | JC | 0V | CLIP | --- | 23.A6 | XT0080:8 | CONTROL A | 24.A6
XT0081:1 | JC | FU0139 | CLIP | --- | 21.A2 | XT0081:2 | CONTROL A | 22.A2
XT0081:2 | JC | FU0139 | CLIP | --- | 22.A2 | XT0081:3 | CONTROL A | 23.A2
XT0081:3 | JC | FU0139 | CLIP | --- | 23.A2 | XT0081:4 | CONTROL A | 24.A3
XT0081:4 | JC | FU0139 | CLIP | --- | 24.A3 | XT0081:5 | CONTROL A | 24.A3
XT0081:5 | JC | FU0139 | CLIP | --- | 24.A3 | XT0081:6 | CONTROL A | 24.A3
XT0082:1 | JC | 0V | CLIP | --- | 19.A1 | XT0082:2 | CONTROL A | 19.A1
XT0082:2 | JC | 0V | CLIP | --- | 19.A1 | XT0082:3 | CONTROL A | 19.B1
XT0082:3 | JC | 0V | CLIP | --- | 19.B1 | XT0082:4 | CONTROL A | 19.B1
XT0082:4 | JC | 0V | CLIP | --- | 19.B1 | XT0082:5 | CONTROL A | 19.B1
XT0082:5 | JC | 0V | CLIP | --- | 19.B1 | XT0082:6 | CONTROL A | 19.C1
XT0089:6 | JC | ESTOP | CLIP | --- | 24.D5 | XT0089:7 | CONTROL A | 24.D5
XT0089:8 | JC | KA0131A1 | CLIP | --- | 26.D4 | XT0089:9 | CONTROL A | 26.D4
AF0081:00 | SC | UA1200J21 | WHT | 20 | 18.D7 | XT0089:19 | CONTROL A | 18.D5
AF0081:01 | SC | KA024314 | WHT | 20 | 23.D7 | KA0243:14 | CONTROL A | 23.D6
AF0081:02 | SC | KA024514 | WHT | 20 | 23.D7 | KA0245:14 | CONTROL A | 23.D6
AF0081:03 | SC | KA013014 | WHT | 20 | 18.C7 | KA0130:14 | CONTROL A | 18.D6
AF0081:08 | SC | KT014618 | WHT | 20 | 26.B6 | KT0146:18 | CONTROL A | 26.B2
AF0081:09 | SC | KA023914 | WHT | 20 | 24.B6 | KA0239:14 | CONTROL A | 24.B5
AF0081:19 | SC | UA1200J27 | WHT | 20 | 18.C7 | UA1200:J2-7 | CONTROL A | 18.B1
AF0081:24 | SC | KA0131A2 | WHT | 20 | 26.B6 | KA0131:A2 | CONTROL A | 26.C5
AF0081:33 | SC | KA024311 | WHT | 20 | 23.D7 | KA0243:11 | CONTROL A | 23.D6
AF0081:34 | SC | KA024511 | WHT | 20 | 23.D7 | KA0245:11 | CONTROL A | 23.D6
AF0081:35 | SC | KA0130A1 | WHT | 20 | 18.C7 | KA0130:A1 | CONTROL A | 18.C5
XT0089:3 | SC | JP3 | CLIP | -- | 25.B4 | XT0089:2 | CONTROL A | 25.B4
XT0089:5 | SC | JP6 | CLIP | -- | 25.C4 | XT0089:4 | CONTROL A | 25.C4
AF0081:07 | SC | JP2 | VIO | 20 | 25.B6 | AF0081:39 | CONTROL A | 25.B6
XT0089:2 | SC | JP0 | VIO | 20 | 25.B4 | XT0089:1 | CONTROL A | 25.B4
AF0081:40 | SC | KA014124 | WHT | 20 | 26.B6 | KA0141:24 | CONTROL A | 26.B5
AF0081:41 | SC | KA023911 | WHT | 20 | 24.B6 | KA0239:11 | CONTROL A | 24.B5
AF0081:COM | SC | AF0081N | WHT | 16 | 20.A2 | AF0082:COM | CONTROL A | 20.B3
AF0081:COM | SC | AU0080N | WHT | 16 | 20.A2 | AU0080:COM | CONTROL A | 20.A1
AF0081:J | SC | * |  |  | 20.A2 | AF0082:P | CONTROL A | 20.B3
AF0081:V+ | SC | AF0081P | WHT | 16 | 20.A2 | AF0082:V+ | CONTROL A | 20.B3
AF0081:V+ | SC | AU0080P | WHT | 16 | 20.A2 | AU0080:V+ | CONTROL A | 20.A1
AF0082:COM | SC | AF0082N | WHT | 16 | 20.B3 | AF0083:COM | CONTROL A | 20.B3
AF0082:J | SC | * |  |  | 20.B3 | AF0083:P | CONTROL A | 20.B3
AF0082:V+ | SC | AF0082P | WHT | 16 | 20.B3 | AF0083:V+ | CONTROL A | 20.B3
AF0083:COM | SC | AF0083N | WHT | 16 | 20.B3 | AF0084:COM | CONTROL A | 20.B4
AF0083:J | SC | * |  |  | 20.B3 | AF0084:P | CONTROL A | 20.B4
AF0083:SH | SC | AF0083G | GRN | 14 | 20.B3 | AF0084:SH | CONTROL A | 20.B4
AF0083:SH | SC | AU0080G | GRN | 14 | 20.B3 | AU0080:GND | CONTROL A | 20.A1
AF0083:V+ | SC | AF0083P | WHT | 16 | 20.B3 | AF0084:V+ | CONTROL A | 20.B4
AF0084:COM | SC | AF0084N | WHT | 16 | 20.B4 | AF0085:COM | CONTROL A | 20.B4
AF0084:J | SC | * |  |  | 20.B4 | AF0085:P | CONTROL A | 20.B4
AF0084:SH | SC | AF0084G | GRN | 14 | 20.B4 | AF0085:SH | CONTROL A | 20.B4
AF0084:V+ | SC | AF0084P | WHT | 16 | 20.B4 | AF0085:V+ | CONTROL A | 20.B4
AF0085:COM | SC | AF0085N | WHT | 16 | 20.B4 | AF0086:COM | CONTROL A | 20.B5
AF0085:J | SC | * |  |  | 20.B4 | AF0086:P | CONTROL A | 20.B5
AF0085:SH | SC | AF0085G | GRN | 14 | 20.B4 | AF0086:SH | CONTROL A | 20.B5
AF0085:V+ | SC | AF0085P | WHT | 16 | 20.B4 | AF0086:V+ | CONTROL A | 20.B5
AF0086:COM | SC | AF0086N | WHT | 16 | 20.B5 | AF0087:COM | CONTROL A | 20.B6
AF0086:J | SC | * |  |  | 20.B5 | AF0087:P | CONTROL A | 20.B6
AF0086:SH | SC | IEG00102 | GRN | 14 | 20.B5 | IEG0010:2 | CONTROL A | 20.B5
AF0086:V+ | SC | AF0086P | WHT | 16 | 20.B5 | AF0087:V+ | CONTROL A | 20.B6
AF0087:11 | SC | KA013624 | WHT | 20 | 21.D3 | KA0136:24 | CONTROL A | 21.D3
AF0087:43 | SC | KA013621 | WHT | 20 | 21.D3 | KA0136:21 | CONTROL A | 21.D3
AF0091:07 | SC | KA014114 | WHT | 20 | 26.A6 | KA0141:14 | CONTROL A | 26.A5
AF0091:09 | SC | UJ0131OK2 | WHT | 20 | 13.B7 | UJ0131:OK2 | CONTROL A | 13.B4
AF0091:12 | SC | KA0134A1 | WHT | 20 | 21.D5 | KA0134:A1 | CONTROL A | 21.D6
AF0091:39 | SC | KA014111 | WHT | 20 | 26.A6 | KA0141:11 | CONTROL A | 26.A5
AF0091:41 | SC | UJ0131OK1 | WHT | 20 | 13.B7 | UJ0131:OK1 | CONTROL A | 13.B4
AF0091:COM | SC | AF0091N | WHT | 16 | 20.D2 | AF0094:COM | CONTROL A | 20.D4
AF0091:COM | SC | AU0090N | WHT | 16 | 20.D2 | AU0090:COM | CONTROL A | 20.C2
AF0091:J | SC | * |  |  | 20.D2 | AF0092:P | CONTROL A | 20.D3
AF0091:V+ | SC | AF0091P | WHT | 16 | 20.D2 | AF0094:V+ | CONTROL A | 20.D4
AF0091:V+ | SC | AU0090P | WHT | 16 | 20.D2 | AU0090:V+ | CONTROL A | 20.C2
AF0092:02 | SC | KA0133A1 | WHT | 20 | 21.B4 | KA0133:A1 | CONTROL A | 21.B6
AF0092:04 | SC | KA2160A1 | WHT | 20 | 17.A6 | KA2160:A1 | CONTROL A | 17.A5
AF0092:06 | SC | KA013114 | WHT | 20 | 22.C3 | KA0131:14 | CONTROL A | 22.C4
AF0092:07 | SC | KA2161A1 | WHT | 20 | 17.A6 | KA2161:A1 | CONTROL A | 17.B5
AF0092:08 | SC | KA3103A1 | WHT | 20 | 89.A6 | KA3103:A1 | CONTROL A | 89.A5
AF0092:12 | SC | 009212 | WHT | 20 | 47.A6 | KA0875:A1 | CONTROL A | 47.A5
AF0092:20 | SC | KA2160A2 | WHT | 20 | 17.A6 | KA2160:A2 | CONTROL A | 17.A5
AF0092:23 | SC | KA2161A2 | WHT | 20 | 17.A6 | KA2161:A2 | CONTROL A | 17.B5
AF0092:24 | SC | KA3103A2 | WHT | 20 | 89.A6 | KA3103:A2 | CONTROL A | 89.A5
AF0092:45 | SC | KA024022 | WHT | 20 | 42.C7 | KA0240:22 | CONTROL A | 42.C6
AF0092:COM | SC | 0V | WHT | 16 | 20.D3 | XT0080:2 | CONTROL A | 20.D1
AF0092:J | SC | * |  |  | 20.D3 | AF0093:P | CONTROL A | 20.D3
AF0092:V+ | SC | FU0091 | WHT | 16 | 20.D3 | FU0091:LD | CONTROL A | 20.D1
AF0093:01 | SC | KA3220A1 | WHT | 20 | 98.A7 | KA3220:A1 | CONTROL A | 98.B5
AF0093:04 | SC | KA017611 | WHT | 20 | 121.A7 | KA0176:11 | CONTROL A | 121.A6
AF0093:13 | SC | KA017711 | WHT | 20 | 122.A7 | KA0177:11 | CONTROL A | 122.A6
AF0093:17 | SC | KA3220A2 | WHT | 20 | 98.A7 | KA3220:A2 | CONTROL A | 98.B5
AF0093:20 | SC | 009320 | WHT | 20 | 121.A7 | KA6211:A2 | CONTROL A | 121.A6
AF0093:29 | SC | 009329 | WHT | 20 | 122.A7 | KA6212:A2 | CONTROL A | 122.A6
AF0093:36 | SC | 009336 | WHT | 20 | 121.A7 | KA0176:14 | CONTROL A | 121.A6
AF0093:45 | SC | 009345 | WHT | 20 | 122.A7 | KA0177:14 | CONTROL A | 122.A6
AF0093:COM | SC | 0V | WHT | 16 | 20.D3 | XT0080:3 | CONTROL A | 20.D1
AF0093:J | SC | * |  |  | 20.D3 | AF0094:P | CONTROL A | 20.D4
AF0093:V+ | SC | FU0092 | WHT | 16 | 20.D3 | FU0092:LD | CONTROL A | 20.D1
AF0094:04 | SC | UJ0131VIN | WHT | 20 | 13.A7 | UJ0131:VIN | CONTROL A | 13.B4
AF0094:05 | SC | 0V | WHT | 20 | 13.A7 | XT0082:5 | CONTROL A | 19.B1
AF0094:06 | SC | UJ0131IOUT | WHT | 20 | 13.A7 | UJ0131:IOUT | CONTROL A | 13.B4
AF0094:07 | SC | 0V | WHT | 20 | 13.A7 | XT0082:5 | CONTROL A | 19.B1
AF0094:COM | SC | AF0094N | WHT | 16 | 20.D4 | AF0096:COM | CONTROL A | 20.D5
AF0094:J | SC | * |  |  | 20.D4 | AF0095:P | CONTROL A | 20.D5
AF0094:SH | SC | AF0094G | GRN | 14 | 20.D4 | AF0096:SH | CONTROL A | 20.D5
AF0094:SH | SC | AU0090G | GRN | 14 | 20.D4 | AU0090:GND | CONTROL A | 20.C2
AF0094:V+ | SC | AF0094P | WHT | 16 | 20.D4 | AF0096:V+ | CONTROL A | 20.D5
AF0095:COM | SC | 0V | WHT | 16 | 20.D5 | XT0080:4 | CONTROL A | 20.D1
AF0095:J | SC | * |  |  | 20.D5 | AF0096:P | CONTROL A | 20.D5
AF0095:V+ | SC | FU0093 | WHT | 16 | 20.D5 | FU0093:LD | CONTROL A | 20.D1
AF0096:COM | SC | AF0096N | WHT | 16 | 20.D5 | AF0097:COM | CONTROL A | 20.D6
AF0096:J | SC | * |  |  | 20.D5 | AF0097:P | CONTROL A | 20.D6
AF0096:SH | SC | AF0096G | GRN | 14 | 20.D5 | AF0097:SH | CONTROL A | 20.D6
AF0096:V+ | SC | AF0096P | WHT | 16 | 20.D5 | AF0097:V+ | CONTROL A | 20.D6
AF0097:SH | SC | IEG00108 | GRN | 14 | 20.D6 | IEG0010:8 | CONTROL A | 20.D6
AU0080:COM | SC | 0V | WHT | 16 | 20.A1 | XT0080:1 | CONTROL A | 20.A1
AU0080:V+ | SC | FU0081 | WHT | 16 | 20.A1 | FU0081:LD | CONTROL A | 20.B1
AU0090:COM | SC | 0V | WHT | 16 | 20.C2 | XT0080:2 | CONTROL A | 20.D1
AU0090:V+ | SC | FU0090 | WHT | 16 | 20.C2 | FU0090:LD | CONTROL A | 20.D1
FU0011:LD | SC | UJ0131P | WHT | 12 | 13.B3 | UJ0131:+ | CONTROL A | 13.B4
FU0012:LI | SC | 523POS | --- | BUS | 13.B3 | FU0013:LI | CONTROL A | 13.B3
FU0012:LI | SC | 523POS | --- | BUS | 13.B3 | XT0014:1 | CONTROL A | 13.B2
FU0013:LI | SC | 523POS | --- | BUS | 13.B3 | FU0014:LI | CONTROL A | 13.B3
FU0014:LI | SC | 523POS | --- | BUS | 13.B3 | FU0015:LI | CONTROL A | 13.B3
FU0015:LI | SC | 523POS | --- | BUS | 13.B3 | FU0016:LI | CONTROL A | 13.C3
FU0016:LI | SC | 523POS | --- | BUS | 13.C3 | FU0017:LI | CONTROL A | 13.C3
FU0017:LI | SC | 523POS | --- | BUS | 13.C3 | FU0018:LI | CONTROL A | 13.C3
FU0080:LI | SC | FU0137 | WHT | 12 | 19.A1 | FU0137:LD | CONTROL A | 19.A2
FU0080:LI | SC | FU0137 | WHT | 12 | 19.A1 | FU0139:LI | CONTROL A | 19.A1
FU0081:LI | SC | FU0080 | WHT | 14 | 20.B1 | FU0080:LD | CONTROL A | 19.A1
FU0081:LI | SC | FU0080 | WHT | 14 | 20.B1 | FU0090:LI | CONTROL A | 20.D1
FU0090:LI | SC | FU0080 | WHT | 14 | 20.D1 | FU0091:LI | CONTROL A | 20.D1
FU0091:LI | SC | FU0080 | WHT | 14 | 20.D1 | FU0092:LI | CONTROL A | 20.D1
FU0092:LI | SC | FU0080 | WHT | 14 | 20.D1 | FU0093:LI | CONTROL A | 20.D1
FU0093:LI | SC | FU0080 | WHT | 14 | 20.D1 | FU0094:LI | CONTROL A | 20.D1
FU0136:LD | SC | FU0136 | WHT | 10 | 12.A2 | XT0002:1 | CONTROL A | 12.A4
FU0136:LI | SC | 24V | WHT | 10 | 12.A2 | UJ0131:OUT(+) | CONTROL A | 13.B4
FU0137:LI | SC | FU0136 | WHT | 14 | 19.A2 | XT0002:2 | CONTROL A | 12.A4
FU0139:LD | SC | FU0139 | WHT | 16 | 19.A1 | XT0081:1 | CONTROL A | 21.A2
FU0139:LI | SC | FU0137 | WHT | 12 | 19.A1 | FU0387:LI | CONTROL A | 19.A1
FU0212:LD | SC | FU0212 | WHT | 16 | 14.B1 | KA0239:21 | CONTROL A | 18.C5
FU0387:LI | SC | FU0137 | WHT | 12 | 19.A1 | FU0388:LI | CONTROL A | 19.B1
FU0388:LD | SC | FU0388 | WHT | 16 | 19.B1 | KA0138:14 | CONTROL A | 94.C5
FU0388:LI | SC | FU0137 | WHT | 12 | 19.B1 | FU0389:LI | CONTROL A | 19.B1
FU0389:LD | SC | FU0389 | WHT | 12 | 19.B1 | XT0089:20 | CONTROL A | 18.D5
FU0389:LI | SC | FU0137 | WHT | 12 | 19.B1 | FU0390:LI | CONTROL A | 19.B1
FU0390:LD | SC | FU0390 | WHT | 16 | 19.B1 | XT0080:10 | CONTROL A | 85.C5
GR0131: | SC | GR0131 | GRN/YEL | 14 | 10.A4 | FRAME | CONTROL A | 10.A3
GR0132: | SC | GR0132 | GRN | 14 | 10.A4 | IEG0010:3 | CONTROL A | 10.A3
GR0133: | SC | IEG00106 | GRN | 14 | 10.A4 | IEG0010:6 | CONTROL A | 10.A5
GR0135: | SC | GR0135 | GRN/YEL | 14 | 10.A4 | FRAME | CONTROL A | 10.A5
IEG0010:12 | SC | IEG001012 | GRN | 16 | 18.D2 | UA1200:J3-4 | CONTROL A | 18.B1
KA0130:21 | SC | KA013024 | WHT | 20 | 18.D3 | XT0130:2 | CONTROL A | 18.D4
KA0130:24 | SC | KA013021 | WHT | 20 | 18.D3 | XT0130:1 | CONTROL A | 18.D4
KA0130:A1 | SC | KA0130A1 | WHT | 20 | 18.C5 | KA0130:11 | CONTROL A | 18.D6
KA0130:A2 | SC | UA1200J26 | WHT | 20 | 18.C5 | UA1200:J2-6 | CONTROL A | 18.B1
KA0131:11 | SC | KA0135A1 | WHT | 20 | 22.C4 | KA0135:A1 | CONTROL A | 22.C6
KA0131:12 | SC | KA013112 | WHT | 20 | 22.C4 | KA0137:24 | CONTROL A | 22.C1
KA0131:A1 | SC | KA0131A1 | WHT | 20 | 26.C5 | KA0132:A1 | CONTROL A | 26.C5
KA0131:A1 | SC | KA0131A1 | WHT | 20 | 26.C5 | KA0242:14 | CONTROL A | 26.C3
KA0131:A2 | SC | KA0131A2 | WHT | 20 | 26.C5 | KA0132:A2 | CONTROL A | 26.C5
KA0132:11 | SC | FU0139 | WHT | 20 | 21.A1 | KA0133:11 | CONTROL A | 21.B1
KA0132:11 | SC | FU0139 | WHT | 20 | 21.A1 | XT0081:1 | CONTROL A | 21.A2
KA0132:12 | SC | KT014315 | WHT | 20 | 21.A1 | KT0142:A1 | CONTROL A | 21.A6
KA0132:12 | SC | KT014315 | WHT | 20 | 21.A1 | KA0133:12 | CONTROL A | 21.B1
KA0132:21 | SC | KA0138A1 | WHT | 20 | 21.C3 | KA0138:A1 | CONTROL A | 21.C6
KA0132:22 | SC | KA013222 | WHT | 20 | 21.C3 | KT0141:18 | CONTROL A | 21.C2
KA0132:24 | SC | KA013224 | WHT | 20 | 21.C3 | KA0134:14 | CONTROL A | 21.C1
KA0132:A1 | SC | KA0131A1 | WHT | 20 | 26.C5 | KA0141:A1 | CONTROL A | 26.C5
KA0132:A2 | SC | KA0131A2 | WHT | 20 | 26.C5 | KA0141:A2 | CONTROL A | 26.C5
KA0133:11 | SC | FU0139 | WHT | 20 | 21.B1 | KT0144:A1 | CONTROL A | 21.B6
KA0133:A2 | SC | 0V | WHT | 20 | 21.B6 | KA0136:A2 | CONTROL A | 21.C6
KA0133:A2 | SC | 0V | WHT | 20 | 21.B6 | KT0144:A2 | CONTROL A | 21.B6
KA0134:11 | SC | FU0139 | WHT | 20 | 21.C1 | KT0144:15 | CONTROL A | 21.C1
KA0134:11 | SC | FU0139 | WHT | 20 | 21.C1 | KA0136:11 | CONTROL A | 21.B1
KA0134:A2 | SC | 0V | WHT | 20 | 21.D6 | KT0143:A2 | CONTROL A | 21.D6
KA0135:A1 | SC | KA0135A1 | WHT | 20 | 22.C6 | XT0089:22 | CONTROL A | 22.C5
KA0135:A2 | SC | 0V | WHT | 20 | 22.C6 | KA0137:A2 | CONTROL A | 22.D6
KA0135:A2 | SC | 0V | WHT | 20 | 22.C6 | KT0145:A2 | CONTROL A | 22.B6
KA0136:11 | SC | FU0139 | WHT | 20 | 21.B1 | KT0144:A1 | CONTROL A | 21.B6
KA0136:14 | SC | KA013821 | WHT | 20 | 21.B1 | KA0138:21 | CONTROL A | 21.B2
KA0136:A1 | SC | PS32002 | WHT | 20 | 21.C6 | XT0089:13 | CONTROL A | 92.D5
KA0136:A2 | SC | 0V | WHT | 20 | 21.C6 | KA0138:A2 | CONTROL A | 21.C6
KA0137:11 | SC | FU0139 | WHT | 20 | 21.C1 | KT0140:15 | CONTROL A | 21.C1
KA0137:11 | SC | FU0139 | WHT | 20 | 21.C1 | KT0144:15 | CONTROL A | 21.C1
KA0137:14 | SC | KA013222 | WHT | 20 | 21.C1 | KT0141:18 | CONTROL A | 21.C2
KA0137:14 | SC | KA013222 | WHT | 20 | 21.C1 | KT0144:18 | CONTROL A | 21.C1
KA0137:21 | SC | FU0139 | WHT | 20 | 22.C1 | KA0244:11 | CONTROL A | 22.B1
KA0137:21 | SC | FU0139 | WHT | 20 | 22.C1 | KT0142:15 | CONTROL A | 22.D1
KA0137:24 | SC | KA013112 | WHT | 20 | 22.C1 | AF0087:09 | CONTROL A | 22.C2
KA0137:A1 | SC | KA0137A1 | WHT | 20 | 22.D6 | KT0145:18 | CONTROL A | 22.D1
KA0138:11 | SC | KM3170EP | WHT | 20 | 94.C5 | XT0080:9 | CONTROL A | 94.C5
KA0138:24 | SC | KT0144B1 | WHT | 20 | 21.B2 | KT0144:B1 | CONTROL A | 21.B6
KA0138:A2 | SC | 0V | WHT | 20 | 21.C6 | KT0143:A2 | CONTROL A | 21.D6
KA0141:21 | SC | KT0146A1 | WHT | 20 | 26.B5 | KA0241:21 | CONTROL A | 26.A5
KA0141:21 | SC | KT0146A1 | WHT | 20 | 26.B5 | KT0146:A1 | CONTROL A | 26.B4
KA0141:24 | SC | KA014124 | WHT | 20 | 26.B5 | KA0241:24 | CONTROL A | 26.A5
KA0141:A1 | SC | KA0131A1 | WHT | 20 | 26.C5 | KA0230:A1 | CONTROL A | 26.C5
KA0141:A2 | SC | KA0131A2 | WHT | 20 | 26.C5 | KA0230:A2 | CONTROL A | 26.C5
KA0145:21 | SC | KA025522 | WHT | 20 | 28.A2 | KA0249:11 | CONTROL A | 28.A2
KA0145:21 | SC | KA025522 | WHT | 20 | 28.A2 | KA0255:22 | CONTROL A | 28.A1
KA0145:22 | SC | KA0176A1 | WHT | 20 | 28.A2 | KA0176:A1 | CONTROL A | 28.A6
KA0145:22 | SC | KA0176A1 | WHT | 20 | 28.A2 | KA0249:12 | CONTROL A | 28.A2
KA0145:A1 | SC | KA0135A1 | WHT | 20 | 28.B6 | XT0089:22 | CONTROL A | 22.C5
KA0145:A2 | SC | 0V | WHT | 20 | 28.B6 | KA0246:A2 | CONTROL A | 28.C6
KA0145:A2 | SC | 0V | WHT | 20 | 28.B6 | KA0255:A2 | CONTROL A | 28.B6
KA0176:11 | SC | KA017611 | WHT | 20 | 121.A6 | KA0246:11 | CONTROL A | 121.A5
KA0176:A1 | SC | KA0176A1 | WHT | 20 | 28.A6 | KA0177:A1 | CONTROL A | 28.A6
KA0176:A2 | SC | 0V | WHT | 20 | 28.A6 | KA0177:A2 | CONTROL A | 28.A6
KA0176:A2 | SC | 0V | WHT | 20 | 28.A6 | XT0080:7 | CONTROL A | 23.A6
KA0177:11 | SC | KA017711 | WHT | 20 | 122.A6 | KA0247:11 | CONTROL A | 122.A5
KA0177:A1 | SC | KA0176A1 | WHT | 20 | 28.A6 | KA0179:A1 | CONTROL A | 28.B6
KA0177:A2 | SC | 0V | WHT | 20 | 28.A6 | KA0179:A2 | CONTROL A | 28.B6
KA0179:A2 | SC | 0V | WHT | 20 | 28.B6 | KA0255:A2 | CONTROL A | 28.B6
KA0230:A1 | SC | KA0131A1 | WHT | 20 | 26.C5 | KA0231:A1 | CONTROL A | 26.C5
KA0230:A2 | SC | KA0131A2 | WHT | 20 | 26.C5 | KA0231:A2 | CONTROL A | 26.C5
KA0231:24 | SC | KA023124 | WHT | 20 | 24.C2 | KA0245:21 | CONTROL A | 24.C3
KA0231:A1 | SC | KA0131A1 | WHT | 20 | 26.C5 | KA0232:A1 | CONTROL A | 26.D5
KA0231:A2 | SC | KA0131A2 | WHT | 20 | 26.C5 | KA0232:A2 | CONTROL A | 26.D5
KA0232:11 | SC | HA047202 | WHT | 20 | 47.A5 | KA0875:11 | CONTROL A | 47.A5
KA0235:A1 | SC | ESTOP | WHT | 20 | 24.C6 | XT0089:5 | CONTROL A | 25.C4
KA0235:A1 | SC | ESTOP | WHT | 20 | 24.C6 | KA0236:A1 | CONTROL A | 24.C6
KA0235:A2 | SC | 0V | WHT | 20 | 24.C6 | KA0236:A2 | CONTROL A | 24.C6
KA0235:A2 | SC | 0V | WHT | 20 | 24.C6 | KA0242:A2 | CONTROL A | 24.B6
KA0236:11 | SC | FU0139 | WHT | 20 | 24.A2 | XT0081:5 | CONTROL A | 24.A3
KA0236:21 | SC | UA1200J21 | WHT | 20 | 24.C2 | KA0241:11 | CONTROL A | 24.C2
KA0236:24 | SC | KA024114 | WHT | 20 | 24.C2 | KA0241:14 | CONTROL A | 24.C2
KA0236:A1 | SC | ESTOP | WHT | 20 | 24.C6 | KA0237:A1 | CONTROL A | 24.C6
KA0236:A2 | SC | 0V | WHT | 20 | 24.C6 | KA0237:A2 | CONTROL A | 24.C6
KA0237:A1 | SC | ESTOP | WHT | 20 | 24.C6 | KA0239:A1 | CONTROL A | 24.C6
KA0237:A2 | SC | 0V | WHT | 20 | 24.C6 | KA0239:A2 | CONTROL A | 24.C6
KA0239:22 | SC | 023922 | WHT | 20 | 18.C5 | KA0242:24 | CONTROL A | 18.C5
KA0239:A1 | SC | ESTOP | WHT | 20 | 24.C6 | KA0240:A1 | CONTROL A | 24.C6
KA0239:A2 | SC | 0V | WHT | 20 | 24.C6 | KA0240:A2 | CONTROL A | 24.C6
KA0240:11 | SC | PS32004 | WHT | 20 | 92.D6 | XT0089:14 | CONTROL A | 92.D5
KA0240:14 | SC | UF1300 | WHT | 20 | 92.D6 | XT0084:1 | CONTROL A | 92.D6
KA0240:A1 | SC | ESTOP | WHT | 20 | 24.C6 | KA0251:A1 | CONTROL A | 24.D6
KA0240:A2 | SC | 0V | WHT | 20 | 24.C6 | KA0251:A2 | CONTROL A | 24.D6
KA0241:11 | SC | UA1200J21 | WHT | 20 | 24.C2 | XT0089:19 | CONTROL A | 18.D5
KA0241:14 | SC | KA024114 | WHT | 20 | 24.C2 | KA0231:21 | CONTROL A | 24.C2
KA0241:A1 | SC | KA0241A1 | WHT | 20 | 24.A6 | KA0242:A1 | CONTROL A | 24.B6
KA0241:A1 | SC | KA0241A1 | WHT | 20 | 24.A6 | XT0081:7 | CONTROL A | 24.A3
KA0241:A2 | SC | 0V | WHT | 20 | 24.A6 | KA0242:A2 | CONTROL A | 24.B6
KA0241:A2 | SC | 0V | WHT | 20 | 24.A6 | XT0080:8 | CONTROL A | 24.A6
KA0242:11 | SC | KT014618 | WHT | 20 | 26.C3 | KA0231:11 | CONTROL A | 26.C3
KA0242:11 | SC | KT014618 | WHT | 20 | 26.C3 | KT0146:18 | CONTROL A | 26.B2
KA0242:14 | SC | KA0131A1 | WHT | 20 | 26.C3 | KA0231:14 | CONTROL A | 26.C3
KA0242:21 | SC | 024221 | WHT | 20 | 18.C5 | XT0237:1 T2 | CONTROL A | 18.C5
KA0243:21 | SC | KA024524 | WHT | 20 | 24.C4 | KA0245:24 | CONTROL A | 24.C3
KA0243:24 | SC | ESTOPD | WHT | 20 | 24.C4 | XT0089:1 | CONTROL A | 25.B4
KA0243:A1 | SC | KA0243A1 | WHT | 20 | 23.A6 | KA0244:A1 | CONTROL A | 23.B6
KA0243:A1 | SC | KA0243A1 | WHT | 20 | 23.A6 | XT0089:10 | CONTROL A | 23.A5
KA0243:A2 | SC | 0V | WHT | 20 | 23.A6 | KA0244:A2 | CONTROL A | 23.B6
KA0243:A2 | SC | 0V | WHT | 20 | 23.A6 | XT0080:7 | CONTROL A | 23.A6
KA0244:11 | SC | FU0139 | WHT | 20 | 22.B1 | XT0081:2 | CONTROL A | 22.A2
KA0244:12 | SC | KT0145A1 | WHT | 20 | 22.B1 | KT0145:A1 | CONTROL A | 22.B6
KA0244:A2 | SC | 0V | WHT | 20 | 23.B6 | KA0245:A2 | CONTROL A | 23.C6
KA0245:A1 | SC | KA0245A1 | WHT | 20 | 23.C6 | XT0089:11 | CONTROL A | 23.C5
KA0246:14 | SC | KA6211A1 | WHT | 20 | 121.A5 | KA6211:A1 | CONTROL A | 121.A6
KA0246:A1 | SC | KA0243A1 | WHT | 20 | 28.C6 | KA0247:A1 | CONTROL A | 28.C6
KA0246:A1 | SC | KA0243A1 | WHT | 20 | 28.C6 | XT0089:10 | CONTROL A | 23.A5
KA0246:A2 | SC | 0V | WHT | 20 | 28.C6 | KA0247:A2 | CONTROL A | 28.C6
KA0247:14 | SC | KA024714 | WHT | 20 | 122.A5 | KA6212:A1 | CONTROL A | 122.A6
KA0247:A1 | SC | KA0243A1 | WHT | 20 | 28.C6 | KA0254:A1 | CONTROL A | 28.C6
KA0247:A2 | SC | 0V | WHT | 20 | 28.C6 | KA0254:A2 | CONTROL A | 28.C6
KA0249:A1 | SC | KA0245A1 | WHT | 20 | 28.C6 | XT0089:11 | CONTROL A | 23.C5
KA0249:A2 | SC | 0V | WHT | 20 | 28.C6 | KA0254:A2 | CONTROL A | 28.C6
KA0251:A1 | SC | ESTOP | WHT | 20 | 24.D6 | XT0089:6 | CONTROL A | 24.D5
KA0255:21 | SC | FU0139 | WHT | 20 | 28.A1 | XT0081:3 | CONTROL A | 23.A2
KA0255:A1 | SC | KA0131A1 | WHT | 20 | 28.B6 | XT0089:9 | CONTROL A | 26.D4
KT0140:16 | SC | KT014115 | WHT | 20 | 21.C1 | KT0141:15 | CONTROL A | 21.C2
KT0140:18 | SC | KT0143A1 | WHT | 20 | 21.D1 | KT0143:A1 | CONTROL A | 21.D6
KT0140:A1 | SC | KT0140A1 | WHT | 20 | 21.A6 | KT0143:16 | CONTROL A | 21.A5
KT0140:A2 | SC | 0V | WHT | 20 | 21.A6 | KT0141:A2 | CONTROL A | 21.A6
KT0140:A2 | SC | 0V | WHT | 20 | 21.A6 | XT0080:5 | CONTROL A | 21.A6
KT0141:A1 | SC | KT014315 | WHT | 20 | 21.A6 | KT0143:15 | CONTROL A | 21.A5
KT0141:A1 | SC | KT014315 | WHT | 20 | 21.A6 | KT0142:A1 | CONTROL A | 21.A6
KT0141:A2 | SC | 0V | WHT | 20 | 21.A6 | KT0142:A2 | CONTROL A | 21.A6
KT0142:15 | SC | FU0139 | WHT | 20 | 22.D1 | KT0145:15 | CONTROL A | 22.D1
KT0142:A2 | SC | 0V | WHT | 20 | 21.A6 | KT0144:A2 | CONTROL A | 21.B6
KT0145:18 | SC | KA0137A1 | WHT | 20 | 22.D1 | KT0142:18 | CONTROL A | 22.D1
KT0145:A2 | SC | 0V | WHT | 20 | 22.B6 | XT0080:6 | CONTROL A | 22.A6
RR0941:-3.01K OHM | SC | FU0139 | LEAD | --- | 26.A2 | XT0089:16 | CONTROL A | 26.A2
RR0941:-3.01K OHM | SC | 007405 | LEAD | --- | 26.A2 | XT0089:17 | CONTROL A | 26.A2
RR0942:-1.0K OHM | SC | 0V | LEAD | --- | 26.A2 | XT0089:18 | CONTROL A | 26.A2
RR0942:-1.0K OHM | SC | 007405 | LEAD | --- | 26.A2 | XT0089:17 | CONTROL A | 26.A2
UA1200:J1-10 | SC | FU0389 | WHT | 20 | 18.B1 | XT0089:20 | CONTROL A | 18.D5
UA1200:J1-5 | SC | UA1200J15 | WHT | 20 | 18.B1 | XT0237:1 B1 | CONTROL A | 18.C5
UA1200:J1-8 | SC | UA1200J | WHT | 20 | 61.B6 | UA1200:J3-5 | CONTROL A | 61.B6
UA1200:J1-9 | SC | 0V | WHT | 20 | 18.B1 | XT0089:21 | CONTROL A | 18.D5
UA1200:J2-1 | SC | UA1200J21 | WHT | 20 | 18.B1 | XT0089:19 | CONTROL A | 18.D5
UA1200:J2-2 | SC | FU0389 | WHT | 20 | 18.B1 | XT0089:20 | CONTROL A | 18.D5
UJ0131:- | SC | 521NEG | WHT | 12 | 13.B4 | XT0011:1 | CONTROL A | 13.B3
UJ0131:G | SC | UJ0131G | GRN/YEL | 12 | 13.B4 | FRAME | CONTROL A | 13.B4
UJ0131:OUT(-) | SC | 0V | WHT | 10 | 13.B4 | XT0003:1 | CONTROL A | 12.A4
XT0003:2 | SC | 0V | WHT | 12 | 12.A4 | XT0082:1 | CONTROL A | 19.A1
XT0080:1 | SC | 0V | WHT | 14 | 20.A1 | XT0082:2 | CONTROL A | 19.A1
XT0080:12 | SC | 0V | WHT | 16 | 85.C5 | XT0082:6 | CONTROL A | 19.C1
XT0080:5 | SC | 0V | WHT | 20 | 21.A6 | XT0089:18 | CONTROL A | 26.A2
XT0081:1 | SC | FU0139 | WHT | 20 | 21.A2 | XT0089:16 | CONTROL A | 26.A2
XT0082:2 | SC | 0V | WHT | 20 | 19.A1 | XT0080:5 | CONTROL A | 21.A6
XT0082:4 | SC | 0V | WHT | 16 | 19.B1 | XT0089:21 | CONTROL A | 18.D5
XT0089:12 | SC | FU0139 | WHT | 20 | 92.D5 | XT0081:4 | CONTROL A | 24.A3
AU0080:L1 | WC0009 | AU0090L2 | ENET | CABLE | 2.A4 | AU0090:L2 | CONTROL A | 2.A3
AF0086:12 | WC4661 | FT21082 | RED | 20 | 85.C7 | XT0080:11 | CONTROL A | 85.C5
AF0086:28 | WC4661 | 0V | BLK | 20 | 85.C7 | XT0080:12 | CONTROL A | 85.C5
AF0086:60 | WC4661 | FT2108S | SH | 20 | 85.C7 | XT0080:13 | CONTROL A | 85.C5
AF0093:12 | SC | 009312 | WHT | 20 | 19.D7 | PC0470:INP_A | CONTROL B | 19.D5
AF0093:28 | SC | 009328 | WHT | 20 | 19.D7 | PC0470:-PWR | CONTROL B | 19.D5
AF0093:44 | SC | 009344 | WHT | 20 | 19.D7 | PC0470:+PWR | CONTROL B | 19.D5
AF0095:02 | SC | 009502 | WHT | 20 | 76.B7 | KA0221:14 | CONTROL B | 76.B6
FU0212:LI | SC | FU0210 | WHT | 12 | 14.B1 | FU0115:LI | CONTROL B | 14.B1
IEG0010:1 | SC | IEG02300 | GRN | 8 | 10.A2 | IEG0230:0 | CONTROL B | 10.A2
IEG0010:4 | SC | IEG00104 | GRN | 14 | 16.C6 | XT0400:3 | CONTROL B | 16.C5
KA0134:A1 | SC | KA0134A1 | WHT | 20 | 21.D6 | AF0067:12 | CONTROL B | 21.D4
KA0232:A1 | SC | KA0131A1 | WHT | 20 | 26.D5 | KA0233:A1 | CONTROL B | 26.D5
KA0232:A2 | SC | KA0131A2 | WHT | 20 | 26.D5 | KA0233:A2 | CONTROL B | 26.D5
KA0235:14 | SC | KA023514 | WHT | 20 | 80.B5 | AF0076:00 | CONTROL B | 80.B7
KA0235:24 | SC | 023524 | WHT | 20 | 76.B5 | KA0221:11 | CONTROL B | 76.B6
KA0237:14 | SC | KA023714 | WHT | 20 | 81.B5 | AF0076:01 | CONTROL B | 81.B7
KA0237:24 | SC | 023724 | WHT | 20 | 76.C5 | KA0222:11 | CONTROL B | 76.C6
KT0146:15 | SC | KT014615 | WHT | 20 | 26.B2 | AF0076:10 | CONTROL B | 26.B2
KT0146:A2 | SC | KT0146A2 | WHT | 20 | 26.B4 | AF0076:29 | CONTROL B | 26.B6
KT0146:B1 | SC | KT0146B1 | WHT | 20 | 26.B4 | AF0076:13 | CONTROL B | 26.B6
UA1200:J1-4 | SC | UA1200J14 | WHT | 20 | 18.B1 | AF0076:11 | CONTROL B | 18.C7
XT0002:1 | SC | FU0136 | WHT | 14 | 12.A4 | FU0210:LI | CONTROL B | 14.A2
XT0002:3 | SC | FU0136 | WHT | 14 | 12.A4 | FU0410:LI | CONTROL B | 16.C1
XT0002:7 | SC | FU0136 | WHT | 14 | 12.B4 | XT0051:1 | CONTROL B | 8.A4
XT0003:1 | SC | 0V | WHT | 12 | 12.A4 | XT0062:1 | CONTROL B | 14.A1
XT0003:3 | SC | 0V | WHT | 14 | 12.A4 | XT0401:1 | CONTROL B | 16.A1
XT0003:7 | SC | 0V | WHT | 14 | 12.B4 | XT0051:5 | CONTROL B | 8.A3
XT0089:17 | SC | 007405 | WHT | 20 | 26.A2 | AF0074:05 | CONTROL B | 26.A2
XT0089:18 | SC | 0V | WHT | 20 | 26.A2 | AF0074:21 | CONTROL B | 26.A2
XT0089:8 | SC | KA0131A1 | WHT | 20 | 26.D4 | KA0234:A1 | CONTROL B | 26.D5
XT0237:1 B2 | SC | 007612 | WHT | 20 | 18.C5 | AF0076:12 | CONTROL B | 18.C7
AU0090:L1 | WC0045 | AF0450L2 | ENET | CABLE | 2.A3 | AF0450:L2 | CONTROL B | 2.A1
UA1200:J1-3 | WC4524 | UA1200J13 | RED | 20 | 18.B1 | AF0065:12 | CONTROL B | 18.B7
UA1200:J1-1 | WC4524 | UA1200J11 | BLK | 20 | 18.B1 | AF0065:28 | CONTROL B | 18.B7
FLOATING | WC4524 | UJA1200S | SH | 20 | 18.B2 | AF0065:60 | CONTROL B | 18.B7
AF0081:04 | SC | SB0472B212 | WHT | 20 | 43.B7 | SB0472:B2-12 | CONTROL,JB70;TT6 | 43.B1
AF0081:36 | SC | SB0472B211 | WHT | 20 | 43.B7 | SB0472:B2-11 | CONTROL,JB70;TT6 | 43.B1
AF0087:02 | SC | SB047112 | WHT | 20 | 42.D7 | SB0471:12 | CONTROL,JB70;TT6 | 42.D1
AF0087:03 | SC | SB047314 | WHT | 20 | 42.D7 | SB0473:14 | CONTROL,JB70;TT6 | 42.D1
AF0087:04 | SC | SB047414 | WHT | 20 | 43.A7 | SB0474:14 | CONTROL,JB70;TT6 | 43.A1
AF0087:05 | SC | SA047312 | WHT | 20 | 44.D7 | SA0473:12 | CONTROL,JB70;TT6 | 44.D1
AF0087:06 | SC | SA047314 | WHT | 20 | 44.D7 | SA0473:14 | CONTROL,JB70;TT6 | 44.D1
AF0087:07 | SC | SA0471B214 | WHT | 20 | 43.A7 | SA0471:B2-14 | CONTROL,JB70;TT6 | 43.A1
AF0087:08 | SC | SA0471B114 | WHT | 20 | 43.B7 | SA0471:B1-14 | CONTROL,JB70;TT6 | 43.B1
AF0087:12 | SC | SA0474B214 | WHT | 20 | 46.C7 | SA0474:B2-14 | CONTROL,JB70;TT6 | 46.C1
AF0087:13 | SC | SA0474B114 | WHT | 20 | 46.C7 | SA0474:B1-14 | CONTROL,JB70;TT6 | 46.C1
AF0087:34 | SC | SB047111 | WHT | 20 | 42.D7 | SB0471:11 | CONTROL,JB70;TT6 | 42.D1
AF0087:35 | SC | SB047313 | WHT | 20 | 42.D7 | SB0473:13 | CONTROL,JB70;TT6 | 42.D1
AF0087:36 | SC | SB047413 | WHT | 20 | 43.A7 | SB0474:13 | CONTROL,JB70;TT6 | 43.A1
AF0087:37 | SC | SA047311 | WHT | 20 | 44.D7 | SA0473:11 | CONTROL,JB70;TT6 | 44.D1
AF0087:38 | SC | SA047313 | WHT | 20 | 44.D7 | SA0473:13 | CONTROL,JB70;TT6 | 44.D1
AF0087:39 | SC | SA0471B213 | WHT | 20 | 43.A7 | SA0471:B2-13 | CONTROL,JB70;TT6 | 43.A1
AF0087:40 | SC | SA0471B113 | WHT | 20 | 43.B7 | SA0471:B1-13 | CONTROL,JB70;TT6 | 43.B1
AF0087:44 | SC | SA0474B213 | WHT | 20 | 46.C7 | SA0474:B2-13 | CONTROL,JB70;TT6 | 46.C1
AF0087:45 | SC | SA0474B113 | WHT | 20 | 46.C7 | SA0474:B1-13 | CONTROL,JB70;TT6 | 46.C1
PEG0130:2 | SC | AT1100G | GRN/YEL | 14 | 45.D6 | AT1100:GND | CONTROL,JB70;TT6 | 45.D3
KA0232:12 | SC | KA023212 | WHT | 20 | 47.A5 | KA0178:11 | F&G EDIO ONSK | 47.A6
KA0875:14 | SC | FU0535 | WHT | 20 | 47.A5 | KA0178:14 | F&G EDIO ONSK | 47.A6
KA0875:14 | SC | FU0535 | WHT | 20 | 47.A5 | XT0170:1 | F&G EDIO ONSK | 40.A2
XT0002:7 | SC | FU0136 | WHT | 12 | 12.B4 | FU0535:LI | F&G EDIO ONSK | 31.A4
XT0003:7 | SC | 0V | WHT | 12 | 12.B4 | XT0536:1 | F&G EDIO ONSK | 31.A5
KA0249:A1 | SC | KA0245A1 | WHT | 20 | 28.C6 | AT0170:32 | F&G PWR,ONSK | 40.C3
KA0254:A1 | SC | KA0243A1 | WHT | 20 | 28.C6 | AT0170:26 | F&G PWR,ONSK | 40.B3
AU0080:L2 | WC0008 | AU0080L2 | ENET | CABLE | 2.A4 | BA1100:L1 | HMI-S PWR | 2.A5
XT0002:4 | SC | FU0136 | WHT | 14 | 12.A4 | FU0010:LI | PLC | 5.B1
XT0003:4 | SC | 0V | WHT | 14 | 12.B4 | UV0600:(-) | PLC | 5.B2
AF0087:00 | SC | SH047114 | WHT | 20 | 42.A7 | XT0111:4 | RAIL,RIGHT,JB70 | 42.A5
AF0087:01 | SC | SH047012 | WHT | 20 | 42.B7 | XT0111:8 | RAIL,RIGHT,JB70 | 42.B5
AF0087:32 | SC | SH047113 | WHT | 20 | 42.A7 | XT0111:3 | RAIL,RIGHT,JB70 | 42.A5
AF0087:33 | SC | SH047011 | WHT | 20 | 42.B7 | XT0111:7 | RAIL,RIGHT,JB70 | 42.B5
AF0092:13 | SC | SH0472X2 | WHT | 20 | 42.C7 | XT0111:17 | RAIL,RIGHT,JB70 | 42.C5
AF0092:28 | SC | HA047201 | WHT | 20 | 47.A6 | XT0111:24 | RAIL,RIGHT,JB70 | 47.A5
AF0092:29 | SC | SH0472X1 | WHT | 20 | 42.C7 | XT0111:18 | RAIL,RIGHT,JB70 | 42.C5
AF0093:06 | SC | SH0470X2 | WHT | 20 | 42.B7 | XT0111:11 | RAIL,RIGHT,JB70 | 42.B5
AF0093:15 | SC | SH0471X2 | WHT | 20 | 42.A7 | XT0111:5 | RAIL,RIGHT,JB70 | 42.A5
AF0093:22 | SC | SH0470X1 | WHT | 20 | 42.B7 | XT0111:12 | RAIL,RIGHT,JB70 | 42.C5
AF0093:31 | SC | SH0471X1 | WHT | 20 | 42.A7 | XT0111:6 | RAIL,RIGHT,JB70 | 42.A5
KA0240:21 | SC | SH0472X2 | WHT | 20 | 42.C6 | XT0111:17 | RAIL,RIGHT,JB70 | 42.C5
KA0875:11 | SC | HA047202 | WHT | 20 | 47.A5 | XT0111:23 | RAIL,RIGHT,JB70 | 47.A5
KA0875:A2 | SC | HA047201 | WHT | 20 | 47.A5 | XT0111:24 | RAIL,RIGHT,JB70 | 47.A5
XT0002:6 | SC | FU0136 | WHT | 14 | 12.B4 | XT0111:21 | RAIL,RIGHT,JB70 | 45.D5
XT0003:6 | SC | 0V | WHT | 14 | 12.B4 | XT0111:22 | RAIL,RIGHT,JB70 | 45.D5
XT0081:6 | SC | FU0139 | WHT | 20 | 24.A3 | XT0111:15 | RAIL,RIGHT,JB70 | 42.C5
XT0081:7 | SC | KA0241A1 | WHT | 20 | 24.A3 | XT0111:16 | RAIL,RIGHT,JB70 | 42.C5
XT0089:3 | SC | ESTOPB | WHT | 20 | 25.B4 | XT0111:19 | RAIL,RIGHT,JB70 | 43.C5
XT0089:4 | SC | ESTOPA | WHT | 20 | 25.C4 | XT0111:20 | RAIL,RIGHT,JB70 | 43.C5
Report date: 3/17/2026 11:48 AM |  |  |  |  | SolarTools ver. 24.0.84.24712 (Jul 31, 2025)

## CONTROL B
CONTROL B
Project # | 4M582
Project Name | TRANSPORTADORA DE GAS DEL SUR SA^GPM GAS PIPELINE EXPANSION^DOBLAS
Revision | A.3
Controls DE | TRINH, J.
Phone:
Controls ME | S. LOZA
Phone:
From | [5 empty] | To
Device ID | Cable (W) Conductor (SC) Jumper Clip (JC) | Wire No. | Wire ID | Gauge/Size | Page/Zone | Device ID | Location | Page/Zone
XT0051:1 | JC | FU0136 | CLIP | --- | 8.A4 | XT0051:2 | CONTROL B | 8.B4
XT0051:2 | JC | FU0136 | CLIP | --- | 8.B4 | XT0051:3 | CONTROL B | 8.B4
XT0051:3 | JC | FU0136 | CLIP | --- | 8.B4 | XT0051:4 | CONTROL B | 8.C4
XT0051:5 | JC | 0V | CLIP | --- | 8.A3 | XT0051:6 | CONTROL B | 8.B3
XT0051:6 | JC | 0V | CLIP | --- | 8.B3 | XT0051:7 | CONTROL B | 8.C3
XT0051:7 | JC | 0V | CLIP | --- | 8.C3 | XT0051:8 | CONTROL B | 8.C3
XT0060:1 | JC | 0V | CLIP | --- | 15.A1 | XT0060:2 | CONTROL B | 15.B1
XT0060:2 | JC | 0V | CLIP | --- | 15.B1 | XT0060:3 | CONTROL B | 15.B1
XT0060:3 | JC | 0V | CLIP | --- | 15.B1 | XT0060:4 | CONTROL B | 15.C1
XT0062:1 | JC | 0V | CLIP | --- | 14.A1 | XT0062:2 | CONTROL B | 14.A1
XT0062:2 | JC | 0V | CLIP | --- | 14.A1 | XT0062:3 | CONTROL B | 14.B1
XT0062:3 | JC | 0V | CLIP | --- | 14.B1 | XT0062:4 | CONTROL B | 14.B1
XT0270:1 | JC | 0V | CLIP | --- | 48.B1 | XT0270:2 | CONTROL B | 48.B1
XT0401:1 | JC | 0V | CLIP | --- | 16.A1 | XT0401:2 | CONTROL B | 16.C1
AF0061:02 | SC | 006102 | WHT | 20 | 65.B7 | KA0233:14 | CONTROL B | 65.B5
AF0061:14 | SC | 006114 | WHT | 20 | 63.B7 | KA0234:14 | CONTROL B | 63.B5
AF0061:COM | SC | 0V | WHT | 16 | 15.B2 | XT0060:2 | CONTROL B | 15.B1
AF0061:J | SC | * |  |  | 15.B2 | AF0062:P | CONTROL B | 15.B3
AF0061:V+ | SC | FU0062 | WHT | 16 | 15.B2 | FU0062:LD | CONTROL B | 15.B1
AF0062:00 | SC | 006200 | WHT | 20 | 76.C7 | KA0222:14 | CONTROL B | 76.C6
AF0062:COM | SC | 0V | WHT | 16 | 15.B3 | XT0060:3 | CONTROL B | 15.B1
AF0062:J | SC | * |  |  | 15.B3 | AF0063:P | CONTROL B | 15.B3
AF0062:V+ | SC | FU0063 | WHT | 16 | 15.B3 | FU0063:LD | CONTROL B | 15.B1
AF0063:COM | SC | AF0063N | WHT | 16 | 15.B3 | AF0064:COM | CONTROL B | 15.A4
AF0063:COM | SC | AU0060N | WHT | 16 | 15.B3 | AU0060:COM | CONTROL B | 15.A2
AF0063:J | SC | * |  |  | 15.B3 | AF0064:P | CONTROL B | 15.A4
AF0063:V+ | SC | AF0063P | WHT | 16 | 15.B3 | AF0064:V+ | CONTROL B | 15.A4
AF0063:V+ | SC | AU0060P | WHT | 16 | 15.B3 | AU0060:V+ | CONTROL B | 15.A2
AF0064:COM | SC | AF0064N | WHT | 16 | 15.A4 | AF0065:COM | CONTROL B | 15.A5
AF0064:J | SC | * |  |  | 15.A4 | AF0065:P | CONTROL B | 15.A5
AF0064:SH | SC | AF0064G | GRN | 14 | 15.A4 | AF0065:SH | CONTROL B | 15.A5
AF0064:SH | SC | AU0060G | GRN | 14 | 15.A4 | AU0060:L2 | CONTROL B | 15.A2
AF0064:V+ | SC | AF0064P | WHT | 16 | 15.A4 | AF0065:V+ | CONTROL B | 15.A5
AF0065:COM | SC | AF0065N | WHT | 16 | 15.A5 | AF0066:COM | CONTROL B | 15.B5
AF0065:J | SC | * |  |  | 15.A5 | AF0066:P | CONTROL B | 15.B5
AF0065:SH | SC | AF0065G | GRN | 14 | 15.A5 | AF0066:SH | CONTROL B | 15.B5
AF0065:V+ | SC | AF0065P | WHT | 16 | 15.A5 | AF0066:V+ | CONTROL B | 15.B5
AF0066:COM | SC | AF0066N | WHT | 16 | 15.B5 | AF0068:COM | CONTROL B | 15.B6
AF0066:J | SC | * |  |  | 15.B5 | AF0067:P | CONTROL B | 15.B6
AF0066:SH | SC | AF0066G | GRN | 14 | 15.B5 | AF0068:SH | CONTROL B | 15.B6
AF0066:V+ | SC | AF0066P | WHT | 16 | 15.B5 | AF0068:V+ | CONTROL B | 15.B6
AF0067:COM | SC | 0V | WHT | 16 | 15.B6 | XT0060:3 | CONTROL B | 15.B1
AF0067:J | SC | * |  |  | 15.B6 | AF0068:P | CONTROL B | 15.B6
AF0067:V+ | SC | FU0064 | WHT | 16 | 15.B6 | FU0064:LD | CONTROL B | 15.B1
AF0068:SH | SC | IEG02304 | GRN | 14 | 15.B6 | IEG0230:4 | CONTROL B | 15.B7
AF0071:COM | SC | AF0071N | WHT | 16 | 15.C2 | AF0072:COM | CONTROL B | 15.C3
AF0071:COM | SC | AU0070N | WHT | 16 | 15.C2 | AU0070:COM | CONTROL B | 15.C2
AF0071:J | SC | * |  |  | 15.C2 | AF0072:P | CONTROL B | 15.C3
AF0071:SH | SC | AF0071G | GRN | 14 | 15.C2 | AF0072:SH | CONTROL B | 15.C3
AF0071:SH | SC | AU0070G | GRN | 14 | 15.C2 | AU0070:L2 | CONTROL B | 15.C2
AF0071:V+ | SC | AF0071P | WHT | 16 | 15.C2 | AF0072:V+ | CONTROL B | 15.C3
AF0071:V+ | SC | AU0070P | WHT | 16 | 15.C2 | AU0070:V+ | CONTROL B | 15.C2
AF0072:COM | SC | AF0072N | WHT | 16 | 15.C3 | AF0073:COM | CONTROL B | 15.C3
AF0072:J | SC | * |  |  | 15.C3 | AF0073:P | CONTROL B | 15.C3
AF0072:SH | SC | AF0072G | GRN | 14 | 15.C3 | AF0073:SH | CONTROL B | 15.C3
AF0072:V+ | SC | AF0072P | WHT | 16 | 15.C3 | AF0073:V+ | CONTROL B | 15.C3
AF0073:COM | SC | AF0073N | WHT | 16 | 15.C3 | AF0074:COM | CONTROL B | 15.C4
AF0073:J | SC | * |  |  | 15.C3 | AF0074:P | CONTROL B | 15.C4
AF0073:SH | SC | AF0073G | GRN | 14 | 15.C3 | AF0074:SH | CONTROL B | 15.C4
AF0073:V+ | SC | AF0073P | WHT | 16 | 15.C3 | AF0074:V+ | CONTROL B | 15.C4
AF0074:COM | SC | AF0074N | WHT | 16 | 15.C4 | AF0075:COM | CONTROL B | 15.C5
AF0074:J | SC | * |  |  | 15.C4 | AF0075:P | CONTROL B | 15.C5
AF0074:SH | SC | AF0074G | GRN | 14 | 15.C4 | AF0075:SH | CONTROL B | 15.C5
AF0074:V+ | SC | AF0074P | WHT | 16 | 15.C4 | AF0075:V+ | CONTROL B | 15.C5
AF0075:COM | SC | AF0075N | WHT | 16 | 15.C5 | AF0077:COM | CONTROL B | 15.C6
AF0075:J | SC | * |  |  | 15.C5 | AF0076:P | CONTROL B | 15.C5
AF0075:SH | SC | AF0075G | GRN | 14 | 15.C5 | AF0077:SH | CONTROL B | 15.C6
AF0075:V+ | SC | AF0075P | WHT | 16 | 15.C5 | AF0077:V+ | CONTROL B | 15.C6
AF0076:02 | SC | 007602 | WHT | 20 | 76.B7 | KA0221:A1 | CONTROL B | 76.B6
AF0076:04 | SC | 007604 | WHT | 20 | 76.C7 | KA0222:A1 | CONTROL B | 76.C6
AF0076:08 | SC | KA1020A1 | WHT | 20 | 14.C7 | KA1020:A1 | CONTROL B | 14.C5
AF0076:18 | SC | 007618 | WHT | 20 | 76.B7 | KA0221:A2 | CONTROL B | 76.B6
AF0076:20 | SC | 007620 | WHT | 20 | 76.C7 | KA0222:A2 | CONTROL B | 76.C6
AF0076:24 | SC | KA1020A2 | WHT | 20 | 14.C7 | KA1020:A2 | CONTROL B | 14.C5
AF0076:COM | SC | 0V | WHT | 16 | 15.C5 | XT0060:4 | CONTROL B | 15.C1
AF0076:J | SC | * |  |  | 15.C5 | AF0077:P | CONTROL B | 15.C6
AF0076:V+ | SC | FU0076 | WHT | 16 | 15.C5 | FU0076:LD | CONTROL B | 15.D1
AF0077:SH | SC | IEG02301 | GRN | 14 | 15.C6 | IEG0230:1 | CONTROL B | 15.D6
AF0271:COM | SC | 0V | WHT | 16 | 48.B2 | XT0270:2 | CONTROL B | 48.B1
AF0271:J | SC | * |  |  | 48.B2 | AF0272:P | CONTROL B | 48.B3
AF0271:V+ | SC | FU0271 | WHT | 16 | 48.B2 | FU0271:LD | CONTROL B | 48.B1
AF0272:COM | SC | AF0272N | WHT | 16 | 48.B3 | AF0273:COM | CONTROL B | 48.B3
AF0272:COM | SC | 0V | WHT | 16 | 48.B3 | XT0270:2 | CONTROL B | 48.B1
AF0272:J | SC | * |  |  | 48.B3 | AF0273:P | CONTROL B | 48.B3
AF0272:V+ | SC | AF0272P | WHT | 16 | 48.B3 | AF0273:V+ | CONTROL B | 48.B3
AF0272:V+ | SC | FU0272 | WHT | 16 | 48.B3 | FU0272:LD | CONTROL B | 48.B1
AF0273:SH | SC | IEG02302 | GRN | 14 | 48.B3 | IEG0230:2 | CONTROL B | 48.B4
AF0273:SH | SC | AU0270G | GRN | 14 | 48.B3 | AU0270:L2 | CONTROL B | 48.A2
AF0400:12 | SC | XT04002 | GRN | 16 | 16.A6 | XT0400:2 | CONTROL B | 16.C6
AF0410:32 | SC | XT04001 | GRN | 16 | 16.A5 | XT0400:1 | CONTROL B | 16.C5
AF0410:53 | SC | 0V | WHT | 16 | 16.A5 | XT0401:2 | CONTROL B | 16.C1
AF0410:54 | SC | 0V | WHT | 16 | 16.A5 | AF0420:53 | CONTROL B | 16.A4
AF0410:55 | SC | FU0410 | WHT | 16 | 16.A5 | FU0410:LD | CONTROL B | 16.C1
AF0410:56 | SC | FU0410 | WHT | 16 | 16.A5 | AF0420:55 | CONTROL B | 16.A4
AF0420:32 | SC | XT04001 | GRN | 16 | 16.A4 | XT0400:1 | CONTROL B | 16.C5
AF0420:54 | SC | 0V | WHT | 16 | 16.A4 | AF0430:53 | CONTROL B | 16.A3
AF0420:56 | SC | FU0410 | WHT | 16 | 16.A4 | AF0430:55 | CONTROL B | 16.A3
AF0430:32 | SC | XT04001 | GRN | 16 | 16.A3 | XT0400:1 | CONTROL B | 16.C5
AF0430:54 | SC | 0V | WHT | 16 | 16.A3 | AF0450:53 | CONTROL B | 16.A1
AF0430:56 | SC | FU0410 | WHT | 16 | 16.A3 | AF0450:55 | CONTROL B | 16.A1
AF0450:32 | SC | XT04001 | GRN | 16 | 16.A1 | XT0400:1 | CONTROL B | 16.C5
AU0060:COM | SC | 0V | WHT | 16 | 15.A2 | XT0060:2 | CONTROL B | 15.B1
AU0060:V+ | SC | FU0061 | WHT | 16 | 15.A2 | FU0061:LD | CONTROL B | 15.B1
AU0070:COM | SC | 0V | WHT | 16 | 15.C2 | XT0060:4 | CONTROL B | 15.C1
AU0070:V+ | SC | FU0070 | WHT | 16 | 15.C2 | FU0070:LD | CONTROL B | 15.C1
AU0270:COM | SC | 0V | WHT | 16 | 48.A2 | XT0270:1 | CONTROL B | 48.B1 | A.3_M.1
AU0270:V+ | SC | FU0270 | WHT | 16 | 48.A2 | FU0270:LD | CONTROL B | 48.B1
FU0021:LI | SC | FU0136 | WHT | 16 | 8.A3 | XT0051:1 | CONTROL B | 8.A4
FU0022:LI | SC | FU0136 | WHT | 16 | 8.B3 | XT0051:2 | CONTROL B | 8.B4
FU0029:LI | SC | FU0136 | WHT | 16 | 8.B5 | XT0051:3 | CONTROL B | 8.B4
FU0060:LI | SC | FU0210 | WHT | 12 | 14.A1 | FU0210:LD | CONTROL B | 14.A2
FU0060:LI | SC | FU0210 | WHT | 12 | 14.A1 | FU0100:LI | CONTROL B | 14.A1
FU0061:LI | SC | FU0060 | WHT | 14 | 15.B1 | FU0060:LD | CONTROL B | 14.A1
FU0061:LI | SC | FU0060 | WHT | 14 | 15.B1 | FU0062:LI | CONTROL B | 15.B1
FU0062:LI | SC | FU0060 | WHT | 14 | 15.B1 | FU0063:LI | CONTROL B | 15.B1
FU0063:LI | SC | FU0060 | WHT | 14 | 15.B1 | FU0064:LI | CONTROL B | 15.B1
FU0064:LI | SC | FU0060 | WHT | 14 | 15.B1 | FU0070:LI | CONTROL B | 15.C1
FU0070:LI | SC | FU0060 | WHT | 14 | 15.C1 | FU0076:LI | CONTROL B | 15.D1
FU0100:LD | SC | FU0100 | WHT | 16 | 14.A1 | KA1020:14 | CONTROL B | 71.A5
FU0100:LI | SC | FU0210 | WHT | 12 | 14.A1 | FU0113:LI | CONTROL B | 14.B1
FU0113:LI | SC | FU0210 | WHT | 12 | 14.B1 | FU0114:LI | CONTROL B | 14.B1
FU0114:LI | SC | FU0210 | WHT | 12 | 14.B1 | FU0115:LI | CONTROL B | 14.B1
FU0270:LI | SC | FU0114 | WHT | 14 | 48.B1 | FU0114:LD | CONTROL B | 14.B1
FU0270:LI | SC | FU0114 | WHT | 14 | 48.B1 | FU0271:LI | CONTROL B | 48.B1
FU0271:LI | SC | FU0114 | WHT | 14 | 48.B1 | FU0272:LI | CONTROL B | 48.B1
FU0680:LD | SC | AT0680POS | WHT | 14 | 7.A4 | XT0680:1 | CONTROL B | 7.A4
FU0680:LI | SC | FU0136 | WHT | 14 | 7.A4 | XT0051:4 | CONTROL B | 8.C4
GR0231: | SC | IEG02303 | GRN | 14 | 10.A4 | IEG0230:3 | CONTROL B | 10.A3
GR0233: | SC | IEG02308 | GRN | 14 | 10.A4 | IEG0230:8 | CONTROL B | 10.A5
KA0233:A1 | SC | KA0131A1 | WHT | 20 | 26.D5 | KA0234:A1 | CONTROL B | 26.D5
KA0233:A2 | SC | KA0131A2 | WHT | 20 | 26.D5 | KA0234:A2 | CONTROL B | 26.D5
KA1020:24 | SC | 0V | WHT | 14 | 71.A5 | XT0062:2 | CONTROL B | 14.A1
PC0470:INP_A | SC | 009312 | WHT | 20 | 19.D5 | PC0470:INP_B | CONTROL B | 19.D5
XT0062:2 | SC | 0V | WHT | 14 | 14.A1 | XT0060:1 | CONTROL B | 15.A1
XT0062:3 | SC | 0V | WHT | 14 | 14.B1 | XT0270:1 | CONTROL B | 48.B1
XT0680:2 | SC | 0V | WHT | 14 | 7.A4 | XT0051:8 | CONTROL B | 8.C3
AU0060:L2 | WC0006 | AU0060L2 | ENET | CABLE | 2.B1 | AU0270:L1 | CONTROL B | 2.B2
AU0070:L2 | WC0007 | AU0070L2 | ENET | CABLE | 2.A6 | AU0060:L1 | CONTROL B | 2.B1
AF0410:L2 | WC0041 | AF0410L2 | ENET | CABLE | 2.A5 | AF0420:L1 | CONTROL B | 2.A5
AF0420:L2 | WC0042 | AF0420L2 | ENET | CABLE | 2.A5 | AF0430:L1 | CONTROL B | 2.A6
AF0430:L2 | WC0043 | AF0430L2 | ENET | CABLE | 2.A6 | AF0450:L1 | CONTROL B | 2.A1
AF0400:LBUS | WC8040 | AF0400LBUS | BUS | CABLE | 16.A6 | AF0410:RBUS | CONTROL B | 16.A5
AF0410:LBUS | WC8041 | AF0420RBUS | BUS | CABLE | 16.A5 | AF0420:RBUS | CONTROL B | 16.A4
AF0420:LBUS | WC8042 | AF0430RBUS | BUS | CABLE | 16.A4 | AF0430:RBUS | CONTROL B | 16.A3
AF0430:LBUS | WC8043 | AF0450RBUS | BUS | CABLE | 16.A3 | AF0450:RBUS | CONTROL B | 16.A1
AF0067:12 | SC | KA0134A1 | WHT | 20 | 21.D4 | KA0134:A1 | CONTROL A | 21.D6
AF0074:05 | SC | 007405 | WHT | 20 | 26.A2 | XT0089:17 | CONTROL A | 26.A2
AF0074:21 | SC | 0V | WHT | 20 | 26.A2 | XT0089:18 | CONTROL A | 26.A2
AF0076:00 | SC | KA023514 | WHT | 20 | 80.B7 | KA0235:14 | CONTROL A | 80.B5
AF0076:01 | SC | KA023714 | WHT | 20 | 81.B7 | KA0237:14 | CONTROL A | 81.B5
AF0076:10 | SC | KT014615 | WHT | 20 | 26.B2 | KT0146:15 | CONTROL A | 26.B2
AF0076:11 | SC | UA1200J14 | WHT | 20 | 18.C7 | UA1200:J1-4 | CONTROL A | 18.B1
AF0076:12 | SC | 007612 | WHT | 20 | 18.C7 | XT0237:1 B2 | CONTROL A | 18.C5
AF0076:13 | SC | KT0146B1 | WHT | 20 | 26.B6 | KT0146:B1 | CONTROL A | 26.B4
AF0076:29 | SC | KT0146A2 | WHT | 20 | 26.B6 | KT0146:A2 | CONTROL A | 26.B4
FU0115:LI | SC | FU0210 | WHT | 12 | 14.B1 | FU0212:LI | CONTROL A | 14.B1
FU0210:LI | SC | FU0136 | WHT | 14 | 14.A2 | XT0002:1 | CONTROL A | 12.A4
FU0410:LI | SC | FU0136 | WHT | 14 | 16.C1 | XT0002:3 | CONTROL A | 12.A4
IEG0230:0 | SC | IEG02300 | GRN | 8 | 10.A2 | IEG0010:1 | CONTROL A | 10.A2
KA0221:11 | SC | 023524 | WHT | 20 | 76.B6 | KA0235:24 | CONTROL A | 76.B5
KA0221:14 | SC | 009502 | WHT | 20 | 76.B6 | AF0095:02 | CONTROL A | 76.B7
KA0222:11 | SC | 023724 | WHT | 20 | 76.C6 | KA0237:24 | CONTROL A | 76.C5
KA0233:A1 | SC | KA0131A1 | WHT | 20 | 26.D5 | KA0232:A1 | CONTROL A | 26.D5
KA0233:A2 | SC | KA0131A2 | WHT | 20 | 26.D5 | KA0232:A2 | CONTROL A | 26.D5
KA0234:A1 | SC | KA0131A1 | WHT | 20 | 26.D5 | XT0089:8 | CONTROL A | 26.D4
PC0470:+PWR | SC | 009344 | WHT | 20 | 19.D5 | AF0093:44 | CONTROL A | 19.D7
PC0470:INP_A | SC | 009312 | WHT | 20 | 19.D5 | AF0093:12 | CONTROL A | 19.D7
PC0470:-PWR | SC | 009328 | WHT | 20 | 19.D5 | AF0093:28 | CONTROL A | 19.D7
XT0051:1 | SC | FU0136 | WHT | 14 | 8.A4 | XT0002:7 | CONTROL A | 12.B4
XT0051:5 | SC | 0V | WHT | 14 | 8.A3 | XT0003:7 | CONTROL A | 12.B4
XT0062:1 | SC | 0V | WHT | 12 | 14.A1 | XT0003:1 | CONTROL A | 12.A4
XT0400:3 | SC | IEG00104 | GRN | 14 | 16.C5 | IEG0010:4 | CONTROL A | 16.C6
XT0401:1 | SC | 0V | WHT | 14 | 16.A1 | XT0003:3 | CONTROL A | 12.A4
AF0450:L2 | WC0045 | AF0450L2 | ENET | CABLE | 2.A1 | AU0090:L1 | CONTROL A | 2.A3
AF0065:12 | WC4524 | UA1200J13 | RED | 20 | 18.B7 | UA1200:J1-3 | CONTROL A | 18.B1
AF0065:28 | WC4524 | UA1200J11 | BLK | 20 | 18.B7 | UA1200:J1-1 | CONTROL A | 18.B1
AF0065:60 | WC4524 | UJA1200S | SH | 20 | 18.B7 | FLOATING | CONTROL A | 18.B2
AF0410:L1 | WC0017 | AT0170L2 | ENET | CABLE | 2.A5 | AT0170:L2 | F&G PWR,ONSK | 2.A4
IEG0230:11 | SC | IEG023011 | GRN | 14 | 10.B2 | GR0341: | HMI-S PWR | 10.B2
AU0070:L1 | WC0010 | BA1100L2 | ENET | CABLE | 2.A6 | BA1100:L2 | HMI-S PWR | 2.A5
AU0270:L2 | WC0027 | AU0270L2 | ENET | CABLE | 2.B2 | AF0510:L1 | HPC CTRL | 2.C4
FU0021:LD | SC | FU0021 | WHT | 16 | 8.A3 | BA0001:V1(+) | PLC | 8.A2
FU0022:LD | SC | FU0022 | WHT | 16 | 8.B3 | BA0002:V1(+) | PLC | 8.B2
FU0029:LD | SC | FU0029 | WHT | 16 | 8.B5 | BA0009:V1(+) | PLC | 8.B5
FU0115:LD | SC | FU0115 | WHT | 16 | 14.B1 | FU0606:LI | PLC | 5.C4
IEG0230:6 | SC | IEG02306 | GRN | 12 | 5.B6 | AR0600:IE2 | PLC | 5.A1
IEG0230:7 | SC | IEG02307 | GRN | 14 | 10.B4 | GR0234: | PLC | 10.B4
XT0051:5 | SC | 0V | WHT | 16 | 8.A3 | BA0001:V1(-) | PLC | 8.A2
XT0051:6 | SC | 0V | WHT | 16 | 8.B3 | BA0002:V1(-) | PLC | 8.B2
XT0051:7 | SC | 0V | WHT | 16 | 8.C3 | BA0009:V1(-) | PLC | 8.B5
XT0062:4 | SC | 0V | WHT | 16 | 14.B1 | BA0606:V1(-) | PLC | 5.C3
XT0680:1 | SC | AT0680POS | WHT | 14 | 7.A4 | AT0680:POS | PLC | 7.A5
XT0680:2 | SC | 0V | WHT | 14 | 7.A4 | AT0680:NEG | PLC | 7.A5
SolarTools ver. 24.0.84.24712 (Jul 31, 2025)
Report date: 3/17/2026 11:47 AM

## CONTROL,JB70;TT6
CONTROL,JB70;TT6
Project # | 4M582
Project Name | TRANSPORTADORA DE GAS DEL SUR SA^GPM GAS PIPELINE EXPANSION^DOBLAS
Revision | A.3
Controls DE | TRINH, J.
Phone:
Controls ME | S. LOZA
Phone:
From | [5 empty] | To
Device ID | Cable (W) Conductor (SC) Jumper Clip (JC) | Wire No. | Wire ID | Gauge/Size | Page/Zone | Device ID | Location | Page/Zone
AT1100:GND | SC | AT1100G | GRN/YEL | 14 | 45.D3 | PEG0130:2 | CONTROL A | 45.D6
SA0471:B1-13 | SC | SA0471B113 | WHT | 20 | 43.B1 | AF0087:40 | CONTROL A | 43.B7
SA0471:B1-14 | SC | SA0471B114 | WHT | 20 | 43.B1 | AF0087:08 | CONTROL A | 43.B7
SA0471:B2-13 | SC | SA0471B213 | WHT | 20 | 43.A1 | AF0087:39 | CONTROL A | 43.A7
SA0471:B2-14 | SC | SA0471B214 | WHT | 20 | 43.A1 | AF0087:07 | CONTROL A | 43.A7
SA0473:11 | SC | SA047311 | WHT | 20 | 44.D1 | AF0087:37 | CONTROL A | 44.D7
SA0473:12 | SC | SA047312 | WHT | 20 | 44.D1 | AF0087:05 | CONTROL A | 44.D7
SA0473:13 | SC | SA047313 | WHT | 20 | 44.D1 | AF0087:38 | CONTROL A | 44.D7
SA0473:14 | SC | SA047314 | WHT | 20 | 44.D1 | AF0087:06 | CONTROL A | 44.D7
SA0474:B1-13 | SC | SA0474B113 | WHT | 20 | 46.C1 | AF0087:45 | CONTROL A | 46.C7
SA0474:B1-14 | SC | SA0474B114 | WHT | 20 | 46.C1 | AF0087:13 | CONTROL A | 46.C7
SA0474:B2-13 | SC | SA0474B213 | WHT | 20 | 46.C1 | AF0087:44 | CONTROL A | 46.C7
SA0474:B2-14 | SC | SA0474B214 | WHT | 20 | 46.C1 | AF0087:12 | CONTROL A | 46.C7
SB0471:11 | SC | SB047111 | WHT | 20 | 42.D1 | AF0087:34 | CONTROL A | 42.D7
SB0471:12 | SC | SB047112 | WHT | 20 | 42.D1 | AF0087:02 | CONTROL A | 42.D7
SB0472:B2-11 | SC | SB0472B211 | WHT | 20 | 43.B1 | AF0081:36 | CONTROL A | 43.B7
SB0472:B2-12 | SC | SB0472B212 | WHT | 20 | 43.B1 | AF0081:04 | CONTROL A | 43.B7
SB0473:13 | SC | SB047313 | WHT | 20 | 42.D1 | AF0087:35 | CONTROL A | 42.D7
SB0473:14 | SC | SB047314 | WHT | 20 | 42.D1 | AF0087:03 | CONTROL A | 42.D7
SB0474:13 | SC | SB047413 | WHT | 20 | 43.A1 | AF0087:36 | CONTROL A | 43.A7
SB0474:14 | SC | SB047414 | WHT | 20 | 43.A1 | AF0087:04 | CONTROL A | 43.A7
AT1100:POS | SC | FU1100 | WHT | 14 | 45.D3 | FU1100:LD | HMI-S PWR | 45.D3
AT1100:L1 | WC0101 | BA1100DEVICE | ENET | CABLE | 45.D3 | BA1100:DEVICE | HMI-S PWR | 45.D1
AT1100:NEG | SC | 0V | WHT | 14 | 45.D3 | XT0111:22 | RAIL,RIGHT,JB70 | 45.D5
SB0472:B1-11 | SC | ESTOPB | WHT | 20 | 43.C1 | XT0111:19 | RAIL,RIGHT,JB70 | 43.C5
SB0472:B1-12 | SC | ESTOPA | WHT | 20 | 43.C1 | XT0111:20 | RAIL,RIGHT,JB70 | 43.C5
SH0470:11 | SC | SH047011 | WHT | 20 | 42.B1 | XT0111:7 | RAIL,RIGHT,JB70 | 42.B5
SH0470:12 | SC | SH047012 | WHT | 20 | 42.B1 | XT0111:8 | RAIL,RIGHT,JB70 | 42.B5
SH0470:13 | SC | SH047013 | WHT | 20 | 42.B1 | XT0111:9 | RAIL,RIGHT,JB70 | 42.B5
SH0470:14 | SC | SH047014 | WHT | 20 | 42.B1 | XT0111:10 | RAIL,RIGHT,JB70 | 42.B5
SH0470:X1 | SC | SH0470X1 | WHT | 20 | 42.B1 | XT0111:12 | RAIL,RIGHT,JB70 | 42.C5
SH0470:X2 | SC | SH0470X2 | WHT | 20 | 42.B1 | XT0111:11 | RAIL,RIGHT,JB70 | 42.B5
SH0471:11 | SC | SH047111 | WHT | 20 | 42.A1 | XT0111:1 | RAIL,RIGHT,JB70 | 42.A5
SH0471:12 | SC | SH047112 | WHT | 20 | 42.A1 | XT0111:2 | RAIL,RIGHT,JB70 | 42.A5
SH0471:13 | SC | SH047113 | WHT | 20 | 42.A1 | XT0111:3 | RAIL,RIGHT,JB70 | 42.A5
SH0471:14 | SC | SH047114 | WHT | 20 | 42.A1 | XT0111:4 | RAIL,RIGHT,JB70 | 42.A5
SH0471:X1 | SC | SH0471X1 | WHT | 20 | 42.A1 | XT0111:6 | RAIL,RIGHT,JB70 | 42.A5
SH0471:X2 | SC | SH0471X2 | WHT | 20 | 42.A1 | XT0111:5 | RAIL,RIGHT,JB70 | 42.A5
SH0472:11 | SC | SH047211 | WHT | 20 | 42.C1 | XT0111:13 | RAIL,RIGHT,JB70 | 42.C5
SH0472:12 | SC | SH047212 | WHT | 20 | 42.C1 | XT0111:14 | RAIL,RIGHT,JB70 | 42.C5
SH0472:13 | SC | FU0139 | WHT | 20 | 42.C1 | XT0111:15 | RAIL,RIGHT,JB70 | 42.C5
SH0472:14 | SC | KA0241A1 | WHT | 20 | 42.C1 | XT0111:16 | RAIL,RIGHT,JB70 | 42.C5
SH0472:X1 | SC | SH0472X1 | WHT | 20 | 42.C1 | XT0111:18 | RAIL,RIGHT,JB70 | 42.C5
SH0472:X2 | SC | SH0472X2 | WHT | 20 | 42.C1 | XT0111:17 | RAIL,RIGHT,JB70 | 42.C5
HA0472:BLK-1 | WC5072 | HA047201 | 1 | 18 | 47.A1 | XT0111:24 | RAIL,RIGHT,JB70 | 47.A5
HA0472:BLK-2 | WC5072 | HA047202 | 2 | 18 | 47.A1 | XT0111:23 | RAIL,RIGHT,JB70 | 47.A5
SolarTools ver. 24.0.84.24712 (Jul 31, 2025)
Report date: 3/17/2026 11:47 AM

## F&G EDIO ONSK
F&G EDIO ONSK
Project # | 4M582
Project Name | TRANSPORTADORA DE GAS DEL SUR SA^GPM GAS PIPELINE EXPANSION^DOBLAS
Revision | A.3
Controls DE | TRINH, J.
Phone:
Controls ME | S. LOZA
Phone:
From | [5 empty] | To
Device ID | Cable (W) Conductor (SC) Jumper Clip (JC) | Wire No. | Wire ID | Gauge/Size | Page/Zone | Device ID | Location | Page/Zone
XT0170:1 | JC | FU0535 | CLIP | --- | 40.A2 | XT0170:2 | F&G EDIO ONSK | 40.A2
XT0170:3 | JC | 0V | CLIP | --- | 40.A2 | XT0170:4 | F&G EDIO ONSK | 40.A2
XT0535:1 | JC | FU0535 | CLIP | --- | 31.A5 | XT0535:2 | F&G EDIO ONSK | 31.A5
XT0535:2 | JC | FU0535 | CLIP | --- | 31.A5 | XT0535:3 | F&G EDIO ONSK | 31.A5
XT0535:3 | JC | FU0535 | CLIP | --- | 31.A5 | XT0535:4 | F&G EDIO ONSK | 31.A5
XT0535:4 | JC | FU0535 | CLIP | --- | 31.A5 | XT0535:5 | F&G EDIO ONSK | 31.B5
XT0536:1 | JC | 0V | CLIP | --- | 31.A5 | XT0536:2 | F&G EDIO ONSK | 31.A5
XT0536:2 | JC | 0V | CLIP | --- | 31.A5 | XT0536:3 | F&G EDIO ONSK | 31.A5
XT0536:3 | JC | 0V | CLIP | --- | 31.A5 | XT0536:4 | F&G EDIO ONSK | 31.B5
XT0536:4 | JC | 0V | CLIP | --- | 31.B5 | XT0536:5 | F&G EDIO ONSK | 31.B5
AT0175:11 | SC | KA651012 | WHT | 20 | 124.A6 | KA6510:12 | F&G EDIO ONSK | 124.A6
AT0175:14 | SC | AT017514 | LEAD | --- | 29.B6 | RR1755: -10K OHM | F&G EDIO ONSK | 29.B6
AT0175:15 | SC | AT017515 | LEAD | --- | 29.B6 | RR1755: -10K OHM | F&G EDIO ONSK | 29.B6
AT0175:GND | SC | AT0175G | GRN/YEL | 14 | 40.B5 | FRAME | F&G EDIO ONSK | 40.C6
AT0176:11 | SC | KA651111 | WHT | 20 | 129.A6 | KA6511:11 | F&G EDIO ONSK | 129.A6
AT0176:14 | SC | KA651122 | WHT | 20 | 130.C6 | KA6511:22 | F&G EDIO ONSK | 130.C6
AT0176:17 | SC | KA651022 | WHT | 20 | 125.C6 | KA6510:22 | F&G EDIO ONSK | 125.C6
AT0176:20 | SC | AT017620 | LEAD | --- | 29.C6 | RR1767:-10K OHM | F&G EDIO ONSK | 29.D6
AT0176:21 | SC | AT017621 | LEAD | --- | 29.C6 | RR1767:-10K OHM | F&G EDIO ONSK | 29.D6
AT0176:4P1 | SC | AT01764P1 | WHT | 14 | 40.C5 | AT0178:1P1 | F&G EDIO ONSK | 40.D5
AT0176:5P1 | SC | AT01765P1 | WHT | 14 | 40.C5 | AT0178:2P1 | F&G EDIO ONSK | 40.D5
AT0176:8 | SC | AT01768 | LEAD | --- | 29.D6 | RR1765:-10K OHM | F&G EDIO ONSK | 29.D6
AT0176:9 | SC | AT01769 | LEAD | --- | 29.D6 | RR1765:-10K OHM | F&G EDIO ONSK | 29.D6
AT0176:GND | SC | AT0176G | GRN/YEL | 14 | 40.C5 | FRAME | F&G EDIO ONSK | 40.C6
AT0178:20 | SC | ZS61P | WHT | 16 | 113.A7 | XT0290:1 | F&G EDIO ONSK | 113.A6
AT0178:21 | SC | ZS61S | WHT | 16 | 113.A7 | XT0290:2 | F&G EDIO ONSK | 113.A6
AT0178:23 | SC | AT017823 | WHT | 20 | 30.D6 | XT0171:2 | F&G EDIO ONSK | 30.D6
AT0178:24 | SC | AT017824 | WHT | 20 | 30.D6 | XT0171:3 | F&G EDIO ONSK | 30.D6
AT0178:GND | SC | AT0178G | GRN/YEL | 14 | 40.D5 | FRAME | F&G EDIO ONSK | 40.D6
FU0170:LD | SC | FU0170 | WHT | 14 | 40.A2 | XT0171:4 | F&G EDIO ONSK | 118.A6
FU0170:LI | SC | FU0535 | WHT | 14 | 40.A2 | XT0170:2 | F&G EDIO ONSK | 40.A2
FU0171:LI | SC | FU0535 | WHT | 14 | 40.A2 | XT0170:2 | F&G EDIO ONSK | 40.A2
FU0172:LD | SC | FU0172 | WHT | 16 | 40.A2 | XT0170:5 | F&G EDIO ONSK | 40.B2
FU0172:LI | SC | FU0535 | WHT | 14 | 40.A2 | XT0170:1 | F&G EDIO ONSK | 40.A2
FU0294:LI | SC | FU0535 | WHT | 12 | 31.A5 | XT0535:4 | F&G EDIO ONSK | 31.A5
FU0295:LI | SC | FU0535 | WHT | 12 | 31.B5 | XT0535:5 | F&G EDIO ONSK | 31.B5
FU0535:LD | SC | FU0535 | WHT | 12 | 31.A4 | XT0535:1 | F&G EDIO ONSK | 31.A5
GR0431: | SC | GR0431 | GRN/YEL | 14 | 10.B3 | FRAME | F&G EDIO ONSK | 10.B3
KA0172:A2 | SC | 0V | WHT | 20 | 40.B2 | KA0174:A2 | F&G EDIO ONSK | 40.C2
KA0172:A2 | SC | 0V | WHT | 20 | 40.B2 | XT0170:4 | F&G EDIO ONSK | 40.A2
KA0178:A1 | SC | KA0178A1 | WHT | 20 | 30.D5 | XT0171:1 | F&G EDIO ONSK | 30.D5
KA0178:A2 | SC | AT017824 | WHT | 20 | 30.D5 | XT0171:3 | F&G EDIO ONSK | 30.D6
KA6510:A1 | SC | SA0170B114 | WHT | 20 | 41.C5 | KA6511:A1 | F&G EDIO ONSK | 41.C5
KA6510:A2 | SC | KA6510A2 | WHT | 20 | 41.C5 | AT0175:5P1 | F&G EDIO ONSK | 40.B5
KA6510:A2 | SC | KA6510A2 | WHT | 20 | 41.C5 | KA6511:A2 | F&G EDIO ONSK | 41.C5
RR1788: -10K OHM | SC | AT017823 | LEAD | --- | 30.D6 | XT0171:2 | F&G EDIO ONSK | 30.D6
RR1788: -10K OHM | SC | AT017824 | LEAD | --- | 30.D6 | XT0171:3 | F&G EDIO ONSK | 30.D6
VD1788:--1N4007 | SC | KA0178A1 | LEAD | --- | 30.D6 | XT0171:1 | F&G EDIO ONSK | 30.D5
VD1788:+-1N4007 | SC | AT017823 | LEAD | --- | 30.D6 | XT0171:2 | F&G EDIO ONSK | 30.D6
XT0170:3 | SC | 0V | WHT | 14 | 40.A2 | XT0171:5 | F&G EDIO ONSK | 118.A6
XT0535:3 | SC | FU0535 | WHT | 14 | 31.A5 | XT0170:2 | F&G EDIO ONSK | 40.A2
XT0536:3 | SC | 0V | WHT | 14 | 31.A5 | XT0170:3 | F&G EDIO ONSK | 40.A2
AT0175:1P2 | WC8066 | AT01751P2 | WHT | 16 | 40.C7 | AT0176:4P2 | F&G EDIO ONSK | 40.C7
AT0175:2P2 | WC8066 | AT01752P2 | BLK | 16 | 40.C7 | AT0176:5P2 | F&G EDIO ONSK | 40.C7
AT0175:3P2 | WC8066 | AT01753P2 | SH | 16 | 40.C7 | AT0176:6P2 | F&G EDIO ONSK | 40.C7
AT0176:1P2 | WC8067 | AT01761P2 | WHT | 16 | 40.C7 | AT0178:4P2 | F&G EDIO ONSK | 40.D7
AT0176:2P2 | WC8067 | AT01762P2 | BLK | 16 | 40.C7 | AT0178:5P2 | F&G EDIO ONSK | 40.D7
AT0176:3P2 | WC8067 | AT01763P2 | SH | 16 | 40.C7 | AT0178:6P2 | F&G EDIO ONSK | 40.D7
AT0175:4P1 | SC | AT01754P1 | WHT | 20 | 40.B5 | SA0170:B1-13 | JB70 | 41.C1
KA6510:A1 | SC | SA0170B114 | WHT | 20 | 41.C5 | SA0170:B1-14 | JB70 | 41.C1
FU0535:LI | SC | FU0136 | WHT | 12 | 31.A4 | XT0002:7 | CONTROL A | 12.B4
KA0178:11 | SC | KA023212 | WHT | 20 | 47.A6 | KA0232:12 | CONTROL A | 47.A5
KA0178:14 | SC | FU0535 | WHT | 20 | 47.A6 | KA0875:14 | CONTROL A | 47.A5
XT0170:1 | SC | FU0535 | WHT | 20 | 40.A2 | KA0875:14 | CONTROL A | 47.A5
XT0536:1 | SC | 0V | WHT | 12 | 31.A5 | XT0003:7 | CONTROL A | 12.B4
AT0175:17 | SC | AT017517 | WHT | 20 | 41.A6 | XT0173:2 | F&G PWR,ONSK | 41.A4
AT0175:18 | SC | HL0171X1 | WHT | 20 | 41.A6 | XT0173:3 | F&G PWR,ONSK | 41.A4
AT0175:1P1 | SC | UV01709 | WHT | 14 | 40.B5 | UV0170:9(+) | F&G PWR,ONSK | 40.A3
AT0175:2 | SC | SB017013 | WHT | 20 | 41.C6 | XT0173:12 | F&G PWR,ONSK | 41.C4
AT0175:20 | SC | AT017520 | WHT | 20 | 41.A6 | XT0173:5 | F&G PWR,ONSK | 41.A4
AT0175:21 | SC | HL0172X1 | WHT | 20 | 41.A6 | XT0173:6 | F&G PWR,ONSK | 41.A4
AT0175:23 | SC | AT017523 | WHT | 20 | 41.B6 | XT0173:8 | F&G PWR,ONSK | 41.B4
AT0175:24 | SC | HL0173X1 | WHT | 20 | 41.B6 | XT0173:9 | F&G PWR,ONSK | 41.B4
AT0175:2P1 | SC | UV017010 | WHT | 14 | 40.B5 | UV0170:10(-) | F&G PWR,ONSK | 40.A3
AT0175:3 | SC | SB017014 | WHT | 20 | 41.C6 | XT0173:13 | F&G PWR,ONSK | 41.C4
AT0176:1P1 | SC | UV017011 | WHT | 14 | 40.C5 | UV0170:11(+) | F&G PWR,ONSK | 40.A3
AT0176:2P1 | SC | UV017012 | WHT | 14 | 40.C5 | UV0170:12(-) | F&G PWR,ONSK | 40.A3
FU0171:LD | SC | FU0171 | WHT | 14 | 40.A2 | UV0170:3(+) | F&G PWR,ONSK | 40.A3
FU0171:LD | SC | FU0171 | WHT | 14 | 40.A2 | UV0170:1(+) | F&G PWR,ONSK | 40.A3
KA0172:A1 | SC | AT017025 | WHT | 20 | 40.B2 | AT0170:25 | F&G PWR,ONSK | 40.B3
KA0174:A1 | SC | AT017031 | WHT | 20 | 40.C2 | AT0170:31 | F&G PWR,ONSK | 40.C3
XT0170:3 | SC | 0V | WHT | 14 | 40.A2 | UV0170:4(-) | F&G PWR,ONSK | 40.A3
XT0170:3 | SC | 0V | WHT | 14 | 40.A2 | UV0170:2(-) | F&G PWR,ONSK | 40.A3
XT0170:5 | SC | FU0172 | WHT | 20 | 40.B2 | AT0170:30 | F&G PWR,ONSK | 40.C3
XT0170:5 | SC | FU0172 | WHT | 20 | 40.B2 | AT0170:24 | F&G PWR,ONSK | 40.B3
XT0171:4 | SC | FU0170 | WHT | 14 | 118.A6 | XT0173:21 | F&G PWR,ONSK | 118.B6
XT0171:5 | SC | 0V | WHT | 14 | 118.A6 | XT0173:22 | F&G PWR,ONSK | 118.B6
XT0171:6 | SC | LON1S2 | WHT | 14 | 118.A6 | XT0173:20 | F&G PWR,ONSK | 118.B6
AT0175:4P2 | WC8069 | AT017050 | WHT | 16 | 40.A7 | AT0170:50 | F&G PWR,ONSK | 40.A7
AT0175:5P2 | WC8069 | AT017049 | BLK | 16 | 40.A7 | AT0170:49 | F&G PWR,ONSK | 40.A7
AT0175:6P2 | WC8069 | AT017048 | SH | 16 | 40.A7 | AT0170:48 | F&G PWR,ONSK | 40.A7
SolarTools ver. 24.0.84.24712 (Jul 31, 2025)
Report date: 3/17/2026 11:47 AM

## F&G PWR,ONSK
F&G PWR,ONSK
Project # | 4M582
Project Name | TRANSPORTADORA DE GAS DEL SUR SA^GPM GAS PIPELINE EXPANSION^DOBLAS
Revision | A.3
Controls DE | TRINH, J.
Phone:
Controls ME | S. LOZA
Phone:
From | [5 empty] | To
Device ID | Cable (W) Conductor (SC) Jumper Clip (JC) | Wire No. | Wire ID | Gauge/Size | Page/Zone | Device ID | Location | Page/Zone
AT0170:1 | SC | UV01705 | WHT | 14 | 40.A5 | UV0170:5(+) | F&G PWR,ONSK | 40.A3
AT0170:11 | SC | SA0170B213 | WHT | 20 | 41.B6 | XT0173:10 | F&G PWR,ONSK | 41.B4
AT0170:12 | SC | SA0170B214 | WHT | 20 | 41.B6 | XT0173:11 | F&G PWR,ONSK | 41.B4
AT0170:2 | SC | UV01706 | WHT | 14 | 40.A5 | UV0170:6(-) | F&G PWR,ONSK | 40.A3
AT0170:3 | SC | UV01707 | WHT | 14 | 40.A5 | UV0170:7(+) | F&G PWR,ONSK | 40.A3
AT0170:4 | SC | UV01708 | WHT | 14 | 40.A5 | UV0170:8(-) | F&G PWR,ONSK | 40.A3
AT0170:GND | SC | AT0170G | GRN/YEL | 14 | 40.A5 | FRAME | F&G PWR,ONSK | 40.B6
GR0171: | SC | GR0171 | GRN/YEL | 14 | 10.B2 | FRAME | F&G PWR,ONSK | 10.B2
RR1751: -10K OHM | SC | SB017013 | LEAD | --- | 41.C4 | XT0173:12 | F&G PWR,ONSK | 41.C4
RR1751: -10K OHM | SC | SB017014 | LEAD | --- | 41.C4 | XT0173:13 | F&G PWR,ONSK | 41.C4
RR1756: -10K OHM | SC | AT017517 | LEAD | --- | 41.A4 | XT0173:2 | F&G PWR,ONSK | 41.A4
RR1756: -10K OHM | SC | HL0171X1 | LEAD | --- | 41.A4 | XT0173:3 | F&G PWR,ONSK | 41.A4
RR1757: -10K OHM | SC | AT017520 | LEAD | --- | 41.A4 | XT0173:5 | F&G PWR,ONSK | 41.A4
RR1757: -10K OHM | SC | HL0172X1 | LEAD | --- | 41.A4 | XT0173:6 | F&G PWR,ONSK | 41.A4
RR1758: -10K OHM | SC | AT017523 | LEAD | --- | 41.B4 | XT0173:8 | F&G PWR,ONSK | 41.B4
RR1758: -10K OHM | SC | HL0173X1 | LEAD | --- | 41.B4 | XT0173:9 | F&G PWR,ONSK | 41.B4
UV0170:13(+) | SC | LON0P | WHT | 16 | 119.A6 | XT0173:23 | F&G PWR,ONSK | 119.A6
UV0170:14(-) | SC | LON0N | WHT | 16 | 119.A6 | XT0173:24 | F&G PWR,ONSK | 119.A6
UV0170:GND | SC | UV0170G | GRN/YEL | 14 | 40.A3 | FRAME | F&G PWR,ONSK | 40.B4
VD1756:--1N4007 | SC | HL0171X2 | LEAD | --- | 41.A4 | XT0173:1 | F&G PWR,ONSK | 41.A4
VD1756:+-1N4007 | SC | AT017517 | LEAD | --- | 41.A4 | XT0173:2 | F&G PWR,ONSK | 41.A4
VD1757:--1N4007 | SC | HL0172X2 | LEAD | --- | 41.A4 | XT0173:4 | F&G PWR,ONSK | 41.A4
VD1757:+-1N4007 | SC | AT017520 | LEAD | --- | 41.A4 | XT0173:5 | F&G PWR,ONSK | 41.A4
VD1758:--1N4007 | SC | HL0173X2 | LEAD | --- | 41.B4 | XT0173:7 | F&G PWR,ONSK | 41.B4
VD1758:+-1N4007 | SC | AT017523 | LEAD | --- | 41.B4 | XT0173:8 | F&G PWR,ONSK | 41.B4
XT0173:20 | SC | LON1S2 | WHT | 14 | 118.B6 | XT0173:16 | F&G PWR,ONSK | 118.D6
XT0173:21 | SC | FU0170 | WHT | 14 | 118.B6 | XT0173:14 | F&G PWR,ONSK | 118.D6
XT0173:22 | SC | 0V | WHT | 14 | 118.B6 | XT0173:15 | F&G PWR,ONSK | 118.D6
XT0173:1 | SC | HL0171X2 | WHT | 20 | 41.A4 | HL0171:X2 | JB70 | 41.A1
XT0173:10 | SC | SA0170B213 | WHT | 20 | 41.B4 | SA0170:B2-13 | JB70 | 41.B1
XT0173:11 | SC | SA0170B214 | WHT | 20 | 41.B4 | SA0170:B2-14 | JB70 | 41.B1
XT0173:12 | SC | SB017013 | WHT | 20 | 41.C4 | SB0170:13 | JB70 | 41.C1
XT0173:13 | SC | SB017014 | WHT | 20 | 41.C4 | SB0170:14 | JB70 | 41.C1
XT0173:3 | SC | HL0171X1 | WHT | 20 | 41.A4 | HL0171:X1 | JB70 | 41.A1
XT0173:4 | SC | HL0172X2 | WHT | 20 | 41.A4 | HL0172:X2 | JB70 | 41.A1
XT0173:6 | SC | HL0172X1 | WHT | 20 | 41.A4 | HL0172:X1 | JB70 | 41.A1
XT0173:7 | SC | HL0173X2 | WHT | 20 | 41.B4 | HL0173:X2 | JB70 | 41.B1
XT0173:9 | SC | HL0173X1 | WHT | 20 | 41.B4 | HL0173:X1 | JB70 | 41.B1
AT0170:26 | SC | KA0243A1 | WHT | 20 | 40.B3 | KA0254:A1 | CONTROL A | 28.C6
AT0170:32 | SC | KA0245A1 | WHT | 20 | 40.C3 | KA0249:A1 | CONTROL A | 28.C6
AT0170:L2 | WC0017 | AT0170L2 | ENET | CABLE | 2.A4 | AF0410:L1 | CONTROL B | 2.A5
AT0170:24 | SC | FU0172 | WHT | 20 | 40.B3 | XT0170:5 | F&G EDIO ONSK | 40.B2
AT0170:25 | SC | AT017025 | WHT | 20 | 40.B3 | KA0172:A1 | F&G EDIO ONSK | 40.B2
AT0170:30 | SC | FU0172 | WHT | 20 | 40.C3 | XT0170:5 | F&G EDIO ONSK | 40.B2
AT0170:31 | SC | AT017031 | WHT | 20 | 40.C3 | KA0174:A1 | F&G EDIO ONSK | 40.C2
UV0170:1(+) | SC | FU0171 | WHT | 14 | 40.A3 | FU0171:LD | F&G EDIO ONSK | 40.A2
UV0170:10(-) | SC | UV017010 | WHT | 14 | 40.A3 | AT0175:2P1 | F&G EDIO ONSK | 40.B5
UV0170:11(+) | SC | UV017011 | WHT | 14 | 40.A3 | AT0176:1P1 | F&G EDIO ONSK | 40.C5
UV0170:12(-) | SC | UV017012 | WHT | 14 | 40.A3 | AT0176:2P1 | F&G EDIO ONSK | 40.C5
UV0170:2(-) | SC | 0V | WHT | 14 | 40.A3 | XT0170:3 | F&G EDIO ONSK | 40.A2
UV0170:3(+) | SC | FU0171 | WHT | 14 | 40.A3 | FU0171:LD | F&G EDIO ONSK | 40.A2
UV0170:4(-) | SC | 0V | WHT | 14 | 40.A3 | XT0170:3 | F&G EDIO ONSK | 40.A2
UV0170:9(+) | SC | UV01709 | WHT | 14 | 40.A3 | AT0175:1P1 | F&G EDIO ONSK | 40.B5
XT0173:12 | SC | SB017013 | WHT | 20 | 41.C4 | AT0175:2 | F&G EDIO ONSK | 41.C6
XT0173:13 | SC | SB017014 | WHT | 20 | 41.C4 | AT0175:3 | F&G EDIO ONSK | 41.C6
XT0173:2 | SC | AT017517 | WHT | 20 | 41.A4 | AT0175:17 | F&G EDIO ONSK | 41.A6
XT0173:20 | SC | LON1S2 | WHT | 14 | 118.B6 | XT0171:6 | F&G EDIO ONSK | 118.A6
XT0173:21 | SC | FU0170 | WHT | 14 | 118.B6 | XT0171:4 | F&G EDIO ONSK | 118.A6
XT0173:22 | SC | 0V | WHT | 14 | 118.B6 | XT0171:5 | F&G EDIO ONSK | 118.A6
XT0173:3 | SC | HL0171X1 | WHT | 20 | 41.A4 | AT0175:18 | F&G EDIO ONSK | 41.A6
XT0173:5 | SC | AT017520 | WHT | 20 | 41.A4 | AT0175:20 | F&G EDIO ONSK | 41.A6
XT0173:6 | SC | HL0172X1 | WHT | 20 | 41.A4 | AT0175:21 | F&G EDIO ONSK | 41.A6
XT0173:8 | SC | AT017523 | WHT | 20 | 41.B4 | AT0175:23 | F&G EDIO ONSK | 41.B6
XT0173:9 | SC | HL0173X1 | WHT | 20 | 41.B4 | AT0175:24 | F&G EDIO ONSK | 41.B6
AT0170:50 | WC8069 | AT017050 | WHT | 16 | 40.A7 | AT0175:4P2 | F&G EDIO ONSK | 40.A7
AT0170:49 | WC8069 | AT017049 | BLK | 16 | 40.A7 | AT0175:5P2 | F&G EDIO ONSK | 40.A7
AT0170:48 | WC8069 | AT017048 | SH | 16 | 40.A7 | AT0175:6P2 | F&G EDIO ONSK | 40.A7
AT0170:L1 | WC0003 | AP0603L2 | ENET | CABLE | 2.A4 | AP0603:L2 | PLC | 2.A3
SolarTools ver. 24.0.84.24712 (Jul 31, 2025)
Report date: 3/17/2026 11:47 AM

## FO CONV,VFD
FO CONV,VFD
Project # | 4M582
Project Name | TRANSPORTADORA DE GAS DEL SUR SA^GPM GAS PIPELINE EXPANSION^DOBLAS
Revision | A.3
Controls DE | TRINH, J.
Phone:
Controls ME | S. LOZA
Phone:
From | [5 empty] | To
Device ID | Cable (W) Conductor (SC) Jumper Clip (JC) | Wire No. | Wire ID | Gauge/Size | Page/Zone | Device ID | Location | Page/Zone
BA0005:V1(-) | SC | 0V | WHT | 16 | 9.A4 | XT1123:2 | FO CONV,VFD | 9.A6
BA0005:V1(+) | SC | FU1123 | WHT | 16 | 9.A4 | FU1123:LD | FO CONV,VFD | 9.A5
BA0006:V1(-) | SC | 0V | WHT | 16 | 9.B4 | XT1123:2 | FO CONV,VFD | 9.A6
BA0006:V1(+) | SC | FU1124 | WHT | 16 | 9.B4 | FU1124:LD | FO CONV,VFD | 9.B5
FU1123:LI | SC | FU0136 | WHT | 16 | 9.A5 | XT1123:1 | FO CONV,VFD | 9.A6
FU1124:LI | SC | FU0136 | WHT | 16 | 9.B5 | XT1123:1 | FO CONV,VFD | 9.A6
GR1123: | SC | IEG11231 | GRN | 14 | 10.D4 | IEG1123:1 | FO CONV,VFD | 10.D3
GR1125: | SC | GR1125 | GRN/YEL | 14 | 10.D4 | FG1125:1 | FO CONV,VFD | 10.D4
SolarTools ver. 24.0.84.24712 (Jul 31, 2025)
Report date: 3/17/2026 11:47 AM

## HMI-S PWR
HMI-S PWR
Project # | 4M582
Project Name | TRANSPORTADORA DE GAS DEL SUR SA^GPM GAS PIPELINE EXPANSION^DOBLAS
Revision | A.3
Controls DE | TRINH, J.
Phone:
Controls ME | S. LOZA
Phone:
From | [5 empty] | To
Device ID | Cable (W) Conductor (SC) Jumper Clip (JC) | Wire No. | Wire ID | Gauge/Size | Page/Zone | Device ID | Location | Page/Zone
BA1100:POS | SC | FU1101LD | WHT | 16 | 45.D1 | FU1101:LD | HMI-S PWR | 45.C2
FU0291:LD | SC | FU0291 | WHT | 16 | 45.C5 | UV0291:24V(+) | HMI-S PWR | 45.C5
BA1100:L1 | WC0008 | AU0080L2 | ENET | CABLE | 2.A5 | AU0080:L2 | CONTROL A | 2.A4
GR0341: | SC | IEG023011 | GRN | 14 | 10.B2 | IEG0230:11 | CONTROL B | 10.B2
BA1100:L2 | WC0010 | BA1100L2 | ENET | CABLE | 2.A5 | AU0070:L1 | CONTROL B | 2.A6
FU1100:LD | SC | FU1100 | WHT | 14 | 45.D3 | AT1100:POS | CONTROL,JB70;TT6 | 45.D3
BA1100:DEVICE | WC0101 | BA1100DEVICE | ENET | CABLE | 45.D1 | AT1100:L1 | CONTROL,JB70;TT6 | 45.D3
BA1100:NEG | SC | UV0291N | WHT | 16 | 45.D1 | XT0291:7 | RAIL,RIGHT,JB70 | 45.B6
FU0291:LI | SC | FU0136 | WHT | 14 | 45.C5 | XT0111:21 | RAIL,RIGHT,JB70 | 45.D5
FU1100:LI | SC | FU0136 | WHT | 16 | 45.D3 | XT0111:21 | RAIL,RIGHT,JB70 | 45.D5
FU1101:LI | SC | UV0291P | WHT | 14 | 45.C2 | XT0291:3 | RAIL,RIGHT,JB70 | 45.B6
UV0291:24V(-) | SC | 0V | WHT | 14 | 45.C5 | XT0111:22 | RAIL,RIGHT,JB70 | 45.D5
UV0291:OUT1(-) | SC | UV0291N | WHT | 14 | 45.C5 | XT0291:5 | RAIL,RIGHT,JB70 | 45.B6
UV0291:OUT1(+) | SC | UV0291P | WHT | 14 | 45.C5 | XT0291:1 | RAIL,RIGHT,JB70 | 45.A6
SolarTools ver. 24.0.84.24712 (Jul 31, 2025)
Report date: 3/17/2026 11:47 AM

## HPC CTRL
HPC CTRL
Project # | 4M582
Project Name | TRANSPORTADORA DE GAS DEL SUR SA^GPM GAS PIPELINE EXPANSION^DOBLAS
Revision | A.3
Controls DE | TRINH, J.
Phone:
Controls ME | S. LOZA
Phone:
From | [5 empty] | To
Device ID | Cable (W) Conductor (SC) Jumper Clip (JC) | Wire No. | Wire ID | Gauge/Size | Page/Zone | Device ID | Location | Page/Zone
XT0120:1 | JC | 0V | CLIP | --- | 32.A1 | XT0120:2 | HPC CTRL | 32.B1
XT0120:2 | JC | 0V | CLIP | --- | 32.B1 | XT0120:3 | HPC CTRL | 32.D1
XT0121:1 | JC | FU0122 | CLIP | --- | 106.A5 | XT0121:2 | HPC CTRL | 106.C5
XT0121:3 | JC | 0V | CLIP | --- | 106.A5 | XT0121:4 | HPC CTRL | 106.C5
XT0335:1 | JC | FU0332 | CLIP | --- | 27.A4 | XT0335:2 | HPC CTRL | 27.A4
XT0335:2 | JC | FU0332 | CLIP | --- | 27.A4 | XT0335:3 | HPC CTRL | 27.B4
XT0335:3 | JC | FU0332 | CLIP | --- | 27.B4 | XT0335:4 | HPC CTRL | 27.B4
XT0335:4 | JC | FU0332 | CLIP | --- | 27.B4 | XT0335:5 | HPC CTRL | 27.B4
XT0335:5 | JC | FU0332 | CLIP | --- | 27.B4 | XT0335:6 | HPC CTRL | 27.B4
XT0335:6 | JC | FU0332 | CLIP | --- | 27.B4 | XT0335:7 | HPC CTRL | 27.C4
XT0335:7 | JC | FU0332 | CLIP | --- | 27.C4 | XT0335:8 | HPC CTRL | 27.C4
XT0335:8 | JC | FU0332 | CLIP | --- | 27.C4 | XT0335:9 | HPC CTRL | 27.C4
XT0335:9 | JC | FU0332 | CLIP | --- | 27.C4 | XT0335:10 | HPC CTRL | 27.C4
XT0336:1 | JC | 0V | CLIP | --- | 27.A4 | XT0336:2 | HPC CTRL | 27.B4
XT0336:2 | JC | 0V | CLIP | --- | 27.B4 | XT0336:3 | HPC CTRL | 27.B4
XT0336:3 | JC | 0V | CLIP | --- | 27.B4 | XT0336:4 | HPC CTRL | 27.B4
XT0336:4 | JC | 0V | CLIP | --- | 27.B4 | XT0336:5 | HPC CTRL | 27.B4
XT0336:5 | JC | 0V | CLIP | --- | 27.B4 | XT0336:6 | HPC CTRL | 27.C4
XT0336:6 | JC | 0V | CLIP | --- | 27.C4 | XT0336:7 | HPC CTRL | 27.C4
XT0336:7 | JC | 0V | CLIP | --- | 27.C4 | XT0336:8 | HPC CTRL | 27.C4
XT0336:8 | JC | 0V | CLIP | --- | 27.C4 | XT0336:9 | HPC CTRL | 27.C4
XT0336:9 | JC | 0V | CLIP | --- | 27.C4 | XT0336:10 | HPC CTRL | 27.D4
XT0510:1 | JC | 0V | CLIP | --- | 34.A1 | XT0510:2 | HPC CTRL | 34.C1
AF0500:12 | SC | XT05001 | GRN | 16 | 34.A6 | XT0500:1 | HPC CTRL | 34.C5
AF0510:32 | SC | XT05001 | GRN | 16 | 34.A5 | XT0500:1 | HPC CTRL | 34.C5
AF0510:53 | SC | 0V | WHT | 16 | 34.A5 | XT0510:2 | HPC CTRL | 34.C1
AF0510:54 | SC | 0V | WHT | 16 | 34.A5 | AF0520:53 | HPC CTRL | 34.A4
AF0510:55 | SC | FU0510 | WHT | 16 | 34.A5 | FU0510:LD | HPC CTRL | 34.C1
AF0510:56 | SC | FU0510 | WHT | 16 | 34.A5 | AF0520:55 | HPC CTRL | 34.A4
AF0520:32 | SC | XT05001 | GRN | 16 | 34.A4 | XT0500:1 | HPC CTRL | 34.C5
AF1201:COM | SC | 0V | WHT | 16 | 32.B2 | XT0120:2 | HPC CTRL | 32.B1
AF1201:J | SC | * |  |  | 32.B2 | AF1202:P | HPC CTRL | 32.B3
AF1201:V+ | SC | FU0121 | WHT | 16 | 32.B2 | FU0121:LD | HPC CTRL | 32.B1
AF1202:COM | SC | AF1203N | WHT | 16 | 32.B3 | AF1203:COM | HPC CTRL | 32.B3
AF1202:COM | SC | AF1202N | WHT | 16 | 32.B3 | AU1200:COM | HPC CTRL | 32.A2
AF1202:J | SC | * |  |  | 32.B3 | AF1203:P | HPC CTRL | 32.B3
AF1202:V+ | SC | AF1203P | WHT | 16 | 32.B3 | AF1203:V+ | HPC CTRL | 32.B3
AF1202:V+ | SC | AF1202P | WHT | 16 | 32.B3 | AU1200:V+ | HPC CTRL | 32.A2
AF1203:COM | SC | AF1204N | WHT | 16 | 32.B3 | AF1204:COM | HPC CTRL | 32.A4
AF1203:J | SC | * |  |  | 32.B3 | AF1204:P | HPC CTRL | 32.A4
AF1203:SH | SC | AF1204G | GRN | 14 | 32.B3 | AF1204:SH | HPC CTRL | 32.A4
AF1203:SH | SC | AU1200G | GRN | 14 | 32.B3 | AU1200:GND | HPC CTRL | 32.A2
AF1203:V+ | SC | AF1204P | WHT | 16 | 32.B3 | AF1204:V+ | HPC CTRL | 32.A4
AF1204:COM | SC | AF1205N | WHT | 16 | 32.A4 | AF1205:COM | HPC CTRL | 32.A5
AF1204:J | SC | * |  |  | 32.A4 | AF1205:P | HPC CTRL | 32.A5
AF1204:SH | SC | AF1205G | GRN | 14 | 32.A4 | AF1205:SH | HPC CTRL | 32.A5
AF1204:V+ | SC | AF1205P | WHT | 16 | 32.A4 | AF1205:V+ | HPC CTRL | 32.A5
AF1205:COM | SC | AF1206N | WHT | 16 | 32.A5 | AF1206:COM | HPC CTRL | 32.B5
AF1205:J | SC | * |  |  | 32.A5 | AF1206:P | HPC CTRL | 32.B5
AF1205:SH | SC | AF1206G | GRN | 14 | 32.A5 | AF1206:SH | HPC CTRL | 32.B5
AF1205:V+ | SC | AF1206P | WHT | 16 | 32.A5 | AF1206:V+ | HPC CTRL | 32.B5
AF1206:COM | SC | AF1207N | WHT | 16 | 32.B5 | AF1207:COM | HPC CTRL | 32.C2
AF1206:SH | SC | AF1208G | GRN | 14 | 32.B5 | AF1208:SH | HPC CTRL | 32.C3
AF1206:V+ | SC | AF1207P | WHT | 16 | 32.B5 | AF1207:V+ | HPC CTRL | 32.C2
AF1207:02 | SC | 120702 | WHT | 20 | 101.A7 | KA4401:14 | HPC CTRL | 101.A6
AF1207:18 | SC | 120718 | WHT | 20 | 101.A7 | KA4401:A2 | HPC CTRL | 101.A5
AF1207:34 | SC | PS44012 | WHT | 20 | 101.A7 | KA4401:11 | HPC CTRL | 101.A6
AF1207:COM | SC | AF1208N | WHT | 16 | 32.C2 | AF1208:COM | HPC CTRL | 32.C3
AF1207:J | SC | * |  |  | 32.C2 | AF1208:P | HPC CTRL | 32.C3
AF1207:V+ | SC | AF1208P | WHT | 16 | 32.C2 | AF1208:V+ | HPC CTRL | 32.C3
AF1208:07 | SC | TE44381 | WHT | 20 | 104.A7 | AF1208:23 | HPC CTRL | 104.A7
AF1208:09 | SC | TE44371 | WHT | 20 | 104.B7 | AF1208:25 | HPC CTRL | 104.B7
AF1208:11 | SC | TE44181 | WHT | 20 | 104.C7 | AF1208:27 | HPC CTRL | 104.C7
AF1208:13 | SC | TE44171 | WHT | 20 | 104.C7 | AF1208:29 | HPC CTRL | 104.C7
AF1208:COM | SC | AF1209N | WHT | 16 | 32.C3 | AF1209:COM | HPC CTRL | 32.C3
AF1208:J | SC | * |  |  | 32.C3 | AF1209:P | HPC CTRL | 32.C3
AF1208:SH | SC | AF1209G | GRN | 14 | 32.C3 | AF1209:SH | HPC CTRL | 32.C3
AF1208:V+ | SC | AF1209P | WHT | 16 | 32.C3 | AF1209:V+ | HPC CTRL | 32.C3
AF1209:07 | SC | TE44141 | WHT | 20 | 105.A7 | AF1209:23 | HPC CTRL | 105.A7
AF1209:09 | SC | TE44131 | WHT | 20 | 105.B7 | AF1209:25 | HPC CTRL | 105.B7
AF1209:11 | SC | TE44341 | WHT | 20 | 105.C7 | AF1209:27 | HPC CTRL | 105.C7
AF1209:13 | SC | TE44331 | WHT | 20 | 105.C7 | AF1209:29 | HPC CTRL | 105.C7
AF1209:COM | SC | AF1210N | WHT | 16 | 32.C3 | AF1210:COM | HPC CTRL | 32.C4
AF1209:J | SC | * |  |  | 32.C3 | AF1210:P | HPC CTRL | 32.C4
AF1209:SH | SC | AF1210G | GRN | 14 | 32.C3 | AF1210:SH | HPC CTRL | 32.C4
AF1209:V+ | SC | AF1210P | WHT | 16 | 32.C3 | AF1210:V+ | HPC CTRL | 32.C4
AF1210:COM | SC | AF1211N | WHT | 16 | 32.C4 | AF1211:COM | HPC CTRL | 32.C5
AF1210:J | SC | * |  |  | 32.C4 | AF1211:P | HPC CTRL | 32.C5
AF1210:SH | SC | AF1211G | GRN | 14 | 32.C4 | AF1211:SH | HPC CTRL | 32.C5
AF1210:V+ | SC | AF1211P | WHT | 16 | 32.C4 | AF1211:V+ | HPC CTRL | 32.C5
AF1211:SH | SC | IEG01601 | GRN | 14 | 32.C5 | IEG0160:1 | HPC CTRL | 32.D5
AU1200:COM | SC | 0V | WHT | 16 | 32.A2 | XT0120:2 | HPC CTRL | 32.B1
AU1200:V+ | SC | FU0120 | WHT | 16 | 32.A2 | FU0120:LD | HPC CTRL | 32.B1
FU0120:LI | SC | FU0122 | WHT | 14 | 32.B1 | FU0122:LD | HPC CTRL | 32.A1
FU0120:LI | SC | FU0122 | WHT | 14 | 32.B1 | FU0121:LI | HPC CTRL | 32.B1
FU0121:LI | SC | FU0122 | WHT | 14 | 32.B1 | FU0510:LI | HPC CTRL | 34.C1
FU0122:LI | SC | FU0332 | WHT | 12 | 32.A1 | XT0335:2 | HPC CTRL | 27.A4
FU0332:LD | SC | FU0332 | WHT | 12 | 27.A3 | XT0335:1 | HPC CTRL | 27.A4
FU0510:LI | SC | FU0122 | WHT | 14 | 34.C1 | XT0121:1 | HPC CTRL | 106.A5
GR0161: | SC | IEG01603 | GRN | 14 | 11.A4 | IEG0160:3 | HPC CTRL | 11.A5
GR0162: | SC | GR0162 | GRN/YEL | 14 | 11.A4 | FRAME | HPC CTRL | 11.A5
GR0163: | SC | IEG01604 | GRN | 14 | 11.A4 | IEG0160:4 | HPC CTRL | 11.A3
IEG0160:2 | SC | IEG01602 | GRN | 14 | 34.C6 | XT0500:2 | HPC CTRL | 34.C5
KA0120:A1 | SC | KA0131A1 | WHT | 20 | 33.B5 | XT0120:4 | HPC CTRL | 33.B3
KA0120:A2 | SC | 0V | WHT | 14 | 33.B5 | XT0120:3 | HPC CTRL | 32.D1
KA4401:11 | SC | PS44012 | WHT | 20 | 101.A6 | XT0120:5 | HPC CTRL | 101.A5
XT0120:3 | SC | 0V | WHT | 14 | 32.D1 | XT0510:1 | HPC CTRL | 34.A1
XT0121:3 | SC | 0V | WHT | 14 | 106.A5 | XT0510:2 | HPC CTRL | 34.C1
XT0336:2 | SC | 0V | WHT | 12 | 27.B4 | XT0120:1 | HPC CTRL | 32.A1
AF0510:L2 | WC0051 | AF0510L2 | ENET | CABLE | 2.C4 | AF0520:L1 | HPC CTRL | 2.C5
AF0520:L2 | WC0052 | AF0520L2 | ENET | CABLE | 2.C5 | AU1200:L1 | HPC CTRL | 2.C5
AF0500:LBUS | WC8050 | AF0500LBUS | BUS | CABLE | 34.A6 | AF0510:RBUS | HPC CTRL | 34.A5
AF0510:LBUS | WC8051 | AF0510LBUS | BUS | CABLE | 34.A5 | AF0520:RBUS | HPC CTRL | 34.A4
AF1206:J | WC8058 | AF1206J | CABLE | CABLE | 32.B5 | AF1207:P | HPC CTRL | 32.C2
XT0120:5 | WC5031 | PS44012 | WHT | 16 | 101.A5 | XT4875:2 | JB75 | 101.A2
KA4401:A1 | WC5031 | PS44013 | BLK | 16 | 101.A5 | XT4875:3 | JB75 | 101.A2
AF0510:L1 | WC0027 | AU0270L2 | ENET | CABLE | 2.C4 | AU0270:L2 | CONTROL B | 2.B2
AU1200:L2 | WC0012 | AU1200L2 | ENET | CABLE | 2.C5 | BA0002:RJ45 | PLC | 2.B5
SolarTools ver. 24.0.84.24712 (Jul 31, 2025)
Report date: 3/17/2026 11:47 AM

## JB74, LEFT SIDE RAIL
JB74, LEFT SIDE RAIL
Project # | 4M582
Project Name | TRANSPORTADORA DE GAS DEL SUR SA^GPM GAS PIPELINE EXPANSION^DOBLAS
Revision | A.3
Controls DE | TRINH, J.
Phone:
Controls ME | S. LOZA
Phone:
From | [5 empty] | To
Device ID | Cable (W) Conductor (SC) Jumper Clip (JC) | Wire No. | Wire ID | Gauge/Size | Page/Zone | Device ID | Location | Page/Zone
XT0140:1 | JC | 0V | CLIP | --- | 35.A1 | XT0140:2 | JB74, LEFT SIDE RAIL | 35.B1
XT0140:2 | JC | 0V | CLIP | --- | 35.B1 | XT0140:3 | JB74, LEFT SIDE RAIL | 35.B1
XT0140:3 | JC | 0V | CLIP | --- | 35.B1 | XT0140:4 | JB74, LEFT SIDE RAIL | 35.C1
XT0140:4 | JC | 0V | CLIP | --- | 35.C1 | XT0140:5 | JB74, LEFT SIDE RAIL | 35.D1
XT0140:5 | JC | 0V | CLIP | --- | 35.D1 | XT0140:6 | JB74, LEFT SIDE RAIL | 35.D1
XT0140:6 | JC | 0V | CLIP | --- | 35.D1 | XT0140:10 | JB74, LEFT SIDE RAIL | 35.D1
BA0007:V1(-) | SC | 0V | WHT | 16 | 6.B2 | XT0007:2 | JB74, LEFT SIDE RAIL | 6.B5
BA0008:V1(-) | SC | 0V | WHT | 16 | 6.C2 | XT0007:2 | JB74, LEFT SIDE RAIL | 6.B5
BA1212:NEG | SC | UV0291N | WHT | 16 | 6.A2 | XT0392:2 | JB74, LEFT SIDE RAIL | 6.A5
BA1212:POS | SC | FU1212 | WHT | 16 | 6.A2 | FU1212:LD | JB74, LEFT SIDE RAIL | 6.A4
FU1212:LI | SC | UV0291P | WHT | 16 | 6.A4 | XT0392:1 | JB74, LEFT SIDE RAIL | 6.A5
KA0542:14 | SC | KA054214 | WHT | 20 | 137.A5 | XT0573:4 B2 | JB74, LEFT SIDE RAIL | 137.A5
KA0542:A2 | SC | SV74822 | WHT | 20 | 137.A5 | XT0572:8 | JB74, LEFT SIDE RAIL | 137.A5
KA0574:12 | SC | KA057412 | WHT | 20 | 36.D3 | XT0573:1 T2 | JB74, LEFT SIDE RAIL | 135.B5
KA0574:A1 | SC | ZSC74812 | WHT | 20 | 137.B6 | XT0572:7 | JB74, LEFT SIDE RAIL | 137.B5
KT0580:16 | SC | KT058016 | WHT | 20 | 36.D3 | XT0573:4 T2 | JB74, LEFT SIDE RAIL | 137.A5
KT0580:A1 | SC | FU0143 | WHT | 16 | 36.C3 | XT0140:9 | JB74, LEFT SIDE RAIL | 36.C1
KT0580:B1 | SC | KA013024 | WHT | 20 | 36.C3 | XT0580:1 | JB74, LEFT SIDE RAIL | 36.B2
XT0007:2 | SC | 0V | WHT | 20 | 6.B5 | XT0140:6 | JB74, LEFT SIDE RAIL | 35.D1
XT0573:1 B1 | SC | XT0573B1 | WHT | 20 | 135.B5 | XT0573:3 T1 | JB74, LEFT SIDE RAIL | 135.C5
BA0008:RJ45 | WC0048 | BA1212L2 | ENET | CABLE | 2.C4 | BA1212:L2 | JB74, LEFT SIDE RAIL | 2.C3
BA0007:V1(+) | SC | FU0027 | WHT | 16 | 6.B2 | FU0027:LD | BOP CTRL | 6.B4
BA0008:V1(+) | SC | FU0028 | WHT | 16 | 6.C2 | FU0028:LD | BOP CTRL | 6.C4
GR0180: | SC | IEG02574 | GRN | 14 | 11.C4 | IEG0257:4 | BOP CTRL | 11.C4
KA0542:11 | SC | KA055711 | WHT | 20 | 137.A5 | KA0557:11 | BOP CTRL | 137.A6
KA0542:A1 | SC | KA053411 | WHT | 20 | 137.A5 | KA0534:11 | BOP CTRL | 137.A6
KA0574:11 | SC | KA053312 | WHT | 20 | 36.D3 | KA0572:11 | BOP CTRL | 36.C3
KA0574:A2 | SC | 018326 | WHT | 20 | 137.B6 | AF0183:26 | BOP CTRL | 137.B7
KT0580:15 | SC | KA053312 | WHT | 20 | 36.D3 | KA0533:12 | BOP CTRL | 36.C2
KT0580:A2 | SC | 0V | WHT | 20 | 36.C3 | KA0537:A2 | BOP CTRL | 36.B3
XT0007:1 | SC | FU0183 | WHT | 16 | 6.B5 | FU0028:LI | BOP CTRL | 6.C4
XT0007:1 | SC | FU0183 | WHT | 16 | 6.B5 | FU0027:LI | BOP CTRL | 6.B4
XT0007:1 | SC | FU0183 | WHT | 20 | 6.B5 | FU0183:LD | BOP CTRL | 35.D1
XT0140:10 | SC | 0V | WHT | 14 | 35.D1 | AF0186:COM | BOP CTRL | 35.C5
XT0140:2 | SC | 0V | WHT | 16 | 35.B1 | AF0141:COM | BOP CTRL | 35.B2
XT0140:2 | SC | 0V | WHT | 16 | 35.B1 | AU0140:COM | BOP CTRL | 35.A2
XT0140:3 | SC | 0V | WHT | 16 | 35.B1 | AF0146:COM | BOP CTRL | 35.B5
XT0140:4 | SC | 0V | WHT | 16 | 35.C1 | AF0181:COM | BOP CTRL | 35.C2
XT0140:4 | SC | 0V | WHT | 16 | 35.C1 | AU0180:COM | BOP CTRL | 35.C2
XT0140:5 | SC | 0V | WHT | 16 | 35.D1 | AF0184:COM | BOP CTRL | 35.C4
XT0140:6 | SC | 0V | WHT | 20 | 35.D1 | KA0535:A2 | BOP CTRL | 36.A3
XT0140:7 | SC | KA0131A1 | WHT | 20 | 36.A2 | KA0535:A1 | BOP CTRL | 36.A3
XT0140:8 | SC | ESTOP | WHT | 20 | 36.A2 | KA0531:A1 | BOP CTRL | 36.A3
XT0140:9 | SC | FU0143 | WHT | 16 | 36.C1 | KA0533:11 | BOP CTRL | 36.C2
XT0140:9 | SC | FU0143 | WHT | 16 | 36.C1 | FU0143:LD | BOP CTRL | 35.C1
XT0572:1 | SC | SV76111 | WHT | 20 | 132.A5 | KA0531:14 | BOP CTRL | 132.A5
XT0572:2 | SC | ZSC76112 | WHT | 20 | 132.B5 | AF0142:07 | BOP CTRL | 132.B7
XT0572:3 | SC | SV76212 | WHT | 20 | 133.A4 | AF0141:16 | BOP CTRL | 133.A7
XT0572:3 | SC | SV76212 | WHT | 20 | 133.A4 | KA0540:A2 | BOP CTRL | 133.A4
XT0572:4 | SC | ZSC76212 | WHT | 20 | 133.B4 | AF0183:04 | BOP CTRL | 133.B7
XT0572:4 | SC | ZSC76212 | WHT | 20 | 133.B4 | KA0572:A1 | BOP CTRL | 133.B6
XT0572:5 | SC | SV76412 | WHT | 20 | 134.A4 | AF0141:20 | BOP CTRL | 134.A7
XT0572:5 | SC | SV76412 | WHT | 20 | 134.A4 | KA0541:A2 | BOP CTRL | 134.A4
XT0572:6 | SC | ZSC76412 | WHT | 20 | 134.B4 | AF0183:05 | BOP CTRL | 134.B7
XT0572:6 | SC | ZSC76412 | WHT | 20 | 134.B4 | KA0573:A1 | BOP CTRL | 134.B6
XT0572:7 | SC | ZSC74812 | WHT | 20 | 137.B5 | AF0183:10 | BOP CTRL | 137.B7
XT0572:8 | SC | SV74822 | WHT | 20 | 137.A5 | AF0181:30 | BOP CTRL | 137.A7
XT0573:1 B2 | SC | KA057312 | WHT | 20 | 135.B5 | KA0573:12 | BOP CTRL | 36.C3
XT0573:2 B2 | SC | KA053514 | WHT | 20 | 135.C5 | KA0535:14 | BOP CTRL | 135.C5
XT0573:2 T1 | SC | KA053612 | WHT | 20 | 135.C5 | KA0536:12 | BOP CTRL | 135.C5
XT0573:3 B1 | SC | KA053611 | WHT | 20 | 135.C5 | KA0536:11 | BOP CTRL | 135.C5
XT0573:3 B2 | SC | KA057212 | WHT | 20 | 135.C5 | KA0572:12 | BOP CTRL | 36.C3
XT0580:2 | SC | KA013021 | WHT | 20 | 36.B2 | KA0533:14 | BOP CTRL | 36.C2
BA0007:RJ45 | WC9007 | BA0007RJ45 | ENET | CABLE | 2.C2 | AU0140:L1 | BOP CTRL | 2.C2
BA1212:L1 | WC9212 | AU0180L2 | ENET | CABLE | 2.C3 | AU0180:L2 | BOP CTRL | 2.C2
SolarTools ver. 24.0.84.24712 (Jul 31, 2025)
Report date: 3/17/2026 11:47 AM

## PLC
PLC
Project # | 4M582
Project Name | TRANSPORTADORA DE GAS DEL SUR SA^GPM GAS PIPELINE EXPANSION^DOBLAS
Revision | A.3
Controls DE | TRINH, J.
Phone:
Controls ME | S. LOZA
Phone:
From | [5 empty] | To
Device ID | Cable (W) Conductor (SC) Jumper Clip (JC) | Wire No. | Wire ID | Gauge/Size | Page/Zone | Device ID | Location | Page/Zone
AR0600:IE1 | SC | UV0600G | GRN | 14 | 5.A1 | UV0600:GND | PLC | 5.B2
BA0606:V1(+) | SC | FU0606 | WHT | 16 | 5.C3 | FU0606:LD | PLC | 5.C4
FU0010:LD | SC | FU0010 | WHT | 14 | 5.B1 | UV0600:(+) | PLC | 5.B2
AP0602:L2 | WC0001 | AP0602L2 | ENET | CABLE | 2.A2 | AP0603:L1 | PLC | 2.A3
AP0606:L1 | WC0606 | AP0606E | ENET | CABLE | 5.D4 | BA0606:RJ45 | PLC | 5.C3
AP0609:L1 | WC0680 | AP0609L1 | ENET | CABLE | 3.A2 | AT0680:LAN1 | PLC | 3.A2
AP0602:L1 | WC9001 | BA0001RJ45 | ENET | CABLE | 2.A2 | BA0001:RJ45 | PLC | 2.A2
AT0680:LAN2 | WC9019 | AT0680LAN2 | ENET | CABLE | 3.A2 | BA0009:RJ45 | PLC | 3.A3
FU0010:LI | SC | FU0136 | WHT | 14 | 5.B1 | XT0002:4 | CONTROL A | 12.A4
UV0600:(-) | SC | 0V | WHT | 14 | 5.B2 | XT0003:4 | CONTROL A | 12.B4
AR0600:IE2 | SC | IEG02306 | GRN | 12 | 5.A1 | IEG0230:6 | CONTROL B | 5.B6
AT0680:NEG | SC | 0V | WHT | 14 | 7.A5 | XT0680:2 | CONTROL B | 7.A4
AT0680:POS | SC | AT0680POS | WHT | 14 | 7.A5 | XT0680:1 | CONTROL B | 7.A4
BA0001:V1(-) | SC | 0V | WHT | 16 | 8.A2 | XT0051:5 | CONTROL B | 8.A3
BA0001:V1(+) | SC | FU0021 | WHT | 16 | 8.A2 | FU0021:LD | CONTROL B | 8.A3
BA0002:V1(-) | SC | 0V | WHT | 16 | 8.B2 | XT0051:6 | CONTROL B | 8.B3
BA0002:V1(+) | SC | FU0022 | WHT | 16 | 8.B2 | FU0022:LD | CONTROL B | 8.B3
BA0009:V1(-) | SC | 0V | WHT | 16 | 8.B5 | XT0051:7 | CONTROL B | 8.C3
BA0009:V1(+) | SC | FU0029 | WHT | 16 | 8.B5 | FU0029:LD | CONTROL B | 8.B5
BA0606:V1(-) | SC | 0V | WHT | 16 | 5.C3 | XT0062:4 | CONTROL B | 14.B1
FU0606:LI | SC | FU0115 | WHT | 16 | 5.C4 | FU0115:LD | CONTROL B | 14.B1
GR0234: | SC | IEG02307 | GRN | 14 | 10.B4 | IEG0230:7 | CONTROL B | 10.B4
AP0603:L2 | WC0003 | AP0603L2 | ENET | CABLE | 2.A3 | AT0170:L1 | F&G PWR,ONSK | 2.A4
BA0002:RJ45 | WC0012 | AU1200L2 | ENET | CABLE | 2.B5 | AU1200:L2 | HPC CTRL | 2.C5
SolarTools ver. 24.0.84.24712 (Jul 31, 2025)
Report date: 3/17/2026 11:47 AM

## PROX,HPC
PROX,HPC
Project # | 4M582
Project Name | TRANSPORTADORA DE GAS DEL SUR SA^GPM GAS PIPELINE EXPANSION^DOBLAS
Revision | A.3
Controls DE | TRINH, J.
Phone:
Controls ME | S. LOZA
Phone:
From | [5 empty] | To
Device ID | Cable (W) Conductor (SC) Jumper Clip (JC) | Wire No. | Wire ID | Gauge/Size | Page/Zone | Device ID | Location | Page/Zone
GR4460: | SC | GR4460 | GRN/YEL | 14 | 11.A6 | FRAME | PROX,HPC | 11.A6
SolarTools ver. 24.0.84.24712 (Jul 31, 2025)
Report date: 3/17/2026 11:47 AM

## PROX,TURB
PROX,TURB
Project # | 4M582
Project Name | TRANSPORTADORA DE GAS DEL SUR SA^GPM GAS PIPELINE EXPANSION^DOBLAS
Revision | A.3
Controls DE | TRINH, J.
Phone:
Controls ME | S. LOZA
Phone:
From | [5 empty] | To
Device ID | Cable (W) Conductor (SC) Jumper Clip (JC) | Wire No. | Wire ID | Gauge/Size | Page/Zone | Device ID | Location | Page/Zone
GR1210: | SC | GR1210 | GRN/YEL | 14 | 10.A6 | FRAME | PROX,TURB | 10.A6
GR1211: | SC | GR1211 | GRN/YEL | 14 | 10.A6 | FRAME | PROX,TURB | 10.A6
SolarTools ver. 24.0.84.24712 (Jul 31, 2025)
Report date: 3/17/2026 11:47 AM

## RAIL,RIGHT,JB70
RAIL,RIGHT,JB70
Project # | 4M582
Project Name | TRANSPORTADORA DE GAS DEL SUR SA^GPM GAS PIPELINE EXPANSION^DOBLAS
Revision | A.3
Controls DE | TRINH, J.
Phone:
Controls ME | S. LOZA
Phone:
From | [5 empty] | To
Device ID | Cable (W) Conductor (SC) Jumper Clip (JC) | Wire No. | Wire ID | Gauge/Size | Page/Zone | Device ID | Location | Page/Zone
XT0291:1 | JC | UV0291P | CLIP | --- | 45.A6 | XT0291:2 | RAIL,RIGHT,JB70 | 45.A6
XT0291:2 | JC | UV0291P | CLIP | --- | 45.A6 | XT0291:3 | RAIL,RIGHT,JB70 | 45.B6
XT0291:3 | JC | UV0291P | CLIP | --- | 45.B6 | XT0291:4 | RAIL,RIGHT,JB70 | 45.B6
XT0291:5 | JC | UV0291N | CLIP | --- | 45.B6 | XT0291:6 | RAIL,RIGHT,JB70 | 45.B6
XT0291:6 | JC | UV0291N | CLIP | --- | 45.B6 | XT0291:7 | RAIL,RIGHT,JB70 | 45.B6
XT0291:7 | JC | UV0291N | CLIP | --- | 45.B6 | XT0291:8 | RAIL,RIGHT,JB70 | 45.B6
GR0532: | SC | GR0532 | GRN/YEL | 14 | 10.B4 | FRAME | RAIL,RIGHT,JB70 | 10.B4
XT0111:11 | SC | SH0470X2 | WHT | 20 | 42.B5 | AF0093:06 | CONTROL A | 42.B7
XT0111:12 | SC | SH0470X1 | WHT | 20 | 42.C5 | AF0093:22 | CONTROL A | 42.B7
XT0111:15 | SC | FU0139 | WHT | 20 | 42.C5 | XT0081:6 | CONTROL A | 24.A3
XT0111:16 | SC | KA0241A1 | WHT | 20 | 42.C5 | XT0081:7 | CONTROL A | 24.A3
XT0111:17 | SC | SH0472X2 | WHT | 20 | 42.C5 | AF0092:13 | CONTROL A | 42.C7
XT0111:17 | SC | SH0472X2 | WHT | 20 | 42.C5 | KA0240:21 | CONTROL A | 42.C6
XT0111:18 | SC | SH0472X1 | WHT | 20 | 42.C5 | AF0092:29 | CONTROL A | 42.C7
XT0111:19 | SC | ESTOPB | WHT | 20 | 43.C5 | XT0089:3 | CONTROL A | 25.B4
XT0111:20 | SC | ESTOPA | WHT | 20 | 43.C5 | XT0089:4 | CONTROL A | 25.C4
XT0111:21 | SC | FU0136 | WHT | 14 | 45.D5 | XT0002:6 | CONTROL A | 12.B4
XT0111:22 | SC | 0V | WHT | 14 | 45.D5 | XT0003:6 | CONTROL A | 12.B4
XT0111:23 | SC | HA047202 | WHT | 20 | 47.A5 | KA0875:11 | CONTROL A | 47.A5
XT0111:24 | SC | HA047201 | WHT | 20 | 47.A5 | AF0092:28 | CONTROL A | 47.A6
XT0111:24 | SC | HA047201 | WHT | 20 | 47.A5 | KA0875:A2 | CONTROL A | 47.A5
XT0111:3 | SC | SH047113 | WHT | 20 | 42.A5 | AF0087:32 | CONTROL A | 42.A7
XT0111:4 | SC | SH047114 | WHT | 20 | 42.A5 | AF0087:00 | CONTROL A | 42.A7
XT0111:5 | SC | SH0471X2 | WHT | 20 | 42.A5 | AF0093:15 | CONTROL A | 42.A7
XT0111:6 | SC | SH0471X1 | WHT | 20 | 42.A5 | AF0093:31 | CONTROL A | 42.A7
XT0111:7 | SC | SH047011 | WHT | 20 | 42.B5 | AF0087:33 | CONTROL A | 42.B7
XT0111:8 | SC | SH047012 | WHT | 20 | 42.B5 | AF0087:01 | CONTROL A | 42.B7
XT0111:1 | SC | SH047111 | WHT | 20 | 42.A5 | SH0471:11 | CONTROL,JB70;TT6 | 42.A1
XT0111:10 | SC | SH047014 | WHT | 20 | 42.B5 | SH0470:14 | CONTROL,JB70;TT6 | 42.B1
XT0111:11 | SC | SH0470X2 | WHT | 20 | 42.B5 | SH0470:X2 | CONTROL,JB70;TT6 | 42.B1
XT0111:12 | SC | SH0470X1 | WHT | 20 | 42.C5 | SH0470:X1 | CONTROL,JB70;TT6 | 42.B1
XT0111:13 | SC | SH047211 | WHT | 20 | 42.C5 | SH0472:11 | CONTROL,JB70;TT6 | 42.C1
XT0111:14 | SC | SH047212 | WHT | 20 | 42.C5 | SH0472:12 | CONTROL,JB70;TT6 | 42.C1
XT0111:15 | SC | FU0139 | WHT | 20 | 42.C5 | SH0472:13 | CONTROL,JB70;TT6 | 42.C1
XT0111:16 | SC | KA0241A1 | WHT | 20 | 42.C5 | SH0472:14 | CONTROL,JB70;TT6 | 42.C1
XT0111:17 | SC | SH0472X2 | WHT | 20 | 42.C5 | SH0472:X2 | CONTROL,JB70;TT6 | 42.C1
XT0111:18 | SC | SH0472X1 | WHT | 20 | 42.C5 | SH0472:X1 | CONTROL,JB70;TT6 | 42.C1
XT0111:19 | SC | ESTOPB | WHT | 20 | 43.C5 | SB0472:B1-11 | CONTROL,JB70;TT6 | 43.C1
XT0111:2 | SC | SH047112 | WHT | 20 | 42.A5 | SH0471:12 | CONTROL,JB70;TT6 | 42.A1
XT0111:20 | SC | ESTOPA | WHT | 20 | 43.C5 | SB0472:B1-12 | CONTROL,JB70;TT6 | 43.C1
XT0111:22 | SC | 0V | WHT | 14 | 45.D5 | AT1100:NEG | CONTROL,JB70;TT6 | 45.D3
XT0111:3 | SC | SH047113 | WHT | 20 | 42.A5 | SH0471:13 | CONTROL,JB70;TT6 | 42.A1
XT0111:4 | SC | SH047114 | WHT | 20 | 42.A5 | SH0471:14 | CONTROL,JB70;TT6 | 42.A1
XT0111:5 | SC | SH0471X2 | WHT | 20 | 42.A5 | SH0471:X2 | CONTROL,JB70;TT6 | 42.A1
XT0111:6 | SC | SH0471X1 | WHT | 20 | 42.A5 | SH0471:X1 | CONTROL,JB70;TT6 | 42.A1
XT0111:7 | SC | SH047011 | WHT | 20 | 42.B5 | SH0470:11 | CONTROL,JB70;TT6 | 42.B1
XT0111:8 | SC | SH047012 | WHT | 20 | 42.B5 | SH0470:12 | CONTROL,JB70;TT6 | 42.B1
XT0111:9 | SC | SH047013 | WHT | 20 | 42.B5 | SH0470:13 | CONTROL,JB70;TT6 | 42.B1
XT0111:24 | WC5072 | HA047201 | 1 | 18 | 47.A5 | HA0472:BLK-1 | CONTROL,JB70;TT6 | 47.A1
XT0111:23 | WC5072 | HA047202 | 2 | 18 | 47.A5 | HA0472:BLK-2 | CONTROL,JB70;TT6 | 47.A1
XT0111:21 | SC | FU0136 | WHT | 14 | 45.D5 | FU0291:LI | HMI-S PWR | 45.C5
XT0111:21 | SC | FU0136 | WHT | 16 | 45.D5 | FU1100:LI | HMI-S PWR | 45.D3
XT0111:22 | SC | 0V | WHT | 14 | 45.D5 | UV0291:24V(-) | HMI-S PWR | 45.C5
XT0291:1 | SC | UV0291P | WHT | 14 | 45.A6 | UV0291:OUT1(+) | HMI-S PWR | 45.C5
XT0291:3 | SC | UV0291P | WHT | 14 | 45.B6 | FU1101:LI | HMI-S PWR | 45.C2
XT0291:5 | SC | UV0291N | WHT | 14 | 45.B6 | UV0291:OUT1(-) | HMI-S PWR | 45.C5
XT0291:7 | SC | UV0291N | WHT | 16 | 45.B6 | BA1100:NEG | HMI-S PWR | 45.D1
SolarTools ver. 24.0.84.24712 (Jul 31, 2025)
Report date: 3/17/2026 11:47 AM

## RAIL,RIGHT,JB73
RAIL,RIGHT,JB73
Project # | 4M582
Project Name | TRANSPORTADORA DE GAS DEL SUR SA^GPM GAS PIPELINE EXPANSION^DOBLAS
Revision | A.3
Controls DE | TRINH, J.
Phone:
Controls ME | S. LOZA
Phone:
From | [5 empty] | To
Device ID | Cable (W) Conductor (SC) Jumper Clip (JC) | Wire No. | Wire ID | Gauge/Size | Page/Zone | Device ID | Location | Page/Zone
GR1163: | SC | GR1163 | GRN/YEL | 14 | 11.A4 | FRAME | RAIL,RIGHT,JB73 | 11.A3
SolarTools ver. 24.0.84.24712 (Jul 31, 2025)
Report date: 3/17/2026 11:47 AM

## Panel Errors
Panel Errors
Project # | 4M582
Project Name | TRANSPORTADORA DE GAS DEL SUR SA^GPM GAS PIPELINE EXPANSION^DOBLAS
Revision | A.3
Controls DE | TRINH, J.
Phone:
Controls ME | S. LOZA
Phone:
From | [6 empty] | To
Device ID | Location | Cable (W) Conductor (SC) Jumper Clip (JC) | Wire ID | Wire No. | Gauge/Size | Page/Zone | Device ID | Location | Page/Zone
SolarTools ver. 24.0.84.24712 (Jul 31, 2025)
Report date: 3/17/2026 11:47 AM

## Cable Part Numbers
Cable Part Numbers |  |  | SolarTools ver. 24.0.84.24712 (Jul 31, 2025)
Project # | 4M582
Report date: 3/17/2026 11:48 AM
Project Name | TRANSPORTADORA DE GAS DEL SUR SA^GPM GAS PIPELINE EXPANSION^DOBLAS
Revision | A.3
Controls DE | TRINH, J.
Phone:
Controls ME | S. LOZA
Phone:
Device ID |  | Part Number |  | Description
WC8058 |  | 2684693-54 |  | CABLE, EXTENSION, BACKPLANE
WC5072 |  | PART OF 1103208-100 |  | CABLE, 2 CONDUCTOR UNSHIELDED PART OF HORN
WC0001 |  | 1302073-36 |  | CABLE, ETHERNET - 36 INCHES
WC0003 |  | 1302073-36 |  | CABLE, ETHERNET - 36 INCHES
WC0007 |  | 1302073-36 |  | CABLE, ETHERNET - 36 INCHES
WC0008 |  | 1302073-36 |  | CABLE, ETHERNET - 36 INCHES
WC0009 |  | 1302073-36 |  | CABLE, ETHERNET - 36 INCHES
WC0010 |  | 1302073-36 |  | CABLE, ETHERNET - 36 INCHES
WC0012 |  | 1302073-36 |  | CABLE, ETHERNET - 36 INCHES
WC0014 |  | 1302073-36 |  | CABLE, ETHERNET - 36 INCHES
WC0017 |  | 1302073-36 |  | CABLE, ETHERNET - 36 INCHES
WC0041 |  | 1302073-36 |  | CABLE, ETHERNET - 36 INCHES
WC0042 |  | 1302073-36 |  | CABLE, ETHERNET - 36 INCHES
WC0043 |  | 1302073-36 |  | CABLE, ETHERNET - 36 INCHES
WC0045 |  | 1302073-36 |  | CABLE, ETHERNET - 36 INCHES
WC0048 |  | 1302073-36 |  | CABLE, ETHERNET - 36 INCHES
WC0051 |  | 1302073-36 |  | CABLE, ETHERNET - 36 INCHES
WC0052 |  | 1302073-36 |  | CABLE, ETHERNET - 36 INCHES
WC0101 |  | 1302073-36 |  | CABLE, ETHERNET - 36 INCHES
WC0606 |  | 1302073-36 |  | CABLE, ETHERNET - 36 INCHES
WC0680 |  | 1302073-36 |  | CABLE
WC4524 |  | 1022941-12 |  | TPE, 1 PAIR TWISTED SHIELDED
WC4661 |  | 1022941-12 |  | TPE, 1 PAIR TWISTED SHIELDED
WC8040 |  | 1322418-90 |  | CABLE, SUPPLIED BY OTHERS
WC8041 |  | 1322418-90 |  | CABLE, SYTSTEM FUNCTION
WC8042 |  | 1322418-90 |  | CABLE, SYTSTEM FUNCTION
WC8043 |  | 1322418-90 |  | CABLE, SUPPLIED BY OTHERS
WC8050 |  | 1322418-90 |  | CABLE, SUPPLIED BY OTHERS
WC8051 |  | 1322418-90 |  | CABLE, SUPPLIED BY OTHERS
WC8066 |  | 1022941-22 |  | TPE, 1 PAIR TWISTED SHIELDED
WC8067 |  | 1022941-22 |  | TPE, 1 PAIR TWISTED SHIELDED
WC8069 |  | 1022941-22 |  | TPE, 1 PAIR TWISTED SHIELDED
WC9001 |  | 1302073-36 |  | CABLE, ETHERNET - 36 INCHES
WC9007 |  | 1302073-36 |  | CABLE, ETHERNET - 36 INCHES
WC9019 |  | 1302073-36 |  | CABLE, ETHERNET - 36 INCHES
WC9212 |  | 1302073-36 |  | CABLE, ETHERNET - 36 INCHES

## Part Number List
Part Number List |  | SolarTools ver. 24.0.84.24712 (Jul 31, 2025)
Project # | 4M582
Report date: 3/17/2026 11:48 AM
Project Name | TRANSPORTADORA DE GAS DEL SUR SA^GPM GAS PIPELINE EXPANSION^DOBLAS
Revision | A.3
Controls DE | TRINH, J.
Phone:
Controls ME | S. LOZA
Phone:
Device ID | Part Number | Description | Location
AF0141 | 2684693-17,2684693-25 | 5094-OB8XT, 8 DISCRETE OUTPUT | BOP CTRL
AF0142 | 2684693-17,2684693-23 | 5094-IB16XT, 16 DISCRETE INPUT | BOP CTRL
AF0143 | 2684693-18,2684693-56 | 5094-IF8IHXT, 8 ANALOG INPUT, ISOLATED | BOP CTRL
AF0144 | 2684693-18,2684693-27 | 5094-OF8IHXT, 8 ANALOG OUTPUT, ISOLATED | BOP CTRL
AF0145 | 2684693-19,2684693-33 | 5094-IY8XT, 8 ANALOG INPUT,TC/RTD/I&V | BOP CTRL
AF0146 | 2684693-17,2684693-25 | 5094-OB8XT, 8 DISCRETE OUTPUT | BOP CTRL
AF0181 | 2684693-17,2684693-25 | 5094-OB8XT, 8 DISCRETE OUTPUT | BOP CTRL
AF0182 | 2684693-17,2684693-23 | 5094-IB16XT, 16 DISCRETE INPUT | BOP CTRL
AF0183 | 2684693-18,2684693-28 | 5094-IB16SXT, 16 DISCRETE INPUT, S | BOP CTRL
AF0184 | 2684693-18,2684693-55 | 5094-OB16SXT, 16 DISCRETE OUTPUT, S | BOP CTRL
AF0185 | 2684693-18,2684693-56 | 5094-IF8IHXT, 8 ANALOG INPUT, ISOLATED | BOP CTRL
AF0186 | 2684693-17,2684693-24 | 5094-OB16XT, 16 DISCRETE OUTPUT | BOP CTRL
AU0140 | 2684693-22 | 5094-AENTRXT, FLEX 5000 I/O | BOP CTRL
AU0180 | 2684693-22 | 5094-AENTRXT, FLEX 5000 I/O | BOP CTRL
FU0027 | 1043265-1,1043265-3 | FUSE, 2A | BOP CTRL
FU0028 | 1043265-1,1043265-3 | FUSE, 2A | BOP CTRL
FU0140 | 1043265-1,1043265-5 | FUSE, 10A | BOP CTRL
FU0141 | 1043265-1,1043265-5 | FUSE, 10A | BOP CTRL
FU0142 | 1043265-1,1043265-5 | FUSE, 10A | BOP CTRL
FU0143 | 1043265-1,1043265-3 | FUSE, 2A | BOP CTRL
FU0146 | 1043265-1,1043265-6 | FUSE, 15A | BOP CTRL
FU0180 | 1043265-1,1043265-5 | FUSE, 10A | BOP CTRL
FU0181 | 1043265-1,1043265-5 | FUSE, 10A | BOP CTRL
FU0182 | 1043265-1,1043265-5 | FUSE, 10A | BOP CTRL
FU0183 | 1043265-1,1043265-4 | FUSE, 5A | BOP CTRL
FU0184 | 1043265-1,1043265-5 | FUSE, 10A | BOP CTRL
GR0181 | 903849C1 | RAIL GROUND, DIN RAIL GROUNDING | BOP CTRL
GR0182 | 903849C1 | RAIL GROUND, DIN RAIL GROUNDING | BOP CTRL
GR0183 | 903849C1 | RAIL GROUND, DIN RAIL GROUNDING | BOP CTRL
IEG0257 | 232941-200 | BUS BAR, BOP - INSTRUMENT EARTH GROUNDING | BOP CTRL
KA0531 | 1061979-1 | RELAY, NO EMERGENCY SHUTDOWN SUMMARY | BOP CTRL
KA0532 | 1061979-1 | RELAY, NO EMERGENCY SHUTDOWN SUMMARY | BOP CTRL
KA0533 | 1061979-1 | RELAY, NO EMERGENCY SHUTDOWN SUMMARY | BOP CTRL
KA0534 | 1061979-1 | RELAY, NO EMERGENCY SHUTDOWN SUMMARY | BOP CTRL
KA0535 | 1061979-1 | RELAY, CONTROLLER ACTIVE | BOP CTRL
KA0536 | 1061979-1 | RELAY, CONTROLLER ACTIVE | BOP CTRL
KA0537 | 1061979-1 | RELAY, NO EMERGENCY SHUTDOWN SUMMARY | BOP CTRL
KA0540 | 1061979-1 | RELAY, OPEN SUCTION VALVE | BOP CTRL
KA0541 | 1061979-1 | RELAY, OPEN DISCHARGE VALVE | BOP CTRL
KA0550 | 1061979-1 | RELAY, OPEN SUCTION VALVE (SAFETY) | BOP CTRL
KA0551 | 1061979-1 | RELAY, OPEN DISCHARGE VALVE (SAFETY) | BOP CTRL
KA0554 | 1061979-1 | RELAY, CLOSE VENT VALVE (SAFETY) | BOP CTRL
KA0557 | 1043265-1,1043265-3,1061979-1,2651077-1 | RELAY, CLOSE RECYCLE BLOCK VALVE SAFETY | BOP CTRL
KA0572 | 1061979-1 | RELAY, SUCTION VALVE CLOSED | BOP CTRL
KA0573 | 1061979-1 | RELAY, DISCHARGE VALVE CLOSED | BOP CTRL
KA7901 | 1061979-1 | RELAY, READY TO START | BOP CTRL
KA7902 | 1061979-1 | RELAY, STARTING | BOP CTRL
KA7903 | 1061979-1 | RELAY, READY TO LOAD | BOP CTRL
KA7904 | 1061979-1 | RELAY, STOPPING | BOP CTRL
KA7905 | 1061979-1 | RELAY, ALARM SUMMARY | BOP CTRL
KA7906 | 1061979-1 | RELAY, SHUTDOWN SUMMARY | BOP CTRL
KA7907 | 1061979-1 | RELAY, UNIT IN REMOTE/LOCAL | BOP CTRL
KA7908 | 1061979-1 | RELAY, FAST STOP DEPRESSURIZED^SHUTDOWN | BOP CTRL
KA7909 | 1061979-1 | RELAY, ON LOAD | BOP CTRL
KA7910 | 1061979-1 | RELAY, UNIT STOPPED | BOP CTRL
KA7911 | 1061979-1 | RELAY, FIRE DETECTED | BOP CTRL
KA7912 | 1061979-1 | RELAY, GAS DETECTED | BOP CTRL
KA7913 | 1061979-1 | RELAY, FIRE SYSTEM TROUBLE | BOP CTRL
AF0081 | 2684693-18,2684693-28 | 5094-IB16SXT, 16 DISCRETE INPUT, S | CONTROL A
AF0082 | 2684693-17,2684693-23 | 5094-IB16XT, 16 DISCRETE INPUT | CONTROL A
AF0083 | 2684693-19,2684693-33 | 5094-IY8XT, 8 ANALOG INPUT,TC/RTD/I&V | CONTROL A
AF0084 | 2684693-19,2684693-33 | 5094-IY8XT, 8 ANALOG INPUT,TC/RTD/I&V | CONTROL A
AF0085 | 2684693-18,2684693-56 | 5094-IF8IHXT, 8 ANALOG INPUT, ISOLATED | CONTROL A
AF0086 | 2684693-18,2684693-56 | 5094-IF8IHXT, 8 ANALOG INPUT, ISOLATED | CONTROL A
AF0087 | 2684693-17,2684693-23 | 5094-IB16XT, 16 DISCRETE INPUT | CONTROL A
AF0091 | 2684693-17,2684693-23 | 5094-IB16XT, 16 DISCRETE INPUT | CONTROL A
AF0092 | 2684693-17,2684693-24 | 5094-OB16XT, 16 DISCRETE OUTPUT | CONTROL A
AF0093 | 2684693-17,2684693-24 | 5094-OB16XT, 16 DISCRETE OUTPUT | CONTROL A
AF0094 | 2684693-19,2684693-33 | 5094-IY8XT, 8 ANALOG INPUT,TC/RTD/I&V | CONTROL A
AF0095 | 2684693-17,2684693-25 | 5094-OB8XT, 8 DISCRETE OUTPUT | CONTROL A
AF0096 | 2684693-21,2684693-36 | 5094-IRT8SXT, 8 RTD/TC ANALOG INPUT, S | CONTROL A
AF0097 | 2684693-18,2684693-53 | 5094-IJ2IXT, 2 FAST COUNTER INPUT, S | CONTROL A
AU0080 | 2684693-22 | 5094-AENTRXT, FLEX 5000 I/O | CONTROL A
AU0090 | 2684693-22 | 5094-AENTRXT, FLEX 5000 I/O | CONTROL A
FU0011 | 1043265-1,1043265-7 | FUSE, 20A | CONTROL A
FU0012 | 1043265-1,1043265-5 | FUSE, 10A | CONTROL A
FU0013 | 1043265-1,1043265-5 | FUSE, 10A | CONTROL A
FU0014 | 1043265-1,1043265-5 | FUSE, 10A | CONTROL A
FU0015 | 1043265-1,1043265-5 | FUSE, 10A | CONTROL A
FU0016 | 1043265-1,1043265-5 | FUSE, 10A | CONTROL A
FU0017 | 1043265-1,1043265-5 | FUSE, 10A | CONTROL A
FU0018 | 1043265-1,1043265-5 | FUSE, 10A | CONTROL A
FU0080 | 1043265-1,1043265-6 | FUSE, 15A | CONTROL A
FU0081 | 1043265-1,1043265-5 | FUSE, 10A | CONTROL A
FU0090 | 1043265-1,1043265-5 | FUSE, 10A | CONTROL A
FU0091 | 1043265-1,1043265-5 | FUSE, 10A | CONTROL A
FU0092 | 1043265-1,1043265-5 | FUSE, 10A | CONTROL A
FU0093 | 1043265-1,1043265-5 | FUSE, 10A | CONTROL A
FU0094 | 1043265-1,1043265-5 | FUSE, 10A | CONTROL A
FU0136 | 1043265-1,1043265-9 | FUSE, 30A | CONTROL A
FU0137 | 1043265-1,1043265-7 | FUSE, 20A | CONTROL A
FU0139 | 1043265-1,1043265-4 | FUSE, 5A | CONTROL A
FU0212 | 1043265-1,1043265-3 | FUSE, 2A | CONTROL A
FU0387 | 1043265-1,1043265-4 | FUSE, 5A | CONTROL A
FU0388 | 1043265-1,1043265-4 | FUSE, 5A | CONTROL A
FU0389 | 1043265-1,1043265-3 | FUSE, 2A | CONTROL A
FU0390 | 1043265-1,1043265-4 | FUSE, 5A | CONTROL A
GR0131 | 903849C1 | RAIL GROUND, DIN RAIL GROUNDING | CONTROL A
GR0132 | 903849C1 | RAIL GROUND, DIN RAIL GROUNDING | CONTROL A
GR0133 | 903849C1 | RAIL GROUND, DIN RAIL GROUNDING | CONTROL A
GR0135 | 903849C1 | RAIL GROUND, DIN RAIL GROUNDING | CONTROL A
IEG0010 | 232941-300 | BUS BAR, PANEL A - INSTRUMENT EARTH GROUNDING | CONTROL A
KA0130 | 1061979-1 | RELAY, LOWSPEED/OPEN PROBE SETPOINT | CONTROL A
KA0131 | 1061979-1 | RELAY, CONTROLLER ACTIVE | CONTROL A
KA0132 | 1061979-1 | RELAY, CONTROLLER ACTIVE | CONTROL A
KA0133 | 1061979-1 | RELAY, POST LUBE NOT REQUIRED | CONTROL A
KA0134 | 1061979-1 | RELAY, BACKUP COMMAND OFF | CONTROL A
KA0135 | 1061979-1 | RELAY, AC PRE/POST PUMP DRIVE | CONTROL A
KA0136 | 1061979-1 | RELAY, LUBE OIL HEADER^PRESSURE HIGH | CONTROL A
KA0137 | 1061979-1 | RELAY, LUBE PUMP INHIBIT | CONTROL A
KA0138 | 1061979-1 | RELAY, BACKUP LUBE OIL PUMP OFF | CONTROL A
KA0141 | 1061979-1 | RELAY, CONTROLLER ACTIVE | CONTROL A
KA0145 | 1061979-1 | RELAY, AC PRE/POST PUMP DRIVE | CONTROL A
KA0176 | 1061979-1 | RELAY, VENTILATION REQUIRED | CONTROL A
KA0177 | 1061979-1 | RELAY, VENTILATION REQUIRED | CONTROL A
KA0179 | 1061979-1 | RELAY, VENTILATION REQUIRED | CONTROL A
KA0230 | 1061979-1 | RELAY, CONTROLLER ACTIVE | CONTROL A
KA0231 | 1061979-1 | RELAY, CONTROLLER ACTIVE | CONTROL A
KA0232 | 1061979-1 | RELAY, CONTROLLER ACTIVE | CONTROL A
KA0235 | 1061979-1 | RELAY, NO ESD SUMMARY | CONTROL A
KA0236 | 1061979-1 | RELAY, NO EMERGENCY SHUTDOWN SUMMARY | CONTROL A
KA0237 | 1061979-1 | RELAY, NO ESD SUMMARY | CONTROL A
KA0239 | 1061979-1 | RELAY, NO EMERGENCY SHUTDOWN SUMMARY | CONTROL A
KA0240 | 1061979-1 | RELAY, NO EMERGENCY SHUTDOWN SUMMARY | CONTROL A
KA0241 | 1061979-1 | RELAY, BACKUP SYSTEM RESET | CONTROL A
KA0242 | 1061979-1 | RELAY, BACKUP SYSTEM RESET | CONTROL A
KA0243 | 1061979-1 | RELAY, NO FIRE DETECTED | CONTROL A
KA0244 | 1061979-1 | RELAY, NO FIRE DETECTED | CONTROL A
KA0245 | 1061979-1 | RELAY, NO GAS DETECTED | CONTROL A
KA0246 | 1061979-1 | RELAY, NO FIRE DETECTED | CONTROL A
KA0247 | 1061979-1 | RELAY, NO FIRE DETECTED | CONTROL A
KA0249 | 1061979-1 | RELAY, NO GAS DETECTED | CONTROL A
KA0251 | 1061979-1 | RELAY, NO EMERGENCY SHUTDOWN SUMMARY | CONTROL A
KA0254 | 1061979-1 | RELAY, NO FIRE DECTECTED | CONTROL A
KA0255 | 1061979-1 | RELAY, CONTROLLER ACTIVE | CONTROL A
KA0875 | 1061979-1 | RELAY, LOCAL HORN CONTROL (PLC) | CONTROL A
KA2160 | 1061979-1 | RELAY, CLOSE GAS BLOCK VALVE | CONTROL A
KA2161 | 1061979-1 | RELAY, OPEN GAS BLEED VALVE | CONTROL A
KA3103 | 1061979-1 | RELAY, LUBE OIL TANK HEATER | CONTROL A
KA3220 | 1061979-1 | RELAY, LUBE OIL COOLER FAN | CONTROL A
KA6211 | 1061979-1 | RELAY, DRIVER ENCLOSURE^VENT FAN #1 | CONTROL A
KA6212 | 1061979-1 | RELAY, DRIVER ENCLOSURE^VENT FAN #2 | CONTROL A
KT0140 | 2651077-1 | TIMER RELAY, BACKUP PUMP^POST LUBE OFF CYCLE | CONTROL A
KT0141 | 2651077-1 | TIMER RELAY, BACKUP POST LUBE CONTINUOUS | CONTROL A
KT0142 | 2651077-1 | TIMER RELAY, TOTAL POST LUBE | CONTROL A
KT0143 | 2651077-1 | TIMER RELAY, BACKUP PUMP POST LUBE ON CYCLE | CONTROL A
KT0144 | 2651077-1 | TIMER RELAY, HEADER PRESSURE HIGH^BACKUP PUMP OFF | CONTROL A
KT0145 | 2651077-1 | TIMER RELAY, FIRE DETECTED ROLLDOWN LUBE | CONTROL A
KT0146 | 2651077-3 | TIMER RELAY, WATCHDOG | CONTROL A
PEG0130 | 232941-300 | BUS BAR, PANEL A - POWER EARTH GROUNDING | CONTROL A
RR0941 | 981090C1 | RESISTOR, 3.01K OHM | CONTROL A
RR0942 | 981089C1 | RESISTOR, 1.0K OHM | CONTROL A
UA1200 | 1053834-10 | SIGNAL CONVERTER, BACKUP OVERSPEED | CONTROL A
UJ0131 | 1286570-1 | POWER CONVERTER, AC/DC INPUT TO 28V DC OUTPUT | CONTROL A
XT0002 | 1066730-16,1066730-17,1066730-18 | TERMINAL STRIP, 2 CONDUCTOR | CONTROL A
XT0003 | 1066730-16,1066730-17,1066730-18 | TERMINAL STRIP, 2 CONDUCTOR | CONTROL A
XT0011 | 1066730-16,1066730-17,1066730-18 | TERMINAL STRIP, 2 CONDUCTOR | CONTROL A
XT0012 | 1066730-16,1066730-17,1066730-18 | TERMINAL STRIP, 2 CONDUCTOR | CONTROL A
XT0014 | 1247052-1 | BUS BAR, SYSTEM FUNCTION (USE) | CONTROL A
XT0080 | 1066730-7,1066730-8,1067996-4 | TERMINAL BLOCK, SPRING, 4 CONDUCTOR,30-12 AWG (0.05-3.31 MM2),NON-IS | CONTROL A
XT0081 | 1066730-7,1066730-8,1067996-4 | TERMINAL BLOCK, SPRING, 4 CONDUCTOR,30-12 AWG (0.05-3.31 MM2),NON-IS | CONTROL A
XT0082 | 1066730-7,1066730-8,1067996-4 | TERMINAL BLOCK, SPRING, 4 CONDUCTOR,30-12 AWG (0.05-3.31 MM2),NON-IS | CONTROL A
XT0084 | 1066730-7,1066730-8,1067996-4 | TERMINAL BLOCK, SPRING, 4 CONDUCTOR,30-12 AWG (0.05-3.31 MM2),NON-IS | CONTROL A
XT0089 | 1066730-7,1066730-8,1067996-4 | TERMINAL BLOCK, SPRING, 4 CONDUCTOR,30-12 AWG (0.05-3.31 MM2),NON-IS | CONTROL A
XT0130 | 1066730-7,1066730-8,1067996-4 | TERMINAL BLOCK, SPRING, 4 CONDUCTOR,30-12 AWG (0.05-3.31 MM2),NON-IS | CONTROL A
XT0237 | 1066730-10,1066730-9,1067996-4 | DIODE TERMINAL STRIP, 4 CONDUCTOR | CONTROL A
AF0061 | 2684693-17,2684693-25 | 5094-OB8XT, 8 DISCRETE OUTPUT | CONTROL B
AF0062 | 2684693-17,2684693-25 | 5094-OB8XT, 8 DISCRETE OUTPUT | CONTROL B
AF0063 | 2684693-17,2684693-23 | 5094-IB16XT, 16 DISCRETE INPUT | CONTROL B
AF0064 | 2684693-18,2684693-30 | 5094-IF4IHSXT, 4 ANALOG INPUT, S | CONTROL B
AF0065 | 2684693-18,2684693-30 | 5094-IF4IHSXT, 4 ANALOG INPUT, S | CONTROL B
AF0066 | 2684693-18,2684693-27 | 5094-OF8IHXT, 8 ANALOG OUTPUT, ISOLATED | CONTROL B
AF0067 | 2684693-17,2684693-25 | 5094-OB8XT, 8 DISCRETE OUTPUT | CONTROL B
AF0068 | 2684693-21,2684693-36 | 5094-IRT8SXT, 8 RTD/TC ANALOG INPUT, S | CONTROL B
AF0071 | 2684693-18,2684693-32 | 5094-IJ2ISXT, 2 FAST COUNTER INPUT, S | CONTROL B
AF0072 | 2684693-18,2684693-30 | 5094-IF4IHSXT, 4 ANALOG INPUT, S | CONTROL B
AF0073 | 2684693-21,2684693-36 | 5094-IRT8SXT, 8 RTD/TC ANALOG INPUT, S | CONTROL B
AF0074 | 2684693-18,2684693-56 | 5094-IF8IHXT, 8 ANALOG INPUT, ISOLATED | CONTROL B
AF0075 | 2684693-18,2684693-30 | 5094-IF4IHSXT, 4 ANALOG INPUT, S | CONTROL B
AF0076 | 2684693-18,2684693-55 | 5094-OB16SXT, 16 DISCRETE OUTPUT, S | CONTROL B
AF0077 | 2684693-19,2684693-33 | 5094-IY8XT, 8 ANALOG INPUT,TC/RTD/I&V | CONTROL B
AF0271 | 2684693-17,2684693-24 | 5094-OB16XT, 16 DISCRETE OUTPUT | CONTROL B
AF0272 | 2684693-17,2684693-23 | 5094-IB16XT, 16 DISCRETE INPUT | CONTROL B
AF0273 | 2684693-18,2684693-27 | 5094-OF8IHXT, 8 ANALOG OUTPUT, ISOLATED | CONTROL B
AF0400 | 1322418-31,1322418-40,1322418-72,1322418-73 | 1444-TSCX02-02RB, 2-CH TACHOMETER INPUT^DYNAMIX 1444 VIBRATION | CONTROL B
AF0410 | 1322418-11,1322418-20,1322418-70,1322418-71 | 1444-DYN04-01RA, 4-CH VIBRATION INPUT^DYNAMIX 1444 VIBRATION | CONTROL B
AF0420 | 1322418-11,1322418-20,1322418-70,1322418-71 | 1444-DYN04-01RA, 4-CH VIBRATION INPUT^DYNAMIX 1444 VIBRATION | CONTROL B
AF0430 | 1322418-11,1322418-20,1322418-70,1322418-71 | 1444-DYN04-01RA, 4-CH VIBRATION INPUT^DYNAMIX 1444 VIBRATION | CONTROL B
AF0450 | 1322418-11,1322418-20,1322418-70,1322418-71 | 1444-DYN04-01RA, 4-CH VIBRATION INPUT^DYNAMIX 1444 VIBRATION | CONTROL B
AU0060 | 2684693-22 | 5094-AENTRXT, FLEX 5000 I/O | CONTROL B
AU0070 | 2684693-22 | 5094-AENTRXT, FLEX 5000 I/O | CONTROL B
AU0270 | 2684693-22 | 5094-AENTRXT, FLEX 5000 I/O | CONTROL B
FU0021 | 1043265-1,1043265-3 | FUSE, 2A | CONTROL B
FU0022 | 1043265-1,1043265-3 | FUSE, 2A | CONTROL B
FU0029 | 1043265-1,1043265-3 | FUSE, 2A | CONTROL B
FU0060 | 1043265-1,1043265-6 | FUSE, 15A | CONTROL B
FU0061 | 1043265-1,1043265-5 | FUSE, 10A | CONTROL B
FU0062 | 1043265-1,1043265-5 | FUSE, 10A | CONTROL B
FU0063 | 1043265-1,1043265-5 | FUSE, 10A | CONTROL B
FU0064 | 1043265-1,1043265-5 | FUSE, 10A | CONTROL B
FU0070 | 1043265-1,1043265-5 | FUSE, 10A | CONTROL B
FU0076 | 1043265-1,1043265-5 | FUSE, 10A | CONTROL B
FU0100 | 1043265-1,1043265-4 | FUSE, 5A | CONTROL B
FU0113 | 1043265-1,1043265-5 | FUSE, 10A | CONTROL B
FU0114 | 1043265-1,1043265-5 | FUSE, 10A | CONTROL B
FU0115 | 1043265-1,1043265-5 | FUSE, 10A | CONTROL B
FU0210 | 1043265-1,1043265-7 | FUSE, 20A | CONTROL B
FU0270 | 1043265-1,1043265-5 | FUSE, 10A | CONTROL B
FU0271 | 1043265-1,1043265-5 | FUSE, 10A | CONTROL B
FU0272 | 1043265-1,1043265-5 | FUSE, 10A | CONTROL B
FU0410 | 1043265-1,1043265-4 | FUSE, 5A | CONTROL B
FU0680 | 1043265-1,1043265-4 | FUSE, 5A | CONTROL B
GR0231 | 903849C1 | RAIL GROUND, DIN RAIL GROUNDING | CONTROL B
GR0233 | 903849C1 | RAIL GROUND, DIN RAIL GROUNDING | CONTROL B
IEG0230 | 232941-300 | BUS BAR, PANEL B - INSTRUMENT EARTH GROUNDING | CONTROL B
KA0221 | 1061979-1 | RELAY, PRIMARY GAS FUEL SHUTOFF VALVE | CONTROL B
KA0222 | 1061979-1 | RELAY, SECONDARY GAS FUEL SHUTOFF VALVE | CONTROL B
KA0233 | 1061979-1 | RELAY, CONTROLLER ACTIVE | CONTROL B
KA0234 | 1061979-1 | RELAY, CONTROLLER ACTIVE | CONTROL B
KA1020 | 1061979-1 | RELAY, IGNITION START | CONTROL B
PC0470 | 2271605-1 | TIMER/COUNTER, ENGINE HOUR / START COUNTER | CONTROL B
XT0051 | 1066730-7,1066730-8,1067996-4 | TERMINAL BLOCK, SPRING, 4 CONDUCTOR,30-12 AWG (0.05-3.31 MM2),NON-IS | CONTROL B
XT0060 | 1066730-7 | TERMINAL BLOCK, SPRING, 4 CONDUCTOR,30-12 AWG (0.05-3.31 MM2),NON-IS | CONTROL B
XT0062 | 1066730-7,1066730-8,1067996-4 | TERMINAL BLOCK, SPRING, 4 CONDUCTOR,30-12 AWG (0.05-3.31 MM2),NON-IS | CONTROL B
XT0270 | 1066730-7,1066730-8,1067996-4 | TERMINAL BLOCK, SPRING, 4 CONDUCTOR,30-12 AWG (0.05-3.31 MM2),NON-IS | CONTROL B
XT0400 | 1066730-1,1066730-2,1067996-4 | TERMINAL STRIP, 4 CONDUCTOR | CONTROL B
XT0401 | 1066730-7,1066730-8,1067996-4 | TERMINAL BLOCK, SPRING, 4 CONDUCTOR,30-12 AWG (0.05-3.31 MM2),NON-IS | CONTROL B
XT0680 | 1066730-32,1066730-7,1066730-8 | TERMINAL BLOCK, SPRING, 4 CONDUCTOR,30-12 AWG (0.05-3.31 MM2),NON-IS | CONTROL B
AT1100 | 1577354-4501 | WORKSTATION, VERSA VIEW 1200H | CONTROL,JB70;TT6
HA0472 | 1103208-101 | HORN, CONTROL SYSTEM ALARM | CONTROL,JB70;TT6
SA0471 | 1035040-1652,2380746-2 | SELECTOR SWITCH, SPEED/LOAD | CONTROL,JB70;TT6
SA0473 | 1035040-862,2380746-5 | SELECTOR SWITCH, OFF/LOCAL/AUXILIARY | CONTROL,JB70;TT6
SA0474 | 2380746-2 | SELECTOR SWITCH, SURGE VALVE | CONTROL,JB70;TT6
SB0471 | 1035040-119,2380746-1 | PUSHBUTTON SWITCH, HORN SILENCE | CONTROL,JB70;TT6
SB0472 | 1035040-32,2380746-4 | PUSHBUTTON SWITCH, EMERGENCY STOP | CONTROL,JB70;TT6
SB0473 | 1035040-855,2380746-1 | PUSHBUTTON SWITCH, ACKNOWLEDGE | CONTROL,JB70;TT6
SB0474 | 1035040-856,2380746-1 | PUSHBUTTON SWITCH, RESET | CONTROL,JB70;TT6
SH0470 | 1035040-108,2380746-3 | LIGHTED SWITCH, STOP/STOPPING, RED | CONTROL,JB70;TT6
SH0471 | 1035040-857,2380746-3 | LIGHTED SWITCH, START/STARTING, GREEN | CONTROL,JB70;TT6
SH0472 | 1035040-106,2380746-3 | LIGHTED SWITCH, BACKUP SYSTEM ACTIVE/RESET, AMBER | CONTROL,JB70;TT6
AT0175 | 1056244-5 | 8 CHANNEL ED I/O, EAGLE QUANTUM PREMIER | F&G EDIO ONSK
AT0176 | 1056244-5 | 8 CHANNEL ED I/O, EAGLE QUANTUM PREMIER | F&G EDIO ONSK
AT0178 | 1056244-5 | 8 CHANNEL ED I/O, EAGLE QUANTUM PREMIER | F&G EDIO ONSK
FU0170 | 1043265-1,1043265-5 | FUSE, 10A | F&G EDIO ONSK
FU0171 | 1043265-1,1043265-5 | FUSE, 10A | F&G EDIO ONSK
FU0172 | 1043265-1,1043265-3 | FUSE, 2A | F&G EDIO ONSK
FU0294 | 1043265-1,1043265-5 | FUSE, 10A | F&G EDIO ONSK
FU0295 | 1043265-1,1043265-5 | FUSE, 10A | F&G EDIO ONSK
FU0535 | 1043265-1,1043265-7 | FUSE, 20A | F&G EDIO ONSK
GR0431 | 903849C1 | RAIL GROUND, DIN RAIL GROUNDING | F&G EDIO ONSK
KA0172 | 1061979-1 | RELAY, FIRE DETECTED (CUSTOMER) | F&G EDIO ONSK
KA0174 | 1061979-1 | RELAY, GAS DETECTED (CUSTOMER) | F&G EDIO ONSK
KA0178 | 1061979-1 | RELAY, LOCAL HORN CONTROL (EQP) | F&G EDIO ONSK
KA6510 | 1061979-1 | RELAY, FIRE SYSTEM AUTO/INHIBIT | F&G EDIO ONSK
KA6511 | 1061979-1 | RELAY, FIRE SYSTEM AUTO/INHIBIT | F&G EDIO ONSK
RR1755 | 912137C1 | RESISTOR, 10K OHM | F&G EDIO ONSK
RR1765 | 912137C1 | RESISTOR, 10K OHM | F&G EDIO ONSK
RR1767 | 912137C1 | RESISTOR, 10K OHM | F&G EDIO ONSK
RR1788 | 912137C1 | RESISTOR, 10K OHM | F&G EDIO ONSK
VD1788 | 960592C1 | DIODE, 15 pF | F&G EDIO ONSK
XT0170 | 1066730-7,1066730-8,1067996-4 | TERMINAL BLOCK, SPRING, 4 CONDUCTOR,30-12 AWG (0.05-3.31 MM2),NON-IS | F&G EDIO ONSK
XT0171 | 1066730-7,1066730-8,1067996-4 | TERMINAL BLOCK, SPRING, 4 CONDUCTOR,30-12 AWG (0.05-3.31 MM2),NON-IS | F&G EDIO ONSK
XT0290 | 1066730-7,1066730-8,1067996-4 | TERMINAL BLOCK, SPRING, 4 CONDUCTOR,30-12 AWG (0.05-3.31 MM2),NON-IS | F&G EDIO ONSK
XT0535 | 1066730-7,1066730-8,1067996-4 | TERMINAL BLOCK, SPRING, 4 CONDUCTOR,30-12 AWG (0.05-3.31 MM2),NON-IS | F&G EDIO ONSK
XT0536 | 1066730-7,1066730-8,1067996-4 | TERMINAL BLOCK, SPRING, 4 CONDUCTOR,30-12 AWG (0.05-3.31 MM2),NON-IS | F&G EDIO ONSK
AT0170 | 1056244-28,1056244-29 | CONTROLLER, EAGLE QUANTUM PREMIER | F&G PWR,ONSK
GR0171 | 903849C1 | RAIL GROUND, DIN RAIL GROUNDING | F&G PWR,ONSK
RR1751 | 912137C1 | RESISTOR, 10K OHM | F&G PWR,ONSK
RR1756 | 912137C1 | RESISTOR, 10K OHM | F&G PWR,ONSK
RR1757 | 912137C1 | RESISTOR, 10K OHM | F&G PWR,ONSK
RR1758 | 912137C1 | RESISTOR, 10K OHM | F&G PWR,ONSK
UV0170 | 1056244-2 | POWER SUPPLY, EAGLE QUANTUM PREMIER | F&G PWR,ONSK
VD1756 | 960592C1 | DIODE, 15 pF | F&G PWR,ONSK
VD1757 | 960592C1 | DIODE, 15 pF | F&G PWR,ONSK
VD1758 | 960592C1 | DIODE, 15 pF | F&G PWR,ONSK
XT0173 | 1066730-7,1066730-8,1067996-4 | TERMINAL BLOCK, SPRING, 4 CONDUCTOR,30-12 AWG (0.05-3.31 MM2),NON-IS | F&G PWR,ONSK
BA0005 | 1271449-1 | MEDIA CONVERTER, ETHERNET-FIBER OPTIC | FO CONV,VFD
BA0006 | 1271449-1 | MEDIA CONVERTER, ETHERNET-FIBER OPTIC | FO CONV,VFD
FU1123 | 1043265-1,1043265-3 | FUSE, 2A | FO CONV,VFD
FU1124 | 1043265-1,1043265-3 | FUSE, 2A | FO CONV,VFD
GR1123 | 903849C1 | RAIL GROUND, DIN RAIL GROUNDING | FO CONV,VFD
GR1125 | 903849C1 | RAIL GROUND, DIN RAIL GROUNDING | FO CONV,VFD
IEG1123 | 232941-200 | BUS BAR, JB1123 - INSTRUMENT EARTH GROUNDING | FO CONV,VFD
XT1123 | 1066730-7,1066730-8,1067996-4 | TERMINAL BLOCK, SPRING, 4 CONDUCTOR,30-12 AWG (0.05-3.31 MM2),NON-IS | FO CONV,VFD
BA1100 | 1337728-10 | SWITCH, ETAP, DLR INTERFACE | HMI-S PWR
FU0291 | 1043265-1,1043265-4 | FUSE, 5A | HMI-S PWR
FU1100 | 1043265-1,1043265-5 | FUSE, 10A | HMI-S PWR
FU1101 | 1043265-1,1043265-3 | FUSE, 2A | HMI-S PWR
GR0341 | 903849C1 | RAIL GROUND, DIN RAIL GROUNDING | HMI-S PWR
UV0291 | 1088442-4 | POWER CONVERTER, DC/DC INPUT TO 24V DC OUTPUT | HMI-S PWR
AF0500 | 1322418-31,1322418-40,1322418-72,1322418-73 | 1444-TSCX02-02RB, 2-CH TACHOMETER INPUT^DYNAMIX 1444 VIBRATION | HPC CTRL
AF0510 | 1322418-11,1322418-20,1322418-70,1322418-71 | 1444-DYN04-01RA, 4-CH VIBRATION INPUT^DYNAMIX 1444 VIBRATION | HPC CTRL
AF0520 | 1322418-11,1322418-20,1322418-70,1322418-71 | 1444-DYN04-01RA, 4-CH VIBRATION INPUT^DYNAMIX 1444 VIBRATION | HPC CTRL
AF1201 | 2684693-17,2684693-25 | 5094-OB8XT, 8 DISCRETE OUTPUT | HPC CTRL
AF1202 | 2684693-17,2684693-23 | 5094-IB16XT, 16 DISCRETE INPUT | HPC CTRL
AF1203 | 2684693-18,2684693-56 | 5094-IF8IHXT, 8 ANALOG INPUT, ISOLATED | HPC CTRL
AF1204 | 2684693-18,2684693-30 | 5094-IF4IHSXT, 4 ANALOG INPUT, S | HPC CTRL
AF1205 | 2684693-18,2684693-30 | 5094-IF4IHSXT, 4 ANALOG INPUT, S | HPC CTRL
AF1206 | 2684693-21,2684693-36 | 5094-IRT8SXT, 8 RTD/TC ANALOG INPUT, S | HPC CTRL
AF1207 | 2684693-18,2684693-28 | 5094-IB16SXT, 16 DISCRETE INPUT, S | HPC CTRL
AF1208 | 2684693-19,2684693-33 | 5094-IY8XT, 8 ANALOG INPUT,TC/RTD/I&V | HPC CTRL
AF1209 | 2684693-19,2684693-33 | 5094-IY8XT, 8 ANALOG INPUT,TC/RTD/I&V | HPC CTRL
AF1210 | 2684693-18,2684693-56 | 5094-IF8IHXT, 8 ANALOG INPUT, ISOLATED | HPC CTRL
AF1211 | 2684693-18,2684693-56 | 5094-IF8IHXT, 8 ANALOG INPUT, ISOLATED | HPC CTRL
AU1200 | 2684693-50 | 5094-AEN2TRXT, FLEX 5000 I/O | HPC CTRL
FU0120 | 1043265-1,1043265-5 | FUSE, 10A | HPC CTRL
FU0121 | 1043265-1,1043265-5 | FUSE, 10A | HPC CTRL
FU0122 | 1043265-1,1043265-6 | FUSE, 15A | HPC CTRL
FU0332 | 1043265-1,1043265-7 | FUSE, 20A | HPC CTRL
FU0510 | 1043265-1,1043265-4 | FUSE, 5A | HPC CTRL
GR0161 | 903849C1 | RAIL GROUND, DIN RAIL GROUNDING | HPC CTRL
GR0162 | 903849C1 | RAIL GROUND, DIN RAIL GROUNDING | HPC CTRL
GR0163 | 903849C1 | RAIL GROUND, DIN RAIL GROUNDING | HPC CTRL
IEG0160 | 232941-200 | BUS BAR, HP CPSR - INSTRUMENT EARTH GROUNDING | HPC CTRL
KA0120 | 1061979-1 | RELAY, CONTROLLER ACTIVE | HPC CTRL
KA4401 | 1061979-1 | RELAY, CASE DEPRESSURIZED | HPC CTRL
XT0120 | 1066730-7,1066730-8,1067996-4 | TERMINAL BLOCK, SPRING, 4 CONDUCTOR,30-12 AWG (0.05-3.31 MM2),NON-IS | HPC CTRL
XT0121 | 1066730-7,1066730-8,1067996-4 | TERMINAL BLOCK, SPRING, 4 CONDUCTOR,30-12 AWG (0.05-3.31 MM2),NON-IS | HPC CTRL
XT0335 | 1066730-7,1066730-8,1067996-4 | TERMINAL BLOCK, SPRING, 4 CONDUCTOR,30-12 AWG (0.05-3.31 MM2),NON-IS | HPC CTRL
XT0336 | 1066730-7,1066730-8,1067996-4 | TERMINAL BLOCK, SPRING, 4 CONDUCTOR,30-12 AWG (0.05-3.31 MM2),NON-IS | HPC CTRL
XT0500 | 1066730-1,1066730-2,1067996-4 | TERMINAL STRIP, 4 CONDUCTOR | HPC CTRL
XT0510 | 1066730-7,1066730-8,1067996-4 | TERMINAL BLOCK, SPRING, 4 CONDUCTOR,30-12 AWG (0.05-3.31 MM2),NON-IS | HPC CTRL
HL0171 | 2380746-7 | LIGHT, FIRE SYSTEM AUTO, GREEN | JB70
HL0172 | 2380746-7 | LIGHT, FIRE SYSTEM INHIBIT, AMBER | JB70
HL0173 | 2380746-7 | LIGHT, FIRE SYSTEM DISCHARGED, RED | JB70
SA0170 | 2380746-9 | SELECTOR SWITCH, FIRE SYSTEM AUTO/INHIBIT | JB70
SB0170 | 2380746-10 | PUSHBUTTON SWITCH, MANUAL RELEASE | JB70
BA0007 | 1271449-1 | MEDIA CONVERTER, ETHERNET-FIBER OPTIC | JB74, LEFT SIDE RAIL
BA0008 | 1271449-1 | MEDIA CONVERTER, ETHERNET-FIBER OPTIC | JB74, LEFT SIDE RAIL
BA1212 | 1337728-12 | SWITCH, ETAP, DLR INTERFACE | JB74, LEFT SIDE RAIL
FU1212 | 1043265-1,1043265-3 | FUSE, 2A | JB74, LEFT SIDE RAIL
GR0180 | 903849C1 | RAIL GROUND, DIN RAIL GROUNDING | JB74, LEFT SIDE RAIL
KA0542 | 1061979-1 | RELAY, CLOSE RECYCLE BLOCK VALVE | JB74, LEFT SIDE RAIL
KA0574 | 1061979-1 | RELAY, RECYCLE BLOCK VALVE CLOSED | JB74, LEFT SIDE RAIL
KT0580 | 2651077-1 | TIMER RELAY, YARD VALVE RELAY | JB74, LEFT SIDE RAIL
XT0007 | 1066730-7,1066730-8,1067996-4 | TERMINAL BLOCK, SPRING, 4 CONDUCTOR,30-12 AWG (0.05-3.31 MM2),NON-IS | JB74, LEFT SIDE RAIL
XT0140 | 1066730-7,1066730-8,1067996-4 | TERMINAL BLOCK, SPRING, 4 CONDUCTOR,30-12 AWG (0.05-3.31 MM2),NON-IS | JB74, LEFT SIDE RAIL
XT0392 | 1066730-7,1066730-8,1067996-4 | TERMINAL BLOCK, SPRING, 4 CONDUCTOR,30-12 AWG (0.05-3.31 MM2),NON-IS | JB74, LEFT SIDE RAIL
XT0572 | 1066730-7,1066730-8,1067996-4 | TERMINAL BLOCK, SPRING, 4 CONDUCTOR,30-12 AWG (0.05-3.31 MM2),NON-IS | JB74, LEFT SIDE RAIL
XT0573 | 1066730-10,1066730-68,1066730-9 | DIODE TERMINAL STRIP, 4 CONDUCTOR | JB74, LEFT SIDE RAIL
XT0580 | 1066730-7,1066730-8,1067996-4 | TERMINAL BLOCK, SPRING, 4 CONDUCTOR,30-12 AWG (0.05-3.31 MM2),NON-IS | JB74, LEFT SIDE RAIL
XT4875 | DRIVEN COMMON | TERMINAL STRIP, HP COMPRESSOR CASE PRESSURE | JB75
BA0010-2 | CUSTOMER SUPPLIED | CUSTOMER CONNECTION, ETHERNET COMNECTION^4M582 SITE UNIT 2 | PANEL
CC7173 | CUSTOMER DEFINED | CUSTOMER CONNECTION, UNUSED | PANEL
SB7510 | CUSTOMER DEFINED | PUSHBUTTON SWITCH, START (CUSTOMER) | PANEL
SB7511 | CUSTOMER DEFINED | PUSHBUTTON SWITCH, NORMAL STOP (CUSTOMER) | PANEL
SB7513 | CUSTOMER DEFINED | PUSHBUTTON SWITCH, FAST STOP (CUSTOMER) | PANEL
XICC02 | CUSTOMER DEFINED | COMPONENT DESCRIPTION, FACILITY AC POWER LOSS | PANEL
AP0601 | 1089241-7 | 1756-DHRIOXT, DATA HIGHWAY (+) | PLC
AP0602 | 1089241-40 | 1756-EN2TRXT, ETHERNET | PLC
AP0603 | 1089241-40 | 1756-EN2TRXT, ETHERNET | PLC
AP0604 | 1089241-14 | MVI 56E-MCMXT, MODBUS | PLC
AP0605 | 1089241-20 | MODULE, BLANK FILLER | PLC
AP0606 | 1089241-20,1089241-40 | 1756-EN2TRXT, ETHERNET | PLC
AP0607 | 1089241-36 | 1756-EN2TXT, ETHERNET | PLC
AP0608 | 1089241-36 | 1756-EN2TXT, ETHERNET | PLC
AP0609 | 1089241-40 | 1756-EN2TRXT, ETHERNET | PLC
AR0600 | 1089241-42 | RACK CHASSIS, 1756-A10XT (10 SLOT) | PLC
AT0600 | 1089241-43 | 1756-L83EXTS, CONTROLLER^GUARDLOGIX | PLC
AT0680 | 1634974-100 | GATEWAY MODULE, TURBOTRONIC GATEWAY | PLC
BA0001 | 1271449-1 | MEDIA CONVERTER, ETHERNET-FIBER OPTIC | PLC
BA0002 | 1271449-1 | MEDIA CONVERTER, ETHERNET-FIBER OPTIC | PLC
BA0009 | 1271449-1 | MEDIA CONVERTER, ETHERNET-FIBER OPTIC | PLC
BA0606 | 1271449-1 | MEDIA CONVERTER, ETHERNET-FIBER OPTIC | PLC
FU0010 | 1043265-1,1043265-5 | FUSE, 10A | PLC
FU0606 | 1043265-3 | FUSE, 2A | PLC
GR0234 | 903849C1 | RAIL GROUND, DIN RAIL GROUNDING | PLC
UV0600 | 1089241-28 | POWER SUPPLY, RSLOGIX CHASSIS | PLC
GR0532 | 903849C1 | RAIL GROUND, DIN RAIL GROUNDING | RAIL,RIGHT,JB70
XT0111 | 1066730-7,1066730-8,1067996-4 | TERMINAL BLOCK, SPRING, 4 CONDUCTOR,30-12 AWG (0.05-3.31 MM2),NON-IS | RAIL,RIGHT,JB70
XT0291 | 1066730-7,1066730-8,1067996-4 | TERMINAL BLOCK, SPRING, 4 CONDUCTOR,30-12 AWG (0.05-3.31 MM2),NON-IS | RAIL,RIGHT,JB70
GR1163 | 903849C1 | RAIL GROUND, DIN RAIL GROUNDING | RAIL,RIGHT,JB73
XT0845 | 1066730-7,1066730-8,1067996-4 | TERMINAL BLOCK, SPRING, 4 CONDUCTOR,30-12 AWG (0.05-3.31 MM2),NON-IS | RAIL,RIGHT,JB73