## Blue Labels
(SHT 1) JB1123 MEDIA CONVERTER | (SHT 10) JB72 LEFT RAIL | (SHT 11) JB72 RIGHT RAIL | (SHT 12) JB72 GEN PANEL | (SHT 13) JB4 PANEL | (SHT 2) JB70 | (SHT 3) JB70 LEFT RAIL | (SHT 4) JB70 RIGHT RAIL | (SHT 5) JB70 PLC PANEL | (SHT 6) JB70 PANEL A | (SHT 7) JB70 PANEL B | (SHT 8) JB70 PANEL C
GR1123 | FU0332 | AF0186 | KA0313 | UA1240 | UV0170 | AT0175 | FU1100 | UV0600 | FU0080 | XT0240 | GR0680
BA0005 | FU0333 | AF0185 | KA0314 | UA1241 | AT0170 | AT0176 | XTFGB | AT0600 | XT0080 | FU0070 | XT0680
BA0006 | FU0334 | AF0184 | KA0121 | UA1250 | HA0472 | AT0178 | GR1100 | AP0601 | XT0081 | FU0071 | FU0680
IEG1123 | FU0335 | AF0183 | KA0123 | UA1251 | HL0171 | KA0172 |  | AP0602 | XT0085 | AU0070 | AT0680
FU0005 | FU0120 | AF0182 | KA0128 | UA1272 | HL0172 | KA0174 |  | AP0603 | AU0080 | AF0071 | UA1210
FU0006 | FU0121 | AF0181 | KA0310 | UA1273 | HL0173 | KA0176 |  | AP0604 | AF0081 | AF0072 | UA1211
XT0003 | FU0122 | AU0180 | KA0330 | GR1250 | SA0170 | KA0177 |  | AP0605 | AF0082 | AF0073 | UA1220
GR1125 | XT0120 | FU0180 | KA0331 |  | SB0170 | KA0178 |  | AP0607 | AF0083 | AF0074 | UA1221
UJ0011 | AU0120 | FU0181 | KA0332 |  | AT1100 | KA0875 |  | AP0608 | AF0084 | AF0075 | UA1230
GR1128 | AF0121 | FU0182 | KA0333 |  | SB0471 | KA6510 |  | AP0609 | AF0085 | AF0076 | UA1231
| AF0122 | FU0183 | KA0335 |  | SB0473 | KA6511 |  | AR0600 | AF0086 | AF0077 | UA1262
| AF0123 | KA0180 | KA0336 |  | SB0474 | FU0170 |  | AP0606 | AF0087 | KA0182 | UA1263
| AF0124 | KA0185 | XT0313 |  | SA0471 | XT0170 |  | BA0001 | AF0088 | KA0183 | UA1520
| AF0125 | KA9700 | XT0360 |  | SH0470 | XT0171 |  | BA0002 | XT0137 | GR0233 | XT1521
| XT0337 | KA9701 | FU0315 |  | SA0473 | XT0172 |  | XT0001 | XT0083 | XT0237 | XTFGH
| KA4100 | KA9702 | FU0314 |  | SB0472 | XTFGA |  | FU0001 | KA4362 | XT0236 | GR0113
| XT4100AC | KA9703 | FU0313 |  | SH0471 | GR0170 |  | FU0002 | KA4361 | XT0235 | FU0110
| GR0120 | XT0180 | GR0141 |  | SH0472 |  |  | GR0234 | KA4360 | XT0233 | FU0113
|  | XT0338 | AU0200 |  | SA0472 |  |  |  | KA0135 | FU2100 | XT0110
|  | GR0110 | AF0201 | [5 empty] | KA3103 | FU0210 | XT0400
|  |  | AF0202 | [5 empty] | KA3220 | FU2110 | AF0460
|  |  | AF0203 | [5 empty] | KA3420 | FU0211 | AF0450
|  |  | AF0204 | [5 empty] | KA6211 | FU0212 | AF0430
|  |  | GR0140 | [5 empty] | KA6241 | FU0060 | AF0420
|  |  | IEG0130 | [5 empty] | KA6242 | FU0061 | AF0410
|  |  | AF0500 | [5 empty] | XT0140AC | FU0062 | AF0400
|  |  | AF0510 | [5 empty] | GR0134 | FU0063
|  |  | FU0130 | [5 empty] | AU0090 | FU0064
|  |  | XT0130 | [5 empty] | AF0091 | XT0060
|  |  | XT0500 | [5 empty] | AF0092 | KA1020
|  |  | PEG0140 | [5 empty] | AF0093 | AF0068
|  |  | XT0351 | [5 empty] | AF0094 | AF0067
|  |  | XT0352 | [5 empty] | AF0095 | AF0066
|  |  | XT0350 | [5 empty] | AF0096 | AF0065
|  |  | XT0370 | [5 empty] | XT0136 | AF0064
|  |  | XT0332 | [5 empty] | KA0130 | AF0063
|  |  | XT0334 | [5 empty] | KA0131 | AF0062
|  |  | XT0335 | [5 empty] | KA0132 | AF0061
|  |  | XT0336 | [5 empty] | KA0141 | AU0060
|  |  | XT0834 | [5 empty] | KA0133 | BA1100
|  |  | XTFGC | [5 empty] | KA0134 | FU1101
|  |  | GR0142 | [5 empty] | KA0136 | GR0231
|  |  | AT0140 | [5 empty] | KA0137 | KA0235
[9 empty] | KA0138 | KA0236
[9 empty] | KA0144 | KA0237
[9 empty] | KT0140 | KA0238
[9 empty] | KT0141 | KA0239
[9 empty] | KT0142 | KA0240
[9 empty] | KT0143 | KA0248
[9 empty] | KT0144 | KA0250
[9 empty] | KT0145 | KA0241
[9 empty] | KT0146 | KA0242
[9 empty] | FU0291 | KA0243
[9 empty] | UV0291 | KA0244
[9 empty] | XT0291 | KA0246
[9 empty] | XT1100 | KA0247
[9 empty] | XT4101 | KA0245
[9 empty] | GR0133 | KA0249
[9 empty] | PC0470 | KA0231
[9 empty] | FU0090 | KA0232
[9 empty] | FU0091 | KA0233
[9 empty] | FU0092 | KA0234
[9 empty] | FU0093 | KA0222
[9 empty] | FU0010 | XT0070
[9 empty] | FU0139 | KA9001
[9 empty] | XT0138 | KA9002
[9 empty] | XT0139 | KA9003
[9 empty] | XT0134 | KA9004
[9 empty] | XT0135 | KA9005
[9 empty] | FU0137 | KA9006
[9 empty] | FU0136 | KA9007
[9 empty] | FU0116 | KA9008
[9 empty] | KA0221 | FU0200
[9 empty] | KA2160 | FU0201
[9 empty] | KA2161 | FU0202
[9 empty] | KA7162 | FU0203
[9 empty] | KA7163 | GR0232
[9 empty] | KA7164 | UA1200
[9 empty] | GR0131 | IEG0230
FU0011
FU0012
FU0013
FU0014
FU0015
FU0016
FU0017
XT0011
GR0132
UJ0131
XT0014
PEG0130

## White Labels
(SHT 1) JB1123 MEDIA CONVERTER | (SHT 2) JB70 - (SHT 6) JB70 PANEL A | (SHT 6) JB70 PANEL A | (SHT 6) JB70 PANEL A - (SHT 7) JB70 PANEL B | (SHT 7) JB70 PANEL B | (SHT 7) JB70 PANEL B - (SHT 8) JB70 PANEL C | (SHT 7) JB70 PANEL B - (SHT 5) JB70 PLC PANEL | (SHT 7) JB70 PANEL B - (SHT 10) JB72 LEFT RAIL | (SHT 8) JB70 PANEL C | (SHT 5) JB70 PLC PANEL | (SHT 12) JB72 GEN PANEL | (SHT 12) JB72 GEN PANEL - (SHT 10) JB72 LEFT RAIL | (SHT 12) JB72 GEN PANEL - (SHT 11) JB72 RIGHT RAIL | (SHT 10) JB72 LEFT RAIL | (SHT 11) JB72 RIGHT RAIL
GR1125 | PEG01304 | 0V | IEG023010 | AF0064G | IEG02306 | IEG02301 | IEG02309 | GR0680 | UV0600G | AF0202G | AT0140LS(S) | IEG01305 | AF0123G | AF0184G
GR1128 |  | AF0083G | IEG023011 | AF0065G |  | IEG023014 |  | XT04001 |  | AU0200 | IEG01301 |  | AU0120G | AU0180
IEG11231 |  | AF0084G | IEG023012 | AF0066G |  |  |  | XT04002 |  | EXCS |  |  |  | GR0110
|  | AF0085G | IEG02302 | AF0071G | [5 empty] | IEG01302
|  | AF0086G |  | AF0072G | [5 empty] | IEG01308
|  | AF0094G |  | AF0073G | [5 empty] | PEG01405
|  | AU0080 |  | AF0074G | [5 empty] | PMGS
|  | AU0090 |  | AF0075G | [5 empty] | WC8101
|  |  |  | AU0060 | [5 empty] | WC8102
|  |  |  | AU0070 | [5 empty] | WC8201
|  |  |  | IEG02303 | [5 empty] | WC8301
|  |  |  | IEG02304 | [5 empty] | XT05001
IEG02305
IEG02307
IEG02308

## Heat Shrink Labels
(SHT 2) JB70 - (SHT 3) JB70 LEFT RAIL | (SHT 3) JB70 LEFT RAIL | (SHT 7) JB70 PANEL B | (SHT 8) JB70 PANEL C | (SHT 12) JB72 GEN PANEL - (SHT 10) JB72 LEFT RAIL
WC5018 | WC5500 | WC4524 | WC1228 | WC8009
WC8069 | WC8066 |  | WC1229
| WC8067 |  | WC1230
WC1231
WC1232
WC1233
WC1234
WC1235
WC4749

## JB1123 MEDIA CONVERTER
JB1123 MEDIA CONVERTER
Project # | 4M891
Project Name | VOLTAGRID DATA CENTER^PROJECT
Revision | B
Controls DE | J. SHORTER
Phone: | 0
Controls ME | N. LOPEZ
Phone:
From | [5 empty] | To
Device ID | Cable (W) Conductor (SC) Jumper Clip (JC) | Wire No. | Wire ID | Gauge/Size | Page/Zone | Device ID | Location | Page/Zone
BA0005:V1(-) | SC | UJ0011V1N | WHT | 16 | 3.A6 | XT0003:2 | JB1123 MEDIA CONVERTER | 3.A5
BA0005:V1(+) | SC | FU0005 | WHT | 16 | 3.A6 | FU0005:LD | JB1123 MEDIA CONVERTER | 3.A5
BA0006:V1(-) | SC | UJ0011V1N | WHT | 16 | 3.B6 | XT0003:4 | JB1123 MEDIA CONVERTER | 3.B5
BA0006:V1(+) | SC | FU0006 | WHT | 16 | 3.B6 | FU0006:LD | JB1123 MEDIA CONVERTER | 3.B5
FU0005:LI | SC | UJ0011V1P | WHT | 16 | 3.A5 | XT0003:1 | JB1123 MEDIA CONVERTER | 3.A5
FU0006:LI | SC | UJ0011V1P | WHT | 16 | 3.B5 | XT0003:3 | JB1123 MEDIA CONVERTER | 3.B5
GR1123: | SC | IEG11231 | GRN | 14 | 5.D3 | IEG1123:1 | JB1123 MEDIA CONVERTER | 5.D3
GR1125: | SC | GR1125 | GRN/YEL | 14 | 5.D4 | FG1125:1 | JB1123 MEDIA CONVERTER | 5.D4
GR1128: | SC | GR1128 | GRN/YEL | 14 | 5.D5 | FG1125:2 | JB1123 MEDIA CONVERTER | 5.D4
UJ0011:V1(-) | SC | UJ0011V1N | WHT | 16 | 3.C5 | XT0003:2 | JB1123 MEDIA CONVERTER | 3.A5
UJ0011:V1(+) | SC | UJ0011V1P | WHT | 16 | 3.C5 | XT0003:1 | JB1123 MEDIA CONVERTER | 3.A5
XT0003:3 | SC | UJ0011V1P | WHT | 16 | 3.B5 | XT0003:1 | JB1123 MEDIA CONVERTER | 3.A5
XT0003:4 | SC | UJ0011V1N | WHT | 16 | 3.B5 | XT0003:2 | JB1123 MEDIA CONVERTER | 3.A5
SolarTools ver. 24.0.84.24712 (Jul 31, 2025)
Report date: 4/14/2026 3:24 PM

## JB4 PANEL
JB4 PANEL
Project # | 4M891
Project Name | VOLTAGRID DATA CENTER^PROJECT
Revision | B
Controls DE | J. SHORTER
Phone: | 0
Controls ME | N. LOPEZ
Phone:
From | [5 empty] | To
Device ID | Cable (W) Conductor (SC) Jumper Clip (JC) | Wire No. | Wire ID | Gauge/Size | Page/Zone | Device ID | Location | Page/Zone
GR1250: | SC | GR1250 | GRN/YEL | 14 | 76.D3 | FRAME | JB4 PANEL | 76.D3
Report date: 4/14/2026 3:24 PM |  |  |  |  | SolarTools ver. 24.0.84.24712 (Jul 31, 2025)

## JB70
JB70
Project # | 4M891
Project Name | VOLTAGRID DATA CENTER^PROJECT
Revision | B
Controls DE | J. SHORTER
Phone: | 0
Controls ME | N. LOPEZ
Phone:
From | [5 empty] | To
Device ID | Cable (W) Conductor (SC) Jumper Clip (JC) | Wire No. | Wire ID | Gauge/Size | Page/Zone | Device ID | Location | Page/Zone
AT0170:1 | SC | UV01705 | WHT | 14 | 11.A5 | UV0170:5(+) | JB70 | 11.A3
AT0170:2 | SC | UV01706 | WHT | 14 | 11.A5 | UV0170:6(-) | JB70 | 11.A3
AT0170:3 | SC | UV01707 | WHT | 14 | 11.A5 | UV0170:7(+) | JB70 | 11.A3
AT0170:4 | SC | UV01708 | WHT | 14 | 11.A5 | UV0170:8(-) | JB70 | 11.A3
AT0170:GND | SC | AT0170G | GRN/YEL | 14 | 11.A5 | FRAME | JB70 | 11.B6
UV0170:GND | SC | UV0170G | GRN/YEL | 14 | 11.A3 | FRAME | JB70 | 11.B4
AT0170:11 | SC | SA0170B113 | WHT | 20 | 33.A6 | XT0170:11 | JB70 LEFT RAIL | 33.A6
AT0170:12 | SC | SA0170B114 | WHT | 20 | 33.A6 | XT0170:12 | JB70 LEFT RAIL | 33.A6
AT0170:25 | SC | AT017025 | WHT | 20 | 11.B3 | KA0172:A1 | JB70 LEFT RAIL | 11.B2
AT0170:31 | SC | AT017031 | WHT | 20 | 11.C3 | KA0174:A1 | JB70 LEFT RAIL | 11.C2
AT0170:45 | SC | AT017045 | WHT | 20 | 102.D6 | XT0170:5 | JB70 LEFT RAIL | 102.D5
AT0170:46 | SC | AT017046 | WHT | 20 | 102.D6 | XT0170:6 | JB70 LEFT RAIL | 102.D5
HL0171:X1 | SC | HL0171X1 | WHT | 20 | 33.B1 | XT0171:9 | JB70 LEFT RAIL | 33.B6
HL0171:X2 | SC | HL0171X2 | WHT | 20 | 33.B1 | XT0171:7 | JB70 LEFT RAIL | 33.B5
HL0172:X1 | SC | HL0172X1 | WHT | 20 | 33.C1 | XT0171:12 | JB70 LEFT RAIL | 33.C6
HL0172:X2 | SC | HL0172X2 | WHT | 20 | 33.C1 | XT0171:10 | JB70 LEFT RAIL | 33.C5
HL0173:X1 | SC | HL0173X1 | WHT | 20 | 33.C1 | XT0171:15 | JB70 LEFT RAIL | 33.C6
HL0173:X2 | SC | HL0173X2 | WHT | 20 | 33.C1 | XT0171:13 | JB70 LEFT RAIL | 33.C5
SA0170:B1-13 | SC | SA0170B113 | WHT | 20 | 33.A1 | XT0170:11 | JB70 LEFT RAIL | 33.A6
SA0170:B1-14 | SC | SA0170B114 | WHT | 20 | 33.A1 | XT0170:12 | JB70 LEFT RAIL | 33.A6
SA0170:B2-13 | SC | AT01754P1 | WHT | 20 | 33.A1 | AT0175:4P1 | JB70 LEFT RAIL | 11.B5
SA0170:B2-14 | SC | SA0170B214 | WHT | 20 | 33.A1 | KA6510:A1 | JB70 LEFT RAIL | 33.A5
SB0170:13 | SC | SB017013 | WHT | 20 | 33.B1 | XT0171:5 | JB70 LEFT RAIL | 33.B6
SB0170:14 | SC | SB017014 | WHT | 20 | 33.B1 | XT0171:6 | JB70 LEFT RAIL | 33.B6
UV0170:1(+) | SC | FU0170 | WHT | 14 | 11.A3 | XT0170:2 | JB70 LEFT RAIL | 11.A2
UV0170:10(-) | SC | UV017010 | WHT | 14 | 11.A3 | AT0175:2P1 | JB70 LEFT RAIL | 11.B5
UV0170:11(+) | SC | UV017011 | WHT | 14 | 11.A3 | AT0176:1P1 | JB70 LEFT RAIL | 11.C5
UV0170:12(-) | SC | UV017012 | WHT | 14 | 11.A3 | AT0176:2P1 | JB70 LEFT RAIL | 11.C5
UV0170:13(+) | SC | LON0P | WHT | 14 | 104.B7 | XT0170:18 | JB70 LEFT RAIL | 104.A6
UV0170:14(-) | SC | LON0N | WHT | 14 | 104.B7 | XT0170:19 | JB70 LEFT RAIL | 104.A6
UV0170:15(+) | SC | LON2P | WHT | 14 | 104.B7 | XT0170:21 | JB70 LEFT RAIL | 104.D6
UV0170:16(-) | SC | LON2N | WHT | 14 | 104.B7 | XT0170:22 | JB70 LEFT RAIL | 104.D6
UV0170:2(-) | SC | 0V | WHT | 14 | 11.A3 | XT0170:3 | JB70 LEFT RAIL | 11.A2
UV0170:3(+) | SC | FU0170 | WHT | 14 | 11.A3 | XT0170:2 | JB70 LEFT RAIL | 11.A2
UV0170:4(-) | SC | 0V | WHT | 14 | 11.A3 | XT0170:3 | JB70 LEFT RAIL | 11.A2
UV0170:9(+) | SC | UV01709 | WHT | 14 | 11.A3 | AT0175:1P1 | JB70 LEFT RAIL | 11.B5
AT0170:53 | WC5018 | LON2A | WHT | 16 | 104.D6 | XT0172:16 | JB70 LEFT RAIL | 104.D6
AT0170:52 | WC5018 | LON2B | BLK | 16 | 104.D6 | XT0172:17 | JB70 LEFT RAIL | 104.D6
AT0170:51 | WC5018 | LON2S1 | SH | 16 | 104.D6 | XT0172:18 | JB70 LEFT RAIL | 104.D6
HA0472:BLK-1 | WC5072 | 0V | 1 | 18 | 33.D1 | XT0170:14 | JB70 LEFT RAIL | 33.D5
HA0472:BLK-2 | WC5072 | HA04722 | 2 | 18 | 33.D1 | XT0170:13 | JB70 LEFT RAIL | 33.D5
AT0170:50 | WC8069 | AT017050 | WHT | 16 | 11.A7 | AT0175:4P2 | JB70 LEFT RAIL | 11.A7
AT0170:49 | WC8069 | AT017049 | BLK | 16 | 11.A7 | AT0175:5P2 | JB70 LEFT RAIL | 11.A7
AT0170:48 | WC8069 | AT017048 | SH | 16 | 11.A7 | AT0175:6P2 | JB70 LEFT RAIL | 11.A7
AT1100:GND | SC | PEG01304 | GRN/YEL | 14 | 36.D3 | XT1100:3 | JB70 PANEL A | 36.D5
AT1100:NEG | SC | 0V | WHT | 14 | 36.D3 | XT1100:2 | JB70 PANEL A | 36.D5
SA0471:B1-13 | SC | SA0471B113 | WHT | 20 | 35.B1 | AF0087:40 | JB70 PANEL A | 35.B7
SA0471:B1-14 | SC | SA0471B114 | WHT | 20 | 35.B1 | AF0087:08 | JB70 PANEL A | 35.B7
SA0471:B2-13 | SC | SA0471B213 | WHT | 20 | 35.A1 | AF0087:39 | JB70 PANEL A | 35.A7
SA0471:B2-14 | SC | SA0471B214 | WHT | 20 | 35.A1 | AF0087:07 | JB70 PANEL A | 35.A7
SA0472:B1-13 | SC | SA0472B113 | WHT | 20 | 35.C1 | AF0091:47 | JB70 PANEL A | 35.C7
SA0472:B1-14 | SC | SA0472B114 | WHT | 20 | 35.C1 | AF0091:15 | JB70 PANEL A | 35.C7
SA0472:B2-13 | SC | SA0472B213 | WHT | 20 | 35.C1 | AF0091:46 | JB70 PANEL A | 35.C7
SA0472:B2-14 | SC | SA0472B214 | WHT | 20 | 35.C1 | AF0091:14 | JB70 PANEL A | 35.C7
SA0473:11 | SC | SA047311 | WHT | 20 | 35.D1 | AF0087:37 | JB70 PANEL A | 35.D7
SA0473:12 | SC | SA047312 | WHT | 20 | 35.D1 | AF0087:05 | JB70 PANEL A | 35.D7
SA0473:13 | SC | SA047313 | WHT | 20 | 35.D1 | AF0087:38 | JB70 PANEL A | 35.D7
SA0473:14 | SC | SA047314 | WHT | 20 | 35.D1 | AF0087:06 | JB70 PANEL A | 35.D7
SB0471:11 | SC | SB047111 | WHT | 20 | 34.D1 | AF0087:34 | JB70 PANEL A | 34.D7
SB0471:12 | SC | SB047112 | WHT | 20 | 34.D1 | AF0087:02 | JB70 PANEL A | 34.D7
SB0472:B1-11 | SC | ESTOPB1 | WHT | 20 | 35.B1 | XT0137:1 | JB70 PANEL A | 35.B5
SB0472:B1-12 | SC | ESTOP | WHT | 20 | 35.B1 | XT0137:2 | JB70 PANEL A | 35.B5
SB0472:B2-11 | SC | SB0472B211 | WHT | 20 | 35.B1 | AF0081:36 | JB70 PANEL A | 35.B7
SB0472:B2-12 | SC | SB0472B212 | WHT | 20 | 35.B1 | AF0081:04 | JB70 PANEL A | 35.B7
SB0473:13 | SC | SB047313 | WHT | 20 | 34.D1 | AF0087:35 | JB70 PANEL A | 34.D7
SB0473:14 | SC | SB047314 | WHT | 20 | 34.D1 | AF0087:03 | JB70 PANEL A | 34.D7
SB0474:13 | SC | SB047413 | WHT | 20 | 35.A1 | AF0087:36 | JB70 PANEL A | 35.A7
SB0474:14 | SC | SB047414 | WHT | 20 | 35.A1 | AF0087:04 | JB70 PANEL A | 35.A7
SH0470:11 | SC | SH047011 | WHT | 20 | 34.B1 | AF0087:33 | JB70 PANEL A | 34.B7
SH0470:12 | SC | SH047012 | WHT | 20 | 34.B1 | AF0087:01 | JB70 PANEL A | 34.B7
SH0470:13 | SC | SH047013 | WHT | 20 | 34.B1 | XT0137:5 | JB70 PANEL A | 34.B5
SH0470:14 | SC | SH047014 | WHT | 20 | 34.B1 | XT0137:6 | JB70 PANEL A | 34.B5
SH0470:X1 | SC | SH0470X1 | WHT | 20 | 34.B1 | AF0093:22 | JB70 PANEL A | 34.B7
SH0470:X2 | SC | SH0470X2 | WHT | 20 | 34.B1 | AF0093:06 | JB70 PANEL A | 34.B7
SH0471:11 | SC | SH047111 | WHT | 20 | 34.A1 | XT0137:3 | JB70 PANEL A | 34.A5
SH0471:12 | SC | SH047112 | WHT | 20 | 34.A1 | XT0137:4 | JB70 PANEL A | 34.A5
SH0471:13 | SC | SH047113 | WHT | 20 | 34.A1 | AF0087:32 | JB70 PANEL A | 34.A7
SH0471:14 | SC | SH047114 | WHT | 20 | 34.A1 | AF0087:00 | JB70 PANEL A | 34.A7
SH0471:X1 | SC | SH0471X1 | WHT | 20 | 34.A1 | AF0093:31 | JB70 PANEL A | 34.A7
SH0471:X2 | SC | SH0471X2 | WHT | 20 | 34.A1 | AF0093:15 | JB70 PANEL A | 34.A7
AT0170:24 | SC | FU0139 | WHT | 20 | 11.B3 | XT0240:11 | JB70 PANEL B | 15.C4
AT0170:26 | SC | KA0243A1 | WHT | 20 | 11.B3 | XT0240:6 | JB70 PANEL B | 15.C3
AT0170:30 | SC | FU0139 | WHT | 20 | 11.C3 | XT0240:11 | JB70 PANEL B | 15.C4
AT0170:32 | SC | KA0245A1 | WHT | 20 | 11.C3 | XT0240:7 | JB70 PANEL B | 15.D3
SH0472:11 | SC | SH047211 | WHT | 20 | 34.C1 | XT0236:4 | JB70 PANEL B | 34.C5
SH0472:12 | SC | SH047212 | WHT | 20 | 34.C1 | XT0236:5 | JB70 PANEL B | 34.C5
SH0472:13 | SC | FU0139 | WHT | 20 | 34.B1 | XT0236:1 | JB70 PANEL B | 34.B5
SH0472:14 | SC | KA0241A1 | WHT | 20 | 34.B1 | XT0236:2 | JB70 PANEL B | 34.B5
SH0472:X1 | SC | 0V | WHT | 20 | 34.C1 | XT0236:3 | JB70 PANEL B | 34.C5
SH0472:X2 | SC | SH0472X2 | WHT | 20 | 34.C1 | XT0237:2 B1 | JB70 PANEL B | 34.C5
AT0170:L1 | WC0010 | BA1100L2 | ENET | CABLE | 11.A5 | BA1100:L2 | JB70 PANEL B | 36.D1
AT1100:L1 | WC0101 | BA1100DEVICE | ENET | CABLE | 36.D3 | BA1100:DEVICE | JB70 PANEL B | 36.D1
AT0170:L2 | WC9017 | AT0170L2 | ENET | CABLE | 11.A5 | AP0602:L1 | JB70 PLC PANEL | 6.A3
AT1100:POS | SC | FU1100 | WHT | 14 | 36.D3 | FU1100:LD | JB70 RIGHT RAIL | 36.D3
SolarTools ver. 24.0.84.24712 (Jul 31, 2025)
Report date: 4/14/2026 3:24 PM

## JB70 LEFT RAIL
JB70 LEFT RAIL
Project # | 4M891
Project Name | VOLTAGRID DATA CENTER^PROJECT
Revision | B
Controls DE | J. SHORTER
Phone: | 0
Controls ME | N. LOPEZ
Phone:
From | [5 empty] | To
Device ID | Cable (W) Conductor (SC) Jumper Clip (JC) | Wire No. | Wire ID | Gauge/Size | Page/Zone | Device ID | Location | Page/Zone
XT0170:1 | JC | FU0170 | CLIP | --- | 11.A2 | XT0170:2 | JB70 LEFT RAIL | 11.A2
XT0170:3 | JC | 0V | CLIP | --- | 11.A2 | XT0170:4 | JB70 LEFT RAIL | 11.A2
AT0175:11 | SC | KA651012 | WHT | 20 | 105.A6 | KA6510:12 | JB70 LEFT RAIL | 105.A6
AT0175:14 | SC | AT017514 | LEAD | --- | 105.A6 | RR0175S5: -10K OHM | JB70 LEFT RAIL | 105.A6
AT0175:15 | SC | AT017515 | LEAD | --- | 105.A6 | RR0175S5: -10K OHM | JB70 LEFT RAIL | 105.A6
AT0175:17 | SC | VD0175A | WHT | 20 | 33.B6 | XT0171:8 | JB70 LEFT RAIL | 33.B6
AT0175:18 | SC | HL0171X1 | WHT | 20 | 33.B6 | XT0171:9 | JB70 LEFT RAIL | 33.B6
AT0175:2 | SC | SB017013 | WHT | 20 | 33.B6 | XT0171:5 | JB70 LEFT RAIL | 33.B6
AT0175:20 | SC | VD0175I | WHT | 20 | 33.C6 | XT0171:11 | JB70 LEFT RAIL | 33.C6
AT0175:21 | SC | HL0172X1 | WHT | 20 | 33.C6 | XT0171:12 | JB70 LEFT RAIL | 33.C6
AT0175:23 | SC | VD0175D | WHT | 20 | 33.C6 | XT0171:14 | JB70 LEFT RAIL | 33.C6
AT0175:24 | SC | HL0173X1 | WHT | 20 | 33.C6 | XT0171:15 | JB70 LEFT RAIL | 33.C6
AT0175:3 | SC | SB017014 | WHT | 20 | 33.B6 | XT0171:6 | JB70 LEFT RAIL | 33.B6
AT0175:5P1 | SC | KA6510A2 | WHT | 20 | 11.B5 | KA6510:A2 | JB70 LEFT RAIL | 33.A5
AT0175:GND | SC | AT0175G | GRN/YEL | 14 | 11.B5 | FRAME | JB70 LEFT RAIL | 11.C6
AT0176:11 | SC | AT017611 | LEAD | --- | 105.B6 | RR0176S4: -10K OHM | JB70 LEFT RAIL | 105.B6
AT0176:12 | SC | AT017612 | LEAD | --- | 105.B6 | RR0176S4: -10K OHM | JB70 LEFT RAIL | 105.B6
AT0176:14 | SC | AT017614 | LEAD | --- | 105.D6 | RR0176S5: -10K OHM | JB70 LEFT RAIL | 105.D6
AT0176:15 | SC | AT017615 | LEAD | --- | 105.D6 | RR0176S5: -10K OHM | JB70 LEFT RAIL | 105.D6
AT0176:17 | SC | KA651122 | WHT | 20 | 105.C6 | KA6511:22 | JB70 LEFT RAIL | 105.C6
AT0176:20 | SC | AT017620 | LEAD | --- | 105.C6 | RR0176S7: -10K OHM | JB70 LEFT RAIL | 105.C6
AT0176:21 | SC | AT017621 | LEAD | --- | 105.C6 | RR0176S7: -10K OHM | JB70 LEFT RAIL | 105.C6
AT0176:4P1 | SC | AT01764P1 | WHT | 14 | 11.C5 | AT0178:1P1 | JB70 LEFT RAIL | 11.D5
AT0176:5P1 | SC | AT01765P1 | WHT | 14 | 11.C5 | AT0178:2P1 | JB70 LEFT RAIL | 11.D5
AT0176:GND | SC | AT0176G | GRN/YEL | 14 | 11.C5 | FRAME | JB70 LEFT RAIL | 11.C6
AT0178:20 | SC | ZS61P | WHT | 20 | 109.A6 | XT0170:24 | JB70 LEFT RAIL | 109.A6
AT0178:21 | SC | ZS61S | WHT | 20 | 109.A6 | XT0170:25 | JB70 LEFT RAIL | 109.A6
AT0178:23 | SC | VD0178 | WHT | 20 | 33.D6 | XT0170:16 | JB70 LEFT RAIL | 33.D6
AT0178:24 | SC | KA0178A2 | WHT | 20 | 33.D6 | XT0170:17 | JB70 LEFT RAIL | 33.D6
AT0178:GND | SC | AT0178G | GRN/YEL | 14 | 11.D5 | FRAME | JB70 LEFT RAIL | 11.D6
FU0170:LD | SC | FU0170 | WHT | 14 | 11.A2 | XT0170:2 | JB70 LEFT RAIL | 11.A2
GR0170: | SC | GR0170 | GRN/YEL | 14 | 11.A5 | FRAME | JB70 LEFT RAIL | 11.A6
KA0172:11 | SC | KA017211 | WHT | 20 | 102.D6 | XT0170:7 | JB70 LEFT RAIL | 102.D5
KA0172:12 | SC | KA017212 | WHT | 20 | 102.D6 | XT0170:8 | JB70 LEFT RAIL | 102.D5
KA0172:A2 | SC | 0V | WHT | 20 | 11.B2 | KA0174:A2 | JB70 LEFT RAIL | 11.C2
KA0172:A2 | SC | 0V | WHT | 20 | 11.B2 | XT0170:4 | JB70 LEFT RAIL | 11.A2
KA0174:11 | SC | KA017411 | WHT | 20 | 102.D6 | XT0170:9 | JB70 LEFT RAIL | 102.D5
KA0174:12 | SC | KA017412 | WHT | 20 | 102.D6 | XT0170:10 | JB70 LEFT RAIL | 102.D5
KA0176:11 | SC | KA017611 | WHT | 20 | 114.A6 | XT0171:1 | JB70 LEFT RAIL | 114.A5
KA0176:21 | SC | KA024421 | WHT | 20 | 114.C6 | XT0171:3 | JB70 LEFT RAIL | 114.C5
KA0176:A1 | SC | KA014422 | WHT | 20 | 114.B5 | KA0177:A1 | JB70 LEFT RAIL | 114.B5
KA0176:A2 | SC | 0V | WHT | 20 | 114.B5 | XT0170:3 | JB70 LEFT RAIL | 11.A2
KA0176:A2 | SC | 0V | WHT | 20 | 114.B5 | KA0177:A2 | JB70 LEFT RAIL | 114.B5
KA0178:A1 | SC | KA0178A1 | WHT | 20 | 33.D5 | XT0170:15 | JB70 LEFT RAIL | 33.D5
KA0178:A2 | SC | KA0178A2 | WHT | 20 | 33.D5 | XT0170:17 | JB70 LEFT RAIL | 33.D6
KA0875:11 | SC | HA04722 | WHT | 20 | 33.D6 | KA0178:11 | JB70 LEFT RAIL | 33.D5
KA0875:11 | SC | HA04722 | WHT | 20 | 33.D6 | XT0170:13 | JB70 LEFT RAIL | 33.D5
KA0875:14 | SC | FU0170 | WHT | 20 | 33.D6 | XT0170:1 | JB70 LEFT RAIL | 11.A2
KA6510:A1 | SC | SA0170B214 | WHT | 20 | 33.A5 | KA6511:A1 | JB70 LEFT RAIL | 33.A5
KA6510:A2 | SC | KA6510A2 | WHT | 20 | 33.A5 | KA6511:A2 | JB70 LEFT RAIL | 33.A5
RR0175A: -10K OHM | SC | VD0175A | LEAD | --- | 33.B6 | XT0171:8 | JB70 LEFT RAIL | 33.B6
RR0175A: -10K OHM | SC | HL0171X1 | LEAD | --- | 33.B6 | XT0171:9 | JB70 LEFT RAIL | 33.B6
RR0175D: -10K OHM | SC | VD0175D | LEAD | --- | 33.C6 | XT0171:14 | JB70 LEFT RAIL | 33.C6
RR0175D: -10K OHM | SC | HL0173X1 | LEAD | --- | 33.C6 | XT0171:15 | JB70 LEFT RAIL | 33.C6
RR0175I: -10K OHM | SC | VD0175I | LEAD | --- | 33.C6 | XT0171:11 | JB70 LEFT RAIL | 33.C6
RR0175I: -10K OHM | SC | HL0172X1 | LEAD | --- | 33.C6 | XT0171:12 | JB70 LEFT RAIL | 33.C6
RR0175M: -10K OHM | SC | SB017013 | LEAD | --- | 33.B6 | XT0171:5 | JB70 LEFT RAIL | 33.B6
RR0175M: -10K OHM | SC | SB017014 | LEAD | --- | 33.B6 | XT0171:6 | JB70 LEFT RAIL | 33.B6
RR0178: -10K OHM | SC | VD0178 | LEAD | --- | 33.D6 | XT0170:16 | JB70 LEFT RAIL | 33.D6
RR0178: -10K OHM | SC | KA0178A2 | LEAD | --- | 33.D6 | XT0170:17 | JB70 LEFT RAIL | 33.D6
VD0175A:--1N4007 | SC | HL0171X2 | LEAD | --- | 33.B5 | XT0171:7 | JB70 LEFT RAIL | 33.B5
VD0175A:+-1N4007 | SC | VD0175A | LEAD | --- | 33.B5 | XT0171:8 | JB70 LEFT RAIL | 33.B6
VD0175D:--1N4007 | SC | HL0173X2 | LEAD | --- | 33.C5 | XT0171:13 | JB70 LEFT RAIL | 33.C5
VD0175D:+-1N4007 | SC | VD0175D | LEAD | --- | 33.C5 | XT0171:14 | JB70 LEFT RAIL | 33.C6
VD0175I:--1N4007 | SC | HL0172X2 | LEAD | --- | 33.C5 | XT0171:10 | JB70 LEFT RAIL | 33.C5
VD0175I:+-1N4007 | SC | VD0175I | LEAD | --- | 33.C5 | XT0171:11 | JB70 LEFT RAIL | 33.C6
VD0178:--1N4007 | SC | KA0178A1 | LEAD | --- | 33.D6 | XT0170:15 | JB70 LEFT RAIL | 33.D5
VD0178:+-1N4007 | SC | VD0178 | LEAD | --- | 33.D6 | XT0170:16 | JB70 LEFT RAIL | 33.D6
VD6211:--1N4007 | SC | KA017611 | LEAD | --- | 114.A5 | XT0171:1 | JB70 LEFT RAIL | 114.A5
VD6211:+-1N4007 | SC | 009304 | LEAD | --- | 114.A5 | XT0171:2 | JB70 LEFT RAIL | 114.A6
VD6241:--1N4007 | SC | KA024421 | LEAD | --- | 114.C5 | XT0171:3 | JB70 LEFT RAIL | 114.C5
VD6241:+-1N4007 | SC | 009214 | LEAD | --- | 114.C5 | XT0171:4 | JB70 LEFT RAIL | 114.C5
XT0170:14 | SC | 0V | WHT | 20 | 33.D5 | XT0170:4 | JB70 LEFT RAIL | 11.A2
XT0170:4 | SC | 0V | WHT | 20 | 11.A2 | XT0172:5 | JB70 LEFT RAIL | 112.A6
XT0172:13 | SC | FU0170 | WHT | 14 | 112.B6 | XT0172:7 | JB70 LEFT RAIL | 112.D6
XT0172:14 | SC | 0V | WHT | 14 | 112.B6 | XT0172:8 | JB70 LEFT RAIL | 112.D6
XT0172:15 | SC | LON1S2 | WHT | 14 | 112.B6 | XT0172:9 | JB70 LEFT RAIL | 112.D6
XT0172:4 | SC | FU0170 | WHT | 14 | 112.A6 | XT0170:1 | JB70 LEFT RAIL | 11.A2
XT0172:4 | SC | FU0170 | WHT | 14 | 112.A6 | XT0172:13 | JB70 LEFT RAIL | 112.B6
XT0172:5 | SC | 0V | WHT | 14 | 112.A6 | XT0172:14 | JB70 LEFT RAIL | 112.B6
XT0172:6 | SC | LON1S2 | WHT | 16 | 112.A6 | XT0172:15 | JB70 LEFT RAIL | 112.B6
AT0178:1P2 | WC5500 | LON1A | WHT | 16 | 112.A6 | XT0172:1 | JB70 LEFT RAIL | 112.A6
AT0178:2P2 | WC5500 | LON1B | BLK | 16 | 112.A6 | XT0172:2 | JB70 LEFT RAIL | 112.A6
AT0178:3P2 | WC5500 | LON1S1 | SH | 16 | 112.A6 | XT0172:3 | JB70 LEFT RAIL | 112.A6
AT0175:1P2 | WC8066 | AT01751P2 | WHT | 16 | 11.C7 | AT0176:4P2 | JB70 LEFT RAIL | 11.C7
AT0175:2P2 | WC8066 | AT01752P2 | BLK | 16 | 11.C7 | AT0176:5P2 | JB70 LEFT RAIL | 11.C7
AT0175:3P2 | WC8066 | AT01753P2 | SH | 16 | 11.C7 | AT0176:6P2 | JB70 LEFT RAIL | 11.C7
AT0176:1P2 | WC8067 | AT01761P2 | WHT | 16 | 11.D7 | AT0178:4P2 | JB70 LEFT RAIL | 11.D7
AT0176:2P2 | WC8067 | AT01762P2 | BLK | 16 | 11.D7 | AT0178:5P2 | JB70 LEFT RAIL | 11.D7
AT0176:3P2 | WC8067 | AT01763P2 | SH | 16 | 11.D7 | AT0178:6P2 | JB70 LEFT RAIL | 11.D7
AT0175:1P1 | SC | UV01709 | WHT | 14 | 11.B5 | UV0170:9(+) | JB70 | 11.A3
AT0175:2P1 | SC | UV017010 | WHT | 14 | 11.B5 | UV0170:10(-) | JB70 | 11.A3
AT0175:4P1 | SC | AT01754P1 | WHT | 20 | 11.B5 | SA0170:B2-13 | JB70 | 33.A1
AT0176:1P1 | SC | UV017011 | WHT | 14 | 11.C5 | UV0170:11(+) | JB70 | 11.A3
AT0176:2P1 | SC | UV017012 | WHT | 14 | 11.C5 | UV0170:12(-) | JB70 | 11.A3
KA0172:A1 | SC | AT017025 | WHT | 20 | 11.B2 | AT0170:25 | JB70 | 11.B3
KA0174:A1 | SC | AT017031 | WHT | 20 | 11.C2 | AT0170:31 | JB70 | 11.C3
KA6510:A1 | SC | SA0170B214 | WHT | 20 | 33.A5 | SA0170:B2-14 | JB70 | 33.A1
XT0170:11 | SC | SA0170B113 | WHT | 20 | 33.A6 | AT0170:11 | JB70 | 33.A6
XT0170:11 | SC | SA0170B113 | WHT | 20 | 33.A6 | SA0170:B1-13 | JB70 | 33.A1
XT0170:12 | SC | SA0170B114 | WHT | 20 | 33.A6 | AT0170:12 | JB70 | 33.A6
XT0170:12 | SC | SA0170B114 | WHT | 20 | 33.A6 | SA0170:B1-14 | JB70 | 33.A1
XT0170:18 | SC | LON0P | WHT | 14 | 104.A6 | UV0170:13(+) | JB70 | 104.B7
XT0170:19 | SC | LON0N | WHT | 14 | 104.A6 | UV0170:14(-) | JB70 | 104.B7
XT0170:2 | SC | FU0170 | WHT | 14 | 11.A2 | UV0170:3(+) | JB70 | 11.A3
XT0170:2 | SC | FU0170 | WHT | 14 | 11.A2 | UV0170:1(+) | JB70 | 11.A3
XT0170:21 | SC | LON2P | WHT | 14 | 104.D6 | UV0170:15(+) | JB70 | 104.B7
XT0170:22 | SC | LON2N | WHT | 14 | 104.D6 | UV0170:16(-) | JB70 | 104.B7
XT0170:3 | SC | 0V | WHT | 14 | 11.A2 | UV0170:4(-) | JB70 | 11.A3
XT0170:3 | SC | 0V | WHT | 14 | 11.A2 | UV0170:2(-) | JB70 | 11.A3
XT0170:5 | SC | AT017045 | WHT | 20 | 102.D5 | AT0170:45 | JB70 | 102.D6
XT0170:6 | SC | AT017046 | WHT | 20 | 102.D5 | AT0170:46 | JB70 | 102.D6
XT0171:10 | SC | HL0172X2 | WHT | 20 | 33.C5 | HL0172:X2 | JB70 | 33.C1
XT0171:12 | SC | HL0172X1 | WHT | 20 | 33.C6 | HL0172:X1 | JB70 | 33.C1
XT0171:13 | SC | HL0173X2 | WHT | 20 | 33.C5 | HL0173:X2 | JB70 | 33.C1
XT0171:15 | SC | HL0173X1 | WHT | 20 | 33.C6 | HL0173:X1 | JB70 | 33.C1
XT0171:5 | SC | SB017013 | WHT | 20 | 33.B6 | SB0170:13 | JB70 | 33.B1
XT0171:6 | SC | SB017014 | WHT | 20 | 33.B6 | SB0170:14 | JB70 | 33.B1
XT0171:7 | SC | HL0171X2 | WHT | 20 | 33.B5 | HL0171:X2 | JB70 | 33.B1
XT0171:9 | SC | HL0171X1 | WHT | 20 | 33.B6 | HL0171:X1 | JB70 | 33.B1
XT0172:16 | WC5018 | LON2A | WHT | 16 | 104.D6 | AT0170:53 | JB70 | 104.D6
XT0172:17 | WC5018 | LON2B | BLK | 16 | 104.D6 | AT0170:52 | JB70 | 104.D6
XT0172:18 | WC5018 | LON2S1 | SH | 16 | 104.D6 | AT0170:51 | JB70 | 104.D6
XT0170:14 | WC5072 | 0V | 1 | 18 | 33.D5 | HA0472:BLK-1 | JB70 | 33.D1
XT0170:13 | WC5072 | HA04722 | 2 | 18 | 33.D5 | HA0472:BLK-2 | JB70 | 33.D1
AT0175:4P2 | WC8069 | AT017050 | WHT | 16 | 11.A7 | AT0170:50 | JB70 | 11.A7
AT0175:5P2 | WC8069 | AT017049 | BLK | 16 | 11.A7 | AT0170:49 | JB70 | 11.A7
AT0175:6P2 | WC8069 | AT017048 | SH | 16 | 11.A7 | AT0170:48 | JB70 | 11.A7
FU0170:LI | SC | FU0136 | WHT | 12 | 11.A2 | XT0138:2 | JB70 PANEL A | 13.A3
KA0176:14 | SC | 009336 | WHT | 20 | 114.A6 | AF0093:36 | JB70 PANEL A | 114.A7
KA0176:24 | SC | 009246 | WHT | 20 | 114.C6 | AF0092:46 | JB70 PANEL A | 114.C7
KA0176:A1 | SC | KA014422 | WHT | 20 | 114.B5 | KA0144:22 | JB70 PANEL A | 114.A6
KA0177:24 | SC | 009247 | WHT | 20 | 115.C6 | AF0092:47 | JB70 PANEL A | 115.C7
KA0875:A1 | SC | 009212 | WHT | 20 | 11.D2 | AF0092:12 | JB70 PANEL A | 11.D3
KA0875:A2 | SC | 009228 | WHT | 20 | 11.D2 | AF0092:28 | JB70 PANEL A | 11.D3
XT0170:3 | SC | 0V | WHT | 12 | 11.A2 | XT0134:2 | JB70 PANEL A | 13.B3
XT0171:2 | SC | 009304 | WHT | 20 | 114.A6 | AF0093:04 | JB70 PANEL A | 114.A7
XT0171:4 | SC | 009214 | WHT | 20 | 114.C5 | AF0092:14 | JB70 PANEL A | 114.C7
KA0178:14 | SC | KA017814 | WHT | 20 | 33.D5 | KA0232:11 | JB70 PANEL B | 33.D6
KA0875:14 | SC | FU0170 | WHT | 20 | 33.D6 | KA0232:12 | JB70 PANEL B | 33.D6
XT0170:2 | SC | FU0170 | WHT | 20 | 11.A2 | KA0232:21 | JB70 PANEL B | 114.A6
XT0171:1 | SC | KA017611 | WHT | 20 | 114.A5 | KA0246:11 | JB70 PANEL B | 114.A5
XT0171:3 | SC | KA024421 | WHT | 20 | 114.C5 | KA0244:21 | JB70 PANEL B | 114.C5
KA0177:21 | SC | 009215 | WHT | 20 | 115.C6 | XT0110:5 | JB70 PANEL C | 115.C5
KA0174:22 | SC | KA017422 | WHT | 20 | 82.A5 | KA4100:11 | JB72 LEFT RAIL | 82.A5
SolarTools ver. 24.0.84.24712 (Jul 31, 2025)
Report date: 4/14/2026 3:24 PM

## JB70 PANEL A
JB70 PANEL A
Project # | 4M891
Project Name | VOLTAGRID DATA CENTER^PROJECT
Revision | B
Controls DE | J. SHORTER
Phone: | 0
Controls ME | N. LOPEZ
Phone:
From | [5 empty] | To
Device ID | Cable (W) Conductor (SC) Jumper Clip (JC) | Wire No. | Wire ID | Gauge/Size | Page/Zone | Device ID | Location | Page/Zone
XT0011:2 | JC | 523NEG | CLIP | --- | 12.C3 | XT0011:3 | JB70 PANEL A | 12.C3
XT0011:3 | JC | 523NEG | CLIP | --- | 12.C3 | XT0011:4 | JB70 PANEL A | 12.C3
XT0011:4 | JC | 523NEG | CLIP | --- | 12.C3 | XT0011:5 | JB70 PANEL A | 12.C3
XT0080:1 | JC | 0V | CLIP | --- | 9.B1 | XT0080:2 | JB70 PANEL A | 9.B1
XT0080:2 | JC | 0V | CLIP | --- | 9.B1 | XT0080:3 | JB70 PANEL A | 9.B1
XT0081:1 | JC | 0V | CLIP | --- | 9.D1 | XT0081:2 | JB70 PANEL A | 9.D1
XT0134:1 | JC | 0V | CLIP | --- | 13.B3 | XT0134:2 | JB70 PANEL A | 13.B3
XT0134:2 | JC | 0V | CLIP | --- | 13.B3 | XT0134:3 | JB70 PANEL A | 13.B3
XT0134:3 | JC | 0V | CLIP | --- | 13.B3 | XT0134:4 | JB70 PANEL A | 13.B3
XT0134:4 | JC | 0V | CLIP | --- | 13.B3 | XT0134:5 | JB70 PANEL A | 13.B3
XT0135:1 | JC | 0V | CLIP | --- | 13.B4 | XT0135:2 | JB70 PANEL A | 13.B4
XT0135:2 | JC | 0V | CLIP | --- | 13.B4 | XT0135:3 | JB70 PANEL A | 13.B4
XT0135:3 | JC | 0V | CLIP | --- | 13.B4 | XT0135:4 | JB70 PANEL A | 13.C4
XT0136:1 | JC | FU0139 | CLIP | --- | 14.A2 | XT0136:2 | JB70 PANEL A | 14.A2
XT0138:1 | JC | FU0136 | CLIP | --- | 13.A3 | XT0138:2 | JB70 PANEL A | 13.A3
XT0138:2 | JC | FU0136 | CLIP | --- | 13.A3 | XT0138:3 | JB70 PANEL A | 13.A3
XT0138:3 | JC | FU0136 | CLIP | --- | 13.A3 | XT0138:4 | JB70 PANEL A | 13.B3
XT0138:4 | JC | FU0136 | CLIP | --- | 13.B3 | XT0138:5 | JB70 PANEL A | 13.B3
XT0139:1 | JC | FU0137 | CLIP | --- | 13.A4 | XT0139:2 | JB70 PANEL A | 13.A4
XT0139:2 | JC | FU0137 | CLIP | --- | 13.A4 | XT0139:3 | JB70 PANEL A | 13.B4
XT0291:1 | JC | UV0291OUT+ | CLIP | --- | 36.B6 | XT0291:2 | JB70 PANEL A | 36.B6
XT0291:2 | JC | UV0291OUT+ | CLIP | --- | 36.B6 | XT0291:3 | JB70 PANEL A | 36.B6
XT0291:3 | JC | UV0291OUT+ | CLIP | --- | 36.B6 | XT0291:4 | JB70 PANEL A | 36.B6
XT0291:5 | JC | UV0291OUT- | CLIP | --- | 36.B6 | XT0291:6 | JB70 PANEL A | 36.B6
XT0291:6 | JC | UV0291OUT- | CLIP | --- | 36.B6 | XT0291:7 | JB70 PANEL A | 36.B6
XT0291:7 | JC | UV0291OUT- | CLIP | --- | 36.B6 | XT0291:8 | JB70 PANEL A | 36.C6
AF0081:03 | SC | 008103 | WHT | 20 | 16.C7 | KA0130:14 | JB70 PANEL A | 16.D6
AF0081:35 | SC | 008135 | WHT | 20 | 16.C7 | KA0130:A1 | JB70 PANEL A | 16.C5
AF0081:07 | SC | JP2 | VIO | 20 | 37.D7 | AF0081:39 | JB70 PANEL A | 37.D7
AF0081:10 | SC | JP6 | VIO | 20 | 37.D7 | AF0081:42 | JB70 PANEL A | 37.D7
XT4101:10 | SC | JP06 | VIO | 20 | 27.B6 | XT4101:9 | JB70 PANEL A | 27.B6
XT4101:12 | SC | JP07 | VIO | 20 | 27.C6 | XT4101:11 | JB70 PANEL A | 27.C6
XT4101:14 | SC | JP08 | VIO | 20 | 27.C6 | XT4101:13 | JB70 PANEL A | 27.C6
XT4101:2 | SC | JP4 | VIO | 20 | 29.C6 | XT4101:1 | JB70 PANEL A | 29.C6
XT4101:4 | SC | JP5 | VIO | 20 | 29.D6 | XT4101:3 | JB70 PANEL A | 29.D6
XT4101:6 | SC | JP8 | VIO | 20 | 29.D6 | XT4101:5 | JB70 PANEL A | 29.D6
XT4101:8 | SC | JP05 | VIO | 20 | 27.B6 | XT4101:7 | JB70 PANEL A | 27.B6
AF0081:COM | SC | AF0081N | WHT | 16 | 9.A2 | AF0082:COM | JB70 PANEL A | 9.B3
AF0081:COM | SC | AU0080N | WHT | 20 | 9.A2 | AU0080:COM | JB70 PANEL A | 9.A1
AF0081:J | SC | * |  |  | 9.A2 | AF0082:P | JB70 PANEL A | 9.B3
AF0081:V+ | SC | AF0081P | WHT | 16 | 9.A2 | AF0082:V+ | JB70 PANEL A | 9.B3
AF0081:V+ | SC | AU0080P | WHT | 20 | 9.A2 | AU0080:V+ | JB70 PANEL A | 9.A1
AF0082:COM | SC | AF0082N | WHT | 16 | 9.B3 | AF0083:COM | JB70 PANEL A | 9.B3
AF0082:J | SC | * |  |  | 9.B3 | AF0083:P | JB70 PANEL A | 9.B3
AF0082:V+ | SC | AF0082P | WHT | 16 | 9.B3 | AF0083:V+ | JB70 PANEL A | 9.B3
AF0083:COM | SC | AF0083N | WHT | 16 | 9.B3 | AF0084:COM | JB70 PANEL A | 9.B4
AF0083:J | SC | * |  |  | 9.B3 | AF0084:P | JB70 PANEL A | 9.B4
AF0083:SH | SC | AF0083G | GRN | 14 | 9.B3 | AF0084:SH | JB70 PANEL A | 9.B4
AF0083:SH | SC | AU0080 | GRN | 14 | 9.B3 | AU0080:GND | JB70 PANEL A | 9.A1
AF0083:V+ | SC | AF0083P | WHT | 16 | 9.B3 | AF0084:V+ | JB70 PANEL A | 9.B4
AF0084:COM | SC | AF0084N | WHT | 16 | 9.B4 | AF0085:COM | JB70 PANEL A | 9.B4
AF0084:J | SC | * |  |  | 9.B4 | AF0085:P | JB70 PANEL A | 9.B4
AF0084:SH | SC | AF0084G | GRN | 14 | 9.B4 | AF0085:SH | JB70 PANEL A | 9.B4
AF0084:V+ | SC | AF0084P | WHT | 16 | 9.B4 | AF0085:V+ | JB70 PANEL A | 9.B4
AF0085:COM | SC | AF0085N | WHT | 16 | 9.B4 | AF0086:COM | JB70 PANEL A | 9.B5
AF0085:J | SC | * |  |  | 9.B4 | AF0086:P | JB70 PANEL A | 9.B5
AF0085:SH | SC | AF0085G | GRN | 14 | 9.B4 | AF0086:SH | JB70 PANEL A | 9.B5
AF0085:V+ | SC | AF0085P | WHT | 16 | 9.B4 | AF0086:V+ | JB70 PANEL A | 9.B5
AF0086:28 | SC | 0V | WHT | 14 | 69.C7 | XT0083:2 | JB70 PANEL A | 69.C5
AF0086:COM | SC | AF0086N | WHT | 16 | 9.B5 | AF0087:COM | JB70 PANEL A | 9.B6
AF0086:J | SC | * |  |  | 9.B5 | AF0087:P | JB70 PANEL A | 9.B6
AF0086:SH | SC | AF0086G | GRN | 14 | 9.B5 | AF0088:SH | JB70 PANEL A | 9.B6
AF0086:V+ | SC | AF0086P | WHT | 16 | 9.B5 | AF0087:V+ | JB70 PANEL A | 9.B6
AF0087:11 | SC | KA013624 | WHT | 20 | 14.B4 | KA0136:24 | JB70 PANEL A | 14.B3
AF0087:43 | SC | KA013621 | WHT | 20 | 14.B4 | KA0136:21 | JB70 PANEL A | 14.B3
AF0087:COM | SC | AF0087N | WHT | 16 | 9.B6 | AF0088:COM | JB70 PANEL A | 9.B6
AF0087:J | SC | * |  |  | 9.B6 | AF0088:P | JB70 PANEL A | 9.B6
AF0087:V+ | SC | AF0087P | WHT | 16 | 9.B6 | AF0088:V+ | JB70 PANEL A | 9.B6
AF0091:02 | SC | CC40062 | WHT | 20 | 29.D6 | XT4101:6 | JB70 PANEL A | 29.D6
AF0091:03 | SC | CC40042 | WHT | 20 | 29.C6 | XT4101:2 | JB70 PANEL A | 29.C6
AF0091:04 | SC | CC40052 | WHT | 20 | 29.D6 | XT4101:4 | JB70 PANEL A | 29.D6
AF0091:07 | SC | KA014114 | WHT | 20 | 14.C2 | KA0141:14 | JB70 PANEL A | 14.C2
AF0091:09 | SC | UJ0131OK2 | WHT | 20 | 12.B7 | UJ0131:OK2 | JB70 PANEL A | 12.B4
AF0091:34 | SC | CC40061 | WHT | 20 | 29.D6 | XT4101:5 | JB70 PANEL A | 29.D6
AF0091:35 | SC | CC40041 | WHT | 20 | 29.C6 | XT4101:1 | JB70 PANEL A | 29.C6
AF0091:36 | SC | CC40051 | WHT | 20 | 29.D6 | XT4101:3 | JB70 PANEL A | 29.D6
AF0091:39 | SC | KA014111 | WHT | 20 | 14.C2 | KA0141:11 | JB70 PANEL A | 14.C2
AF0091:41 | SC | UJ0131OK1 | WHT | 20 | 12.B7 | UJ0131:OK1 | JB70 PANEL A | 12.B4
AF0091:COM | SC | AF0091N | WHT | 16 | 9.D2 | AF0094:COM | JB70 PANEL A | 9.D4
AF0091:COM | SC | AU0090N | WHT | 20 | 9.D2 | AU0090:COM | JB70 PANEL A | 9.C1
AF0091:J | SC | * |  |  | 9.D2 | AF0092:P | JB70 PANEL A | 9.D3
AF0091:V+ | SC | AF0091P | WHT | 14 | 9.D2 | AF0094:V+ | JB70 PANEL A | 9.D4
AF0091:V+ | SC | AU0090P | WHT | 20 | 9.D2 | AU0090:V+ | JB70 PANEL A | 9.C1
AF0092:00 | SC | 009200 | WHT | 20 | 81.B7 | KA3420:A1 | JB70 PANEL A | 81.B5
AF0092:01 | SC | 009201 | WHT | 20 | 86.A6 | KA4360:A1 | JB70 PANEL A | 86.A6
AF0092:02 | SC | KA0133A1 | WHT | 20 | 90.B7 | KA0133:A1 | JB70 PANEL A | 14.C6
AF0092:03 | SC | 009203 | WHT | 20 | 88.A6 | KA4362:A1 | JB70 PANEL A | 88.A6
AF0092:04 | SC | 009204 | WHT | 20 | 39.A6 | KA2160:A1 | JB70 PANEL A | 39.A5
AF0092:05 | SC | 009205 | WHT | 20 | 30.B6 | KA7164:A1 | JB70 PANEL A | 30.B5
AF0092:06 | SC | KA013114 | WHT | 20 | 90.B7 | KA0131:14 | JB70 PANEL A | 14.D4
AF0092:07 | SC | 009207 | WHT | 20 | 39.A6 | KA2161:A1 | JB70 PANEL A | 39.B5
AF0092:08 | SC | 009208 | WHT | 20 | 95.A7 | KA3103:A1 | JB70 PANEL A | 95.A5
AF0092:09 | SC | 009209 | WHT | 20 | 87.A6 | KA4361:A1 | JB70 PANEL A | 87.A6
AF0092:10 | SC | 009210 | WHT | 20 | 30.A6 | KA7162:A1 | JB70 PANEL A | 30.A5
AF0092:11 | SC | 009211 | WHT | 20 | 30.A6 | KA7163:A1 | JB70 PANEL A | 30.B5
AF0092:16 | SC | 009216 | WHT | 20 | 81.B7 | KA3420:A2 | JB70 PANEL A | 81.B5
AF0092:17 | SC | 009217 | WHT | 20 | 86.A6 | KA4360:A2 | JB70 PANEL A | 86.A6
AF0092:19 | SC | 009219 | WHT | 20 | 88.A6 | KA4362:A2 | JB70 PANEL A | 88.A6
AF0092:20 | SC | 009220 | WHT | 20 | 39.A6 | KA2160:A2 | JB70 PANEL A | 39.A5
AF0092:21 | SC | 009221 | WHT | 20 | 30.B6 | KA7164:A2 | JB70 PANEL A | 30.B5
AF0092:23 | SC | 009223 | WHT | 20 | 39.A6 | KA2161:A2 | JB70 PANEL A | 39.B5
AF0092:24 | SC | 009224 | WHT | 20 | 95.A7 | KA3103:A2 | JB70 PANEL A | 95.A5
AF0092:25 | SC | 009225 | WHT | 20 | 87.A6 | KA4361:A2 | JB70 PANEL A | 87.A6
AF0092:26 | SC | 009226 | WHT | 20 | 30.A6 | KA7162:A2 | JB70 PANEL A | 30.A5
AF0092:27 | SC | 009227 | WHT | 20 | 30.A6 | KA7163:A2 | JB70 PANEL A | 30.B5
AF0092:30 | SC | 009230 | WHT | 20 | 114.C7 | KA6241:A2 | JB70 PANEL A | 114.C6
AF0092:31 | SC | 009231 | WHT | 20 | 115.C7 | KA6242:A2 | JB70 PANEL A | 115.C6
AF0092:COM | SC | 0V | WHT | 14 | 9.D3 | XT0081:1 | JB70 PANEL A | 9.D1
AF0092:J | SC | * |  |  | 9.D3 | AF0093:P | JB70 PANEL A | 9.D3
AF0092:V+ | SC | FU0091 | WHT | 14 | 9.D3 | FU0091:LD | JB70 PANEL A | 9.D1
AF0093:01 | SC | 009301 | WHT | 20 | 93.A7 | KA3220:A1 | JB70 PANEL A | 93.B5
AF0093:12 | SC | 009312 | WHT | 20 | 36.A7 | PC0470:INP_A | JB70 PANEL A | 36.A5
AF0093:17 | SC | 009317 | WHT | 20 | 93.A7 | KA3220:A2 | JB70 PANEL A | 93.B5
AF0093:20 | SC | 009320 | WHT | 20 | 114.A7 | KA6211:A2 | JB70 PANEL A | 114.A6
AF0093:28 | SC | 009328 | WHT | 20 | 36.A7 | PC0470:-PWR | JB70 PANEL A | 36.A5
AF0093:44 | SC | 009344 | WHT | 20 | 36.A7 | PC0470:+PWR | JB70 PANEL A | 36.A5
AF0093:COM | SC | 0V | WHT | 14 | 9.D3 | XT0081:2 | JB70 PANEL A | 9.D1
AF0093:J | SC | * |  |  | 9.D3 | AF0094:P | JB70 PANEL A | 9.D4
AF0093:V+ | SC | FU0092 | WHT | 14 | 9.D3 | FU0092:LD | JB70 PANEL A | 9.D1
AF0094:04 | SC | UJ0131VIN | WHT | 20 | 12.A7 | UJ0131:VIN | JB70 PANEL A | 12.B4
AF0094:05 | SC | 0V | WHT | 20 | 12.A7 | XT0135:4 | JB70 PANEL A | 13.C4
AF0094:06 | SC | UJ0131IOUT | WHT | 20 | 12.B7 | UJ0131:IOUT | JB70 PANEL A | 12.B4
AF0094:07 | SC | 0V | WHT | 20 | 12.B7 | XT0135:4 | JB70 PANEL A | 13.C4
AF0094:J | SC | * |  |  | 9.D4 | AF0095:P | JB70 PANEL A | 9.D4
AF0094:SH | SC | AF0094G | GRN | 14 | 9.D4 | AF0096:SH | JB70 PANEL A | 9.D5
AF0094:SH | SC | AU0090 | GRN | 14 | 9.D4 | AU0090:GND | JB70 PANEL A | 9.C1
AF0095:02 | SC | 009502 | WHT | 20 | 63.B7 | KA0221:14 | JB70 PANEL A | 63.B6
AF0095:COM | SC | 0V | WHT | 14 | 9.D4 | XT0081:2 | JB70 PANEL A | 9.D1
AF0095:COM | SC | AF0095N | WHT | 16 | 9.D4 | AF0096:COM | JB70 PANEL A | 9.D5
AF0095:J | SC | * |  |  | 9.D4 | AF0096:P | JB70 PANEL A | 9.D5
AF0095:V+ | SC | FU0093 | WHT | 14 | 9.D4 | FU0093:LD | JB70 PANEL A | 9.D1
AF0095:V+ | SC | AF0095P | WHT | 16 | 9.D4 | AF0096:V+ | JB70 PANEL A | 9.D5
AU0080:COM | SC | 0V | WHT | 14 | 9.A1 | XT0080:1 | JB70 PANEL A | 9.B1
AU0080:V+ | SC | FU0080 | WHT | 14 | 9.A1 | FU0080:LD | JB70 PANEL A | 9.B1
AU0090:COM | SC | 0V | WHT | 14 | 9.C1 | XT0081:1 | JB70 PANEL A | 9.D1
AU0090:V+ | SC | FU0090 | WHT | 14 | 9.C1 | FU0090:LD | JB70 PANEL A | 9.D1
FU0010:LI | SC | FU0137 | WHT | 14 | 13.A5 | FU0139:LI | JB70 PANEL A | 13.A5
FU0010:LI | SC | FU0137 | WHT | 14 | 13.A5 | XT0139:1 | JB70 PANEL A | 13.A4
FU0011:LD | SC | UJ0131P | WHT | 12 | 12.B3 | UJ0131:+ | JB70 PANEL A | 12.B4
FU0012:LI | SC | 523POS | --- | BUS | 12.B3 | FU0013:LI | JB70 PANEL A | 12.B3
FU0012:LI | SC | 523POS | --- | BUS | 12.B3 | XT0014:1 | JB70 PANEL A | 12.B2
FU0013:LI | SC | 523POS | --- | BUS | 12.B3 | FU0014:LI | JB70 PANEL A | 12.C3
FU0014:LI | SC | 523POS | --- | BUS | 12.C3 | FU0015:LI | JB70 PANEL A | 12.C3
FU0015:LI | SC | 523POS | --- | BUS | 12.C3 | FU0016:LI | JB70 PANEL A | 12.C3
FU0016:LI | SC | 523POS | --- | BUS | 12.C3 | FU0017:LI | JB70 PANEL A | 12.C3
FU0080:LI | SC | FU0137 | WHT | 14 | 9.B1 | XT0139:1 | JB70 PANEL A | 13.A4
FU0090:LI | SC | FU0137 | WHT | 14 | 9.D1 | XT0139:2 | JB70 PANEL A | 13.A4
FU0090:LI | SC | FU0137 | WHT | 14 | 9.D1 | FU0091:LI | JB70 PANEL A | 9.D1
FU0091:LI | SC | FU0137 | WHT | 14 | 9.D1 | FU0092:LI | JB70 PANEL A | 9.D1
FU0092:LI | SC | FU0137 | WHT | 14 | 9.D1 | FU0093:LI | JB70 PANEL A | 9.D1
FU0116:LD | SC | FT21081 | WHT | 16 | 13.B2 | XT0083:1 | JB70 PANEL A | 69.C5
FU0116:LI | SC | FU0136 | WHT | 14 | 13.B2 | XT0138:5 | JB70 PANEL A | 13.B3
FU0136:LD | SC | FU0136 | WHT | 10 | 13.A3 | XT0138:1 | JB70 PANEL A | 13.A3
FU0136:LI | SC | 24V | WHT | 10 | 13.A3 | UJ0131:OUT(+) | JB70 PANEL A | 12.B4
FU0137:LD | SC | FU0137 | WHT | 12 | 13.A4 | XT0139:1 | JB70 PANEL A | 13.A4
FU0137:LI | SC | FU0136 | WHT | 12 | 13.A4 | XT0138:1 | JB70 PANEL A | 13.A3
FU0139:LD | SC | FU0139 | WHT | 14 | 13.A5 | XT0136:1 | JB70 PANEL A | 14.A2
FU0139:LD | SC | FU0139 | WHT | 14 | 13.A5 | XT0085:1 | JB70 PANEL A | 12.D6
FU0291:LD | SC | FU0291 | WHT | 14 | 36.C5 | UV0291:24V(+) | JB70 PANEL A | 36.C5
FU0291:LI | SC | FU0136 | WHT | 14 | 36.C5 | XT1100:1 | JB70 PANEL A | 36.D5
GR0131: | SC | GR0131 | GRN/YEL | 14 | 5.A3 | FRAME | JB70 PANEL A | 5.A3
GR0132: | SC | GR0132 | GRN/YEL | 14 | 5.A3 | FRAME | JB70 PANEL A | 5.A3
KA0130:A1 | SC | 008135 | WHT | 20 | 16.C5 | KA0130:11 | JB70 PANEL A | 16.D6
KA0131:11 | SC | KA0135A1 | WHT | 20 | 14.D4 | KA0135:A1 | JB70 PANEL A | 14.D6
KA0131:12 | SC | KA013724 | WHT | 20 | 14.D4 | KA0137:24 | JB70 PANEL A | 14.D3
KA0131:A1 | SC | KA0231A1 | WHT | 20 | 14.B6 | KA0132:A1 | JB70 PANEL A | 14.B6
KA0131:A1 | SC | KA0231A1 | WHT | 20 | 14.B6 | XT0136:9 | JB70 PANEL A | 14.B5
KA0131:A2 | SC | 0V | WHT | 20 | 14.B6 | KA0132:A2 | JB70 PANEL A | 14.B6
KA0131:A2 | SC | 0V | WHT | 20 | 14.B6 | KT0145:A2 | JB70 PANEL A | 14.B6
KA0132:11 | SC | FU0139 | WHT | 20 | 14.A3 | KA0133:11 | JB70 PANEL A | 14.A3
KA0132:11 | SC | FU0139 | WHT | 20 | 14.A3 | KT0145:15 | JB70 PANEL A | 14.D2
KA0132:12 | SC | KT0141A1 | WHT | 20 | 14.A3 | KT0142:A1 | JB70 PANEL A | 14.A6
KA0132:12 | SC | KT0141A1 | WHT | 20 | 14.A3 | KA0133:12 | JB70 PANEL A | 14.A3
KA0132:21 | SC | KA0138A1 | WHT | 20 | 14.D4 | KA0138:A1 | JB70 PANEL A | 14.D6
KA0132:22 | SC | KA013222 | WHT | 20 | 14.D4 | KA0137:14 | JB70 PANEL A | 14.D3
KA0132:22 | SC | KA013222 | WHT | 20 | 14.D4 | KT0141:18 | JB70 PANEL A | 14.D2
KA0132:24 | SC | KA013224 | WHT | 20 | 14.D4 | KA0134:14 | JB70 PANEL A | 14.D3
KA0132:A1 | SC | KA0231A1 | WHT | 20 | 14.B6 | KA0141:A1 | JB70 PANEL A | 14.C6
KA0132:A2 | SC | 0V | WHT | 20 | 14.B6 | KA0141:A2 | JB70 PANEL A | 14.C6
KA0133:11 | SC | FU0139 | WHT | 20 | 14.A3 | KA0134:11 | JB70 PANEL A | 14.D3
KA0133:A2 | SC | 0V | WHT | 20 | 14.C6 | KA0134:A2 | JB70 PANEL A | 14.C6
KA0133:A2 | SC | 0V | WHT | 20 | 14.C6 | KA0141:A2 | JB70 PANEL A | 14.C6
KA0134:11 | SC | FU0139 | WHT | 20 | 14.D3 | KA0136:11 | JB70 PANEL A | 14.B4
KA0134:A1 | SC | KA0134A1 | WHT | 20 | 14.C6 | AF0091:12 | JB70 PANEL A | 92.C7
KA0134:A2 | SC | 0V | WHT | 20 | 14.C6 | KA0144:A2 | JB70 PANEL A | 14.C6
KA0135:A1 | SC | KA0135A1 | WHT | 20 | 14.D6 | KA0144:A1 | JB70 PANEL A | 14.C6
KA0135:A2 | SC | 0V | WHT | 20 | 14.D6 | KA0136:A2 | JB70 PANEL A | 14.D6
KA0135:A2 | SC | 0V | WHT | 20 | 14.D6 | KA0144:A2 | JB70 PANEL A | 14.C6
KA0136:11 | SC | FU0139 | WHT | 20 | 14.B4 | KA0137:21 | JB70 PANEL A | 14.D3
KA0136:14 | SC | KA013821 | WHT | 20 | 14.B4 | KA0138:21 | JB70 PANEL A | 14.B5
KA0136:A1 | SC | PS32002 | WHT | 20 | 14.D6 | XT0136:5 | JB70 PANEL A | 89.D5
KA0136:A2 | SC | 0V | WHT | 20 | 14.D6 | KA0137:A2 | JB70 PANEL A | 14.D6
KA0137:11 | SC | FU0139 | WHT | 20 | 14.D3 | KA0137:21 | JB70 PANEL A | 14.D3
KA0137:24 | SC | KA013724 | WHT | 20 | 14.D3 | AF0087:09 | JB70 PANEL A | 14.C4
KA0137:A1 | SC | KA0137A1 | WHT | 20 | 14.D6 | KT0142:18 | JB70 PANEL A | 14.D2
KA0137:A2 | SC | 0V | WHT | 20 | 14.D6 | KA0138:A2 | JB70 PANEL A | 14.D6
KA0138:11 | SC | KM3170EP | WHT | 20 | 92.C5 | XT0136:12 | JB70 PANEL A | 92.C5
KA0138:14 | SC | FU0139 | WHT | 20 | 92.C5 | XT0136:10 | JB70 PANEL A | 92.C6
KA0138:24 | SC | KT0144B1 | WHT | 20 | 14.B5 | KT0144:B1 | JB70 PANEL A | 14.B6
KA0141:21 | SC | KT0146A1 | WHT | 20 | 14.B2 | KT0146:A1 | JB70 PANEL A | 14.B2
KA0141:24 | SC | FU0139 | WHT | 20 | 14.B2 | XT0136:2 | JB70 PANEL A | 14.A2
KT0140:15 | SC | FU0139 | WHT | 20 | 14.D1 | KT0142:15 | JB70 PANEL A | 14.D2
KT0140:15 | SC | FU0139 | WHT | 20 | 14.A2 | XT0136:2 | JB70 PANEL A | 14.A2
KT0140:16 | SC | KT014115 | WHT | 20 | 14.D1 | KT0141:15 | JB70 PANEL A | 14.D2
KT0140:18 | SC | KT0143A1 | WHT | 20 | 14.A2 | KT0143:A1 | JB70 PANEL A | 14.A6
KT0140:A1 | SC | KT0140A1 | WHT | 20 | 14.A6 | KT0143:16 | JB70 PANEL A | 14.A5
KT0140:A2 | SC | 0V | WHT | 20 | 14.A6 | KT0141:A2 | JB70 PANEL A | 14.A6
KT0140:A2 | SC | 0V | WHT | 20 | 14.A6 | XT0136:3 | JB70 PANEL A | 14.A2
KT0141:18 | SC | KA013222 | WHT | 20 | 14.D2 | KT0144:18 | JB70 PANEL A | 14.D2
KT0141:A1 | SC | KT0141A1 | WHT | 20 | 14.A6 | KT0143:15 | JB70 PANEL A | 14.A5
KT0141:A1 | SC | KT0141A1 | WHT | 20 | 14.A6 | KT0142:A1 | JB70 PANEL A | 14.A6
KT0141:A2 | SC | 0V | WHT | 20 | 14.A6 | KT0142:A2 | JB70 PANEL A | 14.A6
KT0142:15 | SC | FU0139 | WHT | 20 | 14.D2 | KT0144:A1 | JB70 PANEL A | 14.B6
KT0142:18 | SC | KA0137A1 | WHT | 20 | 14.D2 | KT0145:18 | JB70 PANEL A | 14.D2
KT0142:A2 | SC | 0V | WHT | 20 | 14.A6 | KT0143:A2 | JB70 PANEL A | 14.A6
KT0143:A2 | SC | 0V | WHT | 20 | 14.A6 | KT0144:A2 | JB70 PANEL A | 14.B6
KT0144:15 | SC | FU0139 | WHT | 20 | 14.D2 | KT0145:15 | JB70 PANEL A | 14.D2
KT0144:15 | SC | FU0139 | WHT | 20 | 14.D2 | KT0144:A1 | JB70 PANEL A | 14.B6
KT0144:A2 | SC | 0V | WHT | 20 | 14.B6 | KT0145:A2 | JB70 PANEL A | 14.B6
PC0470:INP_A | SC | 009312 | WHT | 20 | 36.A5 | PC0470:INP_B | JB70 PANEL A | 36.A5
PEG0130:3 | SC | 0V | GRN/YEL | 12 | 13.B4 | XT0135:3 | JB70 PANEL A | 13.B4
PEG0130:4 | SC | PEG01304 | GRN/YEL | 14 | 36.D6 | XT1100:3 | JB70 PANEL A | 36.D5
RR0851: -3.01K OHM | SC | FU0139 | LEAD | --- | 12.D6 | XT0085:1 | JB70 PANEL A | 12.D6
RR0851: -3.01K OHM | SC | 007405 | LEAD | --- | 12.D6 | XT0085:2 | JB70 PANEL A | 12.D6
RR0852: -1.0K OHM | SC | 0V | LEAD | --- | 12.D6 | XT0085:3 | JB70 PANEL A | 12.D6
RR0852: -1.0K OHM | SC | 007405 | LEAD | --- | 12.D6 | XT0085:2 | JB70 PANEL A | 12.D6
UJ0131:- | SC | 521NEG | WHT | 12 | 12.B4 | XT0011:1 | JB70 PANEL A | 12.B3
UJ0131:G | SC | UJ0131G | GRN/YEL | 12 | 12.B4 | FRAME | JB70 PANEL A | 12.B4
UJ0131:OUT(-) | SC | 0V | WHT | 10 | 12.B4 | XT0134:1 | JB70 PANEL A | 13.B3
UV0291:24V(-) | SC | 0V | WHT | 14 | 36.C5 | XT1100:2 | JB70 PANEL A | 36.D5
UV0291:OUT1(-) | SC | UV0291OUT- | WHT | 16 | 36.C5 | XT0291:5 | JB70 PANEL A | 36.B6
UV0291:OUT1(+) | SC | UV0291OUT+ | WHT | 16 | 36.C5 | XT0291:1 | JB70 PANEL A | 36.B6
XT0080:1 | SC | 0V | WHT | 14 | 9.B1 | XT0135:2 | JB70 PANEL A | 13.B4
XT0083:2 | SC | 0V | WHT | 14 | 69.C5 | XT0134:5 | JB70 PANEL A | 13.B3
XT0085:3 | SC | 0V | WHT | 20 | 12.D6 | XT0135:4 | JB70 PANEL A | 13.C4
XT0134:3 | SC | 0V | WHT | 14 | 13.B3 | XT1100:2 | JB70 PANEL A | 36.D5
XT0135:1 | SC | 0V | WHT | 14 | 13.B4 | XT0134:1 | JB70 PANEL A | 13.B3
XT0135:1 | SC | 0V | WHT | 20 | 13.B4 | XT0136:3 | JB70 PANEL A | 14.A2
XT0135:2 | SC | 0V | WHT | 20 | 13.B4 | XT0081:1 | JB70 PANEL A | 9.D1
XT0136:1 | SC | FU0139 | WHT | 20 | 14.A2 | XT0136:10 | JB70 PANEL A | 92.C6
XT0136:11 | SC | 0V | WHT | 20 | 92.C6 | XT0136:3 | JB70 PANEL A | 14.A2
XT0136:4 | SC | FU0139 | WHT | 20 | 89.D5 | XT0136:1 | JB70 PANEL A | 14.A2
XT0138:3 | SC | FU0136 | WHT | 14 | 13.A3 | XT1100:1 | JB70 PANEL A | 36.D5
AU0080:L1 | WC0009 | AU0080L1 | ENET | CABLE | 9.A1 | AU0090:L2 | JB70 PANEL A | 9.C1
AF0081:04 | SC | SB0472B212 | WHT | 20 | 35.B7 | SB0472:B2-12 | JB70 | 35.B1
AF0081:36 | SC | SB0472B211 | WHT | 20 | 35.B7 | SB0472:B2-11 | JB70 | 35.B1
AF0087:00 | SC | SH047114 | WHT | 20 | 34.A7 | SH0471:14 | JB70 | 34.A1
AF0087:01 | SC | SH047012 | WHT | 20 | 34.B7 | SH0470:12 | JB70 | 34.B1
AF0087:02 | SC | SB047112 | WHT | 20 | 34.D7 | SB0471:12 | JB70 | 34.D1
AF0087:03 | SC | SB047314 | WHT | 20 | 34.D7 | SB0473:14 | JB70 | 34.D1
AF0087:04 | SC | SB047414 | WHT | 20 | 35.A7 | SB0474:14 | JB70 | 35.A1
AF0087:05 | SC | SA047312 | WHT | 20 | 35.D7 | SA0473:12 | JB70 | 35.D1
AF0087:06 | SC | SA047314 | WHT | 20 | 35.D7 | SA0473:14 | JB70 | 35.D1
AF0087:07 | SC | SA0471B214 | WHT | 20 | 35.A7 | SA0471:B2-14 | JB70 | 35.A1
AF0087:08 | SC | SA0471B114 | WHT | 20 | 35.B7 | SA0471:B1-14 | JB70 | 35.B1
AF0087:32 | SC | SH047113 | WHT | 20 | 34.A7 | SH0471:13 | JB70 | 34.A1
AF0087:33 | SC | SH047011 | WHT | 20 | 34.B7 | SH0470:11 | JB70 | 34.B1
AF0087:34 | SC | SB047111 | WHT | 20 | 34.D7 | SB0471:11 | JB70 | 34.D1
AF0087:35 | SC | SB047313 | WHT | 20 | 34.D7 | SB0473:13 | JB70 | 34.D1
AF0087:36 | SC | SB047413 | WHT | 20 | 35.A7 | SB0474:13 | JB70 | 35.A1
AF0087:37 | SC | SA047311 | WHT | 20 | 35.D7 | SA0473:11 | JB70 | 35.D1
AF0087:38 | SC | SA047313 | WHT | 20 | 35.D7 | SA0473:13 | JB70 | 35.D1
AF0087:39 | SC | SA0471B213 | WHT | 20 | 35.A7 | SA0471:B2-13 | JB70 | 35.A1
AF0087:40 | SC | SA0471B113 | WHT | 20 | 35.B7 | SA0471:B1-13 | JB70 | 35.B1
AF0091:14 | SC | SA0472B214 | WHT | 20 | 35.C7 | SA0472:B2-14 | JB70 | 35.C1
AF0091:15 | SC | SA0472B114 | WHT | 20 | 35.C7 | SA0472:B1-14 | JB70 | 35.C1
AF0091:46 | SC | SA0472B213 | WHT | 20 | 35.C7 | SA0472:B2-13 | JB70 | 35.C1
AF0091:47 | SC | SA0472B113 | WHT | 20 | 35.C7 | SA0472:B1-13 | JB70 | 35.C1
AF0093:06 | SC | SH0470X2 | WHT | 20 | 34.B7 | SH0470:X2 | JB70 | 34.B1
AF0093:15 | SC | SH0471X2 | WHT | 20 | 34.A7 | SH0471:X2 | JB70 | 34.A1
AF0093:22 | SC | SH0470X1 | WHT | 20 | 34.B7 | SH0470:X1 | JB70 | 34.B1
AF0093:31 | SC | SH0471X1 | WHT | 20 | 34.A7 | SH0471:X1 | JB70 | 34.A1
XT0137:1 | SC | ESTOPB1 | WHT | 20 | 35.B5 | SB0472:B1-11 | JB70 | 35.B1
XT0137:2 | SC | ESTOP | WHT | 20 | 35.B5 | SB0472:B1-12 | JB70 | 35.B1
XT0137:3 | SC | SH047111 | WHT | 20 | 34.A5 | SH0471:11 | JB70 | 34.A1
XT0137:4 | SC | SH047112 | WHT | 20 | 34.A5 | SH0471:12 | JB70 | 34.A1
XT0137:5 | SC | SH047013 | WHT | 20 | 34.B5 | SH0470:13 | JB70 | 34.B1
XT0137:6 | SC | SH047014 | WHT | 20 | 34.B5 | SH0470:14 | JB70 | 34.B1
XT1100:2 | SC | 0V | WHT | 14 | 36.D5 | AT1100:NEG | JB70 | 36.D3
XT1100:3 | SC | PEG01304 | GRN/YEL | 14 | 36.D5 | AT1100:GND | JB70 | 36.D3
AF0092:12 | SC | 009212 | WHT | 20 | 11.D3 | KA0875:A1 | JB70 LEFT RAIL | 11.D2
AF0092:14 | SC | 009214 | WHT | 20 | 114.C7 | XT0171:4 | JB70 LEFT RAIL | 114.C5
AF0092:28 | SC | 009228 | WHT | 20 | 11.D3 | KA0875:A2 | JB70 LEFT RAIL | 11.D2
AF0092:46 | SC | 009246 | WHT | 20 | 114.C7 | KA0176:24 | JB70 LEFT RAIL | 114.C6
AF0092:47 | SC | 009247 | WHT | 20 | 115.C7 | KA0177:24 | JB70 LEFT RAIL | 115.C6
AF0093:04 | SC | 009304 | WHT | 20 | 114.A7 | XT0171:2 | JB70 LEFT RAIL | 114.A6
AF0093:36 | SC | 009336 | WHT | 20 | 114.A7 | KA0176:14 | JB70 LEFT RAIL | 114.A6
KA0144:22 | SC | KA014422 | WHT | 20 | 114.A6 | KA0176:A1 | JB70 LEFT RAIL | 114.B5
XT0134:2 | SC | 0V | WHT | 12 | 13.B3 | XT0170:3 | JB70 LEFT RAIL | 11.A2
XT0138:2 | SC | FU0136 | WHT | 12 | 13.A3 | FU0170:LI | JB70 LEFT RAIL | 11.A2
AF0081:00 | SC | UA1200J21 | WHT | 20 | 15.A7 | KA0241:11 | JB70 PANEL B | 15.A5
AF0081:01 | SC | KA024314 | WHT | 20 | 15.B7 | KA0243:14 | JB70 PANEL B | 15.B6
AF0081:02 | SC | KA024524 | WHT | 20 | 15.B7 | KA0245:24 | JB70 PANEL B | 15.B6
AF0081:08 | SC | KA024214 | WHT | 20 | 15.C7 | KA0242:14 | JB70 PANEL B | 15.C6
AF0081:09 | SC | KA023924 | WHT | 20 | 15.A7 | KA0239:24 | JB70 PANEL B | 15.B6
AF0081:19 | SC | UA1200J27 | WHT | 20 | 16.C7 | UA1200:J2-7 | JB70 PANEL B | 16.B3
AF0081:33 | SC | KA024311 | WHT | 20 | 15.B7 | KA0243:11 | JB70 PANEL B | 15.B6
AF0081:34 | SC | KA024521 | WHT | 20 | 15.B7 | KA0245:21 | JB70 PANEL B | 15.B6
AF0081:41 | SC | KA023921 | WHT | 20 | 15.A7 | KA0239:21 | JB70 PANEL B | 15.B6
AF0088:SH | SC | IEG023011 | GRN | 14 | 9.B6 | IEG0230:11 | JB70 PANEL B | 9.B6
AF0092:13 | SC | 009213 | WHT | 20 | 34.C7 | XT0237:2 T2 | JB70 PANEL B | 34.C5
AF0093:09 | SC | 009309 | WHT | 20 | 44.B7 | KA0233:24 | JB70 PANEL B | 44.B5
AF0095:18 | SC | SV21202 | WHT | 20 | 63.B7 | XT0060:4 | JB70 PANEL B | 63.B5
AF0096:SH | SC | IEG02302 | GRN | 14 | 9.D5 | IEG0230:2 | JB70 PANEL B | 9.D5
GR0133: | SC | IEG023010 | GRN | 14 | 5.A4 | IEG0230:10 | JB70 PANEL B | 5.A4
GR0134: | SC | IEG023012 | GRN | 14 | 5.A4 | IEG0230:12 | JB70 PANEL B | 5.A4
KA0130:A2 | SC | UA1200J26 | WHT | 20 | 16.C5 | UA1200:J2-6 | JB70 PANEL B | 16.B3
KA0134:A1 | SC | KA0134A1 | WHT | 20 | 14.C6 | AF0067:12 | JB70 PANEL B | 92.D7
KA0141:21 | SC | KT0146A1 | WHT | 20 | 14.B2 | KA0241:21 | JB70 PANEL B | 14.B2
KA0141:24 | SC | FU0139 | WHT | 20 | 14.B2 | KA0241:24 | JB70 PANEL B | 14.B2
KA0144:21 | SC | KA023222 | WHT | 20 | 114.A6 | KA0232:22 | JB70 PANEL B | 114.A6
KA0144:22 | SC | KA014422 | WHT | 20 | 114.A6 | KA0249:12 | JB70 PANEL B | 114.A6
KA0221:11 | SC | KA022111 | WHT | 20 | 63.B6 | KA0235:24 | JB70 PANEL B | 63.B5
KA0221:A1 | SC | 007602 | WHT | 20 | 63.B6 | AF0076:02 | JB70 PANEL B | 63.B7
KA0221:A2 | SC | 007618 | WHT | 20 | 63.B6 | AF0076:18 | JB70 PANEL B | 63.B7
KA6211:A1 | SC | KA6211A1 | WHT | 20 | 114.A6 | KA0246:14 | JB70 PANEL B | 114.A5
KA6241:A1 | SC | KA6241A1 | WHT | 20 | 114.C6 | KA0244:24 | JB70 PANEL B | 114.C5
KA6242:A1 | SC | KA6242A1 | WHT | 20 | 115.C6 | KA0247:24 | JB70 PANEL B | 115.C5
KT0145:A1 | SC | KA024412 | WHT | 20 | 14.B6 | KA0244:12 | JB70 PANEL B | 15.D4
KT0146:15 | SC | KT014615 | WHT | 20 | 15.C6 | AF0076:10 | JB70 PANEL B | 15.C7
KT0146:18 | SC | KA024214 | WHT | 20 | 15.C6 | KA0231:14 | JB70 PANEL B | 15.C6
KT0146:A2 | SC | KT0146A2 | WHT | 20 | 14.B2 | AF0076:29 | JB70 PANEL B | 14.B2
KT0146:B1 | SC | KT0146B1 | WHT | 20 | 14.B2 | AF0076:13 | JB70 PANEL B | 14.B2
XT0085:2 | SC | 007405 | WHT | 20 | 12.D6 | AF0074:05 | JB70 PANEL B | 12.D7
XT0085:3 | SC | 0V | WHT | 20 | 12.D6 | AF0074:21 | JB70 PANEL B | 12.D7
XT0134:4 | SC | 0V | WHT | 14 | 13.B3 | XT0235:1 | JB70 PANEL B | 13.D4
XT0135:1 | SC | 0V | WHT | 14 | 13.B4 | KA1020:24 | JB70 PANEL B | 41.A5
XT0136:1 | SC | FU0139 | WHT | 20 | 14.A2 | XT0240:11 | JB70 PANEL B | 15.C4
XT0136:3 | SC | 0V | WHT | 20 | 14.A2 | XT0240:9 | JB70 PANEL B | 15.D3
XT0136:6 | SC | PS32004 | WHT | 20 | 89.D5 | KA0240:11 | JB70 PANEL B | 89.D6
XT0136:7 | SC | UF1300 | WHT | 20 | 89.D6 | KA0240:14 | JB70 PANEL B | 89.D6
XT0136:9 | SC | KA0231A1 | WHT | 20 | 14.B5 | KA0242:11 | JB70 PANEL B | 15.C6
XT0137:1 | SC | ESTOPB1 | WHT | 20 | 35.B5 | XT0240:3 | JB70 PANEL B | 15.A3
XT0137:2 | SC | ESTOP | WHT | 20 | 35.B5 | XT0240:4 | JB70 PANEL B | 15.A3
XT0138:4 | SC | FU0136 | WHT | 12 | 13.B3 | FU0210:LI | JB70 PANEL B | 13.C4
XT0139:3 | SC | FU0137 | WHT | 14 | 13.B4 | FU0211:LI | JB70 PANEL B | 13.B4
XT0139:4 | SC | ESTOP | WHT | 20 | 15.B3 | XT0240:4 | JB70 PANEL B | 15.A3
XT0291:2 | SC | UV0291OUT+ | WHT | 14 | 36.B6 | FU1101:LI | JB70 PANEL B | 36.C2
XT0291:6 | SC | UV0291OUT- | WHT | 16 | 36.B6 | BA1100:NEG | JB70 PANEL B | 36.D1
AU0080:L2 | WC0008 | AU0080L2 | ENET | CABLE | 9.A1 | AU0070:L1 | JB70 PANEL B | 10.A2
AF0092:15 | SC | 009215 | WHT | 20 | 115.C7 | XT0110:5 | JB70 PANEL C | 115.C5
XT0134:4 | SC | 0V | WHT | 14 | 13.B3 | XT0110:2 | JB70 PANEL C | 18.A5
XT0138:4 | SC | FU0136 | WHT | 14 | 13.B3 | XT0110:1 | JB70 PANEL C | 18.A5
XT0139:4 | SC | ESTOP | WHT | 20 | 15.B3 | XT0110:4 | JB70 PANEL C | 18.B5
FU0010:LD | SC | FU0010 | WHT | 14 | 13.A5 | UV0600:(+) | JB70 PLC PANEL | 6.B2
XT0135:1 | SC | 0V | WHT | 14 | 13.B4 | UV0600:(-) | JB70 PLC PANEL | 6.B2
AU0090:L1 | WC0003 | AP0603L2 | ENET | CABLE | 9.C1 | AP0603:L2 | JB70 PLC PANEL | 6.A3
XT1100:1 | SC | FU0136 | WHT | 14 | 36.D5 | FU1100:LI | JB70 RIGHT RAIL | 36.D3
XT4101:10 | SC | KA71712 | WHT | 20 | 27.B6 | AF0183:00 | JB72 RIGHT RAIL | 27.B6
XT4101:11 | SC | KA71721 | WHT | 20 | 27.C6 | AF0185:36 | JB72 RIGHT RAIL | 27.C6
XT4101:12 | SC | KA71722 | WHT | 20 | 27.C6 | AF0185:04 | JB72 RIGHT RAIL | 27.C6
XT4101:13 | SC | KA71731 | WHT | 20 | 27.C6 | AF0183:33 | JB72 RIGHT RAIL | 27.C6
XT4101:14 | SC | KA71732 | WHT | 20 | 27.C6 | AF0183:01 | JB72 RIGHT RAIL | 27.C6
XT4101:7 | SC | KA71701 | WHT | 20 | 27.B6 | AF0185:35 | JB72 RIGHT RAIL | 27.B6
XT4101:8 | SC | KA71702 | WHT | 20 | 27.B6 | AF0185:03 | JB72 RIGHT RAIL | 27.B6
XT4101:9 | SC | KA71711 | WHT | 20 | 27.B6 | AF0183:32 | JB72 RIGHT RAIL | 27.B6
SolarTools ver. 24.0.84.24712 (Jul 31, 2025)
Report date: 4/14/2026 3:24 PM

## JB70 PANEL B
JB70 PANEL B
Project # | 4M891
Project Name | VOLTAGRID DATA CENTER^PROJECT
Revision | B
Controls DE | J. SHORTER
Phone: | 0
Controls ME | N. LOPEZ
Phone:
From | [5 empty] | To
Device ID | Cable (W) Conductor (SC) Jumper Clip (JC) | Wire No. | Wire ID | Gauge/Size | Page/Zone | Device ID | Location | Page/Zone
XT0060:1 | JC | 0V | CLIP | --- | 10.D1 | XT0060:2 | JB70 PANEL B | 10.D1
XT0233:1 | JC | FU0210 | CLIP | --- | 13.C4 | XT0233:2 | JB70 PANEL B | 13.C4
XT0233:2 | JC | FU0210 | CLIP | --- | 13.C4 | XT0233:3 | JB70 PANEL B | 13.C4
XT0235:1 | JC | 0V | CLIP | --- | 13.D4 | XT0235:2 | JB70 PANEL B | 13.D4
XT0235:2 | JC | 0V | CLIP | --- | 13.D4 | XT0235:3 | JB70 PANEL B | 13.D4
XT0240:10 | JC | FU0139 | CLIP | --- | 15.C4 | XT0240:11 | JB70 PANEL B | 15.C4
XT0240:8 | JC | 0V | CLIP | --- | 15.D3 | XT0240:9 | JB70 PANEL B | 15.D3
AF0061:02 | SC | 006102 | WHT | 20 | 42.B7 | KA0233:14 | JB70 PANEL B | 42.B5
AF0061:06 | SC | 006106 | WHT | 20 | 71.B7 | KA0250:24 | JB70 PANEL B | 71.B5
AF0061:10 | SC | KA023814 | WHT | 20 | 72.B7 | KA0238:14 | JB70 PANEL B | 72.B5
AF0061:14 | SC | 006114 | WHT | 20 | 43.B7 | KA0234:11 | JB70 PANEL B | 43.B5
AF0061:COM | SC | 0V | WHT | 14 | 10.C2 | XT0060:2 | JB70 PANEL B | 10.D1
AF0061:J | SC | * |  |  | 10.C2 | AF0062:P | JB70 PANEL B | 10.C3
AF0061:V+ | SC | FU0061 | WHT | 14 | 10.C2 | FU0061:LD | JB70 PANEL B | 10.D1
AF0062:00 | SC | 006200 | WHT | 20 | 64.A7 | KA0222:14 | JB70 PANEL B | 64.A6
AF0062:16 | SC | SV21242 | WHT | 20 | 64.A7 | XT0060:5 | JB70 PANEL B | 64.A5
AF0062:COM | SC | 0V | WHT | 14 | 10.C3 | XT0060:2 | JB70 PANEL B | 10.D1
AF0062:J | SC | * |  |  | 10.C3 | AF0063:P | JB70 PANEL B | 10.C3
AF0062:V+ | SC | FU0062 | WHT | 14 | 10.C3 | FU0062:LD | JB70 PANEL B | 10.D1
AF0063:COM | SC | AF0063N | WHT | 16 | 10.C3 | AF0064:COM | JB70 PANEL B | 10.C4
AF0063:COM | SC | AU0060N | WHT | 16 | 10.C3 | AU0060:COM | JB70 PANEL B | 10.C2
AF0063:J | SC | * |  |  | 10.C3 | AF0064:P | JB70 PANEL B | 10.C4
AF0063:V+ | SC | AF0063P | WHT | 16 | 10.C3 | AF0064:V+ | JB70 PANEL B | 10.C4
AF0063:V+ | SC | AU0060P | WHT | 16 | 10.C3 | AU0060:V+ | JB70 PANEL B | 10.C2
AF0064:COM | SC | AF0064N | WHT | 16 | 10.C4 | AF0065:COM | JB70 PANEL B | 10.C5
AF0064:J | SC | * |  |  | 10.C4 | AF0065:P | JB70 PANEL B | 10.C5
AF0064:SH | SC | AF0064G | GRN | 14 | 10.C4 | AF0065:SH | JB70 PANEL B | 10.C5
AF0064:SH | SC | AU0060 | GRN | 14 | 10.C4 | AU0060:GND | JB70 PANEL B | 10.C2
AF0064:V+ | SC | AF0064P | WHT | 16 | 10.C4 | AF0065:V+ | JB70 PANEL B | 10.C5
AF0065:COM | SC | AF0065N | WHT | 16 | 10.C5 | AF0068:COM | JB70 PANEL B | 10.C6
AF0065:J | SC | * |  |  | 10.C5 | AF0066:P | JB70 PANEL B | 10.C5
AF0065:SH | SC | AF0065G | GRN | 14 | 10.C5 | AF0066:SH | JB70 PANEL B | 10.C5
AF0065:V+ | SC | AF0065P | WHT | 16 | 10.C5 | AF0068:V+ | JB70 PANEL B | 10.C6
AF0066:COM | SC | 0V | WHT | 14 | 10.C5 | XT0060:2 | JB70 PANEL B | 10.D1
AF0066:J | SC | * |  |  | 10.C5 | AF0067:P | JB70 PANEL B | 10.C6
AF0066:SH | SC | AF0066G | GRN | 14 | 10.C5 | AF0068:SH | JB70 PANEL B | 10.C6
AF0066:V+ | SC | FU0063 | WHT | 16 | 10.C5 | FU0063:LD | JB70 PANEL B | 10.D1
AF0067:COM | SC | 0V | WHT | 14 | 10.C6 | XT0060:2 | JB70 PANEL B | 10.D1
AF0067:J | SC | * |  |  | 10.C6 | AF0068:P | JB70 PANEL B | 10.C6
AF0067:V+ | SC | FU0064 | WHT | 16 | 10.C6 | FU0064:LD | JB70 PANEL B | 10.D1
AF0068:SH | SC | IEG02304 | GRN | 14 | 10.C6 | IEG0230:4 | JB70 PANEL B | 10.D7
AF0071:COM | SC | AF0071N | WHT | 16 | 10.B2 | AF0072:COM | JB70 PANEL B | 10.A3
AF0071:COM | SC | AU0070N | WHT | 16 | 10.B2 | AU0070:COM | JB70 PANEL B | 10.A2
AF0071:J | SC | * |  |  | 10.B2 | AF0072:P | JB70 PANEL B | 10.A3
AF0071:SH | SC | AF0071G | GRN | 14 | 10.B2 | AF0072:SH | JB70 PANEL B | 10.A3
AF0071:SH | SC | AU0070 | GRN | 14 | 10.B2 | AU0070:GND | JB70 PANEL B | 10.A2
AF0071:V+ | SC | AF0071P | WHT | 16 | 10.B2 | AF0072:V+ | JB70 PANEL B | 10.A3
AF0071:V+ | SC | AU0070P | WHT | 16 | 10.B2 | AU0070:V+ | JB70 PANEL B | 10.A2
AF0072:COM | SC | AF0072N | WHT | 16 | 10.A3 | AF0073:COM | JB70 PANEL B | 10.B3
AF0072:J | SC | * |  |  | 10.A3 | AF0073:P | JB70 PANEL B | 10.B3
AF0072:SH | SC | AF0072G | GRN | 14 | 10.A3 | AF0073:SH | JB70 PANEL B | 10.B3
AF0072:V+ | SC | AF0072P | WHT | 16 | 10.A3 | AF0073:V+ | JB70 PANEL B | 10.B3
AF0073:COM | SC | AF0073N | WHT | 16 | 10.B3 | AF0074:COM | JB70 PANEL B | 10.B4
AF0073:J | SC | * |  |  | 10.B3 | AF0074:P | JB70 PANEL B | 10.B4
AF0073:SH | SC | AF0073G | GRN | 14 | 10.B3 | AF0074:SH | JB70 PANEL B | 10.B4
AF0073:V+ | SC | AF0073P | WHT | 16 | 10.B3 | AF0074:V+ | JB70 PANEL B | 10.B4
AF0074:COM | SC | AF0074N | WHT | 16 | 10.B4 | AF0075:COM | JB70 PANEL B | 10.A5
AF0074:J | SC | * |  |  | 10.B4 | AF0075:P | JB70 PANEL B | 10.A5
AF0074:SH | SC | AF0074G | GRN | 14 | 10.B4 | AF0075:SH | JB70 PANEL B | 10.A5
AF0074:V+ | SC | AF0074P | WHT | 16 | 10.B4 | AF0075:V+ | JB70 PANEL B | 10.A5
AF0075:COM | SC | AF0075N | WHT | 16 | 10.A5 | AF0077:COM | JB70 PANEL B | 10.B6
AF0075:J | SC | * |  |  | 10.A5 | AF0076:P | JB70 PANEL B | 10.A5
AF0075:SH | SC | AF0075G | GRN | 14 | 10.A5 | AF0077:SH | JB70 PANEL B | 10.B6
AF0075:V+ | SC | AF0075P | WHT | 16 | 10.A5 | AF0077:V+ | JB70 PANEL B | 10.B6
AF0076:00 | SC | 007600 | WHT | 20 | 59.B7 | KA0237:14 | JB70 PANEL B | 59.B5
AF0076:01 | SC | 007601 | WHT | 20 | 61.B7 | KA0237:24 | JB70 PANEL B | 61.B5
AF0076:04 | SC | 007604 | WHT | 20 | 64.A7 | KA0222:A1 | JB70 PANEL B | 64.A6
AF0076:05 | SC | 007605 | WHT | 16 | 29.A6 | KA0182:A1 | JB70 PANEL B | 29.A5
AF0076:06 | SC | KA0183A1 | WHT | 16 | 29.B6 | KA0183:A1 | JB70 PANEL B | 29.B5
AF0076:08 | SC | 007608 | WHT | 20 | 36.A7 | KA1020:A1 | JB70 PANEL B | 36.A5
AF0076:11 | SC | UA1200J14 | WHT | 20 | 16.C7 | UA1200:J1-4 | JB70 PANEL B | 16.B3
AF0076:12 | SC | 007612 | WHT | 20 | 16.C7 | XT0237:1 B2 | JB70 PANEL B | 16.C5
AF0076:20 | SC | 007620 | WHT | 20 | 64.A7 | KA0222:A2 | JB70 PANEL B | 64.A6
AF0076:21 | SC | 007621 | WHT | 16 | 29.A6 | KA0182:A2 | JB70 PANEL B | 29.A5
AF0076:22 | SC | KA0183A2 | WHT | 16 | 29.B6 | KA0183:A2 | JB70 PANEL B | 29.B5
AF0076:24 | SC | 007624 | WHT | 20 | 36.A7 | KA1020:A2 | JB70 PANEL B | 36.A5
AF0076:26 | SC | KA0231A2 | WHT | 20 | 15.C7 | KA0231:A2 | JB70 PANEL B | 15.C6
AF0076:COM | SC | 0V | WHT | 14 | 10.A5 | XT0070:1 | JB70 PANEL B | 10.B1
AF0076:J | SC | * |  |  | 10.A5 | AF0077:P | JB70 PANEL B | 10.B6
AF0076:V+ | SC | FU0071 | WHT | 16 | 10.A5 | FU0071:LD | JB70 PANEL B | 10.B1
AF0077:SH | SC | IEG02305 | GRN | 14 | 10.B6 | IEG0230:5 | JB70 PANEL B | 10.B6
XT0240:3 | SC | JW1 | CLIP | -- | 15.A3 | XT0240:2 | JB70 PANEL B | 15.A3
XT0240:2 | SC | JP0 | VIO | 20 | 15.A3 | XT0240:1 | JB70 PANEL B | 15.A3
AU0060:COM | SC | 0V | WHT | 14 | 10.C2 | XT0060:1 | JB70 PANEL B | 10.D1
AU0060:V+ | SC | FU0060 | WHT | 14 | 10.C2 | FU0060:LD | JB70 PANEL B | 10.C1
AU0070:COM | SC | 0V | WHT | 14 | 10.A2 | XT0070:1 | JB70 PANEL B | 10.B1
AU0070:V+ | SC | FU0070 | WHT | 16 | 10.A2 | FU0070:LD | JB70 PANEL B | 10.B1
BA1100:POS | SC | FU1101LD | WHT | 16 | 36.D1 | FU1101:LD | JB70 PANEL B | 36.C2
FU0060:LI | SC | FU0210 | WHT | 14 | 10.C1 | XT0233:1 | JB70 PANEL B | 13.C4
FU0060:LI | SC | FU0210 | WHT | 14 | 10.C1 | FU0061:LI | JB70 PANEL B | 10.D1
FU0061:LI | SC | FU0210 | WHT | 14 | 10.D1 | FU0062:LI | JB70 PANEL B | 10.D1
FU0062:LI | SC | FU0210 | WHT | 14 | 10.D1 | FU0063:LI | JB70 PANEL B | 10.D1
FU0063:LI | SC | FU0210 | WHT | 14 | 10.D1 | FU0064:LI | JB70 PANEL B | 10.D1
FU0070:LI | SC | FU0210 | WHT | 14 | 10.B1 | XT0233:2 | JB70 PANEL B | 13.C4
FU0070:LI | SC | FU0210 | WHT | 14 | 10.B1 | FU0071:LI | JB70 PANEL B | 10.B1
FU0200:LI | SC | FU0332 | WHT | 14 | 22.D1 | FU0201:LI | JB70 PANEL B | 22.D1
FU0201:LI | SC | FU0332 | WHT | 14 | 22.D1 | FU0202:LI | JB70 PANEL B | 22.D1
FU0202:LI | SC | FU0332 | WHT | 14 | 22.D1 | FU0203:LI | JB70 PANEL B | 22.D1
FU0210:LD | SC | FU0210 | WHT | 14 | 13.C4 | XT0233:1 | JB70 PANEL B | 13.C4
FU0211:LD | SC | FU0211 | WHT | 14 | 13.B4 | KA1020:14 | JB70 PANEL B | 41.A5
FU0212:LD | SC | FU0212 | WHT | 16 | 13.C5 | KA0248:21 | JB70 PANEL B | 16.C6
FU0212:LD | SC | FU0212 | WHT | 16 | 13.C5 | XT0233:4 | JB70 PANEL B | 16.D5
FU0212:LI | SC | FU0210 | WHT | 14 | 13.C5 | XT0233:1 | JB70 PANEL B | 13.C4
FU2100:LI | SC | FU0210 | WHT | 14 | 13.C4 | XT0233:2 | JB70 PANEL B | 13.C4
FU2110:LI | SC | FU0210 | WHT | 14 | 13.C4 | XT0233:3 | JB70 PANEL B | 13.C4
GR0231: | SC | IEG02307 | GRN | 14 | 5.A4 | IEG0230:7 | JB70 PANEL B | 5.A4
GR0232: | SC | GR0232 | GRN/YEL | 14 | 5.A3 | FRAME | JB70 PANEL B | 5.A3
GR0233: | SC | IEG02303 | GRN | 14 | 10.B3 | IEG0230:3 | JB70 PANEL B | 10.B2
IEG0230:8 | SC | IEG02308 | GRN | 16 | 16.D6 | UA1200:J3-4 | JB70 PANEL B | 16.B3
KA0222:11 | SC | KA022211 | WHT | 20 | 64.A6 | KA0236:24 | JB70 PANEL B | 64.A5
KA0231:11 | SC | KA0231A1 | WHT | 20 | 15.C6 | KA0242:11 | JB70 PANEL B | 15.C6
KA0231:11 | SC | KA0231A1 | WHT | 20 | 15.C6 | KA0231:A1 | JB70 PANEL B | 15.C6
KA0231:14 | SC | KA024214 | WHT | 20 | 15.C6 | KA0242:14 | JB70 PANEL B | 15.C6
KA0231:21 | SC | KA023121 | WHT | 20 | 15.A4 | KA0245:14 | JB70 PANEL B | 15.A4
KA0231:A1 | SC | KA0231A1 | WHT | 20 | 15.C6 | KA0232:A1 | JB70 PANEL B | 15.D6
KA0231:A2 | SC | KA0231A2 | WHT | 20 | 15.C6 | KA0232:A2 | JB70 PANEL B | 15.D6
KA0232:22 | SC | KA023222 | WHT | 20 | 114.A6 | KA0249:11 | JB70 PANEL B | 114.A6
KA0232:A1 | SC | KA0231A1 | WHT | 20 | 15.D6 | KA0233:A1 | JB70 PANEL B | 15.D6
KA0232:A2 | SC | KA0231A2 | WHT | 20 | 15.D6 | KA0233:A2 | JB70 PANEL B | 15.D6
KA0233:A1 | SC | KA0231A1 | WHT | 20 | 15.D6 | KA0234:A1 | JB70 PANEL B | 15.D6
KA0233:A2 | SC | KA0231A2 | WHT | 20 | 15.D6 | KA0234:A2 | JB70 PANEL B | 15.D6
KA0235:11 | SC | UA1200J21 | WHT | 20 | 15.A5 | KA0241:11 | JB70 PANEL B | 15.A5
KA0235:11 | SC | UA1200J21 | WHT | 20 | 15.A5 | XT0060:3 | JB70 PANEL B | 16.D5
KA0235:14 | SC | KA024114 | WHT | 20 | 15.A5 | KA0241:14 | JB70 PANEL B | 15.A5
KA0235:A1 | SC | ESTOP | WHT | 20 | 15.A2 | KA0236:A1 | JB70 PANEL B | 15.B2
KA0235:A1 | SC | ESTOP | WHT | 20 | 15.A2 | XT0240:4 | JB70 PANEL B | 15.A3
KA0236:11 | SC | FU0139 | WHT | 20 | 15.D4 | KA0244:11 | JB70 PANEL B | 15.D4
KA0236:11 | SC | FU0139 | WHT | 20 | 15.D4 | XT0240:11 | JB70 PANEL B | 15.C4
KA0236:12 | SC | KA023612 | WHT | 20 | 15.D4 | XT0240:12 | JB70 PANEL B | 15.D4
KA0236:A1 | SC | ESTOP | WHT | 20 | 15.B2 | KA0237:A1 | JB70 PANEL B | 15.B2
KA0236:A2 | SC | 0V | WHT | 20 | 15.B2 | KA0235:A2 | JB70 PANEL B | 15.A2
KA0236:A2 | SC | 0V | WHT | 20 | 15.B2 | KA0237:A2 | JB70 PANEL B | 15.B2
KA0237:A1 | SC | ESTOP | WHT | 20 | 15.B2 | KA0238:A1 | JB70 PANEL B | 15.B2
KA0237:A2 | SC | 0V | WHT | 20 | 15.B2 | KA0238:A2 | JB70 PANEL B | 15.B2
KA0238:A1 | SC | ESTOP | WHT | 20 | 15.B2 | KA0239:A1 | JB70 PANEL B | 15.B2
KA0238:A2 | SC | 0V | WHT | 20 | 15.B2 | KA0239:A2 | JB70 PANEL B | 15.B2
KA0239:A1 | SC | ESTOP | WHT | 20 | 15.B2 | KA0240:A1 | JB70 PANEL B | 15.B2
KA0239:A2 | SC | 0V | WHT | 20 | 15.B2 | KA0240:A2 | JB70 PANEL B | 15.B2
KA0240:A1 | SC | ESTOP | WHT | 20 | 15.B2 | KA0248:A1 | JB70 PANEL B | 15.C2
KA0240:A2 | SC | 0V | WHT | 20 | 15.B2 | KA0248:A2 | JB70 PANEL B | 15.C2
KA0241:14 | SC | KA024114 | WHT | 20 | 15.A5 | KA0231:24 | JB70 PANEL B | 15.A4
KA0241:A1 | SC | KA0241A1 | WHT | 20 | 15.C2 | KA0242:A1 | JB70 PANEL B | 15.C2
KA0241:A1 | SC | KA0241A1 | WHT | 20 | 15.C2 | XT0240:5 | JB70 PANEL B | 15.C3
KA0241:A2 | SC | 0V | WHT | 20 | 15.C2 | KA0242:A2 | JB70 PANEL B | 15.C2
KA0241:A2 | SC | 0V | WHT | 20 | 15.C2 | KA0250:A2 | JB70 PANEL B | 15.C2
KA0242:21 | SC | 024221 | WHT | 20 | 16.C6 | XT0237:1 T2 | JB70 PANEL B | 16.C5
KA0242:24 | SC | 024822 | WHT | 20 | 16.C6 | KA0248:22 | JB70 PANEL B | 16.C6
KA0242:A2 | SC | 0V | WHT | 20 | 15.C2 | KA0243:A2 | JB70 PANEL B | 15.C2
KA0243:21 | SC | ESTOPC | WHT | 20 | 15.A3 | XT0240:1 | JB70 PANEL B | 15.A3
KA0243:24 | SC | KA024511 | WHT | 20 | 15.A3 | KA0245:11 | JB70 PANEL B | 15.A4
KA0243:A1 | SC | KA0243A1 | WHT | 20 | 15.C2 | KA0244:A1 | JB70 PANEL B | 15.D2
KA0243:A1 | SC | KA0243A1 | WHT | 20 | 15.C2 | XT0240:6 | JB70 PANEL B | 15.C3
KA0243:A2 | SC | 0V | WHT | 20 | 15.C2 | KA0244:A2 | JB70 PANEL B | 15.D2
KA0244:A1 | SC | KA0243A1 | WHT | 20 | 15.D2 | KA0246:A1 | JB70 PANEL B | 15.D2
KA0244:A2 | SC | 0V | WHT | 20 | 15.D2 | KA0246:A2 | JB70 PANEL B | 15.D2
KA0245:A1 | SC | KA0245A1 | WHT | 20 | 15.D2 | KA0249:A1 | JB70 PANEL B | 15.D2
KA0245:A1 | SC | KA0245A1 | WHT | 20 | 15.D2 | XT0240:7 | JB70 PANEL B | 15.D3
KA0245:A2 | SC | 0V | WHT | 20 | 15.D2 | KA0249:A2 | JB70 PANEL B | 15.D2
KA0245:A2 | SC | 0V | WHT | 20 | 15.D2 | KA0247:A2 | JB70 PANEL B | 15.D2
KA0246:A1 | SC | KA0243A1 | WHT | 20 | 15.D2 | KA0247:A1 | JB70 PANEL B | 15.D2
KA0246:A2 | SC | 0V | WHT | 20 | 15.D2 | KA0247:A2 | JB70 PANEL B | 15.D2
KA0248:A1 | SC | ESTOP | WHT | 20 | 15.C2 | KA0250:A1 | JB70 PANEL B | 15.C2
KA0248:A2 | SC | 0V | WHT | 20 | 15.C2 | KA0250:A2 | JB70 PANEL B | 15.C2
KA0249:A2 | SC | 0V | WHT | 20 | 15.D2 | XT0240:9 | JB70 PANEL B | 15.D3
UA1200:J1-10 | SC | FU0212 | WHT | 20 | 16.B3 | XT0233:4 | JB70 PANEL B | 16.D5
UA1200:J1-5 | SC | UA1200J15 | WHT | 20 | 16.B3 | XT0237:1 B1 | JB70 PANEL B | 16.C5
UA1200:J1-8 | SC | UA1200J | WHT | 20 | 73.B6 | UA1200:J3-5 | JB70 PANEL B | 73.B6
UA1200:J1-9 | SC | 0V | WHT | 20 | 16.B3 | XT0235:4 | JB70 PANEL B | 16.D5
UA1200:J2-1 | SC | UA1200J21 | WHT | 20 | 16.B3 | XT0060:3 | JB70 PANEL B | 16.D5
UA1200:J2-2 | SC | FU0212 | WHT | 20 | 16.B3 | XT0233:4 | JB70 PANEL B | 16.D5
XT0070:1 | SC | 0V | WHT | 20 | 10.B1 | XT0235:1 | JB70 PANEL B | 13.D4
XT0235:1 | SC | 0V | WHT | 14 | 13.D4 | XT0060:1 | JB70 PANEL B | 10.D1
XT0235:4 | SC | 0V | WHT | 16 | 16.D5 | XT0235:2 | JB70 PANEL B | 13.D4
XT0236:1 | SC | FU0139 | WHT | 20 | 34.B5 | XT0240:10 | JB70 PANEL B | 15.C4
XT0236:2 | SC | KA0241A1 | WHT | 20 | 34.B5 | XT0240:5 | JB70 PANEL B | 15.C3
XT0236:3 | SC | 0V | WHT | 20 | 34.C5 | XT0240:8 | JB70 PANEL B | 15.D3
XT0237:2 B2 | SC | KA023612 | WHT | 20 | 34.C5 | XT0240:12 | JB70 PANEL B | 15.D4
AU0060:L1 | WC0007 | AU0070L2 | ENET | CABLE | 10.C2 | AU0070:L2 | JB70 PANEL B | 10.A2
AF0065:12 | WC4524 | UA1200J13 | RED | 20 | 16.B7 | UA1200:J1-3 | JB70 PANEL B | 16.B3
AF0065:28 | WC4524 | UA1200J11 | BLK | 20 | 16.B7 | UA1200:J1-1 | JB70 PANEL B | 16.B3
AF0065:60 | WC4524 | UA1200S | SH | 20 | 16.B7 | FLOATING | JB70 PANEL B | 16.B3
XT0236:1 | SC | FU0139 | WHT | 20 | 34.B5 | SH0472:13 | JB70 | 34.B1
XT0236:2 | SC | KA0241A1 | WHT | 20 | 34.B5 | SH0472:14 | JB70 | 34.B1
XT0236:3 | SC | 0V | WHT | 20 | 34.C5 | SH0472:X1 | JB70 | 34.C1
XT0236:4 | SC | SH047211 | WHT | 20 | 34.C5 | SH0472:11 | JB70 | 34.C1
XT0236:5 | SC | SH047212 | WHT | 20 | 34.C5 | SH0472:12 | JB70 | 34.C1
XT0237:2 B1 | SC | SH0472X2 | WHT | 20 | 34.C5 | SH0472:X2 | JB70 | 34.C1
XT0240:11 | SC | FU0139 | WHT | 20 | 15.C4 | AT0170:30 | JB70 | 11.C3
XT0240:11 | SC | FU0139 | WHT | 20 | 15.C4 | AT0170:24 | JB70 | 11.B3
XT0240:6 | SC | KA0243A1 | WHT | 20 | 15.C3 | AT0170:26 | JB70 | 11.B3
XT0240:7 | SC | KA0245A1 | WHT | 20 | 15.D3 | AT0170:32 | JB70 | 11.C3
BA1100:L2 | WC0010 | BA1100L2 | ENET | CABLE | 36.D1 | AT0170:L1 | JB70 | 11.A5
BA1100:DEVICE | WC0101 | BA1100DEVICE | ENET | CABLE | 36.D1 | AT1100:L1 | JB70 | 36.D3
KA0232:11 | SC | KA017814 | WHT | 20 | 33.D6 | KA0178:14 | JB70 LEFT RAIL | 33.D5
KA0232:12 | SC | FU0170 | WHT | 20 | 33.D6 | KA0875:14 | JB70 LEFT RAIL | 33.D6
KA0232:21 | SC | FU0170 | WHT | 20 | 114.A6 | XT0170:2 | JB70 LEFT RAIL | 11.A2
KA0244:21 | SC | KA024421 | WHT | 20 | 114.C5 | XT0171:3 | JB70 LEFT RAIL | 114.C5
KA0246:11 | SC | KA017611 | WHT | 20 | 114.A5 | XT0171:1 | JB70 LEFT RAIL | 114.A5
AF0067:12 | SC | KA0134A1 | WHT | 20 | 92.D7 | KA0134:A1 | JB70 PANEL A | 14.C6
AF0074:05 | SC | 007405 | WHT | 20 | 12.D7 | XT0085:2 | JB70 PANEL A | 12.D6
AF0074:21 | SC | 0V | WHT | 20 | 12.D7 | XT0085:3 | JB70 PANEL A | 12.D6
AF0076:02 | SC | 007602 | WHT | 20 | 63.B7 | KA0221:A1 | JB70 PANEL A | 63.B6
AF0076:10 | SC | KT014615 | WHT | 20 | 15.C7 | KT0146:15 | JB70 PANEL A | 15.C6
AF0076:13 | SC | KT0146B1 | WHT | 20 | 14.B2 | KT0146:B1 | JB70 PANEL A | 14.B2
AF0076:18 | SC | 007618 | WHT | 20 | 63.B7 | KA0221:A2 | JB70 PANEL A | 63.B6
AF0076:29 | SC | KT0146A2 | WHT | 20 | 14.B2 | KT0146:A2 | JB70 PANEL A | 14.B2
BA1100:NEG | SC | UV0291OUT- | WHT | 16 | 36.D1 | XT0291:6 | JB70 PANEL A | 36.B6
FU0210:LI | SC | FU0136 | WHT | 12 | 13.C4 | XT0138:4 | JB70 PANEL A | 13.B3
FU0211:LI | SC | FU0137 | WHT | 14 | 13.B4 | XT0139:3 | JB70 PANEL A | 13.B4
FU1101:LI | SC | UV0291OUT+ | WHT | 14 | 36.C2 | XT0291:2 | JB70 PANEL A | 36.B6
IEG0230:10 | SC | IEG023010 | GRN | 14 | 5.A4 | GR0133: | JB70 PANEL A | 5.A4
IEG0230:11 | SC | IEG023011 | GRN | 14 | 9.B6 | AF0088:SH | JB70 PANEL A | 9.B6
IEG0230:12 | SC | IEG023012 | GRN | 14 | 5.A4 | GR0134: | JB70 PANEL A | 5.A4
IEG0230:2 | SC | IEG02302 | GRN | 14 | 9.D5 | AF0096:SH | JB70 PANEL A | 9.D5
KA0231:14 | SC | KA024214 | WHT | 20 | 15.C6 | KT0146:18 | JB70 PANEL A | 15.C6
KA0232:22 | SC | KA023222 | WHT | 20 | 114.A6 | KA0144:21 | JB70 PANEL A | 114.A6
KA0233:24 | SC | 009309 | WHT | 20 | 44.B5 | AF0093:09 | JB70 PANEL A | 44.B7
KA0235:24 | SC | KA022111 | WHT | 20 | 63.B5 | KA0221:11 | JB70 PANEL A | 63.B6
KA0239:21 | SC | KA023921 | WHT | 20 | 15.B6 | AF0081:41 | JB70 PANEL A | 15.A7
KA0239:24 | SC | KA023924 | WHT | 20 | 15.B6 | AF0081:09 | JB70 PANEL A | 15.A7
KA0240:11 | SC | PS32004 | WHT | 20 | 89.D6 | XT0136:6 | JB70 PANEL A | 89.D5
KA0240:14 | SC | UF1300 | WHT | 20 | 89.D6 | XT0136:7 | JB70 PANEL A | 89.D6
KA0241:11 | SC | UA1200J21 | WHT | 20 | 15.A5 | AF0081:00 | JB70 PANEL A | 15.A7
KA0241:21 | SC | KT0146A1 | WHT | 20 | 14.B2 | KA0141:21 | JB70 PANEL A | 14.B2
KA0241:24 | SC | FU0139 | WHT | 20 | 14.B2 | KA0141:24 | JB70 PANEL A | 14.B2
KA0242:11 | SC | KA0231A1 | WHT | 20 | 15.C6 | XT0136:9 | JB70 PANEL A | 14.B5
KA0242:14 | SC | KA024214 | WHT | 20 | 15.C6 | AF0081:08 | JB70 PANEL A | 15.C7
KA0243:11 | SC | KA024311 | WHT | 20 | 15.B6 | AF0081:33 | JB70 PANEL A | 15.B7
KA0243:14 | SC | KA024314 | WHT | 20 | 15.B6 | AF0081:01 | JB70 PANEL A | 15.B7
KA0244:12 | SC | KA024412 | WHT | 20 | 15.D4 | KT0145:A1 | JB70 PANEL A | 14.B6
KA0244:24 | SC | KA6241A1 | WHT | 20 | 114.C5 | KA6241:A1 | JB70 PANEL A | 114.C6
KA0245:21 | SC | KA024521 | WHT | 20 | 15.B6 | AF0081:34 | JB70 PANEL A | 15.B7
KA0245:24 | SC | KA024524 | WHT | 20 | 15.B6 | AF0081:02 | JB70 PANEL A | 15.B7
KA0246:14 | SC | KA6211A1 | WHT | 20 | 114.A5 | KA6211:A1 | JB70 PANEL A | 114.A6
KA0247:24 | SC | KA6242A1 | WHT | 20 | 115.C5 | KA6242:A1 | JB70 PANEL A | 115.C6
KA0249:12 | SC | KA014422 | WHT | 20 | 114.A6 | KA0144:22 | JB70 PANEL A | 114.A6
KA1020:24 | SC | 0V | WHT | 14 | 41.A5 | XT0135:1 | JB70 PANEL A | 13.B4
UA1200:J2-6 | SC | UA1200J26 | WHT | 20 | 16.B3 | KA0130:A2 | JB70 PANEL A | 16.C5
UA1200:J2-7 | SC | UA1200J27 | WHT | 20 | 16.B3 | AF0081:19 | JB70 PANEL A | 16.C7
XT0060:4 | SC | SV21202 | WHT | 20 | 63.B5 | AF0095:18 | JB70 PANEL A | 63.B7
XT0235:1 | SC | 0V | WHT | 14 | 13.D4 | XT0134:4 | JB70 PANEL A | 13.B3
XT0237:2 T2 | SC | 009213 | WHT | 20 | 34.C5 | AF0092:13 | JB70 PANEL A | 34.C7
XT0240:11 | SC | FU0139 | WHT | 20 | 15.C4 | XT0136:1 | JB70 PANEL A | 14.A2
XT0240:3 | SC | ESTOPB1 | WHT | 20 | 15.A3 | XT0137:1 | JB70 PANEL A | 35.B5
XT0240:4 | SC | ESTOP | WHT | 20 | 15.A3 | XT0137:2 | JB70 PANEL A | 35.B5
XT0240:4 | SC | ESTOP | WHT | 20 | 15.A3 | XT0139:4 | JB70 PANEL A | 15.B3
XT0240:9 | SC | 0V | WHT | 20 | 15.D3 | XT0136:3 | JB70 PANEL A | 14.A2
AU0070:L1 | WC0008 | AU0080L2 | ENET | CABLE | 10.A2 | AU0080:L2 | JB70 PANEL A | 9.A1
IEG0230:6 | SC | IEG02306 | GRN | 14 | 18.C6 | XT0400:3 | JB70 PANEL C | 18.C6
KA0247:21 | SC | 009215 | WHT | 20 | 115.C5 | XT0110:5 | JB70 PANEL C | 115.C5
XT0233:3 | SC | FU0210 | WHT | 14 | 13.C4 | FU0680:LI | JB70 PANEL C | 8.B2
XT0235:3 | SC | 0V | WHT | 20 | 13.D4 | XT0680:2 | JB70 PANEL C | 8.B3
AU0060:L2 | WC0006 | AU0060L2 | ENET | CABLE | 10.C2 | AF0410:L1 | JB70 PANEL C | 18.B5
IEG0230:1 | SC | IEG02301 | GRN | 12 | 6.B6 | AR0600:IE2 | JB70 PLC PANEL | 6.A1
IEG0230:13 | SC | IEG023014 | GRN | 14 | 5.A4 | GR0234: | JB70 PLC PANEL | 5.A4
XT0233:3 | SC | FU0210 | WHT | 12 | 13.C4 | XT0001:4 | JB70 PLC PANEL | 3.B3
XT0233:3 | SC | FU0210 | WHT | 14 | 13.C4 | XT0001:1 | JB70 PLC PANEL | 3.A3
XT0235:3 | SC | 0V | WHT | 12 | 13.D4 | XT0001:5 | JB70 PLC PANEL | 3.B3
XT0235:3 | SC | 0V | WHT | 20 | 13.D4 | XT0001:2 | JB70 PLC PANEL | 3.A3
BA1100:L1 | WC9001 | BA0001RJ45 | ENET | CABLE | 36.D1 | BA0001:RJ45 | JB70 PLC PANEL | 3.A2
FU0200:LD | SC | FU0200 | WHT | 16 | 22.D1 | AU0200:V+ | JB72 GEN PANEL | 22.C2
FU0201:LD | SC | FU0201 | WHT | 16 | 22.D1 | AF0201:V+ | JB72 GEN PANEL | 22.D2
FU0202:LD | SC | FU0202 | WHT | 16 | 22.D1 | AF0203:V+ | JB72 GEN PANEL | 22.D3
FU0203:LD | SC | FU0203 | WHT | 16 | 22.D1 | AF0204:V+ | JB72 GEN PANEL | 22.D4
KA9001:A1 | SC | 020400 | WHT | 20 | 31.A5 | AF0204:00 | JB72 GEN PANEL | 31.A6
KA9001:A2 | SC | 020416 | WHT | 20 | 31.A5 | AF0204:16 | JB72 GEN PANEL | 31.A6
KA9002:A1 | SC | 020402 | WHT | 20 | 31.A5 | AF0204:02 | JB72 GEN PANEL | 31.A6
KA9002:A2 | SC | 020418 | WHT | 20 | 31.A5 | AF0204:18 | JB72 GEN PANEL | 31.A6
KA9003:A1 | SC | 020404 | WHT | 20 | 31.B5 | AF0204:04 | JB72 GEN PANEL | 31.B6
KA9003:A2 | SC | 020420 | WHT | 20 | 31.B5 | AF0204:20 | JB72 GEN PANEL | 31.B6
KA9004:A1 | SC | 020406 | WHT | 20 | 31.B5 | AF0204:06 | JB72 GEN PANEL | 31.B6
KA9004:A2 | SC | 020422 | WHT | 20 | 31.B5 | AF0204:22 | JB72 GEN PANEL | 31.B6
IEG0230:9 | SC | IEG02309 | GRN | 14 | 20.D2 | GR0120: | JB72 LEFT RAIL | 20.D1
KA0234:21 | SC | 012114 | WHT | 20 | 82.A5 | AF0121:14 | JB72 LEFT RAIL | 82.A7
KA0234:24 | SC | KA023414 | WHT | 20 | 82.A5 | KA4100:A1 | JB72 LEFT RAIL | 82.B6
FU0200:LI | SC | FU0332 | WHT | 14 | 22.D1 | FU0183:LI | JB72 RIGHT RAIL | 22.B1
SolarTools ver. 24.0.84.24712 (Jul 31, 2025)
Report date: 4/14/2026 3:24 PM

## JB70 PANEL C
JB70 PANEL C
Project # | 4M891
Project Name | VOLTAGRID DATA CENTER^PROJECT
Revision | B
Controls DE | J. SHORTER
Phone: | 0
Controls ME | N. LOPEZ
Phone:
From | [5 empty] | To
Device ID | Cable (W) Conductor (SC) Jumper Clip (JC) | Wire No. | Wire ID | Gauge/Size | Page/Zone | Device ID | Location | Page/Zone
XT0110:3 | JC | 0V | CLIP | --- | 18.A5 | XT0110:2 | JB70 PANEL C | 18.A5
AF0400:12 | SC | XT04001 | GRN | 16 | 18.B6 | XT0400:1 | JB70 PANEL C | 18.C6
AF0410:32 | SC | XT04001 | GRN | 16 | 18.B5 | XT0400:1 | JB70 PANEL C | 18.C6
AF0410:53 | SC | 0V | WHT | 16 | 18.B5 | XT0110:3 | JB70 PANEL C | 18.A5
AF0410:54 | SC | AF0410N | WHT | 16 | 18.B5 | AF0420:53 | JB70 PANEL C | 18.B5
AF0410:55 | SC | FU0113 | WHT | 16 | 18.B5 | FU0113:LD | JB70 PANEL C | 18.A4
AF0410:56 | SC | AF0410P | WHT | 16 | 18.B5 | AF0420:55 | JB70 PANEL C | 18.B5
AF0420:32 | SC | XT04001 | GRN | 16 | 18.B5 | XT0400:1 | JB70 PANEL C | 18.C6
AF0420:54 | SC | AF0420N | WHT | 16 | 18.B5 | AF0430:53 | JB70 PANEL C | 18.B4
AF0420:56 | SC | AF0420P | WHT | 16 | 18.B5 | AF0430:55 | JB70 PANEL C | 18.B4
AF0430:32 | SC | XT04002 | GRN | 16 | 18.B4 | XT0400:2 | JB70 PANEL C | 18.C3
AF0430:54 | SC | AF0430N | WHT | 16 | 18.B4 | AF0450:53 | JB70 PANEL C | 18.B3
AF0430:56 | SC | AF0430P | WHT | 16 | 18.B4 | AF0450:55 | JB70 PANEL C | 18.B3
AF0450:32 | SC | XT04002 | GRN | 16 | 18.B3 | XT0400:2 | JB70 PANEL C | 18.C3
AF0450:54 | SC | AF0460N | WHT | 16 | 18.B3 | AF0460:53 | JB70 PANEL C | 18.B2
AF0450:56 | SC | AF0450P | WHT | 16 | 18.B3 | AF0460:55 | JB70 PANEL C | 18.B2
AF0460:32 | SC | XT04002 | GRN | 16 | 18.B2 | XT0400:2 | JB70 PANEL C | 18.C3
AT0680:NEG | SC | 0V | WHT | 14 | 8.B4 | XT0680:2 | JB70 PANEL C | 8.B3
AT0680:POS | SC | AT0680POS | WHT | 14 | 8.B4 | XT0680:1 | JB70 PANEL C | 8.B3
FGGR0680:FRAME | SC | GR0680 | GRN/YEL | 14 | 8.D5 | GR0680: | JB70 PANEL C | 8.D5
FU0110:LD | SC | FU0110 | WHT | 14 | 18.A5 | FU0113:LI | JB70 PANEL C | 18.A4
FU0110:LI | SC | FU0136 | WHT | 14 | 18.A5 | XT0110:1 | JB70 PANEL C | 18.A5
FU0680:LD | SC | AT0680POS | WHT | 14 | 8.B2 | XT0680:1 | JB70 PANEL C | 8.B3
GR0113: | SC | GR0113 | GRN/YEL | 14 | 5.B4 | FRAME | JB70 PANEL C | 5.B4
AF0410:L2 | WC0041 | AF0410L2 | ENET | CABLE | 18.B5 | AF0420:L1 | JB70 PANEL C | 18.B5
AF0420:L2 | WC0042 | AF0420L2 | ENET | CABLE | 18.B5 | AF0430:L1 | JB70 PANEL C | 18.B4
AF0430:L2 | WC0043 | AF0430L2 | ENET | CABLE | 18.B4 | AF0450:L1 | JB70 PANEL C | 18.B3
AF0450:L2 | WC0045 | AF0450L2 | ENET | CABLE | 18.B3 | AF0460:L1 | JB70 PANEL C | 18.B2
AF0400:01 | WC1228 | UA12631 | RED | 20 | 75.A6 | UA1263:VT | JB70 PANEL C | 75.A5
AF0400:02 | WC1228 | UA12632 | WHT | 20 | 75.A6 | UA1263:OUTPUT | JB70 PANEL C | 75.A5
AF0400:03 | WC1228 | UA12633 | BLK | 20 | 75.A6 | UA1263:COM | JB70 PANEL C | 75.A5
AF0400:07 | WC1228 | UA1263S | SH | 20 | 75.A6 | FLOATING | JB70 PANEL C | 75.A5
AF0410:01 | WC1229 | UA12111 | RED | 20 | 75.B6 | UA1211:VT | JB70 PANEL C | 75.B5
AF0410:02 | WC1229 | UA12112 | WHT | 20 | 75.B6 | UA1211:OUTPUT | JB70 PANEL C | 75.B5
AF0410:04 | WC1229 | UA12113 | BLK | 20 | 75.B6 | UA1211:COM | JB70 PANEL C | 75.B5
AF0410:19 | WC1229 | UA1211S | SH | 20 | 75.B6 | FLOATING | JB70 PANEL C | 75.B5
AF0410:05 | WC1230 | UA12101 | RED | 20 | 75.B6 | UA1210:VT | JB70 PANEL C | 75.B5
AF0410:06 | WC1230 | UA12102 | WHT | 20 | 75.B6 | UA1210:OUTPUT | JB70 PANEL C | 75.B5
AF0410:08 | WC1230 | UA12103 | BLK | 20 | 75.B6 | UA1210:COM | JB70 PANEL C | 75.B5
AF0410:23 | WC1230 | UA1210S | SH | 20 | 75.B6 | FLOATING | JB70 PANEL C | 75.B5
AF0410:09 | WC1231 | UA12211 | RED | 20 | 75.C6 | UA1221:VT | JB70 PANEL C | 75.C5
AF0410:10 | WC1231 | UA12212 | WHT | 20 | 75.C6 | UA1221:OUTPUT | JB70 PANEL C | 75.C5
AF0410:12 | WC1231 | UA12213 | BLK | 20 | 75.C6 | UA1221:COM | JB70 PANEL C | 75.C5
AF0410:27 | WC1231 | UA1221S | SH | 20 | 75.C6 | FLOATING | JB70 PANEL C | 75.C5
AF0410:13 | WC1232 | UA12201 | RED | 20 | 75.C6 | UA1220:VT | JB70 PANEL C | 75.C5
AF0410:14 | WC1232 | UA12202 | WHT | 20 | 75.C6 | UA1220:OUTPUT | JB70 PANEL C | 75.C5
AF0410:16 | WC1232 | UA12203 | BLK | 20 | 75.C6 | UA1220:COM | JB70 PANEL C | 75.C5
AF0410:31 | WC1232 | UA1220S | SH | 20 | 75.C6 | FLOATING | JB70 PANEL C | 75.C5
AF0420:01 | WC1233 | UA12311 | RED | 20 | 75.C6 | UA1231:VT | JB70 PANEL C | 75.C5
AF0420:02 | WC1233 | UA12312 | WHT | 20 | 75.C6 | UA1231:OUTPUT | JB70 PANEL C | 75.C5
AF0420:04 | WC1233 | UA12313 | BLK | 20 | 75.C6 | UA1231:COM | JB70 PANEL C | 75.C5
AF0420:19 | WC1233 | UA1231S | SH | 20 | 75.C6 | FLOATING | JB70 PANEL C | 75.D5
AF0420:05 | WC1234 | UA12301 | RED | 20 | 75.D6 | UA1230:VT | JB70 PANEL C | 75.D5
AF0420:06 | WC1234 | UA12302 | WHT | 20 | 75.D6 | UA1230:OUTPUT | JB70 PANEL C | 75.D5
AF0420:08 | WC1234 | UA12303 | BLK | 20 | 75.D6 | UA1230:COM | JB70 PANEL C | 75.D5
AF0420:23 | WC1234 | UA1230S | SH | 20 | 75.D6 | FLOATING | JB70 PANEL C | 75.D5
AF0450:09 | WC1235 | UA12621 | RED | 20 | 75.D6 | UA1262:VT | JB70 PANEL C | 75.D5
AF0450:10 | WC1235 | UA12622 | WHT | 20 | 75.D6 | UA1262:OUTPUT | JB70 PANEL C | 75.D5
AF0450:12 | WC1235 | UA12623 | BLK | 20 | 75.D6 | UA1262:COM | JB70 PANEL C | 75.D5
AF0450:27 | WC1235 | UA1262S | SH | 20 | 75.D6 | FLOATING | JB70 PANEL C | 75.D5
AF0420:13 | WC4749 | UA15201 | RED | 20 | 55.A7 | UA1520:+24 | JB70 PANEL C | 55.A5
AF0420:14 | WC4749 | UA15202 | WHT | 20 | 55.A7 | UA1520:OUT | JB70 PANEL C | 55.A5
AF0420:16 | WC4749 | UA15203 | BLK | 20 | 55.A7 | UA1520:COM | JB70 PANEL C | 55.A5
AF0420:31 | WC4749 | PE1520S | SH | 20 | 55.A7 | XT1521:1 | JB70 PANEL C | 55.A5
AF0400:LBUS | WC8040 | AF0410RBUS | BUS | CABLE | 18.B6 | AF0410:RBUS | JB70 PANEL C | 18.B5
AF0410:LBUS | WC8041 | AF0410LBUS | BUS | CABLE | 18.B5 | AF0420:RBUS | JB70 PANEL C | 18.B5
AF0420:LBUS | WC8042 | AF0430RBUS | BUS | CABLE | 18.B5 | AF0430:RBUS | JB70 PANEL C | 18.B4
AF0430:LBUS | WC8043 | AF0450RBUS | BUS | CABLE | 18.B4 | AF0450:RBUS | JB70 PANEL C | 18.B3
AF0450:LBUS | WC8045 | AF0460RBUS | BUS | CABLE | 18.B3 | AF0460:RBUS | JB70 PANEL C | 18.B2
XT0110:5 | SC | 009215 | WHT | 20 | 115.C5 | KA0177:21 | JB70 LEFT RAIL | 115.C6
XT0110:1 | SC | FU0136 | WHT | 14 | 18.A5 | XT0138:4 | JB70 PANEL A | 13.B3
XT0110:2 | SC | 0V | WHT | 14 | 18.A5 | XT0134:4 | JB70 PANEL A | 13.B3
XT0110:4 | SC | ESTOP | WHT | 20 | 18.B5 | XT0139:4 | JB70 PANEL A | 15.B3
XT0110:5 | SC | 009215 | WHT | 20 | 115.C5 | AF0092:15 | JB70 PANEL A | 115.C7
FU0680:LI | SC | FU0210 | WHT | 14 | 8.B2 | XT0233:3 | JB70 PANEL B | 13.C4
XT0110:5 | SC | 009215 | WHT | 20 | 115.C5 | KA0247:21 | JB70 PANEL B | 115.C5
XT0400:3 | SC | IEG02306 | GRN | 14 | 18.C6 | IEG0230:6 | JB70 PANEL B | 18.C6
XT0680:2 | SC | 0V | WHT | 20 | 8.B3 | XT0235:3 | JB70 PANEL B | 13.D4
AF0410:L1 | WC0006 | AU0060L2 | ENET | CABLE | 18.B5 | AU0060:L2 | JB70 PANEL B | 10.C2
AT0680:LAN1 | WC0680 | AT0680LAN1 | ENET | CABLE | 8.B4 | AP0609:L1 | JB70 PLC PANEL | 6.A6
AF0460:L2 | WC0046 | AF0460L2 | ENET | CABLE | 18.B2 | AF0510:L1 | JB72 GEN PANEL | 20.B4
SolarTools ver. 24.0.84.24712 (Jul 31, 2025)
Report date: 4/14/2026 3:24 PM

## JB70 PLC PANEL
JB70 PLC PANEL
Project # | 4M891
Project Name | VOLTAGRID DATA CENTER^PROJECT
Revision | B
Controls DE | J. SHORTER
Phone: | 0
Controls ME | N. LOPEZ
Phone:
From | [5 empty] | To
Device ID | Cable (W) Conductor (SC) Jumper Clip (JC) | Wire No. | Wire ID | Gauge/Size | Page/Zone | Device ID | Location | Page/Zone
XT0001:3 | JC | FU0210 | CLIP | --- | 3.B3 | XT0001:4 | JB70 PLC PANEL | 3.B3
XT0001:5 | JC | 0V | CLIP | --- | 3.B3 | XT0001:6 | JB70 PLC PANEL | 3.B3
AR0600:IE1 | SC | UV0600G | GRN | 14 | 6.A1 | UV0600:GND | JB70 PLC PANEL | 6.B2
BA0001:V1(-) | SC | 0V | WHT | 16 | 3.A2 | XT0001:2 | JB70 PLC PANEL | 3.A3
BA0001:V1(+) | SC | FU0001 | WHT | 16 | 3.A2 | FU0001:LD | JB70 PLC PANEL | 3.A3
BA0002:V1(-) | SC | 0V | WHT | 16 | 3.B2 | XT0001:5 | JB70 PLC PANEL | 3.B3
BA0002:V1(+) | SC | FU0002 | WHT | 16 | 3.B2 | FU0002:LD | JB70 PLC PANEL | 3.B3
FU0001:LI | SC | FU0210 | WHT | 16 | 3.A3 | XT0001:1 | JB70 PLC PANEL | 3.A3
FU0002:LI | SC | FU0210 | WHT | 16 | 3.B3 | XT0001:4 | JB70 PLC PANEL | 3.B3
AP0602:L2 | WC0001 | AP0602L2 | ENET | CABLE | 6.A3 | AP0603:L1 | JB70 PLC PANEL | 6.A3
AP0602:L1 | WC9017 | AT0170L2 | ENET | CABLE | 6.A3 | AT0170:L2 | JB70 | 11.A5
UV0600:(-) | SC | 0V | WHT | 14 | 6.B2 | XT0135:1 | JB70 PANEL A | 13.B4
UV0600:(+) | SC | FU0010 | WHT | 14 | 6.B2 | FU0010:LD | JB70 PANEL A | 13.A5
AP0603:L2 | WC0003 | AP0603L2 | ENET | CABLE | 6.A3 | AU0090:L1 | JB70 PANEL A | 9.C1
AR0600:IE2 | SC | IEG02301 | GRN | 12 | 6.A1 | IEG0230:1 | JB70 PANEL B | 6.B6
GR0234: | SC | IEG023014 | GRN | 14 | 5.A4 | IEG0230:13 | JB70 PANEL B | 5.A4
XT0001:1 | SC | FU0210 | WHT | 14 | 3.A3 | XT0233:3 | JB70 PANEL B | 13.C4
XT0001:2 | SC | 0V | WHT | 20 | 3.A3 | XT0235:3 | JB70 PANEL B | 13.D4
XT0001:4 | SC | FU0210 | WHT | 12 | 3.B3 | XT0233:3 | JB70 PANEL B | 13.C4
XT0001:5 | SC | 0V | WHT | 12 | 3.B3 | XT0235:3 | JB70 PANEL B | 13.D4
BA0001:RJ45 | WC9001 | BA0001RJ45 | ENET | CABLE | 3.A2 | BA1100:L1 | JB70 PANEL B | 36.D1
AP0609:L1 | WC0680 | AT0680LAN1 | ENET | CABLE | 6.A6 | AT0680:LAN1 | JB70 PANEL C | 8.B4
BA0002:RJ45 | WC0018 | AU0180L2 | ENET | CABLE | 3.B2 | AU0180:L2 | JB72 RIGHT RAIL | 22.A2
SolarTools ver. 24.0.84.24712 (Jul 31, 2025)
Report date: 4/14/2026 3:24 PM

## JB70 RIGHT RAIL
JB70 RIGHT RAIL
Project # | 4M891
Project Name | VOLTAGRID DATA CENTER^PROJECT
Revision | B
Controls DE | J. SHORTER
Phone: | 0
Controls ME | N. LOPEZ
Phone:
From | [5 empty] | To
Device ID | Cable (W) Conductor (SC) Jumper Clip (JC) | Wire No. | Wire ID | Gauge/Size | Page/Zone | Device ID | Location | Page/Zone
GR1100: | SC | GR1100 | GRN/YEL | 14 | 5.A5 | FRAME | JB70 RIGHT RAIL | 5.A4
FU1100:LD | SC | FU1100 | WHT | 14 | 36.D3 | AT1100:POS | JB70 | 36.D3
FU1100:LI | SC | FU0136 | WHT | 14 | 36.D3 | XT1100:1 | JB70 PANEL A | 36.D5
SolarTools ver. 24.0.84.24712 (Jul 31, 2025)
Report date: 4/14/2026 3:24 PM

## JB72 GEN PANEL
JB72 GEN PANEL
Project # | 4M891
Project Name | VOLTAGRID DATA CENTER^PROJECT
Revision | B
Controls DE | J. SHORTER
Phone: | 0
Controls ME | N. LOPEZ
Phone:
From | [5 empty] | To
Device ID | Cable (W) Conductor (SC) Jumper Clip (JC) | Wire No. | Wire ID | Gauge/Size | Page/Zone | Device ID | Location | Page/Zone
XT0130:3 | JC | 0V | CLIP | --- | 20.A5 | XT0130:2 | JB72 GEN PANEL | 20.A5
XT0336:2 | JC | 0V | CLIP | --- | 19.C4 | XT0336:3 | JB72 GEN PANEL | 19.C4
XT0336:3 | JC | 0V | CLIP | --- | 19.C4 | XT0336:4 | JB72 GEN PANEL | 19.D4
XT0350:2 | JC | CCT1(+) | CLIP | --- | 100.A4 | XT0350:1 | JB72 GEN PANEL | 100.A4
XT0350:4 | JC | CCT1(-) | CLIP | --- | 100.A4 | XT0350:3 | JB72 GEN PANEL | 100.A4
XT0351:1 | JC | VBUSA | CLIP | --- | 98.B4 | XT0351:2 | JB72 GEN PANEL | 98.B4
XT0351:11 | JC | VGENC | CLIP | --- | 98.D4 | XT0351:12 | JB72 GEN PANEL | 98.D4
XT0351:3 | JC | VBUSB | CLIP | --- | 98.B4 | XT0351:4 | JB72 GEN PANEL | 98.B4
XT0351:5 | JC | VBUSC | CLIP | --- | 98.B4 | XT0351:6 | JB72 GEN PANEL | 98.B4
XT0351:7 | JC | VGENA | CLIP | --- | 98.D4 | XT0351:8 | JB72 GEN PANEL | 98.D4
XT0351:9 | JC | VGENB | CLIP | --- | 98.D4 | XT0351:10 | JB72 GEN PANEL | 98.D4
XT0370:1 | JC | EXC1 | CLIP | --- | 99.C4 | XT0370:2 | JB72 GEN PANEL | 99.C5
XT0370:4 | JC | EXC2 | CLIP | --- | 99.C4 | XT0370:3 | JB72 GEN PANEL | 99.C5
XT0370:5 | JC | EXCS | CLIP | --- | 99.C4 | XT0370:6 | JB72 GEN PANEL | 99.C5
XT0352:4 | SC | JW70 | CLIP | -- | 100.B4 | XT0352:5 | JB72 GEN PANEL | 100.B4
XT0352:5 | SC | JW71 | CLIP | -- | 100.B4 | XT0352:6 | JB72 GEN PANEL | 100.B4
XT0352:6 | SC | JW72 | CLIP | -- | 100.B4 | XT0352:7 | JB72 GEN PANEL | 100.B4
AF0201:COM | SC | AF0201N | WHT | 16 | 22.D2 | AF0202:COM | JB72 GEN PANEL | 22.D3
AF0201:J | SC | * |  |  | 22.D2 | AF0202:P | JB72 GEN PANEL | 22.D3
AF0201:V+ | SC | AF0201P | WHT | 16 | 22.D2 | AF0202:V+ | JB72 GEN PANEL | 22.D3
AF0202:J | SC | * |  |  | 22.D3 | AF0203:P | JB72 GEN PANEL | 22.D3
AF0202:SH | SC | AF0202G | GRN | 14 | 22.D3 | AF0203:SH | JB72 GEN PANEL | 22.D3
AF0202:SH | SC | AU0200 | GRN | 14 | 22.D3 | AU0200:GND | JB72 GEN PANEL | 22.C2
AF0203:J | SC | * |  |  | 22.D3 | AF0204:P | JB72 GEN PANEL | 22.D4
AF0203:SH | SC | IEG01302 | GRN | 14 | 22.D3 | IEG0130:2 | JB72 GEN PANEL | 22.D4
AF0500:12 | SC | XT05001 | GRN | 16 | 20.B5 | XT0500:1 | JB72 GEN PANEL | 20.C5
AF0510:32 | SC | XT05001 | GRN | 16 | 20.B4 | XT0500:1 | JB72 GEN PANEL | 20.C5
AF0510:53 | SC | 0V | WHT | 16 | 20.B4 | XT0130:2 | JB72 GEN PANEL | 20.A5
AF0510:55 | SC | FU0130 | WHT | 16 | 20.B4 | FU0130:LD | JB72 GEN PANEL | 20.C1
AT0140:13 VGEN-A | SC | VGENA | RED | 16 | 98.D7 | XT0351:7 | JB72 GEN PANEL | 98.D4
AT0140:14 VGEN-B | SC | VGENB | RED | 16 | 98.D7 | XT0351:9 | JB72 GEN PANEL | 98.D4
AT0140:15 VGEN-C | SC | VGENC | RED | 16 | 98.D7 | XT0351:11 | JB72 GEN PANEL | 98.D4
AT0140:17 VBUS-A | SC | VBUSA | RED | 16 | 98.B7 | XT0351:2 | JB72 GEN PANEL | 98.B4
AT0140:18 VBUS-B | SC | VBUSB | RED | 16 | 98.B7 | XT0351:3 | JB72 GEN PANEL | 98.B4
AT0140:19 VBUS-C | SC | VBUSC | RED | 16 | 98.B7 | XT0351:5 | JB72 GEN PANEL | 98.B4
AT0140:27 ID RLY | SC | CCT1(+) | BLU | 12 | 100.A7 | XT0350:2 | JB72 GEN PANEL | 100.A4
AT0140:28 ID RLY | SC | CCT1(-) | BLU | 12 | 100.A7 | XT0350:4 | JB72 GEN PANEL | 100.A4
AT0140:29 FLT | SC | KA0310A2 | WHT | 20 | 21.D5 | KA0310:A2 | JB72 GEN PANEL | 19.B5
AT0140:3 EX-D(-) | SC | 0V | WHT | 16 | 101.C7 | XT0336:4 | JB72 GEN PANEL | 19.D4
AT0140:30 FLT | SC | 0V | WHT | 16 | 21.D5 | XT0336:4 | JB72 GEN PANEL | 19.D4
AT0140:33 ID RES(+) | SC | CCT1(+) | BLU | 12 | 100.A7 | XT0350:1 | JB72 GEN PANEL | 100.A4
AT0140:34 ID RES(-) | SC | AT014034 | WHT | 16 | 100.A7 | AT0140:42 ID(+) | JB72 GEN PANEL | 100.A7
AT0140:36 I1(+) | SC | MCTA | BLU | 12 | 100.B7 | XT0352:1 | JB72 GEN PANEL | 100.B4
AT0140:37 I1(-) | SC | MCTAN | BLU | 12 | 100.B7 | XT0352:6 | JB72 GEN PANEL | 100.B4
AT0140:38 I2(+) | SC | MCTB | BLU | 12 | 100.B7 | XT0352:2 | JB72 GEN PANEL | 100.B4
AT0140:39 I2(-) | SC | MCTBN | BLU | 12 | 100.B7 | XT0352:5 | JB72 GEN PANEL | 100.B4
AT0140:4 EX-D(+) | SC | KA012314 | WHT | 16 | 101.C7 | KA0123:14 | JB72 GEN PANEL | 19.B5
AT0140:40 I3(+) | SC | MCTC | BLU | 12 | 100.B7 | XT0352:3 | JB72 GEN PANEL | 100.B4
AT0140:41 I3(-) | SC | MCTN | BLU | 12 | 100.B7 | XT0352:4 | JB72 GEN PANEL | 100.B4
AT0140:43 ID(-) | SC | CCT1(-) | BLU | 12 | 100.A7 | XT0350:3 | JB72 GEN PANEL | 100.A4
AT0140:47 BAT(+) | SC | FU0334 | WHT | 16 | 21.D5 | XT0335:2 | JB72 GEN PANEL | 19.B4
AT0140:48 BAT(-) | SC | 0V | WHT | 16 | 21.D5 | XT0336:4 | JB72 GEN PANEL | 19.D4
AT0140:FG 56 | SC | AT0140G | GRN/YEL | 12 | 21.D5 | FRAME | JB72 GEN PANEL | 21.D6
FU0130:LI | SC | FU0332 | WHT | 14 | 20.C1 | XT0130:1 | JB72 GEN PANEL | 20.A5
GR0140: | SC | GR0140 | GRN/YEL | 14 | 5.B3 | FRAME | JB72 GEN PANEL | 5.B3
GR0141: | SC | GR0141 | GRN/YEL | 14 | 5.B3 | FRAME | JB72 GEN PANEL | 5.B3
GR0142: | SC | GR0142 | GRN/YEL | 14 | 5.B3 | FRAME | JB72 GEN PANEL | 5.B3
IEG0130:8 | SC | IEG01308 | GRN | 14 | 20.C6 | XT0500:2 | JB72 GEN PANEL | 20.C6
KA0123:A1 | SC | 012103 | WHT | 20 | 23.B5 | KA0313:2 | JB72 GEN PANEL | 23.A5
KA0123:A2 | SC | 012119 | WHT | 20 | 23.B5 | KA0313:7 | JB72 GEN PANEL | 23.A5
KA0128:11 | SC | KA0333A1 | WHT | 20 | 24.B4 | KA0335:21 | JB72 GEN PANEL | 24.B4
KA0128:14 | SC | FU0333 | WHT | 20 | 24.B4 | KA0335:22 | JB72 GEN PANEL | 24.B4
KA0310:21 | SC | KA0333A1 | WHT | 20 | 24.C4 | KA0335:21 | JB72 GEN PANEL | 24.B4
KA0310:24 | SC | FU0333 | WHT | 20 | 24.C4 | KA0335:22 | JB72 GEN PANEL | 24.B4
KA0310:A1 | SC | FU0334 | WHT | 20 | 19.B5 | KA0123:11 | JB72 GEN PANEL | 19.B5
KA0310:A1 | SC | FU0334 | WHT | 20 | 19.B5 | XT0335:2 | JB72 GEN PANEL | 19.B4
KA0313:2 | SC | 012103 | WHT | 20 | 23.A5 | KA0314:2 | JB72 GEN PANEL | 23.A5
KA0313:7 | SC | 012119 | WHT | 20 | 23.A5 | KA0314:7 | JB72 GEN PANEL | 23.A5
KA0330:A2 | SC | 0V | WHT | 20 | 24.C6 | KA0333:A2 | JB72 GEN PANEL | 24.C6
KA0330:A2 | SC | 0V | WHT | 20 | 24.C6 | KA0331:A2 | JB72 GEN PANEL | 24.C6
KA0331:A2 | SC | 0V | WHT | 20 | 24.C6 | KA0332:A2 | JB72 GEN PANEL | 24.D6
KA0333:11 | SC | KA033311 | WHT | 20 | 25.D6 | KA0335:11 | JB72 GEN PANEL | 25.D6
KA0333:14 | SC | KA033314 | WHT | 20 | 25.D6 | KA0335:12 | JB72 GEN PANEL | 25.D6
KA0335:A1 | SC | ESTOP | WHT | 20 | 19.C5 | XT0336:1 | JB72 GEN PANEL | 19.C4
KA0335:A2 | SC | 0V | WHT | 20 | 19.C5 | XT0336:2 | JB72 GEN PANEL | 19.C4
KA0336:A1 | SC | KA0231A1 | WHT | 14 | 19.C3 | XT0334:2 | JB72 GEN PANEL | 19.C2
KA0336:A2 | SC | 0V | WHT | 14 | 19.C3 | XT0336:2 | JB72 GEN PANEL | 19.C4
PEG0140:1 | SC | PMGS | GRN/YEL | 12 | 99.A6 | XT0313:1 | JB72 GEN PANEL | 99.A6
PEG0140:2 | SC | EXCS | GRN/YEL | 12 | 99.C6 | XT0370:6 | JB72 GEN PANEL | 99.C5
PEG0140:5 | SC | PEG01405 | GRN/YEL | 12 | 100.B5 | XT0352:7 | JB72 GEN PANEL | 100.B4
XT0130:2 | SC | 0V | WHT | 14 | 20.A5 | XT0336:3 | JB72 GEN PANEL | 19.C4
XT0334:1 | SC | 0V | WHT | 12 | 19.C2 | XT0336:2 | JB72 GEN PANEL | 19.C4
AT0140:P1 | WC0014 | AT0140L2 | ENET | CABLE | 21.D5 | AU0200:L1 | JB72 GEN PANEL | 22.C2
FU0315:LD | WC8101 | PMG1 | RED | 12 | 99.A5 | XT0360:1 | JB72 GEN PANEL | 99.A4
FU0313:LD | WC8101 | PMG2 | WHT | 12 | 99.A5 | XT0360:2 | JB72 GEN PANEL | 99.A4
FU0314:LD | WC8101 | PMG3 | BLK | 12 | 99.A5 | XT0360:3 | JB72 GEN PANEL | 99.A4
XT0360:5 | WC8101 | PMGS | SH | 12 | 99.A4 | XT0360:4 | JB72 GEN PANEL | 99.A5
AT0140:54 EXC(+) | WC8102 | EXC1 | WHT | 12 | 99.C7 | XT0370:2 | JB72 GEN PANEL | 99.C5
AT0140:55 EXC(-) | WC8102 | EXC2 | BLK | 12 | 99.C7 | XT0370:3 | JB72 GEN PANEL | 99.C5
FW140:1 | WC8102 | EXCS | SH | 12 | 99.C6 | XT0370:6 | JB72 GEN PANEL | 99.C5
AF0500:LBUS | WC8150 | AF0510RBUS | BUS | CABLE | 20.B5 | AF0510:RBUS | JB72 GEN PANEL | 20.B4
FU0315:LI | WC8201 | FU0315 | RED | 12 | 99.A5 | KA0314:1 | JB72 GEN PANEL | 99.A6
FU0313:LI | WC8201 | FU0313 | WHT | 12 | 99.A5 | KA0313:1 | JB72 GEN PANEL | 99.A6
FU0314:LI | WC8201 | FU0314 | BLK | 12 | 99.A5 | KA0313:8 | JB72 GEN PANEL | 99.A6
XT0360:4 | WC8201 | PMGS | SH | 12 | 99.A5 | XT0313:1 | JB72 GEN PANEL | 99.A6
AT0140:49 PMG-A | WC8301 | PMG14B | RED | 12 | 99.A7 | KA0314:3 | JB72 GEN PANEL | 99.A6
AT0140:50 PMG-B | WC8301 | PMG14C | WHT | 12 | 99.A7 | KA0313:3 | JB72 GEN PANEL | 99.A6
AT0140:51 PMG-C | WC8301 | PMG14A | BLK | 12 | 99.A7 | KA0313:6 | JB72 GEN PANEL | 99.A6
FW140:2 | WC8301 | PMGS | SH | 12 | 99.A6 | XT0313:1 | JB72 GEN PANEL | 99.A6
AF0201:V+ | SC | FU0201 | WHT | 16 | 22.D2 | FU0201:LD | JB70 PANEL B | 22.D1
AF0203:V+ | SC | FU0202 | WHT | 16 | 22.D3 | FU0202:LD | JB70 PANEL B | 22.D1
AF0204:00 | SC | 020400 | WHT | 20 | 31.A6 | KA9001:A1 | JB70 PANEL B | 31.A5
AF0204:02 | SC | 020402 | WHT | 20 | 31.A6 | KA9002:A1 | JB70 PANEL B | 31.A5
AF0204:04 | SC | 020404 | WHT | 20 | 31.B6 | KA9003:A1 | JB70 PANEL B | 31.B5
AF0204:06 | SC | 020406 | WHT | 20 | 31.B6 | KA9004:A1 | JB70 PANEL B | 31.B5
AF0204:16 | SC | 020416 | WHT | 20 | 31.A6 | KA9001:A2 | JB70 PANEL B | 31.A5
AF0204:18 | SC | 020418 | WHT | 20 | 31.A6 | KA9002:A2 | JB70 PANEL B | 31.A5
AF0204:20 | SC | 020420 | WHT | 20 | 31.B6 | KA9003:A2 | JB70 PANEL B | 31.B5
AF0204:22 | SC | 020422 | WHT | 20 | 31.B6 | KA9004:A2 | JB70 PANEL B | 31.B5
AF0204:V+ | SC | FU0203 | WHT | 16 | 22.D4 | FU0203:LD | JB70 PANEL B | 22.D1
AU0200:V+ | SC | FU0200 | WHT | 16 | 22.C2 | FU0200:LD | JB70 PANEL B | 22.D1
AF0510:L1 | WC0046 | AF0460L2 | ENET | CABLE | 20.B4 | AF0460:L2 | JB70 PANEL C | 18.B2
FU0130:LI | SC | FU0332 | WHT | 14 | 20.C1 | FU0120:LI | JB72 LEFT RAIL | 20.D1
IEG0130:1 | SC | IEG01301 | GRN | 14 | 20.D5 | AF0125:SH | JB72 LEFT RAIL | 20.D5
IEG0130:7 | SC | AT0140LS(S) | GRN | 14 | 101.C6 | XT0337:18 | JB72 LEFT RAIL | 101.C4
KA0121:11 | SC | KA018511 | WHT | 20 | 24.D4 | XT0337:13 | JB72 LEFT RAIL | 24.D3
KA0121:14 | SC | FU0333 | WHT | 16 | 24.D4 | XT0337:12 | JB72 LEFT RAIL | 24.C3
KA0121:A1 | SC | 012101 | WHT | 20 | 23.A5 | AF0121:01 | JB72 LEFT RAIL | 23.A7
KA0121:A2 | SC | 012117 | WHT | 20 | 23.A5 | AF0121:17 | JB72 LEFT RAIL | 23.A7
KA0123:A1 | SC | 012103 | WHT | 20 | 23.B5 | AF0121:03 | JB72 LEFT RAIL | 23.A7
KA0123:A2 | SC | 012119 | WHT | 20 | 23.B5 | AF0121:19 | JB72 LEFT RAIL | 23.A7
KA0128:14 | SC | FU0333 | WHT | 20 | 24.B4 | XT0337:7 | JB72 LEFT RAIL | 24.B3
KA0128:21 | SC | KA012821 | WHT | 20 | 25.C6 | XT0337:1 | JB72 LEFT RAIL | 25.C5
KA0128:24 | SC | KA012824 | WHT | 20 | 25.C6 | XT0337:2 | JB72 LEFT RAIL | 25.C5
KA0128:A1 | SC | 012108 | WHT | 20 | 23.B5 | AF0121:08 | JB72 LEFT RAIL | 23.B7
KA0128:A2 | SC | 012124 | WHT | 20 | 23.B5 | AF0121:24 | JB72 LEFT RAIL | 23.B7
KA0310:11 | SC | 012202 | WHT | 20 | 25.B6 | AF0122:02 | JB72 LEFT RAIL | 25.B7
KA0310:14 | SC | 012234 | WHT | 20 | 25.B6 | AF0122:34 | JB72 LEFT RAIL | 25.B7
KA0310:21 | SC | KA0333A1 | WHT | 20 | 24.C4 | XT0337:8 | JB72 LEFT RAIL | 24.C3
KA0330:11 | SC | 012200 | WHT | 20 | 25.A6 | AF0122:00 | JB72 LEFT RAIL | 25.A7
KA0330:14 | SC | 012232 | WHT | 20 | 25.A6 | AF0122:32 | JB72 LEFT RAIL | 25.A7
KA0330:A1 | SC | KA0330A1 | WHT | 20 | 24.C6 | XT0337:9 | JB72 LEFT RAIL | 24.C3
KA0331:11 | SC | 012201 | WHT | 20 | 25.A6 | AF0122:01 | JB72 LEFT RAIL | 25.A7
KA0331:14 | SC | 012233 | WHT | 20 | 25.A6 | AF0122:33 | JB72 LEFT RAIL | 25.A7
KA0331:A1 | SC | KA0331A1 | WHT | 20 | 24.C6 | XT0337:11 | JB72 LEFT RAIL | 24.C3
KA0332:11 | SC | KA033211 | WHT | 20 | 25.D6 | XT0337:3 | JB72 LEFT RAIL | 25.D5
KA0332:14 | SC | KA033214 | WHT | 20 | 25.D6 | XT0337:4 | JB72 LEFT RAIL | 25.D5
KA0332:A1 | SC | KA0332A1 | WHT | 20 | 24.D6 | XT0337:14 | JB72 LEFT RAIL | 24.D3
KA0332:A2 | SC | 0V | WHT | 20 | 24.D6 | XT0337:15 | JB72 LEFT RAIL | 24.D3
KA0333:11 | SC | KA033311 | WHT | 20 | 25.D6 | XT0337:5 | JB72 LEFT RAIL | 25.D5
KA0333:14 | SC | KA033314 | WHT | 20 | 25.D6 | XT0337:6 | JB72 LEFT RAIL | 25.D5
KA0333:A1 | SC | KA0333A1 | WHT | 20 | 24.C6 | XT0337:8 | JB72 LEFT RAIL | 24.C3
XT0130:1 | SC | FU0332 | WHT | 14 | 20.A5 | FU0332:LD | JB72 LEFT RAIL | 19.B3
XT0130:3 | SC | 0V | WHT | 14 | 20.A5 | XT0120:1 | JB72 LEFT RAIL | 20.D1
XT0332:1 | SC | FU0136 | WHT | 12 | 19.B2 | FU0332:LI | JB72 LEFT RAIL | 19.B3
XT0335:1 | SC | FU0333 | WHT | 16 | 19.B4 | XT0337:12 | JB72 LEFT RAIL | 24.C3
XT0335:1 | SC | FU0333 | WHT | 16 | 19.B4 | FU0333:LD | JB72 LEFT RAIL | 19.B3
XT0335:2 | SC | FU0334 | WHT | 14 | 19.B4 | FU0334:LD | JB72 LEFT RAIL | 19.B3
XT0335:3 | SC | FU0335 | WHT | 14 | 19.A4 | FU0335:LD | JB72 LEFT RAIL | 19.A3
XT0336:3 | SC | 0V | WHT | 20 | 19.C4 | XT0337:15 | JB72 LEFT RAIL | 24.D3
AT0140:P2 | WC0012 | AU0120L2 | ENET | CABLE | 21.D5 | AU0120:L2 | JB72 LEFT RAIL | 20.C1
AF0510:L2 | WC0051 | AF0510L2 | ENET | CABLE | 20.B4 | AU0120:L1 | JB72 LEFT RAIL | 20.C1
AT0140:1 LS(+) | WC8009 | AT0140LS(+) | WHT | 16 | 101.C7 | XT0337:16 | JB72 LEFT RAIL | 101.C4
AT0140:2 LS(-) | WC8009 | AT0140LS(-) | BLK | 16 | 101.C7 | XT0337:17 | JB72 LEFT RAIL | 101.C4
XT0337:18 | WC8009 | AT0140LS(S) | SH | 16 | 101.C4 | FW140:3 | JB72 LEFT RAIL | 101.C6
AF0201:COM | SC | 0V | WHT | 20 | 22.D2 | XT0180:5 | JB72 RIGHT RAIL | 22.D1
AF0203:COM | SC | 0V | WHT | 20 | 22.D3 | XT0180:6 | JB72 RIGHT RAIL | 22.D1
AF0204:COM | SC | 0V | WHT | 20 | 22.D4 | XT0180:7 | JB72 RIGHT RAIL | 22.D1
AU0200:COM | SC | 0V | WHT | 20 | 22.C2 | XT0180:4 | JB72 RIGHT RAIL | 22.D1
IEG0130:5 | SC | IEG01305 | GRN | 14 | 22.B6 | AF0186:SH | JB72 RIGHT RAIL | 22.B5
XT0130:1 | SC | FU0332 | WHT | 14 | 20.A5 | FU0180:LI | JB72 RIGHT RAIL | 22.B1
XT0130:3 | SC | 0V | WHT | 14 | 20.A5 | XT0180:1 | JB72 RIGHT RAIL | 22.B1
AU0200:L2 | WC0200 | AU0200L2 | ENET | CABLE | 22.C2 | AU0180:L1 | JB72 RIGHT RAIL | 22.A2
SolarTools ver. 24.0.84.24712 (Jul 31, 2025)
Report date: 4/14/2026 3:24 PM

## JB72 LEFT RAIL
JB72 LEFT RAIL
Project # | 4M891
Project Name | VOLTAGRID DATA CENTER^PROJECT
Revision | B
Controls DE | J. SHORTER
Phone: | 0
Controls ME | N. LOPEZ
Phone:
From | [5 empty] | To
Device ID | Cable (W) Conductor (SC) Jumper Clip (JC) | Wire No. | Wire ID | Gauge/Size | Page/Zone | Device ID | Location | Page/Zone
XT0120:1 | JC | 0V | CLIP | --- | 20.D1 | XT0120:2 | JB72 LEFT RAIL | 20.D1
AF0122:06 | SC | JP1 | VIO | 20 | 25.C7 | AF0122:38 | JB72 LEFT RAIL | 25.C7
AF0121:30 | SC | 012130 | WHT | 20 | 82.A7 | KA4100:A2 | JB72 LEFT RAIL | 82.B6
AF0121:COM | SC | 0V | WHT | 14 | 20.D2 | XT0120:2 | JB72 LEFT RAIL | 20.D1
AF0121:J | SC | * |  |  | 20.D2 | AF0122:P | JB72 LEFT RAIL | 20.D3
AF0121:V+ | SC | FU0121 | WHT | 14 | 20.D2 | FU0121:LD | JB72 LEFT RAIL | 20.D1
AF0122:09 | SC | 012209 | WHT | 20 | 27.A6 | XT0120:4 | JB72 LEFT RAIL | 27.A6
AF0122:41 | SC | 012241 | WHT | 20 | 27.A6 | XT0120:3 | JB72 LEFT RAIL | 27.A6
AF0122:COM | SC | AF0122N | WHT | 20 | 20.D3 | AF0123:COM | JB72 LEFT RAIL | 20.D3
AF0122:COM | SC | AU0120N | WHT | 20 | 20.D3 | AU0120:COM | JB72 LEFT RAIL | 20.C1
AF0122:J | SC | * |  |  | 20.D3 | AF0123:P | JB72 LEFT RAIL | 20.D3
AF0122:V+ | SC | AF0122P | WHT | 20 | 20.D3 | AF0123:V+ | JB72 LEFT RAIL | 20.D3
AF0122:V+ | SC | AU0120P | WHT | 20 | 20.D3 | AU0120:V+ | JB72 LEFT RAIL | 20.C1
AF0123:J | SC | * |  |  | 20.D3 | AF0124:P | JB72 LEFT RAIL | 20.D4
AF0123:SH | SC | AF0123G | GRN | 14 | 20.D3 | AF0125:SH | JB72 LEFT RAIL | 20.D5
AF0123:SH | SC | AU0120G | GRN | 14 | 20.D3 | AU0120:GND | JB72 LEFT RAIL | 20.C1
AF0124:COM | SC | 0V | WHT | 14 | 20.D4 | XT0120:2 | JB72 LEFT RAIL | 20.D1
AF0124:COM | SC | AF0124N | WHT | 20 | 20.D4 | AF0125:COM | JB72 LEFT RAIL | 20.D5
AF0124:J | SC | * |  |  | 20.D4 | AF0125:P | JB72 LEFT RAIL | 20.D5
AF0124:V+ | SC | FU0122 | WHT | 14 | 20.D4 | FU0122:LD | JB72 LEFT RAIL | 20.D1
AF0124:V+ | SC | AF0124P | WHT | 20 | 20.D4 | AF0125:V+ | JB72 LEFT RAIL | 20.D5
AU0120:COM | SC | 0V | WHT | 14 | 20.C1 | XT0120:1 | JB72 LEFT RAIL | 20.D1
AU0120:V+ | SC | FU0120 | WHT | 14 | 20.C1 | FU0120:LD | JB72 LEFT RAIL | 20.D1
FU0120:LI | SC | FU0332 | WHT | 14 | 20.D1 | FU0121:LI | JB72 LEFT RAIL | 20.D1
FU0121:LI | SC | FU0332 | WHT | 14 | 20.D1 | FU0122:LI | JB72 LEFT RAIL | 20.D1
FU0332:LD | SC | FU0332 | WHT | 14 | 19.B3 | FU0333:LI | JB72 LEFT RAIL | 19.B3
FU0333:LI | SC | FU0332 | WHT | 14 | 19.B3 | FU0334:LI | JB72 LEFT RAIL | 19.B3
FU0334:LI | SC | FU0332 | WHT | 14 | 19.B3 | FU0335:LI | JB72 LEFT RAIL | 19.A3
XT0337:12 | SC | FU0333 | WHT | 20 | 24.C3 | XT0337:7 | JB72 LEFT RAIL | 24.B3
KA4100:11 | SC | KA017422 | WHT | 20 | 82.A5 | KA0174:22 | JB70 LEFT RAIL | 82.A5
AF0121:14 | SC | 012114 | WHT | 20 | 82.A7 | KA0234:21 | JB70 PANEL B | 82.A5
GR0120: | SC | IEG02309 | GRN | 14 | 20.D1 | IEG0230:9 | JB70 PANEL B | 20.D2
KA4100:A1 | SC | KA023414 | WHT | 20 | 82.B6 | KA0234:24 | JB70 PANEL B | 82.A5
AF0121:01 | SC | 012101 | WHT | 20 | 23.A7 | KA0121:A1 | JB72 GEN PANEL | 23.A5
AF0121:03 | SC | 012103 | WHT | 20 | 23.A7 | KA0123:A1 | JB72 GEN PANEL | 23.B5
AF0121:08 | SC | 012108 | WHT | 20 | 23.B7 | KA0128:A1 | JB72 GEN PANEL | 23.B5
AF0121:17 | SC | 012117 | WHT | 20 | 23.A7 | KA0121:A2 | JB72 GEN PANEL | 23.A5
AF0121:19 | SC | 012119 | WHT | 20 | 23.A7 | KA0123:A2 | JB72 GEN PANEL | 23.B5
AF0121:24 | SC | 012124 | WHT | 20 | 23.B7 | KA0128:A2 | JB72 GEN PANEL | 23.B5
AF0122:00 | SC | 012200 | WHT | 20 | 25.A7 | KA0330:11 | JB72 GEN PANEL | 25.A6
AF0122:01 | SC | 012201 | WHT | 20 | 25.A7 | KA0331:11 | JB72 GEN PANEL | 25.A6
AF0122:02 | SC | 012202 | WHT | 20 | 25.B7 | KA0310:11 | JB72 GEN PANEL | 25.B6
AF0122:32 | SC | 012232 | WHT | 20 | 25.A7 | KA0330:14 | JB72 GEN PANEL | 25.A6
AF0122:33 | SC | 012233 | WHT | 20 | 25.A7 | KA0331:14 | JB72 GEN PANEL | 25.A6
AF0122:34 | SC | 012234 | WHT | 20 | 25.B7 | KA0310:14 | JB72 GEN PANEL | 25.B6
AF0125:SH | SC | IEG01301 | GRN | 14 | 20.D5 | IEG0130:1 | JB72 GEN PANEL | 20.D5
FU0120:LI | SC | FU0332 | WHT | 14 | 20.D1 | FU0130:LI | JB72 GEN PANEL | 20.C1
FU0332:LD | SC | FU0332 | WHT | 14 | 19.B3 | XT0130:1 | JB72 GEN PANEL | 20.A5
FU0332:LI | SC | FU0136 | WHT | 12 | 19.B3 | XT0332:1 | JB72 GEN PANEL | 19.B2
FU0333:LD | SC | FU0333 | WHT | 16 | 19.B3 | XT0335:1 | JB72 GEN PANEL | 19.B4
FU0334:LD | SC | FU0334 | WHT | 14 | 19.B3 | XT0335:2 | JB72 GEN PANEL | 19.B4
FU0335:LD | SC | FU0335 | WHT | 14 | 19.A3 | XT0335:3 | JB72 GEN PANEL | 19.A4
XT0120:1 | SC | 0V | WHT | 14 | 20.D1 | XT0130:3 | JB72 GEN PANEL | 20.A5
XT0337:1 | SC | KA012821 | WHT | 20 | 25.C5 | KA0128:21 | JB72 GEN PANEL | 25.C6
XT0337:11 | SC | KA0331A1 | WHT | 20 | 24.C3 | KA0331:A1 | JB72 GEN PANEL | 24.C6
XT0337:12 | SC | FU0333 | WHT | 16 | 24.C3 | KA0121:14 | JB72 GEN PANEL | 24.D4
XT0337:12 | SC | FU0333 | WHT | 16 | 24.C3 | XT0335:1 | JB72 GEN PANEL | 19.B4
XT0337:13 | SC | KA018511 | WHT | 20 | 24.D3 | KA0121:11 | JB72 GEN PANEL | 24.D4
XT0337:14 | SC | KA0332A1 | WHT | 20 | 24.D3 | KA0332:A1 | JB72 GEN PANEL | 24.D6
XT0337:15 | SC | 0V | WHT | 20 | 24.D3 | KA0332:A2 | JB72 GEN PANEL | 24.D6
XT0337:15 | SC | 0V | WHT | 20 | 24.D3 | XT0336:3 | JB72 GEN PANEL | 19.C4
XT0337:18 | SC | AT0140LS(S) | GRN | 14 | 101.C4 | IEG0130:7 | JB72 GEN PANEL | 101.C6
XT0337:2 | SC | KA012824 | WHT | 20 | 25.C5 | KA0128:24 | JB72 GEN PANEL | 25.C6
XT0337:3 | SC | KA033211 | WHT | 20 | 25.D5 | KA0332:11 | JB72 GEN PANEL | 25.D6
XT0337:4 | SC | KA033214 | WHT | 20 | 25.D5 | KA0332:14 | JB72 GEN PANEL | 25.D6
XT0337:5 | SC | KA033311 | WHT | 20 | 25.D5 | KA0333:11 | JB72 GEN PANEL | 25.D6
XT0337:6 | SC | KA033314 | WHT | 20 | 25.D5 | KA0333:14 | JB72 GEN PANEL | 25.D6
XT0337:7 | SC | FU0333 | WHT | 20 | 24.B3 | KA0128:14 | JB72 GEN PANEL | 24.B4
XT0337:8 | SC | KA0333A1 | WHT | 20 | 24.C3 | KA0310:21 | JB72 GEN PANEL | 24.C4
XT0337:8 | SC | KA0333A1 | WHT | 20 | 24.C3 | KA0333:A1 | JB72 GEN PANEL | 24.C6
XT0337:9 | SC | KA0330A1 | WHT | 20 | 24.C3 | KA0330:A1 | JB72 GEN PANEL | 24.C6
AU0120:L2 | WC0012 | AU0120L2 | ENET | CABLE | 20.C1 | AT0140:P2 | JB72 GEN PANEL | 21.D5
AU0120:L1 | WC0051 | AF0510L2 | ENET | CABLE | 20.C1 | AF0510:L2 | JB72 GEN PANEL | 20.B4
XT0337:16 | WC8009 | AT0140LS(+) | WHT | 16 | 101.C4 | AT0140:1 LS(+) | JB72 GEN PANEL | 101.C7
XT0337:17 | WC8009 | AT0140LS(-) | BLK | 16 | 101.C4 | AT0140:2 LS(-) | JB72 GEN PANEL | 101.C7
FW140:3 | WC8009 | AT0140LS(S) | SH | 16 | 101.C6 | XT0337:18 | JB72 GEN PANEL | 101.C4
XT0337:13 | SC | KA018511 | WHT | 20 | 24.D3 | KA0185:11 | JB72 RIGHT RAIL | 24.D3
XT0337:14 | SC | KA0332A1 | WHT | 20 | 24.D3 | KA0185:14 | JB72 RIGHT RAIL | 24.D3
SolarTools ver. 24.0.84.24712 (Jul 31, 2025)
Report date: 4/14/2026 3:24 PM

## JB72 RIGHT RAIL
JB72 RIGHT RAIL
Project # | 4M891
Project Name | VOLTAGRID DATA CENTER^PROJECT
Revision | B
Controls DE | J. SHORTER
Phone: | 0
Controls ME | N. LOPEZ
Phone:
From | [5 empty] | To
Device ID | Cable (W) Conductor (SC) Jumper Clip (JC) | Wire No. | Wire ID | Gauge/Size | Page/Zone | Device ID | Location | Page/Zone
XT0180:1 | JC | 0V | CLIP | --- | 22.B1 | XT0180:2 | JB72 RIGHT RAIL | 22.B1
XT0180:2 | JC | 0V | CLIP | --- | 22.B1 | XT0180:3 | JB72 RIGHT RAIL | 22.B1
XT0180:3 | JC | 0V | CLIP | --- | 22.B1 | XT0180:4 | JB72 RIGHT RAIL | 22.D1
XT0180:4 | JC | 0V | CLIP | --- | 22.D1 | XT0180:5 | JB72 RIGHT RAIL | 22.D1
XT0180:5 | JC | 0V | CLIP | --- | 22.D1 | XT0180:6 | JB72 RIGHT RAIL | 22.D1
XT0180:6 | JC | 0V | CLIP | --- | 22.D1 | XT0180:7 | JB72 RIGHT RAIL | 22.D1
AF0182:01 | SC | JP3 | VIO | 20 | 37.A7 | AF0182:33 | JB72 RIGHT RAIL | 37.A7
AF0181:00 | SC | 018100 | WHT | 20 | 26.A7 | KA0180:A1 | JB72 RIGHT RAIL | 26.A5
AF0181:02 | SC | KACC9700A1 | WHT | 16 | 28.A6 | KA9700:A1 | JB72 RIGHT RAIL | 28.A5
AF0181:04 | SC | KACC9701A1 | WHT | 16 | 28.A6 | KA9701:A1 | JB72 RIGHT RAIL | 28.B5
AF0181:06 | SC | KACC9702A1 | WHT | 16 | 28.B6 | KA9702:A1 | JB72 RIGHT RAIL | 28.B5
AF0181:08 | SC | KACC9703A1 | WHT | 16 | 28.C6 | KA9703:A1 | JB72 RIGHT RAIL | 28.C5
AF0181:10 | SC | 018110 | WHT | 20 | 26.A7 | KA0185:A1 | JB72 RIGHT RAIL | 26.A5
AF0181:16 | SC | 018116 | WHT | 20 | 26.A7 | KA0180:A2 | JB72 RIGHT RAIL | 26.A5
AF0181:18 | SC | KACC9700A2 | WHT | 16 | 28.A6 | KA9700:A2 | JB72 RIGHT RAIL | 28.A5
AF0181:20 | SC | KACC9701A2 | WHT | 16 | 28.A6 | KA9701:A2 | JB72 RIGHT RAIL | 28.B5
AF0181:22 | SC | KACC9702A2 | WHT | 16 | 28.B6 | KA9702:A2 | JB72 RIGHT RAIL | 28.B5
AF0181:24 | SC | KACC9703A2 | WHT | 16 | 28.C6 | KA9703:A2 | JB72 RIGHT RAIL | 28.C5
AF0181:26 | SC | 018126 | WHT | 20 | 26.A7 | XT0338:2 | JB72 RIGHT RAIL | 26.B5
AF0181:COM | SC | 0V | WHT | 20 | 22.B2 | XT0180:2 | JB72 RIGHT RAIL | 22.B1
AF0181:J | SC | * |  |  | 22.B2 | AF0182:P | JB72 RIGHT RAIL | 22.B3
AF0181:V+ | SC | FU0181 | WHT | 16 | 22.B2 | FU0181:LD | JB72 RIGHT RAIL | 22.B1
AF0182:COM | SC | AF0182N | WHT | 16 | 22.B3 | AF0183:COM | JB72 RIGHT RAIL | 22.A3
AF0182:COM | SC | 0V | WHT | 20 | 22.B3 | XT0180:2 | JB72 RIGHT RAIL | 22.B1
AF0182:J | SC | * |  |  | 22.B3 | AF0183:P | JB72 RIGHT RAIL | 22.A3
AF0182:V+ | SC | AF0182P | WHT | 16 | 22.B3 | AF0183:V+ | JB72 RIGHT RAIL | 22.A3
AF0182:V+ | SC | FU0182 | WHT | 16 | 22.B3 | FU0182:LD | JB72 RIGHT RAIL | 22.B1
AF0183:COM | SC | AF0183N | WHT | 16 | 22.A3 | AF0184:COM | JB72 RIGHT RAIL | 22.B4
AF0183:J | SC | * |  |  | 22.A3 | AF0184:P | JB72 RIGHT RAIL | 22.B4
AF0183:V+ | SC | AF0183P | WHT | 16 | 22.A3 | AF0184:V+ | JB72 RIGHT RAIL | 22.B4
AF0184:COM | SC | AF0184N | WHT | 16 | 22.B4 | AF0185:COM | JB72 RIGHT RAIL | 22.B5
AF0184:J | SC | * |  |  | 22.B4 | AF0185:P | JB72 RIGHT RAIL | 22.B5
AF0184:SH | SC | AF0184G | GRN | 14 | 22.B4 | AF0186:SH | JB72 RIGHT RAIL | 22.B5
AF0184:SH | SC | AU0180 | GRN | 14 | 22.B4 | AU0180:GND | JB72 RIGHT RAIL | 22.A2
AF0184:V+ | SC | AF0184P | WHT | 16 | 22.B4 | AF0185:V+ | JB72 RIGHT RAIL | 22.B5
AF0185:J | SC | * |  |  | 22.B5 | AF0186:P | JB72 RIGHT RAIL | 22.B5
AF0186:COM | SC | 0V | WHT | 14 | 22.B5 | XT0180:3 | JB72 RIGHT RAIL | 22.B1
AF0186:V+ | SC | FU0183 | WHT | 16 | 22.B5 | FU0183:LD | JB72 RIGHT RAIL | 22.B1
AU0180:COM | SC | 0V | WHT | 20 | 22.A2 | XT0180:1 | JB72 RIGHT RAIL | 22.B1
AU0180:V+ | SC | FU0180 | WHT | 16 | 22.A2 | FU0180:LD | JB72 RIGHT RAIL | 22.B1
FU0180:LI | SC | FU0332 | WHT | 14 | 22.B1 | FU0181:LI | JB72 RIGHT RAIL | 22.B1
FU0181:LI | SC | FU0332 | WHT | 14 | 22.B1 | FU0182:LI | JB72 RIGHT RAIL | 22.B1
FU0182:LI | SC | FU0332 | WHT | 14 | 22.B1 | FU0183:LI | JB72 RIGHT RAIL | 22.B1
GR0110: | SC | GR0110 | GRN/YEL | 14 | 5.B4 | FG1126:1 | JB72 RIGHT RAIL | 5.B4
KA0185:A2 | SC | KA0185A2 | WHT | 20 | 26.A5 | XT0338:1 | JB72 RIGHT RAIL | 26.A5
AF0183:00 | SC | KA71712 | WHT | 20 | 27.B6 | XT4101:10 | JB70 PANEL A | 27.B6
AF0183:01 | SC | KA71732 | WHT | 20 | 27.C6 | XT4101:14 | JB70 PANEL A | 27.C6
AF0183:32 | SC | KA71711 | WHT | 20 | 27.B6 | XT4101:9 | JB70 PANEL A | 27.B6
AF0183:33 | SC | KA71731 | WHT | 20 | 27.C6 | XT4101:13 | JB70 PANEL A | 27.C6
AF0185:03 | SC | KA71702 | WHT | 20 | 27.B6 | XT4101:8 | JB70 PANEL A | 27.B6
AF0185:04 | SC | KA71722 | WHT | 20 | 27.C6 | XT4101:12 | JB70 PANEL A | 27.C6
AF0185:35 | SC | KA71701 | WHT | 20 | 27.B6 | XT4101:7 | JB70 PANEL A | 27.B6
AF0185:36 | SC | KA71721 | WHT | 20 | 27.C6 | XT4101:11 | JB70 PANEL A | 27.C6
FU0183:LI | SC | FU0332 | WHT | 14 | 22.B1 | FU0200:LI | JB70 PANEL B | 22.D1
AU0180:L2 | WC0018 | AU0180L2 | ENET | CABLE | 22.A2 | BA0002:RJ45 | JB70 PLC PANEL | 3.B2
AF0186:SH | SC | IEG01305 | GRN | 14 | 22.B5 | IEG0130:5 | JB72 GEN PANEL | 22.B6
FU0180:LI | SC | FU0332 | WHT | 14 | 22.B1 | XT0130:1 | JB72 GEN PANEL | 20.A5
XT0180:1 | SC | 0V | WHT | 14 | 22.B1 | XT0130:3 | JB72 GEN PANEL | 20.A5
XT0180:4 | SC | 0V | WHT | 20 | 22.D1 | AU0200:COM | JB72 GEN PANEL | 22.C2
XT0180:5 | SC | 0V | WHT | 20 | 22.D1 | AF0201:COM | JB72 GEN PANEL | 22.D2
XT0180:6 | SC | 0V | WHT | 20 | 22.D1 | AF0203:COM | JB72 GEN PANEL | 22.D3
XT0180:7 | SC | 0V | WHT | 20 | 22.D1 | AF0204:COM | JB72 GEN PANEL | 22.D4
AU0180:L1 | WC0200 | AU0200L2 | ENET | CABLE | 22.A2 | AU0200:L2 | JB72 GEN PANEL | 22.C2
KA0185:11 | SC | KA018511 | WHT | 20 | 24.D3 | XT0337:13 | JB72 LEFT RAIL | 24.D3
KA0185:14 | SC | KA0332A1 | WHT | 20 | 24.D3 | XT0337:14 | JB72 LEFT RAIL | 24.D3
SolarTools ver. 24.0.84.24712 (Jul 31, 2025)
Report date: 4/14/2026 3:24 PM

## Panel Errors
Panel Errors
Project # | 4M891
Project Name | VOLTAGRID DATA CENTER^PROJECT
Revision | B
Controls DE | J. SHORTER
Phone: | 0
Controls ME | N. LOPEZ
Phone:
From | [6 empty] | To
Device ID | Location | Cable (W) Conductor (SC) Jumper Clip (JC) | Wire ID | Wire No. | Gauge/Size | Page/Zone | Device ID | Location | Page/Zone
Report date: 4/14/2026 3:24 PM |  |  |  | SolarTools ver. 24.0.84.24712 (Jul 31, 2025)

## Cable Part Numbers
Cable Part Numbers |  |  | SolarTools ver. 24.0.84.24712 (Jul 31, 2025)
Project # | 4M891
Report date: 4/14/2026 3:24 PM
Project Name | VOLTAGRID DATA CENTER^PROJECT
Revision | B
Controls DE | J. SHORTER
Phone: | 0
Controls ME | N. LOPEZ
Phone:
Device ID |  | Part Number |  | Description
WC5072 |  | PART OF 1103208-100 |  | CABLE, 2 CONDUCTOR UNSHIELDED PART OF HORN
WC0001 |  | 1302073-36 |  | CABLE, ETHERNET - 36 INCHES
WC0003 |  | 1302073-36 |  | CABLE, ETHERNET - 36 INCHES
WC0006 |  | 1302073-36 |  | CABLE, ETHERNET - 36 INCHES
WC0007 |  | 1302073-36 |  | CABLE, ETHERNET - 36 INCHES
WC0008 |  | 1302073-36 |  | CABLE, ETHERNET - 36 INCHES
WC0009 |  | 1302073-36 |  | CABLE, ETHERNET - 36 INCHES
WC0010 |  | 1302073-36 |  | CABLE, ETHERNET - 36 INCHES
WC0012 |  | 1302073-36 |  | CABLE, ETHERNET - 36 INCHES
WC0014 |  | 1302073-36 |  | CABLE, ETHERNET - 36 INCHES
WC0041 |  | 1302073-36 |  | CABLE, ETHERNET - 36 INCHES
WC0042 |  | 1302073-36 |  | CABLE, ETHERNET - 36 INCHES
WC0043 |  | 1302073-36 |  | CABLE, ETHERNET - 36 INCHES
WC0045 |  | 1302073-36 |  | CABLE, ETHERNET - 36 INCHES
WC0051 |  | 1302073-36 |  | CABLE, ETHERNET - 36 INCHES
WC0101 |  | 1302073-36 |  | CABLE, COMMUNICATION CABLE - 36 INCHES
WC0200 |  | 1302073-36 |  | CABLE, ETHERNET - 36 INCHES
WC0680 |  | 1302073-36 |  | CABLE, COMMUNICATION CABLE - 36 INCHES
WC1228 |  | 1022941-13 |  | TPE, 1 TRIAD TWISTED SHIELDED
WC1229 |  | 1022941-13 |  | TPE, 1 TRIAD TWISTED SHIELDED
WC1230 |  | 1022941-13 |  | TPE, 1 TRIAD TWISTED SHIELDED
WC1231 |  | 1022941-13 |  | TPE, 1 TRIAD TWISTED SHIELDED
WC1232 |  | 1022941-13 |  | TPE, 1 TRIAD TWISTED SHIELDED
WC1233 |  | 1022941-13 |  | TPE, 1 TRIAD TWISTED SHIELDED
WC1234 |  | 1022941-13 |  | TPE, 1 TRIAD TWISTED SHIELDED
WC1235 |  | 1022941-13 |  | TPE, 1 TRIAD TWISTED SHIELDED
WC4524 |  | 1022941-12 |  | TPE, 1 PAIR TWISTED SHIELDED
WC4749 |  | 1022941-13 |  | TPE, 1 TRIAD TWISTED SHIELDED
WC5018 |  | 1022941-22 |  | TPE, 1 PAIR TWISTED SHIELDED
WC5500 |  | 1022941-22 |  | TPE, 1 PAIR TWISTED SHIELDED
WC8009 |  | 1022941-22 |  | TPE, 1 PAIR TWISTED SHIELDED
WC8040 |  | 1322418-90 |  | CABLE, SYTSTEM FUNCTION
WC8041 |  | 1322418-90 |  | CABLE, SUPPLIED BY OTHERS
WC8042 |  | 1322418-90 |  | CABLE, SUPPLIED BY OTHERS
WC8043 |  | 1322418-90 |  | CABLE, SUPPLIED BY OTHERS
WC8045 |  | 1322418-90 |  | CABLE, SUPPLIED BY OTHERS
WC8066 |  | 1022941-22 |  | TPE, 1 PAIR TWISTED SHIELDED
WC8067 |  | 1022941-22 |  | TPE, 1 PAIR TWISTED SHIELDED
WC8069 |  | 1022941-22 |  | TPE, 1 PAIR TWISTED SHIELDED
WC8101 |  | 1022941-33 |  | TPE, 1 TRIAD TWISTED SHIELDED
WC8102 |  | 1022941-32 |  | TPE, 1 PAIR TWISTED SHIELDED
WC8150 |  | 1322418-90 |  | CABLE, SYTSTEM FUNCTION
WC8201 |  | 1022941-33 |  | TPE, 1 TRIAD TWISTED SHIELDED
WC8301 |  | 1022941-33 |  | TPE, 1 TRIAD TWISTED SHIELDED
WC9001 |  | 1302073-36 |  | CABLE, ETHERNET - 36 INCHES
WC9017 |  | 1302073-36 |  | CABLE, COMMUNICATION CABLE - 36 INCHES

## Part Number List
Part Number List |  | SolarTools ver. 24.0.84.24712 (Jul 31, 2025)
Project # | 4M891
Report date: 4/14/2026 3:24 PM
Project Name | VOLTAGRID DATA CENTER^PROJECT
Revision | B
Controls DE | J. SHORTER
Phone: | 0
Controls ME | N. LOPEZ
Phone:
Device ID | Part Number | Description | Location
CCAT0170 | CUSTOMER DEFINED | CUSTOMER CONNECTION, TROUBLE ALARM SIGNAL | CUSTOMER FIRE AND GAS SIGNALS
CCKA0982 | CUSTOMER DEFINED | CUSTOMER CONNECTION, FIRE DETECTED SIGNAL | CUSTOMER FIRE AND GAS SIGNALS
CCKA0984 | CUSTOMER DEFINED | CUSTOMER CONNECTION, GAS DETECTED SIGNAL | CUSTOMER FIRE AND GAS SIGNALS
CCKA2160 | CUSTOMER DEFINED | CUSTOMER CONNECTION, CLOSE GAS BLOCK VALVE | GAS FUEL BLOCK BLEED VALVE (NOT USED)
CCKA2161 | CUSTOMER DEFINED | CUSTOMER CONNECTION, OPEN GAS BLEED VALVE | GAS FUEL BLOCK BLEED VALVE (NOT USED)
BA0005 | 1271449-1 | MEDIA CONVERTER, ETHERNET-FIBER OPTIC | JB1123 MEDIA CONVERTER
BA0006 | 1271449-1 | MEDIA CONVERTER, ETHERNET-FIBER OPTIC | JB1123 MEDIA CONVERTER
FU0005 | 1043265-1,1043265-3 | FUSE, 2A | JB1123 MEDIA CONVERTER
FU0006 | 1043265-1,1043265-3 | FUSE, 2A | JB1123 MEDIA CONVERTER
GR1123 | 903849C1 | RAIL GROUND, DIN RAIL GROUNDING | JB1123 MEDIA CONVERTER
GR1125 | 903849C1 | RAIL GROUND, DIN RAIL GROUNDING | JB1123 MEDIA CONVERTER
GR1128 | 903849C1 | RAIL GROUND, DIN RAIL GROUNDING | JB1123 MEDIA CONVERTER
IEG1123 | 232941-200 | BUS BAR, JB1123 - INSTRUMENT EARTH GROUNDING | JB1123 MEDIA CONVERTER
UJ0011 | 1271449-5 | POWER SUPPLY, AC/DC INPUT TO 24V DC OUTPUT | JB1123 MEDIA CONVERTER
XT0003 | 1066730-32,1066730-7,1066730-8,1067996-82 | TERMINAL BLOCK, SPRING, 4 CONDUCTOR,30-12 AWG (0.05-3.31 MM2),NON-IS | JB1123 MEDIA CONVERTER
AT0170 | 1056244-29 | CONTROLLER, EAGLE QUANTUM PREMIER | JB70
AT1100 | 1577354-4502 | WORKSTATION, VERSA VIEW 1200H | JB70
HA0472 | 1103208-101 | HORN, AUDIBLE ALARM | JB70
HL0171 | 2380746-7 | LIGHT, FIRE SYSTEM AUTO, GREEN | JB70
HL0172 | 2380746-7 | LIGHT, FIRE SYSTEM INHIBIT, AMBER | JB70
HL0173 | 2380746-7 | LIGHT, FIRE SYSTEM DISCHARGED, RED | JB70
SA0170 | 2380746-9 | SELECTOR SWITCH, FIRE SYSTEM AUTO/INHIBIT | JB70
SA0471 | 2380746-2 | SELECTOR SWITCH, SPEED/LOAD | JB70
SA0472 | 2380746-2 | SELECTOR SWITCH, VOLTAGE | JB70
SA0473 | 2380746-5 | SELECTOR SWITCH, OFF/LOC/AUX/CUST. | JB70
SB0170 | 2380746-10 | PUSHBUTTON SWITCH, MANUAL RELEASE | JB70
SB0471 | 2380746-1 | PUSHBUTTON SWITCH, HORN SILENCE | JB70
SB0472 | 2380746-4 | PUSHBUTTON SWITCH, EMERGENCY STOP | JB70
SB0473 | 2380746-1 | PUSHBUTTON SWITCH, ACKNOWLEDGE | JB70
SB0474 | 2380746-1 | PUSHBUTTON SWITCH, RESET | JB70
SH0470 | 2380746-3 | LIGHTED SWITCH, STOP/STOPPING, RED | JB70
SH0471 | 2380746-3 | LIGHTED SWITCH, START/STARTING, GREEN | JB70
SH0472 | 2380746-3 | LIGHTED SWITCH, BACKUP SYSTEM ACTIVE/RESET, AMBER | JB70
UV0170 | 1056244-2 | POWER SUPPLY, EAGLE QUANTUM PREMIER | JB70
AT0175 | 1056244-5 | 8 CHANNEL ED I/O, EAGLE QUANTUM PREMIER | JB70 LEFT RAIL
AT0176 | 1056244-5 | 8 CHANNEL ED I/O, EAGLE QUANTUM PREMIER | JB70 LEFT RAIL
AT0178 | 1056244-5 | 8 CHANNEL ED I/O, EAGLE QUANTUM PREMIER | JB70 LEFT RAIL
FU0170 | 1043265-1,1043265-6 | FUSE, 15A | JB70 LEFT RAIL
GR0170 | 903849C1 | RAIL GROUND, DIN RAIL GROUNDING | JB70 LEFT RAIL
KA0172 | 1061979-1 | RELAY, FIRE DETECTED (CUSTOMER) | JB70 LEFT RAIL
KA0174 | 1061979-1 | RELAY, GAS DETECTED (CUSTOMER) | JB70 LEFT RAIL
KA0176 | 1061979-1 | RELAY, VENTILATION REQUIRED | JB70 LEFT RAIL
KA0177 | 1061979-1 | RELAY, SPRING, 4 CONDUCTOR,30-12 AWG (0.05-3.31 MM2),NON-IS | JB70 LEFT RAIL
KA0178 | 1061979-1 | RELAY, SPRING, 4 CONDUCTOR,30-12 AWG (0.05-3.31 MM2),NON-IS | JB70 LEFT RAIL
KA0875 | 1061979-1 | RELAY, SPRING, 4 CONDUCTOR,30-12 AWG (0.05-3.31 MM2),NON-IS | JB70 LEFT RAIL
KA6510 | 1061979-1 | RELAY, FIRE SYSTEM AUTO/INHIBIT | JB70 LEFT RAIL
KA6511 | 1061979-1 | RELAY, FIRE SYSTEM AUTO/INHIBIT | JB70 LEFT RAIL
RR0175A | 912137C1 | RESISTOR, 10K OHM | JB70 LEFT RAIL
RR0175D | 912137C1 | RESISTOR, 10K OHM | JB70 LEFT RAIL
RR0175I | 912137C1 | RESISTOR, 10K OHM | JB70 LEFT RAIL
RR0175M | 912137C1 | RESISTOR, 10K OHM | JB70 LEFT RAIL
RR0175S5 | 912137C1 | RESISTOR, 10K OHM | JB70 LEFT RAIL
RR0176S4 | 912137C1 | RESISTOR, 10K OHM | JB70 LEFT RAIL
RR0176S5 | 912137C1 | RESISTOR, 10K OHM | JB70 LEFT RAIL
RR0176S7 | 912137C1 | RESISTOR, 10K OHM | JB70 LEFT RAIL
RR0178 | 912137C1 | RESISTOR, 10K OHM | JB70 LEFT RAIL
VD0175A | 960592C1 | DIODE, 15 pF | JB70 LEFT RAIL
VD0175D | 960592C1 | DIODE, 15 pF | JB70 LEFT RAIL
VD0175I | 960592C1 | DIODE, 15 pF | JB70 LEFT RAIL
VD0178 | 960592C1 | DIODE, 15 pF | JB70 LEFT RAIL
VD6211 | 960592C1 | DIODE, 15 pF | JB70 LEFT RAIL
VD6241 | 960592C1 | DIODE, 15 pF | JB70 LEFT RAIL
XT0170 | 1066730-7,1066730-8,1067996-11 | TERMINAL BLOCK, SPRING, 4 CONDUCTOR,30-12 AWG (0.05-3.31 MM2),NON-IS | JB70 LEFT RAIL
XT0171 | 1066730-7,1066730-8,1067996-11 | TERMINAL BLOCK, SPRING, 4 CONDUCTOR,30-12 AWG (0.05-3.31 MM2),NON-IS | JB70 LEFT RAIL
XT0172 | 1066730-7,1066730-8,1067996-11 | TERMINAL BLOCK, SPRING, 4 CONDUCTOR,30-12 AWG (0.05-3.31 MM2),NON-IS | JB70 LEFT RAIL
AF0081 | 2684693-18,2684693-28 | 5094-IB16SXT, 16 DISCRETE INPUT, S | JB70 PANEL A
AF0082 | 2684693-17,2684693-23 | 5094-IB16XT, 16 DISCRETE INPUT | JB70 PANEL A
AF0083 | 2684693-19,2684693-33 | 5094-IY8XT, 8 ANALOG INPUT,TC/RTD/I&V | JB70 PANEL A
AF0084 | 2684693-19,2684693-33 | 5094-IY8XT, 8 ANALOG INPUT,TC/RTD/I&V | JB70 PANEL A
AF0085 | 2684693-18,2684693-56 | 5094-IF8IHXT, 8 ANALOG INPUT, ISOLATED | JB70 PANEL A
AF0086 | 2684693-18,2684693-56 | 5094-IF8IHXT, 8 ANALOG INPUT, ISOLATED | JB70 PANEL A
AF0087 | 2684693-17,2684693-23 | 5094-IB16XT, 16 DISCRETE INPUT | JB70 PANEL A
AF0088 | 2684693-18,2684693-56 | 5094-IF8IHXT, 8 ANALOG INPUT, ISOLATED | JB70 PANEL A
AF0091 | 2684693-17,2684693-23 | 5094-IB16XT, 16 DISCRETE INPUT | JB70 PANEL A
AF0092 | 2684693-17,2684693-24 | 5094-OB16XT, 16 DISCRETE OUTPUT^(CURRENT LIMITING) | JB70 PANEL A
AF0093 | 2684693-17,2684693-24 | 5094-OB16XT, 16 DISCRETE OUTPUT | JB70 PANEL A
AF0094 | 2684693-19,2684693-33 | 5094-IY8XT, 8 ANALOG INPUT,TC/RTD/I&V | JB70 PANEL A
AF0095 | 2684693-17,2684693-25 | 5094-OB8XT, 8 DISCRETE OUTPUT | JB70 PANEL A
AF0096 | 2684693-18,2684693-53 | 5094-IJ2IXT, 2 FAST COUNTER INPUT, S | JB70 PANEL A
AU0080 | 2684693-22 | 5094-AENTRXT, FLEX 5000 I/O | JB70 PANEL A
AU0090 | 2684693-22 | 5094-AENTRXT, FLEX 5000 I/O | JB70 PANEL A
FU0010 | 1043265-1,1043265-5 | FUSE, 10A | JB70 PANEL A
FU0011 | 1043265-1,1043265-7 | FUSE, 20A | JB70 PANEL A
FU0012 | 1043265-1,1043265-5 | FUSE, 10A | JB70 PANEL A
FU0013 | 1043265-1,1043265-5 | FUSE, 10A | JB70 PANEL A
FU0014 | 1043265-1,1043265-5 | FUSE, 10A | JB70 PANEL A
FU0015 | 1043265-1,1043265-5 | FUSE, 10A | JB70 PANEL A
FU0016 | 1043265-1,1043265-5 | FUSE, 10A | JB70 PANEL A
FU0017 | [2]1043265-1,[2]1043265-5 | FUSE, 10A | JB70 PANEL A
FU0080 | 1043265-1,1043265-5 | FUSE, 10A | JB70 PANEL A
FU0090 | 1043265-1,1043265-5 | FUSE, 10A | JB70 PANEL A
FU0091 | 1043265-1,1043265-5 | FUSE, 10A | JB70 PANEL A
FU0092 | 1043265-1,1043265-5 | FUSE, 10A | JB70 PANEL A
FU0093 | 1043265-1,1043265-5 | FUSE, 10A | JB70 PANEL A
FU0116 | 1043265-1,1043265-4 | FUSE, 5A | JB70 PANEL A
FU0136 | 1043265-1,1043265-9 | FUSE, 30A | JB70 PANEL A
FU0137 | 1043265-1,1043265-7 | FUSE, 20A | JB70 PANEL A
FU0139 | 1043265-1,1043265-4 | FUSE, 5A | JB70 PANEL A
FU0291 | 1043265-4 | FUSE, 5A | JB70 PANEL A
GR0131 | 903849C1 | RAIL GROUND, DIN RAIL GROUNDING | JB70 PANEL A
GR0132 | 903849C1 | RAIL GROUND, DIN RAIL GROUNDING | JB70 PANEL A
GR0133 | 903849C1 | RAIL GROUND, DIN RAIL GROUNDING | JB70 PANEL A
GR0134 | 903849C1 | RAIL GROUND, DIN RAIL GROUNDING | JB70 PANEL A
KA0130 | 1061979-1 | RELAY, LOWSPEED/OPEN PROBE SETPOINT | JB70 PANEL A
KA0131 | 1061979-1 | RELAY, CONTROLLER ACTIVE | JB70 PANEL A
KA0132 | 1061979-1 | RELAY, CONTROLLER ACTIVE | JB70 PANEL A
KA0133 | 1061979-1 | RELAY, POST LUBE NOT REQUIRED | JB70 PANEL A
KA0134 | 1061979-1 | RELAY, BACKUP COMMAND OFF | JB70 PANEL A
KA0135 | 1061979-1 | RELAY, AC PRE/POST PUMP DRIVE | JB70 PANEL A
KA0136 | 1061979-1 | RELAY, LUBE OIL HEADER PRESSURE HIGH | JB70 PANEL A
KA0137 | 1061979-1 | RELAY, LUBE PUMP INHIBIT | JB70 PANEL A
KA0138 | 1061979-1 | RELAY, BACKUP LUBE OIL PUMP OFF | JB70 PANEL A
KA0141 | 1061979-1 | RELAY, CONTROLLER ACTIVE | JB70 PANEL A
KA0144 | 1061979-1 | RELAY, AC PRE/POST PUMP DRIVE | JB70 PANEL A
KA0221 | 1061979-1 | RELAY, PRIMARY GAS FUEL SHUTOFF VALVE | JB70 PANEL A
KA2160 | 1061979-1 | RELAY, CLOSE GAS BLOCK VALVE | JB70 PANEL A
KA2161 | 1061979-1 | RELAY, OPEN GAS BLEED VALVE | JB70 PANEL A
KA3103 | 1061979-1 | RELAY, LUBE OIL TANK HEATER | JB70 PANEL A
KA3220 | 1061979-1 | RELAY, LUBE OIL COOLER FAN | JB70 PANEL A
KA3420 | 1061979-1 | RELAY, GENERATOR JACKING OIL | JB70 PANEL A
KA4360 | 1061979-1 | RELAY, GENERATOR COOLER FAN #1 | JB70 PANEL A
KA4361 | 1061979-1 | RELAY, GENERATOR COOLER FAN #2 | JB70 PANEL A
KA4362 | 1061979-1 | RELAY, GENERATOR COOLER FAN #3 | JB70 PANEL A
KA6211 | 1061979-1 | RELAY, DRIVER ENCLOSURE^VENT FAN #1 | JB70 PANEL A
KA6241 | 1061979-1 | RELAY, EXHAUST ENCLOSURE^VENT FAN #1 | JB70 PANEL A
KA6242 | 1061979-1 | RELAY, EXHAUST ENCLOSURE^VENT FAN #2 | JB70 PANEL A
KA7162 | 1061979-1 | RELAY, GAS TURBINE FLAME ON | JB70 PANEL A
KA7163 | 1061979-1 | RELAY, GAS TURBINE START-UP | JB70 PANEL A
KA7164 | 1061979-1 | RELAY, GAS TURBINE SHUTDOWN | JB70 PANEL A
KT0140 | 2651077-1 | TIMER RELAY, BACKUP PUMP POST LUBE OFF CYCLE | JB70 PANEL A
KT0141 | 2651077-1 | TIMER RELAY, BACKUP POST LUBE CONTINUOUS | JB70 PANEL A
KT0142 | 2651077-1 | TIMER RELAY, TOTAL POST LUBE | JB70 PANEL A
KT0143 | 2651077-1 | TIMER RELAY, BACKUP PUMP POST LUBE ON CYCLE | JB70 PANEL A
KT0144 | 2651077-1 | TIMER RELAY, HEADER PRESSURE HIGH BACKUP PUMP OFF | JB70 PANEL A
KT0145 | 2651077-1 | TIMER RELAY, FIRE DETECTED ROLLDOWN LUBE | JB70 PANEL A
KT0146 | 2651077-3 | TIMER RELAY, WATCHDOG | JB70 PANEL A
PC0470 | 2271605-1 | TIMER/COUNTER, ENGINE HOUR / START COUNTER | JB70 PANEL A
PEG0130 | 232941-300 | BUS BAR, PANEL A - POWER EARTH GROUNDING | JB70 PANEL A
RR0851 | 1066738-11,981090C1 | RESISTOR, 3.01K OHM | JB70 PANEL A
RR0852 | 1066738-8,981089C1 | RESISTOR, 1.0K OHM | JB70 PANEL A
UJ0131 | 1286570-1 | POWER CONVERTER, AC/DC INPUT TO 28V DC OUTPUT | JB70 PANEL A
UV0291 | 1088442-4 | POWER CONVERTER, DC/DC INPUT TO 24V DC OUTPUT | JB70 PANEL A
XT0011 | 1066730-16,1066730-17,1066730-18 | TERMINAL STRIP, 2 CONDUCTOR | JB70 PANEL A
XT0014 | 1247052-1 | BUS BAR, SYSTEM FUNCTION (USE) | JB70 PANEL A
XT0080 | 1066730-7,1066730-8,1067996-4 | TERMINAL BLOCK, SPRING, 4 CONDUCTOR,30-12 AWG (0.05-3.31 MM2),NON-IS | JB70 PANEL A
XT0081 | 1066730-4,1066730-7,1066730-8 | TERMINAL BLOCK, SPRING, 4 CONDUCTOR,30-12 AWG (0.05-3.31 MM2),NON-IS | JB70 PANEL A
XT0083 | 1066730-7,1066730-8,1067996-4 | TERMINAL BLOCK, SPRING, 4 CONDUCTOR,30-12 AWG (0.05-3.31 MM2),NON-IS | JB70 PANEL A
XT0085 | 1066730-7,1066730-8,1067996-4 | TERMINAL BLOCK, SPRING, 4 CONDUCTOR,30-12 AWG (0.05-3.31 MM2),NON-IS | JB70 PANEL A
XT0134 | 1066730-16,1066730-17,1066730-18 | TERMINAL STRIP, 2 CONDUCTOR | JB70 PANEL A
XT0135 | 1066730-7,1066730-8,1067996-4 | TERMINAL BLOCK, SPRING, 4 CONDUCTOR,30-12 AWG (0.05-3.31 MM2),NON-IS | JB70 PANEL A
XT0136 | 1066730-7,1066730-8,1067996-82 | TERMINAL BLOCK, SPRING, 4 CONDUCTOR,30-12 AWG (0.05-3.31 MM2),NON-IS | JB70 PANEL A
XT0137 | 1066730-5,1066730-7,1067996-4 | TERMINAL BLOCK, SPRING, 4 CONDUCTOR,30-12 AWG (0.05-3.31 MM2),NON-IS | JB70 PANEL A
XT0138 | 1066730-16,1066730-17,1066730-18 | TERMINAL STRIP, 2 CONDUCTOR | JB70 PANEL A
XT0139 | 1066730-7,1066730-8,1067996-4 | TERMINAL BLOCK, SPRING, 4 CONDUCTOR,30-12 AWG (0.05-3.31 MM2),NON-IS | JB70 PANEL A
XT0291 | 1066730-4,1066730-7,1066730-8 | TERMINAL BLOCK, SPRING, 4 CONDUCTOR,30-12 AWG (0.05-3.31 MM2),NON-IS | JB70 PANEL A
XT1100 | 1066730-7 | TERMINAL BLOCK, SPRING, 4 CONDUCTOR,30-12 AWG (0.05-3.31 MM2),NON-IS | JB70 PANEL A
XT4101 | 1066730-7 | TERMINAL BLOCK, SPRING, 4 CONDUCTOR,30-12 AWG (0.05-3.31 MM2),NON-IS | JB70 PANEL A
AF0061 | 2684693-17,2684693-25 | 5094-OB8XT, 8 DISCRETE OUTPUT | JB70 PANEL B
AF0062 | 2684693-17,2684693-25 | 5094-OB8XT, 8 DISCRETE OUTPUT | JB70 PANEL B
AF0063 | 2684693-17,2684693-23 | 5094-IB16XT, 16 DISCRETE INPUT | JB70 PANEL B
AF0064 | 2684693-18,2684693-30 | 5094-IF4IHSXT, 4 ANALOG INPUT, S | JB70 PANEL B
AF0065 | 2684693-18,2684693-30 | 5094-IF4IHSXT, 4 ANALOG INPUT, S | JB70 PANEL B
AF0066 | 2684693-18,2684693-27 | 5094-OF8IHXT, 8 ANALOG OUTPUT, ISOLATED | JB70 PANEL B
AF0067 | 2684693-17,2684693-25 | 5094-OB8XT, 8 DISCRETE OUTPUT | JB70 PANEL B
AF0068 | 2684693-21,2684693-36 | 5094-IRT8SXT, 8 RTD/TC ANALOG INPUT, S | JB70 PANEL B
AF0071 | 2684693-18,2684693-32 | 5094-IJ2ISXT, 2 FAST COUNTER INPUT, S | JB70 PANEL B
AF0072 | 2684693-18,2684693-30 | 5094-IF4IHSXT, 4 ANALOG INPUT, S | JB70 PANEL B
AF0073 | 2684693-21,2684693-36 | 5094-IRT8SXT, 8 RTD/TC ANALOG INPUT, S | JB70 PANEL B
AF0074 | 2684693-18,2684693-56 | 5094-IF8IHXT, 8 ANALOG INPUT, ISOLATED | JB70 PANEL B
AF0075 | 2684693-18,2684693-30 | 5094-IF4IHSXT, 4 ANALOG INPUT, S | JB70 PANEL B
AF0076 | 2684693-18,2684693-55 | 5094-OB16SXT, 16 DISCRETE OUTPUT, S | JB70 PANEL B
AF0077 | 2684693-19,2684693-33 | 5094-IY8XT, 8 ANALOG INPUT,TC/RTD/I&V | JB70 PANEL B
AU0060 | 2684693-22 | 5094-AENTRXT, FLEX 5000 I/O | JB70 PANEL B
AU0070 | 2684693-22 | 5094-AENTRXT, FLEX 5000 I/O | JB70 PANEL B
BA1100 | 1337728-10 | SWITCH, ETAP, DLR INTERFACE | JB70 PANEL B
FU0060 | 1043265-1,1043265-5 | FUSE, 10A | JB70 PANEL B
FU0061 | 1043265-1,1043265-5 | FUSE, 10A | JB70 PANEL B
FU0062 | 1043265-1,1043265-5 | FUSE, 10A | JB70 PANEL B
FU0063 | 1043265-1,1043265-5 | FUSE, 10A | JB70 PANEL B
FU0064 | 1043265-1,1043265-5 | FUSE, 10A | JB70 PANEL B
FU0070 | 1043265-1,1043265-5 | FUSE, 10A | JB70 PANEL B
FU0071 | 1043265-1,1043265-5 | FUSE, 10A | JB70 PANEL B
FU0200 | 1043265-1,1043265-5 | FUSE, 10A | JB70 PANEL B
FU0201 | 1043265-1,1043265-5 | FUSE, 10A | JB70 PANEL B
FU0202 | 1043265-1,1043265-5 | FUSE, 10A | JB70 PANEL B
FU0203 | 1043265-1,1043265-5 | FUSE, 10A | JB70 PANEL B
FU0210 | 1043265-1,1043265-7 | FUSE, 20A | JB70 PANEL B
FU0211 | 1043265-1,1043265-4 | FUSE, 5A | JB70 PANEL B
FU0212 | 1043265-1,1043265-3 | FUSE, 2A | JB70 PANEL B
FU1101 | 1043265-1,1043265-3 | FUSE, 2A | JB70 PANEL B
FU2100 | 1043265-1,1043265-4,1043265-5 | FUSE, 5A | JB70 PANEL B
FU2110 | 1043265-1,1043265-5 | FUSE, 10A | JB70 PANEL B
GR0231 | 903849C1 | RAIL GROUND, DIN RAIL GROUNDING | JB70 PANEL B
GR0232 | 903849C1 | RAIL GROUND, DIN RAIL GROUNDING | JB70 PANEL B
GR0233 | 903849C1 | RAIL GROUND, DIN RAIL GROUNDING | JB70 PANEL B
IEG0230 | 232941-300 | BUS BAR, PANEL B - INSTRUMENT EARTH GROUNDING | JB70 PANEL B
KA0182 | 1061979-1 | RELAY, SCR PURGE FLOW ESTABLISHED | JB70 PANEL B
KA0183 | 1061979-1 | RELAY, SCR READY | JB70 PANEL B
KA0222 | 1061979-1 | RELAY, SECONDARY GAS FUEL SHUTOFF VALVE | JB70 PANEL B
KA0231 | 1061979-1 | RELAY, CONTROLLER ACTIVE | JB70 PANEL B
KA0232 | 1061979-1 | RELAY, CONTROLLER ACTIVE | JB70 PANEL B
KA0233 | 1061979-1 | RELAY, CONTROLLER ACTIVE | JB70 PANEL B
KA0234 | 1061979-1 | RELAY, CONTROLLER ACTIVE | JB70 PANEL B
KA0235 | 1061979-1 | RELAY, NO EMERGENCY SHUTDOWN SUMMARY | JB70 PANEL B
KA0236 | 1061979-1 | RELAY, NO EMERGENCY SHUTDOWN SUMMARY | JB70 PANEL B
KA0237 | 1061979-1 | RELAY, NO EMERGENCY SHUTDOWN SUMMARY | JB70 PANEL B
KA0238 | 1061979-1 | RELAY, NO EMERGENCY SHUTDOWN SUMMARY | JB70 PANEL B
KA0239 | 1061979-1 | RELAY, NO EMERGENCY SHUTDOWN SUMMARY | JB70 PANEL B
KA0240 | 1061979-1 | RELAY, NO EMERGENCY SHUTDOWN SUMMARY | JB70 PANEL B
KA0241 | 1061979-1 | RELAY, BACKUP SYSTEM RESET | JB70 PANEL B
KA0242 | 1061979-1 | RELAY, BACKUP SYSTEM RESET | JB70 PANEL B
KA0243 | 1061979-1 | RELAY, NO FIRE DETECTED | JB70 PANEL B
KA0244 | 1061979-1 | RELAY, NO FIRE DETECTED | JB70 PANEL B
KA0245 | 1061979-1 | RELAY, NO GAS DETECTED | JB70 PANEL B
KA0246 | 1061979-1 | RELAY, NO FIRE DETECTED | JB70 PANEL B
KA0247 | 1061979-1 | RELAY, NO FIRE DETECTED | JB70 PANEL B
KA0248 | 1061979-1 | RELAY, NO EMERGENCY SHUTDOWN SUMMARY | JB70 PANEL B
KA0249 | 1061979-1 | RELAY, NO GAS DETECTED | JB70 PANEL B
KA0250 | 1061979-1 | RELAY, NO EMERGENCY SHUTDOWN SUMMARY | JB70 PANEL B
KA1020 | 1061979-1 | RELAY, IGNITION START | JB70 PANEL B
KA9001 | 1061979-1 | RELAY, DO_SPARE_1 | JB70 PANEL B
KA9002 | 1061979-1 | RELAY, DO_SPARE_2 | JB70 PANEL B
KA9003 | 1061979-1 | RELAY, DO_SPARE_3 | JB70 PANEL B
KA9004 | 1061979-1 | RELAY, DO_SPARE_4 | JB70 PANEL B
UA1200 | 1053834-76 | SIGNAL CONVERTER, BACKUP OVERSPEED | JB70 PANEL B
XT0060 | 1066730-7,1066730-8,1067996-4 | TERMINAL BLOCK, SPRING, 4 CONDUCTOR,30-12 AWG (0.05-3.31 MM2),NON-IS | JB70 PANEL B
XT0070 | 1066730-7,1066730-8,1067996-4 | TERMINAL BLOCK, SPRING, 4 CONDUCTOR,30-12 AWG (0.05-3.31 MM2),NON-IS | JB70 PANEL B
XT0233 | 1066730-7,1066730-8,1067996-4 | TERMINAL BLOCK, SPRING, 4 CONDUCTOR,30-12 AWG (0.05-3.31 MM2),NON-IS | JB70 PANEL B
XT0235 | 1066730-7,1066730-8,1067996-4 | TERMINAL BLOCK, SPRING, 4 CONDUCTOR,30-12 AWG (0.05-3.31 MM2),NON-IS | JB70 PANEL B
XT0236 | 1066730-7,1066730-8,1067996-82 | TERMINAL BLOCK, SPRING, 4 CONDUCTOR,30-12 AWG (0.05-3.31 MM2),NON-IS | JB70 PANEL B
XT0237 | 1066730-10,1066730-9,1067996-4 | DIODE TERMINAL STRIP, 4 CONDUCTOR | JB70 PANEL B
XT0240 | 1066730-7,1066730-8,1067996-4 | TERMINAL BLOCK, SPRING, 4 CONDUCTOR,30-12 AWG (0.05-3.31 MM2),NON-IS | JB70 PANEL B
AF0400 | 1322418-31,1322418-40,1322418-72,1322418-73 | 1444-TSCX02-02RB, 2-CH TACHOMETER INPUT^DYNAMIX 1444 VIBRATION | JB70 PANEL C
AF0410 | 1322418-11,1322418-20,1322418-70,1322418-71 | 1444-DYN04-01RA, 4-CH VIBRATION INPUT^DYNAMIX 1444 VIBRATION | JB70 PANEL C
AF0420 | 1322418-11,1322418-20,1322418-70,1322418-71 | 1444-DYN04-01RA, 4-CH VIBRATION INPUT^DYNAMIX 1444 VIBRATION | JB70 PANEL C
AF0430 | 1322418-11,1322418-20,1322418-70,1322418-71 | 1444-DYN04-01RA, 4-CH VIBRATION INPUT^DYNAMIX 1444 VIBRATION | JB70 PANEL C
AF0450 | 1322418-11,1322418-20,1322418-70,1322418-71 | 1444-DYN04-01RA, 4-CH VIBRATION INPUT^DYNAMIX 1444 VIBRATION | JB70 PANEL C
AF0460 | 1322418-11,1322418-20,1322418-70,1322418-71 | 1444-DYN04-01RA, 4-CH VIBRATION INPUT^DYNAMIX 1444 VIBRATION | JB70 PANEL C
AT0680 | 1634974-100 | GATEWAY MODULE, TURBOTRONIC GATEWAY | JB70 PANEL C
FU0110 | [2]1043265-1,[2]1043265-7 | FUSE, 20A | JB70 PANEL C
FU0113 | [2]1043265-1,[2]1043265-4 | FUSE, 5A | JB70 PANEL C
FU0680 | 1043265-1,1043265-4 | FUSE, 5A | JB70 PANEL C
GR0113 | [2]903849C1 | RAIL GROUND, DIN RAIL GROUNDING | JB70 PANEL C
GR0680 | 903849C1 | RAIL GROUND, DIN RAIL GROUNDING | JB70 PANEL C
UA1210 | 190817-14 | PROXIMITOR, ENGINE BEARING #1^(GAS PRODUCER X-AXIS) | JB70 PANEL C
UA1211 | 190817-14 | PROXIMITOR, ENGINE BEARING #1^(GAS PRODUCER Y-AXIS) | JB70 PANEL C
UA1220 | 190817-14 | PROXIMITOR, ENGINE BEARING #2^(GAS PRODUCER X-AXIS) | JB70 PANEL C
UA1221 | 190817-14 | PROXIMITOR, ENGINE BEARING #2^(GAS PRODUCER Y-AXIS) | JB70 PANEL C
UA1230 | 190817-14 | PROXIMITOR, ENGINE BEARING #3^(GAS PRODUCER X-AXIS) | JB70 PANEL C
UA1231 | 190817-14 | PROXIMITOR, ENGINE BEARING #3^(GAS PRODUCER Y-AXIS) | JB70 PANEL C
UA1262 | 190817-14 | PROXIMITOR, ENGINE BEARING AXIAL^(GAS PRODUCER Z-AXIS) | JB70 PANEL C
UA1263 | 190817-14 | PROXIMITOR, ENGINE KEYPHASOR^(GAS PRODUCER) | JB70 PANEL C
UA1520 | 1105411-11 | SIGNAL CONVERTER, BAM 2 SIGNAL CONDITIONER | JB70 PANEL C
XT0110 | [2]1066730-7,1066730-8,1067996-4 | TERMINAL BLOCK, SPRING, 4 CONDUCTOR,30-12 AWG (0.05-3.31 MM2),NON-IS | JB70 PANEL C
XT0400 | 1066730-1,1066730-7,1066730-8,1067996-4 | TERMINAL STRIP, 4 CONDUCTOR | JB70 PANEL C
XT0680 | 1066730-7,1066730-8,1067996-4 | TERMINAL BLOCK, SPRING, 4 CONDUCTOR,30-12 AWG (0.05-3.31 MM2),NON-IS | JB70 PANEL C
XT1521 | 1066730-7,1066730-8,1067996-4 | TERMINAL BLOCK, SPRING, 4 CONDUCTOR,30-12 AWG (0.05-3.31 MM2),NON-IS | JB70 PANEL C
AP0601 | [2]1089241-20 | MODULE, BLANK FILLER | JB70 PLC PANEL
AP0602 | 1089241-40 | 1756-EN2TRXT, ETHERNET | JB70 PLC PANEL
AP0603 | 1089241-40 | 1756-EN2TRXT, ETHERNET | JB70 PLC PANEL
AP0604 | 1089241-20 | MODULE, BLANK FILLER | JB70 PLC PANEL
AP0605 | 1089241-20 | MODULE, BLANK FILLER | JB70 PLC PANEL
AP0606 | 1089241-20,1089241-36 | MODULE, ETHERNET | JB70 PLC PANEL
AP0607 | 1089241-20,1089241-36 | 1756-EN2TXT, ETHERNET | JB70 PLC PANEL
AP0608 | 1089241-20 | MODULE, BLANK FILLER | JB70 PLC PANEL
AP0609 | 1089241-40 | 1756-EN2TRXT, ETHERNET | JB70 PLC PANEL
AR0600 | 1057900,1059465,1089241-42,1103759,19298R1,22652R1 | RACK CHASSIS, 1756-A10XT (10 SLOT) | JB70 PLC PANEL
AT0600 | 1089241-43 | 1756-L83EXTS, CONTROLLER^GUARDLOGIX | JB70 PLC PANEL
BA0001 | 1271449-1 | MEDIA CONVERTER, ETHERNET-FIBER OPTIC | JB70 PLC PANEL
BA0002 | 1271449-1 | MEDIA CONVERTER, ETHERNET-FIBER OPTIC | JB70 PLC PANEL
FU0001 | 1043265-1,1043265-3 | FUSE, 2A | JB70 PLC PANEL
FU0002 | 1043265-1,1043265-3 | FUSE, 2A | JB70 PLC PANEL
GR0234 | [2]903849C1 | RAIL GROUND, DIN RAIL GROUNDING | JB70 PLC PANEL
UV0600 | 1089241-28 | POWER SUPPLY, RSLOGIX CHASSIS | JB70 PLC PANEL
XT0001 | 1066730-32,1066730-7,1066730-8,1067996-82 | TERMINAL BLOCK, SPRING, 4 CONDUCTOR,30-12 AWG (0.05-3.31 MM2),NON-IS | JB70 PLC PANEL
FU1100 | 1043265-1,1043265-5 | FUSE, 10A | JB70 RIGHT RAIL
GR1100 | 903849C1 | RAIL GROUND, DIN RAIL GROUNDING | JB70 RIGHT RAIL
XT4900 | 1066730-16 | TERMINAL STRIP, 2 CONDUCTOR | JB72
AF0201 | 2684693-17,2684693-23 | 5094-IB16XT, 16 DISCRETE INPUT | JB72 GEN PANEL
AF0202 | 2684693-19,2684693-33 | 5094-IY8XT, 8 ANALOG INPUT,TC/RTD/I&V | JB72 GEN PANEL
AF0203 | 2684693-18,2684693-27 | 5094-OF8IHXT, 8 ANALOG OUTPUT, ISOLATED | JB72 GEN PANEL
AF0204 | 2684693-17,2684693-25 | 5094-OB8XT, 8 DISCRETE OUTPUT | JB72 GEN PANEL
AF0500 | 1322418-31,1322418-40,1322418-72,1322418-73 | 1444-TSCX02-02RB, 2-CH TACHOMETER INPUT^DYNAMIX 1444 VIBRATION | JB72 GEN PANEL
AF0510 | 1322418-11,1322418-20,1322418-70,1322418-71 | 1444-DYN04-01RA, 4-CH VIBRATION INPUT^DYNAMIX 1444 VIBRATION | JB72 GEN PANEL
AT0140 | 2769310-1,2769310-4 | MODULE, DECS-250 | JB72 GEN PANEL
AU0200 | 2684693-22 | 5094-AENTRXT, FLEX 5000 I/O | JB72 GEN PANEL
FU0130 | 1043265-1,1043265-4 | FUSE, 5A | JB72 GEN PANEL
FU0313 | 1043265-1,1043265-7 | FUSE, 20A | JB72 GEN PANEL
FU0314 | 1043265-1,1043265-7 | FUSE, 20A | JB72 GEN PANEL
FU0315 | 1043265-1,1043265-7 | FUSE, 20A | JB72 GEN PANEL
GR0140 | 903849C1 | RAIL GROUND, DIN RAIL GROUNDING | JB72 GEN PANEL
GR0141 | 903849C1 | RAIL GROUND, DIN RAIL GROUNDING | JB72 GEN PANEL
GR0142 | 903849C1 | RAIL GROUND, DIN RAIL GROUNDING | JB72 GEN PANEL
IEG0130 | 232941-110 | BUS BAR, GENERATOR - INSTRUMENT EARTH GROUNDING | JB72 GEN PANEL
KA0121 | 1061979-1 | RELAY, AUTOMATIC CLOSE CIRCUIT BREAKER | JB72 GEN PANEL
KA0123 | 1061979-1 | RELAY, CGCM #1 ENABLED | JB72 GEN PANEL
KA0128 | 1061979-1 | RELAY, GENERATOR TRIP SUMMARY CIRCUIT BREAKER | JB72 GEN PANEL
KA0310 | 1061979-1 | RELAY, CGCM #1 FAULT | JB72 GEN PANEL
KA0313 | 1076251-1,1076251-2 | RELAY, PMG INPUT #1 | JB72 GEN PANEL
KA0314 | 1076251-1,1076251-2 | RELAY, PMG INPUT #1 | JB72 GEN PANEL
KA0330 | 1061979-1 | RELAY, CLOSED CIRCUIT BREAKER | JB72 GEN PANEL
KA0331 | 1061979-1 | RELAY, MAIN UTILITY BREAKER AUXILIARY CONTACT CLOSED | JB72 GEN PANEL
KA0332 | 1061979-1 | RELAY, CLOSE CONTROL CIRCUIT BREAKER | JB72 GEN PANEL
KA0333 | 1061979-1 | RELAY, TRIP CONTROL CIRCUIT BREAKER | JB72 GEN PANEL
KA0335 | 1061979-1 | RELAY, NO EMERGENCY SHUTDOWN SUMMARY | JB72 GEN PANEL
KA0336 | 1061979-1 | RELAY, CONTROLLER ACTIVE | JB72 GEN PANEL
PEG0140 | 232941-200 | BUS BAR, GENERATOR - POWER EARTH GROUNDING | JB72 GEN PANEL
XT0130 | 1066730-7,1067996-4 | TERMINAL BLOCK, SPRING, 4 CONDUCTOR,30-12 AWG (0.05-3.31 MM2),NON-IS | JB72 GEN PANEL
XT0313 | 1066730-7,1067996-4 | TERMINAL BLOCK, SPRING, 4 CONDUCTOR,30-12 AWG (0.05-3.31 MM2),NON-IS | JB72 GEN PANEL
XT0332 | 1066730-7,1067996-4 | TERMINAL BLOCK, SPRING, 4 CONDUCTOR,30-12 AWG (0.05-3.31 MM2),NON-IS | JB72 GEN PANEL
XT0334 | 1066730-7,1067996-4 | TERMINAL BLOCK, SPRING, 4 CONDUCTOR,30-12 AWG (0.05-3.31 MM2),NON-IS | JB72 GEN PANEL
XT0335 | 1066730-7,1067996-4 | TERMINAL BLOCK, SPRING, 4 CONDUCTOR,30-12 AWG (0.05-3.31 MM2),NON-IS | JB72 GEN PANEL
XT0336 | 1066730-7,1067996-4 | TERMINAL BLOCK, SPRING, 4 CONDUCTOR,30-12 AWG (0.05-3.31 MM2),NON-IS | JB72 GEN PANEL
XT0350 | 1066730-16,1066730-17 | TERMINAL STRIP, 2 CONDUCTOR | JB72 GEN PANEL
XT0351 | 1066730-7,1067996-82 | TERMINAL BLOCK, SPRING, 4 CONDUCTOR,30-12 AWG (0.05-3.31 MM2),NON-IS | JB72 GEN PANEL
XT0352 | 1066730-16,1066730-17,1066730-18 | TERMINAL STRIP, 2 CONDUCTOR | JB72 GEN PANEL
XT0360 | 1066730-7,1067996-82 | TERMINAL BLOCK, SPRING, 4 CONDUCTOR,30-12 AWG (0.05-3.31 MM2),NON-IS | JB72 GEN PANEL
XT0370 | 1066730-7,1067996-4 | TERMINAL BLOCK, SPRING, 4 CONDUCTOR,30-12 AWG (0.05-3.31 MM2),NON-IS | JB72 GEN PANEL
XT0500 | [2]1066730-1 | TERMINAL STRIP, 4 CONDUCTOR | JB72 GEN PANEL
AF0121 | 2684693-17,2684693-24 | 5094-OB16XT, 16 DISCRETE OUTPUT | JB72 LEFT RAIL
AF0122 | 2684693-17,2684693-23 | 5094-IB16XT, 16 DISCRETE INPUT | JB72 LEFT RAIL
AF0123 | 2684693-19,2684693-33 | 5094-IY8XT, 8 ANALOG INPUT,TC/RTD/I&V | JB72 LEFT RAIL
AF0124 | 2684693-17,2684693-25 | 5094-OB8XT, 8 DISCRETE OUTPUT | JB72 LEFT RAIL
AF0125 | 2684693-18,2684693-56 | 5094-IF8IHXT, 8 ANALOG INPUT, ISOLATED | JB72 LEFT RAIL
AU0120 | 2684693-22 | 5094-AENTRXT, FLEX 5000 I/O | JB72 LEFT RAIL
FU0120 | 1043265-1,1043265-5 | FUSE, 10A | JB72 LEFT RAIL
FU0121 | 1043265-1,1043265-5 | FUSE, 10A | JB72 LEFT RAIL
FU0122 | 1043265-1,1043265-5 | FUSE, 10A | JB72 LEFT RAIL
FU0332 | 1043265-1,1043265-7 | FUSE, 20A | JB72 LEFT RAIL
FU0333 | 1043265-1,1043265-4 | FUSE, 5A | JB72 LEFT RAIL
FU0334 | 1043265-1,1043265-4 | FUSE, 5A | JB72 LEFT RAIL
FU0335 | 1043265-1,1043265-4 | FUSE, 5A | JB72 LEFT RAIL
GR0120 | 903849C1 | RAIL GROUND, DIN RAIL GROUNDING | JB72 LEFT RAIL
KA4100 | 1061979-1 | RELAY, GENERATOR HEATER DISABLED | JB72 LEFT RAIL
XT0120 | 1066730-7,1067996-4 | TERMINAL BLOCK, SPRING, 4 CONDUCTOR,30-12 AWG (0.05-3.31 MM2),NON-IS | JB72 LEFT RAIL
XT0337 | 1066730-7,1067996-82 | TERMINAL BLOCK, SPRING, 4 CONDUCTOR,30-12 AWG (0.05-3.31 MM2),NON-IS | JB72 LEFT RAIL
AF0181 | 2684693-17,2684693-25 | 5094-OB8XT, 8 DISCRETE OUTPUT | JB72 RIGHT RAIL
AF0182 | 2684693-17,2684693-23 | 5094-IB16XT, 16 DISCRETE INPUT | JB72 RIGHT RAIL
AF0183 | 2684693-18,2684693-28 | 5094-IB16SXT, 16 DISCRETE INPUT, S | JB72 RIGHT RAIL
AF0184 | 2684693-19,2684693-33 | 5094-IY8XT, 8 ANALOG INPUT,TC/RTD/I&V | JB72 RIGHT RAIL
AF0185 | 2684693-17,2684693-23 | 5094-IB16XT, 16 DISCRETE INPUT | JB72 RIGHT RAIL
AF0186 | 2684693-18,2684693-27 | 5094-OF8IHXT, 8 ANALOG OUTPUT, ISOLATED | JB72 RIGHT RAIL
AU0180 | 2684693-22 | 5094-AENTRXT, FLEX 5000 I/O | JB72 RIGHT RAIL
FU0180 | 1043265-1,1043265-5 | FUSE, 10A | JB72 RIGHT RAIL
FU0181 | 1043265-1,1043265-5 | FUSE, 10A | JB72 RIGHT RAIL
FU0182 | 1043265-1,1043265-5 | FUSE, 10A | JB72 RIGHT RAIL
FU0183 | 1043265-1,1043265-5 | FUSE, 10A | JB72 RIGHT RAIL
GR0110 | 903849C1 | RAIL GROUND, DIN RAIL GROUNDING | JB72 RIGHT RAIL
KA0180 | [2]1061979-1 | RELAY, 90% SPEED | JB72 RIGHT RAIL
KA0185 | 1061979-1 | RELAY, PERMISSIVE CLOSE CIRCUIT BREAKER | JB72 RIGHT RAIL
KA9700 | 1061979-1 | RELAY, SCR AUTO START/STOP | JB72 RIGHT RAIL
KA9701 | 1061979-1 | RELAY, PURGE REQUEST | JB72 RIGHT RAIL
KA9702 | 1061979-1 | RELAY, SoLoNOx MODE ACTIVE | JB72 RIGHT RAIL
KA9703 | 1061979-1 | RELAY, TURBINE RUNNING STATUS | JB72 RIGHT RAIL
XT0180 | 1066730-7,1066730-8,1067996-4 | TERMINAL BLOCK, SPRING, 4 CONDUCTOR,30-12 AWG (0.05-3.31 MM2),NON-IS | JB72 RIGHT RAIL
XT0338 | 1066730-7 | TERMINAL BLOCK, SPRING, 4 CONDUCTOR,30-12 AWG (0.05-3.31 MM2),NON-IS | JB72 RIGHT RAIL
BA0009 | 1271449-1 | MEDIA CONVERTER, ETHERNET-FIBER OPTIC | PANEL
CC9000 | CUSTOMER SUPPLIED | CUSTOMER CONNECTION, PLC CLOCK SYNCHRONIZATION^RISING EDGE SETS TIME TO 00:15 (AM) | PANEL
CC9700 | SCR_SIGNAL | CUSTOMER CONNECTION, SCR START/STOP^1=START, 0=STOP | PANEL
CC9701 | SCR_SIGNAL | CUSTOMER CONNECTION, TURBINE PURGE REQUEST^1=PURGE, 0=NORMAL | PANEL
CC9702 | SCR_SIGNAL | CUSTOMER CONNECTION, SoLoNOx MODE ACTIVE | PANEL
CC9703 | SCR_SIGNAL | CUSTOMER CONNECTION, TURBINE RUNNING STATUS | PANEL
CC9704 | SCR_SIGNAL | CUSTOMER CONNECTION, TURBINE FUEL FLOW | PANEL
CC9705 | SCR_SIGNAL | CUSTOMER CONNECTION, SCR GEN MW | PANEL
SB7510 | CUSTOMER DEFINED | PUSHBUTTON SWITCH, START (CUSTOMER) | PANEL
SB7511 | CUSTOMER DEFINED | PUSHBUTTON SWITCH, NORMAL STOP (CUSTOMER) | PANEL
SB7512 | CUSTOMER DEFINED | PUSHBUTTON SWITCH, EMERGENCY STOP (CUSTOMER) | PANEL
SB7551 | CUSTOMER DEFINED | PUSHBUTTON SWITCH, VOLTAGE INCREASE (CUSTOMER) | PANEL
SB7552 | CUSTOMER DEFINED | PUSHBUTTON SWITCH, VOLTAGE DECREASE (CUSTOMER) | PANEL
SB7554 | CUSTOMER DEFINED | PUSHBUTTON SWITCH, SPEED INCREASE (CUSTOMER) | PANEL
SB7555 | CUSTOMER DEFINED | PUSHBUTTON SWITCH, SPEED DECREASE (CUSTOMER) | PANEL