## Blue Labels
(SHT 1) DOOR | (SHT 10) PANEL A | (SHT 11) PANEL B | (SHT 13) RAIL,RIGHT,JB73 | (SHT 14) HPC PNL | (SHT 16) BOP | (SHT 17) JB74,LEFT RAIL | (SHT 18) JB5 | (SHT 19) PROX,HPC | (SHT 2) TCP, CSMD | (SHT 20) JB1123 | (SHT 3) PWR DIST | (SHT 4) AUXILIARY | (SHT 5) CONTROL,JB70;TT6 | (SHT 6) FIRE SYSTEM CONTROLLER PANEL | (SHT 7) JB70 LEFT RAIL | (SHT 8) RAIL,RIGHT,JB70 | (SHT 9) PLC
AT0190K | FU0081 | FU0137 | FU0332 | WC8058 | IEG0257 | XT0007 | UA1263 | UA4460 | HL0411 | GR1123 | FU0560 | BA1213 | HL0171 | FU0171 | AT0178 | XT0051 | UV0600
EL0273 | XT0080 | FU0080 | XT0335 | GR0163 | XT0140 | FU1212 | UA1211 | UA4461 | HL0410 | BA0005 | FU0200 | XT0063 | HL0172 | XT0170 | AT0176 | FU0021 | AT0600
AT0190 | KA0130 | FU0139 | XT0336 | IEG0160 | KA0550 | FU0027 | UA1210 | UA4462 | HL0409 | BA0006 | FU0201 | FU1213 | HL0173 | GR0171 | AT0175 | FU0022 | AP0601
HA0273 | AU0080 | FU0387 | XT0845 | AF1206 | KA0551 | FU0028 | UA1262 | UA4470 | HL0408 | FU1123 | FU0273 | FU0030 | SB0471 | AT0170 | VD1756 | FU0029 | AP0602
FG0000 | AF0081 | FU0388 | XTFGE | AF1205 | KA0554 | BA1212 | UA1221 | UA4471 | HL0407 | FU1124 | FU0190 | FU0034 | SB0473 | UV0170 | VD1757 | FU0035 | AP0603
ZS0273 | AF0082 | FU0389 | GR1163 | AF1204 | KA0535 | BA0007 | UA1220 | UA4473 | SB0400 | XT1123 | FU0701 | FU0033 | SB0474 |  | VD1758 | BA0001 | AP0604
| AF0083 | XT0081 |  | AF1203 | KA0536 | BA0008 | UA1231 | GR4460 | HL0406 | GR1125 | XT0345 | BA0013 | SA0170 |  | VD1788 | BA0002 | AP0605
| AF0084 | XT0082 |  | AF1202 | KA0531 | XT0392 | UA1230 |  | HL0405 | IEG1123 | XT0560 | BA0014 | SB0170 |  | RR1751 | BA0009 | AP0606
| AF0085 | XT0089 |  | AF1201 | KA0532 | GR0182 | GR1210 |  | HL0404 |  | XT0561 | BA0010 | SH0470 |  | RR1755 | BA0011 | AP0607
| AF0086 | RR0941 |  | AU1200 | KA0533 |  | UA1273 |  | HL0403 |  | XT0562 | XT0391 | SH0471 |  | RR1756 | BA1100 | AP0608
| AF0087 | RR0942 |  | AF1207 | KA0534 |  | UA1241 |  | HL0402 |  | XT0563 | GR0356 | SH0472 |  | RR1757 | FU1101 | AP0609
| GR0134 | FU0070 |  | AF1208 | KA0537 |  | UA1240 |  | HL0401 |  | QS0560 | IEG0356 | AT1100 |  | RR1758 | FU1100 | AR0600
| FU0294 | FU0076 |  | AF1209 | KA5940 |  | UA1251 |  | HL0400 |  |  | GR0355 | SA0474 |  | RR1765 | XT0111 | FU0010
| FU0295 | AU0070 |  | AF1210 | KA5941 |  | UA1250 |  | SH0407 |  |  | PEG0356 | SA0471 |  | RR1767 | UV0291 | AT0680
| FU0535 | AF0071 |  | AF1211 | KA0540 |  | UA1272 |  | SH0406 |  |  |  | SA0473 |  | RR1788 | FU0291 | FU0680
| XT0535 | AF0072 |  | AF1212 | KA0541 |  | UA1520 |  | SH0405 |  |  |  | HA0472 |  | KA0178 | XT0291 | XT0680
| XT0536 | AF0073 |  | AF1213 | KA2160 |  | XT1521 |  | SH0404 |  |  |  | SB0472 |  | KA0875 | GR1000 | GR0234
| XT0002 | AF0074 |  | GR0161 | KA2161 |  | XTFGH |  | SH0403 | [5 empty] | KA0172 | XTFGB
| XT0003 | AF0075 |  | FU0510 | KA7482 |  | GR1211 |  | SH0402 | [5 empty] | KA0174 | GR1100
| FU0136 | AF0076 |  | XT0510 | KA7483 |  |  |  | SH0401 | [5 empty] | KA6510
| GR0132 | AF0077 |  | AF0520 | KA0572 |  |  |  | SH0400 | [5 empty] | KA6511
| FU0011 | XT0084 |  | AF0510 | KA0573 |  |  |  | XT0564 | [5 empty] | XT0290
| XT0011 | XT0237 |  | AF0500 | KA0754 |  |  |  | AU0200 | [5 empty] | FU0170
| FU0012 | GR0233 |  | XT0500 | KA2960 |  |  |  | XT0201 | [5 empty] | FU0172
| FU0013 | KT0140 |  | XT0120 | KA2961 |  |  |  | SB0408 | [5 empty] | XT0171
| FU0014 | KT0141 |  | FU0122 | XT0572 |  |  |  | SB0407 | [5 empty] | XT0173
| FU0015 | KT0142 |  | FU0121 | VD0587 |  |  |  | SH0408 | [5 empty] | XTFGA
| FU0016 | KT0143 |  | FU0120 | VD0586 |  |  |  | SB0405 | [5 empty] | GR0431
| FU0017 | KT0144 |  | KA4401 | VD0585 |  |  |  | SB0406
| FU0018 | KT0145 |  | KA0120 | VD0584 |  |  |  | SA0401
| XT0012 | KT0146 |  | XT0121 | XT0141 |  |  |  | SB0404
| GR0131 | FU0210 |  | GR0162 | GR0181 |  |  |  | SB0403
| PC0470 | FU0060 |  |  | FU0182 |  |  |  | SB0402
| FU0090 | FU0100 |  |  | FU0183 |  |  |  | SB0401
| FU0091 | FU0113 |  |  | AU0140 |  |  |  | AF0201
| FU0092 | FU0114 |  |  | AF0141 |  |  |  | AF0202
| FU0093 | FU0115 |  |  | AF0142 |  |  |  | GR0200
| FU0094 | FU0212 |  |  | AF0143
| AU0090 | FU0061 |  |  | AF0144
| AF0091 | FU0062 |  |  | AF0145
| AF0092 | FU0063 |  |  | AF0146
| AF0093 | FU0064 |  |  | GR0140
| AF0094 | XT0062 |  |  | FU0146
| AF0095 | XT0060 |  |  | FU0140
| KA0176 | AF0068 |  |  | FU0141
| KA0177 | AF0067 |  |  | FU0142
| KA0179 | AF0066 |  |  | FU0143
| KA0255 | AF0065 |  |  | FU0180
| KA0145 | AF0064 |  |  | FU0181
| KA0246 | AF0063 |  |  | AU0180
| KA0247 | AF0062 |  |  | AF0181
| KA0254 | AF0061 |  |  | AF0182
| KA0249 | AU0060 |  |  | AF0183
| KA0135 | XT0292 |  |  | AF0184
| KA3103 | GR0231 |  |  | AF0185
| KA3220 | XT0400 |  |  | GR0180
| KA3221 | XT0401
| KA6211 | FU0410
| KA6212 | AF0400
| GR0133 | AF0410
| UJ0131 | AF0420
| XT0014 | AF0430
| IEG0010 | AF0450
| PEG0130 | KA0241
KA0242
KA0235
KA0236
KA0237
KA0239
KA0240
KA0251
KA0137
KA0138
KA0131
KA0132
KA0141
KA0230
KA0231
KA0232
KA0233
KA0234
KA0243
KA0244
KA0245
KA1020
KA0221
KA0222
KA0133
KA0134
KA0136
GR0232
UA1200
IEG0230

## White Labels
(SHT 4) AUXILIARY | (SHT 4) AUXILIARY - (SHT 2) TCP, CSMD | (SHT 16) BOP | (SHT 16) BOP - (SHT 17) JB74,LEFT RAIL | (SHT 5) CONTROL,JB70;TT6 - (SHT 10) PANEL A | (SHT 14) HPC PNL | (SHT 20) JB1123 | (SHT 10) PANEL A | (SHT 10) PANEL A - (SHT 11) PANEL B | (SHT 11) PANEL B | (SHT 11) PANEL B - (SHT 9) PLC | (SHT 11) PANEL B - (SHT 8) RAIL,RIGHT,JB70 | (SHT 9) PLC | (SHT 2) TCP, CSMD
IEG03561 | IEG03562 | AF0143SH | IEG02573 | AT1100G | AF1204G | GR1125 | AF0083G | IEG001012 | AF0064G | IEG02306 | IEG02302 | GR0234 | AU0200
|  | AF0144SH |  |  | AF1205G | IEG11231 | AF0084G | IEG00104 | AF0065G |  |  | UV0600G
|  | AU0140G |  |  | AF1206G |  | AF0085G | IEG02300 | AF0066G
|  | AU0180G,GRN |  |  | AF1208G |  | AU0080 |  | AF0071G
|  | GR0181 |  |  | AF1209G |  | AU0090 |  | AF0072G
|  | IEG02571,GRN |  |  | AF1210G |  | IEG001013 |  | AF0073G
|  | IEG02572 |  |  | AF1211G |  | IEG00102 |  | AF0074G
|  | IEG02574 |  |  | AF1212G |  | IEG00106 |  | AF0075G
|  | IEG02575 |  |  | AF1213G |  | IEG00108 |  | AU0060
[5 empty] | AU1200G |  |  |  | AU0070
[5 empty] | IEG01601 |  |  |  | IEG02301
[5 empty] | IEG01602 |  |  |  | IEG02303
[5 empty] | IEG01603 |  |  |  | IEG02304
[5 empty] | IEG01604 |  |  |  | IEG02308
[5 empty] | XT05001 |  |  |  | XT04001
XT04002

## Heat Shrink Labels
(SHT 6) FIRE SYSTEM CONTROLLER PANEL - (SHT 7) JB70 LEFT RAIL | (SHT 7) JB70 LEFT RAIL | (SHT 11) PANEL B
WC8069 | WC8066 | WC4524
WC8067

## AUXILIARY
AUXILIARY
AUXILIARY CONSOLE PANEL
Project # | 4N171
Project Name | FLNG Production
Revision | B.4
Controls DE | CAROLYN CRAIG
Phone:
Controls ME | Hector Medrano
Phone:
From | [5 empty] | To
Device ID | Cable (W) Conductor (SC) Jumper Clip (JC) | Wire No. | Wire ID | Gauge/Size | Page/Zone | Device ID | Location | Page/Zone
BA0010:V1(-) | SC | 0V1 | WHT | 16 | 49.C2 | BA0013:V1(-) | AUXILIARY | 49.B2
BA0010:V1(+) | SC | FU0030 | WHT | 16 | 49.C2 | FU0030:LD | AUXILIARY | 49.C3
BA0013:V1(-) | SC | 0V1 | WHT | 16 | 49.B2 | XT0063:2 | AUXILIARY | 49.B5
BA0013:V1(+) | SC | FU0033 | WHT | 16 | 49.B2 | FU0033:LD | AUXILIARY | 49.C4
BA0014:V1(-) | SC | 0V1 | WHT | 16 | 49.B2 | XT0063:2 | AUXILIARY | 49.B5
BA0014:V1(+) | SC | FU0034 | WHT | 16 | 49.B2 | FU0034:LD | AUXILIARY | 49.B4
BA1213:NEG | SC | UV0291_0V | WHT | 16 | 49.A2 | XT0391:2 | AUXILIARY | 49.A5
BA1213:POS | SC | FU1213 | WHT | 16 | 49.A2 | FU1213:LD | AUXILIARY | 49.A4
FU0030:LI | SC | QS0560LD1 | WHT | 16 | 49.C3 | FU0033:LI | AUXILIARY | 49.C4
FU0033:LI | SC | QS0560LD1 | WHT | 16 | 49.C4 | XT0063:1 | AUXILIARY | 49.B5
FU0034:LI | SC | QS0560LD1 | WHT | 16 | 49.B4 | XT0063:1 | AUXILIARY | 49.B5
FU1213:LI | SC | UV0291_24V | WHT | 16 | 49.A4 | XT0391:1 | AUXILIARY | 49.A5
GR0355: | SC | GR0355 | GRN/YEL | 14 | 10.C4 | FRAME | AUXILIARY | 10.C3
GR0356: | SC | IEG03561 | GRN | 14 | 10.C4 | IEG0356:1 | AUXILIARY | 10.C3
BA0013:RJ45 | WC9013 | BA0013RJ45 | ENET | CABLE | 2.C2 | BA1213:L1 | AUXILIARY | 2.C2
BA0010:RJ45 | WC9010 | BA0010RJ45 | ENET | CABLE | 3.A5 | AT0190:ENET | DOOR | 3.A6
XT0063:1 | SC | QS0560LD1 | WHT | 20 | 49.B5 | XT0560:1 | PWR DIST | 48.A3
XT0063:2 | SC | 0V1 | WHT | 12 | 49.B5 | XT0560:2 | PWR DIST | 48.A2
IEG0356:2 | SC | IEG03562 | GRN | 14 | 50.A3 | GR0200: | TCP, CSMD | 50.A3
BA0014:RJ45 | WC0020 | AU0200L2 | ENET | CABLE | 2.C4 | AU0200:L2 | TCP, CSMD | 2.C3
BA1213:L2 | WC9213 | BA1213L2 | ENET | CABLE | 2.C2 | AU0200:L1 | TCP, CSMD | 2.C3
SolarTools ver. 24.0.84.24712 (Jul 31, 2025)
Report date: 4/29/2026 4:26 PM

## BOP
BOP
BALANCE OF PLANT,JB74
Project # | 4N171
Project Name | FLNG Production
Revision | B.4
Controls DE | CAROLYN CRAIG
Phone:
Controls ME | Hector Medrano
Phone:
From | [5 empty] | To
Device ID | Cable (W) Conductor (SC) Jumper Clip (JC) | Wire No. | Wire ID | Gauge/Size | Page/Zone | Device ID | Location | Page/Zone
XT0140:1 | JC | 0V | CLIP | --- | 35.A1 | XT0140:2 | BOP | 35.B1
XT0140:2 | JC | 0V | CLIP | --- | 35.B1 | XT0140:3 | BOP | 35.B1
XT0140:3 | JC | 0V | CLIP | --- | 35.B1 | XT0140:4 | BOP | 35.C1
XT0140:4 | JC | 0V | CLIP | --- | 35.C1 | XT0140:5 | BOP | 35.D1
XT0140:5 | JC | 0V | CLIP | --- | 35.D1 | XT0140:6 | BOP | 35.D1
AF0182:01 | SC | JP4 | VIO | 20 | 37.A7 | AF0182:33 | BOP | 37.A7
AF0182:03 | SC | JP9 | VIO | 20 | 37.B7 | AF0182:35 | BOP | 37.B7
AF0141:00 | SC | KA053121 | WHT | 20 | 142.A7 | KA0531:21 | BOP | 142.A5
AF0141:02 | SC | 014102 | WHT | 20 | 146.A6 | KA5940:A1 | BOP | 146.A5
AF0141:04 | SC | KA053221 | WHT | 20 | 143.A7 | KA0532:21 | BOP | 143.A5
AF0141:06 | SC | 014106 | WHT | 20 | 146.B6 | KA5941:A1 | BOP | 146.B5
AF0141:08 | SC | 014108 | WHT | 20 | 146.C6 | KA2960:A1 | BOP | 146.C5
AF0141:10 | SC | 014110 | WHT | 20 | 146.D6 | KA2961:A1 | BOP | 146.D5
AF0141:12 | SC | KA055411 | WHT | 20 | 144.C7 | KA0554:11 | BOP | 144.C6
AF0141:14 | SC | KA053111 | WHT | 20 | 141.A7 | KA0531:11 | BOP | 141.A5
AF0141:16 | SC | SV76212 | WHT | 20 | 142.A7 | XT0572:3 | BOP | 142.A4
AF0141:18 | SC | 014118 | WHT | 20 | 146.A6 | KA5940:A2 | BOP | 146.A5
AF0141:20 | SC | SV76412 | WHT | 20 | 143.A7 | XT0572:5 | BOP | 143.A4
AF0141:22 | SC | 014122 | WHT | 20 | 146.B6 | KA5941:A2 | BOP | 146.B5
AF0141:24 | SC | 014124 | WHT | 20 | 146.C6 | KA2960:A2 | BOP | 146.C5
AF0141:26 | SC | 014126 | WHT | 20 | 146.D6 | KA2961:A2 | BOP | 146.D5
AF0141:32 | SC | KA055011 | WHT | 20 | 142.A7 | KA0550:11 | BOP | 142.A6
AF0141:36 | SC | KA055111 | WHT | 20 | 143.A7 | KA0551:11 | BOP | 143.A5
AF0141:COM | SC | AF0141N | WHT | 16 | 35.B2 | AF0142:COM | BOP | 35.B3
AF0141:COM | SC | 0V | WHT | 16 | 35.B2 | XT0140:2 | BOP | 35.B1
AF0141:J | SC | * |  |  | 35.B2 | AF0142:P | BOP | 35.B3
AF0141:V+ | SC | AF0141P | WHT | 16 | 35.B2 | AF0142:V+ | BOP | 35.B3
AF0141:V+ | SC | FU0141 | WHT | 16 | 35.B2 | FU0141:LD | BOP | 35.B1
AF0142:07 | SC | ZSC76112 | WHT | 20 | 141.B7 | XT0572:2 | BOP | 141.B5
AF0142:COM | SC | AF0142N | WHT | 16 | 35.B3 | AF0143:COM | BOP | 35.B3
AF0142:J | SC | * |  |  | 35.B3 | AF0143:P | BOP | 35.B3
AF0142:V+ | SC | AF0142P | WHT | 16 | 35.B3 | AF0143:V+ | BOP | 35.B3
AF0143:COM | SC | AF0143N | WHT | 16 | 35.B3 | AF0144:COM | BOP | 35.B4
AF0143:J | SC | * |  |  | 35.B3 | AF0144:P | BOP | 35.B4
AF0143:SH | SC | AF0143SH | GRN | 14 | 35.B3 | AF0144:SH | BOP | 35.B4
AF0143:SH | SC | AU0140G | GRN | 14 | 35.B3 | AU0140:GND | BOP | 35.A2
AF0143:V+ | SC | AF0143P | WHT | 16 | 35.B3 | AF0144:V+ | BOP | 35.B4
AF0144:COM | SC | AF0144N | WHT | 16 | 35.B4 | AF0145:COM | BOP | 35.B5
AF0144:J | SC | * |  |  | 35.B4 | AF0145:P | BOP | 35.B5
AF0144:SH | SC | AF0144SH | GRN | 14 | 35.B4 | AF0145:SH | BOP | 35.B5
AF0144:V+ | SC | AF0144P | WHT | 16 | 35.B4 | AF0145:V+ | BOP | 35.B5
AF0145:J | SC | * |  |  | 35.B5 | AF0146:P | BOP | 35.B5
AF0145:SH | SC | IEG02571,GRN | GRN | 14 | 35.B5 | IEG0257:1 | BOP | 35.B5
AF0146:06 | SC | 014606 | WHT | 20 | 150.A7 | KA0534:24 | BOP | 150.A5
AF0146:08 | SC | KA2160A1 | WHT | 20 | 17.A6 | KA2160:A1 | BOP | 17.A5
AF0146:10 | SC | KA2161A1 | WHT | 20 | 17.A6 | KA2161:A1 | BOP | 17.B5
AF0146:12 | SC | 014612 | WHT | 20 | 145.A7 | KA0532:14 | BOP | 145.A5
AF0146:22 | SC | SV74822 | WHT | 20 | 150.A7 | XT0572:7 | BOP | 150.A4
AF0146:24 | SC | KA2160A2 | WHT | 20 | 17.A6 | KA2160:A2 | BOP | 17.A5
AF0146:26 | SC | KA2161A2 | WHT | 20 | 17.A6 | KA2161:A2 | BOP | 17.B5
AF0146:38 | SC | 014638 | WHT | 20 | 150.A7 | KA7483:11 | BOP | 150.A6
AF0146:COM | SC | 0V | WHT | 16 | 35.B5 | XT0140:3 | BOP | 35.B1
AF0146:V+ | SC | FU0142 | WHT | 16 | 35.B5 | FU0142:LD | BOP | 35.B1
AF0181:COM | SC | 0V | WHT | 16 | 35.C2 | XT0140:4 | BOP | 35.C1
AF0181:J | SC | * |  |  | 35.C2 | AF0182:P | BOP | 35.C3
AF0181:V+ | SC | FU0181 | WHT | 16 | 35.C2 | FU0181:LD | BOP | 35.D1
AF0182:COM | SC | AF0182N | WHT | 16 | 35.C3 | AF0183:COM | BOP | 35.C3
AF0182:COM | SC | AU0180N | WHT | 16 | 35.C3 | AU0180:COM | BOP | 35.C2
AF0182:J | SC | * |  |  | 35.C3 | AF0183:P | BOP | 35.C3
AF0182:V+ | SC | AF0182P | WHT | 16 | 35.C3 | AF0183:V+ | BOP | 35.C3
AF0182:V+ | SC | AU0180P | WHT | 16 | 35.C3 | AU0180:V+ | BOP | 35.C2
AF0183:00 | SC | ZSC74822 | WHT | 20 | 150.B7 | XT0572:8 | BOP | 150.B4
AF0183:04 | SC | ZSC76212 | WHT | 20 | 142.B7 | XT0572:4 | BOP | 142.B4
AF0183:05 | SC | ZSC76412 | WHT | 20 | 143.B7 | XT0572:6 | BOP | 143.B4
AF0183:16 | SC | 018316 | WHT | 20 | 150.B7 | KA0754:A2 | BOP | 150.B6
AF0183:20 | SC | KA0572A2 | WHT | 20 | 142.B7 | KA0572:A2 | BOP | 142.B6
AF0183:21 | SC | KA0573A2 | WHT | 20 | 143.B7 | KA0573:A2 | BOP | 143.B6
AF0183:COM | SC | AF0183N | WHT | 16 | 35.C3 | AF0185:COM | BOP | 35.C5
AF0183:J | SC | * |  |  | 35.C3 | AF0184:P | BOP | 35.C4
AF0183:V+ | SC | AF0183P | WHT | 16 | 35.C3 | AF0185:V+ | BOP | 35.C5
AF0184:00 | SC | KA0550A1 | WHT | 20 | 142.D7 | KA0550:A1 | BOP | 142.D6
AF0184:02 | SC | KA0551A1 | WHT | 20 | 143.C7 | KA0551:A1 | BOP | 143.C6
AF0184:05 | SC | KA0554A1 | WHT | 20 | 144.C7 | KA0554:A1 | BOP | 144.C6
AF0184:07 | SC | 018407 | WHT | 20 | 150.D7 | KA7483:A1 | BOP | 150.D6
AF0184:16 | SC | KA0550A2 | WHT | 20 | 142.D7 | KA0550:A2 | BOP | 142.D6
AF0184:18 | SC | KA0551A2 | WHT | 20 | 143.C7 | KA0551:A2 | BOP | 143.C6
AF0184:21 | SC | KA0554A2 | WHT | 20 | 144.C7 | KA0554:A2 | BOP | 144.C6
AF0184:23 | SC | 018423 | WHT | 20 | 150.D7 | KA7483:A2 | BOP | 150.D6
AF0184:COM | SC | 0V | WHT | 16 | 35.C4 | XT0140:5 | BOP | 35.D1
AF0184:J | SC | * |  |  | 35.C4 | AF0185:P | BOP | 35.C5
AF0184:V+ | SC | FU0182 | WHT | 16 | 35.C4 | FU0182:LD | BOP | 35.D1
AF0185:SH | SC | IEG02572 | GRN | 14 | 35.C5 | IEG0257:2 | BOP | 35.D5
AF0185:SH | SC | AU0180G,GRN | GRN | 14 | 35.C5 | AU0180:GND | BOP | 35.C2
AU0140:COM | SC | 0V | WHT | 16 | 35.A2 | XT0140:2 | BOP | 35.B1
AU0140:V+ | SC | FU0140 | WHT | 16 | 35.A2 | FU0140:LD | BOP | 35.B1
AU0180:COM | SC | 0V | WHT | 16 | 35.C2 | XT0140:4 | BOP | 35.C1
AU0180:V+ | SC | FU0180 | WHT | 16 | 35.C2 | FU0180:LD | BOP | 35.C1
FU0140:LI | SC | FU0146 | WHT | 14 | 35.B1 | FU0141:LI | BOP | 35.B1
FU0140:LI | SC | FU0146 | WHT | 14 | 35.B1 | FU0146:LD | BOP | 35.A1
FU0141:LI | SC | FU0146 | WHT | 14 | 35.B1 | FU0142:LI | BOP | 35.B1
FU0142:LI | SC | FU0146 | WHT | 14 | 35.B1 | FU0143:LI | BOP | 35.C1
FU0143:LD | SC | FU0143 | WHT | 16 | 35.C1 | XT0140:9 | BOP | 36.C1
FU0143:LI | SC | FU0146 | WHT | 14 | 35.C1 | FU0180:LI | BOP | 35.C1
FU0180:LI | SC | FU0146 | WHT | 14 | 35.C1 | FU0181:LI | BOP | 35.D1
FU0181:LI | SC | FU0146 | WHT | 14 | 35.D1 | FU0182:LI | BOP | 35.D1
FU0182:LD | SC | FU0182 | WHT | 16 | 35.D1 | XT0141:1 | BOP | 88.C6
FU0182:LI | SC | FU0146 | WHT | 14 | 35.D1 | FU0183:LI | BOP | 35.D1
GR0140: | SC | IEG02575 | GRN | 14 | 11.B4 | IEG0257:5 | BOP | 11.B4
GR0180: | SC | IEG02574 | GRN | 14 | 11.B4 | IEG0257:4 | BOP | 11.B4
GR0181: | SC | GR0181 | GRN/YEL | 14 | 11.B4 | FG17:1 | BOP | 11.B3
KA0531:14 | SC | SV76111 | WHT | 20 | 141.A5 | XT0572:1 | BOP | 141.A5
KA0531:24 | SC | KA053124 | WHT | 20 | 142.A5 | KA0540:A1 | BOP | 142.A4
KA0531:A1 | SC | ESTOP | WHT | 20 | 36.A3 | KA0532:A1 | BOP | 36.A3
KA0531:A1 | SC | ESTOP | WHT | 20 | 36.A3 | XT0140:8 | BOP | 36.A2
KA0531:A2 | SC | 0V | WHT | 20 | 36.A3 | KA0536:A2 | BOP | 36.A3
KA0531:A2 | SC | 0V | WHT | 20 | 36.A3 | KA0532:A2 | BOP | 36.A3
KA0532:24 | SC | KA053224 | WHT | 20 | 143.A5 | KA0541:A1 | BOP | 143.A4
KA0532:A1 | SC | ESTOP | WHT | 20 | 36.A3 | KA0533:A1 | BOP | 36.B3
KA0532:A2 | SC | 0V | WHT | 20 | 36.A3 | KA0533:A2 | BOP | 36.B3
KA0533:11 | SC | FU0143 | WHT | 16 | 36.C2 | XT0140:9 | BOP | 36.C1
KA0533:A1 | SC | ESTOP | WHT | 20 | 36.B3 | KA0534:A1 | BOP | 36.B3
KA0533:A2 | SC | 0V | WHT | 20 | 36.B3 | KA0534:A2 | BOP | 36.B3
KA0534:21 | SC | KA053421 | WHT | 20 | 150.A5 | KA7482:A1 | BOP | 150.A4
KA0534:A1 | SC | ESTOP | WHT | 20 | 36.B3 | KA0537:A1 | BOP | 36.B3
KA0534:A2 | SC | 0V | WHT | 20 | 36.B3 | KA0537:A2 | BOP | 36.B3
KA0535:11 | SC | KA053511 | WHT | 20 | 144.C6 | KA0554:14 | BOP | 144.C6
KA0535:14 | SC | KA053514 | WHT | 20 | 144.C6 | VD0584:+-1N4005/1 | BOP | 144.C5
KA0535:A1 | SC | KA0131A1 | WHT | 20 | 36.A3 | KA0536:A1 | BOP | 36.A3
KA0535:A1 | SC | KA0131A1 | WHT | 20 | 36.A3 | XT0140:7 | BOP | 36.A2
KA0535:A2 | SC | 0V | WHT | 20 | 36.A3 | XT0140:6 | BOP | 35.D1
KA0535:A2 | SC | 0V | WHT | 20 | 36.A3 | KA0536:A2 | BOP | 36.A3
KA0536:12 | SC | SV76011 | WHT | 20 | 144.C5 | VD0584:--1N4005/1 | BOP | 144.C5
KA0540:11 | SC | KA054011 | WHT | 20 | 142.A5 | KA0550:14 | BOP | 142.A6
KA0540:A2 | SC | SV76212 | WHT | 20 | 142.A4 | XT0572:3 | BOP | 142.A4
KA0541:11 | SC | KA054111 | WHT | 20 | 143.A5 | KA0551:14 | BOP | 143.A5
KA0541:A2 | SC | SV76412 | WHT | 20 | 143.A4 | XT0572:5 | BOP | 143.A4
KA0572:11 | SC | KA053312 | WHT | 20 | 36.C3 | KA0754:11 | BOP | 36.C3
KA0572:11 | SC | KA053312 | WHT | 20 | 36.C3 | KA0573:11 | BOP | 36.C3
KA0572:12 | SC | KA057212 | WHT | 20 | 36.C3 | VD0585:+-1N4005/1 | BOP | 144.C6
KA0572:A1 | SC | ZSC76212 | WHT | 20 | 142.B6 | XT0572:4 | BOP | 142.B4
KA0573:11 | SC | KA053312 | WHT | 20 | 36.C3 | KA0533:12 | BOP | 36.C2
KA0573:12 | SC | KA057312 | WHT | 20 | 36.C3 | VD0586:+-1N4005/1 | BOP | 144.B6
KA0573:A1 | SC | ZSC76412 | WHT | 20 | 143.B6 | XT0572:6 | BOP | 143.B4
KA0754:12 | SC | KA075412 | WHT | 20 | 36.C3 | VD0587:+-1N4005/1 | BOP | 144.B6
KA0754:A1 | SC | ZSC74822 | WHT | 20 | 150.B6 | XT0572:8 | BOP | 150.B4
KA7482:14 | SC | KA748214 | WHT | 20 | 150.A5 | KA7483:14 | BOP | 150.A6
KA7482:A2 | SC | SV74822 | WHT | 20 | 150.A4 | XT0572:7 | BOP | 150.A4
VD0585:--1N4005/1 | SC | KA053611 | WHT | 20 | 144.C6 | KA0536:11 | BOP | 144.C5
VD0585:--1N4005/1 | SC | KA053611 | WHT | 20 | 144.C6 | VD0586:--1N4005/1 | BOP | 144.B6
VD0586:--1N4005/1 | SC | KA053611 | WHT | 20 | 144.B6 | VD0587:--1N4005/1 | BOP | 144.B6
AU0140:L2 | WC0014 | AU0140L2 | ENET | CABLE | 2.C2 | AU0180:L1 | BOP | 2.C2
FU0183:LD | SC | FU0183 | WHT | 16 | 35.D1 | XT0007:1 | JB74,LEFT RAIL | 6.B5
IEG0257:3 | SC | IEG02573 | GRN | 14 | 11.B4 | GR0182: | JB74,LEFT RAIL | 11.B4
XT0140:6 | SC | 0V | WHT | 20 | 35.D1 | XT0007:2 | JB74,LEFT RAIL | 6.B5
AU0140:L1 | WC9007 | BA0007RJ45 | ENET | CABLE | 2.C2 | BA0007:RJ45 | JB74,LEFT RAIL | 2.C2
AU0180:L2 | WC9212 | AU0180L2 | ENET | CABLE | 2.C2 | BA1212:L1 | JB74,LEFT RAIL | 2.C3
SolarTools ver. 24.0.84.24712 (Jul 31, 2025)
Report date: 4/29/2026 4:26 PM

## CONTROL,JB70;TT6
CONTROL,JB70;TT6
Project # | 4N171
Project Name | FLNG Production
Revision | B.4
Controls DE | CAROLYN CRAIG
Phone:
Controls ME | Hector Medrano
Phone:
From | [5 empty] | To
Device ID | Cable (W) Conductor (SC) Jumper Clip (JC) | Wire No. | Wire ID | Gauge/Size | Page/Zone | Device ID | Location | Page/Zone
HL0171:X1 | SC | HL0171X1 | WHT | 20 | 41.A1 | XT0173:3 | JB70 LEFT RAIL | 41.A4
HL0171:X2 | SC | HL0171X2 | WHT | 20 | 41.A1 | XT0173:1 | JB70 LEFT RAIL | 41.A4
HL0172:X1 | SC | HL0172X1 | WHT | 20 | 41.A1 | XT0173:6 | JB70 LEFT RAIL | 41.A4
HL0172:X2 | SC | HL0172X2 | WHT | 20 | 41.A1 | XT0173:4 | JB70 LEFT RAIL | 41.A4
HL0173:X1 | SC | HL0173X1 | WHT | 20 | 41.B1 | XT0173:9 | JB70 LEFT RAIL | 41.B4
HL0173:X2 | SC | HL0173X2 | WHT | 20 | 41.B1 | XT0173:7 | JB70 LEFT RAIL | 41.B4
SA0170:B1-13 | SC | SA0170B213 | WHT | 20 | 41.B1 | XT0173:10 | JB70 LEFT RAIL | 41.B4
SA0170:B1-14 | SC | SA0170B214 | WHT | 20 | 41.B1 | XT0173:11 | JB70 LEFT RAIL | 41.B4
SA0170:B2-13 | SC | AT01754P1 | WHT | 20 | 41.C1 | AT0175:4P1 | JB70 LEFT RAIL | 40.B5
SA0170:B2-14 | SC | SA0170B114 | WHT | 20 | 41.C1 | KA6510:A1 | JB70 LEFT RAIL | 41.C5
SB0170:13 | SC | SB017013 | WHT | 20 | 41.C1 | XT0173:12 | JB70 LEFT RAIL | 41.C4
SB0170:14 | SC | SB017014 | WHT | 20 | 41.C1 | XT0173:13 | JB70 LEFT RAIL | 41.C4
AT1100:GND | SC | AT1100G | GRN/YEL | 14 | 46.D3 | PEG0130:2 | PANEL A | 46.D5
SA0471:B1-13 | SC | SA0471B113 | WHT | 20 | 44.B1 | AF0087:40 | PANEL A | 44.B7
SA0471:B1-14 | SC | SA0471B114 | WHT | 20 | 44.B1 | AF0087:08 | PANEL A | 44.B7
SA0471:B2-13 | SC | SA0471B213 | WHT | 20 | 44.A1 | AF0087:39 | PANEL A | 44.A7
SA0471:B2-14 | SC | SA0471B214 | WHT | 20 | 44.A1 | AF0087:07 | PANEL A | 44.A7
SA0473:11 | SC | SA047311 | WHT | 20 | 42.D1 | AF0087:37 | PANEL A | 42.D7
SA0473:12 | SC | SA047312 | WHT | 20 | 42.D1 | AF0087:05 | PANEL A | 42.D7
SA0473:13 | SC | SA047313 | WHT | 20 | 42.D1 | AF0087:38 | PANEL A | 42.D7
SA0473:14 | SC | SA047314 | WHT | 20 | 42.D1 | AF0087:06 | PANEL A | 42.D7
SA0474:B1-13 | SC | SA0474B113 | WHT | 20 | 47.C1 | AF0087:45 | PANEL A | 47.C7
SA0474:B1-14 | SC | SA0474B114 | WHT | 20 | 47.C1 | AF0087:13 | PANEL A | 47.C7
SA0474:B2-13 | SC | SA0474B213 | WHT | 20 | 47.C1 | AF0087:44 | PANEL A | 47.C7
SA0474:B2-14 | SC | SA0474B214 | WHT | 20 | 47.C1 | AF0087:12 | PANEL A | 47.C7
SB0471:11 | SC | SB047111 | WHT | 20 | 43.D1 | AF0087:34 | PANEL A | 43.D7
SB0471:12 | SC | SB047112 | WHT | 20 | 43.D1 | AF0087:02 | PANEL A | 43.D7
SB0472:B2-11 | SC | SB0472B211 | WHT | 20 | 44.B1 | AF0081:36 | PANEL A | 44.B7
SB0472:B2-12 | SC | SB0472B212 | WHT | 20 | 44.B1 | AF0081:04 | PANEL A | 44.B7
SB0473:13 | SC | SB047313 | WHT | 20 | 43.D1 | AF0087:35 | PANEL A | 43.D7
SB0473:14 | SC | SB047314 | WHT | 20 | 43.D1 | AF0087:03 | PANEL A | 43.D7
SB0474:13 | SC | SB047413 | WHT | 20 | 44.A1 | AF0087:36 | PANEL A | 44.A7
SB0474:14 | SC | SB047414 | WHT | 20 | 44.A1 | AF0087:04 | PANEL A | 44.A7
AT1100:NEG | SC | 0V | WHT | 14 | 46.D3 | XT0111:22 | RAIL,RIGHT,JB70 | 46.D4
AT1100:POS | SC | FU1100 | WHT | 14 | 46.D3 | FU1100:LD | RAIL,RIGHT,JB70 | 46.D3
SB0472:B1-11 | SC | ESTOPB | WHT | 20 | 44.C1 | XT0111:19 | RAIL,RIGHT,JB70 | 44.C5
SB0472:B1-12 | SC | ESTOPA | WHT | 20 | 44.C1 | XT0111:20 | RAIL,RIGHT,JB70 | 44.C5
SH0470:11 | SC | SH047011 | WHT | 20 | 43.B1 | XT0111:7 | RAIL,RIGHT,JB70 | 43.B5
SH0470:12 | SC | SH047012 | WHT | 20 | 43.B1 | XT0111:8 | RAIL,RIGHT,JB70 | 43.B5
SH0470:13 | SC | SH047013 | WHT | 20 | 43.B1 | XT0111:9 | RAIL,RIGHT,JB70 | 43.B5
SH0470:14 | SC | SH047014 | WHT | 20 | 43.B1 | XT0111:10 | RAIL,RIGHT,JB70 | 43.B5
SH0470:X1 | SC | SH0470X1 | WHT | 20 | 43.B1 | XT0111:12 | RAIL,RIGHT,JB70 | 43.C5
SH0470:X2 | SC | SH0470X2 | WHT | 20 | 43.B1 | XT0111:11 | RAIL,RIGHT,JB70 | 43.B5
SH0471:11 | SC | SH047111 | WHT | 20 | 43.A1 | XT0111:1 | RAIL,RIGHT,JB70 | 43.A5
SH0471:12 | SC | SH047112 | WHT | 20 | 43.A1 | XT0111:2 | RAIL,RIGHT,JB70 | 43.A5
SH0471:13 | SC | SH047113 | WHT | 20 | 43.A1 | XT0111:3 | RAIL,RIGHT,JB70 | 43.A5
SH0471:14 | SC | SH047114 | WHT | 20 | 43.A1 | XT0111:4 | RAIL,RIGHT,JB70 | 43.A5
SH0471:X1 | SC | SH0471X1 | WHT | 20 | 43.A1 | XT0111:6 | RAIL,RIGHT,JB70 | 43.A5
SH0471:X2 | SC | SH0471X2 | WHT | 20 | 43.A1 | XT0111:5 | RAIL,RIGHT,JB70 | 43.A5
SH0472:11 | SC | SH047211 | WHT | 20 | 43.C1 | XT0111:13 | RAIL,RIGHT,JB70 | 43.C5
SH0472:12 | SC | SH047212 | WHT | 20 | 43.C1 | XT0111:14 | RAIL,RIGHT,JB70 | 43.C5
SH0472:13 | SC | FU0139 | WHT | 20 | 43.C1 | XT0111:15 | RAIL,RIGHT,JB70 | 43.C5
SH0472:14 | SC | KA0241A1 | WHT | 20 | 43.C1 | XT0111:16 | RAIL,RIGHT,JB70 | 43.C5
SH0472:X1 | SC | SH0472X1 | WHT | 20 | 43.C1 | XT0111:18 | RAIL,RIGHT,JB70 | 43.C5
SH0472:X2 | SC | SH0472X2 | WHT | 20 | 43.C1 | XT0111:17 | RAIL,RIGHT,JB70 | 43.C5
AT1100:L1 | WC0101 | BA1100DEVICE | ENET | CABLE | 46.D3 | BA1100:DEVICE | RAIL,RIGHT,JB70 | 46.D1
HA0472:BLK-1 | WC5072 | HA047201 | 1 | 18 | 45.A1 | XT0111:24 | RAIL,RIGHT,JB70 | 45.A5
HA0472:BLK-2 | WC5072 | HA047202 | 2 | 18 | 45.A1 | XT0111:23 | RAIL,RIGHT,JB70 | 45.A5
SolarTools ver. 24.0.84.24712 (Jul 31, 2025)
Report date: 4/29/2026 4:26 PM

## DOOR
DOOR
Project # | 4N171
Project Name | FLNG Production
Revision | B.4
Controls DE | CAROLYN CRAIG
Phone:
Controls ME | Hector Medrano
Phone:
From | [5 empty] | To
Device ID | Cable (W) Conductor (SC) Jumper Clip (JC) | Wire No. | Wire ID | Gauge/Size | Page/Zone | Device ID | Location | Page/Zone
AT0190:GND | SC | AT0190G | GRN/YEL | 14 | 50.C4 | FRAME | DOOR | 50.D3
AT0190:USB1 | SC | AT0190K | CABLE | USB | 50.C4 | AT0190K:KI | DOOR | 50.C5
EL0273:B1 | SC | ZS0273 | WHT | 14 | 50.B4 | ZS0273:2 | DOOR | 50.B4
AT0190:ENET | WC9010 | BA0010RJ45 | ENET | CABLE | 3.A6 | BA0010:RJ45 | AUXILIARY | 3.A5
AT0190:NEG | SC | 0V1 | WHT | 14 | 50.C4 | XT0562:3 | PWR DIST | 50.C2
AT0190:POS | SC | FU0190 | WHT | 14 | 50.C4 | FU0190:LD | PWR DIST | 50.C3
EL0273:W1 | SC | 0V1 | WHT | 16 | 50.B4 | XT0562:1 | PWR DIST | 50.B2
ZS0273:1 | SC | FU0273 | WHT | 14 | 50.B4 | FU0273:LD | PWR DIST | 50.B3
HA0273:(+) | WC5540 | HA0273P | BLK | 16 | 52.D4 | AF0202:23 | TCP, CSMD | 52.D6
HA0273:(-) | WC5540 | HA0273N | WHT | 16 | 52.D4 | AF0202:55 | TCP, CSMD | 52.D6
SolarTools ver. 24.0.84.24712 (Jul 31, 2025)
Report date: 4/29/2026 4:26 PM

## FIRE SYSTEM CONTROLLER PANEL
FIRE SYSTEM CONTROLLER PANEL
CONTROL CONSOLE DOOR^(FIRE SYSTEM PANEL)
Project # | 4N171
Project Name | FLNG Production
Revision | B.4
Controls DE | CAROLYN CRAIG
Phone:
Controls ME | Hector Medrano
Phone:
From | [5 empty] | To
Device ID | Cable (W) Conductor (SC) Jumper Clip (JC) | Wire No. | Wire ID | Gauge/Size | Page/Zone | Device ID | Location | Page/Zone
XT0170:1 | JC | FU0535 | CLIP | --- | 40.A2 | XT0170:2 | FIRE SYSTEM CONTROLLER PANEL | 40.A2
XT0170:3 | JC | 0V | CLIP | --- | 40.A2 | XT0170:4 | FIRE SYSTEM CONTROLLER PANEL | 40.A2
AT0170:1 | SC | UV01705 | WHT | 14 | 40.A5 | UV0170:5(+) | FIRE SYSTEM CONTROLLER PANEL | 40.A3
AT0170:2 | SC | UV01706 | WHT | 14 | 40.A5 | UV0170:6(-) | FIRE SYSTEM CONTROLLER PANEL | 40.A3
AT0170:24 | SC | FU0172 | WHT | 20 | 40.B3 | XT0170:5 | FIRE SYSTEM CONTROLLER PANEL | 40.B2
AT0170:3 | SC | UV01707 | WHT | 14 | 40.A5 | UV0170:7(+) | FIRE SYSTEM CONTROLLER PANEL | 40.A3
AT0170:30 | SC | FU0172 | WHT | 20 | 40.C3 | XT0170:5 | FIRE SYSTEM CONTROLLER PANEL | 40.B2
AT0170:4 | SC | UV01708 | WHT | 14 | 40.A5 | UV0170:8(-) | FIRE SYSTEM CONTROLLER PANEL | 40.A3
AT0170:GND | SC | AT0170G | GRN/YEL | 14 | 40.A5 | FRAME | FIRE SYSTEM CONTROLLER PANEL | 40.B6
FU0171:LD | SC | FU0171 | WHT | 14 | 40.A2 | UV0170:3(+) | FIRE SYSTEM CONTROLLER PANEL | 40.A3
FU0171:LD | SC | FU0171 | WHT | 14 | 40.A2 | UV0170:1(+) | FIRE SYSTEM CONTROLLER PANEL | 40.A3
FU0171:LI | SC | FU0535 | WHT | 14 | 40.A2 | XT0170:2 | FIRE SYSTEM CONTROLLER PANEL | 40.A2
GR0171: | SC | GR0171 | GRN/YEL | 14 | 10.B2 | FRAME | FIRE SYSTEM CONTROLLER PANEL | 10.B2
UV0170:2(-) | SC | 0V | WHT | 14 | 40.A3 | XT0170:3 | FIRE SYSTEM CONTROLLER PANEL | 40.A2
UV0170:4(-) | SC | 0V | WHT | 14 | 40.A3 | XT0170:3 | FIRE SYSTEM CONTROLLER PANEL | 40.A2
UV0170:GND | SC | UV0170G | GRN/YEL | 14 | 40.A3 | FRAME | FIRE SYSTEM CONTROLLER PANEL | 40.B4
AT0170:11 | SC | SA0170B213 | WHT | 20 | 41.B6 | XT0173:10 | JB70 LEFT RAIL | 41.B4
AT0170:12 | SC | SA0170B214 | WHT | 20 | 41.B6 | XT0173:11 | JB70 LEFT RAIL | 41.B4
AT0170:25 | SC | AT017025 | WHT | 20 | 40.B3 | KA0172:A1 | JB70 LEFT RAIL | 40.B2
AT0170:31 | SC | AT017031 | WHT | 20 | 40.C3 | KA0174:A1 | JB70 LEFT RAIL | 40.C2
UV0170:10(-) | SC | UV017010 | WHT | 14 | 40.A3 | AT0175:2P1 | JB70 LEFT RAIL | 40.B5
UV0170:11(+) | SC | UV017011 | WHT | 14 | 40.A3 | AT0176:1P1 | JB70 LEFT RAIL | 40.C5
UV0170:12(-) | SC | UV017012 | WHT | 14 | 40.A3 | AT0176:2P1 | JB70 LEFT RAIL | 40.C5
UV0170:13(+) | SC | LON0P | WHT | 16 | 126.A6 | XT0173:23 | JB70 LEFT RAIL | 126.A5
UV0170:14(-) | SC | LON0N | WHT | 16 | 126.A6 | XT0173:24 | JB70 LEFT RAIL | 126.A5
UV0170:9(+) | SC | UV01709 | WHT | 14 | 40.A3 | AT0175:1P1 | JB70 LEFT RAIL | 40.B5
XT0170:1 | SC | FU0535 | WHT | 14 | 40.A2 | FU0172:LI | JB70 LEFT RAIL | 40.A2
XT0170:1 | SC | FU0535 | WHT | 20 | 40.A2 | KA0875:14 | JB70 LEFT RAIL | 45.A5
XT0170:2 | SC | FU0535 | WHT | 14 | 40.A2 | FU0170:LI | JB70 LEFT RAIL | 40.A2
XT0170:3 | SC | 0V | WHT | 14 | 40.A2 | XT0171:5 | JB70 LEFT RAIL | 125.A6
XT0170:4 | SC | 0V | WHT | 20 | 40.A2 | KA0172:A2 | JB70 LEFT RAIL | 40.B2
XT0170:5 | SC | FU0172 | WHT | 16 | 40.B2 | FU0172:LD | JB70 LEFT RAIL | 40.A2
AT0170:50 | WC8069 | AT017050 | WHT | 16 | 40.A7 | AT0175:4P2 | JB70 LEFT RAIL | 40.A7
AT0170:49 | WC8069 | AT017049 | BLK | 16 | 40.A7 | AT0175:5P2 | JB70 LEFT RAIL | 40.A7
AT0170:48 | WC8069 | AT017048 | SH | 16 | 40.A7 | AT0175:6P2 | JB70 LEFT RAIL | 40.A7
AT0170:26 | SC | KA0254A1 | WHT | 20 | 40.B3 | KA0254:A1 | PANEL A | 28.C6
AT0170:32 | SC | KA0245A1 | WHT | 20 | 40.C3 | KA0249:A1 | PANEL A | 28.C6
XT0170:2 | SC | FU0535 | WHT | 14 | 40.A2 | XT0535:3 | PANEL A | 31.A5
XT0170:3 | SC | 0V | WHT | 14 | 40.A2 | XT0536:3 | PANEL A | 31.A5
AT0170:L2 | WC0017 | AT0170L2 | ENET | CABLE | 2.A4 | AF0410:L1 | PANEL B | 2.A5
AT0170:L1 | WC0003 | AP0603L2 | ENET | CABLE | 2.A4 | AP0603:L2 | PLC | 2.A3
SolarTools ver. 24.0.84.24712 (Jul 31, 2025)
Report date: 4/29/2026 4:26 PM

## HPC PNL
HPC PNL
HP COMPRESSOR PANEL,JB73
Project # | 4N171
Project Name | FLNG Production
Revision | B.4
Controls DE | CAROLYN CRAIG
Phone:
Controls ME | Hector Medrano
Phone:
From | [5 empty] | To
Device ID | Cable (W) Conductor (SC) Jumper Clip (JC) | Wire No. | Wire ID | Gauge/Size | Page/Zone | Device ID | Location | Page/Zone
XT0120:1 | JC | 0V | CLIP | --- | 32.A1 | XT0120:2 | HPC PNL | 32.B1
XT0120:2 | JC | 0V | CLIP | --- | 32.B1 | XT0120:3 | HPC PNL | 32.D1
XT0121:1 | JC | FU0122 | CLIP | --- | 111.A5 | XT0121:2 | HPC PNL | 111.C5
XT0121:3 | JC | 0V | CLIP | --- | 111.A5 | XT0121:4 | HPC PNL | 111.C5
XT0510:1 | JC | 0V | CLIP | --- | 34.A1 | XT0510:2 | HPC PNL | 34.C1
AF0500:12 | SC | XT05001 | GRN | 16 | 34.A6 | XT0500:1 | HPC PNL | 34.C5
AF0510:32 | SC | XT05001 | GRN | 16 | 34.A5 | XT0500:1 | HPC PNL | 34.C5
AF0510:53 | SC | 0V | WHT | 16 | 34.A5 | XT0510:2 | HPC PNL | 34.C1
AF0510:54 | SC | 0V | WHT | 16 | 34.A5 | AF0520:53 | HPC PNL | 34.A4
AF0510:55 | SC | FU0510 | WHT | 16 | 34.A5 | FU0510:LD | HPC PNL | 34.C1
AF0510:56 | SC | FU0510 | WHT | 16 | 34.A5 | AF0520:55 | HPC PNL | 34.A4
AF0520:32 | SC | XT05001 | GRN | 16 | 34.A4 | XT0500:1 | HPC PNL | 34.C5
AF1201:COM | SC | 0V | WHT | 16 | 32.B2 | XT0120:2 | HPC PNL | 32.B1
AF1201:J | SC | * |  |  | 32.B2 | AF1202:P | HPC PNL | 32.B3
AF1201:V+ | SC | FU0121 | WHT | 16 | 32.B2 | FU0121:LD | HPC PNL | 32.B1
AF1202:COM | SC | AF1203N | WHT | 16 | 32.B3 | AF1203:COM | HPC PNL | 32.B3
AF1202:COM | SC | AF1202N | WHT | 16 | 32.B3 | AU1200:COM | HPC PNL | 32.A2
AF1202:J | SC | * |  |  | 32.B3 | AF1203:P | HPC PNL | 32.B3
AF1202:V+ | SC | AF1203P | WHT | 16 | 32.B3 | AF1203:V+ | HPC PNL | 32.B3
AF1202:V+ | SC | AF1202P | WHT | 16 | 32.B3 | AU1200:V+ | HPC PNL | 32.A2
AF1203:COM | SC | AF1204N | WHT | 16 | 32.B3 | AF1204:COM | HPC PNL | 32.A4
AF1203:J | SC | * |  |  | 32.B3 | AF1204:P | HPC PNL | 32.A4
AF1203:SH | SC | AF1204G | GRN | 14 | 32.B3 | AF1204:SH | HPC PNL | 32.A4
AF1203:SH | SC | IEG01601 | GRN | 14 | 32.B3 | IEG0160:1 | HPC PNL | 32.B4
AF1203:V+ | SC | AF1204P | WHT | 16 | 32.B3 | AF1204:V+ | HPC PNL | 32.A4
AF1204:COM | SC | AF1205N | WHT | 16 | 32.A4 | AF1205:COM | HPC PNL | 32.A5
AF1204:J | SC | * |  |  | 32.A4 | AF1205:P | HPC PNL | 32.A5
AF1204:SH | SC | AF1205G | GRN | 14 | 32.A4 | AF1205:SH | HPC PNL | 32.A5
AF1204:V+ | SC | AF1205P | WHT | 16 | 32.A4 | AF1205:V+ | HPC PNL | 32.A5
AF1205:COM | SC | AF1206N | WHT | 16 | 32.A5 | AF1206:COM | HPC PNL | 32.B5
AF1205:J | SC | * |  |  | 32.A5 | AF1206:P | HPC PNL | 32.B5
AF1205:SH | SC | AF1206G | GRN | 14 | 32.A5 | AF1206:SH | HPC PNL | 32.B5
AF1205:V+ | SC | AF1206P | WHT | 16 | 32.A5 | AF1206:V+ | HPC PNL | 32.B5
AF1206:COM | SC | AF1207N | WHT | 16 | 32.B5 | AF1207:COM | HPC PNL | 32.B2
AF1206:SH | SC | AF1208G | GRN | 14 | 32.B5 | AF1208:SH | HPC PNL | 32.C3
AF1206:V+ | SC | AF1207P | WHT | 16 | 32.B5 | AF1207:V+ | HPC PNL | 32.B2
AF1207:02 | SC | 120702 | WHT | 20 | 105.A7 | KA4401:14 | HPC PNL | 105.A6
AF1207:18 | SC | 120718 | WHT | 20 | 105.A7 | KA4401:A2 | HPC PNL | 105.A5
AF1207:34 | SC | PS44012 | WHT | 20 | 105.A7 | KA4401:11 | HPC PNL | 105.A6
AF1207:COM | SC | AF1208N | WHT | 16 | 32.B2 | AF1208:COM | HPC PNL | 32.C3
AF1207:J | SC | * |  |  | 32.B2 | AF1208:P | HPC PNL | 32.C3
AF1207:V+ | SC | AF1208P | WHT | 16 | 32.B2 | AF1208:V+ | HPC PNL | 32.C3
AF1208:07 | SC | TE44381 | WHT | 20 | 108.A7 | AF1208:23 | HPC PNL | 108.A7
AF1208:09 | SC | TE44371 | WHT | 20 | 108.B7 | AF1208:25 | HPC PNL | 108.B7
AF1208:11 | SC | TE44181 | WHT | 20 | 108.C7 | AF1208:27 | HPC PNL | 108.C7
AF1208:13 | SC | TE44171 | WHT | 20 | 108.C7 | AF1208:29 | HPC PNL | 108.C7
AF1208:COM | SC | AF1209N | WHT | 16 | 32.C3 | AF1209:COM | HPC PNL | 32.C3
AF1208:J | SC | * |  |  | 32.C3 | AF1209:P | HPC PNL | 32.C3
AF1208:SH | SC | AF1209G | GRN | 14 | 32.C3 | AF1209:SH | HPC PNL | 32.C3
AF1208:V+ | SC | AF1209P | WHT | 16 | 32.C3 | AF1209:V+ | HPC PNL | 32.C3
AF1209:07 | SC | TE44141 | WHT | 20 | 109.A7 | AF1209:23 | HPC PNL | 109.A7
AF1209:09 | SC | TE44131 | WHT | 20 | 109.B7 | AF1209:25 | HPC PNL | 109.B7
AF1209:11 | SC | TE44341 | WHT | 20 | 109.C7 | AF1209:27 | HPC PNL | 109.C7
AF1209:13 | SC | TE44331 | WHT | 20 | 109.C7 | AF1209:29 | HPC PNL | 109.C7
AF1209:COM | SC | AF1210N | WHT | 16 | 32.C3 | AF1210:COM | HPC PNL | 32.C4
AF1209:J | SC | * |  |  | 32.C3 | AF1210:P | HPC PNL | 32.C4
AF1209:SH | SC | AF1210G | GRN | 14 | 32.C3 | AF1210:SH | HPC PNL | 32.C4
AF1209:V+ | SC | AF1210P | WHT | 16 | 32.C3 | AF1210:V+ | HPC PNL | 32.C4
AF1210:COM | SC | AF1211N | WHT | 16 | 32.C4 | AF1211:COM | HPC PNL | 32.C5
AF1210:J | SC | * |  |  | 32.C4 | AF1211:P | HPC PNL | 32.C5
AF1210:SH | SC | AF1211G | GRN | 14 | 32.C4 | AF1211:SH | HPC PNL | 32.C5
AF1210:V+ | SC | AF1211P | WHT | 16 | 32.C4 | AF1211:V+ | HPC PNL | 32.C5
AF1211:COM | SC | AF1212N | WHT | 16 | 32.C5 | AF1212:COM | HPC PNL | 32.C5
AF1211:J | SC | * |  |  | 32.C5 | AF1212:P | HPC PNL | 32.C5
AF1211:SH | SC | AF1212G | GRN | 14 | 32.C5 | AF1212:SH | HPC PNL | 32.C5
AF1211:V+ | SC | AF1212P | WHT | 16 | 32.C5 | AF1212:V+ | HPC PNL | 32.C5
AF1212:COM | SC | AF1213N | WHT | 16 | 32.C5 | AF1213:COM | HPC PNL | 32.C6
AF1212:J | SC | * |  |  | 32.C5 | AF1213:P | HPC PNL | 32.C6
AF1212:SH | SC | AF1213G | GRN | 14 | 32.C5 | AF1213:SH | HPC PNL | 32.C6
AF1212:V+ | SC | AF1213P | WHT | 16 | 32.C5 | AF1213:V+ | HPC PNL | 32.C6
AF1213:SH | SC | AU1200G | GRN | 14 | 32.C6 | AU1200:GND | HPC PNL | 32.A2
AU1200:COM | SC | 0V | WHT | 16 | 32.A2 | XT0120:2 | HPC PNL | 32.B1
AU1200:V+ | SC | FU0120 | WHT | 16 | 32.A2 | FU0120:LD | HPC PNL | 32.B1
FU0120:LI | SC | FU0122 | WHT | 14 | 32.B1 | FU0122:LD | HPC PNL | 32.A1
FU0120:LI | SC | FU0122 | WHT | 14 | 32.B1 | FU0121:LI | HPC PNL | 32.B1
FU0121:LI | SC | FU0122 | WHT | 14 | 32.B1 | FU0510:LI | HPC PNL | 34.C1
FU0510:LI | SC | FU0122 | WHT | 14 | 34.C1 | XT0121:1 | HPC PNL | 111.A5
GR0161: | SC | IEG01603 | GRN | 14 | 11.A4 | IEG0160:3 | HPC PNL | 11.A5
GR0162: | SC | GR0162 | GRN/YEL | 14 | 11.A4 | FRAME | HPC PNL | 11.A5
GR0163: | SC | IEG01604 | GRN | 14 | 11.A4 | IEG0160:4 | HPC PNL | 11.A3
IEG0160:2 | SC | IEG01602 | GRN | 14 | 34.C6 | XT0500:2 | HPC PNL | 34.C5
KA0120:A1 | SC | KA0131A1 | WHT | 20 | 33.B5 | XT0120:4 | HPC PNL | 33.B3
KA0120:A2 | SC | 0V | WHT | 20 | 33.B5 | XT0120:3 | HPC PNL | 32.D1
KA4401:11 | SC | PS44012 | WHT | 20 | 105.A6 | XT0120:5 | HPC PNL | 105.A5
XT0120:3 | SC | 0V | WHT | 20 | 32.D1 | XT0510:1 | HPC PNL | 34.A1
XT0121:3 | SC | 0V | WHT | 14 | 111.A5 | XT0510:2 | HPC PNL | 34.C1
AF0510:L2 | WC0051 | AF0510L2 | ENET | CABLE | 2.C4 | AF0520:L1 | HPC PNL | 2.C5
AF0520:L2 | WC0052 | AF0520L2 | ENET | CABLE | 2.C5 | AU1200:L1 | HPC PNL | 2.C5
AF0500:LBUS | WC8050 | AF0500LBUS | BUS | CABLE | 34.A6 | AF0510:RBUS | HPC PNL | 34.A5
AF0510:LBUS | WC8051 | AF0510LBUS | BUS | CABLE | 34.A5 | AF0520:RBUS | HPC PNL | 34.A4
AF1206:J | WC8059 | AF1206J | CABLE | CABLE | 32.B5 | AF1207:P | HPC PNL | 32.B2
XT0120:5 | WC5031 | PS44012 | WHT | 18 | 105.A5 | XT4875:2 | JB75 | 105.A2
KA4401:A1 | WC5031 | PS44013 | BLK | 18 | 105.A5 | XT4875:3 | JB75 | 105.A2
AF0510:L1 | WC0006 | AU0060L2 | ENET | CABLE | 2.C4 | AU0060:L2 | PANEL B | 2.B1
AU1200:L2 | WC0012 | AU1200L2 | ENET | CABLE | 2.C5 | BA0002:RJ45 | RAIL,RIGHT,JB70 | 2.B5
FU0122:LI | SC | FU0332 | WHT | 12 | 32.A1 | XT0335:2 | RAIL,RIGHT,JB73 | 27.A4
XT0120:1 | SC | 0V | WHT | 12 | 32.A1 | XT0336:2 | RAIL,RIGHT,JB73 | 27.B4
SolarTools ver. 24.0.84.24712 (Jul 31, 2025)
Report date: 4/29/2026 4:26 PM

## JB1123
JB1123
FIBER OPTIC MEDIA CONVERTER BOX, JB1123
Project # | 4N171
Project Name | FLNG Production
Revision | B.4
Controls DE | CAROLYN CRAIG
Phone:
Controls ME | Hector Medrano
Phone:
From | [5 empty] | To
Device ID | Cable (W) Conductor (SC) Jumper Clip (JC) | Wire No. | Wire ID | Gauge/Size | Page/Zone | Device ID | Location | Page/Zone
BA0005:V1(-) | SC | 0V | WHT | 16 | 9.A4 | XT1123:2 | JB1123 | 9.A6
BA0005:V1(+) | SC | FU1123 | WHT | 16 | 9.A4 | FU1123:LD | JB1123 | 9.A5
BA0006:V1(-) | SC | 0V | WHT | 16 | 9.B4 | XT1123:2 | JB1123 | 9.A6
BA0006:V1(+) | SC | FU1124 | WHT | 16 | 9.B4 | FU1124:LD | JB1123 | 9.B5
FU1123:LI | SC | FU0136 | WHT | 16 | 9.A5 | XT1123:1 | JB1123 | 9.A6
FU1124:LI | SC | FU0136 | WHT | 16 | 9.B5 | XT1123:1 | JB1123 | 9.A6
GR1123: | SC | IEG11231 | GRN | 14 | 10.C4 | IEG1123:1 | JB1123 | 10.C3
GR1125: | SC | GR1125 | GRN/YEL | 14 | 10.C4 | FG1125:1 | JB1123 | 10.C4
BA0005:TX | SC | BA0005TX |  |  | 2.D6 | BA0001:RX | RAIL,RIGHT,JB70 | 2.A2
SolarTools ver. 24.0.84.24712 (Jul 31, 2025)
Report date: 4/29/2026 4:26 PM

## JB5
JB5
TURBINE VIBRATION BOX,JB5
Project # | 4N171
Project Name | FLNG Production
Revision | B.4
Controls DE | CAROLYN CRAIG
Phone:
Controls ME | Hector Medrano
Phone:
From | [5 empty] | To
Device ID | Cable (W) Conductor (SC) Jumper Clip (JC) | Wire No. | Wire ID | Gauge/Size | Page/Zone | Device ID | Location | Page/Zone
GR1210: | SC | GR1210 | GRN/YEL | 14 | 10.A6 | FRAME | JB5 | 10.A6
GR1211: | SC | GR1211 | GRN/YEL | 14 | 10.A6 | FRAME | JB5 | 10.A6
SolarTools ver. 24.0.84.24712 (Jul 31, 2025)
Report date: 4/29/2026 4:26 PM

## JB70 LEFT RAIL
JB70 LEFT RAIL
JB70 (LEFT RAIL)
Project # | 4N171
Project Name | FLNG Production
Revision | B.4
Controls DE | CAROLYN CRAIG
Phone:
Controls ME | Hector Medrano
Phone:
From | [5 empty] | To
Device ID | Cable (W) Conductor (SC) Jumper Clip (JC) | Wire No. | Wire ID | Gauge/Size | Page/Zone | Device ID | Location | Page/Zone
AT0175:11 | SC | KA651012 | WHT | 20 | 133.A6 | KA6510:12 | JB70 LEFT RAIL | 133.A6
AT0175:17 | SC | AT017517 | WHT | 20 | 41.A6 | XT0173:2 | JB70 LEFT RAIL | 41.A4
AT0175:18 | SC | HL0171X1 | WHT | 20 | 41.A6 | XT0173:3 | JB70 LEFT RAIL | 41.A4
AT0175:2 | SC | SB017013 | WHT | 20 | 41.C6 | XT0173:12 | JB70 LEFT RAIL | 41.C4
AT0175:20 | SC | AT017520 | WHT | 20 | 41.A6 | XT0173:5 | JB70 LEFT RAIL | 41.A4
AT0175:21 | SC | HL0172X1 | WHT | 20 | 41.A6 | XT0173:6 | JB70 LEFT RAIL | 41.A4
AT0175:23 | SC | AT017523 | WHT | 20 | 41.B6 | XT0173:8 | JB70 LEFT RAIL | 41.B4
AT0175:24 | SC | HL0173X1 | WHT | 20 | 41.B6 | XT0173:9 | JB70 LEFT RAIL | 41.B4
AT0175:3 | SC | SB017014 | WHT | 20 | 41.C6 | XT0173:13 | JB70 LEFT RAIL | 41.C4
AT0175:GND | SC | AT0175G | GRN/YEL | 14 | 40.B5 | FRAME | JB70 LEFT RAIL | 40.C6
AT0176:11 | SC | KA651111 | WHT | 20 | 136.A6 | KA6511:11 | JB70 LEFT RAIL | 136.A6
AT0176:14 | SC | AT017614 | WHT | 16 | 30.D6 | RR1765:-10K OHM | JB70 LEFT RAIL | 30.D6
AT0176:15 | SC | AT017615 | WHT | 16 | 30.D6 | RR1765:-10K OHM | JB70 LEFT RAIL | 30.D6
AT0176:17 | SC | KA651022 | WHT | 20 | 134.C6 | KA6510:22 | JB70 LEFT RAIL | 134.C6
AT0176:20 | SC | AT017620 | WHT | 16 | 30.C6 | RR1767:-10K OHM | JB70 LEFT RAIL | 30.D6
AT0176:21 | SC | AT017621 | WHT | 16 | 30.C6 | RR1767:-10K OHM | JB70 LEFT RAIL | 30.D6
AT0176:4P1 | SC | AT01764P1 | WHT | 14 | 40.C5 | AT0178:1P1 | JB70 LEFT RAIL | 40.D5
AT0176:5P1 | SC | AT01765P1 | WHT | 14 | 40.C5 | AT0178:2P1 | JB70 LEFT RAIL | 40.D5
AT0176:8 | SC | KA651122 | WHT | 20 | 137.C6 | KA6511:22 | JB70 LEFT RAIL | 137.C6
AT0176:GND | SC | AT0176G | GRN/YEL | 14 | 40.C5 | FRAME | JB70 LEFT RAIL | 40.C6
AT0178:20 | SC | ZS61P | WHT | 16 | 120.A7 | XT0290:1 | JB70 LEFT RAIL | 120.A6
AT0178:21 | SC | ZS61S | WHT | 16 | 120.A7 | XT0290:2 | JB70 LEFT RAIL | 120.A6
AT0178:23 | SC | AT017823 | WHT | 20 | 29.D6 | XT0171:2 | JB70 LEFT RAIL | 29.D6
AT0178:24 | SC | AT017824 | WHT | 20 | 29.D6 | XT0171:3 | JB70 LEFT RAIL | 29.D6
AT0178:GND | SC | AT0178G | GRN/YEL | 14 | 40.D5 | FRAME | JB70 LEFT RAIL | 40.D6
FU0170:LD | SC | FU0170 | WHT | 14 | 40.A2 | XT0171:4 | JB70 LEFT RAIL | 125.A6
GR0431: | SC | GR0431 | GRN/YEL | 14 | 10.B3 | FRAME | JB70 LEFT RAIL | 10.B3
KA0172:A2 | SC | 0V | WHT | 20 | 40.B2 | KA0174:A2 | JB70 LEFT RAIL | 40.C2
KA0178:14 | SC | FU0535 | WHT | 20 | 45.A6 | KA0875:14 | JB70 LEFT RAIL | 45.A5
KA0178:A1 | SC | KA0178A1 | WHT | 20 | 29.D5 | XT0171:1 | JB70 LEFT RAIL | 29.D5
KA0178:A2 | SC | AT017824 | WHT | 20 | 29.D5 | XT0171:3 | JB70 LEFT RAIL | 29.D6
KA6510:A1 | SC | SA0170B114 | WHT | 20 | 41.C5 | KA6511:A1 | JB70 LEFT RAIL | 41.C5
KA6510:A2 | SC | KA6510A2 | WHT | 20 | 41.C5 | AT0175:5P1 | JB70 LEFT RAIL | 40.B5
KA6510:A2 | SC | KA6510A2 | WHT | 20 | 41.C5 | KA6511:A2 | JB70 LEFT RAIL | 41.C5
RR1751: -10K OHM | SC | SB017013 | WHT | 20 | 41.C4 | XT0173:12 | JB70 LEFT RAIL | 41.C4
RR1751: -10K OHM | SC | SB017014 | WHT | 20 | 41.C4 | XT0173:13 | JB70 LEFT RAIL | 41.C4
RR1756: -10K OHM | SC | AT017517 | WHT | 20 | 41.A4 | XT0173:2 | JB70 LEFT RAIL | 41.A4
RR1756: -10K OHM | SC | HL0171X1 | WHT | 20 | 41.A4 | XT0173:3 | JB70 LEFT RAIL | 41.A4
RR1757: -10K OHM | SC | AT017520 | WHT | 20 | 41.A4 | XT0173:5 | JB70 LEFT RAIL | 41.A4
RR1757: -10K OHM | SC | HL0172X1 | WHT | 20 | 41.A4 | XT0173:6 | JB70 LEFT RAIL | 41.A4
RR1758: -10K OHM | SC | AT017523 | WHT | 20 | 41.B4 | XT0173:8 | JB70 LEFT RAIL | 41.B4
RR1758: -10K OHM | SC | HL0173X1 | WHT | 20 | 41.B4 | XT0173:9 | JB70 LEFT RAIL | 41.B4
RR1788: -10K OHM | SC | AT017823 | WHT | 20 | 29.D6 | XT0171:2 | JB70 LEFT RAIL | 29.D6
RR1788: -10K OHM | SC | AT017824 | WHT | 20 | 29.D6 | XT0171:3 | JB70 LEFT RAIL | 29.D6
VD1756:--1N4005/1 | SC | HL0171X2 | WHT | 20 | 41.A4 | XT0173:1 | JB70 LEFT RAIL | 41.A4
VD1756:+-1N4005/1 | SC | AT017517 | WHT | 20 | 41.A4 | XT0173:2 | JB70 LEFT RAIL | 41.A4
VD1757:--1N4005/1 | SC | HL0172X2 | WHT | 20 | 41.A4 | XT0173:4 | JB70 LEFT RAIL | 41.A4
VD1757:+-1N4005/1 | SC | AT017520 | WHT | 20 | 41.A4 | XT0173:5 | JB70 LEFT RAIL | 41.A4
VD1758:--1N4005/1 | SC | HL0173X2 | WHT | 20 | 41.B4 | XT0173:7 | JB70 LEFT RAIL | 41.B4
VD1758:+-1N4005/1 | SC | AT017523 | WHT | 20 | 41.B4 | XT0173:8 | JB70 LEFT RAIL | 41.B4
VD1788:--1N4005/1 | SC | KA0178A1 | WHT | 20 | 29.D6 | XT0171:1 | JB70 LEFT RAIL | 29.D5
VD1788:+-1N4005/1 | SC | AT017823 | WHT | 20 | 29.D6 | XT0171:2 | JB70 LEFT RAIL | 29.D6
XT0171:4 | SC | FU0170 | WHT | 14 | 125.A6 | XT0173:21 | JB70 LEFT RAIL | 125.B6
XT0171:5 | SC | 0V | WHT | 14 | 125.A6 | XT0173:22 | JB70 LEFT RAIL | 125.B6
XT0171:6 | SC | LON1S2 | WHT | 14 | 125.A6 | XT0173:20 | JB70 LEFT RAIL | 125.B6
XT0173:20 | SC | LON1S2 | WHT | 14 | 125.B6 | XT0173:16 | JB70 LEFT RAIL | 125.D6
XT0173:21 | SC | FU0170 | WHT | 14 | 125.B6 | XT0173:14 | JB70 LEFT RAIL | 125.D6
XT0173:22 | SC | 0V | WHT | 14 | 125.B6 | XT0173:15 | JB70 LEFT RAIL | 125.D6
AT0175:1P2 | WC8066 | AT01751P2 | WHT | 16 | 40.C7 | AT0176:4P2 | JB70 LEFT RAIL | 40.C7
AT0175:2P2 | WC8066 | AT01752P2 | BLK | 16 | 40.C7 | AT0176:5P2 | JB70 LEFT RAIL | 40.C7
AT0175:3P2 | WC8066 | AT01753P2 | SH | 16 | 40.C7 | AT0176:6P2 | JB70 LEFT RAIL | 40.C7
AT0176:1P2 | WC8067 | AT01761P2 | WHT | 16 | 40.C7 | AT0178:4P2 | JB70 LEFT RAIL | 40.D7
AT0176:2P2 | WC8067 | AT01762P2 | BLK | 16 | 40.C7 | AT0178:5P2 | JB70 LEFT RAIL | 40.D7
AT0176:3P2 | WC8067 | AT01763P2 | SH | 16 | 40.C7 | AT0178:6P2 | JB70 LEFT RAIL | 40.D7
AT0175:4P1 | SC | AT01754P1 | WHT | 20 | 40.B5 | SA0170:B2-13 | CONTROL,JB70;TT6 | 41.C1
KA6510:A1 | SC | SA0170B114 | WHT | 20 | 41.C5 | SA0170:B2-14 | CONTROL,JB70;TT6 | 41.C1
XT0173:1 | SC | HL0171X2 | WHT | 20 | 41.A4 | HL0171:X2 | CONTROL,JB70;TT6 | 41.A1
XT0173:10 | SC | SA0170B213 | WHT | 20 | 41.B4 | SA0170:B1-13 | CONTROL,JB70;TT6 | 41.B1
XT0173:11 | SC | SA0170B214 | WHT | 20 | 41.B4 | SA0170:B1-14 | CONTROL,JB70;TT6 | 41.B1
XT0173:12 | SC | SB017013 | WHT | 20 | 41.C4 | SB0170:13 | CONTROL,JB70;TT6 | 41.C1
XT0173:13 | SC | SB017014 | WHT | 20 | 41.C4 | SB0170:14 | CONTROL,JB70;TT6 | 41.C1
XT0173:3 | SC | HL0171X1 | WHT | 20 | 41.A4 | HL0171:X1 | CONTROL,JB70;TT6 | 41.A1
XT0173:4 | SC | HL0172X2 | WHT | 20 | 41.A4 | HL0172:X2 | CONTROL,JB70;TT6 | 41.A1
XT0173:6 | SC | HL0172X1 | WHT | 20 | 41.A4 | HL0172:X1 | CONTROL,JB70;TT6 | 41.A1
XT0173:7 | SC | HL0173X2 | WHT | 20 | 41.B4 | HL0173:X2 | CONTROL,JB70;TT6 | 41.B1
XT0173:9 | SC | HL0173X1 | WHT | 20 | 41.B4 | HL0173:X1 | CONTROL,JB70;TT6 | 41.B1
AT0175:1P1 | SC | UV01709 | WHT | 14 | 40.B5 | UV0170:9(+) | FIRE SYSTEM CONTROLLER PANEL | 40.A3
AT0175:2P1 | SC | UV017010 | WHT | 14 | 40.B5 | UV0170:10(-) | FIRE SYSTEM CONTROLLER PANEL | 40.A3
AT0176:1P1 | SC | UV017011 | WHT | 14 | 40.C5 | UV0170:11(+) | FIRE SYSTEM CONTROLLER PANEL | 40.A3
AT0176:2P1 | SC | UV017012 | WHT | 14 | 40.C5 | UV0170:12(-) | FIRE SYSTEM CONTROLLER PANEL | 40.A3
FU0170:LI | SC | FU0535 | WHT | 14 | 40.A2 | XT0170:2 | FIRE SYSTEM CONTROLLER PANEL | 40.A2
FU0172:LD | SC | FU0172 | WHT | 16 | 40.A2 | XT0170:5 | FIRE SYSTEM CONTROLLER PANEL | 40.B2
FU0172:LI | SC | FU0535 | WHT | 14 | 40.A2 | XT0170:1 | FIRE SYSTEM CONTROLLER PANEL | 40.A2
KA0172:A1 | SC | AT017025 | WHT | 20 | 40.B2 | AT0170:25 | FIRE SYSTEM CONTROLLER PANEL | 40.B3
KA0172:A2 | SC | 0V | WHT | 20 | 40.B2 | XT0170:4 | FIRE SYSTEM CONTROLLER PANEL | 40.A2
KA0174:A1 | SC | AT017031 | WHT | 20 | 40.C2 | AT0170:31 | FIRE SYSTEM CONTROLLER PANEL | 40.C3
KA0875:14 | SC | FU0535 | WHT | 20 | 45.A5 | XT0170:1 | FIRE SYSTEM CONTROLLER PANEL | 40.A2
XT0171:5 | SC | 0V | WHT | 14 | 125.A6 | XT0170:3 | FIRE SYSTEM CONTROLLER PANEL | 40.A2
XT0173:10 | SC | SA0170B213 | WHT | 20 | 41.B4 | AT0170:11 | FIRE SYSTEM CONTROLLER PANEL | 41.B6
XT0173:11 | SC | SA0170B214 | WHT | 20 | 41.B4 | AT0170:12 | FIRE SYSTEM CONTROLLER PANEL | 41.B6
XT0173:23 | SC | LON0P | WHT | 16 | 126.A5 | UV0170:13(+) | FIRE SYSTEM CONTROLLER PANEL | 126.A6
XT0173:24 | SC | LON0N | WHT | 16 | 126.A5 | UV0170:14(-) | FIRE SYSTEM CONTROLLER PANEL | 126.A6
AT0175:4P2 | WC8069 | AT017050 | WHT | 16 | 40.A7 | AT0170:50 | FIRE SYSTEM CONTROLLER PANEL | 40.A7
AT0175:5P2 | WC8069 | AT017049 | BLK | 16 | 40.A7 | AT0170:49 | FIRE SYSTEM CONTROLLER PANEL | 40.A7
AT0175:6P2 | WC8069 | AT017048 | SH | 16 | 40.A7 | AT0170:48 | FIRE SYSTEM CONTROLLER PANEL | 40.A7
KA0875:A1 | SC | 009212 | WHT | 20 | 45.A5 | AF0092:12 | PANEL A | 45.A6
KA0178:11 | SC | KA023212 | WHT | 20 | 45.A6 | KA0232:12 | PANEL B | 45.A5
KA0875:11 | SC | HA047202 | WHT | 20 | 45.A5 | KA0232:11 | PANEL B | 45.A5
KA0875:11 | SC | HA047202 | WHT | 20 | 45.A5 | XT0111:23 | RAIL,RIGHT,JB70 | 45.A5
KA0875:A2 | SC | HA047201 | WHT | 20 | 45.A5 | XT0111:24 | RAIL,RIGHT,JB70 | 45.A5
SolarTools ver. 24.0.84.24712 (Jul 31, 2025)
Report date: 4/29/2026 4:26 PM

## JB74,LEFT RAIL
JB74,LEFT RAIL
Balance of Plant, Left Rail
Project # | 4N171
Project Name | FLNG Production
Revision | B.4
Controls DE | CAROLYN CRAIG
Phone:
Controls ME | Hector Medrano
Phone:
From | [5 empty] | To
Device ID | Cable (W) Conductor (SC) Jumper Clip (JC) | Wire No. | Wire ID | Gauge/Size | Page/Zone | Device ID | Location | Page/Zone
BA0007:V1(-) | SC | 0V | WHT | 16 | 6.B2 | XT0007:2 | JB74,LEFT RAIL | 6.B5
BA0007:V1(+) | SC | FU0027 | WHT | 16 | 6.B2 | FU0027:LD | JB74,LEFT RAIL | 6.B4
BA0008:V1(-) | SC | 0V | WHT | 16 | 6.C2 | XT0007:2 | JB74,LEFT RAIL | 6.B5
BA0008:V1(+) | SC | FU0028 | WHT | 16 | 6.C2 | FU0028:LD | JB74,LEFT RAIL | 6.C4
BA1212:NEG | SC | UV0291_0V | WHT | 16 | 6.A2 | XT0392:1 | JB74,LEFT RAIL | 6.A5
BA1212:POS | SC | FU1212 | WHT | 16 | 6.A2 | FU1212:LD | JB74,LEFT RAIL | 6.A4
FU0027:LI | SC | FU0183 | WHT | 16 | 6.B4 | XT0007:1 | JB74,LEFT RAIL | 6.B5
FU0028:LI | SC | FU0183 | WHT | 16 | 6.C4 | XT0007:1 | JB74,LEFT RAIL | 6.B5
FU1212:LI | SC | UV0291_24V |  |  | 6.A4 | XT0392:2 | JB74,LEFT RAIL | 6.A5
BA0008:RJ45 | WC0048 | BA1212L2 | ENET | CABLE | 2.C4 | BA1212:L2 | JB74,LEFT RAIL | 2.C3
GR0182: | SC | IEG02573 | GRN | 14 | 11.B4 | IEG0257:3 | BOP | 11.B4
XT0007:1 | SC | FU0183 | WHT | 16 | 6.B5 | FU0183:LD | BOP | 35.D1
XT0007:2 | SC | 0V | WHT | 20 | 6.B5 | XT0140:6 | BOP | 35.D1
BA0007:RJ45 | WC9007 | BA0007RJ45 | ENET | CABLE | 2.C2 | AU0140:L1 | BOP | 2.C2
BA1212:L1 | WC9212 | AU0180L2 | ENET | CABLE | 2.C3 | AU0180:L2 | BOP | 2.C2
SolarTools ver. 24.0.84.24712 (Jul 31, 2025)
Report date: 4/29/2026 4:26 PM

## PANEL A
PANEL A
CONTROL PANEL A,JB70
Project # | 4N171
Project Name | FLNG Production
Revision | B.4
Controls DE | CAROLYN CRAIG
Phone:
Controls ME | Hector Medrano
Phone:
From | [5 empty] | To
Device ID | Cable (W) Conductor (SC) Jumper Clip (JC) | Wire No. | Wire ID | Gauge/Size | Page/Zone | Device ID | Location | Page/Zone
XT0002:1 | JC | FU0136 | CLIP | --- | 12.A4 | XT0002:2 | PANEL A | 12.A4
XT0002:2 | JC | FU0136 | CLIP | --- | 12.A4 | XT0002:3 | PANEL A | 12.A4
XT0002:3 | JC | FU0136 | CLIP | --- | 12.A4 | XT0002:4 | PANEL A | 12.A4
XT0002:4 | JC | FU0136 | CLIP | --- | 12.A4 | XT0002:5 | PANEL A | 12.B4
XT0002:5 | JC | FU0136 | CLIP | --- | 12.B4 | XT0002:6 | PANEL A | 12.B4
XT0002:6 | JC | FU0136 | CLIP | --- | 12.B4 | XT0002:7 | PANEL A | 12.B4
XT0002:7 | JC | FU0136 | CLIP | --- | 12.B4 | XT0002:8 | PANEL A | 12.B4
XT0002:8 | JC | FU0136 | CLIP | --- | 12.B4 | XT0002:9 | PANEL A | 12.C4
XT0002:9 | JC | FU0136 | CLIP | --- | 12.C4 | XT0002:10 | PANEL A | 12.C4
XT0003:1 | JC | 0V | CLIP | --- | 12.A4 | XT0003:2 | PANEL A | 12.A4
XT0003:2 | JC | 0V | CLIP | --- | 12.A4 | XT0003:3 | PANEL A | 12.A4
XT0003:3 | JC | 0V | CLIP | --- | 12.A4 | XT0003:4 | PANEL A | 12.B4
XT0003:4 | JC | 0V | CLIP | --- | 12.B4 | XT0003:5 | PANEL A | 12.B4
XT0003:5 | JC | 0V | CLIP | --- | 12.B4 | XT0003:6 | PANEL A | 12.B4
XT0003:6 | JC | 0V | CLIP | --- | 12.B4 | XT0003:7 | PANEL A | 12.B4
XT0003:7 | JC | 0V | CLIP | --- | 12.B4 | XT0003:8 | PANEL A | 12.C4
XT0003:8 | JC | 0V | CLIP | --- | 12.C4 | XT0003:9 | PANEL A | 12.C4
XT0003:9 | JC | 0V | CLIP | --- | 12.C4 | XT0003:10 | PANEL A | 12.C4
XT0012:1 | JC | 523NEG | CLIP | --- | 13.C3 | XT0012:2 | PANEL A | 13.C3
XT0012:2 | JC | 523NEG | CLIP | --- | 13.C3 | XT0012:3 | PANEL A | 13.C3
XT0012:3 | JC | 523NEG | CLIP | --- | 13.C3 | XT0012:4 | PANEL A | 13.C3
XT0080:1 | JC | 0V | CLIP | --- | 20.A1 | XT0080:2 | PANEL A | 20.D1
XT0080:2 | JC | 0V | CLIP | --- | 20.D1 | XT0080:3 | PANEL A | 20.D1
XT0080:3 | JC | 0V | CLIP | --- | 20.D1 | XT0080:4 | PANEL A | 20.D1
XT0080:5 | JC | 0V | CLIP | --- | 21.A6 | XT0080:6 | PANEL A | 22.A6
XT0080:6 | JC | 0V | CLIP | --- | 22.A6 | XT0080:7 | PANEL A | 23.A6
XT0080:7 | JC | 0V | CLIP | --- | 23.A6 | XT0080:8 | PANEL A | 24.A6
XT0535:1 | JC | FU0535 | CLIP | --- | 31.A5 | XT0535:2 | PANEL A | 31.A5
XT0535:2 | JC | FU0535 | CLIP | --- | 31.A5 | XT0535:3 | PANEL A | 31.A5
XT0535:3 | JC | FU0535 | CLIP | --- | 31.A5 | XT0535:4 | PANEL A | 31.A5
XT0535:4 | JC | FU0535 | CLIP | --- | 31.A5 | XT0535:5 | PANEL A | 31.B5
XT0536:1 | JC | 0V | CLIP | --- | 31.A5 | XT0536:2 | PANEL A | 31.A5
XT0536:2 | JC | 0V | CLIP | --- | 31.A5 | XT0536:3 | PANEL A | 31.A5
XT0536:3 | JC | 0V | CLIP | --- | 31.A5 | XT0536:4 | PANEL A | 31.B5
XT0536:4 | JC | 0V | CLIP | --- | 31.B5 | XT0536:5 | PANEL A | 31.B5
AF0081:03 | SC | KA013014 | WHT | 20 | 18.C7 | KA0130:14 | PANEL A | 18.D6
AF0081:35 | SC | KA0130A1 | WHT | 20 | 18.C7 | KA0130:A1 | PANEL A | 18.C5
AF0081:07 | SC | JP2 | VIO | 20 | 25.B6 | AF0081:39 | PANEL A | 25.B6
AF0081:COM | SC | AF0081N | WHT | 16 | 20.A2 | AF0082:COM | PANEL A | 20.B3
AF0081:COM | SC | AU0080N | WHT | 16 | 20.A2 | AU0080:COM | PANEL A | 20.A1
AF0081:J | SC | * |  |  | 20.A2 | AF0082:P | PANEL A | 20.B3
AF0081:V+ | SC | AF0081P | WHT | 16 | 20.A2 | AF0082:V+ | PANEL A | 20.B3
AF0081:V+ | SC | AU0080P | WHT | 16 | 20.A2 | AU0080:V+ | PANEL A | 20.A1
AF0082:COM | SC | AF0082N | WHT | 16 | 20.B3 | AF0083:COM | PANEL A | 20.B3
AF0082:J | SC | * |  |  | 20.B3 | AF0083:P | PANEL A | 20.B3
AF0082:V+ | SC | AF0082P | WHT | 16 | 20.B3 | AF0083:V+ | PANEL A | 20.B3
AF0083:COM | SC | AF0083N | WHT | 16 | 20.B3 | AF0084:COM | PANEL A | 20.B4
AF0083:J | SC | * |  |  | 20.B3 | AF0084:P | PANEL A | 20.B4
AF0083:SH | SC | AF0083G | GRN | 14 | 20.B3 | AF0084:SH | PANEL A | 20.B4
AF0083:SH | SC | AU0080 | GRN | 14 | 20.B3 | AU0080:GND | PANEL A | 20.A1
AF0083:V+ | SC | AF0083P | WHT | 16 | 20.B3 | AF0084:V+ | PANEL A | 20.B4
AF0084:COM | SC | AF0084N | WHT | 16 | 20.B4 | AF0085:COM | PANEL A | 20.B4
AF0084:J | SC | * |  |  | 20.B4 | AF0085:P | PANEL A | 20.B4
AF0084:SH | SC | AF0084G | GRN | 14 | 20.B4 | AF0085:SH | PANEL A | 20.B4
AF0084:V+ | SC | AF0084P | WHT | 16 | 20.B4 | AF0085:V+ | PANEL A | 20.B4
AF0085:COM | SC | AF0085N | WHT | 16 | 20.B4 | AF0086:COM | PANEL A | 20.B5
AF0085:J | SC | * |  |  | 20.B4 | AF0086:P | PANEL A | 20.B5
AF0085:SH | SC | AF0085G | GRN | 14 | 20.B4 | AF0086:SH | PANEL A | 20.B5
AF0085:V+ | SC | AF0085P | WHT | 16 | 20.B4 | AF0086:V+ | PANEL A | 20.B5
AF0086:COM | SC | AF0086N | WHT | 16 | 20.B5 | AF0087:COM | PANEL A | 20.B6
AF0086:J | SC | * |  |  | 20.B5 | AF0087:P | PANEL A | 20.B6
AF0086:SH | SC | IEG00102 | GRN | 14 | 20.B5 | IEG0010:2 | PANEL A | 20.B6
AF0086:V+ | SC | AF0086P | WHT | 16 | 20.B5 | AF0087:V+ | PANEL A | 20.B6
AF0091:09 | SC | UJ0131OK2 | WHT | 20 | 13.B7 | UJ0131:OK2 | PANEL A | 13.B4
AF0091:41 | SC | UJ0131OK1 | WHT | 20 | 13.B7 | UJ0131:OK1 | PANEL A | 13.B4
AF0091:COM | SC | AF0091N | WHT | 16 | 20.D2 | AF0094:COM | PANEL A | 20.D4
AF0091:COM | SC | AU0090N | WHT | 16 | 20.D2 | AU0090:COM | PANEL A | 20.C2
AF0091:J | SC | * |  |  | 20.D2 | AF0092:P | PANEL A | 20.D3
AF0091:V+ | SC | AF0091P | WHT | 16 | 20.D2 | AF0094:V+ | PANEL A | 20.D4
AF0091:V+ | SC | AU0090P | WHT | 16 | 20.D2 | AU0090:V+ | PANEL A | 20.C2
AF0092:08 | SC | KA3103A1 | WHT | 20 | 92.A6 | KA3103:A1 | PANEL A | 92.A5
AF0092:24 | SC | KA3103A2 | WHT | 20 | 92.A6 | KA3103:A2 | PANEL A | 92.A5
AF0092:COM | SC | 0V | WHT | 16 | 20.D3 | XT0080:2 | PANEL A | 20.D1
AF0092:J | SC | * |  |  | 20.D3 | AF0093:P | PANEL A | 20.D3
AF0092:V+ | SC | FU0091 | WHT | 16 | 20.D3 | FU0091:LD | PANEL A | 20.D1
AF0093:00 | SC | 009300 | WHT | 20 | 102.A7 | KA3221:A1 | PANEL A | 102.B5
AF0093:01 | SC | KA3220A1 | WHT | 20 | 101.A7 | KA3220:A1 | PANEL A | 101.B5
AF0093:04 | SC | KA017611 | WHT | 20 | 131.A7 | KA0176:11 | PANEL A | 131.A6
AF0093:12 | SC | 009312 | WHT | 20 | 19.D7 | PC0470:INP_A | PANEL A | 19.D5
AF0093:13 | SC | KA017711 | WHT | 20 | 132.A7 | KA0177:11 | PANEL A | 132.A6
AF0093:16 | SC | 009316 | WHT | 20 | 102.A7 | KA3221:A2 | PANEL A | 102.B5
AF0093:17 | SC | KA3220A2 | WHT | 20 | 101.A7 | KA3220:A2 | PANEL A | 101.B5
AF0093:20 | SC | 009320 | WHT | 20 | 131.A7 | KA6211:A2 | PANEL A | 131.A6
AF0093:28 | SC | 009328 | WHT | 20 | 19.D7 | PC0470:-PWR | PANEL A | 19.D5
AF0093:29 | SC | 009329 | WHT | 20 | 132.A7 | KA6212:A2 | PANEL A | 132.A6
AF0093:36 | SC | 009336 | WHT | 20 | 131.A7 | KA0176:14 | PANEL A | 131.A6
AF0093:44 | SC | 009344 | WHT | 20 | 19.D7 | PC0470:+PWR | PANEL A | 19.D5
AF0093:45 | SC | 009345 | WHT | 20 | 132.A7 | KA0177:14 | PANEL A | 132.A6
AF0093:COM | SC | 0V | WHT | 16 | 20.D3 | XT0080:3 | PANEL A | 20.D1
AF0093:J | SC | * |  |  | 20.D3 | AF0094:P | PANEL A | 20.D4
AF0093:V+ | SC | FU0092 | WHT | 16 | 20.D3 | FU0092:LD | PANEL A | 20.D1
AF0094:04 | SC | UJ0131VIN | WHT | 20 | 13.A7 | UJ0131:VIN | PANEL A | 13.B4
AF0094:06 | SC | UJ0131IOUT | WHT | 20 | 13.A7 | UJ0131:IOUT | PANEL A | 13.B4
AF0094:J | SC | * |  |  | 20.D4 | AF0095:P | PANEL A | 20.D5
AF0094:SH | SC | IEG00108 | GRN | 14 | 20.D4 | IEG0010:8 | PANEL A | 20.D4
AF0094:SH | SC | AU0090 | GRN | 14 | 20.D4 | AU0090:GND | PANEL A | 20.C2
AF0095:COM | SC | 0V | WHT | 16 | 20.D5 | XT0080:4 | PANEL A | 20.D1
AF0095:V+ | SC | FU0093 | WHT | 16 | 20.D5 | FU0093:LD | PANEL A | 20.D1
AU0080:COM | SC | 0V | WHT | 16 | 20.A1 | XT0080:1 | PANEL A | 20.A1
AU0080:V+ | SC | FU0081 | WHT | 16 | 20.A1 | FU0081:LD | PANEL A | 20.B1
AU0090:COM | SC | 0V | WHT | 16 | 20.C2 | XT0080:2 | PANEL A | 20.D1
AU0090:V+ | SC | FU0090 | WHT | 16 | 20.C2 | FU0090:LD | PANEL A | 20.D1
FU0011:LD | SC | UJ0131P | WHT | 12 | 13.B3 | UJ0131:+ | PANEL A | 13.B4
FU0012:LI | SC | 523POS | --- | BUS | 13.B3 | FU0013:LI | PANEL A | 13.B3
FU0012:LI | SC | 523POS | --- | BUS | 13.B3 | XT0014:1 | PANEL A | 13.B2
FU0013:LI | SC | 523POS | --- | BUS | 13.B3 | FU0014:LI | PANEL A | 13.B3
FU0014:LI | SC | 523POS | --- | BUS | 13.B3 | FU0015:LI | PANEL A | 13.B3
FU0015:LI | SC | 523POS | --- | BUS | 13.B3 | FU0016:LI | PANEL A | 13.C3
FU0016:LI | SC | 523POS | --- | BUS | 13.C3 | FU0017:LI | PANEL A | 13.C3
FU0017:LI | SC | 523POS | --- | BUS | 13.C3 | FU0018:LI | PANEL A | 13.C3
FU0081:LI | SC | FU0080 | WHT | 14 | 20.B1 | FU0090:LI | PANEL A | 20.D1
FU0090:LI | SC | FU0080 | WHT | 14 | 20.D1 | FU0091:LI | PANEL A | 20.D1
FU0091:LI | SC | FU0080 | WHT | 14 | 20.D1 | FU0092:LI | PANEL A | 20.D1
FU0092:LI | SC | FU0080 | WHT | 14 | 20.D1 | FU0093:LI | PANEL A | 20.D1
FU0093:LI | SC | FU0080 | WHT | 14 | 20.D1 | FU0094:LI | PANEL A | 20.D1
FU0136:LD | SC | FU0136 | WHT | 10 | 12.A2 | XT0002:1 | PANEL A | 12.A4
FU0136:LI | SC | 24V | WHT | 10 | 12.A2 | UJ0131:OUT(+) | PANEL A | 13.B4
FU0294:LI | SC | FU0535 | WHT | 12 | 31.A5 | XT0535:4 | PANEL A | 31.A5
FU0295:LI | SC | FU0535 | WHT | 12 | 31.B5 | XT0535:5 | PANEL A | 31.B5
FU0535:LD | SC | FU0535 | WHT | 12 | 31.A4 | XT0535:1 | PANEL A | 31.A5
FU0535:LI | SC | FU0136 | WHT | 12 | 31.A4 | XT0002:7 | PANEL A | 12.B4
GR0131: | SC | GR0131 | GRN/YEL | 14 | 10.A4 | FRAME | PANEL A | 10.A3
GR0132: | SC | GR0132 | GRN/YEL | 14 | 10.A4 | FRAME | PANEL A | 10.A3
GR0133: | SC | IEG00106 | GRN | 14 | 10.A4 | IEG0010:6 | PANEL A | 10.A5
GR0134: | SC | IEG001013 | GRN | 14 | 10.A4 | IEG0010:13 | PANEL A | 10.A5
KA0130:A1 | SC | KA0130A1 | WHT | 20 | 18.C5 | KA0130:11 | PANEL A | 18.D6
KA0145:21 | SC | KA025522 | WHT | 20 | 28.A2 | KA0249:11 | PANEL A | 28.A2
KA0145:21 | SC | KA025522 | WHT | 20 | 28.A2 | KA0255:22 | PANEL A | 28.A1
KA0145:22 | SC | KA0176A1 | WHT | 20 | 28.A2 | KA0176:A1 | PANEL A | 28.A6
KA0145:22 | SC | KA0176A1 | WHT | 20 | 28.A2 | KA0249:12 | PANEL A | 28.A2
KA0145:A2 | SC | 0V | WHT | 20 | 28.B6 | KA0246:A2 | PANEL A | 28.C6
KA0145:A2 | SC | 0V | WHT | 20 | 28.B6 | KA0255:A2 | PANEL A | 28.B6
KA0176:11 | SC | KA017611 | WHT | 20 | 131.A6 | KA0246:11 | PANEL A | 131.A5
KA0176:A1 | SC | KA0176A1 | WHT | 20 | 28.A6 | KA0177:A1 | PANEL A | 28.A6
KA0176:A2 | SC | 0V | WHT | 20 | 28.A6 | KA0177:A2 | PANEL A | 28.A6
KA0176:A2 | SC | 0V | WHT | 20 | 28.A6 | XT0080:7 | PANEL A | 23.A6
KA0177:11 | SC | KA017711 | WHT | 20 | 132.A6 | KA0247:11 | PANEL A | 132.A5
KA0177:A1 | SC | KA0176A1 | WHT | 20 | 28.A6 | KA0179:A1 | PANEL A | 28.B6
KA0177:A2 | SC | 0V | WHT | 20 | 28.A6 | KA0179:A2 | PANEL A | 28.B6
KA0179:A2 | SC | 0V | WHT | 20 | 28.B6 | KA0255:A2 | PANEL A | 28.B6
KA0246:14 | SC | KA6211A1 | WHT | 20 | 131.A5 | KA6211:A1 | PANEL A | 131.A6
KA0246:A1 | SC | KA0254A1 | WHT | 20 | 28.C6 | KA0247:A1 | PANEL A | 28.C6
KA0246:A2 | SC | 0V | WHT | 20 | 28.C6 | KA0247:A2 | PANEL A | 28.C6
KA0247:14 | SC | KA024714 | WHT | 20 | 132.A5 | KA6212:A1 | PANEL A | 132.A6
KA0247:A1 | SC | KA0254A1 | WHT | 20 | 28.C6 | KA0254:A1 | PANEL A | 28.C6
KA0247:A2 | SC | 0V | WHT | 20 | 28.C6 | KA0254:A2 | PANEL A | 28.C6
KA0249:A2 | SC | 0V | WHT | 20 | 28.C6 | KA0254:A2 | PANEL A | 28.C6
PC0470:INP_A | SC | 009312 | WHT | 20 | 19.D5 | PC0470:INP_B | PANEL A | 19.D5
UJ0131:- | SC | 521NEG | WHT | 12 | 13.B4 | XT0011:1 | PANEL A | 13.B3
UJ0131:G | SC | UJ0131G | GRN/YEL | 12 | 13.B4 | FRAME | PANEL A | 13.B4
UJ0131:OUT(-) | SC | 0V | WHT | 10 | 13.B4 | XT0003:1 | PANEL A | 12.A4
XT0003:7 | SC | 0V | WHT | 12 | 12.B4 | XT0536:1 | PANEL A | 31.A5
AU0080:L1 | WC0009 | AU0090L2 | ENET | CABLE | 2.A4 | AU0090:L2 | PANEL A | 2.A3
AF0081:04 | SC | SB0472B212 | WHT | 20 | 44.B7 | SB0472:B2-12 | CONTROL,JB70;TT6 | 44.B1
AF0081:36 | SC | SB0472B211 | WHT | 20 | 44.B7 | SB0472:B2-11 | CONTROL,JB70;TT6 | 44.B1
AF0087:02 | SC | SB047112 | WHT | 20 | 43.D7 | SB0471:12 | CONTROL,JB70;TT6 | 43.D1
AF0087:03 | SC | SB047314 | WHT | 20 | 43.D7 | SB0473:14 | CONTROL,JB70;TT6 | 43.D1
AF0087:04 | SC | SB047414 | WHT | 20 | 44.A7 | SB0474:14 | CONTROL,JB70;TT6 | 44.A1
AF0087:05 | SC | SA047312 | WHT | 20 | 42.D7 | SA0473:12 | CONTROL,JB70;TT6 | 42.D1
AF0087:06 | SC | SA047314 | WHT | 20 | 42.D7 | SA0473:14 | CONTROL,JB70;TT6 | 42.D1
AF0087:07 | SC | SA0471B214 | WHT | 20 | 44.A7 | SA0471:B2-14 | CONTROL,JB70;TT6 | 44.A1
AF0087:08 | SC | SA0471B114 | WHT | 20 | 44.B7 | SA0471:B1-14 | CONTROL,JB70;TT6 | 44.B1
AF0087:12 | SC | SA0474B214 | WHT | 20 | 47.C7 | SA0474:B2-14 | CONTROL,JB70;TT6 | 47.C1
AF0087:13 | SC | SA0474B114 | WHT | 20 | 47.C7 | SA0474:B1-14 | CONTROL,JB70;TT6 | 47.C1
AF0087:34 | SC | SB047111 | WHT | 20 | 43.D7 | SB0471:11 | CONTROL,JB70;TT6 | 43.D1
AF0087:35 | SC | SB047313 | WHT | 20 | 43.D7 | SB0473:13 | CONTROL,JB70;TT6 | 43.D1
AF0087:36 | SC | SB047413 | WHT | 20 | 44.A7 | SB0474:13 | CONTROL,JB70;TT6 | 44.A1
AF0087:37 | SC | SA047311 | WHT | 20 | 42.D7 | SA0473:11 | CONTROL,JB70;TT6 | 42.D1
AF0087:38 | SC | SA047313 | WHT | 20 | 42.D7 | SA0473:13 | CONTROL,JB70;TT6 | 42.D1
AF0087:39 | SC | SA0471B213 | WHT | 20 | 44.A7 | SA0471:B2-13 | CONTROL,JB70;TT6 | 44.A1
AF0087:40 | SC | SA0471B113 | WHT | 20 | 44.B7 | SA0471:B1-13 | CONTROL,JB70;TT6 | 44.B1
AF0087:44 | SC | SA0474B213 | WHT | 20 | 47.C7 | SA0474:B2-13 | CONTROL,JB70;TT6 | 47.C1
AF0087:45 | SC | SA0474B113 | WHT | 20 | 47.C7 | SA0474:B1-13 | CONTROL,JB70;TT6 | 47.C1
PEG0130:2 | SC | AT1100G | GRN/YEL | 14 | 46.D5 | AT1100:GND | CONTROL,JB70;TT6 | 46.D3
KA0249:A1 | SC | KA0245A1 | WHT | 20 | 28.C6 | AT0170:32 | FIRE SYSTEM CONTROLLER PANEL | 40.C3
KA0254:A1 | SC | KA0254A1 | WHT | 20 | 28.C6 | AT0170:26 | FIRE SYSTEM CONTROLLER PANEL | 40.B3
XT0535:3 | SC | FU0535 | WHT | 14 | 31.A5 | XT0170:2 | FIRE SYSTEM CONTROLLER PANEL | 40.A2
XT0536:3 | SC | 0V | WHT | 14 | 31.A5 | XT0170:3 | FIRE SYSTEM CONTROLLER PANEL | 40.A2
AF0092:12 | SC | 009212 | WHT | 20 | 45.A6 | KA0875:A1 | JB70 LEFT RAIL | 45.A5
AF0081:00 | SC | UA1200J21 | WHT | 20 | 18.D7 | XT0089:19 | PANEL B | 18.D5
AF0081:01 | SC | KA024314 | WHT | 20 | 23.D7 | KA0243:14 | PANEL B | 23.D6
AF0081:02 | SC | KA024514 | WHT | 20 | 23.D7 | KA0245:14 | PANEL B | 23.D6
AF0081:08 | SC | KT014618 | WHT | 20 | 26.B6 | KT0146:18 | PANEL B | 26.B2
AF0081:09 | SC | KA023914 | WHT | 20 | 24.B6 | KA0239:14 | PANEL B | 24.B5
AF0081:19 | SC | UA1200J27 | WHT | 20 | 18.C7 | UA1200:J2-7 | PANEL B | 18.B1
AF0081:24 | SC | KA0131A2 | WHT | 20 | 26.B6 | KA0131:A2 | PANEL B | 26.C5
AF0081:33 | SC | KA024311 | WHT | 20 | 23.D7 | KA0243:11 | PANEL B | 23.D6
AF0081:34 | SC | KA024511 | WHT | 20 | 23.D7 | KA0245:11 | PANEL B | 23.D6
AF0081:40 | SC | KA014124 | WHT | 20 | 26.B6 | KA0141:24 | PANEL B | 26.B5
AF0081:41 | SC | KA023911 | WHT | 20 | 24.B6 | KA0239:11 | PANEL B | 24.B5
AF0087:09 | SC | KA013112 | WHT | 20 | 22.B2 | KA0137:24 | PANEL B | 22.B1
AF0087:11 | SC | KA013624 | WHT | 20 | 21.D3 | KA0136:24 | PANEL B | 21.D3
AF0087:43 | SC | KA013621 | WHT | 20 | 21.D3 | KA0136:21 | PANEL B | 21.D3
AF0091:07 | SC | KA014114 | WHT | 20 | 26.A6 | KA0141:14 | PANEL B | 26.A5
AF0091:12 | SC | KA0134A1 | WHT | 20 | 21.D5 | KA0134:A1 | PANEL B | 21.D6
AF0091:39 | SC | KA014111 | WHT | 20 | 26.A6 | KA0141:11 | PANEL B | 26.A5
AF0092:02 | SC | KA0133A1 | WHT | 20 | 21.B4 | KA0133:A1 | PANEL B | 21.B6
AF0092:06 | SC | KA013114 | WHT | 20 | 22.B3 | KA0131:14 | PANEL B | 22.B4
AF0092:45 | SC | KA024022 | WHT | 20 | 43.C7 | KA0240:22 | PANEL B | 43.C6
AF0094:05 | SC | 0V | WHT | 20 | 13.A7 | XT0082:5 | PANEL B | 19.B1
AF0094:07 | SC | 0V | WHT | 20 | 13.A7 | XT0082:5 | PANEL B | 19.B1
AF0095:02 | SC | 009502 | WHT | 20 | 79.B7 | KA0221:14 | PANEL B | 79.B6
FU0081:LI | SC | FU0080 | WHT | 14 | 20.B1 | FU0080:LD | PANEL B | 19.A1
IEG0010:1 | SC | IEG02300 | GRN | 8 | 10.A2 | IEG0230:0 | PANEL B | 10.A2
IEG0010:12 | SC | IEG001012 | GRN | 16 | 18.D2 | UA1200:J3-4 | PANEL B | 18.B1
IEG0010:4 | SC | IEG00104 | GRN | 14 | 16.C6 | XT0400:3 | PANEL B | 16.C5
KA0130:A2 | SC | UA1200J26 | WHT | 20 | 18.C5 | UA1200:J2-6 | PANEL B | 18.B1
KA0135:A1 | SC | KA0135A1 | WHT | 20 | 22.B6 | XT0089:22 | PANEL B | 22.C5
KA0135:A1 | SC | KA0135A1 | WHT | 20 | 22.B6 | KA0131:11 | PANEL B | 22.B4
KA0135:A2 | SC | 0V | WHT | 20 | 22.B6 | KA0137:A2 | PANEL B | 22.A6
KA0145:A1 | SC | KA0135A1 | WHT | 20 | 28.B6 | XT0089:22 | PANEL B | 22.C5
KA0246:A1 | SC | KA0254A1 | WHT | 20 | 28.C6 | XT0089:10 | PANEL B | 23.A5
KA0249:A1 | SC | KA0245A1 | WHT | 20 | 28.C6 | XT0089:11 | PANEL B | 23.C5
KA0255:21 | SC | FU0139 | WHT | 20 | 28.A1 | XT0081:3 | PANEL B | 23.A2
KA0255:A1 | SC | KA0131A1 | WHT | 20 | 28.B6 | XT0089:9 | PANEL B | 26.D4
XT0002:1 | SC | FU0136 | WHT | 14 | 12.A4 | FU0210:LI | PANEL B | 14.A2
XT0002:2 | SC | FU0136 | WHT | 12 | 12.A4 | FU0137:LI | PANEL B | 19.A2
XT0002:3 | SC | FU0136 | WHT | 14 | 12.A4 | FU0410:LI | PANEL B | 16.C1
XT0003:1 | SC | 0V | WHT | 14 | 12.A4 | XT0062:1 | PANEL B | 14.A1
XT0003:2 | SC | 0V | WHT | 12 | 12.A4 | XT0082:1 | PANEL B | 19.A1
XT0003:3 | SC | 0V | WHT | 14 | 12.A4 | XT0401:1 | PANEL B | 16.A1
XT0080:1 | SC | 0V | WHT | 14 | 20.A1 | XT0082:2 | PANEL B | 19.A1
XT0080:5 | SC | 0V | WHT | 20 | 21.A6 | KT0140:A2 | PANEL B | 21.A6
XT0080:5 | SC | 0V | WHT | 20 | 21.A6 | XT0089:18 | PANEL B | 26.A2
XT0080:5 | SC | 0V | WHT | 20 | 21.A6 | XT0082:2 | PANEL B | 19.A1
XT0080:6 | SC | 0V | WHT | 20 | 22.A6 | KT0145:A2 | PANEL B | 22.A6
XT0080:7 | SC | 0V | WHT | 20 | 23.A6 | KA0243:A2 | PANEL B | 23.A6
XT0080:8 | SC | 0V | WHT | 20 | 24.A6 | KA0241:A2 | PANEL B | 24.A6
XT0080:9 | SC | KM3170EP | WHT | 20 | 97.C5 | KA0138:11 | PANEL B | 97.C5
AU0090:L1 | WC0045 | AF0450L2 | ENET | CABLE | 2.A3 | AF0450:L2 | PANEL B | 2.A1
XT0002:4 | SC | FU0136 | WHT | 14 | 12.A4 | FU0010:LI | PLC | 5.B1
XT0003:4 | SC | 0V | WHT | 14 | 12.B4 | UV0600:(-) | PLC | 5.B2
AF0087:00 | SC | SH047114 | WHT | 20 | 43.A7 | XT0111:4 | RAIL,RIGHT,JB70 | 43.A5
AF0087:01 | SC | SH047012 | WHT | 20 | 43.B7 | XT0111:8 | RAIL,RIGHT,JB70 | 43.B5
AF0087:32 | SC | SH047113 | WHT | 20 | 43.A7 | XT0111:3 | RAIL,RIGHT,JB70 | 43.A5
AF0087:33 | SC | SH047011 | WHT | 20 | 43.B7 | XT0111:7 | RAIL,RIGHT,JB70 | 43.B5
AF0092:13 | SC | SH0472X2 | WHT | 20 | 43.C7 | XT0111:17 | RAIL,RIGHT,JB70 | 43.C5
AF0092:28 | SC | HA047201 | WHT | 20 | 45.A6 | XT0111:24 | RAIL,RIGHT,JB70 | 45.A5
AF0092:29 | SC | SH0472X1 | WHT | 20 | 43.C7 | XT0111:18 | RAIL,RIGHT,JB70 | 43.C5
AF0093:06 | SC | SH0470X2 | WHT | 20 | 43.B7 | XT0111:11 | RAIL,RIGHT,JB70 | 43.B5
AF0093:15 | SC | SH0471X2 | WHT | 20 | 43.A7 | XT0111:5 | RAIL,RIGHT,JB70 | 43.A5
AF0093:22 | SC | SH0470X1 | WHT | 20 | 43.B7 | XT0111:12 | RAIL,RIGHT,JB70 | 43.C5
AF0093:31 | SC | SH0471X1 | WHT | 20 | 43.A7 | XT0111:6 | RAIL,RIGHT,JB70 | 43.A5
XT0002:6 | SC | FU0136 | WHT | 14 | 12.B4 | XT0111:21 | RAIL,RIGHT,JB70 | 46.D4
XT0002:7 | SC | FU0136 | WHT | 14 | 12.B4 | XT0051:1 | RAIL,RIGHT,JB70 | 8.A4
XT0003:6 | SC | 0V | WHT | 14 | 12.B4 | XT0111:22 | RAIL,RIGHT,JB70 | 46.D4
XT0003:7 | SC | 0V | WHT | 14 | 12.B4 | XT0051:5 | RAIL,RIGHT,JB70 | 8.A3
AU0080:L2 | WC0008 | AU0080L2 | ENET | CABLE | 2.A4 | BA1100:L1 | RAIL,RIGHT,JB70 | 2.A5
SolarTools ver. 24.0.84.24712 (Jul 31, 2025)
Report date: 4/29/2026 4:26 PM

## PANEL B
PANEL B
JB70
Project # | 4N171
Project Name | FLNG Production
Revision | B.4
Controls DE | CAROLYN CRAIG
Phone:
Controls ME | Hector Medrano
Phone:
From | [5 empty] | To
Device ID | Cable (W) Conductor (SC) Jumper Clip (JC) | Wire No. | Wire ID | Gauge/Size | Page/Zone | Device ID | Location | Page/Zone
XT0060:1 | JC | 0V | CLIP | --- | 15.A1 | XT0060:2 | PANEL B | 15.B1
XT0060:2 | JC | 0V | CLIP | --- | 15.B1 | XT0060:3 | PANEL B | 15.B1
XT0060:3 | JC | 0V | CLIP | --- | 15.B1 | XT0060:4 | PANEL B | 15.C1
XT0062:1 | JC | 0V | CLIP | --- | 14.A1 | XT0062:2 | PANEL B | 14.A1
XT0062:2 | JC | 0V | CLIP | --- | 14.A1 | XT0062:3 | PANEL B | 14.B1
XT0062:3 | JC | 0V | CLIP | --- | 14.B1 | XT0062:4 | PANEL B | 14.B1
XT0081:1 | JC | FU0139 | CLIP | --- | 21.A2 | XT0081:2 | PANEL B | 22.A2
XT0081:3 | JC | FU0139 | CLIP | --- | 23.A2 | XT0081:4 | PANEL B | 24.A3
XT0081:4 | JC | FU0139 | CLIP | --- | 24.A3 | XT0081:5 | PANEL B | 24.A3
XT0081:5 | JC | FU0139 | CLIP | --- | 24.A3 | XT0081:6 | PANEL B | 24.A3
XT0082:1 | JC | 0V | CLIP | --- | 19.A1 | XT0082:2 | PANEL B | 19.A1
XT0082:2 | JC | 0V | CLIP | --- | 19.A1 | XT0082:3 | PANEL B | 19.B1
XT0082:3 | JC | 0V | CLIP | --- | 19.B1 | XT0082:4 | PANEL B | 19.B1
XT0082:4 | JC | 0V | CLIP | --- | 19.B1 | XT0082:5 | PANEL B | 19.B1
XT0089:6 | JC | ESTOP | CLIP | --- | 24.D5 | XT0089:7 | PANEL B | 24.D5
XT0089:8 | JC | KA0131A1 | CLIP | --- | 26.D4 | XT0089:9 | PANEL B | 26.D4
XT0401:1 | JC | 0V | CLIP | --- | 16.A1 | XT0401:2 | PANEL B | 16.C1
AF0061:02 | SC | 006102 | WHT | 20 | 70.B7 | KA0233:14 | PANEL B | 70.B5
AF0061:14 | SC | 006114 | WHT | 20 | 68.B7 | KA0234:14 | PANEL B | 68.B5
AF0061:COM | SC | 0V | WHT | 16 | 15.B2 | XT0060:2 | PANEL B | 15.B1
AF0061:J | SC | * |  |  | 15.B2 | AF0062:P | PANEL B | 15.B3
AF0061:V+ | SC | FU0062 | WHT | 16 | 15.B2 | FU0062:LD | PANEL B | 15.B1
AF0062:00 | SC | 006200 | WHT | 20 | 79.C7 | KA0222:14 | PANEL B | 79.C6
AF0062:COM | SC | 0V | WHT | 16 | 15.B3 | XT0060:3 | PANEL B | 15.B1
AF0062:J | SC | * |  |  | 15.B3 | AF0063:P | PANEL B | 15.B3
AF0062:V+ | SC | FU0063 | WHT | 16 | 15.B3 | FU0063:LD | PANEL B | 15.B1
AF0063:COM | SC | AF0063N | WHT | 16 | 15.B3 | AF0064:COM | PANEL B | 15.A4
AF0063:COM | SC | AU0060N | WHT | 16 | 15.B3 | AU0060:COM | PANEL B | 15.A2
AF0063:J | SC | * |  |  | 15.B3 | AF0064:P | PANEL B | 15.A4
AF0063:V+ | SC | AF0063P | WHT | 16 | 15.B3 | AF0064:V+ | PANEL B | 15.A4
AF0063:V+ | SC | AU0060P | WHT | 16 | 15.B3 | AU0060:V+ | PANEL B | 15.A2
AF0064:COM | SC | AF0064N | WHT | 16 | 15.A4 | AF0065:COM | PANEL B | 15.A5
AF0064:J | SC | * |  |  | 15.A4 | AF0065:P | PANEL B | 15.A5
AF0064:SH | SC | AF0064G | GRN | 14 | 15.A4 | AF0065:SH | PANEL B | 15.A5
AF0064:SH | SC | AU0060 | GRN | 14 | 15.A4 | AU0060:GND | PANEL B | 15.A2
AF0064:V+ | SC | AF0064P | WHT | 16 | 15.A4 | AF0065:V+ | PANEL B | 15.A5
AF0065:COM | SC | AF0065N | WHT | 16 | 15.A5 | AF0066:COM | PANEL B | 15.B5
AF0065:J | SC | * |  |  | 15.A5 | AF0066:P | PANEL B | 15.B5
AF0065:SH | SC | AF0065G | GRN | 14 | 15.A5 | AF0066:SH | PANEL B | 15.B5
AF0065:V+ | SC | AF0065P | WHT | 16 | 15.A5 | AF0066:V+ | PANEL B | 15.B5
AF0066:COM | SC | AF0066N | WHT | 16 | 15.B5 | AF0068:COM | PANEL B | 15.B6
AF0066:J | SC | * |  |  | 15.B5 | AF0067:P | PANEL B | 15.B6
AF0066:SH | SC | AF0066G | GRN | 14 | 15.B5 | AF0068:SH | PANEL B | 15.B6
AF0066:V+ | SC | AF0066P | WHT | 16 | 15.B5 | AF0068:V+ | PANEL B | 15.B6
AF0067:COM | SC | 0V | WHT | 16 | 15.B6 | XT0060:3 | PANEL B | 15.B1
AF0067:J | SC | * |  |  | 15.B6 | AF0068:P | PANEL B | 15.B6
AF0067:V+ | SC | FU0064 | WHT | 16 | 15.B6 | FU0064:LD | PANEL B | 15.B1
AF0068:SH | SC | IEG02304 | GRN | 14 | 15.B6 | IEG0230:4 | PANEL B | 15.B7
AF0071:COM | SC | AF0071N | WHT | 16 | 15.C2 | AF0072:COM | PANEL B | 15.C3
AF0071:COM | SC | AU0070N | WHT | 16 | 15.C2 | AU0070:COM | PANEL B | 15.C2
AF0071:J | SC | * |  |  | 15.C2 | AF0072:P | PANEL B | 15.C3
AF0071:SH | SC | AF0071G | GRN | 14 | 15.C2 | AF0072:SH | PANEL B | 15.C3
AF0071:SH | SC | AU0070 | GRN | 14 | 15.C2 | AU0070:GND | PANEL B | 15.C2
AF0071:V+ | SC | AF0071P | WHT | 16 | 15.C2 | AF0072:V+ | PANEL B | 15.C3
AF0071:V+ | SC | AU0070P | WHT | 16 | 15.C2 | AU0070:V+ | PANEL B | 15.C2
AF0072:COM | SC | AF0072N | WHT | 16 | 15.C3 | AF0073:COM | PANEL B | 15.C3
AF0072:J | SC | * |  |  | 15.C3 | AF0073:P | PANEL B | 15.C3
AF0072:SH | SC | AF0072G | GRN | 14 | 15.C3 | AF0073:SH | PANEL B | 15.C3
AF0072:V+ | SC | AF0072P | WHT | 16 | 15.C3 | AF0073:V+ | PANEL B | 15.C3
AF0073:COM | SC | AF0073N | WHT | 16 | 15.C3 | AF0074:COM | PANEL B | 15.C4
AF0073:J | SC | * |  |  | 15.C3 | AF0074:P | PANEL B | 15.C4
AF0073:SH | SC | AF0073G | GRN | 14 | 15.C3 | AF0074:SH | PANEL B | 15.C4
AF0073:V+ | SC | AF0073P | WHT | 16 | 15.C3 | AF0074:V+ | PANEL B | 15.C4
AF0074:05 | SC | 007405 | WHT | 20 | 26.A2 | XT0089:17 | PANEL B | 26.A2
AF0074:21 | SC | 0V | WHT | 20 | 26.A2 | XT0089:18 | PANEL B | 26.A2
AF0074:COM | SC | AF0074N | WHT | 16 | 15.C4 | AF0075:COM | PANEL B | 15.C5
AF0074:J | SC | * |  |  | 15.C4 | AF0075:P | PANEL B | 15.C5
AF0074:SH | SC | AF0074G | GRN | 14 | 15.C4 | AF0075:SH | PANEL B | 15.C5
AF0074:V+ | SC | AF0074P | WHT | 16 | 15.C4 | AF0075:V+ | PANEL B | 15.C5
AF0075:COM | SC | AF0075N | WHT | 16 | 15.C5 | AF0077:COM | PANEL B | 15.C6
AF0075:J | SC | * |  |  | 15.C5 | AF0076:P | PANEL B | 15.C5
AF0075:SH | SC | AF0075G | GRN | 14 | 15.C5 | AF0077:SH | PANEL B | 15.C6
AF0075:V+ | SC | AF0075P | WHT | 16 | 15.C5 | AF0077:V+ | PANEL B | 15.C6
AF0076:00 | SC | KA023514 | WHT | 20 | 83.B7 | KA0235:14 | PANEL B | 83.B5
AF0076:01 | SC | KA023714 | WHT | 20 | 84.B7 | KA0237:14 | PANEL B | 84.B5
AF0076:02 | SC | 007602 | WHT | 20 | 79.B7 | KA0221:A1 | PANEL B | 79.B6
AF0076:04 | SC | 007604 | WHT | 20 | 79.C7 | KA0222:A1 | PANEL B | 79.C6
AF0076:08 | SC | KA1020A1 | WHT | 20 | 14.C7 | KA1020:A1 | PANEL B | 14.C5
AF0076:10 | SC | KT014615 | WHT | 20 | 26.B2 | KT0146:15 | PANEL B | 26.B2
AF0076:11 | SC | UA1200J14 | WHT | 20 | 18.C7 | UA1200:J1-4 | PANEL B | 18.B1
AF0076:12 | SC | 007612 | WHT | 20 | 18.C7 | XT0237:1 B2 | PANEL B | 18.C5
AF0076:13 | SC | KT0146B1 | WHT | 20 | 26.B6 | KT0146:B1 | PANEL B | 26.B4
AF0076:18 | SC | 007618 | WHT | 20 | 79.B7 | KA0221:A2 | PANEL B | 79.B6
AF0076:20 | SC | 007620 | WHT | 20 | 79.C7 | KA0222:A2 | PANEL B | 79.C6
AF0076:24 | SC | KA1020A2 | WHT | 20 | 14.C7 | KA1020:A2 | PANEL B | 14.C5
AF0076:29 | SC | KT0146A2 | WHT | 20 | 26.B6 | KT0146:A2 | PANEL B | 26.B4
AF0076:COM | SC | 0V | WHT | 16 | 15.C5 | XT0060:4 | PANEL B | 15.C1
AF0076:J | SC | * |  |  | 15.C5 | AF0077:P | PANEL B | 15.C6
AF0076:V+ | SC | FU0076 | WHT | 16 | 15.C5 | FU0076:LD | PANEL B | 15.D1
AF0077:SH | SC | IEG02301 | GRN | 14 | 15.C6 | IEG0230:1 | PANEL B | 15.D6
XT0089:5 | SC | JP6 | CLIP | -- | 25.C4 | XT0089:4 | PANEL B | 25.C4
XT0089:2 | SC | JP0 | VIO | 20 | 25.B4 | XT0089:1 | PANEL B | 25.B4
AF0400:12 | SC | XT04002 | GRN | 16 | 16.A6 | XT0400:2 | PANEL B | 16.C6
AF0410:32 | SC | XT04001 | GRN | 16 | 16.A5 | XT0400:1 | PANEL B | 16.C5
AF0410:53 | SC | 0V | WHT | 16 | 16.A5 | XT0401:2 | PANEL B | 16.C1
AF0410:54 | SC | 0V | WHT | 16 | 16.A5 | AF0420:53 | PANEL B | 16.A4
AF0410:55 | SC | FU0410 | WHT | 16 | 16.A5 | FU0410:LD | PANEL B | 16.C1
AF0410:56 | SC | FU0410 | WHT | 16 | 16.A5 | AF0420:55 | PANEL B | 16.A4
AF0420:32 | SC | XT04001 | GRN | 16 | 16.A4 | XT0400:1 | PANEL B | 16.C5
AF0420:54 | SC | 0V | WHT | 16 | 16.A4 | AF0430:53 | PANEL B | 16.A3
AF0420:56 | SC | FU0410 | WHT | 16 | 16.A4 | AF0430:55 | PANEL B | 16.A3
AF0430:32 | SC | XT04001 | GRN | 16 | 16.A3 | XT0400:1 | PANEL B | 16.C5
AF0430:54 | SC | 0V | WHT | 16 | 16.A3 | AF0450:53 | PANEL B | 16.A1
AF0430:56 | SC | FU0410 | WHT | 16 | 16.A3 | AF0450:55 | PANEL B | 16.A1
AF0450:32 | SC | XT04001 | GRN | 16 | 16.A1 | XT0400:1 | PANEL B | 16.C5
AU0060:COM | SC | 0V | WHT | 16 | 15.A2 | XT0060:2 | PANEL B | 15.B1
AU0060:V+ | SC | FU0061 | WHT | 16 | 15.A2 | FU0061:LD | PANEL B | 15.B1
AU0070:COM | SC | 0V | WHT | 16 | 15.C2 | XT0060:4 | PANEL B | 15.C1
AU0070:V+ | SC | FU0070 | WHT | 16 | 15.C2 | FU0070:LD | PANEL B | 15.C1
FU0060:LI | SC | FU0210 | WHT | 12 | 14.A1 | FU0210:LD | PANEL B | 14.A2
FU0060:LI | SC | FU0210 | WHT | 12 | 14.A1 | FU0100:LI | PANEL B | 14.A1
FU0061:LI | SC | FU0060 | WHT | 14 | 15.B1 | FU0060:LD | PANEL B | 14.A1
FU0061:LI | SC | FU0060 | WHT | 14 | 15.B1 | FU0062:LI | PANEL B | 15.B1
FU0062:LI | SC | FU0060 | WHT | 14 | 15.B1 | FU0063:LI | PANEL B | 15.B1
FU0063:LI | SC | FU0060 | WHT | 14 | 15.B1 | FU0064:LI | PANEL B | 15.B1
FU0064:LI | SC | FU0060 | WHT | 14 | 15.B1 | FU0070:LI | PANEL B | 15.C1
FU0070:LI | SC | FU0060 | WHT | 14 | 15.C1 | FU0076:LI | PANEL B | 15.D1
FU0080:LI | SC | FU0137 | WHT | 12 | 19.A1 | FU0137:LD | PANEL B | 19.A2
FU0080:LI | SC | FU0137 | WHT | 12 | 19.A1 | FU0139:LI | PANEL B | 19.A1
FU0100:LD | SC | FU0100 | WHT | 16 | 14.A1 | KA1020:14 | PANEL B | 74.A5
FU0100:LI | SC | FU0210 | WHT | 12 | 14.A1 | FU0113:LI | PANEL B | 14.B1
FU0113:LI | SC | FU0210 | WHT | 12 | 14.B1 | FU0114:LI | PANEL B | 14.B1
FU0114:LI | SC | FU0210 | WHT | 12 | 14.B1 | FU0115:LI | PANEL B | 14.B1
FU0115:LI | SC | FU0210 | WHT | 12 | 14.B1 | FU0212:LI | PANEL B | 14.B1
FU0139:LD | SC | FU0139 | WHT | 16 | 19.A1 | XT0081:1 | PANEL B | 21.A2
FU0139:LI | SC | FU0137 | WHT | 12 | 19.A1 | FU0387:LI | PANEL B | 19.A1
FU0212:LD | SC | FU0212 | WHT | 16 | 14.B1 | KA0239:21 | PANEL B | 18.C6
FU0387:LI | SC | FU0137 | WHT | 12 | 19.A1 | FU0388:LI | PANEL B | 19.B1
FU0388:LD | SC | FU0388 | WHT | 16 | 19.B1 | KA0138:14 | PANEL B | 97.C5
FU0388:LI | SC | FU0137 | WHT | 12 | 19.B1 | FU0389:LI | PANEL B | 19.B1
FU0389:LD | SC | FU0389 | WHT | 16 | 19.B1 | XT0089:20 | PANEL B | 18.D5
GR0231: | SC | IEG02303 | GRN | 14 | 10.A4 | IEG0230:3 | PANEL B | 10.A3
GR0232: | SC | GR0232 | GRN/YEL | 14 | 10.A4 | FRAME | PANEL B | 10.A5
GR0233: | SC | IEG02308 | GRN | 14 | 10.A4 | IEG0230:8 | PANEL B | 10.A5
KA0131:12 | SC | KA013112 | WHT | 20 | 22.B4 | KA0137:24 | PANEL B | 22.B1
KA0131:A1 | SC | KA0131A1 | WHT | 20 | 26.C5 | KA0132:A1 | PANEL B | 26.C5
KA0131:A1 | SC | KA0131A1 | WHT | 20 | 26.C5 | KA0242:14 | PANEL B | 26.C3
KA0131:A2 | SC | KA0131A2 | WHT | 20 | 26.C5 | KA0132:A2 | PANEL B | 26.C5
KA0132:11 | SC | FU0139 | WHT | 20 | 21.A1 | KA0133:11 | PANEL B | 21.B1
KA0132:11 | SC | FU0139 | WHT | 20 | 21.A1 | XT0081:1 | PANEL B | 21.A2
KA0132:12 | SC | KT014315 | WHT | 20 | 21.A1 | KT0142:A1 | PANEL B | 21.A6
KA0132:12 | SC | KT014315 | WHT | 20 | 21.A1 | KA0133:12 | PANEL B | 21.B1
KA0132:21 | SC | KA0138A1 | WHT | 20 | 21.C3 | KA0138:A1 | PANEL B | 21.C6
KA0132:22 | SC | KA013222 | WHT | 20 | 21.C3 | KT0141:18 | PANEL B | 21.C2
KA0132:24 | SC | KA013224 | WHT | 20 | 21.C3 | KA0134:14 | PANEL B | 21.C1
KA0132:A1 | SC | KA0131A1 | WHT | 20 | 26.C5 | KA0141:A1 | PANEL B | 26.C5
KA0132:A2 | SC | KA0131A2 | WHT | 20 | 26.C5 | KA0141:A2 | PANEL B | 26.C5
KA0133:11 | SC | FU0139 | WHT | 20 | 21.B1 | KT0144:A1 | PANEL B | 21.B6
KA0133:A2 | SC | 0V | WHT | 20 | 21.B6 | KA0136:A2 | PANEL B | 21.C6
KA0133:A2 | SC | 0V | WHT | 20 | 21.B6 | KT0144:A2 | PANEL B | 21.B6
KA0134:11 | SC | FU0139 | WHT | 20 | 21.C1 | KT0144:15 | PANEL B | 21.C1
KA0134:11 | SC | FU0139 | WHT | 20 | 21.C1 | KA0136:11 | PANEL B | 21.B1
KA0134:A1 | SC | KA0134A1 | WHT | 20 | 21.D6 | AF0067:12 | PANEL B | 21.D4
KA0134:A2 | SC | 0V | WHT | 20 | 21.D6 | KT0143:A2 | PANEL B | 21.D6
KA0136:11 | SC | FU0139 | WHT | 20 | 21.B1 | KT0144:A1 | PANEL B | 21.B6
KA0136:14 | SC | KA013821 | WHT | 20 | 21.B1 | KA0138:21 | PANEL B | 21.B2
KA0136:A1 | SC | PS32002 | WHT | 20 | 21.C6 | XT0089:13 | PANEL B | 95.D5
KA0136:A2 | SC | 0V | WHT | 20 | 21.C6 | KA0138:A2 | PANEL B | 21.C6
KA0137:11 | SC | FU0139 | WHT | 20 | 21.C1 | KT0140:15 | PANEL B | 21.C1
KA0137:11 | SC | FU0139 | WHT | 20 | 21.C1 | KT0144:15 | PANEL B | 21.C1
KA0137:14 | SC | KA013222 | WHT | 20 | 21.C1 | KT0141:18 | PANEL B | 21.C2
KA0137:14 | SC | KA013222 | WHT | 20 | 21.C1 | KT0144:18 | PANEL B | 21.C1
KA0137:A1 | SC | KA0137A1 | WHT | 20 | 22.A6 | KT0145:18 | PANEL B | 22.A1
KA0137:A2 | SC | 0V | WHT | 20 | 22.A6 | KT0145:A2 | PANEL B | 22.A6
KA0138:24 | SC | KT0144B1 | WHT | 20 | 21.B2 | KT0144:B1 | PANEL B | 21.B6
KA0138:A2 | SC | 0V | WHT | 20 | 21.C6 | KT0143:A2 | PANEL B | 21.D6
KA0141:21 | SC | KT0146A1 | WHT | 20 | 26.B5 | KA0241:21 | PANEL B | 26.A5
KA0141:21 | SC | KT0146A1 | WHT | 20 | 26.B5 | KT0146:A1 | PANEL B | 26.B4
KA0141:24 | SC | KA014124 | WHT | 20 | 26.B5 | KA0241:24 | PANEL B | 26.A5
KA0141:A1 | SC | KA0131A1 | WHT | 20 | 26.C5 | KA0230:A1 | PANEL B | 26.C5
KA0141:A2 | SC | KA0131A2 | WHT | 20 | 26.C5 | KA0230:A2 | PANEL B | 26.C5
KA0221:11 | SC | 023524 | WHT | 20 | 79.B6 | KA0235:24 | PANEL B | 79.B5
KA0222:11 | SC | 023724 | WHT | 20 | 79.C6 | KA0237:24 | PANEL B | 79.C5
KA0230:A1 | SC | KA0131A1 | WHT | 20 | 26.C5 | KA0231:A1 | PANEL B | 26.C5
KA0230:A2 | SC | KA0131A2 | WHT | 20 | 26.C5 | KA0231:A2 | PANEL B | 26.C5
KA0231:24 | SC | KA023124 | WHT | 20 | 24.C2 | KA0245:21 | PANEL B | 24.C3
KA0231:A1 | SC | KA0131A1 | WHT | 20 | 26.C5 | KA0232:A1 | PANEL B | 26.D5
KA0231:A2 | SC | KA0131A2 | WHT | 20 | 26.C5 | KA0232:A2 | PANEL B | 26.D5
KA0232:A1 | SC | KA0131A1 | WHT | 20 | 26.D5 | KA0233:A1 | PANEL B | 26.D5
KA0232:A2 | SC | KA0131A2 | WHT | 20 | 26.D5 | KA0233:A2 | PANEL B | 26.D5
KA0233:A1 | SC | KA0131A1 | WHT | 20 | 26.D5 | KA0234:A1 | PANEL B | 26.D5
KA0233:A2 | SC | KA0131A2 | WHT | 20 | 26.D5 | KA0234:A2 | PANEL B | 26.D5
KA0234:A1 | SC | KA0131A1 | WHT | 20 | 26.D5 | XT0089:8 | PANEL B | 26.D4
KA0235:A1 | SC | ESTOP | WHT | 20 | 24.C6 | XT0089:5 | PANEL B | 25.C4
KA0235:A1 | SC | ESTOP | WHT | 20 | 24.C6 | KA0236:A1 | PANEL B | 24.C6
KA0235:A2 | SC | 0V | WHT | 20 | 24.C6 | KA0236:A2 | PANEL B | 24.C6
KA0235:A2 | SC | 0V | WHT | 20 | 24.C6 | KA0242:A2 | PANEL B | 24.B6
KA0236:11 | SC | FU0139 | WHT | 20 | 24.A2 | XT0081:5 | PANEL B | 24.A3
KA0236:21 | SC | UA1200J21 | WHT | 20 | 24.C2 | KA0241:11 | PANEL B | 24.C2
KA0236:24 | SC | KA024114 | WHT | 20 | 24.C2 | KA0241:14 | PANEL B | 24.C2
KA0236:A1 | SC | ESTOP | WHT | 20 | 24.C6 | KA0237:A1 | PANEL B | 24.C6
KA0236:A2 | SC | 0V | WHT | 20 | 24.C6 | KA0237:A2 | PANEL B | 24.C6
KA0237:A1 | SC | ESTOP | WHT | 20 | 24.C6 | KA0239:A1 | PANEL B | 24.C6
KA0237:A2 | SC | 0V | WHT | 20 | 24.C6 | KA0239:A2 | PANEL B | 24.C6
KA0239:22 | SC | KA024224 | WHT | 20 | 18.C6 | KA0242:24 | PANEL B | 18.C6
KA0239:A1 | SC | ESTOP | WHT | 20 | 24.C6 | KA0240:A1 | PANEL B | 24.C6
KA0239:A2 | SC | 0V | WHT | 20 | 24.C6 | KA0240:A2 | PANEL B | 24.C6
KA0240:11 | SC | PS32004 | WHT | 20 | 95.D6 | XT0089:14 | PANEL B | 95.D5
KA0240:14 | SC | UF1300 | WHT | 20 | 95.D6 | XT0084:1 | PANEL B | 95.D6
KA0240:A1 | SC | ESTOP | WHT | 20 | 24.C6 | KA0251:A1 | PANEL B | 24.D6
KA0240:A2 | SC | 0V | WHT | 20 | 24.C6 | KA0251:A2 | PANEL B | 24.D6
KA0241:11 | SC | UA1200J21 | WHT | 20 | 24.C2 | XT0089:19 | PANEL B | 18.D5
KA0241:14 | SC | KA024114 | WHT | 20 | 24.C2 | KA0231:21 | PANEL B | 24.C2
KA0241:A1 | SC | KA0241A1 | WHT | 20 | 24.A6 | KA0242:A1 | PANEL B | 24.B6
KA0241:A1 | SC | KA0241A1 | WHT | 20 | 24.A6 | XT0081:7 | PANEL B | 24.A3
KA0241:A2 | SC | 0V | WHT | 20 | 24.A6 | KA0242:A2 | PANEL B | 24.B6
KA0242:11 | SC | KT014618 | WHT | 20 | 26.C3 | KA0231:11 | PANEL B | 26.C3
KA0242:11 | SC | KT014618 | WHT | 20 | 26.C3 | KT0146:18 | PANEL B | 26.B2
KA0242:14 | SC | KA0131A1 | WHT | 20 | 26.C3 | KA0231:14 | PANEL B | 26.C3
KA0242:21 | SC | KA024221 | WHT | 20 | 18.C6 | XT0237:1 T2 | PANEL B | 18.C5
KA0243:21 | SC | KA024524 | WHT | 20 | 24.C4 | KA0245:24 | PANEL B | 24.C3
KA0243:24 | SC | ESTOPD | WHT | 20 | 24.C4 | XT0089:1 | PANEL B | 25.B4
KA0243:A1 | SC | KA0254A1 | WHT | 20 | 23.A6 | KA0244:A1 | PANEL B | 23.B6
KA0243:A1 | SC | KA0254A1 | WHT | 20 | 23.A6 | XT0089:10 | PANEL B | 23.A5
KA0243:A2 | SC | 0V | WHT | 20 | 23.A6 | KA0244:A2 | PANEL B | 23.B6
KA0244:11 | SC | FU0139 | WHT | 20 | 22.A1 | XT0081:2 | PANEL B | 22.A2
KA0244:11 | SC | FU0139 | WHT | 20 | 22.A1 | KT0142:15 | PANEL B | 22.A1
KA0244:12 | SC | KT0145A1 | WHT | 20 | 22.A1 | KT0145:A1 | PANEL B | 22.A6
KA0244:A2 | SC | 0V | WHT | 20 | 23.B6 | KA0245:A2 | PANEL B | 23.C6
KA0245:A1 | SC | KA0245A1 | WHT | 20 | 23.C6 | XT0089:11 | PANEL B | 23.C5
KA0251:A1 | SC | ESTOP | WHT | 20 | 24.D6 | XT0089:6 | PANEL B | 24.D5
KA1020:24 | SC | 0V | WHT | 16 | 74.A5 | XT0062:2 | PANEL B | 14.A1
KT0140:16 | SC | KT014115 | WHT | 20 | 21.C1 | KT0141:15 | PANEL B | 21.C2
KT0140:18 | SC | KT0143A1 | WHT | 20 | 21.D1 | KT0143:A1 | PANEL B | 21.D6
KT0140:A1 | SC | KT0140A1 | WHT | 20 | 21.A6 | KT0143:16 | PANEL B | 21.A5
KT0140:A2 | SC | 0V | WHT | 20 | 21.A6 | KT0141:A2 | PANEL B | 21.A6
KT0141:A1 | SC | KT014315 | WHT | 20 | 21.A6 | KT0143:15 | PANEL B | 21.A5
KT0141:A1 | SC | KT014315 | WHT | 20 | 21.A6 | KT0142:A1 | PANEL B | 21.A6
KT0141:A2 | SC | 0V | WHT | 20 | 21.A6 | KT0142:A2 | PANEL B | 21.A6
KT0142:15 | SC | FU0139 | WHT | 20 | 22.A1 | KT0145:15 | PANEL B | 22.A1
KT0142:A2 | SC | 0V | WHT | 20 | 21.A6 | KT0144:A2 | PANEL B | 21.B6
KT0145:15 | SC | FU0139 | WHT | 20 | 22.A1 | KA0137:21 | PANEL B | 22.B1
KT0145:18 | SC | KA0137A1 | WHT | 20 | 22.A1 | KT0142:18 | PANEL B | 22.A1
RR0941:-4.7K OHM | SC | FU0139 | WHT | 20 | 26.A2 | XT0089:16 | PANEL B | 26.A2
RR0941:-4.7K OHM | SC | 007405 | WHT | 20 | 26.A2 | XT0089:17 | PANEL B | 26.A2
RR0942:-1.0K OHM | SC | 0V | WHT | 20 | 26.A2 | XT0089:18 | PANEL B | 26.A2
RR0942:-1.0K OHM | SC | 007405 | WHT | 20 | 26.A2 | XT0089:17 | PANEL B | 26.A2
UA1200:J1-10 | SC | FU0389 | WHT | 20 | 18.B1 | XT0089:20 | PANEL B | 18.D5
UA1200:J1-5 | SC | UA1200J15 | WHT | 20 | 18.B1 | XT0237:1 B1 | PANEL B | 18.C5
UA1200:J1-8 | SC | UA1200J | WHT | 20 | 66.B6 | UA1200:J3-5 | PANEL B | 66.B6
UA1200:J1-9 | SC | 0V | WHT | 20 | 18.B1 | XT0089:21 | PANEL B | 18.D5
UA1200:J2-1 | SC | UA1200J21 | WHT | 20 | 18.B1 | XT0089:19 | PANEL B | 18.D5
UA1200:J2-2 | SC | FU0389 | WHT | 20 | 18.B1 | XT0089:20 | PANEL B | 18.D5
XT0062:2 | SC | 0V | WHT | 14 | 14.A1 | XT0060:1 | PANEL B | 15.A1
XT0081:1 | SC | FU0139 | WHT | 20 | 21.A2 | XT0089:16 | PANEL B | 26.A2
XT0081:2 | SC | FU0139 | WHT | 20 | 22.A2 | XT0081:3 | PANEL B | 23.A2
XT0082:4 | SC | 0V | WHT | 16 | 19.B1 | XT0089:21 | PANEL B | 18.D5
XT0089:12 | SC | FU0139 | WHT | 20 | 95.D5 | XT0081:4 | PANEL B | 24.A3
AU0060:L1 | WC0007 | AU0070L2 | ENET | CABLE | 2.B1 | AU0070:L2 | PANEL B | 2.A6
AF0410:L2 | WC0041 | AF0410L2 | ENET | CABLE | 2.A5 | AF0420:L1 | PANEL B | 2.A5
AF0420:L2 | WC0042 | AF0420L2 | ENET | CABLE | 2.A5 | AF0430:L1 | PANEL B | 2.A6
AF0430:L2 | WC0043 | AF0430L2 | ENET | CABLE | 2.A6 | AF0450:L1 | PANEL B | 2.A1
AF0065:12 | WC4524 | UA1200J13 | RED | 20 | 18.B7 | UA1200:J1-3 | PANEL B | 18.B1
AF0065:28 | WC4524 | UA1200J11 | BLK | 20 | 18.B7 | UA1200:J1-1 | PANEL B | 18.B1
AF0065:60 | WC4524 | UJA1200S | SH | 20 | 18.B7 | FLOATING | PANEL B | 18.B2
AF0400:LBUS | WC8040 | AF0400LBUS | BUS | CABLE | 16.A6 | AF0410:RBUS | PANEL B | 16.A5
AF0410:LBUS | WC8041 | AF0420RBUS | BUS | CABLE | 16.A5 | AF0420:RBUS | PANEL B | 16.A4
AF0420:LBUS | WC8042 | AF0430RBUS | BUS | CABLE | 16.A4 | AF0430:RBUS | PANEL B | 16.A3
AF0430:LBUS | WC8043 | AF0450RBUS | BUS | CABLE | 16.A3 | AF0450:RBUS | PANEL B | 16.A1
AF0410:L1 | WC0017 | AT0170L2 | ENET | CABLE | 2.A5 | AT0170:L2 | FIRE SYSTEM CONTROLLER PANEL | 2.A4
AU0060:L2 | WC0006 | AU0060L2 | ENET | CABLE | 2.B1 | AF0510:L1 | HPC PNL | 2.C4
KA0232:11 | SC | HA047202 | WHT | 20 | 45.A5 | KA0875:11 | JB70 LEFT RAIL | 45.A5
KA0232:12 | SC | KA023212 | WHT | 20 | 45.A5 | KA0178:11 | JB70 LEFT RAIL | 45.A6
FU0080:LD | SC | FU0080 | WHT | 14 | 19.A1 | FU0081:LI | PANEL A | 20.B1
FU0137:LI | SC | FU0136 | WHT | 12 | 19.A2 | XT0002:2 | PANEL A | 12.A4
FU0210:LI | SC | FU0136 | WHT | 14 | 14.A2 | XT0002:1 | PANEL A | 12.A4
FU0410:LI | SC | FU0136 | WHT | 14 | 16.C1 | XT0002:3 | PANEL A | 12.A4
IEG0230:0 | SC | IEG02300 | GRN | 8 | 10.A2 | IEG0010:1 | PANEL A | 10.A2
KA0131:11 | SC | KA0135A1 | WHT | 20 | 22.B4 | KA0135:A1 | PANEL A | 22.B6
KA0131:14 | SC | KA013114 | WHT | 20 | 22.B4 | AF0092:06 | PANEL A | 22.B3
KA0131:A2 | SC | KA0131A2 | WHT | 20 | 26.C5 | AF0081:24 | PANEL A | 26.B6
KA0133:A1 | SC | KA0133A1 | WHT | 20 | 21.B6 | AF0092:02 | PANEL A | 21.B4
KA0134:A1 | SC | KA0134A1 | WHT | 20 | 21.D6 | AF0091:12 | PANEL A | 21.D5
KA0136:21 | SC | KA013621 | WHT | 20 | 21.D3 | AF0087:43 | PANEL A | 21.D3
KA0136:24 | SC | KA013624 | WHT | 20 | 21.D3 | AF0087:11 | PANEL A | 21.D3
KA0137:24 | SC | KA013112 | WHT | 20 | 22.B1 | AF0087:09 | PANEL A | 22.B2
KA0137:A2 | SC | 0V | WHT | 20 | 22.A6 | KA0135:A2 | PANEL A | 22.B6
KA0138:11 | SC | KM3170EP | WHT | 20 | 97.C5 | XT0080:9 | PANEL A | 97.C5
KA0141:11 | SC | KA014111 | WHT | 20 | 26.A5 | AF0091:39 | PANEL A | 26.A6
KA0141:14 | SC | KA014114 | WHT | 20 | 26.A5 | AF0091:07 | PANEL A | 26.A6
KA0141:24 | SC | KA014124 | WHT | 20 | 26.B5 | AF0081:40 | PANEL A | 26.B6
KA0221:14 | SC | 009502 | WHT | 20 | 79.B6 | AF0095:02 | PANEL A | 79.B7
KA0239:11 | SC | KA023911 | WHT | 20 | 24.B5 | AF0081:41 | PANEL A | 24.B6
KA0239:14 | SC | KA023914 | WHT | 20 | 24.B5 | AF0081:09 | PANEL A | 24.B6
KA0240:22 | SC | KA024022 | WHT | 20 | 43.C6 | AF0092:45 | PANEL A | 43.C7
KA0241:A2 | SC | 0V | WHT | 20 | 24.A6 | XT0080:8 | PANEL A | 24.A6
KA0243:11 | SC | KA024311 | WHT | 20 | 23.D6 | AF0081:33 | PANEL A | 23.D7
KA0243:14 | SC | KA024314 | WHT | 20 | 23.D6 | AF0081:01 | PANEL A | 23.D7
KA0243:A2 | SC | 0V | WHT | 20 | 23.A6 | XT0080:7 | PANEL A | 23.A6
KA0245:11 | SC | KA024511 | WHT | 20 | 23.D6 | AF0081:34 | PANEL A | 23.D7
KA0245:14 | SC | KA024514 | WHT | 20 | 23.D6 | AF0081:02 | PANEL A | 23.D7
KT0140:A2 | SC | 0V | WHT | 20 | 21.A6 | XT0080:5 | PANEL A | 21.A6
KT0145:A2 | SC | 0V | WHT | 20 | 22.A6 | XT0080:6 | PANEL A | 22.A6
KT0146:18 | SC | KT014618 | WHT | 20 | 26.B2 | AF0081:08 | PANEL A | 26.B6
UA1200:J2-6 | SC | UA1200J26 | WHT | 20 | 18.B1 | KA0130:A2 | PANEL A | 18.C5
UA1200:J2-7 | SC | UA1200J27 | WHT | 20 | 18.B1 | AF0081:19 | PANEL A | 18.C7
UA1200:J3-4 | SC | IEG001012 | GRN | 16 | 18.B1 | IEG0010:12 | PANEL A | 18.D2
XT0062:1 | SC | 0V | WHT | 14 | 14.A1 | XT0003:1 | PANEL A | 12.A4
XT0081:3 | SC | FU0139 | WHT | 20 | 23.A2 | KA0255:21 | PANEL A | 28.A1
XT0082:1 | SC | 0V | WHT | 12 | 19.A1 | XT0003:2 | PANEL A | 12.A4
XT0082:2 | SC | 0V | WHT | 14 | 19.A1 | XT0080:1 | PANEL A | 20.A1
XT0082:2 | SC | 0V | WHT | 20 | 19.A1 | XT0080:5 | PANEL A | 21.A6
XT0082:5 | SC | 0V | WHT | 20 | 19.B1 | AF0094:07 | PANEL A | 13.A7
XT0082:5 | SC | 0V | WHT | 20 | 19.B1 | AF0094:05 | PANEL A | 13.A7
XT0089:10 | SC | KA0254A1 | WHT | 20 | 23.A5 | KA0246:A1 | PANEL A | 28.C6
XT0089:11 | SC | KA0245A1 | WHT | 20 | 23.C5 | KA0249:A1 | PANEL A | 28.C6
XT0089:18 | SC | 0V | WHT | 20 | 26.A2 | XT0080:5 | PANEL A | 21.A6
XT0089:19 | SC | UA1200J21 | WHT | 20 | 18.D5 | AF0081:00 | PANEL A | 18.D7
XT0089:22 | SC | KA0135A1 | WHT | 20 | 22.C5 | KA0145:A1 | PANEL A | 28.B6
XT0089:22 | SC | KA0135A1 | WHT | 20 | 22.C5 | KA0135:A1 | PANEL A | 22.B6
XT0089:9 | SC | KA0131A1 | WHT | 20 | 26.D4 | KA0255:A1 | PANEL A | 28.B6
XT0400:3 | SC | IEG00104 | GRN | 14 | 16.C5 | IEG0010:4 | PANEL A | 16.C6
XT0401:1 | SC | 0V | WHT | 14 | 16.A1 | XT0003:3 | PANEL A | 12.A4
AF0450:L2 | WC0045 | AF0450L2 | ENET | CABLE | 2.A1 | AU0090:L1 | PANEL A | 2.A3
IEG0230:6 | SC | IEG02306 | GRN | 12 | 5.B6 | AR0600:IE2 | PLC | 5.A1
IEG0230:2 | SC | IEG02302 | GRN | 14 | 10.B4 | GR1000: | RAIL,RIGHT,JB70 | 10.B5
KA0240:21 | SC | SH0472X2 | WHT | 20 | 43.C6 | XT0111:17 | RAIL,RIGHT,JB70 | 43.C5
XT0081:6 | SC | FU0139 | WHT | 20 | 24.A3 | XT0111:15 | RAIL,RIGHT,JB70 | 43.C5
XT0081:7 | SC | KA0241A1 | WHT | 20 | 24.A3 | XT0111:16 | RAIL,RIGHT,JB70 | 43.C5
XT0089:3 | SC | ESTOPB | WHT | 20 | 25.B4 | XT0111:19 | RAIL,RIGHT,JB70 | 44.C5
XT0089:4 | SC | ESTOPA | WHT | 20 | 25.C4 | XT0111:20 | RAIL,RIGHT,JB70 | 44.C5
AU0070:L1 | WC0010 | BA1100L2 | ENET | CABLE | 2.A6 | BA1100:L2 | RAIL,RIGHT,JB70 | 2.A5
SolarTools ver. 24.0.84.24712 (Jul 31, 2025)
Report date: 4/29/2026 4:26 PM

## PLC
PLC
PLC PANEL,JB70
Project # | 4N171
Project Name | FLNG Production
Revision | B.4
Controls DE | CAROLYN CRAIG
Phone:
Controls ME | Hector Medrano
Phone:
From | [5 empty] | To
Device ID | Cable (W) Conductor (SC) Jumper Clip (JC) | Wire No. | Wire ID | Gauge/Size | Page/Zone | Device ID | Location | Page/Zone
AR0600:IE1 | SC | UV0600G | GRN | 14 | 5.A1 | UV0600:GND | PLC | 5.B2
AT0680:NEG | SC | 0V | WHT | 14 | 7.A5 | XT0680:2 | PLC | 7.A4
AT0680:POS | SC | AT0680POS | WHT | 14 | 7.A5 | XT0680:1 | PLC | 7.A4
FU0010:LD | SC | FU0010 | WHT | 14 | 5.B1 | UV0600:(+) | PLC | 5.B2
FU0680:LD | SC | AT0680POS | WHT | 14 | 7.A4 | XT0680:1 | PLC | 7.A4
GR0234: | SC | GR0234 | GRN/YEL | 14 | 10.B2 | FG1:1 | PLC | 10.B2
AP0602:L2 | WC0001 | AP0602L2 | ENET | CABLE | 2.A2 | AP0603:L1 | PLC | 2.A3
AP0609:L1 | WC0680 | AP0609L1 | ENET | CABLE | 3.A2 | AT0680:LAN1 | PLC | 3.A2
AP0603:L2 | WC0003 | AP0603L2 | ENET | CABLE | 2.A3 | AT0170:L1 | FIRE SYSTEM CONTROLLER PANEL | 2.A4
FU0010:LI | SC | FU0136 | WHT | 14 | 5.B1 | XT0002:4 | PANEL A | 12.A4
UV0600:(-) | SC | 0V | WHT | 14 | 5.B2 | XT0003:4 | PANEL A | 12.B4
AR0600:IE2 | SC | IEG02306 | GRN | 12 | 5.A1 | IEG0230:6 | PANEL B | 5.B6
FU0680:LI | SC | FU0136 | WHT | 14 | 7.A4 | XT0051:4 | RAIL,RIGHT,JB70 | 8.C4
XT0680:2 | SC | 0V | WHT | 14 | 7.A4 | XT0051:8 | RAIL,RIGHT,JB70 | 8.C3
AP0602:L1 | WC9001 | BA0001RJ45 | ENET | CABLE | 2.A2 | BA0001:RJ45 | RAIL,RIGHT,JB70 | 2.A2
AT0680:LAN2 | WC9019 | AT0680LAN2 | ENET | CABLE | 3.A2 | BA0009:RJ45 | RAIL,RIGHT,JB70 | 3.A3
AT0680:LAN3 | WC9111 | AT0680LAN3 | ENET | CABLE | 3.A2 | BA0011:RJ45 | RAIL,RIGHT,JB70 | 3.B3
SolarTools ver. 24.0.84.24712 (Jul 31, 2025)
Report date: 4/29/2026 4:26 PM

## PROX,HPC
PROX,HPC
Project # | 4N171
Project Name | FLNG Production
Revision | B.4
Controls DE | CAROLYN CRAIG
Phone:
Controls ME | Hector Medrano
Phone:
From | [5 empty] | To
Device ID | Cable (W) Conductor (SC) Jumper Clip (JC) | Wire No. | Wire ID | Gauge/Size | Page/Zone | Device ID | Location | Page/Zone
GR4460: | SC | GR4460 | GRN/YEL | 14 | 11.A6 | FRAME | PROX,HPC | 11.A6
Report date: 4/29/2026 4:26 PM |  |  |  |  | SolarTools ver. 24.0.84.24712 (Jul 31, 2025)

## PWR DIST
PWR DIST
CONTROL CONSOLE DOOR (PWR DIST RAIL)
Project # | 4N171
Project Name | FLNG Production
Revision | B.4
Controls DE | CAROLYN CRAIG
Phone:
Controls ME | Hector Medrano
Phone:
From | [5 empty] | To
Device ID | Cable (W) Conductor (SC) Jumper Clip (JC) | Wire No. | Wire ID | Gauge/Size | Page/Zone | Device ID | Location | Page/Zone
XT0562:1 | JC | 0V1 | CLIP | --- | 50.B2 | XT0562:2 | PWR DIST | 50.B2
XT0562:2 | JC | 0V1 | CLIP | --- | 50.B2 | XT0562:3 | PWR DIST | 50.C2
FU0190:LI | SC | FU0560 | WHT | 12 | 50.C3 | FU0701:LI | PWR DIST | 50.D3
FU0190:LI | SC | FU0560 | WHT | 12 | 50.C3 | FU0273:LI | PWR DIST | 50.B3
FU0200:LI | SC | FU0560 | WHT | 12 | 50.A3 | FU0201:LI | PWR DIST | 50.B3
FU0200:LI | SC | FU0560 | WHT | 12 | 50.A3 | XT0561:1 | PWR DIST | 50.A3
FU0201:LI | SC | FU0560 | WHT | 12 | 50.B3 | FU0273:LI | PWR DIST | 50.B3
FU0560:LD | SC | FU0560 | WHT | 12 | 50.A2 | XT0561:1 | PWR DIST | 50.A3
FU0560:LI | SC | QS0560LD1 | WHT | 12 | 50.A2 | XT0560:1 | PWR DIST | 48.A3
QS0560:LD-1 | SC | QS0560LD1 | WHT | 12 | 48.A2 | XT0560:1 | PWR DIST | 48.A3
QS0560:LD-3 | SC | 0V1 | WHT | 12 | 48.A2 | XT0560:2 | PWR DIST | 48.A2
XT0562:1 | SC | 0V1 | WHT | 12 | 50.B2 | XT0560:2 | PWR DIST | 48.A2
XT0563:3 | SC | KA023612 | WHT | 20 | 52.B6 | XT0345:3 | PWR DIST | 52.B6
XT0563:4 | SC | 0V | WHT | 20 | 52.B6 | XT0345:4 | PWR DIST | 52.B6
XT0560:1 | SC | QS0560LD1 | WHT | 20 | 48.A3 | XT0063:1 | AUXILIARY | 49.B5
XT0560:2 | SC | 0V1 | WHT | 12 | 48.A2 | XT0063:2 | AUXILIARY | 49.B5
FU0190:LD | SC | FU0190 | WHT | 14 | 50.C3 | AT0190:POS | DOOR | 50.C4
FU0273:LD | SC | FU0273 | WHT | 14 | 50.B3 | ZS0273:1 | DOOR | 50.B4
XT0562:1 | SC | 0V1 | WHT | 16 | 50.B2 | EL0273:W1 | DOOR | 50.B4
XT0562:3 | SC | 0V1 | WHT | 14 | 50.C2 | AT0190:NEG | DOOR | 50.C4
FU0200:LD | SC | FU0200 | WHT | 16 | 50.A3 | AU0200:V+ | TCP, CSMD | 50.A4
FU0201:LD | SC | FU0201 | WHT | 16 | 50.B3 | AF0202:V+ | TCP, CSMD | 50.A6
XT0345:1 | SC | ESTOPC | WHT | 20 | 52.D6 | SB0400:B1-11 | TCP, CSMD | 52.D5
XT0345:2 | SC | ESTOPB | WHT | 20 | 52.D6 | SB0400:B1-12 | TCP, CSMD | 52.D5
XT0345:5 | SC | KA0241A1 | WHT | 20 | 52.C6 | SA0401:1 | TCP, CSMD | 52.C5
XT0345:6 | SC | FU0139 | WHT | 20 | 52.C6 | SA0401:2 | TCP, CSMD | 52.C5
XT0562:1 | SC | 0V1 | WHT | 16 | 50.B2 | AU0200:COM | TCP, CSMD | 50.A4
XT0562:2 | SC | 0V1 | WHT | 16 | 50.B2 | AF0202:COM | TCP, CSMD | 50.A6
XT0562:3 | SC | 0V1 | WHT | 20 | 50.C2 | SH0400:B | TCP, CSMD | 52.B5
XT0563:3 | SC | KA023612 | WHT | 20 | 52.B6 | XT0564:1 B2 | TCP, CSMD | 52.B5
XT0563:4 | SC | 0V | WHT | 20 | 52.B6 | HL0410:A | TCP, CSMD | 52.B5
XT0563:8 | SC | SB0400B211 | WHT | 20 | 53.A3 | SB0400:B2-11 | TCP, CSMD | 53.A1
XT0563:9 | SC | SB0400B212 | WHT | 20 | 53.A3 | SB0400:B2-12 | TCP, CSMD | 53.A1
SolarTools ver. 24.0.84.24712 (Jul 31, 2025)
Report date: 4/29/2026 4:26 PM

## RAIL,RIGHT,JB70
RAIL,RIGHT,JB70
TURBINE CONTROL BOX, RIGHT RAIL
Project # | 4N171
Project Name | FLNG Production
Revision | B.4
Controls DE | CAROLYN CRAIG
Phone:
Controls ME | Hector Medrano
Phone:
From | [5 empty] | To
Device ID | Cable (W) Conductor (SC) Jumper Clip (JC) | Wire No. | Wire ID | Gauge/Size | Page/Zone | Device ID | Location | Page/Zone
XT0051:1 | JC | FU0136 | CLIP | --- | 8.A4 | XT0051:2 | RAIL,RIGHT,JB70 | 8.B4
XT0051:2 | JC | FU0136 | CLIP | --- | 8.B4 | XT0051:3 | RAIL,RIGHT,JB70 | 8.B4
XT0051:3 | JC | FU0136 | CLIP | --- | 8.B4 | XT0051:4 | RAIL,RIGHT,JB70 | 8.C4
XT0051:5 | JC | 0V | CLIP | --- | 8.A3 | XT0051:6 | RAIL,RIGHT,JB70 | 8.B3
XT0051:6 | JC | 0V | CLIP | --- | 8.B3 | XT0051:7 | RAIL,RIGHT,JB70 | 8.C3
XT0051:7 | JC | 0V | CLIP | --- | 8.C3 | XT0051:8 | RAIL,RIGHT,JB70 | 8.C3
XT0291:1 | JC | UV0291_24V | CLIP | --- | 46.A5 | XT0291:2 | RAIL,RIGHT,JB70 | 46.A5
XT0291:2 | JC | UV0291_24V | CLIP | --- | 46.A5 | XT0291:3 | RAIL,RIGHT,JB70 | 46.A5
XT0291:3 | JC | UV0291_24V | CLIP | --- | 46.A5 | XT0291:4 | RAIL,RIGHT,JB70 | 46.A5
XT0291:5 | JC | UV0291_0V | CLIP | --- | 46.B5 | XT0291:6 | RAIL,RIGHT,JB70 | 46.B5
XT0291:6 | JC | UV0291_0V | CLIP | --- | 46.B5 | XT0291:7 | RAIL,RIGHT,JB70 | 46.B5
XT0291:7 | JC | UV0291_0V | CLIP | --- | 46.B5 | XT0291:8 | RAIL,RIGHT,JB70 | 46.B5
BA0001:V1(-) | SC | 0V | WHT | 16 | 8.A2 | XT0051:5 | RAIL,RIGHT,JB70 | 8.A3
BA0001:V1(+) | SC | FU0021 | WHT | 16 | 8.A2 | FU0021:LD | RAIL,RIGHT,JB70 | 8.A3
BA0002:V1(-) | SC | 0V | WHT | 16 | 8.B2 | XT0051:6 | RAIL,RIGHT,JB70 | 8.B3
BA0002:V1(+) | SC | FU0022 | WHT | 16 | 8.B2 | FU0022:LD | RAIL,RIGHT,JB70 | 8.B3
BA0009:V1(-) | SC | 0V | WHT | 16 | 8.B5 | XT0051:7 | RAIL,RIGHT,JB70 | 8.C3
BA0009:V1(+) | SC | FU0029 | WHT | 16 | 8.B5 | FU0029:LD | RAIL,RIGHT,JB70 | 8.B5
BA0011:V1(-) | SC | 0V | WHT | 16 | 8.C5 | XT0051:8 | RAIL,RIGHT,JB70 | 8.C3
BA0011:V1(+) | SC | FU0035 | WHT | 16 | 8.C5 | FU0035:LD | RAIL,RIGHT,JB70 | 8.C5
BA1100:NEG | SC | UV0291_0V | WHT | 16 | 46.D1 | XT0291:7 | RAIL,RIGHT,JB70 | 46.B5
BA1100:POS | SC | FU1101 | WHT | 16 | 46.D1 | FU1101:LD | RAIL,RIGHT,JB70 | 46.C3
FU0021:LI | SC | FU0136 | WHT | 16 | 8.A3 | XT0051:1 | RAIL,RIGHT,JB70 | 8.A4
FU0022:LI | SC | FU0136 | WHT | 16 | 8.B3 | XT0051:2 | RAIL,RIGHT,JB70 | 8.B4
FU0029:LI | SC | FU0136 | WHT | 16 | 8.B5 | XT0051:3 | RAIL,RIGHT,JB70 | 8.B4
FU0035:LI | SC | FU0136 | WHT | 16 | 8.C5 | XT0051:4 | RAIL,RIGHT,JB70 | 8.C4
FU0291:LD | SC | FU0291 | WHT | 16 | 46.C5 | UV0291:24V(+) | RAIL,RIGHT,JB70 | 46.C5
FU0291:LI | SC | FU0136 | WHT | 14 | 46.C5 | XT0111:21 | RAIL,RIGHT,JB70 | 46.D4
FU1100:LI | SC | FU0136 | WHT | 14 | 46.D3 | XT0111:21 | RAIL,RIGHT,JB70 | 46.D4
FU1101:LI | SC | UV0291_24V | WHT | 16 | 46.C3 | XT0291:3 | RAIL,RIGHT,JB70 | 46.A5
GR1100: | SC | GR1100 | GRN/YEL | 14 | 10.B4 | FRAME | RAIL,RIGHT,JB70 | 10.B4
UV0291:24V(-) | SC | 0V | WHT | 14 | 46.C5 | XT0111:22 | RAIL,RIGHT,JB70 | 46.D4
UV0291:OUT1(-) | SC | UV0291_0V | WHT | 16 | 46.C5 | XT0291:5 | RAIL,RIGHT,JB70 | 46.B5
UV0291:OUT1(+) | SC | UV0291_24V | WHT | 16 | 46.C5 | XT0291:1 | RAIL,RIGHT,JB70 | 46.A5
FU1100:LD | SC | FU1100 | WHT | 14 | 46.D3 | AT1100:POS | CONTROL,JB70;TT6 | 46.D3
XT0111:1 | SC | SH047111 | WHT | 20 | 43.A5 | SH0471:11 | CONTROL,JB70;TT6 | 43.A1
XT0111:10 | SC | SH047014 | WHT | 20 | 43.B5 | SH0470:14 | CONTROL,JB70;TT6 | 43.B1
XT0111:11 | SC | SH0470X2 | WHT | 20 | 43.B5 | SH0470:X2 | CONTROL,JB70;TT6 | 43.B1
XT0111:12 | SC | SH0470X1 | WHT | 20 | 43.C5 | SH0470:X1 | CONTROL,JB70;TT6 | 43.B1
XT0111:13 | SC | SH047211 | WHT | 20 | 43.C5 | SH0472:11 | CONTROL,JB70;TT6 | 43.C1
XT0111:14 | SC | SH047212 | WHT | 20 | 43.C5 | SH0472:12 | CONTROL,JB70;TT6 | 43.C1
XT0111:15 | SC | FU0139 | WHT | 20 | 43.C5 | SH0472:13 | CONTROL,JB70;TT6 | 43.C1
XT0111:16 | SC | KA0241A1 | WHT | 20 | 43.C5 | SH0472:14 | CONTROL,JB70;TT6 | 43.C1
XT0111:17 | SC | SH0472X2 | WHT | 20 | 43.C5 | SH0472:X2 | CONTROL,JB70;TT6 | 43.C1
XT0111:18 | SC | SH0472X1 | WHT | 20 | 43.C5 | SH0472:X1 | CONTROL,JB70;TT6 | 43.C1
XT0111:19 | SC | ESTOPB | WHT | 20 | 44.C5 | SB0472:B1-11 | CONTROL,JB70;TT6 | 44.C1
XT0111:2 | SC | SH047112 | WHT | 20 | 43.A5 | SH0471:12 | CONTROL,JB70;TT6 | 43.A1
XT0111:20 | SC | ESTOPA | WHT | 20 | 44.C5 | SB0472:B1-12 | CONTROL,JB70;TT6 | 44.C1
XT0111:22 | SC | 0V | WHT | 14 | 46.D4 | AT1100:NEG | CONTROL,JB70;TT6 | 46.D3
XT0111:3 | SC | SH047113 | WHT | 20 | 43.A5 | SH0471:13 | CONTROL,JB70;TT6 | 43.A1
XT0111:4 | SC | SH047114 | WHT | 20 | 43.A5 | SH0471:14 | CONTROL,JB70;TT6 | 43.A1
XT0111:5 | SC | SH0471X2 | WHT | 20 | 43.A5 | SH0471:X2 | CONTROL,JB70;TT6 | 43.A1
XT0111:6 | SC | SH0471X1 | WHT | 20 | 43.A5 | SH0471:X1 | CONTROL,JB70;TT6 | 43.A1
XT0111:7 | SC | SH047011 | WHT | 20 | 43.B5 | SH0470:11 | CONTROL,JB70;TT6 | 43.B1
XT0111:8 | SC | SH047012 | WHT | 20 | 43.B5 | SH0470:12 | CONTROL,JB70;TT6 | 43.B1
XT0111:9 | SC | SH047013 | WHT | 20 | 43.B5 | SH0470:13 | CONTROL,JB70;TT6 | 43.B1
BA1100:DEVICE | WC0101 | BA1100DEVICE | ENET | CABLE | 46.D1 | AT1100:L1 | CONTROL,JB70;TT6 | 46.D3
XT0111:24 | WC5072 | HA047201 | 1 | 18 | 45.A5 | HA0472:BLK-1 | CONTROL,JB70;TT6 | 45.A1
XT0111:23 | WC5072 | HA047202 | 2 | 18 | 45.A5 | HA0472:BLK-2 | CONTROL,JB70;TT6 | 45.A1
BA0002:RJ45 | WC0012 | AU1200L2 | ENET | CABLE | 2.B5 | AU1200:L2 | HPC PNL | 2.C5
BA0001:RX | SC | BA0005TX |  |  | 2.A2 | BA0005:TX | JB1123 | 2.D6
XT0111:23 | SC | HA047202 | WHT | 20 | 45.A5 | KA0875:11 | JB70 LEFT RAIL | 45.A5
XT0111:24 | SC | HA047201 | WHT | 20 | 45.A5 | KA0875:A2 | JB70 LEFT RAIL | 45.A5
XT0051:1 | SC | FU0136 | WHT | 14 | 8.A4 | XT0002:7 | PANEL A | 12.B4
XT0051:5 | SC | 0V | WHT | 14 | 8.A3 | XT0003:7 | PANEL A | 12.B4
XT0111:11 | SC | SH0470X2 | WHT | 20 | 43.B5 | AF0093:06 | PANEL A | 43.B7
XT0111:12 | SC | SH0470X1 | WHT | 20 | 43.C5 | AF0093:22 | PANEL A | 43.B7
XT0111:17 | SC | SH0472X2 | WHT | 20 | 43.C5 | AF0092:13 | PANEL A | 43.C7
XT0111:18 | SC | SH0472X1 | WHT | 20 | 43.C5 | AF0092:29 | PANEL A | 43.C7
XT0111:21 | SC | FU0136 | WHT | 14 | 46.D4 | XT0002:6 | PANEL A | 12.B4
XT0111:22 | SC | 0V | WHT | 14 | 46.D4 | XT0003:6 | PANEL A | 12.B4
XT0111:24 | SC | HA047201 | WHT | 20 | 45.A5 | AF0092:28 | PANEL A | 45.A6
XT0111:3 | SC | SH047113 | WHT | 20 | 43.A5 | AF0087:32 | PANEL A | 43.A7
XT0111:4 | SC | SH047114 | WHT | 20 | 43.A5 | AF0087:00 | PANEL A | 43.A7
XT0111:5 | SC | SH0471X2 | WHT | 20 | 43.A5 | AF0093:15 | PANEL A | 43.A7
XT0111:6 | SC | SH0471X1 | WHT | 20 | 43.A5 | AF0093:31 | PANEL A | 43.A7
XT0111:7 | SC | SH047011 | WHT | 20 | 43.B5 | AF0087:33 | PANEL A | 43.B7
XT0111:8 | SC | SH047012 | WHT | 20 | 43.B5 | AF0087:01 | PANEL A | 43.B7
BA1100:L1 | WC0008 | AU0080L2 | ENET | CABLE | 2.A5 | AU0080:L2 | PANEL A | 2.A4
GR1000: | SC | IEG02302 | GRN | 14 | 10.B5 | IEG0230:2 | PANEL B | 10.B4
XT0111:15 | SC | FU0139 | WHT | 20 | 43.C5 | XT0081:6 | PANEL B | 24.A3
XT0111:16 | SC | KA0241A1 | WHT | 20 | 43.C5 | XT0081:7 | PANEL B | 24.A3
XT0111:17 | SC | SH0472X2 | WHT | 20 | 43.C5 | KA0240:21 | PANEL B | 43.C6
XT0111:19 | SC | ESTOPB | WHT | 20 | 44.C5 | XT0089:3 | PANEL B | 25.B4
XT0111:20 | SC | ESTOPA | WHT | 20 | 44.C5 | XT0089:4 | PANEL B | 25.C4
BA1100:L2 | WC0010 | BA1100L2 | ENET | CABLE | 2.A5 | AU0070:L1 | PANEL B | 2.A6
XT0051:4 | SC | FU0136 | WHT | 14 | 8.C4 | FU0680:LI | PLC | 7.A4
XT0051:8 | SC | 0V | WHT | 14 | 8.C3 | XT0680:2 | PLC | 7.A4
BA0001:RJ45 | WC9001 | BA0001RJ45 | ENET | CABLE | 2.A2 | AP0602:L1 | PLC | 2.A2
BA0009:RJ45 | WC9019 | AT0680LAN2 | ENET | CABLE | 3.A3 | AT0680:LAN2 | PLC | 3.A2
BA0011:RJ45 | WC9111 | AT0680LAN3 | ENET | CABLE | 3.B3 | AT0680:LAN3 | PLC | 3.A2
SolarTools ver. 24.0.84.24712 (Jul 31, 2025)
Report date: 4/29/2026 4:26 PM

## RAIL,RIGHT,JB73
RAIL,RIGHT,JB73
Project # | 4N171
Project Name | FLNG Production
Revision | B.4
Controls DE | CAROLYN CRAIG
Phone:
Controls ME | Hector Medrano
Phone:
From | [5 empty] | To
Device ID | Cable (W) Conductor (SC) Jumper Clip (JC) | Wire No. | Wire ID | Gauge/Size | Page/Zone | Device ID | Location | Page/Zone
XT0335:1 | JC | FU0332 | CLIP | --- | 27.A4 | XT0335:2 | RAIL,RIGHT,JB73 | 27.A4
XT0335:2 | JC | FU0332 | CLIP | --- | 27.A4 | XT0335:3 | RAIL,RIGHT,JB73 | 27.B4
XT0335:3 | JC | FU0332 | CLIP | --- | 27.B4 | XT0335:4 | RAIL,RIGHT,JB73 | 27.B4
XT0335:4 | JC | FU0332 | CLIP | --- | 27.B4 | XT0335:5 | RAIL,RIGHT,JB73 | 27.B4
XT0335:5 | JC | FU0332 | CLIP | --- | 27.B4 | XT0335:6 | RAIL,RIGHT,JB73 | 27.B4
XT0335:6 | JC | FU0332 | CLIP | --- | 27.B4 | XT0335:7 | RAIL,RIGHT,JB73 | 27.C4
XT0335:7 | JC | FU0332 | CLIP | --- | 27.C4 | XT0335:8 | RAIL,RIGHT,JB73 | 27.C4
XT0335:8 | JC | FU0332 | CLIP | --- | 27.C4 | XT0335:9 | RAIL,RIGHT,JB73 | 27.C4
XT0335:9 | JC | FU0332 | CLIP | --- | 27.C4 | XT0335:10 | RAIL,RIGHT,JB73 | 27.C4
XT0336:1 | JC | 0V | CLIP | --- | 27.A4 | XT0336:2 | RAIL,RIGHT,JB73 | 27.B4
XT0336:2 | JC | 0V | CLIP | --- | 27.B4 | XT0336:3 | RAIL,RIGHT,JB73 | 27.B4
XT0336:3 | JC | 0V | CLIP | --- | 27.B4 | XT0336:4 | RAIL,RIGHT,JB73 | 27.B4
XT0336:4 | JC | 0V | CLIP | --- | 27.B4 | XT0336:5 | RAIL,RIGHT,JB73 | 27.B4
XT0336:5 | JC | 0V | CLIP | --- | 27.B4 | XT0336:6 | RAIL,RIGHT,JB73 | 27.C4
XT0336:6 | JC | 0V | CLIP | --- | 27.C4 | XT0336:7 | RAIL,RIGHT,JB73 | 27.C4
XT0336:7 | JC | 0V | CLIP | --- | 27.C4 | XT0336:8 | RAIL,RIGHT,JB73 | 27.C4
XT0336:8 | JC | 0V | CLIP | --- | 27.C4 | XT0336:9 | RAIL,RIGHT,JB73 | 27.C4
XT0336:9 | JC | 0V | CLIP | --- | 27.C4 | XT0336:10 | RAIL,RIGHT,JB73 | 27.D4
FU0332:LD | SC | FU0332 | WHT | 12 | 27.A3 | XT0335:1 | RAIL,RIGHT,JB73 | 27.A4
GR1163: | SC | GR1163 | GRN/YEL | 14 | 11.A4 | FRAME | RAIL,RIGHT,JB73 | 11.A3
XT0335:2 | SC | FU0332 | WHT | 12 | 27.A4 | FU0122:LI | HPC PNL | 32.A1
XT0336:2 | SC | 0V | WHT | 12 | 27.B4 | XT0120:1 | HPC PNL | 32.A1
SolarTools ver. 24.0.84.24712 (Jul 31, 2025)
Report date: 4/29/2026 4:26 PM

## TCP, CSMD
TCP, CSMD
Project # | 4N171
Project Name | FLNG Production
Revision | B.4
Controls DE | CAROLYN CRAIG
Phone:
Controls ME | Hector Medrano
Phone:
From | [5 empty] | To
Device ID | Cable (W) Conductor (SC) Jumper Clip (JC) | Wire No. | Wire ID | Gauge/Size | Page/Zone | Device ID | Location | Page/Zone
AF0201:00 | SC | TCP13NO | WHT | 20 | 52.A3 | SH0400:NO | TCP, CSMD | 52.A1
AF0201:01 | SC | TCP14NO | WHT | 20 | 52.A3 | SH0401:NO | TCP, CSMD | 52.A1
AF0201:02 | SC | TCP15NO | WHT | 20 | 52.B3 | SH0402:NO | TCP, CSMD | 52.B1
AF0201:03 | SC | TCP16NO | WHT | 20 | 52.B3 | SH0403:NO | TCP, CSMD | 52.B1
AF0201:08 | SC | TCP23NC | WHT | 20 | 52.D3 | SB0401:NC | TCP, CSMD | 52.D1
AF0201:09 | SC | TCP24NO | WHT | 20 | 52.D3 | SB0402:NO | TCP, CSMD | 52.D1
AF0201:10 | SC | TCP25NO | WHT | 20 | 52.A7 | SB0403:NO | TCP, CSMD | 52.A5
AF0201:11 | SC | TCP26NO | WHT | 20 | 52.A7 | SB0404:NO | TCP, CSMD | 52.A5
AF0201:12 | SC | TCP29NO | WHT | 20 | 53.C3 | SB0405:NO | TCP, CSMD | 53.C1
AF0201:13 | SC | TCP28NC | WHT | 20 | 53.D3 | SB0406:NC | TCP, CSMD | 53.D1
AF0201:14 | SC | TCP31NO | WHT | 20 | 53.A6 | SB0407:NO | TCP, CSMD | 53.A5
AF0201:15 | SC | TCP32NO | WHT | 20 | 53.A6 | SB0408:NO | TCP, CSMD | 53.A5
AF0201:16 | SC | TCP30NO | WHT | 20 | 53.D3 | SH0408:NO | TCP, CSMD | 53.D1
AF0201:17 | SC | TCP19NO | WHT | 20 | 53.A3 | SH0404:NO | TCP, CSMD | 53.A1
AF0201:18 | SC | TCP20NO | WHT | 20 | 53.B3 | SH0405:NO | TCP, CSMD | 53.B1
AF0201:19 | SC | TCP21NO | WHT | 20 | 53.B3 | SH0406:NO | TCP, CSMD | 53.B1
AF0201:20 | SC | TCP22NO | WHT | 20 | 53.C3 | SH0407:NO | TCP, CSMD | 53.C1
AF0201:32 | SC | TCP13C | WHT | 20 | 52.A3 | SH0400:C | TCP, CSMD | 52.A1
AF0201:33 | SC | TCP14C | WHT | 20 | 52.A3 | SH0401:C | TCP, CSMD | 52.A1
AF0201:34 | SC | TCP15C | WHT | 20 | 52.B3 | SH0402:C | TCP, CSMD | 52.B1
AF0201:35 | SC | TCP16C | WHT | 20 | 52.B3 | SH0403:C | TCP, CSMD | 52.B1
AF0201:40 | SC | TCP23C | WHT | 20 | 52.D3 | SB0401:C | TCP, CSMD | 52.D1
AF0201:41 | SC | TCP24C | WHT | 20 | 52.D3 | SB0402:C | TCP, CSMD | 52.D1
AF0201:42 | SC | TCP25C | WHT | 20 | 52.A7 | SB0403:C | TCP, CSMD | 52.A5
AF0201:43 | SC | TCP26C | WHT | 20 | 52.A7 | SB0404:C | TCP, CSMD | 52.A5
AF0201:44 | SC | TCP29C | WHT | 20 | 53.C3 | SB0405:C | TCP, CSMD | 53.C1
AF0201:45 | SC | TCP28C | WHT | 20 | 53.D3 | SB0406:C | TCP, CSMD | 53.D1
AF0201:46 | SC | TCP31C | WHT | 20 | 53.A6 | SB0407:C | TCP, CSMD | 53.A5
AF0201:47 | SC | TCP32C | WHT | 20 | 53.A6 | SB0408:C | TCP, CSMD | 53.A5
AF0201:48 | SC | TCP30C | WHT | 20 | 53.D3 | SH0408:C | TCP, CSMD | 53.D1
AF0201:49 | SC | TCP19C | WHT | 20 | 53.A3 | SH0404:C | TCP, CSMD | 53.A1
AF0201:50 | SC | TCP20C | WHT | 20 | 53.B3 | SH0405:C | TCP, CSMD | 53.B1
AF0201:51 | SC | TCP21C | WHT | 20 | 53.B3 | SH0406:C | TCP, CSMD | 53.B1
AF0201:52 | SC | TCP22C | WHT | 20 | 53.C3 | SH0407:C | TCP, CSMD | 53.C1
AF0201:COM | SC | AU0200N | WHT | 16 | 50.A5 | AU0200:COM | TCP, CSMD | 50.A4
AF0201:J | SC | * |  |  | 50.A5 | AF0202:P | TCP, CSMD | 50.A6
AF0201:SHLD | SC | AF0201V+ | WHT | 16 | 50.D6 | AF0201:V+ | TCP, CSMD | 50.D6
AF0201:V+ | SC | AU0200P | WHT | 16 | 50.A5 | AU0200:V+ | TCP, CSMD | 50.A4
AF0202:00 | SC | TCP01AP | WHT | 20 | 51.A3 | HL0400:A+ | TCP, CSMD | 51.A1
AF0202:01 | SC | TCP02AP | WHT | 20 | 51.A3 | HL0401:A+ | TCP, CSMD | 51.A1
AF0202:02 | SC | TCP03AP | WHT | 20 | 51.B3 | HL0402:A+ | TCP, CSMD | 51.B1
AF0202:03 | SC | TCP04AP | WHT | 20 | 51.B3 | HL0403:A+ | TCP, CSMD | 51.B1
AF0202:04 | SC | TCP05AP | WHT | 20 | 51.C3 | HL0404:A+ | TCP, CSMD | 51.C1
AF0202:05 | SC | TCP06AP | WHT | 20 | 51.C3 | HL0405:A+ | TCP, CSMD | 51.C1
AF0202:06 | SC | TCP06BP | WHT | 20 | 51.D3 | HL0405:B+ | TCP, CSMD | 51.D1
AF0202:08 | SC | TCP07AP | WHT | 20 | 51.D3 | HL0406:A+ | TCP, CSMD | 51.D1
AF0202:09 | SC | TCP08AP | WHT | 20 | 51.A7 | HL0407:A+ | TCP, CSMD | 51.A5
AF0202:10 | SC | TCP09AP | WHT | 20 | 51.A7 | HL0408:A+ | TCP, CSMD | 51.A5
AF0202:11 | SC | TCP10AP | WHT | 20 | 51.B7 | HL0409:A+ | TCP, CSMD | 51.B5
AF0202:12 | SC | TCP11AP | WHT | 20 | 51.B7 | HL0411:A+ | TCP, CSMD | 51.B5
AF0202:13 | SC | TCP15AP | WHT | 20 | 51.C7 | SH0402:A+ | TCP, CSMD | 51.C5
AF0202:14 | SC | TCP15BP | WHT | 20 | 51.C7 | SH0402:B+ | TCP, CSMD | 51.C5
AF0202:15 | SC | TCP16AP | WHT | 20 | 51.D7 | SH0403:A+ | TCP, CSMD | 51.D5
AF0202:16 | SC | TCP16BP | WHT | 20 | 51.D7 | SH0403:B+ | TCP, CSMD | 51.D5
AF0202:17 | SC | TCP19AP | WHT | 20 | 53.B6 | SH0404:A+ | TCP, CSMD | 53.B5
AF0202:18 | SC | TCP20AP | WHT | 20 | 53.B6 | SH0405:A+ | TCP, CSMD | 53.B5
AF0202:19 | SC | TCP21AP | WHT | 20 | 53.C6 | SH0406:A+ | TCP, CSMD | 53.C5
AF0202:20 | SC | TCP22AP | WHT | 20 | 53.C6 | SH0407:A+ | TCP, CSMD | 53.C5
AF0202:21 | SC | TCP30AP | WHT | 20 | 53.D6 | SH0408:A+ | TCP, CSMD | 53.D5
AF0202:22 | SC | TCP30BP | WHT | 20 | 53.D6 | SH0408:B+ | TCP, CSMD | 53.D5
AF0202:32 | SC | TCP01A | WHT | 20 | 51.A3 | HL0400:A | TCP, CSMD | 51.A1
AF0202:33 | SC | TCP02A | WHT | 20 | 51.A3 | HL0401:A | TCP, CSMD | 51.A1
AF0202:34 | SC | TCP03A | WHT | 20 | 51.B3 | HL0402:A | TCP, CSMD | 51.B1
AF0202:35 | SC | TCP04A | WHT | 20 | 51.B3 | HL0403:A | TCP, CSMD | 51.B1
AF0202:36 | SC | TCP05A | WHT | 20 | 51.C3 | HL0404:A | TCP, CSMD | 51.C1
AF0202:37 | SC | TCP06A | WHT | 20 | 51.C3 | HL0405:A | TCP, CSMD | 51.C1
AF0202:38 | SC | TCP06B | WHT | 20 | 51.D3 | HL0405:B | TCP, CSMD | 51.D1
AF0202:40 | SC | TCP07A | WHT | 20 | 51.D3 | HL0406:A | TCP, CSMD | 51.D1
AF0202:41 | SC | TCP08A | WHT | 20 | 51.A7 | HL0407:A | TCP, CSMD | 51.A5
AF0202:42 | SC | TCP09A | WHT | 20 | 51.A7 | HL0408:A | TCP, CSMD | 51.A5
AF0202:43 | SC | TCP10A | WHT | 20 | 51.B7 | HL0409:A | TCP, CSMD | 51.B5
AF0202:44 | SC | TCP11A | WHT | 20 | 51.B7 | HL0411:A | TCP, CSMD | 51.B5
AF0202:45 | SC | TCP15A | WHT | 20 | 51.C7 | SH0402:A | TCP, CSMD | 51.C5
AF0202:46 | SC | TCP15B | WHT | 20 | 51.C7 | SH0402:B | TCP, CSMD | 51.C5
AF0202:47 | SC | TCP16A | WHT | 20 | 51.D7 | SH0403:A | TCP, CSMD | 51.D5
AF0202:48 | SC | TCP16B | WHT | 20 | 51.D7 | SH0403:B | TCP, CSMD | 51.D5
AF0202:49 | SC | TCP19A | WHT | 20 | 53.B6 | SH0404:A | TCP, CSMD | 53.B5
AF0202:50 | SC | TCP20A | WHT | 20 | 53.B6 | SH0405:A | TCP, CSMD | 53.B5
AF0202:51 | SC | TCP21A | WHT | 20 | 53.C6 | SH0406:A | TCP, CSMD | 53.C5
AF0202:52 | SC | TCP22A | WHT | 20 | 53.C6 | SH0407:A | TCP, CSMD | 53.C5
AF0202:53 | SC | TCP30A | WHT | 20 | 53.D6 | SH0408:A | TCP, CSMD | 53.D5
AF0202:54 | SC | TCP30B | WHT | 20 | 53.D6 | SH0408:B | TCP, CSMD | 53.D5
AF0202:COM | SC | AF0202COM | WHT | 16 | 50.D7 | AF0202:SHLD | TCP, CSMD | 50.D7
AU0200:GND | SC | AU0200 | GRN | 14 | 50.A4 | XT0201:1 | TCP, CSMD | 50.B5
HL0400:A | SC | TCP01A | WHT | 20 | 51.A1 | HL0400:B | TCP, CSMD | 51.A1
HL0400:A+ | SC | TCP01AP | WHT | 20 | 51.A1 | HL0400:B+ | TCP, CSMD | 51.A1
HL0401:A | SC | TCP02A | WHT | 20 | 51.A1 | HL0401:B | TCP, CSMD | 51.A1
HL0401:A+ | SC | TCP02AP | WHT | 20 | 51.A1 | HL0401:B+ | TCP, CSMD | 51.A1
HL0402:A | SC | TCP03A | WHT | 20 | 51.B1 | HL0402:B | TCP, CSMD | 51.B1
HL0402:A+ | SC | TCP03AP | WHT | 20 | 51.B1 | HL0402:B+ | TCP, CSMD | 51.B1
HL0403:A | SC | TCP04A | WHT | 20 | 51.B1 | HL0403:B | TCP, CSMD | 51.B1
HL0403:A+ | SC | TCP04AP | WHT | 20 | 51.B1 | HL0403:B+ | TCP, CSMD | 51.B1
HL0404:A | SC | TCP05A | WHT | 20 | 51.C1 | HL0404:B | TCP, CSMD | 51.C1
HL0404:A+ | SC | TCP05AP | WHT | 20 | 51.C1 | HL0404:B+ | TCP, CSMD | 51.C1
HL0406:A | SC | TCP07A | WHT | 20 | 51.D1 | HL0406:B | TCP, CSMD | 51.D1
HL0406:A+ | SC | TCP07AP | WHT | 20 | 51.D1 | HL0406:B+ | TCP, CSMD | 51.D1
HL0407:A | SC | TCP08A | WHT | 20 | 51.A5 | HL0407:B | TCP, CSMD | 51.A5
HL0407:A+ | SC | TCP08AP | WHT | 20 | 51.A5 | HL0407:B+ | TCP, CSMD | 51.A5
HL0408:A | SC | TCP09A | WHT | 20 | 51.A5 | HL0408:B | TCP, CSMD | 51.A5
HL0408:A+ | SC | TCP09AP | WHT | 20 | 51.A5 | HL0408:B+ | TCP, CSMD | 51.A5
HL0409:A | SC | TCP10A | WHT | 20 | 51.B5 | HL0409:B | TCP, CSMD | 51.B5
HL0409:A+ | SC | TCP10AP | WHT | 20 | 51.B5 | HL0409:B+ | TCP, CSMD | 51.B5
HL0410:A | SC | 0V | WHT | 20 | 52.B5 | HL0410:B | TCP, CSMD | 52.B5
HL0410:A+ | SC | TCP12AP | WHT | 20 | 52.B5 | XT0564:1 B1 | TCP, CSMD | 52.B5
HL0410:A+ | SC | TCP12AP | WHT | 20 | 52.B5 | HL0410:B+ | TCP, CSMD | 52.B5
HL0411:A | SC | TCP11A | WHT | 20 | 51.B5 | HL0411:B | TCP, CSMD | 51.B5
HL0411:A+ | SC | TCP11AP | WHT | 20 | 51.B5 | HL0411:B+ | TCP, CSMD | 51.B5
SB0404:NO | SC | TCP26NO | WHT | 20 | 52.A5 | XT0564:1 T1 | TCP, CSMD | 52.B5
SH0400:A | SC | 0V1 | WHT | 20 | 52.B5 | SH0401:A | TCP, CSMD | 52.C5
SH0400:A | SC | 0V1 | WHT | 20 | 52.B5 | SH0400:B | TCP, CSMD | 52.B5
SH0400:A+ | SC | TCP13AP | WHT | 20 | 52.B5 | XT0564:2 B1 | TCP, CSMD | 52.B5
SH0400:B+ | SC | TCP13BP | WHT | 20 | 52.B5 | XT0564:3 B1 | TCP, CSMD | 52.B5
SH0401:A | SC | 0V1 | WHT | 20 | 52.C5 | SH0401:B | TCP, CSMD | 52.C5
SH0401:A+ | SC | TCP14AP | WHT | 20 | 52.C5 | XT0564:5 B1 | TCP, CSMD | 52.C5
SH0401:B+ | SC | TCP14BP | WHT | 20 | 52.C5 | XT0564:4 B1 | TCP, CSMD | 52.C5
SH0404:A | SC | TCP19A | WHT | 20 | 53.B5 | SH0404:B | TCP, CSMD | 53.B5
SH0404:A+ | SC | TCP19AP | WHT | 20 | 53.B5 | SH0404:B+ | TCP, CSMD | 53.B5
SH0405:A | SC | TCP20A | WHT | 20 | 53.B5 | SH0405:B | TCP, CSMD | 53.B5
SH0405:A+ | SC | TCP20AP | WHT | 20 | 53.B5 | SH0405:B+ | TCP, CSMD | 53.B5
SH0406:A | SC | TCP21A | WHT | 20 | 53.C5 | SH0406:B | TCP, CSMD | 53.C5
SH0406:A+ | SC | TCP21AP | WHT | 20 | 53.C5 | SH0406:B+ | TCP, CSMD | 53.C5
SH0407:A | SC | TCP22A | WHT | 20 | 53.C5 | SH0407:B | TCP, CSMD | 53.C5
SH0407:A+ | SC | TCP22AP | WHT | 20 | 53.C5 | SH0407:B+ | TCP, CSMD | 53.C5
XT0564:1 T2 | SC | TCP26NO | WHT | 20 | 52.B5 | XT0564:2 T2 | TCP, CSMD | 52.B5
XT0564:2 T1 | SC | TCP26NO | WHT | 20 | 52.B5 | XT0564:3 T1 | TCP, CSMD | 52.B5
XT0564:3 T2 | SC | TCP26NO | WHT | 20 | 52.B5 | XT0564:4 T2 | TCP, CSMD | 52.C5
XT0564:4 T1 | SC | TCP26NO | WHT | 20 | 52.C5 | XT0564:5 T1 | TCP, CSMD | 52.C5
GR0200: | SC | IEG03562 | GRN | 14 | 50.A3 | IEG0356:2 | AUXILIARY | 50.A3
AU0200:L2 | WC0020 | AU0200L2 | ENET | CABLE | 2.C3 | BA0014:RJ45 | AUXILIARY | 2.C4
AU0200:L1 | WC9213 | BA1213L2 | ENET | CABLE | 2.C3 | BA1213:L2 | AUXILIARY | 2.C2
AF0202:23 | WC5540 | HA0273P | BLK | 16 | 52.D6 | HA0273:(+) | DOOR | 52.D4
AF0202:55 | WC5540 | HA0273N | WHT | 16 | 52.D6 | HA0273:(-) | DOOR | 52.D4
AF0202:COM | SC | 0V1 | WHT | 16 | 50.A6 | XT0562:2 | PWR DIST | 50.B2
AF0202:V+ | SC | FU0201 | WHT | 16 | 50.A6 | FU0201:LD | PWR DIST | 50.B3
AU0200:COM | SC | 0V1 | WHT | 16 | 50.A4 | XT0562:1 | PWR DIST | 50.B2
AU0200:V+ | SC | FU0200 | WHT | 16 | 50.A4 | FU0200:LD | PWR DIST | 50.A3
HL0410:A | SC | 0V | WHT | 20 | 52.B5 | XT0563:4 | PWR DIST | 52.B6
SA0401:1 | SC | KA0241A1 | WHT | 20 | 52.C5 | XT0345:5 | PWR DIST | 52.C6
SA0401:2 | SC | FU0139 | WHT | 20 | 52.C5 | XT0345:6 | PWR DIST | 52.C6
SB0400:B1-11 | SC | ESTOPC | WHT | 20 | 52.D5 | XT0345:1 | PWR DIST | 52.D6
SB0400:B1-12 | SC | ESTOPB | WHT | 20 | 52.D5 | XT0345:2 | PWR DIST | 52.D6
SB0400:B2-11 | SC | SB0400B211 | WHT | 20 | 53.A1 | XT0563:8 | PWR DIST | 53.A3
SB0400:B2-12 | SC | SB0400B212 | WHT | 20 | 53.A1 | XT0563:9 | PWR DIST | 53.A3
SH0400:B | SC | 0V1 | WHT | 20 | 52.B5 | XT0562:3 | PWR DIST | 50.C2
XT0564:1 B2 | SC | KA023612 | WHT | 20 | 52.B5 | XT0563:3 | PWR DIST | 52.B6
SolarTools ver. 24.0.84.24712 (Jul 31, 2025)
Report date: 4/29/2026 4:26 PM

## Panel Errors
Panel Errors
Project # | 4N171
Project Name | FLNG Production
Revision | B.4
Controls DE | CAROLYN CRAIG
Phone:
Controls ME | Hector Medrano
Phone:
From | [6 empty] | To
Device ID | Location | Cable (W) Conductor (SC) Jumper Clip (JC) | Wire ID | Wire No. | Gauge/Size | Page/Zone | Device ID | Location | Page/Zone
Report date: 4/29/2026 4:26 PM |  |  |  | SolarTools ver. 24.0.84.24712 (Jul 31, 2025)

## Cable Part Numbers
Cable Part Numbers |  |  | SolarTools ver. 24.0.84.24712 (Jul 31, 2025)
Project # | 4N171
Report date: 4/29/2026 4:26 PM
Project Name | FLNG Production
Revision | B.4
Controls DE | CAROLYN CRAIG
Phone:
Controls ME | Hector Medrano
Phone:
Device ID |  | Part Number |  | Description
WC8059 |  | 2684693-54 |  | CABLE, EXTENSION, BACKPLANE
WC5072 |  | PART OF 1103208-100 |  | CABLE, 2 CONDUCTOR UNSHIELDED PART OF HORN
WC0001 |  | 1302073-36 |  | CABLE, ETHERNET - 36 INCHES
WC0003 |  | 1302073-36 |  | CABLE, ETHERNET - 36 INCHES
WC0006 |  | 1302073-36 |  | CABLE, ETHERNET - 36 INCHES
WC0007 |  | 1302073-36 |  | CABLE, ETHERNET - 36 INCHES
WC0008 |  | 1302073-36 |  | CABLE, ETHERNET - 36 INCHES
WC0009 |  | 1302073-36 |  | CABLE, ETHERNET - 36 INCHES
WC0010 |  | 1302073-36 |  | CABLE, ETHERNET - 36 INCHES
WC0012 |  | 1302073-36 |  | CABLE, ETHERNET - 36 INCHES
WC0014 |  | 1302073-36 |  | CABLE, ETHERNET - 36 INCHES
WC0017 |  | 1302073-36 |  | CABLE, ETHERNET - 36 INCHES
WC0020 |  | 1302073-36 |  | CABLE, ETHERNET - 36 INCHES
WC0041 |  | 1302073-36 |  | CABLE, ETHERNET - 36 INCHES
WC0042 |  | 1302073-36 |  | CABLE, ETHERNET - 36 INCHES
WC0043 |  | 1302073-36 |  | CABLE, ETHERNET - 36 INCHES
WC0045 |  | 1302073-36 |  | CABLE, ETHERNET - 36 INCHES
WC0048 |  | 1302073-36 |  | CABLE, ETHERNET - 36 INCHES
WC0051 |  | 1302073-36 |  | CABLE, ETHERNET - 36 INCHES
WC0052 |  | 1302073-36 |  | CABLE, ETHERNET - 36 INCHES
WC0101 |  | 1302073-36 |  | CABLE, ETHERNET - 36 INCHES
WC0680 |  | 1302073-36 |  | CABLE
WC4524 |  | 1022941-12 |  | TPE, 1 PAIR TWISTED SHIELDED
WC5540 |  | PART OF 1113568-200 |  | CABLE, 2 CONDUCTOR TRIMMED SHIELD PART OF HORN
WC8040 |  | 1322418-90 |  | CABLE, SUPPLIED BY OTHERS
WC8041 |  | 1322418-90 |  | CABLE, SYTSTEM FUNCTION
WC8042 |  | 1322418-90 |  | CABLE, SYTSTEM FUNCTION
WC8043 |  | 1322418-90 |  | CABLE, SUPPLIED BY OTHERS
WC8050 |  | 1322418-90 |  | CABLE, SUPPLIED BY OTHERS
WC8051 |  | 1322418-90 |  | CABLE, SUPPLIED BY OTHERS
WC8066 |  | 1022941-22 |  | TPE, 1 PAIR TWISTED SHIELDED
WC8067 |  | 1022941-22 |  | TPE, 1 PAIR TWISTED SHIELDED
WC8069 |  | 1022941-22 |  | TPE, 1 PAIR TWISTED SHIELDED
WC9001 |  | 1302073-36 |  | CABLE, ETHERNET - 36 INCHES
WC9007 |  | 1302073-36 |  | CABLE, ETHERNET - 36 INCHES
WC9010 |  | 1302073-36 |  | CABLE, ETHERNET - 36 INCHES
WC9013 |  | 1302073-36 |  | CABLE, ETHERNET - 36 INCHES
WC9019 |  | 1302073-36 |  | CABLE, ETHERNET - 36 INCHES
WC9111 |  | 1302073-36 |  | CABLE, ETHERNET - 36 INCHES
WC9212 |  | 1302073-36 |  | CABLE, ETHERNET - 36 INCHES
WC9213 |  | 1302073-36 |  | CABLE, ETHERNET - 36 INCHES

## Part Number List
Part Number List |  | SolarTools ver. 24.0.84.24712 (Jul 31, 2025)
Project # | 4N171
Report date: 4/29/2026 4:26 PM
Project Name | FLNG Production
Revision | B.4
Controls DE | CAROLYN CRAIG
Phone:
Controls ME | Hector Medrano
Phone:
Device ID | Part Number | Description | Location
BA0010 | 1271449-1 | MEDIA CONVERTER, ETHERNET-FIBER OPTIC | AUXILIARY
BA0013 | 1271449-1 | MEDIA CONVERTER, ETHERNET-FIBER OPTIC | AUXILIARY
BA0014 | 1271449-1 | MEDIA CONVERTER, ETHERNET-FIBER OPTIC | AUXILIARY
BA1213 | 1337728-13 | SWITCH, ETAP, DLR INTERFACE | AUXILIARY
FU0030 | 1043265-1,1043265-3 | FUSE, 2A | AUXILIARY
FU0033 | 1043265-1,1043265-3 | FUSE, 2A | AUXILIARY
FU0034 | 1043265-1,1043265-3 | FUSE, 2A | AUXILIARY
FU1213 | 1043265-1,1043265-3 | FUSE, 2A | AUXILIARY
GR0355 | 903849C1 | RAIL GROUND, DIN RAIL GROUNDING | AUXILIARY
GR0356 | 903849C1 | RAIL GROUND, DIN RAIL GROUNDING | AUXILIARY
IEG0356 | 232941-200 | BUS BAR, AUXILIARY CONSOLE - INSTRUMENT EARTH GROUNDING | AUXILIARY
PEG0356 | 232941-200 | BUS BAR, AUXILIARY CONSOLE - POWER EARTH GROUNDING | AUXILIARY
XT0063 | 1066730-7,1066730-8,1067996-4 | TERMINAL BLOCK, SPRING, 4 CONDUCTOR,30-12 AWG (0.05-3.31 MM2),NON-IS | AUXILIARY
XT0391 | 1066730-7,1066730-8,1067996-4 | TERMINAL BLOCK, SPRING, 4 CONDUCTOR,30-12 AWG (0.05-3.31 MM2),NON-IS | AUXILIARY
AF0141 | 2684693-17,2684693-25 | 5094-OB8XT, 8 DISCRETE OUTPUT | BOP
AF0142 | 2684693-17,2684693-23 | 5094-IB16XT, 16 DISCRETE INPUT | BOP
AF0143 | 2684693-18,2684693-56 | 5094-IF8IHXT, 8 ANALOG INPUT, ISOLATED | BOP
AF0144 | 2684693-18,2684693-27 | 5094-OF8IHXT, 8 ANALOG OUTPUT, ISOLATED | BOP
AF0145 | 2684693-19,2684693-33 | 5094-IY8XT, 8 ANALOG INPUT, TC/RTD/ I&V | BOP
AF0146 | 2684693-17,2684693-25 | 5094-OB8XT, 8 DISCRETE OUTPUT | BOP
AF0181 | 2684693-17,2684693-25 | 5094-OB8XT, 8 DISCRETE OUTPUT | BOP
AF0182 | 2684693-17,2684693-23 | 5094-IB16XT, 16 DISCRETE INPUT | BOP
AF0183 | 2684693-18,2684693-28 | 5094-IB16SXT, 16 DISCRETE INPUT, S | BOP
AF0184 | 2684693-18,2684693-55 | 5094-OB16SXT, 16 DISCRETE OUTPUT, S | BOP
AF0185 | 2684693-18,2684693-56 | 5094-IF8IHXT, 8 ANALOG INPUT, ISOLATED | BOP
AU0140 | 2684693-22 | 5094-AENTRXT, FLEX 5000 I/O | BOP
AU0180 | 2684693-22 | 5094-AENTRXT, FLEX 5000 I/O | BOP
FU0140 | 1043265-1,1043265-5 | FUSE, 10A | BOP
FU0141 | 1043265-1,1043265-5 | FUSE, 10A | BOP
FU0142 | 1043265-1,1043265-5 | FUSE, 10A | BOP
FU0143 | 1043265-1,1043265-3 | FUSE, 2A | BOP
FU0146 | 1043265-1,1043265-6 | FUSE, 15A | BOP
FU0180 | 1043265-1,1043265-5 | FUSE, 10A | BOP
FU0181 | 1043265-1,1043265-5 | FUSE, 10A | BOP
FU0182 | 1043265-1,1043265-5 | FUSE, 10A | BOP
FU0183 | 1043265-1,1043265-4 | FUSE, 5A | BOP
GR0140 | 903849C1 | RAIL GROUND, DIN RAIL GROUNDING | BOP
GR0180 | 903849C1 | RAIL GROUND, DIN RAIL GROUNDING | BOP
GR0181 | 903849C1 | RAIL GROUND, DIN RAIL GROUNDING | BOP
IEG0257 | 232941-200 | BUS BAR, BOP - INSTRUMENT EARTH GROUNDING | BOP
KA0531 | 1061979-1 | RELAY, NO EMERGENCY SHUTDOWN SUMMARY | BOP
KA0532 | 1061979-1 | RELAY, NO EMERGENCY SHUTDOWN SUMMARY | BOP
KA0533 | 1061979-1 | RELAY, NO EMERGENCY SHUTDOWN SUMMARY | BOP
KA0534 | 1061979-1 | RELAY, NO EMERGENCY SHUTDOWN SUMMARY | BOP
KA0535 | 1061979-1 | RELAY, CONTROLLER ACTIVE | BOP
KA0536 | 1061979-1 | RELAY, CONTROLLER ACTIVE | BOP
KA0537 | 1061979-1 | RELAY, NO EMERGENCY SHUTDOWN SUMMARY | BOP
KA0540 | 1061979-1 | RELAY, OPEN SUCTION VALVE | BOP
KA0541 | 1061979-1 | RELAY, OPEN DISCHARGE VALVE | BOP
KA0550 | 1061979-1 | RELAY, OPEN SUCTION VALVE SAFETY | BOP
KA0551 | 1061979-1 | RELAY, OPEN DISCHARGE VALVE SAFETY | BOP
KA0554 | 1061979-1 | RELAY, CLOSE VENT VALVE(SAFETY) | BOP
KA0572 | 1061979-1 | RELAY, SUCTION VALVE CLOSED | BOP
KA0573 | 1061979-1 | RELAY, DISCHARGE VALVE CLOSED | BOP
KA0754 | 1061979-1 | RELAY, RBV VALVE CLOSED | BOP
KA2160 | 1061979-1 | RELAY, CLOSE GAS BLOCK VALVE | BOP
KA2161 | 1061979-1 | RELAY, OPEN GAS BLEED VALVE | BOP
KA2960 | 1061979-1 | RELAY, FUEL GAS HEATER REMOTE ON/OFF | BOP
KA2961 | 1061979-1 | RELAY, FUEL GAS HEATER STANDBY MODE | BOP
KA5940 | 1061979-1 | RELAY, SG HEATER REMOTE ON/OFF | BOP
KA5941 | 1061979-1 | RELAY, SG HEATER STANDBY MODE | BOP
KA7482 | 1061979-1 | RELAY, OPEN RBV VALVE | BOP
KA7483 | 1061979-1 | RELAY, OPEN RB VALVE SAFETY | BOP
VD0584 | 1066738-10 | DIODE, 15 pF | BOP
VD0585 | 1066738-10 | DIODE, 15 pF | BOP
VD0586 | 1066738-10 | DIODE, 15 pF | BOP
VD0587 | 1066738-10 | DIODE, 15 pF | BOP
XT0140 | 1066730-7,1066730-8,1067996-4 | TERMINAL BLOCK, SPRING, 4 CONDUCTOR,30-12 AWG (0.05-3.31 MM2),NON-IS | BOP
XT0141 | 1066730-7,1066730-8,1067996-4 | TERMINAL BLOCK, SPRING, 4 CONDUCTOR,30-12 AWG (0.05-3.31 MM2),NON-IS | BOP
XT0572 | 1066730-7,1066730-8,1067996-4 | TERMINAL BLOCK, SPRING, 4 CONDUCTOR,30-12 AWG (0.05-3.31 MM2),NON-IS | BOP
AT1100 | 1577354-4502 | WORKSTATION, VERSA VIEW 1200H | CONTROL,JB70;TT6
HA0472 | 1103208-101 | HORN, START SYSTEM ALARM | CONTROL,JB70;TT6
HL0171 | 2380746-7 | LIGHT, FIRE SYSTEM AUTO, GREEN | CONTROL,JB70;TT6
HL0172 | 2380746-7 | LIGHT, FIRE SYSTEM INHIBIT, AMBER | CONTROL,JB70;TT6
HL0173 | 2380746-7 | LIGHT, FIRE SYSTEM DISCHARGED, RED | CONTROL,JB70;TT6
SA0170 | 2380746-9 | SELECTOR SWITCH, FIRE SYSTEM AUTO/INHIBIT | CONTROL,JB70;TT6
SA0471 | 2380746-2 | SELECTOR SWITCH, SPEED/LOAD | CONTROL,JB70;TT6
SA0473 | 2380746-5 | SELECTOR SWITCH, OFF/LOCAL/AUXILIARY | CONTROL,JB70;TT6
SA0474 | 2380746-2 | SELECTOR SWITCH, SURGE VALVE | CONTROL,JB70;TT6
SB0170 | 2380746-10 | PUSHBUTTON SWITCH, MANUAL RELEASE | CONTROL,JB70;TT6
SB0471 | 2380746-1 | PUSHBUTTON SWITCH, HORN SILENCE | CONTROL,JB70;TT6
SB0472 | 2380746-4 | PUSHBUTTON SWITCH, EMERGENCY STOP | CONTROL,JB70;TT6
SB0473 | 2380746-1 | PUSHBUTTON SWITCH, ACKNOWLEDGE | CONTROL,JB70;TT6
SB0474 | 2380746-1 | PUSHBUTTON SWITCH, RESET | CONTROL,JB70;TT6
SH0470 | 2380746-3 | LIGHTED SWITCH, STOP/STOPPING, RED | CONTROL,JB70;TT6
SH0471 | 2380746-3 | LIGHTED SWITCH, START/STARTING, GREEN | CONTROL,JB70;TT6
SH0472 | 2380746-3 | LIGHTED SWITCH, BACKUP SYSTEM ACTIVE/RESET, AMBER | CONTROL,JB70;TT6
AT0190 | 1577354-5100 | WORKSTATION, PANEL COMPUTER, TT4000 | DOOR
AT0190K | 1047273-2,1068334 | KEYBOARD, TYPING INTERFACE | DOOR
EL0273 | 1022899 | LIGHT, LED, WHITE | DOOR
HA0273 | 1113568-200 | HORN, AUDIBLE ALARM | DOOR
ZS0273 | 1113474-1 | LIMIT SWITCH, CONSOLE DOOR OPEN | DOOR
AT0170 | 1056244-29 | CONTROLLER, EAGLE QUANTUM PREMIER | FIRE SYSTEM CONTROLLER PANEL
FU0171 | 1043265-1,1043265-5 | FUSE, 10A | FIRE SYSTEM CONTROLLER PANEL
GR0171 | 903849C1 | RAIL GROUND, DIN RAIL GROUNDING | FIRE SYSTEM CONTROLLER PANEL
UV0170 | 1056244-2 | POWER SUPPLY, EAGLE QUANTUM PREMIER | FIRE SYSTEM CONTROLLER PANEL
XT0170 | [2]1066730-7,[2]1066730-8,[2]1067996-11,1067996-4 | TERMINAL BLOCK, SPRING, 4 CONDUCTOR,30-12 AWG (0.05-3.31 MM2),NON-IS | FIRE SYSTEM CONTROLLER PANEL
AF0500 | 1322418-31,1322418-40,1322418-72,1322418-73 | 1444-TSCX02-02RB, 2-CH TACHOMETER INPUT^DYNAMIX 1444 VIBRATION | HPC PNL
AF0510 | 1322418-11,1322418-20,1322418-70,1322418-71 | 1444-DYN04-01RA, 4-CH VIBRATION INPUT^DYNAMIX 1444 VIBRATION | HPC PNL
AF0520 | 1322418-11,1322418-20,1322418-70,1322418-71 | 1444-DYN04-01RA, 4-CH VIBRATION INPUT^DYNAMIX 1444 VIBRATION | HPC PNL
AF1201 | 2684693-17,2684693-25 | 5094-OB8XT, 8 DISCRETE OUTPUT | HPC PNL
AF1202 | 2684693-17,2684693-23 | 5094-IB16XT, 16 DISCRETE INPUT | HPC PNL
AF1203 | 2684693-18,2684693-56 | 5094-IF8IHXT, 8 ANALOG INPUT, ISOLATED | HPC PNL
AF1204 | 2684693-18,2684693-30 | 5094-IF4IHSXT, 4 ANALOG INPUT, S | HPC PNL
AF1205 | 2684693-18,2684693-30 | 5094-IF4IHSXT, 4 ANALOG INPUT, S | HPC PNL
AF1206 | 2684693-21,2684693-36 | 5094-IRT8SXT, 8 RTD/TC ANALOG INPUT, S | HPC PNL
AF1207 | 2684693-18,2684693-28 | 5094-IB16SXT, 16 DISCRETE INPUT, S | HPC PNL
AF1208 | 2684693-19,2684693-33 | 5094-IY8XT, 8 ANALOG INPUT, TC/RTD/ I&V | HPC PNL
AF1209 | 2684693-19,2684693-33 | 5094-IY8XT, 8 ANALOG INPUT, TC/RTD/ I&V | HPC PNL
AF1210 | 2684693-18,2684693-56 | 5094-IF8IHXT, 8 ANALOG INPUT, ISOLATED | HPC PNL
AF1211 | 2684693-18,2684693-56 | 5094-IF8IHXT, 8 ANALOG INPUT, ISOLATED | HPC PNL
AF1212 | 2684693-18,2684693-27 | 5094-OF8IHXT, 8 ANALOG OUTPUT, ISOLATED | HPC PNL
AF1213 | 2684693-18,2684693-56 | 5094-IF8IHXT, 8 ANALOG INPUT, ISOLATED | HPC PNL
AU1200 | 2684693-50 | 5094-AENTRXT, FLEX 5000 I/O | HPC PNL
FU0120 | 1043265-1,1043265-5 | FUSE, 10A | HPC PNL
FU0121 | 1043265-1,1043265-5 | FUSE, 10A | HPC PNL
FU0122 | 1043265-1,1043265-6 | FUSE, 15A | HPC PNL
FU0510 | 1043265-1,1043265-4 | FUSE, 5A | HPC PNL
GR0161 | 903849C1 | RAIL GROUND, DIN RAIL GROUNDING | HPC PNL
GR0162 | 903849C1 | RAIL GROUND, DIN RAIL GROUNDING | HPC PNL
GR0163 | 903849C1 | RAIL GROUND, DIN RAIL GROUNDING | HPC PNL
IEG0160 | 232941-200 | BUS BAR, HP CPSR - INSTRUMENT EARTH GROUNDING | HPC PNL
KA0120 | 1061979-1 | RELAY, CONTROLLER ACTIVE | HPC PNL
KA4401 | 1061979-1 | RELAY, CASE DEPRESSURIZED | HPC PNL
XT0120 | [3]1066730-7,1066730-8,1067996-4 | TERMINAL BLOCK, SPRING, 4 CONDUCTOR,30-12 AWG (0.05-3.31 MM2),NON-IS | HPC PNL
XT0121 | 1066730-7,1066730-8,1067996-4 | TERMINAL BLOCK, SPRING, 4 CONDUCTOR,30-12 AWG (0.05-3.31 MM2),NON-IS | HPC PNL
XT0500 | 1066730-1,1066730-2,1067996-4 | TERMINAL STRIP, 4 CONDUCTOR | HPC PNL
XT0510 | 1066730-7,1066730-8,1067996-4 | TERMINAL BLOCK, SPRING, 4 CONDUCTOR,30-12 AWG (0.05-3.31 MM2),NON-IS | HPC PNL
BA0005 | 1271449-1 | MEDIA CONVERTER, ETHERNET-FIBER OPTIC | JB1123
BA0006 | 1271449-1 | MEDIA CONVERTER, ETHERNET-FIBER OPTIC | JB1123
FU1123 | 1043265-1,1043265-3 | FUSE, 2A | JB1123
FU1124 | 1043265-1,1043265-3 | FUSE, 2A | JB1123
GR1123 | 903849C1 | RAIL GROUND, DIN RAIL GROUNDING | JB1123
GR1125 | 903849C1 | RAIL GROUND, DIN RAIL GROUNDING | JB1123
IEG1123 | 232941-200 | BUS BAR, JB1123 - INSTRUMENT EARTH GROUNDING | JB1123
XT1123 | 1066730-7,1066730-8,1067996-4 | TERMINAL BLOCK, SPRING, 4 CONDUCTOR,30-12 AWG (0.05-3.31 MM2),NON-IS | JB1123
AT0175 | 1056244-5 | 8 CHANNEL ED I/O, EAGLE QUANTUM PREMIER | JB70 LEFT RAIL
AT0176 | 1056244-5 | 8 CHANNEL ED I/O, TRAY, 1 PAIR SHIELDED (16GA) | JB70 LEFT RAIL
AT0178 | 1056244-5 | 8 CHANNEL ED I/O, EAGLE QUANTUM PREMIER | JB70 LEFT RAIL
FU0170 | 1043265-1,1043265-5 | FUSE, 10A | JB70 LEFT RAIL
FU0172 | 1043265-1,1043265-3 | FUSE, 2A | JB70 LEFT RAIL
GR0431 | 903849C1 | RAIL GROUND, DIN RAIL GROUNDING | JB70 LEFT RAIL
KA0172 | 1061979-1 | RELAY, FIRE DETECTED (CUSTOMER) | JB70 LEFT RAIL
KA0174 | 1061979-1 | RELAY, GAS DETECTED (CUSTOMER) | JB70 LEFT RAIL
KA0178 | 1061979-1 | RELAY, LOCAL HORN CONTROL (EQP) | JB70 LEFT RAIL
KA0875 | 1061979-1 | RELAY, LOCAL HORN CONTROL (PLC) | JB70 LEFT RAIL
KA6510 | 1061979-1 | RELAY, FIRE SYSTEM AUTO/INHIBIT | JB70 LEFT RAIL
KA6511 | 1061979-1 | RELAY, FIRE SYSTEM AUTO/INHIBIT | JB70 LEFT RAIL
RR1751 | 1066738-9 | RESISTOR, 10K OHM | JB70 LEFT RAIL
RR1756 | 1066738-9 | RESISTOR, 10K OHM | JB70 LEFT RAIL
RR1757 | 1066738-9 | RESISTOR, 10K OHM | JB70 LEFT RAIL
RR1758 | 1066738-9 | RESISTOR, 10K OHM | JB70 LEFT RAIL
RR1765 | 1066738-9 | RESISTOR, 10K OHM | JB70 LEFT RAIL
RR1767 | 1066738-9 | RESISTOR, 10K OHM | JB70 LEFT RAIL
RR1788 | 1066738-9 | RESISTOR, 10K OHM | JB70 LEFT RAIL
VD1756 | 1066738-10 | DIODE, 15 pF | JB70 LEFT RAIL
VD1757 | 1066738-10 | DIODE, 15 pF | JB70 LEFT RAIL
VD1758 | 1066738-10 | DIODE, 15 pF | JB70 LEFT RAIL
VD1788 | 1066738-10 | DIODE, 15 pF | JB70 LEFT RAIL
XT0171 | 1066730-7,1066730-8,1067996-4 | TERMINAL BLOCK, SPRING, 4 CONDUCTOR,30-12 AWG (0.05-3.31 MM2),NON-IS | JB70 LEFT RAIL
XT0173 | 1066730-7,1066730-8,1067996-4 | TERMINAL BLOCK, SPRING, 4 CONDUCTOR,30-12 AWG (0.05-3.31 MM2),NON-IS | JB70 LEFT RAIL
XT0290 | 1066730-7,1066730-8,1067996-4 | TERMINAL BLOCK, SPRING, 4 CONDUCTOR,30-12 AWG (0.05-3.31 MM2),NON-IS | JB70 LEFT RAIL
BA0007 | 1271449-1 | MEDIA CONVERTER, ETHERNET-FIBER OPTIC | JB74,LEFT RAIL
BA0008 | 1271449-1 | MEDIA CONVERTER, ETHERNET-FIBER OPTIC | JB74,LEFT RAIL
BA1212 | 1337728-12 | SWITCH, ETAP, DLR INTERFACE | JB74,LEFT RAIL
FU0027 | 1043265-1,1043265-3 | FUSE, 2A | JB74,LEFT RAIL
FU0028 | 1043265-1,1043265-3 | FUSE, 2A | JB74,LEFT RAIL
FU1212 | 1043265-1,1043265-3 | FUSE, 2A | JB74,LEFT RAIL
GR0182 | 903849C1 | RAIL GROUND, DIN RAIL GROUNDING | JB74,LEFT RAIL
XT0007 | 1066730-7,1066730-8,1067996-4 | TERMINAL BLOCK, SPRING, 4 CONDUCTOR,30-12 AWG (0.05-3.31 MM2),NON-IS | JB74,LEFT RAIL
XT0392 | 1066730-7 | TERMINAL BLOCK, SPRING, 4 CONDUCTOR,30-12 AWG (0.05-3.31 MM2),NON-IS | JB74,LEFT RAIL
XT4875 | DRIVEN COMMON | TERMINAL STRIP, HP COMPRESSOR CASE PRESSURE | JB75
ACTUAL_CPSR_FLOW | CUSTOMER CONNECTION | CUSTOMER CONNECTION, ACTUAL COMPRESSOR FLOW | PANEL
SB7510 | CUSTOMER DEFINED | PUSHBUTTON SWITCH, START (CUSTOMER) | PANEL
SB7511 | CUSTOMER DEFINED | PUSHBUTTON SWITCH, NORMAL STOP (CUSTOMER) | PANEL
SB7513 | CUSTOMER DEFINED | PUSHBUTTON SWITCH, FAST STOP (CUSTOMER) | PANEL
SB7514 | CUSTOMER DEFINED | PUSHBUTTON SWITCH, REMOTE FAST STOP DEPRESSURIZED | PANEL
TD_TO_DCS | CUSTOMER CONNECTION | CUSTOMER CONNECTION, TURNDOWN TO DCS | PANEL
AF0081 | 2684693-18,2684693-28 | 5094-IB16SXT, 16 DISCRETE INPUT, S | PANEL A
AF0082 | 2684693-17,2684693-23 | 5094-IB16XT, 16 DISCRETE INPUT | PANEL A
AF0083 | 2684693-19,2684693-33 | 5094-IY8XT, 8 ANALOG INPUT, TC/RTD/ I&V | PANEL A
AF0084 | 2684693-19,2684693-33 | 5094-IY8XT, 8 ANALOG INPUT, TC/RTD/ I&V | PANEL A
AF0085 | 2684693-18,2684693-56 | 5094-IF8IHXT, 8 ANALOG INPUT, ISOLATED | PANEL A
AF0086 | 2684693-18,2684693-56 | 5094-IF8IHXT, 8 ANALOG INPUT, ISOLATED | PANEL A
AF0087 | 2684693-17,2684693-23 | 5094-IB16XT, 16 DISCRETE INPUT | PANEL A
AF0091 | 2684693-17,2684693-23 | 5094-IB16XT, 16 DISCRETE INPUT | PANEL A
AF0092 | 2684693-17,2684693-24 | 5094-OB16XT, 16 DISCRETE OUTPUT | PANEL A
AF0093 | 2684693-17,2684693-24 | 5094-OB16XT, 16 DISCRETE OUTPUT | PANEL A
AF0094 | 2684693-19,2684693-33 | 5094-IY8XT, 8 ANALOG INPUT, TC/RTD/ I&V | PANEL A
AF0095 | 2684693-17,2684693-25 | 5094-OB8XT, 8 DISCRETE OUTPUT | PANEL A
AU0080 | 2684693-22 | 5094-AENTRXT, FLEX 5000 I/O | PANEL A
AU0090 | 2684693-22 | 5094-AENTRXT, FLEX 5000 I/O | PANEL A
FU0011 | 1043265-1,1043265-7 | FUSE, 20A | PANEL A
FU0012 | 1043265-1,1043265-5 | FUSE, 10A | PANEL A
FU0013 | 1043265-1,1043265-5 | FUSE, 10A | PANEL A
FU0014 | 1043265-1,1043265-5 | FUSE, 10A | PANEL A
FU0015 | 1043265-1,1043265-5 | FUSE, 10A | PANEL A
FU0016 | 1043265-1,1043265-5 | FUSE, 10A | PANEL A
FU0017 | 1043265-1,1043265-5 | FUSE, 10A | PANEL A
FU0018 | 1043265-1,1043265-5 | FUSE, 10A | PANEL A
FU0081 | 1043265-1,1043265-5 | FUSE, 10A | PANEL A
FU0090 | 1043265-1,1043265-5 | FUSE, 10A | PANEL A
FU0091 | 1043265-1,1043265-5 | FUSE, 10A | PANEL A
FU0092 | 1043265-1,1043265-5 | FUSE, 10A | PANEL A
FU0093 | 1043265-1,1043265-5 | FUSE, 10A | PANEL A
FU0094 | 1043265-1,1043265-5 | FUSE, 10A | PANEL A
FU0136 | 1043265-1,1043265-9 | FUSE, 30A | PANEL A
FU0294 | 1043265-1,1043265-5 | FUSE, 10A | PANEL A
FU0295 | 1043265-1,1043265-5 | FUSE, 10A | PANEL A
FU0535 | 1043265-1,1043265-7 | FUSE, 20A | PANEL A
GR0131 | 903849C1 | RAIL GROUND, DIN RAIL GROUNDING | PANEL A
GR0132 | 903849C1 | RAIL GROUND, DIN RAIL GROUNDING | PANEL A
GR0133 | [2]903849C1 | RAIL GROUND, DIN RAIL GROUNDING | PANEL A
GR0134 | [2]903849C1 | RAIL GROUND, DIN RAIL GROUNDING | PANEL A
IEG0010 | 232941-300 | BUS BAR, PANEL A - INSTRUMENT EARTH GROUNDING | PANEL A
KA0130 | 1061979-1 | RELAY, LOWSPEED/OPEN PROBE SETPOINT | PANEL A
KA0135 | 1061979-1 | RELAY, AC PRE/POST PUMP DRIVE | PANEL A
KA0145 | 1061979-1 | RELAY, AC PRE/POST PUMP DRIVE | PANEL A
KA0176 | 1061979-1 | RELAY, VENTILATION REQUIRED | PANEL A
KA0177 | 1061979-1 | RELAY, VENTILATION REQUIRED | PANEL A
KA0179 | 1061979-1 | RELAY, VENTILATION REQUIRED | PANEL A
KA0246 | 1061979-1 | RELAY, NO FIRE DETECTED | PANEL A
KA0247 | 1061979-1 | RELAY, NO FIRE DETECTED | PANEL A
KA0249 | 1061979-1 | RELAY, NO GAS DETECTED | PANEL A
KA0254 | 1061979-1 | RELAY, NO FIRE DECTECTED | PANEL A
KA0255 | 1061979-1 | RELAY, CONTROLLER ACTIVE | PANEL A
KA3103 | 1061979-1 | RELAY, LUBE OIL TANK HEATER | PANEL A
KA3220 | 1061979-1 | RELAY, LUBE OIL COOLER FAN | PANEL A
KA3221 | 1061979-1 | RELAY, LUBE OIL COOLER FAN #2 | PANEL A
KA6211 | 1061979-1 | RELAY, DRIVER ENCLOSURE^VENT FAN #1 | PANEL A
KA6212 | 1061979-1 | RELAY, DRIVER ENCLOSURE^VENT FAN #2 | PANEL A
PC0470 | 2271605-1 | TIMER/COUNTER, ENGINE HOUR / START COUNTER | PANEL A
PEG0130 | 232941-300 | BUS BAR, PANEL A - POWER EARTH GROUNDING | PANEL A
UJ0131 | 1286570-1 | POWER CONVERTER, AC/DC INPUT TO 28V DC OUTPUT | PANEL A
XT0002 | 1066730-16,1066730-17,1066730-18 | TERMINAL STRIP, 2 CONDUCTOR | PANEL A
XT0003 | 1066730-16,1066730-17,1066730-18 | TERMINAL STRIP, 2 CONDUCTOR | PANEL A
XT0011 | 1066730-16,1066730-17,1066730-18 | TERMINAL STRIP, 2 CONDUCTOR | PANEL A
XT0012 | 1066730-16,1066730-17,1066730-18 | TERMINAL STRIP, 2 CONDUCTOR | PANEL A
XT0014 | [2]1247052-1 | BUS BAR, SYSTEM FUNCTION (USE) | PANEL A
XT0080 | 1066730-7,1066730-8,1067996-4 | TERMINAL BLOCK, SPRING, 4 CONDUCTOR,30-12 AWG (0.05-3.31 MM2),NON-IS | PANEL A
XT0535 | 1066730-7,1066730-8,1067996-4 | TERMINAL BLOCK, SPRING, 4 CONDUCTOR,30-12 AWG (0.05-3.31 MM2),NON-IS | PANEL A
XT0536 | 1066730-7,1066730-8,1067996-4 | TERMINAL BLOCK, SPRING, 4 CONDUCTOR,30-12 AWG (0.05-3.31 MM2),NON-IS | PANEL A
AF0061 | 2684693-17,2684693-25 | 5094-OB8XT, 8 DISCRETE OUTPUT | PANEL B
AF0062 | 2684693-17,2684693-25 | 5094-OB8XT, 8 DISCRETE OUTPUT | PANEL B
AF0063 | 2684693-17,2684693-23 | 5094-IB16XT, 16 DISCRETE INPUT | PANEL B
AF0064 | 2684693-18,2684693-30 | 5094-IF4IHSXT, 4 ANALOG INPUT, S | PANEL B
AF0065 | 2684693-18,2684693-30 | 5094-IF4IHSXT, 4 ANALOG INPUT, S | PANEL B
AF0066 | 2684693-18,2684693-27 | 5094-OF8IHXT, 8 ANALOG OUTPUT, ISOLATED | PANEL B
AF0067 | 2684693-17,2684693-25 | 5094-OB8XT, 8 DISCRETE OUTPUT | PANEL B
AF0068 | 2684693-21,2684693-36 | 5094-IRT8SXT, 8 RTD/TC ANALOG INPUT, S | PANEL B
AF0071 | 2684693-18,2684693-32 | 5094-IJ2ISXT, 2 FAST COUNTER INPUT, S | PANEL B
AF0072 | 2684693-18,2684693-30 | 5094-IF4IHSXT, 4 ANALOG INPUT, S | PANEL B
AF0073 | 2684693-21,2684693-36 | 5094-IRT8SXT, 8 RTD/TC ANALOG INPUT, S | PANEL B
AF0074 | 2684693-18,2684693-56 | 5094-IF8IHXT, 8 ANALOG INPUT, ISOLATED | PANEL B
AF0075 | 2684693-18,2684693-30 | 5094-IF4IHSXT, 4 ANALOG INPUT, S | PANEL B
AF0076 | 2684693-18,2684693-55 | 5094-OB16SXT, 16 DISCRETE OUTPUT, S | PANEL B
AF0077 | 2684693-19,2684693-33 | 5094-IY8XT, 8 ANALOG INPUT, TC/RTD/ I&V | PANEL B
AF0400 | 1322418-31,1322418-40,1322418-72,1322418-73 | 1444-TSCX02-02RB, 2-CH TACHOMETER INPUT^DYNAMIX 1444 VIBRATION | PANEL B
AF0410 | 1322418-11,1322418-20,1322418-70,1322418-71 | 1444-DYN04-01RA, 4-CH VIBRATION INPUT^DYNAMIX 1444 VIBRATION | PANEL B
AF0420 | 1322418-11,1322418-20,1322418-70,1322418-71 | 1444-DYN04-01RA, 4-CH VIBRATION INPUT^DYNAMIX 1444 VIBRATION | PANEL B
AF0430 | 1322418-11,1322418-20,1322418-70,1322418-71 | 1444-DYN04-01RA, 4-CH VIBRATION INPUT^DYNAMIX 1444 VIBRATION | PANEL B
AF0450 | 1322418-11,1322418-20,1322418-70,1322418-71 | 1444-DYN04-01RA, 4-CH VIBRATION INPUT^DYNAMIX 1444 VIBRATION | PANEL B
AU0060 | 2684693-22 | 5094-AENTRXT, FLEX 5000 I/O | PANEL B
AU0070 | 2684693-22 | 5094-AENTRXT, FLEX 5000 I/O | PANEL B
FU0060 | 1043265-1,1043265-6 | FUSE, 15A | PANEL B
FU0061 | 1043265-1,1043265-5 | FUSE, 10A | PANEL B
FU0062 | 1043265-1,1043265-5 | FUSE, 10A | PANEL B
FU0063 | 1043265-1,1043265-5 | FUSE, 10A | PANEL B
FU0064 | 1043265-1,1043265-5 | FUSE, 10A | PANEL B
FU0070 | 1043265-1,1043265-5 | FUSE, 10A | PANEL B
FU0076 | 1043265-1,1043265-5 | FUSE, 10A | PANEL B
FU0080 | 1043265-1,1043265-6 | FUSE, 15A | PANEL B
FU0100 | 1043265-1,1043265-4 | FUSE, 5A | PANEL B
FU0113 | 1043265-1,1043265-5 | FUSE, 10A | PANEL B
FU0114 | 1043265-1,1043265-5 | FUSE, 10A | PANEL B
FU0115 | 1043265-1,1043265-5 | FUSE, 10A | PANEL B
FU0137 | 1043265-1,1043265-7 | FUSE, 20A | PANEL B
FU0139 | 1043265-1,1043265-4 | FUSE, 5A | PANEL B
FU0210 | 1043265-1,1043265-7 | FUSE, 20A | PANEL B
FU0212 | 1043265-1,1043265-3 | FUSE, 2A | PANEL B
FU0387 | 1043265-1,1043265-4 | FUSE, 5A | PANEL B
FU0388 | 1043265-1,1043265-4 | FUSE, 5A | PANEL B
FU0389 | 1043265-1,1043265-3 | FUSE, 2A | PANEL B
FU0410 | 1043265-1,1043265-4 | FUSE, 5A | PANEL B
GR0231 | [2]903849C1 | RAIL GROUND, DIN RAIL GROUNDING | PANEL B
GR0232 | 903849C1 | RAIL GROUND, DIN RAIL GROUNDING | PANEL B
GR0233 | 903849C1 | RAIL GROUND, DIN RAIL GROUNDING | PANEL B
IEG0230 | 232941-300 | BUS BAR, PANEL B - INSTRUMENT EARTH GROUNDING | PANEL B
KA0131 | 1061979-1 | RELAY, CONTROLLER ACTIVE | PANEL B
KA0132 | 1061979-1 | RELAY, CONTROLLER ACTIVE | PANEL B
KA0133 | 1061979-1 | RELAY, POST LUBE TIMER RESET | PANEL B
KA0134 | 1061979-1 | RELAY, BACKUP COMMAND OFF | PANEL B
KA0136 | 1061979-1 | RELAY, LUBE OIL HEADER^PRESSURE HIGH | PANEL B
KA0137 | 1061979-1 | RELAY, LUBE PUMP INHIBIT | PANEL B
KA0138 | 1061979-1 | RELAY, BACKUP LUBE OIL PUMP OFF | PANEL B
KA0141 | 1061979-1 | RELAY, CONTROLLER ACTIVE | PANEL B
KA0221 | 1061979-1 | RELAY, PRIMARY GAS FUEL SHUTOFF VALVE | PANEL B
KA0222 | 1061979-1 | RELAY, SECONDARY GAS FUEL SHUTOFF VALVE | PANEL B
KA0230 | 1061979-1 | RELAY, CONTROLLER ACTIVE | PANEL B
KA0231 | 1061979-1 | RELAY, CONTROLLER ACTIVE | PANEL B
KA0232 | 1061979-1 | RELAY, CONTROLLER ACTIVE | PANEL B
KA0233 | 1061979-1 | RELAY, CONTROLLER ACTIVE | PANEL B
KA0234 | 1061979-1 | RELAY, CONTROLLER ACTIVE | PANEL B
KA0235 | 1061979-1 | RELAY, NO EMERGENCY SHUTDOWN SUMMARY | PANEL B
KA0236 | 1061979-1 | RELAY, NO EMERGENCY SHUTDOWN SUMMARY | PANEL B
KA0237 | 1061979-1 | RELAY, NO EMERGENCY SHUTDOWN SUMMARY | PANEL B
KA0239 | 1061979-1 | RELAY, NO EMERGENCY SHUTDOWN SUMMARY | PANEL B
KA0240 | 1061979-1 | RELAY, NO EMERGENCY SHUTDOWN SUMMARY | PANEL B
KA0241 | 1061979-1 | RELAY, BACKUP SYSTEM RESET | PANEL B
KA0242 | 1061979-1 | RELAY, BACKUP SYSTEM RESET | PANEL B
KA0243 | 1061979-1 | RELAY, NO FIRE DETECTED | PANEL B
KA0244 | 1061979-1 | RELAY, NO FIRE DETECTED | PANEL B
KA0245 | 1061979-1 | RELAY, NO GAS DETECTED | PANEL B
KA0251 | 1061979-1 | RELAY, NO EMERGENCY SHUTDOWN SUMMARY | PANEL B
KA1020 | 1061979-1 | RELAY, IGNITION START | PANEL B
KT0140 | 2651077-1 | TIMER RELAY, BACKUP PUMP^POST LUBE OFF CYCLE | PANEL B
KT0141 | 2651077-1 | TIMER RELAY, BACKUP POST LUBE CONTINUOUS | PANEL B
KT0142 | 2651077-1 | TIMER RELAY, TOTAL POST LUBE | PANEL B
KT0143 | 2651077-1 | TIMER RELAY, BACKUP PUMP POST LUBE ON CYCLE | PANEL B
KT0144 | 2651077-1 | TIMER RELAY, HEADER PRESSURE HIGH^BACKUP PUMP OFF | PANEL B
KT0145 | 2651077-1 | TIMER RELAY, FIRE DETECTED ROLLDOWN LUBE | PANEL B
KT0146 | 2651077-3 | TIMER RELAY, WATCHDOG | PANEL B
RR0941 | 1066738-13 | RESISTOR, 4.7K OHM | PANEL B
RR0942 | 1066738-8 | RESISTOR, 1.0K OHM | PANEL B
UA1200 | 1053834-12 | SIGNAL CONVERTER, BACKUP OVERSPEED | PANEL B
XT0060 | 1066730-7,1066730-8,1067996-4 | TERMINAL BLOCK, SPRING, 4 CONDUCTOR,30-12 AWG (0.05-3.31 MM2),NON-IS | PANEL B
XT0062 | 1066730-7,1066730-8,1067996-4 | TERMINAL BLOCK, SPRING, 4 CONDUCTOR,30-12 AWG (0.05-3.31 MM2),NON-IS | PANEL B
XT0081 | 1066730-7,1066730-8,1067996-4 | TERMINAL BLOCK, SPRING, 4 CONDUCTOR,30-12 AWG (0.05-3.31 MM2),NON-IS | PANEL B
XT0082 | 1066730-7,1066730-8,1067996-4 | TERMINAL BLOCK, SPRING, 4 CONDUCTOR,30-12 AWG (0.05-3.31 MM2),NON-IS | PANEL B
XT0084 | 1066730-7,1066730-8,1067996-4 | TERMINAL BLOCK, SPRING, 4 CONDUCTOR,30-12 AWG (0.05-3.31 MM2),NON-IS | PANEL B
XT0089 | 1066730-7,1066730-8,1067996-4 | TERMINAL BLOCK, SPRING, 4 CONDUCTOR,30-12 AWG (0.05-3.31 MM2),NON-IS | PANEL B
XT0237 | 1066730-10,1066730-9,1067996-4 | DIODE TERMINAL STRIP, 4 CONDUCTOR | PANEL B
XT0292 | 1066730-7,1066730-8,1067996-4 | TERMINAL BLOCK, SPRING, 4 CONDUCTOR,30-12 AWG (0.05-3.31 MM2),NON-IS | PANEL B
XT0400 | 1066730-1,1066730-2,1067996-4 | TERMINAL STRIP, 4 CONDUCTOR | PANEL B
XT0401 | 1066730-7,1066730-8,1067996-4 | TERMINAL BLOCK, SPRING, 4 CONDUCTOR,30-12 AWG (0.05-3.31 MM2),NON-IS | PANEL B
AP0601 | [2]1089241-20 | MODULE, BLANK FILLER | PLC
AP0602 | 1089241-40 | 1756-EN2TRXT, ETHERNET | PLC
AP0603 | 1089241-40 | 1756-EN2TRXT, ETHERNET | PLC
AP0604 | 1089241-15 | MVI 56-MNETXT, ETHERNET/MODBUS | PLC
AP0605 | 1089241-14 | MVI 56E-MCMXT, MODBUS | PLC
AP0606 | 1089241-20 | MODULE, BLANK FILLER | PLC
AP0607 | 1089241-36 | 1756-EN2TXT, ETHERNET | PLC
AP0608 | 1089241-20 | MODULE, BLANK FILLER | PLC
AP0609 | 1089241-40 | 1756-EN2TRXT, ETHERNET | PLC
AR0600 | 1057900,1059465,1089241-42,1103759,19298R1,22652R1 | RACK CHASSIS, 1756-A10XT (10 SLOT) | PLC
AT0600 | 1089241-43 | 1756-L83EXTS, CONTROLLER^GUARDLOGIX | PLC
AT0680 | 1634974-100 | GATEWAY MODULE, TURBOTRONIC GATEWAY | PLC
FU0010 | 1043265-1,1043265-5 | FUSE, 10A | PLC
FU0680 | 1043265-1,1043265-4 | FUSE, 5A | PLC
GR0234 | [2]903849C1 | RAIL GROUND, DIN RAIL GROUNDING | PLC
UV0600 | 1089241-28 | POWER SUPPLY, RSLOGIX CHASSIS | PLC
XT0680 | 1066730-7,1066730-8,1067996-4 | TERMINAL BLOCK, SPRING, 4 CONDUCTOR,30-12 AWG (0.05-3.31 MM2),NON-IS | PLC
FU0190 | 1043265-1,1043265-5 | FUSE, 10A | PWR DIST
FU0200 | 1043265-1,1043265-5 | FUSE, 10A | PWR DIST
FU0201 | 1043265-1,1043265-5 | FUSE, 10A | PWR DIST
FU0273 | 1043265-1,1043265-4 | FUSE, 5A | PWR DIST
FU0560 | 1043265-1,1043265-7 | FUSE, 20A | PWR DIST
FU0701 | 1043265-1,1043265-4 | FUSE, 5A | PWR DIST
QS0560 | 1126803 | CIRCUIT BREAKER, DOUBLE POLE - RAIL MOUNTABLE | PWR DIST
XT0345 | 1066730-7,1066730-8,1067996-4 | TERMINAL BLOCK, SPRING, 4 CONDUCTOR,30-12 AWG (0.05-3.31 MM2),NON-IS | PWR DIST
XT0560 | 1066730-7,1066730-8,1067996-4 | TERMINAL BLOCK, SPRING, 4 CONDUCTOR,30-12 AWG (0.05-3.31 MM2),NON-IS | PWR DIST
XT0561 | 1066730-7,1066730-8,1067996-4 | TERMINAL BLOCK, SPRING, 4 CONDUCTOR,30-12 AWG (0.05-3.31 MM2),NON-IS | PWR DIST
XT0562 | 1066730-7,1066730-8,1067996-4 | TERMINAL BLOCK, SPRING, 4 CONDUCTOR,30-12 AWG (0.05-3.31 MM2),NON-IS | PWR DIST
XT0563 | 1066730-7,1066730-8,1067996-4 | TERMINAL BLOCK, SPRING, 4 CONDUCTOR,30-12 AWG (0.05-3.31 MM2),NON-IS | PWR DIST
BA0001 | 1271449-1 | MEDIA CONVERTER, ETHERNET-FIBER OPTIC | RAIL,RIGHT,JB70
BA0002 | 1271449-1 | MEDIA CONVERTER, ETHERNET-FIBER OPTIC | RAIL,RIGHT,JB70
BA0009 | 1271449-1 | MEDIA CONVERTER, ETHERNET-FIBER OPTIC | RAIL,RIGHT,JB70
BA0011 | 1271449-1 | MEDIA CONVERTER, ETHERNET-FIBER OPTIC | RAIL,RIGHT,JB70
BA1100 | 1337728-10 | SWITCH, ETAP, DLR INTERFACE | RAIL,RIGHT,JB70
FU0021 | 1043265-1,1043265-3 | FUSE, 2A | RAIL,RIGHT,JB70
FU0022 | 1043265-1,1043265-3 | FUSE, 2A | RAIL,RIGHT,JB70
FU0029 | 1043265-1,1043265-3 | FUSE, 2A | RAIL,RIGHT,JB70
FU0035 | 1043265-1,1043265-3 | FUSE, 2A | RAIL,RIGHT,JB70
FU0291 | 1043265-4 | FUSE, 5A | RAIL,RIGHT,JB70
FU1100 | 1043265-1,1043265-5 | FUSE, 10A | RAIL,RIGHT,JB70
FU1101 | 1043265-1,1043265-3 | FUSE, 2A | RAIL,RIGHT,JB70
GR1000 | 903849C1 | RAIL GROUND, DIN RAIL GROUNDING | RAIL,RIGHT,JB70
GR1100 | 903849C1 | RAIL GROUND, DIN RAIL GROUNDING | RAIL,RIGHT,JB70
UV0291 | 1088442-4 | POWER CONVERTER, DC/DC INPUT TO 24V DC OUTPUT | RAIL,RIGHT,JB70
XT0051 | 1066730-7,1066730-8,1067996-4 | TERMINAL BLOCK, SPRING, 4 CONDUCTOR,30-12 AWG (0.05-3.31 MM2),NON-IS | RAIL,RIGHT,JB70
XT0111 | 1066730-7,1066730-8,1067996-4 | TERMINAL BLOCK, SPRING, 4 CONDUCTOR,30-12 AWG (0.05-3.31 MM2),NON-IS | RAIL,RIGHT,JB70
XT0291 | 1066730-7 | TERMINAL BLOCK, SPRING, 4 CONDUCTOR,30-12 AWG (0.05-3.31 MM2),NON-IS | RAIL,RIGHT,JB70
FU0332 | 1043265-1,1043265-7 | FUSE, 20A | RAIL,RIGHT,JB73
GR1163 | 903849C1 | RAIL GROUND, DIN RAIL GROUNDING | RAIL,RIGHT,JB73
XT0335 | 1066730-7,1066730-8,1067996-4 | TERMINAL BLOCK, SPRING, 4 CONDUCTOR,30-12 AWG (0.05-3.31 MM2),NON-IS | RAIL,RIGHT,JB73
XT0336 | 1066730-7,1066730-8,1067996-4 | TERMINAL BLOCK, SPRING, 4 CONDUCTOR,30-12 AWG (0.05-3.31 MM2),NON-IS | RAIL,RIGHT,JB73
XT0845 | 1066730-7,1066730-8,1067996-4 | TERMINAL BLOCK, SPRING, 4 CONDUCTOR,30-12 AWG (0.05-3.31 MM2),NON-IS | RAIL,RIGHT,JB73
AF0201 | 2684693-48,2684693-51 | 5094-IB32XT, 32 DISCRETE INPUT | TCP, CSMD
AF0202 | 2684693-49,2684693-52 | 5094-OB32XT, 32 DISCRETE OUTPUT | TCP, CSMD
AU0200 | 2684693-22 | 5094-AENTRXT, FLEX 5000 I/O | TCP, CSMD
GR0200 | 903849C1 | RAIL GROUND, DIN RAIL GROUNDING | TCP, CSMD
HL0400 | PARTOFTCPASSY | LIGHT, READY, GREEN | TCP, CSMD
HL0401 | PARTOFTCPASSY | LIGHT, STARTING, WHITE | TCP, CSMD
HL0402 | PARTOFTCPASSY | LIGHT, READY TO LOAD, WHITE | TCP, CSMD
HL0403 | PARTOFTCPASSY | LIGHT, ON LOAD, WHITE | TCP, CSMD
HL0404 | PARTOFTCPASSY | LIGHT, SPARE, WHITE | TCP, CSMD
HL0405 | PARTOFTCPASSY | LIGHT, LOCAL/AUXILIARY SELECT, WHITE | TCP, CSMD
HL0406 | PARTOFTCPASSY | LIGHT, SPARE, WHITE | TCP, CSMD
HL0407 | PARTOFTCPASSY | LIGHT, COOLDOWN, WHITE | TCP, CSMD
HL0408 | PARTOFTCPASSY | LIGHT, STOPPING, WHITE | TCP, CSMD
HL0409 | PARTOFTCPASSY | LIGHT, ALARM SUMMARY, AMBER | TCP, CSMD
HL0410 | PARTOFTCPASSY | LIGHT, BACKUP ACTIVE, AMBER | TCP, CSMD
HL0411 | PARTOFTCPASSY | LIGHT, SHUTDOWN SUMMARY, RED | TCP, CSMD
SA0401 | PARTOFTCPASSY | SELECTOR SWITCH, BACKUP SYSTEM RESET | TCP, CSMD
SB0400 | PARTOFTCPASSY | PUSHBUTTON SWITCH, EMERGENCY STOP | TCP, CSMD
SB0401 | PARTOFTCPASSY | PUSHBUTTON SWITCH, HORN SILENCE | TCP, CSMD
SB0402 | PARTOFTCPASSY | PUSHBUTTON SWITCH, ACKNOWLEDGE | TCP, CSMD
SB0403 | PARTOFTCPASSY | PUSHBUTTON SWITCH, RESET | TCP, CSMD
SB0404 | PARTOFTCPASSY | PUSHBUTTON SWITCH, LAMP TEST | TCP, CSMD
SB0405 | PARTOFTCPASSY | PUSHBUTTON SWITCH, START | TCP, CSMD
SB0406 | PARTOFTCPASSY | PUSHBUTTON SWITCH, NORMAL STOP | TCP, CSMD
SB0407 | PARTOFTCPASSY | PUSHBUTTON SWITCH, SPEED/LOAD DECREASE | TCP, CSMD
SB0408 | PARTOFTCPASSY | PUSHBUTTON SWITCH, SPEED/LOAD INCREASE | TCP, CSMD
SH0400 | PARTOFTCPASSY | LIGHTED SWITCH, SPARE, WHITE | TCP, CSMD
SH0401 | PARTOFTCPASSY | LIGHTED SWITCH, SPARE, WHITE | TCP, CSMD
SH0402 | PARTOFTCPASSY | LIGHTED SWITCH, SPARE, WHITE | TCP, CSMD
SH0403 | PARTOFTCPASSY | LIGHTED SWITCH, SPARE, WHITE | TCP, CSMD
SH0404 | PARTOFTCPASSY | LIGHTED SWITCH, SPARE, WHITE | TCP, CSMD
SH0405 | PARTOFTCPASSY | LIGHTED SWITCH, SPARE, WHITE | TCP, CSMD
SH0406 | PARTOFTCPASSY | LIGHTED SWITCH, OPEN HPC SURGE CONTROL VALVE, WHITE | TCP, CSMD
SH0407 | PARTOFTCPASSY | LIGHTED SWITCH, CLOSE HPC SURGE CONTROL VALVE, WHITE | TCP, CSMD
SH0408 | PARTOFTCPASSY | LIGHTED SWITCH, AUTO/MANUAL SELECT, WHITE | TCP, CSMD
XT0201 | 1066730-1 | TERMINAL STRIP, 4 CONDUCTOR | TCP, CSMD
XT0564 | PARTOFTCPASSY | TERMINAL STRIP, SYSTEM FUNCTION (USE) | TCP, CSMD