## Blue Labels
(SHT 1) TCP | (SHT 10) ISOLATOR PANEL | (SHT 11) ORBIT 60^DOOR PANEL | (SHT 12) JB70 | (SHT 13) JB70^HEATER PANEL | (SHT 14) JB70 | (SHT 15) GEAR BOX PANEL | (SHT 16) GEARBOX PROXIMITOR PANEL | (SHT 3) CONSOLE | (SHT 4) CONSOLE | (SHT 5) PWR DISTRIBUTION RAIL | (SHT 6) LEFT SIDE^PANEL | (SHT 7) PLC PANEL | (SHT 8) PANEL A | (SHT 9) PANEL B
HL0411 | FU0410 | AR0610 | XTFGA | FU9700 | GR1231 | GR1320 | UA4753 | AT0190K | EL0273 | AT0680 | FU0120 | UV0600 | PC0470 | FU0320
HL0410 | FU0411 | AP0629 | GR1101 | XT9700 | XT1211 | XT9782 | UA4773 | AT0190 | HA0273 | XT0680 | FU0121 | AT0600 | FU0080 | XT0310
HL0409 | FU0412 | AP0628 | AT1100 | XT9701 | FU1211 | XT9780G | UA4741 |  | ZS0273 | FU0680 | XT0130 | AP0601 | FU0081 | AU0320
HL0408 | FU0271 | AP0627 | SB0471 | XT9702 | FU1101 | XT9780 | UA4740 |  | FG0000 | FU0560 | AU1200 | AP0602 | FU0082 | AF0321
HL0407 | UV0271 | AP0626 | SB0473 | XT9700G | BA1100 | FU9780 | UA4761 |  |  | FU0200 | AF1201 | AP0603 | XT0080 | AF0322
SB0400 | UAI0800 | AP0625 | SB0474 | GR1102 | BA1211 | H9780 | UA4760 |  |  | FU0201 | AF1202 | AP0604 | XT0085 | AF0323
HL0406 | UAI3100 | AP0624 | SH0470 | TS9700 | XT0800 | XT9781 | XT4700 |  |  | FU0190 | AF1203 | AP0605 | AU0080 | AF0324
HL0405 | UAI3200 | AP0623 | SH0471 | H9700 | XT0841 | XT0820 | GR4700 |  |  | FU0273 | AF1204 | AP0606 | AF0081 | AF0325
HL0404 | UAI3220 | AP0622 | SH0472 |  | XT0842 | XT0830 |  |  |  | XT0561 | AF1205 | AP0607 | AF0082 | AF0326
HL0403 | UAI3221 | AP0621 | SA0471 |  | XT0843 | XT0831 |  |  |  | XT0562 | AF1206 | AP0608 | AF0083 | FU1123
HL0402 | UAI4411 | AP0620 | HA0472 |  | XT0847 | XT0834 |  |  |  | XT0563 | AF1207 | AP0609 | AF0084 | BA1123
HL0401 | UAI4417 | AP0619 | SA0474 |  | XT4000 | XT0835 |  |  |  |  | AF1208 | AR0600 | AF0085 | GR0232
HL0400 | UAI4418 | AP0618 | SB0472 |  | GR1232 | XT5001 |  |  |  |  | AF1209 | GR0234 | AF0086 | XT0135
SH0407 | UAI4431 | AP0617 | FU1100 |  | XT4001 | GR1323 |  |  |  |  | AF1210 |  | GR0134 | XT0233
SH0406 | UAI4437 | AP0616 | XTFGB |  | XT0844 | TS9780 |  |  |  |  | AF1211 |  | FU0090 | XT0235
SH0405 | UAI4438 | AP0615 | GR1100 |  | XT0845 | XT0802 |  |  |  |  | AF1212 |  | FU0091 | XT0351
SH0404 | UAI4460 | AP0614 |  |  | XT0846 | XT0807 |  |  |  |  | AF1213 |  | FU0092 | XT3000
SA0400 | UAI4461 | AP0613 |  |  | UA4460 | XT0808 |  |  |  |  | XT0121 |  | FU0093 | GR0230
SH0410 | UAI4462 | AP0612 |  |  | UA4461 | XT0809 |  |  |  |  | GR0180 |  | XT0081 | GR0231
SH0409 | UAI4470 | UV0610 |  |  | UA4462 | XT0832 |  |  |  |  | KA0253 |  | XT0090 | IEG0230
SH0401 | UAI4471 | UV0611 |  |  | UA4470 | XT5000 |  |  |  |  | KA0531 |  | AU0090
SH0400 | UAI4473 |  |  |  | UA4471 | GR1322 |  |  |  |  | KA0532 |  | AF0091
XT0564 | UV0272 |  |  |  | UA4473 | GR1321 |  |  |  |  | KA0533 |  | AF0092
AU0200 | UAI4740 |  |  |  | GR1234 | [5 empty] | KA0534 |  | AF0093
XT0200 | UAI4741 |  |  |  | GR1134 | [5 empty] | KA0535 |  | AF0094
GR0200 | UAI4742 |  |  |  | GR1233 | [5 empty] | KA0536 |  | AF0095
SB0408 | UAI4745 |  |  |  | GR1133 | [5 empty] | KA0537 |  | AF0096
SB0407 | UAI4751 |  |  |  | GR1132 | [5 empty] | KA0540 |  | XT0240
SH0408 | UAI4753 |  |  |  | IEG1200 | [5 empty] | KA0541 |  | KT0140
SB0405 | UAI4755 | [9 empty] | KA0550 |  | KT0141
SB0406 | UAI4760 | [9 empty] | KA0551 |  | KT0142
SA0401 | UAI4761 | [9 empty] | KA0552 |  | KT0143
SB0404 | UAI4762 | [9 empty] | KA0553 |  | KT0144
SB0403 | UAI4765 | [9 empty] | KA0554 |  | KT0145
SB0402 | UAI4771 | [9 empty] | KA0555 |  | KT0146
SB0401 | UAI4773 | [9 empty] | KA0701 |  | KT0571
AF0201 | UAI7405 | [9 empty] | KA4401 |  | KT0572
AF0202 | UAI7407 | [9 empty] | KA5950 |  | KT0573
| UAI7410 | [9 empty] | KA5951 |  | KT0575
| UAI7430 | [9 empty] | KA5952 |  | XT2000
| UAI7431 | [9 empty] | KA1260 |  | KA0135
| UV0273 | [9 empty] | XT0410 |  | KA3103
| UAI8200 | [9 empty] | XT0572 |  | GR0133
| UAI8201 | [9 empty] | XT0573 |  | KA0120
| UAI8301 | [9 empty] | XT0570 |  | KA0131
| UAI8304 | [9 empty] | GR0257 |  | KA0132
| UAI8307 | [9 empty] | FU0570 |  | KA0133
| UAI8360 | [9 empty] | FU0140 |  | KA0134
| UAI8361 | [9 empty] | FU0141 |  | KA0136
| UAI8370 | [9 empty] | FU0142 |  | KA0137
| UAI8371 | [9 empty] | FU0143 |  | KA0138
| UAI8373 | [9 empty] | XT0140 |  | KA0141
| UAI8460 | [9 empty] | AU0140 |  | KA0144
| UAI8470 | [9 empty] | AF0141 |  | KA0224
| GR0272 | [9 empty] | AF0142 |  | KA0231
| GR0273 | [9 empty] | AF0143 |  | KA0232
[11 empty] | AF0144 |  | KA0233
[11 empty] | AF0145 |  | KA0234
[11 empty] | AF0146 |  | KA0235
[11 empty] | FU0180 |  | KA0236
[11 empty] | FU0181 |  | KA0237
[11 empty] | FU0184 |  | KA0238
[11 empty] | XT0180 |  | KA0239
[11 empty] | AU0180 |  | KA0240
[11 empty] | AF0181 |  | KA0241
[11 empty] | AF0182 |  | KA0242
[11 empty] | AF0183 |  | KA0243
[11 empty] | AF0184 |  | KA0244
[11 empty] | AF0185 |  | KA0245
[11 empty] | AF0186 |  | KA0248
[11 empty] | XT1000 |  | KA0249
[11 empty] | GR0140 |  | KA8311
[11 empty] | IEG0257 |  | KA8312
[11 empty] | IEG0310 |  | KA8313
KA8314
KA8315
KA8317
FU0010
FU0130
FU0136
FU0137
FU0139
FU0210
FU0310
XT0136
XT0137
XT0139
XT0236
XT0238
XT0134
XT0138
GR0132
FU0011
XT0011
GR0131
FL0131
IEG0010
PEG0130

## White Labels
(SHT 15) GEAR BOX PANEL | (SHT 16) GEARBOX PROXIMITOR PANEL | (SHT 10) ISOLATOR PANEL | (SHT 10) ISOLATOR PANEL - (SHT 9) PANEL B | (SHT 12) JB70 | (SHT 14) JB70 | (SHT 13) JB70^HEATER PANEL | (SHT 6) LEFT SIDE^PANEL | (SHT 6) LEFT SIDE^PANEL - (SHT 8) PANEL A | (SHT 6) LEFT SIDE^PANEL - (SHT 9) PANEL B | (SHT 11) ORBIT 60^DOOR PANEL - (SHT 8) PANEL A | (SHT 8) PANEL A | (SHT 8) PANEL A - (SHT 9) PANEL B | (SHT 9) PANEL B | (SHT 9) PANEL B - (SHT 7) PLC PANEL | (SHT 9) PANEL B - (SHT 1) TCP | (SHT 7) PLC PANEL | (SHT 5) PWR DISTRIBUTION RAIL - (SHT 1) TCP | (SHT 1) TCP
CCH9780G | GR4700 | GR0272 | IEG023012 | AT1100G | IEG12001 | CCH9700G | AF0143G | IEG0257G | IEG03103 | PEG01302 | AF0083G | AU0090G | AF0321G | IEG02305 | IEG02307 | UV0600G | 0V | AU0200G
TS9780G |  | GR0273 | IEG023013 |  |  | TS9700G | AF0144G | IEG0310G |  | PEG01303 | AU0080G,GRN | IEG02301 | AF0323G |  |  |  | 0V1
|  |  | IEG023014 |  |  |  | AF0185G |  |  |  | PEG01301 | IEG02302 | AF0324G |  |  |  | ESTOPA
[7 empty] | AF1203G |  |  |  |  | IEG02304 | AF0325G |  |  |  | ESTOPD
[7 empty] | AF1204G |  |  |  |  | IEG0230G | AU0320G,GRN |  |  |  | FU0139
[7 empty] | AF1205G | [5 empty] | IEG02303 |  |  |  | FU0200
[7 empty] | AF1206G | [9 empty] | FU0201
[7 empty] | AF1208G | [9 empty] | KA023612
[7 empty] | AF1209G | [9 empty] | KA0241A1
[7 empty] | AF1210G | [9 empty] | TCP18B1
[7 empty] | AF1211G | [9 empty] | TCP18B2
AF1212G
AU0140G
AU0180G
AU1200G,GRN
IEG02571
IEG02572
IEG02573
IEG02574
IEG02575

## Heat Shrink Labels
(SHT 10) ISOLATOR PANEL - (SHT 6) LEFT SIDE^PANEL | (SHT 10) ISOLATOR PANEL - (SHT 11) ORBIT 60^DOOR PANEL | (SHT 10) ISOLATOR PANEL - (SHT 9) PANEL B
WC01435 | WC1304 | WC2126
WC01862 | WC1307 | WC2127
WC01863 | WC1308 | WC2140
WC01865 | WC1310 | WC2141
WC2123 | WC1311 | WC2142
WC2603 | WC1312 | WC2143
WC2614 | WC1313 | WC2144
WC2615 | WC1352 | WC2145
WC2700 | WC1353 | WC3320
WC2710 | WC1354 | WC3321
WC2711 | WC1355 | WC8300
WC4638 | WC1356 | WC8301
| WC1357 | WC8401
| WC1368 | WC8404
| WC1369 | WC8407
| WC1370 | WC8460
| WC1371 | WC8470
WC1372

## CONSOLE
CONSOLE
CONTROL CONSOLE & CONTROL CONSOLE (DOOR PANELS)
Project # | 4N711
Project Name | One Dyas
Revision | B
Controls DE | D. KIM
Phone: | Please do a lookup in CLUES (https://clues.cat.com)
Controls ME | A. PLVAN
Phone: | Please do a lookup in CLUES (https://clues.cat.com)
From | [5 empty] | To
Device ID | Cable (W) Conductor (SC) Jumper Clip (JC) | Wire No. | Wire ID | Gauge/Size | Page/Zone | Device ID | Location | Page/Zone
AT0190:USB1 | SC | AT0190K | CABLE | USB | 7.C4 | AT0190K:KI | CONSOLE | 7.C5
EL0273:B1 | SC | ZS0273 | WHT | 14 | 7.B4 | ZS0273:2 | CONSOLE | 7.B4
AT0190:GND | SC | AT0190G | GRN/YEL | 14 | 7.C4 | FRAME | CONSOLE | 7.C3
AT0190:NEG | SC | 0V1 | WHT | 14 | 7.C4 | XT0562:4 | PWR DISTRIBUTION RAIL | 7.C2
AT0190:POS | SC | FU0190 | WHT | 14 | 7.C4 | FU0190:LD | PWR DISTRIBUTION RAIL | 7.C3
EL0273:W1 | SC | 0V1 | WHT | 14 | 7.B4 | XT0562:2 | PWR DISTRIBUTION RAIL | 7.B2
ZS0273:1 | SC | FU0273 | WHT | 14 | 7.B4 | FU0273:LD | PWR DISTRIBUTION RAIL | 7.B3
AT0190:ENET | WC0019 | AT0190E | ENET | CABLE | 7.C4 | AT0680:LAN2 | PWR DISTRIBUTION RAIL | 5.B4
HA0273:(+) | WC5540 | HA0273P | BLK | 16 | 10.A1 | AF0202:23 | TCP | 10.A3
HA0273:(-) | WC5540 | HA0273N | WHT | 16 | 10.A1 | AF0202:55 | TCP | 10.A3
SolarTools ver. 24.0.84.24712 (Jul 31, 2025)
Report date: 4/27/2026 10:28 AM

## GEAR BOX PANEL
GEAR BOX PANEL
JB78
Project # | 4N711
Project Name | One Dyas
Revision | B
Controls DE | D. KIM
Phone: | Please do a lookup in CLUES (https://clues.cat.com)
Controls ME | A. PLVAN
Phone: | Please do a lookup in CLUES (https://clues.cat.com)
From | [5 empty] | To
Device ID | Cable (W) Conductor (SC) Jumper Clip (JC) | Wire No. | Wire ID | Gauge/Size | Page/Zone | Device ID | Location | Page/Zone
FU9780:LD | SC | FU9780L1 | RED | 16 | 70.A3 | XT9781:1 | GEAR BOX PANEL | 70.A5
FU9780:LI | SC | CCH9780L1 | RED | 16 | 70.A3 | XT9780:1 | GEAR BOX PANEL | 70.A3
XT9780:2 | SC | CCH9780L2 | RED | 16 | 70.A3 | XT9781:2 | GEAR BOX PANEL | 70.A5
XT9780:3 | SC | CCH9780G | GRN/YEL | 16 | 70.B3 | XT9781:3 | GEAR BOX PANEL | 70.B5
XT9781:2 | SC | CCH9780L2 | RED | 16 | 70.A5 | XT9782:2 | GEAR BOX PANEL | 70.A6
XT9781:3 | SC | CCH9780G | GRN/YEL | 16 | 70.B5 | XT9782:1 | GEAR BOX PANEL | 70.B6
H9780:L1 | WCH9780 | CCH9780L2 | BLU | 18 | 70.B7 | XT9782:2 | GEAR BOX PANEL | 70.A6
H9780:L2 | WCH9780 | TS9780L1 | BRN | 18 | 70.B7 | XT9782:3 | GEAR BOX PANEL | 70.A6
H9780:GND | WCH9780 | CCH9780G | GRN/YEL | 18 | 70.B7 | XT9782:1 | GEAR BOX PANEL | 70.B6
TS9780:NC | WCTS9780 | FU9780L1 | BLU | 14 | 70.A4 | XT9781:1 | GEAR BOX PANEL | 70.A5
TS9780:C | WCTS9780 | TS9780L1 | BRN | 14 | 70.A4 | XT9782:3 | GEAR BOX PANEL | 70.A6
TS9780:GND | WCTS9780 | TS9780G | GRN/YEL | 14 | 70.A4 | XT9780G:1 | GEAR BOX PANEL | 70.A5
XT0835:1 | JC | TE82001 | CLIP | --- | 63.A4 | XT0835:2 | GEAR BOX PANEL | 63.A4
XT0835:13 | JC | TE83041 | CLIP | --- | 64.B4 | XT0835:14 | GEAR BOX PANEL | 64.B4
XT0835:17 | JC | TE83071 | CLIP | --- | 64.C4 | XT0835:18 | GEAR BOX PANEL | 64.C4
XT0835:21 | JC | TE83602 | CLIP | --- | 65.A4 | XT0835:22 | GEAR BOX PANEL | 65.A4
XT0835:25 | JC | TE83702 | CLIP | --- | 65.B4 | XT0835:26 | GEAR BOX PANEL | 65.B4
XT0835:5 | JC | TE82011 | CLIP | --- | 63.B4 | XT0835:6 | GEAR BOX PANEL | 63.B4
XT0835:9 | JC | TE83011 | CLIP | --- | 64.A4 | XT0835:10 | GEAR BOX PANEL | 64.A4
GR1320: | SC | GR1320 | GRN/YEL | 14 | 2.A6 | FRAME | GEAR BOX PANEL | 2.A5
GR1321: | SC | GR1321 | GRN/YEL | 14 | 2.A6 | FRAME | GEAR BOX PANEL | 2.A5
GR1322: | SC | GR1322 | GRN/YEL | 14 | 2.A7 | FRAME | GEAR BOX PANEL | 2.A6
GR1323: | SC | GR1323 | GRN/YEL | 14 | 2.A7 | FRAME | GEAR BOX PANEL | 2.A6
SolarTools ver. 24.0.84.24712 (Jul 31, 2025)
Report date: 4/27/2026 10:28 AM

## GEARBOX PROXIMITOR PANEL
GEARBOX PROXIMITOR PANEL
JB253
Project # | 4N711
Project Name | One Dyas
Revision | B
Controls DE | D. KIM
Phone: | Please do a lookup in CLUES (https://clues.cat.com)
Controls ME | A. PLVAN
Phone: | Please do a lookup in CLUES (https://clues.cat.com)
From | [5 empty] | To
Device ID | Cable (W) Conductor (SC) Jumper Clip (JC) | Wire No. | Wire ID | Gauge/Size | Page/Zone | Device ID | Location | Page/Zone
GR4700: | SC | GR4700 | GRN/YEL | 14 | 37.D3 | FG1:1 | GEARBOX PROXIMITOR PANEL | 37.D3
SolarTools ver. 24.0.84.24712 (Jul 31, 2025)
Report date: 4/27/2026 10:28 AM

## ISOLATOR PANEL
ISOLATOR PANEL
CONTROL CONSOLE (ISOLATOR PANEL)
Project # | 4N711
Project Name | One Dyas
Revision | B
Controls DE | D. KIM
Phone: | Please do a lookup in CLUES (https://clues.cat.com)
Controls ME | A. PLVAN
Phone: | Please do a lookup in CLUES (https://clues.cat.com)
From | [5 empty] | To
Device ID | Cable (W) Conductor (SC) Jumper Clip (JC) | Wire No. | Wire ID | Gauge/Size | Page/Zone | Device ID | Location | Page/Zone
FU0271:LD | SC | FU0271 | WHT | 14 | 13.A3 | UV0271:8+ | ISOLATOR PANEL | 13.A2
FU0410:LD | SC | FU0410 | WHT | 14 | 16.A5 | FU0411:LI | ISOLATOR PANEL | 16.A5
FU0411:LI | SC | FU0410 | WHT | 14 | 16.A5 | FU0412:LI | ISOLATOR PANEL | 16.A5
GR0272: | SC | GR0272 | GRN/YEL | 14 | 13.A3 | FG0001:2 | ISOLATOR PANEL | 13.A3
GR0273: | SC | GR0273 | GRN/YEL | 14 | 13.A3 | FG0001:1 | ISOLATOR PANEL | 13.A3
UAI0800:1 | SC | TE51003 | WHT | 20 | 47.C5 | UAI0800:2 | ISOLATOR PANEL | 47.C5
UAI3100:1 | SC | TE31003 | WHT | 20 | 35.A5 | UAI3100:2 | ISOLATOR PANEL | 35.A5
UAI3200:1 | SC | TE32003 | WHT | 20 | 27.A5 | UAI3200:2 | ISOLATOR PANEL | 27.A5
UAI3220:1 | SC | TE32203 | WHT | 20 | 32.A5 | UAI3220:2 | ISOLATOR PANEL | 32.A5
UAI3221:1 | SC | TE32213 | WHT | 20 | 32.B5 | UAI3221:2 | ISOLATOR PANEL | 32.B5
UAI4411:1 | SC | TE44112 | WHT | 20 | 43.A5 | UAI4411:2 | ISOLATOR PANEL | 43.A5
UAI4417:1 | SC | TE44172 | WHT | 20 | 42.C5 | UAI4417:2 | ISOLATOR PANEL | 42.C5
UAI4418:1 | SC | TE44182 | WHT | 20 | 42.C5 | UAI4418:2 | ISOLATOR PANEL | 42.C5
UAI4431:1 | SC | TE44312 | WHT | 20 | 43.C5 | UAI4431:2 | ISOLATOR PANEL | 43.C5
UAI4437:1 | SC | TE44372 | WHT | 20 | 42.B5 | UAI4437:2 | ISOLATOR PANEL | 42.B5
UAI4438:1 | SC | TE44382 | WHT | 20 | 42.A5 | UAI4438:2 | ISOLATOR PANEL | 42.A5
UAI4742:1 | SC | TE47413 | WHT | 20 | 38.B5 | UAI4742:2 | ISOLATOR PANEL | 38.B5
UAI4745:1 | SC | TE47453 | WHT | 20 | 39.A5 | UAI4745:2 | ISOLATOR PANEL | 39.A5
UAI4751:1 | SC | TE47513 | WHT | 20 | 39.B5 | UAI4751:2 | ISOLATOR PANEL | 39.B5
UAI4755:1 | SC | TE47553 | WHT | 20 | 38.A5 | UAI4755:2 | ISOLATOR PANEL | 38.A5
UAI4762:1 | SC | TE47613 | WHT | 20 | 38.C5 | UAI4762:2 | ISOLATOR PANEL | 38.C5
UAI4771:1 | SC | TE47713 | WHT | 20 | 39.C5 | UAI4771:2 | ISOLATOR PANEL | 39.C5
UAI7430:1 | SC | TE74303 | WHT | 20 | 45.A5 | UAI7430:2 | ISOLATOR PANEL | 45.A5
UAI8200:1 | SC | TE82002 | WHT | 20 | 63.A5 | UAI8200:2 | ISOLATOR PANEL | 63.A5
UAI8201:1 | SC | TE82012 | WHT | 20 | 63.B5 | UAI8201:2 | ISOLATOR PANEL | 63.B5
UAI8301:1 | SC | TE83012 | WHT | 20 | 64.A5 | UAI8301:2 | ISOLATOR PANEL | 64.A5
UAI8304:1 | SC | TE83042 | WHT | 20 | 64.B5 | UAI8304:2 | ISOLATOR PANEL | 64.B5
UAI8307:1 | SC | TE83072 | WHT | 20 | 64.C5 | UAI8307:2 | ISOLATOR PANEL | 64.C5
UAI8460:1 | SC | TE83603 | WHT | 20 | 65.A5 | UAI8460:2 | ISOLATOR PANEL | 65.A5
UAI8470:1 | SC | TE83703 | WHT | 20 | 65.B5 | UAI8470:2 | ISOLATOR PANEL | 65.B5
UV0271:11+ | SC | UV02728 | WHT | 16 | 13.A2 | UV0272:8+ | ISOLATOR PANEL | 13.A2
UV0271:12- | SC | UV02729 | WHT | 16 | 13.A2 | UV0272:9- | ISOLATOR PANEL | 13.A2
UV0272:11+ | SC | UV02738 | WHT | 16 | 13.A2 | UV0273:8+ | ISOLATOR PANEL | 13.B2
UV0272:12- | SC | UV02739 | WHT | 16 | 13.A2 | UV0273:9- | ISOLATOR PANEL | 13.B2
FU0410:LI | SC | FU0136 | WHT | 14 | 16.A5 | XT0410:1 | LEFT SIDE^PANEL | 16.A6
UAI7410:8 | WC01435 | 014310 | RED | 20 | 53.D5 | AF0143:10 | LEFT SIDE^PANEL | 53.D7
UAI7410:7 | WC01435 | 014326 | BLK | 20 | 53.D5 | AF0143:26 | LEFT SIDE^PANEL | 53.D7
FW10:1 | WC01435 | 014358 | SH | 20 | 53.D6 | AF0143:58 | LEFT SIDE^PANEL | 53.D7
UAI7405:8 | WC01862 | 018604 | RED | 20 | 60.B5 | AF0186:04 | LEFT SIDE^PANEL | 60.B7
UAI7405:7 | WC01862 | 018620 | BLK | 20 | 60.B5 | AF0186:20 | LEFT SIDE^PANEL | 60.B7
FW10:2 | WC01862 | 018652 | SH | 20 | 60.B6 | AF0186:52 | LEFT SIDE^PANEL | 60.B7
UAI7407:8 | WC01863 | 018606 | RED | 20 | 60.B5 | AF0186:06 | LEFT SIDE^PANEL | 60.B7
UAI7407:7 | WC01863 | 018622 | BLK | 20 | 60.B5 | AF0186:22 | LEFT SIDE^PANEL | 60.B7
FW10:3 | WC01863 | 018654 | SH | 20 | 60.C6 | AF0186:54 | LEFT SIDE^PANEL | 60.B7
UAI7431:8 | WC01865 | 018610 | RED | 20 | 60.D5 | AF0186:10 | LEFT SIDE^PANEL | 60.D7
UAI7431:7 | WC01865 | 018626 | BLK | 20 | 60.D5 | AF0186:26 | LEFT SIDE^PANEL | 60.D7
FW10:4 | WC01865 | 018658 | SH | 20 | 60.D6 | AF0186:58 | LEFT SIDE^PANEL | 60.D7
UAI7430:+6 | WC2123 | 120633 | RED | 20 | 45.A5 | AF1206:33 | LEFT SIDE^PANEL | 45.A7
UAI7430:+8 | WC2123 | 120617 | WHT | 20 | 45.A5 | AF1206:17 | LEFT SIDE^PANEL | 45.A7
UAI7430:-7 | WC2123 | 120616 | BLK | 20 | 45.A5 | AF1206:16 | LEFT SIDE^PANEL | 45.A7
FLOATING | WC2123 | 120648 | SH | 20 | 45.A6 | AF1206:48 | LEFT SIDE^PANEL | 45.A7
UAI4417:+6 | WC2603 | 120829 | RED | 20 | 42.C5 | AF1208:29 | LEFT SIDE^PANEL | 42.C7
UAI4417:+8 | WC2603 | 120813 | WHT | 20 | 42.C5 | AF1208:13 | LEFT SIDE^PANEL | 42.C7
UAI4417:-7 | WC2603 | 120812 | BLK | 20 | 42.C5 | AF1208:12 | LEFT SIDE^PANEL | 42.C7
FLOATING | WC2603 | 120860 | SH | 20 | 42.D6 | AF1208:60 | LEFT SIDE^PANEL | 42.C7
UAI4437:+6 | WC2614 | 120825 | RED | 20 | 42.B5 | AF1208:25 | LEFT SIDE^PANEL | 42.B7
UAI4437:+8 | WC2614 | 120809 | WHT | 20 | 42.B5 | AF1208:09 | LEFT SIDE^PANEL | 42.B7
UAI4437:-7 | WC2614 | 120808 | BLK | 20 | 42.B5 | AF1208:08 | LEFT SIDE^PANEL | 42.B7
FLOATING | WC2614 | 120856 | SH | 20 | 42.B6 | AF1208:56 | LEFT SIDE^PANEL | 42.B7
UAI4418:+6 | WC2615 | 120827 | RED | 20 | 42.C5 | AF1208:27 | LEFT SIDE^PANEL | 42.C7
UAI4418:+8 | WC2615 | 120811 | WHT | 20 | 42.C5 | AF1208:11 | LEFT SIDE^PANEL | 42.C7
UAI4418:-7 | WC2615 | 120810 | BLK | 20 | 42.C5 | AF1208:10 | LEFT SIDE^PANEL | 42.C7
FLOATING | WC2615 | 120858 | SH | 20 | 42.C6 | AF1208:58 | LEFT SIDE^PANEL | 42.C7
UAI4438:+6 | WC2700 | 120823 | RED | 20 | 42.A5 | AF1208:23 | LEFT SIDE^PANEL | 42.A7
UAI4438:+8 | WC2700 | 120807 | WHT | 20 | 42.A5 | AF1208:07 | LEFT SIDE^PANEL | 42.A7
UAI4438:-7 | WC2700 | 120806 | BLK | 20 | 42.A5 | AF1208:06 | LEFT SIDE^PANEL | 42.A7
FLOATING | WC2700 | 120854 | SH | 20 | 42.A6 | AF1208:54 | LEFT SIDE^PANEL | 42.A7
UAI4411:-7 | WC2710 | 120923 | RED | 20 | 43.A5 | AF1209:23 | LEFT SIDE^PANEL | 43.A7
UAI4411:-5 | WC2710 | 120907 | WHT | 20 | 43.A5 | AF1209:07 | LEFT SIDE^PANEL | 43.A7
UAI4411:+6 | WC2710 | 120906 | BLK | 20 | 43.A5 | AF1209:06 | LEFT SIDE^PANEL | 43.A7
FLOATING | WC2710 | 120954 | SH | 20 | 43.A6 | AF1209:54 | LEFT SIDE^PANEL | 43.A7
UAI4431:-7 | WC2711 | 120927 | RED | 20 | 43.C5 | AF1209:27 | LEFT SIDE^PANEL | 43.C7
UAI4431:-5 | WC2711 | 120911 | WHT | 20 | 43.C5 | AF1209:11 | LEFT SIDE^PANEL | 43.C7
UAI4431:+6 | WC2711 | 120910 | BLK | 20 | 43.C5 | AF1209:10 | LEFT SIDE^PANEL | 43.C7
FLOATING | WC2711 | 120958 | SH | 20 | 43.C6 | AF1209:58 | LEFT SIDE^PANEL | 43.C7
UAI0800:-7 | WC4638 | 120831 | RED | 20 | 47.C5 | AF1208:31 | LEFT SIDE^PANEL | 47.C7
UAI0800:-5 | WC4638 | 120815 | WHT | 20 | 47.C5 | AF1208:15 | LEFT SIDE^PANEL | 47.C7
UAI0800:+6 | WC4638 | 120814 | BLK | 20 | 47.C5 | AF1208:14 | LEFT SIDE^PANEL | 47.C7
FLOATING | WC4638 | 120862 | SH | 20 | 47.C6 | AF1208:62 | LEFT SIDE^PANEL | 47.C7
FU0411:LD | SC | FU0411 | WHT | 14 | 16.A5 | UV0610:+DC | ORBIT 60^DOOR PANEL | 16.B1
FU0412:LD | SC | FU0412 | WHT | 14 | 16.A5 | UV0611:+DC | ORBIT 60^DOOR PANEL | 16.C1
UAI4765:7 | WC1304 | UAI47657 | RED | 20 | 37.C5 | AP0620:SIG2 | ORBIT 60^DOOR PANEL | 37.C6
UAI4765:8 | WC1304 | UAI47658 | BLK | 20 | 37.C5 | AP0620:COM2 | ORBIT 60^DOOR PANEL | 37.C6
FW1:1 | WC1304 | UAI4765S | SH | 20 | 37.D6 | AP0620:SHLD2 | ORBIT 60^DOOR PANEL | 37.C6
UAI4753:7 | WC1307 | UAI47537 | RED | 20 | 37.A5 | AP0616:SIG2 | ORBIT 60^DOOR PANEL | 37.A6
UAI4753:8 | WC1307 | UAI47538 | BLK | 20 | 37.A5 | AP0616:COM2 | ORBIT 60^DOOR PANEL | 37.A6
FLOATING | WC1307 | UAI4753S | SH | 20 | 37.A6 | AP0616:SHLD2 | ORBIT 60^DOOR PANEL | 37.A6
UAI4773:7 | WC1308 | UAI47737 | RED | 20 | 37.A5 | AP0616:SIG3 | ORBIT 60^DOOR PANEL | 37.A6
UAI4773:8 | WC1308 | UAI47738 | BLK | 20 | 37.A5 | AP0616:COM3 | ORBIT 60^DOOR PANEL | 37.A6
FLOATING | WC1308 | UAI4773S | SH | 20 | 37.A6 | AP0616:SHLD3 | ORBIT 60^DOOR PANEL | 37.A6
UAI4741:7 | WC1310 | UAI47417 | RED | 20 | 37.B5 | AP0618:SIG1 | ORBIT 60^DOOR PANEL | 37.B6
UAI4741:8 | WC1310 | UAI47418 | BLK | 20 | 37.B5 | AP0618:COM1 | ORBIT 60^DOOR PANEL | 37.B6
FLOATING | WC1310 | UAI4741S | SH | 20 | 37.B6 | AP0618:SHLD1 | ORBIT 60^DOOR PANEL | 37.B6
UAI4740:7 | WC1311 | UAI47407 | RED | 20 | 37.B5 | AP0618:SIG2 | ORBIT 60^DOOR PANEL | 37.B6
UAI4740:8 | WC1311 | UAI47408 | BLK | 20 | 37.B5 | AP0618:COM2 | ORBIT 60^DOOR PANEL | 37.B6
FLOATING | WC1311 | UAI4740S | SH | 20 | 37.B6 | AP0618:SHLD2 | ORBIT 60^DOOR PANEL | 37.B6
UAI4761:7 | WC1312 | UAI47617 | RED | 20 | 37.C5 | AP0618:SIG3 | ORBIT 60^DOOR PANEL | 37.C6
UAI4761:8 | WC1312 | UAI47618 | BLK | 20 | 37.C5 | AP0618:COM3 | ORBIT 60^DOOR PANEL | 37.C6
FW3:1 | WC1312 | UAI4761S | SH | 20 | 37.C6 | AP0618:SHLD3 | ORBIT 60^DOOR PANEL | 37.C6
UAI4760:7 | WC1313 | UAI47607 | RED | 20 | 37.C5 | AP0618:SIG4 | ORBIT 60^DOOR PANEL | 37.C6
UAI4760:8 | WC1313 | UAI47608 | BLK | 20 | 37.C5 | AP0618:COM4 | ORBIT 60^DOOR PANEL | 37.C6
FW4:1 | WC1313 | UAI4760S | SH | 20 | 37.C6 | AP0618:SHLD4 | ORBIT 60^DOOR PANEL | 37.C6
UAI4473:7 | WC1352 | UAI44737 | RED | 20 | 41.A5 | AP0616:SIG4 | ORBIT 60^DOOR PANEL | 41.A6
UAI4473:8 | WC1352 | UAI44738 | BLK | 20 | 41.A5 | AP0616:COM4 | ORBIT 60^DOOR PANEL | 41.A6
FLOATING | WC1352 | UAI4473S | SH | 20 | 41.A6 | AP0616:SHLD4 | ORBIT 60^DOOR PANEL | 41.A6
UAI4461:7 | WC1353 | UAI44617 | RED | 20 | 41.B5 | AP0619:SIG1 | ORBIT 60^DOOR PANEL | 41.B6
UAI4461:8 | WC1353 | UAI44618 | BLK | 20 | 41.B5 | AP0619:COM1 | ORBIT 60^DOOR PANEL | 41.B6
FLOATING | WC1353 | UAI4461S | SH | 20 | 41.B6 | AP0619:SHLD1 | ORBIT 60^DOOR PANEL | 41.B6
UAI4460:7 | WC1354 | UAI44607 | RED | 20 | 41.B5 | AP0619:SIG2 | ORBIT 60^DOOR PANEL | 41.B6
UAI4460:8 | WC1354 | UAI44608 | BLK | 20 | 41.B5 | AP0619:COM2 | ORBIT 60^DOOR PANEL | 41.B6
FLOATING | WC1354 | UAI4460S | SH | 20 | 41.B6 | AP0619:SHLD2 | ORBIT 60^DOOR PANEL | 41.B6
UAI4471:7 | WC1355 | UAI44717 | RED | 20 | 41.C5 | AP0619:SIG3 | ORBIT 60^DOOR PANEL | 41.C6
UAI4471:8 | WC1355 | UAI44718 | BLK | 20 | 41.C5 | AP0619:COM3 | ORBIT 60^DOOR PANEL | 41.C6
FLOATING | WC1355 | UAI4471S | SH | 20 | 41.C6 | AP0619:SHLD3 | ORBIT 60^DOOR PANEL | 41.C6
UAI4470:7 | WC1356 | UAI44707 | RED | 20 | 41.C5 | AP0619:SIG4 | ORBIT 60^DOOR PANEL | 41.C6
UAI4470:8 | WC1356 | UAI44708 | BLK | 20 | 41.C5 | AP0619:COM4 | ORBIT 60^DOOR PANEL | 41.C6
FLOATING | WC1356 | UAI4470S | SH | 20 | 41.C6 | AP0619:SHLD4 | ORBIT 60^DOOR PANEL | 41.C6
UAI4462:7 | WC1357 | UAI44627 | RED | 20 | 41.C5 | AP0620:SIG1 | ORBIT 60^DOOR PANEL | 41.C6
UAI4462:8 | WC1357 | UAI44628 | BLK | 20 | 41.C5 | AP0620:COM1 | ORBIT 60^DOOR PANEL | 41.C6
FLOATING | WC1357 | UAI4462S | SH | 20 | 41.D6 | AP0620:SHLD1 | ORBIT 60^DOOR PANEL | 41.C6
UAI8373:7 | WC1368 | UAI83737 | RED | 20 | 61.A5 | AP0616:SIG1 | ORBIT 60^DOOR PANEL | 61.A6
UAI8373:8 | WC1368 | UAI83738 | BLK | 20 | 61.A5 | AP0616:COM1 | ORBIT 60^DOOR PANEL | 61.A6
FW1:8 | WC1368 | UAI8373S | SH | 20 | 61.A6 | AP0616:SHLD1 | ORBIT 60^DOOR PANEL | 61.A6
UAI8361:7 | WC1369 | UAI83617 | RED | 20 | 61.B5 | AP0617:SIG1 | ORBIT 60^DOOR PANEL | 61.B6
UAI8361:8 | WC1369 | UAI83618 | BLK | 20 | 61.B5 | AP0617:COM1 | ORBIT 60^DOOR PANEL | 61.B6
FW1:3 | WC1369 | UAI8361S | SH | 20 | 61.B6 | AP0617:SHLD1 | ORBIT 60^DOOR PANEL | 61.B6
UAI8360:7 | WC1370 | UAI83607 | RED | 20 | 61.B5 | AP0617:SIG2 | ORBIT 60^DOOR PANEL | 61.B6
UAI8360:8 | WC1370 | UAI83608 | BLK | 20 | 61.B5 | AP0617:COM2 | ORBIT 60^DOOR PANEL | 61.B6
FW1:4 | WC1370 | UAI8360S | SH | 20 | 61.B6 | AP0617:SHLD2 | ORBIT 60^DOOR PANEL | 61.B6
UAI8371:7 | WC1371 | UAI83717 | RED | 20 | 61.C5 | AP0617:SIG3 | ORBIT 60^DOOR PANEL | 61.C6
UAI8371:8 | WC1371 | UAI83718 | BLK | 20 | 61.C5 | AP0617:COM3 | ORBIT 60^DOOR PANEL | 61.C6
FW1:5 | WC1371 | UAI8371S | SH | 20 | 61.C6 | AP0617:SHLD3 | ORBIT 60^DOOR PANEL | 61.C6
UAI8370:7 | WC1372 | UAI83707 | RED | 20 | 61.C5 | AP0617:SIG4 | ORBIT 60^DOOR PANEL | 61.C6
UAI8370:8 | WC1372 | UAI83708 | BLK | 20 | 61.C5 | AP0617:COM4 | ORBIT 60^DOOR PANEL | 61.C6
FW1:6 | WC1372 | UAI8370S | SH | 20 | 61.C6 | AP0617:SHLD4 | ORBIT 60^DOOR PANEL | 61.C6
FU0271:LI | SC | FU0137 | WHT | 14 | 13.A3 | XT0139:2 | PANEL A | 12.A4
UV0271:9- | SC | 0V | WHT | 14 | 13.A2 | XT0135:3 | PANEL B | 12.B4
UV0271:IE | SC | IEG023012 | GRN | 14 | 13.A2 | IEG0230:12 | PANEL B | 13.A1
UV0272:IE | SC | IEG023013 | GRN | 14 | 13.A2 | IEG0230:13 | PANEL B | 13.B1
UV0273:IE | SC | IEG023014 | GRN | 14 | 13.B2 | IEG0230:14 | PANEL B | 13.B1
UAI3200:-7 | WC2126 | 032417 | RED | 20 | 27.A5 | AF0324:17 | PANEL B | 27.A7
UAI3200:-5 | WC2126 | 032401 | WHT | 20 | 27.A5 | AF0324:01 | PANEL B | 27.A7
UAI3200:+6 | WC2126 | 032400 | BLK | 20 | 27.A5 | AF0324:00 | PANEL B | 27.A7
FW5:1 | WC2126 | 032448 | SH | 20 | 27.A6 | AF0324:48 | PANEL B | 27.A7
UAI3100:-7 | WC2127 | 032419 | RED | 20 | 35.A5 | AF0324:19 | PANEL B | 35.A7
UAI3100:-5 | WC2127 | 032403 | WHT | 20 | 35.A5 | AF0324:03 | PANEL B | 35.A7
UAI3100:+6 | WC2127 | 032402 | BLK | 20 | 35.A5 | AF0324:02 | PANEL B | 35.A7
FLOATING | WC2127 | 032450 | SH | 20 | 35.B6 | AF0324:50 | PANEL B | 35.A7
UAI4755:+6 | WC2140 | 032521 | RED | 20 | 38.A5 | AF0325:21 | PANEL B | 38.A7
UAI4755:+8 | WC2140 | 032505 | WHT | 20 | 38.A5 | AF0325:05 | PANEL B | 38.A7
UAI4755:-7 | WC2140 | 032504 | BLK | 20 | 38.A5 | AF0325:04 | PANEL B | 38.A7
FLOATING | WC2140 | 032552 | SH | 20 | 38.A6 | AF0325:52 | PANEL B | 38.A7
UAI4742:+6 | WC2141 | 032525 | RED | 20 | 38.B5 | AF0325:25 | PANEL B | 38.B7
UAI4742:+8 | WC2141 | 032509 | WHT | 20 | 38.B5 | AF0325:09 | PANEL B | 38.B7
UAI4742:-7 | WC2141 | 032508 | BLK | 20 | 38.B5 | AF0325:08 | PANEL B | 38.B7
FLOATING | WC2141 | 032556 | SH | 20 | 38.B6 | AF0325:56 | PANEL B | 38.B7
UAI4762:+6 | WC2142 | 032529 | RED | 20 | 38.C5 | AF0325:29 | PANEL B | 38.C7
UAI4762:+8 | WC2142 | 032513 | WHT | 20 | 38.C5 | AF0325:13 | PANEL B | 38.C7
UAI4762:-7 | WC2142 | 032512 | BLK | 20 | 38.C5 | AF0325:12 | PANEL B | 38.C7
FLOATING | WC2142 | 032560 | SH | 20 | 38.D6 | AF0325:60 | PANEL B | 38.C7
UAI4745:+6 | WC2143 | 032523 | RED | 20 | 39.A5 | AF0325:23 | PANEL B | 39.A7
UAI4745:+8 | WC2143 | 032507 | WHT | 20 | 39.A5 | AF0325:07 | PANEL B | 39.A7
UAI4745:-7 | WC2143 | 032506 | BLK | 20 | 39.A5 | AF0325:06 | PANEL B | 39.A7
FLOATING | WC2143 | 032554 | SH | 20 | 39.A6 | AF0325:54 | PANEL B | 39.A7
UAI4751:+6 | WC2144 | 032527 | RED | 20 | 39.B5 | AF0325:27 | PANEL B | 39.B7
UAI4751:+8 | WC2144 | 032511 | WHT | 20 | 39.B5 | AF0325:11 | PANEL B | 39.B7
UAI4751:-7 | WC2144 | 032510 | BLK | 20 | 39.B5 | AF0325:10 | PANEL B | 39.B7
FLOATING | WC2144 | 032558 | SH | 20 | 39.B6 | AF0325:58 | PANEL B | 39.B7
UAI4771:+6 | WC2145 | 032531 | RED | 20 | 39.C5 | AF0325:31 | PANEL B | 39.C7
UAI4771:+8 | WC2145 | 032515 | WHT | 20 | 39.C5 | AF0325:15 | PANEL B | 39.C7
UAI4771:-7 | WC2145 | 032514 | BLK | 20 | 39.C5 | AF0325:14 | PANEL B | 39.C7
FLOATING | WC2145 | 032562 | SH | 20 | 39.D6 | AF0325:62 | PANEL B | 39.C7
UAI3220:-7 | WC3320 | 032436 | RED | 20 | 32.A5 | AF0324:36 | PANEL B | 32.A7
UAI3220:-5 | WC3320 | 032404 | WHT | 20 | 32.A5 | AF0324:04 | PANEL B | 32.A7
UAI3220:+6 | WC3320 | 032405 | BLK | 20 | 32.A5 | AF0324:05 | PANEL B | 32.A7
FW6:1 | WC3320 | 032452 | SH | 20 | 32.A6 | AF0324:52 | PANEL B | 32.A7
UAI3221:-7 | WC3321 | 032438 | RED | 20 | 32.B5 | AF0324:38 | PANEL B | 32.B7
UAI3221:-5 | WC3321 | 032406 | WHT | 20 | 32.B5 | AF0324:06 | PANEL B | 32.B7
UAI3221:+6 | WC3321 | 032407 | BLK | 20 | 32.B5 | AF0324:07 | PANEL B | 32.B7
FW6:2 | WC3321 | 032454 | SH | 20 | 32.B6 | AF0324:54 | PANEL B | 32.B7
UAI8200:+6 | WC8300 | 032625 | RED | 20 | 63.A5 | AF0326:25 | PANEL B | 63.A7
UAI8200:+8 | WC8300 | 032609 | WHT | 20 | 63.A5 | AF0326:09 | PANEL B | 63.A7
UAI8200:-7 | WC8300 | 032608 | BLK | 20 | 63.A5 | AF0326:08 | PANEL B | 63.A7
FW7:1 | WC8300 | 032656 | SH | 20 | 63.A6 | AF0326:56 | PANEL B | 63.A7
UAI8201:+6 | WC8301 | 032627 | RED | 20 | 63.B5 | AF0326:27 | PANEL B | 63.B7
UAI8201:+8 | WC8301 | 032611 | WHT | 20 | 63.B5 | AF0326:11 | PANEL B | 63.B7
UAI8201:-7 | WC8301 | 032610 | BLK | 20 | 63.B5 | AF0326:10 | PANEL B | 63.B7
FW7:2 | WC8301 | 032658 | SH | 20 | 63.B6 | AF0326:58 | PANEL B | 63.B7
UAI8301:+6 | WC8401 | 032619 | RED | 20 | 64.A5 | AF0326:19 | PANEL B | 64.A7
UAI8301:+8 | WC8401 | 032603 | WHT | 20 | 64.A5 | AF0326:03 | PANEL B | 64.A7
UAI8301:-7 | WC8401 | 032602 | BLK | 20 | 64.A5 | AF0326:02 | PANEL B | 64.A7
FW8:1 | WC8401 | 032650 | SH | 20 | 64.A6 | AF0326:50 | PANEL B | 64.A7
UAI8304:+6 | WC8404 | 032621 | RED | 20 | 64.B5 | AF0326:21 | PANEL B | 64.B7
UAI8304:+8 | WC8404 | 032605 | WHT | 20 | 64.B5 | AF0326:05 | PANEL B | 64.B7
UAI8304:-7 | WC8404 | 032604 | BLK | 20 | 64.B5 | AF0326:04 | PANEL B | 64.B7
FW8:2 | WC8404 | 032652 | SH | 20 | 64.B6 | AF0326:52 | PANEL B | 64.B7
UAI8307:+6 | WC8407 | 032623 | RED | 20 | 64.C5 | AF0326:23 | PANEL B | 64.C7
UAI8307:+8 | WC8407 | 032607 | WHT | 20 | 64.C5 | AF0326:07 | PANEL B | 64.C7
UAI8307:-7 | WC8407 | 032606 | BLK | 20 | 64.C5 | AF0326:06 | PANEL B | 64.C7
FW8:3 | WC8407 | 032654 | SH | 20 | 64.D6 | AF0326:54 | PANEL B | 64.C7
UAI8460:+6 | WC8460 | 032427 | RED | 20 | 65.A5 | AF0324:27 | PANEL B | 65.A7
UAI8460:+8 | WC8460 | 032411 | WHT | 20 | 65.A5 | AF0324:11 | PANEL B | 65.A7
UAI8460:-7 | WC8460 | 032410 | BLK | 20 | 65.A5 | AF0324:10 | PANEL B | 65.A7
FW9:1 | WC8460 | 032458 | SH | 20 | 65.A6 | AF0324:58 | PANEL B | 65.A7
UAI8470:+6 | WC8470 | 032429 | RED | 20 | 65.B5 | AF0324:29 | PANEL B | 65.B7
UAI8470:+8 | WC8470 | 032413 | WHT | 20 | 65.B5 | AF0324:13 | PANEL B | 65.B7
UAI8470:-7 | WC8470 | 032412 | BLK | 20 | 65.B5 | AF0324:12 | PANEL B | 65.B7
FW9:2 | WC8470 | 032460 | SH | 20 | 65.B6 | AF0324:60 | PANEL B | 65.B7
SolarTools ver. 24.0.84.24712 (Jul 31, 2025)
Report date: 4/27/2026 10:28 AM

## JB70
JB70
Project # | 4N711
Project Name | One Dyas
Revision | B
Controls DE | D. KIM
Phone: | Please do a lookup in CLUES (https://clues.cat.com)
Controls ME | A. PLVAN
Phone: | Please do a lookup in CLUES (https://clues.cat.com)
From | [5 empty] | To
Device ID | Cable (W) Conductor (SC) Jumper Clip (JC) | Wire No. | Wire ID | Gauge/Size | Page/Zone | Device ID | Location | Page/Zone
XT0842:3 | JC | FU0130 | CLIP | --- | 48.A4 | XT0842:4 | JB70 | 48.B4
XT0842:4 | JC | FU0130 | CLIP | --- | 48.B4 | XT0842:5 | JB70 | 48.C4
XT0842:5 | JC | FU0130 | CLIP | --- | 48.C4 | XT0842:6 | JB70 | 48.C4
XT0842:7 | JC | 0V | CLIP | --- | 48.A4 | XT0842:8 | JB70 | 48.B4
XT0842:8 | JC | 0V | CLIP | --- | 48.B4 | XT0842:9 | JB70 | 48.C4
XT0842:9 | JC | 0V | CLIP | --- | 48.C4 | XT0842:10 | JB70 | 48.D4
XT0844:1 | JC | TE44381 | CLIP | --- | 42.A4 | XT0844:2 | JB70 | 42.A4
XT0844:13 | JC | TE44171 | CLIP | --- | 42.C4 | XT0844:14 | JB70 | 42.D4
XT0844:17 | JC | TE44111 | CLIP | --- | 43.A4 | XT0844:18 | JB70 | 43.A4
XT0844:21 | JC | TE44311 | CLIP | --- | 43.C4 | XT0844:22 | JB70 | 43.C4
XT0844:5 | JC | TE44371 | CLIP | --- | 42.B4 | XT0844:6 | JB70 | 42.B4
XT0844:9 | JC | TE44181 | CLIP | --- | 42.C4 | XT0844:10 | JB70 | 42.C4
AT1100:GND | SC | AT1100G | GRN/YEL | 14 | 24.D3 | XT0800:41 | JB70 | 24.D4
AT1100:NEG | SC | 0V | WHT | 14 | 24.D3 | XT0800:40 | JB70 | 24.D4
AT1100:POS | SC | FU1100 | WHT | 14 | 24.D3 | FU1100:LD | JB70 | 24.D3
BA1100:NEG | SC | 0V | WHT | 16 | 24.D1 | XT1211:2 | JB70 | 24.C4
BA1100:POS | SC | FU1101LD | WHT | 16 | 24.D1 | FU1101:LD | JB70 | 24.C2
BA1211:NEG | SC | 0V | WHT | 16 | 24.B1 | XT1211:2 | JB70 | 24.C4
BA1211:POS | SC | FU1211 | WHT | 16 | 24.B1 | FU1211:LD | JB70 | 24.B2
FU1100:LI | SC | FU0136 | WHT | 14 | 24.D3 | XT0800:39 | JB70 | 24.D4
FU1101:LI | SC | FU0136 | WHT | 14 | 24.C2 | XT1211:1 | JB70 | 24.C4
FU1211:LI | SC | FU0136 | WHT | 14 | 24.B2 | XT1211:1 | JB70 | 24.C4
GR1100: | SC | GR1100 | GRN/YEL | 14 | 2.C5 | FRAME | JB70 | 2.C4
GR1101: | SC | GR1101 | GRN/YEL | 14 | 2.C4 | FRAME | JB70 | 2.C4
GR1132: | SC | GR1132 | GRN/YEL | 14 | 2.C4 | FRAME | JB70 | 2.C4
GR1133: | SC | GR1133 | GRN/YEL | 14 | 2.C4 | FRAME | JB70 | 2.C4
GR1134: | SC | GR1134 | GRN/YEL | 14 | 2.C4 | FRAME | JB70 | 2.C4
GR1231: | SC | IEG12001 | GRN | 14 | 2.C3 | IEG1200:1 | JB70 | 2.C3
GR1232: | SC | GR1232 | GRN/YEL | 14 | 2.C5 | FRAME | JB70 | 2.C4
GR1233: | SC | GR1233 | GRN/YEL | 14 | 2.C5 | FRAME | JB70 | 2.C4
GR1234: | SC | GR1234 | GRN/YEL | 14 | 2.C5 | FRAME | JB70 | 2.C4
SA0471:B1-13 | SC | SA0471B113 | WHT | 20 | 22.B1 | XT0800:29 | JB70 | 22.B4
SA0471:B1-14 | SC | SA0471B114 | WHT | 20 | 22.B1 | XT0800:30 | JB70 | 22.B4
SA0471:B2-13 | SC | SA0471B213 | WHT | 20 | 22.A1 | XT0800:27 | JB70 | 22.A4
SA0471:B2-14 | SC | SA0471B214 | WHT | 20 | 22.A1 | XT0800:28 | JB70 | 22.A4
SA0474:B1-13 | SC | SA0474B213 | WHT | 20 | 22.C1 | XT0800:37 | JB70 | 22.C4
SA0474:B1-14 | SC | SA0474B214 | WHT | 20 | 22.C1 | XT0800:38 | JB70 | 22.C4
SA0474:B2-13 | SC | SA0474B113 | WHT | 20 | 22.C1 | XT0800:35 | JB70 | 22.C4
SA0474:B2-14 | SC | SA0474B114 | WHT | 20 | 22.C1 | XT0800:36 | JB70 | 22.C4
SB0471:11 | SC | SB047111 | WHT | 20 | 23.D1 | XT0800:21 | JB70 | 23.D4
SB0471:12 | SC | SB047112 | WHT | 20 | 23.D1 | XT0800:22 | JB70 | 23.D4
SB0472:B1-11 | SC | ESTOPA | WHT | 20 | 22.B1 | XT0800:31 | JB70 | 22.B4
SB0472:B1-12 | SC | ESTOP | WHT | 20 | 22.B1 | XT0800:32 | JB70 | 22.B4
SB0472:B2-11 | SC | SB0472B11 | WHT | 20 | 22.B1 | XT0800:33 | JB70 | 22.B4
SB0472:B2-12 | SC | SB0472B12 | WHT | 20 | 22.B1 | XT0800:34 | JB70 | 22.B4
SB0473:13 | SC | SB047313 | WHT | 20 | 23.D1 | XT0800:23 | JB70 | 23.D4
SB0473:14 | SC | SB047314 | WHT | 20 | 23.D1 | XT0800:24 | JB70 | 23.D4
SB0474:13 | SC | SB047413 | WHT | 20 | 22.A1 | XT0800:25 | JB70 | 22.A4
SB0474:14 | SC | SB047414 | WHT | 20 | 22.A1 | XT0800:26 | JB70 | 22.A4
SH0470:11 | SC | SH047011 | WHT | 20 | 23.B1 | XT0800:7 | JB70 | 23.B4
SH0470:12 | SC | SH047012 | WHT | 20 | 23.B1 | XT0800:8 | JB70 | 23.B4
SH0470:13 | SC | SH047013 | WHT | 20 | 23.B1 | XT0800:9 | JB70 | 23.B4
SH0470:14 | SC | SH047014 | WHT | 20 | 23.B1 | XT0800:10 | JB70 | 23.B4
SH0470:X1 | SC | SH0470X1 | WHT | 20 | 23.B1 | XT0800:12 | JB70 | 23.B4
SH0470:X2 | SC | SH0470X2 | WHT | 20 | 23.B1 | XT0800:11 | JB70 | 23.B4
SH0471:11 | SC | SH047111 | WHT | 20 | 23.A1 | XT0800:3 | JB70 | 23.A4
SH0471:12 | SC | SH047112 | WHT | 20 | 23.A1 | XT0800:4 | JB70 | 23.A4
SH0471:13 | SC | SH047113 | WHT | 20 | 23.A1 | XT0800:1 | JB70 | 23.A4
SH0471:14 | SC | SH047114 | WHT | 20 | 23.A1 | XT0800:2 | JB70 | 23.A4
SH0471:X1 | SC | SH0471X1 | WHT | 20 | 23.A1 | XT0800:6 | JB70 | 23.A4
SH0471:X2 | SC | SH0471X2 | WHT | 20 | 23.A1 | XT0800:5 | JB70 | 23.A4
SH0472:11 | SC | SH047211 | WHT | 20 | 23.C1 | XT0800:15 | JB70 | 23.C4
SH0472:12 | SC | SH047212 | WHT | 20 | 23.C1 | XT0800:16 | JB70 | 23.C4
SH0472:13 | SC | FU0139 | WHT | 20 | 23.B1 | XT0800:13 | JB70 | 23.B4
SH0472:14 | SC | KA0241A1 | WHT | 20 | 23.B1 | XT0800:14 | JB70 | 23.C4
SH0472:X1 | SC | 0V | WHT | 20 | 23.C1 | XT0800:18 | JB70 | 23.C4
SH0472:X2 | SC | SH0472X2 | WHT | 20 | 23.C1 | XT0800:17 | JB70 | 23.C4
XT0800:39 | SC | FU0136 | WHT | 14 | 24.D4 | XT1211:1 | JB70 | 24.C4
XT0800:40 | SC | 0V | WHT | 16 | 24.D4 | XT1211:2 | JB70 | 24.C4
AT1100:L1 | WC0101 | BA1100DEVICE | ENET | CABLE | 24.D3 | BA1100:DEVICE | JB70 | 24.D1
BA1100:L1 | WC0212 | BA1211L2 | ENET | CABLE | 24.D1 | BA1211:L2 | JB70 | 24.B1
HA0472:BLK-1 | WC5072 | HA04721 | 1 | 18 | 23.C1 | XT0800:20 | JB70 | 23.C4
HA0472:BLK-2 | WC5072 | HA04722 | 2 | 18 | 23.C1 | XT0800:19 | JB70 | 23.C4
SolarTools ver. 24.0.84.24712 (Jul 31, 2025)
Report date: 4/27/2026 10:28 AM

## JB70^HEATER PANEL
JB70^HEATER PANEL
Project # | 4N711
Project Name | One Dyas
Revision | B
Controls DE | D. KIM
Phone: | Please do a lookup in CLUES (https://clues.cat.com)
Controls ME | A. PLVAN
Phone: | Please do a lookup in CLUES (https://clues.cat.com)
From | [5 empty] | To
Device ID | Cable (W) Conductor (SC) Jumper Clip (JC) | Wire No. | Wire ID | Gauge/Size | Page/Zone | Device ID | Location | Page/Zone
FU9700:LD | SC | FU9700L1 | RED | 16 | 69.A3 | XT9701:1 | JB70^HEATER PANEL | 69.A5
FU9700:LI | SC | CCH9700L1 | RED | 16 | 69.A3 | XT9700:1 | JB70^HEATER PANEL | 69.A3
GR1102: | SC | GR1102 | GRN/YEL | 14 | 2.C3 | FRAME | JB70^HEATER PANEL | 2.C3
XT9700:2 | SC | CCH9700L2 | RED | 16 | 69.A3 | XT9701:2 | JB70^HEATER PANEL | 69.A5
XT9700:3 | SC | CCH9700G | GRN/YEL | 16 | 69.B3 | XT9701:3 | JB70^HEATER PANEL | 69.B5
XT9701:2 | SC | CCH9700L2 | RED | 16 | 69.A5 | XT9702:2 | JB70^HEATER PANEL | 69.A6
XT9701:3 | SC | CCH9700G | GRN/YEL | 16 | 69.B5 | XT9702:1 | JB70^HEATER PANEL | 69.B6
H9700:L1 | WCH9700 | CCH9700L2 | BLU | 18 | 69.B7 | XT9702:2 | JB70^HEATER PANEL | 69.A6
H9700:L2 | WCH9700 | TS9700L1 | BRN | 18 | 69.B7 | XT9702:3 | JB70^HEATER PANEL | 69.A6
H9700:GND | WCH9700 | CCH9700G | GRN/YEL | 18 | 69.B7 | XT9702:1 | JB70^HEATER PANEL | 69.B6
TS9700:NC | WCTS9700 | FU9700L1 | BLU | 14 | 69.A4 | XT9701:1 | JB70^HEATER PANEL | 69.A5
TS9700:C | WCTS9700 | TS9700L1 | BRN | 14 | 69.A4 | XT9702:3 | JB70^HEATER PANEL | 69.A6
TS9700:GND | WCTS9700 | TS9700G | GRN/YEL | 14 | 69.A4 | XT9700G:1 | JB70^HEATER PANEL | 69.A5
SolarTools ver. 24.0.84.24712 (Jul 31, 2025)
Report date: 4/27/2026 10:28 AM

## LEFT SIDE^PANEL
LEFT SIDE^PANEL
Project # | 4N711
Project Name | One Dyas
Revision | B
Controls DE | D. KIM
Phone: | Please do a lookup in CLUES (https://clues.cat.com)
Controls ME | A. PLVAN
Phone: | Please do a lookup in CLUES (https://clues.cat.com)
From | [5 empty] | To
Device ID | Cable (W) Conductor (SC) Jumper Clip (JC) | Wire No. | Wire ID | Gauge/Size | Page/Zone | Device ID | Location | Page/Zone
XT0130:3 | JC | 0V | CLIP | --- | 19.A5 | XT0130:2 | LEFT SIDE^PANEL | 19.A5
XT0130:4 | JC | 0V | CLIP | --- | 19.A5 | XT0130:3 | LEFT SIDE^PANEL | 19.A5
XT0140:3 | JC | 0V | CLIP | --- | 20.A5 | XT0140:2 | LEFT SIDE^PANEL | 20.A5
XT0140:4 | JC | 0V | CLIP | --- | 20.A5 | XT0140:3 | LEFT SIDE^PANEL | 20.A5
XT0180:1 | JC | 0V | CLIP | --- | 20.D1 | XT0180:2 | LEFT SIDE^PANEL | 20.D1
AF0141:00 | SC | KA053211 | WHT | 20 | 53.A7 | KA0532:11 | LEFT SIDE^PANEL | 53.A6
AF0141:02 | SC | XT0573B2 | WHT | 20 | 52.B7 | XT0573:1 B2 | LEFT SIDE^PANEL | 52.B5
AF0141:04 | SC | KA053221 | WHT | 20 | 54.A7 | KA0532:21 | LEFT SIDE^PANEL | 54.A6
AF0141:06 | SC | KA055211 | WHT | 20 | 53.B7 | KA0552:11 | LEFT SIDE^PANEL | 53.B6
AF0141:08 | SC | KA055311 | WHT | 20 | 54.B7 | KA0553:11 | LEFT SIDE^PANEL | 54.B6
AF0141:10 | SC | KA055511 | WHT | 20 | 55.A7 | KA0555:11 | LEFT SIDE^PANEL | 55.A6
AF0141:12 | SC | KA055411 | WHT | 20 | 55.B7 | KA0554:11 | LEFT SIDE^PANEL | 55.B6
AF0141:14 | SC | KA053111 | WHT | 20 | 52.A7 | KA0531:11 | LEFT SIDE^PANEL | 52.A5
AF0141:16 | SC | SV76212 | WHT | 20 | 53.A7 | XT0572:4 | LEFT SIDE^PANEL | 53.A5
AF0141:20 | SC | SV76412 | WHT | 20 | 54.A7 | XT0572:5 | LEFT SIDE^PANEL | 54.A5
AF0141:32 | SC | KA055011 | WHT | 20 | 53.A7 | KA0550:11 | LEFT SIDE^PANEL | 53.A6
AF0141:36 | SC | KA055111 | WHT | 20 | 54.A7 | KA0551:11 | LEFT SIDE^PANEL | 54.A6
AF0141:COM | SC | 0V | WHT | 16 | 20.B2 | XT0140:3 | LEFT SIDE^PANEL | 20.A5
AF0141:J | SC | * |  |  | 20.B2 | AF0142:P | LEFT SIDE^PANEL | 20.B3
AF0141:V+ | SC | FU0141 | WHT | 16 | 20.B2 | FU0141:LD | LEFT SIDE^PANEL | 20.C1
AF0142:07 | SC | ZSC76112 | WHT | 20 | 52.B7 | XT0572:1 | LEFT SIDE^PANEL | 52.B5
AF0142:COM | SC | AF0142N | WHT | 16 | 20.B3 | AF0143:COM | LEFT SIDE^PANEL | 20.B3
AF0142:COM | SC | AU0140N | WHT | 16 | 20.B3 | AU0140:COM | LEFT SIDE^PANEL | 20.B2
AF0142:J | SC | * |  |  | 20.B3 | AF0143:P | LEFT SIDE^PANEL | 20.B3
AF0142:V+ | SC | AF0142P | WHT | 16 | 20.B3 | AF0143:V+ | LEFT SIDE^PANEL | 20.B3
AF0142:V+ | SC | AU0140P | WHT | 16 | 20.B3 | AU0140:V+ | LEFT SIDE^PANEL | 20.B2
AF0143:COM | SC | AF0143N | WHT | 16 | 20.B3 | AF0144:COM | LEFT SIDE^PANEL | 20.B4
AF0143:J | SC | * |  |  | 20.B3 | AF0144:P | LEFT SIDE^PANEL | 20.B4
AF0143:SH | SC | AF0143G | GRN | 14 | 20.B3 | AF0144:SH | LEFT SIDE^PANEL | 20.B4
AF0143:SH | SC | AU0140G | GRN | 14 | 20.B3 | AU0140:GND | LEFT SIDE^PANEL | 20.B2
AF0143:V+ | SC | AF0143P | WHT | 16 | 20.B3 | AF0144:V+ | LEFT SIDE^PANEL | 20.B4
AF0144:COM | SC | AF0144N | WHT | 16 | 20.B4 | AF0145:COM | LEFT SIDE^PANEL | 20.B5
AF0144:J | SC | * |  |  | 20.B4 | AF0145:P | LEFT SIDE^PANEL | 20.B5
AF0144:SH | SC | AF0144G | GRN | 14 | 20.B4 | AF0145:SH | LEFT SIDE^PANEL | 20.B5
AF0144:V+ | SC | AF0144P | WHT | 16 | 20.B4 | AF0145:V+ | LEFT SIDE^PANEL | 20.B5
AF0145:J | SC | * |  |  | 20.B5 | AF0146:P | LEFT SIDE^PANEL | 20.B5
AF0145:SH | SC | IEG02571 | GRN | 14 | 20.B5 | IEG0257:1 | LEFT SIDE^PANEL | 20.C5
AF0146:COM | SC | 0V | WHT | 16 | 20.B5 | XT0140:3 | LEFT SIDE^PANEL | 20.A5
AF0146:V+ | SC | FU0142 | WHT | 16 | 20.B5 | FU0142:LD | LEFT SIDE^PANEL | 20.C1
AF0181:00 | SC | 018100 | WHT | 20 | 56.C7 | KA5951:A1 | LEFT SIDE^PANEL | 56.C6
AF0181:02 | SC | 018102 | WHT | 20 | 56.D7 | KA5950:A1 | LEFT SIDE^PANEL | 56.D6
AF0181:04 | SC | 018104 | WHT | 20 | 56.D7 | KA5952:A1 | LEFT SIDE^PANEL | 56.D6
AF0181:14 | SC | KA1260A1 | WHT | 20 | 50.C6 | KA1260:A1 | LEFT SIDE^PANEL | 50.C6
AF0181:16 | SC | 018116 | WHT | 20 | 56.C7 | KA5951:A2 | LEFT SIDE^PANEL | 56.C6
AF0181:18 | SC | 018118 | WHT | 20 | 56.D7 | KA5950:A2 | LEFT SIDE^PANEL | 56.D6
AF0181:20 | SC | 018120 | WHT | 20 | 56.D7 | KA5952:A2 | LEFT SIDE^PANEL | 56.D6
AF0181:30 | SC | KA1260A2 | WHT | 20 | 50.C6 | KA1260:A2 | LEFT SIDE^PANEL | 50.C6
AF0181:38 | SC | 018138 | WHT | 20 | 57.C7 | KA4401:22 | LEFT SIDE^PANEL | 57.C6
AF0181:COM | SC | 0V | WHT | 16 | 20.D2 | XT0180:2 | LEFT SIDE^PANEL | 20.D1
AF0181:J | SC | * |  |  | 20.D2 | AF0182:P | LEFT SIDE^PANEL | 20.D3
AF0181:V+ | SC | FU0181 | WHT | 16 | 20.D2 | FU0181:LD | LEFT SIDE^PANEL | 20.D1
AF0182:01 | SC | JP4 | VIO | 20 | 25.A7 | AF0182:33 | LEFT SIDE^PANEL | 25.A7
AF0182:03 | SC | JP3 | VIO | 20 | 25.C7 | AF0182:35 | LEFT SIDE^PANEL | 25.C7
AF1207:07 | SC | JP2 | VIO | 20 | 25.D7 | AF1207:39 | LEFT SIDE^PANEL | 25.D7
AF0182:COM | SC | AF0182N | WHT | 16 | 20.D3 | AF0183:COM | LEFT SIDE^PANEL | 20.C3
AF0182:COM | SC | AU0180N | WHT | 16 | 20.D3 | AU0180:COM | LEFT SIDE^PANEL | 20.C2
AF0182:J | SC | * |  |  | 20.D3 | AF0183:P | LEFT SIDE^PANEL | 20.C3
AF0182:V+ | SC | AF0182P | WHT | 16 | 20.D3 | AF0183:V+ | LEFT SIDE^PANEL | 20.C3
AF0182:V+ | SC | AU0180P | WHT | 16 | 20.D3 | AU0180:V+ | LEFT SIDE^PANEL | 20.C2
AF0183:00 | SC | ZSO76012 | WHT | 20 | 55.A7 | XT0572:6 | LEFT SIDE^PANEL | 55.A5
AF0183:04 | SC | ZSC76212 | WHT | 20 | 53.B7 | XT0572:2 | LEFT SIDE^PANEL | 53.B5
AF0183:05 | SC | ZSC76412 | WHT | 20 | 54.B7 | XT0572:3 | LEFT SIDE^PANEL | 54.B5
AF0183:COM | SC | AF0183N | WHT | 16 | 20.C3 | AF0185:COM | LEFT SIDE^PANEL | 20.D5
AF0183:J | SC | * |  |  | 20.C3 | AF0184:P | LEFT SIDE^PANEL | 20.C4
AF0183:V+ | SC | AF0183P | WHT | 16 | 20.C3 | AF0185:V+ | LEFT SIDE^PANEL | 20.D5
AF0184:00 | SC | KA0550A1 | WHT | 20 | 53.C7 | KA0550:A1 | LEFT SIDE^PANEL | 53.C6
AF0184:01 | SC | KA0552A1 | WHT | 20 | 53.C7 | KA0552:A1 | LEFT SIDE^PANEL | 53.C6
AF0184:02 | SC | KA0551A1 | WHT | 20 | 54.C7 | KA0551:A1 | LEFT SIDE^PANEL | 54.C6
AF0184:03 | SC | KA0553A1 | WHT | 20 | 54.C7 | KA0553:A1 | LEFT SIDE^PANEL | 54.C6
AF0184:04 | SC | KA0555A1 | WHT | 20 | 55.C7 | KA0555:A1 | LEFT SIDE^PANEL | 55.C6
AF0184:05 | SC | KA0554A1 | WHT | 20 | 55.C7 | KA0554:A1 | LEFT SIDE^PANEL | 55.C6
AF0184:16 | SC | KA0550A2 | WHT | 20 | 53.C7 | KA0550:A2 | LEFT SIDE^PANEL | 53.C6
AF0184:17 | SC | KA0552A2 | WHT | 20 | 53.C7 | KA0552:A2 | LEFT SIDE^PANEL | 53.C6
AF0184:18 | SC | KA0551A2 | WHT | 20 | 54.C7 | KA0551:A2 | LEFT SIDE^PANEL | 54.C6
AF0184:19 | SC | KA0553A2 | WHT | 20 | 54.C7 | KA0553:A2 | LEFT SIDE^PANEL | 54.C6
AF0184:20 | SC | KA0555A2 | WHT | 20 | 55.C7 | KA0555:A2 | LEFT SIDE^PANEL | 55.C6
AF0184:21 | SC | KA0554A2 | WHT | 20 | 55.C7 | KA0554:A2 | LEFT SIDE^PANEL | 55.C6
AF0184:COM | SC | 0V | WHT | 14 | 20.C4 | XT0180:1 | LEFT SIDE^PANEL | 20.D1
AF0184:J | SC | * |  |  | 20.C4 | AF0185:P | LEFT SIDE^PANEL | 20.D5
AF0184:V+ | SC | FU0184 | WHT | 16 | 20.C4 | FU0184:LD | LEFT SIDE^PANEL | 20.D1
AF0185:COM | SC | AF0185N | WHT | 16 | 20.D5 | AF0186:COM | LEFT SIDE^PANEL | 20.D5
AF0185:J | SC | * |  |  | 20.D5 | AF0186:P | LEFT SIDE^PANEL | 20.D5
AF0185:SH | SC | AF0185G | GRN | 14 | 20.D5 | AF0186:SH | LEFT SIDE^PANEL | 20.D5
AF0185:SH | SC | AU0180G | GRN | 14 | 20.D5 | AU0180:GND | LEFT SIDE^PANEL | 20.C2
AF0185:V+ | SC | AF0185P | WHT | 16 | 20.D5 | AF0186:V+ | LEFT SIDE^PANEL | 20.D5
AF0186:SH | SC | IEG02572 | GRN | 14 | 20.D5 | IEG0257:2 | LEFT SIDE^PANEL | 20.D6
AF1201:COM | SC | 0V | WHT | 14 | 19.D2 | XT0130:3 | LEFT SIDE^PANEL | 19.A5
AF1201:J | SC | * |  |  | 19.D2 | AF1202:P | LEFT SIDE^PANEL | 19.D3
AF1201:V+ | SC | FU0121 | WHT | 16 | 19.D2 | FU0121:LD | LEFT SIDE^PANEL | 19.D1
AF1202:COM | SC | AF1202N | WHT | 16 | 19.D3 | AF1203:COM | LEFT SIDE^PANEL | 19.D3
AF1202:COM | SC | AU1200N | WHT | 16 | 19.D3 | AU1200:COM | LEFT SIDE^PANEL | 19.C1
AF1202:J | SC | * |  |  | 19.D3 | AF1203:P | LEFT SIDE^PANEL | 19.D3
AF1202:V+ | SC | AF1202P | WHT | 16 | 19.D3 | AF1203:V+ | LEFT SIDE^PANEL | 19.D3
AF1202:V+ | SC | AU1200P | WHT | 16 | 19.D3 | AU1200:V+ | LEFT SIDE^PANEL | 19.C1
AF1203:COM | SC | AF1203N | WHT | 16 | 19.D3 | AF1204:COM | LEFT SIDE^PANEL | 19.C4
AF1203:J | SC | * |  |  | 19.D3 | AF1204:P | LEFT SIDE^PANEL | 19.C4
AF1203:SH | SC | AF1203G | GRN | 14 | 19.D3 | AF1204:SH | LEFT SIDE^PANEL | 19.C4
AF1203:SH | SC | AU1200G,GRN | GRN | 14 | 19.D3 | AU1200:GND | LEFT SIDE^PANEL | 19.C1
AF1203:V+ | SC | AF1203P | WHT | 16 | 19.D3 | AF1204:V+ | LEFT SIDE^PANEL | 19.C4
AF1204:COM | SC | AF1204N | WHT | 16 | 19.C4 | AF1205:COM | LEFT SIDE^PANEL | 19.C5
AF1204:J | SC | * |  |  | 19.C4 | AF1205:P | LEFT SIDE^PANEL | 19.C5
AF1204:SH | SC | AF1204G | GRN | 14 | 19.C4 | AF1205:SH | LEFT SIDE^PANEL | 19.C5
AF1204:V+ | SC | AF1204P | WHT | 16 | 19.C4 | AF1205:V+ | LEFT SIDE^PANEL | 19.C5
AF1205:COM | SC | AF1205N | WHT | 16 | 19.C5 | AF1206:COM | LEFT SIDE^PANEL | 19.D5
AF1205:J | SC | * |  |  | 19.C5 | AF1206:P | LEFT SIDE^PANEL | 19.D5
AF1205:SH | SC | AF1205G | GRN | 14 | 19.C5 | AF1206:SH | LEFT SIDE^PANEL | 19.D5
AF1205:V+ | SC | AF1205P | WHT | 16 | 19.C5 | AF1206:V+ | LEFT SIDE^PANEL | 19.D5
AF1206:COM | SC | AF1206N | WHT | 16 | 19.D5 | AF1207:COM | LEFT SIDE^PANEL | 19.B2
AF1206:SH | SC | AF1206G | GRN | 14 | 19.D5 | AF1208:SH | LEFT SIDE^PANEL | 19.C3
AF1206:V+ | SC | AF1206P | WHT | 16 | 19.D5 | AF1207:V+ | LEFT SIDE^PANEL | 19.B2
AF1207:02 | SC | 120702 | WHT | 20 | 44.A7 | KA4401:14 | LEFT SIDE^PANEL | 44.A6
AF1207:18 | SC | 120718 | WHT | 20 | 44.A7 | KA4401:A2 | LEFT SIDE^PANEL | 44.A6
AF1207:34 | SC | PS44012 | WHT | 20 | 44.A7 | KA4401:11 | LEFT SIDE^PANEL | 44.A6
AF1207:COM | SC | AF1207N | WHT | 16 | 19.B2 | AF1208:COM | LEFT SIDE^PANEL | 19.C3
AF1207:V+ | SC | AF1207P | WHT | 16 | 19.B2 | AF1208:V+ | LEFT SIDE^PANEL | 19.C3
AF1208:COM | SC | AF1208N | WHT | 16 | 19.C3 | AF1209:COM | LEFT SIDE^PANEL | 19.C4
AF1208:J | SC | * |  |  | 19.C3 | AF1209:P | LEFT SIDE^PANEL | 19.C4
AF1208:SH | SC | AF1208G | GRN | 14 | 19.C3 | AF1209:SH | LEFT SIDE^PANEL | 19.C4
AF1208:V+ | SC | AF1208P | WHT | 16 | 19.C3 | AF1209:V+ | LEFT SIDE^PANEL | 19.C4
AF1209:COM | SC | AF1209N | WHT | 16 | 19.C4 | AF1210:COM | LEFT SIDE^PANEL | 19.C4
AF1209:J | SC | * |  |  | 19.C4 | AF1210:P | LEFT SIDE^PANEL | 19.C4
AF1209:SH | SC | AF1209G | GRN | 14 | 19.C4 | AF1210:SH | LEFT SIDE^PANEL | 19.C4
AF1209:V+ | SC | AF1209P | WHT | 16 | 19.C4 | AF1210:V+ | LEFT SIDE^PANEL | 19.C4
AF1210:COM | SC | AF1210N | WHT | 16 | 19.C4 | AF1211:COM | LEFT SIDE^PANEL | 19.C5
AF1210:J | SC | * |  |  | 19.C4 | AF1211:P | LEFT SIDE^PANEL | 19.C5
AF1210:SH | SC | AF1210G | GRN | 14 | 19.C4 | AF1211:SH | LEFT SIDE^PANEL | 19.C5
AF1210:V+ | SC | AF1210P | WHT | 16 | 19.C4 | AF1211:V+ | LEFT SIDE^PANEL | 19.C5
AF1211:COM | SC | AF1211N | WHT | 16 | 19.C5 | AF1212:COM | LEFT SIDE^PANEL | 19.C5
AF1211:J | SC | * |  |  | 19.C5 | AF1212:P | LEFT SIDE^PANEL | 19.C5
AF1211:SH | SC | AF1211G | GRN | 14 | 19.C5 | AF1212:SH | LEFT SIDE^PANEL | 19.C5
AF1211:V+ | SC | AF1211P | WHT | 16 | 19.C5 | AF1212:V+ | LEFT SIDE^PANEL | 19.C5
AF1212:COM | SC | AF1212N | WHT | 16 | 19.C5 | AF1213:COM | LEFT SIDE^PANEL | 19.C6
AF1212:J | SC | * |  |  | 19.C5 | AF1213:P | LEFT SIDE^PANEL | 19.C6
AF1212:SH | SC | AF1212G | GRN | 14 | 19.C5 | AF1213:SH | LEFT SIDE^PANEL | 19.C6
AF1212:V+ | SC | AF1212P | WHT | 16 | 19.C5 | AF1213:V+ | LEFT SIDE^PANEL | 19.C6
AF1213:SH | SC | IEG02575 | GRN | 14 | 19.C6 | IEG0257:5 | LEFT SIDE^PANEL | 19.C7
AU0140:COM | SC | 0V | WHT | 16 | 20.B2 | XT0140:2 | LEFT SIDE^PANEL | 20.A5
AU0140:V+ | SC | FU0140 | WHT | 16 | 20.B2 | FU0140:LD | LEFT SIDE^PANEL | 20.B1
AU0180:COM | SC | 0V | WHT | 16 | 20.C2 | XT0180:1 | LEFT SIDE^PANEL | 20.D1
AU0180:V+ | SC | FU0180 | WHT | 16 | 20.C2 | FU0180:LD | LEFT SIDE^PANEL | 20.D1
AU1200:COM | SC | 0V | WHT | 16 | 19.C1 | XT0130:4 | LEFT SIDE^PANEL | 19.A5
AU1200:V+ | SC | FU0120 | WHT | 16 | 19.C1 | FU0120:LD | LEFT SIDE^PANEL | 19.D1
FU0120:LI | SC | FU0130 | WHT | 14 | 19.D1 | FU0121:LI | LEFT SIDE^PANEL | 19.D1
FU0140:LI | SC | FU0570 | WHT | 14 | 20.B1 | FU0570:LD | LEFT SIDE^PANEL | 20.A4
FU0140:LI | SC | FU0570 | WHT | 14 | 20.B1 | FU0141:LI | LEFT SIDE^PANEL | 20.C1
FU0141:LI | SC | FU0570 | WHT | 14 | 20.C1 | FU0142:LI | LEFT SIDE^PANEL | 20.C1
FU0142:LI | SC | FU0570 | WHT | 14 | 20.C1 | FU0143:LI | LEFT SIDE^PANEL | 20.C1
FU0143:LD | SC | FU0143 | WHT | 16 | 20.C1 | XT0140:7 | LEFT SIDE^PANEL | 21.C1
FU0143:LI | SC | FU0570 | WHT | 14 | 20.C1 | FU0180:LI | LEFT SIDE^PANEL | 20.D1
FU0180:LI | SC | FU0570 | WHT | 14 | 20.D1 | FU0181:LI | LEFT SIDE^PANEL | 20.D1
FU0181:LI | SC | FU0570 | WHT | 14 | 20.D1 | FU0184:LI | LEFT SIDE^PANEL | 20.D1
FU0570:LI | SC | FU0210 | WHT | 14 | 20.A4 | XT0140:1 | LEFT SIDE^PANEL | 20.A5
GR0140: | SC | IEG02573 | GRN | 14 | 2.B4 | IEG0257:3 | LEFT SIDE^PANEL | 2.B4
GR0180: | SC | IEG02574 | GRN | 14 | 2.B4 | IEG0257:4 | LEFT SIDE^PANEL | 2.B4
GR0257: | SC | GR0257 | GRN/YEL | 14 | 2.B5 | FRAME | LEFT SIDE^PANEL | 2.B4
KA0531:A1 | SC | ESTOP | WHT | 20 | 21.A3 | KA0532:A1 | LEFT SIDE^PANEL | 21.A3
KA0531:A1 | SC | ESTOP | WHT | 20 | 21.A3 | XT0140:6 | LEFT SIDE^PANEL | 21.A2
KA0531:A2 | SC | 0V | WHT | 20 | 21.A3 | KA0532:A2 | LEFT SIDE^PANEL | 21.A3
KA0531:A2 | SC | 0V | WHT | 20 | 21.A3 | KA0536:A2 | LEFT SIDE^PANEL | 21.A3
KA0532:14 | SC | KA053214 | WHT | 20 | 53.A6 | KA0540:A1 | LEFT SIDE^PANEL | 53.A5
KA0532:24 | SC | KA053224 | WHT | 20 | 54.A6 | KA0541:A1 | LEFT SIDE^PANEL | 54.A5
KA0532:A1 | SC | ESTOP | WHT | 20 | 21.A3 | KA0533:A1 | LEFT SIDE^PANEL | 21.B3
KA0532:A2 | SC | 0V | WHT | 20 | 21.A3 | KA0533:A2 | LEFT SIDE^PANEL | 21.B3
KA0533:11 | SC | FU0143 | WHT | 16 | 21.C2 | XT0140:7 | LEFT SIDE^PANEL | 21.C1
KA0533:A1 | SC | ESTOP | WHT | 20 | 21.B3 | KA0534:A1 | LEFT SIDE^PANEL | 21.B3
KA0533:A2 | SC | 0V | WHT | 20 | 21.B3 | KA0534:A2 | LEFT SIDE^PANEL | 21.B3
KA0534:A1 | SC | ESTOP | WHT | 20 | 21.B3 | KA0537:A1 | LEFT SIDE^PANEL | 21.B3
KA0534:A2 | SC | 0V | WHT | 20 | 21.B3 | KA0537:A2 | LEFT SIDE^PANEL | 21.B3
KA0535:11 | SC | KA055414 | WHT | 20 | 55.B5 | KA0554:14 | LEFT SIDE^PANEL | 55.B6
KA0535:14 | SC | KA053514 | WHT | 20 | 55.B5 | XT0573:4 B2 | LEFT SIDE^PANEL | 55.B5
KA0535:22 | SC | KA053522 | WHT | 20 | 55.A5 | XT0573:6 T2 | LEFT SIDE^PANEL | 55.A5
KA0535:A1 | SC | KA0231A1 | WHT | 20 | 21.A3 | KA0536:A1 | LEFT SIDE^PANEL | 21.A3
KA0535:A1 | SC | KA0231A1 | WHT | 20 | 21.A3 | XT0140:5 | LEFT SIDE^PANEL | 21.A2
KA0535:A2 | SC | 0V | WHT | 20 | 21.A3 | KA0536:A2 | LEFT SIDE^PANEL | 21.A3
KA0535:A2 | SC | 0V | WHT | 20 | 21.A3 | XT0140:4 | LEFT SIDE^PANEL | 20.A5
KA0536:11 | SC | XT05732B1 | WHT | 20 | 55.B5 | XT0573:5 B1 | LEFT SIDE^PANEL | 55.B5
KA0536:12 | SC | KA053612 | WHT | 20 | 55.B5 | XT0573:4 T1 | LEFT SIDE^PANEL | 55.B5
KA0536:21 | SC | KA055514 | WHT | 20 | 55.A5 | KA0555:14 | LEFT SIDE^PANEL | 55.A6
KA0536:24 | SC | KA053624 | WHT | 20 | 55.A5 | XT0573:6 B2 | LEFT SIDE^PANEL | 55.A5
KA0540:11 | SC | KA054011 | WHT | 20 | 53.A5 | KA0550:14 | LEFT SIDE^PANEL | 53.A6
KA0540:21 | SC | ZSC76212 | WHT | 20 | 53.B5 | XT0572:2 | LEFT SIDE^PANEL | 53.B5
KA0540:A2 | SC | SV76212 | WHT | 20 | 53.A5 | XT0572:4 | LEFT SIDE^PANEL | 53.A5
KA0541:11 | SC | KA054111 | WHT | 20 | 54.A5 | KA0551:14 | LEFT SIDE^PANEL | 54.A6
KA0541:21 | SC | ZSC76412 | WHT | 20 | 54.B5 | XT0572:3 | LEFT SIDE^PANEL | 54.B5
KA0541:A2 | SC | SV76412 | WHT | 20 | 54.A5 | XT0572:5 | LEFT SIDE^PANEL | 54.A5
KA0552:14 | SC | KA055214 | WHT | 20 | 53.B6 | XT0573:2 B2 | LEFT SIDE^PANEL | 53.B5
KA0553:14 | SC | KA055314 | WHT | 20 | 54.B6 | XT0573:3 B2 | LEFT SIDE^PANEL | 54.B5
KA4401:11 | SC | PS44012 | WHT | 20 | 44.A6 | XT0121:1 | LEFT SIDE^PANEL | 44.A5
KA4401:A1 | SC | PS44013 | WHT | 20 | 44.A6 | XT0121:2 | LEFT SIDE^PANEL | 44.A5
XT0121:4 | SC | 0V | WHT | 14 | 48.A5 | XT0130:3 | LEFT SIDE^PANEL | 19.A5
XT0130:6 | SC | KA0231A1 | WHT | 20 | 15.D6 | XT0140:5 | LEFT SIDE^PANEL | 21.A2
XT0140:5 | SC | KA0231A1 | WHT | 20 | 21.A2 | XT0130:5 | LEFT SIDE^PANEL | 19.A5
XT0180:1 | SC | 0V | WHT | 14 | 20.D1 | XT0140:4 | LEFT SIDE^PANEL | 20.A5
XT0410:2 | SC | 0V | WHT | 14 | 16.A6 | XT0410:3 | LEFT SIDE^PANEL | 16.A6
AU0140:L1 | WC0012 | AU1200L2 | ENET | CABLE | 20.B2 | AU1200:L2 | LEFT SIDE^PANEL | 19.C1
AU0140:L2 | WC0014 | AU0140L2 | ENET | CABLE | 20.B2 | AU0180:L1 | LEFT SIDE^PANEL | 20.C2
XT0410:1 | SC | FU0136 | WHT | 14 | 16.A6 | FU0410:LI | ISOLATOR PANEL | 16.A5
AF0143:10 | WC01435 | 014310 | RED | 20 | 53.D7 | UAI7410:8 | ISOLATOR PANEL | 53.D5
AF0143:26 | WC01435 | 014326 | BLK | 20 | 53.D7 | UAI7410:7 | ISOLATOR PANEL | 53.D5
AF0143:58 | WC01435 | 014358 | SH | 20 | 53.D7 | FW10:1 | ISOLATOR PANEL | 53.D6
AF0186:04 | WC01862 | 018604 | RED | 20 | 60.B7 | UAI7405:8 | ISOLATOR PANEL | 60.B5
AF0186:20 | WC01862 | 018620 | BLK | 20 | 60.B7 | UAI7405:7 | ISOLATOR PANEL | 60.B5
AF0186:52 | WC01862 | 018652 | SH | 20 | 60.B7 | FW10:2 | ISOLATOR PANEL | 60.B6
AF0186:06 | WC01863 | 018606 | RED | 20 | 60.B7 | UAI7407:8 | ISOLATOR PANEL | 60.B5
AF0186:22 | WC01863 | 018622 | BLK | 20 | 60.B7 | UAI7407:7 | ISOLATOR PANEL | 60.B5
AF0186:54 | WC01863 | 018654 | SH | 20 | 60.B7 | FW10:3 | ISOLATOR PANEL | 60.C6
AF0186:10 | WC01865 | 018610 | RED | 20 | 60.D7 | UAI7431:8 | ISOLATOR PANEL | 60.D5
AF0186:26 | WC01865 | 018626 | BLK | 20 | 60.D7 | UAI7431:7 | ISOLATOR PANEL | 60.D5
AF0186:58 | WC01865 | 018658 | SH | 20 | 60.D7 | FW10:4 | ISOLATOR PANEL | 60.D6
AF1206:33 | WC2123 | 120633 | RED | 20 | 45.A7 | UAI7430:+6 | ISOLATOR PANEL | 45.A5
AF1206:17 | WC2123 | 120617 | WHT | 20 | 45.A7 | UAI7430:+8 | ISOLATOR PANEL | 45.A5
AF1206:16 | WC2123 | 120616 | BLK | 20 | 45.A7 | UAI7430:-7 | ISOLATOR PANEL | 45.A5
AF1206:48 | WC2123 | 120648 | SH | 20 | 45.A7 | FLOATING | ISOLATOR PANEL | 45.A6
AF1208:29 | WC2603 | 120829 | RED | 20 | 42.C7 | UAI4417:+6 | ISOLATOR PANEL | 42.C5
AF1208:13 | WC2603 | 120813 | WHT | 20 | 42.C7 | UAI4417:+8 | ISOLATOR PANEL | 42.C5
AF1208:12 | WC2603 | 120812 | BLK | 20 | 42.C7 | UAI4417:-7 | ISOLATOR PANEL | 42.C5
AF1208:60 | WC2603 | 120860 | SH | 20 | 42.C7 | FLOATING | ISOLATOR PANEL | 42.D6
AF1208:25 | WC2614 | 120825 | RED | 20 | 42.B7 | UAI4437:+6 | ISOLATOR PANEL | 42.B5
AF1208:09 | WC2614 | 120809 | WHT | 20 | 42.B7 | UAI4437:+8 | ISOLATOR PANEL | 42.B5
AF1208:08 | WC2614 | 120808 | BLK | 20 | 42.B7 | UAI4437:-7 | ISOLATOR PANEL | 42.B5
AF1208:56 | WC2614 | 120856 | SH | 20 | 42.B7 | FLOATING | ISOLATOR PANEL | 42.B6
AF1208:27 | WC2615 | 120827 | RED | 20 | 42.C7 | UAI4418:+6 | ISOLATOR PANEL | 42.C5
AF1208:11 | WC2615 | 120811 | WHT | 20 | 42.C7 | UAI4418:+8 | ISOLATOR PANEL | 42.C5
AF1208:10 | WC2615 | 120810 | BLK | 20 | 42.C7 | UAI4418:-7 | ISOLATOR PANEL | 42.C5
AF1208:58 | WC2615 | 120858 | SH | 20 | 42.C7 | FLOATING | ISOLATOR PANEL | 42.C6
AF1208:23 | WC2700 | 120823 | RED | 20 | 42.A7 | UAI4438:+6 | ISOLATOR PANEL | 42.A5
AF1208:07 | WC2700 | 120807 | WHT | 20 | 42.A7 | UAI4438:+8 | ISOLATOR PANEL | 42.A5
AF1208:06 | WC2700 | 120806 | BLK | 20 | 42.A7 | UAI4438:-7 | ISOLATOR PANEL | 42.A5
AF1208:54 | WC2700 | 120854 | SH | 20 | 42.A7 | FLOATING | ISOLATOR PANEL | 42.A6
AF1209:23 | WC2710 | 120923 | RED | 20 | 43.A7 | UAI4411:-7 | ISOLATOR PANEL | 43.A5
AF1209:07 | WC2710 | 120907 | WHT | 20 | 43.A7 | UAI4411:-5 | ISOLATOR PANEL | 43.A5
AF1209:06 | WC2710 | 120906 | BLK | 20 | 43.A7 | UAI4411:+6 | ISOLATOR PANEL | 43.A5
AF1209:54 | WC2710 | 120954 | SH | 20 | 43.A7 | FLOATING | ISOLATOR PANEL | 43.A6
AF1209:27 | WC2711 | 120927 | RED | 20 | 43.C7 | UAI4431:-7 | ISOLATOR PANEL | 43.C5
AF1209:11 | WC2711 | 120911 | WHT | 20 | 43.C7 | UAI4431:-5 | ISOLATOR PANEL | 43.C5
AF1209:10 | WC2711 | 120910 | BLK | 20 | 43.C7 | UAI4431:+6 | ISOLATOR PANEL | 43.C5
AF1209:58 | WC2711 | 120958 | SH | 20 | 43.C7 | FLOATING | ISOLATOR PANEL | 43.C6
AF1208:31 | WC4638 | 120831 | RED | 20 | 47.C7 | UAI0800:-7 | ISOLATOR PANEL | 47.C5
AF1208:15 | WC4638 | 120815 | WHT | 20 | 47.C7 | UAI0800:-5 | ISOLATOR PANEL | 47.C5
AF1208:14 | WC4638 | 120814 | BLK | 20 | 47.C7 | UAI0800:+6 | ISOLATOR PANEL | 47.C5
AF1208:62 | WC4638 | 120862 | SH | 20 | 47.C7 | FLOATING | ISOLATOR PANEL | 47.C6
KA0701:11 | SC | AP0612COM | WHT | 20 | 17.C5 | AP0612:COM | ORBIT 60^DOOR PANEL | 17.C1
KA0701:14 | SC | AP0612TM | WHT | 20 | 17.C5 | AP0612:TM | ORBIT 60^DOOR PANEL | 17.C1
XT0410:2 | SC | 0V | WHT | 14 | 16.A6 | UV0610:COM | ORBIT 60^DOOR PANEL | 16.B1
XT0410:3 | SC | 0V | WHT | 14 | 16.A6 | UV0611:COM | ORBIT 60^DOOR PANEL | 16.C1
AF0142:23 | SC | KT0571A2 | WHT | 20 | 52.B7 | KT0571:A2 | PANEL A | 52.B6
AF0181:06 | SC | 018106 | WHT | 20 | 57.C7 | KA0120:14 | PANEL A | 57.C5
AF0183:16 | SC | KT0575A2 | WHT | 20 | 55.A7 | KT0575:A2 | PANEL A | 55.A6
AF0183:20 | SC | KT0572A2 | WHT | 20 | 53.B7 | KT0572:A2 | PANEL A | 53.B6
AF0183:21 | SC | KT0573A2 | WHT | 20 | 54.B7 | KT0573:A2 | PANEL A | 54.B6
FU0120:LI | SC | FU0130 | WHT | 14 | 19.D1 | FU0130:LD | PANEL A | 19.A4
IEG0257:0 | SC | IEG0257G | GRN | 8 | 2.B2 | IEG0010:3 | PANEL A | 2.B2
IEG0310:0 | SC | IEG0310G | GRN | 8 | 2.B2 | IEG0010:4 | PANEL A | 2.B2
KA0253:A1 | SC | KA0241A1 | WHT | 20 | 15.C2 | XT0240:5 | PANEL A | 15.C3
KA0253:A2 | SC | 0V | WHT | 20 | 15.C2 | KA0241:A2 | PANEL A | 15.C2
KA0253:A2 | SC | 0V | WHT | 20 | 15.C2 | KA0240:A2 | PANEL A | 15.B2
KA0533:12 | SC | KA053312 | WHT | 20 | 21.C2 | KT0573:15 | PANEL A | 21.C3
KA0535:21 | SC | KT057516 | WHT | 20 | 55.A5 | KT0575:16 | PANEL A | 55.A6
KA0540:22 | SC | KA054022 | WHT | 20 | 53.B5 | KT0572:A1 | PANEL A | 53.B6
KA0541:22 | SC | KA054122 | WHT | 20 | 54.B5 | KT0573:A1 | PANEL A | 54.B6
KA0701:A1 | SC | KA0701A1 | WHT | 20 | 17.C6 | AF0092:00 | PANEL A | 17.C6
KA0701:A2 | SC | KA0701A2 | WHT | 20 | 17.C6 | AF0092:16 | PANEL A | 17.C6
KA4401:21 | SC | KA012012 | WHT | 20 | 57.C6 | KA0120:12 | PANEL A | 57.C5
XT0121:3 | SC | FU0130 | WHT | 14 | 48.A5 | FU0130:LD | PANEL A | 19.A4
XT0130:1 | SC | FU0136 | WHT | 14 | 19.A5 | FU0130:LI | PANEL A | 19.A4
XT0130:1 | SC | FU0136 | WHT | 14 | 19.A5 | XT0138:4 | PANEL A | 12.B3
XT0130:2 | SC | 0V | WHT | 14 | 19.A5 | XT0134:4 | PANEL A | 12.B3
XT0130:3 | SC | 0V | WHT | 14 | 19.A5 | KA0120:A2 | PANEL A | 19.B5
XT0130:5 | SC | KA0231A1 | WHT | 20 | 19.A5 | KA0120:A1 | PANEL A | 19.B5
XT0130:6 | SC | KA0231A1 | WHT | 20 | 15.D6 | KA0234:A1 | PANEL A | 15.D6
XT0140:6 | SC | ESTOP | WHT | 20 | 21.A2 | XT0240:4 | PANEL A | 15.A3
XT0410:1 | SC | FU0136 | WHT | 14 | 16.A6 | XT0138:2 | PANEL A | 12.A3
XT0410:2 | SC | 0V | WHT | 14 | 16.A6 | XT0134:2 | PANEL A | 12.B3
XT0572:1 | SC | ZSC76112 | WHT | 20 | 52.B5 | KT0571:A1 | PANEL A | 52.B6
XT0572:6 | SC | ZSO76012 | WHT | 20 | 55.A5 | KT0575:A1 | PANEL A | 55.A6
XT0573:1 T2 | SC | KT057116 | WHT | 20 | 52.B5 | KT0571:16 | PANEL A | 21.C3
XT0573:2 T2 | SC | KT057216 | WHT | 20 | 53.B5 | KT0572:16 | PANEL A | 21.C3
XT0573:3 T2 | SC | KT057316 | WHT | 20 | 54.B5 | KT0573:16 | PANEL A | 21.C3
XT0573:5 B2 | SC | KT057216 | WHT | 20 | 55.B5 | KT0572:16 | PANEL A | 21.C3
XT0573:5 T2 | SC | KT057316 | WHT | 20 | 55.B5 | KT0573:16 | PANEL A | 21.C3
AU1200:L1 | WC0008 | AU0080L2 | ENET | CABLE | 19.C1 | AU0080:L2 | PANEL A | 6.A1
IEG0310:3 | SC | IEG03103 | GRN | 14 | 18.D6 | AF0326:SH | PANEL B | 18.D5
XT0130:1 | SC | FU0136 | WHT | 14 | 19.A5 | XT0351:5 | PANEL B | 19.A5
XT0130:4 | SC | 0V | WHT | 14 | 19.A5 | XT0351:6 | PANEL B | 19.A5
XT0140:1 | SC | FU0210 | WHT | 14 | 20.A5 | XT0233:1 | PANEL B | 12.C4
XT0140:2 | SC | 0V | WHT | 14 | 20.A5 | XT0235:1 | PANEL B | 12.D4
AU0180:L2 | WC0018 | AU0180L2 | ENET | CABLE | 20.C2 | AU0200:L1 | TCP | 7.A3
SolarTools ver. 24.0.84.24712 (Jul 31, 2025)
Report date: 4/27/2026 10:28 AM

## ORBIT 60^DOOR PANEL
ORBIT 60^DOOR PANEL
CONTROL CONSOLE^(ORBIT 60 RACK DOOR PANEL)
Project # | 4N711
Project Name | One Dyas
Revision | B
Controls DE | D. KIM
Phone: | Please do a lookup in CLUES (https://clues.cat.com)
Controls ME | A. PLVAN
Phone: | Please do a lookup in CLUES (https://clues.cat.com)
From | [5 empty] | To
Device ID | Cable (W) Conductor (SC) Jumper Clip (JC) | Wire No. | Wire ID | Gauge/Size | Page/Zone | Device ID | Location | Page/Zone
UV0610:+DC | SC | FU0411 | WHT | 14 | 16.B1 | FU0411:LD | ISOLATOR PANEL | 16.A5
UV0611:+DC | SC | FU0412 | WHT | 14 | 16.C1 | FU0412:LD | ISOLATOR PANEL | 16.A5
AP0620:SIG2 | WC1304 | UAI47657 | RED | 20 | 37.C6 | UAI4765:7 | ISOLATOR PANEL | 37.C5
AP0620:COM2 | WC1304 | UAI47658 | BLK | 20 | 37.C6 | UAI4765:8 | ISOLATOR PANEL | 37.C5
AP0620:SHLD2 | WC1304 | UAI4765S | SH | 20 | 37.C6 | FW1:1 | ISOLATOR PANEL | 37.D6
AP0616:SIG2 | WC1307 | UAI47537 | RED | 20 | 37.A6 | UAI4753:7 | ISOLATOR PANEL | 37.A5
AP0616:COM2 | WC1307 | UAI47538 | BLK | 20 | 37.A6 | UAI4753:8 | ISOLATOR PANEL | 37.A5
AP0616:SHLD2 | WC1307 | UAI4753S | SH | 20 | 37.A6 | FLOATING | ISOLATOR PANEL | 37.A6
AP0616:SIG3 | WC1308 | UAI47737 | RED | 20 | 37.A6 | UAI4773:7 | ISOLATOR PANEL | 37.A5
AP0616:COM3 | WC1308 | UAI47738 | BLK | 20 | 37.A6 | UAI4773:8 | ISOLATOR PANEL | 37.A5
AP0616:SHLD3 | WC1308 | UAI4773S | SH | 20 | 37.A6 | FLOATING | ISOLATOR PANEL | 37.A6
AP0618:SIG1 | WC1310 | UAI47417 | RED | 20 | 37.B6 | UAI4741:7 | ISOLATOR PANEL | 37.B5
AP0618:COM1 | WC1310 | UAI47418 | BLK | 20 | 37.B6 | UAI4741:8 | ISOLATOR PANEL | 37.B5
AP0618:SHLD1 | WC1310 | UAI4741S | SH | 20 | 37.B6 | FLOATING | ISOLATOR PANEL | 37.B6
AP0618:SIG2 | WC1311 | UAI47407 | RED | 20 | 37.B6 | UAI4740:7 | ISOLATOR PANEL | 37.B5
AP0618:COM2 | WC1311 | UAI47408 | BLK | 20 | 37.B6 | UAI4740:8 | ISOLATOR PANEL | 37.B5
AP0618:SHLD2 | WC1311 | UAI4740S | SH | 20 | 37.B6 | FLOATING | ISOLATOR PANEL | 37.B6
AP0618:SIG3 | WC1312 | UAI47617 | RED | 20 | 37.C6 | UAI4761:7 | ISOLATOR PANEL | 37.C5
AP0618:COM3 | WC1312 | UAI47618 | BLK | 20 | 37.C6 | UAI4761:8 | ISOLATOR PANEL | 37.C5
AP0618:SHLD3 | WC1312 | UAI4761S | SH | 20 | 37.C6 | FW3:1 | ISOLATOR PANEL | 37.C6
AP0618:SIG4 | WC1313 | UAI47607 | RED | 20 | 37.C6 | UAI4760:7 | ISOLATOR PANEL | 37.C5
AP0618:COM4 | WC1313 | UAI47608 | BLK | 20 | 37.C6 | UAI4760:8 | ISOLATOR PANEL | 37.C5
AP0618:SHLD4 | WC1313 | UAI4760S | SH | 20 | 37.C6 | FW4:1 | ISOLATOR PANEL | 37.C6
AP0616:SIG4 | WC1352 | UAI44737 | RED | 20 | 41.A6 | UAI4473:7 | ISOLATOR PANEL | 41.A5
AP0616:COM4 | WC1352 | UAI44738 | BLK | 20 | 41.A6 | UAI4473:8 | ISOLATOR PANEL | 41.A5
AP0616:SHLD4 | WC1352 | UAI4473S | SH | 20 | 41.A6 | FLOATING | ISOLATOR PANEL | 41.A6
AP0619:SIG1 | WC1353 | UAI44617 | RED | 20 | 41.B6 | UAI4461:7 | ISOLATOR PANEL | 41.B5
AP0619:COM1 | WC1353 | UAI44618 | BLK | 20 | 41.B6 | UAI4461:8 | ISOLATOR PANEL | 41.B5
AP0619:SHLD1 | WC1353 | UAI4461S | SH | 20 | 41.B6 | FLOATING | ISOLATOR PANEL | 41.B6
AP0619:SIG2 | WC1354 | UAI44607 | RED | 20 | 41.B6 | UAI4460:7 | ISOLATOR PANEL | 41.B5
AP0619:COM2 | WC1354 | UAI44608 | BLK | 20 | 41.B6 | UAI4460:8 | ISOLATOR PANEL | 41.B5
AP0619:SHLD2 | WC1354 | UAI4460S | SH | 20 | 41.B6 | FLOATING | ISOLATOR PANEL | 41.B6
AP0619:SIG3 | WC1355 | UAI44717 | RED | 20 | 41.C6 | UAI4471:7 | ISOLATOR PANEL | 41.C5
AP0619:COM3 | WC1355 | UAI44718 | BLK | 20 | 41.C6 | UAI4471:8 | ISOLATOR PANEL | 41.C5
AP0619:SHLD3 | WC1355 | UAI4471S | SH | 20 | 41.C6 | FLOATING | ISOLATOR PANEL | 41.C6
AP0619:SIG4 | WC1356 | UAI44707 | RED | 20 | 41.C6 | UAI4470:7 | ISOLATOR PANEL | 41.C5
AP0619:COM4 | WC1356 | UAI44708 | BLK | 20 | 41.C6 | UAI4470:8 | ISOLATOR PANEL | 41.C5
AP0619:SHLD4 | WC1356 | UAI4470S | SH | 20 | 41.C6 | FLOATING | ISOLATOR PANEL | 41.C6
AP0620:SIG1 | WC1357 | UAI44627 | RED | 20 | 41.C6 | UAI4462:7 | ISOLATOR PANEL | 41.C5
AP0620:COM1 | WC1357 | UAI44628 | BLK | 20 | 41.C6 | UAI4462:8 | ISOLATOR PANEL | 41.C5
AP0620:SHLD1 | WC1357 | UAI4462S | SH | 20 | 41.C6 | FLOATING | ISOLATOR PANEL | 41.D6
AP0616:SIG1 | WC1368 | UAI83737 | RED | 20 | 61.A6 | UAI8373:7 | ISOLATOR PANEL | 61.A5
AP0616:COM1 | WC1368 | UAI83738 | BLK | 20 | 61.A6 | UAI8373:8 | ISOLATOR PANEL | 61.A5
AP0616:SHLD1 | WC1368 | UAI8373S | SH | 20 | 61.A6 | FW1:8 | ISOLATOR PANEL | 61.A6
AP0617:SIG1 | WC1369 | UAI83617 | RED | 20 | 61.B6 | UAI8361:7 | ISOLATOR PANEL | 61.B5
AP0617:COM1 | WC1369 | UAI83618 | BLK | 20 | 61.B6 | UAI8361:8 | ISOLATOR PANEL | 61.B5
AP0617:SHLD1 | WC1369 | UAI8361S | SH | 20 | 61.B6 | FW1:3 | ISOLATOR PANEL | 61.B6
AP0617:SIG2 | WC1370 | UAI83607 | RED | 20 | 61.B6 | UAI8360:7 | ISOLATOR PANEL | 61.B5
AP0617:COM2 | WC1370 | UAI83608 | BLK | 20 | 61.B6 | UAI8360:8 | ISOLATOR PANEL | 61.B5
AP0617:SHLD2 | WC1370 | UAI8360S | SH | 20 | 61.B6 | FW1:4 | ISOLATOR PANEL | 61.B6
AP0617:SIG3 | WC1371 | UAI83717 | RED | 20 | 61.C6 | UAI8371:7 | ISOLATOR PANEL | 61.C5
AP0617:COM3 | WC1371 | UAI83718 | BLK | 20 | 61.C6 | UAI8371:8 | ISOLATOR PANEL | 61.C5
AP0617:SHLD3 | WC1371 | UAI8371S | SH | 20 | 61.C6 | FW1:5 | ISOLATOR PANEL | 61.C6
AP0617:SIG4 | WC1372 | UAI83707 | RED | 20 | 61.C6 | UAI8370:7 | ISOLATOR PANEL | 61.C5
AP0617:COM4 | WC1372 | UAI83708 | BLK | 20 | 61.C6 | UAI8370:8 | ISOLATOR PANEL | 61.C5
AP0617:SHLD4 | WC1372 | UAI8370S | SH | 20 | 61.C6 | FW1:6 | ISOLATOR PANEL | 61.C6
AP0612:COM | SC | AP0612COM | WHT | 20 | 17.C1 | KA0701:11 | LEFT SIDE^PANEL | 17.C5
AP0612:TM | SC | AP0612TM | WHT | 20 | 17.C1 | KA0701:14 | LEFT SIDE^PANEL | 17.C5
UV0610:COM | SC | 0V | WHT | 14 | 16.B1 | XT0410:2 | LEFT SIDE^PANEL | 16.A6
UV0611:COM | SC | 0V | WHT | 14 | 16.C1 | XT0410:3 | LEFT SIDE^PANEL | 16.A6
AP0612:ARM | SC | AP0612ARM | WHT | 20 | 17.A1 | AF0082:32 | PANEL A | 17.A6
AP0612:NO | SC | AP0612NO | WHT | 20 | 17.A1 | AF0082:00 | PANEL A | 17.A6
AP0628:ARM1 | SC | AP0628ARM1 | WHT | 20 | 17.B1 | AF0082:33 | PANEL A | 17.A6
AP0628:ARM2 | SC | AP0628ARM2 | WHT | 20 | 17.B1 | AF0082:35 | PANEL A | 17.B6
AP0628:ARM3 | SC | AP0628ARM3 | WHT | 20 | 17.C1 | AF0082:36 | PANEL A | 17.C6
AP0628:NC1 | SC | AP0628NC1 | WHT | 20 | 17.B1 | AF0082:01 | PANEL A | 17.A6
AP0628:NC2 | SC | AP0628NC2 | WHT | 20 | 17.B1 | AF0082:03 | PANEL A | 17.B6
AP0628:NC3 | SC | AP0628NC3 | WHT | 20 | 17.C1 | AF0082:04 | PANEL A | 17.C6
UV0610:P.E. | SC | PEG01302 | GRN/YEL | 14 | 16.B1 | PEG0130:2 | PANEL A | 16.B4
UV0611:P.E. | SC | PEG01303 | GRN/YEL | 14 | 16.C1 | PEG0130:3 | PANEL A | 16.D4
AP0615:PORT A | WC0608 | AP0608E | ENET | CABLE | 17.D1 | AP0608:ENET | PLC PANEL | 17.D6
SolarTools ver. 24.0.84.24712 (Jul 31, 2025)
Report date: 4/27/2026 10:28 AM

## PANEL A
PANEL A
CONTROL CONSOLE (UNIT PANEL A)
Project # | 4N711
Project Name | One Dyas
Revision | B
Controls DE | D. KIM
Phone: | Please do a lookup in CLUES (https://clues.cat.com)
Controls ME | A. PLVAN
Phone: | Please do a lookup in CLUES (https://clues.cat.com)
From | [5 empty] | To
Device ID | Cable (W) Conductor (SC) Jumper Clip (JC) | Wire No. | Wire ID | Gauge/Size | Page/Zone | Device ID | Location | Page/Zone
XT0080:1 | JC | 0V | CLIP | --- | 6.B1 | XT0080:2 | PANEL A | 6.B1
XT0080:2 | JC | 0V | CLIP | --- | 6.B1 | XT0080:3 | PANEL A | 6.B1
XT0081:1 | JC | 0V | CLIP | --- | 6.D1 | XT0081:2 | PANEL A | 6.D1
XT0134:1 | JC | 0V | CLIP | --- | 12.B3 | XT0134:2 | PANEL A | 12.B3
XT0134:2 | JC | 0V | CLIP | --- | 12.B3 | XT0134:3 | PANEL A | 12.B3
XT0134:3 | JC | 0V | CLIP | --- | 12.B3 | XT0134:4 | PANEL A | 12.B3
XT0136:1 | JC | FU0139 | CLIP | --- | 14.A2 | XT0136:2 | PANEL A | 14.A2
XT0138:1 | JC | FU0136 | CLIP | --- | 12.A3 | XT0138:2 | PANEL A | 12.A3
XT0138:2 | JC | FU0136 | CLIP | --- | 12.A3 | XT0138:3 | PANEL A | 12.A3
XT0138:3 | JC | FU0136 | CLIP | --- | 12.A3 | XT0138:4 | PANEL A | 12.B3
XT0139:1 | JC | FU0137 | CLIP | --- | 12.A4 | XT0139:2 | PANEL A | 12.A4
XT0139:2 | JC | FU0137 | CLIP | --- | 12.A4 | XT0139:3 | PANEL A | 12.B4
XT0240:9 | JC | FU0139 | CLIP | --- | 15.C4 | XT0240:10 | PANEL A | 15.C4
AF0081:COM | SC | 0V | WHT | 14 | 6.B2 | XT0080:2 | PANEL A | 6.B1
AF0081:J | SC | * |  |  | 6.B2 | AF0082:P | PANEL A | 6.B3
AF0081:V+ | SC | FU0081 | WHT | 14 | 6.B2 | FU0081:LD | PANEL A | 6.B1
AF0082:02 | SC | KA013114 | WHT | 20 | 28.C7 | KA0131:14 | PANEL A | 14.D4
AF0082:13 | SC | KA013624 | WHT | 20 | 14.B4 | KA0136:24 | PANEL A | 14.B3
AF0082:45 | SC | KA013621 | WHT | 20 | 14.B4 | KA0136:21 | PANEL A | 14.B3
AF0082:COM | SC | AF0082N | WHT | 16 | 6.B3 | AF0083:COM | PANEL A | 6.B3
AF0082:COM | SC | AU0080N | WHT | 16 | 6.B3 | AU0080:COM | PANEL A | 6.A1
AF0082:J | SC | * |  |  | 6.B3 | AF0083:P | PANEL A | 6.B3
AF0082:V+ | SC | AF0082P | WHT | 16 | 6.B3 | AF0083:V+ | PANEL A | 6.B3
AF0082:V+ | SC | AU0080P | WHT | 16 | 6.B3 | AU0080:V+ | PANEL A | 6.A1
AF0083:COM | SC | AF0083N | WHT | 16 | 6.B3 | AF0084:COM | PANEL A | 6.B4
AF0083:J | SC | * |  |  | 6.B3 | AF0084:P | PANEL A | 6.B4
AF0083:SH | SC | AF0083G | GRN | 14 | 6.B3 | AF0084:SH | PANEL A | 6.B4
AF0083:SH | SC | AU0080G,GRN | GRN | 14 | 6.B3 | AU0080:GND | PANEL A | 6.A1
AF0083:V+ | SC | AF0083P | WHT | 16 | 6.B3 | AF0084:V+ | PANEL A | 6.B4
AF0084:01 | SC | 008401 | WHT | 20 | 11.B6 | XT0085:2 | PANEL A | 11.B6
AF0084:17 | SC | 0V | WHT | 14 | 11.B6 | XT0085:3 | PANEL A | 11.B6
AF0084:COM | SC | AF0084N | WHT | 16 | 6.B4 | AF0085:COM | PANEL A | 6.B4
AF0084:J | SC | * |  |  | 6.B4 | AF0085:P | PANEL A | 6.B4
AF0084:V+ | SC | AF0084P | WHT | 16 | 6.B4 | AF0085:V+ | PANEL A | 6.B4
AF0085:J | SC | * |  |  | 6.B4 | AF0086:P | PANEL A | 6.B5
AF0086:01 | SC | 008601 | WHT | 20 | 24.B7 | PC0470:INP_A | PANEL A | 24.B5
AF0086:04 | SC | 008604 | WHT | 20 | 23.C7 | XT0238:1 T2 | PANEL A | 23.C5
AF0086:17 | SC | 008617 | WHT | 20 | 24.B7 | PC0470:-PWR | PANEL A | 24.B5
AF0086:33 | SC | 008633 | WHT | 20 | 24.B7 | PC0470:+PWR | PANEL A | 24.B5
AF0086:COM | SC | 0V | WHT | 14 | 6.B5 | XT0080:3 | PANEL A | 6.B1
AF0086:V+ | SC | FU0082 | WHT | 14 | 6.B5 | FU0082:LD | PANEL A | 6.B1
AF0091:COM | SC | AF0091N | WHT | 16 | 6.D2 | AF0094:COM | PANEL A | 6.C4
AF0091:COM | SC | AU0090N | WHT | 20 | 6.D2 | AU0090:COM | PANEL A | 6.C1
AF0091:J | SC | * |  |  | 6.D2 | AF0092:P | PANEL A | 6.D3
AF0091:V+ | SC | AF0091P | WHT | 14 | 6.D2 | AF0094:V+ | PANEL A | 6.C4
AF0091:V+ | SC | AU0090P | WHT | 20 | 6.D2 | AU0090:V+ | PANEL A | 6.C1
AF0092:02 | SC | KA0133A1 | WHT | 20 | 28.B7 | KA0133:A1 | PANEL A | 14.C6
AF0092:08 | SC | 009208 | WHT | 20 | 34.A7 | KA3103:A1 | PANEL A | 34.A5
AF0092:24 | SC | 009224 | WHT | 20 | 34.A7 | KA3103:A2 | PANEL A | 34.A5
AF0092:COM | SC | 0V | WHT | 14 | 6.D3 | XT0081:2 | PANEL A | 6.D1
AF0092:J | SC | * |  |  | 6.D3 | AF0093:P | PANEL A | 6.D3
AF0092:V+ | SC | FU0091 | WHT | 14 | 6.D3 | FU0091:LD | PANEL A | 6.D1
AF0093:03 | SC | 009303 | WHT | 20 | 68.A6 | KA8312:A1 | PANEL A | 68.A6
AF0093:04 | SC | 009304 | WHT | 20 | 68.B6 | KA8313:A1 | PANEL A | 68.B6
AF0093:05 | SC | 009305 | WHT | 20 | 68.B6 | KA8314:A1 | PANEL A | 68.B6
AF0093:06 | SC | 009306 | WHT | 20 | 68.C6 | KA8315:A1 | PANEL A | 68.C6
AF0093:19 | SC | 009319 | WHT | 20 | 68.A6 | KA8312:A2 | PANEL A | 68.A6
AF0093:20 | SC | 009320 | WHT | 20 | 68.B6 | KA8313:A2 | PANEL A | 68.B6
AF0093:21 | SC | 009321 | WHT | 20 | 68.B6 | KA8314:A2 | PANEL A | 68.B6
AF0093:22 | SC | 009322 | WHT | 20 | 68.C6 | KA8315:A2 | PANEL A | 68.C6
AF0093:COM | SC | 0V | WHT | 14 | 6.D3 | XT0081:2 | PANEL A | 6.D1
AF0093:J | SC | * |  |  | 6.D3 | AF0094:P | PANEL A | 6.C4
AF0093:V+ | SC | FU0092 | WHT | 14 | 6.D3 | FU0092:LD | PANEL A | 6.D1
AF0094:02 | SC | 009402 | WHT | 20 | 15.B7 | KA0243:14 | PANEL A | 15.B6
AF0094:03 | SC | 009403 | WHT | 20 | 15.C7 | KA0245:24 | PANEL A | 15.C6
AF0094:09 | SC | 009409 | WHT | 20 | 15.B7 | KA0239:24 | PANEL A | 15.B6
AF0094:10 | SC | 009410 | WHT | 20 | 15.C7 | KA0242:14 | PANEL A | 15.C6
AF0094:15 | SC | 009415 | WHT | 16 | 67.D6 | XT0080:5 | PANEL A | 67.D5
AF0094:31 | SC | 009431 | WHT | 14 | 67.D6 | KA0248:A2 | PANEL A | 67.D6
AF0094:34 | SC | 009434 | WHT | 20 | 15.B7 | KA0243:11 | PANEL A | 15.B6
AF0094:35 | SC | 009435 | WHT | 20 | 15.C7 | KA0245:21 | PANEL A | 15.C6
AF0094:41 | SC | 009441 | WHT | 20 | 15.B7 | KA0239:21 | PANEL A | 15.B6
AF0094:47 | SC | 009447 | WHT | 16 | 67.D6 | XT0080:4 | PANEL A | 67.D5
AF0094:COM | SC | AF0094N | WHT | 16 | 6.C4 | AF0095:COM | PANEL A | 6.D4
AF0094:J | SC | * |  |  | 6.C4 | AF0095:P | PANEL A | 6.D4
AF0094:V+ | SC | AF0094P | WHT | 16 | 6.C4 | AF0095:V+ | PANEL A | 6.D4
AF0095:J | SC | * |  |  | 6.D4 | AF0096:P | PANEL A | 6.C5
AF0096:00 | SC | 009600 | WHT | 20 | 68.A6 | KA8311:A1 | PANEL A | 68.A6
AF0096:01 | SC | 009601 | WHT | 20 | 68.D6 | KA8317:A1 | PANEL A | 68.D6
AF0096:08 | SC | 009608 | WHT | 20 | 15.D7 | KT0146:15 | PANEL A | 15.C6
AF0096:09 | SC | KT0146B1 | WHT | 20 | 14.B2 | KT0146:B1 | PANEL A | 14.B2
AF0096:15 | SC | 009615 | WHT | 20 | 26.D6 | KA0224:A1 | PANEL A | 26.D6
AF0096:16 | SC | 009616 | WHT | 20 | 68.A6 | KA8311:A2 | PANEL A | 68.A6
AF0096:17 | SC | 009617 | WHT | 20 | 68.D6 | KA8317:A2 | PANEL A | 68.D6
AF0096:24 | SC | 009624 | WHT | 20 | 15.D7 | KA0231:A2 | PANEL A | 15.D6
AF0096:25 | SC | KT0146A2 | WHT | 20 | 14.B2 | KT0146:A2 | PANEL A | 14.B2
AF0096:31 | SC | 009631 | WHT | 20 | 26.D6 | KA0224:A2 | PANEL A | 26.D6
AF0096:COM | SC | 0V | WHT | 14 | 6.C5 | XT0081:2 | PANEL A | 6.D1
AF0096:V+ | SC | FU0093 | WHT | 14 | 6.C5 | FU0093:LD | PANEL A | 6.D1
XT0080:5 | SC | JP5 | VIO | 20 | 67.D5 | XT0080:4 | PANEL A | 67.D5
XT0240:2 | SC | JP0 | VIO | 20 | 15.A3 | XT0240:1 | PANEL A | 15.A3
AU0080:COM | SC | 0V | WHT | 14 | 6.A1 | XT0080:1 | PANEL A | 6.B1
AU0080:V+ | SC | FU0080 | WHT | 14 | 6.A1 | FU0080:LD | PANEL A | 6.B1
AU0090:COM | SC | 0V | WHT | 14 | 6.C1 | XT0081:1 | PANEL A | 6.D1
AU0090:V+ | SC | FU0090 | WHT | 14 | 6.C1 | FU0090:LD | PANEL A | 6.D1
FL0131:GND | SC | PEG01301 | GRN/YEL | 12 | 11.B3 | PEG0130:1 | PANEL A | 11.B4
FL0131:LD - | SC | 0V | WHT | 10 | 11.B3 | XT0134:1 | PANEL A | 12.B3
FL0131:LD + | SC | 24V | WHT | 10 | 11.B3 | FU0136:LI | PANEL A | 12.A3
FL0131:LI - | SC | 521NEG | WHT | 10 | 11.B3 | XT0011:1 | PANEL A | 11.B3
FL0131:LI + | SC | FU0011LD | WHT | 10 | 11.B3 | FU0011:LD | PANEL A | 11.B3
FU0010:LI | SC | FU0137 | WHT | 14 | 12.A5 | FU0139:LI | PANEL A | 12.A5
FU0010:LI | SC | FU0137 | WHT | 14 | 12.A5 | XT0139:1 | PANEL A | 12.A4
FU0080:LI | SC | FU0137 | WHT | 14 | 6.B1 | XT0139:1 | PANEL A | 12.A4
FU0080:LI | SC | FU0137 | WHT | 14 | 6.B1 | FU0081:LI | PANEL A | 6.B1
FU0081:LI | SC | FU0137 | WHT | 14 | 6.B1 | FU0082:LI | PANEL A | 6.B1
FU0090:LI | SC | FU0137 | WHT | 14 | 6.D1 | XT0139:2 | PANEL A | 12.A4
FU0090:LI | SC | FU0137 | WHT | 14 | 6.D1 | FU0091:LI | PANEL A | 6.D1
FU0091:LI | SC | FU0137 | WHT | 14 | 6.D1 | FU0092:LI | PANEL A | 6.D1
FU0092:LI | SC | FU0137 | WHT | 14 | 6.D1 | FU0093:LI | PANEL A | 6.D1
FU0136:LD | SC | FU0136 | WHT | 10 | 12.A3 | XT0138:1 | PANEL A | 12.A3
FU0137:LD | SC | FU0137 | WHT | 14 | 12.A4 | XT0139:1 | PANEL A | 12.A4
FU0137:LI | SC | FU0136 | WHT | 12 | 12.A4 | XT0138:1 | PANEL A | 12.A3
FU0139:LD | SC | FU0139 | WHT | 14 | 12.A5 | XT0136:1 | PANEL A | 14.A2
FU0139:LD | SC | FU0139 | WHT | 14 | 12.A5 | XT0085:1 | PANEL A | 11.B6
FU0210:LI | SC | FU0136 | WHT | 12 | 12.C4 | XT0138:4 | PANEL A | 12.B3
GR0131: | SC | GR0131 | GRN/YEL | 14 | 2.A5 | FRAME | PANEL A | 2.A4
GR0132: | SC | GR0132 | GRN/YEL | 14 | 2.A5 | FRAME | PANEL A | 2.A4
KA0131:11 | SC | KA0135A1 | WHT | 20 | 14.D4 | KA0135:A1 | PANEL A | 14.D6
KA0131:12 | SC | KA013724 | WHT | 20 | 14.D4 | KA0137:24 | PANEL A | 14.D3
KA0131:14 | SC | KA013114 | WHT | 20 | 14.D4 | AF0092:06 | PANEL A | 28.B7
KA0131:A1 | SC | KA0231A1 | WHT | 20 | 14.B6 | KA0242:11 | PANEL A | 15.C6
KA0131:A1 | SC | KA0231A1 | WHT | 20 | 14.B6 | KA0132:A1 | PANEL A | 14.B6
KA0131:A2 | SC | 0V | WHT | 20 | 14.B6 | KA0132:A2 | PANEL A | 14.B6
KA0131:A2 | SC | 0V | WHT | 20 | 14.B6 | KT0145:A2 | PANEL A | 14.B6
KA0132:11 | SC | FU0139 | WHT | 20 | 14.A3 | KA0133:11 | PANEL A | 14.A3
KA0132:11 | SC | FU0139 | WHT | 20 | 14.A3 | KT0145:15 | PANEL A | 14.D2
KA0132:12 | SC | KT0141A1 | WHT | 20 | 14.A3 | KT0142:A1 | PANEL A | 14.A6
KA0132:12 | SC | KT0141A1 | WHT | 20 | 14.A3 | KA0133:12 | PANEL A | 14.A3
KA0132:21 | SC | KA0138A1 | WHT | 20 | 14.D4 | KA0138:A1 | PANEL A | 14.D6
KA0132:22 | SC | KA013222 | WHT | 20 | 14.D4 | KA0137:14 | PANEL A | 14.D3
KA0132:22 | SC | KA013222 | WHT | 20 | 14.D4 | KT0141:18 | PANEL A | 14.D2
KA0132:24 | SC | KA013224 | WHT | 20 | 14.D4 | KA0134:14 | PANEL A | 14.D3
KA0132:A1 | SC | KA0231A1 | WHT | 20 | 14.B6 | KA0141:A1 | PANEL A | 14.C6
KA0132:A2 | SC | 0V | WHT | 20 | 14.B6 | KA0141:A2 | PANEL A | 14.C6
KA0133:11 | SC | FU0139 | WHT | 20 | 14.A3 | KA0134:11 | PANEL A | 14.D3
KA0133:A2 | SC | 0V | WHT | 20 | 14.C6 | KA0134:A2 | PANEL A | 14.C6
KA0133:A2 | SC | 0V | WHT | 20 | 14.C6 | KA0141:A2 | PANEL A | 14.C6
KA0134:11 | SC | FU0139 | WHT | 20 | 14.D3 | KA0136:11 | PANEL A | 14.B4
KA0134:A2 | SC | 0V | WHT | 20 | 14.C6 | KA0144:A2 | PANEL A | 14.C6
KA0135:A1 | SC | KA0135A1 | WHT | 20 | 14.D6 | KA0144:A1 | PANEL A | 14.C6
KA0135:A2 | SC | 0V | WHT | 20 | 14.D6 | KA0136:A2 | PANEL A | 14.D6
KA0135:A2 | SC | 0V | WHT | 20 | 14.D6 | KA0144:A2 | PANEL A | 14.C6
KA0136:11 | SC | FU0139 | WHT | 20 | 14.B4 | KA0137:21 | PANEL A | 14.D3
KA0136:14 | SC | KA013821 | WHT | 20 | 14.B4 | KA0138:21 | PANEL A | 14.B5
KA0136:A2 | SC | 0V | WHT | 20 | 14.D6 | KA0137:A2 | PANEL A | 14.D6
KA0137:11 | SC | FU0139 | WHT | 20 | 14.D3 | KA0137:21 | PANEL A | 14.D3
KA0137:A1 | SC | KA0137A1 | WHT | 20 | 14.D6 | KT0142:18 | PANEL A | 14.D2
KA0137:A2 | SC | 0V | WHT | 20 | 14.D6 | KA0138:A2 | PANEL A | 14.D6
KA0138:24 | SC | KT0144B1 | WHT | 20 | 14.B5 | KT0144:B1 | PANEL A | 14.B6
KA0141:21 | SC | KT0146A1 | WHT | 20 | 14.B2 | KT0146:A1 | PANEL A | 14.B2
KA0141:21 | SC | KT0146A1 | WHT | 20 | 14.B2 | KA0241:21 | PANEL A | 14.B2
KA0141:24 | SC | FU0139 | WHT | 20 | 14.B2 | KA0241:24 | PANEL A | 14.B2
KA0141:24 | SC | FU0139 | WHT | 20 | 14.B2 | XT0136:2 | PANEL A | 14.A2
KA0231:11 | SC | KA0231A1 | WHT | 20 | 15.C6 | KA0231:A1 | PANEL A | 15.D6
KA0231:11 | SC | KA0231A1 | WHT | 20 | 15.C6 | KA0242:11 | PANEL A | 15.C6
KA0231:14 | SC | 009410 | WHT | 20 | 15.C6 | KA0242:14 | PANEL A | 15.C6
KA0231:14 | SC | 009410 | WHT | 20 | 15.C6 | KT0146:18 | PANEL A | 15.C6
KA0231:21 | SC | KA023121 | WHT | 20 | 15.A4 | KA0245:14 | PANEL A | 15.A4
KA0231:A1 | SC | KA0231A1 | WHT | 20 | 15.D6 | KA0232:A1 | PANEL A | 15.D6
KA0231:A2 | SC | 009624 | WHT | 20 | 15.D6 | KA0232:A2 | PANEL A | 15.D6
KA0232:A1 | SC | KA0231A1 | WHT | 20 | 15.D6 | KA0233:A1 | PANEL A | 15.D6
KA0232:A2 | SC | 009624 | WHT | 20 | 15.D6 | KA0233:A2 | PANEL A | 15.D6
KA0233:A1 | SC | KA0231A1 | WHT | 20 | 15.D6 | KA0234:A1 | PANEL A | 15.D6
KA0233:A2 | SC | 009624 | WHT | 20 | 15.D6 | KA0234:A2 | PANEL A | 15.D6
KA0235:11 | SC | KA024111 | WHT | 20 | 15.A5 | KA0241:11 | PANEL A | 15.A5
KA0235:14 | SC | FU0139 | WHT | 20 | 15.A5 | KA0241:14 | PANEL A | 15.A5
KA0235:A1 | SC | ESTOP | WHT | 20 | 15.A2 | XT0240:4 | PANEL A | 15.A3
KA0235:A1 | SC | ESTOP | WHT | 20 | 15.A2 | KA0236:A1 | PANEL A | 15.B2
KA0236:11 | SC | FU0139 | WHT | 20 | 15.D4 | KA0244:11 | PANEL A | 15.D4
KA0236:11 | SC | FU0139 | WHT | 20 | 15.D4 | XT0240:10 | PANEL A | 15.C4
KA0236:12 | SC | KA023612 | WHT | 20 | 15.D4 | XT0240:11 | PANEL A | 15.D4
KA0236:A1 | SC | ESTOP | WHT | 20 | 15.B2 | KA0237:A1 | PANEL A | 15.B2
KA0236:A2 | SC | 0V | WHT | 20 | 15.B2 | KA0235:A2 | PANEL A | 15.A2
KA0236:A2 | SC | 0V | WHT | 20 | 15.B2 | KA0237:A2 | PANEL A | 15.B2
KA0237:11 | SC | KA023711 | WHT | 16 | 68.D5 | KA0242:21 | PANEL A | 68.D5
KA0237:14 | SC | KA023714 | WHT | 16 | 68.D5 | KA0242:24 | PANEL A | 68.D5
KA0237:A1 | SC | ESTOP | WHT | 20 | 15.B2 | KA0238:A1 | PANEL A | 15.B2
KA0237:A2 | SC | 0V | WHT | 20 | 15.B2 | KA0238:A2 | PANEL A | 15.B2
KA0238:A1 | SC | ESTOP | WHT | 20 | 15.B2 | KA0239:A1 | PANEL A | 15.B2
KA0238:A2 | SC | 0V | WHT | 20 | 15.B2 | KA0239:A2 | PANEL A | 15.B2
KA0239:A1 | SC | ESTOP | WHT | 20 | 15.B2 | KA0240:A1 | PANEL A | 15.B2
KA0239:A2 | SC | 0V | WHT | 20 | 15.B2 | KA0240:A2 | PANEL A | 15.B2
KA0241:11 | SC | KA024111 | WHT | 20 | 15.A5 | KA0231:24 | PANEL A | 15.A4
KA0241:14 | SC | FU0139 | WHT | 20 | 15.A5 | XT0240:9 | PANEL A | 15.C4
KA0241:A1 | SC | KA0241A1 | WHT | 20 | 15.C2 | KA0242:A1 | PANEL A | 15.C2
KA0241:A1 | SC | KA0241A1 | WHT | 20 | 15.C2 | XT0240:5 | PANEL A | 15.C3
KA0241:A2 | SC | 0V | WHT | 20 | 15.C2 | KA0242:A2 | PANEL A | 15.C2
KA0242:A2 | SC | 0V | WHT | 20 | 15.C2 | KA0243:A2 | PANEL A | 15.C2
KA0243:21 | SC | ESTOPC | WHT | 20 | 15.A3 | XT0240:1 | PANEL A | 15.A3
KA0243:24 | SC | KA024511 | WHT | 20 | 15.A3 | KA0245:11 | PANEL A | 15.A4
KA0243:A1 | SC | KA0243A1 | WHT | 20 | 15.C2 | KA0244:A1 | PANEL A | 15.D2
KA0243:A1 | SC | KA0243A1 | WHT | 20 | 15.C2 | XT0240:6 | PANEL A | 15.C3
KA0243:A2 | SC | 0V | WHT | 20 | 15.C2 | KA0244:A2 | PANEL A | 15.D2
KA0244:12 | SC | KT0145A1 | WHT | 20 | 15.D4 | KT0145:A1 | PANEL A | 14.B6
KA0244:A2 | SC | 0V | WHT | 20 | 15.D2 | KA0245:A2 | PANEL A | 15.D2
KA0245:A1 | SC | KA0245A1 | WHT | 20 | 15.D2 | KA0249:A1 | PANEL A | 15.D2
KA0245:A1 | SC | KA0245A1 | WHT | 20 | 15.D2 | XT0240:7 | PANEL A | 15.D3
KA0245:A2 | SC | 0V | WHT | 20 | 15.D2 | KA0249:A2 | PANEL A | 15.D2
KA0248:11 | SC | ESTOPB | WHT | 16 | 67.D6 | XT0240:2 | PANEL A | 15.A3
KA0248:A1 | SC | 009415 | WHT | 16 | 67.D6 | XT0080:5 | PANEL A | 67.D5
KA0249:A2 | SC | 0V | WHT | 20 | 15.D2 | XT0240:8 | PANEL A | 15.D3
KT0140:15 | SC | FU0139 | WHT | 20 | 14.D1 | KT0142:15 | PANEL A | 14.D2
KT0140:15 | SC | FU0139 | WHT | 20 | 14.A2 | XT0136:2 | PANEL A | 14.A2
KT0140:16 | SC | KT014115 | WHT | 20 | 14.D1 | KT0141:15 | PANEL A | 14.D2
KT0140:18 | SC | KT0143A1 | WHT | 20 | 14.A2 | KT0143:A1 | PANEL A | 14.A6
KT0140:A1 | SC | KT0140A1 | WHT | 20 | 14.A6 | KT0143:16 | PANEL A | 14.A5
KT0140:A2 | SC | 0V | WHT | 20 | 14.A6 | KT0141:A2 | PANEL A | 14.A6
KT0140:A2 | SC | 0V | WHT | 20 | 14.A6 | XT0136:3 | PANEL A | 14.A2
KT0141:18 | SC | KA013222 | WHT | 20 | 14.D2 | KT0144:18 | PANEL A | 14.D2
KT0141:A1 | SC | KT0141A1 | WHT | 20 | 14.A6 | KT0143:15 | PANEL A | 14.A5
KT0141:A1 | SC | KT0141A1 | WHT | 20 | 14.A6 | KT0142:A1 | PANEL A | 14.A6
KT0141:A2 | SC | 0V | WHT | 20 | 14.A6 | KT0142:A2 | PANEL A | 14.A6
KT0142:15 | SC | FU0139 | WHT | 20 | 14.D2 | KT0144:A1 | PANEL A | 14.B6
KT0142:18 | SC | KA0137A1 | WHT | 20 | 14.D2 | KT0145:18 | PANEL A | 14.D2
KT0142:A2 | SC | 0V | WHT | 20 | 14.A6 | KT0143:A2 | PANEL A | 14.A6
KT0143:A2 | SC | 0V | WHT | 20 | 14.A6 | KT0144:A2 | PANEL A | 14.B6
KT0144:15 | SC | FU0139 | WHT | 20 | 14.D2 | KT0145:15 | PANEL A | 14.D2
KT0144:15 | SC | FU0139 | WHT | 20 | 14.D2 | KT0144:A1 | PANEL A | 14.B6
KT0144:A2 | SC | 0V | WHT | 20 | 14.B6 | KT0145:A2 | PANEL A | 14.B6
KT0571:15 | SC | KA053312 | WHT | 20 | 21.C3 | KT0572:25 | PANEL A | 21.C3
KT0571:15 | SC | KA053312 | WHT | 20 | 21.C3 | KT0572:15 | PANEL A | 21.C3
KT0572:15 | SC | KA053312 | WHT | 20 | 21.C3 | KT0573:15 | PANEL A | 21.C3
KT0572:28 | SC | KT057228 | WHT | 20 | 21.C3 | KT0573:25 | PANEL A | 21.C3
KT0573:28 | SC | KT057328 | WHT | 20 | 21.C3 | KT0575:15 | PANEL A | 55.A6
PC0470:INP_A | SC | 008601 | WHT | 20 | 24.B5 | PC0470:INP_B | PANEL A | 24.B5
RR0851: -3.01K OHM | SC | FU0139 | LEAD | --- | 11.B6 | XT0085:1 | PANEL A | 11.B6
RR0851: -3.01K OHM | SC | 008401 | LEAD | --- | 11.B6 | XT0085:2 | PANEL A | 11.B6
RR0852: -1.0K OHM | SC | 0V | LEAD | --- | 11.B6 | XT0085:3 | PANEL A | 11.B6
RR0852: -1.0K OHM | SC | 008401 | LEAD | --- | 11.B6 | XT0085:2 | PANEL A | 11.B6
XT0134:3 | SC | 0V | WHT | 14 | 12.B3 | XT0137:4 | PANEL A | 24.D5
XT0136:1 | SC | FU0139 | WHT | 20 | 14.A2 | XT0240:10 | PANEL A | 15.C4
XT0138:3 | SC | FU0136 | WHT | 14 | 12.A3 | XT0137:3 | PANEL A | 24.D5
XT0240:11 | SC | KA023612 | WHT | 20 | 15.D4 | XT0238:1 B2 | PANEL A | 23.C5
XT0240:3 | SC | ESTOPA | WHT | 20 | 15.A3 | XT0137:1 | PANEL A | 22.B5
XT0240:4 | SC | ESTOP | WHT | 20 | 15.A3 | XT0137:2 | PANEL A | 22.B5
XT0240:5 | SC | KA0241A1 | WHT | 20 | 15.C3 | XT0236:2 | PANEL A | 23.C5
XT0240:8 | SC | 0V | WHT | 20 | 15.D3 | XT0136:3 | PANEL A | 14.A2
XT0240:8 | SC | 0V | WHT | 20 | 15.D3 | XT0236:3 | PANEL A | 23.C5
XT0240:9 | SC | FU0139 | WHT | 20 | 15.C4 | XT0236:1 | PANEL A | 23.B5
AU0080:L1 | WC9009 | AU0090L2 | ENET | CABLE | 6.A1 | AU0090:L2 | PANEL A | 6.C1
XT0139:2 | SC | FU0137 | WHT | 14 | 12.A4 | FU0271:LI | ISOLATOR PANEL | 13.A3
AF0092:00 | SC | KA0701A1 | WHT | 20 | 17.C6 | KA0701:A1 | LEFT SIDE^PANEL | 17.C6
AF0092:16 | SC | KA0701A2 | WHT | 20 | 17.C6 | KA0701:A2 | LEFT SIDE^PANEL | 17.C6
FU0130:LD | SC | FU0130 | WHT | 14 | 19.A4 | FU0120:LI | LEFT SIDE^PANEL | 19.D1
FU0130:LD | SC | FU0130 | WHT | 14 | 19.A4 | XT0121:3 | LEFT SIDE^PANEL | 48.A5
FU0130:LI | SC | FU0136 | WHT | 14 | 19.A4 | XT0130:1 | LEFT SIDE^PANEL | 19.A5
IEG0010:3 | SC | IEG0257G | GRN | 8 | 2.B2 | IEG0257:0 | LEFT SIDE^PANEL | 2.B2
IEG0010:4 | SC | IEG0310G | GRN | 8 | 2.B2 | IEG0310:0 | LEFT SIDE^PANEL | 2.B2
KA0120:12 | SC | KA012012 | WHT | 20 | 57.C5 | KA4401:21 | LEFT SIDE^PANEL | 57.C6
KA0120:14 | SC | 018106 | WHT | 20 | 57.C5 | AF0181:06 | LEFT SIDE^PANEL | 57.C7
KA0120:A1 | SC | KA0231A1 | WHT | 20 | 19.B5 | XT0130:5 | LEFT SIDE^PANEL | 19.A5
KA0120:A2 | SC | 0V | WHT | 14 | 19.B5 | XT0130:3 | LEFT SIDE^PANEL | 19.A5
KA0234:A1 | SC | KA0231A1 | WHT | 20 | 15.D6 | XT0130:6 | LEFT SIDE^PANEL | 15.D6
KA0240:A2 | SC | 0V | WHT | 20 | 15.B2 | KA0253:A2 | LEFT SIDE^PANEL | 15.C2
KA0241:A2 | SC | 0V | WHT | 20 | 15.C2 | KA0253:A2 | LEFT SIDE^PANEL | 15.C2
KT0571:16 | SC | KT057116 | WHT | 20 | 21.C3 | XT0573:1 T2 | LEFT SIDE^PANEL | 52.B5
KT0571:A1 | SC | ZSC76112 | WHT | 20 | 52.B6 | XT0572:1 | LEFT SIDE^PANEL | 52.B5
KT0571:A2 | SC | KT0571A2 | WHT | 20 | 52.B6 | AF0142:23 | LEFT SIDE^PANEL | 52.B7
KT0572:16 | SC | KT057216 | WHT | 20 | 21.C3 | XT0573:5 B2 | LEFT SIDE^PANEL | 55.B5
KT0572:16 | SC | KT057216 | WHT | 20 | 21.C3 | XT0573:2 T2 | LEFT SIDE^PANEL | 53.B5
KT0572:A1 | SC | KA054022 | WHT | 20 | 53.B6 | KA0540:22 | LEFT SIDE^PANEL | 53.B5
KT0572:A2 | SC | KT0572A2 | WHT | 20 | 53.B6 | AF0183:20 | LEFT SIDE^PANEL | 53.B7
KT0573:15 | SC | KA053312 | WHT | 20 | 21.C3 | KA0533:12 | LEFT SIDE^PANEL | 21.C2
KT0573:16 | SC | KT057316 | WHT | 20 | 21.C3 | XT0573:5 T2 | LEFT SIDE^PANEL | 55.B5
KT0573:16 | SC | KT057316 | WHT | 20 | 21.C3 | XT0573:3 T2 | LEFT SIDE^PANEL | 54.B5
KT0573:A1 | SC | KA054122 | WHT | 20 | 54.B6 | KA0541:22 | LEFT SIDE^PANEL | 54.B5
KT0573:A2 | SC | KT0573A2 | WHT | 20 | 54.B6 | AF0183:21 | LEFT SIDE^PANEL | 54.B7
KT0575:16 | SC | KT057516 | WHT | 20 | 55.A6 | KA0535:21 | LEFT SIDE^PANEL | 55.A5
KT0575:A1 | SC | ZSO76012 | WHT | 20 | 55.A6 | XT0572:6 | LEFT SIDE^PANEL | 55.A5
KT0575:A2 | SC | KT0575A2 | WHT | 20 | 55.A6 | AF0183:16 | LEFT SIDE^PANEL | 55.A7
XT0134:2 | SC | 0V | WHT | 14 | 12.B3 | XT0410:2 | LEFT SIDE^PANEL | 16.A6
XT0134:4 | SC | 0V | WHT | 14 | 12.B3 | XT0130:2 | LEFT SIDE^PANEL | 19.A5
XT0138:2 | SC | FU0136 | WHT | 14 | 12.A3 | XT0410:1 | LEFT SIDE^PANEL | 16.A6
XT0138:4 | SC | FU0136 | WHT | 14 | 12.B3 | XT0130:1 | LEFT SIDE^PANEL | 19.A5
XT0240:4 | SC | ESTOP | WHT | 20 | 15.A3 | XT0140:6 | LEFT SIDE^PANEL | 21.A2
XT0240:5 | SC | KA0241A1 | WHT | 20 | 15.C3 | KA0253:A1 | LEFT SIDE^PANEL | 15.C2
AU0080:L2 | WC0008 | AU0080L2 | ENET | CABLE | 6.A1 | AU1200:L1 | LEFT SIDE^PANEL | 19.C1
AF0082:00 | SC | AP0612NO | WHT | 20 | 17.A6 | AP0612:NO | ORBIT 60^DOOR PANEL | 17.A1
AF0082:01 | SC | AP0628NC1 | WHT | 20 | 17.A6 | AP0628:NC1 | ORBIT 60^DOOR PANEL | 17.B1
AF0082:03 | SC | AP0628NC2 | WHT | 20 | 17.B6 | AP0628:NC2 | ORBIT 60^DOOR PANEL | 17.B1
AF0082:04 | SC | AP0628NC3 | WHT | 20 | 17.C6 | AP0628:NC3 | ORBIT 60^DOOR PANEL | 17.C1
AF0082:32 | SC | AP0612ARM | WHT | 20 | 17.A6 | AP0612:ARM | ORBIT 60^DOOR PANEL | 17.A1
AF0082:33 | SC | AP0628ARM1 | WHT | 20 | 17.A6 | AP0628:ARM1 | ORBIT 60^DOOR PANEL | 17.B1
AF0082:35 | SC | AP0628ARM2 | WHT | 20 | 17.B6 | AP0628:ARM2 | ORBIT 60^DOOR PANEL | 17.B1
AF0082:36 | SC | AP0628ARM3 | WHT | 20 | 17.C6 | AP0628:ARM3 | ORBIT 60^DOOR PANEL | 17.C1
PEG0130:2 | SC | PEG01302 | GRN/YEL | 14 | 16.B4 | UV0610:P.E. | ORBIT 60^DOOR PANEL | 16.B1
PEG0130:3 | SC | PEG01303 | GRN/YEL | 14 | 16.D4 | UV0611:P.E. | ORBIT 60^DOOR PANEL | 16.C1
AF0084:SH | SC | IEG02301 | GRN | 14 | 6.B4 | IEG0230:1 | PANEL B | 6.B5
AU0090:GND | SC | AU0090G | GRN | 14 | 6.C1 | IEG0230:6 | PANEL B | 6.D2
FU0210:LD | SC | FU0210 | WHT | 12 | 12.C4 | XT0233:1 | PANEL B | 12.C4
FU0310:LD | SC | FU0310 | WHT | 14 | 18.A4 | FU0320:LI | PANEL B | 18.D1
FU0310:LI | SC | FU0136 | WHT | 14 | 18.A4 | XT0310:1 | PANEL B | 18.A5
GR0133: | SC | IEG02302 | GRN | 14 | 2.A4 | IEG0230:2 | PANEL B | 2.A4
GR0134: | SC | IEG02304 | GRN | 14 | 2.A4 | IEG0230:4 | PANEL B | 2.A4
IEG0010:1 | SC | IEG0230G | GRN | 8 | 2.B2 | IEG0230:0 | PANEL B | 2.B2
KA0136:A1 | SC | PS32002 | WHT | 20 | 14.D6 | XT0351:2 | PANEL B | 27.D6
XT0080:1 | SC | 0V | WHT | 14 | 6.B1 | XT0135:2 | PANEL B | 12.B4
XT0081:1 | SC | 0V | WHT | 14 | 6.D1 | XT0135:2 | PANEL B | 12.B4
XT0085:3 | SC | 0V | WHT | 14 | 11.B6 | XT0135:4 | PANEL B | 12.C4
XT0134:1 | SC | 0V | WHT | 14 | 12.B3 | XT0135:1 | PANEL B | 12.B4
XT0134:4 | SC | 0V | WHT | 14 | 12.B3 | XT0235:1 | PANEL B | 12.D4
XT0136:1 | SC | FU0139 | WHT | 20 | 14.A2 | XT0351:1 | PANEL B | 27.D6
XT0136:3 | SC | 0V | WHT | 14 | 14.A2 | XT0135:1 | PANEL B | 12.B4
FU0010:LD | SC | FU0010 | WHT | 14 | 12.A5 | UV0600:(+) | PLC PANEL | 3.B2
AU0090:L1 | WC0003 | AP0603L2 | ENET | CABLE | 6.C1 | AP0603:L2 | PLC PANEL | 3.A3
AF0094:05 | SC | TCP18B2 | WHT | 20 | 9.D6 | XT0563:8 | PWR DISTRIBUTION RAIL | 9.D6
AF0094:37 | SC | TCP18B1 | WHT | 20 | 9.D6 | XT0563:7 | PWR DISTRIBUTION RAIL | 9.D6
KA0248:14 | SC | ESTOPD | WHT | 20 | 67.D6 | XT0563:1 | PWR DISTRIBUTION RAIL | 9.D6
XT0134:2 | SC | 0V | WHT | 14 | 12.B3 | XT0562:1 | PWR DISTRIBUTION RAIL | 7.B2
XT0138:2 | SC | FU0136 | WHT | 12 | 12.A3 | FU0560:LI | PWR DISTRIBUTION RAIL | 7.A2
XT0240:11 | SC | KA023612 | WHT | 20 | 15.D4 | XT0563:3 | PWR DISTRIBUTION RAIL | 9.B6
XT0240:3 | SC | ESTOPA | WHT | 20 | 15.A3 | XT0563:2 | PWR DISTRIBUTION RAIL | 9.D6
XT0240:5 | SC | KA0241A1 | WHT | 20 | 15.C3 | XT0563:5 | PWR DISTRIBUTION RAIL | 9.C6
XT0240:8 | SC | 0V | WHT | 14 | 15.D3 | XT0563:4 | PWR DISTRIBUTION RAIL | 9.B6
XT0240:9 | SC | FU0139 | WHT | 20 | 15.C4 | XT0563:6 | PWR DISTRIBUTION RAIL | 9.C6
SolarTools ver. 24.0.84.24712 (Jul 31, 2025)
Report date: 4/27/2026 10:28 AM

## PANEL B
PANEL B
CONTROL CONSOLE (UNIT PANEL B)
Project # | 4N711
Project Name | One Dyas
Revision | B
Controls DE | D. KIM
Phone: | Please do a lookup in CLUES (https://clues.cat.com)
Controls ME | A. PLVAN
Phone: | Please do a lookup in CLUES (https://clues.cat.com)
From | [5 empty] | To
Device ID | Cable (W) Conductor (SC) Jumper Clip (JC) | Wire No. | Wire ID | Gauge/Size | Page/Zone | Device ID | Location | Page/Zone
XT0135:1 | JC | 0V | CLIP | --- | 12.B4 | XT0135:2 | PANEL B | 12.B4
XT0135:2 | JC | 0V | CLIP | --- | 12.B4 | XT0135:3 | PANEL B | 12.B4
XT0135:3 | JC | 0V | CLIP | --- | 12.B4 | XT0135:4 | PANEL B | 12.C4
XT0233:1 | JC | FU0210 | CLIP | --- | 12.C4 | XT0233:2 | PANEL B | 12.C4
XT0233:2 | JC | FU0210 | CLIP | --- | 12.C4 | XT0233:3 | PANEL B | 12.C4
XT0235:1 | JC | 0V | CLIP | --- | 12.D4 | XT0235:2 | PANEL B | 12.D4
XT0235:2 | JC | 0V | CLIP | --- | 12.D4 | XT0235:3 | PANEL B | 12.D4
AF0321:COM | SC | AF0321N | WHT | 16 | 18.D2 | AF0322:COM | PANEL B | 18.D3
AF0321:COM | SC | AU0320N | WHT | 16 | 18.D2 | AU0320:COM | PANEL B | 18.D1
AF0321:J | SC | * |  |  | 18.D2 | AF0322:P | PANEL B | 18.D3
AF0321:SH | SC | AF0321G | GRN | 14 | 18.D2 | AF0323:SH | PANEL B | 18.D3
AF0321:SH | SC | AU0320G,GRN | GRN | 14 | 18.D2 | AU0320:GND | PANEL B | 18.D1
AF0321:V+ | SC | AF0321P | WHT | 16 | 18.D2 | AF0322:V+ | PANEL B | 18.D3
AF0321:V+ | SC | AU0320P | WHT | 16 | 18.D2 | AU0320:V+ | PANEL B | 18.D1
AF0322:COM | SC | AF0322N | WHT | 16 | 18.D3 | AF0323:COM | PANEL B | 18.D3
AF0322:J | SC | * |  |  | 18.D3 | AF0323:P | PANEL B | 18.D3
AF0322:V+ | SC | AF0322P | WHT | 16 | 18.D3 | AF0323:V+ | PANEL B | 18.D3
AF0323:COM | SC | AF0323N | WHT | 16 | 18.D3 | AF0324:COM | PANEL B | 18.D4
AF0323:J | SC | * |  |  | 18.D3 | AF0324:P | PANEL B | 18.D4
AF0323:SH | SC | AF0323G | GRN | 14 | 18.D3 | AF0324:SH | PANEL B | 18.D4
AF0323:V+ | SC | AF0323P | WHT | 16 | 18.D3 | AF0324:V+ | PANEL B | 18.D4
AF0324:COM | SC | AF0324N | WHT | 16 | 18.D4 | AF0325:COM | PANEL B | 18.D5
AF0324:J | SC | * |  |  | 18.D4 | AF0325:P | PANEL B | 18.D5
AF0324:SH | SC | AF0324G | GRN | 14 | 18.D4 | AF0325:SH | PANEL B | 18.D5
AF0324:V+ | SC | AF0324P | WHT | 16 | 18.D4 | AF0325:V+ | PANEL B | 18.D5
AF0325:COM | SC | AF0325N | WHT | 16 | 18.D5 | AF0326:COM | PANEL B | 18.D5
AF0325:J | SC | * |  |  | 18.D5 | AF0326:P | PANEL B | 18.D5
AF0325:SH | SC | AF0325G | GRN | 14 | 18.D5 | AF0326:SH | PANEL B | 18.D5
AF0325:V+ | SC | AF0325P | WHT | 16 | 18.D5 | AF0326:V+ | PANEL B | 18.D5
AU0320:COM | SC | 0V | WHT | 14 | 18.D1 | XT0310:2 | PANEL B | 18.A5
AU0320:V+ | SC | FU0320 | WHT | 16 | 18.D1 | FU0320:LD | PANEL B | 18.D1
BA1123:NEG | SC | 0V | WHT | 16 | 6.B6 | XT0135:3 | PANEL B | 12.B4
BA1123:POS | SC | FU1123 | WHT | 16 | 6.B6 | FU1123:LD | PANEL B | 6.B6
FU1123:LI | SC | FU0210 | WHT | 16 | 6.B6 | XT0233:1 | PANEL B | 12.C4
GR0230: | SC | GR0230 | GRN/YEL | 14 | 2.B5 | FRAME | PANEL B | 2.B4
GR0231: | SC | GR0231 | GRN/YEL | 14 | 2.B4 | FRAME | PANEL B | 2.B4
GR0232: | SC | IEG02303 | GRN | 14 | 2.B4 | IEG0230:3 | PANEL B | 2.B4
XT0310:1 | SC | FU0136 | WHT | 14 | 18.A5 | XT0351:5 | PANEL B | 19.A5
XT0310:2 | SC | 0V | WHT | 14 | 18.A5 | XT0351:6 | PANEL B | 19.A5
IEG0230:12 | SC | IEG023012 | GRN | 14 | 13.A1 | UV0271:IE | ISOLATOR PANEL | 13.A2
IEG0230:13 | SC | IEG023013 | GRN | 14 | 13.B1 | UV0272:IE | ISOLATOR PANEL | 13.A2
IEG0230:14 | SC | IEG023014 | GRN | 14 | 13.B1 | UV0273:IE | ISOLATOR PANEL | 13.B2
XT0135:3 | SC | 0V | WHT | 14 | 12.B4 | UV0271:9- | ISOLATOR PANEL | 13.A2
AF0324:17 | WC2126 | 032417 | RED | 20 | 27.A7 | UAI3200:-7 | ISOLATOR PANEL | 27.A5
AF0324:01 | WC2126 | 032401 | WHT | 20 | 27.A7 | UAI3200:-5 | ISOLATOR PANEL | 27.A5
AF0324:00 | WC2126 | 032400 | BLK | 20 | 27.A7 | UAI3200:+6 | ISOLATOR PANEL | 27.A5
AF0324:48 | WC2126 | 032448 | SH | 20 | 27.A7 | FW5:1 | ISOLATOR PANEL | 27.A6
AF0324:19 | WC2127 | 032419 | RED | 20 | 35.A7 | UAI3100:-7 | ISOLATOR PANEL | 35.A5
AF0324:03 | WC2127 | 032403 | WHT | 20 | 35.A7 | UAI3100:-5 | ISOLATOR PANEL | 35.A5
AF0324:02 | WC2127 | 032402 | BLK | 20 | 35.A7 | UAI3100:+6 | ISOLATOR PANEL | 35.A5
AF0324:50 | WC2127 | 032450 | SH | 20 | 35.A7 | FLOATING | ISOLATOR PANEL | 35.B6
AF0325:21 | WC2140 | 032521 | RED | 20 | 38.A7 | UAI4755:+6 | ISOLATOR PANEL | 38.A5
AF0325:05 | WC2140 | 032505 | WHT | 20 | 38.A7 | UAI4755:+8 | ISOLATOR PANEL | 38.A5
AF0325:04 | WC2140 | 032504 | BLK | 20 | 38.A7 | UAI4755:-7 | ISOLATOR PANEL | 38.A5
AF0325:52 | WC2140 | 032552 | SH | 20 | 38.A7 | FLOATING | ISOLATOR PANEL | 38.A6
AF0325:25 | WC2141 | 032525 | RED | 20 | 38.B7 | UAI4742:+6 | ISOLATOR PANEL | 38.B5
AF0325:09 | WC2141 | 032509 | WHT | 20 | 38.B7 | UAI4742:+8 | ISOLATOR PANEL | 38.B5
AF0325:08 | WC2141 | 032508 | BLK | 20 | 38.B7 | UAI4742:-7 | ISOLATOR PANEL | 38.B5
AF0325:56 | WC2141 | 032556 | SH | 20 | 38.B7 | FLOATING | ISOLATOR PANEL | 38.B6
AF0325:29 | WC2142 | 032529 | RED | 20 | 38.C7 | UAI4762:+6 | ISOLATOR PANEL | 38.C5
AF0325:13 | WC2142 | 032513 | WHT | 20 | 38.C7 | UAI4762:+8 | ISOLATOR PANEL | 38.C5
AF0325:12 | WC2142 | 032512 | BLK | 20 | 38.C7 | UAI4762:-7 | ISOLATOR PANEL | 38.C5
AF0325:60 | WC2142 | 032560 | SH | 20 | 38.C7 | FLOATING | ISOLATOR PANEL | 38.D6
AF0325:23 | WC2143 | 032523 | RED | 20 | 39.A7 | UAI4745:+6 | ISOLATOR PANEL | 39.A5
AF0325:07 | WC2143 | 032507 | WHT | 20 | 39.A7 | UAI4745:+8 | ISOLATOR PANEL | 39.A5
AF0325:06 | WC2143 | 032506 | BLK | 20 | 39.A7 | UAI4745:-7 | ISOLATOR PANEL | 39.A5
AF0325:54 | WC2143 | 032554 | SH | 20 | 39.A7 | FLOATING | ISOLATOR PANEL | 39.A6
AF0325:27 | WC2144 | 032527 | RED | 20 | 39.B7 | UAI4751:+6 | ISOLATOR PANEL | 39.B5
AF0325:11 | WC2144 | 032511 | WHT | 20 | 39.B7 | UAI4751:+8 | ISOLATOR PANEL | 39.B5
AF0325:10 | WC2144 | 032510 | BLK | 20 | 39.B7 | UAI4751:-7 | ISOLATOR PANEL | 39.B5
AF0325:58 | WC2144 | 032558 | SH | 20 | 39.B7 | FLOATING | ISOLATOR PANEL | 39.B6
AF0325:31 | WC2145 | 032531 | RED | 20 | 39.C7 | UAI4771:+6 | ISOLATOR PANEL | 39.C5
AF0325:15 | WC2145 | 032515 | WHT | 20 | 39.C7 | UAI4771:+8 | ISOLATOR PANEL | 39.C5
AF0325:14 | WC2145 | 032514 | BLK | 20 | 39.C7 | UAI4771:-7 | ISOLATOR PANEL | 39.C5
AF0325:62 | WC2145 | 032562 | SH | 20 | 39.C7 | FLOATING | ISOLATOR PANEL | 39.D6
AF0324:36 | WC3320 | 032436 | RED | 20 | 32.A7 | UAI3220:-7 | ISOLATOR PANEL | 32.A5
AF0324:04 | WC3320 | 032404 | WHT | 20 | 32.A7 | UAI3220:-5 | ISOLATOR PANEL | 32.A5
AF0324:05 | WC3320 | 032405 | BLK | 20 | 32.A7 | UAI3220:+6 | ISOLATOR PANEL | 32.A5
AF0324:52 | WC3320 | 032452 | SH | 20 | 32.A7 | FW6:1 | ISOLATOR PANEL | 32.A6
AF0324:38 | WC3321 | 032438 | RED | 20 | 32.B7 | UAI3221:-7 | ISOLATOR PANEL | 32.B5
AF0324:06 | WC3321 | 032406 | WHT | 20 | 32.B7 | UAI3221:-5 | ISOLATOR PANEL | 32.B5
AF0324:07 | WC3321 | 032407 | BLK | 20 | 32.B7 | UAI3221:+6 | ISOLATOR PANEL | 32.B5
AF0324:54 | WC3321 | 032454 | SH | 20 | 32.B7 | FW6:2 | ISOLATOR PANEL | 32.B6
AF0326:25 | WC8300 | 032625 | RED | 20 | 63.A7 | UAI8200:+6 | ISOLATOR PANEL | 63.A5
AF0326:09 | WC8300 | 032609 | WHT | 20 | 63.A7 | UAI8200:+8 | ISOLATOR PANEL | 63.A5
AF0326:08 | WC8300 | 032608 | BLK | 20 | 63.A7 | UAI8200:-7 | ISOLATOR PANEL | 63.A5
AF0326:56 | WC8300 | 032656 | SH | 20 | 63.A7 | FW7:1 | ISOLATOR PANEL | 63.A6
AF0326:27 | WC8301 | 032627 | RED | 20 | 63.B7 | UAI8201:+6 | ISOLATOR PANEL | 63.B5
AF0326:11 | WC8301 | 032611 | WHT | 20 | 63.B7 | UAI8201:+8 | ISOLATOR PANEL | 63.B5
AF0326:10 | WC8301 | 032610 | BLK | 20 | 63.B7 | UAI8201:-7 | ISOLATOR PANEL | 63.B5
AF0326:58 | WC8301 | 032658 | SH | 20 | 63.B7 | FW7:2 | ISOLATOR PANEL | 63.B6
AF0326:19 | WC8401 | 032619 | RED | 20 | 64.A7 | UAI8301:+6 | ISOLATOR PANEL | 64.A5
AF0326:03 | WC8401 | 032603 | WHT | 20 | 64.A7 | UAI8301:+8 | ISOLATOR PANEL | 64.A5
AF0326:02 | WC8401 | 032602 | BLK | 20 | 64.A7 | UAI8301:-7 | ISOLATOR PANEL | 64.A5
AF0326:50 | WC8401 | 032650 | SH | 20 | 64.A7 | FW8:1 | ISOLATOR PANEL | 64.A6
AF0326:21 | WC8404 | 032621 | RED | 20 | 64.B7 | UAI8304:+6 | ISOLATOR PANEL | 64.B5
AF0326:05 | WC8404 | 032605 | WHT | 20 | 64.B7 | UAI8304:+8 | ISOLATOR PANEL | 64.B5
AF0326:04 | WC8404 | 032604 | BLK | 20 | 64.B7 | UAI8304:-7 | ISOLATOR PANEL | 64.B5
AF0326:52 | WC8404 | 032652 | SH | 20 | 64.B7 | FW8:2 | ISOLATOR PANEL | 64.B6
AF0326:23 | WC8407 | 032623 | RED | 20 | 64.C7 | UAI8307:+6 | ISOLATOR PANEL | 64.C5
AF0326:07 | WC8407 | 032607 | WHT | 20 | 64.C7 | UAI8307:+8 | ISOLATOR PANEL | 64.C5
AF0326:06 | WC8407 | 032606 | BLK | 20 | 64.C7 | UAI8307:-7 | ISOLATOR PANEL | 64.C5
AF0326:54 | WC8407 | 032654 | SH | 20 | 64.C7 | FW8:3 | ISOLATOR PANEL | 64.D6
AF0324:27 | WC8460 | 032427 | RED | 20 | 65.A7 | UAI8460:+6 | ISOLATOR PANEL | 65.A5
AF0324:11 | WC8460 | 032411 | WHT | 20 | 65.A7 | UAI8460:+8 | ISOLATOR PANEL | 65.A5
AF0324:10 | WC8460 | 032410 | BLK | 20 | 65.A7 | UAI8460:-7 | ISOLATOR PANEL | 65.A5
AF0324:58 | WC8460 | 032458 | SH | 20 | 65.A7 | FW9:1 | ISOLATOR PANEL | 65.A6
AF0324:29 | WC8470 | 032429 | RED | 20 | 65.B7 | UAI8470:+6 | ISOLATOR PANEL | 65.B5
AF0324:13 | WC8470 | 032413 | WHT | 20 | 65.B7 | UAI8470:+8 | ISOLATOR PANEL | 65.B5
AF0324:12 | WC8470 | 032412 | BLK | 20 | 65.B7 | UAI8470:-7 | ISOLATOR PANEL | 65.B5
AF0324:60 | WC8470 | 032460 | SH | 20 | 65.B7 | FW9:2 | ISOLATOR PANEL | 65.B6
AF0326:SH | SC | IEG03103 | GRN | 14 | 18.D5 | IEG0310:3 | LEFT SIDE^PANEL | 18.D6
XT0233:1 | SC | FU0210 | WHT | 14 | 12.C4 | XT0140:1 | LEFT SIDE^PANEL | 20.A5
XT0235:1 | SC | 0V | WHT | 14 | 12.D4 | XT0140:2 | LEFT SIDE^PANEL | 20.A5
XT0351:5 | SC | FU0136 | WHT | 14 | 19.A5 | XT0130:1 | LEFT SIDE^PANEL | 19.A5
XT0351:6 | SC | 0V | WHT | 14 | 19.A5 | XT0130:4 | LEFT SIDE^PANEL | 19.A5
FU0320:LI | SC | FU0310 | WHT | 14 | 18.D1 | FU0310:LD | PANEL A | 18.A4
IEG0230:0 | SC | IEG0230G | GRN | 8 | 2.B2 | IEG0010:1 | PANEL A | 2.B2
IEG0230:1 | SC | IEG02301 | GRN | 14 | 6.B5 | AF0084:SH | PANEL A | 6.B4
IEG0230:2 | SC | IEG02302 | GRN | 14 | 2.A4 | GR0133: | PANEL A | 2.A4
IEG0230:4 | SC | IEG02304 | GRN | 14 | 2.A4 | GR0134: | PANEL A | 2.A4
IEG0230:6 | SC | AU0090G | GRN | 14 | 6.D2 | AU0090:GND | PANEL A | 6.C1
XT0135:1 | SC | 0V | WHT | 14 | 12.B4 | XT0134:1 | PANEL A | 12.B3
XT0135:1 | SC | 0V | WHT | 14 | 12.B4 | XT0136:3 | PANEL A | 14.A2
XT0135:2 | SC | 0V | WHT | 14 | 12.B4 | XT0081:1 | PANEL A | 6.D1
XT0135:2 | SC | 0V | WHT | 14 | 12.B4 | XT0080:1 | PANEL A | 6.B1
XT0135:4 | SC | 0V | WHT | 14 | 12.C4 | XT0085:3 | PANEL A | 11.B6
XT0233:1 | SC | FU0210 | WHT | 12 | 12.C4 | FU0210:LD | PANEL A | 12.C4
XT0235:1 | SC | 0V | WHT | 14 | 12.D4 | XT0134:4 | PANEL A | 12.B3
XT0310:1 | SC | FU0136 | WHT | 14 | 18.A5 | FU0310:LI | PANEL A | 18.A4
XT0351:1 | SC | FU0139 | WHT | 20 | 27.D6 | XT0136:1 | PANEL A | 14.A2
XT0351:2 | SC | PS32002 | WHT | 20 | 27.D6 | KA0136:A1 | PANEL A | 14.D6
IEG0230:5 | SC | IEG02305 | GRN | 12 | 3.B6 | AR0600:IE2 | PLC PANEL | 3.A1
XT0135:1 | SC | 0V | WHT | 14 | 12.B4 | UV0600:(-) | PLC PANEL | 3.B2
AU0320:L2 | WC0032 | AU0320L2 | ENET | CABLE | 18.D1 | AP0602:L1 | PLC PANEL | 3.A3
XT0233:3 | SC | FU0210 | WHT | 14 | 12.C4 | FU0680:LI | PWR DISTRIBUTION RAIL | 5.B2
XT0235:3 | SC | 0V | WHT | 14 | 12.D4 | XT0680:2 | PWR DISTRIBUTION RAIL | 5.B3
IEG0230:7 | SC | IEG02307 | GRN | 14 | 7.A2 | GR0200: | TCP | 7.A3
BA1123:L1 | WC0020 | AU0200L2 | ENET | CABLE | 6.B6 | AU0200:L2 | TCP | 7.A3
SolarTools ver. 24.0.84.24712 (Jul 31, 2025)
Report date: 4/27/2026 10:28 AM

## PLC PANEL
PLC PANEL
CONTROL CONSOLE (UNIT PANEL A)
Project # | 4N711
Project Name | One Dyas
Revision | B
Controls DE | D. KIM
Phone: | Please do a lookup in CLUES (https://clues.cat.com)
Controls ME | A. PLVAN
Phone: | Please do a lookup in CLUES (https://clues.cat.com)
From | [5 empty] | To
Device ID | Cable (W) Conductor (SC) Jumper Clip (JC) | Wire No. | Wire ID | Gauge/Size | Page/Zone | Device ID | Location | Page/Zone
AR0600:IE1 | SC | UV0600G | GRN | 14 | 3.A1 | UV0600:GND | PLC PANEL | 3.B2
GR0234: | SC | GR0234 | GRN/YEL | 14 | 2.B5 | FRAME | PLC PANEL | 2.B4
AP0602:L2 | WC0001 | AP0602L2 | ENET | CABLE | 3.A3 | AP0603:L1 | PLC PANEL | 3.A3
AP0608:ENET | WC0608 | AP0608E | ENET | CABLE | 17.D6 | AP0615:PORT A | ORBIT 60^DOOR PANEL | 17.D1
UV0600:(+) | SC | FU0010 | WHT | 14 | 3.B2 | FU0010:LD | PANEL A | 12.A5
AP0603:L2 | WC0003 | AP0603L2 | ENET | CABLE | 3.A3 | AU0090:L1 | PANEL A | 6.C1
AR0600:IE2 | SC | IEG02305 | GRN | 12 | 3.A1 | IEG0230:5 | PANEL B | 3.B6
UV0600:(-) | SC | 0V | WHT | 14 | 3.B2 | XT0135:1 | PANEL B | 12.B4
AP0602:L1 | WC0032 | AU0320L2 | ENET | CABLE | 3.A3 | AU0320:L2 | PANEL B | 18.D1
AP0609:L1 | WC0680 | AT0680LAN1 | ENET | CABLE | 3.A6 | AT0680:LAN1 | PWR DISTRIBUTION RAIL | 5.B4
SolarTools ver. 24.0.84.24712 (Jul 31, 2025)
Report date: 4/27/2026 10:28 AM

## PWR DISTRIBUTION RAIL
PWR DISTRIBUTION RAIL
CONTROL CONSOLE DOOR (PWR DIST RAIL)
Project # | 4N711
Project Name | One Dyas
Revision | B
Controls DE | D. KIM
Phone: | Please do a lookup in CLUES (https://clues.cat.com)
Controls ME | A. PLVAN
Phone: | Please do a lookup in CLUES (https://clues.cat.com)
From | [5 empty] | To
Device ID | Cable (W) Conductor (SC) Jumper Clip (JC) | Wire No. | Wire ID | Gauge/Size | Page/Zone | Device ID | Location | Page/Zone
XT0562:2 | JC | 0V1 | CLIP | --- | 7.B2 | XT0562:3 | PWR DISTRIBUTION RAIL | 7.B2
XT0562:3 | JC | 0V1 | CLIP | --- | 7.B2 | XT0562:4 | PWR DISTRIBUTION RAIL | 7.C2
XT0562:1 | SC | JW0 | WHT | 12 | 7.B2 | XT0562:2 | PWR DISTRIBUTION RAIL | 7.B2
AT0680:NEG | SC | 0V | WHT | 14 | 5.B4 | XT0680:2 | PWR DISTRIBUTION RAIL | 5.B3
AT0680:POS | SC | AT0680POS | WHT | 14 | 5.B4 | XT0680:1 | PWR DISTRIBUTION RAIL | 5.B3
FU0190:LI | SC | FU0200LI | WHT | 14 | 7.C3 | FU0273:LI | PWR DISTRIBUTION RAIL | 7.B3
FU0200:LI | SC | FU0200LI | WHT | 14 | 7.A3 | FU0201:LI | PWR DISTRIBUTION RAIL | 7.B3
FU0200:LI | SC | FU0200LI | WHT | 14 | 7.A3 | XT0561:1 | PWR DISTRIBUTION RAIL | 7.A2
FU0201:LI | SC | FU0200LI | WHT | 14 | 7.B3 | FU0273:LI | PWR DISTRIBUTION RAIL | 7.B3
FU0560:LD | SC | FU0200LI | WHT | 14 | 7.A2 | XT0561:1 | PWR DISTRIBUTION RAIL | 7.A2
FU0680:LD | SC | AT0680POS | WHT | 14 | 5.B2 | XT0680:1 | PWR DISTRIBUTION RAIL | 5.B3
FU0190:LD | SC | FU0190 | WHT | 14 | 7.C3 | AT0190:POS | CONSOLE | 7.C4
FU0273:LD | SC | FU0273 | WHT | 14 | 7.B3 | ZS0273:1 | CONSOLE | 7.B4
XT0562:2 | SC | 0V1 | WHT | 14 | 7.B2 | EL0273:W1 | CONSOLE | 7.B4
XT0562:4 | SC | 0V1 | WHT | 14 | 7.C2 | AT0190:NEG | CONSOLE | 7.C4
AT0680:LAN2 | WC0019 | AT0190E | ENET | CABLE | 5.B4 | AT0190:ENET | CONSOLE | 7.C4
FU0560:LI | SC | FU0136 | WHT | 12 | 7.A2 | XT0138:2 | PANEL A | 12.A3
XT0562:1 | SC | 0V | WHT | 14 | 7.B2 | XT0134:2 | PANEL A | 12.B3
XT0563:1 | SC | ESTOPD | WHT | 20 | 9.D6 | KA0248:14 | PANEL A | 67.D6
XT0563:2 | SC | ESTOPA | WHT | 20 | 9.D6 | XT0240:3 | PANEL A | 15.A3
XT0563:3 | SC | KA023612 | WHT | 20 | 9.B6 | XT0240:11 | PANEL A | 15.D4
XT0563:4 | SC | 0V | WHT | 14 | 9.B6 | XT0240:8 | PANEL A | 15.D3
XT0563:5 | SC | KA0241A1 | WHT | 20 | 9.C6 | XT0240:5 | PANEL A | 15.C3
XT0563:6 | SC | FU0139 | WHT | 20 | 9.C6 | XT0240:9 | PANEL A | 15.C4
XT0563:7 | SC | TCP18B1 | WHT | 20 | 9.D6 | AF0094:37 | PANEL A | 9.D6
XT0563:8 | SC | TCP18B2 | WHT | 20 | 9.D6 | AF0094:05 | PANEL A | 9.D6
FU0680:LI | SC | FU0210 | WHT | 14 | 5.B2 | XT0233:3 | PANEL B | 12.C4
XT0680:2 | SC | 0V | WHT | 14 | 5.B3 | XT0235:3 | PANEL B | 12.D4
AT0680:LAN1 | WC0680 | AT0680LAN1 | ENET | CABLE | 5.B4 | AP0609:L1 | PLC PANEL | 3.A6
FU0200:LD | SC | FU0200 | WHT | 16 | 7.A3 | AU0200:V+ | TCP | 7.A3
FU0201:LD | SC | FU0201 | WHT | 16 | 7.B3 | AF0202:V+ | TCP | 7.A5
XT0562:2 | SC | 0V1 | WHT | 16 | 7.B2 | AU0200:COM | TCP | 7.A3
XT0562:3 | SC | 0V1 | WHT | 16 | 7.B2 | AF0202:COM | TCP | 7.A5
XT0562:4 | SC | 0V1 | WHT | 20 | 7.C2 | SH0400:B | TCP | 9.B5
XT0563:1 | SC | ESTOPD | WHT | 20 | 9.D6 | SB0400:11 | TCP | 9.D5
XT0563:2 | SC | ESTOPA | WHT | 20 | 9.D6 | SB0400:12 | TCP | 9.D5
XT0563:3 | SC | KA023612 | WHT | 20 | 9.B6 | XT0564:1 B2 | TCP | 9.B5
XT0563:4 | SC | 0V | WHT | 20 | 9.B6 | HL0410:A | TCP | 9.B5
XT0563:5 | SC | KA0241A1 | WHT | 20 | 9.C6 | SA0401:2 | TCP | 9.C5
XT0563:6 | SC | FU0139 | WHT | 20 | 9.C6 | SA0401:1 | TCP | 9.C5
XT0563:7 | SC | TCP18B1 | WHT | 20 | 9.D6 | SB0400:21 | TCP | 9.D5
XT0563:8 | SC | TCP18B2 | WHT | 20 | 9.D6 | SB0400:22 | TCP | 9.D5
SolarTools ver. 24.0.84.24712 (Jul 31, 2025)
Report date: 4/27/2026 10:28 AM

## TCP
TCP
CONTROL CONSOLE DOOR^(TURBINE CONTROL PANEL)
Project # | 4N711
Project Name | One Dyas
Revision | B
Controls DE | D. KIM
Phone: | Please do a lookup in CLUES (https://clues.cat.com)
Controls ME | A. PLVAN
Phone: | Please do a lookup in CLUES (https://clues.cat.com)
From | [5 empty] | To
Device ID | Cable (W) Conductor (SC) Jumper Clip (JC) | Wire No. | Wire ID | Gauge/Size | Page/Zone | Device ID | Location | Page/Zone
AF0201:00 | SC | TCP13NO | WHT | 20 | 9.A3 | SH0400:NO | TCP | 9.A1
AF0201:01 | SC | TCP14NO | WHT | 20 | 9.A3 | SH0401:NO | TCP | 9.A1
AF0201:02 | SC | TCP15NO | WHT | 20 | 9.B3 | SH0409:NO | TCP | 9.B1
AF0201:03 | SC | TCP16NO | WHT | 20 | 9.B3 | SH0410:NO | TCP | 9.B1
AF0201:04 | SC | TCP17A2 | WHT | 20 | 9.C3 | SA0400:14 | TCP | 9.C1
AF0201:05 | SC | TCP17B2 | WHT | 20 | 9.C3 | SA0400:22 | TCP | 9.C1
AF0201:08 | SC | TCP23NC | WHT | 20 | 9.D3 | SB0401:NC | TCP | 9.D1
AF0201:09 | SC | TCP24NO | WHT | 20 | 9.D3 | SB0402:NO | TCP | 9.D1
AF0201:10 | SC | TCP25NO | WHT | 20 | 9.A7 | SB0403:NO | TCP | 9.A5
AF0201:11 | SC | TCP26NO | WHT | 20 | 9.A7 | SB0404:NO | TCP | 9.A5
AF0201:12 | SC | TCP29NO | WHT | 20 | 10.D3 | SB0405:NO | TCP | 10.D1
AF0201:13 | SC | TCP28NC | WHT | 20 | 10.C3 | SB0406:NC | TCP | 10.C1
AF0201:14 | SC | TCP31NO | WHT | 20 | 10.A6 | SB0407:NO | TCP | 10.A5
AF0201:15 | SC | TCP32NO | WHT | 20 | 10.A6 | SB0408:NO | TCP | 10.A5
AF0201:16 | SC | TCP30NO | WHT | 20 | 10.D3 | SH0408:NO | TCP | 10.D1
AF0201:17 | SC | TCP19NO | WHT | 20 | 10.A3 | SH0404:NO | TCP | 10.A1
AF0201:18 | SC | TCP20NO | WHT | 20 | 10.B3 | SH0405:NO | TCP | 10.B1
AF0201:19 | SC | TCP21NO | WHT | 20 | 10.B3 | SH0406:NO | TCP | 10.B1
AF0201:20 | SC | TCP22NO | WHT | 20 | 10.C3 | SH0407:NO | TCP | 10.C1
AF0201:32 | SC | TCP13C | WHT | 20 | 9.A3 | SH0400:C | TCP | 9.A1
AF0201:33 | SC | TCP14C | WHT | 20 | 9.A3 | SH0401:C | TCP | 9.A1
AF0201:34 | SC | TCP15C | WHT | 20 | 9.B3 | SH0409:C | TCP | 9.B1
AF0201:35 | SC | TCP16C | WHT | 20 | 9.B3 | SH0410:C | TCP | 9.B1
AF0201:36 | SC | TCP17A1 | WHT | 20 | 9.C3 | SA0400:13 | TCP | 9.C1
AF0201:37 | SC | TCP17B1 | WHT | 20 | 9.C3 | SA0400:21 | TCP | 9.C1
AF0201:40 | SC | TCP23C | WHT | 20 | 9.D3 | SB0401:C | TCP | 9.D1
AF0201:41 | SC | TCP24C | WHT | 20 | 9.D3 | SB0402:C | TCP | 9.D1
AF0201:42 | SC | TCP25C | WHT | 20 | 9.A7 | SB0403:C | TCP | 9.A5
AF0201:43 | SC | TCP26C | WHT | 20 | 9.A7 | SB0404:C | TCP | 9.A5
AF0201:44 | SC | TCP29C | WHT | 20 | 10.D3 | SB0405:C | TCP | 10.D1
AF0201:45 | SC | TCP28C | WHT | 20 | 10.C3 | SB0406:C | TCP | 10.C1
AF0201:46 | SC | TCP31C | WHT | 20 | 10.A6 | SB0407:C | TCP | 10.A5
AF0201:47 | SC | TCP32C | WHT | 20 | 10.A6 | SB0408:C | TCP | 10.A5
AF0201:48 | SC | TCP30C | WHT | 20 | 10.D3 | SH0408:C | TCP | 10.D1
AF0201:49 | SC | TCP19C | WHT | 20 | 10.A3 | SH0404:C | TCP | 10.A1
AF0201:50 | SC | TCP20C | WHT | 20 | 10.B3 | SH0405:C | TCP | 10.B1
AF0201:51 | SC | TCP21C | WHT | 20 | 10.B3 | SH0406:C | TCP | 10.B1
AF0201:52 | SC | TCP22C | WHT | 20 | 10.C3 | SH0407:C | TCP | 10.C1
AF0201:COM | SC | AU0200N | WHT | 16 | 7.A4 | AU0200:COM | TCP | 7.A3
AF0201:J | SC | * |  |  | 7.A4 | AF0202:P | TCP | 7.A5
AF0201:SHLD | SC | AF0201V+L | WHT | 16 | 7.C6 | AF0201:V+L | TCP | 7.C6
AF0201:V+ | SC | AU0200P | WHT | 16 | 7.A4 | AU0200:V+ | TCP | 7.A3
AF0202:00 | SC | TCP01AP | WHT | 20 | 8.A3 | HL0400:A+ | TCP | 8.A1
AF0202:01 | SC | TCP02AP | WHT | 20 | 8.A3 | HL0401:A+ | TCP | 8.A1
AF0202:02 | SC | TCP03AP | WHT | 20 | 8.B3 | HL0402:A+ | TCP | 8.B1
AF0202:03 | SC | TCP04AP | WHT | 20 | 8.B3 | HL0403:A+ | TCP | 8.B1
AF0202:04 | SC | TCP05AP | WHT | 20 | 8.C3 | HL0404:A+ | TCP | 8.C1
AF0202:05 | SC | TCP06AP | WHT | 20 | 8.C3 | HL0405:A+ | TCP | 8.C1
AF0202:06 | SC | TCP06BP | WHT | 20 | 8.D3 | HL0405:B+ | TCP | 8.D1
AF0202:08 | SC | TCP07AP | WHT | 20 | 8.D3 | HL0406:A+ | TCP | 8.D1
AF0202:09 | SC | TCP08AP | WHT | 20 | 8.A7 | HL0407:A+ | TCP | 8.A5
AF0202:10 | SC | TCP09AP | WHT | 20 | 8.A7 | HL0408:A+ | TCP | 8.A5
AF0202:11 | SC | TCP10AP | WHT | 20 | 8.B7 | HL0409:A+ | TCP | 8.B5
AF0202:12 | SC | TCP11AP | WHT | 20 | 8.B7 | HL0411:A+ | TCP | 8.B5
AF0202:13 | SC | TCP15AP | WHT | 20 | 8.C7 | SH0409:A+ | TCP | 8.C5
AF0202:14 | SC | TCP15BP | WHT | 20 | 8.C7 | SH0409:B+ | TCP | 8.C5
AF0202:15 | SC | TCP16AP | WHT | 20 | 8.D7 | SH0410:A+ | TCP | 8.D5
AF0202:16 | SC | TCP16BP | WHT | 20 | 8.D7 | SH0410:B+ | TCP | 8.D5
AF0202:17 | SC | TCP19AP | WHT | 20 | 10.B6 | SH0404:A+ | TCP | 10.B5
AF0202:18 | SC | TCP20AP | WHT | 20 | 10.B6 | SH0405:A+ | TCP | 10.B5
AF0202:19 | SC | TCP21AP | WHT | 20 | 10.C6 | SH0406:A+ | TCP | 10.C5
AF0202:20 | SC | TCP22AP | WHT | 20 | 10.C6 | SH0407:A+ | TCP | 10.C5
AF0202:21 | SC | TCP30AP | WHT | 20 | 10.D6 | SH0408:A+ | TCP | 10.D5
AF0202:22 | SC | TCP30BP | WHT | 20 | 10.D6 | SH0408:B+ | TCP | 10.D5
AF0202:32 | SC | TCP01A | WHT | 20 | 8.A3 | HL0400:A | TCP | 8.A1
AF0202:33 | SC | TCP02A | WHT | 20 | 8.A3 | HL0401:A | TCP | 8.A1
AF0202:34 | SC | TCP03A | WHT | 20 | 8.B3 | HL0402:A | TCP | 8.B1
AF0202:35 | SC | TCP04A | WHT | 20 | 8.B3 | HL0403:A | TCP | 8.B1
AF0202:36 | SC | TCP05A | WHT | 20 | 8.C3 | HL0404:A | TCP | 8.C1
AF0202:37 | SC | TCP06A | WHT | 20 | 8.C3 | HL0405:A | TCP | 8.C1
AF0202:38 | SC | TCP06B | WHT | 20 | 8.D3 | HL0405:B | TCP | 8.D1
AF0202:40 | SC | TCP07A | WHT | 20 | 8.D3 | HL0406:A | TCP | 8.D1
AF0202:41 | SC | TCP08A | WHT | 20 | 8.A7 | HL0407:A | TCP | 8.A5
AF0202:42 | SC | TCP09A | WHT | 20 | 8.A7 | HL0408:A | TCP | 8.A5
AF0202:43 | SC | TCP10A | WHT | 20 | 8.B7 | HL0409:A | TCP | 8.B5
AF0202:44 | SC | TCP11A | WHT | 20 | 8.B7 | HL0411:A | TCP | 8.B5
AF0202:45 | SC | TCP15A | WHT | 20 | 8.C7 | SH0409:A | TCP | 8.C5
AF0202:46 | SC | TCP15B | WHT | 20 | 8.C7 | SH0409:B | TCP | 8.C5
AF0202:47 | SC | TCP16A | WHT | 20 | 8.D7 | SH0410:A | TCP | 8.D5
AF0202:48 | SC | TCP16B | WHT | 20 | 8.D7 | SH0410:B | TCP | 8.D5
AF0202:49 | SC | TCP19A | WHT | 20 | 10.B6 | SH0404:A | TCP | 10.B5
AF0202:50 | SC | TCP20A | WHT | 20 | 10.B6 | SH0405:A | TCP | 10.B5
AF0202:51 | SC | TCP21A | WHT | 20 | 10.C6 | SH0406:A | TCP | 10.C5
AF0202:52 | SC | TCP22A | WHT | 20 | 10.C6 | SH0407:A | TCP | 10.C5
AF0202:53 | SC | TCP30A | WHT | 20 | 10.D6 | SH0408:A | TCP | 10.D5
AF0202:54 | SC | TCP30B | WHT | 20 | 10.D6 | SH0408:B | TCP | 10.D5
AF0202:COML | SC | AF0202COML | WHT | 16 | 7.C7 | AF0202:SHLD | TCP | 7.C7
AU0200:GND | SC | AU0200G | GRN | 14 | 7.A3 | XT0200:1 | TCP | 7.B4
HL0400:A | SC | TCP01A | WHT | 20 | 8.A1 | HL0400:B | TCP | 8.A1
HL0400:A+ | SC | TCP01AP | WHT | 20 | 8.A1 | HL0400:B+ | TCP | 8.A1
HL0401:A | SC | TCP02A | WHT | 20 | 8.A1 | HL0401:B | TCP | 8.A1
HL0401:A+ | SC | TCP02AP | WHT | 20 | 8.A1 | HL0401:B+ | TCP | 8.A1
HL0402:A | SC | TCP03A | WHT | 20 | 8.B1 | HL0402:B | TCP | 8.B1
HL0402:A+ | SC | TCP03AP | WHT | 20 | 8.B1 | HL0402:B+ | TCP | 8.B1
HL0403:A | SC | TCP04A | WHT | 20 | 8.B1 | HL0403:B | TCP | 8.B1
HL0403:A+ | SC | TCP04AP | WHT | 20 | 8.B1 | HL0403:B+ | TCP | 8.B1
HL0404:A | SC | TCP05A | WHT | 20 | 8.C1 | HL0404:B | TCP | 8.C1
HL0404:A+ | SC | TCP05AP | WHT | 20 | 8.C1 | HL0404:B+ | TCP | 8.C1
HL0406:A | SC | TCP07A | WHT | 20 | 8.D1 | HL0406:B | TCP | 8.D1
HL0406:A+ | SC | TCP07AP | WHT | 20 | 8.D1 | HL0406:B+ | TCP | 8.D1
HL0407:A | SC | TCP08A | WHT | 20 | 8.A5 | HL0407:B | TCP | 8.A5
HL0407:A+ | SC | TCP08AP | WHT | 20 | 8.A5 | HL0407:B+ | TCP | 8.A5
HL0408:A | SC | TCP09A | WHT | 20 | 8.A5 | HL0408:B | TCP | 8.A5
HL0408:A+ | SC | TCP09AP | WHT | 20 | 8.A5 | HL0408:B+ | TCP | 8.A5
HL0409:A | SC | TCP10A | WHT | 20 | 8.B5 | HL0409:B | TCP | 8.B5
HL0409:A+ | SC | TCP10AP | WHT | 20 | 8.B5 | HL0409:B+ | TCP | 8.B5
HL0410:A | SC | 0V | WHT | 20 | 9.B5 | HL0410:B | TCP | 9.B5
HL0410:A+ | SC | TCP12AP | WHT | 20 | 9.B5 | XT0564:1 B1 | TCP | 9.B5
HL0410:A+ | SC | TCP12AP | WHT | 20 | 9.B5 | HL0410:B+ | TCP | 9.B5
HL0411:A | SC | TCP11A | WHT | 20 | 8.B5 | HL0411:B | TCP | 8.B5
HL0411:A+ | SC | TCP11AP | WHT | 20 | 8.B5 | HL0411:B+ | TCP | 8.B5
SB0404:NO | SC | TCP26NO | WHT | 20 | 9.A5 | XT0564:1 T1 | TCP | 9.B5
SH0400:A | SC | 0V1 | WHT | 20 | 9.B5 | SH0401:A | TCP | 9.C5
SH0400:A | SC | 0V1 | WHT | 20 | 9.B5 | SH0400:B | TCP | 9.B5
SH0400:A+ | SC | TCP13AP | WHT | 20 | 9.B5 | XT0564:2 B1 | TCP | 9.B5
SH0400:B+ | SC | TCP13BP | WHT | 20 | 9.B5 | XT0564:3 B1 | TCP | 9.B5
SH0401:A | SC | 0V1 | WHT | 20 | 9.C5 | SH0401:B | TCP | 9.C5
SH0401:A+ | SC | TCP14AP | WHT | 20 | 9.C5 | XT0564:5 B1 | TCP | 9.C5
SH0401:B+ | SC | TCP14BP | WHT | 20 | 9.C5 | XT0564:4 B1 | TCP | 9.C5
SH0404:A | SC | TCP19A | WHT | 20 | 10.B5 | SH0404:B | TCP | 10.B5
SH0404:A+ | SC | TCP19AP | WHT | 20 | 10.B5 | SH0404:B+ | TCP | 10.B5
SH0405:A | SC | TCP20A | WHT | 20 | 10.B5 | SH0405:B | TCP | 10.B5
SH0405:A+ | SC | TCP20AP | WHT | 20 | 10.B5 | SH0405:B+ | TCP | 10.B5
SH0406:A | SC | TCP21A | WHT | 20 | 10.C5 | SH0406:B | TCP | 10.C5
SH0406:A+ | SC | TCP21AP | WHT | 20 | 10.C5 | SH0406:B+ | TCP | 10.C5
SH0407:A | SC | TCP22A | WHT | 20 | 10.C5 | SH0407:B | TCP | 10.C5
SH0407:A+ | SC | TCP22AP | WHT | 20 | 10.C5 | SH0407:B+ | TCP | 10.C5
XT0564:1 T2 | SC | TCP26NO | WHT | 20 | 9.B5 | XT0564:2 T2 | TCP | 9.B5
XT0564:2 T1 | SC | TCP26NO | WHT | 20 | 9.B5 | XT0564:3 T1 | TCP | 9.B5
XT0564:3 T2 | SC | TCP26NO | WHT | 20 | 9.B5 | XT0564:4 T2 | TCP | 9.C5
XT0564:4 T1 | SC | TCP26NO | WHT | 20 | 9.C5 | XT0564:5 T1 | TCP | 9.C5
AF0202:23 | WC5540 | HA0273P | BLK | 16 | 10.A3 | HA0273:(+) | CONSOLE | 10.A1
AF0202:55 | WC5540 | HA0273N | WHT | 16 | 10.A3 | HA0273:(-) | CONSOLE | 10.A1
AU0200:L1 | WC0018 | AU0180L2 | ENET | CABLE | 7.A3 | AU0180:L2 | LEFT SIDE^PANEL | 20.C2
GR0200: | SC | IEG02307 | GRN | 14 | 7.A3 | IEG0230:7 | PANEL B | 7.A2
AU0200:L2 | WC0020 | AU0200L2 | ENET | CABLE | 7.A3 | BA1123:L1 | PANEL B | 6.B6
AF0202:COM | SC | 0V1 | WHT | 16 | 7.A5 | XT0562:3 | PWR DISTRIBUTION RAIL | 7.B2
AF0202:V+ | SC | FU0201 | WHT | 16 | 7.A5 | FU0201:LD | PWR DISTRIBUTION RAIL | 7.B3
AU0200:COM | SC | 0V1 | WHT | 16 | 7.A3 | XT0562:2 | PWR DISTRIBUTION RAIL | 7.B2
AU0200:V+ | SC | FU0200 | WHT | 16 | 7.A3 | FU0200:LD | PWR DISTRIBUTION RAIL | 7.A3
HL0410:A | SC | 0V | WHT | 20 | 9.B5 | XT0563:4 | PWR DISTRIBUTION RAIL | 9.B6
SA0401:1 | SC | FU0139 | WHT | 20 | 9.C5 | XT0563:6 | PWR DISTRIBUTION RAIL | 9.C6
SA0401:2 | SC | KA0241A1 | WHT | 20 | 9.C5 | XT0563:5 | PWR DISTRIBUTION RAIL | 9.C6
SB0400:11 | SC | ESTOPD | WHT | 20 | 9.D5 | XT0563:1 | PWR DISTRIBUTION RAIL | 9.D6
SB0400:12 | SC | ESTOPA | WHT | 20 | 9.D5 | XT0563:2 | PWR DISTRIBUTION RAIL | 9.D6
SB0400:21 | SC | TCP18B1 | WHT | 20 | 9.D5 | XT0563:7 | PWR DISTRIBUTION RAIL | 9.D6
SB0400:22 | SC | TCP18B2 | WHT | 20 | 9.D5 | XT0563:8 | PWR DISTRIBUTION RAIL | 9.D6
SH0400:B | SC | 0V1 | WHT | 20 | 9.B5 | XT0562:4 | PWR DISTRIBUTION RAIL | 7.C2
XT0564:1 B2 | SC | KA023612 | WHT | 20 | 9.B5 | XT0563:3 | PWR DISTRIBUTION RAIL | 9.B6
SolarTools ver. 24.0.84.24712 (Jul 31, 2025)
Report date: 4/27/2026 10:28 AM

## Panel Errors
Panel Errors
Project # | 4N711
Project Name | One Dyas
Revision | B
Controls DE | D. KIM
Phone: | Please do a lookup in CLUES (https://clues.cat.com)
Controls ME | A. PLVAN
Phone: | Please do a lookup in CLUES (https://clues.cat.com)
From | [6 empty] | To
Device ID | Location | Cable (W) Conductor (SC) Jumper Clip (JC) | Wire ID | Wire No. | Gauge/Size | Page/Zone | Device ID | Location | Page/Zone
SolarTools ver. 24.0.84.24712 (Jul 31, 2025)
Report date: 4/27/2026 10:28 AM

## Cable Part Numbers
Cable Part Numbers |  |  | SolarTools ver. 24.0.84.24712 (Jul 31, 2025)
Project # | 4N711
Report date: 4/27/2026 10:29 AM
Project Name | One Dyas
Revision | B
Controls DE | D. KIM
Phone: | Please do a lookup in CLUES (https://clues.cat.com)
Controls ME | A. PLVAN
Phone: | Please do a lookup in CLUES (https://clues.cat.com)
Device ID |  | Part Number |  | Description
WC0101 |  | 1302073-36 |  | CABLE, COMMUNICATION CABLE - 36 INCHES
WC0212 |  | 1302073-36 |  | CABLE, ETHERNET - 36 INCHES
WC5072 |  | PART OF 1103208-100 |  | CABLE, 2 CONDUCTOR UNSHIELDED PART OF HORN
WC0001 |  | 1302073-36 |  | CABLE, ETHERNET - 36 INCHES
WC0003 |  | 1302073-36 |  | CABLE, ETHERNET - 36 INCHES
WC0008 |  | 1302073-36 |  | CABLE, COMMUNICATION CABLE - 36 INCHES
WC0012 |  | 1302073-36 |  | CABLE, COMMUNICATION CABLE - 36 INCHES
WC0014 |  | 1302073-36 |  | CABLE, ETHERNET - 36 INCHES
WC0018 |  | 1302073-36 |  | CABLE, COMMUNICATION CABLE - 36 INCHES
WC0019 |  | 1302073-36 |  | CABLE, COMMUNICATION CABLE - 36 INCHES
WC0020 |  | 1302073-36 |  | CABLE, COMMUNICATION CABLE - 36 INCHES
WC0032 |  | 1302073-36 |  | CABLE, COMMUNICATION CABLE - 36 INCHES
WC01435 |  | 1022941-12 |  | TPE, 1 PAIR TWISTED SHIELDED
WC01862 |  | 1022941-12 |  | TPE, 1 PAIR TWISTED SHIELDED
WC01863 |  | 1022941-12 |  | TPE, 1 PAIR TWISTED SHIELDED
WC01865 |  | 1022941-12 |  | TPE, 1 PAIR TWISTED SHIELDED
WC0608 |  | 1040131-3 |  | CABLE, ETHERNET COMMUNICATION CABLE
WC0680 |  | 1302073-36 |  | CABLE, COMMUNICATION CABLE - 36 INCHES
WC1304 |  | 1022941-12 |  | TPE, 1 PAIR TWISTED SHIELDED
WC1307 |  | 1022941-12 |  | TPE, 1 PAIR TWISTED SHIELDED
WC1308 |  | 1022941-12 |  | TPE, 1 PAIR TWISTED SHIELDED
WC1310 |  | 1022941-12 |  | TPE, 1 PAIR TWISTED SHIELDED
WC1311 |  | 1022941-12 |  | TPE, 1 PAIR TWISTED SHIELDED
WC1312 |  | 1022941-12 |  | TPE, 1 PAIR TWISTED SHIELDED
WC1313 |  | 1022941-12 |  | TPE, 1 PAIR TWISTED SHIELDED
WC1352 |  | 1022941-12 |  | TPE, 1 PAIR TWISTED SHIELDED
WC1353 |  | 1022941-12 |  | TPE, 1 PAIR TWISTED SHIELDED
WC1354 |  | 1022941-12 |  | TPE, 1 PAIR TWISTED SHIELDED
WC1355 |  | 1022941-12 |  | TPE, 1 PAIR TWISTED SHIELDED
WC1356 |  | 1022941-12 |  | TPE, 1 PAIR TWISTED SHIELDED
WC1357 |  | 1022941-12 |  | TPE, 1 PAIR TWISTED SHIELDED
WC1368 |  | 1022941-12 |  | TPE, 1 PAIR TWISTED SHIELDED
WC1369 |  | 1022941-12 |  | TPE, 1 PAIR TWISTED SHIELDED
WC1370 |  | 1022941-12 |  | TPE, 1 PAIR TWISTED SHIELDED
WC1371 |  | 1022941-12 |  | TPE, 1 PAIR TWISTED SHIELDED
WC1372 |  | 1022941-12 |  | TPE, 1 PAIR TWISTED SHIELDED
WC2123 |  | 1022941-13 |  | TPE, 1 TRIAD TWISTED SHIELDED
WC2126 |  | 1022941-13 |  | TPE, 1 TRIAD TWISTED SHIELDED
WC2127 |  | 1022941-13 |  | TPE, 1 TRIAD TWISTED SHIELDED
WC2140 |  | 1022941-13 |  | TPE, 1 TRIAD TWISTED SHIELDED
WC2141 |  | 1022941-13 |  | TPE, 1 TRIAD TWISTED SHIELDED
WC2142 |  | 1022941-13 |  | TPE, 1 TRIAD TWISTED SHIELDED
WC2143 |  | 1022941-13 |  | TPE, 1 TRIAD TWISTED SHIELDED
WC2144 |  | 1022941-13 |  | TPE, 1 TRIAD TWISTED SHIELDED
WC2145 |  | 1022941-13 |  | TPE, 1 TRIAD TWISTED SHIELDED
WC2603 |  | 1022941-13 |  | TPE, 1 TRIAD TWISTED SHIELDED
WC2614 |  | 1022941-13 |  | TPE, 1 TRIAD TWISTED SHIELDED
WC2615 |  | 1022941-13 |  | TPE, 1 TRIAD TWISTED SHIELDED
WC2700 |  | 1022941-13 |  | TPE, 1 TRIAD TWISTED SHIELDED
WC2710 |  | 1022941-13 |  | TPE, 1 TRIAD TWISTED SHIELDED
WC2711 |  | 1022941-13 |  | TPE, 1 TRIAD TWISTED SHIELDED
WC3320 |  | 1022941-13 |  | TPE, 1 TRIAD TWISTED SHIELDED
WC3321 |  | 1022941-13 |  | TPE, 1 TRIAD TWISTED SHIELDED
WC4638 |  | 1022941-13 |  | TPE, 1 TRIAD TWISTED SHIELDED
WC5540 |  | PART OF 1113568-200 |  | CABLE, 2 CONDUCTOR TRIMMED SHIELD PART OF HORN
WC8300 |  | 1022941-13 |  | TPE, 1 TRIAD TWISTED SHIELDED
WC8301 |  | 1022941-13 |  | TPE, 1 TRIAD TWISTED SHIELDED
WC8401 |  | 1022941-13 |  | TPE, 1 TRIAD TWISTED SHIELDED
WC8404 |  | 1022941-13 |  | TPE, 1 TRIAD TWISTED SHIELDED
WC8407 |  | 1022941-13 |  | TPE, 1 TRIAD TWISTED SHIELDED
WC8460 |  | 1022941-13 |  | TPE, 1 TRIAD TWISTED SHIELDED
WC8470 |  | 1022941-13 |  | TPE, 1 TRIAD TWISTED SHIELDED
WC9009 |  | 1302073-36 |  | CABLE, ETHERNET - 36 INCHES
WCH9700 |  | PART OF DEVICE |  | PART OF DEVICE, JUNCTION BOX ASSEMBLY
WCH9780 |  | PART OF DEVICE |  | PART OF DEVICE, JUNCTION BOX ASSEMBLY
WCTS9700 |  | PART OF DEVICE |  | PART OF DEVICE, JUNCTION BOX ASSEMBLY
WCTS9780 |  | PART OF DEVICE |  | PART OF DEVICE, JUNCTION BOX ASSEMBLY

## Part Number List
Part Number List |  | SolarTools ver. 24.0.84.24712 (Jul 31, 2025)
Project # | 4N711
Report date: 4/27/2026 10:29 AM
Project Name | One Dyas
Revision | B
Controls DE | D. KIM
Phone: | Please do a lookup in CLUES (https://clues.cat.com)
Controls ME | A. PLVAN
Phone: | Please do a lookup in CLUES (https://clues.cat.com)
Device ID | Part Number | Description | Location
AT0190 | 1577354-5100 | WORKSTATION, PANEL COMPUTER, TT4000 | CONSOLE
AT0190K | 1068334 | KEYBOARD, TYPING INTERFACE | CONSOLE
EL0273 | 1022899 | LIGHT, LED, WHITE | CONSOLE
HA0273 | 1113568-200 | HORN, AUDIBLE ALARM | CONSOLE
ZS0273 | [2]1113474-1,22650R1,22690R1,23523R1,24556R1,915786C1 | LIMIT SWITCH, CONSOLE DOOR OPEN | CONSOLE
FU9780 | 1043265-1,1043265-4 | FUSE, 5A | GEAR BOX PANEL
GR1320 | 903849C1 | RAIL GROUND, DIN RAIL GROUNDING | GEAR BOX PANEL
GR1321 | 903849C1 | RAIL GROUND, DIN RAIL GROUNDING | GEAR BOX PANEL
GR1322 | 903849C1 | RAIL GROUND, DIN RAIL GROUNDING | GEAR BOX PANEL
GR1323 | 903849C1 | RAIL GROUND, DIN RAIL GROUNDING | GEAR BOX PANEL
H9780 | 1725155-4 | HEATER, SPACE, GEARBOX/MOTOR BOX (JB78) | GEAR BOX PANEL
TS9780 | 1725155-2 | THERMOSTAT, TEMPERATURE CONTROL | GEAR BOX PANEL
XT0802 | 1066730-7,1066730-8,1067996-4 | TERMINAL BLOCK, SPRING, 4 CONDUCTOR,30-12 AWG (0.05-3.31 MM2),NON-IS | GEAR BOX PANEL
XT0807 | 1066730-7,1066730-8,1067996-4 | TERMINAL BLOCK, SPRING, 4 CONDUCTOR,30-12 AWG (0.05-3.31 MM2),NON-IS | GEAR BOX PANEL
XT0808 | 1066730-7,1066730-8,1067996-4 | TERMINAL BLOCK, SPRING, 4 CONDUCTOR,30-12 AWG (0.05-3.31 MM2),NON-IS | GEAR BOX PANEL
XT0809 | 1066730-7,1066730-8,1067996-4 | TERMINAL BLOCK, SPRING, 4 CONDUCTOR,30-12 AWG (0.05-3.31 MM2),NON-IS | GEAR BOX PANEL
XT0820 | 1066730-50,1066730-51 | TERMINAL STRIP, 4 CONDUCTOR | GEAR BOX PANEL
XT0830 | 1066730-50,1066730-51 | TERMINAL STRIP, 4 CONDUCTOR | GEAR BOX PANEL
XT0831 | 1066730-50,1066730-51 | TERMINAL STRIP, 4 CONDUCTOR | GEAR BOX PANEL
XT0832 | 1066730-7,1066730-8,1067996-4 | TERMINAL BLOCK, SPRING, 4 CONDUCTOR,30-12 AWG (0.05-3.31 MM2),NON-IS | GEAR BOX PANEL
XT0834 | 1066730-50,1066730-51 | TERMINAL STRIP, 4 CONDUCTOR | GEAR BOX PANEL
XT0835 | 1066730-50,1066730-51 | TERMINAL STRIP, 4 CONDUCTOR | GEAR BOX PANEL
XT9780 | 1066730-7 | TERMINAL BLOCK, SPRING, 4 CONDUCTOR,30-12 AWG (0.05-3.31 MM2),NON-IS | GEAR BOX PANEL
XT9780G | 1066730-1 | TERMINAL STRIP, 4 CONDUCTOR | GEAR BOX PANEL
XT9781 | 1066730-7 | TERMINAL BLOCK, SPRING, 4 CONDUCTOR,30-12 AWG (0.05-3.31 MM2),NON-IS | GEAR BOX PANEL
XT9782 | 1066730-7 | TERMINAL BLOCK, SPRING, 4 CONDUCTOR,30-12 AWG (0.05-3.31 MM2),NON-IS | GEAR BOX PANEL
FU0271 | 1043265-1,1043265-4 | FUSE, 5A | ISOLATOR PANEL
FU0410 | 1043265-1,1043265-7 | FUSE, 20A | ISOLATOR PANEL
FU0411 | 1043265-1,1043265-5 | FUSE, 10A | ISOLATOR PANEL
FU0412 | 1043265-1,1043265-5 | FUSE, 10A | ISOLATOR PANEL
GR0272 | 903849C1 | RAIL GROUND, DIN RAIL GROUNDING | ISOLATOR PANEL
GR0273 | 903849C1 | RAIL GROUND, DIN RAIL GROUNDING | ISOLATOR PANEL
UAI0800 | 1106298-11 | ISOLATOR, RESISTIVE TEMPERATURE DEVICE | ISOLATOR PANEL
UAI3100 | 1106298-11 | ISOLATOR, RESISTIVE TEMPERATURE DEVICE | ISOLATOR PANEL
UAI3200 | 1106298-11 | ISOLATOR, RESISTIVE TEMPERATURE DEVICE | ISOLATOR PANEL
UAI3220 | 1106298-11 | ISOLATOR, RESISTIVE TEMPERATURE DEVICE | ISOLATOR PANEL
UAI3221 | 1106298-11 | ISOLATOR, RESISTIVE TEMPERATURE DEVICE | ISOLATOR PANEL
UAI4411 | 1106298-11 | ISOLATOR, RESISTIVE TEMPERATURE DEVICE | ISOLATOR PANEL
UAI4417 | 1106298-11 | ISOLATOR, RESISTIVE TEMPERATURE DEVICE | ISOLATOR PANEL
UAI4418 | 1106298-11 | ISOLATOR, RESISTIVE TEMPERATURE DEVICE | ISOLATOR PANEL
UAI4431 | 1106298-11 | ISOLATOR, RESISTIVE TEMPERATURE DEVICE | ISOLATOR PANEL
UAI4437 | 1106298-11 | ISOLATOR, RESISTIVE TEMPERATURE DEVICE | ISOLATOR PANEL
UAI4438 | 1106298-11 | ISOLATOR, RESISTIVE TEMPERATURE DEVICE | ISOLATOR PANEL
UAI4460 | 1053038-18 | ISOLATOR, VOLTAGE REPEATER | ISOLATOR PANEL
UAI4461 | 1053038-18 | ISOLATOR, VOLTAGE REPEATER | ISOLATOR PANEL
UAI4462 | 1053038-18 | ISOLATOR, VOLTAGE REPEATER | ISOLATOR PANEL
UAI4470 | 1053038-18 | ISOLATOR, VOLTAGE REPEATER | ISOLATOR PANEL
UAI4471 | 1053038-18 | ISOLATOR, VOLTAGE REPEATER | ISOLATOR PANEL
UAI4473 | 1053038-18 | ISOLATOR, VOLTAGE REPEATER | ISOLATOR PANEL
UAI4740 | 1053038-18 | ISOLATOR, VOLTAGE REPEATER | ISOLATOR PANEL
UAI4741 | 1053038-18 | ISOLATOR, VOLTAGE REPEATER | ISOLATOR PANEL
UAI4742 | 1106298-11 | ISOLATOR, RESISTIVE TEMPERATURE DEVICE | ISOLATOR PANEL
UAI4745 | 1106298-11 | ISOLATOR, RESISTIVE TEMPERATURE DEVICE | ISOLATOR PANEL
UAI4751 | 1106298-11 | ISOLATOR, RESISTIVE TEMPERATURE DEVICE | ISOLATOR PANEL
UAI4753 | 1053038-18 | ISOLATOR, VOLTAGE REPEATER | ISOLATOR PANEL
UAI4755 | 1106298-11 | ISOLATOR, RESISTIVE TEMPERATURE DEVICE | ISOLATOR PANEL
UAI4760 | 1053038-18 | ISOLATOR, VOLTAGE REPEATER | ISOLATOR PANEL
UAI4761 | 1053038-18 | ISOLATOR, VOLTAGE REPEATER | ISOLATOR PANEL
UAI4762 | 1106298-11 | ISOLATOR, RESISTIVE TEMPERATURE DEVICE | ISOLATOR PANEL
UAI4765 | 1053038-18 | ISOLATOR, VOLTAGE REPEATER | ISOLATOR PANEL
UAI4771 | 1106298-11 | ISOLATOR, RESISTIVE TEMPERATURE DEVICE | ISOLATOR PANEL
UAI4773 | 1053038-18 | ISOLATOR, VOLTAGE REPEATER | ISOLATOR PANEL
UAI7405 | 1053038-55 | ISOLATOR, SMART TRANSMITTER POWER SUPPLY | ISOLATOR PANEL
UAI7407 | 1053038-55 | ISOLATOR, SMART TRANSMITTER POWER SUPPLY | ISOLATOR PANEL
UAI7410 | 1053038-55 | ISOLATOR, SMART TRANSMITTER POWER SUPPLY | ISOLATOR PANEL
UAI7430 | 1106298-11 | ISOLATOR, RESISTIVE TEMPERATURE DEVICE | ISOLATOR PANEL
UAI7431 | 1053038-55 | ISOLATOR, SMART TRANSMITTER POWER SUPPLY | ISOLATOR PANEL
UAI8200 | 1106298-11 | ISOLATOR, RESISTIVE TEMPERATURE DEVICE | ISOLATOR PANEL
UAI8201 | 1106298-11 | ISOLATOR, RESISTIVE TEMPERATURE DEVICE | ISOLATOR PANEL
UAI8301 | 1106298-11 | ISOLATOR, RESISTIVE TEMPERATURE DEVICE | ISOLATOR PANEL
UAI8304 | 1106298-11 | ISOLATOR, RESISTIVE TEMPERATURE DEVICE | ISOLATOR PANEL
UAI8307 | 1106298-11 | ISOLATOR, RESISTIVE TEMPERATURE DEVICE | ISOLATOR PANEL
UAI8360 | 1053038-18 | ISOLATOR, VOLTAGE REPEATER | ISOLATOR PANEL
UAI8361 | 1053038-18 | ISOLATOR, VOLTAGE REPEATER | ISOLATOR PANEL
UAI8370 | 1053038-18 | ISOLATOR, VOLTAGE REPEATER | ISOLATOR PANEL
UAI8371 | 1053038-18 | ISOLATOR, VOLTAGE REPEATER | ISOLATOR PANEL
UAI8373 | 1053038-18 | ISOLATOR, VOLTAGE REPEATER | ISOLATOR PANEL
UAI8460 | 1106298-11 | ISOLATOR, RESISTIVE TEMPERATURE DEVICE | ISOLATOR PANEL
UAI8470 | 1106298-11 | ISOLATOR, RESISTIVE TEMPERATURE DEVICE | ISOLATOR PANEL
UV0271 | 1053038-19 | POWER FEED MODULE, INTRINSIC SAFETY | ISOLATOR PANEL
UV0272 | 1053038-19 | POWER FEED MODULE, INTRINSIC SAFETY | ISOLATOR PANEL
UV0273 | 1053038-19 | POWER FEED MODULE, INTRINSIC SAFETY | ISOLATOR PANEL
AT1100 | 1577354-4503 | WORKSTATION, VERSA VIEW 1200H | JB70
BA1100 | 1337728-10 | SWITCH, ETAP, DLR INTERFACE | JB70
BA1211 | 1337728-11 | SWITCH, ETAP, DLR INTERFACE | JB70
FU1100 | 1043265-1,1043265-5 | FUSE, 10A | JB70
FU1101 | 1043265-1,1043265-3 | FUSE, 2A | JB70
FU1211 | 1043265-1,1043265-3 | FUSE, 2A | JB70
GR1100 | [2]903849C1 | RAIL GROUND, DIN RAIL GROUNDING | JB70
GR1101 | 903849C1 | RAIL GROUND, DIN RAIL GROUNDING | JB70
GR1132 | 903849C1 | RAIL GROUND, DIN RAIL GROUNDING | JB70
GR1133 | 903849C1 | RAIL GROUND, DIN RAIL GROUNDING | JB70
GR1134 | 903849C1 | RAIL GROUND, DIN RAIL GROUNDING | JB70
GR1231 | 903849C1 | RAIL GROUND, DIN RAIL GROUNDING | JB70
GR1232 | 903849C1 | RAIL GROUND, DIN RAIL GROUNDING | JB70
GR1233 | 903849C1 | RAIL GROUND, DIN RAIL GROUNDING | JB70
GR1234 | 903849C1 | RAIL GROUND, DIN RAIL GROUNDING | JB70
HA0472 | 1103208-101 | HORN, AUDIBLE ALARM | JB70
IEG1200 | 232941-110 | BUS BAR, INSTRUMENT EARTH GROUNDING | JB70
SA0471 | 2380746-2 | SELECTOR SWITCH, SPEED/LOAD | JB70
SA0474 | 2380746-2 | SELECTOR SWITCH, SURGE VALVE | JB70
SB0471 | 2380746-1 | PUSHBUTTON SWITCH, HORN SILENCE | JB70
SB0472 | 2380746-4 | PUSHBUTTON SWITCH, EMERGENCY STOP | JB70
SB0473 | 2380746-1 | PUSHBUTTON SWITCH, ACKNOWLEDGE | JB70
SB0474 | 2380746-1 | PUSHBUTTON SWITCH, RESET | JB70
SH0470 | 2380746-3 | LIGHTED SWITCH, STOP/STOPPING, RED | JB70
SH0471 | 2380746-3 | LIGHTED SWITCH, START/STARTING, GREEN | JB70
SH0472 | 2380746-3 | LIGHTED SWITCH, BACKUP SYSTEM ACTIVE/RESET, AMBER | JB70
UA4460 | 1058171-71 | PROXIMITOR, HP COMPRESSOR SUCTION END^(X-AXIS) | JB70
UA4461 | 1058171-71 | PROXIMITOR, HP COMPRESSOR SUCTION END^(Y-AXIS) | JB70
UA4462 | 190817-91 | PROXIMITOR, HP COMPRESSOR SUCTION END^AXIAL #1 (Z-AXIS) | JB70
UA4470 | 1058171-71 | PROXIMITOR, HP COMPRESSOR DISCHARGE END^(X-AXIS) | JB70
UA4471 | 1058171-71 | PROXIMITOR, HP COMPRESSOR DISCHARGE END^(Y-AXIS) | JB70
UA4473 | 1058171-71 | PROXIMITOR, HP COMPRESSOR DISCHARGE END^(KEYPHASOR) | JB70
XT0800 | 1066730-7,1066730-8,1067996-4 | TERMINAL BLOCK, SPRING, 4 CONDUCTOR,30-12 AWG (0.05-3.31 MM2),NON-IS | JB70
XT0841 | 1066730-7,1066730-8,1067996-4 | TERMINAL BLOCK, SPRING, 4 CONDUCTOR,30-12 AWG (0.05-3.31 MM2),NON-IS | JB70
XT0842 | 1066730-7,1066730-8,1067996-4 | TERMINAL BLOCK, SPRING, 4 CONDUCTOR,30-12 AWG (0.05-3.31 MM2),NON-IS | JB70
XT0843 | 1066730-7,1066730-8,1067996-4 | TERMINAL BLOCK, SPRING, 4 CONDUCTOR,30-12 AWG (0.05-3.31 MM2),NON-IS | JB70
XT0844 | 1066730-50,1066730-51 | TERMINAL STRIP, 4 CONDUCTOR | JB70
XT0845 | 1066730-50,1066730-51 | TERMINAL STRIP, 4 CONDUCTOR | JB70
XT0846 | 1066730-50,1066730-51 | TERMINAL STRIP, 4 CONDUCTOR | JB70
XT0847 | 1066730-7,1066730-8,1067996-4 | TERMINAL BLOCK, SPRING, 4 CONDUCTOR,30-12 AWG (0.05-3.31 MM2),NON-IS | JB70
XT1211 | 1066730-7,1066730-8,1067996-4 | TERMINAL BLOCK, SPRING, 4 CONDUCTOR,30-12 AWG (0.05-3.31 MM2),NON-IS | JB70
FU9700 | 1043265-1,1043265-4 | FUSE, 5A | JB70^HEATER PANEL
GR1102 | [2]903849C1 | RAIL GROUND, DIN RAIL GROUNDING | JB70^HEATER PANEL
H9700 | 1725155-4 | HEATER, SPACE, TURBINE BOX | JB70^HEATER PANEL
TS9700 | 1725155-2 | THERMOSTAT, TEMPERATURE CONTROL | JB70^HEATER PANEL
XT9700 | 1066730-7 | TERMINAL BLOCK, SPRING, 4 CONDUCTOR,30-12 AWG (0.05-3.31 MM2),NON-IS | JB70^HEATER PANEL
XT9700G | 1066730-1 | TERMINAL STRIP, 4 CONDUCTOR | JB70^HEATER PANEL
XT9701 | 1066730-7 | TERMINAL BLOCK, SPRING, 4 CONDUCTOR,30-12 AWG (0.05-3.31 MM2),NON-IS | JB70^HEATER PANEL
XT9702 | 1066730-7 | TERMINAL BLOCK, SPRING, 4 CONDUCTOR,30-12 AWG (0.05-3.31 MM2),NON-IS | JB70^HEATER PANEL
XT4875 | DRIVEN COMMON | TERMINAL STRIP, HP COMPRESSOR CASE PRESSURE | JB75
AF0141 | 2684693-17,2684693-25 | 5094-OB8XT, 8 DISCRETE OUTPUT | LEFT SIDE^PANEL
AF0142 | 2684693-17,2684693-23 | 5094-IB16XT, 16 DISCRETE INPUT | LEFT SIDE^PANEL
AF0143 | 2684693-18,2684693-56 | 5094-IF8IHXT, 8 ANALOG INPUT, ISOLATED | LEFT SIDE^PANEL
AF0144 | 2684693-18,2684693-27 | 5094-OF8IHXT, 8 ANALOG OUTPUT, ISOLATED | LEFT SIDE^PANEL
AF0145 | 2684693-19,2684693-33 | 5094-IY8XT, 8 ANALOG INPUT, TC/RTD/ I&V | LEFT SIDE^PANEL
AF0146 | 2684693-17,2684693-25 | 5094-OB8XT, 8 DISCRETE OUTPUT | LEFT SIDE^PANEL
AF0181 | 2684693-17,2684693-25 | 5094-OB8XT, 8 DISCRETE OUTPUT | LEFT SIDE^PANEL
AF0182 | 2684693-17,2684693-23 | 5094-IB16XT, 16 DISCRETE INPUT | LEFT SIDE^PANEL
AF0183 | 2684693-18,2684693-28 | 5094-IB16SXT, 16 DISCRETE INPUT, S | LEFT SIDE^PANEL
AF0184 | 2684693-18,2684693-55 | 5094-OB16SXT, 16 DISCRETE OUTPUT, S | LEFT SIDE^PANEL
AF0185 | 2684693-18,2684693-56 | 5094-IF8IHXT, 8 ANALOG INPUT, ISOLATED | LEFT SIDE^PANEL
AF0186 | 2684693-18,2684693-56 | 5094-IF8IHXT, 8 ANALOG INPUT, ISOLATED | LEFT SIDE^PANEL
AF1201 | 2684693-17,2684693-25 | 5094-OB8XT, 8 DISCRETE OUTPUT | LEFT SIDE^PANEL
AF1202 | 2684693-17,2684693-23 | 5094-IB16XT, 16 DISCRETE INPUT | LEFT SIDE^PANEL
AF1203 | 2684693-18,2684693-56 | 5094-IF8IHXT, 8 ANALOG INPUT, ISOLATED | LEFT SIDE^PANEL
AF1204 | 2684693-18,2684693-30 | 5094-IF4IHSXT, 4 ANALOG INPUT, S | LEFT SIDE^PANEL
AF1205 | 2684693-18,2684693-30 | 5094-IF4IHSXT, 4 ANALOG INPUT, S | LEFT SIDE^PANEL
AF1206 | 2684693-21,2684693-36 | 5094-IRT8SXT, 8 RTD/TC ANALOG INPUT, S | LEFT SIDE^PANEL
AF1207 | 2684693-18,2684693-28 | 5094-IB16SXT, 16 DISCRETE INPUT, S | LEFT SIDE^PANEL
AF1208 | 2684693-19,2684693-33 | 5094-IY8XT, 8 ANALOG INPUT, TC/RTD/ I&V | LEFT SIDE^PANEL
AF1209 | 2684693-19,2684693-33 | 5094-IY8XT, 8 ANALOG INPUT, TC/RTD/ I&V | LEFT SIDE^PANEL
AF1210 | 2684693-18,2684693-56 | 5094-IF8IHXT, 8 ANALOG INPUT, ISOLATED | LEFT SIDE^PANEL
AF1211 | 2684693-18,2684693-56 | 5094-IF8IHXT, 8 ANALOG INPUT, ISOLATED | LEFT SIDE^PANEL
AF1212 | 2684693-18,2684693-27 | 5094-OF8IHXT, 8 ANALOG OUTPUT, ISOLATED | LEFT SIDE^PANEL
AF1213 | 2684693-18,2684693-56 | 5094-IF8IHXT, 8 ANALOG INPUT, ISOLATED | LEFT SIDE^PANEL
AU0140 | 2684693-22 | 5094-AENTRXT, FLEX 5000 I/O | LEFT SIDE^PANEL
AU0180 | 2684693-22 | 5094-AENTRXT, FLEX 5000 I/O | LEFT SIDE^PANEL
AU1200 | 2684693-50 | 5094-AEN2TR, FLEX 5000 I/O | LEFT SIDE^PANEL
FU0120 | 1043265-1,1043265-5 | FUSE, 10A | LEFT SIDE^PANEL
FU0121 | 1043265-1,1043265-5 | FUSE, 10A | LEFT SIDE^PANEL
FU0140 | 1043265-1,1043265-5 | FUSE, 10A | LEFT SIDE^PANEL
FU0141 | 1043265-1,1043265-5 | FUSE, 10A | LEFT SIDE^PANEL
FU0142 | 1043265-1,1043265-5 | FUSE, 10A | LEFT SIDE^PANEL
FU0143 | 1043265-1,1043265-3 | FUSE, 2A | LEFT SIDE^PANEL
FU0180 | 1043265-1,1043265-5 | FUSE, 10A | LEFT SIDE^PANEL
FU0181 | 1043265-1,1043265-5 | FUSE, 10A | LEFT SIDE^PANEL
FU0184 | 1043265-1,1043265-5 | FUSE, 10A | LEFT SIDE^PANEL
FU0570 | 1043265-1,1043265-7 | FUSE, 20A | LEFT SIDE^PANEL
GR0140 | 903849C1 | RAIL GROUND, DIN RAIL GROUNDING | LEFT SIDE^PANEL
GR0180 | 903849C1 | RAIL GROUND, DIN RAIL GROUNDING | LEFT SIDE^PANEL
GR0257 | 903849C1 | RAIL GROUND, DIN RAIL GROUNDING | LEFT SIDE^PANEL
IEG0257 | 232941-200 | BUS BAR, INSTRUMENT EARTH GROUNDING | LEFT SIDE^PANEL
IEG0310 | 232941-200 | BUS BAR, INSTRUMENT EARTH GROUNDING | LEFT SIDE^PANEL
KA0253 | 1061979-1 | RELAY, BACKUP SYSTEM RESET | LEFT SIDE^PANEL
KA0531 | 1061979-1 | RELAY, NO EMERGENCY SHUTDOWN SUMMARY | LEFT SIDE^PANEL
KA0532 | 1061979-1 | RELAY, NO EMERGENCY SHUTDOWN SUMMARY | LEFT SIDE^PANEL
KA0533 | 1061979-1 | RELAY, NO EMERGENCY SHUTDOWN SUMMARY | LEFT SIDE^PANEL
KA0534 | 1061979-1 | RELAY, NO EMERGENCY SHUTDOWN SUMMARY | LEFT SIDE^PANEL
KA0535 | 1061979-1 | RELAY, CONTROLLER ACTIVE | LEFT SIDE^PANEL
KA0536 | 1061979-1 | RELAY, CONTROLLER ACTIVE | LEFT SIDE^PANEL
KA0537 | 1061979-1 | RELAY, NO EMERGENCY SHUTDOWN SUMMARY | LEFT SIDE^PANEL
KA0540 | 1061979-1 | RELAY, OPEN SUCTION VALVE | LEFT SIDE^PANEL
KA0541 | 1061979-1 | RELAY, OPEN DISCHARGE VALVE | LEFT SIDE^PANEL
KA0550 | 1061979-1 | RELAY, OPEN SUCTION VALVE SAFETY | LEFT SIDE^PANEL
KA0551 | 1061979-1 | RELAY, OPEN DISCHARGE VALVE SAFETY | LEFT SIDE^PANEL
KA0552 | 1061979-1 | RELAY, CLOSE SUCTION VALVE SAFETY | LEFT SIDE^PANEL
KA0553 | 1061979-1 | RELAY, CLOSE DISCHARGE VALVE SAFETY | LEFT SIDE^PANEL
KA0554 | 1061979-1 | RELAY, CLOSE VENT VALVE SAFETY | LEFT SIDE^PANEL
KA0555 | 1061979-1 | RELAY, OPEN VENT VALVE SAFETY | LEFT SIDE^PANEL
KA0701 | 1061979-1 | RELAY, ORBIT 60 TRIP MULTIPLY | LEFT SIDE^PANEL
KA1260 | 1061979-1 | RELAY, DSR RUN REQUEST | LEFT SIDE^PANEL
KA4401 | 1061979-1 | RELAY, CASE DEPRESSURIZED | LEFT SIDE^PANEL
KA5950 | 1061979-1 | RELAY, SEAL GAS HTR NORMAL OP | LEFT SIDE^PANEL
KA5951 | 1061979-1 | RELAY, SEAL GAS HTR STANDBY | LEFT SIDE^PANEL
KA5952 | 1061979-1 | RELAY, SEAL GAS HTR REMOTE RESET | LEFT SIDE^PANEL
XT0121 | 1066730-7,1066730-8,1067996-4 | TERMINAL BLOCK, SPRING, 4 CONDUCTOR,30-12 AWG (0.05-3.31 MM2),NON-IS | LEFT SIDE^PANEL
XT0130 | 1066730-7,1066730-8,1067996-4 | TERMINAL BLOCK, SPRING, 4 CONDUCTOR,30-12 AWG (0.05-3.31 MM2),NON-IS | LEFT SIDE^PANEL
XT0140 | 1066730-7,1066730-8,1067996-4 | TERMINAL BLOCK, SPRING, 4 CONDUCTOR,30-12 AWG (0.05-3.31 MM2),NON-IS | LEFT SIDE^PANEL
XT0180 | 1066730-7,1066730-8,1067996-4 | TERMINAL BLOCK, SPRING, 4 CONDUCTOR,30-12 AWG (0.05-3.31 MM2),NON-IS | LEFT SIDE^PANEL
XT0410 | 1066730-7,1066730-8,1067996-4 | TERMINAL BLOCK, SPRING, 4 CONDUCTOR,30-12 AWG (0.05-3.31 MM2),NON-IS | LEFT SIDE^PANEL
XT0572 | 1066730-7,1066730-8,1067996-4 | TERMINAL BLOCK, SPRING, 4 CONDUCTOR,30-12 AWG (0.05-3.31 MM2),NON-IS | LEFT SIDE^PANEL
XT0573 | 1066730-9 | DIODE TERMINAL STRIP, 4 CONDUCTOR | LEFT SIDE^PANEL
AP0612 | 2762566-6 | ORBIT 60, SYSTEM INTERFACE MODULE (SIM) | ORBIT 60^DOOR PANEL
AP0613 | 2762566-7 | ORBIT 60, PROTECTION PROCESSING MODULE (PPM) | ORBIT 60^DOOR PANEL
AP0614 | 2762566-19,2762566-7 | ORBIT 60, PROTECTION PROCESSING MODULE (PPM) | ORBIT 60^DOOR PANEL
AP0615 | 2762566-9 | ORBIT 60, COMMUNICATION GATEWAY MODULE (CGW) | ORBIT 60^DOOR PANEL
AP0616 | 2762566-11 | ORBIT 60, KEYPHASOR INPUT MODULE (KPH) | ORBIT 60^DOOR PANEL
AP0617 | 2762566-12 | ORBIT 60, DYNAMIC INPUT MODULE (PAV) | ORBIT 60^DOOR PANEL
AP0618 | 2762566-12 | ORBIT 60, DYNAMIC INPUT MODULE (PAV) | ORBIT 60^DOOR PANEL
AP0619 | 2762566-12 | ORBIT 60, DYNAMIC INPUT MODULE (PAV) | ORBIT 60^DOOR PANEL
AP0620 | 2762566-12 | ORBIT 60, DYNAMIC INPUT MODULE (PAV) | ORBIT 60^DOOR PANEL
AP0621 | 2762566-12,2762566-19 | ORBIT 60, BLANK MODULE SLOT COVER | ORBIT 60^DOOR PANEL
AP0622 | 2762566-12,2762566-19 | ORBIT 60, BLANK MODULE SLOT COVER | ORBIT 60^DOOR PANEL
AP0623 | 2762566-19 | ORBIT 60, BLANK MODULE SLOT COVER | ORBIT 60^DOOR PANEL
AP0624 | 2762566-19 | ORBIT 60, BLANK MODULE SLOT COVER | ORBIT 60^DOOR PANEL
AP0625 | 2762566-19 | ORBIT 60, BLANK MODULE SLOT COVER | ORBIT 60^DOOR PANEL
AP0626 | 2762566-19 | ORBIT 60, BLANK MODULE SLOT COVER | ORBIT 60^DOOR PANEL
AP0627 | 2762566-19 | ORBIT 60, BLANK MODULE SLOT COVER | ORBIT 60^DOOR PANEL
AP0628 | 2762566-17 | ORBIT 60, SOLID STATE RELAY MODULE (SSR) | ORBIT 60^DOOR PANEL
AR0610 | 2762566-1 | PANEL MOUNT CHASSIS, ORBIT 60 3U 19 SLOT, 20 TOTAL | ORBIT 60^DOOR PANEL
UV0610 | 2762566-5 | POWER SUPPLY, ORBIT 60 RACK | ORBIT 60^DOOR PANEL
UV0611 | 2762566-5 | POWER SUPPLY, ORBIT 60 RACK | ORBIT 60^DOOR PANEL
AP0629 | 2762566-8 | ORBIT 60, CONDITIONING MONITORING MODULE (CCM) | PANEL
CCAT1100 | CUSTOMER DEFINED | CUSTOMER CONNECTION, POWER EARTH GROUND^IMPEDANCE LESS THAN 5 OHMS | PANEL
CCUF8300 | CUSTOMER SUPPLIED | VFD CONNECTION, ETHERNET | PANEL
AF0081 | 2684693-17,2684693-25 | 5094-OB8XT, 8 DISCRETE OUTPUT | PANEL A
AF0082 | 2684693-17,2684693-23 | 5094-IB16XT, 16 DISCRETE INPUT | PANEL A
AF0083 | 2684693-19,2684693-33 | 5094-IY8XT, 8 ANALOG INPUT, TC/RTD/ I&V | PANEL A
AF0084 | 2684693-18,2684693-56 | 5094-IF8IHXT, 8 ANALOG INPUT, ISOLATED | PANEL A
AF0085 | 2684693-17,2684693-23 | 5094-IB16XT, 16 DISCRETE INPUT | PANEL A
AF0086 | 2684693-17,2684693-24 | 5094-OB16XT, 16 DISCRETE OUTPUT | PANEL A
AF0091 | 2684693-17,2684693-23 | 5094-IB16XT, 16 DISCRETE INPUT | PANEL A
AF0092 | 2684693-17,2684693-24 | 5094-OB16XT, 16 DISCRETE OUTPUT | PANEL A
AF0093 | 2684693-17,2684693-24 | 5094-OB16XT, 16 DISCRETE OUTPUT | PANEL A
AF0094 | 2684693-18,2684693-28 | 5094-IB16SXT, 16 DISCRETE INPUT, S | PANEL A
AF0095 | 2684693-17,2684693-23 | 5094-IB16XT, 16 DISCRETE INPUT | PANEL A
AF0096 | 2684693-18,2684693-55 | 5094-OB16SXT, 16 DISCRETE OUTPUT, S | PANEL A
AU0080 | 2684693-22 | 5094-AENTRXT, FLEX 5000 I/O | PANEL A
AU0090 | 2684693-22 | 5094-AENTRXT, FLEX 5000 I/O | PANEL A
FL0131 | 1022716-1 | EMI/SURGE FILTER, 24VDC | PANEL A
FU0010 | [2]1043265-1,[2]1043265-5 | FUSE, 10A | PANEL A
FU0011 | 1043265-1,1043265-7 | FUSE, 20A | PANEL A
FU0080 | [2]1043265-1,[2]1043265-5 | FUSE, 10A | PANEL A
FU0081 | [2]1043265-1,[2]1043265-5 | FUSE, 10A | PANEL A
FU0082 | [2]1043265-1,[2]1043265-5 | FUSE, 10A | PANEL A
FU0090 | [2]1043265-1,[2]1043265-5 | FUSE, 10A | PANEL A
FU0091 | [2]1043265-1,[2]1043265-5 | FUSE, 10A | PANEL A
FU0092 | [2]1043265-1,[2]1043265-5 | FUSE, 10A | PANEL A
FU0093 | 1043265-1,1043265-5 | FUSE, 10A | PANEL A
FU0130 | 1043265-1,1043265-7 | FUSE, 20A | PANEL A
FU0136 | [2]1043265-1,[2]1043265-9 | FUSE, 30A | PANEL A
FU0137 | [2]1043265-1,[2]1043265-7 | FUSE, 20A | PANEL A
FU0139 | [2]1043265-1,[2]1043265-4 | FUSE, 5A | PANEL A
FU0210 | 1043265-1,1043265-7 | FUSE, 20A | PANEL A
FU0310 | 1043265-1,1043265-7 | FUSE, 20A | PANEL A
GR0131 | 903849C1 | RAIL GROUND, DIN RAIL GROUNDING | PANEL A
GR0132 | [2]903849C1 | RAIL GROUND, DIN RAIL GROUNDING | PANEL A
GR0133 | [2]903849C1 | RAIL GROUND, DIN RAIL GROUNDING | PANEL A
GR0134 | [2]903849C1 | RAIL GROUND, DIN RAIL GROUNDING | PANEL A
IEG0010 | 1099358-100 | BUS BAR, MARSHALLING INSTRUMENT EARTH GROUNDING | PANEL A
KA0120 | 1061979-1 | RELAY, CONTROLLER ACTIVE | PANEL A
KA0131 | [2]1061979-1 | RELAY, CONTROLLER ACTIVE | PANEL A
KA0132 | [2]1061979-1 | RELAY, CONTROLLER ACTIVE | PANEL A
KA0133 | [2]1061979-1 | RELAY, POST LUBE TIMER RESET | PANEL A
KA0134 | [2]1061979-1 | RELAY, BACKUP COMMAND OFF (SPARE) | PANEL A
KA0135 | [2]1061979-1 | RELAY, AC PRE/POST PUMP DRIVE | PANEL A
KA0136 | [2]1061979-1 | RELAY, LUBE OIL HEADER PRESSURE HIGH | PANEL A
KA0137 | [2]1061979-1 | RELAY, LUBE PUMP INHIBIT | PANEL A
KA0138 | [2]1061979-1 | RELAY, BACKUP LUBE OIL PUMP OFF | PANEL A
KA0141 | [2]1061979-1 | RELAY, CONTROLLER ACTIVE | PANEL A
KA0144 | [2]1061979-1 | RELAY, AC PRE-POST PUMP | PANEL A
KA0224 | 1061979-1 | RELAY, EMERGENCY SHUTDOWN RELAY | PANEL A
KA0231 | 1061979-1 | RELAY, CONTROLLER ACTIVE | PANEL A
KA0232 | 1061979-1 | RELAY, CONTROLLER ACTIVE | PANEL A
KA0233 | 1061979-1 | RELAY, CONTROLLER ACTIVE | PANEL A
KA0234 | 1061979-1 | RELAY, CONTROLLER ACTIVE | PANEL A
KA0235 | 1061979-1 | RELAY, NO EMERGENCY SHUTDOWN SUMMARY | PANEL A
KA0236 | 1061979-1 | RELAY, NO EMERGENCY SHUTDOWN SUMMARY | PANEL A
KA0237 | 1061979-1 | RELAY, NO EMERGENCY SHUTDOWN SUMMARY | PANEL A
KA0238 | 1061979-1 | RELAY, NO EMERGENCY SHUTDOWN SUMMARY | PANEL A
KA0239 | 1061979-1 | RELAY, NO EMERGENCY SHUTDOWN SUMMARY | PANEL A
KA0240 | 1061979-1 | RELAY, NO EMERGENCY SHUTDOWN SUMMARY | PANEL A
KA0241 | 1061979-1 | RELAY, BACKUP SYSTEM RESET | PANEL A
KA0242 | 1061979-1 | RELAY, BACKUP SYSTEM RESET | PANEL A
KA0243 | 1061979-1 | RELAY, NO FIRE DETECTED | PANEL A
KA0244 | 1061979-1 | RELAY, NO FIRE DETECTED | PANEL A
KA0245 | 1061979-1 | RELAY, NO GAS DETECTED | PANEL A
KA0248 | 1061979-1 | RELAY, NO EMERGENCY SHUTDOWN VFD | PANEL A
KA0249 | 1061979-1 | RELAY, NO GAS DETECTED | PANEL A
KA3103 | [2]1061979-1 | RELAY, LUBE OIL TANK HEATER | PANEL A
KA8311 | 1061979-1 | RELAY, MOTOR RUN | PANEL A
KA8312 | 1061979-1 | RELAY, MOTOR START | PANEL A
KA8313 | 1061979-1 | RELAY, VFD RESET | PANEL A
KA8314 | 1061979-1 | RELAY, MCB CLOSE | PANEL A
KA8315 | 1061979-1 | RELAY, MCB OPEN | PANEL A
KA8317 | 1061979-1 | RELAY, ESD TO VFD | PANEL A
KT0140 | [3]2651077-1 | TIMER RELAY, BACKUP PUMP POST LUBE OFF CYCLE | PANEL A
KT0141 | [3]2651077-1 | TIMER RELAY, BACKUP POST LUBE CONTINUOUS | PANEL A
KT0142 | [2]2651077-1 | TIMER RELAY, TOTAL POST LUBE | PANEL A
KT0143 | [2]2651077-1 | TIMER RELAY, BACKUP PUMP POST LUBE ON CYCLE | PANEL A
KT0144 | [3]2651077-1 | TIMER RELAY, HEADER PRESSURE HIGH BACKUP PUMP OFF | PANEL A
KT0145 | [2]2651077-1 | TIMER RELAY, FIRE DETECTED ROLLDOWN LUBE | PANEL A
KT0146 | [2]2651077-3 | TIMER RELAY, WATCHDOG | PANEL A
KT0571 | 2651077-1 | TIMER RELAY, LOADING VALVE CLOSED | PANEL A
KT0572 | 2651077-2 | TIMER RELAY, SUCTION VALVE CLOSED | PANEL A
KT0573 | 2651077-2 | TIMER RELAY, DISCHARGE VALVE CLOSED | PANEL A
KT0575 | 2651077-1 | TIMER RELAY, VENT VALVE OPEN | PANEL A
PC0470 | [2]2271605-1 | TIMER/COUNTER, MOTOR HOUR / START COUNTER | PANEL A
PEG0130 | [2]232941-300 | BUS BAR, POWER EARTH GROUNDING | PANEL A
RR0851 | 981090C1 | RESISTOR, 3.01K OHM | PANEL A
RR0852 | 981089C1 | RESISTOR, 1.0K OHM | PANEL A
XT0011 | ...,1066730-16 | TERMINAL STRIP, 2 CONDUCTOR | PANEL A
XT0080 | 1066730-7,1066730-8,1067996-4 | TERMINAL BLOCK, SPRING, 4 CONDUCTOR,30-12 AWG (0.05-3.31 MM2),NON-IS | PANEL A
XT0081 | 1066730-7,1066730-8,1067996-4 | TERMINAL BLOCK, SPRING, 4 CONDUCTOR,30-12 AWG (0.05-3.31 MM2),NON-IS | PANEL A
XT0085 | 1066730-7,1066730-8,1067996-4 | TERMINAL BLOCK, SPRING, 4 CONDUCTOR,30-12 AWG (0.05-3.31 MM2),NON-IS | PANEL A
XT0134 | 1066730-16,1066730-17,1066730-18 | TERMINAL STRIP, 2 CONDUCTOR | PANEL A
XT0136 | 1066730-7,1066730-8,1067996-4 | TERMINAL BLOCK, SPRING, 4 CONDUCTOR,30-12 AWG (0.05-3.31 MM2),NON-IS | PANEL A
XT0137 | 1066730-7,1066730-8,1067996-4 | TERMINAL BLOCK, SPRING, 4 CONDUCTOR,30-12 AWG (0.05-3.31 MM2),NON-IS | PANEL A
XT0138 | 1066730-16,1066730-17,1066730-18 | TERMINAL STRIP, 2 CONDUCTOR | PANEL A
XT0139 | 1066730-7,1066730-8,1067996-4 | TERMINAL BLOCK, SPRING, 4 CONDUCTOR,30-12 AWG (0.05-3.31 MM2),NON-IS | PANEL A
XT0236 | 1066730-7,1066730-8,1067996-4 | TERMINAL BLOCK, SPRING, 4 CONDUCTOR,30-12 AWG (0.05-3.31 MM2),NON-IS | PANEL A
XT0238 | 1066730-9 | DIODE TERMINAL STRIP, 4 CONDUCTOR | PANEL A
XT0240 | 1066730-7,1066730-8,1067996-4 | TERMINAL BLOCK, SPRING, 4 CONDUCTOR,30-12 AWG (0.05-3.31 MM2),NON-IS | PANEL A
AF0321 | 2684693-18,2684693-53 | 5094-IJ2IXT, 2 FAST COUNTER INPUT, S | PANEL B
AF0322 | 2684693-17,2684693-23 | 5094-IB16XT, 16 DISCRETE INPUT | PANEL B
AF0323 | 2684693-18,2684693-56 | 5094-IF8IHXT, 8 ANALOG INPUT, ISOLATED | PANEL B
AF0324 | 2684693-19,2684693-33 | 5094-IY8XT, 8 ANALOG INPUT, TC/RTD/ I&V | PANEL B
AF0325 | 2684693-19,2684693-33 | 5094-IY8XT, 8 ANALOG INPUT, TC/RTD/ I&V | PANEL B
AF0326 | 2684693-19,2684693-33 | 5094-IY8XT, 8 ANALOG INPUT, TC/RTD/ I&V | PANEL B
AU0320 | 2684693-22 | 5094-AENTRXT, FLEX 5000 I/O | PANEL B
BA1123 | 1337728-1 | SWITCH, ETAP, DLR INTERFACE | PANEL B
FU0320 | 1043265-1,1043265-5 | FUSE, 10A | PANEL B
FU1123 | 1043265-1,1043265-3 | FUSE, 2A | PANEL B
GR0230 | 903849C1 | RAIL GROUND, DIN RAIL GROUNDING | PANEL B
GR0231 | 903849C1 | RAIL GROUND, DIN RAIL GROUNDING | PANEL B
GR0232 | 903849C1 | RAIL GROUND, DIN RAIL GROUNDING | PANEL B
IEG0230 | 232941-300 | BUS BAR, INSTRUMENT EARTH GROUNDING | PANEL B
XT0135 | 1066730-7,1066730-8,1067996-4 | TERMINAL BLOCK, SPRING, 4 CONDUCTOR,30-12 AWG (0.05-3.31 MM2),NON-IS | PANEL B
XT0233 | 1066730-7,1066730-8,1067996-4 | TERMINAL BLOCK, SPRING, 4 CONDUCTOR,30-12 AWG (0.05-3.31 MM2),NON-IS | PANEL B
XT0235 | 1066730-7,1066730-8,1067996-4 | TERMINAL BLOCK, SPRING, 4 CONDUCTOR,30-12 AWG (0.05-3.31 MM2),NON-IS | PANEL B
XT0310 | 1066730-7,1066730-8,1067996-4 | TERMINAL BLOCK, SPRING, 4 CONDUCTOR,30-12 AWG (0.05-3.31 MM2),NON-IS | PANEL B
XT0351 | 1066730-7,1066730-8,1067996-4 | TERMINAL BLOCK, SPRING, 4 CONDUCTOR,30-12 AWG (0.05-3.31 MM2),NON-IS | PANEL B
AP0601 | [2]1089241-20 | MODULE, BLANK FILLER | PLC PANEL
AP0602 | 1089241-40 | 1756-EN2TRXT, ETHERNET | PLC PANEL
AP0603 | 1089241-40 | 1756-EN2TRXT, ETHERNET | PLC PANEL
AP0604 | 1089241-15 | MVI 56-MNETXT, ETHERNET/MODBUS | PLC PANEL
AP0605 | 1089241-20 | MODULE, BLANK FILLER | PLC PANEL
AP0606 | 1089241-20 | MODULE, BLANK FILLER | PLC PANEL
AP0607 | [2]1089241-20 | MODULE, BLANK FILLER | PLC PANEL
AP0608 | 1089241-15 | MVI 56-MNETXT, ETHERNET/MODBUS | PLC PANEL
AP0609 | 1089241-40 | 1756-EN2TRXT, ETHERNET | PLC PANEL
AR0600 | 1057900,1059465,1089241-42,1103759,19298R1,22652R1 | RACK CHASSIS, 1756-A10XT (10 SLOT) | PLC PANEL
AT0600 | 1089241-43 | 1756-L83EXTS, CONTROLLER^GUARDLOGIX | PLC PANEL
GR0234 | 903849C1 | RAIL GROUND, DIN RAIL GROUNDING | PLC PANEL
UV0600 | 1089241-28 | POWER SUPPLY, RSLOGIX CHASSIS | PLC PANEL
AT0680 | 1634974-100 | GATEWAY MODULE, TURBOTRONIC GATEWAY | PWR DISTRIBUTION RAIL
FU0190 | 1043265-1,1043265-5 | FUSE, 10A | PWR DISTRIBUTION RAIL
FU0200 | 1043265-1,1043265-5 | FUSE, 10A | PWR DISTRIBUTION RAIL
FU0201 | 1043265-1,1043265-5 | FUSE, 10A | PWR DISTRIBUTION RAIL
FU0273 | 1043265-1,1043265-4 | FUSE, 5A | PWR DISTRIBUTION RAIL
FU0560 | 1043265-1,1043265-7 | FUSE, 20A | PWR DISTRIBUTION RAIL
FU0680 | 1043265-1,1043265-4 | FUSE, 5A | PWR DISTRIBUTION RAIL
XT0561 | 1066730-7,1066730-8,1067996-4 | TERMINAL BLOCK, SPRING, 4 CONDUCTOR,30-12 AWG (0.05-3.31 MM2),NON-IS | PWR DISTRIBUTION RAIL
XT0562 | 1066730-7,1066730-8,1067996-4 | TERMINAL BLOCK, SPRING, 4 CONDUCTOR,30-12 AWG (0.05-3.31 MM2),NON-IS | PWR DISTRIBUTION RAIL
XT0563 | 1066730-7,1066730-8,1067996-4 | TERMINAL BLOCK, SPRING, 4 CONDUCTOR,30-12 AWG (0.05-3.31 MM2),NON-IS | PWR DISTRIBUTION RAIL
XT0680 | 1066730-7,1066730-8,1067996-4 | TERMINAL BLOCK, SPRING, 4 CONDUCTOR,30-12 AWG (0.05-3.31 MM2),NON-IS | PWR DISTRIBUTION RAIL
AF0201 | PARTOFTCPASSY | 5094-IB32XT, 32 DISCRETE INPUT | TCP
AF0202 | PARTOFTCPASSY | 5094-OB32XT, 32 DISCRETE OUTPUT | TCP
AU0200 | PART OF TCP ASSEMBLY | 5094-AENTRXT, FLEX 5000 I/O | TCP
GR0200 | PART OF TCP ASSEMBLY | RAIL LUG, DIN RAIL GROUNDING | TCP
HL0400 | PART OF TCP ASSEMBLY | LIGHT, READY, GREEN | TCP
HL0401 | PART OF TCP ASSEMBLY | LIGHT, STARTING, WHITE | TCP
HL0402 | PART OF TCP ASSEMBLY | LIGHT, READY TO LOAD, WHITE | TCP
HL0403 | PART OF TCP ASSEMBLY | LIGHT, ON LOAD, WHITE | TCP
HL0404 | PART OF TCP ASSEMBLY | LIGHT, SPARE, WHITE | TCP
HL0405 | PART OF TCP ASSEMBLY | LIGHT, LOCAL/AUXILIARY SELECT, WHITE | TCP
HL0406 | PART OF TCP ASSEMBLY | LIGHT, SPARE, WHITE | TCP
HL0407 | PART OF TCP ASSEMBLY | LIGHT, COOLDOWN, WHITE | TCP
HL0408 | PART OF TCP ASSEMBLY | LIGHT, STOPPING, WHITE | TCP
HL0409 | PART OF TCP ASSEMBLY | LIGHT, ALARM SUMMARY, AMBER | TCP
HL0410 | PART OF TCP ASSEMBLY | LIGHT, BACKUP ACTIVE, AMBER | TCP
HL0411 | PART OF TCP ASSEMBLY | LIGHT, SHUTDOWN SUMMARY, RED | TCP
SA0400 | PART OF TCP ASSEMBLY | SELECTOR SWITCH, OFF/LOCAL/AUXILIARY | TCP
SA0401 | PART OF TCP ASSEMBLY | SELECTOR SWITCH, BACKUP SYSTEM RESET | TCP
SB0400 | PART OF TCP ASSEMBLY | PUSHBUTTON SWITCH, EMERGENCY STOP | TCP
SB0401 | PART OF TCP ASSEMBLY | PUSHBUTTON SWITCH, HORN SILENCE | TCP
SB0402 | PART OF TCP ASSEMBLY | PUSHBUTTON SWITCH, ACKNOWLEDGE | TCP
SB0403 | PART OF TCP ASSEMBLY | PUSHBUTTON SWITCH, RESET | TCP
SB0404 | PART OF TCP ASSEMBLY | PUSHBUTTON SWITCH, LAMP TEST | TCP
SB0405 | PART OF TCP ASSEMBLY | PUSHBUTTON SWITCH, START | TCP
SB0406 | PART OF TCP ASSEMBLY | PUSHBUTTON SWITCH, NORMAL STOP | TCP
SB0407 | PART OF TCP ASSEMBLY | PUSHBUTTON SWITCH, SPEED/LOAD DECREASE | TCP
SB0408 | PART OF TCP ASSEMBLY | PUSHBUTTON SWITCH, SPEED/LOAD INCREASE | TCP
SH0400 | PART OF TCP ASSEMBLY | LIGHTED SWITCH, SPARE, WHITE | TCP
SH0401 | PART OF TCP ASSEMBLY | LIGHTED SWITCH, SPARE, WHITE | TCP
SH0404 | PART OF TCP ASSEMBLY | LIGHTED SWITCH, SPARE, WHITE | TCP
SH0405 | PART OF TCP ASSEMBLY | LIGHTED SWITCH, SPARE, WHITE | TCP
SH0406 | PART OF TCP ASSEMBLY | LIGHTED SWITCH, OPEN HPC SURGE CONTROL VALVE, WHITE | TCP
SH0407 | PART OF TCP ASSEMBLY | LIGHTED SWITCH, CLOSE HPC SURGE CONTROL VALVE, WHITE | TCP
SH0408 | PART OF TCP ASSEMBLY | LIGHTED SWITCH, AUTO/MANUAL SELECT, WHITE | TCP
SH0409 | PART OF TCP ASSEMBLY | LIGHTED SWITCH, SPARE, WHITE | TCP
SH0410 | PART OF TCP ASSEMBLY | LIGHTED SWITCH, SPARE, WHITE | TCP
XT0200 | 1066730-1 | TERMINAL STRIP, 4 CONDUCTOR | TCP
XT0564 | PART OF TCP ASSEMBLY | TERMINAL STRIP, SYSTEM FUNCTION (USE) | TCP