## Blue Labels
(SHT 1) DOOR | (SHT 10) BOP,C.C. | (SHT 11) F&G,C.C. | (SHT 12) JB70,EP | (SHT 13) EP JB70 BOX | (SHT 14) PROX,TURB | (SHT 15) PROX,HPC | (SHT 16) FO CONV,VFD | (SHT 3) PWR DST,DR | (SHT 4) TCP, CSMD | (SHT 5) PLC,C.C. | (SHT 6) CONTROL A,C.C. | (SHT 7) CONTROL B,C.C. | (SHT 8) ISOLATORS,CSMD | (SHT 9) HPC,C.C.
AT0190K | IEG0257 | GR0124 | KA0224 | XT0470 | UA1263 | UA4473 | BA0005 | AT0680 | HL0411 | UV0600 | FU0139 | FU0010 | UV0671 | WC8058
EL0273 | XT0572 | KA0531 | FU1211 | HL0476 | UA1211 | UA4461 | BA0006 | FU0680 | HL0410 | AT0600 | FU0387 | FU0021 | UAI0660 | AF1206
EL0272 | XT0573 | KA0532 | XT1211 | HL0475 | UA1210 | UA4460 | GR1123 | XT0680 | HL0409 | AP0601 | FU0388 | FU0022 | UAI0661 | AF1205
EL0271 | KT0571 | KA0533 | XT0810 | SB0458 | UA1262 | UA4471 | FU1123 | XT0563 | HL0408 | AP0602 | FU0389 | FU0035 | UAI0662 | AF1204
AT0190 | KT0572 | KA0534 | XT0800 | SB0457 | UA1221 | UA4470 | FU1124 | FU0560 | HL0407 | AP0603 | FU0390 | FU0036 | UAI0663 | AF1203
HA0273 | KT0573 | KA0535 | XT0805 | SB0456 | UA1220 | UA4462 | XT1123 | XT0561 | SB0400 | AP0604 | XT0089 | FU0037 | UAI0664 | AF1202
FG0000 | KT0574 | KA0536 | XTFGA | SB0455 | UA1231 | GR4460 | GR1125 | FU0200 | HL0406 | AP0605 | KT0140 | XT0060 | UAI0665 | AF1201
ZS0273 | KT0575 | KA0537 | GR0800 | SB0453 | UA1230 |  | IEG1123 | FU0201 | HL0405 | AP0606 | KT0141 | KA1020 | UAI0666 | KA9003
ZS0271 | KT0576 | KA0538 | IEG1200 | SB0454 | GR1210 |  |  | FU0190 | HL0404 | AP0607 | KT0142 | KA0221 | UAI0730 | KA9002
| KT0580 | KA0540 | UA1200 | SB0451 | UA1273 |  |  | FU0273 | HL0403 | AP0608 | KT0143 | KA0222 | UAI0731 | GR0421
| KT0584 | KA0541 | FU1100 | SB0452 | UA1241 |  |  | FU0701 | HL0402 | AP0609 | KT0144 | KA0233 | UAI0732 | AU1200
| KT0998 | KA0543 | FU1101 | SB0476 | UA1240 |  |  | XT0562 | HL0401 | AR0600 | KT0145 | KA0234 | UAI0733 | AF1207
| KT0999 | KA0544 | FU0503 | SB0475 | UA1251 |  |  |  | HL0400 | BA0001 | KT0146 | KA0235 | UAI0734 | AF1208
| FU0140 | KA0545 | FU0504 | SB0473 | UA1250 |  |  |  | SH0407 | BA0002 | KA0130 | KA0237 | UAI0735 | AF1209
| FU0141 | KA0546 | BA1100 | SB0474 | UA1272 |  |  |  | SH0406 | BA0011 | KA0131 | KA0251 | UAI0736 | AF1210
| FU0142 | KA0547 | BA1211 | SA0475 | UA1520 |  |  |  | SH0405 | BA0013 | KA0132 | FU0100 | UAI0737 | AF1211
| FU0143 | KA0550 | XT0503 | SB0472 | XT1521 |  |  |  | SH0404 | BA0014 | KA0133 | FU0210 | UV0673 | KA9007
| FU0146 | KA0551 | BA0004 | AT1100 | XTFGH |  |  |  | SA0400 | XT0051 | KA0134 | FU0070 | UAI0830 | KA9006
| XT0140 | KA0552 | BA0003 | XS1100 | GR1211 |  |  |  | SH0403 | GR0234 | KA0136 | FU0076 | UAI0831 | KA9005
| XT0999 | KA0553 | GR0801 | [5 empty] | SH0402 |  | KA0137 | AU0070 | UAI0832 | KA9004
| FU0180 | KA0554 | [6 empty] | SH0401 |  | KA0138 | AF0071 | UAI0833 | XT9931
| FU0181 | KA0555 | [6 empty] | SH0400 |  | KA0141 | AF0072 | UAI0834 | GR0420
| FU0182 | KA0556 | [6 empty] | XT0201 |  | KA0230 | AF0073 | UAI0835 | IEG0160
| FU0183 | KA0557 | [6 empty] | XT0564 |  | KA0231 | AF0074 | UAI0836 | FU0510
| GR0181 | KA0558 | [6 empty] | AU0200 |  | KA0232 | AF0075 | UAI0840 | XT0510
| AU0140 | KA0559 | [6 empty] | AF0201 |  | KA0236 | AF0076 | UAI0841 | AF0520
| AF0141 | KA0599 | [6 empty] | AF0202 |  | KA0239 | AF0077 | UAI1260 | AF0510
| AF0142 | KA9008 | [6 empty] | GR0200 |  | KA0240 | VD6210 | UAI1283 | AF0500
| AF0143 | KA9009 | [6 empty] | SB0408 |  | KA0241 | RR0941 | UAI1284 | XT0500
| AF0144 | XT9932 | [6 empty] | SB0407 |  | KA0242 | RR0942 | UAI1285 | FU0120
| AF0145 | GR0122 | [6 empty] | SH0408 |  | KA0243 | XT0240 | UAI1286 | FU0121
| AF0146 | KA0172 | [6 empty] | SB0405 |  | KA0244 | XT0237 | UAI1287 | FU0122
| GR0182 | KA0174 | [6 empty] | SB0406 |  | KA0245 | GR0233 | UAI1293 | XT0120
| AU0180 | KA6510 | [6 empty] | SA0401 |  | KA0803 | XT0400 | UAI1294 | KA0120
| AF0181 | XT0171 | [6 empty] | SB0404 |  | XT0084 | XT0401 | GR0673 | KA4401
| AF0182 | XT0170 | [6 empty] | SB0403 |  | GR0135 | FU0410 | UV0672 | KA9000
| AF0183 | FU0170 | [6 empty] | SB0402 |  | QS0011 | AF0400 | UAI4000 | KA9001
| AF0184 | FU0171 | [6 empty] | SB0401 |  | XT0012 | AF0410 | UAI4001 | XT0121
| AF0185 | FU0172 | [8 empty] | FU0012 | AF0420 | UAI4100 | FU0332
| AF0186 | XT0535 | [8 empty] | FU0013 | AF0430 | UAI4101 | XT0335
| GR0183 | XT0536 | [8 empty] | FU0014 | AF0450 | UAI4102 | XT0336
|  | FU0535 | [8 empty] | FU0015 | KA6200 | UAI4103 | GR0425
|  | FU0294 | [8 empty] | FU0016 | KA6210 | UAI4200
|  | FU0295 | [8 empty] | FU0017 | XT6210 | UAI4201
|  | KA0145 | [8 empty] | FU0018 | XT6211 | UAI4202
|  | KA0176 | [8 empty] | GR0131 | GR0232 | UAI4300
|  | KA0177 | [8 empty] | FU0080 | PC0470 | UAI4301
|  | KA0178 | [8 empty] | FU0081 | XT0062 | UAI4302
|  | KA0179 | [8 empty] | FU0137 | FU0212 | UAI4303
|  | KA0246 | [8 empty] | XT0080 | FU0113 | UAI4502
|  | KA0247 | [8 empty] | AU0080 | FU0114 | UAI4503
|  | KA0249 | [8 empty] | AF0081 | FU0115 | UV0674
|  | KA0254 | [8 empty] | AF0082 | FU0060 | UAI1295
|  | KA0255 | [8 empty] | AF0083 | FU0061 | UAI1296
|  | XT0290 | [8 empty] | FU0091 | FU0062 | UAI3221
|  | UV0170 | [8 empty] | FU0092 | FU0063 | UAI3222
|  | AT0170 | [8 empty] | FU0090 | FU0064 | UAI5000
|  | AT0175 | [8 empty] | FU0093 | AF0068 | UAI5100
|  | AT0176 | [8 empty] | FU0094 | AF0067 | UAI5101
|  | AT0178 | [8 empty] | AU0090 | AF0066 | UAI5102
|  | GR0123 | [8 empty] | AF0091 | AF0065 | UAI5103
|  | IEG0150 | [8 empty] | AF0092 | AF0064 | UAI5200
|  | PEG0150 | [8 empty] | AF0093 | AF0063 | UAI6210
|  | RR1755 | [8 empty] | AF0094 | AF0062 | UAI7410
|  | RR1763 | [8 empty] | AF0095 | AF0061 | UAI7430
|  | RR1764 | [8 empty] | XT9930 | AU0060 | UAI4501
|  | RR1765 | [8 empty] | GR0133 | GR0231 | FU0671
|  | RR1767 | [8 empty] | KA2160 | IEG0230 | FU0672
|  | RR1788 | [8 empty] | KA2161 |  | FU0674
|  | VD1788 | [8 empty] | KA0875 |  | XT0672
|  | KA8000 | [8 empty] | KA0481 |  | GR0672
|  | KA8001 | [8 empty] | AF0087
|  | KA8002 | [8 empty] | AF0086
|  | KA8003 | [8 empty] | AF0085
|  | KA8004 | [8 empty] | AF0084
|  | KA8005 | [8 empty] | XT0081
|  | KA8006 | [8 empty] | XT0082
|  | KA8007 | [8 empty] | GR0134
|  | XT8000 | [8 empty] | XT0003
|  | GR0121 | [8 empty] | XT0002
FU0136
KA0135
KA3103
KA3220
KA3221
KA6212
KA6211
GR0132
WC0080
UJ0131
XT0014
PEG0130
IEG0010

## White Labels
(SHT 10) BOP,C.C. | (SHT 10) BOP,C.C. - (SHT 6) CONTROL A,C.C. | (SHT 6) CONTROL A,C.C. | (SHT 6) CONTROL A,C.C. - (SHT 7) CONTROL B,C.C. | (SHT 6) CONTROL A,C.C. - (SHT 11) F&G,C.C. | (SHT 6) CONTROL A,C.C. - (SHT 9) HPC,C.C. | (SHT 7) CONTROL B,C.C. | (SHT 7) CONTROL B,C.C. - (SHT 8) ISOLATORS,CSMD | (SHT 7) CONTROL B,C.C. - (SHT 5) PLC,C.C. | (SHT 13) EP JB70 BOX - (SHT 12) JB70,EP | (SHT 11) F&G,C.C. | (SHT 11) F&G,C.C. - (SHT 4) TCP, CSMD | (SHT 16) FO CONV,VFD | (SHT 9) HPC,C.C. | (SHT 12) JB70,EP | (SHT 5) PLC,C.C. | (SHT 4) TCP, CSMD
AF0143SH | IEG0257G | AF0083G | IEG00104 | IEG0150G | IEG0160G | AF0064G | IEG023010 | IEG02306 | PEG01304 | GR0121 | IEG01503 | GR1123 | AF1204G | GR0801 | UV0600G | XT02011
AF0144SH |  | AF0084G | IEG0230G | PEG0150G |  | AF0065G | IEG023011 | IEG02307 |  |  |  | GR1125 | AF1205G | UA1200G
AU0140G |  | AF0085G |  |  |  | AF0066G | IEG023013 | [5 empty] | AF1206G
AU0180G |  | AU0080G |  |  |  | AF0071G | IEG02309 | [5 empty] | AF1208G
IEG02571 |  | AU0090G |  |  |  | AF0072G | [6 empty] | AF1209G
IEG02572 |  | IEG001013 |  |  |  | AF0073G | [6 empty] | AF1210G
IEG02573 |  | IEG00102 |  |  |  | AF0074G | [6 empty] | AF1211G
IEG02575 |  | IEG00106 |  |  |  | AF0075G | [6 empty] | AU1200G
|  | IEG00108 |  |  |  | AU0060G | [6 empty] | GR0425
[6 empty] | AU0070G | [6 empty] | IEG01601
[6 empty] | GR0232 | [6 empty] | IEG01602
[6 empty] | IEG02301 | [6 empty] | IEG01603
[6 empty] | IEG02303 | [6 empty] | IEG01604
[6 empty] | IEG02304 | [6 empty] | XT05001
IEG02308
XT04001
XT04002

## Heat Shrink Labels
(SHT 10) BOP,C.C. - (SHT 8) ISOLATORS,CSMD | (SHT 6) CONTROL A,C.C. | (SHT 6) CONTROL A,C.C. - (SHT 8) ISOLATORS,CSMD | (SHT 7) CONTROL B,C.C. - (SHT 8) ISOLATORS,CSMD | (SHT 11) F&G,C.C. | (SHT 9) HPC,C.C. - (SHT 8) ISOLATORS,CSMD | (SHT 12) JB70,EP
WC7410 | WC4661 | WC2126 | W2125 | WC8066 | WC1352 | WC4524
|  | WC2127 | WC1427 | WC8067 | WC1353
|  | WC2128 | WC1428 | WC8069 | WC1354
|  | WC2156 | WC1429 |  | WC1355
|  | WC2157 | WC1430 |  | WC1356
|  | WC2180 | WC1431 |  | WC1357
|  | WC2254 | WC1432 |  | WC2701
|  | WC2255 | WC1433 |  | WC2702
|  | WC2262 | WC1434 |  | WC2703
|  | WC32211 | WC1435 |  | WC2704
|  | WC32221 | WC1436 |  | WC2705
|  |  | WC1437 |  | WC2706
|  |  | WC1438 |  | WC2707
|  |  | WC1439 |  | WC2708
|  |  | WC1440 |  | WC4638
|  |  | WC1441 |  | WC7430
WC1449
WC2100
WC2101
WC2102
WC2103
WC2104
WC2105
WC2106
WC2107
WC2108
WC2109
WC2110
WC2111
WC2112
WC2129
WCTE6210

## BOP,C.C.
BOP,C.C.
Project # | 4P012
Project Name | BSGP LINE2 - CS BOZOY 2 (KAZ)
Revision | A
Controls DE | COVARRUBIAS, A.
Phone:
Controls ME
Phone:
From | [5 empty] | To
Device ID | Cable (W) Conductor (SC) Jumper Clip (JC) | Wire No. | Wire ID | Gauge/Size | Page/Zone | Device ID | Location | Page/Zone
XT0140:1 | JC | 0V | CLIP | --- | 32.A1 | XT0140:2 | BOP,C.C. | 32.B1
XT0140:2 | JC | 0V | CLIP | --- | 32.B1 | XT0140:3 | BOP,C.C. | 32.B1
XT0140:3 | JC | 0V | CLIP | --- | 32.B1 | XT0140:4 | BOP,C.C. | 32.C1
XT0140:4 | JC | 0V | CLIP | --- | 32.C1 | XT0140:5 | BOP,C.C. | 32.D1
XT0140:5 | JC | 0V | CLIP | --- | 32.D1 | XT0140:6 | BOP,C.C. | 32.D1
XT0140:6 | JC | 0V | CLIP | --- | 32.D1 | XT0140:16 | BOP,C.C. | 32.D1
AF0182:01 | SC | JP4 | VIO | 20 | 34.A7 | AF0182:33 | BOP,C.C. | 34.A7
AF0182:03 | SC | JP9 | VIO | 20 | 34.B7 | AF0182:35 | BOP,C.C. | 34.B7
AF0141:16 | SC | SV7621A2 | WHT | 20 | 140.A7 | XT0572:3 | BOP,C.C. | 140.A4
AF0141:20 | SC | SV76412 | WHT | 20 | 142.A7 | XT0572:5 | BOP,C.C. | 142.A4
AF0141:COM | SC | 0V | WHT | 16 | 32.B2 | XT0140:2 | BOP,C.C. | 32.B1
AF0141:J | SC | * |  |  | 32.B2 | AF0142:P | BOP,C.C. | 32.B3
AF0141:V+ | SC | FU0141 | WHT | 16 | 32.B2 | FU0141:LD | BOP,C.C. | 32.B1
AF0142:03 | SC | ZSC7612B2 | WHT | 20 | 139.B7 | XT0572:12 | BOP,C.C. | 139.B5
AF0142:06 | SC | ZSO76012 | WHT | 16 | 143.B7 | XT0572:15 | BOP,C.C. | 143.B5
AF0142:07 | SC | ZSC7611A2 | WHT | 20 | 138.B7 | XT0572:2 | BOP,C.C. | 138.B5
AF0142:19 | SC | KT0575A2 | WHT | 20 | 139.B7 | KT0575:A2 | BOP,C.C. | 139.B6
AF0142:22 | SC | KT0580A2 | WHT | 20 | 143.B7 | KT0580:A2 | BOP,C.C. | 143.B5
AF0142:23 | SC | KT0571A2 | WHT | 20 | 138.B7 | KT0571:A2 | BOP,C.C. | 138.B6
AF0142:COM | SC | AF0142N | WHT | 16 | 32.B3 | AF0143:COM | BOP,C.C. | 32.B3
AF0142:COM | SC | AU0140N | WHT | 16 | 32.B3 | AU0140:COM | BOP,C.C. | 32.A2
AF0142:J | SC | * |  |  | 32.B3 | AF0143:P | BOP,C.C. | 32.B3
AF0142:V+ | SC | AF0142P | WHT | 16 | 32.B3 | AF0143:V+ | BOP,C.C. | 32.B3
AF0142:V+ | SC | AU0140P | WHT | 16 | 32.B3 | AU0140:V+ | BOP,C.C. | 32.A2
AF0143:COM | SC | AF0143N | WHT | 16 | 32.B3 | AF0144:COM | BOP,C.C. | 32.B4
AF0143:J | SC | * |  |  | 32.B3 | AF0144:P | BOP,C.C. | 32.B4
AF0143:SH | SC | AF0143SH | GRN | 14 | 32.B3 | AF0144:SH | BOP,C.C. | 32.B4
AF0143:SH | SC | AU0140G | GRN | 14 | 32.B3 | AU0140:GND | BOP,C.C. | 32.A2
AF0143:V+ | SC | AF0143P | WHT | 16 | 32.B3 | AF0144:V+ | BOP,C.C. | 32.B4
AF0144:COM | SC | AF0144N | WHT | 16 | 32.B4 | AF0145:COM | BOP,C.C. | 32.B5
AF0144:J | SC | * |  |  | 32.B4 | AF0145:P | BOP,C.C. | 32.B5
AF0144:SH | SC | AF0144SH | GRN | 14 | 32.B4 | AF0145:SH | BOP,C.C. | 32.B5
AF0144:V+ | SC | AF0144P | WHT | 16 | 32.B4 | AF0145:V+ | BOP,C.C. | 32.B5
AF0145:J | SC | * |  |  | 32.B5 | AF0146:P | BOP,C.C. | 32.B5
AF0145:SH | SC | IEG02571 | GRN | 14 | 32.B5 | IEG0257:1 | BOP,C.C. | 32.B5
AF0146:20 | SC | SV7621B2 | WHT | 20 | 141.A7 | XT0572:9 | BOP,C.C. | 141.A4
AF0146:24 | SC | SV74812 | WHT | 20 | 144.A7 | XT0572:7 | BOP,C.C. | 144.A4
AF0146:COM | SC | 0V | WHT | 16 | 32.B5 | XT0140:3 | BOP,C.C. | 32.B1
AF0146:V+ | SC | FU0142 | WHT | 16 | 32.B5 | FU0142:LD | BOP,C.C. | 32.B1
AF0181:COM | SC | 0V | WHT | 16 | 32.C2 | XT0140:4 | BOP,C.C. | 32.C1
AF0181:J | SC | * |  |  | 32.C2 | AF0182:P | BOP,C.C. | 32.C3
AF0181:V+ | SC | FU0181 | WHT | 16 | 32.C2 | FU0181:LD | BOP,C.C. | 32.D1
AF0182:COM | SC | AF0182N | WHT | 16 | 32.C3 | AF0183:COM | BOP,C.C. | 32.C3
AF0182:COM | SC | AU0180N | WHT | 16 | 32.C3 | AU0180:COM | BOP,C.C. | 32.C2
AF0182:J | SC | * |  |  | 32.C3 | AF0183:P | BOP,C.C. | 32.C3
AF0182:V+ | SC | AF0182P | WHT | 16 | 32.C3 | AF0183:V+ | BOP,C.C. | 32.C3
AF0182:V+ | SC | AU0180P | WHT | 16 | 32.C3 | AU0180:V+ | BOP,C.C. | 32.C2
AF0183:00 | SC | ZSC7622B2 | WHT | 20 | 141.B7 | XT0572:10 | BOP,C.C. | 141.B4
AF0183:04 | SC | ZSC7621A2 | WHT | 20 | 140.B7 | XT0572:4 | BOP,C.C. | 140.B4
AF0183:05 | SC | ZSC76412 | WHT | 20 | 142.B7 | XT0572:6 | BOP,C.C. | 142.B4
AF0183:06 | SC | ZSC74812 | WHT | 20 | 144.B7 | XT0572:8 | BOP,C.C. | 144.B5
AF0183:16 | SC | 018316 | WHT | 20 | 141.B7 | KT0576:A2 | BOP,C.C. | 141.B6
AF0183:20 | SC | KT0572A2 | WHT | 20 | 140.B7 | KT0572:A2 | BOP,C.C. | 140.B6
AF0183:21 | SC | KT0573A2 | WHT | 20 | 142.B7 | KT0573:A2 | BOP,C.C. | 142.B6
AF0183:22 | SC | 018322 | WHT | 20 | 144.B7 | KT0574:A2 | BOP,C.C. | 144.B6
AF0183:COM | SC | AF0183N | WHT | 16 | 32.C3 | AF0185:COM | BOP,C.C. | 32.C5
AF0183:J | SC | * |  |  | 32.C3 | AF0184:P | BOP,C.C. | 32.C4
AF0183:V+ | SC | AF0183P | WHT | 16 | 32.C3 | AF0185:V+ | BOP,C.C. | 32.C5
AF0184:COM | SC | 0V | WHT | 16 | 32.C4 | XT0140:5 | BOP,C.C. | 32.D1
AF0184:J | SC | * |  |  | 32.C4 | AF0185:P | BOP,C.C. | 32.C5
AF0184:V+ | SC | FU0182 | WHT | 16 | 32.C4 | FU0182:LD | BOP,C.C. | 32.D1
AF0185:J | SC | * |  |  | 32.C5 | AF0186:P | BOP,C.C. | 32.C5
AF0185:SH | SC | IEG02572 | GRN | 14 | 32.C5 | IEG0257:2 | BOP,C.C. | 32.D5
AF0185:SH | SC | AU0180G | GRN | 14 | 32.C5 | AU0180:GND | BOP,C.C. | 32.C2
AF0186:COM | SC | 0V | WHT | 20 | 32.C5 | XT0140:16 | BOP,C.C. | 32.D1
AF0186:V+ | SC | FU0183 | WHT | 14 | 32.C5 | FU0183:LD | BOP,C.C. | 32.D1
AU0140:COM | SC | 0V | WHT | 16 | 32.A2 | XT0140:2 | BOP,C.C. | 32.B1
AU0140:V+ | SC | FU0140 | WHT | 16 | 32.A2 | FU0140:LD | BOP,C.C. | 32.B1
AU0180:COM | SC | 0V | WHT | 16 | 32.C2 | XT0140:4 | BOP,C.C. | 32.C1
AU0180:V+ | SC | FU0180 | WHT | 16 | 32.C2 | FU0180:LD | BOP,C.C. | 32.C1
FU0140:LI | SC | FU0146 | WHT | 14 | 32.B1 | FU0141:LI | BOP,C.C. | 32.B1
FU0140:LI | SC | FU0146 | WHT | 14 | 32.B1 | FU0146:LD | BOP,C.C. | 32.A1
FU0141:LI | SC | FU0146 | WHT | 14 | 32.B1 | FU0142:LI | BOP,C.C. | 32.B1
FU0142:LI | SC | FU0146 | WHT | 14 | 32.B1 | FU0143:LI | BOP,C.C. | 32.C1
FU0143:LD | SC | FU0143 | WHT | 16 | 32.C1 | XT0140:9 | BOP,C.C. | 33.B1
FU0143:LI | SC | FU0146 | WHT | 14 | 32.C1 | FU0180:LI | BOP,C.C. | 32.C1
FU0180:LI | SC | FU0146 | WHT | 14 | 32.C1 | FU0181:LI | BOP,C.C. | 32.D1
FU0181:LI | SC | FU0146 | WHT | 14 | 32.D1 | FU0182:LI | BOP,C.C. | 32.D1
FU0182:LI | SC | FU0146 | WHT | 14 | 32.D1 | FU0183:LI | BOP,C.C. | 32.D1
GR0181: | SC | GR0181 | GRN/YEL | 14 | 12.C4 | FRAME | BOP,C.C. | 12.C3
GR0182: | SC | IEG02573 | GRN | 14 | 12.C4 | IEG0257:3 | BOP,C.C. | 12.C5
GR0183: | SC | IEG02575 | GRN | 14 | 12.C4 | IEG0257:5 | BOP,C.C. | 12.C5
KT0571:A1 | SC | ZSC7611A2 | WHT | 20 | 138.B6 | XT0572:2 | BOP,C.C. | 138.B5
KT0572:15 | SC | KA053312 | WHT | 20 | 33.D4 | KT0999:25 | BOP,C.C. | 33.C4
KT0572:25 | SC | KA053312 | WHT | 20 | 33.C4 | KT0574:15 | BOP,C.C. | 33.C4
KT0572:25 | SC | KA053312 | WHT | 20 | 33.C4 | KT0573:25 | BOP,C.C. | 33.B4
KT0573:15 | SC | KT057618 | WHT | 20 | 33.D5 | KT0576:18 | BOP,C.C. | 33.D5
KT0573:18 | SC | KT057318 | WHT | 20 | 33.D5 | KT0584:15 | BOP,C.C. | 33.D6
KT0573:26 | SC | KT057326 | WHT | 20 | 33.B4 | XT0573:11 B2 | BOP,C.C. | 143.C6
KT0573:26 | SC | KT057326 | WHT | 20 | 33.B4 | XT0573:2 T2 | BOP,C.C. | 142.C5
KT0574:15 | SC | KA053312 | WHT | 20 | 33.C4 | KT0999:25 | BOP,C.C. | 33.C4
KT0574:16 | SC | KT057416 | WHT | 20 | 33.C4 | XT0573:7 T2 | BOP,C.C. | 143.C5
KT0574:16 | SC | KT057416 | WHT | 20 | 33.C4 | KT0998:15 | BOP,C.C. | 33.C5
KT0574:A2 | SC | 018322 | WHT | 20 | 144.B6 | KT0584:A2 | BOP,C.C. | 144.B6
KT0575:A1 | SC | ZSC7612B2 | WHT | 20 | 139.B6 | XT0572:12 | BOP,C.C. | 139.B5
KT0576:15 | SC | KT057218 | WHT | 20 | 33.D5 | KT0572:18 | BOP,C.C. | 33.D4
KT0576:15 | SC | kt057226 | WHT | 20 | 33.C4 | KT0572:26 | BOP,C.C. | 33.C4
KT0576:16 | SC | KT057616 | WHT | 20 | 33.C4 | XT0999:2 | BOP,C.C. | 33.C6
KT0576:16 | SC | KT057616 | WHT | 20 | 33.C4 | KT0999:15 | BOP,C.C. | 33.C5
KT0580:16 | SC | KT058016 | WHT | 20 | 143.A6 | KT0584:18 | BOP,C.C. | 33.D6
KT0580:A1 | SC | ZSO76012 | WHT | 16 | 143.B5 | XT0572:15 | BOP,C.C. | 143.B5
KT0998:16 | SC | KT099816 | WHT | 20 | 33.C5 | XT0573:3 T2 | BOP,C.C. | 144.C5
KT0998:A1 | SC | FU0143 | WHT | 20 | 33.D2 | XT0140:11 | BOP,C.C. | 33.C1
KT0998:A2 | SC | 0V | WHT | 20 | 33.D2 | KT0999:A2 | BOP,C.C. | 33.C2
KT0998:B1 | SC | KA013021 | WHT | 20 | 33.D2 | XT0140:12 | BOP,C.C. | 33.D2
KT0999:16 | SC | KT099916 | WHT | 20 | 33.C5 | XT0999:1 | BOP,C.C. | 33.C6
KT0999:28 | SC | KT099918 | WHT | 20 | 33.C4 | XT0999:4 | BOP,C.C. | 33.C5
KT0999:28 | SC | KT099918 | WHT | 20 | 33.C4 | XT0999:3 | BOP,C.C. | 33.C5
KT0999:A1 | SC | FU0143 | WHT | 20 | 33.C2 | XT0140:11 | BOP,C.C. | 33.C1
KT0999:B1 | SC | KA013021 | WHT | 20 | 33.C2 | XT0140:12 | BOP,C.C. | 33.D2
XT0140:11 | SC | FU0143 | WHT | 16 | 33.C1 | XT0140:9 | BOP,C.C. | 33.B1
XT0573:1 T2 | SC | KT099916 | WHT | 20 | 140.C5 | XT0999:1 | BOP,C.C. | 33.C6
XT0573:12 T2 | SC | KT099918 | WHT | 20 | 144.A6 | XT0999:4 | BOP,C.C. | 33.C5
XT0573:6 T2 | SC | XT057312B1 | WHT | 20 | 144.A5 | XT0573:12 B1 | BOP,C.C. | 144.A6
XT0573:7 B1 | SC | XT057315B1 | WHT | 20 | 143.C5 | XT0573:5 T2 | BOP,C.C. | 143.C5
XT0573:7 B2 | SC | XT05737B2 | WHT | 20 | 143.C5 | XT0573:11 B1 | BOP,C.C. | 143.C6
XT0573:8 T2 | SC | KT099918 | WHT | 20 | 140.A4 | XT0999:3 | BOP,C.C. | 33.C5
XT0999:1 | SC | KT099916 | WHT | 20 | 33.C6 | XT0573:9 T2 | BOP,C.C. | 141.C5
XT0999:2 | SC | KT057616 | WHT | 20 | 33.C6 | XT0573:5 B2 | BOP,C.C. | 143.C5
XT0999:3 | SC | KT099918 | WHT | 20 | 33.C5 | XT0573:10 T2 | BOP,C.C. | 141.A4
XT0999:4 | SC | KT099918 | WHT | 20 | 33.C5 | XT0573:12 B2 | BOP,C.C. | 144.A6
AU0140:L2 | WC0014 | AU0140L2 | ENET | CABLE | 2.C2 | AU0180:L1 | BOP,C.C. | 2.C2
IEG0257:0 | SC | IEG0257G | GRN | 8 | 12.C2 | IEG0010:7 | CONTROL A,C.C. | 12.C2
XT0140:10 | SC | KA053312 | WHT | 20 | 33.B2 | KA0130:24 | CONTROL A,C.C. | 27.A5
XT0140:12 | SC | KA013021 | WHT | 20 | 33.D2 | KA0130:21 | CONTROL A,C.C. | 27.A5
XT0140:7 | SC | KA0131A1 | WHT | 20 | 33.A2 | XT0089:8 | CONTROL A,C.C. | 26.D4
XT0140:8 | SC | ESTOP | WHT | 20 | 33.A2 | XT0089:6 | CONTROL A,C.C. | 24.D5
AF0141:00 | SC | KA053121 | WHT | 20 | 140.A7 | KA0531:21 | F&G,C.C. | 140.A5
AF0141:02 | SC | KA055211 | WHT | 20 | 140.B7 | KA0552:11 | F&G,C.C. | 140.C5
AF0141:04 | SC | KA053221 | WHT | 20 | 142.A7 | KA0532:21 | F&G,C.C. | 142.A5
AF0141:06 | SC | 014106 | WHT | 20 | 142.B7 | KA0553:11 | F&G,C.C. | 142.C6
AF0141:08 | SC | KA053414 | WHT | 16 | 140.C7 | KA0534:14 | F&G,C.C. | 140.C5
AF0141:10 | SC | KA053424 | WHT | 16 | 142.C7 | KA0534:24 | F&G,C.C. | 142.C5
AF0141:12 | SC | KA055411 | WHT | 20 | 143.C7 | KA0554:11 | F&G,C.C. | 143.C6
AF0141:14 | SC | KA053111 | WHT | 20 | 138.A7 | KA0531:11 | F&G,C.C. | 138.A5
AF0141:32 | SC | KA055011 | WHT | 20 | 140.A7 | KA0550:11 | F&G,C.C. | 140.A6
AF0141:36 | SC | KA055111 | WHT | 20 | 142.A7 | KA0551:11 | F&G,C.C. | 142.A6
AF0146:00 | SC | KA054414 | WHT | 20 | 139.B7 | KA0544:14 | F&G,C.C. | 139.B5
AF0146:04 | SC | KA053821 | WHT | 20 | 141.A7 | KA0538:21 | F&G,C.C. | 141.A5
AF0146:06 | SC | 014606 | WHT | 16 | 141.C7 | KA0538:14 | F&G,C.C. | 141.C5
AF0146:08 | SC | KA055611 | WHT | 20 | 144.A7 | KA0556:14 | F&G,C.C. | 144.A6
AF0146:10 | SC | 014610 | WHT | 20 | 141.B7 | KA0558:11 | F&G,C.C. | 141.C5
AF0146:12 | SC | KA054714 | WHT | 20 | 138.B7 | KA0547:14 | F&G,C.C. | 138.B5
AF0146:14 | SC | KA054514 | WHT | 20 | 139.A7 | KA0545:14 | F&G,C.C. | 139.A5
AF0146:36 | SC | KA055911 | WHT | 20 | 141.A7 | KA0559:11 | F&G,C.C. | 141.A6
AF0146:40 | SC | KA059914 | WHT | 20 | 144.A7 | KA0599:14 | F&G,C.C. | 144.A6
AF0181:00 | SC | 018100 | WHT | 20 | 144.C7 | KA0557:14 | F&G,C.C. | 144.C6
AF0181:02 | SC | KA053714 | WHT | 16 | 144.C7 | KA0537:14 | F&G,C.C. | 144.C5
AF0181:04 | SC | 018104 | WHT | 20 | 36.A6 | KA8001:A1 | F&G,C.C. | 36.A5
AF0181:06 | SC | 018106 | WHT | 20 | 36.B6 | KA8002:A1 | F&G,C.C. | 36.B5
AF0181:08 | SC | 018108 | WHT | 20 | 36.C6 | KA8004:A1 | F&G,C.C. | 36.C5
AF0181:10 | SC | 018102 | WHT | 20 | 36.A6 | KA8000:A1 | F&G,C.C. | 36.A5
AF0181:12 | SC | 018112 | WHT | 20 | 36.B6 | KA8003:A1 | F&G,C.C. | 36.B5
AF0181:14 | SC | KA054724 | WHT | 20 | 138.C7 | KA0547:24 | F&G,C.C. | 138.C5
AF0181:20 | SC | 018120 | WHT | 20 | 36.A6 | KA8001:A2 | F&G,C.C. | 36.A5
AF0181:22 | SC | 018122 | WHT | 20 | 36.B6 | KA8002:A2 | F&G,C.C. | 36.B5
AF0181:24 | SC | 018124 | WHT | 20 | 36.C6 | KA8004:A2 | F&G,C.C. | 36.C5
AF0181:26 | SC | 018118 | WHT | 20 | 36.A6 | KA8000:A2 | F&G,C.C. | 36.A5
AF0181:28 | SC | 018128 | WHT | 20 | 36.B6 | KA8003:A2 | F&G,C.C. | 36.B5
AF0182:08 | SC | 018208 | WHT | 20 | 36.C6 | KA8005:11 | F&G,C.C. | 36.C5
AF0182:14 | SC | 018214 | WHT | 20 | 36.D6 | KA8006:11 | F&G,C.C. | 36.D5
AF0182:15 | SC | 018215 | WHT | 20 | 36.D6 | KA8007:11 | F&G,C.C. | 36.D5
AF0182:40 | SC | 018240 | WHT | 20 | 36.C6 | KA8005:14 | F&G,C.C. | 36.C5
AF0182:46 | SC | 018246 | WHT | 20 | 36.D6 | KA8006:14 | F&G,C.C. | 36.D5
AF0182:47 | SC | 018247 | WHT | 20 | 36.D6 | KA8007:14 | F&G,C.C. | 36.D5
AF0184:00 | SC | KA0550A1 | WHT | 20 | 140.D7 | KA0550:A1 | F&G,C.C. | 140.D6
AF0184:01 | SC | KA0552A1 | WHT | 20 | 140.D5 | KA0552:A1 | F&G,C.C. | 140.D4
AF0184:02 | SC | KA0551A1 | WHT | 20 | 142.D7 | KA0551:A1 | F&G,C.C. | 142.D6
AF0184:03 | SC | KA0553A1 | WHT | 20 | 142.D7 | KA0553:A1 | F&G,C.C. | 142.D6
AF0184:04 | SC | 018404 | WHT | 20 | 141.D5 | KA0558:A1 | F&G,C.C. | 141.D4
AF0184:05 | SC | KA0554A1 | WHT | 20 | 143.D7 | KA0554:A1 | F&G,C.C. | 143.D6
AF0184:06 | SC | 018406 | WHT | 20 | 141.D7 | KA0559:A1 | F&G,C.C. | 141.D6
AF0184:07 | SC | KA0555A1 | WHT | 20 | 143.D5 | KA0555:A1 | F&G,C.C. | 143.D4
AF0184:11 | SC | KA0556A1 | WHT | 20 | 144.D7 | KA0556:A1 | F&G,C.C. | 144.D6
AF0184:12 | SC | KA0557A1 | WHT | 20 | 144.D7 | KA0557:A1 | F&G,C.C. | 144.D6
AF0184:16 | SC | KA0550A2 | WHT | 20 | 140.D7 | KA0550:A2 | F&G,C.C. | 140.D6
AF0184:17 | SC | KA0552A2 | WHT | 20 | 140.D5 | KA0552:A2 | F&G,C.C. | 140.D4
AF0184:18 | SC | KA0551A2 | WHT | 20 | 142.D7 | KA0551:A2 | F&G,C.C. | 142.D6
AF0184:19 | SC | KA0553A2 | WHT | 20 | 142.D7 | KA0553:A2 | F&G,C.C. | 142.D6
AF0184:20 | SC | 018420 | WHT | 20 | 141.D5 | KA0558:A2 | F&G,C.C. | 141.D4
AF0184:21 | SC | KA0554A2 | WHT | 20 | 143.D7 | KA0554:A2 | F&G,C.C. | 143.D6
AF0184:22 | SC | 018422 | WHT | 20 | 141.D7 | KA0559:A2 | F&G,C.C. | 141.D6
AF0184:23 | SC | KA0555A2 | WHT | 20 | 143.D5 | KA0555:A2 | F&G,C.C. | 143.D4
AF0184:27 | SC | KA0556A2 | WHT | 20 | 144.D7 | KA0556:A2 | F&G,C.C. | 144.D6
AF0184:28 | SC | KA0557A2 | WHT | 20 | 144.D7 | KA0557:A2 | F&G,C.C. | 144.D6
AF0186:00 | SC | KA054424 | WHT | 20 | 139.C7 | KA0544:24 | F&G,C.C. | 139.C5
AF0186:02 | SC | KA054614 | WHT | 20 | 143.D7 | KA0546:14 | F&G,C.C. | 143.D6
AF0186:04 | SC | KA55514 | WHT | 20 | 143.A7 | KA0555:14 | F&G,C.C. | 143.A6
KT0572:A1 | SC | KA054012 | WHT | 20 | 140.B6 | KA0540:22 | F&G,C.C. | 140.B5
KT0573:25 | SC | KA053312 | WHT | 20 | 33.B4 | KA0533:12 | F&G,C.C. | 33.B2
KT0573:A1 | SC | KA054122 | WHT | 20 | 142.B6 | KA0541:22 | F&G,C.C. | 142.B5
KT0574:A1 | SC | KA0599 | WHT | 20 | 144.B6 | KA0599:22 | F&G,C.C. | 144.B5
KT0576:A1 | SC | KA054322 | WHT | 20 | 141.B6 | KA0543:22 | F&G,C.C. | 141.B5
KT0580:15 | SC | KT053512 | WHT | 20 | 143.A6 | KA0535:12 | F&G,C.C. | 143.A5
KT0584:A1 | SC | KA0599 | WHT | 20 | 144.B6 | KA0599:22 | F&G,C.C. | 144.B5
KT0999:A2 | SC | 0V | WHT | 20 | 33.C2 | KA0547:A2 | F&G,C.C. | 33.C3
XT0140:10 | SC | KA053312 | WHT | 20 | 33.B2 | KA0533:12 | F&G,C.C. | 33.B2
XT0140:6 | SC | 0V | WHT | 20 | 32.D1 | KA0535:A2 | F&G,C.C. | 33.A3
XT0140:7 | SC | KA0131A1 | WHT | 20 | 33.A2 | KA0535:A1 | F&G,C.C. | 33.A3
XT0140:8 | SC | ESTOP | WHT | 20 | 33.A2 | KA0531:A1 | F&G,C.C. | 33.A3
XT0140:9 | SC | FU0143 | WHT | 16 | 33.B1 | KA0533:11 | F&G,C.C. | 33.B2
XT0572:1 | SC | SV7611A1 | WHT | 20 | 138.A5 | KA0531:14 | F&G,C.C. | 138.A5
XT0572:10 | SC | ZSC7622B2 | WHT | 20 | 141.B4 | KA0543:21 | F&G,C.C. | 141.B5
XT0572:11 | SC | SV7611B1 | WHT | 20 | 139.A5 | KA0545:11 | F&G,C.C. | 139.A5
XT0572:13 | SC | SV7612A1 | WHT | 20 | 138.B5 | KA0547:11 | F&G,C.C. | 138.B5
XT0572:14 | SC | SV7611EA1 | WHT | 20 | 138.C5 | KA0547:21 | F&G,C.C. | 138.C5
XT0572:3 | SC | SV7621A2 | WHT | 20 | 140.A4 | KA0540:A2 | F&G,C.C. | 140.A4
XT0572:4 | SC | ZSC7621A2 | WHT | 20 | 140.B4 | KA0540:21 | F&G,C.C. | 140.B5
XT0572:5 | SC | SV76412 | WHT | 20 | 142.A4 | KA0541:A2 | F&G,C.C. | 142.A4
XT0572:6 | SC | ZSC76412 | WHT | 20 | 142.B4 | KA0541:21 | F&G,C.C. | 142.B5
XT0572:7 | SC | SV74812 | WHT | 20 | 144.A4 | KA0599:A2 | F&G,C.C. | 144.A5
XT0572:8 | SC | ZSC74812 | WHT | 20 | 144.B5 | KA0599:21 | F&G,C.C. | 144.B5
XT0572:9 | SC | SV7621B2 | WHT | 20 | 141.A4 | KA0543:A2 | F&G,C.C. | 141.A4
XT0573:1 B2 | SC | XT05732B2 | WHT | 20 | 140.C5 | KA0552:14 | F&G,C.C. | 140.C5
XT0573:10 B2 | SC | KA054314 | WHT | 16 | 141.A4 | KA0543:14 | F&G,C.C. | 141.A5
XT0573:13 B2 | SC | XT057313B2 | WHT | 20 | 143.A5 | KA0536:11 | F&G,C.C. | 143.A5
XT0573:13 T2 | SC | XT057313T2 | WHT | 20 | 143.A5 | KA0535:11 | F&G,C.C. | 143.A5
XT0573:2 B2 | SC | KA055314 | WHT | 20 | 142.C5 | KA0553:14 | F&G,C.C. | 142.C6
XT0573:3 B2 | SC | KA055711 | WHT | 20 | 144.C5 | KA0557:11 | F&G,C.C. | 144.C6
XT0573:4 B2 | SC | KA053514 | WHT | 20 | 143.C5 | KA0535:14 | F&G,C.C. | 143.C6
XT0573:4 T1 | SC | KA053612 | WHT | 20 | 143.C5 | KA0536:12 | F&G,C.C. | 143.C5
XT0573:5 B1 | SC | KA053611 | WHT | 20 | 143.C5 | KA0536:11 | F&G,C.C. | 143.C5
XT0573:6 B2 | SC | KA059911 | WHT | 20 | 144.A5 | KA0599:11 | F&G,C.C. | 144.A6
XT0573:8 B2 | SC | XT057316B2 | WHT | 16 | 140.A4 | KA0540:14 | F&G,C.C. | 140.A5
XT0573:9 B2 | SC | KA055814 | WHT | 20 | 141.C5 | KA0558:14 | F&G,C.C. | 141.C5
FU0146:LI | SC | FU0332 | WHT | 12 | 32.A1 | XT0335:1 | HPC,C.C. | 28.A4
XT0140:1 | SC | 0V | WHT | 12 | 32.A1 | XT0336:1 | HPC,C.C. | 28.A4
AU0140:L1 | WC0012 | AU1200L2 | ENET | CABLE | 2.C2 | AU1200:L2 | HPC,C.C. | 2.C5
AF0143:40 | WC7410 | 014340 | RED | 20 | 137.D7 | UAI7410:8 | ISOLATORS,CSMD | 137.D5
AF0143:08 | WC7410 | 014308 | BLK | 20 | 137.D7 | UAI7410:7 | ISOLATORS,CSMD | 137.D5
AF0143:56 | WC7410 | 014356 | SH | 20 | 137.D7 | FW1:1 | ISOLATORS,CSMD | 137.D6
AU0180:L2 | WC0018 | AU0180L2 | ENET | CABLE | 2.C2 | AU0200:L1 | TCP, CSMD | 2.C3
SolarTools ver. 24.0.84.24712 (Jul 31, 2025)
Report date: 4/27/2026 11:29 AM

## CONTROL A,C.C.
CONTROL A,C.C.
Project # | 4P012
Project Name | BSGP LINE2 - CS BOZOY 2 (KAZ)
Revision | A
Controls DE | COVARRUBIAS, A.
Phone:
Controls ME
Phone:
From | [5 empty] | To
Device ID | Cable (W) Conductor (SC) Jumper Clip (JC) | Wire No. | Wire ID | Gauge/Size | Page/Zone | Device ID | Location | Page/Zone
XT0002:1 | JC | FU0136 | CLIP | --- | 13.A4 | XT0002:2 | CONTROL A,C.C. | 13.A4
XT0002:2 | JC | FU0136 | CLIP | --- | 13.A4 | XT0002:3 | CONTROL A,C.C. | 13.A4
XT0002:3 | JC | FU0136 | CLIP | --- | 13.A4 | XT0002:4 | CONTROL A,C.C. | 13.A4
XT0002:4 | JC | FU0136 | CLIP | --- | 13.A4 | XT0002:5 | CONTROL A,C.C. | 13.B4
XT0002:5 | JC | FU0136 | CLIP | --- | 13.B4 | XT0002:6 | CONTROL A,C.C. | 13.B4
XT0002:6 | JC | FU0136 | CLIP | --- | 13.B4 | XT0002:7 | CONTROL A,C.C. | 13.B4
XT0002:7 | JC | FU0136 | CLIP | --- | 13.B4 | XT0002:8 | CONTROL A,C.C. | 13.B4
XT0002:8 | JC | FU0136 | CLIP | --- | 13.B4 | XT0002:9 | CONTROL A,C.C. | 13.C4
XT0002:9 | JC | FU0136 | CLIP | --- | 13.C4 | XT0002:10 | CONTROL A,C.C. | 13.C4
XT0003:1 | JC | 0V | CLIP | --- | 13.A4 | XT0003:2 | CONTROL A,C.C. | 13.A4
XT0003:2 | JC | 0V | CLIP | --- | 13.A4 | XT0003:3 | CONTROL A,C.C. | 13.A4
XT0003:3 | JC | 0V | CLIP | --- | 13.A4 | XT0003:4 | CONTROL A,C.C. | 13.B4
XT0003:4 | JC | 0V | CLIP | --- | 13.B4 | XT0003:5 | CONTROL A,C.C. | 13.B4
XT0003:5 | JC | 0V | CLIP | --- | 13.B4 | XT0003:6 | CONTROL A,C.C. | 13.B4
XT0003:6 | JC | 0V | CLIP | --- | 13.B4 | XT0003:7 | CONTROL A,C.C. | 13.B4
XT0003:7 | JC | 0V | CLIP | --- | 13.B4 | XT0003:8 | CONTROL A,C.C. | 13.C4
XT0003:8 | JC | 0V | CLIP | --- | 13.C4 | XT0003:9 | CONTROL A,C.C. | 13.C4
XT0003:9 | JC | 0V | CLIP | --- | 13.C4 | XT0003:10 | CONTROL A,C.C. | 13.C4
XT0012:1 | JC | 523NEG | CLIP | --- | 14.C3 | XT0012:2 | CONTROL A,C.C. | 14.C3
XT0012:2 | JC | 523NEG | CLIP | --- | 14.C3 | XT0012:3 | CONTROL A,C.C. | 14.C3
XT0012:3 | JC | 523NEG | CLIP | --- | 14.C3 | XT0012:4 | CONTROL A,C.C. | 14.C3
XT0080:1 | JC | 0V | CLIP | --- | 20.A1 | XT0080:2 | CONTROL A,C.C. | 20.D1
XT0080:2 | JC | 0V | CLIP | --- | 20.D1 | XT0080:3 | CONTROL A,C.C. | 20.D1
XT0080:3 | JC | 0V | CLIP | --- | 20.D1 | XT0080:4 | CONTROL A,C.C. | 20.D1
XT0080:6 | JC | 0V | CLIP | --- | 21.A6 | XT0080:7 | CONTROL A,C.C. | 22.A6
XT0080:7 | JC | 0V | CLIP | --- | 22.A6 | XT0080:8 | CONTROL A,C.C. | 23.A6
XT0080:8 | JC | 0V | CLIP | --- | 23.A6 | XT0080:9 | CONTROL A,C.C. | 24.A6
XT0081:2 | JC | FU0139 | CLIP | --- | 22.A2 | XT0081:3 | CONTROL A,C.C. | 23.A2
XT0081:3 | JC | FU0139 | CLIP | --- | 23.A2 | XT0081:4 | CONTROL A,C.C. | 24.A3
XT0081:4 | JC | FU0139 | CLIP | --- | 24.A3 | XT0081:5 | CONTROL A,C.C. | 24.A3
XT0081:5 | JC | FU0139 | CLIP | --- | 24.A3 | XT0081:6 | CONTROL A,C.C. | 24.A3
XT0082:1 | JC | 0V | CLIP | --- | 19.A1 | XT0082:2 | CONTROL A,C.C. | 19.A1
XT0082:2 | JC | 0V | CLIP | --- | 19.A1 | XT0082:3 | CONTROL A,C.C. | 19.B1
XT0082:3 | JC | 0V | CLIP | --- | 19.B1 | XT0082:4 | CONTROL A,C.C. | 19.B1
XT0082:4 | JC | 0V | CLIP | --- | 19.B1 | XT0082:5 | CONTROL A,C.C. | 19.B1
XT0082:5 | JC | 0V | CLIP | --- | 19.B1 | XT0082:6 | CONTROL A,C.C. | 19.C1
XT0089:6 | JC | ESTOP | CLIP | --- | 24.D5 | XT0089:7 | CONTROL A,C.C. | 24.D5
XT0089:8 | JC | KA0131A1 | CLIP | --- | 26.D4 | XT0089:9 | CONTROL A,C.C. | 26.D4
AF0081:00 | SC | UA1200J21 | WHT | 20 | 27.D7 | XT0089:20 | CONTROL A,C.C. | 27.D5
AF0081:01 | SC | KA024314 | WHT | 20 | 23.D7 | KA0243:14 | CONTROL A,C.C. | 23.D6
AF0081:02 | SC | KA024514 | WHT | 20 | 23.D7 | KA0245:14 | CONTROL A,C.C. | 23.D6
AF0081:03 | SC | KA013014 | WHT | 20 | 27.C7 | KA0130:14 | CONTROL A,C.C. | 27.D6
AF0081:08 | SC | KT014618 | WHT | 20 | 26.B6 | KT0146:18 | CONTROL A,C.C. | 26.B2
AF0081:09 | SC | KA023914 | WHT | 20 | 24.B6 | KA0239:14 | CONTROL A,C.C. | 24.B5
AF0081:24 | SC | KA0131A2 | WHT | 20 | 26.B6 | KA0131:A2 | CONTROL A,C.C. | 26.C5
AF0081:33 | SC | KA024311 | WHT | 20 | 23.D7 | KA0243:11 | CONTROL A,C.C. | 23.D6
AF0081:34 | SC | KA024511 | WHT | 20 | 23.D7 | KA0245:11 | CONTROL A,C.C. | 23.D6
AF0081:35 | SC | KA0130A1 | WHT | 20 | 27.C7 | KA0130:A1 | CONTROL A,C.C. | 27.C5
XT0089:5 | SC | JP6 | CLIP | -- | 25.C4 | XT0089:4 | CONTROL A,C.C. | 25.C4
AF0081:07 | SC | JP2 | VIO | 20 | 25.B6 | AF0081:39 | CONTROL A,C.C. | 25.B6
XT0089:2 | SC | JP0 | VIO | 20 | 25.B4 | XT0089:1 | CONTROL A,C.C. | 25.B4
AF0081:40 | SC | KA014124 | WHT | 20 | 26.B6 | KA0141:24 | CONTROL A,C.C. | 26.B5
AF0081:41 | SC | KA023911 | WHT | 20 | 24.B6 | KA0239:11 | CONTROL A,C.C. | 24.B5
AF0081:COM | SC | AF0081N | WHT | 16 | 20.A2 | AF0082:COM | CONTROL A,C.C. | 20.B3
AF0081:COM | SC | AU0080N | WHT | 16 | 20.A2 | AU0080:COM | CONTROL A,C.C. | 20.A1
AF0081:J | SC | * |  |  | 20.A2 | AF0082:P | CONTROL A,C.C. | 20.B3
AF0081:V+ | SC | AF0081P | WHT | 16 | 20.A2 | AF0082:V+ | CONTROL A,C.C. | 20.B3
AF0081:V+ | SC | AU0080P | WHT | 16 | 20.A2 | AU0080:V+ | CONTROL A,C.C. | 20.A1
AF0082:COM | SC | AF0082N | WHT | 16 | 20.B3 | AF0083:COM | CONTROL A,C.C. | 20.B3
AF0082:J | SC | * |  |  | 20.B3 | AF0083:P | CONTROL A,C.C. | 20.B3
AF0082:V+ | SC | AF0082P | WHT | 16 | 20.B3 | AF0083:V+ | CONTROL A,C.C. | 20.B3
AF0083:COM | SC | AF0083N | WHT | 16 | 20.B3 | AF0084:COM | CONTROL A,C.C. | 20.B4
AF0083:SH | SC | AF0083G | GRN | 14 | 20.B3 | AF0084:SH | CONTROL A,C.C. | 20.B4
AF0083:SH | SC | AU0080G | GRN | 14 | 20.B3 | AU0080:GND | CONTROL A,C.C. | 20.A1
AF0083:V+ | SC | AF0083P | WHT | 16 | 20.B3 | AF0084:V+ | CONTROL A,C.C. | 20.B4
AF0084:COM | SC | AF0084N | WHT | 16 | 20.B4 | AF0085:COM | CONTROL A,C.C. | 20.B5
AF0084:J | SC | * |  |  | 20.B4 | AF0085:P | CONTROL A,C.C. | 20.B5
AF0084:SH | SC | AF0084G | GRN | 14 | 20.B4 | AF0085:SH | CONTROL A,C.C. | 20.B5
AF0084:V+ | SC | AF0084P | WHT | 16 | 20.B4 | AF0085:V+ | CONTROL A,C.C. | 20.B5
AF0085:COM | SC | AF0085N | WHT | 16 | 20.B5 | AF0086:COM | CONTROL A,C.C. | 20.B5
AF0085:J | SC | * |  |  | 20.B5 | AF0086:P | CONTROL A,C.C. | 20.B5
AF0085:SH | SC | AF0085G | GRN | 14 | 20.B5 | AF0086:SH | CONTROL A,C.C. | 20.B5
AF0085:V+ | SC | AF0085P | WHT | 16 | 20.B5 | AF0086:V+ | CONTROL A,C.C. | 20.B5
AF0086:COM | SC | AF0086N | WHT | 16 | 20.B5 | AF0087:COM | CONTROL A,C.C. | 20.B6
AF0086:J | SC | * |  |  | 20.B5 | AF0087:P | CONTROL A,C.C. | 20.B6
AF0086:SH | SC | IEG00102 | GRN | 14 | 20.B5 | IEG0010:2 | CONTROL A,C.C. | 20.C6
AF0086:V+ | SC | AF0086P | WHT | 16 | 20.B5 | AF0087:V+ | CONTROL A,C.C. | 20.B6
AF0087:11 | SC | KA013624 | WHT | 20 | 21.D3 | KA0136:24 | CONTROL A,C.C. | 21.D3
AF0087:43 | SC | KA013621 | WHT | 20 | 21.D3 | KA0136:21 | CONTROL A,C.C. | 21.D3
AF0091:07 | SC | KA014114 | WHT | 20 | 26.A6 | KA0141:14 | CONTROL A,C.C. | 26.A5
AF0091:09 | SC | UJ0131OK2 | WHT | 20 | 14.B7 | UJ0131:OK2 | CONTROL A,C.C. | 14.B4
AF0091:12 | SC | KA0134A1 | WHT | 20 | 21.D5 | KA0134:A1 | CONTROL A,C.C. | 21.D6
AF0091:39 | SC | KA014111 | WHT | 20 | 26.A6 | KA0141:11 | CONTROL A,C.C. | 26.A5
AF0091:41 | SC | UJ0131OK1 | WHT | 20 | 14.B7 | UJ0131:OK1 | CONTROL A,C.C. | 14.B4
AF0091:COM | SC | AF0091N | WHT | 16 | 20.D2 | AF0094:COM | CONTROL A,C.C. | 20.D4
AF0091:COM | SC | AU0090N | WHT | 16 | 20.D2 | AU0090:COM | CONTROL A,C.C. | 20.C2
AF0091:J | SC | * |  |  | 20.D2 | AF0092:P | CONTROL A,C.C. | 20.D3
AF0091:V+ | SC | AF0091P | WHT | 16 | 20.D2 | AF0094:V+ | CONTROL A,C.C. | 20.D4
AF0091:V+ | SC | AU0090P | WHT | 16 | 20.D2 | AU0090:V+ | CONTROL A,C.C. | 20.C2
AF0092:01 | SC | KA0481A2 | WHT | 20 | 46.C7 | KA0481:A1 | CONTROL A,C.C. | 46.C5
AF0092:02 | SC | KA0133A1 | WHT | 20 | 21.B4 | KA0133:A1 | CONTROL A,C.C. | 21.B6
AF0092:04 | SC | KA2160A1 | WHT | 20 | 18.A6 | KA2160:A1 | CONTROL A,C.C. | 18.A5
AF0092:06 | SC | KA013114 | WHT | 20 | 22.B3 | KA0131:14 | CONTROL A,C.C. | 22.B4
AF0092:07 | SC | KA2161A1 | WHT | 20 | 18.A6 | KA2161:A1 | CONTROL A,C.C. | 18.B5
AF0092:08 | SC | KA3103A1 | WHT | 20 | 90.A6 | KA3103:A1 | CONTROL A,C.C. | 90.A5
AF0092:12 | SC | 009212 | WHT | 20 | 54.A6 | KA0875:A1 | CONTROL A,C.C. | 54.A5
AF0092:17 | SC | KA0481A1 | WHT | 20 | 46.C7 | KA0481:A2 | CONTROL A,C.C. | 46.C5
AF0092:20 | SC | KA2160A2 | WHT | 20 | 18.A6 | KA2160:A2 | CONTROL A,C.C. | 18.A5
AF0092:23 | SC | KA2161A2 | WHT | 20 | 18.A6 | KA2161:A2 | CONTROL A,C.C. | 18.B5
AF0092:24 | SC | KA3103A2 | WHT | 20 | 90.A6 | KA3103:A2 | CONTROL A,C.C. | 90.A5
AF0092:28 | SC | HA047201 | WHT | 20 | 54.A6 | XT0081:11 | CONTROL A,C.C. | 54.A5
AF0092:COM | SC | 0V | WHT | 16 | 20.D3 | XT0080:2 | CONTROL A,C.C. | 20.D1
AF0092:J | SC | * |  |  | 20.D3 | AF0093:P | CONTROL A,C.C. | 20.D3
AF0092:V+ | SC | FU0091 | WHT | 16 | 20.D3 | FU0091:LD | CONTROL A,C.C. | 20.D1
AF0093:00 | SC | KA3221A1 | WHT | 20 | 99.D7 | KA3221:A1 | CONTROL A,C.C. | 99.D5
AF0093:01 | SC | KA3220A1 | WHT | 20 | 99.A7 | KA3220:A1 | CONTROL A,C.C. | 99.B5
AF0093:16 | SC | KA3221A2 | WHT | 20 | 99.D7 | KA3221:A2 | CONTROL A,C.C. | 99.D5
AF0093:17 | SC | KA3220A2 | WHT | 20 | 99.A7 | KA3220:A2 | CONTROL A,C.C. | 99.B5
AF0093:20 | SC | 009320 | WHT | 20 | 129.A7 | KA6211:A2 | CONTROL A,C.C. | 129.A6
AF0093:29 | SC | 009329 | WHT | 20 | 130.A7 | KA6212:A2 | CONTROL A,C.C. | 130.A6
AF0093:COM | SC | 0V | WHT | 16 | 20.D3 | XT0080:3 | CONTROL A,C.C. | 20.D1
AF0093:J | SC | * |  |  | 20.D3 | AF0094:P | CONTROL A,C.C. | 20.D4
AF0093:V+ | SC | FU0092 | WHT | 16 | 20.D3 | FU0092:LD | CONTROL A,C.C. | 20.D1
AF0094:04 | SC | UJ0131VIN | WHT | 20 | 14.A7 | UJ0131:VIN | CONTROL A,C.C. | 14.B4
AF0094:05 | SC | 0V | WHT | 20 | 14.A7 | XT0082:5 | CONTROL A,C.C. | 19.B1
AF0094:06 | SC | UJ0131IOUT | WHT | 20 | 14.A7 | UJ0131:IOUT | CONTROL A,C.C. | 14.B4
AF0094:07 | SC | 0V | WHT | 20 | 14.A7 | XT0082:5 | CONTROL A,C.C. | 19.B1
AF0094:J | SC | * |  |  | 20.D4 | AF0095:P | CONTROL A,C.C. | 20.D5
AF0094:SH | SC | IEG00108 | GRN | 14 | 20.D4 | IEG0010:8 | CONTROL A,C.C. | 20.D4
AF0094:SH | SC | AU0090G | GRN | 14 | 20.D4 | AU0090:GND | CONTROL A,C.C. | 20.C2
AF0095:00 | SC | 008010 | WHT | 20 | 127.C7 | KA0803:A1 | CONTROL A,C.C. | 127.C6
AF0095:16 | SC | 008022 | WHT | 20 | 127.C7 | KA0803:A2 | CONTROL A,C.C. | 127.C6
AF0095:COM | SC | 0V | WHT | 16 | 20.D5 | XT0080:4 | CONTROL A,C.C. | 20.D1
AF0095:V+ | SC | FU0093 | WHT | 16 | 20.D5 | FU0093:LD | CONTROL A,C.C. | 20.D1
AU0080:COM | SC | 0V | WHT | 16 | 20.A1 | XT0080:1 | CONTROL A,C.C. | 20.A1
AU0080:V+ | SC | FU0081 | WHT | 16 | 20.A1 | FU0081:LD | CONTROL A,C.C. | 20.B1
AU0090:COM | SC | 0V | WHT | 16 | 20.C2 | XT0080:2 | CONTROL A,C.C. | 20.D1
AU0090:V+ | SC | FU0090 | WHT | 16 | 20.C2 | FU0090:LD | CONTROL A,C.C. | 20.D1
FU0012:LI | SC | 523POS | --- | BUS | 14.B3 | FU0013:LI | CONTROL A,C.C. | 14.B3
FU0012:LI | SC | 523POS | --- | BUS | 14.B3 | XT0014:1 | CONTROL A,C.C. | 14.B2
FU0013:LI | SC | 523POS | --- | BUS | 14.B3 | FU0014:LI | CONTROL A,C.C. | 14.B3
FU0014:LI | SC | 523POS | --- | BUS | 14.B3 | FU0015:LI | CONTROL A,C.C. | 14.B3
FU0015:LI | SC | 523POS | --- | BUS | 14.B3 | FU0016:LI | CONTROL A,C.C. | 14.C3
FU0016:LI | SC | 523POS | --- | BUS | 14.C3 | FU0017:LI | CONTROL A,C.C. | 14.C3
FU0017:LI | SC | 523POS | --- | BUS | 14.C3 | FU0018:LI | CONTROL A,C.C. | 14.C3
FU0080:LI | SC | FU0137 | WHT | 12 | 19.A1 | FU0137:LD | CONTROL A,C.C. | 19.A2
FU0080:LI | SC | FU0137 | WHT | 12 | 19.A1 | FU0139:LI | CONTROL A,C.C. | 19.A1
FU0081:LI | SC | FU0080 | WHT | 14 | 20.B1 | FU0080:LD | CONTROL A,C.C. | 19.A1
FU0081:LI | SC | FU0080 | WHT | 14 | 20.B1 | FU0090:LI | CONTROL A,C.C. | 20.D1
FU0090:LI | SC | FU0080 | WHT | 14 | 20.D1 | FU0091:LI | CONTROL A,C.C. | 20.D1
FU0091:LI | SC | FU0080 | WHT | 14 | 20.D1 | FU0092:LI | CONTROL A,C.C. | 20.D1
FU0092:LI | SC | FU0080 | WHT | 14 | 20.D1 | FU0093:LI | CONTROL A,C.C. | 20.D1
FU0093:LI | SC | FU0080 | WHT | 14 | 20.D1 | FU0094:LI | CONTROL A,C.C. | 20.D1
FU0136:LD | SC | FU0136 | WHT | 10 | 13.A2 | XT0002:1 | CONTROL A,C.C. | 13.A4
FU0136:LI | SC | 24V | WHT | 10 | 13.A2 | UJ0131:OUT(+) | CONTROL A,C.C. | 14.B4
FU0137:LI | SC | FU0136 | WHT | 12 | 19.A2 | XT0002:2 | CONTROL A,C.C. | 13.A4
FU0139:LD | SC | FU0139 | WHT | 16 | 19.A1 | XT0081:1 | CONTROL A,C.C. | 21.A2
FU0139:LI | SC | FU0137 | WHT | 12 | 19.A1 | FU0387:LI | CONTROL A,C.C. | 19.A1
FU0387:LI | SC | FU0137 | WHT | 12 | 19.A1 | FU0388:LI | CONTROL A,C.C. | 19.B1
FU0388:LD | SC | FU0388 | WHT | 16 | 19.B1 | KA0138:14 | CONTROL A,C.C. | 95.C5
FU0388:LI | SC | FU0137 | WHT | 12 | 19.B1 | FU0389:LI | CONTROL A,C.C. | 19.B1
FU0389:LD | SC | FU0389 | WHT | 12 | 19.B1 | XT0089:21 | CONTROL A,C.C. | 27.D5
FU0389:LI | SC | FU0137 | WHT | 12 | 19.B1 | FU0390:LI | CONTROL A,C.C. | 19.C1
FU0390:LD | SC | FU0390 | WHT | 16 | 19.C1 | XT0080:10 | CONTROL A,C.C. | 86.C5
GR0131: | SC | GR0131 | GRN/YEL | 14 | 11.A4 | FRAME | CONTROL A,C.C. | 11.A3
GR0132: | SC | GR0132 | GRN/YEL | 14 | 11.A4 | FRAME | CONTROL A,C.C. | 11.A3
GR0133: | SC | IEG00106 | GRN | 14 | 11.A4 | IEG0010:6 | CONTROL A,C.C. | 11.A5
GR0134: | SC | IEG001013 | GRN | 14 | 11.A4 | IEG0010:13 | CONTROL A,C.C. | 11.A5
GR0135: | SC | GR0135 | GRN/YEL | 14 | 11.A4 | FRAME | CONTROL A,C.C. | 11.A5
KA0130:A1 | SC | KA0130A1 | WHT | 20 | 27.C5 | KA0130:11 | CONTROL A,C.C. | 27.D6
KA0131:11 | SC | KA0135A1 | WHT | 20 | 22.B4 | KA0135:A1 | CONTROL A,C.C. | 22.B6
KA0131:12 | SC | KA013112 | WHT | 20 | 22.B4 | KA0137:24 | CONTROL A,C.C. | 22.B1
KA0131:A1 | SC | KA0131A1 | WHT | 20 | 26.C5 | KA0132:A1 | CONTROL A,C.C. | 26.C5
KA0131:A1 | SC | KA0131A1 | WHT | 20 | 26.C5 | KA0242:14 | CONTROL A,C.C. | 26.C3
KA0131:A2 | SC | KA0131A2 | WHT | 20 | 26.C5 | KA0132:A2 | CONTROL A,C.C. | 26.C5
KA0132:11 | SC | FU0139 | WHT | 20 | 21.A1 | KA0133:11 | CONTROL A,C.C. | 21.B1
KA0132:11 | SC | FU0139 | WHT | 20 | 21.A1 | XT0081:1 | CONTROL A,C.C. | 21.A2
KA0132:12 | SC | KT014315 | WHT | 20 | 21.A1 | KT0142:A1 | CONTROL A,C.C. | 21.A6
KA0132:12 | SC | KT014315 | WHT | 20 | 21.A1 | KA0133:12 | CONTROL A,C.C. | 21.B1
KA0132:21 | SC | KA0138A1 | WHT | 20 | 21.C3 | KA0138:A1 | CONTROL A,C.C. | 21.C6
KA0132:22 | SC | KA013222 | WHT | 20 | 21.C3 | KT0141:18 | CONTROL A,C.C. | 21.C2
KA0132:24 | SC | KA013224 | WHT | 20 | 21.C3 | KA0134:14 | CONTROL A,C.C. | 21.C1
KA0132:A1 | SC | KA0131A1 | WHT | 20 | 26.C5 | KA0141:A1 | CONTROL A,C.C. | 26.C5
KA0132:A2 | SC | KA0131A2 | WHT | 20 | 26.C5 | KA0141:A2 | CONTROL A,C.C. | 26.C5
KA0133:11 | SC | FU0139 | WHT | 20 | 21.B1 | KT0144:A1 | CONTROL A,C.C. | 21.B6
KA0133:A2 | SC | 0V | WHT | 20 | 21.B6 | KA0136:A2 | CONTROL A,C.C. | 21.C6
KA0133:A2 | SC | 0V | WHT | 20 | 21.B6 | KT0144:A2 | CONTROL A,C.C. | 21.B6
KA0134:11 | SC | FU0139 | WHT | 20 | 21.C1 | KT0144:15 | CONTROL A,C.C. | 21.C1
KA0134:11 | SC | FU0139 | WHT | 20 | 21.C1 | KA0136:11 | CONTROL A,C.C. | 21.B1
KA0134:A2 | SC | 0V | WHT | 20 | 21.D6 | KT0143:A2 | CONTROL A,C.C. | 21.D6
KA0135:A1 | SC | KA0135A1 | WHT | 20 | 22.B6 | XT0089:23 | CONTROL A,C.C. | 22.C5
KA0135:A2 | SC | 0V | WHT | 20 | 22.B6 | KA0137:A2 | CONTROL A,C.C. | 22.A6
KA0136:11 | SC | FU0139 | WHT | 20 | 21.B1 | KT0144:A1 | CONTROL A,C.C. | 21.B6
KA0136:14 | SC | KA013821 | WHT | 20 | 21.B1 | KA0138:21 | CONTROL A,C.C. | 21.B2
KA0136:A1 | SC | PS32002 | WHT | 20 | 21.C6 | XT0089:14 | CONTROL A,C.C. | 93.D5
KA0136:A2 | SC | 0V | WHT | 20 | 21.C6 | KA0138:A2 | CONTROL A,C.C. | 21.C6
KA0137:11 | SC | FU0139 | WHT | 20 | 21.C1 | KT0140:15 | CONTROL A,C.C. | 21.C1
KA0137:11 | SC | FU0139 | WHT | 20 | 21.C1 | KT0144:15 | CONTROL A,C.C. | 21.C1
KA0137:14 | SC | KA013222 | WHT | 20 | 21.C1 | KT0141:18 | CONTROL A,C.C. | 21.C2
KA0137:14 | SC | KA013222 | WHT | 20 | 21.C1 | KT0144:18 | CONTROL A,C.C. | 21.C1
KA0137:24 | SC | KA013112 | WHT | 20 | 22.B1 | AF0087:09 | CONTROL A,C.C. | 22.B2
KA0137:A1 | SC | KA0137A1 | WHT | 20 | 22.A6 | KT0145:18 | CONTROL A,C.C. | 22.A1
KA0137:A2 | SC | 0V | WHT | 20 | 22.A6 | KT0145:A2 | CONTROL A,C.C. | 22.A6
KA0138:11 | SC | KM3170EP | WHT | 20 | 95.C5 | XT0080:5 | CONTROL A,C.C. | 95.C5
KA0138:24 | SC | KT0144B1 | WHT | 20 | 21.B2 | KT0144:B1 | CONTROL A,C.C. | 21.B6
KA0138:A2 | SC | 0V | WHT | 20 | 21.C6 | KT0143:A2 | CONTROL A,C.C. | 21.D6
KA0141:21 | SC | KT0146A1 | WHT | 20 | 26.B5 | KA0241:21 | CONTROL A,C.C. | 26.A5
KA0141:21 | SC | KT0146A1 | WHT | 20 | 26.B5 | KT0146:A1 | CONTROL A,C.C. | 26.B4
KA0141:24 | SC | KA014124 | WHT | 20 | 26.B5 | KA0241:24 | CONTROL A,C.C. | 26.A5
KA0141:A1 | SC | KA0131A1 | WHT | 20 | 26.C5 | KA0230:A1 | CONTROL A,C.C. | 26.C5
KA0141:A2 | SC | KA0131A2 | WHT | 20 | 26.C5 | KA0230:A2 | CONTROL A,C.C. | 26.C5
KA0230:A1 | SC | KA0131A1 | WHT | 20 | 26.C5 | KA0231:A1 | CONTROL A,C.C. | 26.C5
KA0230:A2 | SC | KA0131A2 | WHT | 20 | 26.C5 | KA0231:A2 | CONTROL A,C.C. | 26.C5
KA0231:24 | SC | KA023124 | WHT | 20 | 24.C2 | KA0245:21 | CONTROL A,C.C. | 24.C3
KA0231:A1 | SC | KA0131A1 | WHT | 20 | 26.C5 | KA0232:A1 | CONTROL A,C.C. | 26.D5
KA0231:A2 | SC | KA0131A2 | WHT | 20 | 26.C5 | KA0232:A2 | CONTROL A,C.C. | 26.D5
KA0232:11 | SC | HA047202 | WHT | 20 | 54.A5 | KA0875:11 | CONTROL A,C.C. | 54.A5
KA0236:11 | SC | FU0139 | WHT | 20 | 24.A2 | XT0081:5 | CONTROL A,C.C. | 24.A3
KA0236:24 | SC | KA024114 | WHT | 20 | 24.C2 | KA0241:14 | CONTROL A,C.C. | 24.C2
KA0239:22 | SC | KA023922 | WHT | 20 | 27.C6 | KA0242:24 | CONTROL A,C.C. | 27.C6
KA0239:A1 | SC | ESTOP | WHT | 20 | 24.C6 | KA0240:A1 | CONTROL A,C.C. | 24.C6
KA0239:A2 | SC | 0V | WHT | 20 | 24.C6 | KA0240:A2 | CONTROL A,C.C. | 24.C6
KA0240:11 | SC | PS32004 | WHT | 20 | 93.D6 | XT0089:15 | CONTROL A,C.C. | 93.D5
KA0240:14 | SC | UF1300 | WHT | 20 | 93.D6 | XT0084:1 | CONTROL A,C.C. | 93.D6
KA0241:11 | SC | UA1200J21 | WHT | 20 | 24.C2 | KA0236:21 | CONTROL A,C.C. | 24.C2
KA0241:11 | SC | UA1200J21 | WHT | 20 | 24.C2 | XT0089:20 | CONTROL A,C.C. | 27.D5
KA0241:14 | SC | KA024114 | WHT | 20 | 24.C2 | KA0231:21 | CONTROL A,C.C. | 24.C2
KA0241:A1 | SC | KA0241A1 | WHT | 20 | 24.A6 | KA0242:A1 | CONTROL A,C.C. | 24.B6
KA0241:A1 | SC | KA0241A1 | WHT | 20 | 24.A6 | XT0081:7 | CONTROL A,C.C. | 24.A3
KA0241:A2 | SC | 0V | WHT | 20 | 24.A6 | KA0242:A2 | CONTROL A,C.C. | 24.B6
KA0241:A2 | SC | 0V | WHT | 20 | 24.A6 | XT0080:9 | CONTROL A,C.C. | 24.A6
KA0242:11 | SC | KT014618 | WHT | 20 | 26.C3 | KA0231:11 | CONTROL A,C.C. | 26.C3
KA0242:11 | SC | KT014618 | WHT | 20 | 26.C3 | KT0146:18 | CONTROL A,C.C. | 26.B2
KA0242:14 | SC | KA0131A1 | WHT | 20 | 26.C3 | KA0231:14 | CONTROL A,C.C. | 26.C3
KA0243:21 | SC | KA024524 | WHT | 20 | 24.C4 | KA0245:24 | CONTROL A,C.C. | 24.C3
KA0243:24 | SC | ESTOPD | WHT | 20 | 24.C4 | XT0089:1 | CONTROL A,C.C. | 25.B4
KA0243:A1 | SC | KA0243A1 | WHT | 20 | 23.A6 | KA0244:A1 | CONTROL A,C.C. | 23.B6
KA0243:A1 | SC | KA0243A1 | WHT | 20 | 23.A6 | XT0089:10 | CONTROL A,C.C. | 23.A5
KA0243:A2 | SC | 0V | WHT | 20 | 23.A6 | KA0244:A2 | CONTROL A,C.C. | 23.B6
KA0243:A2 | SC | 0V | WHT | 20 | 23.A6 | XT0080:8 | CONTROL A,C.C. | 23.A6
KA0244:11 | SC | FU0139 | WHT | 20 | 22.A1 | XT0081:2 | CONTROL A,C.C. | 22.A2
KA0244:11 | SC | FU0139 | WHT | 20 | 22.A1 | KT0142:15 | CONTROL A,C.C. | 22.A1
KA0244:12 | SC | KT0145A1 | WHT | 20 | 22.A1 | KT0145:A1 | CONTROL A,C.C. | 22.A6
KA0244:A2 | SC | 0V | WHT | 20 | 23.B6 | KA0245:A2 | CONTROL A,C.C. | 23.C6
KA0245:A1 | SC | KA0245A1 | WHT | 20 | 23.C6 | XT0089:11 | CONTROL A,C.C. | 23.C5
KA0481:11 | SC | FU0136 | WHT | 14 | 46.D5 | XT0002:6 | CONTROL A,C.C. | 13.B4
KA0481:12 | SC | KA048112 | WHT | 14 | 46.D5 | XT0081:8 | CONTROL A,C.C. | 46.D5
KA0803:11 | SC | KA080311 | WHT | 20 | 127.D6 | XT9930:2 | CONTROL A,C.C. | 127.D5
KA0803:14 | SC | KA080314 | WHT | 20 | 127.D6 | XT9930:1 | CONTROL A,C.C. | 127.D5
KA0875:11 | SC | HA047202 | WHT | 20 | 54.A5 | XT0081:10 | CONTROL A,C.C. | 54.A5
KA0875:A2 | SC | HA047201 | WHT | 20 | 54.A5 | XT0081:11 | CONTROL A,C.C. | 54.A5
KT0140:16 | SC | KT014115 | WHT | 20 | 21.C1 | KT0141:15 | CONTROL A,C.C. | 21.C2
KT0140:18 | SC | KT0143A1 | WHT | 20 | 21.D1 | KT0143:A1 | CONTROL A,C.C. | 21.D6
KT0140:A1 | SC | KT0140A1 | WHT | 20 | 21.A6 | KT0143:16 | CONTROL A,C.C. | 21.A5
KT0140:A2 | SC | 0V | WHT | 20 | 21.A6 | KT0141:A2 | CONTROL A,C.C. | 21.A6
KT0140:A2 | SC | 0V | WHT | 20 | 21.A6 | XT0080:6 | CONTROL A,C.C. | 21.A6
KT0141:A1 | SC | KT014315 | WHT | 20 | 21.A6 | KT0143:15 | CONTROL A,C.C. | 21.A5
KT0141:A1 | SC | KT014315 | WHT | 20 | 21.A6 | KT0142:A1 | CONTROL A,C.C. | 21.A6
KT0141:A2 | SC | 0V | WHT | 20 | 21.A6 | KT0142:A2 | CONTROL A,C.C. | 21.A6
KT0142:15 | SC | FU0139 | WHT | 20 | 22.A1 | KT0145:15 | CONTROL A,C.C. | 22.A1
KT0142:A2 | SC | 0V | WHT | 20 | 21.A6 | KT0144:A2 | CONTROL A,C.C. | 21.B6
KT0145:15 | SC | FU0139 | WHT | 20 | 22.A1 | KA0137:21 | CONTROL A,C.C. | 22.B1
KT0145:18 | SC | KA0137A1 | WHT | 20 | 22.A1 | KT0142:18 | CONTROL A,C.C. | 22.A1
KT0145:A2 | SC | 0V | WHT | 20 | 22.A6 | XT0080:7 | CONTROL A,C.C. | 22.A6
QS0011:LD-1 | SC | UJ0131P | WHT | 12 | 14.B3 | UJ0131:+ | CONTROL A,C.C. | 14.B4
QS0011:LD-3 | SC | UJ0131N | WHT | 12 | 14.B3 | UJ0131:- | CONTROL A,C.C. | 14.B4
UJ0131:G | SC | UJ0131G | GRN/YEL | 12 | 14.B4 | FRAME | CONTROL A,C.C. | 14.B4
UJ0131:OUT(-) | SC | 0V | WHT | 10 | 14.B4 | XT0003:1 | CONTROL A,C.C. | 13.A4
XT0003:2 | SC | 0V | WHT | 12 | 13.A4 | XT0082:1 | CONTROL A,C.C. | 19.A1
XT0003:6 | SC | 0V | WHT | 14 | 13.B4 | XT0081:9 | CONTROL A,C.C. | 46.D5
XT0080:1 | SC | 0V | WHT | 14 | 20.A1 | XT0082:2 | CONTROL A,C.C. | 19.A1
XT0080:12 | SC | 0V | WHT | 20 | 86.C5 | XT0082:6 | CONTROL A,C.C. | 19.C1
XT0080:6 | SC | 0V | WHT | 20 | 21.A6 | XT0089:19 | CONTROL A,C.C. | 26.A2
XT0081:1 | SC | FU0139 | WHT | 20 | 21.A2 | XT0089:17 | CONTROL A,C.C. | 26.A2
XT0081:2 | SC | FU0139 | WHT | 20 | 22.A2 | XT0081:1 | CONTROL A,C.C. | 21.A2
XT0082:2 | SC | 0V | WHT | 14 | 19.A1 | XT0080:6 | CONTROL A,C.C. | 21.A6
XT0082:4 | SC | 0V | WHT | 16 | 19.B1 | XT0089:22 | CONTROL A,C.C. | 27.D5
XT0089:13 | SC | FU0139 | WHT | 20 | 93.D5 | XT0081:4 | CONTROL A,C.C. | 24.A3
AU0080:L1 | WC0009 | AU0090L2 | ENET | CABLE | 2.A4 | AU0090:L2 | CONTROL A,C.C. | 2.A3
AF0083:J | WC0080 | AF0083J | COMM | USB | 20.B3 | AF0084:P | CONTROL A,C.C. | 20.B4
AF0086:12 | WC4661 | FT21082 | RED | 20 | 86.C7 | XT0080:11 | CONTROL A,C.C. | 86.C5
AF0086:28 | WC4661 | 0V | BLK | 20 | 86.C7 | XT0080:12 | CONTROL A,C.C. | 86.C5
AF0086:60 | WC4661 | FT2108S | SH | 20 | 86.C7 | XT0080:13 | CONTROL A,C.C. | 86.C5
IEG0010:7 | SC | IEG0257G | GRN | 8 | 12.C2 | IEG0257:0 | BOP,C.C. | 12.C2
KA0130:21 | SC | KA013021 | WHT | 20 | 27.A5 | XT0140:12 | BOP,C.C. | 33.D2
KA0130:24 | SC | KA053312 | WHT | 20 | 27.A5 | XT0140:10 | BOP,C.C. | 33.B2
XT0089:6 | SC | ESTOP | WHT | 20 | 24.D5 | XT0140:8 | BOP,C.C. | 33.A2
XT0089:8 | SC | KA0131A1 | WHT | 20 | 26.D4 | XT0140:7 | BOP,C.C. | 33.A2
AF0093:12 | SC | 009312 | WHT | 20 | 19.D7 | PC0470:INP_A | CONTROL B,C.C. | 19.D5
AF0093:28 | SC | 009328 | WHT | 20 | 19.D7 | PC0470:-PWR | CONTROL B,C.C. | 19.D5
AF0093:44 | SC | 009344 | WHT | 20 | 19.D7 | PC0470:+PWR | CONTROL B,C.C. | 19.D5
AF0095:02 | SC | 009502 | WHT | 20 | 76.B7 | KA0221:14 | CONTROL B,C.C. | 76.B6
IEG0010:1 | SC | IEG0230G | GRN | 8 | 11.B2 | IEG0230:0 | CONTROL B,C.C. | 11.B2
IEG0010:4 | SC | IEG00104 | GRN | 14 | 17.C6 | XT0400:3 | CONTROL B,C.C. | 17.C5
KA0134:A1 | SC | KA0134A1 | WHT | 20 | 21.D6 | AF0067:12 | CONTROL B,C.C. | 21.D4
KA0230:11 | SC | KA017911 | WHT | 20 | 133.B5 | XT0240:2 | CONTROL B,C.C. | 133.B5
KA0230:12 | SC | FU0136 | WHT | 14 | 133.B5 | XT0240:3 | CONTROL B,C.C. | 133.B6
KA0232:A1 | SC | KA0131A1 | WHT | 20 | 26.D5 | KA0233:A1 | CONTROL B,C.C. | 26.D5
KA0232:A2 | SC | KA0131A2 | WHT | 20 | 26.D5 | KA0233:A2 | CONTROL B,C.C. | 26.D5
KA0236:A1 | SC | ESTOP | WHT | 20 | 24.C6 | KA0235:A1 | CONTROL B,C.C. | 24.C6
KA0236:A1 | SC | ESTOP | WHT | 20 | 24.C6 | KA0237:A1 | CONTROL B,C.C. | 24.C6
KA0236:A2 | SC | 0V | WHT | 20 | 24.C6 | KA0237:A2 | CONTROL B,C.C. | 24.C6
KA0236:A2 | SC | 0V | WHT | 20 | 24.C6 | KA0235:A2 | CONTROL B,C.C. | 24.C6
KA0239:21 | SC | FU0212 | WHT | 16 | 27.C6 | FU0212:LD | CONTROL B,C.C. | 15.B1
KA0239:A1 | SC | ESTOP | WHT | 20 | 24.C6 | KA0237:A1 | CONTROL B,C.C. | 24.C6
KA0239:A2 | SC | 0V | WHT | 20 | 24.C6 | KA0237:A2 | CONTROL B,C.C. | 24.C6
KA0240:A1 | SC | ESTOP | WHT | 20 | 24.C6 | KA0251:A1 | CONTROL B,C.C. | 24.D6
KA0240:A2 | SC | 0V | WHT | 20 | 24.C6 | KA0251:A2 | CONTROL B,C.C. | 24.D6
KA0242:21 | SC | KA024221 | WHT | 20 | 27.C6 | XT0237:1 T2 | CONTROL B,C.C. | 27.C5
KA0242:A2 | SC | 0V | WHT | 20 | 24.B6 | KA0235:A2 | CONTROL B,C.C. | 24.C6
KT0146:15 | SC | KT014615 | WHT | 20 | 26.B2 | AF0076:10 | CONTROL B,C.C. | 26.B2
KT0146:A2 | SC | KT0146A2 | WHT | 20 | 26.B4 | AF0076:29 | CONTROL B,C.C. | 26.B6
KT0146:B1 | SC | KT0146B1 | WHT | 20 | 26.B4 | AF0076:13 | CONTROL B,C.C. | 26.B6
XT0002:1 | SC | FU0136 | WHT | 14 | 13.A4 | FU0210:LI | CONTROL B,C.C. | 15.A2
XT0002:3 | SC | FU0136 | WHT | 14 | 13.A4 | FU0410:LI | CONTROL B,C.C. | 17.C1
XT0002:4 | SC | FU0136 | WHT | 14 | 13.A4 | FU0010:LI | CONTROL B,C.C. | 4.B1
XT0002:8 | SC | FU0136 | WHT | 14 | 13.B4 | XT0240:3 | CONTROL B,C.C. | 133.B6
XT0003:1 | SC | 0V | WHT | 14 | 13.A4 | XT0062:1 | CONTROL B,C.C. | 15.A1
XT0003:3 | SC | 0V | WHT | 14 | 13.A4 | XT0401:1 | CONTROL B,C.C. | 17.A1
XT0003:8 | SC | 0V | WHT | 14 | 13.C4 | XT0240:4 | CONTROL B,C.C. | 133.C6
XT0089:17 | SC | FU0139 | WHT | 20 | 26.A2 | RR0941:-4.7K OHM | CONTROL B,C.C. | 26.A2
XT0089:18 | SC | 007405 | WHT | 20 | 26.A2 | AF0074:05 | CONTROL B,C.C. | 26.A2
XT0089:18 | SC | 007405 | WHT | 20 | 26.A2 | RR0942:-1.0K OHM | CONTROL B,C.C. | 26.A2
XT0089:18 | SC | 007405 | WHT | 20 | 26.A2 | RR0941:-4.7K OHM | CONTROL B,C.C. | 26.A2
XT0089:19 | SC | 0V | WHT | 20 | 26.A2 | AF0074:21 | CONTROL B,C.C. | 26.A2
XT0089:19 | SC | 0V | WHT | 20 | 26.A2 | RR0942:-1.0K OHM | CONTROL B,C.C. | 26.A2
XT0089:5 | SC | ESTOP | WHT | 20 | 25.C4 | KA0235:A1 | CONTROL B,C.C. | 24.C6
XT0089:6 | SC | ESTOP | WHT | 20 | 24.D5 | KA0251:A1 | CONTROL B,C.C. | 24.D6
XT0089:8 | SC | KA0131A1 | WHT | 20 | 26.D4 | KA0234:A1 | CONTROL B,C.C. | 26.D5
AU0080:L2 | WC0008 | AU0080L2 | ENET | CABLE | 2.A4 | AU0070:L1 | CONTROL B,C.C. | 2.A6
AU0090:L1 | WC0045 | AF0450L2 | ENET | CABLE | 2.A3 | AF0450:L2 | CONTROL B,C.C. | 2.A1
AF0093:04 | SC | KA017611 | WHT | 20 | 129.A7 | KA0176:11 | F&G,C.C. | 129.A6
AF0093:13 | SC | KA017711 | WHT | 20 | 130.A7 | KA0177:11 | F&G,C.C. | 130.A6
AF0093:36 | SC | 009336 | WHT | 20 | 129.A7 | KA0176:14 | F&G,C.C. | 129.A6
AF0093:45 | SC | 009345 | WHT | 20 | 130.A7 | KA0177:14 | F&G,C.C. | 130.A6
IEG0010:3 | SC | IEG0150G | GRN | 8 | 11.C2 | IEG0150:0 | F&G,C.C. | 11.C2
KA0232:12 | SC | KA023212 | WHT | 20 | 54.A5 | KA0178:11 | F&G,C.C. | 54.A6
KA0875:14 | SC | FU0535 | WHT | 20 | 54.A5 | XT0170:1 | F&G,C.C. | 38.A2
KA0875:14 | SC | FU0535 | WHT | 20 | 54.A5 | KA0178:14 | F&G,C.C. | 54.A6
KA6211:A1 | SC | KA6211A1 | WHT | 20 | 129.A6 | KA0246:14 | F&G,C.C. | 129.A5
KA6212:A1 | SC | KA024714 | WHT | 20 | 130.A6 | KA0247:14 | F&G,C.C. | 130.A5
PEG0130:2 | SC | PEG0150G | GRN/YEL | 8 | 11.B2 | PEG0150:0 | F&G,C.C. | 11.B2
XT0002:7 | SC | FU0136 | WHT | 12 | 13.B4 | FU0535:LI | F&G,C.C. | 42.A4
XT0003:7 | SC | 0V | WHT | 14 | 13.B4 | XT0536:1 | F&G,C.C. | 42.A5
XT0080:8 | SC | 0V | WHT | 20 | 23.A6 | KA0176:A2 | F&G,C.C. | 41.A6
XT0081:3 | SC | FU0139 | WHT | 20 | 23.A2 | KA0255:21 | F&G,C.C. | 41.A1
XT0089:10 | SC | KA0243A1 | WHT | 20 | 23.A5 | KA0246:A1 | F&G,C.C. | 41.C6
XT0089:11 | SC | KA0245A1 | WHT | 20 | 23.C5 | KA0249:A1 | F&G,C.C. | 41.C6
XT0089:23 | SC | KA0135A1 | WHT | 20 | 22.C5 | KA0145:A1 | F&G,C.C. | 41.B6
XT0089:9 | SC | KA0131A1 | WHT | 20 | 26.D4 | KA0255:A1 | F&G,C.C. | 41.B6
IEG0010:5 | SC | IEG0160G | GRN | 8 | 12.A2 | IEG0160:0 | HPC,C.C. | 12.A2
XT0002:6 | SC | FU0136 | WHT | 14 | 13.B4 | FU0332:LI | HPC,C.C. | 28.A3
XT0003:6 | SC | 0V | WHT | 12 | 13.B4 | XT0336:1 | HPC,C.C. | 28.A4
XT0089:8 | SC | KA0131A1 | WHT | 20 | 26.D4 | XT0120:4 | HPC,C.C. | 30.B3
XT0002:3 | SC | FU0136 | WHT | 12 | 13.A4 | XT0672:1 | ISOLATORS,CSMD | 10.A4
XT0003:3 | SC | 0V | WHT | 12 | 13.A4 | XT0672:2 | ISOLATORS,CSMD | 10.A4
AF0084:17 | WC2126 | 008417 | RED | 20 | 92.A7 | UAI0840:-7 | ISOLATORS,CSMD | 92.A5
AF0084:01 | WC2126 | 008401 | WHT | 20 | 92.A7 | UAI0840:-5 | ISOLATORS,CSMD | 92.A5
AF0084:00 | WC2126 | 008400 | BLK | 20 | 92.A7 | UAI0840:+6 | ISOLATORS,CSMD | 92.A5
AF0084:48 | WC2126 | 008448 | SH | 20 | 92.A7 | FLOATING | ISOLATORS,CSMD | 92.A6
AF0084:19 | WC2127 | 008419 | RED | 20 | 87.A7 | UAI0841:-7 | ISOLATORS,CSMD | 87.A5
AF0084:03 | WC2127 | 008403 | WHT | 20 | 87.A7 | UAI0841:-5 | ISOLATORS,CSMD | 87.A5
AF0084:02 | WC2127 | 008402 | BLK | 20 | 87.A7 | UAI0841:+6 | ISOLATORS,CSMD | 87.A5
AF0084:50 | WC2127 | 008450 | SH | 20 | 87.A7 | FLOATING | ISOLATORS,CSMD | 87.B6
AF0083:23 | WC2128 | 008323 | RED | 20 | 94.A7 | UAI0833:-7 | ISOLATORS,CSMD | 94.A5
AF0083:07 | WC2128 | 008307 | WHT | 20 | 94.A7 | UAI0833:-5 | ISOLATORS,CSMD | 94.A5
AF0083:06 | WC2128 | 008306 | BLK | 20 | 94.A7 | UAI0833:+6 | ISOLATORS,CSMD | 94.A5
AF0083:54 | WC2128 | 008354 | SH | 20 | 94.A7 | FLOATING | ISOLATORS,CSMD | 94.B6
AF0083:21 | WC2156 | 008321 | RED | 20 | 94.A7 | UAI0832:-7 | ISOLATORS,CSMD | 94.A5
AF0083:05 | WC2156 | 008305 | WHT | 20 | 94.A7 | UAI0832:-5 | ISOLATORS,CSMD | 94.A5
AF0083:04 | WC2156 | 008304 | BLK | 20 | 94.A7 | UAI0832:+6 | ISOLATORS,CSMD | 94.A5
AF0083:52 | WC2156 | 008352 | SH | 20 | 94.A7 | FLOATING | ISOLATORS,CSMD | 94.A6
AF0083:25 | WC2157 | 008325 | RED | 20 | 94.B7 | UAI0834:-7 | ISOLATORS,CSMD | 94.B5
AF0083:09 | WC2157 | 008309 | WHT | 20 | 94.B7 | UAI0834:-5 | ISOLATORS,CSMD | 94.B5
AF0083:08 | WC2157 | 008308 | BLK | 20 | 94.B7 | UAI0834:+6 | ISOLATORS,CSMD | 94.B5
AF0083:56 | WC2157 | 008356 | SH | 20 | 94.B7 | FLOATING | ISOLATORS,CSMD | 94.B6
AF0083:27 | WC2180 | 008327 | RED | 20 | 58.A7 | UAI0835:-7 | ISOLATORS,CSMD | 58.A5
AF0083:11 | WC2180 | 008311 | WHT | 20 | 58.A7 | UAI0835:-5 | ISOLATORS,CSMD | 58.A5
AF0083:10 | WC2180 | 008310 | BLK | 20 | 58.A7 | UAI0835:+6 | ISOLATORS,CSMD | 58.A5
AF0083:58 | WC2180 | 008358 | SH | 20 | 58.A7 | FLOATING | ISOLATORS,CSMD | 58.A6
AF0083:19 | WC2254 | 008319 | RED | 20 | 61.A7 | UAI0831:-7 | ISOLATORS,CSMD | 61.A5
AF0083:03 | WC2254 | 008303 | WHT | 20 | 61.A7 | UAI0831:-5 | ISOLATORS,CSMD | 61.A5
AF0083:02 | WC2254 | 008302 | BLK | 20 | 61.A7 | UAI0831:+6 | ISOLATORS,CSMD | 61.A5
AF0083:50 | WC2254 | 008350 | SH | 20 | 61.A7 | FLOATING | ISOLATORS,CSMD | 61.A6
AF0083:17 | WC2255 | 008317 | RED | 20 | 62.A7 | UAI0830:-7 | ISOLATORS,CSMD | 62.A5
AF0083:01 | WC2255 | 008301 | WHT | 20 | 62.A7 | UAI0830:-5 | ISOLATORS,CSMD | 62.A5
AF0083:00 | WC2255 | 008300 | BLK | 20 | 62.A7 | UAI0830:+6 | ISOLATORS,CSMD | 62.A5
AF0083:48 | WC2255 | 008348 | SH | 20 | 62.A7 | FLOATING | ISOLATORS,CSMD | 62.A6
AF0083:29 | WC2262 | 008329 | RED | 20 | 121.C7 | UAI0836:-7 | ISOLATORS,CSMD | 121.C5
AF0083:13 | WC2262 | 008313 | WHT | 20 | 121.C7 | UAI0836:-5 | ISOLATORS,CSMD | 121.C5
AF0083:12 | WC2262 | 008312 | BLK | 20 | 121.C7 | UAI0836:+6 | ISOLATORS,CSMD | 121.C5
AF0083:60 | WC2262 | 008360 | SH | 20 | 121.C7 | FLOATING | ISOLATORS,CSMD | 121.C6
AF0094:31 | WC32211 | UAI32211 | RED | 20 | 100.A6 | UAI3221:+9 | ISOLATORS,CSMD | 100.A5
AF0094:15 | WC32211 | UAI32212 | WHT | 20 | 100.A6 | UAI3221:+10 | ISOLATORS,CSMD | 100.A5
AF0094:14 | WC32211 | UAI32213 | BLK | 20 | 100.A6 | UAI3221:-11 | ISOLATORS,CSMD | 100.A5
AF0094:62 | WC32211 | UAI3221S | SH | 20 | 100.A6 | FW3:1 | ISOLATORS,CSMD | 100.A5
AF0094:29 | WC32221 | UAI32221 | RED | 20 | 100.A6 | UAI3222:+9 | ISOLATORS,CSMD | 100.A5
AF0094:13 | WC32221 | UAI32222 | WHT | 20 | 100.A6 | UAI3222:+10 | ISOLATORS,CSMD | 100.A5
AF0094:12 | WC32221 | UAI32223 | BLK | 20 | 100.A6 | UAI3222:-11 | ISOLATORS,CSMD | 100.A5
AF0094:60 | WC32221 | UAI3222S | SH | 20 | 100.A6 | FW2:1 | ISOLATORS,CSMD | 100.B5
XT0002:7 | SC | FU0136 | WHT | 14 | 13.B4 | XT0051:1 | PLC,C.C. | 7.A4
XT0003:4 | SC | 0V | WHT | 14 | 13.B4 | UV0600:(-) | PLC,C.C. | 4.B2
XT0003:7 | SC | 0V | WHT | 14 | 13.B4 | XT0051:7 | PLC,C.C. | 7.A3
AF0081:05 | SC | SB0400B212 | WHT | 20 | 50.A3 | XT0563:9 | PWR DST,DR | 50.A3
AF0081:37 | SC | SB0400B211 | WHT | 20 | 50.A3 | XT0563:8 | PWR DST,DR | 50.A3
KA0236:12 | SC | KA023612 | WHT | 20 | 24.A2 | XT0563:3 | PWR DST,DR | 49.B6
XT0002:2 | SC | FU0136 | WHT | 14 | 13.A4 | FU0560:LI | PWR DST,DR | 47.A2
XT0003:2 | SC | 0V | WHT | 12 | 13.A4 | XT0562:1 | PWR DST,DR | 47.B2
XT0080:9 | SC | 0V | WHT | 20 | 24.A6 | XT0563:4 | PWR DST,DR | 49.B6
XT0081:6 | SC | FU0139 | WHT | 20 | 24.A3 | XT0563:6 | PWR DST,DR | 49.C6
XT0081:7 | SC | KA0241A1 | WHT | 20 | 24.A3 | XT0563:5 | PWR DST,DR | 49.C6
XT0089:2 | SC | ESTOPC | WHT | 20 | 25.B4 | XT0563:1 | PWR DST,DR | 49.D6
XT0089:3 | SC | ESTOPB | WHT | 20 | 25.B4 | XT0563:2 | PWR DST,DR | 49.D6
SolarTools ver. 24.0.84.24712 (Jul 31, 2025)
Report date: 4/27/2026 11:29 AM

## CONTROL B,C.C.
CONTROL B,C.C.
Project # | 4P012
Project Name | BSGP LINE2 - CS BOZOY 2 (KAZ)
Revision | A
Controls DE | COVARRUBIAS, A.
Phone:
Controls ME
Phone:
From | [5 empty] | To
Device ID | Cable (W) Conductor (SC) Jumper Clip (JC) | Wire No. | Wire ID | Gauge/Size | Page/Zone | Device ID | Location | Page/Zone
XT0060:1 | JC | 0V | CLIP | --- | 16.A1 | XT0060:2 | CONTROL B,C.C. | 16.B1
XT0060:2 | JC | 0V | CLIP | --- | 16.B1 | XT0060:3 | CONTROL B,C.C. | 16.B1
XT0060:3 | JC | 0V | CLIP | --- | 16.B1 | XT0060:4 | CONTROL B,C.C. | 16.C1
XT0062:1 | JC | 0V | CLIP | --- | 15.A1 | XT0062:2 | CONTROL B,C.C. | 15.A1
XT0062:2 | JC | 0V | CLIP | --- | 15.A1 | XT0062:3 | CONTROL B,C.C. | 15.B1
XT0062:3 | JC | 0V | CLIP | --- | 15.B1 | XT0062:4 | CONTROL B,C.C. | 15.B1
XT0401:1 | JC | 0V | CLIP | --- | 17.A1 | XT0401:2 | CONTROL B,C.C. | 17.C1
XT6210:1 | JC | LVP-L | CLIP | --- | 133.D6 | XT6210:2 | CONTROL B,C.C. | 133.D6
XT6211:3 | JC | LVP-N | CLIP | --- | 133.D6 | XT6211:4 | CONTROL B,C.C. | 133.D6
XT6211:4 | JC | LVP-N | CLIP | --- | 133.D6 | XT6211:5 | CONTROL B,C.C. | 133.D6
XT6211:7 | JC | LVP-G | CLIP | --- | 133.D6 | XT6211:8 | CONTROL B,C.C. | 133.D6
XT6211:8 | JC | LVP-G | CLIP | --- | 133.D6 | XT6211:9 | CONTROL B,C.C. | 133.D6
AF0061:02 | SC | 006102 | WHT | 20 | 68.B7 | KA0233:14 | CONTROL B,C.C. | 68.B5
AF0061:14 | SC | 006114 | WHT | 20 | 66.B7 | KA0234:14 | CONTROL B,C.C. | 66.B5
AF0061:COM | SC | 0V | WHT | 16 | 16.B2 | XT0060:2 | CONTROL B,C.C. | 16.B1
AF0061:J | SC | * |  |  | 16.B2 | AF0062:P | CONTROL B,C.C. | 16.B3
AF0061:V+ | SC | FU0062 | WHT | 16 | 16.B2 | FU0062:LD | CONTROL B,C.C. | 16.B1
AF0062:00 | SC | 006200 | WHT | 20 | 76.C7 | KA0222:14 | CONTROL B,C.C. | 76.C6
AF0062:04 | SC | 006204 | WHT | 20 | 133.B7 | XT0240:1 | CONTROL B,C.C. | 133.B6
AF0062:06 | SC | 006206 | WHT | 20 | 124.A7 | KA6200:A1 | CONTROL B,C.C. | 124.A6
AF0062:22 | SC | 006222 | WHT | 20 | 124.A7 | KA6200:A2 | CONTROL B,C.C. | 124.A6
AF0062:COM | SC | 0V | WHT | 16 | 16.B3 | XT0060:3 | CONTROL B,C.C. | 16.B1
AF0062:J | SC | * |  |  | 16.B3 | AF0063:P | CONTROL B,C.C. | 16.B3
AF0062:V+ | SC | FU0063 | WHT | 16 | 16.B3 | FU0063:LD | CONTROL B,C.C. | 16.B1
AF0063:COM | SC | AF0063N | WHT | 16 | 16.B3 | AF0064:COM | CONTROL B,C.C. | 16.A4
AF0063:COM | SC | AU0060N | WHT | 16 | 16.B3 | AU0060:COM | CONTROL B,C.C. | 16.A2
AF0063:J | SC | * |  |  | 16.B3 | AF0064:P | CONTROL B,C.C. | 16.A4
AF0063:V+ | SC | AF0063P | WHT | 16 | 16.B3 | AF0064:V+ | CONTROL B,C.C. | 16.A4
AF0063:V+ | SC | AU0060P | WHT | 16 | 16.B3 | AU0060:V+ | CONTROL B,C.C. | 16.A2
AF0064:COM | SC | AF0064N | WHT | 16 | 16.A4 | AF0065:COM | CONTROL B,C.C. | 16.A5
AF0064:J | SC | * |  |  | 16.A4 | AF0065:P | CONTROL B,C.C. | 16.A5
AF0064:SH | SC | AF0064G | GRN | 14 | 16.A4 | AF0065:SH | CONTROL B,C.C. | 16.A5
AF0064:SH | SC | AU0060G | GRN | 14 | 16.A4 | AU0060:GND | CONTROL B,C.C. | 16.A2
AF0064:V+ | SC | AF0064P | WHT | 16 | 16.A4 | AF0065:V+ | CONTROL B,C.C. | 16.A5
AF0065:COM | SC | AF0065N | WHT | 16 | 16.A5 | AF0066:COM | CONTROL B,C.C. | 16.B5
AF0065:J | SC | * |  |  | 16.A5 | AF0066:P | CONTROL B,C.C. | 16.B5
AF0065:SH | SC | AF0065G | GRN | 14 | 16.A5 | AF0066:SH | CONTROL B,C.C. | 16.B5
AF0065:V+ | SC | AF0065P | WHT | 16 | 16.A5 | AF0066:V+ | CONTROL B,C.C. | 16.B5
AF0066:COM | SC | AF0066N | WHT | 16 | 16.B5 | AF0068:COM | CONTROL B,C.C. | 16.B6
AF0066:J | SC | * |  |  | 16.B5 | AF0067:P | CONTROL B,C.C. | 16.B6
AF0066:SH | SC | AF0066G | GRN | 14 | 16.B5 | AF0068:SH | CONTROL B,C.C. | 16.B6
AF0066:V+ | SC | AF0066P | WHT | 16 | 16.B5 | AF0068:V+ | CONTROL B,C.C. | 16.B6
AF0067:COM | SC | 0V | WHT | 16 | 16.B6 | XT0060:3 | CONTROL B,C.C. | 16.B1
AF0067:J | SC | * |  |  | 16.B6 | AF0068:P | CONTROL B,C.C. | 16.B6
AF0067:V+ | SC | FU0064 | WHT | 16 | 16.B6 | FU0064:LD | CONTROL B,C.C. | 16.B1
AF0068:SH | SC | IEG02304 | GRN | 14 | 16.B6 | IEG0230:4 | CONTROL B,C.C. | 16.B6
AF0071:COM | SC | AF0071N | WHT | 16 | 16.C2 | AF0072:COM | CONTROL B,C.C. | 16.C3
AF0071:COM | SC | AU0070N | WHT | 16 | 16.C2 | AU0070:COM | CONTROL B,C.C. | 16.C2
AF0071:J | SC | * |  |  | 16.C2 | AF0072:P | CONTROL B,C.C. | 16.C3
AF0071:SH | SC | AF0071G | GRN | 14 | 16.C2 | AF0072:SH | CONTROL B,C.C. | 16.C3
AF0071:SH | SC | AU0070G | GRN | 14 | 16.C2 | AU0070:GND | CONTROL B,C.C. | 16.C2
AF0071:V+ | SC | AF0071P | WHT | 16 | 16.C2 | AF0072:V+ | CONTROL B,C.C. | 16.C3
AF0071:V+ | SC | AU0070P | WHT | 16 | 16.C2 | AU0070:V+ | CONTROL B,C.C. | 16.C2
AF0072:COM | SC | AF0072N | WHT | 16 | 16.C3 | AF0073:COM | CONTROL B,C.C. | 16.C3
AF0072:J | SC | * |  |  | 16.C3 | AF0073:P | CONTROL B,C.C. | 16.C3
AF0072:SH | SC | AF0072G | GRN | 14 | 16.C3 | AF0073:SH | CONTROL B,C.C. | 16.C3
AF0072:V+ | SC | AF0072P | WHT | 16 | 16.C3 | AF0073:V+ | CONTROL B,C.C. | 16.C3
AF0073:COM | SC | AF0073N | WHT | 16 | 16.C3 | AF0074:COM | CONTROL B,C.C. | 16.C4
AF0073:J | SC | * |  |  | 16.C3 | AF0074:P | CONTROL B,C.C. | 16.C4
AF0073:SH | SC | AF0073G | GRN | 14 | 16.C3 | AF0074:SH | CONTROL B,C.C. | 16.C4
AF0073:V+ | SC | AF0073P | WHT | 16 | 16.C3 | AF0074:V+ | CONTROL B,C.C. | 16.C4
AF0074:COM | SC | AF0074N | WHT | 16 | 16.C4 | AF0075:COM | CONTROL B,C.C. | 16.C5
AF0074:J | SC | * |  |  | 16.C4 | AF0075:P | CONTROL B,C.C. | 16.C5
AF0074:SH | SC | AF0074G | GRN | 14 | 16.C4 | AF0075:SH | CONTROL B,C.C. | 16.C5
AF0074:V+ | SC | AF0074P | WHT | 16 | 16.C4 | AF0075:V+ | CONTROL B,C.C. | 16.C5
AF0075:COM | SC | AF0075N | WHT | 16 | 16.C5 | AF0077:COM | CONTROL B,C.C. | 16.C6
AF0075:J | SC | * |  |  | 16.C5 | AF0076:P | CONTROL B,C.C. | 16.C5
AF0075:SH | SC | AF0075G | GRN | 14 | 16.C5 | AF0077:SH | CONTROL B,C.C. | 16.C6
AF0075:V+ | SC | AF0075P | WHT | 16 | 16.C5 | AF0077:V+ | CONTROL B,C.C. | 16.C6
AF0076:00 | SC | KA023514 | WHT | 20 | 80.B7 | KA0235:14 | CONTROL B,C.C. | 80.B5
AF0076:01 | SC | KA023714 | WHT | 20 | 81.B7 | KA0237:14 | CONTROL B,C.C. | 81.B5
AF0076:02 | SC | 007602 | WHT | 20 | 76.B7 | KA0221:A1 | CONTROL B,C.C. | 76.B6
AF0076:04 | SC | 007604 | WHT | 20 | 76.C7 | KA0222:A1 | CONTROL B,C.C. | 76.C6
AF0076:08 | SC | KA1020A1 | WHT | 20 | 15.C7 | KA1020:A1 | CONTROL B,C.C. | 15.C5
AF0076:12 | SC | 007612 | WHT | 20 | 27.C7 | XT0237:1 B2 | CONTROL B,C.C. | 27.C5
AF0076:18 | SC | 007618 | WHT | 20 | 76.B7 | KA0221:A2 | CONTROL B,C.C. | 76.B6
AF0076:20 | SC | 007620 | WHT | 20 | 76.C7 | KA0222:A2 | CONTROL B,C.C. | 76.C6
AF0076:24 | SC | KA1020A2 | WHT | 20 | 15.C7 | KA1020:A2 | CONTROL B,C.C. | 15.C5
AF0076:COM | SC | 0V | WHT | 16 | 16.C5 | XT0060:4 | CONTROL B,C.C. | 16.C1
AF0076:J | SC | * |  |  | 16.C5 | AF0077:P | CONTROL B,C.C. | 16.C6
AF0076:V+ | SC | FU0076 | WHT | 16 | 16.C5 | FU0076:LD | CONTROL B,C.C. | 16.D1
AF0077:SH | SC | IEG02301 | GRN | 14 | 16.C6 | IEG0230:1 | CONTROL B,C.C. | 16.D7
AF0400:12 | SC | XT04002 | GRN | 16 | 17.A6 | XT0400:2 | CONTROL B,C.C. | 17.C6
AF0410:32 | SC | XT04001 | GRN | 16 | 17.A5 | XT0400:1 | CONTROL B,C.C. | 17.C5
AF0410:53 | SC | 0V | WHT | 16 | 17.A5 | XT0401:2 | CONTROL B,C.C. | 17.C1
AF0410:54 | SC | 0V | WHT | 16 | 17.A5 | AF0420:53 | CONTROL B,C.C. | 17.A4
AF0410:55 | SC | FU0410 | WHT | 16 | 17.A5 | FU0410:LD | CONTROL B,C.C. | 17.C1
AF0410:56 | SC | FU0410 | WHT | 16 | 17.A5 | AF0420:55 | CONTROL B,C.C. | 17.A4
AF0420:32 | SC | XT04001 | GRN | 16 | 17.A4 | XT0400:1 | CONTROL B,C.C. | 17.C5
AF0420:54 | SC | 0V | WHT | 16 | 17.A4 | AF0430:53 | CONTROL B,C.C. | 17.A3
AF0420:56 | SC | FU0410 | WHT | 16 | 17.A4 | AF0430:55 | CONTROL B,C.C. | 17.A3
AF0430:32 | SC | XT04001 | GRN | 16 | 17.A3 | XT0400:1 | CONTROL B,C.C. | 17.C5
AF0430:54 | SC | 0V | WHT | 16 | 17.A3 | AF0450:53 | CONTROL B,C.C. | 17.A1
AF0430:56 | SC | FU0410 | WHT | 16 | 17.A3 | AF0450:55 | CONTROL B,C.C. | 17.A1
AF0450:32 | SC | XT04001 | GRN | 16 | 17.A1 | XT0400:1 | CONTROL B,C.C. | 17.C5
AU0060:COM | SC | 0V | WHT | 16 | 16.A2 | XT0060:2 | CONTROL B,C.C. | 16.B1
AU0060:V+ | SC | FU0061 | WHT | 16 | 16.A2 | FU0061:LD | CONTROL B,C.C. | 16.B1
AU0070:COM | SC | 0V | WHT | 16 | 16.C2 | XT0060:4 | CONTROL B,C.C. | 16.C1
AU0070:V+ | SC | FU0070 | WHT | 16 | 16.C2 | FU0070:LD | CONTROL B,C.C. | 16.C1
FU0060:LI | SC | FU0210 | WHT | 12 | 15.A1 | FU0210:LD | CONTROL B,C.C. | 15.A2
FU0060:LI | SC | FU0210 | WHT | 12 | 15.A1 | FU0100:LI | CONTROL B,C.C. | 15.A1
FU0061:LI | SC | FU0060 | WHT | 14 | 16.B1 | FU0060:LD | CONTROL B,C.C. | 15.A1
FU0061:LI | SC | FU0060 | WHT | 14 | 16.B1 | FU0062:LI | CONTROL B,C.C. | 16.B1
FU0062:LI | SC | FU0060 | WHT | 14 | 16.B1 | FU0063:LI | CONTROL B,C.C. | 16.B1
FU0063:LI | SC | FU0060 | WHT | 14 | 16.B1 | FU0064:LI | CONTROL B,C.C. | 16.B1
FU0064:LI | SC | FU0060 | WHT | 14 | 16.B1 | FU0070:LI | CONTROL B,C.C. | 16.C1
FU0070:LI | SC | FU0060 | WHT | 14 | 16.C1 | FU0076:LI | CONTROL B,C.C. | 16.D1
FU0100:LD | SC | FU0100 | WHT | 16 | 15.A1 | KA1020:14 | CONTROL B,C.C. | 72.A5
FU0100:LI | SC | FU0210 | WHT | 12 | 15.A1 | FU0113:LI | CONTROL B,C.C. | 15.B1
FU0113:LI | SC | FU0210 | WHT | 12 | 15.B1 | FU0114:LI | CONTROL B,C.C. | 15.B1
FU0114:LI | SC | FU0210 | WHT | 12 | 15.B1 | FU0212:LI | CONTROL B,C.C. | 15.B1
FU0212:LI | SC | FU0210 | WHT | 12 | 15.B1 | FU0115:LI | CONTROL B,C.C. | 15.B1
GR0231: | SC | IEG02303 | GRN | 14 | 11.B4 | IEG0230:3 | CONTROL B,C.C. | 11.B5
GR0232: | SC | GR0232 | GRN/YEL | 14 | 11.B3 | FG1126:1 | CONTROL B,C.C. | 11.B4
GR0233: | SC | IEG02308 | GRN | 14 | 11.B4 | IEG0230:8 | CONTROL B,C.C. | 11.B5
KA0221:11 | SC | 023524 | WHT | 20 | 76.B6 | KA0235:24 | CONTROL B,C.C. | 76.B5
KA0222:11 | SC | 023724 | WHT | 20 | 76.C6 | KA0237:24 | CONTROL B,C.C. | 76.C5
KA0233:A1 | SC | KA0131A1 | WHT | 20 | 26.D5 | KA0234:A1 | CONTROL B,C.C. | 26.D5
KA0233:A2 | SC | KA0131A2 | WHT | 20 | 26.D5 | KA0234:A2 | CONTROL B,C.C. | 26.D5
KA1020:24 | SC | 0V | WHT | 16 | 72.A5 | XT0062:2 | CONTROL B,C.C. | 15.A1
KA6210:11 | SC | FCE6210L1 | WHT | 14 | 132.A5 | XT6211:2 | CONTROL B,C.C. | 132.A5
KA6210:12 | SC | LVP-L | RED | 16 | 132.A5 | XT6210:1 | CONTROL B,C.C. | 133.D6
KA6210:21 | SC | FCE6240L1 | WHT | 14 | 133.A5 | XT6211:6 | CONTROL B,C.C. | 133.A5
KA6210:22 | SC | LVP-L | RED | 16 | 133.A5 | XT6210:2 | CONTROL B,C.C. | 133.D6
KA6210:A2 | SC | 0V | WHT | 14 | 133.C6 | XT0240:4 | CONTROL B,C.C. | 133.C6
PC0470:INP_A | SC | 009312 | WHT | 20 | 19.D5 | PC0470:INP_B | CONTROL B,C.C. | 19.D5
VD6210:--1N4005/1 | SC | KA017911 | WHT | 20 | 133.B6 | XT0240:2 | CONTROL B,C.C. | 133.B5
VD6210:+-1N4005/1 | SC | 006204 | WHT | 20 | 133.B6 | XT0240:1 | CONTROL B,C.C. | 133.B6
XT0062:2 | SC | 0V | WHT | 14 | 15.A1 | XT0060:1 | CONTROL B,C.C. | 16.A1
XT6210:2 | SC | LVP-L | RED | 16 | 133.D6 | XT6211:1 | CONTROL B,C.C. | 133.D6
AU0060:L1 | WC0007 | AU0070L2 | ENET | CABLE | 2.B1 | AU0070:L2 | CONTROL B,C.C. | 2.A6
AF0410:L2 | WC0041 | AF0410L2 | ENET | CABLE | 2.A5 | AF0420:L1 | CONTROL B,C.C. | 2.A5
AF0420:L2 | WC0042 | AF0420L2 | ENET | CABLE | 2.A5 | AF0430:L1 | CONTROL B,C.C. | 2.A6
AF0430:L2 | WC0043 | AF0430L2 | ENET | CABLE | 2.A6 | AF0450:L1 | CONTROL B,C.C. | 2.A1
AF0400:LBUS | WC1060 | AF0400LBUS | BUS | CABLE | 17.A6 | AF0410:RBUS | CONTROL B,C.C. | 17.A5
AF0410:LBUS | WC1160 | AF0420RBUS | BUS | CABLE | 17.A5 | AF0420:RBUS | CONTROL B,C.C. | 17.A4
AF0420:LBUS | WC1260 | AF0430RBUS | BUS | CABLE | 17.A4 | AF0430:RBUS | CONTROL B,C.C. | 17.A3
AF0430:LBUS | WC1360 | AF0450RBUS | BUS | CABLE | 17.A3 | AF0450:RBUS | CONTROL B,C.C. | 17.A1
AF0067:12 | SC | KA0134A1 | WHT | 20 | 21.D4 | KA0134:A1 | CONTROL A,C.C. | 21.D6
AF0074:05 | SC | 007405 | WHT | 20 | 26.A2 | XT0089:18 | CONTROL A,C.C. | 26.A2
AF0074:21 | SC | 0V | WHT | 20 | 26.A2 | XT0089:19 | CONTROL A,C.C. | 26.A2
AF0076:10 | SC | KT014615 | WHT | 20 | 26.B2 | KT0146:15 | CONTROL A,C.C. | 26.B2
AF0076:13 | SC | KT0146B1 | WHT | 20 | 26.B6 | KT0146:B1 | CONTROL A,C.C. | 26.B4
AF0076:29 | SC | KT0146A2 | WHT | 20 | 26.B6 | KT0146:A2 | CONTROL A,C.C. | 26.B4
FU0010:LI | SC | FU0136 | WHT | 14 | 4.B1 | XT0002:4 | CONTROL A,C.C. | 13.A4
FU0210:LI | SC | FU0136 | WHT | 14 | 15.A2 | XT0002:1 | CONTROL A,C.C. | 13.A4
FU0212:LD | SC | FU0212 | WHT | 16 | 15.B1 | KA0239:21 | CONTROL A,C.C. | 27.C6
FU0410:LI | SC | FU0136 | WHT | 14 | 17.C1 | XT0002:3 | CONTROL A,C.C. | 13.A4
IEG0230:0 | SC | IEG0230G | GRN | 8 | 11.B2 | IEG0010:1 | CONTROL A,C.C. | 11.B2
KA0221:14 | SC | 009502 | WHT | 20 | 76.B6 | AF0095:02 | CONTROL A,C.C. | 76.B7
KA0233:A1 | SC | KA0131A1 | WHT | 20 | 26.D5 | KA0232:A1 | CONTROL A,C.C. | 26.D5
KA0233:A2 | SC | KA0131A2 | WHT | 20 | 26.D5 | KA0232:A2 | CONTROL A,C.C. | 26.D5
KA0234:A1 | SC | KA0131A1 | WHT | 20 | 26.D5 | XT0089:8 | CONTROL A,C.C. | 26.D4
KA0235:A1 | SC | ESTOP | WHT | 20 | 24.C6 | XT0089:5 | CONTROL A,C.C. | 25.C4
KA0235:A1 | SC | ESTOP | WHT | 20 | 24.C6 | KA0236:A1 | CONTROL A,C.C. | 24.C6
KA0235:A2 | SC | 0V | WHT | 20 | 24.C6 | KA0236:A2 | CONTROL A,C.C. | 24.C6
KA0235:A2 | SC | 0V | WHT | 20 | 24.C6 | KA0242:A2 | CONTROL A,C.C. | 24.B6
KA0237:A1 | SC | ESTOP | WHT | 20 | 24.C6 | KA0236:A1 | CONTROL A,C.C. | 24.C6
KA0237:A1 | SC | ESTOP | WHT | 20 | 24.C6 | KA0239:A1 | CONTROL A,C.C. | 24.C6
KA0237:A2 | SC | 0V | WHT | 20 | 24.C6 | KA0239:A2 | CONTROL A,C.C. | 24.C6
KA0237:A2 | SC | 0V | WHT | 20 | 24.C6 | KA0236:A2 | CONTROL A,C.C. | 24.C6
KA0251:A1 | SC | ESTOP | WHT | 20 | 24.D6 | KA0240:A1 | CONTROL A,C.C. | 24.C6
KA0251:A1 | SC | ESTOP | WHT | 20 | 24.D6 | XT0089:6 | CONTROL A,C.C. | 24.D5
KA0251:A2 | SC | 0V | WHT | 20 | 24.D6 | KA0240:A2 | CONTROL A,C.C. | 24.C6
PC0470:+PWR | SC | 009344 | WHT | 20 | 19.D5 | AF0093:44 | CONTROL A,C.C. | 19.D7
PC0470:INP_A | SC | 009312 | WHT | 20 | 19.D5 | AF0093:12 | CONTROL A,C.C. | 19.D7
PC0470:-PWR | SC | 009328 | WHT | 20 | 19.D5 | AF0093:28 | CONTROL A,C.C. | 19.D7
RR0941:-4.7K OHM | SC | FU0139 | WHT | 20 | 26.A2 | XT0089:17 | CONTROL A,C.C. | 26.A2
RR0941:-4.7K OHM | SC | 007405 | WHT | 20 | 26.A2 | XT0089:18 | CONTROL A,C.C. | 26.A2
RR0942:-1.0K OHM | SC | 0V | WHT | 20 | 26.A2 | XT0089:19 | CONTROL A,C.C. | 26.A2
RR0942:-1.0K OHM | SC | 007405 | WHT | 20 | 26.A2 | XT0089:18 | CONTROL A,C.C. | 26.A2
XT0062:1 | SC | 0V | WHT | 14 | 15.A1 | XT0003:1 | CONTROL A,C.C. | 13.A4
XT0237:1 T2 | SC | KA024221 | WHT | 20 | 27.C5 | KA0242:21 | CONTROL A,C.C. | 27.C6
XT0240:2 | SC | KA017911 | WHT | 20 | 133.B5 | KA0230:11 | CONTROL A,C.C. | 133.B5
XT0240:3 | SC | FU0136 | WHT | 14 | 133.B6 | KA0230:12 | CONTROL A,C.C. | 133.B5
XT0240:3 | SC | FU0136 | WHT | 14 | 133.B6 | XT0002:8 | CONTROL A,C.C. | 13.B4
XT0240:4 | SC | 0V | WHT | 14 | 133.C6 | XT0003:8 | CONTROL A,C.C. | 13.C4
XT0400:3 | SC | IEG00104 | GRN | 14 | 17.C5 | IEG0010:4 | CONTROL A,C.C. | 17.C6
XT0401:1 | SC | 0V | WHT | 14 | 17.A1 | XT0003:3 | CONTROL A,C.C. | 13.A4
AU0070:L1 | WC0008 | AU0080L2 | ENET | CABLE | 2.A6 | AU0080:L2 | CONTROL A,C.C. | 2.A4
AF0450:L2 | WC0045 | AF0450L2 | ENET | CABLE | 2.A1 | AU0090:L1 | CONTROL A,C.C. | 2.A3
KA6210:A1 | SC | KA6210A1 | WHT | 20 | 133.C6 | KA0179:14 | F&G,C.C. | 133.C5
XT0240:2 | SC | KA017911 | WHT | 20 | 133.B5 | KA0179:11 | F&G,C.C. | 133.C5
AF0410:L1 | WC0017 | AT0170L2 | ENET | CABLE | 2.A5 | AT0170:L2 | F&G,C.C. | 2.A4
AU0060:L2 | WC0006 | AU0060L2 | ENET | CABLE | 2.B1 | AF0510:L1 | HPC,C.C. | 2.C4
IEG0230:10 | SC | IEG023010 | GRN | 14 | 10.B6 | UV0672:IE | ISOLATORS,CSMD | 10.B5
IEG0230:11 | SC | IEG023011 | GRN | 14 | 10.C6 | UV0673:IE | ISOLATORS,CSMD | 10.C5
IEG0230:13 | SC | IEG023013 | GRN | 14 | 10.B2 | UV0674:IE | ISOLATORS,CSMD | 10.B2
IEG0230:9 | SC | IEG02309 | GRN | 14 | 10.A2 | UV0671:IE | ISOLATORS,CSMD | 10.A2
AF0073:47 | W2125 | 007347 | RED | 20 | 74.C7 | UAI0737:-7 | ISOLATORS,CSMD | 74.C5
AF0073:31 | W2125 | 007331 | WHT | 20 | 74.C7 | UAI0737:-5 | ISOLATORS,CSMD | 74.C5
AF0073:30 | W2125 | 007330 | BLK | 20 | 74.C7 | UAI0737:+6 | ISOLATORS,CSMD | 74.C5
AF0073:62 | W2125 | 007362 | SH | 20 | 74.C7 | FLOATING | ISOLATORS,CSMD | 74.D6
AF0420:10 | WC1427 | 042010 | RED | 20 | 55.D6 | UAI4202:7 | ISOLATORS,CSMD | 55.D5
AF0420:12 | WC1427 | 042012 | BLK | 20 | 55.D6 | UAI4202:8 | ISOLATORS,CSMD | 55.D5
AF0420:27 | WC1427 | 042027 | SH | 20 | 55.D6 | FLOATING | ISOLATORS,CSMD | 55.D6
AF0400:02 | WC1428 | 040002 | RED | 20 | 59.B6 | UAI4000:7 | ISOLATORS,CSMD | 59.B5
AF0400:03 | WC1428 | 040003 | BLK | 20 | 59.B6 | UAI4000:8 | ISOLATORS,CSMD | 59.B5
AF0400:07 | WC1428 | 040007 | SH | 20 | 59.B6 | FLOATING | ISOLATORS,CSMD | 59.B6
AF0410:02 | WC1429 | 041002 | RED | 20 | 59.A6 | UAI4100:7 | ISOLATORS,CSMD | 59.A5
AF0410:04 | WC1429 | 041004 | BLK | 20 | 59.A6 | UAI4100:8 | ISOLATORS,CSMD | 59.A5
AF0410:19 | WC1429 | 041019 | SH | 20 | 59.A6 | FLOATING | ISOLATORS,CSMD | 59.A6
AF0410:06 | WC1430 | 041006 | RED | 20 | 59.A6 | UAI4101:7 | ISOLATORS,CSMD | 59.A5
AF0410:08 | WC1430 | 041008 | BLK | 20 | 59.A6 | UAI4101:8 | ISOLATORS,CSMD | 59.A5
AF0410:23 | WC1430 | 041023 | SH | 20 | 59.A6 | FLOATING | ISOLATORS,CSMD | 59.A6
AF0410:10 | WC1431 | 041010 | RED | 20 | 59.C6 | UAI4102:7 | ISOLATORS,CSMD | 59.C5
AF0410:12 | WC1431 | 041012 | BLK | 20 | 59.C6 | UAI4102:8 | ISOLATORS,CSMD | 59.C5
AF0410:27 | WC1431 | 041027 | SH | 20 | 59.C6 | FLOATING | ISOLATORS,CSMD | 59.C6
AF0410:14 | WC1432 | 041014 | RED | 20 | 59.C6 | UAI4103:7 | ISOLATORS,CSMD | 59.C5
AF0410:16 | WC1432 | 041016 | BLK | 20 | 59.C6 | UAI4103:8 | ISOLATORS,CSMD | 59.C5
AF0410:31 | WC1432 | 041031 | SH | 20 | 59.C6 | FLOATING | ISOLATORS,CSMD | 59.C6
AF0420:02 | WC1433 | 042002 | RED | 20 | 59.D6 | UAI4200:7 | ISOLATORS,CSMD | 59.D5
AF0420:04 | WC1433 | 042004 | BLK | 20 | 59.D6 | UAI4200:8 | ISOLATORS,CSMD | 59.D5
AF0420:19 | WC1433 | 042019 | SH | 20 | 59.D6 | FLOATING | ISOLATORS,CSMD | 59.D6
AF0420:06 | WC1434 | 042006 | RED | 20 | 59.D6 | UAI4201:7 | ISOLATORS,CSMD | 59.D5
AF0420:08 | WC1434 | 042008 | BLK | 20 | 59.D6 | UAI4201:8 | ISOLATORS,CSMD | 59.D5
AF0420:23 | WC1434 | 042023 | SH | 20 | 59.D6 | FLOATING | ISOLATORS,CSMD | 59.D6
AF0450:10 | WC1435 | 045010 | RED | 20 | 59.B6 | UAI4502:7 | ISOLATORS,CSMD | 59.B5
AF0450:12 | WC1435 | 045012 | BLK | 20 | 59.B6 | UAI4502:8 | ISOLATORS,CSMD | 59.B5
AF0450:27 | WC1435 | 045027 | SH | 20 | 59.B6 | FLOATING | ISOLATORS,CSMD | 59.B6
AF0400:05 | WC1436 | 040005 | RED | 20 | 60.A6 | UAI4001:7 | ISOLATORS,CSMD | 60.A5
AF0400:06 | WC1436 | 040006 | BLK | 20 | 60.A6 | UAI4001:8 | ISOLATORS,CSMD | 60.A5
AF0400:11 | WC1436 | 040011 | SH | 20 | 60.A6 | FLOATING | ISOLATORS,CSMD | 60.A6
AF0430:02 | WC1437 | 043002 | RED | 20 | 60.B6 | UAI4300:7 | ISOLATORS,CSMD | 60.B5
AF0430:04 | WC1437 | 043004 | BLK | 20 | 60.B6 | UAI4300:8 | ISOLATORS,CSMD | 60.B5
AF0430:19 | WC1437 | 043019 | SH | 20 | 60.B6 | FLOATING | ISOLATORS,CSMD | 60.B6
AF0430:06 | WC1438 | 043006 | RED | 20 | 60.B6 | UAI4301:7 | ISOLATORS,CSMD | 60.B5
AF0430:08 | WC1438 | 043008 | BLK | 20 | 60.B6 | UAI4301:8 | ISOLATORS,CSMD | 60.B5
AF0430:23 | WC1438 | 043023 | SH | 20 | 60.B6 | FLOATING | ISOLATORS,CSMD | 60.B6
AF0430:10 | WC1439 | 043010 | RED | 20 | 60.C6 | UAI4302:7 | ISOLATORS,CSMD | 60.C5
AF0430:12 | WC1439 | 043012 | BLK | 20 | 60.C6 | UAI4302:8 | ISOLATORS,CSMD | 60.C5
AF0430:27 | WC1439 | 043027 | SH | 20 | 60.C6 | FLOATING | ISOLATORS,CSMD | 60.C6
AF0430:14 | WC1440 | 043014 | RED | 20 | 60.C6 | UAI4303:7 | ISOLATORS,CSMD | 60.C5
AF0430:16 | WC1440 | 043016 | BLK | 20 | 60.C6 | UAI4303:8 | ISOLATORS,CSMD | 60.C5
AF0430:31 | WC1440 | 043031 | SH | 20 | 60.C6 | FLOATING | ISOLATORS,CSMD | 60.C6
AF0450:14 | WC1441 | 045014 | RED | 20 | 60.C6 | UAI4503:7 | ISOLATORS,CSMD | 60.C5
AF0450:16 | WC1441 | 045016 | BLK | 20 | 60.C6 | UAI4503:8 | ISOLATORS,CSMD | 60.C5
AF0450:31 | WC1441 | 0450310 | SH | 20 | 60.C6 | FLOATING | ISOLATORS,CSMD | 60.D6
AF0450:06 | WC1449 | 045006 | RED | 20 | 69.A7 | UAI4501:O/P | ISOLATORS,CSMD | 69.A5
AF0450:08 | WC1449 | 045008 | BLK | 20 | 69.A7 | UAI4501:0V | ISOLATORS,CSMD | 69.A5
AF0450:23 | WC1449 | 045023 | SH | 20 | 69.A7 | FLOATING | ISOLATORS,CSMD | 69.A6
AF0068:45 | WC2100 | 006845 | RED | 20 | 70.A7 | UAI0666:-7 | ISOLATORS,CSMD | 70.A5
AF0068:29 | WC2100 | 006829 | WHT | 20 | 70.A7 | UAI0666:-5 | ISOLATORS,CSMD | 70.A5
AF0068:28 | WC2100 | 006828 | BLK | 20 | 70.A7 | UAI0666:+6 | ISOLATORS,CSMD | 70.A5
AF0068:60 | WC2100 | 006860 | SH | 20 | 70.A7 | FLOATING | ISOLATORS,CSMD | 70.B6
AF0068:00 | WC2101 | 006800 | RED | 20 | 70.B7 | UAI0660:7+ | ISOLATORS,CSMD | 70.B5
AF0068:01 | WC2101 | 006801 | BLK | 20 | 70.B7 | UAI0660:8- | ISOLATORS,CSMD | 70.B5
AF0068:48 | WC2101 | 006848 | SH | 20 | 70.B7 | FLOATING | ISOLATORS,CSMD | 70.B6
AF0073:00 | WC2102 | 007300 | RED | 20 | 70.B7 | UAI0730:7+ | ISOLATORS,CSMD | 70.B5
AF0073:01 | WC2102 | 007301 | BLK | 20 | 70.B7 | UAI0730:8- | ISOLATORS,CSMD | 70.B5
AF0073:48 | WC2102 | 007348 | SH | 20 | 70.B7 | FLOATING | ISOLATORS,CSMD | 70.C6
AF0068:02 | WC2103 | 006802 | RED | 20 | 70.C7 | UAI0661:7+ | ISOLATORS,CSMD | 70.C5
AF0068:03 | WC2103 | 006803 | BLK | 20 | 70.C7 | UAI0661:8- | ISOLATORS,CSMD | 70.C5
AF0068:50 | WC2103 | 006850 | SH | 20 | 70.C7 | FLOATING | ISOLATORS,CSMD | 70.C6
AF0073:02 | WC2104 | 007302 | RED | 20 | 70.C7 | UAI0731:7+ | ISOLATORS,CSMD | 70.C5
AF0073:03 | WC2104 | 007303 | BLK | 20 | 70.C7 | UAI0731:8- | ISOLATORS,CSMD | 70.C5
AF0073:50 | WC2104 | 007350 | SH | 20 | 70.C7 | FLOATING | ISOLATORS,CSMD | 70.D6
AF0068:04 | WC2105 | 006804 | RED | 20 | 70.D7 | UAI0662:7+ | ISOLATORS,CSMD | 70.D5
AF0068:05 | WC2105 | 006805 | BLK | 20 | 70.D7 | UAI0662:8- | ISOLATORS,CSMD | 70.D5
AF0068:52 | WC2105 | 006852 | SH | 20 | 70.D7 | FLOATING | ISOLATORS,CSMD | 70.D6
AF0073:04 | WC2106 | 007304 | RED | 20 | 70.D7 | UAI0732:7+ | ISOLATORS,CSMD | 70.D5
AF0073:05 | WC2106 | 007305 | BLK | 20 | 70.D7 | UAI0732:8- | ISOLATORS,CSMD | 70.D5
AF0073:52 | WC2106 | 007352 | SH | 20 | 70.D7 | FLOATING | ISOLATORS,CSMD | 70.D6
AF0068:06 | WC2107 | 006806 | RED | 20 | 71.B7 | UAI0663:7+ | ISOLATORS,CSMD | 71.B5
AF0068:07 | WC2107 | 006807 | BLK | 20 | 71.B7 | UAI0663:8- | ISOLATORS,CSMD | 71.B5
AF0068:54 | WC2107 | 006854 | SH | 20 | 71.B7 | FLOATING | ISOLATORS,CSMD | 71.B6
AF0073:06 | WC2108 | 007306 | RED | 20 | 71.B7 | UAI0733:7+ | ISOLATORS,CSMD | 71.B5
AF0073:07 | WC2108 | 007307 | BLK | 20 | 71.B7 | UAI0733:8- | ISOLATORS,CSMD | 71.B5
AF0073:54 | WC2108 | 007354 | SH | 20 | 71.B7 | FLOATING | ISOLATORS,CSMD | 71.B6
AF0068:08 | WC2109 | 006808 | RED | 20 | 71.B7 | UAI0664:7+ | ISOLATORS,CSMD | 71.B5
AF0068:09 | WC2109 | 006809 | BLK | 20 | 71.B7 | UAI0664:8- | ISOLATORS,CSMD | 71.B5
AF0068:56 | WC2109 | 006856 | SH | 20 | 71.B7 | FLOATING | ISOLATORS,CSMD | 71.C6
AF0073:08 | WC2110 | 007308 | RED | 20 | 71.C7 | UAI0734:7+ | ISOLATORS,CSMD | 71.C5
AF0073:09 | WC2110 | 007309 | BLK | 20 | 71.C7 | UAI0734:8- | ISOLATORS,CSMD | 71.C5
AF0073:56 | WC2110 | 007356 | SH | 20 | 71.C7 | FLOATING | ISOLATORS,CSMD | 71.C6
AF0068:10 | WC2111 | 006810 | RED | 20 | 71.C7 | UAI0665:7+ | ISOLATORS,CSMD | 71.C5
AF0068:11 | WC2111 | 006811 | BLK | 20 | 71.C7 | UAI0665:8- | ISOLATORS,CSMD | 71.C5
AF0068:58 | WC2111 | 006858 | SH | 20 | 71.C7 | FLOATING | ISOLATORS,CSMD | 71.D6
AF0073:10 | WC2112 | 007310 | RED | 20 | 71.D7 | UAI0735:7+ | ISOLATORS,CSMD | 71.D5
AF0073:11 | WC2112 | 007311 | BLK | 20 | 71.D7 | UAI0735:8- | ISOLATORS,CSMD | 71.D5
AF0073:58 | WC2112 | 007358 | SH | 20 | 71.D7 | FLOATING | ISOLATORS,CSMD | 71.D6
AF0073:45 | WC2129 | 007345 | RED | 20 | 74.D7 | UAI0736:-7 | ISOLATORS,CSMD | 74.D5
AF0073:29 | WC2129 | 007329 | WHT | 20 | 74.D7 | UAI0736:-5 | ISOLATORS,CSMD | 74.D5
AF0073:28 | WC2129 | 007328 | BLK | 20 | 74.D7 | UAI0736:+6 | ISOLATORS,CSMD | 74.D5
AF0073:60 | WC2129 | 007360 | SH | 20 | 74.D7 | FLOATING | ISOLATORS,CSMD | 74.D6
AF0077:17 | WCTE6210 | UAI62101 | RED | 20 | 132.D7 | UAI6210:-7 | ISOLATORS,CSMD | 132.D5
AF0077:01 | WCTE6210 | UAI62102 | WHT | 20 | 132.D7 | UAI6210:-5 | ISOLATORS,CSMD | 132.D5
AF0077:00 | WCTE6210 | UAI62103 | BLK | 20 | 132.D7 | UAI6210:+6 | ISOLATORS,CSMD | 132.D5
AF0077:48 | WCTE6210 | UAI6210S | SH | 20 | 132.D7 | FLOATING | ISOLATORS,CSMD | 132.D6
FU0010:LD | SC | FU0010 | WHT | 14 | 4.B1 | UV0600:(+) | PLC,C.C. | 4.B2
FU0021:LD | SC | FU0021 | WHT | 16 | 7.A3 | BA0001:V1(+) | PLC,C.C. | 7.A2
FU0021:LI | SC | FU0136 | WHT | 16 | 7.A3 | XT0051:1 | PLC,C.C. | 7.A4
FU0022:LD | SC | FU0022 | WHT | 16 | 7.B3 | BA0002:V1(+) | PLC,C.C. | 7.B2
FU0022:LI | SC | FU0136 | WHT | 16 | 7.B3 | XT0051:2 | PLC,C.C. | 7.B4
FU0035:LD | SC | FU0035 | WHT | 16 | 7.B5 | BA0011:V1(+) | PLC,C.C. | 7.B5
FU0035:LI | SC | FU0136 | WHT | 16 | 7.B5 | XT0051:4 | PLC,C.C. | 7.B4
FU0036:LD | SC | FU0036 | WHT | 16 | 7.C5 | BA0013:V1(+) | PLC,C.C. | 7.C5
FU0036:LI | SC | FU0136 | WHT | 16 | 7.C5 | XT0051:5 | PLC,C.C. | 7.C4
FU0037:LD | SC | FU0037 | WHT | 16 | 7.D5 | BA0014:V1(+) | PLC,C.C. | 7.D5
FU0037:LI | SC | FU0136 | WHT | 16 | 7.D5 | XT0051:6 | PLC,C.C. | 7.D4
IEG0230:6 | SC | IEG02306 | GRN | 12 | 4.B6 | AR0600:IE2 | PLC,C.C. | 4.A1
IEG0230:7 | SC | IEG02307 | GRN | 14 | 11.B4 | GR0234: | PLC,C.C. | 11.B4
SolarTools ver. 24.0.84.24712 (Jul 31, 2025)
Report date: 4/27/2026 11:29 AM

## DOOR
DOOR
Project # | 4P012
Project Name | BSGP LINE2 - CS BOZOY 2 (KAZ)
Revision | A
Controls DE | COVARRUBIAS, A.
Phone:
Controls ME
Phone:
From | [5 empty] | To
Device ID | Cable (W) Conductor (SC) Jumper Clip (JC) | Wire No. | Wire ID | Gauge/Size | Page/Zone | Device ID | Location | Page/Zone
AT0190:GND | SC | AT0190G | GRN/YEL | 14 | 47.C4 | FRAME | DOOR | 47.D3
AT0190:USB1 | SC | AT0190K | CABLE | USB | 47.C4 | AT0190K:KI | DOOR | 47.C5
EL0271:B1 | SC | EL0272B | WHT | 14 | 47.B6 | EL0272:B2 | DOOR | 47.B5
EL0271:B2 | SC | ZS0271 | WHT | 14 | 47.B6 | ZS0271:2 | DOOR | 47.B6
EL0271:W1 | SC | EL0272W | WHT | 14 | 47.B6 | EL0272:W2 | DOOR | 47.B5
EL0272:B1 | SC | EL0273B | WHT | 14 | 47.B5 | EL0273:B2 | DOOR | 47.B4
EL0272:W1 | SC | EL0273W | WHT | 14 | 47.B5 | EL0273:W2 | DOOR | 47.B4
EL0273:B1 | SC | ZS0273 | WHT | 14 | 47.B4 | ZS0273:2 | DOOR | 47.B4
AT0190:NEG | SC | 0V1 | WHT | 14 | 47.C4 | XT0562:4 | PWR DST,DR | 47.C2
AT0190:POS | SC | FU0190 | WHT | 14 | 47.C4 | FU0190:LD | PWR DST,DR | 47.C3
EL0273:W1 | SC | 0V1 | WHT | 16 | 47.B4 | XT0562:2 | PWR DST,DR | 47.B2
ZS0271:1 | SC | FU0273 | WHT | 14 | 47.B6 | FU0273:LD | PWR DST,DR | 47.B3
ZS0273:1 | SC | FU0273 | WHT | 14 | 47.B4 | FU0273:LD | PWR DST,DR | 47.B3
AT0190:ENET | WC0019 | AT0680LAN2 | ENET | CABLE | 5.A6 | AT0680:LAN2 | PWR DST,DR | 5.A2
HA0273:(+) | WC5540 | HA0273P | BLK | 16 | 49.D4 | AF0202:23 | TCP, CSMD | 49.D6
HA0273:(-) | WC5540 | HA0273N | WHT | 16 | 49.D4 | AF0202:55 | TCP, CSMD | 49.D6
SolarTools ver. 24.0.84.24712 (Jul 31, 2025)
Report date: 4/27/2026 11:29 AM

## EP JB70 BOX
EP JB70 BOX
Project # | 4P012
Project Name | BSGP LINE2 - CS BOZOY 2 (KAZ)
Revision | A
Controls DE | COVARRUBIAS, A.
Phone:
Controls ME
Phone:
From | [5 empty] | To
Device ID | Cable (W) Conductor (SC) Jumper Clip (JC) | Wire No. | Wire ID | Gauge/Size | Page/Zone | Device ID | Location | Page/Zone
HL0475:1 | SC | HL04751 | WHT | 20 | 44.B1 | XT0470:3 | EP JB70 BOX | 44.B3
HL0475:2 | SC | HL04752 | WHT | 20 | 44.B1 | XT0470:4 | EP JB70 BOX | 44.B3
HL0476:1 | SC | HL04761 | WHT | 20 | 44.A1 | XT0470:1 | EP JB70 BOX | 44.A3
HL0476:2 | SC | HL04762 | WHT | 20 | 44.A1 | XT0470:2 | EP JB70 BOX | 44.A3
AT1100:GND | SC | PEG01304 | GRN/YEL | 14 | 46.D3 | XT0800:39 | JB70,EP | 46.D4
AT1100:NEG | SC | 0V | WHT | 14 | 46.D3 | XT0800:38 | JB70,EP | 46.D4
AT1100:POS | SC | FU1100 | WHT | 14 | 46.D3 | FU1100:LD | JB70,EP | 46.D3
SA0475:A3 | SC | SA0475A3 | WHT | 20 | 44.D1 | XT0800:17 | JB70,EP | 44.D4
SA0475:A4 | SC | SA0475A4 | WHT | 20 | 44.D1 | XT0800:18 | JB70,EP | 44.D4
SA0475:B1 | SC | SA0475B1 | WHT | 20 | 44.D1 | XT0800:19 | JB70,EP | 44.D4
SA0475:B2 | SC | SA0475B2 | WHT | 20 | 44.D1 | XT0800:20 | JB70,EP | 44.D4
SB0451:A3 | SC | SB0451A3 | WHT | 20 | 45.A1 | XT0800:21 | JB70,EP | 45.A4
SB0451:A4 | SC | SB0451A4 | WHT | 20 | 45.A1 | XT0800:22 | JB70,EP | 45.A4
SB0452:A3 | SC | SB0452A3 | WHT | 20 | 45.A1 | XT0800:23 | JB70,EP | 45.A4
SB0452:A4 | SC | SB0452A4 | WHT | 20 | 45.A1 | XT0800:24 | JB70,EP | 45.A4
SB0453:A3 | SC | SB0453A3 | WHT | 20 | 45.B1 | XT0800:25 | JB70,EP | 45.B4
SB0453:A4 | SC | SB0453A4 | WHT | 20 | 45.B1 | XT0800:26 | JB70,EP | 45.B4
SB0454:A3 | SC | SB0454A3 | WHT | 20 | 45.B1 | XT0800:27 | JB70,EP | 45.B4
SB0454:A4 | SC | SB0454A4 | WHT | 20 | 45.B1 | XT0800:28 | JB70,EP | 45.B4
SB0455:A3 | SC | SB0455A3 | WHT | 20 | 45.C1 | XT0800:29 | JB70,EP | 45.C4
SB0455:A4 | SC | SB0455A4 | WHT | 20 | 45.C1 | XT0800:30 | JB70,EP | 45.C4
SB0456:A3 | SC | SB0456A3 | WHT | 20 | 45.C1 | XT0800:31 | JB70,EP | 45.C4
SB0456:A4 | SC | SB0456A4 | WHT | 20 | 45.C1 | XT0800:32 | JB70,EP | 45.C4
SB0457:A3 | SC | SB0457A3 | WHT | 20 | 45.D1 | XT0800:33 | JB70,EP | 45.D4
SB0457:A4 | SC | SB0457A4 | WHT | 20 | 45.D1 | XT0800:34 | JB70,EP | 45.D4
SB0458:A3 | SC | SB0458A3 | WHT | 20 | 45.D1 | XT0800:35 | JB70,EP | 45.D4
SB0458:A4 | SC | SB0458A4 | WHT | 20 | 45.D1 | XT0800:36 | JB70,EP | 45.D4
SB0472:1-B1 | SC | ESTOPA | WHT | 20 | 44.C1 | XT0800:14 | JB70,EP | 44.C4
SB0472:1-B2 | SC | ESTOPB | WHT | 20 | 44.C1 | XT0800:13 | JB70,EP | 44.C4
SB0472:2-B1 | SC | SB04722B1 | WHT | 20 | 44.C1 | XT0800:16 | JB70,EP | 44.C4
SB0472:2-B2 | SC | SB04722B2 | WHT | 20 | 44.C1 | XT0800:15 | JB70,EP | 44.C4
SB0473:A3 | SC | SB0473A3 | WHT | 20 | 44.C1 | XT0800:9 | JB70,EP | 44.C4
SB0473:A4 | SC | SB0473A4 | WHT | 20 | 44.C1 | XT0800:10 | JB70,EP | 44.C4
SB0474:A3 | SC | SB0474A3 | WHT | 20 | 44.C1 | XT0800:11 | JB70,EP | 44.C4
SB0474:A4 | SC | SB0474A4 | WHT | 20 | 44.C1 | XT0800:12 | JB70,EP | 44.C4
SB0475:B1 | SC | SB0475B1 | WHT | 20 | 44.B1 | XT0800:5 | JB70,EP | 44.B4
SB0475:B2 | SC | SB0475B2 | WHT | 20 | 44.B1 | XT0800:6 | JB70,EP | 44.B4
SB0476:A3 | SC | SB0476A3 | WHT | 20 | 44.A1 | XT0800:1 | JB70,EP | 44.A4
SB0476:A4 | SC | SB0476A4 | WHT | 20 | 44.A1 | XT0800:2 | JB70,EP | 44.A4
XT0470:1 | SC | HL04761 | WHT | 20 | 44.A3 | XT0800:3 | JB70,EP | 44.A4
XT0470:2 | SC | HL04762 | WHT | 20 | 44.A3 | XT0800:4 | JB70,EP | 44.A4
XT0470:3 | SC | HL04751 | WHT | 20 | 44.B3 | XT0800:7 | JB70,EP | 44.B4
XT0470:4 | SC | HL04752 | WHT | 20 | 44.B3 | XT0800:8 | JB70,EP | 44.B4
AT1100:L1 | WC0101 | BA1100 | ENET | CABLE | 46.D3 | BA1100:DEVICE | JB70,EP | 46.D1
SolarTools ver. 24.0.84.24712 (Jul 31, 2025)
Report date: 4/27/2026 11:29 AM

## F&G,C.C.
F&G,C.C.
Project # | 4P012
Project Name | BSGP LINE2 - CS BOZOY 2 (KAZ)
Revision | A
Controls DE | COVARRUBIAS, A.
Phone:
Controls ME
Phone:
From | [5 empty] | To
Device ID | Cable (W) Conductor (SC) Jumper Clip (JC) | Wire No. | Wire ID | Gauge/Size | Page/Zone | Device ID | Location | Page/Zone
XT0170:1 | JC | FU0535 | CLIP | --- | 38.A2 | XT0170:2 | F&G,C.C. | 38.A2
XT0170:3 | JC | 0V | CLIP | --- | 38.A2 | XT0170:4 | F&G,C.C. | 38.A2
XT0535:1 | JC | FU0535 | CLIP | --- | 42.A5 | XT0535:2 | F&G,C.C. | 42.A5
XT0535:2 | JC | FU0535 | CLIP | --- | 42.A5 | XT0535:3 | F&G,C.C. | 42.A5
XT0535:3 | JC | FU0535 | CLIP | --- | 42.A5 | XT0535:4 | F&G,C.C. | 42.A5
XT0535:4 | JC | FU0535 | CLIP | --- | 42.A5 | XT0535:5 | F&G,C.C. | 42.B5
XT0536:1 | JC | 0V | CLIP | --- | 42.A5 | XT0536:2 | F&G,C.C. | 42.A5
XT0536:2 | JC | 0V | CLIP | --- | 42.A5 | XT0536:3 | F&G,C.C. | 42.A5
XT0536:3 | JC | 0V | CLIP | --- | 42.A5 | XT0536:4 | F&G,C.C. | 42.B5
XT0536:4 | JC | 0V | CLIP | --- | 42.B5 | XT0536:5 | F&G,C.C. | 42.B5
AT0170:1 | SC | UV01705 | WHT | 14 | 38.A5 | UV0170:5(+) | F&G,C.C. | 38.A3
AT0170:2 | SC | UV01706 | WHT | 14 | 38.A5 | UV0170:6(-) | F&G,C.C. | 38.A3
AT0170:24 | SC | FU0172 | WHT | 20 | 38.B3 | XT0170:5 | F&G,C.C. | 38.B2
AT0170:25 | SC | AT017025 | WHT | 20 | 38.B3 | KA0172:A1 | F&G,C.C. | 38.B2
AT0170:26 | SC | KA0243A1 | WHT | 20 | 38.B3 | KA0254:A1 | F&G,C.C. | 41.C6
AT0170:3 | SC | UV01707 | WHT | 14 | 38.A5 | UV0170:7(+) | F&G,C.C. | 38.A3
AT0170:30 | SC | FU0172 | WHT | 20 | 38.C3 | XT0170:5 | F&G,C.C. | 38.B2
AT0170:31 | SC | AT017031 | WHT | 20 | 38.C3 | KA0174:A1 | F&G,C.C. | 38.C2
AT0170:32 | SC | KA0245A1 | WHT | 20 | 38.C3 | KA0249:A1 | F&G,C.C. | 41.C6
AT0170:4 | SC | UV01708 | WHT | 14 | 38.A5 | UV0170:8(-) | F&G,C.C. | 38.A3
AT0170:GND | SC | AT0170G | GRN/YEL | 14 | 38.A5 | FRAME | F&G,C.C. | 38.B6
AT0175:11 | SC | KA651012 | WHT | 20 | 134.A6 | KA6510:12 | F&G,C.C. | 134.A6
AT0175:14 | SC | AT017514 | WHT | 20 | 40.B6 | RR1755: -10K OHM | F&G,C.C. | 40.B6
AT0175:15 | SC | AT017515 | WHT | 20 | 40.B6 | RR1755: -10K OHM | F&G,C.C. | 40.B6
AT0175:1P1 | SC | UV01709 | WHT | 14 | 38.B5 | UV0170:9(+) | F&G,C.C. | 38.A3
AT0175:2P1 | SC | UV017010 | WHT | 14 | 38.B5 | UV0170:10(-) | F&G,C.C. | 38.A3
AT0175:5P1 | SC | KA6510A2 | WHT | 20 | 38.B5 | KA6510:A2 | F&G,C.C. | 43.A6
AT0175:GND | SC | AT0175G | GRN/YEL | 14 | 38.B5 | FRAME | F&G,C.C. | 38.C6
AT0176:11 | SC | AT017611 | WHT | 16 | 40.A6 | RR1764:-10K OHM | F&G,C.C. | 40.A6
AT0176:12 | SC | AT017612 | WHT | 16 | 40.A6 | RR1764:-10K OHM | F&G,C.C. | 40.A6
AT0176:14 | SC | AT017614 | WHT | 16 | 40.D6 | RR1765:-10K OHM | F&G,C.C. | 40.D6
AT0176:15 | SC | AT017615 | WHT | 16 | 40.D6 | RR1765:-10K OHM | F&G,C.C. | 40.D6
AT0176:17 | SC | KA651022 | WHT | 20 | 134.C6 | KA6510:22 | F&G,C.C. | 134.C6
AT0176:1P1 | SC | UV017011 | WHT | 14 | 38.C5 | UV0170:11(+) | F&G,C.C. | 38.A3
AT0176:20 | SC | AT017620 | WHT | 16 | 40.C6 | RR1767:-10K OHM | F&G,C.C. | 40.D6
AT0176:21 | SC | AT017621 | WHT | 16 | 40.C6 | RR1767:-10K OHM | F&G,C.C. | 40.D6
AT0176:2P1 | SC | UV017012 | WHT | 14 | 38.C5 | UV0170:12(-) | F&G,C.C. | 38.A3
AT0176:4P1 | SC | AT01764P1 | WHT | 14 | 38.C5 | AT0178:1P1 | F&G,C.C. | 38.D5
AT0176:5P1 | SC | AT01765P1 | WHT | 14 | 38.C5 | AT0178:2P1 | F&G,C.C. | 38.D5
AT0176:8 | SC | AT01768 | WHT | 16 | 40.A6 | RR1763:-10K OHM | F&G,C.C. | 40.A6
AT0176:9 | SC | AT01769 | WHT | 16 | 40.A6 | RR1763:-10K OHM | F&G,C.C. | 40.A6
AT0176:GND | SC | AT0176G | GRN/YEL | 14 | 38.C5 | FRAME | F&G,C.C. | 38.C6
AT0178:23 | SC | AT017823 | WHT | 20 | 39.D6 | XT0171:2 | F&G,C.C. | 39.D6
AT0178:24 | SC | AT017824 | WHT | 20 | 39.D6 | XT0171:3 | F&G,C.C. | 39.D6
AT0178:GND | SC | AT0178G | GRN/YEL | 14 | 38.D5 | FRAME | F&G,C.C. | 38.D6
FU0170:LD | SC | FU0170 | WHT | 14 | 38.A2 | XT0171:4 | F&G,C.C. | 122.A6
FU0170:LI | SC | FU0535 | WHT | 14 | 38.A2 | XT0170:2 | F&G,C.C. | 38.A2
FU0171:LD | SC | FU0171 | WHT | 14 | 38.A2 | UV0170:3(+) | F&G,C.C. | 38.A3
FU0171:LD | SC | FU0171 | WHT | 14 | 38.A2 | UV0170:1(+) | F&G,C.C. | 38.A3
FU0171:LI | SC | FU0535 | WHT | 14 | 38.A2 | XT0170:2 | F&G,C.C. | 38.A2
FU0172:LD | SC | FU0172 | WHT | 16 | 38.A2 | XT0170:5 | F&G,C.C. | 38.B2
FU0172:LI | SC | FU0535 | WHT | 14 | 38.A2 | XT0170:1 | F&G,C.C. | 38.A2
FU0294:LI | SC | FU0535 | WHT | 12 | 42.A5 | XT0535:4 | F&G,C.C. | 42.A5
FU0295:LI | SC | FU0535 | WHT | 12 | 42.B5 | XT0535:5 | F&G,C.C. | 42.B5
FU0535:LD | SC | FU0535 | WHT | 12 | 42.A4 | XT0535:1 | F&G,C.C. | 42.A5
GR0121: | SC | GR0121 | GRN/YEL | 14 | 11.B4 | FG12:1 | F&G,C.C. | 11.B5
GR0122: | SC | GR0122 | GRN/YEL | 14 | 11.B4 | FRAME | F&G,C.C. | 11.B5
GR0123: | SC | GR0123 | GRN/YEL | 14 | 11.C4 | FRAME | F&G,C.C. | 11.C5
GR0124: | SC | GR0124 | GRN/YEL | 14 | 11.C4 | FRAME | F&G,C.C. | 11.C5
KA0145:21 | SC | KA025522 | WHT | 20 | 41.A2 | KA0249:11 | F&G,C.C. | 41.A2
KA0145:21 | SC | KA025522 | WHT | 20 | 41.A2 | KA0255:22 | F&G,C.C. | 41.A1
KA0145:22 | SC | KA0176A1 | WHT | 20 | 41.A2 | KA0176:A1 | F&G,C.C. | 41.A6
KA0145:22 | SC | KA0176A1 | WHT | 20 | 41.A2 | KA0249:12 | F&G,C.C. | 41.A2
KA0145:A2 | SC | 0V | WHT | 20 | 41.B6 | KA0246:A2 | F&G,C.C. | 41.C6
KA0145:A2 | SC | 0V | WHT | 20 | 41.B6 | KA0255:A2 | F&G,C.C. | 41.B6
KA0172:A2 | SC | 0V | WHT | 20 | 38.B2 | KA0174:A2 | F&G,C.C. | 38.C2
KA0172:A2 | SC | 0V | WHT | 20 | 38.B2 | XT0170:4 | F&G,C.C. | 38.A2
KA0176:11 | SC | KA017611 | WHT | 20 | 129.A6 | KA0246:11 | F&G,C.C. | 129.A5
KA0176:A1 | SC | KA0176A1 | WHT | 20 | 41.A6 | KA0177:A1 | F&G,C.C. | 41.A6
KA0176:A2 | SC | 0V | WHT | 20 | 41.A6 | KA0177:A2 | F&G,C.C. | 41.A6
KA0177:11 | SC | KA017711 | WHT | 20 | 130.A6 | KA0247:11 | F&G,C.C. | 130.A5
KA0177:A1 | SC | KA0176A1 | WHT | 20 | 41.A6 | KA0179:A1 | F&G,C.C. | 41.B6
KA0177:A2 | SC | 0V | WHT | 20 | 41.A6 | KA0179:A2 | F&G,C.C. | 41.B6
KA0178:A1 | SC | KA0178A1 | WHT | 20 | 39.D5 | XT0171:1 | F&G,C.C. | 39.D5
KA0178:A2 | SC | AT017824 | WHT | 20 | 39.D5 | XT0171:3 | F&G,C.C. | 39.D6
KA0179:A2 | SC | 0V | WHT | 20 | 41.B6 | KA0255:A2 | F&G,C.C. | 41.B6
KA0246:A1 | SC | KA0243A1 | WHT | 20 | 41.C6 | KA0247:A1 | F&G,C.C. | 41.C6
KA0246:A2 | SC | 0V | WHT | 20 | 41.C6 | KA0247:A2 | F&G,C.C. | 41.C6
KA0247:A1 | SC | KA0243A1 | WHT | 20 | 41.C6 | KA0254:A1 | F&G,C.C. | 41.C6
KA0247:A2 | SC | 0V | WHT | 20 | 41.C6 | KA0254:A2 | F&G,C.C. | 41.C6
KA0249:A2 | SC | 0V | WHT | 20 | 41.C6 | KA0254:A2 | F&G,C.C. | 41.C6
KA0531:24 | SC | KA053124 | WHT | 20 | 140.A5 | KA0540:A1 | F&G,C.C. | 140.A4
KA0531:A1 | SC | ESTOP | WHT | 20 | 33.A3 | KA0532:A1 | F&G,C.C. | 33.A3
KA0531:A2 | SC | 0V | WHT | 20 | 33.A3 | KA0532:A2 | F&G,C.C. | 33.A3
KA0531:A2 | SC | 0V | WHT | 20 | 33.A3 | KA0536:A2 | F&G,C.C. | 33.A3
KA0532:24 | SC | KA053224 | WHT | 20 | 142.A5 | KA0541:A1 | F&G,C.C. | 142.A4
KA0532:A1 | SC | ESTOP | WHT | 20 | 33.A3 | KA0533:A1 | F&G,C.C. | 33.B3
KA0532:A2 | SC | 0V | WHT | 20 | 33.A3 | KA0533:A2 | F&G,C.C. | 33.B3
KA0533:A1 | SC | ESTOP | WHT | 20 | 33.B3 | KA0534:A1 | F&G,C.C. | 33.B3
KA0533:A2 | SC | 0V | WHT | 20 | 33.B3 | KA0534:A2 | F&G,C.C. | 33.B3
KA0534:A1 | SC | ESTOP | WHT | 20 | 33.B3 | KA0537:A1 | F&G,C.C. | 33.B3
KA0534:A2 | SC | 0V | WHT | 20 | 33.B3 | KA0537:A2 | F&G,C.C. | 33.B3
KA0535:11 | SC | KA053511 | WHT | 20 | 143.C6 | KA0554:14 | F&G,C.C. | 143.C6
KA0535:A1 | SC | KA0131A1 | WHT | 20 | 33.A3 | KA0536:A1 | F&G,C.C. | 33.A3
KA0535:A2 | SC | 0V | WHT | 20 | 33.A3 | KA0536:A2 | F&G,C.C. | 33.A3
KA0536:14 | SC | KA053614 | WHT | 20 | 143.A5 | KA0555:11 | F&G,C.C. | 143.A6
KA0537:21 | SC | KA0599A2 | WHT | 20 | 144.A5 | KA0599:A1 | F&G,C.C. | 144.A5
KA0537:24 | SC | KA053411 | WHT | 20 | 144.A5 | KA0556:11 | F&G,C.C. | 144.A6
KA0537:A1 | SC | ESTOP | WHT | 20 | 33.B3 | KA0538:A1 | F&G,C.C. | 33.B3
KA0537:A2 | SC | 0V | WHT | 20 | 33.B3 | KA0538:A2 | F&G,C.C. | 33.B3
KA0538:24 | SC | KA053824 | WHT | 20 | 141.A5 | KA0543:A1 | F&G,C.C. | 141.A4
KA0538:A1 | SC | ESTOP | WHT | 20 | 33.B3 | KA0544:A1 | F&G,C.C. | 33.C3
KA0538:A2 | SC | 0V | WHT | 20 | 33.B3 | KA0544:A2 | F&G,C.C. | 33.C3
KA0540:11 | SC | KA054011 | WHT | 20 | 140.A5 | KA0550:14 | F&G,C.C. | 140.A6
KA0541:11 | SC | KA054111 | WHT | 20 | 142.A5 | KA0551:14 | F&G,C.C. | 142.A6
KA0543:11 | SC | KA054311 | WHT | 20 | 141.A5 | KA0559:14 | F&G,C.C. | 141.A6
KA0544:11 | SC | SV7612B1 | WHT | 20 | 139.B5 | XT9932:1 | F&G,C.C. | 139.B5
KA0544:21 | SC | SV7611EB1 | WHT | 20 | 139.C5 | XT9932:2 | F&G,C.C. | 139.C5
KA0544:A1 | SC | ESTOP | WHT | 20 | 33.C3 | KA0545:A1 | F&G,C.C. | 33.C3
KA0544:A2 | SC | 0V | WHT | 20 | 33.C3 | KA0545:A2 | F&G,C.C. | 33.C3
KA0545:A1 | SC | ESTOP | WHT | 20 | 33.C3 | KA0546:A1 | F&G,C.C. | 33.C3
KA0545:A2 | SC | 0V | WHT | 20 | 33.C3 | KA0546:A2 | F&G,C.C. | 33.C3
KA0546:A1 | SC | ESTOP | WHT | 20 | 33.C3 | KA0547:A1 | F&G,C.C. | 33.C3
KA0546:A2 | SC | 0V | WHT | 20 | 33.C3 | KA0547:A2 | F&G,C.C. | 33.C3
KA8000:11 | SC | KA800011 | WHT | 20 | 36.A5 | XT8000:2 | F&G,C.C. | 36.A5
KA8000:14 | SC | KA800014 | WHT | 20 | 36.A5 | XT8000:1 | F&G,C.C. | 36.A5
KA8001:11 | SC | KA800111 | WHT | 20 | 36.B5 | XT8000:4 | F&G,C.C. | 36.B5
KA8001:14 | SC | KA800114 | WHT | 20 | 36.B5 | XT8000:3 | F&G,C.C. | 36.A5
KA8002:11 | SC | KA800211 | WHT | 20 | 36.B5 | XT8000:6 | F&G,C.C. | 36.B5
KA8002:14 | SC | KA800214 | WHT | 20 | 36.B5 | XT8000:5 | F&G,C.C. | 36.B5
KA8003:11 | SC | KA800311 | WHT | 20 | 36.C5 | XT8000:8 | F&G,C.C. | 36.C5
KA8003:14 | SC | KA800314 | WHT | 20 | 36.C5 | XT8000:7 | F&G,C.C. | 36.B5
KA8004:11 | SC | KA800411 | WHT | 20 | 36.C5 | XT8000:10 | F&G,C.C. | 36.C5
KA8004:14 | SC | KA800414 | WHT | 20 | 36.C5 | XT8000:9 | F&G,C.C. | 36.C5
KA8005:A1 | SC | KA8005A1 | WHT | 20 | 36.C5 | XT8000:11 | F&G,C.C. | 36.C5
KA8005:A2 | SC | KA8005A2 | WHT | 20 | 36.C5 | XT8000:12 | F&G,C.C. | 36.C5
KA8006:A1 | SC | KA8006A1 | WHT | 20 | 36.D5 | XT8000:13 | F&G,C.C. | 36.D5
KA8006:A2 | SC | KA8006A2 | WHT | 20 | 36.D5 | XT8000:14 | F&G,C.C. | 36.D5
KA8007:A1 | SC | KA8007A1 | WHT | 20 | 36.D5 | XT8000:15 | F&G,C.C. | 36.D5
KA8007:A2 | SC | KA8007A2 | WHT | 20 | 36.D5 | XT8000:16 | F&G,C.C. | 36.D5
RR1788: -10K OHM | SC | AT017823 | WHT | 20 | 39.D6 | XT0171:2 | F&G,C.C. | 39.D6
RR1788: -10K OHM | SC | AT017824 | WHT | 20 | 39.D6 | XT0171:3 | F&G,C.C. | 39.D6
UV0170:2(-) | SC | 0V | WHT | 14 | 38.A3 | XT0170:3 | F&G,C.C. | 38.A2
UV0170:4(-) | SC | 0V | WHT | 14 | 38.A3 | XT0170:3 | F&G,C.C. | 38.A2
UV0170:GND | SC | UV0170G | GRN/YEL | 14 | 38.A3 | FRAME | F&G,C.C. | 38.B4
VD1788:--1N4005/1 | SC | KA0178A1 | WHT | 20 | 39.D6 | XT0171:1 | F&G,C.C. | 39.D5
VD1788:+-1N4005/1 | SC | AT017823 | WHT | 20 | 39.D6 | XT0171:2 | F&G,C.C. | 39.D6
XT0170:2 | SC | FU0535 | WHT | 14 | 38.A2 | XT0535:3 | F&G,C.C. | 42.A5
XT0170:3 | SC | 0V | WHT | 14 | 38.A2 | XT0171:5 | F&G,C.C. | 122.A6
XT0536:3 | SC | 0V | WHT | 14 | 42.A5 | XT0170:3 | F&G,C.C. | 38.A2
AT0175:1P2 | WC8066 | AT01751P2 | WHT | 16 | 38.C7 | AT0176:4P2 | F&G,C.C. | 38.C7
AT0175:2P2 | WC8066 | AT01752P2 | BLK | 16 | 38.C7 | AT0176:5P2 | F&G,C.C. | 38.C7
AT0175:3P2 | WC8066 | AT01753P2 | SH | 16 | 38.C7 | AT0176:6P2 | F&G,C.C. | 38.C7
AT0176:1P2 | WC8067 | AT01761P2 | WHT | 16 | 38.C7 | AT0178:4P2 | F&G,C.C. | 38.D7
AT0176:2P2 | WC8067 | AT01762P2 | BLK | 16 | 38.C7 | AT0178:5P2 | F&G,C.C. | 38.D7
AT0176:3P2 | WC8067 | AT01763P2 | SH | 16 | 38.C7 | AT0178:6P2 | F&G,C.C. | 38.D7
AT0170:50 | WC8069 | AT017050 | WHT | 16 | 38.A7 | AT0175:4P2 | F&G,C.C. | 38.A7
AT0170:49 | WC8069 | AT017049 | BLK | 16 | 38.A7 | AT0175:5P2 | F&G,C.C. | 38.A7
AT0170:48 | WC8069 | AT017048 | SH | 16 | 38.A7 | AT0175:6P2 | F&G,C.C. | 38.A7
KA0531:11 | SC | KA053111 | WHT | 20 | 138.A5 | AF0141:14 | BOP,C.C. | 138.A7
KA0531:14 | SC | SV7611A1 | WHT | 20 | 138.A5 | XT0572:1 | BOP,C.C. | 138.A5
KA0531:21 | SC | KA053121 | WHT | 20 | 140.A5 | AF0141:00 | BOP,C.C. | 140.A7
KA0531:A1 | SC | ESTOP | WHT | 20 | 33.A3 | XT0140:8 | BOP,C.C. | 33.A2
KA0532:21 | SC | KA053221 | WHT | 20 | 142.A5 | AF0141:04 | BOP,C.C. | 142.A7
KA0533:11 | SC | FU0143 | WHT | 16 | 33.B2 | XT0140:9 | BOP,C.C. | 33.B1
KA0533:12 | SC | KA053312 | WHT | 20 | 33.B2 | KT0573:25 | BOP,C.C. | 33.B4
KA0533:12 | SC | KA053312 | WHT | 20 | 33.B2 | XT0140:10 | BOP,C.C. | 33.B2
KA0534:14 | SC | KA053414 | WHT | 16 | 140.C5 | AF0141:08 | BOP,C.C. | 140.C7
KA0534:24 | SC | KA053424 | WHT | 16 | 142.C5 | AF0141:10 | BOP,C.C. | 142.C7
KA0535:11 | SC | XT057313T2 | WHT | 20 | 143.A5 | XT0573:13 T2 | BOP,C.C. | 143.A5
KA0535:12 | SC | KT053512 | WHT | 20 | 143.A5 | KT0580:15 | BOP,C.C. | 143.A6
KA0535:14 | SC | KA053514 | WHT | 20 | 143.C6 | XT0573:4 B2 | BOP,C.C. | 143.C5
KA0535:A1 | SC | KA0131A1 | WHT | 20 | 33.A3 | XT0140:7 | BOP,C.C. | 33.A2
KA0535:A2 | SC | 0V | WHT | 20 | 33.A3 | XT0140:6 | BOP,C.C. | 32.D1
KA0536:11 | SC | KA053611 | WHT | 20 | 143.C5 | XT0573:5 B1 | BOP,C.C. | 143.C5
KA0536:11 | SC | XT057313B2 | WHT | 20 | 143.A5 | XT0573:13 B2 | BOP,C.C. | 143.A5
KA0536:12 | SC | KA053612 | WHT | 20 | 143.C5 | XT0573:4 T1 | BOP,C.C. | 143.C5
KA0537:14 | SC | KA053714 | WHT | 16 | 144.C5 | AF0181:02 | BOP,C.C. | 144.C7
KA0538:14 | SC | 014606 | WHT | 16 | 141.C5 | AF0146:06 | BOP,C.C. | 141.C7
KA0538:21 | SC | KA053821 | WHT | 20 | 141.A5 | AF0146:04 | BOP,C.C. | 141.A7
KA0540:14 | SC | XT057316B2 | WHT | 16 | 140.A5 | XT0573:8 B2 | BOP,C.C. | 140.A4
KA0540:21 | SC | ZSC7621A2 | WHT | 20 | 140.B5 | XT0572:4 | BOP,C.C. | 140.B4
KA0540:22 | SC | KA054012 | WHT | 20 | 140.B5 | KT0572:A1 | BOP,C.C. | 140.B6
KA0540:A2 | SC | SV7621A2 | WHT | 20 | 140.A4 | XT0572:3 | BOP,C.C. | 140.A4
KA0541:21 | SC | ZSC76412 | WHT | 20 | 142.B5 | XT0572:6 | BOP,C.C. | 142.B4
KA0541:22 | SC | KA054122 | WHT | 20 | 142.B5 | KT0573:A1 | BOP,C.C. | 142.B6
KA0541:A2 | SC | SV76412 | WHT | 20 | 142.A4 | XT0572:5 | BOP,C.C. | 142.A4
KA0543:14 | SC | KA054314 | WHT | 16 | 141.A5 | XT0573:10 B2 | BOP,C.C. | 141.A4
KA0543:21 | SC | ZSC7622B2 | WHT | 20 | 141.B5 | XT0572:10 | BOP,C.C. | 141.B4
KA0543:22 | SC | KA054322 | WHT | 20 | 141.B5 | KT0576:A1 | BOP,C.C. | 141.B6
KA0543:A2 | SC | SV7621B2 | WHT | 20 | 141.A4 | XT0572:9 | BOP,C.C. | 141.A4
KA0544:14 | SC | KA054414 | WHT | 20 | 139.B5 | AF0146:00 | BOP,C.C. | 139.B7
KA0544:24 | SC | KA054424 | WHT | 20 | 139.C5 | AF0186:00 | BOP,C.C. | 139.C7
KA0545:11 | SC | SV7611B1 | WHT | 20 | 139.A5 | XT0572:11 | BOP,C.C. | 139.A5
KA0545:14 | SC | KA054514 | WHT | 20 | 139.A5 | AF0146:14 | BOP,C.C. | 139.A7
KA0546:14 | SC | KA054614 | WHT | 20 | 143.D6 | AF0186:02 | BOP,C.C. | 143.D7
KA0547:11 | SC | SV7612A1 | WHT | 20 | 138.B5 | XT0572:13 | BOP,C.C. | 138.B5
KA0547:14 | SC | KA054714 | WHT | 20 | 138.B5 | AF0146:12 | BOP,C.C. | 138.B7
KA0547:21 | SC | SV7611EA1 | WHT | 20 | 138.C5 | XT0572:14 | BOP,C.C. | 138.C5
KA0547:24 | SC | KA054724 | WHT | 20 | 138.C5 | AF0181:14 | BOP,C.C. | 138.C7
KA0547:A2 | SC | 0V | WHT | 20 | 33.C3 | KT0999:A2 | BOP,C.C. | 33.C2
KA0550:11 | SC | KA055011 | WHT | 20 | 140.A6 | AF0141:32 | BOP,C.C. | 140.A7
KA0550:A1 | SC | KA0550A1 | WHT | 20 | 140.D6 | AF0184:00 | BOP,C.C. | 140.D7
KA0550:A2 | SC | KA0550A2 | WHT | 20 | 140.D6 | AF0184:16 | BOP,C.C. | 140.D7
KA0551:11 | SC | KA055111 | WHT | 20 | 142.A6 | AF0141:36 | BOP,C.C. | 142.A7
KA0551:A1 | SC | KA0551A1 | WHT | 20 | 142.D6 | AF0184:02 | BOP,C.C. | 142.D7
KA0551:A2 | SC | KA0551A2 | WHT | 20 | 142.D6 | AF0184:18 | BOP,C.C. | 142.D7
KA0552:11 | SC | KA055211 | WHT | 20 | 140.C5 | AF0141:02 | BOP,C.C. | 140.B7
KA0552:14 | SC | XT05732B2 | WHT | 20 | 140.C5 | XT0573:1 B2 | BOP,C.C. | 140.C5
KA0552:A1 | SC | KA0552A1 | WHT | 20 | 140.D4 | AF0184:01 | BOP,C.C. | 140.D5
KA0552:A2 | SC | KA0552A2 | WHT | 20 | 140.D4 | AF0184:17 | BOP,C.C. | 140.D5
KA0553:11 | SC | 014106 | WHT | 20 | 142.C6 | AF0141:06 | BOP,C.C. | 142.B7
KA0553:14 | SC | KA055314 | WHT | 20 | 142.C6 | XT0573:2 B2 | BOP,C.C. | 142.C5
KA0553:A1 | SC | KA0553A1 | WHT | 20 | 142.D6 | AF0184:03 | BOP,C.C. | 142.D7
KA0553:A2 | SC | KA0553A2 | WHT | 20 | 142.D6 | AF0184:19 | BOP,C.C. | 142.D7
KA0554:11 | SC | KA055411 | WHT | 20 | 143.C6 | AF0141:12 | BOP,C.C. | 143.C7
KA0554:A1 | SC | KA0554A1 | WHT | 20 | 143.D6 | AF0184:05 | BOP,C.C. | 143.D7
KA0554:A2 | SC | KA0554A2 | WHT | 20 | 143.D6 | AF0184:21 | BOP,C.C. | 143.D7
KA0555:14 | SC | KA55514 | WHT | 20 | 143.A6 | AF0186:04 | BOP,C.C. | 143.A7
KA0555:A1 | SC | KA0555A1 | WHT | 20 | 143.D4 | AF0184:07 | BOP,C.C. | 143.D5
KA0555:A2 | SC | KA0555A2 | WHT | 20 | 143.D4 | AF0184:23 | BOP,C.C. | 143.D5
KA0556:14 | SC | KA055611 | WHT | 20 | 144.A6 | AF0146:08 | BOP,C.C. | 144.A7
KA0556:A1 | SC | KA0556A1 | WHT | 20 | 144.D6 | AF0184:11 | BOP,C.C. | 144.D7
KA0556:A2 | SC | KA0556A2 | WHT | 20 | 144.D6 | AF0184:27 | BOP,C.C. | 144.D7
KA0557:11 | SC | KA055711 | WHT | 20 | 144.C6 | XT0573:3 B2 | BOP,C.C. | 144.C5
KA0557:14 | SC | 018100 | WHT | 20 | 144.C6 | AF0181:00 | BOP,C.C. | 144.C7
KA0557:A1 | SC | KA0557A1 | WHT | 20 | 144.D6 | AF0184:12 | BOP,C.C. | 144.D7
KA0557:A2 | SC | KA0557A2 | WHT | 20 | 144.D6 | AF0184:28 | BOP,C.C. | 144.D7
KA0558:11 | SC | 014610 | WHT | 20 | 141.C5 | AF0146:10 | BOP,C.C. | 141.B7
KA0558:14 | SC | KA055814 | WHT | 20 | 141.C5 | XT0573:9 B2 | BOP,C.C. | 141.C5
KA0558:A1 | SC | 018404 | WHT | 20 | 141.D4 | AF0184:04 | BOP,C.C. | 141.D5
KA0558:A2 | SC | 018420 | WHT | 20 | 141.D4 | AF0184:20 | BOP,C.C. | 141.D5
KA0559:11 | SC | KA055911 | WHT | 20 | 141.A6 | AF0146:36 | BOP,C.C. | 141.A7
KA0559:A1 | SC | 018406 | WHT | 20 | 141.D6 | AF0184:06 | BOP,C.C. | 141.D7
KA0559:A2 | SC | 018422 | WHT | 20 | 141.D6 | AF0184:22 | BOP,C.C. | 141.D7
KA0599:11 | SC | KA059911 | WHT | 20 | 144.A6 | XT0573:6 B2 | BOP,C.C. | 144.A5
KA0599:14 | SC | KA059914 | WHT | 20 | 144.A6 | AF0146:40 | BOP,C.C. | 144.A7
KA0599:21 | SC | ZSC74812 | WHT | 20 | 144.B5 | XT0572:8 | BOP,C.C. | 144.B5
KA0599:22 | SC | KA0599 | WHT | 20 | 144.B5 | KT0584:A1 | BOP,C.C. | 144.B6
KA0599:22 | SC | KA0599 | WHT | 20 | 144.B5 | KT0574:A1 | BOP,C.C. | 144.B6
KA0599:A2 | SC | SV74812 | WHT | 20 | 144.A5 | XT0572:7 | BOP,C.C. | 144.A4
KA8000:A1 | SC | 018102 | WHT | 20 | 36.A5 | AF0181:10 | BOP,C.C. | 36.A6
KA8000:A2 | SC | 018118 | WHT | 20 | 36.A5 | AF0181:26 | BOP,C.C. | 36.A6
KA8001:A1 | SC | 018104 | WHT | 20 | 36.A5 | AF0181:04 | BOP,C.C. | 36.A6
KA8001:A2 | SC | 018120 | WHT | 20 | 36.A5 | AF0181:20 | BOP,C.C. | 36.A6
KA8002:A1 | SC | 018106 | WHT | 20 | 36.B5 | AF0181:06 | BOP,C.C. | 36.B6
KA8002:A2 | SC | 018122 | WHT | 20 | 36.B5 | AF0181:22 | BOP,C.C. | 36.B6
KA8003:A1 | SC | 018112 | WHT | 20 | 36.B5 | AF0181:12 | BOP,C.C. | 36.B6
KA8003:A2 | SC | 018128 | WHT | 20 | 36.B5 | AF0181:28 | BOP,C.C. | 36.B6
KA8004:A1 | SC | 018108 | WHT | 20 | 36.C5 | AF0181:08 | BOP,C.C. | 36.C6
KA8004:A2 | SC | 018124 | WHT | 20 | 36.C5 | AF0181:24 | BOP,C.C. | 36.C6
KA8005:11 | SC | 018208 | WHT | 20 | 36.C5 | AF0182:08 | BOP,C.C. | 36.C6
KA8005:14 | SC | 018240 | WHT | 20 | 36.C5 | AF0182:40 | BOP,C.C. | 36.C6
KA8006:11 | SC | 018214 | WHT | 20 | 36.D5 | AF0182:14 | BOP,C.C. | 36.D6
KA8006:14 | SC | 018246 | WHT | 20 | 36.D5 | AF0182:46 | BOP,C.C. | 36.D6
KA8007:11 | SC | 018215 | WHT | 20 | 36.D5 | AF0182:15 | BOP,C.C. | 36.D6
KA8007:14 | SC | 018247 | WHT | 20 | 36.D5 | AF0182:47 | BOP,C.C. | 36.D6
FU0535:LI | SC | FU0136 | WHT | 12 | 42.A4 | XT0002:7 | CONTROL A,C.C. | 13.B4
IEG0150:0 | SC | IEG0150G | GRN | 8 | 11.C2 | IEG0010:3 | CONTROL A,C.C. | 11.C2
KA0145:A1 | SC | KA0135A1 | WHT | 20 | 41.B6 | XT0089:23 | CONTROL A,C.C. | 22.C5
KA0176:11 | SC | KA017611 | WHT | 20 | 129.A6 | AF0093:04 | CONTROL A,C.C. | 129.A7
KA0176:14 | SC | 009336 | WHT | 20 | 129.A6 | AF0093:36 | CONTROL A,C.C. | 129.A7
KA0176:A2 | SC | 0V | WHT | 20 | 41.A6 | XT0080:8 | CONTROL A,C.C. | 23.A6
KA0177:11 | SC | KA017711 | WHT | 20 | 130.A6 | AF0093:13 | CONTROL A,C.C. | 130.A7
KA0177:14 | SC | 009345 | WHT | 20 | 130.A6 | AF0093:45 | CONTROL A,C.C. | 130.A7
KA0178:11 | SC | KA023212 | WHT | 20 | 54.A6 | KA0232:12 | CONTROL A,C.C. | 54.A5
KA0178:14 | SC | FU0535 | WHT | 20 | 54.A6 | KA0875:14 | CONTROL A,C.C. | 54.A5
KA0246:14 | SC | KA6211A1 | WHT | 20 | 129.A5 | KA6211:A1 | CONTROL A,C.C. | 129.A6
KA0246:A1 | SC | KA0243A1 | WHT | 20 | 41.C6 | XT0089:10 | CONTROL A,C.C. | 23.A5
KA0247:14 | SC | KA024714 | WHT | 20 | 130.A5 | KA6212:A1 | CONTROL A,C.C. | 130.A6
KA0249:A1 | SC | KA0245A1 | WHT | 20 | 41.C6 | XT0089:11 | CONTROL A,C.C. | 23.C5
KA0255:21 | SC | FU0139 | WHT | 20 | 41.A1 | XT0081:3 | CONTROL A,C.C. | 23.A2
KA0255:A1 | SC | KA0131A1 | WHT | 20 | 41.B6 | XT0089:9 | CONTROL A,C.C. | 26.D4
PEG0150:0 | SC | PEG0150G | GRN/YEL | 8 | 11.B2 | PEG0130:2 | CONTROL A,C.C. | 11.B2
XT0170:1 | SC | FU0535 | WHT | 20 | 38.A2 | KA0875:14 | CONTROL A,C.C. | 54.A5
XT0536:1 | SC | 0V | WHT | 14 | 42.A5 | XT0003:7 | CONTROL A,C.C. | 13.B4
KA0179:11 | SC | KA017911 | WHT | 20 | 133.C5 | XT0240:2 | CONTROL B,C.C. | 133.B5
KA0179:14 | SC | KA6210A1 | WHT | 20 | 133.C5 | KA6210:A1 | CONTROL B,C.C. | 133.C6
AT0170:L2 | WC0017 | AT0170L2 | ENET | CABLE | 2.A4 | AF0410:L1 | CONTROL B,C.C. | 2.A5
AT0170:L1 | WC0003 | AP0603L2 | ENET | CABLE | 2.A4 | AP0603:L2 | PLC,C.C. | 2.A3
IEG0150:3 | SC | IEG01503 | GRN | 14 | 47.A3 | GR0200: | TCP, CSMD | 47.A3
SolarTools ver. 24.0.84.24712 (Jul 31, 2025)
Report date: 4/27/2026 11:29 AM

## FO CONV,VFD
FO CONV,VFD
Project # | 4P012
Project Name | BSGP LINE2 - CS BOZOY 2 (KAZ)
Revision | A
Controls DE | COVARRUBIAS, A.
Phone:
Controls ME
Phone:
From | [5 empty] | To
Device ID | Cable (W) Conductor (SC) Jumper Clip (JC) | Wire No. | Wire ID | Gauge/Size | Page/Zone | Device ID | Location | Page/Zone
BA0005:V1(-) | SC | 0V | WHT | 16 | 8.A4 | XT1123:2 | FO CONV,VFD | 8.A6
BA0005:V1(+) | SC | FU1123 | WHT | 16 | 8.A4 | FU1123:LD | FO CONV,VFD | 8.A5
BA0006:V1(-) | SC | 0V | WHT | 16 | 8.B4 | XT1123:2 | FO CONV,VFD | 8.A6
BA0006:V1(+) | SC | FU1124 | WHT | 16 | 8.B4 | FU1124:LD | FO CONV,VFD | 8.B5
FU1123:LI | SC | FU0136 | WHT | 16 | 8.A5 | XT1123:1 | FO CONV,VFD | 8.A6
FU1124:LI | SC | FU0136 | WHT | 16 | 8.B5 | XT1123:1 | FO CONV,VFD | 8.A6
GR1123: | SC | GR1123 | GRN | 14 | 11.D3 | IEG1123:1 | FO CONV,VFD | 11.D3
GR1125: | SC | GR1125 | GRN/YEL | 14 | 11.D4 | FG1125:1 | FO CONV,VFD | 11.D3
BA0005:RX | SC | BA0005RX |  | 16 | 2.D6 | BA0003:TX | JB70,EP | 2.D2
SolarTools ver. 24.0.84.24712 (Jul 31, 2025)
Report date: 4/27/2026 11:29 AM

## HPC,C.C.
HPC,C.C.
Project # | 4P012
Project Name | BSGP LINE2 - CS BOZOY 2 (KAZ)
Revision | A
Controls DE | COVARRUBIAS, A.
Phone:
Controls ME
Phone:
From | [5 empty] | To
Device ID | Cable (W) Conductor (SC) Jumper Clip (JC) | Wire No. | Wire ID | Gauge/Size | Page/Zone | Device ID | Location | Page/Zone
XT0120:1 | JC | 0V | CLIP | --- | 29.A1 | XT0120:2 | HPC,C.C. | 29.B1
XT0120:2 | JC | 0V | CLIP | --- | 29.B1 | XT0120:3 | HPC,C.C. | 29.D1
XT0335:1 | JC | FU0332 | CLIP | --- | 28.A4 | XT0335:2 | HPC,C.C. | 28.A4
XT0335:2 | JC | FU0332 | CLIP | --- | 28.A4 | XT0335:3 | HPC,C.C. | 28.B4
XT0335:3 | JC | FU0332 | CLIP | --- | 28.B4 | XT0335:4 | HPC,C.C. | 28.B4
XT0335:4 | JC | FU0332 | CLIP | --- | 28.B4 | XT0335:5 | HPC,C.C. | 28.B4
XT0335:5 | JC | FU0332 | CLIP | --- | 28.B4 | XT0335:6 | HPC,C.C. | 28.B4
XT0335:6 | JC | FU0332 | CLIP | --- | 28.B4 | XT0335:7 | HPC,C.C. | 28.C4
XT0335:7 | JC | FU0332 | CLIP | --- | 28.C4 | XT0335:8 | HPC,C.C. | 28.C4
XT0335:8 | JC | FU0332 | CLIP | --- | 28.C4 | XT0335:9 | HPC,C.C. | 28.C4
XT0335:9 | JC | FU0332 | CLIP | --- | 28.C4 | XT0335:10 | HPC,C.C. | 28.C4
XT0336:1 | JC | 0V | CLIP | --- | 28.A4 | XT0336:2 | HPC,C.C. | 28.B4
XT0336:2 | JC | 0V | CLIP | --- | 28.B4 | XT0336:3 | HPC,C.C. | 28.B4
XT0336:3 | JC | 0V | CLIP | --- | 28.B4 | XT0336:4 | HPC,C.C. | 28.B4
XT0336:4 | JC | 0V | CLIP | --- | 28.B4 | XT0336:5 | HPC,C.C. | 28.B4
XT0336:5 | JC | 0V | CLIP | --- | 28.B4 | XT0336:6 | HPC,C.C. | 28.C4
XT0336:6 | JC | 0V | CLIP | --- | 28.C4 | XT0336:7 | HPC,C.C. | 28.C4
XT0336:7 | JC | 0V | CLIP | --- | 28.C4 | XT0336:8 | HPC,C.C. | 28.C4
XT0336:8 | JC | 0V | CLIP | --- | 28.C4 | XT0336:9 | HPC,C.C. | 28.C4
XT0336:9 | JC | 0V | CLIP | --- | 28.C4 | XT0336:10 | HPC,C.C. | 28.D4
XT0510:1 | JC | 0V | CLIP | --- | 31.A1 | XT0510:2 | HPC,C.C. | 31.C1
AF0500:12 | SC | XT05001 | GRN | 16 | 31.A6 | XT0500:1 | HPC,C.C. | 31.C5
AF0510:32 | SC | XT05001 | GRN | 16 | 31.A5 | XT0500:1 | HPC,C.C. | 31.C5
AF0510:53 | SC | 0V | WHT | 16 | 31.A5 | XT0510:2 | HPC,C.C. | 31.C1
AF0510:54 | SC | 0V | WHT | 16 | 31.A5 | AF0520:53 | HPC,C.C. | 31.A4
AF0510:55 | SC | FU0510 | WHT | 16 | 31.A5 | FU0510:LD | HPC,C.C. | 31.C1
AF0510:56 | SC | FU0510 | WHT | 16 | 31.A5 | AF0520:55 | HPC,C.C. | 31.A4
AF0520:32 | SC | XT05001 | GRN | 16 | 31.A4 | XT0500:1 | HPC,C.C. | 31.C5
AF1201:00 | SC | 120100 | WHT | 20 | 111.D7 | KA0120:14 | HPC,C.C. | 111.D5
AF1201:32 | SC | 120132 | WHT | 20 | 111.D7 | KA4401:22 | HPC,C.C. | 111.D6
AF1201:COM | SC | 0V | WHT | 16 | 29.B2 | XT0120:2 | HPC,C.C. | 29.B1
AF1201:J | SC | * |  |  | 29.B2 | AF1202:P | HPC,C.C. | 29.B3
AF1201:P | SC | * |  |  | 29.B2 | AU1200:J | HPC,C.C. | 29.A2
AF1201:V+ | SC | FU0121 | WHT | 16 | 29.B2 | FU0121:LD | HPC,C.C. | 29.B1
AF1202:COM | SC | AF1203N | WHT | 16 | 29.B3 | AF1203:COM | HPC,C.C. | 29.B3
AF1202:COM | SC | AF1202N | WHT | 16 | 29.B3 | AU1200:COM | HPC,C.C. | 29.A2
AF1202:J | SC | * |  |  | 29.B3 | AF1203:P | HPC,C.C. | 29.B3
AF1202:V+ | SC | AF1203P | WHT | 16 | 29.B3 | AF1203:V+ | HPC,C.C. | 29.B3
AF1202:V+ | SC | AF1202P | WHT | 16 | 29.B3 | AU1200:V+ | HPC,C.C. | 29.A2
AF1203:COM | SC | AF1204N | WHT | 16 | 29.B3 | AF1204:COM | HPC,C.C. | 29.A4
AF1203:J | SC | * |  |  | 29.B3 | AF1204:P | HPC,C.C. | 29.A4
AF1203:SH | SC | AF1204G | GRN | 14 | 29.B3 | AF1204:SH | HPC,C.C. | 29.A4
AF1203:SH | SC | AU1200G | GRN | 14 | 29.B3 | AU1200:GND | HPC,C.C. | 29.A2
AF1203:V+ | SC | AF1204P | WHT | 16 | 29.B3 | AF1204:V+ | HPC,C.C. | 29.A4
AF1204:COM | SC | AF1205N | WHT | 16 | 29.A4 | AF1205:COM | HPC,C.C. | 29.A5
AF1204:J | SC | * |  |  | 29.A4 | AF1205:P | HPC,C.C. | 29.A5
AF1204:SH | SC | AF1205G | GRN | 14 | 29.A4 | AF1205:SH | HPC,C.C. | 29.A5
AF1204:V+ | SC | AF1205P | WHT | 16 | 29.A4 | AF1205:V+ | HPC,C.C. | 29.A5
AF1205:COM | SC | AF1206N | WHT | 16 | 29.A5 | AF1206:COM | HPC,C.C. | 29.B5
AF1205:J | SC | * |  |  | 29.A5 | AF1206:P | HPC,C.C. | 29.B5
AF1205:SH | SC | AF1206G | GRN | 14 | 29.A5 | AF1206:SH | HPC,C.C. | 29.B5
AF1205:V+ | SC | AF1206P | WHT | 16 | 29.A5 | AF1206:V+ | HPC,C.C. | 29.B5
AF1206:COM | SC | AF1207N | WHT | 16 | 29.B5 | AF1207:COM | HPC,C.C. | 29.B2
AF1206:SH | SC | AF1208G | GRN | 14 | 29.B5 | AF1208:SH | HPC,C.C. | 29.C3
AF1206:V+ | SC | AF1207P | WHT | 16 | 29.B5 | AF1207:V+ | HPC,C.C. | 29.B2
AF1207:02 | SC | 120702 | WHT | 20 | 104.A7 | KA4401:14 | HPC,C.C. | 104.A6
AF1207:18 | SC | 120718 | WHT | 20 | 104.A7 | KA4401:A2 | HPC,C.C. | 104.A5
AF1207:34 | SC | PS44012 | WHT | 20 | 104.A7 | KA4401:11 | HPC,C.C. | 104.A6
AF1207:COM | SC | AF1208N | WHT | 16 | 29.B2 | AF1208:COM | HPC,C.C. | 29.C3
AF1207:J | SC | * |  |  | 29.B2 | AF1208:P | HPC,C.C. | 29.C3
AF1207:V+ | SC | AF1208P | WHT | 16 | 29.B2 | AF1208:V+ | HPC,C.C. | 29.C3
AF1208:COM | SC | AF1209N | WHT | 16 | 29.C3 | AF1209:COM | HPC,C.C. | 29.C3
AF1208:J | SC | * |  |  | 29.C3 | AF1209:P | HPC,C.C. | 29.C3
AF1208:SH | SC | AF1209G | GRN | 14 | 29.C3 | AF1209:SH | HPC,C.C. | 29.C3
AF1208:V+ | SC | AF1209P | WHT | 16 | 29.C3 | AF1209:V+ | HPC,C.C. | 29.C3
AF1209:COM | SC | AF1210N | WHT | 16 | 29.C3 | AF1210:COM | HPC,C.C. | 29.C4
AF1209:J | SC | * |  |  | 29.C3 | AF1210:P | HPC,C.C. | 29.C4
AF1209:SH | SC | AF1210G | GRN | 14 | 29.C3 | AF1210:SH | HPC,C.C. | 29.C4
AF1209:V+ | SC | AF1210P | WHT | 16 | 29.C3 | AF1210:V+ | HPC,C.C. | 29.C4
AF1210:COM | SC | AF1211N | WHT | 16 | 29.C4 | AF1211:COM | HPC,C.C. | 29.C5
AF1210:J | SC | * |  |  | 29.C4 | AF1211:P | HPC,C.C. | 29.C5
AF1210:SH | SC | AF1211G | GRN | 14 | 29.C4 | AF1211:SH | HPC,C.C. | 29.C5
AF1210:V+ | SC | AF1211P | WHT | 16 | 29.C4 | AF1211:V+ | HPC,C.C. | 29.C5
AF1211:SH | SC | IEG01601 | GRN | 14 | 29.C5 | IEG0160:1 | HPC,C.C. | 29.C5
AU1200:COM | SC | 0V | WHT | 16 | 29.A2 | XT0120:2 | HPC,C.C. | 29.B1
AU1200:V+ | SC | FU0120 | WHT | 16 | 29.A2 | FU0120:LD | HPC,C.C. | 29.B1
FU0120:LI | SC | FU0122 | WHT | 14 | 29.B1 | FU0122:LD | HPC,C.C. | 29.A1
FU0120:LI | SC | FU0122 | WHT | 14 | 29.B1 | FU0121:LI | HPC,C.C. | 29.B1
FU0121:LI | SC | FU0122 | WHT | 14 | 29.B1 | FU0510:LI | HPC,C.C. | 31.C1
FU0122:LI | SC | FU0332 | WHT | 12 | 29.A1 | XT0335:2 | HPC,C.C. | 28.A4
FU0332:LD | SC | FU0332 | WHT | 12 | 28.A3 | XT0335:1 | HPC,C.C. | 28.A4
FU0510:LI | SC | FU0122 | WHT | 14 | 31.C1 | XT0121:1 | HPC,C.C. | 109.A5
GR0420: | SC | IEG01603 | GRN | 14 | 12.A4 | IEG0160:3 | HPC,C.C. | 12.A5
GR0421: | SC | IEG01604 | GRN | 14 | 12.A4 | IEG0160:4 | HPC,C.C. | 12.A5
GR0425: | SC | GR0425 | GRN/YEL | 14 | 12.A4 | FG8:1 | HPC,C.C. | 12.A5
IEG0160:2 | SC | IEG01602 | GRN | 14 | 31.C6 | XT0500:2 | HPC,C.C. | 31.C5
KA0120:12 | SC | KA012012 | WHT | 20 | 111.D5 | KA4401:21 | HPC,C.C. | 111.D6
KA0120:A1 | SC | KA0131A1 | WHT | 20 | 30.B5 | XT0120:4 | HPC,C.C. | 30.B3
KA0120:A2 | SC | 0V | WHT | 20 | 30.B5 | XT0120:3 | HPC,C.C. | 29.D1
KA4401:11 | SC | PS44012 | WHT | 20 | 104.A6 | XT0120:5 | HPC,C.C. | 104.A5
XT0120:3 | SC | 0V | WHT | 14 | 29.D1 | XT0510:1 | HPC,C.C. | 31.A1
XT0121:2 | SC | 0V | WHT | 14 | 109.A5 | XT0510:2 | HPC,C.C. | 31.C1
XT0336:2 | SC | 0V | WHT | 12 | 28.B4 | XT0120:1 | HPC,C.C. | 29.A1
AF0510:L2 | WC0051 | AF0510L2 | ENET | CABLE | 2.C4 | AF0520:L1 | HPC,C.C. | 2.C5
AF0520:L2 | WC0052 | AF0520L2 | ENET | CABLE | 2.C5 | AU1200:L1 | HPC,C.C. | 2.C5
AF0500:LBUS | WC1070 | AF0500LBUS | BUS | CABLE | 31.A6 | AF0510:RBUS | HPC,C.C. | 31.A5
AF0510:LBUS | WC1170 | AF0510LBUS | BUS | CABLE | 31.A5 | AF0520:RBUS | HPC,C.C. | 31.A4
AF1206:J | WC8058 |  | CABLE | CABLE | 29.B5 | AF1207:P | HPC,C.C. | 29.B2
XT0335:1 | SC | FU0332 | WHT | 12 | 28.A4 | FU0146:LI | BOP,C.C. | 32.A1
XT0336:1 | SC | 0V | WHT | 12 | 28.A4 | XT0140:1 | BOP,C.C. | 32.A1
AU1200:L2 | WC0012 | AU1200L2 | ENET | CABLE | 2.C5 | AU0140:L1 | BOP,C.C. | 2.C2
FU0332:LI | SC | FU0136 | WHT | 14 | 28.A3 | XT0002:6 | CONTROL A,C.C. | 13.B4
IEG0160:0 | SC | IEG0160G | GRN | 8 | 12.A2 | IEG0010:5 | CONTROL A,C.C. | 12.A2
XT0120:4 | SC | KA0131A1 | WHT | 20 | 30.B3 | XT0089:8 | CONTROL A,C.C. | 26.D4
XT0336:1 | SC | 0V | WHT | 12 | 28.A4 | XT0003:6 | CONTROL A,C.C. | 13.B4
AF0510:L1 | WC0006 | AU0060L2 | ENET | CABLE | 2.C4 | AU0060:L2 | CONTROL B,C.C. | 2.B1
AF0500:02 | WC1352 | 050002 | RED | 20 | 102.A6 | UAI5000:7 | ISOLATORS,CSMD | 102.A5
AF0500:03 | WC1352 | 050003 | BLK | 20 | 102.A6 | UAI5000:8 | ISOLATORS,CSMD | 102.A5
AF0500:07 | WC1352 | 050007 | SH | 20 | 102.A6 | FLOATING | ISOLATORS,CSMD | 102.A6
AF0510:02 | WC1353 | 051002 | RED | 20 | 102.B6 | UAI5100:7 | ISOLATORS,CSMD | 102.B5
AF0510:04 | WC1353 | 051004 | BLK | 20 | 102.B6 | UAI5100:8 | ISOLATORS,CSMD | 102.B5
AF0510:19 | WC1353 | 051019 | SH | 20 | 102.B6 | FLOATING | ISOLATORS,CSMD | 102.B6
AF0510:06 | WC1354 | 051006 | RED | 20 | 102.B6 | UAI5101:7 | ISOLATORS,CSMD | 102.B5
AF0510:08 | WC1354 | 051008 | BLK | 20 | 102.B6 | UAI5101:8 | ISOLATORS,CSMD | 102.B5
AF0510:23 | WC1354 | 051023 | SH | 20 | 102.B6 | FLOATING | ISOLATORS,CSMD | 102.B6
AF0510:10 | WC1355 | 051010 | RED | 20 | 102.C6 | UAI5102:7 | ISOLATORS,CSMD | 102.C5
AF0510:12 | WC1355 | 051012 | BLK | 20 | 102.C6 | UAI5102:8 | ISOLATORS,CSMD | 102.C5
AF0510:27 | WC1355 | 051027 | SH | 20 | 102.C6 | FLOATING | ISOLATORS,CSMD | 102.C6
AF0510:14 | WC1356 | 051014 | RED | 20 | 102.C6 | UAI5103:7 | ISOLATORS,CSMD | 102.C5
AF0510:16 | WC1356 | 051016 | BLK | 20 | 102.C6 | UAI5103:8 | ISOLATORS,CSMD | 102.C5
AF0510:31 | WC1356 | 051031 | SH | 20 | 102.C6 | FLOATING | ISOLATORS,CSMD | 102.C6
AF0520:02 | WC1357 | 052002 | RED | 20 | 102.C6 | UAI5200:7 | ISOLATORS,CSMD | 102.C5
AF0520:04 | WC1357 | 052004 | BLK | 20 | 102.C6 | UAI5200:8 | ISOLATORS,CSMD | 102.C5
AF0520:19 | WC1357 | 052019 | SH | 20 | 102.C6 | FLOATING | ISOLATORS,CSMD | 102.D6
AF1208:23 | WC2701 | 120823 | RED | 20 | 107.A7 | UAI1283:-7 | ISOLATORS,CSMD | 107.A5
AF1208:07 | WC2701 | 120807 | WHT | 20 | 107.A7 | UAI1283:-5 | ISOLATORS,CSMD | 107.A5
AF1208:06 | WC2701 | 120806 | BLK | 20 | 107.A7 | UAI1283:+6 | ISOLATORS,CSMD | 107.A5
AF1208:54 | WC2701 | 120854 | SH | 20 | 107.A7 | FLOATING | ISOLATORS,CSMD | 107.A6
AF1208:25 | WC2702 | 120825 | RED | 20 | 107.B7 | UAI1284:-7 | ISOLATORS,CSMD | 107.B5
AF1208:09 | WC2702 | 120809 | WHT | 20 | 107.B7 | UAI1284:-5 | ISOLATORS,CSMD | 107.B5
AF1208:08 | WC2702 | 120808 | BLK | 20 | 107.B7 | UAI1284:+6 | ISOLATORS,CSMD | 107.B5
AF1208:56 | WC2702 | 120856 | SH | 20 | 107.B7 | FLOATING | ISOLATORS,CSMD | 107.B6
AF1208:27 | WC2703 | 120827 | RED | 20 | 107.C7 | UAI1285:-7 | ISOLATORS,CSMD | 107.C5
AF1208:11 | WC2703 | 120811 | WHT | 20 | 107.C7 | UAI1285:-5 | ISOLATORS,CSMD | 107.C5
AF1208:10 | WC2703 | 120810 | BLK | 20 | 107.C7 | UAI1285:+6 | ISOLATORS,CSMD | 107.C5
AF1208:58 | WC2703 | 120858 | SH | 20 | 107.C7 | FLOATING | ISOLATORS,CSMD | 107.C6
AF1208:29 | WC2704 | 120829 | RED | 20 | 107.C7 | UAI1286:-7 | ISOLATORS,CSMD | 107.C5
AF1208:13 | WC2704 | 120813 | WHT | 20 | 107.C7 | UAI1286:-5 | ISOLATORS,CSMD | 107.C5
AF1208:12 | WC2704 | 120812 | BLK | 20 | 107.C7 | UAI1286:+6 | ISOLATORS,CSMD | 107.C5
AF1208:60 | WC2704 | 120860 | SH | 20 | 107.C7 | FLOATING | ISOLATORS,CSMD | 107.D6
AF1209:27 | WC2705 | 120927 | RED | 20 | 108.C7 | UAI1295:-7 | ISOLATORS,CSMD | 108.C5
AF1209:11 | WC2705 | 120911 | WHT | 20 | 108.C7 | UAI1295:-5 | ISOLATORS,CSMD | 108.C5
AF1209:10 | WC2705 | 120910 | BLK | 20 | 108.C7 | UAI1295:+6 | ISOLATORS,CSMD | 108.C5
AF1209:58 | WC2705 | 120958 | SH | 20 | 108.C7 | FLOATING | ISOLATORS,CSMD | 108.C6
AF1209:29 | WC2706 | 120929 | RED | 20 | 108.C7 | UAI1296:-7 | ISOLATORS,CSMD | 108.C5
AF1209:13 | WC2706 | 120913 | WHT | 20 | 108.C7 | UAI1296:-5 | ISOLATORS,CSMD | 108.C5
AF1209:12 | WC2706 | 120912 | BLK | 20 | 108.C7 | UAI1296:+6 | ISOLATORS,CSMD | 108.C5
AF1209:60 | WC2706 | 120960 | SH | 20 | 108.C7 | FLOATING | ISOLATORS,CSMD | 108.D6
AF1209:23 | WC2707 | 120923 | RED | 20 | 108.A7 | UAI1293:-7 | ISOLATORS,CSMD | 108.A5
AF1209:07 | WC2707 | 120907 | WHT | 20 | 108.A7 | UAI1293:-5 | ISOLATORS,CSMD | 108.A5
AF1209:06 | WC2707 | 120906 | BLK | 20 | 108.A7 | UAI1293:+6 | ISOLATORS,CSMD | 108.A5
AF1209:54 | WC2707 | 120954 | SH | 20 | 108.A7 | FLOATING | ISOLATORS,CSMD | 108.A6
AF1209:25 | WC2708 | 120925 | RED | 20 | 108.B7 | UAI1294:-7 | ISOLATORS,CSMD | 108.B5
AF1209:09 | WC2708 | 120909 | WHT | 20 | 108.B7 | UAI1294:-5 | ISOLATORS,CSMD | 108.B5
AF1209:08 | WC2708 | 120908 | BLK | 20 | 108.B7 | UAI1294:+6 | ISOLATORS,CSMD | 108.B5
AF1209:56 | WC2708 | 120956 | SH | 20 | 108.B7 | FLOATING | ISOLATORS,CSMD | 108.B6
AF1208:31 | WC4638 | 120831 | RED | 20 | 113.A7 | UAI1287:-7 | ISOLATORS,CSMD | 113.A5
AF1208:15 | WC4638 | 120815 | WHT | 20 | 113.A7 | UAI1287:-5 | ISOLATORS,CSMD | 113.A5
AF1208:14 | WC4638 | 120814 | BLK | 20 | 113.A7 | UAI1287:+6 | ISOLATORS,CSMD | 113.A5
AF1208:62 | WC4638 | 120862 | SH | 20 | 113.A7 | FLOATING | ISOLATORS,CSMD | 113.A6
AF1205:36 | WC7430 | 120536 | RED | 20 | 106.A7 | UAI7430:8 | ISOLATORS,CSMD | 106.A5
AF1205:04 | WC7430 | 120504 | BLK | 20 | 106.A7 | UAI7430:7 | ISOLATORS,CSMD | 106.A5
AF1205:52 | WC7430 | 120552 | SH | 20 | 106.A7 | FW1:2 | ISOLATORS,CSMD | 106.A6
SolarTools ver. 24.0.84.24712 (Jul 31, 2025)
Report date: 4/27/2026 11:29 AM

## ISOLATORS,CSMD
ISOLATORS,CSMD
Project # | 4P012
Project Name | BSGP LINE2 - CS BOZOY 2 (KAZ)
Revision | A
Controls DE | COVARRUBIAS, A.
Phone:
Controls ME
Phone:
From | [5 empty] | To
Device ID | Cable (W) Conductor (SC) Jumper Clip (JC) | Wire No. | Wire ID | Gauge/Size | Page/Zone | Device ID | Location | Page/Zone
FU0671:LD | SC | FU0671 | WHT | 16 | 10.A5 | UAI4501:+24V | ISOLATORS,CSMD | 69.A5
FU0671:LI | SC | FU0136 | WHT | 16 | 10.A5 | XT0672:1 | ISOLATORS,CSMD | 10.A4
FU0672:LD | SC | FU0672 | WHT | 16 | 10.A3 | UV0671:8+ | ISOLATORS,CSMD | 10.A2
FU0672:LI | SC | FU0136 | WHT | 14 | 10.A3 | XT0672:1 | ISOLATORS,CSMD | 10.A4
FU0674:LD | SC | FU0674 | WHT | 16 | 10.B4 | UV0672:8+ | ISOLATORS,CSMD | 10.B5
FU0674:LI | SC | FU0136 | WHT | 14 | 10.B4 | XT0672:1 | ISOLATORS,CSMD | 10.A4
GR0672: | SC | GR0672 | GRN/YEL | 14 | 10.B5 | FRAME | ISOLATORS,CSMD | 10.B6
GR0673: | SC | GR0673 | GRN/YEL | 14 | 10.B5 | FRAME | ISOLATORS,CSMD | 10.B6
UAI0666:1 | SC | AP11503 | WHT | 20 | 70.A5 | UAI0666:2 | ISOLATORS,CSMD | 70.A5
UAI0736:1 | SC | TE21203 | WHT | 20 | 74.D5 | UAI0736:2 | ISOLATORS,CSMD | 74.D5
UAI0737:1 | SC | TE29003 | WHT | 20 | 74.C5 | UAI0737:2 | ISOLATORS,CSMD | 74.C5
UAI0830:1 | SC | TE12703 | WHT | 20 | 62.A5 | UAI0830:2 | ISOLATORS,CSMD | 62.A5
UAI0831:1 | SC | TE12603 | WHT | 20 | 61.A5 | UAI0831:2 | ISOLATORS,CSMD | 61.A5
UAI0832:1 | SC | TE35103 | WHT | 20 | 94.A5 | UAI0832:2 | ISOLATORS,CSMD | 94.A5
UAI0833:1 | SC | TE35203 | WHT | 20 | 94.A5 | UAI0833:2 | ISOLATORS,CSMD | 94.A5
UAI0834:1 | SC | TE35403 | WHT | 20 | 94.B5 | UAI0834:2 | ISOLATORS,CSMD | 94.B5
UAI0835:1 | SC | TE11103 | WHT | 20 | 58.A5 | UAI0835:2 | ISOLATORS,CSMD | 58.A5
UAI0836:1 | SC | TE61103 | WHT | 20 | 121.C5 | UAI0836:2 | ISOLATORS,CSMD | 121.C5
UAI0840:1 | SC | TE32003 | WHT | 20 | 92.A5 | UAI0840:2 | ISOLATORS,CSMD | 92.A5
UAI0841:1 | SC | TE31003 | WHT | 20 | 87.A5 | UAI0841:2 | ISOLATORS,CSMD | 87.A5
UAI1283:1 | SC | TE44382 | WHT | 20 | 107.A5 | UAI1283:2 | ISOLATORS,CSMD | 107.A5
UAI1284:1 | SC | TE44372 | WHT | 20 | 107.B5 | UAI1284:2 | ISOLATORS,CSMD | 107.B5
UAI1285:1 | SC | TE44182 | WHT | 20 | 107.C5 | UAI1285:2 | ISOLATORS,CSMD | 107.C5
UAI1286:1 | SC | TE44172 | WHT | 20 | 107.C5 | UAI1286:2 | ISOLATORS,CSMD | 107.C5
UAI1287:1 | SC | TE51003 | WHT | 20 | 113.A5 | UAI1287:2 | ISOLATORS,CSMD | 113.A5
UAI1293:1 | SC | TE44142 | WHT | 20 | 108.A5 | UAI1293:2 | ISOLATORS,CSMD | 108.A5
UAI1294:1 | SC | TE44132 | WHT | 20 | 108.B5 | UAI1294:2 | ISOLATORS,CSMD | 108.B5
UAI1295:1 | SC | TE44342 | WHT | 20 | 108.C5 | UAI1295:2 | ISOLATORS,CSMD | 108.C5
UAI1296:1 | SC | TE44332 | WHT | 20 | 108.C5 | UAI1296:2 | ISOLATORS,CSMD | 108.C5
UAI3221:1 | SC | TE32212 | WHT | 20 | 100.A5 | UAI3221:3 | ISOLATORS,CSMD | 100.A5
UAI3221:2 | SC | TE32213 | WHT | 20 | 100.A5 | UAI3221:5 | ISOLATORS,CSMD | 100.A5
UAI3222:1 | SC | TE32222 | WHT | 20 | 100.A5 | UAI3222:3 | ISOLATORS,CSMD | 100.A5
UAI3222:2 | SC | TE32223 | WHT | 20 | 100.A5 | UAI3222:5 | ISOLATORS,CSMD | 100.A5
UAI4202:2 | SC | UAI42022 | WHT | 20 | 55.D5 | UAI4202:3 | ISOLATORS,CSMD | 55.D5
UAI4501:-24V | SC | 0V | WHT | 20 | 69.A5 | XT0672:2 | ISOLATORS,CSMD | 10.A4
UV0671:11+ | SC | UV06748 | WHT | 16 | 10.A2 | UV0674:8+ | ISOLATORS,CSMD | 10.B2
UV0671:12- | SC | UV06749 | WHT | 16 | 10.A2 | UV0674:9- | ISOLATORS,CSMD | 10.B2
UV0671:9- | SC | 0V | WHT | 16 | 10.A2 | XT0672:2 | ISOLATORS,CSMD | 10.A4
UV0672:11+ | SC | UV06738 | WHT | 16 | 10.B5 | UV0673:8+ | ISOLATORS,CSMD | 10.C5
UV0672:12- | SC | UV06739 | WHT | 16 | 10.B5 | UV0673:9- | ISOLATORS,CSMD | 10.C5
UV0672:9- | SC | 0V | WHT | 16 | 10.B5 | XT0672:2 | ISOLATORS,CSMD | 10.A4
UAI7410:8 | WC7410 | 014340 | RED | 20 | 137.D5 | AF0143:40 | BOP,C.C. | 137.D7
UAI7410:7 | WC7410 | 014308 | BLK | 20 | 137.D5 | AF0143:08 | BOP,C.C. | 137.D7
FW1:1 | WC7410 | 014356 | SH | 20 | 137.D6 | AF0143:56 | BOP,C.C. | 137.D7
XT0672:1 | SC | FU0136 | WHT | 12 | 10.A4 | XT0002:3 | CONTROL A,C.C. | 13.A4
XT0672:2 | SC | 0V | WHT | 12 | 10.A4 | XT0003:3 | CONTROL A,C.C. | 13.A4
UAI0840:-7 | WC2126 | 008417 | RED | 20 | 92.A5 | AF0084:17 | CONTROL A,C.C. | 92.A7
UAI0840:-5 | WC2126 | 008401 | WHT | 20 | 92.A5 | AF0084:01 | CONTROL A,C.C. | 92.A7
UAI0840:+6 | WC2126 | 008400 | BLK | 20 | 92.A5 | AF0084:00 | CONTROL A,C.C. | 92.A7
FLOATING | WC2126 | 008448 | SH | 20 | 92.A6 | AF0084:48 | CONTROL A,C.C. | 92.A7
UAI0841:-7 | WC2127 | 008419 | RED | 20 | 87.A5 | AF0084:19 | CONTROL A,C.C. | 87.A7
UAI0841:-5 | WC2127 | 008403 | WHT | 20 | 87.A5 | AF0084:03 | CONTROL A,C.C. | 87.A7
UAI0841:+6 | WC2127 | 008402 | BLK | 20 | 87.A5 | AF0084:02 | CONTROL A,C.C. | 87.A7
FLOATING | WC2127 | 008450 | SH | 20 | 87.B6 | AF0084:50 | CONTROL A,C.C. | 87.A7
UAI0833:-7 | WC2128 | 008323 | RED | 20 | 94.A5 | AF0083:23 | CONTROL A,C.C. | 94.A7
UAI0833:-5 | WC2128 | 008307 | WHT | 20 | 94.A5 | AF0083:07 | CONTROL A,C.C. | 94.A7
UAI0833:+6 | WC2128 | 008306 | BLK | 20 | 94.A5 | AF0083:06 | CONTROL A,C.C. | 94.A7
FLOATING | WC2128 | 008354 | SH | 20 | 94.B6 | AF0083:54 | CONTROL A,C.C. | 94.A7
UAI0832:-7 | WC2156 | 008321 | RED | 20 | 94.A5 | AF0083:21 | CONTROL A,C.C. | 94.A7
UAI0832:-5 | WC2156 | 008305 | WHT | 20 | 94.A5 | AF0083:05 | CONTROL A,C.C. | 94.A7
UAI0832:+6 | WC2156 | 008304 | BLK | 20 | 94.A5 | AF0083:04 | CONTROL A,C.C. | 94.A7
FLOATING | WC2156 | 008352 | SH | 20 | 94.A6 | AF0083:52 | CONTROL A,C.C. | 94.A7
UAI0834:-7 | WC2157 | 008325 | RED | 20 | 94.B5 | AF0083:25 | CONTROL A,C.C. | 94.B7
UAI0834:-5 | WC2157 | 008309 | WHT | 20 | 94.B5 | AF0083:09 | CONTROL A,C.C. | 94.B7
UAI0834:+6 | WC2157 | 008308 | BLK | 20 | 94.B5 | AF0083:08 | CONTROL A,C.C. | 94.B7
FLOATING | WC2157 | 008356 | SH | 20 | 94.B6 | AF0083:56 | CONTROL A,C.C. | 94.B7
UAI0835:-7 | WC2180 | 008327 | RED | 20 | 58.A5 | AF0083:27 | CONTROL A,C.C. | 58.A7
UAI0835:-5 | WC2180 | 008311 | WHT | 20 | 58.A5 | AF0083:11 | CONTROL A,C.C. | 58.A7
UAI0835:+6 | WC2180 | 008310 | BLK | 20 | 58.A5 | AF0083:10 | CONTROL A,C.C. | 58.A7
FLOATING | WC2180 | 008358 | SH | 20 | 58.A6 | AF0083:58 | CONTROL A,C.C. | 58.A7
UAI0831:-7 | WC2254 | 008319 | RED | 20 | 61.A5 | AF0083:19 | CONTROL A,C.C. | 61.A7
UAI0831:-5 | WC2254 | 008303 | WHT | 20 | 61.A5 | AF0083:03 | CONTROL A,C.C. | 61.A7
UAI0831:+6 | WC2254 | 008302 | BLK | 20 | 61.A5 | AF0083:02 | CONTROL A,C.C. | 61.A7
FLOATING | WC2254 | 008350 | SH | 20 | 61.A6 | AF0083:50 | CONTROL A,C.C. | 61.A7
UAI0830:-7 | WC2255 | 008317 | RED | 20 | 62.A5 | AF0083:17 | CONTROL A,C.C. | 62.A7
UAI0830:-5 | WC2255 | 008301 | WHT | 20 | 62.A5 | AF0083:01 | CONTROL A,C.C. | 62.A7
UAI0830:+6 | WC2255 | 008300 | BLK | 20 | 62.A5 | AF0083:00 | CONTROL A,C.C. | 62.A7
FLOATING | WC2255 | 008348 | SH | 20 | 62.A6 | AF0083:48 | CONTROL A,C.C. | 62.A7
UAI0836:-7 | WC2262 | 008329 | RED | 20 | 121.C5 | AF0083:29 | CONTROL A,C.C. | 121.C7
UAI0836:-5 | WC2262 | 008313 | WHT | 20 | 121.C5 | AF0083:13 | CONTROL A,C.C. | 121.C7
UAI0836:+6 | WC2262 | 008312 | BLK | 20 | 121.C5 | AF0083:12 | CONTROL A,C.C. | 121.C7
FLOATING | WC2262 | 008360 | SH | 20 | 121.C6 | AF0083:60 | CONTROL A,C.C. | 121.C7
UAI3221:+9 | WC32211 | UAI32211 | RED | 20 | 100.A5 | AF0094:31 | CONTROL A,C.C. | 100.A6
UAI3221:+10 | WC32211 | UAI32212 | WHT | 20 | 100.A5 | AF0094:15 | CONTROL A,C.C. | 100.A6
UAI3221:-11 | WC32211 | UAI32213 | BLK | 20 | 100.A5 | AF0094:14 | CONTROL A,C.C. | 100.A6
FW3:1 | WC32211 | UAI3221S | SH | 20 | 100.A5 | AF0094:62 | CONTROL A,C.C. | 100.A6
UAI3222:+9 | WC32221 | UAI32221 | RED | 20 | 100.A5 | AF0094:29 | CONTROL A,C.C. | 100.A6
UAI3222:+10 | WC32221 | UAI32222 | WHT | 20 | 100.A5 | AF0094:13 | CONTROL A,C.C. | 100.A6
UAI3222:-11 | WC32221 | UAI32223 | BLK | 20 | 100.A5 | AF0094:12 | CONTROL A,C.C. | 100.A6
FW2:1 | WC32221 | UAI3222S | SH | 20 | 100.B5 | AF0094:60 | CONTROL A,C.C. | 100.A6
UV0671:IE | SC | IEG02309 | GRN | 14 | 10.A2 | IEG0230:9 | CONTROL B,C.C. | 10.A2
UV0672:IE | SC | IEG023010 | GRN | 14 | 10.B5 | IEG0230:10 | CONTROL B,C.C. | 10.B6
UV0673:IE | SC | IEG023011 | GRN | 14 | 10.C5 | IEG0230:11 | CONTROL B,C.C. | 10.C6
UV0674:IE | SC | IEG023013 | GRN | 14 | 10.B2 | IEG0230:13 | CONTROL B,C.C. | 10.B2
UAI0737:-7 | W2125 | 007347 | RED | 20 | 74.C5 | AF0073:47 | CONTROL B,C.C. | 74.C7
UAI0737:-5 | W2125 | 007331 | WHT | 20 | 74.C5 | AF0073:31 | CONTROL B,C.C. | 74.C7
UAI0737:+6 | W2125 | 007330 | BLK | 20 | 74.C5 | AF0073:30 | CONTROL B,C.C. | 74.C7
FLOATING | W2125 | 007362 | SH | 20 | 74.D6 | AF0073:62 | CONTROL B,C.C. | 74.C7
UAI4202:7 | WC1427 | 042010 | RED | 20 | 55.D5 | AF0420:10 | CONTROL B,C.C. | 55.D6
UAI4202:8 | WC1427 | 042012 | BLK | 20 | 55.D5 | AF0420:12 | CONTROL B,C.C. | 55.D6
FLOATING | WC1427 | 042027 | SH | 20 | 55.D6 | AF0420:27 | CONTROL B,C.C. | 55.D6
UAI4000:7 | WC1428 | 040002 | RED | 20 | 59.B5 | AF0400:02 | CONTROL B,C.C. | 59.B6
UAI4000:8 | WC1428 | 040003 | BLK | 20 | 59.B5 | AF0400:03 | CONTROL B,C.C. | 59.B6
FLOATING | WC1428 | 040007 | SH | 20 | 59.B6 | AF0400:07 | CONTROL B,C.C. | 59.B6
UAI4100:7 | WC1429 | 041002 | RED | 20 | 59.A5 | AF0410:02 | CONTROL B,C.C. | 59.A6
UAI4100:8 | WC1429 | 041004 | BLK | 20 | 59.A5 | AF0410:04 | CONTROL B,C.C. | 59.A6
FLOATING | WC1429 | 041019 | SH | 20 | 59.A6 | AF0410:19 | CONTROL B,C.C. | 59.A6
UAI4101:7 | WC1430 | 041006 | RED | 20 | 59.A5 | AF0410:06 | CONTROL B,C.C. | 59.A6
UAI4101:8 | WC1430 | 041008 | BLK | 20 | 59.A5 | AF0410:08 | CONTROL B,C.C. | 59.A6
FLOATING | WC1430 | 041023 | SH | 20 | 59.A6 | AF0410:23 | CONTROL B,C.C. | 59.A6
UAI4102:7 | WC1431 | 041010 | RED | 20 | 59.C5 | AF0410:10 | CONTROL B,C.C. | 59.C6
UAI4102:8 | WC1431 | 041012 | BLK | 20 | 59.C5 | AF0410:12 | CONTROL B,C.C. | 59.C6
FLOATING | WC1431 | 041027 | SH | 20 | 59.C6 | AF0410:27 | CONTROL B,C.C. | 59.C6
UAI4103:7 | WC1432 | 041014 | RED | 20 | 59.C5 | AF0410:14 | CONTROL B,C.C. | 59.C6
UAI4103:8 | WC1432 | 041016 | BLK | 20 | 59.C5 | AF0410:16 | CONTROL B,C.C. | 59.C6
FLOATING | WC1432 | 041031 | SH | 20 | 59.C6 | AF0410:31 | CONTROL B,C.C. | 59.C6
UAI4200:7 | WC1433 | 042002 | RED | 20 | 59.D5 | AF0420:02 | CONTROL B,C.C. | 59.D6
UAI4200:8 | WC1433 | 042004 | BLK | 20 | 59.D5 | AF0420:04 | CONTROL B,C.C. | 59.D6
FLOATING | WC1433 | 042019 | SH | 20 | 59.D6 | AF0420:19 | CONTROL B,C.C. | 59.D6
UAI4201:7 | WC1434 | 042006 | RED | 20 | 59.D5 | AF0420:06 | CONTROL B,C.C. | 59.D6
UAI4201:8 | WC1434 | 042008 | BLK | 20 | 59.D5 | AF0420:08 | CONTROL B,C.C. | 59.D6
FLOATING | WC1434 | 042023 | SH | 20 | 59.D6 | AF0420:23 | CONTROL B,C.C. | 59.D6
UAI4502:7 | WC1435 | 045010 | RED | 20 | 59.B5 | AF0450:10 | CONTROL B,C.C. | 59.B6
UAI4502:8 | WC1435 | 045012 | BLK | 20 | 59.B5 | AF0450:12 | CONTROL B,C.C. | 59.B6
FLOATING | WC1435 | 045027 | SH | 20 | 59.B6 | AF0450:27 | CONTROL B,C.C. | 59.B6
UAI4001:7 | WC1436 | 040005 | RED | 20 | 60.A5 | AF0400:05 | CONTROL B,C.C. | 60.A6
UAI4001:8 | WC1436 | 040006 | BLK | 20 | 60.A5 | AF0400:06 | CONTROL B,C.C. | 60.A6
FLOATING | WC1436 | 040011 | SH | 20 | 60.A6 | AF0400:11 | CONTROL B,C.C. | 60.A6
UAI4300:7 | WC1437 | 043002 | RED | 20 | 60.B5 | AF0430:02 | CONTROL B,C.C. | 60.B6
UAI4300:8 | WC1437 | 043004 | BLK | 20 | 60.B5 | AF0430:04 | CONTROL B,C.C. | 60.B6
FLOATING | WC1437 | 043019 | SH | 20 | 60.B6 | AF0430:19 | CONTROL B,C.C. | 60.B6
UAI4301:7 | WC1438 | 043006 | RED | 20 | 60.B5 | AF0430:06 | CONTROL B,C.C. | 60.B6
UAI4301:8 | WC1438 | 043008 | BLK | 20 | 60.B5 | AF0430:08 | CONTROL B,C.C. | 60.B6
FLOATING | WC1438 | 043023 | SH | 20 | 60.B6 | AF0430:23 | CONTROL B,C.C. | 60.B6
UAI4302:7 | WC1439 | 043010 | RED | 20 | 60.C5 | AF0430:10 | CONTROL B,C.C. | 60.C6
UAI4302:8 | WC1439 | 043012 | BLK | 20 | 60.C5 | AF0430:12 | CONTROL B,C.C. | 60.C6
FLOATING | WC1439 | 043027 | SH | 20 | 60.C6 | AF0430:27 | CONTROL B,C.C. | 60.C6
UAI4303:7 | WC1440 | 043014 | RED | 20 | 60.C5 | AF0430:14 | CONTROL B,C.C. | 60.C6
UAI4303:8 | WC1440 | 043016 | BLK | 20 | 60.C5 | AF0430:16 | CONTROL B,C.C. | 60.C6
FLOATING | WC1440 | 043031 | SH | 20 | 60.C6 | AF0430:31 | CONTROL B,C.C. | 60.C6
UAI4503:7 | WC1441 | 045014 | RED | 20 | 60.C5 | AF0450:14 | CONTROL B,C.C. | 60.C6
UAI4503:8 | WC1441 | 045016 | BLK | 20 | 60.C5 | AF0450:16 | CONTROL B,C.C. | 60.C6
FLOATING | WC1441 | 0450310 | SH | 20 | 60.D6 | AF0450:31 | CONTROL B,C.C. | 60.C6
UAI4501:O/P | WC1449 | 045006 | RED | 20 | 69.A5 | AF0450:06 | CONTROL B,C.C. | 69.A7
UAI4501:0V | WC1449 | 045008 | BLK | 20 | 69.A5 | AF0450:08 | CONTROL B,C.C. | 69.A7
FLOATING | WC1449 | 045023 | SH | 20 | 69.A6 | AF0450:23 | CONTROL B,C.C. | 69.A7
UAI0666:-7 | WC2100 | 006845 | RED | 20 | 70.A5 | AF0068:45 | CONTROL B,C.C. | 70.A7
UAI0666:-5 | WC2100 | 006829 | WHT | 20 | 70.A5 | AF0068:29 | CONTROL B,C.C. | 70.A7
UAI0666:+6 | WC2100 | 006828 | BLK | 20 | 70.A5 | AF0068:28 | CONTROL B,C.C. | 70.A7
FLOATING | WC2100 | 006860 | SH | 20 | 70.B6 | AF0068:60 | CONTROL B,C.C. | 70.A7
UAI0660:7+ | WC2101 | 006800 | RED | 20 | 70.B5 | AF0068:00 | CONTROL B,C.C. | 70.B7
UAI0660:8- | WC2101 | 006801 | BLK | 20 | 70.B5 | AF0068:01 | CONTROL B,C.C. | 70.B7
FLOATING | WC2101 | 006848 | SH | 20 | 70.B6 | AF0068:48 | CONTROL B,C.C. | 70.B7
UAI0730:7+ | WC2102 | 007300 | RED | 20 | 70.B5 | AF0073:00 | CONTROL B,C.C. | 70.B7
UAI0730:8- | WC2102 | 007301 | BLK | 20 | 70.B5 | AF0073:01 | CONTROL B,C.C. | 70.B7
FLOATING | WC2102 | 007348 | SH | 20 | 70.C6 | AF0073:48 | CONTROL B,C.C. | 70.B7
UAI0661:7+ | WC2103 | 006802 | RED | 20 | 70.C5 | AF0068:02 | CONTROL B,C.C. | 70.C7
UAI0661:8- | WC2103 | 006803 | BLK | 20 | 70.C5 | AF0068:03 | CONTROL B,C.C. | 70.C7
FLOATING | WC2103 | 006850 | SH | 20 | 70.C6 | AF0068:50 | CONTROL B,C.C. | 70.C7
UAI0731:7+ | WC2104 | 007302 | RED | 20 | 70.C5 | AF0073:02 | CONTROL B,C.C. | 70.C7
UAI0731:8- | WC2104 | 007303 | BLK | 20 | 70.C5 | AF0073:03 | CONTROL B,C.C. | 70.C7
FLOATING | WC2104 | 007350 | SH | 20 | 70.D6 | AF0073:50 | CONTROL B,C.C. | 70.C7
UAI0662:7+ | WC2105 | 006804 | RED | 20 | 70.D5 | AF0068:04 | CONTROL B,C.C. | 70.D7
UAI0662:8- | WC2105 | 006805 | BLK | 20 | 70.D5 | AF0068:05 | CONTROL B,C.C. | 70.D7
FLOATING | WC2105 | 006852 | SH | 20 | 70.D6 | AF0068:52 | CONTROL B,C.C. | 70.D7
UAI0732:7+ | WC2106 | 007304 | RED | 20 | 70.D5 | AF0073:04 | CONTROL B,C.C. | 70.D7
UAI0732:8- | WC2106 | 007305 | BLK | 20 | 70.D5 | AF0073:05 | CONTROL B,C.C. | 70.D7
FLOATING | WC2106 | 007352 | SH | 20 | 70.D6 | AF0073:52 | CONTROL B,C.C. | 70.D7
UAI0663:7+ | WC2107 | 006806 | RED | 20 | 71.B5 | AF0068:06 | CONTROL B,C.C. | 71.B7
UAI0663:8- | WC2107 | 006807 | BLK | 20 | 71.B5 | AF0068:07 | CONTROL B,C.C. | 71.B7
FLOATING | WC2107 | 006854 | SH | 20 | 71.B6 | AF0068:54 | CONTROL B,C.C. | 71.B7
UAI0733:7+ | WC2108 | 007306 | RED | 20 | 71.B5 | AF0073:06 | CONTROL B,C.C. | 71.B7
UAI0733:8- | WC2108 | 007307 | BLK | 20 | 71.B5 | AF0073:07 | CONTROL B,C.C. | 71.B7
FLOATING | WC2108 | 007354 | SH | 20 | 71.B6 | AF0073:54 | CONTROL B,C.C. | 71.B7
UAI0664:7+ | WC2109 | 006808 | RED | 20 | 71.B5 | AF0068:08 | CONTROL B,C.C. | 71.B7
UAI0664:8- | WC2109 | 006809 | BLK | 20 | 71.B5 | AF0068:09 | CONTROL B,C.C. | 71.B7
FLOATING | WC2109 | 006856 | SH | 20 | 71.C6 | AF0068:56 | CONTROL B,C.C. | 71.B7
UAI0734:7+ | WC2110 | 007308 | RED | 20 | 71.C5 | AF0073:08 | CONTROL B,C.C. | 71.C7
UAI0734:8- | WC2110 | 007309 | BLK | 20 | 71.C5 | AF0073:09 | CONTROL B,C.C. | 71.C7
FLOATING | WC2110 | 007356 | SH | 20 | 71.C6 | AF0073:56 | CONTROL B,C.C. | 71.C7
UAI0665:7+ | WC2111 | 006810 | RED | 20 | 71.C5 | AF0068:10 | CONTROL B,C.C. | 71.C7
UAI0665:8- | WC2111 | 006811 | BLK | 20 | 71.C5 | AF0068:11 | CONTROL B,C.C. | 71.C7
FLOATING | WC2111 | 006858 | SH | 20 | 71.D6 | AF0068:58 | CONTROL B,C.C. | 71.C7
UAI0735:7+ | WC2112 | 007310 | RED | 20 | 71.D5 | AF0073:10 | CONTROL B,C.C. | 71.D7
UAI0735:8- | WC2112 | 007311 | BLK | 20 | 71.D5 | AF0073:11 | CONTROL B,C.C. | 71.D7
FLOATING | WC2112 | 007358 | SH | 20 | 71.D6 | AF0073:58 | CONTROL B,C.C. | 71.D7
UAI0736:-7 | WC2129 | 007345 | RED | 20 | 74.D5 | AF0073:45 | CONTROL B,C.C. | 74.D7
UAI0736:-5 | WC2129 | 007329 | WHT | 20 | 74.D5 | AF0073:29 | CONTROL B,C.C. | 74.D7
UAI0736:+6 | WC2129 | 007328 | BLK | 20 | 74.D5 | AF0073:28 | CONTROL B,C.C. | 74.D7
FLOATING | WC2129 | 007360 | SH | 20 | 74.D6 | AF0073:60 | CONTROL B,C.C. | 74.D7
UAI6210:-7 | WCTE6210 | UAI62101 | RED | 20 | 132.D5 | AF0077:17 | CONTROL B,C.C. | 132.D7
UAI6210:-5 | WCTE6210 | UAI62102 | WHT | 20 | 132.D5 | AF0077:01 | CONTROL B,C.C. | 132.D7
UAI6210:+6 | WCTE6210 | UAI62103 | BLK | 20 | 132.D5 | AF0077:00 | CONTROL B,C.C. | 132.D7
FLOATING | WCTE6210 | UAI6210S | SH | 20 | 132.D6 | AF0077:48 | CONTROL B,C.C. | 132.D7
UAI5000:7 | WC1352 | 050002 | RED | 20 | 102.A5 | AF0500:02 | HPC,C.C. | 102.A6
UAI5000:8 | WC1352 | 050003 | BLK | 20 | 102.A5 | AF0500:03 | HPC,C.C. | 102.A6
FLOATING | WC1352 | 050007 | SH | 20 | 102.A6 | AF0500:07 | HPC,C.C. | 102.A6
UAI5100:7 | WC1353 | 051002 | RED | 20 | 102.B5 | AF0510:02 | HPC,C.C. | 102.B6
UAI5100:8 | WC1353 | 051004 | BLK | 20 | 102.B5 | AF0510:04 | HPC,C.C. | 102.B6
FLOATING | WC1353 | 051019 | SH | 20 | 102.B6 | AF0510:19 | HPC,C.C. | 102.B6
UAI5101:7 | WC1354 | 051006 | RED | 20 | 102.B5 | AF0510:06 | HPC,C.C. | 102.B6
UAI5101:8 | WC1354 | 051008 | BLK | 20 | 102.B5 | AF0510:08 | HPC,C.C. | 102.B6
FLOATING | WC1354 | 051023 | SH | 20 | 102.B6 | AF0510:23 | HPC,C.C. | 102.B6
UAI5102:7 | WC1355 | 051010 | RED | 20 | 102.C5 | AF0510:10 | HPC,C.C. | 102.C6
UAI5102:8 | WC1355 | 051012 | BLK | 20 | 102.C5 | AF0510:12 | HPC,C.C. | 102.C6
FLOATING | WC1355 | 051027 | SH | 20 | 102.C6 | AF0510:27 | HPC,C.C. | 102.C6
UAI5103:7 | WC1356 | 051014 | RED | 20 | 102.C5 | AF0510:14 | HPC,C.C. | 102.C6
UAI5103:8 | WC1356 | 051016 | BLK | 20 | 102.C5 | AF0510:16 | HPC,C.C. | 102.C6
FLOATING | WC1356 | 051031 | SH | 20 | 102.C6 | AF0510:31 | HPC,C.C. | 102.C6
UAI5200:7 | WC1357 | 052002 | RED | 20 | 102.C5 | AF0520:02 | HPC,C.C. | 102.C6
UAI5200:8 | WC1357 | 052004 | BLK | 20 | 102.C5 | AF0520:04 | HPC,C.C. | 102.C6
FLOATING | WC1357 | 052019 | SH | 20 | 102.D6 | AF0520:19 | HPC,C.C. | 102.C6
UAI1283:-7 | WC2701 | 120823 | RED | 20 | 107.A5 | AF1208:23 | HPC,C.C. | 107.A7
UAI1283:-5 | WC2701 | 120807 | WHT | 20 | 107.A5 | AF1208:07 | HPC,C.C. | 107.A7
UAI1283:+6 | WC2701 | 120806 | BLK | 20 | 107.A5 | AF1208:06 | HPC,C.C. | 107.A7
FLOATING | WC2701 | 120854 | SH | 20 | 107.A6 | AF1208:54 | HPC,C.C. | 107.A7
UAI1284:-7 | WC2702 | 120825 | RED | 20 | 107.B5 | AF1208:25 | HPC,C.C. | 107.B7
UAI1284:-5 | WC2702 | 120809 | WHT | 20 | 107.B5 | AF1208:09 | HPC,C.C. | 107.B7
UAI1284:+6 | WC2702 | 120808 | BLK | 20 | 107.B5 | AF1208:08 | HPC,C.C. | 107.B7
FLOATING | WC2702 | 120856 | SH | 20 | 107.B6 | AF1208:56 | HPC,C.C. | 107.B7
UAI1285:-7 | WC2703 | 120827 | RED | 20 | 107.C5 | AF1208:27 | HPC,C.C. | 107.C7
UAI1285:-5 | WC2703 | 120811 | WHT | 20 | 107.C5 | AF1208:11 | HPC,C.C. | 107.C7
UAI1285:+6 | WC2703 | 120810 | BLK | 20 | 107.C5 | AF1208:10 | HPC,C.C. | 107.C7
FLOATING | WC2703 | 120858 | SH | 20 | 107.C6 | AF1208:58 | HPC,C.C. | 107.C7
UAI1286:-7 | WC2704 | 120829 | RED | 20 | 107.C5 | AF1208:29 | HPC,C.C. | 107.C7
UAI1286:-5 | WC2704 | 120813 | WHT | 20 | 107.C5 | AF1208:13 | HPC,C.C. | 107.C7
UAI1286:+6 | WC2704 | 120812 | BLK | 20 | 107.C5 | AF1208:12 | HPC,C.C. | 107.C7
FLOATING | WC2704 | 120860 | SH | 20 | 107.D6 | AF1208:60 | HPC,C.C. | 107.C7
UAI1295:-7 | WC2705 | 120927 | RED | 20 | 108.C5 | AF1209:27 | HPC,C.C. | 108.C7
UAI1295:-5 | WC2705 | 120911 | WHT | 20 | 108.C5 | AF1209:11 | HPC,C.C. | 108.C7
UAI1295:+6 | WC2705 | 120910 | BLK | 20 | 108.C5 | AF1209:10 | HPC,C.C. | 108.C7
FLOATING | WC2705 | 120958 | SH | 20 | 108.C6 | AF1209:58 | HPC,C.C. | 108.C7
UAI1296:-7 | WC2706 | 120929 | RED | 20 | 108.C5 | AF1209:29 | HPC,C.C. | 108.C7
UAI1296:-5 | WC2706 | 120913 | WHT | 20 | 108.C5 | AF1209:13 | HPC,C.C. | 108.C7
UAI1296:+6 | WC2706 | 120912 | BLK | 20 | 108.C5 | AF1209:12 | HPC,C.C. | 108.C7
FLOATING | WC2706 | 120960 | SH | 20 | 108.D6 | AF1209:60 | HPC,C.C. | 108.C7
UAI1293:-7 | WC2707 | 120923 | RED | 20 | 108.A5 | AF1209:23 | HPC,C.C. | 108.A7
UAI1293:-5 | WC2707 | 120907 | WHT | 20 | 108.A5 | AF1209:07 | HPC,C.C. | 108.A7
UAI1293:+6 | WC2707 | 120906 | BLK | 20 | 108.A5 | AF1209:06 | HPC,C.C. | 108.A7
FLOATING | WC2707 | 120954 | SH | 20 | 108.A6 | AF1209:54 | HPC,C.C. | 108.A7
UAI1294:-7 | WC2708 | 120925 | RED | 20 | 108.B5 | AF1209:25 | HPC,C.C. | 108.B7
UAI1294:-5 | WC2708 | 120909 | WHT | 20 | 108.B5 | AF1209:09 | HPC,C.C. | 108.B7
UAI1294:+6 | WC2708 | 120908 | BLK | 20 | 108.B5 | AF1209:08 | HPC,C.C. | 108.B7
FLOATING | WC2708 | 120956 | SH | 20 | 108.B6 | AF1209:56 | HPC,C.C. | 108.B7
UAI1287:-7 | WC4638 | 120831 | RED | 20 | 113.A5 | AF1208:31 | HPC,C.C. | 113.A7
UAI1287:-5 | WC4638 | 120815 | WHT | 20 | 113.A5 | AF1208:15 | HPC,C.C. | 113.A7
UAI1287:+6 | WC4638 | 120814 | BLK | 20 | 113.A5 | AF1208:14 | HPC,C.C. | 113.A7
FLOATING | WC4638 | 120862 | SH | 20 | 113.A6 | AF1208:62 | HPC,C.C. | 113.A7
UAI7430:8 | WC7430 | 120536 | RED | 20 | 106.A5 | AF1205:36 | HPC,C.C. | 106.A7
UAI7430:7 | WC7430 | 120504 | BLK | 20 | 106.A5 | AF1205:04 | HPC,C.C. | 106.A7
FW1:2 | WC7430 | 120552 | SH | 20 | 106.A6 | AF1205:52 | HPC,C.C. | 106.A7
Report date: 4/27/2026 11:29 AM |  |  |  |  | SolarTools ver. 24.0.84.24712 (Jul 31, 2025)

## JB70,EP
JB70,EP
Project # | 4P012
Project Name | BSGP LINE2 - CS BOZOY 2 (KAZ)
Revision | A
Controls DE | COVARRUBIAS, A.
Phone:
Controls ME
Phone:
From | [5 empty] | To
Device ID | Cable (W) Conductor (SC) Jumper Clip (JC) | Wire No. | Wire ID | Gauge/Size | Page/Zone | Device ID | Location | Page/Zone
BA0003:V1(-) | SC | 0V | WHT | 16 | 9.A3 | XT0503:2 | JB70,EP | 9.A5
BA0003:V1(+) | SC | FU0503 | WHT | 16 | 9.A3 | FU0503:LD | JB70,EP | 9.A4
BA0004:V1(-) | SC | 0V | WHT | 16 | 9.B3 | XT0503:2 | JB70,EP | 9.A5
BA0004:V1(+) | SC | FU0504 | WHT | 16 | 9.B3 | FU0504:LD | JB70,EP | 9.B4
BA1100:NEG | SC | 0V | WHT | 16 | 46.D1 | XT1211:2 | JB70,EP | 46.C4
BA1100:POS | SC | FU1101 | WHT | 16 | 46.D1 | FU1101:LD | JB70,EP | 46.C2
BA1211:NEG | SC | 0V | WHT | 16 | 46.B1 | XT1211:2 | JB70,EP | 46.C4
BA1211:POS | SC | FU1211 | WHT | 16 | 46.B1 | FU1211:LD | JB70,EP | 46.B2
FU0503:LI | SC | KA048112 | WHT | 16 | 9.A4 | XT0503:1 | JB70,EP | 9.A5
FU0504:LI | SC | KA048112 | WHT | 16 | 9.B4 | XT0503:1 | JB70,EP | 9.A5
FU1100:LI | SC | KA048112 | WHT | 14 | 46.D3 | XT0800:37 | JB70,EP | 46.D4
FU1101:LI | SC | KA048112 | WHT | 14 | 46.C2 | XT1211:1 | JB70,EP | 46.C4
FU1211:LI | SC | KA048112 | WHT | 14 | 46.B2 | XT1211:1 | JB70,EP | 46.C4
GR0800: | SC | GR0800 | GRN/YEL | 14 | 11.B6 | FRAME | JB70,EP | 11.B6
GR0801: | SC | GR0801 | GRN | 14 | 11.B6 | IEG1200:3 | JB70,EP | 11.B6
IEG1200:1 | SC | UA1200G | GRN | 16 | 27.D2 | UA1200:J3-4 | JB70,EP | 27.B1
UA1200:J1-10 | SC | FU0389 | WHT | 20 | 27.B1 | XT0805:16 | JB70,EP | 27.D3
UA1200:J1-4 | SC | UA1200J14 | WHT | 20 | 27.B1 | XT0805:10 | JB70,EP | 27.C3
UA1200:J1-5 | SC | UA1200J15 | WHT | 20 | 27.B1 | XT0805:11 | JB70,EP | 27.C3
UA1200:J1-8 | SC | UA1200J | WHT | 20 | 64.B6 | UA1200:J3-5 | JB70,EP | 64.B6
UA1200:J1-9 | SC | 0V | WHT | 20 | 27.B1 | XT0805:17 | JB70,EP | 27.D3
UA1200:J2-1 | SC | UA1200J21 | WHT | 20 | 27.B1 | XT0805:14 | JB70,EP | 27.D3
UA1200:J2-2 | SC | FU0389 | WHT | 20 | 27.B1 | XT0805:15 | JB70,EP | 27.D3
UA1200:J2-6 | SC | UA1200J26 | WHT | 20 | 27.B1 | XT0805:12 | JB70,EP | 27.C3
UA1200:J2-7 | SC | UA1200J27 | WHT | 20 | 27.B1 | XT0805:13 | JB70,EP | 27.D3
XT0800:37 | SC | KA048112 | WHT | 14 | 46.D4 | XT1211:1 | JB70,EP | 46.C4
XT0800:37 | SC | KA048112 | WHT | 16 | 46.D4 | XT0503:1 | JB70,EP | 9.A5
XT0800:38 | SC | 0V | WHT | 14 | 46.D4 | XT1211:2 | JB70,EP | 46.C4
BA0004:RJ45 | WC0010 | BA1100L2 | ENET | CABLE | 2.D6 | BA1100:L2 | JB70,EP | 2.D3
UA1200:J1-3 | WC4524 | UA1200J13 | RED | 20 | 27.B1 | XT0805:7 | JB70,EP | 27.B3
UA1200:J1-1 | WC4524 | UA1200J11 | BLK | 20 | 27.B1 | XT0805:8 | JB70,EP | 27.B3
FLOATING | WC4524 | UA1200S | SH | 20 | 27.B1 | XT0805:9 | JB70,EP | 27.B3
BA0003:RJ45 | WC9003 | BA0003RJ45 | ENET | CABLE | 2.D2 | BA1211:L1 | JB70,EP | 2.D2
BA1100:L1 | WC9211 | BA1211L2 | ENET | CABLE | 2.D3 | BA1211:L2 | JB70,EP | 2.D2
FU1100:LD | SC | FU1100 | WHT | 14 | 46.D3 | AT1100:POS | EP JB70 BOX | 46.D3
XT0800:1 | SC | SB0476A3 | WHT | 20 | 44.A4 | SB0476:A3 | EP JB70 BOX | 44.A1
XT0800:10 | SC | SB0473A4 | WHT | 20 | 44.C4 | SB0473:A4 | EP JB70 BOX | 44.C1
XT0800:11 | SC | SB0474A3 | WHT | 20 | 44.C4 | SB0474:A3 | EP JB70 BOX | 44.C1
XT0800:12 | SC | SB0474A4 | WHT | 20 | 44.C4 | SB0474:A4 | EP JB70 BOX | 44.C1
XT0800:13 | SC | ESTOPB | WHT | 20 | 44.C4 | SB0472:1-B2 | EP JB70 BOX | 44.C1
XT0800:14 | SC | ESTOPA | WHT | 20 | 44.C4 | SB0472:1-B1 | EP JB70 BOX | 44.C1
XT0800:15 | SC | SB04722B2 | WHT | 20 | 44.C4 | SB0472:2-B2 | EP JB70 BOX | 44.C1
XT0800:16 | SC | SB04722B1 | WHT | 20 | 44.C4 | SB0472:2-B1 | EP JB70 BOX | 44.C1
XT0800:17 | SC | SA0475A3 | WHT | 20 | 44.D4 | SA0475:A3 | EP JB70 BOX | 44.D1
XT0800:18 | SC | SA0475A4 | WHT | 20 | 44.D4 | SA0475:A4 | EP JB70 BOX | 44.D1
XT0800:19 | SC | SA0475B1 | WHT | 20 | 44.D4 | SA0475:B1 | EP JB70 BOX | 44.D1
XT0800:2 | SC | SB0476A4 | WHT | 20 | 44.A4 | SB0476:A4 | EP JB70 BOX | 44.A1
XT0800:20 | SC | SA0475B2 | WHT | 20 | 44.D4 | SA0475:B2 | EP JB70 BOX | 44.D1
XT0800:21 | SC | SB0451A3 | WHT | 20 | 45.A4 | SB0451:A3 | EP JB70 BOX | 45.A1
XT0800:22 | SC | SB0451A4 | WHT | 20 | 45.A4 | SB0451:A4 | EP JB70 BOX | 45.A1
XT0800:23 | SC | SB0452A3 | WHT | 20 | 45.A4 | SB0452:A3 | EP JB70 BOX | 45.A1
XT0800:24 | SC | SB0452A4 | WHT | 20 | 45.A4 | SB0452:A4 | EP JB70 BOX | 45.A1
XT0800:25 | SC | SB0453A3 | WHT | 20 | 45.B4 | SB0453:A3 | EP JB70 BOX | 45.B1
XT0800:26 | SC | SB0453A4 | WHT | 20 | 45.B4 | SB0453:A4 | EP JB70 BOX | 45.B1
XT0800:27 | SC | SB0454A3 | WHT | 20 | 45.B4 | SB0454:A3 | EP JB70 BOX | 45.B1
XT0800:28 | SC | SB0454A4 | WHT | 20 | 45.B4 | SB0454:A4 | EP JB70 BOX | 45.B1
XT0800:29 | SC | SB0455A3 | WHT | 20 | 45.C4 | SB0455:A3 | EP JB70 BOX | 45.C1
XT0800:3 | SC | HL04761 | WHT | 20 | 44.A4 | XT0470:1 | EP JB70 BOX | 44.A3
XT0800:30 | SC | SB0455A4 | WHT | 20 | 45.C4 | SB0455:A4 | EP JB70 BOX | 45.C1
XT0800:31 | SC | SB0456A3 | WHT | 20 | 45.C4 | SB0456:A3 | EP JB70 BOX | 45.C1
XT0800:32 | SC | SB0456A4 | WHT | 20 | 45.C4 | SB0456:A4 | EP JB70 BOX | 45.C1
XT0800:33 | SC | SB0457A3 | WHT | 20 | 45.D4 | SB0457:A3 | EP JB70 BOX | 45.D1
XT0800:34 | SC | SB0457A4 | WHT | 20 | 45.D4 | SB0457:A4 | EP JB70 BOX | 45.D1
XT0800:35 | SC | SB0458A3 | WHT | 20 | 45.D4 | SB0458:A3 | EP JB70 BOX | 45.D1
XT0800:36 | SC | SB0458A4 | WHT | 20 | 45.D4 | SB0458:A4 | EP JB70 BOX | 45.D1
XT0800:38 | SC | 0V | WHT | 14 | 46.D4 | AT1100:NEG | EP JB70 BOX | 46.D3
XT0800:39 | SC | PEG01304 | GRN/YEL | 14 | 46.D4 | AT1100:GND | EP JB70 BOX | 46.D3
XT0800:4 | SC | HL04762 | WHT | 20 | 44.A4 | XT0470:2 | EP JB70 BOX | 44.A3
XT0800:5 | SC | SB0475B1 | WHT | 20 | 44.B4 | SB0475:B1 | EP JB70 BOX | 44.B1
XT0800:6 | SC | SB0475B2 | WHT | 20 | 44.B4 | SB0475:B2 | EP JB70 BOX | 44.B1
XT0800:7 | SC | HL04751 | WHT | 20 | 44.B4 | XT0470:3 | EP JB70 BOX | 44.B3
XT0800:8 | SC | HL04752 | WHT | 20 | 44.B4 | XT0470:4 | EP JB70 BOX | 44.B3
XT0800:9 | SC | SB0473A3 | WHT | 20 | 44.C4 | SB0473:A3 | EP JB70 BOX | 44.C1
BA1100:DEVICE | WC0101 | BA1100 | ENET | CABLE | 46.D1 | AT1100:L1 | EP JB70 BOX | 46.D3
BA0003:TX | SC | BA0005RX |  | 16 | 2.D2 | BA0005:RX | FO CONV,VFD | 2.D6
SolarTools ver. 24.0.84.24712 (Jul 31, 2025)
Report date: 4/27/2026 11:29 AM

## PLC,C.C.
PLC,C.C.
Project # | 4P012
Project Name | BSGP LINE2 - CS BOZOY 2 (KAZ)
Revision | A
Controls DE | COVARRUBIAS, A.
Phone:
Controls ME
Phone:
From | [5 empty] | To
Device ID | Cable (W) Conductor (SC) Jumper Clip (JC) | Wire No. | Wire ID | Gauge/Size | Page/Zone | Device ID | Location | Page/Zone
XT0051:1 | JC | FU0136 | CLIP | --- | 7.A4 | XT0051:2 | PLC,C.C. | 7.B4
XT0051:10 | JC | 0V | CLIP | --- | 7.C3 | XT0051:11 | PLC,C.C. | 7.C3
XT0051:11 | JC | 0V | CLIP | --- | 7.C3 | XT0051:12 | PLC,C.C. | 7.D3
XT0051:2 | JC | FU0136 | CLIP | --- | 7.B4 | XT0051:3 | PLC,C.C. | 7.B4
XT0051:3 | JC | FU0136 | CLIP | --- | 7.B4 | XT0051:4 | PLC,C.C. | 7.B4
XT0051:4 | JC | FU0136 | CLIP | --- | 7.B4 | XT0051:5 | PLC,C.C. | 7.C4
XT0051:5 | JC | FU0136 | CLIP | --- | 7.C4 | XT0051:6 | PLC,C.C. | 7.D4
XT0051:7 | JC | 0V | CLIP | --- | 7.A3 | XT0051:8 | PLC,C.C. | 7.B3
XT0051:8 | JC | 0V | CLIP | --- | 7.B3 | XT0051:9 | PLC,C.C. | 7.B3
XT0051:9 | JC | 0V | CLIP | --- | 7.B3 | XT0051:10 | PLC,C.C. | 7.C3
AR0600:IE1 | SC | UV0600G | GRN | 14 | 4.A1 | UV0600:GND | PLC,C.C. | 4.B2
BA0001:V1(-) | SC | 0V | WHT | 16 | 7.A2 | XT0051:7 | PLC,C.C. | 7.A3
BA0002:V1(-) | SC | 0V | WHT | 16 | 7.B2 | XT0051:8 | PLC,C.C. | 7.B3
BA0011:V1(-) | SC | 0V | WHT | 16 | 7.B5 | XT0051:10 | PLC,C.C. | 7.C3
BA0013:V1(-) | SC | 0V | WHT | 20 | 7.C5 | XT0051:11 | PLC,C.C. | 7.C3
BA0014:V1(-) | SC | 0V | WHT | 20 | 7.D5 | XT0051:12 | PLC,C.C. | 7.D3
AP0602:L2 | WC0001 | AP0602L2 | ENET | CABLE | 2.A2 | AP0603:L1 | PLC,C.C. | 2.A3
AP0602:L1 | WC9001 | BA0001RJ45 | ENET | CABLE | 2.A2 | BA0001:RJ45 | PLC,C.C. | 2.A2
AP0606:L1 | WCENETL1 | BA0013 | ENET | CABLE | 4.C6 | BA0013:RJ45 | PLC,C.C. | 4.C5
AP0606:L2 | WCENETL2 | BA0014 | ENET | CABLE | 4.C6 | BA0014:RJ45 | PLC,C.C. | 4.D5
UV0600:(-) | SC | 0V | WHT | 14 | 4.B2 | XT0003:4 | CONTROL A,C.C. | 13.B4
XT0051:1 | SC | FU0136 | WHT | 14 | 7.A4 | XT0002:7 | CONTROL A,C.C. | 13.B4
XT0051:7 | SC | 0V | WHT | 14 | 7.A3 | XT0003:7 | CONTROL A,C.C. | 13.B4
AR0600:IE2 | SC | IEG02306 | GRN | 12 | 4.A1 | IEG0230:6 | CONTROL B,C.C. | 4.B6
BA0001:V1(+) | SC | FU0021 | WHT | 16 | 7.A2 | FU0021:LD | CONTROL B,C.C. | 7.A3
BA0002:V1(+) | SC | FU0022 | WHT | 16 | 7.B2 | FU0022:LD | CONTROL B,C.C. | 7.B3
BA0011:V1(+) | SC | FU0035 | WHT | 16 | 7.B5 | FU0035:LD | CONTROL B,C.C. | 7.B5
BA0013:V1(+) | SC | FU0036 | WHT | 16 | 7.C5 | FU0036:LD | CONTROL B,C.C. | 7.C5
BA0014:V1(+) | SC | FU0037 | WHT | 16 | 7.D5 | FU0037:LD | CONTROL B,C.C. | 7.D5
GR0234: | SC | IEG02307 | GRN | 14 | 11.B4 | IEG0230:7 | CONTROL B,C.C. | 11.B4
UV0600:(+) | SC | FU0010 | WHT | 14 | 4.B2 | FU0010:LD | CONTROL B,C.C. | 4.B1
XT0051:1 | SC | FU0136 | WHT | 16 | 7.A4 | FU0021:LI | CONTROL B,C.C. | 7.A3
XT0051:2 | SC | FU0136 | WHT | 16 | 7.B4 | FU0022:LI | CONTROL B,C.C. | 7.B3
XT0051:4 | SC | FU0136 | WHT | 16 | 7.B4 | FU0035:LI | CONTROL B,C.C. | 7.B5
XT0051:5 | SC | FU0136 | WHT | 16 | 7.C4 | FU0036:LI | CONTROL B,C.C. | 7.C5
XT0051:6 | SC | FU0136 | WHT | 16 | 7.D4 | FU0037:LI | CONTROL B,C.C. | 7.D5
AP0603:L2 | WC0003 | AP0603L2 | ENET | CABLE | 2.A3 | AT0170:L1 | F&G,C.C. | 2.A4
XT0051:10 | SC | 0V | WHT | 14 | 7.C3 | XT0680:2 | PWR DST,DR | 6.A4
XT0051:4 | SC | FU0136 | WHT | 14 | 7.B4 | FU0680:LI | PWR DST,DR | 6.A4
AP0609:L1 | WC0680 | AP0609L1 | ENET | CABLE | 5.A2 | AT0680:LAN1 | PWR DST,DR | 5.A2
BA0011:RJ45 | WC9111 | AT0680LAN3 | ENET | CABLE | 5.B3 | AT0680:LAN3 | PWR DST,DR | 5.A2
BA0002:RJ45 | WC0020 | AU0200L2 | ENET | CABLE | 2.B5 | AU0200:L2 | TCP, CSMD | 2.C3
SolarTools ver. 24.0.84.24712 (Jul 31, 2025)
Report date: 4/27/2026 11:29 AM

## PROX,HPC
PROX,HPC
Project # | 4P012
Project Name | BSGP LINE2 - CS BOZOY 2 (KAZ)
Revision | A
Controls DE | COVARRUBIAS, A.
Phone:
Controls ME
Phone:
From | [5 empty] | To
Device ID | Cable (W) Conductor (SC) Jumper Clip (JC) | Wire No. | Wire ID | Gauge/Size | Page/Zone | Device ID | Location | Page/Zone
GR4460: | SC | GR4460 | GRN/YEL | 14 | 12.C6 | FRAME | PROX,HPC | 12.C6
Report date: 4/27/2026 11:29 AM |  |  |  |  | SolarTools ver. 24.0.84.24712 (Jul 31, 2025)

## PROX,TURB
PROX,TURB
Project # | 4P012
Project Name | BSGP LINE2 - CS BOZOY 2 (KAZ)
Revision | A
Controls DE | COVARRUBIAS, A.
Phone:
Controls ME
Phone:
From | [5 empty] | To
Device ID | Cable (W) Conductor (SC) Jumper Clip (JC) | Wire No. | Wire ID | Gauge/Size | Page/Zone | Device ID | Location | Page/Zone
GR1210: | SC | GR1210 | GRN/YEL | 14 | 11.A6 | FRAME | PROX,TURB | 11.A6
GR1211: | SC | GR1211 | GRN/YEL | 14 | 11.A6 | FRAME | PROX,TURB | 11.A6
SolarTools ver. 24.0.84.24712 (Jul 31, 2025)
Report date: 4/27/2026 11:29 AM

## PWR DST,DR
PWR DST,DR
Project # | 4P012
Project Name | BSGP LINE2 - CS BOZOY 2 (KAZ)
Revision | A
Controls DE | COVARRUBIAS, A.
Phone:
Controls ME
Phone:
From | [5 empty] | To
Device ID | Cable (W) Conductor (SC) Jumper Clip (JC) | Wire No. | Wire ID | Gauge/Size | Page/Zone | Device ID | Location | Page/Zone
XT0562:2 | JC | 0V1 | CLIP | --- | 47.B2 | XT0562:3 | PWR DST,DR | 47.B2
XT0562:3 | JC | 0V1 | CLIP | --- | 47.B2 | XT0562:4 | PWR DST,DR | 47.C2
XT0562:1 | SC | JW0 | CLIP | -- | 47.B2 | XT0562:2 | PWR DST,DR | 47.B2
AT0680:NEG | SC | 0V | WHT | 14 | 6.A5 | XT0680:2 | PWR DST,DR | 6.A4
AT0680:POS | SC | AT0680POS | WHT | 14 | 6.A5 | XT0680:1 | PWR DST,DR | 6.A4
FU0190:LI | SC | FU0560 | WHT | 12 | 47.C3 | FU0701:LI | PWR DST,DR | 47.D3
FU0190:LI | SC | FU0560 | WHT | 12 | 47.C3 | FU0273:LI | PWR DST,DR | 47.B3
FU0200:LI | SC | FU0560 | WHT | 12 | 47.A3 | FU0201:LI | PWR DST,DR | 47.B3
FU0200:LI | SC | FU0560 | WHT | 12 | 47.A3 | XT0561:1 | PWR DST,DR | 47.A3
FU0201:LI | SC | FU0560 | WHT | 12 | 47.B3 | FU0273:LI | PWR DST,DR | 47.B3
FU0560:LD | SC | FU0560 | WHT | 12 | 47.A2 | XT0561:1 | PWR DST,DR | 47.A3
FU0680:LD | SC | AT0680POS | WHT | 14 | 6.A4 | XT0680:1 | PWR DST,DR | 6.A4
FU0560:LI | SC | FU0136 | WHT | 14 | 47.A2 | XT0002:2 | CONTROL A,C.C. | 13.A4
XT0562:1 | SC | 0V | WHT | 12 | 47.B2 | XT0003:2 | CONTROL A,C.C. | 13.A4
XT0563:1 | SC | ESTOPC | WHT | 20 | 49.D6 | XT0089:2 | CONTROL A,C.C. | 25.B4
XT0563:2 | SC | ESTOPB | WHT | 20 | 49.D6 | XT0089:3 | CONTROL A,C.C. | 25.B4
XT0563:3 | SC | KA023612 | WHT | 20 | 49.B6 | KA0236:12 | CONTROL A,C.C. | 24.A2
XT0563:4 | SC | 0V | WHT | 20 | 49.B6 | XT0080:9 | CONTROL A,C.C. | 24.A6
XT0563:5 | SC | KA0241A1 | WHT | 20 | 49.C6 | XT0081:7 | CONTROL A,C.C. | 24.A3
XT0563:6 | SC | FU0139 | WHT | 20 | 49.C6 | XT0081:6 | CONTROL A,C.C. | 24.A3
XT0563:8 | SC | SB0400B211 | WHT | 20 | 50.A3 | AF0081:37 | CONTROL A,C.C. | 50.A3
XT0563:9 | SC | SB0400B212 | WHT | 20 | 50.A3 | AF0081:05 | CONTROL A,C.C. | 50.A3
FU0190:LD | SC | FU0190 | WHT | 14 | 47.C3 | AT0190:POS | DOOR | 47.C4
FU0273:LD | SC | FU0273 | WHT | 14 | 47.B3 | ZS0271:1 | DOOR | 47.B6
FU0273:LD | SC | FU0273 | WHT | 14 | 47.B3 | ZS0273:1 | DOOR | 47.B4
XT0562:2 | SC | 0V1 | WHT | 16 | 47.B2 | EL0273:W1 | DOOR | 47.B4
XT0562:4 | SC | 0V1 | WHT | 14 | 47.C2 | AT0190:NEG | DOOR | 47.C4
AT0680:LAN2 | WC0019 | AT0680LAN2 | ENET | CABLE | 5.A2 | AT0190:ENET | DOOR | 5.A6
FU0680:LI | SC | FU0136 | WHT | 14 | 6.A4 | XT0051:4 | PLC,C.C. | 7.B4
XT0680:2 | SC | 0V | WHT | 14 | 6.A4 | XT0051:10 | PLC,C.C. | 7.C3
AT0680:LAN1 | WC0680 | AP0609L1 | ENET | CABLE | 5.A2 | AP0609:L1 | PLC,C.C. | 5.A2
AT0680:LAN3 | WC9111 | AT0680LAN3 | ENET | CABLE | 5.A2 | BA0011:RJ45 | PLC,C.C. | 5.B3
FU0200:LD | SC | FU0200 | WHT | 16 | 47.A3 | AU0200:V+ | TCP, CSMD | 47.A4
FU0201:LD | SC | FU0201 | WHT | 16 | 47.B3 | AF0202:V+ | TCP, CSMD | 47.A6
XT0562:2 | SC | 0V1 | WHT | 16 | 47.B2 | AU0200:COM | TCP, CSMD | 47.A4
XT0562:3 | SC | 0V1 | WHT | 16 | 47.B2 | AF0202:COM | TCP, CSMD | 47.A6
XT0562:4 | SC | 0V1 | WHT | 20 | 47.C2 | SH0400:B | TCP, CSMD | 49.B5
XT0563:1 | SC | ESTOPC | WHT | 20 | 49.D6 | SB0400:B1-11 | TCP, CSMD | 49.D5
XT0563:2 | SC | ESTOPB | WHT | 20 | 49.D6 | SB0400:B1-12 | TCP, CSMD | 49.D5
XT0563:3 | SC | KA023612 | WHT | 20 | 49.B6 | XT0564:1 B2 | TCP, CSMD | 49.B5
XT0563:4 | SC | 0V | WHT | 20 | 49.B6 | HL0410:A | TCP, CSMD | 49.B5
XT0563:5 | SC | KA0241A1 | WHT | 20 | 49.C6 | SA0401:1 | TCP, CSMD | 49.C5
XT0563:6 | SC | FU0139 | WHT | 20 | 49.C6 | SA0401:2 | TCP, CSMD | 49.C5
XT0563:8 | SC | SB0400B211 | WHT | 20 | 50.A3 | SB0400:B2-11 | TCP, CSMD | 50.A1
XT0563:9 | SC | SB0400B212 | WHT | 20 | 50.A3 | SB0400:B2-12 | TCP, CSMD | 50.A1
SolarTools ver. 24.0.84.24712 (Jul 31, 2025)
Report date: 4/27/2026 11:29 AM

## TCP, CSMD
TCP, CSMD
Project # | 4P012
Project Name | BSGP LINE2 - CS BOZOY 2 (KAZ)
Revision | A
Controls DE | COVARRUBIAS, A.
Phone:
Controls ME
Phone:
From | [5 empty] | To
Device ID | Cable (W) Conductor (SC) Jumper Clip (JC) | Wire No. | Wire ID | Gauge/Size | Page/Zone | Device ID | Location | Page/Zone
AF0201:00 | SC | TCP13NO | WHT | 20 | 49.A3 | SH0400:NO | TCP, CSMD | 49.A1
AF0201:01 | SC | TCP14NO | WHT | 20 | 49.A3 | SH0401:NO | TCP, CSMD | 49.A1
AF0201:02 | SC | TCP15NO | WHT | 20 | 49.B3 | SH0402:NO | TCP, CSMD | 49.B1
AF0201:03 | SC | TCP16NO | WHT | 20 | 49.B3 | SH0403:NO | TCP, CSMD | 49.B1
AF0201:04 | SC | TCP17A2 | WHT | 20 | 49.C3 | SA0400:B2-14 | TCP, CSMD | 49.C1
AF0201:05 | SC | TCP17B2 | WHT | 20 | 49.C3 | SA0400:B1-12 | TCP, CSMD | 49.C1
AF0201:08 | SC | TCP23NC | WHT | 20 | 49.D3 | SB0401:NC | TCP, CSMD | 49.D1
AF0201:09 | SC | TCP24NO | WHT | 20 | 49.D3 | SB0402:NO | TCP, CSMD | 49.D1
AF0201:10 | SC | TCP25NO | WHT | 20 | 49.A7 | SB0403:NO | TCP, CSMD | 49.A5
AF0201:11 | SC | TCP26NO | WHT | 20 | 49.A7 | SB0404:NO | TCP, CSMD | 49.A5
AF0201:12 | SC | TCP29NO | WHT | 20 | 50.C3 | SB0405:NO | TCP, CSMD | 50.C1
AF0201:13 | SC | TCP28NC | WHT | 20 | 50.D3 | SB0406:NC | TCP, CSMD | 50.D1
AF0201:14 | SC | TCP31NO | WHT | 20 | 50.A6 | SB0407:NO | TCP, CSMD | 50.A5
AF0201:15 | SC | TCP32NO | WHT | 20 | 50.A6 | SB0408:NO | TCP, CSMD | 50.A5
AF0201:16 | SC | TCP30NO | WHT | 20 | 50.D3 | SH0408:NO | TCP, CSMD | 50.D1
AF0201:17 | SC | TCP19NO | WHT | 20 | 50.A3 | SH0404:NO | TCP, CSMD | 50.A1
AF0201:18 | SC | TCP20NO | WHT | 20 | 50.B3 | SH0405:NO | TCP, CSMD | 50.B1
AF0201:19 | SC | TCP21NO | WHT | 20 | 50.B3 | SH0406:NO | TCP, CSMD | 50.B1
AF0201:20 | SC | TCP22NO | WHT | 20 | 50.C3 | SH0407:NO | TCP, CSMD | 50.C1
AF0201:32 | SC | TCP13C | WHT | 20 | 49.A3 | SH0400:C | TCP, CSMD | 49.A1
AF0201:33 | SC | TCP14C | WHT | 20 | 49.A3 | SH0401:C | TCP, CSMD | 49.A1
AF0201:34 | SC | TCP15C | WHT | 20 | 49.B3 | SH0402:C | TCP, CSMD | 49.B1
AF0201:35 | SC | TCP16C | WHT | 20 | 49.B3 | SH0403:C | TCP, CSMD | 49.B1
AF0201:36 | SC | TCP17A1 | WHT | 20 | 49.C3 | SA0400:B2-13 | TCP, CSMD | 49.C1
AF0201:37 | SC | TCP17B1 | WHT | 20 | 49.C3 | SA0400:B1-11 | TCP, CSMD | 49.C1
AF0201:40 | SC | TCP23C | WHT | 20 | 49.D3 | SB0401:C | TCP, CSMD | 49.D1
AF0201:41 | SC | TCP24C | WHT | 20 | 49.D3 | SB0402:C | TCP, CSMD | 49.D1
AF0201:42 | SC | TCP25C | WHT | 20 | 49.A7 | SB0403:C | TCP, CSMD | 49.A5
AF0201:43 | SC | TCP26C | WHT | 20 | 49.A7 | SB0404:C | TCP, CSMD | 49.A5
AF0201:44 | SC | TCP29C | WHT | 20 | 50.C3 | SB0405:C | TCP, CSMD | 50.C1
AF0201:45 | SC | TCP28C | WHT | 20 | 50.D3 | SB0406:C | TCP, CSMD | 50.D1
AF0201:46 | SC | TCP31C | WHT | 20 | 50.A6 | SB0407:C | TCP, CSMD | 50.A5
AF0201:47 | SC | TCP32C | WHT | 20 | 50.A6 | SB0408:C | TCP, CSMD | 50.A5
AF0201:48 | SC | TCP30C | WHT | 20 | 50.D3 | SH0408:C | TCP, CSMD | 50.D1
AF0201:49 | SC | TCP19C | WHT | 20 | 50.A3 | SH0404:C | TCP, CSMD | 50.A1
AF0201:50 | SC | TCP20C | WHT | 20 | 50.B3 | SH0405:C | TCP, CSMD | 50.B1
AF0201:51 | SC | TCP21C | WHT | 20 | 50.B3 | SH0406:C | TCP, CSMD | 50.B1
AF0201:52 | SC | TCP22C | WHT | 20 | 50.C3 | SH0407:C | TCP, CSMD | 50.C1
AF0201:COM | SC | AU0200N | WHT | 16 | 47.A5 | AU0200:COM | TCP, CSMD | 47.A4
AF0201:J | SC | * |  |  | 47.A5 | AF0202:P | TCP, CSMD | 47.A6
AF0201:SHLD | SC | AF0201V+ | WHT | 16 | 47.D6 | AF0201:V+ | TCP, CSMD | 47.D6
AF0201:V+ | SC | AU0200P | WHT | 16 | 47.A5 | AU0200:V+ | TCP, CSMD | 47.A4
AF0202:00 | SC | TCP01AP | WHT | 20 | 48.A3 | HL0400:A+ | TCP, CSMD | 48.A1
AF0202:01 | SC | TCP02AP | WHT | 20 | 48.A3 | HL0401:A+ | TCP, CSMD | 48.A1
AF0202:02 | SC | TCP03AP | WHT | 20 | 48.B3 | HL0402:A+ | TCP, CSMD | 48.B1
AF0202:03 | SC | TCP04AP | WHT | 20 | 48.B3 | HL0403:A+ | TCP, CSMD | 48.B1
AF0202:04 | SC | TCP05AP | WHT | 20 | 48.C3 | HL0404:A+ | TCP, CSMD | 48.C1
AF0202:05 | SC | TCP06AP | WHT | 20 | 48.C3 | HL0405:A+ | TCP, CSMD | 48.C1
AF0202:06 | SC | TCP06BP | WHT | 20 | 48.D3 | HL0405:B+ | TCP, CSMD | 48.D1
AF0202:08 | SC | TCP07AP | WHT | 20 | 48.D3 | HL0406:A+ | TCP, CSMD | 48.D1
AF0202:09 | SC | TCP08AP | WHT | 20 | 48.A7 | HL0407:A+ | TCP, CSMD | 48.A5
AF0202:10 | SC | TCP09AP | WHT | 20 | 48.A7 | HL0408:A+ | TCP, CSMD | 48.A5
AF0202:11 | SC | TCP10AP | WHT | 20 | 48.B7 | HL0409:A+ | TCP, CSMD | 48.B5
AF0202:12 | SC | TCP11AP | WHT | 20 | 48.B7 | HL0411:A+ | TCP, CSMD | 48.B5
AF0202:13 | SC | TCP15AP | WHT | 20 | 48.C7 | SH0402:A+ | TCP, CSMD | 48.C5
AF0202:14 | SC | TCP15BP | WHT | 20 | 48.C7 | SH0402:B+ | TCP, CSMD | 48.C5
AF0202:15 | SC | TCP16AP | WHT | 20 | 48.D7 | SH0403:A+ | TCP, CSMD | 48.D5
AF0202:16 | SC | TCP16BP | WHT | 20 | 48.D7 | SH0403:B+ | TCP, CSMD | 48.D5
AF0202:17 | SC | TCP19AP | WHT | 20 | 50.B6 | SH0404:A+ | TCP, CSMD | 50.B5
AF0202:18 | SC | TCP20AP | WHT | 20 | 50.B6 | SH0405:A+ | TCP, CSMD | 50.B5
AF0202:19 | SC | TCP21AP | WHT | 20 | 50.C6 | SH0406:A+ | TCP, CSMD | 50.C5
AF0202:20 | SC | TCP22AP | WHT | 20 | 50.C6 | SH0407:A+ | TCP, CSMD | 50.C5
AF0202:21 | SC | TCP30AP | WHT | 20 | 50.D6 | SH0408:A+ | TCP, CSMD | 50.D5
AF0202:22 | SC | TCP30BP | WHT | 20 | 50.D6 | SH0408:B+ | TCP, CSMD | 50.D5
AF0202:32 | SC | TCP01A | WHT | 20 | 48.A3 | HL0400:A | TCP, CSMD | 48.A1
AF0202:33 | SC | TCP02A | WHT | 20 | 48.A3 | HL0401:A | TCP, CSMD | 48.A1
AF0202:34 | SC | TCP03A | WHT | 20 | 48.B3 | HL0402:A | TCP, CSMD | 48.B1
AF0202:35 | SC | TCP04A | WHT | 20 | 48.B3 | HL0403:A | TCP, CSMD | 48.B1
AF0202:36 | SC | TCP05A | WHT | 20 | 48.C3 | HL0404:A | TCP, CSMD | 48.C1
AF0202:37 | SC | TCP06A | WHT | 20 | 48.C3 | HL0405:A | TCP, CSMD | 48.C1
AF0202:38 | SC | TCP06B | WHT | 20 | 48.D3 | HL0405:B | TCP, CSMD | 48.D1
AF0202:40 | SC | TCP07A | WHT | 20 | 48.D3 | HL0406:A | TCP, CSMD | 48.D1
AF0202:41 | SC | TCP08A | WHT | 20 | 48.A7 | HL0407:A | TCP, CSMD | 48.A5
AF0202:42 | SC | TCP09A | WHT | 20 | 48.A7 | HL0408:A | TCP, CSMD | 48.A5
AF0202:43 | SC | TCP10A | WHT | 20 | 48.B7 | HL0409:A | TCP, CSMD | 48.B5
AF0202:44 | SC | TCP11A | WHT | 20 | 48.B7 | HL0411:A | TCP, CSMD | 48.B5
AF0202:45 | SC | TCP15A | WHT | 20 | 48.C7 | SH0402:A | TCP, CSMD | 48.C5
AF0202:46 | SC | TCP15B | WHT | 20 | 48.C7 | SH0402:B | TCP, CSMD | 48.C5
AF0202:47 | SC | TCP16A | WHT | 20 | 48.D7 | SH0403:A | TCP, CSMD | 48.D5
AF0202:48 | SC | TCP16B | WHT | 20 | 48.D7 | SH0403:B | TCP, CSMD | 48.D5
AF0202:49 | SC | TCP19A | WHT | 20 | 50.B6 | SH0404:A | TCP, CSMD | 50.B5
AF0202:50 | SC | TCP20A | WHT | 20 | 50.B6 | SH0405:A | TCP, CSMD | 50.B5
AF0202:51 | SC | TCP21A | WHT | 20 | 50.C6 | SH0406:A | TCP, CSMD | 50.C5
AF0202:52 | SC | TCP22A | WHT | 20 | 50.C6 | SH0407:A | TCP, CSMD | 50.C5
AF0202:53 | SC | TCP30A | WHT | 20 | 50.D6 | SH0408:A | TCP, CSMD | 50.D5
AF0202:54 | SC | TCP30B | WHT | 20 | 50.D6 | SH0408:B | TCP, CSMD | 50.D5
AF0202:COM | SC | AF0202COM | WHT | 16 | 47.D7 | AF0202:SHLD | TCP, CSMD | 47.D7
AU0200:GND | SC | XT02011 | GRN | 14 | 47.A4 | XT0201:1 | TCP, CSMD | 47.B4
HL0400:A | SC | TCP01A | WHT | 20 | 48.A1 | HL0400:B | TCP, CSMD | 48.A1
HL0400:A+ | SC | TCP01AP | WHT | 20 | 48.A1 | HL0400:B+ | TCP, CSMD | 48.A1
HL0401:A | SC | TCP02A | WHT | 20 | 48.A1 | HL0401:B | TCP, CSMD | 48.A1
HL0401:A+ | SC | TCP02AP | WHT | 20 | 48.A1 | HL0401:B+ | TCP, CSMD | 48.A1
HL0402:A | SC | TCP03A | WHT | 20 | 48.B1 | HL0402:B | TCP, CSMD | 48.B1
HL0402:A+ | SC | TCP03AP | WHT | 20 | 48.B1 | HL0402:B+ | TCP, CSMD | 48.B1
HL0403:A | SC | TCP04A | WHT | 20 | 48.B1 | HL0403:B | TCP, CSMD | 48.B1
HL0403:A+ | SC | TCP04AP | WHT | 20 | 48.B1 | HL0403:B+ | TCP, CSMD | 48.B1
HL0404:A | SC | TCP05A | WHT | 20 | 48.C1 | HL0404:B | TCP, CSMD | 48.C1
HL0404:A+ | SC | TCP05AP | WHT | 20 | 48.C1 | HL0404:B+ | TCP, CSMD | 48.C1
HL0406:A | SC | TCP07A | WHT | 20 | 48.D1 | HL0406:B | TCP, CSMD | 48.D1
HL0406:A+ | SC | TCP07AP | WHT | 20 | 48.D1 | HL0406:B+ | TCP, CSMD | 48.D1
HL0407:A | SC | TCP08A | WHT | 20 | 48.A5 | HL0407:B | TCP, CSMD | 48.A5
HL0407:A+ | SC | TCP08AP | WHT | 20 | 48.A5 | HL0407:B+ | TCP, CSMD | 48.A5
HL0408:A | SC | TCP09A | WHT | 20 | 48.A5 | HL0408:B | TCP, CSMD | 48.A5
HL0408:A+ | SC | TCP09AP | WHT | 20 | 48.A5 | HL0408:B+ | TCP, CSMD | 48.A5
HL0409:A | SC | TCP10A | WHT | 20 | 48.B5 | HL0409:B | TCP, CSMD | 48.B5
HL0409:A+ | SC | TCP10AP | WHT | 20 | 48.B5 | HL0409:B+ | TCP, CSMD | 48.B5
HL0410:A | SC | 0V | WHT | 20 | 49.B5 | HL0410:B | TCP, CSMD | 49.B5
HL0410:A+ | SC | TCP12AP | WHT | 20 | 49.B5 | XT0564:1 B1 | TCP, CSMD | 49.B5
HL0410:A+ | SC | TCP12AP | WHT | 20 | 49.B5 | HL0410:B+ | TCP, CSMD | 49.B5
HL0411:A | SC | TCP11A | WHT | 20 | 48.B5 | HL0411:B | TCP, CSMD | 48.B5
HL0411:A+ | SC | TCP11AP | WHT | 20 | 48.B5 | HL0411:B+ | TCP, CSMD | 48.B5
SB0404:NO | SC | TCP26NO | WHT | 20 | 49.A5 | XT0564:1 T1 | TCP, CSMD | 49.B5
SH0400:A | SC | 0V1 | WHT | 20 | 49.B5 | SH0401:A | TCP, CSMD | 49.C5
SH0400:A | SC | 0V1 | WHT | 20 | 49.B5 | SH0400:B | TCP, CSMD | 49.B5
SH0400:A+ | SC | TCP13AP | WHT | 20 | 49.B5 | XT0564:2 B1 | TCP, CSMD | 49.B5
SH0400:B+ | SC | TCP13BP | WHT | 20 | 49.B5 | XT0564:3 B1 | TCP, CSMD | 49.B5
SH0401:A | SC | 0V1 | WHT | 20 | 49.C5 | SH0401:B | TCP, CSMD | 49.C5
SH0401:A+ | SC | TCP14AP | WHT | 20 | 49.C5 | XT0564:5 B1 | TCP, CSMD | 49.C5
SH0401:B+ | SC | TCP14BP | WHT | 20 | 49.C5 | XT0564:4 B1 | TCP, CSMD | 49.C5
SH0404:A | SC | TCP19A | WHT | 20 | 50.B5 | SH0404:B | TCP, CSMD | 50.B5
SH0404:A+ | SC | TCP19AP | WHT | 20 | 50.B5 | SH0404:B+ | TCP, CSMD | 50.B5
SH0405:A | SC | TCP20A | WHT | 20 | 50.B5 | SH0405:B | TCP, CSMD | 50.B5
SH0405:A+ | SC | TCP20AP | WHT | 20 | 50.B5 | SH0405:B+ | TCP, CSMD | 50.B5
SH0406:A | SC | TCP21A | WHT | 20 | 50.C5 | SH0406:B | TCP, CSMD | 50.C5
SH0406:A+ | SC | TCP21AP | WHT | 20 | 50.C5 | SH0406:B+ | TCP, CSMD | 50.C5
SH0407:A | SC | TCP22A | WHT | 20 | 50.C5 | SH0407:B | TCP, CSMD | 50.C5
SH0407:A+ | SC | TCP22AP | WHT | 20 | 50.C5 | SH0407:B+ | TCP, CSMD | 50.C5
XT0564:1 T2 | SC | TCP26NO | WHT | 20 | 49.B5 | XT0564:2 T2 | TCP, CSMD | 49.B5
XT0564:2 T1 | SC | TCP26NO | WHT | 20 | 49.B5 | XT0564:3 T1 | TCP, CSMD | 49.B5
XT0564:3 T2 | SC | TCP26NO | WHT | 20 | 49.B5 | XT0564:4 T2 | TCP, CSMD | 49.C5
XT0564:4 T1 | SC | TCP26NO | WHT | 20 | 49.C5 | XT0564:5 T1 | TCP, CSMD | 49.C5
AU0200:L1 | WC0018 | AU0180L2 | ENET | CABLE | 2.C3 | AU0180:L2 | BOP,C.C. | 2.C2
AF0202:23 | WC5540 | HA0273P | BLK | 16 | 49.D6 | HA0273:(+) | DOOR | 49.D4
AF0202:55 | WC5540 | HA0273N | WHT | 16 | 49.D6 | HA0273:(-) | DOOR | 49.D4
GR0200: | SC | IEG01503 | GRN | 14 | 47.A3 | IEG0150:3 | F&G,C.C. | 47.A3
AU0200:L2 | WC0020 | AU0200L2 | ENET | CABLE | 2.C3 | BA0002:RJ45 | PLC,C.C. | 2.B5
AF0202:COM | SC | 0V1 | WHT | 16 | 47.A6 | XT0562:3 | PWR DST,DR | 47.B2
AF0202:V+ | SC | FU0201 | WHT | 16 | 47.A6 | FU0201:LD | PWR DST,DR | 47.B3
AU0200:COM | SC | 0V1 | WHT | 16 | 47.A4 | XT0562:2 | PWR DST,DR | 47.B2
AU0200:V+ | SC | FU0200 | WHT | 16 | 47.A4 | FU0200:LD | PWR DST,DR | 47.A3
HL0410:A | SC | 0V | WHT | 20 | 49.B5 | XT0563:4 | PWR DST,DR | 49.B6
SA0401:1 | SC | KA0241A1 | WHT | 20 | 49.C5 | XT0563:5 | PWR DST,DR | 49.C6
SA0401:2 | SC | FU0139 | WHT | 20 | 49.C5 | XT0563:6 | PWR DST,DR | 49.C6
SB0400:B1-11 | SC | ESTOPC | WHT | 20 | 49.D5 | XT0563:1 | PWR DST,DR | 49.D6
SB0400:B1-12 | SC | ESTOPB | WHT | 20 | 49.D5 | XT0563:2 | PWR DST,DR | 49.D6
SB0400:B2-11 | SC | SB0400B211 | WHT | 20 | 50.A1 | XT0563:8 | PWR DST,DR | 50.A3
SB0400:B2-12 | SC | SB0400B212 | WHT | 20 | 50.A1 | XT0563:9 | PWR DST,DR | 50.A3
SH0400:B | SC | 0V1 | WHT | 20 | 49.B5 | XT0562:4 | PWR DST,DR | 47.C2
XT0564:1 B2 | SC | KA023612 | WHT | 20 | 49.B5 | XT0563:3 | PWR DST,DR | 49.B6
SolarTools ver. 24.0.84.24712 (Jul 31, 2025)
Report date: 4/27/2026 11:29 AM

## Panel Errors
Panel Errors
Project # | 4P012
Project Name | BSGP LINE2 - CS BOZOY 2 (KAZ)
Revision | A
Controls DE | COVARRUBIAS, A.
Phone:
Controls ME
Phone:
From | [6 empty] | To
Device ID | Location | Cable (W) Conductor (SC) Jumper Clip (JC) | Wire ID | Wire No. | Gauge/Size | Page/Zone | Device ID | Location | Page/Zone
XS1100:USB1 | JB70 | WC9901 | USB | XS1100B1 | USB | 46.C2 | AT1100:USB1 | EP JB70 BOX | 46.D3
XS1100:USB2 | JB70 | WC9902 | USB | XS1100B2 | USB | 46.C2 | AT1100:USB2 | EP JB70 BOX | 46.D3
XS1100:ENET1 | JB70 | WC9903 | ENET | XS1100T1 | CABLE | 46.C2 | AT1100:ENET | EP JB70 BOX | 46.D3
SolarTools ver. 24.0.84.24712 (Jul 31, 2025)
Report date: 4/27/2026 11:29 AM

## Cable Part Numbers
Cable Part Numbers |  |  | SolarTools ver. 24.0.84.24712 (Jul 31, 2025)
Project # | 4P012
Report date: 4/27/2026 11:30 AM
Project Name | BSGP LINE2 - CS BOZOY 2 (KAZ)
Revision | A
Controls DE | COVARRUBIAS, A.
Phone:
Controls ME
Phone:
Device ID |  | Part Number |  | Description
WC0080 |  | 2684693-54 |  | CABLE, EXTENSION, BACKPLANE
WC8058 |  | 2684693-54 |  | CABLE, EXTENSION, BACKPLANE
WC0101 |  | 1302073-36 |  | CABLE, ETHERNET - 36 INCHES
WC4524 |  | 1022941-12 |  | TPE, 1 PAIR TWISTED SHIELDED
WC9003 |  | 1302073-36 |  | CABLE, ETHERNET - 36 INCHES
WC9211 |  | 1302073-36 |  | CABLE, ETHERNET - 36 INCHES
WC9901 |  | PART OF XS1100 |  | CABLE, 4 COMMUNICATION CABLES (CABLE,CABLE,CABLE,CABLE)
WC9902 |  | PART OF XS1100 |  | CABLE, 4 COMMUNICATION CABLES (CABLE,CABLE,CABLE,CABLE)
WC9903 |  | 1302073-36 |  | CABLE, ETHERNET - 36 INCHES
W2125 |  | 1022941-13 |  | TPE, 1 TRIAD TWISTED SHIELDED
WC0001 |  | 1302073-36 |  | CABLE, ETHERNET - 36 INCHES
WC0003 |  | 1302073-36 |  | CABLE, ETHERNET - 36 INCHES
WC0006 |  | 1302073-36 |  | CABLE, ETHERNET - 36 INCHES
WC0007 |  | 1302073-36 |  | CABLE, ETHERNET - 36 INCHES
WC0008 |  | 1302073-36 |  | CABLE, ETHERNET - 36 INCHES
WC0009 |  | 1302073-36 |  | CABLE, ETHERNET - 36 INCHES
WC0010 |  | 1302073-36 |  | CABLE, ETHERNET - 36 INCHES
WC0012 |  | 1302073-36 |  | CABLE, ETHERNET - 36 INCHES
WC0014 |  | 1302073-36 |  | CABLE, ETHERNET - 36 INCHES
WC0017 |  | 1302073-36 |  | CABLE, ETHERNET - 36 INCHES
WC0018 |  | 1302073-36 |  | CABLE, ETHERNET - 36 INCHES
WC0019 |  | 1302073-36 |  | CABLE, ETHERNET - 36 INCHES
WC0020 |  | 1302073-36 |  | CABLE, ETHERNET - 36 INCHES
WC0041 |  | 1302073-36 |  | CABLE, ETHERNET - 36 INCHES
WC0042 |  | 1302073-36 |  | CABLE, ETHERNET - 36 INCHES
WC0043 |  | 1302073-36 |  | CABLE, ETHERNET - 36 INCHES
WC0045 |  | 1302073-36 |  | CABLE, ETHERNET - 36 INCHES
WC0051 |  | 1302073-36 |  | CABLE, ETHERNET - 36 INCHES
WC0052 |  | 1302073-36 |  | CABLE, ETHERNET - 36 INCHES
WC0680 |  | 1302073-36 |  | CABLE
WC1060 |  | 1322418-90 |  | CABLE, SUPPLIED BY OTHERS
WC1070 |  | 1322418-90 |  | CABLE, SUPPLIED BY OTHERS
WC1160 |  | 1322418-90 |  | CABLE, SYTSTEM FUNCTION
WC1170 |  | 1322418-90 |  | CABLE, SUPPLIED BY OTHERS
WC1260 |  | 1322418-90 |  | CABLE, SYTSTEM FUNCTION
WC1352 |  | 1022941-12 |  | TPE, 1 PAIR TWISTED SHIELDED
WC1353 |  | 1022941-12 |  | TPE, 1 PAIR TWISTED SHIELDED
WC1354 |  | 1022941-12 |  | TPE, 1 PAIR TWISTED SHIELDED
WC1355 |  | 1022941-12 |  | TPE, 1 PAIR TWISTED SHIELDED
WC1356 |  | 1022941-12 |  | TPE, 1 PAIR TWISTED SHIELDED
WC1357 |  | 1022941-12 |  | TPE, 1 PAIR TWISTED SHIELDED
WC1360 |  | 1322418-90 |  | CABLE, SUPPLIED BY OTHERS
WC1427 |  | 1022941-12 |  | TPE, 1 PAIR TWISTED SHIELDED
WC1428 |  | 1022941-12 |  | TPE, 1 PAIR TWISTED SHIELDED
WC1429 |  | 1022941-12 |  | TPE, 1 PAIR TWISTED SHIELDED
WC1430 |  | 1022941-12 |  | TPE, 1 PAIR TWISTED SHIELDED
WC1431 |  | 1022941-12 |  | TPE, 1 PAIR TWISTED SHIELDED
WC1432 |  | 1022941-12 |  | TPE, 1 PAIR TWISTED SHIELDED
WC1433 |  | 1022941-12 |  | TPE, 1 PAIR TWISTED SHIELDED
WC1434 |  | 1022941-12 |  | TPE, 1 PAIR TWISTED SHIELDED
WC1435 |  | 1022941-12 |  | TPE, 1 PAIR TWISTED SHIELDED
WC1436 |  | 1022941-12 |  | TPE, 1 PAIR TWISTED SHIELDED
WC1437 |  | 1022941-12 |  | TPE, 1 PAIR TWISTED SHIELDED
WC1438 |  | 1022941-12 |  | TPE, 1 PAIR TWISTED SHIELDED
WC1439 |  | 1022941-12 |  | TPE, 1 PAIR TWISTED SHIELDED
WC1440 |  | 1022941-12 |  | TPE, 1 PAIR TWISTED SHIELDED
WC1441 |  | 1022941-12 |  | TPE, 1 PAIR TWISTED SHIELDED
WC1449 |  | 1022941-12 |  | TPE, 1 PAIR TWISTED SHIELDED
WC2100 |  | 1022941-13 |  | TPE, 1 TRIAD TWISTED SHIELDED
WC2101 |  | 1022941-12 |  | TPE, 1 PAIR TWISTED SHIELDED
WC2102 |  | 1022941-12 |  | TPE, 1 PAIR TWISTED SHIELDED
WC2103 |  | 1022941-12 |  | TPE, 1 PAIR TWISTED SHIELDED
WC2104 |  | 1022941-12 |  | TPE, 1 PAIR TWISTED SHIELDED
WC2105 |  | 1022941-12 |  | TPE, 1 PAIR TWISTED SHIELDED
WC2106 |  | 1022941-12 |  | TPE, 1 PAIR TWISTED SHIELDED
WC2107 |  | 1022941-12 |  | TPE, 1 PAIR TWISTED SHIELDED
WC2108 |  | 1022941-12 |  | TPE, 1 PAIR TWISTED SHIELDED
WC2109 |  | 1022941-12 |  | TPE, 1 PAIR TWISTED SHIELDED
WC2110 |  | 1022941-12 |  | TPE, 1 PAIR TWISTED SHIELDED
WC2111 |  | 1022941-12 |  | TPE, 1 PAIR TWISTED SHIELDED
WC2112 |  | 1022941-12 |  | TPE, 1 PAIR TWISTED SHIELDED
WC2126 |  | 1022941-13 |  | TPE, 1 TRIAD TWISTED SHIELDED
WC2127 |  | 1022941-13 |  | TPE, 1 TRIAD TWISTED SHIELDED
WC2128 |  | 1022941-13 |  | TPE, 1 TRIAD TWISTED SHIELDED
WC2129 |  | 1022941-13 |  | TPE, 1 TRIAD TWISTED SHIELDED
WC2156 |  | 1022941-13 |  | TPE, 1 TRIAD TWISTED SHIELDED
WC2157 |  | 1022941-13 |  | TPE, 1 TRIAD TWISTED SHIELDED
WC2180 |  | 1022941-13 |  | TPE, 1 TRIAD TWISTED SHIELDED
WC2254 |  | 1022941-13 |  | TPE, 1 TRIAD TWISTED SHIELDED
WC2255 |  | 1022941-13 |  | TPE, 1 TRIAD TWISTED SHIELDED
WC2262 |  | 1022941-13 |  | TPE, 1 TRIAD TWISTED SHIELDED
WC2701 |  | 1022941-13 |  | TPE, 1 TRIAD TWISTED SHIELDED
WC2702 |  | 1022941-13 |  | TPE, 1 TRIAD TWISTED SHIELDED
WC2703 |  | 1022941-13 |  | TPE, 1 TRIAD TWISTED SHIELDED
WC2704 |  | 1022941-13 |  | TPE, 1 TRIAD TWISTED SHIELDED
WC2705 |  | 1022941-13 |  | TPE, 1 TRIAD TWISTED SHIELDED
WC2706 |  | 1022941-13 |  | TPE, 1 TRIAD TWISTED SHIELDED
WC2707 |  | 1022941-13 |  | TPE, 1 TRIAD TWISTED SHIELDED
WC2708 |  | 1022941-13 |  | TPE, 1 TRIAD TWISTED SHIELDED
WC32211 |  | 1022941-13 |  | TPE, 1 TRIAD TWISTED SHIELDED
WC32221 |  | 1022941-13 |  | TPE, 1 TRIAD TWISTED SHIELDED
WC4638 |  | 1022941-13 |  | TPE, 1 TRIAD TWISTED SHIELDED
WC5540 |  | PART OF 1113568-200 |  | CABLE, 2 CONDUCTOR TRIMMED SHIELD PART OF HORN
WC8066 |  | 1022941-22 |  | TPE, 1 PAIR TWISTED SHIELDED
WC8067 |  | 1022941-22 |  | TPE, 1 PAIR TWISTED SHIELDED
WC8069 |  | 1022941-22 |  | TPE, 1 PAIR TWISTED SHIELDED
WC9001 |  | 1302073-36 |  | CABLE, ETHERNET - 36 INCHES
WC9111 |  | 1302073-36 |  | CABLE, ETHERNET - 36 INCHES
WCTE6210 |  | 1022941-13 |  | TPE, 1 TRIAD TWISTED SHIELDED

## Part Number List
Part Number List |  | SolarTools ver. 24.0.84.24712 (Jul 31, 2025)
Project # | 4P012
Report date: 4/27/2026 11:30 AM
Project Name | BSGP LINE2 - CS BOZOY 2 (KAZ)
Revision | A
Controls DE | COVARRUBIAS, A.
Phone:
Controls ME
Phone:
Device ID | Part Number | Description | Location
AF0141 | 2684693-17,2684693-25 | 5094-OB8XT, 8 DISCRETE OUTPUT | BOP,C.C.
AF0142 | 2684693-17,2684693-23 | 5094-IB16XT, 16 DISCRETE INPUT | BOP,C.C.
AF0143 | 2684693-18,2684693-56 | 5094-IF8IHXT, 8 ANALOG INPUT, ISOLATED | BOP,C.C.
AF0144 | 2684693-18,2684693-27 | 5094-OF8IHXT, 8 ANALOG OUTPUT, ISOLATED | BOP,C.C.
AF0145 | 2684693-19,2684693-33 | 5094-IY8XT, 8 ANALOG INPUT,TC/RTD/I&V | BOP,C.C.
AF0146 | 2684693-17,2684693-25 | 5094-OB8XT, 8 DISCRETE OUTPUT | BOP,C.C.
AF0181 | 2684693-17,2684693-25 | 5094-OB8XT, 8 DISCRETE OUTPUT | BOP,C.C.
AF0182 | 2684693-17,2684693-23 | 5094-IB16XT, 16 DISCRETE INPUT | BOP,C.C.
AF0183 | 2684693-18,2684693-28 | 5094-IB16SXT, 16 DISCRETE INPUT, S | BOP,C.C.
AF0184 | 2684693-18,2684693-55 | 5094-OB16SXT, 16 DISCRETE OUTPUT, S | BOP,C.C.
AF0185 | 2684693-18,2684693-56 | 5094-IF8IHXT, 8 ANALOG INPUT, ISOLATED | BOP,C.C.
AF0186 | 2684693-17,2684693-25 | 5094-OB8XT, 8 DISCRETE OUTPUT | BOP,C.C.
AU0140 | 2684693-22 | 5094-AENTRXT, FLEX 5000 I/O | BOP,C.C.
AU0180 | 2684693-22 | 5094-AENTRXT, FLEX 5000 I/O | BOP,C.C.
FU0140 | 1043265-1,1043265-5 | FUSE, 10A | BOP,C.C.
FU0141 | 1043265-1,1043265-5 | FUSE, 10A | BOP,C.C.
FU0142 | 1043265-1,1043265-5 | FUSE, 10A | BOP,C.C.
FU0143 | 1043265-1,1043265-3 | FUSE, 2A | BOP,C.C.
FU0146 | 1043265-1,1043265-6 | FUSE, 15A | BOP,C.C.
FU0180 | 1043265-1,1043265-5 | FUSE, 10A | BOP,C.C.
FU0181 | 1043265-1,1043265-5 | FUSE, 10A | BOP,C.C.
FU0182 | 1043265-1,1043265-5 | FUSE, 10A | BOP,C.C.
FU0183 | 1043265-1,1043265-5 | FUSE, 10A | BOP,C.C.
GR0181 | 903849C1 | RAIL GROUND, DIN RAIL GROUNDING | BOP,C.C.
GR0182 | 903849C1 | RAIL GROUND, DIN RAIL GROUNDING | BOP,C.C.
GR0183 | 903849C1 | RAIL GROUND, DIN RAIL GROUNDING | BOP,C.C.
IEG0257 | 232941-200 | BUS BAR, BOP - INSTRUMENT EARTH GROUNDING | BOP,C.C.
KT0571 | 2651077-1 | TIMER RELAY, LOADING VALVE A CLOSED | BOP,C.C.
KT0572 | 2651077-2 | TIMER RELAY, SUCTION VALVE A CLOSED | BOP,C.C.
KT0573 | 2651077-2 | TIMER RELAY, DISCHARGE VALVE CLOSED | BOP,C.C.
KT0574 | 2651077-1 | TIMER RELAY, BLOCK VALVE CLOSED | BOP,C.C.
KT0575 | 2651077-1 | TIMER RELAY, LOADING VALVE B CLOSED | BOP,C.C.
KT0576 | 2651077-1 | TIMER RELAY, SUCTION VALVE B CLOSED | BOP,C.C.
KT0580 | 2651077-1 | TIMER RELAY, VENT VALVE OPEN | BOP,C.C.
KT0584 | 2651077-1 | TIMER RELAY, BLOCK VALVE CLOSED | BOP,C.C.
KT0998 | 2651077-1 | TIMER RELAY, LOW SPEED CONFIRMED #2 | BOP,C.C.
KT0999 | 2651077-2 | TIMER RELAY, LOW SPEED CONFIRMED #1 | BOP,C.C.
XT0140 | 1066730-7,1066730-8,1067996-4 | TERMINAL BLOCK, SPRING, 4 CONDUCTOR,30-12 AWG (0.05-3.31 MM2),NON-IS | BOP,C.C.
XT0572 | 1066730-7,1066730-8,1067996-4 | TERMINAL BLOCK, SPRING, 4 CONDUCTOR,30-12 AWG (0.05-3.31 MM2),NON-IS | BOP,C.C.
XT0573 | 1066730-10,1066730-68,1066730-9 | DIODE TERMINAL STRIP, 4 CONDUCTOR | BOP,C.C.
XT0999 | 1066730-7 | TERMINAL BLOCK, SPRING, 4 CONDUCTOR,30-12 AWG (0.05-3.31 MM2),NON-IS | BOP,C.C.
AF0081 | 2684693-18,2684693-28 | 5094-IB16SXT, 16 DISCRETE INPUT, S | CONTROL A,C.C.
AF0082 | 2684693-17,2684693-23 | 5094-IB16XT, 16 DISCRETE INPUT | CONTROL A,C.C.
AF0083 | 2684693-19,2684693-33 | 5094-IY8XT, 8 ANALOG INPUT,TC/RTD/I&V | CONTROL A,C.C.
AF0084 | 2684693-19,2684693-33 | 5094-IY8XT, 8 ANALOG INPUT, TC/RTD/ I&V | CONTROL A,C.C.
AF0085 | 2684693-18,2684693-56 | 5094-IF8IHXT, 8 ANALOG INPUT, ISOLATED | CONTROL A,C.C.
AF0086 | 2684693-18,2684693-56 | 5094-IF8IHXT, 8 ANALOG INPUT, ISOLATED | CONTROL A,C.C.
AF0087 | 2684693-17,2684693-23 | 5094-IB16XT, 16 DISCRETE INPUT | CONTROL A,C.C.
AF0091 | 2684693-17,2684693-23 | 5094-IB16XT, 16 DISCRETE INPUT | CONTROL A,C.C.
AF0092 | 2684693-17,2684693-24 | 5094-OB16XT, 16 DISCRETE OUTPUT | CONTROL A,C.C.
AF0093 | 2684693-17,2684693-24 | 5094-OB16XT, 16 DISCRETE OUTPUT | CONTROL A,C.C.
AF0094 | 2684693-19,2684693-33 | 5094-IY8XT, 8 ANALOG INPUT,TC/RTD/I&V | CONTROL A,C.C.
AF0095 | 2684693-17,2684693-25 | 5094-OB8XT, 8 DISCRETE OUTPUT | CONTROL A,C.C.
AU0080 | 2684693-22 | 5094-AENTRXT, FLEX 5000 I/O | CONTROL A,C.C.
AU0090 | 2684693-22 | 5094-AENTRXT, FLEX 5000 I/O | CONTROL A,C.C.
FU0012 | 1043265-1,1043265-5 | FUSE, 10A | CONTROL A,C.C.
FU0013 | 1043265-1,1043265-5 | FUSE, 10A | CONTROL A,C.C.
FU0014 | 1043265-1,1043265-5 | FUSE, 10A | CONTROL A,C.C.
FU0015 | 1043265-1,1043265-5 | FUSE, 10A | CONTROL A,C.C.
FU0016 | 1043265-1,1043265-5 | FUSE, 10A | CONTROL A,C.C.
FU0017 | 1043265-1,1043265-5 | FUSE, 10A | CONTROL A,C.C.
FU0018 | 1043265-1,1043265-5 | FUSE, 10A | CONTROL A,C.C.
FU0080 | 1043265-1,1043265-6 | FUSE, 15A | CONTROL A,C.C.
FU0081 | 1043265-1,1043265-5 | FUSE, 10A | CONTROL A,C.C.
FU0090 | 1043265-1,1043265-5 | FUSE, 10A | CONTROL A,C.C.
FU0091 | 1043265-1,1043265-5 | FUSE, 10A | CONTROL A,C.C.
FU0092 | 1043265-1,1043265-5 | FUSE, 10A | CONTROL A,C.C.
FU0093 | 1043265-1,1043265-5 | FUSE, 10A | CONTROL A,C.C.
FU0094 | 1043265-1,1043265-5 | FUSE, 10A | CONTROL A,C.C.
FU0136 | 1043265-1,1043265-9 | FUSE, 30A | CONTROL A,C.C.
FU0137 | 1043265-1,1043265-7 | FUSE, 20A | CONTROL A,C.C.
FU0139 | 1043265-1,1043265-4 | FUSE, 5A | CONTROL A,C.C.
FU0387 | 1043265-1,1043265-4 | FUSE, 5A | CONTROL A,C.C.
FU0388 | 1043265-1,1043265-4 | FUSE, 5A | CONTROL A,C.C.
FU0389 | 1043265-1,1043265-3 | FUSE, 2A | CONTROL A,C.C.
FU0390 | 1043265-1,1043265-4 | FUSE, 5A | CONTROL A,C.C.
GR0131 | 903849C1 | RAIL GROUND, DIN RAIL GROUNDING | CONTROL A,C.C.
GR0132 | 903849C1 | RAIL GROUND, DIN RAIL GROUNDING | CONTROL A,C.C.
GR0133 | 903849C1 | RAIL GROUND, DIN RAIL GROUNDING | CONTROL A,C.C.
GR0134 | 903849C1 | RAIL GROUND, DIN RAIL GROUNDING | CONTROL A,C.C.
GR0135 | 903849C1 | RAIL GROUND, DIN RAIL GROUNDING | CONTROL A,C.C.
IEG0010 | 232941-300 | BUS BAR, PANEL A - INSTRUMENT EARTH GROUNDING | CONTROL A,C.C.
KA0130 | 1061979-1 | RELAY, LOWSPEED/OPEN PROBE SETPOINT | CONTROL A,C.C.
KA0131 | 1061979-1 | RELAY, CONTROLLER ACTIVE | CONTROL A,C.C.
KA0132 | 1061979-1 | RELAY, CONTROLLER ACTIVE | CONTROL A,C.C.
KA0133 | 1061979-1 | RELAY, POST LUBE TIMER RESET | CONTROL A,C.C.
KA0134 | 1061979-1 | RELAY, BACKUP COMMAND OFF | CONTROL A,C.C.
KA0135 | 1061979-1 | RELAY, AC PRE/POST PUMP DRIVE | CONTROL A,C.C.
KA0136 | 1061979-1 | RELAY, LUBE OIL HEADER^PRESSURE HIGH | CONTROL A,C.C.
KA0137 | 1061979-1 | RELAY, LUBE PUMP INHIBIT | CONTROL A,C.C.
KA0138 | 1061979-1 | RELAY, BACKUP LUBE OIL PUMP OFF | CONTROL A,C.C.
KA0141 | 1061979-1 | RELAY, CONTROLLER ACTIVE | CONTROL A,C.C.
KA0230 | 1061979-1 | RELAY, CONTROLLER ACTIVE | CONTROL A,C.C.
KA0231 | 1061979-1 | RELAY, CONTROLLER ACTIVE | CONTROL A,C.C.
KA0232 | 1061979-1 | RELAY, CONTROLLER ACTIVE | CONTROL A,C.C.
KA0236 | 1061979-1 | RELAY, NO EMERGENCY SHUTDOWN SUMMARY | CONTROL A,C.C.
KA0239 | 1061979-1 | RELAY, NO EMERGENCY SHUTDOWN SUMMARY | CONTROL A,C.C.
KA0240 | 1061979-1 | RELAY, NO EMERGENCY SHUTDOWN SUMMARY | CONTROL A,C.C.
KA0241 | 1061979-1 | RELAY, BACKUP SYSTEM RESET | CONTROL A,C.C.
KA0242 | 1061979-1 | RELAY, BACKUP SYSTEM RESET | CONTROL A,C.C.
KA0243 | 1061979-1 | RELAY, NO FIRE DETECTED | CONTROL A,C.C.
KA0244 | 1061979-1 | RELAY, NO FIRE DETECTED | CONTROL A,C.C.
KA0245 | 1061979-1 | RELAY, NO GAS DETECTED | CONTROL A,C.C.
KA0481 | 1061979-1 | RELAY, EPB HMIS REBOOT | CONTROL A,C.C.
KA0803 | 1061979-1 | RELAY, TURBINE AIR INLET^FILTER CLEANING | CONTROL A,C.C.
KA0875 | 1061979-1 | RELAY, LOCAL HORN CONTROL (PLC) | CONTROL A,C.C.
KA2160 | 1061979-1 | RELAY, CLOSE GAS BLOCK VALVE | CONTROL A,C.C.
KA2161 | 1061979-1 | RELAY, OPEN GAS BLEED VALVE | CONTROL A,C.C.
KA3103 | 1061979-1 | RELAY, LUBE OIL TANK HEATER | CONTROL A,C.C.
KA3220 | 1061979-1 | RELAY, LUBE OIL COOLER FAN | CONTROL A,C.C.
KA3221 | 1061979-1 | RELAY, LUBE OIL COOLER FAN | CONTROL A,C.C.
KA6211 | 1061979-1 | RELAY, DRIVER ENCLOSURE^VENT FAN #1 | CONTROL A,C.C.
KA6212 | 1061979-1 | RELAY, DRIVER ENCLOSURE^VENT FAN #2 | CONTROL A,C.C.
KT0140 | 2651077-1 | TIMER RELAY, BACKUP PUMP^POST LUBE OFF CYCLE | CONTROL A,C.C.
KT0141 | 2651077-1 | TIMER RELAY, BACKUP POST LUBE CONTINUOUS | CONTROL A,C.C.
KT0142 | 2651077-1 | TIMER RELAY, TOTAL POST LUBE | CONTROL A,C.C.
KT0143 | 2651077-1 | TIMER RELAY, BACKUP PUMP POST LUBE ON CYCLE | CONTROL A,C.C.
KT0144 | 2651077-1 | TIMER RELAY, HEADER PRESSURE HIGH^BACKUP PUMP OFF | CONTROL A,C.C.
KT0145 | 2651077-1 | TIMER RELAY, FIRE DETECTED ROLLDOWN LUBE | CONTROL A,C.C.
KT0146 | 2651077-3 | TIMER RELAY, WATCHDOG | CONTROL A,C.C.
PEG0130 | 232941-300 | BUS BAR, PANEL A - POWER EARTH GROUNDING | CONTROL A,C.C.
QS0011 | 1126803 | CIRCUIT BREAKER, DOUBLE POLE - RAIL MOUNTABLE | CONTROL A,C.C.
UJ0131 | 1286570-1 | POWER CONVERTER, AC/DC INPUT TO 28V DC OUTPUT | CONTROL A,C.C.
WC0080 | 2684693-54 |  | CONTROL A,C.C.
XT0002 | 1066730-16,1066730-17,1066730-18 | TERMINAL STRIP, 2 CONDUCTOR | CONTROL A,C.C.
XT0003 | 1066730-16,1066730-17,1066730-18 | TERMINAL STRIP, 2 CONDUCTOR | CONTROL A,C.C.
XT0012 | 1066730-16,1066730-17,1066730-18 | TERMINAL STRIP, 2 CONDUCTOR | CONTROL A,C.C.
XT0014 | 1247052-1 | BUS BAR, SYSTEM FUNCTION (USE) | CONTROL A,C.C.
XT0080 | 1066730-7,1066730-8,1067996-4 | TERMINAL BLOCK, SPRING, 4 CONDUCTOR,30-12 AWG (0.05-3.31 MM2),NON-IS | CONTROL A,C.C.
XT0081 | 1066730-7,1066730-8,1067996-4 | TERMINAL BLOCK, SPRING, 4 CONDUCTOR,30-12 AWG (0.05-3.31 MM2),NON-IS | CONTROL A,C.C.
XT0082 | 1066730-7,1066730-8,1067996-4 | TERMINAL BLOCK, SPRING, 4 CONDUCTOR,30-12 AWG (0.05-3.31 MM2),NON-IS | CONTROL A,C.C.
XT0084 | 1066730-7,1066730-8,1067996-4 | TERMINAL BLOCK, SPRING, 4 CONDUCTOR,30-12 AWG (0.05-3.31 MM2),NON-IS | CONTROL A,C.C.
XT0089 | 1066730-7,1066730-8,1067996-4 | TERMINAL BLOCK, SPRING, 4 CONDUCTOR,30-12 AWG (0.05-3.31 MM2),NON-IS | CONTROL A,C.C.
XT9930 | 1066730-7 | TERMINAL BLOCK, SPRING, 4 CONDUCTOR,30-12 AWG (0.05-3.31 MM2),NON-IS | CONTROL A,C.C.
AF0061 | 2684693-17,2684693-25 | 5094-OB8XT, 8 DISCRETE OUTPUT | CONTROL B,C.C.
AF0062 | 2684693-17,2684693-25 | 5094-OB8XT, 8 DISCRETE OUTPUT | CONTROL B,C.C.
AF0063 | 2684693-17,2684693-23 | 5094-IB16XT, 16 DISCRETE INPUT | CONTROL B,C.C.
AF0064 | 2684693-18,2684693-30 | 5094-IF4IHSXT, 4 ANALOG INPUT, S | CONTROL B,C.C.
AF0065 | 2684693-18,2684693-30 | 5094-IF4IHSXT, 4 ANALOG INPUT, S | CONTROL B,C.C.
AF0066 | 2684693-18,2684693-27 | 5094-OF8IHXT, 8 ANALOG OUTPUT, ISOLATED | CONTROL B,C.C.
AF0067 | 2684693-17,2684693-25 | 5094-OB8XT, 8 DISCRETE OUTPUT | CONTROL B,C.C.
AF0068 | 2684693-21,2684693-36 | 5094-IRT8SXT, 8 RTD/TC ANALOG INPUT, S | CONTROL B,C.C.
AF0071 | 2684693-18,2684693-32 | 5094-IJ2ISXT, 2 FAST COUNTER INPUT, S | CONTROL B,C.C.
AF0072 | 2684693-18,2684693-30 | 5094-IF4IHSXT, 4 ANALOG INPUT, S | CONTROL B,C.C.
AF0073 | 2684693-21,2684693-36 | 5094-IRT8SXT, 8 RTD/TC ANALOG INPUT, S | CONTROL B,C.C.
AF0074 | 2684693-18,2684693-56 | 5094-IF8IHXT, 8 ANALOG INPUT, ISOLATED | CONTROL B,C.C.
AF0075 | 2684693-18,2684693-30 | 5094-IF4IHSXT, 4 ANALOG INPUT, S | CONTROL B,C.C.
AF0076 | 2684693-18,2684693-55 | 5094-OB16SXT, 16 DISCRETE OUTPUT, S | CONTROL B,C.C.
AF0077 | 2684693-19,2684693-33 | 5094-IY8XT, 8 ANALOG INPUT,TC/RTD/I&V | CONTROL B,C.C.
AF0400 | 1322418-31,1322418-40,1322418-72,1322418-73 | 1444-TSCX02-02RB, 2-CH TACHOMETER INPUT^DYNAMIX 1444 VIBRATION | CONTROL B,C.C.
AF0410 | 1322418-11,1322418-20,1322418-70,1322418-71 | 1444-DYN04-01RA, 4-CH VIBRATION INPUT^DYNAMIX 1444 VIBRATION | CONTROL B,C.C.
AF0420 | 1322418-11,1322418-20,1322418-70,1322418-71 | 1444-DYN04-01RA, 4-CH VIBRATION INPUT^DYNAMIX 1444 VIBRATION | CONTROL B,C.C.
AF0430 | 1322418-11,1322418-20,1322418-70,1322418-71 | 1444-DYN04-01RA, 4-CH VIBRATION INPUT^DYNAMIX 1444 VIBRATION | CONTROL B,C.C.
AF0450 | 1322418-11,1322418-20,1322418-70,1322418-71 | 1444-DYN04-01RA, 4-CH VIBRATION INPUT^DYNAMIX 1444 VIBRATION | CONTROL B,C.C.
AU0060 | 2684693-22 | 5094-AENTRXT, FLEX 5000 I/O | CONTROL B,C.C.
AU0070 | 2684693-22 | 5094-AENTRXT, FLEX 5000 I/O | CONTROL B,C.C.
FU0010 | 1043265-1,1043265-5 | FUSE, 10A | CONTROL B,C.C.
FU0021 | 1043265-1,1043265-3 | FUSE, 2A | CONTROL B,C.C.
FU0022 | 1043265-1,1043265-3 | FUSE, 2A | CONTROL B,C.C.
FU0035 | 1043265-1,1043265-3 | FUSE, 2A | CONTROL B,C.C.
FU0036 | 1043265-1,1043265-3 | FUSE, 2A | CONTROL B,C.C.
FU0037 | 1043265-1,1043265-3 | FUSE, 2A | CONTROL B,C.C.
FU0060 | 1043265-1,1043265-6 | FUSE, 15A | CONTROL B,C.C.
FU0061 | 1043265-1,1043265-5 | FUSE, 10A | CONTROL B,C.C.
FU0062 | 1043265-1,1043265-5 | FUSE, 10A | CONTROL B,C.C.
FU0063 | 1043265-1,1043265-5 | FUSE, 10A | CONTROL B,C.C.
FU0064 | 1043265-1,1043265-5 | FUSE, 10A | CONTROL B,C.C.
FU0070 | 1043265-1,1043265-5 | FUSE, 10A | CONTROL B,C.C.
FU0076 | 1043265-1,1043265-5 | FUSE, 10A | CONTROL B,C.C.
FU0100 | 1043265-1,1043265-4 | FUSE, 5A | CONTROL B,C.C.
FU0113 | 1043265-1,1043265-5 | FUSE, 10A | CONTROL B,C.C.
FU0114 | 1043265-1,1043265-5 | FUSE, 10A | CONTROL B,C.C.
FU0115 | 1043265-1,1043265-5 | FUSE, 10A | CONTROL B,C.C.
FU0210 | 1043265-1,1043265-7 | FUSE, 20A | CONTROL B,C.C.
FU0212 | 1043265-1,1043265-3 | FUSE, 2A | CONTROL B,C.C.
FU0410 | 1043265-1,1043265-4 | FUSE, 5A | CONTROL B,C.C.
GR0231 | 903849C1 | RAIL GROUND, DIN RAIL GROUNDING | CONTROL B,C.C.
GR0232 | 903849C1 | RAIL GROUND, DIN RAIL GROUNDING | CONTROL B,C.C.
GR0233 | 903849C1 | RAIL GROUND, DIN RAIL GROUNDING | CONTROL B,C.C.
IEG0230 | 232941-300 | BUS BAR, PANEL B - INSTRUMENT EARTH GROUNDING | CONTROL B,C.C.
KA0221 | 1061979-1 | RELAY, PRIMARY GAS FUEL SHUTOFF VALVE | CONTROL B,C.C.
KA0222 | 1061979-1 | RELAY, SECONDARY GAS FUEL SHUTOFF VALVE | CONTROL B,C.C.
KA0233 | 1061979-1 | RELAY, CONTROLLER ACTIVE | CONTROL B,C.C.
KA0234 | 1061979-1 | RELAY, CONTROLLER ACTIVE | CONTROL B,C.C.
KA0235 | 1061979-1 | RELAY, NO ESD SUMMARY | CONTROL B,C.C.
KA0237 | 1061979-1 | RELAY, NO ESD SUMMARY | CONTROL B,C.C.
KA0251 | 1061979-1 | RELAY, NO EMERGENCY SHUTDOWN SUMMARY | CONTROL B,C.C.
KA1020 | 1061979-1 | RELAY, IGNITION START | CONTROL B,C.C.
KA6200 | 1061979-1 | RELAY, DRIVER ENCLOSURE^SPACE HEATER | CONTROL B,C.C.
KA6210 | 1061979-1 | RELAY, LOUVER POWER DISABLE | CONTROL B,C.C.
PC0470 | 2271605-1 | TIMER/COUNTER, ENGINE HOUR / START COUNTER | CONTROL B,C.C.
RR0941 | 1066738-13 | RESISTOR, 4.7K OHM | CONTROL B,C.C.
RR0942 | 1066738-8 | RESISTOR, 1.0K OHM | CONTROL B,C.C.
VD6210 | 1066738-10 | DIODE, 15 pF | CONTROL B,C.C.
XT0060 | 1066730-7 | TERMINAL BLOCK, SPRING, 4 CONDUCTOR,30-12 AWG (0.05-3.31 MM2),NON-IS | CONTROL B,C.C.
XT0062 | 1066730-7,1066730-8,1067996-4 | TERMINAL BLOCK, SPRING, 4 CONDUCTOR,30-12 AWG (0.05-3.31 MM2),NON-IS | CONTROL B,C.C.
XT0237 | 1066730-10,1066730-9,1067996-4 | DIODE TERMINAL STRIP, 4 CONDUCTOR | CONTROL B,C.C.
XT0240 | 1066730-7 | TERMINAL BLOCK, SPRING, 4 CONDUCTOR,30-12 AWG (0.05-3.31 MM2),NON-IS | CONTROL B,C.C.
XT0400 | 1066730-1,1066730-2,1067996-4 | TERMINAL STRIP, 4 CONDUCTOR | CONTROL B,C.C.
XT0401 | 1066730-7,1066730-8,1067996-4 | TERMINAL BLOCK, SPRING, 4 CONDUCTOR,30-12 AWG (0.05-3.31 MM2),NON-IS | CONTROL B,C.C.
XT6210 | 1066730-7 | TERMINAL BLOCK, SPRING, 4 CONDUCTOR,30-12 AWG (0.05-3.31 MM2),NON-IS | CONTROL B,C.C.
XT6211 | 1066730-7 | TERMINAL BLOCK, SPRING, 4 CONDUCTOR,30-12 AWG (0.05-3.31 MM2),NON-IS | CONTROL B,C.C.
AT0190 | 1577354-5100 | WORKSTATION, PANEL COMPUTER, TT4000 | DOOR
AT0190K | 1047273-2,1068334 | KEYBOARD, TYPING INTERFACE | DOOR
EL0271 | 1022899 | LIGHT, LED, WHITE | DOOR
EL0272 | 1022899 | LIGHT, LED, WHITE | DOOR
EL0273 | 1022899 | LIGHT, LED, WHITE | DOOR
HA0273 | 1113568-200 | HORN, AUDIBLE ALARM | DOOR
ZS0271 | 1113474-1 | LIMIT SWITCH, CONSOLE DOOR OPEN | DOOR
ZS0273 | 1113474-1 | LIMIT SWITCH, CONSOLE DOOR OPEN | DOOR
AT1100 | 1577354-4503 | WORKSTATION, VERSA VIEW 1200H | EP JB70 BOX
HL0475 | PART OF EP BOX | LIGHT, STOPPING, WHITE | EP JB70 BOX
HL0476 | PART OF EP BOX | LIGHT, STARTING, WHITE | EP JB70 BOX
SA0475 | PART OF EP BOX | SWITCH, TEST CRANK | EP JB70 BOX
SB0451 | PART OF EP BOX | PUSHBUTTON SWITCH, DISPLAY F1 | EP JB70 BOX
SB0452 | PART OF EP BOX | PUSHBUTTON SWITCH, DISPLAY F2 | EP JB70 BOX
SB0453 | PART OF EP BOX | PUSHBUTTON SWITCH, DISPLAY F3 | EP JB70 BOX
SB0454 | PART OF EP BOX | PUSHBUTTON SWITCH, DISPLAY F4 | EP JB70 BOX
SB0455 | PART OF EP BOX | PUSHBUTTON SWITCH, DISPLAY F5 | EP JB70 BOX
SB0456 | PART OF EP BOX | PUSHBUTTON SWITCH, DISPLAY F6 | EP JB70 BOX
SB0457 | PART OF EP BOX | PUSHBUTTON SWITCH, DISPLAY F7 | EP JB70 BOX
SB0458 | PART OF EP BOX | PUSHBUTTON SWITCH, DISPLAY F8 | EP JB70 BOX
SB0472 | PART OF EP BOX | PUSHBUTTON SWITCH, EMERGENCY STOP | EP JB70 BOX
SB0473 | PART OF EP BOX | PUSHBUTTON SWITCH, ACKNOWLEDGE | EP JB70 BOX
SB0474 | PART OF EP BOX | PUSHBUTTON SWITCH, RESET | EP JB70 BOX
SB0475 | PART OF EP BOX | PUSHBUTTON SWITCH, NORMAL STOP | EP JB70 BOX
SB0476 | PART OF EP BOX | PUSHBUTTON SWITCH, START | EP JB70 BOX
XT0470 | PART OF EP BOX | TERMINAL BLOCK, SPRING, 4 CONDUCTOR,30-12 AWG (0.05-3.31 MM2),NON-IS | EP JB70 BOX
AT0170 | 1056244-29 | CONTROLLER, EAGLE QUANTUM PREMIER | F&G,C.C.
AT0175 | 1056244-5 | 8 CHANNEL ED I/O, EAGLE QUANTUM PREMIER | F&G,C.C.
AT0176 | 1056244-5 | 8 CHANNEL ED I/O, EAGLE QUANTUM PREMIER | F&G,C.C.
AT0178 | 1056244-5 | 8 CHANNEL ED I/O, EAGLE QUANTUM PREMIER | F&G,C.C.
FU0170 | 1043265-1,1043265-5 | FUSE, 10A | F&G,C.C.
FU0171 | 1043265-1,1043265-5 | FUSE, 10A | F&G,C.C.
FU0172 | 1043265-1,1043265-3 | FUSE, 2A | F&G,C.C.
FU0294 | 1043265-1,1043265-5 | FUSE, 10A | F&G,C.C.
FU0295 | 1043265-1,1043265-5 | FUSE, 10A | F&G,C.C.
FU0535 | 1043265-1,1043265-7 | FUSE, 20A | F&G,C.C.
GR0121 | 903849C1 | RAIL GROUND, DIN RAIL GROUNDING | F&G,C.C.
GR0122 | 903849C1 | RAIL GROUND, DIN RAIL GROUNDING | F&G,C.C.
GR0123 | 903849C1 | RAIL GROUND, DIN RAIL GROUNDING | F&G,C.C.
GR0124 | 903849C1 | RAIL GROUND, DIN RAIL GROUNDING | F&G,C.C.
IEG0150 | 232941-200 | BUS BAR, ENCLOSURE - INSTRUMENT EARTH GROUNDING | F&G,C.C.
KA0145 | 1061979-1 | RELAY, AC PRE/POST PUMP DRIVE | F&G,C.C.
KA0172 | 1061979-1 | RELAY, FIRE DETECTED (CUSTOMER) | F&G,C.C.
KA0174 | 1061979-1 | RELAY, GAS DETECTED (CUSTOMER) | F&G,C.C.
KA0176 | 1061979-1 | RELAY, VENTILATION REQUIRED | F&G,C.C.
KA0177 | 1061979-1 | RELAY, VENTILATION REQUIRED | F&G,C.C.
KA0178 | 1061979-1 | RELAY, LOCAL HORN CONTROL (EQP) | F&G,C.C.
KA0179 | 1061979-1 | RELAY, VENTILATION REQUIRED | F&G,C.C.
KA0246 | 1061979-1 | RELAY, NO FIRE DETECTED | F&G,C.C.
KA0247 | 1061979-1 | RELAY, NO FIRE DETECTED | F&G,C.C.
KA0249 | 1061979-1 | RELAY, NO GAS DETECTED | F&G,C.C.
KA0254 | 1061979-1 | RELAY, NO FIRE DECTECTED | F&G,C.C.
KA0255 | 1061979-1 | RELAY, CONTROLLER ACTIVE | F&G,C.C.
KA0531 | 1061979-1 | RELAY, NO EMERGENCY SHUTDOWN SUMMARY | F&G,C.C.
KA0532 | 1061979-1 | RELAY, NO EMERGENCY SHUTDOWN SUMMARY | F&G,C.C.
KA0533 | 1061979-1 | RELAY, NO EMERGENCY SHUTDOWN SUMMARY | F&G,C.C.
KA0534 | 1061979-1 | RELAY, NO EMERGENCY SHUTDOWN SUMMARY | F&G,C.C.
KA0535 | 1061979-1 | RELAY, CONTROLLER ACTIVE | F&G,C.C.
KA0536 | 1061979-1 | RELAY, CONTROLLER ACTIVE | F&G,C.C.
KA0537 | 1061979-1 | RELAY, NO EMERGENCY SHUTDOWN SUMMARY | F&G,C.C.
KA0538 | 1061979-1 | RELAY, NO EMERGENCY SHUTDOWN SUMMARY | F&G,C.C.
KA0540 | 1061979-1 | RELAY, OPEN SUCTION VALVE A | F&G,C.C.
KA0541 | 1061979-1 | RELAY, OPEN DISCHARGE VALVE | F&G,C.C.
KA0543 | 1061979-1 | RELAY, OPEN SUCTION VALVE B | F&G,C.C.
KA0544 | 1061979-1 | RELAY, NO EMERGENCY SHUTDOWN SUMMARY | F&G,C.C.
KA0545 | 1061979-1 | RELAY, NO EMERGENCY SHUTDOWN SUMMARY | F&G,C.C.
KA0546 | 1061979-1 | RELAY, NO EMERGENCY SHUTDOWN SUMMARY | F&G,C.C.
KA0547 | 1061979-1 | RELAY, NO EMERGENCY SHUTDOWN SUMMARY | F&G,C.C.
KA0550 | 1061979-1 | RELAY, OPEN SUCTION VALVE SAFETY | F&G,C.C.
KA0551 | 1061979-1 | RELAY, OPEN DISCHARGE VALVE SAFETY | F&G,C.C.
KA0552 | 1061979-1 | RELAY, CLOSE SUCTION VALVE SAFETY | F&G,C.C.
KA0553 | 1061979-1 | RELAY, CLOSE DISCHARGE VALVE SAFETY | F&G,C.C.
KA0554 | 1061979-1 | RELAY, CLOSE VENT VALVE(SAFETY) | F&G,C.C.
KA0555 | 1061979-1 | RELAY, OPEN VENT VALVE(SAFETY) | F&G,C.C.
KA0556 | 1061979-1 | RELAY, OPEN RECYCLE BLOCK VALVE (SAFETY) | F&G,C.C.
KA0557 | 1061979-1 | RELAY, CLOSE RECYCLE BLOCK VALVE SAFETY | F&G,C.C.
KA0558 | 1061979-1 | RELAY, CLOSE SUCTION VALVE SAFETY | F&G,C.C.
KA0559 | 1061979-1 | RELAY, OPEN SUCTION VALVE SAFETY | F&G,C.C.
KA0599 | 1061979-1 | RELAY, OPEN RECYCLE BLOCK VALVE | F&G,C.C.
KA6510 | 1061979-1 | RELAY, FIRE SYSTEM AUTO/INHIBIT | F&G,C.C.
KA8000 | 1061979-1 | RELAY, DRY CONTACT, OUTPUT, SPARE | F&G,C.C.
KA8001 | 1061979-1 | RELAY, DRY CONTACT, OUTPUT, SPARE | F&G,C.C.
KA8002 | 1061979-1 | RELAY, DRY CONTACT, OUTPUT, SPARE | F&G,C.C.
KA8003 | 1061979-1 | RELAY, DRY CONTACT, OUTPUT, SPARE | F&G,C.C.
KA8004 | 1061979-1 | RELAY, DRY CONTACT, OUTPUT, SPARE | F&G,C.C.
KA8005 | 1061979-1 | RELAY, DRY CONTACT, INPUT, SPARE | F&G,C.C.
KA8006 | 1061979-1 | RELAY, DRY CONTACT, INPUT, SPARE | F&G,C.C.
KA8007 | 1061979-1 | RELAY, DRY CONTACT, INPUT, SPARE | F&G,C.C.
PEG0150 | 232941-200 | BUS BAR, ENCLOSURE - POWER EARTH GROUNDING | F&G,C.C.
RR1755 | 1066738-9 | RESISTOR, 10K OHM | F&G,C.C.
RR1763 | 1066738-9 | RESISTOR, 10K OHM | F&G,C.C.
RR1764 | 1066738-9 | RESISTOR, 10K OHM | F&G,C.C.
RR1765 | 1066738-9 | RESISTOR, 10K OHM | F&G,C.C.
RR1767 | 1066738-9 | RESISTOR, 10K OHM | F&G,C.C.
RR1788 | 1066738-9 | RESISTOR, 10K OHM | F&G,C.C.
UV0170 | 1056244-2 | POWER SUPPLY, EAGLE QUANTUM PREMIER | F&G,C.C.
VD1788 | 1066738-10 | DIODE, 15 pF | F&G,C.C.
XT0170 | 1066730-7,1066730-8,1067996-4 | TERMINAL BLOCK, SPRING, 4 CONDUCTOR,30-12 AWG (0.05-3.31 MM2),NON-IS | F&G,C.C.
XT0171 | 1066730-7,1066730-8,1067996-4 | TERMINAL BLOCK, SPRING, 4 CONDUCTOR,30-12 AWG (0.05-3.31 MM2),NON-IS | F&G,C.C.
XT0535 | 1066730-7,1066730-8,1067996-4 | TERMINAL BLOCK, SPRING, 4 CONDUCTOR,30-12 AWG (0.05-3.31 MM2),NON-IS | F&G,C.C.
XT0536 | 1066730-7,1066730-8,1067996-4 | TERMINAL BLOCK, SPRING, 4 CONDUCTOR,30-12 AWG (0.05-3.31 MM2),NON-IS | F&G,C.C.
XT8000 | 1066730-7 | TERMINAL BLOCK, SPRING, 4 CONDUCTOR,30-12 AWG (0.05-3.31 MM2),NON-IS | F&G,C.C.
XT9932 | 1066730-7,1066730-8,1067996-4 | TERMINAL BLOCK, SPRING, 4 CONDUCTOR,30-12 AWG (0.05-3.31 MM2),NON-IS | F&G,C.C.
BA0005 | 1271449-1 | MEDIA CONVERTER, ETHERNET-FIBER OPTIC | FO CONV,VFD
BA0006 | 1271449-1 | MEDIA CONVERTER, ETHERNET-FIBER OPTIC | FO CONV,VFD
FU1123 | 1043265-1,1043265-3 | FUSE, 2A | FO CONV,VFD
FU1124 | 1043265-1,1043265-3 | FUSE, 2A | FO CONV,VFD
GR1123 | 903849C1 | RAIL GROUND, DIN RAIL GROUNDING | FO CONV,VFD
GR1125 | 903849C1 | RAIL GROUND, DIN RAIL GROUNDING | FO CONV,VFD
IEG1123 | 232941-200 | BUS BAR, JB1123 - INSTRUMENT EARTH GROUNDING | FO CONV,VFD
XT1123 | 1066730-7,1066730-8,1067996-4 | TERMINAL BLOCK, SPRING, 4 CONDUCTOR,30-12 AWG (0.05-3.31 MM2),NON-IS | FO CONV,VFD
AF0500 | 1322418-31,1322418-40,1322418-72,1322418-73 | 1444-TSCX02-02RB, 2-CH TACHOMETER INPUT^DYNAMIX 1444 VIBRATION | HPC,C.C.
AF0510 | 1322418-11,1322418-20,1322418-70,1322418-71 | 1444-DYN04-01RA, 4-CH VIBRATION INPUT^DYNAMIX 1444 VIBRATION | HPC,C.C.
AF0520 | 1322418-11,1322418-20,1322418-70,1322418-71 | 1444-DYN04-01RA, 4-CH VIBRATION INPUT^DYNAMIX 1444 VIBRATION | HPC,C.C.
AF1201 | 2684693-17,2684693-25 | 5094-OB8XT, 8 DISCRETE OUTPUT | HPC,C.C.
AF1202 | 2684693-17,2684693-23 | 5094-IB16XT, 16 DISCRETE INPUT | HPC,C.C.
AF1203 | 2684693-18,2684693-56 | 5094-IF8IHXT, 8 ANALOG INPUT, ISOLATED | HPC,C.C.
AF1204 | 2684693-18,2684693-30 | 5094-IF4IHSXT, 4 ANALOG INPUT, S | HPC,C.C.
AF1205 | 2684693-18,2684693-30 | 5094-IF4IHSXT, 4 ANALOG INPUT, S | HPC,C.C.
AF1206 | 2684693-21,2684693-36 | 5094-IRT8SXT, 8 RTD/TC ANALOG INPUT, S | HPC,C.C.
AF1207 | 2684693-18,2684693-28 | 5094-IB16SXT, 16 DISCRETE INPUT, S | HPC,C.C.
AF1208 | 2684693-19,2684693-33 | 5094-IY8XT, 8 ANALOG INPUT, TC/RTD/ I&V | HPC,C.C.
AF1209 | 2684693-19,2684693-33 | 5094-IY8XT, 8 ANALOG INPUT, TC/RTD/ I&V | HPC,C.C.
AF1210 | 2684693-18,2684693-56 | 5094-IF8IHXT, 8 ANALOG INPUT, ISOLATED | HPC,C.C.
AF1211 | 2684693-18,2684693-56 | 5094-IF8IHXT, 8 ANALOG INPUT, ISOLATED | HPC,C.C.
AU1200 | 2684693-50 | 5094-AEN2TR, FLEX 5000 I/O | HPC,C.C.
FU0120 | 1043265-1,1043265-5 | FUSE, 10A | HPC,C.C.
FU0121 | 1043265-1,1043265-5 | FUSE, 10A | HPC,C.C.
FU0122 | 1043265-1,1043265-6 | FUSE, 15A | HPC,C.C.
FU0332 | 1043265-1,1043265-7 | FUSE, 20A | HPC,C.C.
FU0510 | 1043265-1,1043265-4 | FUSE, 5A | HPC,C.C.
GR0420 | 903849C1 | RAIL GROUND, DIN RAIL GROUNDING | HPC,C.C.
GR0421 | 903849C1 | RAIL GROUND, DIN RAIL GROUNDING | HPC,C.C.
GR0425 | 903849C1 | RAIL GROUND, DIN RAIL GROUNDING | HPC,C.C.
IEG0160 | 232941-200 | BUS BAR, HP CPSR - INSTRUMENT EARTH GROUNDING | HPC,C.C.
KA0120 | 1061979-1 | RELAY, CONTROLLER ACTIVE | HPC,C.C.
KA4401 | 1061979-1 | RELAY, HPC CASE DEPRESSURIZED | HPC,C.C.
XT0120 | 1066730-7,1066730-8,1067996-4 | TERMINAL BLOCK, SPRING, 4 CONDUCTOR,30-12 AWG (0.05-3.31 MM2),NON-IS | HPC,C.C.
XT0121 | 1066730-7,1066730-8,1067996-4 | TERMINAL BLOCK, SPRING, 4 CONDUCTOR,30-12 AWG (0.05-3.31 MM2),NON-IS | HPC,C.C.
XT0335 | 1066730-7,1066730-8,1067996-4 | TERMINAL BLOCK, SPRING, 4 CONDUCTOR,30-12 AWG (0.05-3.31 MM2),NON-IS | HPC,C.C.
XT0336 | 1066730-7,1066730-8,1067996-4 | TERMINAL BLOCK, SPRING, 4 CONDUCTOR,30-12 AWG (0.05-3.31 MM2),NON-IS | HPC,C.C.
XT0500 | 1066730-1,1066730-2,1067996-4 | TERMINAL STRIP, 4 CONDUCTOR | HPC,C.C.
XT0510 | 1066730-7,1066730-8,1067996-4 | TERMINAL BLOCK, SPRING, 4 CONDUCTOR,30-12 AWG (0.05-3.31 MM2),NON-IS | HPC,C.C.
FU0671 | 1043265-1,1043265-3 | FUSE, 2A | ISOLATORS,CSMD
FU0672 | 1043265-1,1043265-4 | FUSE, 5A | ISOLATORS,CSMD
FU0674 | 1043265-1,1043265-4 | FUSE, 5A | ISOLATORS,CSMD
GR0672 | 903849C1 | RAIL GROUND, DIN RAIL GROUNDING | ISOLATORS,CSMD
GR0673 | 903849C1 | RAIL GROUND, DIN RAIL GROUNDING | ISOLATORS,CSMD
UAI0660 | 1053038-35 | ISOLATOR, THERMOCOUPLE ELEMENT | ISOLATORS,CSMD
UAI0661 | 1053038-35 | ISOLATOR, THERMOCOUPLE ELEMENT | ISOLATORS,CSMD
UAI0662 | 1053038-35 | ISOLATOR, THERMOCOUPLE ELEMENT | ISOLATORS,CSMD
UAI0663 | 1053038-35 | ISOLATOR, THERMOCOUPLE ELEMENT | ISOLATORS,CSMD
UAI0664 | 1053038-35 | ISOLATOR, THERMOCOUPLE ELEMENT | ISOLATORS,CSMD
UAI0665 | 1053038-35 | ISOLATOR, THERMOCOUPLE ELEMENT | ISOLATORS,CSMD
UAI0666 | 1106298-11 | ISOLATOR, RESISTIVE TEMPERATURE DEVICE | ISOLATORS,CSMD
UAI0730 | 1053038-35 | ISOLATOR, THERMOCOUPLE ELEMENT | ISOLATORS,CSMD
UAI0731 | 1053038-35 | ISOLATOR, THERMOCOUPLE ELEMENT | ISOLATORS,CSMD
UAI0732 | 1053038-35 | ISOLATOR, THERMOCOUPLE ELEMENT | ISOLATORS,CSMD
UAI0733 | 1053038-35 | ISOLATOR, THERMOCOUPLE ELEMENT | ISOLATORS,CSMD
UAI0734 | 1053038-35 | ISOLATOR, THERMOCOUPLE ELEMENT | ISOLATORS,CSMD
UAI0735 | 1053038-35 | ISOLATOR, THERMOCOUPLE ELEMENT | ISOLATORS,CSMD
UAI0736 | 1106298-11 | ISOLATOR, RESISTIVE TEMPERATURE DEVICE | ISOLATORS,CSMD
UAI0737 | 1106298-11 | ISOLATOR, RESISTIVE TEMPERATURE DEVICE | ISOLATORS,CSMD
UAI0830 | 1106298-11 | ISOLATOR, RESISTIVE TEMPERATURE DEVICE | ISOLATORS,CSMD
UAI0831 | 1106298-11 | ISOLATOR, RESISTIVE TEMPERATURE DEVICE | ISOLATORS,CSMD
UAI0832 | 1106298-11 | ISOLATOR, RESISTIVE TEMPERATURE DEVICE | ISOLATORS,CSMD
UAI0833 | 1106298-11 | ISOLATOR, RESISTIVE TEMPERATURE DEVICE | ISOLATORS,CSMD
UAI0834 | 1106298-11 | ISOLATOR, RESISTIVE TEMPERATURE DEVICE | ISOLATORS,CSMD
UAI0835 | 1106298-11 | ISOLATOR, RESISTIVE TEMPERATURE DEVICE | ISOLATORS,CSMD
UAI0836 | 1106298-11 | ISOLATOR, RESISTIVE TEMPERATURE DEVICE | ISOLATORS,CSMD
UAI0840 | 1106298-11 | ISOLATOR, RESISTIVE TEMPERATURE DEVICE | ISOLATORS,CSMD
UAI0841 | 1106298-11 | ISOLATOR, RESISTIVE TEMPERATURE DEVICE | ISOLATORS,CSMD
UAI1283 | 1106298-11 | ISOLATOR, RESISTIVE TEMPERATURE DEVICE | ISOLATORS,CSMD
UAI1284 | 1106298-11 | ISOLATOR, RESISTIVE TEMPERATURE DEVICE | ISOLATORS,CSMD
UAI1285 | 1106298-11 | ISOLATOR, RESISTIVE TEMPERATURE DEVICE | ISOLATORS,CSMD
UAI1286 | 1106298-11 | ISOLATOR, RESISTIVE TEMPERATURE DEVICE | ISOLATORS,CSMD
UAI1287 | 1106298-11 | ISOLATOR, RESISTIVE TEMPERATURE DEVICE | ISOLATORS,CSMD
UAI1293 | 1106298-11 | ISOLATOR, RESISTIVE TEMPERATURE DEVICE | ISOLATORS,CSMD
UAI1294 | 1106298-11 | ISOLATOR, RESISTIVE TEMPERATURE DEVICE | ISOLATORS,CSMD
UAI1295 | 1106298-11 | ISOLATOR, RESISTIVE TEMPERATURE DEVICE | ISOLATORS,CSMD
UAI1296 | 1106298-11 | ISOLATOR, RESISTIVE TEMPERATURE DEVICE | ISOLATORS,CSMD
UAI3221 | 1106298-11 | ISOLATOR, RESISTIVE TEMPERATURE DEVICE | ISOLATORS,CSMD
UAI3222 | 1106298-11 | ISOLATOR, RESISTIVE TEMPERATURE DEVICE | ISOLATORS,CSMD
UAI4000 | 1053038-18 | ISOLATOR, VOLTAGE REPEATER | ISOLATORS,CSMD
UAI4001 | 1053038-18 | ISOLATOR, VOLTAGE REPEATER | ISOLATORS,CSMD
UAI4100 | 1053038-18 | ISOLATOR, VOLTAGE REPEATER | ISOLATORS,CSMD
UAI4101 | 1053038-18 | ISOLATOR, VOLTAGE REPEATER | ISOLATORS,CSMD
UAI4102 | 1053038-18 | ISOLATOR, VOLTAGE REPEATER | ISOLATORS,CSMD
UAI4103 | 1053038-18 | ISOLATOR, VOLTAGE REPEATER | ISOLATORS,CSMD
UAI4200 | 1053038-18 | ISOLATOR, VOLTAGE REPEATER | ISOLATORS,CSMD
UAI4201 | 1053038-18 | ISOLATOR, VOLTAGE REPEATER | ISOLATORS,CSMD
UAI4202 | 1053038-18 | ISOLATOR, VOLTAGE REPEATER | ISOLATORS,CSMD
UAI4300 | 1053038-18 | ISOLATOR, VOLTAGE REPEATER | ISOLATORS,CSMD
UAI4301 | 1053038-18 | ISOLATOR, VOLTAGE REPEATER | ISOLATORS,CSMD
UAI4302 | 1053038-18 | ISOLATOR, VOLTAGE REPEATER | ISOLATORS,CSMD
UAI4303 | 1053038-18 | ISOLATOR, VOLTAGE REPEATER | ISOLATORS,CSMD
UAI4501 | 1105411-5 | ISOLATOR, BAM 2 | ISOLATORS,CSMD
UAI4502 | 1053038-18 | ISOLATOR, VOLTAGE REPEATER | ISOLATORS,CSMD
UAI4503 | 1053038-18 | ISOLATOR, VOLTAGE REPEATER | ISOLATORS,CSMD
UAI5000 | 1053038-18 | ISOLATOR, VOLTAGE REPEATER | ISOLATORS,CSMD
UAI5100 | 1053038-18 | ISOLATOR, VOLTAGE REPEATER | ISOLATORS,CSMD
UAI5101 | 1053038-18 | ISOLATOR, VOLTAGE REPEATER | ISOLATORS,CSMD
UAI5102 | 1053038-18 | ISOLATOR, VOLTAGE REPEATER | ISOLATORS,CSMD
UAI5103 | 1053038-18 | ISOLATOR, VOLTAGE REPEATER | ISOLATORS,CSMD
UAI5200 | 1053038-18 | ISOLATOR, VOLTAGE REPEATER | ISOLATORS,CSMD
UAI6210 | 1106298-11 | ISOLATOR, RESISTIVE TEMPERATURE DEVICE | ISOLATORS,CSMD
UAI7410 | 1053038-55 | ISOLATOR, SMART TRANSMITTER POWER SUPPLY | ISOLATORS,CSMD
UAI7430 | 1053038-55 | ISOLATOR, SMART TRANSMITTER POWER SUPPLY | ISOLATORS,CSMD
UV0671 | 1053038-19 | POWER FEED MODULE, INTRINSIC SAFETY | ISOLATORS,CSMD
UV0672 | 1053038-19 | POWER FEED MODULE, INTRINSIC SAFETY | ISOLATORS,CSMD
UV0673 | 1053038-19 | POWER FEED MODULE, INTRINSIC SAFETY | ISOLATORS,CSMD
UV0674 | 1053038-19 | POWER FEED MODULE, INTRINSIC SAFETY | ISOLATORS,CSMD
XT0672 | 1066730-7,1066730-8,1067996-4 | TERMINAL BLOCK, SPRING, 4 CONDUCTOR,30-12 AWG (0.05-3.31 MM2),NON-IS | ISOLATORS,CSMD
XT0840 | DRIVEN COMMON | TERMINAL STRIP, SYSTEM FUNCTION (USE) | JB7
XT0844 | DRIVEN COMMON | TERMINAL STRIP, SYSTEM FUNCTION (USE) | JB7
XT0845 | DRIVEN COMMON | TERMINAL STRIP, SYSTEM FUNCTION (USE) | JB7
XS1100 | PART OF EP BOX,PARTOFEPASSY | CONNECTOR, PROGRAMMING PORT | JB70
BA0003 | 1271449-1 | MEDIA CONVERTER, ETHERNET-FIBER OPTIC | JB70,EP
BA0004 | 1271449-1 | MEDIA CONVERTER, ETHERNET-FIBER OPTIC | JB70,EP
BA1100 | 1337728-10 | SWITCH, ETAP, DLR INTERFACE | JB70,EP
BA1211 | 1337728-11 | SWITCH, ETAP, DLR INTERFACE | JB70,EP
FU0503 | 1043265-1,1043265-3 | FUSE, 2A | JB70,EP
FU0504 | 1043265-1,1043265-3 | FUSE, 2A | JB70,EP
FU1100 | 1043265-1,1043265-5 | FUSE, 10A | JB70,EP
FU1101 | 1043265-1,1043265-3 | FUSE, 2A | JB70,EP
FU1211 | 1043265-1,1043265-3 | FUSE, 2A | JB70,EP
GR0800 | 903849C1 | RAIL GROUND, DIN RAIL GROUNDING | JB70,EP
GR0801 | 903849C1 | RAIL GROUND, DIN RAIL GROUNDING | JB70,EP
IEG1200 | 232941-200 | BUS BAR, INSTRUMENT EARTH GROUND | JB70,EP
UA1200 | 1053834-12 | SIGNAL CONVERTER, BACKUP OVERSPEED | JB70,EP
XT0503 | 1066730-7,1066730-8,1067996-4 | TERMINAL BLOCK, SPRING, 4 CONDUCTOR,30-12 AWG (0.05-3.31 MM2),NON-IS | JB70,EP
XT0800 | 1066730-7,1066730-8,1067996-4 | TERMINAL BLOCK, SPRING, 4 CONDUCTOR,30-12 AWG (0.05-3.31 MM2),NON-IS | JB70,EP
XT0805 | 1066730-7,1066730-8,1067996-4 | TERMINAL BLOCK, SPRING, 4 CONDUCTOR,30-12 AWG (0.05-3.31 MM2),NON-IS | JB70,EP
XT1211 | 1066730-7,1066730-8,1067996-4 | TERMINAL BLOCK, SPRING, 4 CONDUCTOR,30-12 AWG (0.05-3.31 MM2),NON-IS | JB70,EP
XT4875 | DRIVEN COMMON | TERMINAL STRIP, HP COMPRESSOR CASE PRESSURE | JB75
AP0601 | 1089241-20 | MODULE, BLANK FILLER | PLC,C.C.
AP0602 | 1089241-40 | 1756-EN2TRXT, ETHERNET | PLC,C.C.
AP0603 | 1089241-40 | 1756-EN2TRXT, ETHERNET | PLC,C.C.
AP0604 | 1089241-15 | MVI 56-MNETXT, ETHERNET/MODBUS | PLC,C.C.
AP0605 | 1089241-20 | MODULE, BLANK FILLER | PLC,C.C.
AP0606 | 1089241-40 | 1756-EN2TRXT, ETHERNET | PLC,C.C.
AP0607 | 1089241-20 | MODULE, BLANK FILLER | PLC,C.C.
AP0608 | 1089241-20 | MODULE, BLANK FILLER | PLC,C.C.
AP0609 | 1089241-40 | 1756-EN2TRXT, ETHERNET | PLC,C.C.
AR0600 | 1089241-42 | RACK CHASSIS, 1756-A10XT (10 SLOT) | PLC,C.C.
AT0600 | 1089241-43 | 1756-L83EXTS, CONTROLLER^GUARDLOGIX | PLC,C.C.
BA0001 | 1271449-1 | MEDIA CONVERTER, ETHERNET-FIBER OPTIC | PLC,C.C.
BA0002 | 1271449-1 | MEDIA CONVERTER, ETHERNET-FIBER OPTIC | PLC,C.C.
BA0011 | 1271449-1 | MEDIA CONVERTER, ETHERNET-FIBER OPTIC | PLC,C.C.
BA0013 | 1271449-1 | MEDIA CONVERTER, ETHERNET-FIBER OPTIC | PLC,C.C.
BA0014 | 1271449-1 | MEDIA CONVERTER, ETHERNET-FIBER OPTIC | PLC,C.C.
GR0234 | 903849C1 | RAIL GROUND, DIN RAIL GROUNDING | PLC,C.C.
UV0600 | 1089241-28 | POWER SUPPLY, RSLOGIX CHASSIS | PLC,C.C.
XT0051 | 1066730-7,1066730-8,1067996-4 | TERMINAL BLOCK, SPRING, 4 CONDUCTOR,30-12 AWG (0.05-3.31 MM2),NON-IS | PLC,C.C.
AT0680 | 1634974-100 | GATEWAY MODULE, TURBOTRONIC GATEWAY | PWR DST,DR
FU0190 | 1043265-1,1043265-5 | FUSE, 10A | PWR DST,DR
FU0200 | 1043265-1,1043265-5 | FUSE, 10A | PWR DST,DR
FU0201 | 1043265-1,1043265-5 | FUSE, 10A | PWR DST,DR
FU0273 | 1043265-1,1043265-4 | FUSE, 5A | PWR DST,DR
FU0560 | 1043265-1,1043265-7 | FUSE, 20A | PWR DST,DR
FU0680 | 1043265-1,1043265-4 | FUSE, 5A | PWR DST,DR
FU0701 | 1043265-1,1043265-4 | FUSE, 5A | PWR DST,DR
XT0561 | 1066730-7,1066730-8,1067996-4 | TERMINAL BLOCK, SPRING, 4 CONDUCTOR,30-12 AWG (0.05-3.31 MM2),NON-IS | PWR DST,DR
XT0562 | 1066730-7,1066730-8,1067996-4 | TERMINAL BLOCK, SPRING, 4 CONDUCTOR,30-12 AWG (0.05-3.31 MM2),NON-IS | PWR DST,DR
XT0563 | 1066730-7,1066730-8,1067996-4 | TERMINAL BLOCK, SPRING, 4 CONDUCTOR,30-12 AWG (0.05-3.31 MM2),NON-IS | PWR DST,DR
XT0680 | 1066730-7,1066730-8,1067996-4 | TERMINAL BLOCK, SPRING, 4 CONDUCTOR,30-12 AWG (0.05-3.31 MM2),NON-IS | PWR DST,DR
AF0201 | PARTOFTCPASSY | 5094-IB32XT, 32 DISCRETE INPUT | TCP, CSMD
AF0202 | PARTOFTCPASSY | 5094-OB32XT, 32 DISCRETE OUTPUT | TCP, CSMD
AU0200 | PARTOFTCPASSY | 5094-AENTRXT, DEVICE LEVEL RING | TCP, CSMD
GR0200 | PARTOFTCPASSY | RAIL LUG, DIN RAIL GROUNDING | TCP, CSMD
HL0400 | PARTOFTCPASSY | LIGHT, READY, GREEN | TCP, CSMD
HL0401 | PARTOFTCPASSY | LIGHT, STARTING, WHITE | TCP, CSMD
HL0402 | PARTOFTCPASSY | LIGHT, READY TO LOAD, WHITE | TCP, CSMD
HL0403 | PARTOFTCPASSY | LIGHT, ON LOAD, WHITE | TCP, CSMD
HL0404 | PARTOFTCPASSY | LIGHT, SPARE, WHITE | TCP, CSMD
HL0405 | PARTOFTCPASSY | LIGHT, LOCAL/AUXILIARY SELECT, WHITE | TCP, CSMD
HL0406 | PARTOFTCPASSY | LIGHT, SPARE, WHITE | TCP, CSMD
HL0407 | PARTOFTCPASSY | LIGHT, COOLDOWN, WHITE | TCP, CSMD
HL0408 | PARTOFTCPASSY | LIGHT, STOPPING, WHITE | TCP, CSMD
HL0409 | PARTOFTCPASSY | LIGHT, ALARM SUMMARY, AMBER | TCP, CSMD
HL0410 | PARTOFTCPASSY | LIGHT, BACKUP ACTIVE, AMBER | TCP, CSMD
HL0411 | PARTOFTCPASSY | LIGHT, SHUTDOWN SUMMARY, RED | TCP, CSMD
SA0400 | PARTOFTCPASSY | SELECTOR SWITCH, OFF/LOCAL/AUXILIARY | TCP, CSMD
SA0401 | PARTOFTCPASSY | SELECTOR SWITCH, BACKUP SYSTEM RESET | TCP, CSMD
SB0400 | PARTOFTCPASSY | PUSHBUTTON SWITCH, EMERGENCY STOP | TCP, CSMD
SB0401 | PARTOFTCPASSY | PUSHBUTTON SWITCH, HORN SILENCE | TCP, CSMD
SB0402 | PARTOFTCPASSY | PUSHBUTTON SWITCH, ACKNOWLEDGE | TCP, CSMD
SB0403 | PARTOFTCPASSY | PUSHBUTTON SWITCH, RESET | TCP, CSMD
SB0404 | PARTOFTCPASSY | PUSHBUTTON SWITCH, LAMP TEST | TCP, CSMD
SB0405 | PARTOFTCPASSY | PUSHBUTTON SWITCH, START | TCP, CSMD
SB0406 | PARTOFTCPASSY | PUSHBUTTON SWITCH, NORMAL STOP | TCP, CSMD
SB0407 | PARTOFTCPASSY | PUSHBUTTON SWITCH, SPEED/LOAD DECREASE | TCP, CSMD
SB0408 | PARTOFTCPASSY | PUSHBUTTON SWITCH, SPEED/LOAD INCREASE | TCP, CSMD
SH0400 | PARTOFTCPASSY | LIGHTED SWITCH, SPARE, WHITE | TCP, CSMD
SH0401 | PARTOFTCPASSY | LIGHTED SWITCH, SPARE, WHITE | TCP, CSMD
SH0402 | PARTOFTCPASSY | LIGHTED SWITCH, SPARE, WHITE | TCP, CSMD
SH0403 | PARTOFTCPASSY | LIGHTED SWITCH, SPARE, WHITE | TCP, CSMD
SH0404 | PARTOFTCPASSY | LIGHTED SWITCH, SPARE, WHITE | TCP, CSMD
SH0405 | PARTOFTCPASSY | LIGHTED SWITCH, SPARE, WHITE | TCP, CSMD
SH0406 | PARTOFTCPASSY | LIGHTED SWITCH, OPEN HPC SURGE CONTROL VALVE, WHITE | TCP, CSMD
SH0407 | PARTOFTCPASSY | LIGHTED SWITCH, CLOSE HPC SURGE CONTROL VALVE, WHITE | TCP, CSMD
SH0408 | PARTOFTCPASSY | LIGHTED SWITCH, AUTO/MANUAL SELECT, WHITE | TCP, CSMD
XT0201 | 1066730-1,1066730-2,1067996-4 | TERMINAL STRIP, 4 CONDUCTOR | TCP, CSMD
XT0564 | PARTOFTCPASSY | TERMINAL STRIP, SYSTEM FUNCTION (USE) | TCP, CSMD