## Blue Labels
(SHT 1) CONTROL,JB70;TT6 | (SHT 10) RAIL,RIGHT,JB73 | (SHT 11) HPC CTRL | (SHT 12) LPC CTRL | (SHT 13) BOP CTRL | (SHT 14) PROX,TURB | (SHT 15) PROX,HPC | (SHT 16) PROX,LPC | (SHT 17) FO CONV,VFD | (SHT 2) F&G EDIO ONSK | (SHT 3) F&G PWR,ONSK | (SHT 4) RAIL,RIGHT,JB70 | (SHT 5) JB70 VIBRATION PANEL | (SHT 6) PLC | (SHT 7) CONTROL A | (SHT 8) CONTROL B
HL0171 | XT0845 | WC8058 | FU0610 | KA0550 | UA1263 | UA4473 | UA4573 | GR1123 | AT0175 | VD1756 | XT0111 | AF0450 | UV0600 | XT1124 | FU0010
HL0172 | FU0123 | AF1206 | XT0610 | KA0551 | UA1211 | UA4461 | UA4561 | BA0005 | AT0177 | VD1757 | FU1100 | AF0430 | AT0600 | XT1126 | FU0029
HL0173 | UVJB73 | AF1205 | AF0620 | KA0552 | UA1210 | UA4460 | UA4560 | BA0006 | AT0179 | VD1758 | UVJB70 | AF0420 | AP0601 | FU0031 | FU0021
SB0471 | UAITE154 | AF1204 | AF0610 | KA0553 | UA1262 | UA4471 | UA4571 | FU1123 | XT0535 | RR1751 | UAITE1110 | AF0410 | AP0602 | FU0131 | FU0022
SB0473 | UAITE4517 | AF1203 | AF0600 | KA0554 | UA1221 | UA4470 | UA4570 | FU1124 | XT0536 | RR1756 | UAITE1150 | AF0400 | AP0603 | GR0132 | XT0051
SB0474 | UAITE4518 | AF1202 | XT0600 | KA0555 | UA1220 | UA4462 | GR4560 | XT1123 | FU0535 | RR1757 | UAITE1151 | XT0400 | AP0604 | FU0080 | XT0060
SA0170 | UAITE4537 | AF1201 | FU0240 | KA0556 | UA1231 | GR4460 |  | GR1125 | FU0294 | RR1758 | UAITE1152 | XT0401 | AP0605 | FU0081 | XT0061
SB0170 | UAITE4538 | AU1200 | FU0241 | KA0558 | UA1230 |  |  | IEG1123 | FU0295 | XT0173 | UAITE1153 | FU0410 | AP0606 | FU0137 | KA0221
SH0470 | UAITE5100 | GR0161 | FU0242 | KA0571 | GR1210 |  |  |  | FU0170 | GR0171 | UAITE1155 |  | AP0607 | XT0080 | KA0222
SH0471 | UAITE7630 | AF1207 | XT0240 | KA0572 | UA1273 |  |  |  | FU0171 | AT0170 | UAITE1260 |  | AP0608 | AU0080 | KA0233
SH0472 | UAIVE4460 | AF1208 | XT0241 | KA0573 | UA1241 |  |  |  | FU0172 | UV0170 | UAITE1270 |  | AP0609 | AF0081 | KA0234
AT1100 | UAIVE4461 | AF1209 | XT0885 | KA0574 | UA1240 |  |  |  | XT0170 |  | UAITE2120 |  | AR0600 | AF0082 | KA0235
HA0472 | UAIVE4462 | AF1210 | XT0262 | KA0575 | UA1251 |  |  |  | XT0171 |  | UAITE3100 |  | AT0680 | AF0083 | KA0237
SA0471 | UAIVE4470 | AF1211 | IEG0260 | KA0576 | UA1250 |  |  |  | XT0290 |  | UAITE3150 |  | FU0680 | AF0084 | KA0251
SA0473 | UAIVE4471 | GR0163 | AU0240 | VD0580 | UA1272 |  |  |  | XT0292 |  | UAITE3200 |  | XT0680 | AF0085 | KA1020
SB0472 | UAIVE4473 | IEG0160 | AF0241 | VD0581 | GR1211 |  |  |  | KA0145 |  | UAITE3520 |  | BA0001 | AF0086 | FU0100
| UAIVE4560 | FU0510 | AF0242 | VD0582 |  |  |  |  | KA0172 |  | UAITE3540 |  | BA0002 | AF0087 | FU0210
| UAIVE4561 | XT0510 | AF0243 | VD0583 |  |  |  |  | KA0174 |  | UAITE6110 |  | BA0009 | GR0133 | FU0070
| UAIVE4570 | AF0520 | AF0244 | VD0584 |  |  |  |  | KA0176 |  | UAIVE1210 |  | GR0234 | RR0941 | FU0076
| UAIVE4571 | AF0510 | AF0245 | VD0585 |  |  |  |  | KA0177 |  | UAIVE1211 |  |  | RR0942 | FU0212
| UAIVE4573 | AF0500 | AF0246 | VD0586 |  |  |  |  | KA0179 |  | UAIVE1220 |  |  | FU0139 | AU0070
| XTFGE | XT0500 | AF0247 | VD0587 |  |  |  |  | KA0246 |  | UAIVE1221 |  |  | FU0388 | AF0071
| GR1163 | FU0120 | GR0261 | VD0588 |  |  |  |  | KA0247 |  | UAIVE1230 |  |  | FU0389 | AF0072
|  | FU0121 |  | VD0589 |  |  |  |  | KA0249 |  | UAIVE1231 |  |  | XT0089 | AF0073
|  | FU0122 |  | GR0180 |  |  |  |  | KA0254 |  | UAIVE1240 |  |  | KT0140 | AF0074
|  | XT0120 |  | IEG0257 |  |  |  |  | KA0255 |  | UAIVE1241 |  |  | KT0141 | AF0075
|  | KA0120 |  | XT0572 |  |  |  |  | KA6510 |  | UAIVE1250 |  |  | KT0142 | AF0076
|  | KA4401 |  | FU0140 |  |  |  |  | RR1791 |  | UAIVE1251 |  |  | KT0143 | AF0077
|  | KA4501 |  | FU0141 |  |  |  |  | RR1792 |  | UAIVE1262 |  |  | KT0144 | FU1101
|  | XT0121 |  | FU0142 |  |  |  |  | RR1775 |  | UAIVE1263 |  |  | KT0145 | BA1100
|  | FU0332 |  | FU0143 |  |  |  |  | RR1777 |  | UAIVE1272 |  |  | KT0146 | GR0233
|  | XT0335 |  | FU0146 |  |  |  |  | RR1795 |  | UAIVE1273 |  |  | KA0130 | FU0090
|  | XT0336 |  | KA0531 |  |  |  |  | RR1797 |  | XTFGB |  |  | KA0131 | FU0091
|  | GR0162 |  | KA0532 |  |  |  |  | GR0431 |  | GR0532 |  |  | KA0132 | FU0092
|  |  |  | KA0533 | [9 empty] | KA0133 | FU0093
|  |  |  | KA0534 | [9 empty] | KA0134 | FU0094
|  |  |  | KA0535 | [9 empty] | KA0136 | AU0090
|  |  |  | KA0536 | [9 empty] | KA0137 | AF0091
|  |  |  | KA0537 | [9 empty] | KA0138 | AF0092
|  |  |  | KA0538 | [9 empty] | KA0141 | AF0093
|  |  |  | KA0539 | [9 empty] | KA0230 | AF0094
|  |  |  | KA0540 | [9 empty] | KA0231 | AF0095
|  |  |  | KA0541 | [9 empty] | KA0232 | KA00621
|  |  |  | KA0542 | [9 empty] | KA0236 | KA00622
|  |  |  | KA0543 | [9 empty] | KA0239 | KA00623
|  |  |  | KA0544 | [9 empty] | KA0241 | KA00624
|  |  |  | KA0545 | [9 empty] | KA0242 | KA00625
|  |  |  | KA2160 | [9 empty] | KA0243 | KA00626
|  |  |  | KA2161 | [9 empty] | KA0244 | GR0341
|  |  |  | KA7910 | [9 empty] | KA0245 | PC0470
|  |  |  | KA7913 | [9 empty] | KA0240 | XT0062
|  |  |  | XT0140 | [9 empty] | XT0084 | FU0113
|  |  |  | XT0007 | [9 empty] | XT0081 | FU0114
|  |  |  | FU1212 | [9 empty] | XT0082 | FU0115
|  |  |  | FU0027 | [9 empty] | XT0003 | FU0060
|  |  |  | FU0028 | [9 empty] | XT0002 | FU0061
|  |  |  | BA1212 | [9 empty] | FU0136 | FU0062
|  |  |  | BA0007 | [9 empty] | FU6211 | FU0063
|  |  |  | BA0008 | [9 empty] | FU6212 | FU0064
|  |  |  | GR0181 | [9 empty] | KA0135 | XT0237
|  |  |  | FU0180 | [9 empty] | KA6211 | AF0068
|  |  |  | FU0181 | [9 empty] | KA6212 | AF0067
|  |  |  | FU0182 | [9 empty] | KA3103 | AF0066
|  |  |  | FU0183 | [9 empty] | KA3220 | AF0065
|  |  |  | FU0184 | [9 empty] | GR0135 | AF0064
|  |  |  | AU0140 | [9 empty] | UJ0131 | AF0063
|  |  |  | AF0141 | [9 empty] | UJ0031 | AF0062
|  |  |  | AF0142 | [9 empty] | FU0011 | AF0061
|  |  |  | AF0143 | [9 empty] | XT0012 | AU0060
|  |  |  | AF0144 | [9 empty] | FU0012 | GR0231
|  |  |  | AF0145 | [9 empty] | FU0013 | IEG0230
|  |  |  | AF0146 | [9 empty] | FU0014
|  |  |  | GR0182 | [9 empty] | FU0015
|  |  |  | AU0180 | [9 empty] | FU0016
|  |  |  | AF0181 | [9 empty] | FU0017
|  |  |  | AF0182 | [9 empty] | FU0018
|  |  |  | AF0183 | [9 empty] | XT0010
|  |  |  | AF0184 | [9 empty] | GR0131
|  |  |  | AF0185 | [9 empty] | XT1125
|  |  |  | AF0186 | [9 empty] | FU0019
|  |  |  | GR0183 | [9 empty] | GR0134
XT0014
UA1200
PEG0130
IEG0010

## White Labels
(SHT 13) BOP CTRL | (SHT 7) CONTROL A | (SHT 7) CONTROL A - (SHT 8) CONTROL B | (SHT 7) CONTROL A - (SHT 1) CONTROL,JB70;TT6 | (SHT 7) CONTROL A - (SHT 5) JB70 VIBRATION PANEL | (SHT 7) CONTROL A - (SHT 4) RAIL,RIGHT,JB70 | (SHT 8) CONTROL B | (SHT 8) CONTROL B - (SHT 6) PLC | (SHT 17) FO CONV,VFD | (SHT 11) HPC CTRL | (SHT 11) HPC CTRL - (SHT 12) LPC CTRL | (SHT 11) HPC CTRL - (SHT 10) RAIL,RIGHT,JB73 | (SHT 5) JB70 VIBRATION PANEL | (SHT 12) LPC CTRL | (SHT 6) PLC
AF0143SH | AF0083G | IEG00108 | AT1100G | IEG00104 | IEG00103 | AF0064G | IEG02306 | GR1125 | AF1204G | IEG02600 | IEG01605 | XT04001 | AF0243G | UV0600G
AF0144SH | AF0084G | IEG02300 |  |  |  | AF0065G | IEG02307 | IEG11231 | AF1205G |  |  | XT04002 | AF0244G
AU0140G | AF0085G |  |  |  |  | AF0066G |  |  | AF1206G |  |  |  | AF0245G
AU0180G | AU0080G |  |  |  |  | AF0071G |  |  | AF1208G |  |  |  | AF0246G
GR0181 | IEG001012 |  |  |  |  | AF0072G |  |  | AF1209G |  |  |  | AU0240G
IEG02571 | IEG001013 |  |  |  |  | AF0073G |  |  | AF1210G |  |  |  | IEG02601
IEG02572 | IEG00102 |  |  |  |  | AF0074G |  |  | AF1211G |  |  |  | IEG02602
IEG02573 | IEG00106 |  |  |  |  | AF0075G |  |  | AU1200G |  |  |  | IEG02603
IEG02574 | UJ0031G |  |  |  |  | AU0060G |  |  | IEG01601 |  |  |  | XT06001
IEG02575 | [5 empty] | AU0070G |  |  | IEG01602
[6 empty] | AU0090G |  |  | IEG01603
[6 empty] | IEG02301 |  |  | IEG01604
[6 empty] | IEG023011 |  |  | XT05001
IEG02303
IEG02304
IEG02308

## Heat Shrink Labels
(SHT 7) CONTROL A - (SHT 8) CONTROL B | (SHT 7) CONTROL A - (SHT 4) RAIL,RIGHT,JB70 | (SHT 8) CONTROL B - (SHT 4) RAIL,RIGHT,JB70 | (SHT 8) CONTROL B - (SHT 10) RAIL,RIGHT,JB73 | (SHT 2) F&G EDIO ONSK | (SHT 2) F&G EDIO ONSK - (SHT 3) F&G PWR,ONSK | (SHT 11) HPC CTRL - (SHT 10) RAIL,RIGHT,JB73 | (SHT 5) JB70 VIBRATION PANEL - (SHT 4) RAIL,RIGHT,JB70 | (SHT 12) LPC CTRL - (SHT 10) RAIL,RIGHT,JB73
WC4524 | WCTE1110 | WCCTE1150 | WCCTE1154 | WC8066 | WC8069 | WCTE5100 | WC1240 | WCTE4517
| WCTE1260 | WCCTE1151 |  | WC8068 |  | WCTE7630 | WCVE1210 | WCTE4518
| WCTE1270 | WCCTE1152 |  |  |  | WCUVE4471 | WCVE1211 | WCTE4537
| WCTE3100 | WCCTE1153 |  |  |  | WCVE4460 | WCVE1220 | WCTE4538
| WCTE3200 | WCCTE1155 |  |  |  | WCVE4461 | WCVE1221 | WCVE4560
| WCTE3510 | WCTE2120 |  |  |  | WCVE4462 | WCVE1230 | WCVE4561
| WCTE3520 |  |  |  |  | WCVE4470 | WCVE1231 | WCVE4570
| WCTE3540 |  |  |  |  | WCVE4473 | WCVE1241 | WCVE4571
| WCTE6110 | [5 empty] | WCVE1250 | WCVE4573
WCVE1251
WCVE1262
WCVE1263
WCVE1272
WCVE1273

## BOP CTRL
BOP CTRL
Project # | 4P041
Project Name | OFFSHORE SOUTH GAS VALORIZATION^MBYA - MOCU PLATFORM^PERENCO GABON
Revision | A.2
Controls DE
Phone:
Controls ME
Phone:
From | [5 empty] | To
Device ID | Cable (W) Conductor (SC) Jumper Clip (JC) | Wire No. | Wire ID | Gauge/Size | Page/Zone | Device ID | Location | Page/Zone
XT0007:1 | JC | FU0183 | CLIP | --- | 6.A5 | XT0007:2 | BOP CTRL | 6.B5
XT0007:3 | JC | 0V | CLIP | --- | 6.A5 | XT0007:4 | BOP CTRL | 6.B5
XT0140:1 | JC | 0V | CLIP | --- | 36.A1 | XT0140:2 | BOP CTRL | 36.B1
XT0140:2 | JC | 0V | CLIP | --- | 36.B1 | XT0140:3 | BOP CTRL | 36.B1
XT0140:3 | JC | 0V | CLIP | --- | 36.B1 | XT0140:4 | BOP CTRL | 36.C1
XT0140:4 | JC | 0V | CLIP | --- | 36.C1 | XT0140:5 | BOP CTRL | 36.D1
XT0140:5 | JC | 0V | CLIP | --- | 36.D1 | XT0140:6 | BOP CTRL | 36.D1
XT0140:6 | JC | 0V | CLIP | --- | 36.D1 | XT0140:10 | BOP CTRL | 36.D1
AF0182:01 | SC | JP4 | VIO | 20 | 38.A7 | AF0182:33 | BOP CTRL | 38.A7
AF0182:03 | SC | JP9 | VIO | 20 | 38.B7 | AF0182:35 | BOP CTRL | 38.B7
AF0141:00 | SC | KA053121 | WHT | 20 | 133.A7 | KA0531:21 | BOP CTRL | 133.A5
AF0141:02 | SC | KA7910A1 | WHT | 20 | 17.C7 | KA7910:A1 | BOP CTRL | 17.C5
AF0141:04 | SC | KA053721 | WHT | 20 | 139.A7 | KA0537:21 | BOP CTRL | 139.A5
AF0141:06 | SC | KA7913A1 | WHT | 20 | 17.D7 | KA7913:A1 | BOP CTRL | 17.D5
AF0141:08 | SC | KA2160A1 | WHT | 20 | 17.A6 | KA2160:A1 | BOP CTRL | 17.A5
AF0141:10 | SC | KA2161A1 | WHT | 20 | 17.A7 | KA2161:A1 | BOP CTRL | 17.B5
AF0141:12 | SC | KA055411 | WHT | 20 | 138.C7 | KA0554:11 | BOP CTRL | 138.C6
AF0141:14 | SC | KA053111 | WHT | 20 | 132.A7 | KA0531:11 | BOP CTRL | 132.A5
AF0141:16 | SC | SV76212 | WHT | 20 | 133.A7 | KA0540:A2 | BOP CTRL | 133.A4
AF0141:18 | SC | KA7910A2 | WHT | 20 | 17.C7 | KA7910:A2 | BOP CTRL | 17.C5
AF0141:20 | SC | SV76412 | WHT | 20 | 139.A7 | XT0572:14 | BOP CTRL | 139.A4
AF0141:22 | SC | KA7913A2 | WHT | 20 | 17.D7 | KA7913:A2 | BOP CTRL | 17.D5
AF0141:24 | SC | KA2160A2 | WHT | 20 | 17.A6 | KA2160:A2 | BOP CTRL | 17.A5
AF0141:26 | SC | KA2161A2 | WHT | 20 | 17.A7 | KA2161:A2 | BOP CTRL | 17.B5
AF0141:32 | SC | KA055011 | WHT | 20 | 133.A7 | KA0550:11 | BOP CTRL | 133.A6
AF0141:36 | SC | KA055111 | WHT | 20 | 139.A7 | KA0551:11 | BOP CTRL | 139.A6
AF0141:COM | SC | 0V | WHT | 16 | 36.B2 | XT0140:2 | BOP CTRL | 36.B1
AF0141:V+ | SC | FU0141 | WHT | 16 | 36.B2 | FU0141:LD | BOP CTRL | 36.B1
AF0142:07 | SC | ZSC76112 | WHT | 20 | 132.B7 | XT0572:7 | BOP CTRL | 132.B5
AF0142:COM | SC | AF0142N | WHT | 16 | 36.B3 | AF0143:COM | BOP CTRL | 36.B3
AF0142:COM | SC | AU0140N | WHT | 16 | 36.B3 | AU0140:COM | BOP CTRL | 36.A2
AF0142:V+ | SC | AF0142P | WHT | 16 | 36.B3 | AF0143:V+ | BOP CTRL | 36.B3
AF0142:V+ | SC | AU0140P | WHT | 16 | 36.B3 | AU0140:V+ | BOP CTRL | 36.A2
AF0143:COM | SC | AF0143N | WHT | 16 | 36.B3 | AF0144:COM | BOP CTRL | 36.B4
AF0143:SH | SC | AF0143SH | GRN | 14 | 36.B3 | AF0144:SH | BOP CTRL | 36.B4
AF0143:SH | SC | AU0140G | GRN | 14 | 36.B3 | AU0140:GND | BOP CTRL | 36.A2
AF0143:V+ | SC | AF0143P | WHT | 16 | 36.B3 | AF0144:V+ | BOP CTRL | 36.B4
AF0144:COM | SC | AF0144N | WHT | 16 | 36.B4 | AF0145:COM | BOP CTRL | 36.B5
AF0144:SH | SC | AF0144SH | GRN | 14 | 36.B4 | AF0145:SH | BOP CTRL | 36.B5
AF0144:V+ | SC | AF0144P | WHT | 16 | 36.B4 | AF0145:V+ | BOP CTRL | 36.B5
AF0145:SH | SC | IEG02571 | GRN | 14 | 36.B5 | IEG0257:1 | BOP CTRL | 36.B5
AF0146:00 | SC | 014600 | WHT | 20 | 126.A7 | KA0533:24 | BOP CTRL | 126.A5
AF0146:12 | SC | 014612 | WHT | 20 | 136.A7 | KA0532:14 | BOP CTRL | 136.A5
AF0146:COM | SC | 0V | WHT | 16 | 36.B5 | XT0140:3 | BOP CTRL | 36.B1
AF0146:V+ | SC | FU0142 | WHT | 16 | 36.B5 | FU0142:LD | BOP CTRL | 36.B1
AF0181:00 | SC | KA053711 | WHT | 20 | 125.A7 | KA0537:11 | BOP CTRL | 125.A5
AF0181:06 | SC | KA053921 | WHT | 20 | 131.A7 | KA0539:21 | BOP CTRL | 131.A5
AF0181:12 | SC | KA055311 | WHT | 20 | 130.C7 | KA0553:11 | BOP CTRL | 130.C6
AF0181:14 | SC | KA053421 | WHT | 20 | 124.A7 | KA0534:21 | BOP CTRL | 124.A5
AF0181:16 | SC | SV75162 | WHT | 20 | 125.A7 | XT0572:2 | BOP CTRL | 125.A4
AF0181:22 | SC | SV75362 | WHT | 20 | 131.A7 | KA0543:A2 | BOP CTRL | 131.A5
AF0181:32 | SC | KA055211 | WHT | 20 | 125.A7 | KA0552:11 | BOP CTRL | 125.A6
AF0181:38 | SC | KA055511 | WHT | 20 | 131.A7 | KA0555:11 | BOP CTRL | 131.A6
AF0181:COM | SC | 0V | WHT | 16 | 36.C2 | XT0140:4 | BOP CTRL | 36.C1
AF0181:V+ | SC | FU0181 | WHT | 16 | 36.C2 | FU0181:LD | BOP CTRL | 36.D1
AF0182:13 | SC | ZSC74822 | WHT | 20 | 137.B7 | KA0575:A1 | BOP CTRL | 137.B6
AF0182:15 | SC | ZSC75822 | WHT | 20 | 129.B7 | KA0576:A1 | BOP CTRL | 129.B6
AF0182:29 | SC | KA0575A2 | WHT | 20 | 137.B7 | KA0575:A2 | BOP CTRL | 137.B6
AF0182:31 | SC | KA0576A2 | WHT | 20 | 129.B7 | KA0576:A2 | BOP CTRL | 129.B6
AF0182:COM | SC | AF0182N | WHT | 16 | 36.C3 | AF0183:COM | BOP CTRL | 36.C3
AF0182:COM | SC | AU0180N | WHT | 16 | 36.C3 | AU0180:COM | BOP CTRL | 36.C2
AF0182:V+ | SC | AF0182P | WHT | 16 | 36.C3 | AF0183:V+ | BOP CTRL | 36.C3
AF0182:V+ | SC | AU0180P | WHT | 16 | 36.C3 | AU0180:V+ | BOP CTRL | 36.C2
AF0183:00 | SC | ZSC75162 | WHT | 20 | 125.B7 | XT0572:3 | BOP CTRL | 125.B4
AF0183:01 | SC | ZSC75362 | WHT | 20 | 131.B7 | XT0572:5 | BOP CTRL | 131.B4
AF0183:04 | SC | ZSC76212 | WHT | 20 | 133.B7 | XT0572:9 | BOP CTRL | 133.B4
AF0183:05 | SC | ZSC76412 | WHT | 20 | 139.B7 | XT0572:15 | BOP CTRL | 139.B4
AF0183:16 | SC | KA0571A2 | WHT | 20 | 125.B7 | KA0571:A2 | BOP CTRL | 125.B6
AF0183:17 | SC | KA0574A2 | WHT | 20 | 131.B7 | KA0574:A2 | BOP CTRL | 131.B6
AF0183:20 | SC | KA0572A2 | WHT | 20 | 133.B7 | KA0572:A2 | BOP CTRL | 133.B6
AF0183:21 | SC | KA0573A2 | WHT | 20 | 139.B7 | KA0573:A2 | BOP CTRL | 139.B6
AF0183:COM | SC | AF0183N | WHT | 16 | 36.C3 | AF0185:COM | BOP CTRL | 36.C5
AF0183:V+ | SC | AF0183P | WHT | 16 | 36.C3 | AF0185:V+ | BOP CTRL | 36.C5
AF0184:00 | SC | KA0550A1 | WHT | 20 | 133.D7 | KA0550:A1 | BOP CTRL | 133.D6
AF0184:01 | SC | KA0558A1 | WHT | 20 | 137.C7 | KA0558:A1 | BOP CTRL | 137.C6
AF0184:02 | SC | KA0551A1 | WHT | 20 | 139.B7 | KA0551:A1 | BOP CTRL | 139.B6
AF0184:03 | SC | KA0552A1 | WHT | 20 | 125.D7 | KA0552:A1 | BOP CTRL | 125.D6
AF0184:04 | SC | KA0553A1 | WHT | 20 | 130.C7 | KA0553:A1 | BOP CTRL | 130.C6
AF0184:05 | SC | KA0554A1 | WHT | 20 | 138.C7 | KA0554:A1 | BOP CTRL | 138.C6
AF0184:06 | SC | KA0556A1 | WHT | 20 | 129.C7 | KA0556:A1 | BOP CTRL | 129.C6
AF0184:07 | SC | KA0555A1 | WHT | 20 | 131.C7 | KA0555:A1 | BOP CTRL | 131.C6
AF0184:16 | SC | KA0550A2 | WHT | 20 | 133.D7 | KA0550:A2 | BOP CTRL | 133.D6
AF0184:17 | SC | KA0558A2 | WHT | 20 | 137.C7 | KA0558:A2 | BOP CTRL | 137.C6
AF0184:18 | SC | KA0551A2 | WHT | 20 | 139.B7 | KA0551:A2 | BOP CTRL | 139.B6
AF0184:19 | SC | KA0552A2 | WHT | 20 | 125.D7 | KA0552:A2 | BOP CTRL | 125.D6
AF0184:20 | SC | KA0553A2 | WHT | 20 | 130.C7 | KA0553:A2 | BOP CTRL | 130.C6
AF0184:21 | SC | KA0554A2 | WHT | 20 | 138.C7 | KA0554:A2 | BOP CTRL | 138.C6
AF0184:22 | SC | KA0556A2 | WHT | 20 | 129.C7 | KA0556:A2 | BOP CTRL | 129.C6
AF0184:23 | SC | KA0555A2 | WHT | 20 | 131.C7 | KA0555:A2 | BOP CTRL | 131.C6
AF0184:COM | SC | 0V | WHT | 16 | 36.C4 | XT0140:5 | BOP CTRL | 36.D1
AF0184:V+ | SC | FU0182 | WHT | 16 | 36.C4 | FU0182:LD | BOP CTRL | 36.D1
AF0185:SH | SC | IEG02572 | GRN | 14 | 36.C5 | IEG0257:2 | BOP CTRL | 36.D5
AF0185:SH | SC | AU0180G | GRN | 14 | 36.C5 | AU0180:GND | BOP CTRL | 36.C2
AF0186:00 | SC | KA053911 | WHT | 20 | 129.A7 | KA0539:11 | BOP CTRL | 129.A5
AF0186:02 | SC | KA053414 | WHT | 20 | 137.A7 | KA0534:14 | BOP CTRL | 137.A5
AF0186:16 | SC | SV75822 | WHT | 20 | 129.A7 | KA0545:A2 | BOP CTRL | 129.A4
AF0186:18 | SC | SV74822 | WHT | 20 | 137.A7 | KA0544:A2 | BOP CTRL | 137.A4
AF0186:32 | SC | KA055611 | WHT | 20 | 129.A7 | KA0556:11 | BOP CTRL | 129.A6
AF0186:34 | SC | KA055811 | WHT | 20 | 137.A7 | KA0558:11 | BOP CTRL | 137.A6
AF0186:COM | SC | 0V | WHT | 16 | 36.C5 | XT0140:10 | BOP CTRL | 36.D1
AF0186:V+ | SC | FU0184 | WHT | 16 | 36.C5 | FU0184:LD | BOP CTRL | 36.D1
AU0140:COM | SC | 0V | WHT | 16 | 36.A2 | XT0140:2 | BOP CTRL | 36.B1
AU0140:V+ | SC | FU0140 | WHT | 16 | 36.A2 | FU0140:LD | BOP CTRL | 36.B1
AU0180:COM | SC | 0V | WHT | 16 | 36.C2 | XT0140:4 | BOP CTRL | 36.C1
AU0180:V+ | SC | FU0180 | WHT | 16 | 36.C2 | FU0180:LD | BOP CTRL | 36.C1
BA0007:V1(-) | SC | 0V | WHT | 16 | 6.B2 | XT0007:4 | BOP CTRL | 6.B5
BA0007:V1(+) | SC | FU0027 | WHT | 16 | 6.B2 | FU0027:LD | BOP CTRL | 6.B4
BA0008:V1(-) | SC | 0V | WHT | 16 | 6.C2 | XT0007:4 | BOP CTRL | 6.B5
BA0008:V1(+) | SC | FU0028 | WHT | 16 | 6.C2 | FU0028:LD | BOP CTRL | 6.C4
BA1212:NEG | SC | 0V | WHT | 20 | 6.A2 | XT0007:3 | BOP CTRL | 6.A5
BA1212:POS | SC | FU1212 | WHT | 16 | 6.A2 | FU1212:LD | BOP CTRL | 6.A4
FU0027:LI | SC | FU0183 | WHT | 16 | 6.B4 | XT0007:2 | BOP CTRL | 6.B5
FU0028:LI | SC | FU0183 | WHT | 16 | 6.C4 | XT0007:2 | BOP CTRL | 6.B5
FU0140:LI | SC | FU0146 | WHT | 14 | 36.B1 | FU0141:LI | BOP CTRL | 36.B1
FU0140:LI | SC | FU0146 | WHT | 14 | 36.B1 | FU0146:LD | BOP CTRL | 36.A1
FU0141:LI | SC | FU0146 | WHT | 14 | 36.B1 | FU0142:LI | BOP CTRL | 36.B1
FU0142:LI | SC | FU0146 | WHT | 14 | 36.B1 | FU0143:LI | BOP CTRL | 36.C1
FU0143:LD | SC | FU0143 | WHT | 16 | 36.C1 | XT0140:9 | BOP CTRL | 37.C1
FU0143:LI | SC | FU0146 | WHT | 14 | 36.C1 | FU0180:LI | BOP CTRL | 36.C1
FU0180:LI | SC | FU0146 | WHT | 14 | 36.C1 | FU0181:LI | BOP CTRL | 36.D1
FU0181:LI | SC | FU0146 | WHT | 14 | 36.D1 | FU0182:LI | BOP CTRL | 36.D1
FU0182:LI | SC | FU0146 | WHT | 14 | 36.D1 | FU0183:LI | BOP CTRL | 36.D1
FU0183:LD | SC | FU0183 | WHT | 20 | 36.D1 | XT0007:1 | BOP CTRL | 6.A5
FU0183:LI | SC | FU0146 | WHT | 14 | 36.D1 | FU0184:LI | BOP CTRL | 36.D1
FU1212:LI | SC | FU0183 | WHT | 16 | 6.A4 | XT0007:1 | BOP CTRL | 6.A5
GR0180: | SC | IEG02574 | GRN | 14 | 11.C4 | IEG0257:4 | BOP CTRL | 11.C4
GR0181: | SC | GR0181 | GRN/YEL | 14 | 11.C4 | FG17:1 | BOP CTRL | 11.C3
GR0182: | SC | IEG02573 | GRN | 14 | 11.C4 | IEG0257:3 | BOP CTRL | 11.C4
GR0183: | SC | IEG02575 | GRN | 14 | 11.C4 | IEG0257:5 | BOP CTRL | 11.C4
KA0531:14 | SC | SV76111 | WHT | 20 | 132.A5 | XT0572:6 | BOP CTRL | 132.A5
KA0531:24 | SC | KA053124 | WHT | 20 | 133.A5 | KA0540:A1 | BOP CTRL | 133.A4
KA0531:A1 | SC | ESTOP | WHT | 20 | 37.B3 | KA0532:A1 | BOP CTRL | 37.B3
KA0531:A1 | SC | ESTOP | WHT | 20 | 37.B3 | XT0140:8 | BOP CTRL | 37.B2
KA0531:A2 | SC | 0V | WHT | 20 | 37.B3 | KA0532:A2 | BOP CTRL | 37.B3
KA0531:A2 | SC | 0V | WHT | 20 | 37.B3 | KA0538:A2 | BOP CTRL | 37.A3
KA0532:A1 | SC | ESTOP | WHT | 20 | 37.B3 | KA0533:A1 | BOP CTRL | 37.B3
KA0532:A2 | SC | 0V | WHT | 20 | 37.B3 | KA0533:A2 | BOP CTRL | 37.B3
KA0533:11 | SC | FU0143 | WHT | 16 | 37.C2 | XT0140:9 | BOP CTRL | 37.C1
KA0533:A1 | SC | ESTOP | WHT | 20 | 37.B3 | KA0534:A1 | BOP CTRL | 37.B3
KA0533:A2 | SC | 0V | WHT | 20 | 37.B3 | KA0534:A2 | BOP CTRL | 37.B3
KA0534:11 | SC | KA053411 | WHT | 20 | 137.A5 | KA0544:A1 | BOP CTRL | 137.A4
KA0534:24 | SC | SV75141 | WHT | 20 | 124.A5 | XT0572:1 | BOP CTRL | 124.A5
KA0534:A1 | SC | ESTOP | WHT | 20 | 37.B3 | KA0537:A1 | BOP CTRL | 37.B3
KA0534:A2 | SC | 0V | WHT | 20 | 37.B3 | KA0537:A2 | BOP CTRL | 37.B3
KA0535:11 | SC | KA053511 | WHT | 20 | 138.C5 | KA0554:14 | BOP CTRL | 138.C6
KA0535:14 | SC | KA053514 | WHT | 20 | 138.C5 | VD0585:+-1N4005/1 | BOP CTRL | 138.C5
KA0535:A1 | SC | KA0131A1 | WHT | 20 | 37.A3 | KA0536:A1 | BOP CTRL | 37.A3
KA0535:A1 | SC | KA0131A1 | WHT | 20 | 37.A3 | XT0140:7 | BOP CTRL | 37.A2
KA0535:A2 | SC | 0V | WHT | 20 | 37.A3 | KA0536:A2 | BOP CTRL | 37.A3
KA0535:A2 | SC | 0V | WHT | 20 | 37.A3 | XT0140:6 | BOP CTRL | 36.D1
KA0536:11 | SC | KA053611 | WHT | 20 | 130.C5 | KA0553:14 | BOP CTRL | 130.C6
KA0536:14 | SC | KA053614 | WHT | 20 | 130.C5 | VD0580:+-1N4005/1 | BOP CTRL | 130.C5
KA0536:22 | SC | SV76021 |  | 20 | 138.C5 | VD0585:--1N4005/1 | BOP CTRL | 138.C5
KA0536:A1 | SC | KA0131A1 | WHT | 20 | 37.A3 | KA0538:A1 | BOP CTRL | 37.A3
KA0536:A2 | SC | 0V | WHT | 20 | 37.A3 | KA0538:A2 | BOP CTRL | 37.A3
KA0537:14 | SC | KA053714 | WHT | 20 | 125.A5 | KA0542:A1 | BOP CTRL | 125.A4
KA0537:24 | SC | KA053724 | WHT | 20 | 139.A5 | KA0541:A1 | BOP CTRL | 139.A4
KA0537:A1 | SC | ESTOP | WHT | 20 | 37.B3 | KA0539:A1 | BOP CTRL | 37.C3
KA0537:A2 | SC | 0V | WHT | 20 | 37.B3 | KA0539:A2 | BOP CTRL | 37.C3
KA0538:12 | SC | SV75061 | WHT | 20 | 130.C5 | VD0580:--1N4005/1 | BOP CTRL | 130.C5
KA0539:14 | SC | KA053914 | WHT | 20 | 129.A5 | KA0545:A1 | BOP CTRL | 129.A4
KA0539:24 | SC | KA053924 | WHT | 20 | 131.A5 | KA0543:A1 | BOP CTRL | 131.A5
KA0540:11 | SC | KA054011 | WHT | 20 | 133.A5 | KA0550:14 | BOP CTRL | 133.A6
KA0540:A2 | SC | SV76212 | WHT | 20 | 133.A4 | XT0572:8 | BOP CTRL | 133.A4
KA0541:11 | SC | KA054111 | WHT | 20 | 139.A5 | KA0551:14 | BOP CTRL | 139.A6
KA0541:A2 | SC | SV76412 | WHT | 20 | 139.A4 | XT0572:14 | BOP CTRL | 139.A4
KA0542:11 | SC | KA054211 | WHT | 20 | 125.A5 | KA0552:14 | BOP CTRL | 125.A6
KA0542:A2 | SC | SV75162 | WHT | 20 | 125.A4 | XT0572:2 | BOP CTRL | 125.A4
KA0543:11 | SC | KA054311 | WHT | 20 | 131.A5 | KA0555:14 | BOP CTRL | 131.A6
KA0543:A2 | SC | SV75362 | WHT | 20 | 131.A5 | XT0572:4 | BOP CTRL | 131.A4
KA0544:11 | SC | KA054411 | WHT | 20 | 137.A5 | KA0558:14 | BOP CTRL | 137.A6
KA0544:A2 | SC | SV74822 | WHT | 20 | 137.A4 | XT0572:10 | BOP CTRL | 137.A4
KA0545:11 | SC | KA054511 | WHT | 20 | 129.A5 | KA0556:14 | BOP CTRL | 129.A6
KA0545:A2 | SC | SV75822 | WHT | 20 | 129.A4 | XT0572:12 | BOP CTRL | 129.A4
KA0571:11 | SC | KA053312 | WHT | 20 | 37.D3 | KA0575:11 | BOP CTRL | 37.D3
KA0571:11 | SC | KA053312 | WHT | 20 | 37.D3 | KA0574:11 | BOP CTRL | 37.C3
KA0571:12 | SC | KA057112 | WHT | 20 | 37.D3 | VD0584:+-1N4005/1 | BOP CTRL | 130.C6
KA0571:A1 | SC | ZSC75162 | WHT | 20 | 125.B6 | XT0572:3 | BOP CTRL | 125.B4
KA0572:11 | SC | KA053312 | WHT | 20 | 37.C3 | KA0574:11 | BOP CTRL | 37.C3
KA0572:11 | SC | KA053312 | WHT | 20 | 37.C3 | KA0573:11 | BOP CTRL | 37.C3
KA0572:12 | SC | KA057212 | WHT | 20 | 37.C3 | VD0588:+-1N4005/1 | BOP CTRL | 138.B6
KA0572:A1 | SC | ZSC76212 | WHT | 20 | 133.B6 | XT0572:9 | BOP CTRL | 133.B4
KA0573:11 | SC | KA053312 | WHT | 20 | 37.C3 | KA0533:12 | BOP CTRL | 37.C2
KA0573:12 | SC | KA057312 | WHT | 20 | 37.C3 | VD0589:+-1N4005/1 | BOP CTRL | 138.C6
KA0573:A1 | SC | ZSC76412 | WHT | 20 | 139.B6 | XT0572:15 | BOP CTRL | 139.B4
KA0574:12 | SC | KA057412 | WHT | 20 | 37.C3 | VD0583:+-1N4005/1 | BOP CTRL | 130.B6
KA0574:A1 | SC | ZSC75362 | WHT | 20 | 131.B6 | XT0572:5 | BOP CTRL | 131.B4
KA0575:11 | SC | KA053312 | WHT | 20 | 37.D3 | KA0576:11 | BOP CTRL | 37.D3
KA0575:12 | SC | KA057512 | WHT | 20 | 37.D3 | VD0582:+-1N4005/1 | BOP CTRL | 130.B6
KA0575:12 | SC | KA057512 | WHT | 20 | 37.D3 | VD0586:+-1N4005/1 | BOP CTRL | 138.B6
KA0575:A1 | SC | ZSC74822 | WHT | 20 | 137.B6 | XT0572:11 | BOP CTRL | 137.B4
KA0576:12 | SC | KA057612 | WHT | 20 | 37.D3 | VD0581:+-1N4005/1 | BOP CTRL | 130.B6
KA0576:12 | SC | KA057612 | WHT | 20 | 37.D3 | VD0587:+-1N4005/1 | BOP CTRL | 138.B6
KA0576:A1 | SC | ZSC75822 | WHT | 20 | 129.B6 | XT0572:13 | BOP CTRL | 129.B4
VD0581:--1N4005/1 | SC | KA053811 | WHT | 20 | 130.B6 | VD0582:--1N4005/1 | BOP CTRL | 130.B6
VD0582:--1N4005/1 | SC | KA053811 | WHT | 20 | 130.B6 | VD0583:--1N4005/1 | BOP CTRL | 130.B6
VD0583:--1N4005/1 | SC | KA053811 | WHT | 20 | 130.B6 | VD0584:--1N4005/1 | BOP CTRL | 130.C6
VD0584:--1N4005/1 | SC | KA053811 | WHT | 20 | 130.C6 | KA0538:11 | BOP CTRL | 130.C5
VD0586:--1N4005/1 | SC | KA053621 | WHT | 20 | 138.B6 | VD0587:--1N4005/1 | BOP CTRL | 138.B6
VD0587:--1N4005/1 | SC | KA053621 | WHT | 20 | 138.B6 | VD0588:--1N4005/1 | BOP CTRL | 138.B6
VD0588:--1N4005/1 | SC | KA053621 | WHT | 20 | 138.B6 | VD0589:--1N4005/1 | BOP CTRL | 138.C6
VD0589:--1N4005/1 | SC | KA053621 | WHT | 20 | 138.C6 | KA0536:21 | BOP CTRL | 138.C5
XT0007:3 | SC | 0V | WHT | 20 | 6.A5 | XT0140:6 | BOP CTRL | 36.D1
AU0140:L2 | WC0014 | AU0140L2 | ENET | CABLE | 2.C2 | AU0180:L1 | BOP CTRL | 2.C2
BA0008:RJ45 | WC0048 | BA1212L2 | ENET | CABLE | 2.C4 | BA1212:L2 | BOP CTRL | 2.C3
AU0140:L1 | WC9007 | BA0007RJ45 | ENET | CABLE | 2.C2 | BA0007:RJ45 | BOP CTRL | 2.C2
AU0180:L2 | WC9212 | AU0180L2 | ENET | CABLE | 2.C2 | BA1212:L1 | BOP CTRL | 2.C3
SolarTools ver. 24.0.84.24712 (Jul 31, 2025)
Report date: 5/1/2026 10:51 AM

## CONTROL A
CONTROL A
Project # | 4P041
Project Name | OFFSHORE SOUTH GAS VALORIZATION^MBYA - MOCU PLATFORM^PERENCO GABON
Revision | A.2
Controls DE
Phone:
Controls ME
Phone:
From | [5 empty] | To
Device ID | Cable (W) Conductor (SC) Jumper Clip (JC) | Wire No. | Wire ID | Gauge/Size | Page/Zone | Device ID | Location | Page/Zone
XT0002:1 | JC | FU0136 | CLIP | --- | 12.A4 | XT0002:2 | CONTROL A | 12.A4
XT0002:2 | JC | FU0136 | CLIP | --- | 12.A4 | XT0002:3 | CONTROL A | 12.A4
XT0002:3 | JC | FU0136 | CLIP | --- | 12.A4 | XT0002:4 | CONTROL A | 12.A4
XT0002:4 | JC | FU0136 | CLIP | --- | 12.A4 | XT0002:5 | CONTROL A | 12.B4
XT0002:5 | JC | FU0136 | CLIP | --- | 12.B4 | XT0002:6 | CONTROL A | 12.B4
XT0002:6 | JC | FU0136 | CLIP | --- | 12.B4 | XT0002:7 | CONTROL A | 12.B4
XT0002:7 | JC | FU0136 | CLIP | --- | 12.B4 | XT0002:8 | CONTROL A | 12.B4
XT0002:8 | JC | FU0136 | CLIP | --- | 12.B4 | XT0002:9 | CONTROL A | 12.C4
XT0002:9 | JC | FU0136 | CLIP | --- | 12.C4 | XT0002:10 | CONTROL A | 12.C4
XT0003:1 | JC | 0V | CLIP | --- | 12.A4 | XT0003:2 | CONTROL A | 12.A4
XT0003:2 | JC | 0V | CLIP | --- | 12.A4 | XT0003:3 | CONTROL A | 12.A4
XT0003:3 | JC | 0V | CLIP | --- | 12.A4 | XT0003:4 | CONTROL A | 12.B4
XT0003:4 | JC | 0V | CLIP | --- | 12.B4 | XT0003:5 | CONTROL A | 12.B4
XT0003:5 | JC | 0V | CLIP | --- | 12.B4 | XT0003:6 | CONTROL A | 12.B4
XT0003:6 | JC | 0V | CLIP | --- | 12.B4 | XT0003:7 | CONTROL A | 12.B4
XT0003:7 | JC | 0V | CLIP | --- | 12.B4 | XT0003:8 | CONTROL A | 12.C4
XT0003:8 | JC | 0V | CLIP | --- | 12.C4 | XT0003:9 | CONTROL A | 12.C4
XT0003:9 | JC | 0V | CLIP | --- | 12.C4 | XT0003:10 | CONTROL A | 12.C4
XT0012:1 | JC | 523NEG | CLIP | --- | 13.A3 | XT0012:2 | CONTROL A | 13.A3
XT0012:2 | JC | 523NEG | CLIP | --- | 13.A3 | XT0012:3 | CONTROL A | 13.B3
XT0012:3 | JC | 523NEG | CLIP | --- | 13.B3 | XT0012:4 | CONTROL A | 13.B3
XT0080:1 | JC | 0V | CLIP | --- | 20.A1 | XT0080:3 | CONTROL A | 20.D1
XT0080:3 | JC | 0V | CLIP | --- | 20.D1 | XT0080:4 | CONTROL A | 20.D1
XT0080:4 | JC | 0V | CLIP | --- | 20.D1 | XT0080:5 | CONTROL A | 20.D1
XT0080:6 | JC | 0V | CLIP | --- | 21.A6 | XT0080:7 | CONTROL A | 22.A6
XT0080:7 | JC | 0V | CLIP | --- | 22.A6 | XT0080:8 | CONTROL A | 23.A6
XT0080:8 | JC | 0V | CLIP | --- | 23.A6 | XT0080:9 | CONTROL A | 24.A6
XT0081:2 | JC | FU0139 | CLIP | --- | 22.A2 | XT0081:3 | CONTROL A | 23.A2
XT0081:3 | JC | FU0139 | CLIP | --- | 23.A2 | XT0081:4 | CONTROL A | 24.A3
XT0081:4 | JC | FU0139 | CLIP | --- | 24.A3 | XT0081:5 | CONTROL A | 24.A3
XT0081:5 | JC | FU0139 | CLIP | --- | 24.A3 | XT0081:6 | CONTROL A | 24.A3
XT0082:1 | JC | 0V | CLIP | --- | 19.A1 | XT0082:2 | CONTROL A | 19.A1
XT0082:2 | JC | 0V | CLIP | --- | 19.A1 | XT0082:3 | CONTROL A | 19.B1
XT0082:3 | JC | 0V | CLIP | --- | 19.B1 | XT0082:4 | CONTROL A | 19.B1
XT0082:4 | JC | 0V | CLIP | --- | 19.B1 | XT0082:6 | CONTROL A | 19.B1
XT0082:6 | JC | 0V | CLIP | --- | 19.B1 | XT0082:5 | CONTROL A | 19.B1
XT0089:6 | JC | ESTOP | CLIP | --- | 24.D5 | XT0089:7 | CONTROL A | 24.D5
XT0089:8 | JC | KA0131A1 | CLIP | --- | 26.D4 | XT0089:9 | CONTROL A | 26.D4
XT1124:1 | JC | 24V | CLIP | --- | 13.B6 | XT1124:2 | CONTROL A | 13.B6
XT1124:3 | JC | 0V | CLIP | --- | 13.C5 | XT1124:4 | CONTROL A | 13.C5
XT1126:2 | JC | 24V | CLIP | --- | 13.D6 | XT1126:1 | CONTROL A | 13.D6
XT1126:4 | JC | 0V | CLIP | --- | 13.D5 | XT1126:3 | CONTROL A | 13.D5
AF0081:00 | SC | UA1200J21 | WHT | 20 | 18.D7 | XT0089:20 | CONTROL A | 18.D5
AF0081:01 | SC | KA024314 | WHT | 20 | 23.D7 | KA0243:14 | CONTROL A | 23.D6
AF0081:02 | SC | KA024514 | WHT | 20 | 23.D7 | KA0245:14 | CONTROL A | 23.D6
AF0081:03 | SC | KA013014 | WHT | 20 | 18.C7 | KA0130:14 | CONTROL A | 18.D6
AF0081:08 | SC | KT014618 | WHT | 20 | 26.B6 | KT0146:18 | CONTROL A | 26.B2
AF0081:09 | SC | KA023914 | WHT | 20 | 24.B6 | KA0239:14 | CONTROL A | 24.B5
AF0081:19 | SC | UA1200J27 | WHT | 20 | 18.C7 | UA1200:J2-7 | CONTROL A | 18.B1
AF0081:24 | SC | KA0131A2 | WHT | 20 | 26.B6 | KA0131:A2 | CONTROL A | 26.C5
AF0081:33 | SC | KA024311 | WHT | 20 | 23.D7 | KA0243:11 | CONTROL A | 23.D6
AF0081:34 | SC | KA024511 | WHT | 20 | 23.D7 | KA0245:11 | CONTROL A | 23.D6
AF0081:35 | SC | KA0130A1 | WHT | 20 | 18.C7 | KA0130:A1 | CONTROL A | 18.C5
XT0089:3 | SC | JP3 | CLIP | -- | 25.B4 | XT0089:2 | CONTROL A | 25.B4
XT0089:5 | SC | JP6 | CLIP | -- | 25.C4 | XT0089:4 | CONTROL A | 25.C4
AF0081:07 | SC | JP2 | VIO | 20 | 25.B6 | AF0081:39 | CONTROL A | 25.B6
XT0089:2 | SC | JP0 | VIO | 20 | 25.B4 | XT0089:1 | CONTROL A | 25.B4
AF0081:40 | SC | KA014124 | WHT | 20 | 26.B6 | KA0141:24 | CONTROL A | 26.B5
AF0081:41 | SC | KA023911 | WHT | 20 | 24.B6 | KA0239:11 | CONTROL A | 24.B5
AF0081:COM | SC | AF0081N | WHT | 16 | 20.A2 | AF0082:COM | CONTROL A | 20.B3
AF0081:COM | SC | AU0080N | WHT | 16 | 20.A2 | AU0080:COM | CONTROL A | 20.A1
AF0081:J | SC | * |  |  | 20.A2 | AF0082:P | CONTROL A | 20.B3
AF0081:V+ | SC | AF0081P | WHT | 16 | 20.A2 | AF0082:V+ | CONTROL A | 20.B3
AF0081:V+ | SC | AU0080P | WHT | 16 | 20.A2 | AU0080:V+ | CONTROL A | 20.A1
AF0082:COM | SC | AF0082N | WHT | 16 | 20.B3 | AF0083:COM | CONTROL A | 20.B3
AF0082:J | SC | * |  |  | 20.B3 | AF0083:P | CONTROL A | 20.B3
AF0082:V+ | SC | AF0082P | WHT | 16 | 20.B3 | AF0083:V+ | CONTROL A | 20.B3
AF0083:COM | SC | AF0083N | WHT | 16 | 20.B3 | AF0084:COM | CONTROL A | 20.B4
AF0083:SH | SC | AF0083G | GRN | 14 | 20.B3 | AF0084:SH | CONTROL A | 20.B4
AF0083:SH | SC | AU0080G | GRN | 14 | 20.B3 | AU0080:GND | CONTROL A | 20.A1
AF0083:V+ | SC | AF0083P | WHT | 16 | 20.B3 | AF0084:V+ | CONTROL A | 20.B4
AF0084:COM | SC | AF0084N | WHT | 16 | 20.B4 | AF0085:COM | CONTROL A | 20.B5
AF0084:J | SC | * |  |  | 20.B4 | AF0085:P | CONTROL A | 20.B5
AF0084:SH | SC | AF0084G | GRN | 14 | 20.B4 | AF0085:SH | CONTROL A | 20.B5
AF0084:V+ | SC | AF0084P | WHT | 16 | 20.B4 | AF0085:V+ | CONTROL A | 20.B5
AF0085:COM | SC | AF0085N | WHT | 16 | 20.B5 | AF0086:COM | CONTROL A | 20.B5
AF0085:J | SC | * |  |  | 20.B5 | AF0086:P | CONTROL A | 20.B5
AF0085:SH | SC | AF0085G | GRN | 14 | 20.B5 | AF0086:SH | CONTROL A | 20.B5
AF0085:V+ | SC | AF0085P | WHT | 16 | 20.B5 | AF0086:V+ | CONTROL A | 20.B5
AF0086:COM | SC | AF0086N | WHT | 16 | 20.B5 | AF0087:COM | CONTROL A | 20.B6
AF0086:J | SC | * |  |  | 20.B5 | AF0087:P | CONTROL A | 20.B6
AF0086:SH | SC | IEG00102 | GRN | 14 | 20.B5 | IEG0010:2 | CONTROL A | 20.C6
AF0086:V+ | SC | AF0086P | WHT | 16 | 20.B5 | AF0087:V+ | CONTROL A | 20.B6
AF0087:11 | SC | KA013624 | WHT | 20 | 21.D3 | KA0136:24 | CONTROL A | 21.D3
AF0087:43 | SC | KA013621 | WHT | 20 | 21.D3 | KA0136:21 | CONTROL A | 21.D3
AU0080:COM | SC | 0V | WHT | 20 | 20.A1 | XT0080:1 | CONTROL A | 20.A1
AU0080:V+ | SC | FU0081 | WHT | 16 | 20.A1 | FU0081:LD | CONTROL A | 20.B1
FU0011:LD | SC | UJ0131P | WHT | 12 | 13.B3 | UJ0131:+ | CONTROL A | 13.B4
FU0011:LI | SC | 521POS | WHT | 12 | 13.B3 | XT0010:1 | CONTROL A | 13.B2
FU0012:LI | SC | 523POS | --- | BUS | 13.A3 | FU0013:LI | CONTROL A | 13.A3
FU0012:LI | SC | 523POS | --- | BUS | 13.A3 | XT0014:1 | CONTROL A | 13.A2
FU0013:LI | SC | 523POS | --- | BUS | 13.A3 | FU0014:LI | CONTROL A | 13.A3
FU0014:LI | SC | 523POS | --- | BUS | 13.A3 | FU0015:LI | CONTROL A | 13.A3
FU0015:LI | SC | 523POS | --- | BUS | 13.A3 | FU0016:LI | CONTROL A | 13.A3
FU0016:LI | SC | 523POS | --- | BUS | 13.A3 | FU0017:LI | CONTROL A | 13.A3
FU0017:LI | SC | 523POS | --- | BUS | 13.A3 | FU0018:LI | CONTROL A | 13.A3
FU0019:LD | SC | FU0019LD | WHT | 12 | 13.D3 | UJ0031:+ | CONTROL A | 13.D4
FU0031:LD | SC | 24V | WHT | 10 | 13.D5 | XT1126:1 | CONTROL A | 13.D6
FU0031:LI | SC | UJ0031OUT | WHT | 10 | 13.D5 | UJ0031:OUT(+) | CONTROL A | 13.D4
FU0080:LI | SC | FU0137 | WHT | 12 | 19.A1 | FU0137:LD | CONTROL A | 19.A2
FU0080:LI | SC | FU0137 | WHT | 12 | 19.A1 | FU0139:LI | CONTROL A | 19.A1
FU0081:LI | SC | FU0080 | WHT | 14 | 20.B1 | FU0080:LD | CONTROL A | 19.A1
FU0131:LD | SC | 24V | WHT | 10 | 13.B5 | XT1124:1 | CONTROL A | 13.B6
FU0131:LI | SC | UJ0131OUT | WHT | 10 | 13.B5 | UJ0131:OUT(+) | CONTROL A | 13.B4
FU0136:LD | SC | FU0136 | WHT | 10 | 12.A3 | XT0002:1 | CONTROL A | 12.A4
FU0136:LI | SC | 24V | WHT | 10 | 12.A3 | XT1126:2 | CONTROL A | 13.D6
FU0137:LI | SC | FU0136 | WHT | 12 | 19.A2 | XT0002:2 | CONTROL A | 12.A4
FU0139:LD | SC | FU0139 | WHT | 16 | 19.A1 | XT0081:1 | CONTROL A | 21.A2
FU0139:LI | SC | FU0137 | WHT | 12 | 19.A1 | FU6211:LI | CONTROL A | 19.A1
FU0388:LD | SC | FU0388 | WHT | 14 | 19.B1 | KA0138:14 | CONTROL A | 86.C5
FU0388:LI | SC | FU0137 | WHT | 12 | 19.B1 | FU6211:LI | CONTROL A | 19.A1
FU0388:LI | SC | FU0137 | WHT | 12 | 19.B1 | FU0389:LI | CONTROL A | 19.B1
FU0389:LD | SC | FU0389 | WHT | 16 | 19.B1 | XT0089:21 | CONTROL A | 18.D5
FU0389:LI | SC | FU0137 | WHT | 12 | 19.B1 | FU6212:LI | CONTROL A | 19.B1
FU6211:LD | SC | FU6211 | WHT | 16 | 19.A1 | KA6211:14 | CONTROL A | 120.C5
FU6212:LD | SC | FU6212 | WHT | 16 | 19.B1 | KA6212:14 | CONTROL A | 121.C5
GR0131: | SC | GR0131 | GRN/YEL | 14 | 10.A4 | FRAME | CONTROL A | 10.A3
GR0132: | SC | GR0132 | GRN/YEL | 14 | 10.A4 | FRAME | CONTROL A | 10.A3
GR0133: | SC | IEG00106 | GRN | 14 | 10.A4 | IEG0010:6 | CONTROL A | 10.A5
GR0134: | SC | IEG001013 | GRN | 14 | 10.A4 | IEG0010:13 | CONTROL A | 10.A5
GR0135: | SC | GR0135 | GRN/YEL | 14 | 10.A4 | FRAME | CONTROL A | 10.A5
IEG0010:12 | SC | IEG001012 | GRN | 16 | 18.D2 | UA1200:J3-4 | CONTROL A | 18.B1
KA0130:A1 | SC | KA0130A1 | WHT | 20 | 18.C5 | KA0130:11 | CONTROL A | 18.D6
KA0130:A2 | SC | UA1200J26 | WHT | 20 | 18.C5 | UA1200:J2-6 | CONTROL A | 18.B1
KA0131:11 | SC | KA0135A1 | WHT | 20 | 22.B4 | KA0135:A1 | CONTROL A | 22.B6
KA0131:12 | SC | KA013112 | WHT | 20 | 22.B4 | KA0137:24 | CONTROL A | 22.B1
KA0131:A1 | SC | KA0131A1 | WHT | 20 | 26.C5 | KA0132:A1 | CONTROL A | 26.C5
KA0131:A1 | SC | KA0131A1 | WHT | 20 | 26.C5 | KA0242:14 | CONTROL A | 26.C3
KA0131:A2 | SC | KA0131A2 | WHT | 20 | 26.C5 | KA0132:A2 | CONTROL A | 26.C5
KA0132:11 | SC | FU0139 | WHT | 16 | 21.A1 | KA0133:11 | CONTROL A | 21.B1
KA0132:11 | SC | FU0139 | WHT | 16 | 21.A1 | XT0081:1 | CONTROL A | 21.A2
KA0132:12 | SC | KT014315 | WHT | 20 | 21.A1 | KT0142:A1 | CONTROL A | 21.A6
KA0132:12 | SC | KT014315 | WHT | 20 | 21.A1 | KA0133:12 | CONTROL A | 21.B1
KA0132:21 | SC | KA0138A1 | WHT | 20 | 21.C3 | KA0138:A1 | CONTROL A | 21.C6
KA0132:22 | SC | KA013222 | WHT | 20 | 21.C3 | KT0141:18 | CONTROL A | 21.C2
KA0132:24 | SC | KA013224 | WHT | 20 | 21.C3 | KA0134:14 | CONTROL A | 21.C1
KA0132:A1 | SC | KA0131A1 | WHT | 20 | 26.C5 | KA0141:A1 | CONTROL A | 26.C5
KA0132:A2 | SC | KA0131A2 | WHT | 20 | 26.C5 | KA0141:A2 | CONTROL A | 26.C5
KA0133:11 | SC | FU0139 | WHT | 20 | 21.B1 | KT0144:A1 | CONTROL A | 21.B6
KA0133:A2 | SC | 0V | WHT | 20 | 21.B6 | KA0136:A2 | CONTROL A | 21.C6
KA0133:A2 | SC | 0V | WHT | 20 | 21.B6 | KT0144:A2 | CONTROL A | 21.B6
KA0134:11 | SC | FU0139 | WHT | 20 | 21.C1 | KT0144:15 | CONTROL A | 21.C1
KA0134:11 | SC | FU0139 | WHT | 20 | 21.C1 | KA0136:11 | CONTROL A | 21.B1
KA0134:A2 | SC | 0V | WHT | 20 | 21.D6 | KT0143:A2 | CONTROL A | 21.D6
KA0135:A1 | SC | KA0135A1 | WHT | 20 | 22.B6 | XT0089:23 | CONTROL A | 22.C5
KA0135:A2 | SC | 0V | WHT | 20 | 22.B6 | KA0137:A2 | CONTROL A | 22.A6
KA0136:11 | SC | FU0139 | WHT | 20 | 21.B1 | KT0144:A1 | CONTROL A | 21.B6
KA0136:14 | SC | KA013821 | WHT | 20 | 21.B1 | KA0138:21 | CONTROL A | 21.B2
KA0136:A1 | SC | PS32002 | WHT | 20 | 21.C6 | XT0089:26 | CONTROL A | 82.D5
KA0136:A2 | SC | 0V | WHT | 20 | 21.C6 | KA0138:A2 | CONTROL A | 21.C6
KA0137:11 | SC | FU0139 | WHT | 20 | 21.C1 | KT0140:15 | CONTROL A | 21.C1
KA0137:11 | SC | FU0139 | WHT | 20 | 21.C1 | KT0144:15 | CONTROL A | 21.C1
KA0137:14 | SC | KA013222 | WHT | 20 | 21.C1 | KT0141:18 | CONTROL A | 21.C2
KA0137:14 | SC | KA013222 | WHT | 20 | 21.C1 | KT0144:18 | CONTROL A | 21.C1
KA0137:24 | SC | KA013112 | WHT | 20 | 22.B1 | AF0087:09 | CONTROL A | 22.B2
KA0137:A1 | SC | KA0137A1 | WHT | 20 | 22.A6 | KT0145:18 | CONTROL A | 22.A1
KA0137:A2 | SC | 0V | WHT | 20 | 22.A6 | KT0145:A2 | CONTROL A | 22.A6
KA0138:11 | SC | KM3170EP | WHT | 20 | 86.C5 | XT0080:11 | CONTROL A | 86.C5
KA0138:24 | SC | KT0144B1 | WHT | 20 | 21.B2 | KT0144:B1 | CONTROL A | 21.B6
KA0138:A2 | SC | 0V | WHT | 20 | 21.C6 | KT0143:A2 | CONTROL A | 21.D6
KA0141:21 | SC | KT0146A1 | WHT | 20 | 26.B5 | KA0241:21 | CONTROL A | 26.A5
KA0141:21 | SC | KT0146A1 | WHT | 20 | 26.B5 | KT0146:A1 | CONTROL A | 26.B4
KA0141:24 | SC | KA014124 | WHT | 20 | 26.B5 | KA0241:24 | CONTROL A | 26.A5
KA0141:A1 | SC | KA0131A1 | WHT | 20 | 26.C5 | KA0230:A1 | CONTROL A | 26.C5
KA0141:A2 | SC | KA0131A2 | WHT | 20 | 26.C5 | KA0230:A2 | CONTROL A | 26.C5
KA0230:A1 | SC | KA0131A1 | WHT | 20 | 26.C5 | KA0231:A1 | CONTROL A | 26.C5
KA0230:A2 | SC | KA0131A2 | WHT | 20 | 26.C5 | KA0231:A2 | CONTROL A | 26.C5
KA0231:24 | SC | KA023124 | WHT | 20 | 24.C2 | KA0245:21 | CONTROL A | 24.C3
KA0231:A1 | SC | KA0131A1 | WHT | 20 | 26.C5 | KA0232:A1 | CONTROL A | 26.D5
KA0231:A2 | SC | KA0131A2 | WHT | 20 | 26.C5 | KA0232:A2 | CONTROL A | 26.D5
KA0236:11 | SC | FU0139 | WHT | 20 | 24.A2 | XT0081:5 | CONTROL A | 24.A3
KA0236:21 | SC | UA1200J21 | WHT | 20 | 24.C2 | KA0241:11 | CONTROL A | 24.C2
KA0236:24 | SC | KA024114 | WHT | 20 | 24.C2 | KA0241:14 | CONTROL A | 24.C2
KA0239:22 | SC | KA024224 | WHT | 20 | 18.C5 | KA0242:24 | CONTROL A | 18.C5
KA0239:A1 | SC | ESTOP | WHT | 20 | 24.C6 | KA0240:A1 | CONTROL A | 24.C6
KA0239:A2 | SC | 0V | WHT | 20 | 24.C6 | KA0240:A2 | CONTROL A | 24.C6
KA0240:11 | SC | PS32004 | WHT | 20 | 82.D6 | XT0089:27 | CONTROL A | 82.D5
KA0240:14 | SC | UF1300 | WHT | 20 | 82.D6 | XT0084:1 | CONTROL A | 82.D6
KA0241:11 | SC | UA1200J21 | WHT | 20 | 24.C2 | XT0089:20 | CONTROL A | 18.D5
KA0241:14 | SC | KA024114 | WHT | 20 | 24.C2 | KA0231:21 | CONTROL A | 24.C2
KA0241:A1 | SC | KA0241A1 | WHT | 20 | 24.A6 | KA0242:A1 | CONTROL A | 24.B6
KA0241:A1 | SC | KA0241A1 | WHT | 20 | 24.A6 | XT0081:7 | CONTROL A | 24.A3
KA0241:A2 | SC | 0V | WHT | 20 | 24.A6 | KA0242:A2 | CONTROL A | 24.B6
KA0241:A2 | SC | 0V | WHT | 20 | 24.A6 | XT0080:9 | CONTROL A | 24.A6
KA0242:11 | SC | KT014618 | WHT | 20 | 26.C3 | KA0231:11 | CONTROL A | 26.C3
KA0242:11 | SC | KT014618 | WHT | 20 | 26.C3 | KT0146:18 | CONTROL A | 26.B2
KA0242:14 | SC | KA0131A1 | WHT | 20 | 26.C3 | KA0231:14 | CONTROL A | 26.C3
KA0243:21 | SC | KA024524 | WHT | 20 | 24.C4 | KA0245:24 | CONTROL A | 24.C3
KA0243:24 | SC | ESTOPD | WHT | 20 | 24.C4 | XT0089:1 | CONTROL A | 25.B4
KA0243:A1 | SC | KA0243A1 | WHT | 20 | 23.A6 | KA0244:A1 | CONTROL A | 23.B6
KA0243:A1 | SC | KA0243A1 | WHT | 20 | 23.A6 | XT0089:10 | CONTROL A | 23.A5
KA0243:A2 | SC | 0V | WHT | 20 | 23.A6 | KA0244:A2 | CONTROL A | 23.B6
KA0243:A2 | SC | 0V | WHT | 20 | 23.A6 | XT0080:8 | CONTROL A | 23.A6
KA0244:11 | SC | FU0139 | WHT | 20 | 22.A1 | XT0081:2 | CONTROL A | 22.A2
KA0244:11 | SC | FU0139 | WHT | 20 | 22.A1 | KT0142:15 | CONTROL A | 22.A1
KA0244:12 | SC | KT0145A1 | WHT | 20 | 22.A1 | KT0145:A1 | CONTROL A | 22.A6
KA0244:A2 | SC | 0V | WHT | 20 | 23.B6 | KA0245:A2 | CONTROL A | 23.C6
KA0245:A1 | SC | KA0245A1 | WHT | 20 | 23.C6 | XT0089:11 | CONTROL A | 23.C5
KT0140:16 | SC | KT014115 | WHT | 20 | 21.C1 | KT0141:15 | CONTROL A | 21.C2
KT0140:18 | SC | KT0143A1 | WHT | 20 | 21.D1 | KT0143:A1 | CONTROL A | 21.D6
KT0140:A1 | SC | KT0140A1 | WHT | 20 | 21.A6 | KT0143:16 | CONTROL A | 21.A5
KT0140:A2 | SC | 0V | WHT | 20 | 21.A6 | KT0141:A2 | CONTROL A | 21.A6
KT0140:A2 | SC | 0V | WHT | 20 | 21.A6 | XT0080:6 | CONTROL A | 21.A6
KT0141:A1 | SC | KT014315 | WHT | 20 | 21.A6 | KT0143:15 | CONTROL A | 21.A5
KT0141:A1 | SC | KT014315 | WHT | 20 | 21.A6 | KT0142:A1 | CONTROL A | 21.A6
KT0141:A2 | SC | 0V | WHT | 20 | 21.A6 | KT0142:A2 | CONTROL A | 21.A6
KT0142:15 | SC | FU0139 | WHT | 20 | 22.A1 | KT0145:15 | CONTROL A | 22.A1
KT0142:A2 | SC | 0V | WHT | 20 | 21.A6 | KT0144:A2 | CONTROL A | 21.B6
KT0145:15 | SC | FU0139 | WHT | 20 | 22.A1 | KA0137:21 | CONTROL A | 22.B1
KT0145:18 | SC | KA0137A1 | WHT | 20 | 22.A1 | KT0142:18 | CONTROL A | 22.A1
KT0145:A2 | SC | 0V | WHT | 20 | 22.A6 | XT0080:7 | CONTROL A | 22.A6
RR0941:-4.7K OHM | SC | FU0139 | WHT | 20 | 26.A2 | XT0089:17 | CONTROL A | 26.A2
RR0941:-4.7K OHM | SC | 007405 | WHT | 20 | 26.A2 | XT0089:18 | CONTROL A | 26.A2
RR0942:-1.0K OHM | SC | 0V | WHT | 20 | 26.A2 | XT0089:19 | CONTROL A | 26.A2
RR0942:-1.0K OHM | SC | 007405 | WHT | 20 | 26.A2 | XT0089:18 | CONTROL A | 26.A2
UA1200:J1-10 | SC | FU0389 | WHT | 20 | 18.B1 | XT0089:21 | CONTROL A | 18.D5
UA1200:J1-8 | SC | UA1200J | WHT | 20 | 58.B6 | UA1200:J3-5 | CONTROL A | 58.B6
UA1200:J1-9 | SC | 0V | WHT | 20 | 18.B1 | XT0089:22 | CONTROL A | 18.D5
UA1200:J2-1 | SC | UA1200J21 | WHT | 20 | 18.B1 | XT0089:20 | CONTROL A | 18.D5
UA1200:J2-2 | SC | FU0389 | WHT | 20 | 18.B1 | XT0089:21 | CONTROL A | 18.D5
UJ0031:- | SC | CCUJ00312 | WHT | 12 | 13.D4 | XT1125:1 | CONTROL A | 13.D4
UJ0031:G | SC | UJ0031G | GRN/YEL | 12 | 13.D4 | FG1126:1 | CONTROL A | 13.D4
UJ0031:OUT(-) | SC | 0V | WHT | 14 | 13.D4 | XT1126:4 | CONTROL A | 13.D5
UJ0131:- | SC | 521NEG | WHT | 12 | 13.B4 | XT0010:2 | CONTROL A | 13.B2
UJ0131:G | SC | UJ0131G | GRN/YEL | 12 | 13.B4 | FRAME | CONTROL A | 13.B4
UJ0131:OUT(-) | SC | 0V | WHT | 14 | 13.B4 | XT1124:3 | CONTROL A | 13.C5
XT0003:1 | SC | 0V | WHT | 10 | 12.A4 | XT1126:4 | CONTROL A | 13.D5
XT0003:2 | SC | 0V | WHT | 14 | 12.A4 | XT0082:1 | CONTROL A | 19.A1
XT0080:1 | SC | 0V | WHT | 20 | 20.A1 | XT0082:2 | CONTROL A | 19.A1
XT0080:6 | SC | 0V | WHT | 20 | 21.A6 | XT0089:19 | CONTROL A | 26.A2
XT0081:1 | SC | FU0139 | WHT | 20 | 21.A2 | XT0089:17 | CONTROL A | 26.A2
XT0081:2 | SC | FU0139 | WHT | 20 | 22.A2 | XT0081:1 | CONTROL A | 21.A2
XT0081:4 | SC | FU0139 | WHT | 20 | 24.A3 | XT0089:25 | CONTROL A | 82.D5
XT0082:2 | SC | 0V | WHT | 14 | 19.A1 | XT0080:6 | CONTROL A | 21.A6
XT0089:22 | SC | 0V | WHT | 14 | 18.D5 | XT0082:4 | CONTROL A | 19.B1
XT1124:2 | SC | 24V | WHT | 10 | 13.B6 | XT1126:2 | CONTROL A | 13.D6
XT1124:4 | SC | 0V |  |  | 13.C5 | XT1126:3 | CONTROL A | 13.D5
AF0083:J | WC0080 | AF0083J | COMM | USB | 20.B3 | AF0084:P | CONTROL A | 20.B4
FU0081:LI | SC | FU0080 | WHT | 14 | 20.B1 | FU0090:LI | CONTROL B | 20.D1
IEG0010:1 | SC | IEG02300 | GRN | 8 | 10.A2 | IEG0230:0 | CONTROL B | 10.A2
IEG0010:8 | SC | IEG00108 | GRN | 14 | 20.D4 | AF0094:SH | CONTROL B | 20.D4
KA0131:14 | SC | KA013114 | WHT | 20 | 22.B4 | AF0092:06 | CONTROL B | 22.B3
KA0133:A1 | SC | KA0133A1 | WHT | 20 | 21.B6 | AF0092:02 | CONTROL B | 21.B4
KA0134:A1 | SC | KA0134A1 | WHT | 20 | 21.D6 | AF0091:12 | CONTROL B | 21.D5
KA0134:A1 | SC | KA0134A1 | WHT | 20 | 21.D6 | AF0067:12 | CONTROL B | 21.D4
KA0141:11 | SC | KA014111 | WHT | 20 | 26.A5 | AF0091:39 | CONTROL B | 26.A6
KA0141:14 | SC | KA014114 | WHT | 20 | 26.A5 | AF0091:07 | CONTROL B | 26.A6
KA0232:A1 | SC | KA0131A1 | WHT | 20 | 26.D5 | KA0233:A1 | CONTROL B | 26.D5
KA0232:A2 | SC | KA0131A2 | WHT | 20 | 26.D5 | KA0233:A2 | CONTROL B | 26.D5
KA0236:A1 | SC | ESTOP | WHT | 20 | 24.C6 | KA0235:A1 | CONTROL B | 24.C6
KA0236:A1 | SC | ESTOP | WHT | 20 | 24.C6 | KA0237:A1 | CONTROL B | 24.C6
KA0236:A2 | SC | 0V | WHT | 20 | 24.C6 | KA0237:A2 | CONTROL B | 24.C6
KA0236:A2 | SC | 0V | WHT | 20 | 24.C6 | KA0235:A2 | CONTROL B | 24.C6
KA0239:21 | SC | FU0212 | WHT | 16 | 18.C5 | FU0212:LD | CONTROL B | 12.B4
KA0239:A1 | SC | ESTOP | WHT | 20 | 24.C6 | KA0237:A1 | CONTROL B | 24.C6
KA0239:A2 | SC | 0V | WHT | 20 | 24.C6 | KA0237:A2 | CONTROL B | 24.C6
KA0240:22 | SC | KA024022 | WHT | 20 | 44.C6 | AF0092:45 | CONTROL B | 44.C7
KA0240:A1 | SC | ESTOP | WHT | 20 | 24.C6 | KA0251:A1 | CONTROL B | 24.D6
KA0240:A2 | SC | 0V | WHT | 20 | 24.C6 | KA0251:A2 | CONTROL B | 24.D6
KA0242:21 | SC | KA024221 | WHT | 20 | 18.C5 | XT0237:1 T2 | CONTROL B | 18.C5
KA0242:A2 | SC | 0V | WHT | 20 | 24.B6 | KA0235:A2 | CONTROL B | 24.C6
KA3103:A1 | SC | KA3103A1 | WHT | 20 | 79.A5 | AF0092:08 | CONTROL B | 79.A6
KA3103:A2 | SC | KA3103A2 | WHT | 20 | 79.A5 | AF0092:24 | CONTROL B | 79.A6
KA3220:A1 | SC | KA3220A1 | WHT | 20 | 88.B5 | AF0093:01 | CONTROL B | 88.A7
KA3220:A2 | SC | KA3220A2 | WHT | 20 | 88.B5 | AF0093:17 | CONTROL B | 88.A7
KA6211:A2 | SC | 009320 | WHT | 20 | 120.A6 | AF0093:20 | CONTROL B | 120.A7
KA6212:A2 | SC | 009321 | WHT | 20 | 121.A6 | AF0093:21 | CONTROL B | 121.A7
KT0146:15 | SC | KT014615 | WHT | 20 | 26.B2 | AF0076:10 | CONTROL B | 26.B2
KT0146:A2 | SC | KT0146A2 | WHT | 20 | 26.B4 | AF0076:29 | CONTROL B | 26.B6
KT0146:B1 | SC | KT0146B1 | WHT | 20 | 26.B4 | AF0076:13 | CONTROL B | 26.B6
UA1200:J1-4 | SC | UA1200J14 | WHT | 20 | 18.B1 | AF0076:27 | CONTROL B | 18.C7
UA1200:J1-5 | SC | UA1200J15 | WHT | 20 | 18.B1 | XT0237:1 B1 | CONTROL B | 18.C5
UJ0031:IOUT | SC | UJ0031IOUT | WHT | 20 | 13.D4 | AF0094:02 | CONTROL B | 13.C7
UJ0031:OK1 | SC | UJ0031OK1 | WHT | 20 | 13.D4 | AF0091:32 | CONTROL B | 13.D7
UJ0031:OK2 | SC | UJ0031OK2 | WHT | 20 | 13.D4 | AF0091:00 | CONTROL B | 13.D7
UJ0031:VIN | SC | UJ0031VIN | WHT | 20 | 13.D4 | AF0094:00 | CONTROL B | 13.C7
UJ0131:IOUT | SC | UJ0131IOUT | WHT | 20 | 13.B4 | AF0094:06 | CONTROL B | 13.A7
UJ0131:OK1 | SC | UJ0131OK1 | WHT | 20 | 13.B4 | AF0091:41 | CONTROL B | 13.B7
UJ0131:OK2 | SC | UJ0131OK2 | WHT | 20 | 13.B4 | AF0091:09 | CONTROL B | 13.B7
UJ0131:VIN | SC | UJ0131VIN | WHT | 20 | 13.B4 | AF0094:04 | CONTROL B | 13.A7
XT0002:1 | SC | FU0136 | WHT | 12 | 12.A4 | FU0210:LI | CONTROL B | 14.A2
XT0002:4 | SC | FU0136 | WHT | 14 | 12.A4 | FU0010:LI | CONTROL B | 5.B1
XT0002:7 | SC | FU0136 | WHT | 14 | 12.B4 | XT0051:1 | CONTROL B | 8.A4
XT0002:8 | SC | FU0136 | WHT | 16 | 12.B4 | FU0212:LI | CONTROL B | 12.B4
XT0003:1 | SC | 0V | WHT | 12 | 12.A4 | XT0062:1 | CONTROL B | 14.A1
XT0003:7 | SC | 0V | WHT | 14 | 12.B4 | XT0051:5 | CONTROL B | 8.A3
XT0080:3 | SC | 0V | WHT | 16 | 20.D1 | AF0092:COM | CONTROL B | 20.D3
XT0080:3 | SC | 0V | WHT | 16 | 20.D1 | AU0090:COM | CONTROL B | 20.C2
XT0080:4 | SC | 0V | WHT | 16 | 20.D1 | AF0093:COM | CONTROL B | 20.D3
XT0080:5 | SC | 0V | WHT | 14 | 20.D1 | AF0095:COM | CONTROL B | 20.D5
XT0082:5 | SC | 0V | WHT | 16 | 19.B1 | AF0094:01 | CONTROL B | 13.C7
XT0082:5 | SC | 0V | WHT | 16 | 19.B1 | AF0094:03 | CONTROL B | 13.C7
XT0082:5 | SC | 0V | WHT | 16 | 19.B1 | AF0094:07 | CONTROL B | 13.A7
XT0082:5 | SC | 0V | WHT | 16 | 19.B1 | AF0094:05 | CONTROL B | 13.A7
XT0089:18 | SC | 007405 | WHT | 20 | 26.A2 | AF0074:05 | CONTROL B | 26.A2
XT0089:19 | SC | 0V | WHT | 20 | 26.A2 | AF0074:21 | CONTROL B | 26.A2
XT0089:5 | SC | ESTOP | WHT | 20 | 25.C4 | KA0235:A1 | CONTROL B | 24.C6
XT0089:6 | SC | ESTOP | WHT | 20 | 24.D5 | KA0251:A1 | CONTROL B | 24.D6
XT0089:8 | SC | KA0131A1 | WHT | 20 | 26.D4 | KA0234:A1 | CONTROL B | 26.D5
AU0080:L2 | WC0008 | AU0080L2 | ENET | CABLE | 2.A4 | BA1100:L1 | CONTROL B | 2.A5
AU0080:L1 | WC0009 | AU0090L2 | ENET | CABLE | 2.A4 | AU0090:L2 | CONTROL B | 2.A3
UA1200:J1-3 | WC4524 | UA1200J13 | RED | 20 | 18.B1 | AF0065:12 | CONTROL B | 18.B7
UA1200:J1-1 | WC4524 | UA1200J11 | BLK | 20 | 18.B1 | AF0065:28 | CONTROL B | 18.B7
FLOATING | WC4524 | UJA1200S | SH | 20 | 18.B2 | AF0065:60 | CONTROL B | 18.B7
AF0081:04 | SC | SB0472B212 | WHT | 20 | 45.B7 | SB0472:B2-12 | CONTROL,JB70;TT6 | 45.B1
AF0081:36 | SC | SB0472B211 | WHT | 20 | 45.B7 | SB0472:B2-11 | CONTROL,JB70;TT6 | 45.B1
AF0087:02 | SC | SB047112 | WHT | 20 | 44.D7 | SB0471:12 | CONTROL,JB70;TT6 | 44.D1
AF0087:03 | SC | SB047314 | WHT | 20 | 44.D7 | SB0473:14 | CONTROL,JB70;TT6 | 44.D1
AF0087:04 | SC | SB047414 | WHT | 20 | 45.A7 | SB0474:14 | CONTROL,JB70;TT6 | 45.A1
AF0087:05 | SC | SA047312 | WHT | 20 | 43.D7 | SA0473:12 | CONTROL,JB70;TT6 | 43.D1
AF0087:06 | SC | SA047314 | WHT | 20 | 43.D7 | SA0473:14 | CONTROL,JB70;TT6 | 43.D1
AF0087:07 | SC | SA0471B214 | WHT | 20 | 45.A7 | SA0471:B2-14 | CONTROL,JB70;TT6 | 45.A1
AF0087:08 | SC | SA0471B114 | WHT | 20 | 45.B7 | SA0471:B1-14 | CONTROL,JB70;TT6 | 45.B1
AF0087:34 | SC | SB047111 | WHT | 20 | 44.D7 | SB0471:11 | CONTROL,JB70;TT6 | 44.D1
AF0087:35 | SC | SB047313 | WHT | 20 | 44.D7 | SB0473:13 | CONTROL,JB70;TT6 | 44.D1
AF0087:36 | SC | SB047413 | WHT | 20 | 45.A7 | SB0474:13 | CONTROL,JB70;TT6 | 45.A1
AF0087:37 | SC | SA047311 | WHT | 20 | 43.D7 | SA0473:11 | CONTROL,JB70;TT6 | 43.D1
AF0087:38 | SC | SA047313 | WHT | 20 | 43.D7 | SA0473:13 | CONTROL,JB70;TT6 | 43.D1
AF0087:39 | SC | SA0471B213 | WHT | 20 | 45.A7 | SA0471:B2-13 | CONTROL,JB70;TT6 | 45.A1
AF0087:40 | SC | SA0471B113 | WHT | 20 | 45.B7 | SA0471:B1-13 | CONTROL,JB70;TT6 | 45.B1
PEG0130:2 | SC | AT1100G | GRN/YEL | 14 | 47.D5 | AT1100:GND | CONTROL,JB70;TT6 | 47.D3
AF0087:10 | SC | ZS61S | WHT | 16 | 110.A7 | XT0290:2 | F&G EDIO ONSK | 110.A6
AF0087:42 | SC | ZS61P | WHT | 16 | 110.A7 | XT0290:1 | F&G EDIO ONSK | 110.A6
KA6211:A1 | SC | KA6211A1 | WHT | 20 | 120.A6 | KA0246:14 | F&G EDIO ONSK | 120.A5
KA6212:A1 | SC | KA6212A1 | WHT | 20 | 121.A6 | KA0246:24 | F&G EDIO ONSK | 121.A5
XT0002:7 | SC | FU0136 | WHT | 12 | 12.B4 | FU0535:LI | F&G EDIO ONSK | 30.A4
XT0003:7 | SC | 0V | WHT | 12 | 12.B4 | XT0536:1 | F&G EDIO ONSK | 30.A5
XT0080:8 | SC | 0V | WHT | 16 | 23.A6 | KA0176:A2 | F&G EDIO ONSK | 28.A6
XT0081:3 | SC | FU0139 | WHT | 20 | 23.A2 | KA0255:21 | F&G EDIO ONSK | 28.A1
XT0089:10 | SC | KA0243A1 | WHT | 20 | 23.A5 | KA0246:A1 | F&G EDIO ONSK | 28.C6
XT0089:11 | SC | KA0245A1 | WHT | 20 | 23.C5 | KA0249:A1 | F&G EDIO ONSK | 28.C6
XT0089:23 | SC | KA0135A1 | WHT | 20 | 22.C5 | KA0145:A1 | F&G EDIO ONSK | 28.B6
XT0089:9 | SC | KA0131A1 | WHT | 20 | 26.D4 | KA0255:A1 | F&G EDIO ONSK | 28.B6
IEG0010:4 | SC | IEG00104 | GRN | 14 | 16.C6 | XT0400:3 | JB70 VIBRATION PANEL | 16.C5
XT0002:3 | SC | FU0136 | WHT | 14 | 12.A4 | FU0410:LI | JB70 VIBRATION PANEL | 16.C1
XT0003:3 | SC | 0V | WHT | 14 | 12.A4 | XT0401:1 | JB70 VIBRATION PANEL | 16.A1
XT0003:4 | SC | 0V | WHT | 14 | 12.B4 | UV0600:(-) | PLC | 5.B2
AF0087:00 | SC | SH047114 | WHT | 20 | 44.A7 | XT0111:4 | RAIL,RIGHT,JB70 | 44.A5
AF0087:01 | SC | SH047012 | WHT | 20 | 44.B7 | XT0111:8 | RAIL,RIGHT,JB70 | 44.B5
AF0087:32 | SC | SH047113 | WHT | 20 | 44.A7 | XT0111:3 | RAIL,RIGHT,JB70 | 44.A5
AF0087:33 | SC | SH047011 | WHT | 20 | 44.B7 | XT0111:7 | RAIL,RIGHT,JB70 | 44.B5
IEG0010:3 | SC | IEG00103 | GRN | 14 | 52.B5 | UVJB70:IE | RAIL,RIGHT,JB70 | 52.B6
KA0240:21 | SC | SH0472X2 | WHT | 20 | 44.C6 | XT0111:17 | RAIL,RIGHT,JB70 | 44.C5
XT0002:6 | SC | FU0136 | WHT | 14 | 12.B4 | XT0111:21 | RAIL,RIGHT,JB70 | 47.D5
XT0003:6 | SC | 0V | WHT | 14 | 12.B4 | XT0111:22 | RAIL,RIGHT,JB70 | 47.D5
XT0080:5 | SC | 0V | WHT | 16 | 20.D1 | UVJB70:9- | RAIL,RIGHT,JB70 | 52.B6
XT0081:6 | SC | FU0139 | WHT | 20 | 24.A3 | XT0111:15 | RAIL,RIGHT,JB70 | 44.C5
XT0081:7 | SC | KA0241A1 | WHT | 20 | 24.A3 | XT0111:16 | RAIL,RIGHT,JB70 | 44.C5
XT0089:3 | SC | ESTOPB | WHT | 20 | 25.B4 | XT0111:19 | RAIL,RIGHT,JB70 | 45.C5
XT0089:4 | SC | ESTOPA | WHT | 20 | 25.C4 | XT0111:20 | RAIL,RIGHT,JB70 | 45.C5
AF0083:27 | WCTE1110 | 008327 | RED | 20 | 52.A7 | UAITE1110:-7 | RAIL,RIGHT,JB70 | 52.A5
AF0083:11 | WCTE1110 | 008311 | WHT | 20 | 52.A7 | UAITE1110:-5 | RAIL,RIGHT,JB70 | 52.A5
AF0083:10 | WCTE1110 | 008310 | BLK | 20 | 52.A7 | UAITE1110:+6 | RAIL,RIGHT,JB70 | 52.A5
AF0083:58 | WCTE1110 | 008358 | SH | 20 | 52.A7 | FW5:1 | RAIL,RIGHT,JB70 | 52.A6
AF0083:19 | WCTE1260 | 008319 | RED | 20 | 55.A7 | UAITE1260:-7 | RAIL,RIGHT,JB70 | 55.A6
AF0083:03 | WCTE1260 | 008303 | WHT | 20 | 55.A7 | UAITE1260:-5 | RAIL,RIGHT,JB70 | 55.A6
AF0083:02 | WCTE1260 | 008302 | BLK | 20 | 55.A7 | UAITE1260:+6 | RAIL,RIGHT,JB70 | 55.A6
AF0083:50 | WCTE1260 | 008350 | SH | 20 | 55.A7 | FW7:1 | RAIL,RIGHT,JB70 | 55.A6
AF0083:17 | WCTE1270 | 008317 | RED | 20 | 56.A7 | UAITE1270:-7 | RAIL,RIGHT,JB70 | 56.A6
AF0083:01 | WCTE1270 | 008301 | WHT | 20 | 56.A7 | UAITE1270:-5 | RAIL,RIGHT,JB70 | 56.A6
AF0083:00 | WCTE1270 | 008300 | BLK | 20 | 56.A7 | UAITE1270:+6 | RAIL,RIGHT,JB70 | 56.A6
AF0083:48 | WCTE1270 | 008348 | SH | 20 | 56.A7 | FW8:1 | RAIL,RIGHT,JB70 | 56.A6
AF0084:19 | WCTE3100 | 008419 | RED | 20 | 76.A7 | UAITE3100:-7 | RAIL,RIGHT,JB70 | 76.A6
AF0084:03 | WCTE3100 | 008403 | WHT | 20 | 76.A7 | UAITE3100:-5 | RAIL,RIGHT,JB70 | 76.A6
AF0084:02 | WCTE3100 | 008402 | BLK | 20 | 76.A7 | UAITE3100:+6 | RAIL,RIGHT,JB70 | 76.A6
AF0084:50 | WCTE3100 | 008450 | SH | 20 | 76.A7 | FW15:1 | RAIL,RIGHT,JB70 | 76.B6
AF0084:17 | WCTE3200 | 008417 | RED | 20 | 81.A7 | UAITE3200:-7 | RAIL,RIGHT,JB70 | 81.A6
AF0084:01 | WCTE3200 | 008401 | WHT | 20 | 81.A7 | UAITE3200:-5 | RAIL,RIGHT,JB70 | 81.A6
AF0084:00 | WCTE3200 | 008400 | BLK | 20 | 81.A7 | UAITE3200:+6 | RAIL,RIGHT,JB70 | 81.A6
AF0084:48 | WCTE3200 | 008448 | SH | 20 | 81.A7 | FW10:1 | RAIL,RIGHT,JB70 | 81.A6
AF0083:21 | WCTE3510 | 008321 | RED | 20 | 83.A7 | UAITE3150:-7 | RAIL,RIGHT,JB70 | 83.A6
AF0083:05 | WCTE3510 | 008305 | WHT | 20 | 83.A7 | UAITE3150:-5 | RAIL,RIGHT,JB70 | 83.A6
AF0083:04 | WCTE3510 | 008304 | BLK | 20 | 83.A7 | UAITE3150:+6 | RAIL,RIGHT,JB70 | 83.A6
AF0083:52 | WCTE3510 | 008352 | SH | 20 | 83.A7 | FW11:2 | RAIL,RIGHT,JB70 | 83.A6
AF0083:23 | WCTE3520 | 008323 | RED | 20 | 83.A7 | UAITE3520:-7 | RAIL,RIGHT,JB70 | 83.A6
AF0083:07 | WCTE3520 | 008307 | WHT | 20 | 83.A7 | UAITE3520:-5 | RAIL,RIGHT,JB70 | 83.A6
AF0083:06 | WCTE3520 | 008306 | BLK | 20 | 83.A7 | UAITE3520:+6 | RAIL,RIGHT,JB70 | 83.A6
AF0083:54 | WCTE3520 | 008354 | SH | 20 | 83.A7 | FW11:3 | RAIL,RIGHT,JB70 | 83.B6
AF0083:25 | WCTE3540 | 008325 | RED | 20 | 83.B7 | UAITE3540:-7 | RAIL,RIGHT,JB70 | 83.B6
AF0083:09 | WCTE3540 | 008309 | WHT | 20 | 83.B7 | UAITE3540:-5 | RAIL,RIGHT,JB70 | 83.B6
AF0083:08 | WCTE3540 | 008308 | BLK | 20 | 83.B7 | UAITE3540:+6 | RAIL,RIGHT,JB70 | 83.B6
AF0083:56 | WCTE3540 | 008356 | SH | 20 | 83.B7 | FW11:4 | RAIL,RIGHT,JB70 | 83.B6
AF0083:29 | WCTE6110 | 008329 | RED | 20 | 113.C7 | UAITE6110:+6 | RAIL,RIGHT,JB70 | 113.C5
AF0083:13 | WCTE6110 | 008313 | WHT | 20 | 113.C7 | UAITE6110:+8 | RAIL,RIGHT,JB70 | 113.C5
AF0083:12 | WCTE6110 | 008312 | BLK | 20 | 113.C7 | UAITE6110:-7 | RAIL,RIGHT,JB70 | 113.C5
AF0083:60 | WCTE6110 | 008360 | SH | 20 | 113.C7 | FW14:1 | RAIL,RIGHT,JB70 | 113.C6
SolarTools ver. 24.0.84.24712 (Jul 31, 2025)
Report date: 5/1/2026 10:51 AM

## CONTROL B
CONTROL B
Project # | 4P041
Project Name | OFFSHORE SOUTH GAS VALORIZATION^MBYA - MOCU PLATFORM^PERENCO GABON
Revision | A.2
Controls DE
Phone:
Controls ME
Phone:
From | [5 empty] | To
Device ID | Cable (W) Conductor (SC) Jumper Clip (JC) | Wire No. | Wire ID | Gauge/Size | Page/Zone | Device ID | Location | Page/Zone
XT0051:1 | JC | FU0136 | CLIP | --- | 8.A4 | XT0051:2 | CONTROL B | 8.B4
XT0051:2 | JC | FU0136 | CLIP | --- | 8.B4 | XT0051:3 | CONTROL B | 8.B4
XT0051:3 | JC | FU0136 | CLIP | --- | 8.B4 | XT0051:4 | CONTROL B | 8.C4
XT0051:5 | JC | 0V | CLIP | --- | 8.A3 | XT0051:6 | CONTROL B | 8.B3
XT0051:6 | JC | 0V | CLIP | --- | 8.B3 | XT0051:7 | CONTROL B | 8.C3
XT0051:7 | JC | 0V | CLIP | --- | 8.C3 | XT0051:8 | CONTROL B | 8.C3
XT0060:1 | JC | 0V | CLIP | --- | 15.A1 | XT0060:2 | CONTROL B | 15.B1
XT0060:2 | JC | 0V | CLIP | --- | 15.B1 | XT0060:3 | CONTROL B | 15.B1
XT0060:3 | JC | 0V | CLIP | --- | 15.B1 | XT0060:4 | CONTROL B | 15.C1
XT0062:1 | JC | 0V | CLIP | --- | 14.A1 | XT0062:2 | CONTROL B | 14.A1
XT0062:2 | JC | 0V | CLIP | --- | 14.A1 | XT0062:3 | CONTROL B | 14.B1
XT0062:3 | JC | 0V | CLIP | --- | 14.B1 | XT0062:4 | CONTROL B | 14.B1
AF0061:00 | SC | KA023314 |  | 20 | 62.A7 | KA0233:14 | CONTROL B | 62.A6
AF0061:14 | SC | 006114 | WHT | 20 | 60.B7 | KA0234:14 | CONTROL B | 60.B5
AF0061:COM | SC | 0V | WHT | 16 | 15.B2 | XT0060:2 | CONTROL B | 15.B1
AF0061:V+ | SC | FU0062 | WHT | 16 | 15.B2 | FU0062:LD | CONTROL B | 15.B1
AF0062:00 | SC | 006200 | WHT | 20 | 70.C7 | KA0222:14 | CONTROL B | 70.C6
AF0062:02 | SC | SV1420P | WHT | 20 | 62.A7 | XT0061:1 | CONTROL B | 62.A6
AF0062:04 | SC | 006204 | WHT | 20 | 140.A7 | KA00621:A1 | CONTROL B | 140.A6
AF0062:06 | SC | 006206 | WHT | 20 | 140.A7 | KA00622:A1 | CONTROL B | 140.A6
AF0062:08 | SC | 006208 | WHT | 20 | 140.B7 | KA00623:A1 | CONTROL B | 140.B6
AF0062:10 | SC | 006210 | WHT | 20 | 140.B7 | KA00624:A1 | CONTROL B | 140.C6
AF0062:12 | SC | 006212 | WHT | 20 | 140.C7 | KA00625:A1 | CONTROL B | 140.C6
AF0062:14 | SC | 006214 | WHT | 20 | 140.D7 | KA00626:A1 | CONTROL B | 140.D6
AF0062:20 | SC | 006220 | WHT | 20 | 140.A7 | KA00621:A2 | CONTROL B | 140.A6
AF0062:22 | SC | 006222 | WHT | 20 | 140.A7 | KA00622:A2 | CONTROL B | 140.A6
AF0062:24 | SC | 006224 | WHT | 20 | 140.B7 | KA00623:A2 | CONTROL B | 140.B6
AF0062:26 | SC | 006226 | WHT | 20 | 140.B7 | KA00624:A2 | CONTROL B | 140.C6
AF0062:28 | SC | 006228 | WHT | 20 | 140.C7 | KA00625:A2 | CONTROL B | 140.C6
AF0062:30 | SC | 006230 | WHT | 20 | 140.D7 | KA00626:A2 | CONTROL B | 140.D6
AF0062:34 | SC | KA023322 | WHT | 20 | 62.A7 | KA0233:22 | CONTROL B | 62.A6
AF0062:COM | SC | 0V | WHT | 16 | 15.B3 | XT0060:3 | CONTROL B | 15.B1
AF0062:V+ | SC | FU0063 | WHT | 16 | 15.B3 | FU0063:LD | CONTROL B | 15.B1
AF0063:COM | SC | AF0063N | WHT | 16 | 15.B3 | AF0064:COM | CONTROL B | 15.A4
AF0063:COM | SC | AU0060N | WHT | 16 | 15.B3 | AU0060:COM | CONTROL B | 15.A2
AF0063:V+ | SC | AF0063P | WHT | 16 | 15.B3 | AF0064:V+ | CONTROL B | 15.A4
AF0063:V+ | SC | AU0060P | WHT | 16 | 15.B3 | AU0060:V+ | CONTROL B | 15.A2
AF0064:COM | SC | AF0064N | WHT | 16 | 15.A4 | AF0065:COM | CONTROL B | 15.A5
AF0064:SH | SC | AF0064G | GRN | 14 | 15.A4 | AF0065:SH | CONTROL B | 15.A5
AF0064:SH | SC | AU0060G | GRN | 14 | 15.A4 | AU0060:GND | CONTROL B | 15.A2
AF0064:V+ | SC | AF0064P | WHT | 16 | 15.A4 | AF0065:V+ | CONTROL B | 15.A5
AF0065:COM | SC | AF0065N | WHT | 16 | 15.A5 | AF0066:COM | CONTROL B | 15.B5
AF0065:SH | SC | AF0065G | GRN | 14 | 15.A5 | AF0066:SH | CONTROL B | 15.B5
AF0065:V+ | SC | AF0065P | WHT | 16 | 15.A5 | AF0066:V+ | CONTROL B | 15.B5
AF0066:COM | SC | AF0066N | WHT | 16 | 15.B5 | AF0068:COM | CONTROL B | 15.B6
AF0066:SH | SC | AF0066G | GRN | 14 | 15.B5 | AF0068:SH | CONTROL B | 15.B6
AF0066:V+ | SC | AF0066P | WHT | 16 | 15.B5 | AF0068:V+ | CONTROL B | 15.B6
AF0067:COM | SC | 0V | WHT | 16 | 15.B6 | XT0060:3 | CONTROL B | 15.B1
AF0067:V+ | SC | FU0064 | WHT | 16 | 15.B6 | FU0064:LD | CONTROL B | 15.B1
AF0068:SH | SC | IEG02304 | GRN | 14 | 15.B6 | IEG0230:4 | CONTROL B | 15.B6
AF0071:COM | SC | AF0071N | WHT | 16 | 15.C2 | AF0072:COM | CONTROL B | 15.C3
AF0071:COM | SC | AU0070N | WHT | 16 | 15.C2 | AU0070:COM | CONTROL B | 15.C2
AF0071:SH | SC | AF0071G | GRN | 14 | 15.C2 | AF0072:SH | CONTROL B | 15.C3
AF0071:SH | SC | AU0070G | GRN | 14 | 15.C2 | AU0070:GND | CONTROL B | 15.C2
AF0071:V+ | SC | AF0071P | WHT | 16 | 15.C2 | AF0072:V+ | CONTROL B | 15.C3
AF0071:V+ | SC | AU0070P | WHT | 16 | 15.C2 | AU0070:V+ | CONTROL B | 15.C2
AF0072:COM | SC | AF0072N | WHT | 16 | 15.C3 | AF0073:COM | CONTROL B | 15.C3
AF0072:SH | SC | AF0072G | GRN | 14 | 15.C3 | AF0073:SH | CONTROL B | 15.C3
AF0072:V+ | SC | AF0072P | WHT | 16 | 15.C3 | AF0073:V+ | CONTROL B | 15.C3
AF0073:COM | SC | AF0073N | WHT | 16 | 15.C3 | AF0074:COM | CONTROL B | 15.C4
AF0073:SH | SC | AF0073G | GRN | 14 | 15.C3 | AF0074:SH | CONTROL B | 15.C4
AF0073:V+ | SC | AF0073P | WHT | 16 | 15.C3 | AF0074:V+ | CONTROL B | 15.C4
AF0074:COM | SC | AF0074N | WHT | 16 | 15.C4 | AF0075:COM | CONTROL B | 15.C5
AF0074:SH | SC | AF0074G | GRN | 14 | 15.C4 | AF0075:SH | CONTROL B | 15.C5
AF0074:V+ | SC | AF0074P | WHT | 16 | 15.C4 | AF0075:V+ | CONTROL B | 15.C5
AF0075:COM | SC | AF0075N | WHT | 16 | 15.C5 | AF0077:COM | CONTROL B | 15.C6
AF0075:SH | SC | AF0075G | GRN | 14 | 15.C5 | AF0077:SH | CONTROL B | 15.C6
AF0075:V+ | SC | AF0075P | WHT | 16 | 15.C5 | AF0077:V+ | CONTROL B | 15.C6
AF0076:00 | SC | KA023514 | WHT | 20 | 74.B7 | KA0235:14 | CONTROL B | 74.B5
AF0076:02 | SC | 007602 | WHT | 20 | 70.B7 | KA0221:A1 | CONTROL B | 70.B6
AF0076:04 | SC | 007604 | WHT | 20 | 70.C7 | KA0222:A1 | CONTROL B | 70.C6
AF0076:08 | SC | KA1020A1 | WHT | 20 | 14.C7 | KA1020:A1 | CONTROL B | 14.C5
AF0076:12 | SC | 007612 | WHT | 20 | 18.C7 | XT0237:1 B2 | CONTROL B | 18.C5
AF0076:18 | SC | 007618 | WHT | 20 | 70.B7 | KA0221:A2 | CONTROL B | 70.B6
AF0076:20 | SC | 007620 | WHT | 20 | 70.C7 | KA0222:A2 | CONTROL B | 70.C6
AF0076:24 | SC | KA1020A2 | WHT | 20 | 14.C7 | KA1020:A2 | CONTROL B | 14.C5
AF0076:COM | SC | 0V | WHT | 16 | 15.C5 | XT0060:4 | CONTROL B | 15.C1
AF0076:V+ | SC | FU0076 | WHT | 16 | 15.C5 | FU0076:LD | CONTROL B | 15.D1
AF0077:SH | SC | IEG02301 | GRN | 14 | 15.C6 | IEG0230:1 | CONTROL B | 15.D7
AF0091:COM | SC | AF0091N | WHT | 16 | 20.D2 | AF0094:COM | CONTROL B | 20.D4
AF0091:COM | SC | AU0090N | WHT | 16 | 20.D2 | AU0090:COM | CONTROL B | 20.C2
AF0091:J | SC | * |  |  | 20.D2 | AF0092:P | CONTROL B | 20.D3
AF0091:V+ | SC | AF0091P | WHT | 16 | 20.D2 | AF0094:V+ | CONTROL B | 20.D4
AF0091:V+ | SC | AU0090P | WHT | 16 | 20.D2 | AU0090:V+ | CONTROL B | 20.C2
AF0092:J | SC | * |  |  | 20.D3 | AF0093:P | CONTROL B | 20.D3
AF0092:V+ | SC | FU0091 | WHT | 16 | 20.D3 | FU0091:LD | CONTROL B | 20.D1
AF0093:12 | SC | 009312 | WHT | 20 | 19.D7 | PC0470:INP_A | CONTROL B | 19.D5
AF0093:28 | SC | 009328 | WHT | 20 | 19.D7 | PC0470:-PWR | CONTROL B | 19.D5
AF0093:44 | SC | 009344 | WHT | 20 | 19.D7 | PC0470:+PWR | CONTROL B | 19.D5
AF0093:J | SC | * |  |  | 20.D3 | AF0094:P | CONTROL B | 20.D4
AF0093:V+ | SC | FU0092 | WHT | 16 | 20.D3 | FU0092:LD | CONTROL B | 20.D1
AF0094:J | SC | * |  |  | 20.D4 | AF0095:P | CONTROL B | 20.D5
AF0094:SH | SC | AU0090G | GRN | 14 | 20.D4 | AU0090:GND | CONTROL B | 20.C2
AF0095:02 | SC | 009502 | WHT | 20 | 70.B7 | KA0221:14 | CONTROL B | 70.B6
AF0095:V+ | SC | FU0093 | WHT | 16 | 20.D5 | FU0093:LD | CONTROL B | 20.D1
AU0060:COM | SC | 0V | WHT | 16 | 15.A2 | XT0060:2 | CONTROL B | 15.B1
AU0060:V+ | SC | FU0061 | WHT | 16 | 15.A2 | FU0061:LD | CONTROL B | 15.B1
AU0070:COM | SC | 0V | WHT | 16 | 15.C2 | XT0060:4 | CONTROL B | 15.C1
AU0070:V+ | SC | FU0070 | WHT | 16 | 15.C2 | FU0070:LD | CONTROL B | 15.C1
AU0090:V+ | SC | FU0090 | WHT | 16 | 20.C2 | FU0090:LD | CONTROL B | 20.D1
BA1100:POS | SC | FU1101LD | WHT | 16 | 47.D1 | FU1101:LD | CONTROL B | 47.C2
FU0021:LI | SC | FU0136 | WHT | 16 | 8.A3 | XT0051:1 | CONTROL B | 8.A4
FU0022:LI | SC | FU0136 | WHT | 16 | 8.B3 | XT0051:2 | CONTROL B | 8.B4
FU0029:LI | SC | FU0136 | WHT | 16 | 8.B5 | XT0051:3 | CONTROL B | 8.B4
FU0060:LI | SC | FU0210 | WHT | 12 | 14.A1 | FU0210:LD | CONTROL B | 14.A2
FU0060:LI | SC | FU0210 | WHT | 12 | 14.A1 | FU0100:LI | CONTROL B | 14.A1
FU0061:LI | SC | FU0060 | WHT | 14 | 15.B1 | FU0060:LD | CONTROL B | 14.A1
FU0061:LI | SC | FU0060 | WHT | 14 | 15.B1 | FU0062:LI | CONTROL B | 15.B1
FU0062:LI | SC | FU0060 | WHT | 14 | 15.B1 | FU0063:LI | CONTROL B | 15.B1
FU0063:LI | SC | FU0060 | WHT | 14 | 15.B1 | FU0064:LI | CONTROL B | 15.B1
FU0064:LI | SC | FU0060 | WHT | 14 | 15.B1 | FU0070:LI | CONTROL B | 15.C1
FU0070:LI | SC | FU0060 | WHT | 14 | 15.C1 | FU0076:LI | CONTROL B | 15.D1
FU0090:LI | SC | FU0080 | WHT | 14 | 20.D1 | FU0091:LI | CONTROL B | 20.D1
FU0091:LI | SC | FU0080 | WHT | 14 | 20.D1 | FU0092:LI | CONTROL B | 20.D1
FU0092:LI | SC | FU0080 | WHT | 14 | 20.D1 | FU0093:LI | CONTROL B | 20.D1
FU0093:LI | SC | FU0080 | WHT | 14 | 20.D1 | FU0094:LI | CONTROL B | 20.D1
FU0100:LD | SC | FU0100 | WHT | 16 | 14.A1 | KA1020:14 | CONTROL B | 64.A5
FU0100:LI | SC | FU0210 | WHT | 12 | 14.A1 | FU0113:LI | CONTROL B | 14.B1
FU0113:LI | SC | FU0210 | WHT | 12 | 14.B1 | FU0114:LI | CONTROL B | 14.B1
FU0114:LI | SC | FU0210 | WHT | 12 | 14.B1 | FU0115:LI | CONTROL B | 14.B1
GR0231: | SC | IEG02303 | GRN | 14 | 10.A4 | IEG0230:3 | CONTROL B | 10.A3
GR0233: | SC | IEG02308 | GRN | 14 | 10.A4 | IEG0230:8 | CONTROL B | 10.A5
GR0341: | SC | IEG023011 | GRN | 14 | 10.B2 | IEG0230:11 | CONTROL B | 10.B2
KA0221:11 | SC | 023524 | WHT | 20 | 70.B6 | KA0235:24 | CONTROL B | 70.B5
KA0222:11 | SC | 023724 | WHT | 20 | 70.C6 | KA0237:24 | CONTROL B | 70.C5
KA0233:21 | SC | SV1420P | WHT | 20 | 62.A6 | XT0061:1 | CONTROL B | 62.A6
KA0233:A1 | SC | KA0131A1 | WHT | 20 | 26.D5 | KA0234:A1 | CONTROL B | 26.D5
KA0233:A2 | SC | KA0131A2 | WHT | 20 | 26.D5 | KA0234:A2 | CONTROL B | 26.D5
KA1020:24 | SC | 0V | WHT | 14 | 64.A5 | XT0062:2 | CONTROL B | 14.A1
PC0470:INP_A | SC | 009312 | WHT | 20 | 19.D5 | PC0470:INP_B | CONTROL B | 19.D5
XT0060:1 | SC | 0V | WHT | 14 | 15.A1 | XT0062:2 | CONTROL B | 14.A1
AU0060:L1 | WC0007 | AU0070L2 | ENET | CABLE | 2.B1 | AU0070:L2 | CONTROL B | 2.A6
AU0070:L1 | WC0010 | BA1100L2 | ENET | CABLE | 2.A6 | BA1100:L2 | CONTROL B | 2.A5
AF0067:12 | SC | KA0134A1 | WHT | 20 | 21.D4 | KA0134:A1 | CONTROL A | 21.D6
AF0074:05 | SC | 007405 | WHT | 20 | 26.A2 | XT0089:18 | CONTROL A | 26.A2
AF0074:21 | SC | 0V | WHT | 20 | 26.A2 | XT0089:19 | CONTROL A | 26.A2
AF0076:10 | SC | KT014615 | WHT | 20 | 26.B2 | KT0146:15 | CONTROL A | 26.B2
AF0076:13 | SC | KT0146B1 | WHT | 20 | 26.B6 | KT0146:B1 | CONTROL A | 26.B4
AF0076:27 | SC | UA1200J14 | WHT | 20 | 18.C7 | UA1200:J1-4 | CONTROL A | 18.B1
AF0076:29 | SC | KT0146A2 | WHT | 20 | 26.B6 | KT0146:A2 | CONTROL A | 26.B4
AF0091:00 | SC | UJ0031OK2 | WHT | 20 | 13.D7 | UJ0031:OK2 | CONTROL A | 13.D4
AF0091:07 | SC | KA014114 | WHT | 20 | 26.A6 | KA0141:14 | CONTROL A | 26.A5
AF0091:09 | SC | UJ0131OK2 | WHT | 20 | 13.B7 | UJ0131:OK2 | CONTROL A | 13.B4
AF0091:12 | SC | KA0134A1 | WHT | 20 | 21.D5 | KA0134:A1 | CONTROL A | 21.D6
AF0091:32 | SC | UJ0031OK1 | WHT | 20 | 13.D7 | UJ0031:OK1 | CONTROL A | 13.D4
AF0091:39 | SC | KA014111 | WHT | 20 | 26.A6 | KA0141:11 | CONTROL A | 26.A5
AF0091:41 | SC | UJ0131OK1 | WHT | 20 | 13.B7 | UJ0131:OK1 | CONTROL A | 13.B4
AF0092:02 | SC | KA0133A1 | WHT | 20 | 21.B4 | KA0133:A1 | CONTROL A | 21.B6
AF0092:06 | SC | KA013114 | WHT | 20 | 22.B3 | KA0131:14 | CONTROL A | 22.B4
AF0092:08 | SC | KA3103A1 | WHT | 20 | 79.A6 | KA3103:A1 | CONTROL A | 79.A5
AF0092:24 | SC | KA3103A2 | WHT | 20 | 79.A6 | KA3103:A2 | CONTROL A | 79.A5
AF0092:45 | SC | KA024022 | WHT | 20 | 44.C7 | KA0240:22 | CONTROL A | 44.C6
AF0092:COM | SC | 0V | WHT | 16 | 20.D3 | XT0080:3 | CONTROL A | 20.D1
AF0093:01 | SC | KA3220A1 | WHT | 20 | 88.A7 | KA3220:A1 | CONTROL A | 88.B5
AF0093:17 | SC | KA3220A2 | WHT | 20 | 88.A7 | KA3220:A2 | CONTROL A | 88.B5
AF0093:20 | SC | 009320 | WHT | 20 | 120.A7 | KA6211:A2 | CONTROL A | 120.A6
AF0093:21 | SC | 009321 | WHT | 20 | 121.A7 | KA6212:A2 | CONTROL A | 121.A6
AF0093:COM | SC | 0V | WHT | 16 | 20.D3 | XT0080:4 | CONTROL A | 20.D1
AF0094:00 | SC | UJ0031VIN | WHT | 20 | 13.C7 | UJ0031:VIN | CONTROL A | 13.D4
AF0094:01 | SC | 0V | WHT | 16 | 13.C7 | XT0082:5 | CONTROL A | 19.B1
AF0094:02 | SC | UJ0031IOUT | WHT | 20 | 13.C7 | UJ0031:IOUT | CONTROL A | 13.D4
AF0094:03 | SC | 0V | WHT | 16 | 13.C7 | XT0082:5 | CONTROL A | 19.B1
AF0094:04 | SC | UJ0131VIN | WHT | 20 | 13.A7 | UJ0131:VIN | CONTROL A | 13.B4
AF0094:05 | SC | 0V | WHT | 16 | 13.A7 | XT0082:5 | CONTROL A | 19.B1
AF0094:06 | SC | UJ0131IOUT | WHT | 20 | 13.A7 | UJ0131:IOUT | CONTROL A | 13.B4
AF0094:07 | SC | 0V | WHT | 16 | 13.A7 | XT0082:5 | CONTROL A | 19.B1
AF0094:SH | SC | IEG00108 | GRN | 14 | 20.D4 | IEG0010:8 | CONTROL A | 20.D4
AF0095:COM | SC | 0V | WHT | 14 | 20.D5 | XT0080:5 | CONTROL A | 20.D1
AU0090:COM | SC | 0V | WHT | 16 | 20.C2 | XT0080:3 | CONTROL A | 20.D1
FU0010:LI | SC | FU0136 | WHT | 14 | 5.B1 | XT0002:4 | CONTROL A | 12.A4
FU0090:LI | SC | FU0080 | WHT | 14 | 20.D1 | FU0081:LI | CONTROL A | 20.B1
FU0210:LI | SC | FU0136 | WHT | 12 | 14.A2 | XT0002:1 | CONTROL A | 12.A4
FU0212:LD | SC | FU0212 | WHT | 16 | 12.B4 | KA0239:21 | CONTROL A | 18.C5
FU0212:LI | SC | FU0136 | WHT | 16 | 12.B4 | XT0002:8 | CONTROL A | 12.B4
IEG0230:0 | SC | IEG02300 | GRN | 8 | 10.A2 | IEG0010:1 | CONTROL A | 10.A2
KA0233:A1 | SC | KA0131A1 | WHT | 20 | 26.D5 | KA0232:A1 | CONTROL A | 26.D5
KA0233:A2 | SC | KA0131A2 | WHT | 20 | 26.D5 | KA0232:A2 | CONTROL A | 26.D5
KA0234:A1 | SC | KA0131A1 | WHT | 20 | 26.D5 | XT0089:8 | CONTROL A | 26.D4
KA0235:A1 | SC | ESTOP | WHT | 20 | 24.C6 | XT0089:5 | CONTROL A | 25.C4
KA0235:A1 | SC | ESTOP | WHT | 20 | 24.C6 | KA0236:A1 | CONTROL A | 24.C6
KA0235:A2 | SC | 0V | WHT | 20 | 24.C6 | KA0236:A2 | CONTROL A | 24.C6
KA0235:A2 | SC | 0V | WHT | 20 | 24.C6 | KA0242:A2 | CONTROL A | 24.B6
KA0237:A1 | SC | ESTOP | WHT | 20 | 24.C6 | KA0236:A1 | CONTROL A | 24.C6
KA0237:A1 | SC | ESTOP | WHT | 20 | 24.C6 | KA0239:A1 | CONTROL A | 24.C6
KA0237:A2 | SC | 0V | WHT | 20 | 24.C6 | KA0239:A2 | CONTROL A | 24.C6
KA0237:A2 | SC | 0V | WHT | 20 | 24.C6 | KA0236:A2 | CONTROL A | 24.C6
KA0251:A1 | SC | ESTOP | WHT | 20 | 24.D6 | KA0240:A1 | CONTROL A | 24.C6
KA0251:A1 | SC | ESTOP | WHT | 20 | 24.D6 | XT0089:6 | CONTROL A | 24.D5
KA0251:A2 | SC | 0V | WHT | 20 | 24.D6 | KA0240:A2 | CONTROL A | 24.C6
XT0051:1 | SC | FU0136 | WHT | 14 | 8.A4 | XT0002:7 | CONTROL A | 12.B4
XT0051:5 | SC | 0V | WHT | 14 | 8.A3 | XT0003:7 | CONTROL A | 12.B4
XT0062:1 | SC | 0V | WHT | 12 | 14.A1 | XT0003:1 | CONTROL A | 12.A4
XT0237:1 B1 | SC | UA1200J15 | WHT | 20 | 18.C5 | UA1200:J1-5 | CONTROL A | 18.B1
XT0237:1 T2 | SC | KA024221 | WHT | 20 | 18.C5 | KA0242:21 | CONTROL A | 18.C5
BA1100:L1 | WC0008 | AU0080L2 | ENET | CABLE | 2.A5 | AU0080:L2 | CONTROL A | 2.A4
AU0090:L2 | WC0009 | AU0090L2 | ENET | CABLE | 2.A3 | AU0080:L1 | CONTROL A | 2.A4
AF0065:12 | WC4524 | UA1200J13 | RED | 20 | 18.B7 | UA1200:J1-3 | CONTROL A | 18.B1
AF0065:28 | WC4524 | UA1200J11 | BLK | 20 | 18.B7 | UA1200:J1-1 | CONTROL A | 18.B1
AF0065:60 | WC4524 | UJA1200S | SH | 20 | 18.B7 | FLOATING | CONTROL A | 18.B2
BA1100:DEVICE | WC0101 | BA1100DEVICE | ENET | CABLE | 47.D1 | AT1100:L1 | CONTROL,JB70;TT6 | 47.D3
AF0093:04 | SC | KA017611 | WHT | 20 | 120.A7 | KA0176:11 | F&G EDIO ONSK | 120.A6
AF0093:05 | SC | KA017621 | WHT | 20 | 121.A7 | KA0176:21 | F&G EDIO ONSK | 121.A6
AF0093:36 | SC | 009336 | WHT | 20 | 120.A7 | KA0176:14 | F&G EDIO ONSK | 120.A6
AF0093:37 | SC | 009337 | WHT | 20 | 121.A7 | KA0176:24 | F&G EDIO ONSK | 121.A6
AU0090:L1 | WC0045 | AF0450L2 | ENET | CABLE | 2.A3 | AF0450:L2 | JB70 VIBRATION PANEL | 2.A1
AU0060:L2 | WC0006 | AU0060L2 | ENET | CABLE | 2.B1 | AF0610:L1 | LPC CTRL | 2.C1
FU0010:LD | SC | FU0010 | WHT | 14 | 5.B1 | UV0600:(+) | PLC | 5.B2
FU0021:LD | SC | FU0021 | WHT | 16 | 8.A3 | BA0001:V1(+) | PLC | 8.A2
FU0022:LD | SC | FU0022 | WHT | 16 | 8.B3 | BA0002:V1(+) | PLC | 8.B2
FU0029:LD | SC | FU0029 | WHT | 16 | 8.B5 | BA0009:V1(+) | PLC | 8.B5
IEG0230:6 | SC | IEG02306 | GRN | 12 | 5.B6 | AR0600:IE2 | PLC | 5.A1
IEG0230:7 | SC | IEG02307 | GRN | 14 | 10.B4 | GR0234: | PLC | 10.B4
XT0051:4 | SC | FU0136 | WHT | 14 | 8.C4 | FU0680:LI | PLC | 7.A4
XT0051:5 | SC | 0V | WHT | 16 | 8.A3 | BA0001:V1(-) | PLC | 8.A2
XT0051:6 | SC | 0V | WHT | 16 | 8.B3 | BA0002:V1(-) | PLC | 8.B2
XT0051:7 | SC | 0V | WHT | 16 | 8.C3 | BA0009:V1(-) | PLC | 8.B5
XT0051:8 | SC | 0V | WHT | 14 | 8.C3 | XT0680:2 | PLC | 7.A4
AF0092:12 | SC | HA047202 | WHT | 20 | 46.A6 | XT0111:23 | RAIL,RIGHT,JB70 | 46.A5
AF0092:13 | SC | SH0472X2 | WHT | 20 | 44.C7 | XT0111:17 | RAIL,RIGHT,JB70 | 44.C5
AF0092:28 | SC | HA047201 | WHT | 20 | 46.A6 | XT0111:24 | RAIL,RIGHT,JB70 | 46.A5
AF0092:29 | SC | SH0472X1 | WHT | 20 | 44.C7 | XT0111:18 | RAIL,RIGHT,JB70 | 44.C5
AF0093:06 | SC | SH0470X2 | WHT | 20 | 44.B7 | XT0111:11 | RAIL,RIGHT,JB70 | 44.B5
AF0093:15 | SC | SH0471X2 | WHT | 20 | 44.A7 | XT0111:5 | RAIL,RIGHT,JB70 | 44.A5
AF0093:22 | SC | SH0470X1 | WHT | 20 | 44.B7 | XT0111:12 | RAIL,RIGHT,JB70 | 44.C5
AF0093:31 | SC | SH0471X1 | WHT | 20 | 44.A7 | XT0111:6 | RAIL,RIGHT,JB70 | 44.A5
BA1100:NEG | SC | 0V | WHT | 16 | 47.D1 | XT0111:22 | RAIL,RIGHT,JB70 | 47.D5
FU0094:LD | SC | FU0094 | WHT | 16 | 20.D1 | UVJB70:8+ | RAIL,RIGHT,JB70 | 52.B6
FU1101:LI | SC | FU0136 | WHT | 16 | 47.C2 | XT0111:21 | RAIL,RIGHT,JB70 | 47.D5
AF0068:00 | WCCTE1150 | 006800 | RED | 20 | 63.B7 | UAITE1150:7+ | RAIL,RIGHT,JB70 | 63.B5
AF0068:01 | WCCTE1150 | 006801 | BLK | 20 | 63.B7 | UAITE1150:8- | RAIL,RIGHT,JB70 | 63.B5
AF0068:48 | WCCTE1150 | 006848 | SH | 20 | 63.B7 | FW6:2 | RAIL,RIGHT,JB70 | 63.B6
AF0073:00 | WCCTE1151 | 007300 | RED | 20 | 63.B7 | UAITE1151:7+ | RAIL,RIGHT,JB70 | 63.B5
AF0073:01 | WCCTE1151 | 007301 | BLK | 20 | 63.B7 | UAITE1151:8- | RAIL,RIGHT,JB70 | 63.B5
AF0073:48 | WCCTE1151 | 007348 | SH | 20 | 63.B7 | FW6:1 | RAIL,RIGHT,JB70 | 63.C6
AF0068:02 | WCCTE1152 | 006802 | RED | 20 | 63.C7 | UAITE1152:7+ | RAIL,RIGHT,JB70 | 63.C5
AF0068:03 | WCCTE1152 | 006803 | BLK | 20 | 63.C7 | UAITE1152:8- | RAIL,RIGHT,JB70 | 63.C5
AF0068:50 | WCCTE1152 | 006850 | SH | 20 | 63.C7 | FW6:3 | RAIL,RIGHT,JB70 | 63.C6
AF0073:02 | WCCTE1153 | 007302 | RED | 20 | 63.C7 | UAITE1153:7+ | RAIL,RIGHT,JB70 | 63.C5
AF0073:03 | WCCTE1153 | 007303 | BLK | 20 | 63.C7 | UAITE1153:8- | RAIL,RIGHT,JB70 | 63.C5
AF0073:50 | WCCTE1153 | 007350 | SH | 20 | 63.C7 | FW6:4 | RAIL,RIGHT,JB70 | 63.D6
AF0073:04 | WCCTE1155 | 007304 | RED | 20 | 63.D7 | UAITE1155:7+ | RAIL,RIGHT,JB70 | 63.D5
AF0073:05 | WCCTE1155 | 007305 | BLK | 20 | 63.D7 | UAITE1155:8- | RAIL,RIGHT,JB70 | 63.D5
AF0073:52 | WCCTE1155 | 007352 | SH | 20 | 63.D7 | FW6:6 | RAIL,RIGHT,JB70 | 63.D6
AF0073:45 | WCTE2120 | 007345 | RED | 20 | 68.D7 | UAITE2120:-7 | RAIL,RIGHT,JB70 | 68.D5
AF0073:29 | WCTE2120 | 007329 | WHT | 20 | 68.D7 | UAITE2120:-5 | RAIL,RIGHT,JB70 | 68.D5
AF0073:28 | WCTE2120 | 007328 | BLK | 20 | 68.D7 | UAITE2120:+6 | RAIL,RIGHT,JB70 | 68.D5
AF0073:60 | WCTE2120 | 007360 | SH | 20 | 68.D7 | FW9:1 | RAIL,RIGHT,JB70 | 68.D6
AF0068:04 | WCCTE1154 | 006804 | RED | 20 | 63.D7 | UAITE154:7+ | RAIL,RIGHT,JB73 | 63.D5
AF0068:05 | WCCTE1154 | 006805 | BLK | 20 | 63.D7 | UAITE154:8- | RAIL,RIGHT,JB73 | 63.D5
AF0068:52 | WCCTE1154 | 006852 | SH | 20 | 63.D7 | FW6:5 | RAIL,RIGHT,JB73 | 63.D6
SolarTools ver. 24.0.84.24712 (Jul 31, 2025)
Report date: 5/1/2026 10:51 AM

## CONTROL,JB70;TT6
CONTROL,JB70;TT6
Project # | 4P041
Project Name | OFFSHORE SOUTH GAS VALORIZATION^MBYA - MOCU PLATFORM^PERENCO GABON
Revision | A.2
Controls DE
Phone:
Controls ME
Phone:
From | [5 empty] | To
Device ID | Cable (W) Conductor (SC) Jumper Clip (JC) | Wire No. | Wire ID | Gauge/Size | Page/Zone | Device ID | Location | Page/Zone
AT1100:GND | SC | AT1100G | GRN/YEL | 14 | 47.D3 | PEG0130:2 | CONTROL A | 47.D5
SA0471:B1-13 | SC | SA0471B113 | WHT | 20 | 45.B1 | AF0087:40 | CONTROL A | 45.B7
SA0471:B1-14 | SC | SA0471B114 | WHT | 20 | 45.B1 | AF0087:08 | CONTROL A | 45.B7
SA0471:B2-13 | SC | SA0471B213 | WHT | 20 | 45.A1 | AF0087:39 | CONTROL A | 45.A7
SA0471:B2-14 | SC | SA0471B214 | WHT | 20 | 45.A1 | AF0087:07 | CONTROL A | 45.A7
SA0473:11 | SC | SA047311 | WHT | 20 | 43.D1 | AF0087:37 | CONTROL A | 43.D7
SA0473:12 | SC | SA047312 | WHT | 20 | 43.D1 | AF0087:05 | CONTROL A | 43.D7
SA0473:13 | SC | SA047313 | WHT | 20 | 43.D1 | AF0087:38 | CONTROL A | 43.D7
SA0473:14 | SC | SA047314 | WHT | 20 | 43.D1 | AF0087:06 | CONTROL A | 43.D7
SB0471:11 | SC | SB047111 | WHT | 20 | 44.D1 | AF0087:34 | CONTROL A | 44.D7
SB0471:12 | SC | SB047112 | WHT | 20 | 44.D1 | AF0087:02 | CONTROL A | 44.D7
SB0472:B2-11 | SC | SB0472B211 | WHT | 20 | 45.B1 | AF0081:36 | CONTROL A | 45.B7
SB0472:B2-12 | SC | SB0472B212 | WHT | 20 | 45.B1 | AF0081:04 | CONTROL A | 45.B7
SB0473:13 | SC | SB047313 | WHT | 20 | 44.D1 | AF0087:35 | CONTROL A | 44.D7
SB0473:14 | SC | SB047314 | WHT | 20 | 44.D1 | AF0087:03 | CONTROL A | 44.D7
SB0474:13 | SC | SB047413 | WHT | 20 | 45.A1 | AF0087:36 | CONTROL A | 45.A7
SB0474:14 | SC | SB047414 | WHT | 20 | 45.A1 | AF0087:04 | CONTROL A | 45.A7
AT1100:L1 | WC0101 | BA1100DEVICE | ENET | CABLE | 47.D3 | BA1100:DEVICE | CONTROL B | 47.D1
SA0170:B1-13 | SC | AT01754P1 | WHT | 20 | 42.C1 | AT0175:4P1 | F&G EDIO ONSK | 41.B5
SA0170:B1-14 | SC | SA0170B114 | WHT | 20 | 42.C1 | KA6510:A1 | F&G EDIO ONSK | 42.C5
HL0171:X1 | SC | HL0171X1 | WHT | 20 | 42.A1 | XT0173:3 | F&G PWR,ONSK | 42.A4
HL0171:X2 | SC | HL0171X2 | WHT | 20 | 42.A1 | XT0173:1 | F&G PWR,ONSK | 42.A4
HL0172:X1 | SC | HL0172X1 | WHT | 20 | 42.A1 | XT0173:6 | F&G PWR,ONSK | 42.A4
HL0172:X2 | SC | HL0172X2 | WHT | 20 | 42.A1 | XT0173:4 | F&G PWR,ONSK | 42.A4
HL0173:X1 | SC | HL0173X1 | WHT | 20 | 42.B1 | XT0173:9 | F&G PWR,ONSK | 42.B4
HL0173:X2 | SC | HL0173X2 | WHT | 20 | 42.B1 | XT0173:7 | F&G PWR,ONSK | 42.B4
SA0170:B2-13 | SC | SA0170B213 | WHT | 20 | 42.B1 | XT0173:10 | F&G PWR,ONSK | 42.B4
SA0170:B2-14 | SC | SA0170B214 | WHT | 20 | 42.B1 | XT0173:11 | F&G PWR,ONSK | 42.B4
SB0170:13 | SC | SB017013 | WHT | 20 | 42.C1 | XT0173:12 | F&G PWR,ONSK | 42.C4
SB0170:14 | SC | SB017014 | WHT | 20 | 42.C1 | XT0173:13 | F&G PWR,ONSK | 42.C4
AT1100:NEG | SC | 0V | WHT | 14 | 47.D3 | XT0111:22 | RAIL,RIGHT,JB70 | 47.D5
AT1100:POS | SC | FU1100 | WHT | 14 | 47.D3 | FU1100:LD | RAIL,RIGHT,JB70 | 47.D3
SB0472:B1-11 | SC | ESTOPB | WHT | 20 | 45.C1 | XT0111:19 | RAIL,RIGHT,JB70 | 45.C5
SB0472:B1-12 | SC | ESTOPA | WHT | 20 | 45.C1 | XT0111:20 | RAIL,RIGHT,JB70 | 45.C5
SH0470:11 | SC | SH047011 | WHT | 20 | 44.B1 | XT0111:7 | RAIL,RIGHT,JB70 | 44.B5
SH0470:12 | SC | SH047012 | WHT | 20 | 44.B1 | XT0111:8 | RAIL,RIGHT,JB70 | 44.B5
SH0470:13 | SC | SH047013 | WHT | 20 | 44.B1 | XT0111:9 | RAIL,RIGHT,JB70 | 44.B5
SH0470:14 | SC | SH047014 | WHT | 20 | 44.B1 | XT0111:10 | RAIL,RIGHT,JB70 | 44.B5
SH0470:X1 | SC | SH0470X1 | WHT | 20 | 44.B1 | XT0111:12 | RAIL,RIGHT,JB70 | 44.C5
SH0470:X2 | SC | SH0470X2 | WHT | 20 | 44.B1 | XT0111:11 | RAIL,RIGHT,JB70 | 44.B5
SH0471:11 | SC | SH047111 | WHT | 20 | 44.A1 | XT0111:1 | RAIL,RIGHT,JB70 | 44.A5
SH0471:12 | SC | SH047112 | WHT | 20 | 44.A1 | XT0111:2 | RAIL,RIGHT,JB70 | 44.A5
SH0471:13 | SC | SH047113 | WHT | 20 | 44.A1 | XT0111:3 | RAIL,RIGHT,JB70 | 44.A5
SH0471:14 | SC | SH047114 | WHT | 20 | 44.A1 | XT0111:4 | RAIL,RIGHT,JB70 | 44.A5
SH0471:X1 | SC | SH0471X1 | WHT | 20 | 44.A1 | XT0111:6 | RAIL,RIGHT,JB70 | 44.A5
SH0471:X2 | SC | SH0471X2 | WHT | 20 | 44.A1 | XT0111:5 | RAIL,RIGHT,JB70 | 44.A5
SH0472:11 | SC | SH047211 | WHT | 20 | 44.C1 | XT0111:13 | RAIL,RIGHT,JB70 | 44.C5
SH0472:12 | SC | SH047212 | WHT | 20 | 44.C1 | XT0111:14 | RAIL,RIGHT,JB70 | 44.C5
SH0472:13 | SC | FU0139 | WHT | 20 | 44.C1 | XT0111:15 | RAIL,RIGHT,JB70 | 44.C5
SH0472:14 | SC | KA0241A1 | WHT | 20 | 44.C1 | XT0111:16 | RAIL,RIGHT,JB70 | 44.C5
SH0472:X1 | SC | SH0472X1 | WHT | 20 | 44.C1 | XT0111:18 | RAIL,RIGHT,JB70 | 44.C5
SH0472:X2 | SC | SH0472X2 | WHT | 20 | 44.C1 | XT0111:17 | RAIL,RIGHT,JB70 | 44.C5
HA0472:BLK-1 | WC5072 | HA047201 | 1 | 18 | 46.A1 | XT0111:24 | RAIL,RIGHT,JB70 | 46.A5
HA0472:BLK-2 | WC5072 | HA047202 | 2 | 18 | 46.A1 | XT0111:23 | RAIL,RIGHT,JB70 | 46.A5
SolarTools ver. 24.0.84.24712 (Jul 31, 2025)
Report date: 5/1/2026 10:51 AM

## F&G EDIO ONSK
F&G EDIO ONSK
Project # | 4P041
Project Name | OFFSHORE SOUTH GAS VALORIZATION^MBYA - MOCU PLATFORM^PERENCO GABON
Revision | A.2
Controls DE
Phone:
Controls ME
Phone:
From | [5 empty] | To
Device ID | Cable (W) Conductor (SC) Jumper Clip (JC) | Wire No. | Wire ID | Gauge/Size | Page/Zone | Device ID | Location | Page/Zone
XT0170:1 | JC | FU0535 | CLIP | --- | 41.A2 | XT0170:2 | F&G EDIO ONSK | 41.A2
XT0170:3 | JC | 0V | CLIP | --- | 41.A2 | XT0170:4 | F&G EDIO ONSK | 41.A2
XT0535:1 | JC | FU0535 | CLIP | --- | 30.A5 | XT0535:2 | F&G EDIO ONSK | 30.A5
XT0535:2 | JC | FU0535 | CLIP | --- | 30.A5 | XT0535:3 | F&G EDIO ONSK | 30.A5
XT0535:3 | JC | FU0535 | CLIP | --- | 30.A5 | XT0535:4 | F&G EDIO ONSK | 30.A5
XT0535:4 | JC | FU0535 | CLIP | --- | 30.A5 | XT0535:5 | F&G EDIO ONSK | 30.B5
XT0536:1 | JC | 0V | CLIP | --- | 30.A5 | XT0536:2 | F&G EDIO ONSK | 30.A5
XT0536:2 | JC | 0V | CLIP | --- | 30.A5 | XT0536:3 | F&G EDIO ONSK | 30.A5
XT0536:3 | JC | 0V | CLIP | --- | 30.A5 | XT0536:4 | F&G EDIO ONSK | 30.B5
XT0536:4 | JC | 0V | CLIP | --- | 30.B5 | XT0536:5 | F&G EDIO ONSK | 30.B5
AT0175:11 | SC | KA651012 | WHT | 20 | 118.A6 | KA6510:12 | F&G EDIO ONSK | 118.A6
AT0175:5P1 | SC | KA6510A2 | WHT | 20 | 41.B5 | KA6510:A2 | F&G EDIO ONSK | 42.C5
AT0175:GND | SC | AT0175G | GRN/YEL | 14 | 41.B5 | FRAME | F&G EDIO ONSK | 41.C6
AT0177:14 | SC | AT017714 | WHT | 20 | 29.A3 | RR1775:-10K OHM | F&G EDIO ONSK | 29.A2
AT0177:15 | SC | AT017715 | WHT | 20 | 29.A3 | RR1775:-10K OHM | F&G EDIO ONSK | 29.A2
AT0177:20 | SC | AT017720 | WHT | 20 | 29.B3 | RR1777:-10K OHM | F&G EDIO ONSK | 29.B2
AT0177:21 | SC | AT017721 | WHT | 20 | 29.B3 | RR1777:-10K OHM | F&G EDIO ONSK | 29.B2
AT0177:4P1 | SC | AT01774P1 | WHT | 14 | 41.C5 | AT0179:1P1 | F&G EDIO ONSK | 41.D5
AT0177:5P1 | SC | AT01775P1 | WHT | 14 | 41.C5 | AT0179:2P1 | F&G EDIO ONSK | 41.D5
AT0177:GND | SC | AT0177G | GRN/YEL | 14 | 41.C5 | FRAME | F&G EDIO ONSK | 41.C6
AT0179:14 | SC | AT017914 | WHT | 20 | 29.B5 | RR1795:-10K OHM | F&G EDIO ONSK | 29.B4
AT0179:15 | SC | AT017915 | WHT | 20 | 29.B5 | RR1795:-10K OHM | F&G EDIO ONSK | 29.B4
AT0179:2 | SC | AT01792 | WHT | 20 | 29.A5 | RR1791:-10K OHM | F&G EDIO ONSK | 29.A4
AT0179:20 | SC | AT017920 | WHT | 20 | 29.C5 | RR1797:-10K OHM | F&G EDIO ONSK | 29.C4
AT0179:21 | SC | AT017921 | WHT | 20 | 29.C5 | RR1797:-10K OHM | F&G EDIO ONSK | 29.C4
AT0179:3 | SC | AT01793 | WHT | 20 | 29.A5 | RR1791:-10K OHM | F&G EDIO ONSK | 29.A4
AT0179:5 | SC | AT01795 | WHT | 20 | 29.A5 | RR1792:-10K OHM | F&G EDIO ONSK | 29.A4
AT0179:6 | SC | AT01796 | WHT | 20 | 29.A5 | RR1792:-10K OHM | F&G EDIO ONSK | 29.A4
AT0179:GND | SC | AT0179G | GRN/YEL | 14 | 41.D5 | FRAME | F&G EDIO ONSK | 41.D6
FU0170:LD | SC | FU0170 | WHT | 14 | 41.A2 | XT0171:1 | F&G EDIO ONSK | 114.A6
FU0170:LI | SC | FU0535 | WHT | 14 | 41.A2 | XT0170:2 | F&G EDIO ONSK | 41.A2
FU0171:LI | SC | FU0535 | WHT | 14 | 41.A2 | XT0170:2 | F&G EDIO ONSK | 41.A2
FU0172:LD | SC | FU0172 | WHT | 16 | 41.A2 | XT0170:5 | F&G EDIO ONSK | 41.B2
FU0172:LI | SC | FU0535 | WHT | 14 | 41.A2 | XT0170:1 | F&G EDIO ONSK | 41.A2
FU0294:LI | SC | FU0535 | WHT | 12 | 30.A5 | XT0535:4 | F&G EDIO ONSK | 30.A5
FU0295:LI | SC | FU0535 | WHT | 12 | 30.B5 | XT0535:5 | F&G EDIO ONSK | 30.B5
FU0535:LD | SC | FU0535 | WHT | 12 | 30.A4 | XT0535:1 | F&G EDIO ONSK | 30.A5
GR0431: | SC | GR0431 | GRN/YEL | 14 | 10.B3 | FRAME | F&G EDIO ONSK | 10.B3
KA0145:21 | SC | KA025522 | WHT | 20 | 28.A2 | KA0249:11 | F&G EDIO ONSK | 28.A2
KA0145:21 | SC | KA025522 | WHT | 20 | 28.A2 | KA0255:22 | F&G EDIO ONSK | 28.A1
KA0145:22 | SC | KA0176A1 | WHT | 20 | 28.A2 | KA0176:A1 | F&G EDIO ONSK | 28.A6
KA0145:22 | SC | KA0176A1 | WHT | 20 | 28.A2 | KA0249:12 | F&G EDIO ONSK | 28.A2
KA0145:A2 | SC | 0V | WHT | 20 | 28.B6 | KA0246:A2 | F&G EDIO ONSK | 28.C6
KA0145:A2 | SC | 0V | WHT | 20 | 28.B6 | KA0255:A2 | F&G EDIO ONSK | 28.B6
KA0172:A2 | SC | 0V | WHT | 20 | 41.B2 | KA0174:A2 | F&G EDIO ONSK | 41.C2
KA0172:A2 | SC | 0V | WHT | 20 | 41.B2 | XT0170:4 | F&G EDIO ONSK | 41.A2
KA0176:11 | SC | KA017611 | WHT | 20 | 120.A6 | KA0246:11 | F&G EDIO ONSK | 120.A5
KA0176:21 | SC | KA017621 | WHT | 20 | 121.A6 | KA0246:21 | F&G EDIO ONSK | 121.A5
KA0176:A1 | SC | KA0176A1 | WHT | 20 | 28.A6 | KA0177:A1 | F&G EDIO ONSK | 28.A6
KA0176:A2 | SC | 0V | WHT | 20 | 28.A6 | KA0177:A2 | F&G EDIO ONSK | 28.A6
KA0177:A1 | SC | KA0176A1 | WHT | 20 | 28.A6 | KA0179:A1 | F&G EDIO ONSK | 28.B6
KA0177:A2 | SC | 0V | WHT | 20 | 28.A6 | KA0179:A2 | F&G EDIO ONSK | 28.B6
KA0179:A2 | SC | 0V | WHT | 20 | 28.B6 | KA0255:A2 | F&G EDIO ONSK | 28.B6
KA0246:A1 | SC | KA0243A1 | WHT | 20 | 28.C6 | KA0247:A1 | F&G EDIO ONSK | 28.C6
KA0246:A2 | SC | 0V | WHT | 20 | 28.C6 | KA0247:A2 | F&G EDIO ONSK | 28.C6
KA0247:A1 | SC | KA0243A1 | WHT | 20 | 28.C6 | KA0254:A1 | F&G EDIO ONSK | 28.C6
KA0247:A2 | SC | 0V | WHT | 20 | 28.C6 | KA0254:A2 | F&G EDIO ONSK | 28.C6
KA0249:A2 | SC | 0V | WHT | 20 | 28.C6 | KA0254:A2 | F&G EDIO ONSK | 28.C6
XT0170:3 | SC | 0V | WHT | 14 | 41.A2 | XT0171:2 | F&G EDIO ONSK | 114.A6
XT0535:3 | SC | FU0535 | WHT | 14 | 30.A5 | XT0170:2 | F&G EDIO ONSK | 41.A2
XT0536:3 | SC | 0V | WHT | 14 | 30.A5 | XT0170:3 | F&G EDIO ONSK | 41.A2
AT0175:1P2 | WC8066 | AT01751P2 | WHT | 16 | 41.C7 | AT0177:4P2 | F&G EDIO ONSK | 41.C7
AT0175:2P2 | WC8066 | AT01752P2 | BLK | 16 | 41.C7 | AT0177:5P2 | F&G EDIO ONSK | 41.C7
AT0175:3P2 | WC8066 | AT01753P2 | SH | 16 | 41.C7 | AT0177:6P2 | F&G EDIO ONSK | 41.C7
AT0177:1P2 | WC8068 | AT01771P2 | WHT | 16 | 41.C7 | AT0179:4P2 | F&G EDIO ONSK | 41.D7
AT0177:2P2 | WC8068 | AT01772P2 | BLK | 16 | 41.C7 | AT0179:5P2 | F&G EDIO ONSK | 41.D7
AT0177:3P2 | WC8068 | AT01773P2 | SH | 16 | 41.C7 | AT0179:6P2 | F&G EDIO ONSK | 41.D7
FU0535:LI | SC | FU0136 | WHT | 12 | 30.A4 | XT0002:7 | CONTROL A | 12.B4
KA0145:A1 | SC | KA0135A1 | WHT | 20 | 28.B6 | XT0089:23 | CONTROL A | 22.C5
KA0176:A2 | SC | 0V | WHT | 16 | 28.A6 | XT0080:8 | CONTROL A | 23.A6
KA0246:14 | SC | KA6211A1 | WHT | 20 | 120.A5 | KA6211:A1 | CONTROL A | 120.A6
KA0246:24 | SC | KA6212A1 | WHT | 20 | 121.A5 | KA6212:A1 | CONTROL A | 121.A6
KA0246:A1 | SC | KA0243A1 | WHT | 20 | 28.C6 | XT0089:10 | CONTROL A | 23.A5
KA0249:A1 | SC | KA0245A1 | WHT | 20 | 28.C6 | XT0089:11 | CONTROL A | 23.C5
KA0255:21 | SC | FU0139 | WHT | 20 | 28.A1 | XT0081:3 | CONTROL A | 23.A2
KA0255:A1 | SC | KA0131A1 | WHT | 20 | 28.B6 | XT0089:9 | CONTROL A | 26.D4
XT0290:1 | SC | ZS61P | WHT | 16 | 110.A6 | AF0087:42 | CONTROL A | 110.A7
XT0290:2 | SC | ZS61S | WHT | 16 | 110.A6 | AF0087:10 | CONTROL A | 110.A7
XT0536:1 | SC | 0V | WHT | 12 | 30.A5 | XT0003:7 | CONTROL A | 12.B4
KA0176:11 | SC | KA017611 | WHT | 20 | 120.A6 | AF0093:04 | CONTROL B | 120.A7
KA0176:14 | SC | 009336 | WHT | 20 | 120.A6 | AF0093:36 | CONTROL B | 120.A7
KA0176:21 | SC | KA017621 | WHT | 20 | 121.A6 | AF0093:05 | CONTROL B | 121.A7
KA0176:24 | SC | 009337 | WHT | 20 | 121.A6 | AF0093:37 | CONTROL B | 121.A7
AT0175:4P1 | SC | AT01754P1 | WHT | 20 | 41.B5 | SA0170:B1-13 | CONTROL,JB70;TT6 | 42.C1
KA6510:A1 | SC | SA0170B114 | WHT | 20 | 42.C5 | SA0170:B1-14 | CONTROL,JB70;TT6 | 42.C1
AT0175:17 | SC | AT017517 | WHT | 20 | 42.A6 | XT0173:2 | F&G PWR,ONSK | 42.A4
AT0175:18 | SC | HL0171X1 | WHT | 20 | 42.A6 | XT0173:3 | F&G PWR,ONSK | 42.A4
AT0175:1P1 | SC | UV01709 | WHT | 14 | 41.B5 | UV0170:9(+) | F&G PWR,ONSK | 41.A3
AT0175:2 | SC | SB017013 | WHT | 20 | 42.C6 | XT0173:12 | F&G PWR,ONSK | 42.C4
AT0175:20 | SC | AT017520 | WHT | 20 | 42.A6 | XT0173:5 | F&G PWR,ONSK | 42.A4
AT0175:21 | SC | HL0172X1 | WHT | 20 | 42.A6 | XT0173:6 | F&G PWR,ONSK | 42.A4
AT0175:23 | SC | AT017523 | WHT | 20 | 42.B6 | XT0173:8 | F&G PWR,ONSK | 42.B4
AT0175:24 | SC | HL0173X1 | WHT | 20 | 42.B6 | XT0173:9 | F&G PWR,ONSK | 42.B4
AT0175:2P1 | SC | UV017010 | WHT | 14 | 41.B5 | UV0170:10(-) | F&G PWR,ONSK | 41.A3
AT0175:3 | SC | SB017014 | WHT | 20 | 42.C6 | XT0173:13 | F&G PWR,ONSK | 42.C4
AT0177:1P1 | SC | UV017011 | WHT | 14 | 41.C5 | UV0170:11(+) | F&G PWR,ONSK | 41.A3
AT0177:2P1 | SC | UV017012 | WHT | 14 | 41.C5 | UV0170:12(-) | F&G PWR,ONSK | 41.A3
FU0171:LD | SC | FU0171 | WHT | 14 | 41.A2 | UV0170:3(+) | F&G PWR,ONSK | 41.A3
FU0171:LD | SC | FU0171 | WHT | 14 | 41.A2 | UV0170:1(+) | F&G PWR,ONSK | 41.A3
KA0172:A1 | SC | AT017025 | WHT | 20 | 41.B2 | AT0170:25 | F&G PWR,ONSK | 41.B3
KA0174:A1 | SC | AT017031 | WHT | 20 | 41.C2 | AT0170:31 | F&G PWR,ONSK | 41.C3
KA0249:A1 | SC | KA0245A1 | WHT | 20 | 28.C6 | AT0170:32 | F&G PWR,ONSK | 41.C3
KA0254:A1 | SC | KA0243A1 | WHT | 20 | 28.C6 | AT0170:26 | F&G PWR,ONSK | 41.B3
XT0170:3 | SC | 0V | WHT | 14 | 41.A2 | UV0170:4(-) | F&G PWR,ONSK | 41.A3
XT0170:3 | SC | 0V | WHT | 14 | 41.A2 | UV0170:2(-) | F&G PWR,ONSK | 41.A3
XT0170:5 | SC | FU0172 | WHT | 20 | 41.B2 | AT0170:30 | F&G PWR,ONSK | 41.C3
XT0170:5 | SC | FU0172 | WHT | 20 | 41.B2 | AT0170:24 | F&G PWR,ONSK | 41.B3
XT0171:1 | SC | FU0170 | WHT | 14 | 114.A6 | XT0173:20 | F&G PWR,ONSK | 114.B6
XT0171:2 | SC | 0V | WHT | 14 | 114.A6 | XT0173:21 | F&G PWR,ONSK | 114.B6
XT0171:3 | SC | LON1S2 | WHT | 14 | 114.A6 | XT0173:19 | F&G PWR,ONSK | 114.B6
AT0175:4P2 | WC8069 | AT017050 | WHT | 16 | 41.A7 | AT0170:50 | F&G PWR,ONSK | 41.A7
AT0175:5P2 | WC8069 | AT017049 | BLK | 16 | 41.A7 | AT0170:49 | F&G PWR,ONSK | 41.A7
AT0175:6P2 | WC8069 | AT017048 | SH | 16 | 41.A7 | AT0170:48 | F&G PWR,ONSK | 41.A7
SolarTools ver. 24.0.84.24712 (Jul 31, 2025)
Report date: 5/1/2026 10:51 AM

## F&G PWR,ONSK
F&G PWR,ONSK
Project # | 4P041
Project Name | OFFSHORE SOUTH GAS VALORIZATION^MBYA - MOCU PLATFORM^PERENCO GABON
Revision | A.2
Controls DE
Phone:
Controls ME
Phone:
From | [5 empty] | To
Device ID | Cable (W) Conductor (SC) Jumper Clip (JC) | Wire No. | Wire ID | Gauge/Size | Page/Zone | Device ID | Location | Page/Zone
AT0170:1 | SC | UV01705 | WHT | 14 | 41.A5 | UV0170:5(+) | F&G PWR,ONSK | 41.A3
AT0170:11 | SC | SA0170B213 | WHT | 20 | 42.B6 | XT0173:10 | F&G PWR,ONSK | 42.B4
AT0170:12 | SC | SA0170B214 | WHT | 20 | 42.B6 | XT0173:11 | F&G PWR,ONSK | 42.B4
AT0170:2 | SC | UV01706 | WHT | 14 | 41.A5 | UV0170:6(-) | F&G PWR,ONSK | 41.A3
AT0170:3 | SC | UV01707 | WHT | 14 | 41.A5 | UV0170:7(+) | F&G PWR,ONSK | 41.A3
AT0170:4 | SC | UV01708 | WHT | 14 | 41.A5 | UV0170:8(-) | F&G PWR,ONSK | 41.A3
AT0170:GND | SC | AT0170G | GRN/YEL | 14 | 41.A5 | FRAME | F&G PWR,ONSK | 41.B6
GR0171: | SC | GR0171 | GRN/YEL | 14 | 10.B2 | FRAME | F&G PWR,ONSK | 10.B2
RR1751: -10K OHM | SC | SB017013 | WHT | 20 | 42.C4 | XT0173:12 | F&G PWR,ONSK | 42.C4
RR1751: -10K OHM | SC | SB017014 | WHT | 20 | 42.C4 | XT0173:13 | F&G PWR,ONSK | 42.C4
RR1756: -10K OHM | SC | AT017517 | WHT | 20 | 42.A4 | XT0173:2 | F&G PWR,ONSK | 42.A4
RR1756: -10K OHM | SC | HL0171X1 | WHT | 20 | 42.A4 | XT0173:3 | F&G PWR,ONSK | 42.A4
RR1757: -10K OHM | SC | AT017520 | WHT | 20 | 42.A4 | XT0173:5 | F&G PWR,ONSK | 42.A4
RR1757: -10K OHM | SC | HL0172X1 | WHT | 20 | 42.A4 | XT0173:6 | F&G PWR,ONSK | 42.A4
RR1758: -10K OHM | SC | AT017523 | WHT | 20 | 42.B4 | XT0173:8 | F&G PWR,ONSK | 42.B4
RR1758: -10K OHM | SC | HL0173X1 | WHT | 20 | 42.B4 | XT0173:9 | F&G PWR,ONSK | 42.B4
UV0170:13(+) | SC | LON0P |  |  | 115.A6 | XT0173:17 | F&G PWR,ONSK | 115.A5
UV0170:14(-) | SC | LON0N |  |  | 115.A6 | XT0173:18 | F&G PWR,ONSK | 115.A5
UV0170:GND | SC | UV0170G | GRN/YEL | 14 | 41.A3 | FRAME | F&G PWR,ONSK | 41.B4
VD1756:--1N4005/1 | SC | HL0171X2 | WHT | 20 | 42.A4 | XT0173:1 | F&G PWR,ONSK | 42.A4
VD1756:+-1N4005/1 | SC | AT017517 | WHT | 20 | 42.A4 | XT0173:2 | F&G PWR,ONSK | 42.A4
VD1757:--1N4005/1 | SC | HL0172X2 | WHT | 20 | 42.A4 | XT0173:4 | F&G PWR,ONSK | 42.A4
VD1757:+-1N4005/1 | SC | AT017520 | WHT | 20 | 42.A4 | XT0173:5 | F&G PWR,ONSK | 42.A4
VD1758:--1N4005/1 | SC | HL0173X2 | WHT | 20 | 42.B4 | XT0173:7 | F&G PWR,ONSK | 42.B4
VD1758:+-1N4005/1 | SC | AT017523 | WHT | 20 | 42.B4 | XT0173:8 | F&G PWR,ONSK | 42.B4
XT0173:1 | SC | HL0171X2 | WHT | 20 | 42.A4 | HL0171:X2 | CONTROL,JB70;TT6 | 42.A1
XT0173:10 | SC | SA0170B213 | WHT | 20 | 42.B4 | SA0170:B2-13 | CONTROL,JB70;TT6 | 42.B1
XT0173:11 | SC | SA0170B214 | WHT | 20 | 42.B4 | SA0170:B2-14 | CONTROL,JB70;TT6 | 42.B1
XT0173:12 | SC | SB017013 | WHT | 20 | 42.C4 | SB0170:13 | CONTROL,JB70;TT6 | 42.C1
XT0173:13 | SC | SB017014 | WHT | 20 | 42.C4 | SB0170:14 | CONTROL,JB70;TT6 | 42.C1
XT0173:3 | SC | HL0171X1 | WHT | 20 | 42.A4 | HL0171:X1 | CONTROL,JB70;TT6 | 42.A1
XT0173:4 | SC | HL0172X2 | WHT | 20 | 42.A4 | HL0172:X2 | CONTROL,JB70;TT6 | 42.A1
XT0173:6 | SC | HL0172X1 | WHT | 20 | 42.A4 | HL0172:X1 | CONTROL,JB70;TT6 | 42.A1
XT0173:7 | SC | HL0173X2 | WHT | 20 | 42.B4 | HL0173:X2 | CONTROL,JB70;TT6 | 42.B1
XT0173:9 | SC | HL0173X1 | WHT | 20 | 42.B4 | HL0173:X1 | CONTROL,JB70;TT6 | 42.B1
AT0170:24 | SC | FU0172 | WHT | 20 | 41.B3 | XT0170:5 | F&G EDIO ONSK | 41.B2
AT0170:25 | SC | AT017025 | WHT | 20 | 41.B3 | KA0172:A1 | F&G EDIO ONSK | 41.B2
AT0170:26 | SC | KA0243A1 | WHT | 20 | 41.B3 | KA0254:A1 | F&G EDIO ONSK | 28.C6
AT0170:30 | SC | FU0172 | WHT | 20 | 41.C3 | XT0170:5 | F&G EDIO ONSK | 41.B2
AT0170:31 | SC | AT017031 | WHT | 20 | 41.C3 | KA0174:A1 | F&G EDIO ONSK | 41.C2
AT0170:32 | SC | KA0245A1 | WHT | 20 | 41.C3 | KA0249:A1 | F&G EDIO ONSK | 28.C6
UV0170:1(+) | SC | FU0171 | WHT | 14 | 41.A3 | FU0171:LD | F&G EDIO ONSK | 41.A2
UV0170:10(-) | SC | UV017010 | WHT | 14 | 41.A3 | AT0175:2P1 | F&G EDIO ONSK | 41.B5
UV0170:11(+) | SC | UV017011 | WHT | 14 | 41.A3 | AT0177:1P1 | F&G EDIO ONSK | 41.C5
UV0170:12(-) | SC | UV017012 | WHT | 14 | 41.A3 | AT0177:2P1 | F&G EDIO ONSK | 41.C5
UV0170:2(-) | SC | 0V | WHT | 14 | 41.A3 | XT0170:3 | F&G EDIO ONSK | 41.A2
UV0170:3(+) | SC | FU0171 | WHT | 14 | 41.A3 | FU0171:LD | F&G EDIO ONSK | 41.A2
UV0170:4(-) | SC | 0V | WHT | 14 | 41.A3 | XT0170:3 | F&G EDIO ONSK | 41.A2
UV0170:9(+) | SC | UV01709 | WHT | 14 | 41.A3 | AT0175:1P1 | F&G EDIO ONSK | 41.B5
XT0173:12 | SC | SB017013 | WHT | 20 | 42.C4 | AT0175:2 | F&G EDIO ONSK | 42.C6
XT0173:13 | SC | SB017014 | WHT | 20 | 42.C4 | AT0175:3 | F&G EDIO ONSK | 42.C6
XT0173:19 | SC | LON1S2 | WHT | 14 | 114.B6 | XT0171:3 | F&G EDIO ONSK | 114.A6
XT0173:2 | SC | AT017517 | WHT | 20 | 42.A4 | AT0175:17 | F&G EDIO ONSK | 42.A6
XT0173:20 | SC | FU0170 | WHT | 14 | 114.B6 | XT0171:1 | F&G EDIO ONSK | 114.A6
XT0173:21 | SC | 0V | WHT | 14 | 114.B6 | XT0171:2 | F&G EDIO ONSK | 114.A6
XT0173:3 | SC | HL0171X1 | WHT | 20 | 42.A4 | AT0175:18 | F&G EDIO ONSK | 42.A6
XT0173:5 | SC | AT017520 | WHT | 20 | 42.A4 | AT0175:20 | F&G EDIO ONSK | 42.A6
XT0173:6 | SC | HL0172X1 | WHT | 20 | 42.A4 | AT0175:21 | F&G EDIO ONSK | 42.A6
XT0173:8 | SC | AT017523 | WHT | 20 | 42.B4 | AT0175:23 | F&G EDIO ONSK | 42.B6
XT0173:9 | SC | HL0173X1 | WHT | 20 | 42.B4 | AT0175:24 | F&G EDIO ONSK | 42.B6
AT0170:50 | WC8069 | AT017050 | WHT | 16 | 41.A7 | AT0175:4P2 | F&G EDIO ONSK | 41.A7
AT0170:49 | WC8069 | AT017049 | BLK | 16 | 41.A7 | AT0175:5P2 | F&G EDIO ONSK | 41.A7
AT0170:48 | WC8069 | AT017048 | SH | 16 | 41.A7 | AT0175:6P2 | F&G EDIO ONSK | 41.A7
AT0170:L2 | WC0017 | AT0170L2 | ENET | CABLE | 2.A4 | AF0410:L1 | JB70 VIBRATION PANEL | 2.A5
AT0170:L1 | WC0003 | AP0603L2 | ENET | CABLE | 2.A4 | AP0603:L2 | PLC | 2.A3
SolarTools ver. 24.0.84.24712 (Jul 31, 2025)
Report date: 5/1/2026 10:51 AM

## FO CONV,VFD
FO CONV,VFD
Project # | 4P041
Project Name | OFFSHORE SOUTH GAS VALORIZATION^MBYA - MOCU PLATFORM^PERENCO GABON
Revision | A.2
Controls DE
Phone:
Controls ME
Phone:
From | [5 empty] | To
Device ID | Cable (W) Conductor (SC) Jumper Clip (JC) | Wire No. | Wire ID | Gauge/Size | Page/Zone | Device ID | Location | Page/Zone
BA0005:V1(-) | SC | 0V | WHT | 16 | 9.A4 | XT1123:2 | FO CONV,VFD | 9.A6
BA0005:V1(+) | SC | FU1123 | WHT | 16 | 9.A4 | FU1123:LD | FO CONV,VFD | 9.A5
BA0006:V1(-) | SC | 0V | WHT | 16 | 9.B4 | XT1123:2 | FO CONV,VFD | 9.A6
BA0006:V1(+) | SC | FU1124 | WHT | 16 | 9.B4 | FU1124:LD | FO CONV,VFD | 9.B5
FU1123:LI | SC | FU0136 | WHT | 16 | 9.A5 | XT1123:1 | FO CONV,VFD | 9.A6
FU1124:LI | SC | FU0136 | WHT | 16 | 9.B5 | XT1123:1 | FO CONV,VFD | 9.A6
GR1123: | SC | IEG11231 | GRN | 14 | 10.D4 | IEG1123:1 | FO CONV,VFD | 10.D3
GR1125: | SC | GR1125 | GRN/YEL | 14 | 10.D4 | FG1125:1 | FO CONV,VFD | 10.D4
BA0005:TX | SC | BA0005TX |  |  | 2.D6 | BA0001:RX | PLC | 2.A2
Report date: 5/1/2026 10:51 AM |  |  |  |  | SolarTools ver. 24.0.84.24712 (Jul 31, 2025)

## HPC CTRL
HPC CTRL
Project # | 4P041
Project Name | OFFSHORE SOUTH GAS VALORIZATION^MBYA - MOCU PLATFORM^PERENCO GABON
Revision | A.2
Controls DE
Phone:
Controls ME
Phone:
From | [5 empty] | To
Device ID | Cable (W) Conductor (SC) Jumper Clip (JC) | Wire No. | Wire ID | Gauge/Size | Page/Zone | Device ID | Location | Page/Zone
XT0120:1 | JC | 0V | CLIP | --- | 33.A1 | XT0120:2 | HPC CTRL | 33.B1
XT0120:2 | JC | 0V | CLIP | --- | 33.B1 | XT0120:3 | HPC CTRL | 33.D1
XT0121:1 | JC | FU0122 | CLIP | --- | 104.A5 | XT0121:3 | HPC CTRL | 104.C5
XT0121:2 | JC | 0V | CLIP | --- | 104.A5 | XT0121:4 | HPC CTRL | 104.C5
XT0335:1 | JC | FU0332 | CLIP | --- | 27.A4 | XT0335:2 | HPC CTRL | 27.A4
XT0335:2 | JC | FU0332 | CLIP | --- | 27.A4 | XT0335:3 | HPC CTRL | 27.B4
XT0335:3 | JC | FU0332 | CLIP | --- | 27.B4 | XT0335:4 | HPC CTRL | 27.B4
XT0335:4 | JC | FU0332 | CLIP | --- | 27.B4 | XT0335:5 | HPC CTRL | 27.B4
XT0335:5 | JC | FU0332 | CLIP | --- | 27.B4 | XT0335:6 | HPC CTRL | 27.B4
XT0335:6 | JC | FU0332 | CLIP | --- | 27.B4 | XT0335:7 | HPC CTRL | 27.C4
XT0335:7 | JC | FU0332 | CLIP | --- | 27.C4 | XT0335:8 | HPC CTRL | 27.C4
XT0335:8 | JC | FU0332 | CLIP | --- | 27.C4 | XT0335:9 | HPC CTRL | 27.C4
XT0335:9 | JC | FU0332 | CLIP | --- | 27.C4 | XT0335:10 | HPC CTRL | 27.C4
XT0336:1 | JC | 0V | CLIP | --- | 27.A4 | XT0336:2 | HPC CTRL | 27.B4
XT0336:2 | JC | 0V | CLIP | --- | 27.B4 | XT0336:3 | HPC CTRL | 27.B4
XT0336:3 | JC | 0V | CLIP | --- | 27.B4 | XT0336:4 | HPC CTRL | 27.B4
XT0336:4 | JC | 0V | CLIP | --- | 27.B4 | XT0336:5 | HPC CTRL | 27.B4
XT0336:5 | JC | 0V | CLIP | --- | 27.B4 | XT0336:6 | HPC CTRL | 27.C4
XT0336:6 | JC | 0V | CLIP | --- | 27.C4 | XT0336:7 | HPC CTRL | 27.C4
XT0336:7 | JC | 0V | CLIP | --- | 27.C4 | XT0336:8 | HPC CTRL | 27.C4
XT0336:8 | JC | 0V | CLIP | --- | 27.C4 | XT0336:9 | HPC CTRL | 27.C4
XT0336:9 | JC | 0V | CLIP | --- | 27.C4 | XT0336:10 | HPC CTRL | 27.D4
XT0510:1 | JC | 0V | CLIP | --- | 35.A1 | XT0510:2 | HPC CTRL | 35.C1
AF0500:12 | SC | XT05001 | GRN | 16 | 35.A6 | XT0500:1 | HPC CTRL | 35.C5
AF0510:32 | SC | XT05001 | GRN | 16 | 35.A5 | XT0500:1 | HPC CTRL | 35.C5
AF0510:53 | SC | 0V | WHT | 16 | 35.A5 | XT0510:2 | HPC CTRL | 35.C1
AF0510:54 | SC | 0V | WHT | 16 | 35.A5 | AF0520:53 | HPC CTRL | 35.A4
AF0510:55 | SC | FU0510 | WHT | 16 | 35.A5 | FU0510:LD | HPC CTRL | 35.C1
AF0510:56 | SC | FU0510 | WHT | 16 | 35.A5 | AF0520:55 | HPC CTRL | 35.A4
AF0520:32 | SC | XT05001 | GRN | 16 | 35.A4 | XT0500:1 | HPC CTRL | 35.C5
AF1201:00 | SC | 120100 | WHT | 20 | 105.D7 | KA0120:14 | HPC CTRL | 105.D5
AF1201:32 | SC | 120132 | WHT | 20 | 105.D7 | KA4401:22 | HPC CTRL | 105.D6
AF1201:COM | SC | 0V | WHT | 20 | 33.B2 | XT0120:2 | HPC CTRL | 33.B1
AF1201:J | SC | * |  |  | 33.B2 | AF1202:P | HPC CTRL | 33.B3
AF1201:V+ | SC | FU0121 | WHT | 16 | 33.B2 | FU0121:LD | HPC CTRL | 33.B1
AF1202:COM | SC | AF1203N | WHT | 16 | 33.B3 | AF1203:COM | HPC CTRL | 33.B3
AF1202:COM | SC | AF1202N | WHT | 16 | 33.B3 | AU1200:COM | HPC CTRL | 33.A2
AF1202:J | SC | * |  |  | 33.B3 | AF1203:P | HPC CTRL | 33.B3
AF1202:V+ | SC | AF1203P | WHT | 16 | 33.B3 | AF1203:V+ | HPC CTRL | 33.B3
AF1202:V+ | SC | AF1202P | WHT | 16 | 33.B3 | AU1200:V+ | HPC CTRL | 33.A2
AF1203:COM | SC | AF1204N | WHT | 16 | 33.B3 | AF1204:COM | HPC CTRL | 33.A4
AF1203:J | SC | * |  |  | 33.B3 | AF1204:P | HPC CTRL | 33.A4
AF1203:SH | SC | AF1204G | GRN | 14 | 33.B3 | AF1204:SH | HPC CTRL | 33.A4
AF1203:SH | SC | AU1200G | GRN | 14 | 33.B3 | AU1200:GND | HPC CTRL | 33.A2
AF1203:V+ | SC | AF1204P | WHT | 16 | 33.B3 | AF1204:V+ | HPC CTRL | 33.A4
AF1204:COM | SC | AF1205N | WHT | 16 | 33.A4 | AF1205:COM | HPC CTRL | 33.A5
AF1204:J | SC | * |  |  | 33.A4 | AF1205:P | HPC CTRL | 33.A5
AF1204:SH | SC | AF1205G | GRN | 14 | 33.A4 | AF1205:SH | HPC CTRL | 33.A5
AF1204:V+ | SC | AF1205P | WHT | 16 | 33.A4 | AF1205:V+ | HPC CTRL | 33.A5
AF1205:COM | SC | AF1206N | WHT | 16 | 33.A5 | AF1206:COM | HPC CTRL | 33.B5
AF1205:J | SC | * |  |  | 33.A5 | AF1206:P | HPC CTRL | 33.B5
AF1205:SH | SC | AF1206G | GRN | 14 | 33.A5 | AF1206:SH | HPC CTRL | 33.B5
AF1205:V+ | SC | AF1206P | WHT | 16 | 33.A5 | AF1206:V+ | HPC CTRL | 33.B5
AF1206:COM | SC | AF1207N | WHT | 16 | 33.B5 | AF1207:COM | HPC CTRL | 33.B2
AF1206:SH | SC | AF1208G | GRN | 14 | 33.B5 | AF1208:SH | HPC CTRL | 33.C3
AF1206:V+ | SC | AF1207P | WHT | 16 | 33.B5 | AF1207:V+ | HPC CTRL | 33.B2
AF1207:02 | SC | 120702 | WHT | 20 | 98.A7 | KA4401:14 | HPC CTRL | 98.A6
AF1207:07 | SC | KA450114 | WHT | 20 | 95.A7 | KA4501:14 | HPC CTRL | 95.A6
AF1207:18 | SC | 120718 | WHT | 20 | 98.A7 | KA4401:A2 | HPC CTRL | 98.A5
AF1207:23 | SC | KA4501A2 | WHT | 20 | 95.A7 | KA4501:A2 | HPC CTRL | 95.A5
AF1207:34 | SC | PS44012 | WHT | 20 | 98.A7 | KA4401:11 | HPC CTRL | 98.A6
AF1207:39 | SC | PS45012 | WHT | 20 | 95.A7 | KA4501:11 | HPC CTRL | 95.A6
AF1207:COM | SC | AF1208N | WHT | 16 | 33.B2 | AF1208:COM | HPC CTRL | 33.C3
AF1207:J | SC | * |  |  | 33.B2 | AF1208:P | HPC CTRL | 33.C3
AF1207:V+ | SC | AF1208P | WHT | 16 | 33.B2 | AF1208:V+ | HPC CTRL | 33.C3
AF1208:07 | SC | TE44381 | WHT | 20 | 100.A7 | AF1208:23 | HPC CTRL | 100.A7
AF1208:09 | SC | TE44371 | WHT | 20 | 100.B7 | AF1208:25 | HPC CTRL | 100.B7
AF1208:11 | SC | TE44181 | WHT | 20 | 100.C7 | AF1208:27 | HPC CTRL | 100.C7
AF1208:13 | SC | TE44171 | WHT | 20 | 100.C7 | AF1208:29 | HPC CTRL | 100.C7
AF1208:COM | SC | AF1209N | WHT | 16 | 33.C3 | AF1209:COM | HPC CTRL | 33.C3
AF1208:J | SC | * |  |  | 33.C3 | AF1209:P | HPC CTRL | 33.C3
AF1208:SH | SC | AF1209G | GRN | 14 | 33.C3 | AF1209:SH | HPC CTRL | 33.C3
AF1208:V+ | SC | AF1209P | WHT | 16 | 33.C3 | AF1209:V+ | HPC CTRL | 33.C3
AF1209:07 | SC | TE44111 | WHT | 20 | 101.A7 | AF1209:23 | HPC CTRL | 101.A7
AF1209:11 | SC | TE44311 | WHT | 20 | 101.C7 | AF1209:27 | HPC CTRL | 101.C7
AF1209:COM | SC | AF1210N | WHT | 16 | 33.C3 | AF1210:COM | HPC CTRL | 33.C4
AF1209:J | SC | * |  |  | 33.C3 | AF1210:P | HPC CTRL | 33.C4
AF1209:SH | SC | AF1210G | GRN | 14 | 33.C3 | AF1210:SH | HPC CTRL | 33.C4
AF1209:V+ | SC | AF1210P | WHT | 16 | 33.C3 | AF1210:V+ | HPC CTRL | 33.C4
AF1210:COM | SC | AF1211N | WHT | 16 | 33.C4 | AF1211:COM | HPC CTRL | 33.C5
AF1210:J | SC | * |  |  | 33.C4 | AF1211:P | HPC CTRL | 33.C5
AF1210:SH | SC | AF1211G | GRN | 14 | 33.C4 | AF1211:SH | HPC CTRL | 33.C5
AF1210:V+ | SC | AF1211P | WHT | 16 | 33.C4 | AF1211:V+ | HPC CTRL | 33.C5
AF1211:SH | SC | IEG01601 | GRN | 14 | 33.C5 | IEG0160:1 | HPC CTRL | 33.C5
AU1200:COM | SC | 0V | WHT | 20 | 33.A2 | XT0120:2 | HPC CTRL | 33.B1
AU1200:V+ | SC | FU0120 | WHT | 16 | 33.A2 | FU0120:LD | HPC CTRL | 33.B1
FU0120:LI | SC | FU0122 | WHT | 14 | 33.B1 | FU0121:LI | HPC CTRL | 33.B1
FU0120:LI | SC | FU0122 | WHT | 14 | 33.B1 | FU0122:LD | HPC CTRL | 33.A1
FU0121:LI | SC | FU0122 | WHT | 14 | 33.B1 | FU0510:LI | HPC CTRL | 35.C1
FU0122:LI | SC | FU0332 | WHT | 12 | 33.A1 | XT0335:2 | HPC CTRL | 27.A4
FU0332:LD | SC | FU0332 | WHT | 12 | 27.A3 | XT0335:1 | HPC CTRL | 27.A4
FU0510:LI | SC | FU0122 | WHT | 14 | 35.C1 | XT0121:1 | HPC CTRL | 104.A5
GR0161: | SC | IEG01603 | GRN | 14 | 11.A4 | IEG0160:3 | HPC CTRL | 11.A5
GR0162: | SC | GR0162 | GRN/YEL | 14 | 11.A4 | FRAME | HPC CTRL | 11.A5
GR0163: | SC | IEG01604 | GRN | 14 | 11.A4 | IEG0160:4 | HPC CTRL | 11.A3
IEG0160:2 | SC | IEG01602 | GRN | 14 | 35.C6 | XT0500:2 | HPC CTRL | 35.C5
KA0120:12 | SC | KA012012 | WHT | 20 | 105.D5 | KA4401:21 | HPC CTRL | 105.D6
KA0120:A1 | SC | KA0131A1 | WHT | 20 | 34.B5 | XT0120:4 | HPC CTRL | 34.B3
KA0120:A2 | SC | 0V | WHT | 20 | 34.B5 | XT0120:3 | HPC CTRL | 33.D1
KA4401:11 | SC | PS44012 | WHT | 20 | 98.A6 | XT0120:5 | HPC CTRL | 98.A5
KA4501:11 | SC | PS45012 | WHT | 20 | 95.A6 | XT0120:6 | HPC CTRL | 95.A5
XT0120:3 | SC | 0V | WHT | 20 | 33.D1 | XT0510:1 | HPC CTRL | 35.A1
XT0336:2 | SC | 0V | WHT | 20 | 27.B4 | XT0120:1 | HPC CTRL | 33.A1
XT0510:2 | SC | 0V | WHT | 16 | 35.C1 | XT0121:2 | HPC CTRL | 104.A5
AF0510:L2 | WC0051 | AF0510L2 | ENET | CABLE | 2.C4 | AF0520:L1 | HPC CTRL | 2.C5
AF0520:L2 | WC0052 | AF0520L2 | ENET | CABLE | 2.C5 | AU1200:L1 | HPC CTRL | 2.C5
AF0500:LBUS | WC8050 | AF0500LBUS | BUS | CABLE | 35.A6 | AF0510:RBUS | HPC CTRL | 35.A5
AF0510:LBUS | WC8051 | AF0510LBUS | BUS | CABLE | 35.A5 | AF0520:RBUS | HPC CTRL | 35.A4
AF1206:J | WC8058 | AF1206J | CABLE | CABLE | 33.B5 | AF1207:P | HPC CTRL | 33.B2
XT0120:5 | WC5031 | PS44012 | WHT | 18 | 98.A5 | XT4875:2 | JB75 | 98.A2
KA4401:A1 | WC5031 | PS44013 | BLK | 18 | 98.A5 | XT4875:3 | JB75 | 98.A2
IEG0160:00 | SC | IEG02600 | GRN | 8 | 11.A2 | IEG0260:0 | LPC CTRL | 11.A2
XT0335:5 | SC | FU0332 | WHT | 12 | 27.B4 | FU0242:LI | LPC CTRL | 31.A1
XT0336:5 | SC | 0V | WHT | 12 | 27.B4 | XT0240:1 | LPC CTRL | 31.A1
AF0510:L1 | WC0024 | AU0240L2 | ENET | CABLE | 2.C4 | AU0240:L2 | LPC CTRL | 2.C3
AU1200:L2 | WC0012 | AU1200L2 | ENET | CABLE | 2.C5 | BA0002:RJ45 | PLC | 2.B5
FU0510:LI | SC | FU0122 | WHT | 14 | 35.C1 | FU0123:LI | RAIL,RIGHT,JB73 | 33.D1
IEG0160:5 | SC | IEG01605 | GRN | 14 | 101.D5 | UVJB73:IE | RAIL,RIGHT,JB73 | 101.D5
XT0120:3 | SC | 0V | WHT | 16 | 33.D1 | UVJB73:9- | RAIL,RIGHT,JB73 | 101.D5
AF1208:31 | WCTE5100 | 120831 | RED | 20 | 106.A7 | UAITE5100:+6 | RAIL,RIGHT,JB73 | 106.A5
AF1208:15 | WCTE5100 | 120815 | WHT | 20 | 106.A7 | UAITE5100:+8 | RAIL,RIGHT,JB73 | 106.A5
AF1208:14 | WCTE5100 | 120814 | BLK | 20 | 106.A7 | UAITE5100:-7 | RAIL,RIGHT,JB73 | 106.A5
AF1208:62 | WCTE5100 | 120862 | SH | 20 | 106.A7 | FW13:1 | RAIL,RIGHT,JB73 | 106.A6
AF1206:37 | WCTE7630 | 120637 | RED | 20 | 91.A7 | UAITE7630:-7 | RAIL,RIGHT,JB73 | 91.A5
AF1206:21 | WCTE7630 | 120621 | WHT | 20 | 91.A7 | UAITE7630:-5 | RAIL,RIGHT,JB73 | 91.A5
AF1206:20 | WCTE7630 | 120620 | BLK | 20 | 91.A7 | UAITE7630:+6 | RAIL,RIGHT,JB73 | 91.A5
AF1206:52 | WCTE7630 | 120652 | SH | 20 | 91.A7 | FW11:FLTG | RAIL,RIGHT,JB73 | 91.A6
AF0510:10 | WCUVE4471 | 051010 | RED | 20 | 96.C6 | UAIVE4471:7 | RAIL,RIGHT,JB73 | 96.C5
AF0510:12 | WCUVE4471 | 051012 | BLK | 20 | 96.C6 | UAIVE4471:8 | RAIL,RIGHT,JB73 | 96.C5
AF0510:27 | WCUVE4471 | 051027 | SH | 20 | 96.C6 | FW3:5 | RAIL,RIGHT,JB73 | 96.C6
AF0510:06 | WCVE4460 | 051006 | RED | 20 | 96.B6 | UAIVE4460:7 | RAIL,RIGHT,JB73 | 96.B5
AF0510:08 | WCVE4460 | 051008 | BLK | 20 | 96.B6 | UAIVE4460:8 | RAIL,RIGHT,JB73 | 96.B5
AF0510:23 | WCVE4460 | 051023 | SH | 20 | 96.B6 | FW3:4 | RAIL,RIGHT,JB73 | 96.B6
AF0510:02 | WCVE4461 | 051002 | RED | 20 | 96.B6 | UAIVE4461:7 | RAIL,RIGHT,JB73 | 96.B5
AF0510:04 | WCVE4461 | 051004 | BLK | 20 | 96.B6 | UAIVE4461:8 | RAIL,RIGHT,JB73 | 96.B5
AF0510:19 | WCVE4461 | 051019 | SH | 20 | 96.B6 | FW3:3 | RAIL,RIGHT,JB73 | 96.B6
AF0520:02 | WCVE4462 | 052002 | RED | 20 | 96.C6 | UAIVE4462:7 | RAIL,RIGHT,JB73 | 96.C5
AF0520:04 | WCVE4462 | 052004 | BLK | 20 | 96.C6 | UAIVE4462:8 | RAIL,RIGHT,JB73 | 96.C5
AF0520:19 | WCVE4462 | 052019 | SH | 20 | 96.C6 | FW3:7 | RAIL,RIGHT,JB73 | 96.D6
AF0510:14 | WCVE4470 | 051014 | RED | 20 | 96.C6 | UAIVE4470:7 | RAIL,RIGHT,JB73 | 96.C5
AF0510:16 | WCVE4470 | 051016 | BLK | 20 | 96.C6 | UAIVE4470:8 | RAIL,RIGHT,JB73 | 96.C5
AF0510:31 | WCVE4470 | 051031 | SH | 20 | 96.C6 | FW3:6 | RAIL,RIGHT,JB73 | 96.C6
AF0500:02 | WCVE4473 | 050002 | RED | 20 | 96.A6 | UAIVE4473:7 | RAIL,RIGHT,JB73 | 96.A5
AF0500:03 | WCVE4473 | 050003 | BLK | 20 | 96.A6 | UAIVE4473:8 | RAIL,RIGHT,JB73 | 96.A5
AF0500:07 | WCVE4473 | 050007 | SH | 20 | 96.A6 | FW3:2 | RAIL,RIGHT,JB73 | 96.A6
SolarTools ver. 24.0.84.24712 (Jul 31, 2025)
Report date: 5/1/2026 10:51 AM

## JB70 VIBRATION PANEL
JB70 VIBRATION PANEL
Project # | 4P041
Project Name | OFFSHORE SOUTH GAS VALORIZATION^MBYA - MOCU PLATFORM^PERENCO GABON
Revision | A.2
Controls DE
Phone:
Controls ME
Phone:
From | [5 empty] | To
Device ID | Cable (W) Conductor (SC) Jumper Clip (JC) | Wire No. | Wire ID | Gauge/Size | Page/Zone | Device ID | Location | Page/Zone
XT0401:1 | JC | 0V | CLIP | --- | 16.A1 | XT0401:2 | JB70 VIBRATION PANEL | 16.C1
AF0400:12 | SC | XT04002 | GRN | 16 | 16.A6 | XT0400:2 | JB70 VIBRATION PANEL | 16.C6
AF0410:32 | SC | XT04001 | GRN | 16 | 16.A5 | XT0400:1 | JB70 VIBRATION PANEL | 16.C5
AF0410:53 | SC | 0V | WHT | 16 | 16.A5 | XT0401:2 | JB70 VIBRATION PANEL | 16.C1
AF0410:54 | SC | 0V | WHT | 16 | 16.A5 | AF0420:53 | JB70 VIBRATION PANEL | 16.A4
AF0410:55 | SC | FU0410 | WHT | 16 | 16.A5 | FU0410:LD | JB70 VIBRATION PANEL | 16.C1
AF0410:56 | SC | FU0410 | WHT | 16 | 16.A5 | AF0420:55 | JB70 VIBRATION PANEL | 16.A4
AF0420:32 | SC | XT04001 | GRN | 16 | 16.A4 | XT0400:1 | JB70 VIBRATION PANEL | 16.C5
AF0420:54 | SC | 0V | WHT | 16 | 16.A4 | AF0430:53 | JB70 VIBRATION PANEL | 16.A3
AF0420:56 | SC | FU0410 | WHT | 16 | 16.A4 | AF0430:55 | JB70 VIBRATION PANEL | 16.A3
AF0430:32 | SC | XT04001 | GRN | 16 | 16.A3 | XT0400:1 | JB70 VIBRATION PANEL | 16.C5
AF0430:54 | SC | 0V | WHT | 16 | 16.A3 | AF0450:53 | JB70 VIBRATION PANEL | 16.A1
AF0430:56 | SC | FU0410 | WHT | 16 | 16.A3 | AF0450:55 | JB70 VIBRATION PANEL | 16.A1
AF0450:32 | SC | XT04001 | GRN | 16 | 16.A1 | XT0400:1 | JB70 VIBRATION PANEL | 16.C5
AF0410:L2 | WC0041 | AF0410L2 | ENET | CABLE | 2.A5 | AF0420:L1 | JB70 VIBRATION PANEL | 2.A5
AF0420:L2 | WC0042 | AF0420L2 | ENET | CABLE | 2.A5 | AF0430:L1 | JB70 VIBRATION PANEL | 2.A6
AF0430:L2 | WC0043 | AF0430L2 | ENET | CABLE | 2.A6 | AF0450:L1 | JB70 VIBRATION PANEL | 2.A1
AF0400:LBUS | WC8040 | AF0400LBUS | BUS | CABLE | 16.A6 | AF0410:RBUS | JB70 VIBRATION PANEL | 16.A5
AF0410:LBUS | WC8041 | AF0420RBUS | BUS | CABLE | 16.A5 | AF0420:RBUS | JB70 VIBRATION PANEL | 16.A4
AF0420:LBUS | WC8042 | AF0430RBUS | BUS | CABLE | 16.A4 | AF0430:RBUS | JB70 VIBRATION PANEL | 16.A3
AF0430:LBUS | WC8043 | AF0450RBUS | BUS | CABLE | 16.A3 | AF0450:RBUS | JB70 VIBRATION PANEL | 16.A1
FU0410:LI | SC | FU0136 | WHT | 14 | 16.C1 | XT0002:3 | CONTROL A | 12.A4
XT0400:3 | SC | IEG00104 | GRN | 14 | 16.C5 | IEG0010:4 | CONTROL A | 16.C6
XT0401:1 | SC | 0V | WHT | 14 | 16.A1 | XT0003:3 | CONTROL A | 12.A4
AF0450:L2 | WC0045 | AF0450L2 | ENET | CABLE | 2.A1 | AU0090:L1 | CONTROL B | 2.A3
AF0410:L1 | WC0017 | AT0170L2 | ENET | CABLE | 2.A5 | AT0170:L2 | F&G PWR,ONSK | 2.A4
AF0430:06 | WC1240 | 043006 | RED | 20 | 54.B6 | UAIVE1240:7 | RAIL,RIGHT,JB70 | 54.B5
AF0430:08 | WC1240 | 043008 | BLK | 20 | 54.B6 | UAIVE1240:8 | RAIL,RIGHT,JB70 | 54.B5
AF0430:23 | WC1240 | 043023 | SH | 20 | 54.B6 | FW1:3 | RAIL,RIGHT,JB70 | 54.B6
AF0410:06 | WCVE1210 | 041006 | RED | 20 | 53.A6 | UAIVE1210:7 | RAIL,RIGHT,JB70 | 53.A5
AF0410:08 | WCVE1210 | 041008 | BLK | 20 | 53.A6 | UAIVE1210:8 | RAIL,RIGHT,JB70 | 53.A5
AF0410:23 | WCVE1210 | 041023 | SH | 20 | 53.A6 | FW1:7 | RAIL,RIGHT,JB70 | 53.A6
AF0410:02 | WCVE1211 | 041002 | RED | 20 | 53.A6 | UAIVE1211:7 | RAIL,RIGHT,JB70 | 53.A5
AF0410:04 | WCVE1211 | 041004 | BLK | 20 | 53.A6 | UAIVE1211:8 | RAIL,RIGHT,JB70 | 53.A5
AF0410:19 | WCVE1211 | 041019 | SH | 20 | 53.A6 | FW1:23 | RAIL,RIGHT,JB70 | 53.A6
AF0410:14 | WCVE1220 | 041014 | RED | 20 | 53.C6 | UAIVE1220:7 | RAIL,RIGHT,JB70 | 53.C5
AF0410:16 | WCVE1220 | 041016 | BLK | 20 | 53.C6 | UAIVE1220:8 | RAIL,RIGHT,JB70 | 53.C5
AF0410:31 | WCVE1220 | 041031 | SH | 20 | 53.C6 | FW1:11 | RAIL,RIGHT,JB70 | 53.C6
AF0410:10 | WCVE1221 | 041010 | RED | 20 | 53.C6 | UAIVE1221:7 | RAIL,RIGHT,JB70 | 53.C5
AF0410:12 | WCVE1221 | 041012 | BLK | 20 | 53.C6 | UAIVE1221:8 | RAIL,RIGHT,JB70 | 53.C5
AF0410:27 | WCVE1221 | 041027 | SH | 20 | 53.C6 | FW1:10 | RAIL,RIGHT,JB70 | 53.C6
AF0420:06 | WCVE1230 | 042006 | RED | 20 | 53.D6 | UAIVE1230:7 | RAIL,RIGHT,JB70 | 53.D5
AF0420:08 | WCVE1230 | 042008 | BLK | 20 | 53.D6 | UAIVE1230:8 | RAIL,RIGHT,JB70 | 53.D5
AF0420:23 | WCVE1230 | 042023 | SH | 20 | 53.D6 | FW1:13 | RAIL,RIGHT,JB70 | 53.D6
AF0420:02 | WCVE1231 | 042002 | RED | 20 | 53.D6 | UAIVE1231:7 | RAIL,RIGHT,JB70 | 53.D5
AF0420:04 | WCVE1231 | 042004 | BLK | 20 | 53.D6 | UAIVE1231:8 | RAIL,RIGHT,JB70 | 53.D5
AF0420:19 | WCVE1231 | 042019 | SH | 20 | 53.D6 | FW1:12 | RAIL,RIGHT,JB70 | 53.D6
AF0430:02 | WCVE1241 | 043002 | RED | 20 | 54.B6 | UAIVE1241:7 | RAIL,RIGHT,JB70 | 54.B5
AF0430:04 | WCVE1241 | 043004 | BLK | 20 | 54.B6 | UAIVE1241:8 | RAIL,RIGHT,JB70 | 54.B5
AF0430:19 | WCVE1241 | 043019 | SH | 20 | 54.B6 | FW1:2 | RAIL,RIGHT,JB70 | 54.B6
AF0430:14 | WCVE1250 | 043014 | RED | 20 | 54.C6 | UAIVE1250:7 | RAIL,RIGHT,JB70 | 54.C5
AF0430:16 | WCVE1250 | 043016 | BLK | 20 | 54.C6 | UAIVE1250:8 | RAIL,RIGHT,JB70 | 54.C5
AF0430:31 | WCVE1250 | 043031 | SH | 20 | 54.C6 | FW1:5 | RAIL,RIGHT,JB70 | 54.C6
AF0430:10 | WCVE1251 | 043010 | RED | 20 | 54.C6 | UAIVE1251:7 | RAIL,RIGHT,JB70 | 54.C5
AF0430:12 | WCVE1251 | 043012 | BLK | 20 | 54.C6 | UAIVE1251:8 | RAIL,RIGHT,JB70 | 54.C5
AF0430:27 | WCVE1251 | 043027 | SH | 20 | 54.C6 | FW1:4 | RAIL,RIGHT,JB70 | 54.C6
AF0450:10 | WCVE1262 | 045010 | RED | 20 | 53.B6 | UAIVE1262:7 | RAIL,RIGHT,JB70 | 53.B5
AF0450:12 | WCVE1262 | 045012 | BLK | 20 | 53.B6 | UAIVE1262:8 | RAIL,RIGHT,JB70 | 53.B5
AF0450:27 | WCVE1262 | 045027 | SH | 20 | 53.B6 | FW1:8 | RAIL,RIGHT,JB70 | 53.B6
AF0400:02 | WCVE1263 | 040002 | RED | 20 | 53.B6 | UAIVE1263:7 | RAIL,RIGHT,JB70 | 53.B5
AF0400:03 | WCVE1263 | 040003 | BLK | 20 | 53.B6 | UAIVE1263:8 | RAIL,RIGHT,JB70 | 53.B5
AF0400:07 | WCVE1263 | 040007 | SH | 20 | 53.B6 | FW1:9 | RAIL,RIGHT,JB70 | 53.B6
AF0450:14 | WCVE1272 | 045014 | RED | 20 | 54.C6 | UAIVE1272:7 | RAIL,RIGHT,JB70 | 54.C5
AF0450:16 | WCVE1272 | 045016 | BLK | 20 | 54.C6 | UAIVE1272:8 | RAIL,RIGHT,JB70 | 54.C5
AF0450:31 | WCVE1272 | 045031 | SH | 20 | 54.C6 | FW1:6 | RAIL,RIGHT,JB70 | 54.D6
AF0400:05 | WCVE1273 | 040005 | RED | 20 | 54.A6 | UAIVE1273:7 | RAIL,RIGHT,JB70 | 54.A5
AF0400:06 | WCVE1273 | 040006 | BLK | 20 | 54.A6 | UAIVE1273:8 | RAIL,RIGHT,JB70 | 54.A5
AF0400:11 | WCVE1273 | 040011 | SH | 20 | 54.A6 | FW1:24 | RAIL,RIGHT,JB70 | 54.A6
SolarTools ver. 24.0.84.24712 (Jul 31, 2025)
Report date: 5/1/2026 10:51 AM

## LPC CTRL
LPC CTRL
Project # | 4P041
Project Name | OFFSHORE SOUTH GAS VALORIZATION^MBYA - MOCU PLATFORM^PERENCO GABON
Revision | A.2
Controls DE
Phone:
Controls ME
Phone:
From | [5 empty] | To
Device ID | Cable (W) Conductor (SC) Jumper Clip (JC) | Wire No. | Wire ID | Gauge/Size | Page/Zone | Device ID | Location | Page/Zone
XT0240:1 | JC | 0V | CLIP | --- | 31.A1 | XT0240:2 | LPC CTRL | 31.B1
XT0240:2 | JC | 0V | CLIP | --- | 31.B1 | XT0240:3 | LPC CTRL | 31.B1
XT0241:1 | JC | FU0242 | CLIP | --- | 93.A5 | XT0241:3 | LPC CTRL | 93.C5
XT0241:2 | JC | 0V | CLIP | --- | 93.A5 | XT0241:4 | LPC CTRL | 93.C5
XT0610:1 | JC | 0V | CLIP | --- | 32.A1 | XT0610:2 | LPC CTRL | 32.C1
AF0241:COM | SC | 0V | WHT | 16 | 31.B2 | XT0240:2 | LPC CTRL | 31.B1
AF0241:V+ | SC | FU0241 | WHT | 16 | 31.B2 | FU0241:LD | LPC CTRL | 31.B1
AF0242:COM | SC | AF0242N | WHT | 16 | 31.B3 | AF0243:COM | LPC CTRL | 31.B3
AF0242:COM | SC | AU0240N | WHT | 16 | 31.B3 | AU0240:COM | LPC CTRL | 31.A2
AF0242:V+ | SC | AF0242P | WHT | 16 | 31.B3 | AF0243:V+ | LPC CTRL | 31.B3
AF0242:V+ | SC | AU0240P | WHT | 16 | 31.B3 | AU0240:V+ | LPC CTRL | 31.A2
AF0243:COM | SC | AF0243N | WHT | 16 | 31.B3 | AF0244:COM | LPC CTRL | 31.A4
AF0243:SH | SC | AF0243G | GRN | 14 | 31.B3 | AF0244:SH | LPC CTRL | 31.A4
AF0243:SH | SC | AU0240G | GRN | 14 | 31.B3 | AU0240:GND | LPC CTRL | 31.A2
AF0243:V+ | SC | AF0243P | WHT | 16 | 31.B3 | AF0244:V+ | LPC CTRL | 31.A4
AF0244:COM | SC | AF0244N | WHT | 16 | 31.A4 | AF0245:COM | LPC CTRL | 31.B5
AF0244:SH | SC | AF0244G | GRN | 14 | 31.A4 | AF0245:SH | LPC CTRL | 31.B5
AF0244:V+ | SC | AF0244P | WHT | 16 | 31.A4 | AF0245:V+ | LPC CTRL | 31.B5
AF0245:COM | SC | AF0245N | WHT | 16 | 31.B5 | AF0246:COM | LPC CTRL | 31.B5
AF0245:SH | SC | AF0245G | GRN | 14 | 31.B5 | AF0246:SH | LPC CTRL | 31.B5
AF0245:V+ | SC | AF0245P | WHT | 16 | 31.B5 | AF0246:V+ | LPC CTRL | 31.B5
AF0246:07 | SC | TE45111 | WHT |  | 102.A7 | AF0246:23 | LPC CTRL | 102.A7
AF0246:11 | SC | TE45311 | WHT |  | 102.B7 | AF0246:27 | LPC CTRL | 102.B7
AF0246:COM | SC | AF0246N | WHT | 16 | 31.B5 | AF0247:COM | LPC CTRL | 31.B6
AF0246:SH | SC | AF0246G | GRN | 14 | 31.B5 | AF0247:SH | LPC CTRL | 31.B6
AF0246:V+ | SC | AF0246P | WHT | 16 | 31.B5 | AF0247:V+ | LPC CTRL | 31.B6
AF0247:SH | SC | IEG02601 | GRN | 14 | 31.B6 | IEG0260:1 | LPC CTRL | 31.B7
AF0600:12 | SC | XT06001 | GRN | 16 | 32.A6 | XT0600:1 | LPC CTRL | 32.C5
AF0610:32 | SC | XT06001 | GRN | 16 | 32.A5 | XT0600:1 | LPC CTRL | 32.C5
AF0610:53 | SC | 0V | WHT | 16 | 32.A5 | XT0610:2 | LPC CTRL | 32.C1
AF0610:54 | SC | 0V | WHT | 16 | 32.A5 | AF0620:53 | LPC CTRL | 32.A4
AF0610:55 | SC | FU0610 | WHT | 16 | 32.A5 | FU0610:LD | LPC CTRL | 32.C1
AF0610:56 | SC | FU0610 | WHT | 16 | 32.A5 | AF0620:55 | LPC CTRL | 32.A4
AF0620:32 | SC | XT06001 | GRN | 16 | 32.A4 | XT0600:1 | LPC CTRL | 32.C5
AU0240:COM | SC | 0V | WHT | 16 | 31.A2 | XT0240:2 | LPC CTRL | 31.B1
AU0240:V+ | SC | FU0240 | WHT | 16 | 31.A2 | FU0240:LD | LPC CTRL | 31.B1
FU0240:LI | SC | FU0242 | WHT | 14 | 31.B1 | FU0241:LI | LPC CTRL | 31.B1
FU0240:LI | SC | FU0242 | WHT | 14 | 31.B1 | FU0242:LD | LPC CTRL | 31.A1
FU0241:LI | SC | FU0242 | WHT | 14 | 31.B1 | FU0610:LI | LPC CTRL | 32.C1
FU0610:LI | SC | FU0242 | WHT | 14 | 32.C1 | XT0241:1 | LPC CTRL | 93.A5
GR0261: | SC | IEG02603 | GRN | 14 | 11.A3 | IEG0260:3 | LPC CTRL | 11.A4
IEG0260:2 | SC | IEG02602 | GRN | 14 | 32.C6 | XT0600:2 | LPC CTRL | 32.C5
XT0240:3 | SC | 0V | WHT | 14 | 31.B1 | XT0610:1 | LPC CTRL | 32.A1
XT0610:2 | SC | 0V | WHT | 14 | 32.C1 | XT0241:2 | LPC CTRL | 93.A5
AF0610:L2 | WC0061 | AF0610L2 | ENET | CABLE | 2.C1 | AF0620:L1 | LPC CTRL | 2.C2
AF0620:L2 | WC0062 | AF0620L2 | ENET | CABLE | 2.C2 | AU0240:L1 | LPC CTRL | 2.C3
AF0600:LBUS | WC8560 | AF0600LBUS | BUS | CABLE | 32.A6 | AF0610:RBUS | LPC CTRL | 32.A5
AF0610:LBUS | WC8561 | AF0610LBUS | BUS | CABLE | 32.A5 | AF0620:RBUS | LPC CTRL | 32.A4
AF0610:L1 | WC0006 | AU0060L2 | ENET | CABLE | 2.C1 | AU0060:L2 | CONTROL B | 2.B1
FU0242:LI | SC | FU0332 | WHT | 12 | 31.A1 | XT0335:5 | HPC CTRL | 27.B4
IEG0260:0 | SC | IEG02600 | GRN | 8 | 11.A2 | IEG0160:00 | HPC CTRL | 11.A2
XT0240:1 | SC | 0V | WHT | 12 | 31.A1 | XT0336:5 | HPC CTRL | 27.B4
AU0240:L2 | WC0024 | AU0240L2 | ENET | CABLE | 2.C3 | AF0510:L1 | HPC CTRL | 2.C4
AF0245:29 | WCTE4517 | 024529 | RED | 20 | 92.C7 | UAITE4517:+6 | RAIL,RIGHT,JB73 | 92.C5
AF0245:13 | WCTE4517 | 024513 | WHT | 20 | 92.C7 | UAITE4517:+8 | RAIL,RIGHT,JB73 | 92.C5
AF0245:12 | WCTE4517 | 024512 | BLK | 20 | 92.C7 | UAITE4517:-7 | RAIL,RIGHT,JB73 | 92.C5
AF0245:60 | WCTE4517 | 024560 | SH | 20 | 92.C7 | FW12:4 | RAIL,RIGHT,JB73 | 92.D6
AF0245:27 | WCTE4518 | 024527 | RED | 20 | 92.C7 | UAITE4518:+6 | RAIL,RIGHT,JB73 | 92.C5
AF0245:11 | WCTE4518 | 024511 | WHT | 20 | 92.C7 | UAITE4518:+8 | RAIL,RIGHT,JB73 | 92.C5
AF0245:10 | WCTE4518 | 024510 | BLK | 20 | 92.C7 | UAITE4518:-7 | RAIL,RIGHT,JB73 | 92.C5
AF0245:58 | WCTE4518 | 0024558 | SH | 20 | 92.C7 | FW12:3 | RAIL,RIGHT,JB73 | 92.C6
AF0245:25 | WCTE4537 | 024525 | RED | 20 | 92.B7 | UAITE4537:+6 | RAIL,RIGHT,JB73 | 92.B5
AF0245:09 | WCTE4537 | 024509 | WHT | 20 | 92.B7 | UAITE4537:+8 | RAIL,RIGHT,JB73 | 92.B5
AF0245:08 | WCTE4537 | 024508 | BLK | 20 | 92.B7 | UAITE4537:-7 | RAIL,RIGHT,JB73 | 92.B5
AF0245:56 | WCTE4537 | 024556 | SH | 20 | 92.B7 | FW12:2 | RAIL,RIGHT,JB73 | 92.B6
AF0245:23 | WCTE4538 | 024523 | RED | 20 | 92.A7 | UAITE4538:+6 | RAIL,RIGHT,JB73 | 92.A5
AF0245:07 | WCTE4538 | 024507 | WHT | 20 | 92.A7 | UAITE4538:+8 | RAIL,RIGHT,JB73 | 92.A5
AF0245:06 | WCTE4538 | 024506 | BLK | 20 | 92.A7 | UAITE4538:-7 | RAIL,RIGHT,JB73 | 92.A5
AF0245:54 | WCTE4538 | 024554 | SH | 20 | 92.A7 | FW12:1 | RAIL,RIGHT,JB73 | 92.A6
AF0610:06 | WCVE4560 | 061006 | RED | 20 | 89.B6 | UAIVE4560:7 | RAIL,RIGHT,JB73 | 89.B5
AF0610:08 | WCVE4560 | 061008 | BLK | 20 | 89.B6 | UAIVE4560:8 | RAIL,RIGHT,JB73 | 89.B5
AF0610:23 | WCVE4560 | 061023 | SH | 20 | 89.B6 | FW4:4 | RAIL,RIGHT,JB73 | 89.B6
AF0610:02 | WCVE4561 | 061002 | RED | 20 | 89.B6 | UAIVE4561:7 | RAIL,RIGHT,JB73 | 89.B5
AF0610:04 | WCVE4561 | 061004 | BLK | 20 | 89.B6 | UAIVE4561:8 | RAIL,RIGHT,JB73 | 89.B5
AF0610:19 | WCVE4561 | 061019 | SH | 20 | 89.B6 | FW4:3 | RAIL,RIGHT,JB73 | 89.B6
AF0610:14 | WCVE4570 | 061014 | RED | 20 | 89.C6 | UAIVE4570:7 | RAIL,RIGHT,JB73 | 89.C5
AF0610:16 | WCVE4570 | 061016 | BLK | 20 | 89.C6 | UAIVE4570:8 | RAIL,RIGHT,JB73 | 89.C5
AF0610:31 | WCVE4570 | 061031 | SH | 20 | 89.C6 | FW4:6 | RAIL,RIGHT,JB73 | 89.C6
AF0610:10 | WCVE4571 | 061010 | RED | 20 | 89.C6 | UAIVE4571:7 | RAIL,RIGHT,JB73 | 89.C5
AF0610:12 | WCVE4571 | 061012 | BLK | 20 | 89.C6 | UAIVE4571:8 | RAIL,RIGHT,JB73 | 89.C5
AF0610:27 | WCVE4571 | 061027 | SH | 20 | 89.C6 | FW4:5 | RAIL,RIGHT,JB73 | 89.C6
AF0600:02 | WCVE4573 | 060002 | RED | 20 | 89.A6 | UAIVE4573:7 | RAIL,RIGHT,JB73 | 89.A5
AF0600:03 | WCVE4573 | 060003 | BLK | 20 | 89.A6 | UAIVE4573:8 | RAIL,RIGHT,JB73 | 89.A5
AF0600:07 | WCVE4573 | 060007 | SH | 20 | 89.A6 | FW4:2 | RAIL,RIGHT,JB73 | 89.A6
Report date: 5/1/2026 10:51 AM |  |  |  |  | SolarTools ver. 24.0.84.24712 (Jul 31, 2025)

## PLC
PLC
Project # | 4P041
Project Name | OFFSHORE SOUTH GAS VALORIZATION^MBYA - MOCU PLATFORM^PERENCO GABON
Revision | A.2
Controls DE
Phone:
Controls ME
Phone:
From | [5 empty] | To
Device ID | Cable (W) Conductor (SC) Jumper Clip (JC) | Wire No. | Wire ID | Gauge/Size | Page/Zone | Device ID | Location | Page/Zone
AR0600:IE1 | SC | UV0600G | GRN | 14 | 5.A1 | UV0600:GND | PLC | 5.B2
AT0680:NEG | SC | 0V | WHT | 14 | 7.A5 | XT0680:2 | PLC | 7.A4
AT0680:POS | SC | AT0680POS | WHT | 14 | 7.A5 | XT0680:1 | PLC | 7.A4
FU0680:LD | SC | AT0680POS | WHT | 14 | 7.A4 | XT0680:1 | PLC | 7.A4
AP0602:L2 | WC0001 | AP0602L2 | ENET | CABLE | 2.A2 | AP0603:L1 | PLC | 2.A3
AP0609:L1 | WC0680 | AP0609L1 | ENET | CABLE | 3.A1 | AT0680:LAN1 | PLC | 3.A1
AP0602:L1 | WC9001 | BA0001RJ45 | ENET | CABLE | 2.A2 | BA0001:RJ45 | PLC | 2.A2
AT0680:LAN2 | WC9019 | AT0680LAN2 | ENET | CABLE | 3.A1 | BA0009:RJ45 | PLC | 3.A2
UV0600:(-) | SC | 0V | WHT | 14 | 5.B2 | XT0003:4 | CONTROL A | 12.B4
AR0600:IE2 | SC | IEG02306 | GRN | 12 | 5.A1 | IEG0230:6 | CONTROL B | 5.B6
BA0001:V1(-) | SC | 0V | WHT | 16 | 8.A2 | XT0051:5 | CONTROL B | 8.A3
BA0001:V1(+) | SC | FU0021 | WHT | 16 | 8.A2 | FU0021:LD | CONTROL B | 8.A3
BA0002:V1(-) | SC | 0V | WHT | 16 | 8.B2 | XT0051:6 | CONTROL B | 8.B3
BA0002:V1(+) | SC | FU0022 | WHT | 16 | 8.B2 | FU0022:LD | CONTROL B | 8.B3
BA0009:V1(-) | SC | 0V | WHT | 16 | 8.B5 | XT0051:7 | CONTROL B | 8.C3
BA0009:V1(+) | SC | FU0029 | WHT | 16 | 8.B5 | FU0029:LD | CONTROL B | 8.B5
FU0680:LI | SC | FU0136 | WHT | 14 | 7.A4 | XT0051:4 | CONTROL B | 8.C4
GR0234: | SC | IEG02307 | GRN | 14 | 10.B4 | IEG0230:7 | CONTROL B | 10.B4
UV0600:(+) | SC | FU0010 | WHT | 14 | 5.B2 | FU0010:LD | CONTROL B | 5.B1
XT0680:2 | SC | 0V | WHT | 14 | 7.A4 | XT0051:8 | CONTROL B | 8.C3
AP0603:L2 | WC0003 | AP0603L2 | ENET | CABLE | 2.A3 | AT0170:L1 | F&G PWR,ONSK | 2.A4
BA0001:RX | SC | BA0005TX |  |  | 2.A2 | BA0005:TX | FO CONV,VFD | 2.D6
BA0002:RJ45 | WC0012 | AU1200L2 | ENET | CABLE | 2.B5 | AU1200:L2 | HPC CTRL | 2.C5
SolarTools ver. 24.0.84.24712 (Jul 31, 2025)
Report date: 5/1/2026 10:51 AM

## PROX,HPC
PROX,HPC
Project # | 4P041
Project Name | OFFSHORE SOUTH GAS VALORIZATION^MBYA - MOCU PLATFORM^PERENCO GABON
Revision | A.2
Controls DE
Phone:
Controls ME
Phone:
From | [5 empty] | To
Device ID | Cable (W) Conductor (SC) Jumper Clip (JC) | Wire No. | Wire ID | Gauge/Size | Page/Zone | Device ID | Location | Page/Zone
GR4460: | SC | GR4460 | GRN/YEL | 14 | 11.A6 | FRAME | PROX,HPC | 11.A6
SolarTools ver. 24.0.84.24712 (Jul 31, 2025)
Report date: 5/1/2026 10:51 AM

## PROX,LPC
PROX,LPC
Project # | 4P041
Project Name | OFFSHORE SOUTH GAS VALORIZATION^MBYA - MOCU PLATFORM^PERENCO GABON
Revision | A.2
Controls DE
Phone:
Controls ME
Phone:
From | [5 empty] | To
Device ID | Cable (W) Conductor (SC) Jumper Clip (JC) | Wire No. | Wire ID | Gauge/Size | Page/Zone | Device ID | Location | Page/Zone
GR4560: | SC | GR4560 | GRN/YEL | 14 | 11.A6 | FRAME | PROX,LPC | 11.A6
SolarTools ver. 24.0.84.24712 (Jul 31, 2025)
Report date: 5/1/2026 10:51 AM

## PROX,TURB
PROX,TURB
Project # | 4P041
Project Name | OFFSHORE SOUTH GAS VALORIZATION^MBYA - MOCU PLATFORM^PERENCO GABON
Revision | A.2
Controls DE
Phone:
Controls ME
Phone:
From | [5 empty] | To
Device ID | Cable (W) Conductor (SC) Jumper Clip (JC) | Wire No. | Wire ID | Gauge/Size | Page/Zone | Device ID | Location | Page/Zone
GR1210: | SC | GR1210 | GRN/YEL | 14 | 10.A6 | FRAME | PROX,TURB | 10.A6
GR1211: | SC | GR1211 | GRN/YEL | 14 | 10.A6 | FRAME | PROX,TURB | 10.A6
SolarTools ver. 24.0.84.24712 (Jul 31, 2025)
Report date: 5/1/2026 10:51 AM

## RAIL,RIGHT,JB70
RAIL,RIGHT,JB70
Project # | 4P041
Project Name | OFFSHORE SOUTH GAS VALORIZATION^MBYA - MOCU PLATFORM^PERENCO GABON
Revision | A.2
Controls DE
Phone:
Controls ME
Phone:
From | [5 empty] | To
Device ID | Cable (W) Conductor (SC) Jumper Clip (JC) | Wire No. | Wire ID | Gauge/Size | Page/Zone | Device ID | Location | Page/Zone
FU1100:LI | SC | FU0136 | WHT | 14 | 47.D3 | XT0111:21 | RAIL,RIGHT,JB70 | 47.D5
GR0532: | SC | GR0532 | GRN/YEL | 14 | 10.B4 | FRAME | RAIL,RIGHT,JB70 | 10.B4
UAITE1110:1 | SC | TE11103 | WHT | 20 | 52.A5 | UAITE1110:2 | RAIL,RIGHT,JB70 | 52.A5
UAITE1260:1 | SC | TE12603 | WHT | 20 | 55.A6 | UAITE1260:2 | RAIL,RIGHT,JB70 | 55.A6
UAITE1270:1 | SC | TE12703 | WHT | 20 | 56.A6 | UAITE1270:2 | RAIL,RIGHT,JB70 | 56.A6
UAITE2120:1 | SC | TE21203 | WHT | 20 | 68.D5 | UAITE2120:2 | RAIL,RIGHT,JB70 | 68.D5
UAITE3100:1 | SC | TE31003 | WHT | 20 | 76.A6 | UAITE3100:2 | RAIL,RIGHT,JB70 | 76.A6
UAITE3150:1 | SC | TE35103 | WHT | 20 | 83.A6 | UAITE3150:2 | RAIL,RIGHT,JB70 | 83.A6
UAITE3200:1 | SC | TE32003 | WHT | 20 | 81.A6 | UAITE3200:2 | RAIL,RIGHT,JB70 | 81.A6
UAITE3520:1 | SC | TE35203 | WHT | 20 | 83.A6 | UAITE3520:2 | RAIL,RIGHT,JB70 | 83.A6
UAITE3540:1 | SC | TE35403 | WHT | 20 | 83.B6 | UAITE3540:2 | RAIL,RIGHT,JB70 | 83.B6
UAITE6110:1 | SC | TE61103 | WHT | 20 | 113.C5 | UAITE6110:2 | RAIL,RIGHT,JB70 | 113.C5
UVJB70:9- | SC | 0V | WHT | 16 | 52.B6 | XT0080:5 | CONTROL A | 20.D1
UVJB70:IE | SC | IEG00103 | GRN | 14 | 52.B6 | IEG0010:3 | CONTROL A | 52.B5
XT0111:15 | SC | FU0139 | WHT | 20 | 44.C5 | XT0081:6 | CONTROL A | 24.A3
XT0111:16 | SC | KA0241A1 | WHT | 20 | 44.C5 | XT0081:7 | CONTROL A | 24.A3
XT0111:17 | SC | SH0472X2 | WHT | 20 | 44.C5 | KA0240:21 | CONTROL A | 44.C6
XT0111:19 | SC | ESTOPB | WHT | 20 | 45.C5 | XT0089:3 | CONTROL A | 25.B4
XT0111:20 | SC | ESTOPA | WHT | 20 | 45.C5 | XT0089:4 | CONTROL A | 25.C4
XT0111:21 | SC | FU0136 | WHT | 14 | 47.D5 | XT0002:6 | CONTROL A | 12.B4
XT0111:22 | SC | 0V | WHT | 14 | 47.D5 | XT0003:6 | CONTROL A | 12.B4
XT0111:3 | SC | SH047113 | WHT | 20 | 44.A5 | AF0087:32 | CONTROL A | 44.A7
XT0111:4 | SC | SH047114 | WHT | 20 | 44.A5 | AF0087:00 | CONTROL A | 44.A7
XT0111:7 | SC | SH047011 | WHT | 20 | 44.B5 | AF0087:33 | CONTROL A | 44.B7
XT0111:8 | SC | SH047012 | WHT | 20 | 44.B5 | AF0087:01 | CONTROL A | 44.B7
UAITE1110:-7 | WCTE1110 | 008327 | RED | 20 | 52.A5 | AF0083:27 | CONTROL A | 52.A7
UAITE1110:-5 | WCTE1110 | 008311 | WHT | 20 | 52.A5 | AF0083:11 | CONTROL A | 52.A7
UAITE1110:+6 | WCTE1110 | 008310 | BLK | 20 | 52.A5 | AF0083:10 | CONTROL A | 52.A7
FW5:1 | WCTE1110 | 008358 | SH | 20 | 52.A6 | AF0083:58 | CONTROL A | 52.A7
UAITE1260:-7 | WCTE1260 | 008319 | RED | 20 | 55.A6 | AF0083:19 | CONTROL A | 55.A7
UAITE1260:-5 | WCTE1260 | 008303 | WHT | 20 | 55.A6 | AF0083:03 | CONTROL A | 55.A7
UAITE1260:+6 | WCTE1260 | 008302 | BLK | 20 | 55.A6 | AF0083:02 | CONTROL A | 55.A7
FW7:1 | WCTE1260 | 008350 | SH | 20 | 55.A6 | AF0083:50 | CONTROL A | 55.A7
UAITE1270:-7 | WCTE1270 | 008317 | RED | 20 | 56.A6 | AF0083:17 | CONTROL A | 56.A7
UAITE1270:-5 | WCTE1270 | 008301 | WHT | 20 | 56.A6 | AF0083:01 | CONTROL A | 56.A7
UAITE1270:+6 | WCTE1270 | 008300 | BLK | 20 | 56.A6 | AF0083:00 | CONTROL A | 56.A7
FW8:1 | WCTE1270 | 008348 | SH | 20 | 56.A6 | AF0083:48 | CONTROL A | 56.A7
UAITE3100:-7 | WCTE3100 | 008419 | RED | 20 | 76.A6 | AF0084:19 | CONTROL A | 76.A7
UAITE3100:-5 | WCTE3100 | 008403 | WHT | 20 | 76.A6 | AF0084:03 | CONTROL A | 76.A7
UAITE3100:+6 | WCTE3100 | 008402 | BLK | 20 | 76.A6 | AF0084:02 | CONTROL A | 76.A7
FW15:1 | WCTE3100 | 008450 | SH | 20 | 76.B6 | AF0084:50 | CONTROL A | 76.A7
UAITE3200:-7 | WCTE3200 | 008417 | RED | 20 | 81.A6 | AF0084:17 | CONTROL A | 81.A7
UAITE3200:-5 | WCTE3200 | 008401 | WHT | 20 | 81.A6 | AF0084:01 | CONTROL A | 81.A7
UAITE3200:+6 | WCTE3200 | 008400 | BLK | 20 | 81.A6 | AF0084:00 | CONTROL A | 81.A7
FW10:1 | WCTE3200 | 008448 | SH | 20 | 81.A6 | AF0084:48 | CONTROL A | 81.A7
UAITE3150:-7 | WCTE3510 | 008321 | RED | 20 | 83.A6 | AF0083:21 | CONTROL A | 83.A7
UAITE3150:-5 | WCTE3510 | 008305 | WHT | 20 | 83.A6 | AF0083:05 | CONTROL A | 83.A7
UAITE3150:+6 | WCTE3510 | 008304 | BLK | 20 | 83.A6 | AF0083:04 | CONTROL A | 83.A7
FW11:2 | WCTE3510 | 008352 | SH | 20 | 83.A6 | AF0083:52 | CONTROL A | 83.A7
UAITE3520:-7 | WCTE3520 | 008323 | RED | 20 | 83.A6 | AF0083:23 | CONTROL A | 83.A7
UAITE3520:-5 | WCTE3520 | 008307 | WHT | 20 | 83.A6 | AF0083:07 | CONTROL A | 83.A7
UAITE3520:+6 | WCTE3520 | 008306 | BLK | 20 | 83.A6 | AF0083:06 | CONTROL A | 83.A7
FW11:3 | WCTE3520 | 008354 | SH | 20 | 83.B6 | AF0083:54 | CONTROL A | 83.A7
UAITE3540:-7 | WCTE3540 | 008325 | RED | 20 | 83.B6 | AF0083:25 | CONTROL A | 83.B7
UAITE3540:-5 | WCTE3540 | 008309 | WHT | 20 | 83.B6 | AF0083:09 | CONTROL A | 83.B7
UAITE3540:+6 | WCTE3540 | 008308 | BLK | 20 | 83.B6 | AF0083:08 | CONTROL A | 83.B7
FW11:4 | WCTE3540 | 008356 | SH | 20 | 83.B6 | AF0083:56 | CONTROL A | 83.B7
UAITE6110:+6 | WCTE6110 | 008329 | RED | 20 | 113.C5 | AF0083:29 | CONTROL A | 113.C7
UAITE6110:+8 | WCTE6110 | 008313 | WHT | 20 | 113.C5 | AF0083:13 | CONTROL A | 113.C7
UAITE6110:-7 | WCTE6110 | 008312 | BLK | 20 | 113.C5 | AF0083:12 | CONTROL A | 113.C7
FW14:1 | WCTE6110 | 008360 | SH | 20 | 113.C6 | AF0083:60 | CONTROL A | 113.C7
UVJB70:8+ | SC | FU0094 | WHT | 16 | 52.B6 | FU0094:LD | CONTROL B | 20.D1
XT0111:11 | SC | SH0470X2 | WHT | 20 | 44.B5 | AF0093:06 | CONTROL B | 44.B7
XT0111:12 | SC | SH0470X1 | WHT | 20 | 44.C5 | AF0093:22 | CONTROL B | 44.B7
XT0111:17 | SC | SH0472X2 | WHT | 20 | 44.C5 | AF0092:13 | CONTROL B | 44.C7
XT0111:18 | SC | SH0472X1 | WHT | 20 | 44.C5 | AF0092:29 | CONTROL B | 44.C7
XT0111:21 | SC | FU0136 | WHT | 16 | 47.D5 | FU1101:LI | CONTROL B | 47.C2
XT0111:22 | SC | 0V | WHT | 16 | 47.D5 | BA1100:NEG | CONTROL B | 47.D1
XT0111:23 | SC | HA047202 | WHT | 20 | 46.A5 | AF0092:12 | CONTROL B | 46.A6
XT0111:24 | SC | HA047201 | WHT | 20 | 46.A5 | AF0092:28 | CONTROL B | 46.A6
XT0111:5 | SC | SH0471X2 | WHT | 20 | 44.A5 | AF0093:15 | CONTROL B | 44.A7
XT0111:6 | SC | SH0471X1 | WHT | 20 | 44.A5 | AF0093:31 | CONTROL B | 44.A7
UAITE1150:7+ | WCCTE1150 | 006800 | RED | 20 | 63.B5 | AF0068:00 | CONTROL B | 63.B7
UAITE1150:8- | WCCTE1150 | 006801 | BLK | 20 | 63.B5 | AF0068:01 | CONTROL B | 63.B7
FW6:2 | WCCTE1150 | 006848 | SH | 20 | 63.B6 | AF0068:48 | CONTROL B | 63.B7
UAITE1151:7+ | WCCTE1151 | 007300 | RED | 20 | 63.B5 | AF0073:00 | CONTROL B | 63.B7
UAITE1151:8- | WCCTE1151 | 007301 | BLK | 20 | 63.B5 | AF0073:01 | CONTROL B | 63.B7
FW6:1 | WCCTE1151 | 007348 | SH | 20 | 63.C6 | AF0073:48 | CONTROL B | 63.B7
UAITE1152:7+ | WCCTE1152 | 006802 | RED | 20 | 63.C5 | AF0068:02 | CONTROL B | 63.C7
UAITE1152:8- | WCCTE1152 | 006803 | BLK | 20 | 63.C5 | AF0068:03 | CONTROL B | 63.C7
FW6:3 | WCCTE1152 | 006850 | SH | 20 | 63.C6 | AF0068:50 | CONTROL B | 63.C7
UAITE1153:7+ | WCCTE1153 | 007302 | RED | 20 | 63.C5 | AF0073:02 | CONTROL B | 63.C7
UAITE1153:8- | WCCTE1153 | 007303 | BLK | 20 | 63.C5 | AF0073:03 | CONTROL B | 63.C7
FW6:4 | WCCTE1153 | 007350 | SH | 20 | 63.D6 | AF0073:50 | CONTROL B | 63.C7
UAITE1155:7+ | WCCTE1155 | 007304 | RED | 20 | 63.D5 | AF0073:04 | CONTROL B | 63.D7
UAITE1155:8- | WCCTE1155 | 007305 | BLK | 20 | 63.D5 | AF0073:05 | CONTROL B | 63.D7
FW6:6 | WCCTE1155 | 007352 | SH | 20 | 63.D6 | AF0073:52 | CONTROL B | 63.D7
UAITE2120:-7 | WCTE2120 | 007345 | RED | 20 | 68.D5 | AF0073:45 | CONTROL B | 68.D7
UAITE2120:-5 | WCTE2120 | 007329 | WHT | 20 | 68.D5 | AF0073:29 | CONTROL B | 68.D7
UAITE2120:+6 | WCTE2120 | 007328 | BLK | 20 | 68.D5 | AF0073:28 | CONTROL B | 68.D7
FW9:1 | WCTE2120 | 007360 | SH | 20 | 68.D6 | AF0073:60 | CONTROL B | 68.D7
FU1100:LD | SC | FU1100 | WHT | 14 | 47.D3 | AT1100:POS | CONTROL,JB70;TT6 | 47.D3
XT0111:1 | SC | SH047111 | WHT | 20 | 44.A5 | SH0471:11 | CONTROL,JB70;TT6 | 44.A1
XT0111:10 | SC | SH047014 | WHT | 20 | 44.B5 | SH0470:14 | CONTROL,JB70;TT6 | 44.B1
XT0111:11 | SC | SH0470X2 | WHT | 20 | 44.B5 | SH0470:X2 | CONTROL,JB70;TT6 | 44.B1
XT0111:12 | SC | SH0470X1 | WHT | 20 | 44.C5 | SH0470:X1 | CONTROL,JB70;TT6 | 44.B1
XT0111:13 | SC | SH047211 | WHT | 20 | 44.C5 | SH0472:11 | CONTROL,JB70;TT6 | 44.C1
XT0111:14 | SC | SH047212 | WHT | 20 | 44.C5 | SH0472:12 | CONTROL,JB70;TT6 | 44.C1
XT0111:15 | SC | FU0139 | WHT | 20 | 44.C5 | SH0472:13 | CONTROL,JB70;TT6 | 44.C1
XT0111:16 | SC | KA0241A1 | WHT | 20 | 44.C5 | SH0472:14 | CONTROL,JB70;TT6 | 44.C1
XT0111:17 | SC | SH0472X2 | WHT | 20 | 44.C5 | SH0472:X2 | CONTROL,JB70;TT6 | 44.C1
XT0111:18 | SC | SH0472X1 | WHT | 20 | 44.C5 | SH0472:X1 | CONTROL,JB70;TT6 | 44.C1
XT0111:19 | SC | ESTOPB | WHT | 20 | 45.C5 | SB0472:B1-11 | CONTROL,JB70;TT6 | 45.C1
XT0111:2 | SC | SH047112 | WHT | 20 | 44.A5 | SH0471:12 | CONTROL,JB70;TT6 | 44.A1
XT0111:20 | SC | ESTOPA | WHT | 20 | 45.C5 | SB0472:B1-12 | CONTROL,JB70;TT6 | 45.C1
XT0111:22 | SC | 0V | WHT | 14 | 47.D5 | AT1100:NEG | CONTROL,JB70;TT6 | 47.D3
XT0111:3 | SC | SH047113 | WHT | 20 | 44.A5 | SH0471:13 | CONTROL,JB70;TT6 | 44.A1
XT0111:4 | SC | SH047114 | WHT | 20 | 44.A5 | SH0471:14 | CONTROL,JB70;TT6 | 44.A1
XT0111:5 | SC | SH0471X2 | WHT | 20 | 44.A5 | SH0471:X2 | CONTROL,JB70;TT6 | 44.A1
XT0111:6 | SC | SH0471X1 | WHT | 20 | 44.A5 | SH0471:X1 | CONTROL,JB70;TT6 | 44.A1
XT0111:7 | SC | SH047011 | WHT | 20 | 44.B5 | SH0470:11 | CONTROL,JB70;TT6 | 44.B1
XT0111:8 | SC | SH047012 | WHT | 20 | 44.B5 | SH0470:12 | CONTROL,JB70;TT6 | 44.B1
XT0111:9 | SC | SH047013 | WHT | 20 | 44.B5 | SH0470:13 | CONTROL,JB70;TT6 | 44.B1
XT0111:24 | WC5072 | HA047201 | 1 | 18 | 46.A5 | HA0472:BLK-1 | CONTROL,JB70;TT6 | 46.A1
XT0111:23 | WC5072 | HA047202 | 2 | 18 | 46.A5 | HA0472:BLK-2 | CONTROL,JB70;TT6 | 46.A1
UAIVE1240:7 | WC1240 | 043006 | RED | 20 | 54.B5 | AF0430:06 | JB70 VIBRATION PANEL | 54.B6
UAIVE1240:8 | WC1240 | 043008 | BLK | 20 | 54.B5 | AF0430:08 | JB70 VIBRATION PANEL | 54.B6
FW1:3 | WC1240 | 043023 | SH | 20 | 54.B6 | AF0430:23 | JB70 VIBRATION PANEL | 54.B6
UAIVE1210:7 | WCVE1210 | 041006 | RED | 20 | 53.A5 | AF0410:06 | JB70 VIBRATION PANEL | 53.A6
UAIVE1210:8 | WCVE1210 | 041008 | BLK | 20 | 53.A5 | AF0410:08 | JB70 VIBRATION PANEL | 53.A6
FW1:7 | WCVE1210 | 041023 | SH | 20 | 53.A6 | AF0410:23 | JB70 VIBRATION PANEL | 53.A6
UAIVE1211:7 | WCVE1211 | 041002 | RED | 20 | 53.A5 | AF0410:02 | JB70 VIBRATION PANEL | 53.A6
UAIVE1211:8 | WCVE1211 | 041004 | BLK | 20 | 53.A5 | AF0410:04 | JB70 VIBRATION PANEL | 53.A6
FW1:23 | WCVE1211 | 041019 | SH | 20 | 53.A6 | AF0410:19 | JB70 VIBRATION PANEL | 53.A6
UAIVE1220:7 | WCVE1220 | 041014 | RED | 20 | 53.C5 | AF0410:14 | JB70 VIBRATION PANEL | 53.C6
UAIVE1220:8 | WCVE1220 | 041016 | BLK | 20 | 53.C5 | AF0410:16 | JB70 VIBRATION PANEL | 53.C6
FW1:11 | WCVE1220 | 041031 | SH | 20 | 53.C6 | AF0410:31 | JB70 VIBRATION PANEL | 53.C6
UAIVE1221:7 | WCVE1221 | 041010 | RED | 20 | 53.C5 | AF0410:10 | JB70 VIBRATION PANEL | 53.C6
UAIVE1221:8 | WCVE1221 | 041012 | BLK | 20 | 53.C5 | AF0410:12 | JB70 VIBRATION PANEL | 53.C6
FW1:10 | WCVE1221 | 041027 | SH | 20 | 53.C6 | AF0410:27 | JB70 VIBRATION PANEL | 53.C6
UAIVE1230:7 | WCVE1230 | 042006 | RED | 20 | 53.D5 | AF0420:06 | JB70 VIBRATION PANEL | 53.D6
UAIVE1230:8 | WCVE1230 | 042008 | BLK | 20 | 53.D5 | AF0420:08 | JB70 VIBRATION PANEL | 53.D6
FW1:13 | WCVE1230 | 042023 | SH | 20 | 53.D6 | AF0420:23 | JB70 VIBRATION PANEL | 53.D6
UAIVE1231:7 | WCVE1231 | 042002 | RED | 20 | 53.D5 | AF0420:02 | JB70 VIBRATION PANEL | 53.D6
UAIVE1231:8 | WCVE1231 | 042004 | BLK | 20 | 53.D5 | AF0420:04 | JB70 VIBRATION PANEL | 53.D6
FW1:12 | WCVE1231 | 042019 | SH | 20 | 53.D6 | AF0420:19 | JB70 VIBRATION PANEL | 53.D6
UAIVE1241:7 | WCVE1241 | 043002 | RED | 20 | 54.B5 | AF0430:02 | JB70 VIBRATION PANEL | 54.B6
UAIVE1241:8 | WCVE1241 | 043004 | BLK | 20 | 54.B5 | AF0430:04 | JB70 VIBRATION PANEL | 54.B6
FW1:2 | WCVE1241 | 043019 | SH | 20 | 54.B6 | AF0430:19 | JB70 VIBRATION PANEL | 54.B6
UAIVE1250:7 | WCVE1250 | 043014 | RED | 20 | 54.C5 | AF0430:14 | JB70 VIBRATION PANEL | 54.C6
UAIVE1250:8 | WCVE1250 | 043016 | BLK | 20 | 54.C5 | AF0430:16 | JB70 VIBRATION PANEL | 54.C6
FW1:5 | WCVE1250 | 043031 | SH | 20 | 54.C6 | AF0430:31 | JB70 VIBRATION PANEL | 54.C6
UAIVE1251:7 | WCVE1251 | 043010 | RED | 20 | 54.C5 | AF0430:10 | JB70 VIBRATION PANEL | 54.C6
UAIVE1251:8 | WCVE1251 | 043012 | BLK | 20 | 54.C5 | AF0430:12 | JB70 VIBRATION PANEL | 54.C6
FW1:4 | WCVE1251 | 043027 | SH | 20 | 54.C6 | AF0430:27 | JB70 VIBRATION PANEL | 54.C6
UAIVE1262:7 | WCVE1262 | 045010 | RED | 20 | 53.B5 | AF0450:10 | JB70 VIBRATION PANEL | 53.B6
UAIVE1262:8 | WCVE1262 | 045012 | BLK | 20 | 53.B5 | AF0450:12 | JB70 VIBRATION PANEL | 53.B6
FW1:8 | WCVE1262 | 045027 | SH | 20 | 53.B6 | AF0450:27 | JB70 VIBRATION PANEL | 53.B6
UAIVE1263:7 | WCVE1263 | 040002 | RED | 20 | 53.B5 | AF0400:02 | JB70 VIBRATION PANEL | 53.B6
UAIVE1263:8 | WCVE1263 | 040003 | BLK | 20 | 53.B5 | AF0400:03 | JB70 VIBRATION PANEL | 53.B6
FW1:9 | WCVE1263 | 040007 | SH | 20 | 53.B6 | AF0400:07 | JB70 VIBRATION PANEL | 53.B6
UAIVE1272:7 | WCVE1272 | 045014 | RED | 20 | 54.C5 | AF0450:14 | JB70 VIBRATION PANEL | 54.C6
UAIVE1272:8 | WCVE1272 | 045016 | BLK | 20 | 54.C5 | AF0450:16 | JB70 VIBRATION PANEL | 54.C6
FW1:6 | WCVE1272 | 045031 | SH | 20 | 54.D6 | AF0450:31 | JB70 VIBRATION PANEL | 54.C6
UAIVE1273:7 | WCVE1273 | 040005 | RED | 20 | 54.A5 | AF0400:05 | JB70 VIBRATION PANEL | 54.A6
UAIVE1273:8 | WCVE1273 | 040006 | BLK | 20 | 54.A5 | AF0400:06 | JB70 VIBRATION PANEL | 54.A6
FW1:24 | WCVE1273 | 040011 | SH | 20 | 54.A6 | AF0400:11 | JB70 VIBRATION PANEL | 54.A6
SolarTools ver. 24.0.84.24712 (Jul 31, 2025)
Report date: 5/1/2026 10:51 AM

## RAIL,RIGHT,JB73
RAIL,RIGHT,JB73
Project # | 4P041
Project Name | OFFSHORE SOUTH GAS VALORIZATION^MBYA - MOCU PLATFORM^PERENCO GABON
Revision | A.2
Controls DE
Phone:
Controls ME
Phone:
From | [5 empty] | To
Device ID | Cable (W) Conductor (SC) Jumper Clip (JC) | Wire No. | Wire ID | Gauge/Size | Page/Zone | Device ID | Location | Page/Zone
FU0123:LD | SC | FU0123 | WHT | 16 | 33.D1 | UVJB73:8+ | RAIL,RIGHT,JB73 | 101.D5
GR1163: | SC | GR1163 | GRN/YEL | 14 | 11.A4 | FRAME | RAIL,RIGHT,JB73 | 11.A3
UAITE4517:1 | SC | TE45172 | WHT | 20 | 92.C5 | UAITE4517:2 | RAIL,RIGHT,JB73 | 92.C5
UAITE4517:3 | SC | TE45171 | WHT | 20 | 92.C5 | UAITE4517:4 | RAIL,RIGHT,JB73 | 92.C5
UAITE4518:1 | SC | TE45182 | WHT | 20 | 92.C5 | UAITE4518:2 | RAIL,RIGHT,JB73 | 92.C5
UAITE4518:3 | SC | TE45181 | WHT | 20 | 92.C5 | UAITE4518:4 | RAIL,RIGHT,JB73 | 92.C5
UAITE4537:1 | SC | TE45372 | WHT | 20 | 92.B5 | UAITE4537:2 | RAIL,RIGHT,JB73 | 92.B5
UAITE4537:3 | SC | TE45371 |  |  | 92.B5 | UAITE4537:4 | RAIL,RIGHT,JB73 | 92.B5
UAITE4538:1 | SC | TE45382 | WHT | 20 | 92.A5 | UAITE4538:2 | RAIL,RIGHT,JB73 | 92.A5
UAITE4538:3 | SC | TE45381 | WHT | 20 | 92.A5 | UAITE4538:4 | RAIL,RIGHT,JB73 | 92.A5
UAITE5100:1 | SC | TE51003 | WHT | 20 | 106.A5 | UAITE5100:2 | RAIL,RIGHT,JB73 | 106.A5
UAITE7630:1 | SC | TE75303 | WHT | 20 | 91.A5 | UAITE7630:2 | RAIL,RIGHT,JB73 | 91.A5
UAITE154:7+ | WCCTE1154 | 006804 | RED | 20 | 63.D5 | AF0068:04 | CONTROL B | 63.D7
UAITE154:8- | WCCTE1154 | 006805 | BLK | 20 | 63.D5 | AF0068:05 | CONTROL B | 63.D7
FW6:5 | WCCTE1154 | 006852 | SH | 20 | 63.D6 | AF0068:52 | CONTROL B | 63.D7
FU0123:LI | SC | FU0122 | WHT | 14 | 33.D1 | FU0510:LI | HPC CTRL | 35.C1
UVJB73:9- | SC | 0V | WHT | 16 | 101.D5 | XT0120:3 | HPC CTRL | 33.D1
UVJB73:IE | SC | IEG01605 | GRN | 14 | 101.D5 | IEG0160:5 | HPC CTRL | 101.D5
UAITE5100:+6 | WCTE5100 | 120831 | RED | 20 | 106.A5 | AF1208:31 | HPC CTRL | 106.A7
UAITE5100:+8 | WCTE5100 | 120815 | WHT | 20 | 106.A5 | AF1208:15 | HPC CTRL | 106.A7
UAITE5100:-7 | WCTE5100 | 120814 | BLK | 20 | 106.A5 | AF1208:14 | HPC CTRL | 106.A7
FW13:1 | WCTE5100 | 120862 | SH | 20 | 106.A6 | AF1208:62 | HPC CTRL | 106.A7
UAITE7630:-7 | WCTE7630 | 120637 | RED | 20 | 91.A5 | AF1206:37 | HPC CTRL | 91.A7
UAITE7630:-5 | WCTE7630 | 120621 | WHT | 20 | 91.A5 | AF1206:21 | HPC CTRL | 91.A7
UAITE7630:+6 | WCTE7630 | 120620 | BLK | 20 | 91.A5 | AF1206:20 | HPC CTRL | 91.A7
FW11:FLTG | WCTE7630 | 120652 | SH | 20 | 91.A6 | AF1206:52 | HPC CTRL | 91.A7
UAIVE4471:7 | WCUVE4471 | 051010 | RED | 20 | 96.C5 | AF0510:10 | HPC CTRL | 96.C6
UAIVE4471:8 | WCUVE4471 | 051012 | BLK | 20 | 96.C5 | AF0510:12 | HPC CTRL | 96.C6
FW3:5 | WCUVE4471 | 051027 | SH | 20 | 96.C6 | AF0510:27 | HPC CTRL | 96.C6
UAIVE4460:7 | WCVE4460 | 051006 | RED | 20 | 96.B5 | AF0510:06 | HPC CTRL | 96.B6
UAIVE4460:8 | WCVE4460 | 051008 | BLK | 20 | 96.B5 | AF0510:08 | HPC CTRL | 96.B6
FW3:4 | WCVE4460 | 051023 | SH | 20 | 96.B6 | AF0510:23 | HPC CTRL | 96.B6
UAIVE4461:7 | WCVE4461 | 051002 | RED | 20 | 96.B5 | AF0510:02 | HPC CTRL | 96.B6
UAIVE4461:8 | WCVE4461 | 051004 | BLK | 20 | 96.B5 | AF0510:04 | HPC CTRL | 96.B6
FW3:3 | WCVE4461 | 051019 | SH | 20 | 96.B6 | AF0510:19 | HPC CTRL | 96.B6
UAIVE4462:7 | WCVE4462 | 052002 | RED | 20 | 96.C5 | AF0520:02 | HPC CTRL | 96.C6
UAIVE4462:8 | WCVE4462 | 052004 | BLK | 20 | 96.C5 | AF0520:04 | HPC CTRL | 96.C6
FW3:7 | WCVE4462 | 052019 | SH | 20 | 96.D6 | AF0520:19 | HPC CTRL | 96.C6
UAIVE4470:7 | WCVE4470 | 051014 | RED | 20 | 96.C5 | AF0510:14 | HPC CTRL | 96.C6
UAIVE4470:8 | WCVE4470 | 051016 | BLK | 20 | 96.C5 | AF0510:16 | HPC CTRL | 96.C6
FW3:6 | WCVE4470 | 051031 | SH | 20 | 96.C6 | AF0510:31 | HPC CTRL | 96.C6
UAIVE4473:7 | WCVE4473 | 050002 | RED | 20 | 96.A5 | AF0500:02 | HPC CTRL | 96.A6
UAIVE4473:8 | WCVE4473 | 050003 | BLK | 20 | 96.A5 | AF0500:03 | HPC CTRL | 96.A6
FW3:2 | WCVE4473 | 050007 | SH | 20 | 96.A6 | AF0500:07 | HPC CTRL | 96.A6
UAITE4517:+6 | WCTE4517 | 024529 | RED | 20 | 92.C5 | AF0245:29 | LPC CTRL | 92.C7
UAITE4517:+8 | WCTE4517 | 024513 | WHT | 20 | 92.C5 | AF0245:13 | LPC CTRL | 92.C7
UAITE4517:-7 | WCTE4517 | 024512 | BLK | 20 | 92.C5 | AF0245:12 | LPC CTRL | 92.C7
FW12:4 | WCTE4517 | 024560 | SH | 20 | 92.D6 | AF0245:60 | LPC CTRL | 92.C7
UAITE4518:+6 | WCTE4518 | 024527 | RED | 20 | 92.C5 | AF0245:27 | LPC CTRL | 92.C7
UAITE4518:+8 | WCTE4518 | 024511 | WHT | 20 | 92.C5 | AF0245:11 | LPC CTRL | 92.C7
UAITE4518:-7 | WCTE4518 | 024510 | BLK | 20 | 92.C5 | AF0245:10 | LPC CTRL | 92.C7
FW12:3 | WCTE4518 | 0024558 | SH | 20 | 92.C6 | AF0245:58 | LPC CTRL | 92.C7
UAITE4537:+6 | WCTE4537 | 024525 | RED | 20 | 92.B5 | AF0245:25 | LPC CTRL | 92.B7
UAITE4537:+8 | WCTE4537 | 024509 | WHT | 20 | 92.B5 | AF0245:09 | LPC CTRL | 92.B7
UAITE4537:-7 | WCTE4537 | 024508 | BLK | 20 | 92.B5 | AF0245:08 | LPC CTRL | 92.B7
FW12:2 | WCTE4537 | 024556 | SH | 20 | 92.B6 | AF0245:56 | LPC CTRL | 92.B7
UAITE4538:+6 | WCTE4538 | 024523 | RED | 20 | 92.A5 | AF0245:23 | LPC CTRL | 92.A7
UAITE4538:+8 | WCTE4538 | 024507 | WHT | 20 | 92.A5 | AF0245:07 | LPC CTRL | 92.A7
UAITE4538:-7 | WCTE4538 | 024506 | BLK | 20 | 92.A5 | AF0245:06 | LPC CTRL | 92.A7
FW12:1 | WCTE4538 | 024554 | SH | 20 | 92.A6 | AF0245:54 | LPC CTRL | 92.A7
UAIVE4560:7 | WCVE4560 | 061006 | RED | 20 | 89.B5 | AF0610:06 | LPC CTRL | 89.B6
UAIVE4560:8 | WCVE4560 | 061008 | BLK | 20 | 89.B5 | AF0610:08 | LPC CTRL | 89.B6
FW4:4 | WCVE4560 | 061023 | SH | 20 | 89.B6 | AF0610:23 | LPC CTRL | 89.B6
UAIVE4561:7 | WCVE4561 | 061002 | RED | 20 | 89.B5 | AF0610:02 | LPC CTRL | 89.B6
UAIVE4561:8 | WCVE4561 | 061004 | BLK | 20 | 89.B5 | AF0610:04 | LPC CTRL | 89.B6
FW4:3 | WCVE4561 | 061019 | SH | 20 | 89.B6 | AF0610:19 | LPC CTRL | 89.B6
UAIVE4570:7 | WCVE4570 | 061014 | RED | 20 | 89.C5 | AF0610:14 | LPC CTRL | 89.C6
UAIVE4570:8 | WCVE4570 | 061016 | BLK | 20 | 89.C5 | AF0610:16 | LPC CTRL | 89.C6
FW4:6 | WCVE4570 | 061031 | SH | 20 | 89.C6 | AF0610:31 | LPC CTRL | 89.C6
UAIVE4571:7 | WCVE4571 | 061010 | RED | 20 | 89.C5 | AF0610:10 | LPC CTRL | 89.C6
UAIVE4571:8 | WCVE4571 | 061012 | BLK | 20 | 89.C5 | AF0610:12 | LPC CTRL | 89.C6
FW4:5 | WCVE4571 | 061027 | SH | 20 | 89.C6 | AF0610:27 | LPC CTRL | 89.C6
UAIVE4573:7 | WCVE4573 | 060002 | RED | 20 | 89.A5 | AF0600:02 | LPC CTRL | 89.A6
UAIVE4573:8 | WCVE4573 | 060003 | BLK | 20 | 89.A5 | AF0600:03 | LPC CTRL | 89.A6
FW4:2 | WCVE4573 | 060007 | SH | 20 | 89.A6 | AF0600:07 | LPC CTRL | 89.A6
SolarTools ver. 24.0.84.24712 (Jul 31, 2025)
Report date: 5/1/2026 10:51 AM

## Panel Errors
Panel Errors
Project # | 4P041
Project Name | OFFSHORE SOUTH GAS VALORIZATION^MBYA - MOCU PLATFORM^PERENCO GABON
Revision | A.2
Controls DE
Phone:
Controls ME
Phone:
From | [6 empty] | To
Device ID | Location | Cable (W) Conductor (SC) Jumper Clip (JC) | Wire ID | Wire No. | Gauge/Size | Page/Zone | Device ID | Location | Page/Zone
SolarTools ver. 24.0.84.24712 (Jul 31, 2025)
Report date: 5/1/2026 10:51 AM

## Cable Part Numbers
Cable Part Numbers |  |  | SolarTools ver. 24.0.84.24712 (Jul 31, 2025)
Project # | 4P041
Report date: 5/1/2026 10:51 AM
Project Name | OFFSHORE SOUTH GAS VALORIZATION^MBYA - MOCU PLATFORM^PERENCO GABON
Revision | A.2
Controls DE
Phone:
Controls ME
Phone:
Device ID |  | Part Number |  | Description
WC8058 |  | 2684693-54 |  | CABLE, EXTENSION, BACKPLANE
WC5072 |  | PART OF 1103208-100 |  | CABLE, 2 CONDUCTOR UNSHIELDED PART OF HORN
WC0001 |  | 1302073-36 |  | CABLE, ETHERNET - 36 INCHES
WC0003 |  | 1302073-36 |  | CABLE, ETHERNET - 36 INCHES
WC0007 |  | 1302073-36 |  | CABLE, ETHERNET - 36 INCHES
WC0008 |  | 1302073-36 |  | CABLE, ETHERNET - 36 INCHES
WC0009 |  | 1302073-36 |  | CABLE, ETHERNET - 36 INCHES
WC0010 |  | 1302073-36 |  | CABLE, ETHERNET - 36 INCHES
WC0014 |  | 1302073-36 |  | CABLE, ETHERNET - 36 INCHES
WC0017 |  | 1302073-36 |  | CABLE, ETHERNET - 36 INCHES
WC0024 |  | 1302073-36 |  | CABLE, ETHERNET - 36 INCHES
WC0041 |  | 1302073-36 |  | CABLE, ETHERNET - 36 INCHES
WC0042 |  | 1302073-36 |  | CABLE, ETHERNET - 36 INCHES
WC0043 |  | 1302073-36 |  | CABLE, ETHERNET - 36 INCHES
WC0045 |  | 1302073-36 |  | CABLE, ETHERNET - 36 INCHES
WC0048 |  | 1302073-36 |  | CABLE, ETHERNET - 36 INCHES
WC0051 |  | 1302073-36 |  | CABLE, ETHERNET - 36 INCHES
WC0052 |  | 1302073-36 |  | CABLE, ETHERNET - 36 INCHES
WC0061 |  | 1302073-36 |  | CABLE, ETHERNET - 36 INCHES
WC0062 |  | 1302073-36 |  | CABLE, ETHERNET - 36 INCHES
WC0080 |  | 2684693-54 |  | CABLE, EXTENSION, BACKPLANE
WC0101 |  | 1302073-36 |  | CABLE, ETHERNET - 36 INCHES
WC0680 |  | 1302073-36 |  | CABLE
WC1240 |  | 1022941-12 |  | TPE, 1 PAIR TWISTED SHIELDED
WC4524 |  | 1022941-12 |  | TPE, 1 PAIR TWISTED SHIELDED
WC8040 |  | 1322418-90 |  | CABLE, SUPPLIED BY OTHERS
WC8041 |  | 1322418-90 |  | CABLE, SYTSTEM FUNCTION
WC8042 |  | 1322418-90 |  | CABLE, SYTSTEM FUNCTION
WC8043 |  | 1322418-90 |  | CABLE, SUPPLIED BY OTHERS
WC8050 |  | 1322418-90 |  | CABLE, SUPPLIED BY OTHERS
WC8051 |  | 1322418-90 |  | CABLE, SUPPLIED BY OTHERS
WC8066 |  | 1022941-22 |  | TPE, 1 PAIR TWISTED SHIELDED
WC8068 |  | 1022941-22 |  | TPE, 1 PAIR TWISTED SHIELDED
WC8069 |  | 1022941-22 |  | TPE, 1 PAIR TWISTED SHIELDED
WC8560 |  | 1322418-90 |  | CABLE, SUPPLIED BY OTHERS
WC8561 |  | 1322418-90 |  | CABLE, SUPPLIED BY OTHERS
WC9001 |  | 1302073-36 |  | CABLE, ETHERNET - 36 INCHES
WC9007 |  | 1302073-36 |  | CABLE, ETHERNET - 36 INCHES
WC9019 |  | 1302073-36 |  | CABLE, ETHERNET - 36 INCHES
WC9212 |  | 1302073-36 |  | CABLE, ETHERNET - 36 INCHES
WCCTE1150 |  | 1022941-12 |  | TPE, 1 PAIR TWISTED SHIELDED
WCCTE1151 |  | 1022941-12 |  | TPE, 1 PAIR TWISTED SHIELDED
WCCTE1152 |  | 1022941-12 |  | TPE, 1 PAIR TWISTED SHIELDED
WCCTE1153 |  | 1022941-12 |  | TPE, 1 PAIR TWISTED SHIELDED
WCCTE1154 |  | 1022941-12 |  | TPE, 1 PAIR TWISTED SHIELDED
WCCTE1155 |  | 1022941-12 |  | TPE, 1 PAIR TWISTED SHIELDED
WCTE1110 |  | 1022941-13 |  | TPE, 1 TRIAD TWISTED SHIELDED
WCTE1260 |  | 1022941-13 |  | TPE, 1 TRIAD TWISTED SHIELDED
WCTE1270 |  | 1022941-13 |  | TPE, 1 TRIAD TWISTED SHIELDED
WCTE2120 |  | 1022941-13 |  | TPE, 1 TRIAD TWISTED SHIELDED
WCTE3100 |  | 1022941-13 |  | TPE, 1 TRIAD TWISTED SHIELDED
WCTE3200 |  | 1022941-13 |  | TPE, 1 TRIAD TWISTED SHIELDED
WCTE3510 |  | 1022941-13 |  | TPE, 1 TRIAD TWISTED SHIELDED
WCTE3520 |  | 1022941-13 |  | TPE, 1 TRIAD TWISTED SHIELDED
WCTE3540 |  | 1022941-13 |  | TPE, 1 TRIAD TWISTED SHIELDED
WCTE4517 |  | 1022941-13 |  | TPE, 1 TRIAD TWISTED SHIELDED
WCTE4518 |  | 1022941-13 |  | TPE, 1 TRIAD TWISTED SHIELDED
WCTE4537 |  | 1022941-13 |  | TPE, 1 TRIAD TWISTED SHIELDED
WCTE4538 |  | 1022941-13 |  | TPE, 1 TRIAD TWISTED SHIELDED
WCTE5100 |  | 1022941-13 |  | TPE, 1 TRIAD TWISTED SHIELDED
WCTE6110 |  | 1022941-13 |  | TPE, 1 TRIAD TWISTED SHIELDED
WCTE7630 |  | 1022941-13 |  | TPE, 1 TRIAD TWISTED SHIELDED
WCUVE4471 |  | 1022941-12 |  | TPE, 1 PAIR TWISTED SHIELDED
WCVE1210 |  | 1022941-12 |  | TPE, 1 PAIR TWISTED SHIELDED
WCVE1211 |  | 1022941-12 |  | TPE, 1 PAIR TWISTED SHIELDED
WCVE1220 |  | 1022941-12 |  | TPE, 1 PAIR TWISTED SHIELDED
WCVE1221 |  | 1022941-12 |  | TPE, 1 PAIR TWISTED SHIELDED
WCVE1230 |  | 1022941-12 |  | TPE, 1 PAIR TWISTED SHIELDED
WCVE1231 |  | 1022941-12 |  | TPE, 1 PAIR TWISTED SHIELDED
WCVE1241 |  | 1022941-12 |  | TPE, 1 PAIR TWISTED SHIELDED
WCVE1250 |  | 1022941-12 |  | TPE, 1 PAIR TWISTED SHIELDED
WCVE1251 |  | 1022941-12 |  | TPE, 1 PAIR TWISTED SHIELDED
WCVE1262 |  | 1022941-12 |  | TPE, 1 PAIR TWISTED SHIELDED
WCVE1263 |  | 1022941-12 |  | TPE, 1 PAIR TWISTED SHIELDED
WCVE1272 |  | 1022941-12 |  | TPE, 1 PAIR TWISTED SHIELDED
WCVE1273 |  | 1022941-12 |  | TPE, 1 PAIR TWISTED SHIELDED
WCVE4460 |  | 1022941-12 |  | TPE, 1 PAIR TWISTED SHIELDED
WCVE4461 |  | 1022941-12 |  | TPE, 1 PAIR TWISTED SHIELDED
WCVE4462 |  | 1022941-12 |  | TPE, 1 PAIR TWISTED SHIELDED
WCVE4470 |  | 1022941-12 |  | TPE, 1 PAIR TWISTED SHIELDED
WCVE4473 |  | 1022941-12 |  | TPE, 1 PAIR TWISTED SHIELDED
WCVE4560 |  | 1022941-12 |  | TPE, 1 PAIR TWISTED SHIELDED
WCVE4561 |  | 1022941-12 |  | TPE, 1 PAIR TWISTED SHIELDED
WCVE4570 |  | 1022941-12 |  | TPE, 1 PAIR TWISTED SHIELDED
WCVE4571 |  | 1022941-12 |  | TPE, 1 PAIR TWISTED SHIELDED
WCVE4573 |  | 1022941-12 |  | TPE, 1 PAIR TWISTED SHIELDED

## Part Number List
Part Number List |  | SolarTools ver. 24.0.84.24712 (Jul 31, 2025)
Project # | 4P041
Report date: 5/1/2026 10:51 AM
Project Name | OFFSHORE SOUTH GAS VALORIZATION^MBYA - MOCU PLATFORM^PERENCO GABON
Revision | A.2
Controls DE
Phone:
Controls ME
Phone:
Device ID | Part Number | Description | Location
AF0141 | 2684693-17,2684693-25 | 5094-OB8XT, 8 DISCRETE OUTPUT | BOP CTRL
AF0142 | 2684693-17,2684693-23 | 5094-IB16XT, 16 DISCRETE INPUT | BOP CTRL
AF0143 | 2684693-18,2684693-56 | 5094-IF8IHXT, 8 ANALOG INPUT, ISOLATED | BOP CTRL
AF0144 | 2684693-18,2684693-27 | 5094-OF8IHXT, 8 ANALOG OUTPUT, ISOLATED | BOP CTRL
AF0145 | 2684693-18,2684693-56 | 5094-IF8IHXT, 8 ANALOG INPUT, ISOLATED | BOP CTRL
AF0146 | 2684693-17,2684693-25 | 5094-OB8XT, 8 DISCRETE OUTPUT | BOP CTRL
AF0181 | 2684693-17,2684693-25 | 5094-OB8XT, 8 DISCRETE OUTPUT | BOP CTRL
AF0182 | 2684693-17,2684693-23 | 5094-IB16XT, 16 DISCRETE INPUT | BOP CTRL
AF0183 | 2684693-18,2684693-28 | 5094-IB16SXT, 16 DISCRETE INPUT, S | BOP CTRL
AF0184 | 2684693-18,2684693-55 | 5094-OB16SXT, 16 DISCRETE OUTPUT, S | BOP CTRL
AF0185 | 2684693-18,[2]2684693-56 | 5094-IF8IHXT, 8 ANALOG INPUT, ISOLATED | BOP CTRL
AF0186 | 2684693-17,2684693-25 | 5094-OB8XT, 8 DISCRETE OUTPUT | BOP CTRL
AU0140 | 2684693-22 | 5094-AENTRXT, FLEX 5000 I/O | BOP CTRL
AU0180 | 2684693-22 | 5094-AENTRXT, FLEX 5000 I/O | BOP CTRL
BA0007 | 1271449-1 | MEDIA CONVERTER, ETHERNET-FIBER OPTIC | BOP CTRL
BA0008 | 1271449-1 | MEDIA CONVERTER, ETHERNET-FIBER OPTIC | BOP CTRL
BA1212 | 1337728-12 | SWITCH, ETAP, DLR INTERFACE | BOP CTRL
FU0027 | 1043265-1,1043265-3 | FUSE, 2A | BOP CTRL
FU0028 | 1043265-1,1043265-3 | FUSE, 2A | BOP CTRL
FU0140 | 1043265-1,1043265-5 | FUSE, 10A | BOP CTRL
FU0141 | 1043265-1,1043265-5 | FUSE, 10A | BOP CTRL
FU0142 | 1043265-1,1043265-5 | FUSE, 10A | BOP CTRL
FU0143 | 1043265-1,1043265-3 | FUSE, 2A | BOP CTRL
FU0146 | 1043265-1,1043265-6 | FUSE, 15A | BOP CTRL
FU0180 | 1043265-1,1043265-5 | FUSE, 10A | BOP CTRL
FU0181 | 1043265-1,1043265-5 | FUSE, 10A | BOP CTRL
FU0182 | 1043265-1,1043265-5 | FUSE, 10A | BOP CTRL
FU0183 | 1043265-1,1043265-4 | FUSE, 5A | BOP CTRL
FU0184 | 1043265-1,1043265-5 | FUSE, 10A | BOP CTRL
FU1212 | 1043265-1,1043265-3 | FUSE, 2A | BOP CTRL
GR0180 | 903849C1 | RAIL GROUND, DIN RAIL GROUNDING | BOP CTRL
GR0181 | 903849C1 | RAIL GROUND, DIN RAIL GROUNDING | BOP CTRL
GR0182 | 903849C1 | RAIL GROUND, DIN RAIL GROUNDING | BOP CTRL
GR0183 | 903849C1 | RAIL GROUND, DIN RAIL GROUNDING | BOP CTRL
IEG0257 | 232941-200 | BUS BAR, BOP - INSTRUMENT EARTH GROUNDING | BOP CTRL
KA0531 | 1061979-1 | RELAY, NO EMERGENCY SHUTDOWN SUMMARY | BOP CTRL
KA0532 | 1061979-1 | RELAY, NO EMERGENCY SHUTDOWN SUMMARY | BOP CTRL
KA0533 | 1061979-1 | RELAY, NO EMERGENCY SHUTDOWN SUMMARY | BOP CTRL
KA0534 | 1061979-1 | RELAY, NO EMERGENCY SHUTDOWN SUMMARY | BOP CTRL
KA0535 | 1061979-1 | RELAY, CONTROLLER ACTIVE | BOP CTRL
KA0536 | 1061979-1 | RELAY, CONTROLLER ACTIVE | BOP CTRL
KA0537 | 1061979-1 | RELAY, NO EMERGENCY SHUTDOWN SUMMARY | BOP CTRL
KA0538 | 1061979-1 | RELAY, CONTROLLER ACTIVE | BOP CTRL
KA0539 | 1061979-1 | RELAY, NO EMERGENCY SHUTDOWN SUMMARY | BOP CTRL
KA0540 | 1061979-1 | RELAY, OPEN HPC HPC SUCTION VALVE | BOP CTRL
KA0541 | 1061979-1 | RELAY, OPEN DISCHARGE VALVE | BOP CTRL
KA0542 | 1061979-1 | RELAY, OPEN LPC SUCTION VALVE | BOP CTRL
KA0543 | 1061979-1 | RELAY, OPEN LPC DISCHARGE VALVE | BOP CTRL
KA0544 | 1061979-1 | RELAY, OPEN HPC RECYCLE BLOCK VALVE | BOP CTRL
KA0545 | 1061979-1 | RELAY, OPEN LPC RECYCLE BLOCK VALVE | BOP CTRL
KA0550 | 1061979-1 | RELAY, OPEN HPC HPC SUCTION VALVE SAFETY | BOP CTRL
KA0551 | 1061979-1 | RELAY, OPEN DISCHARGE VALVE SAFETY | BOP CTRL
KA0552 | 1061979-1 | RELAY, OPEN LPC SUCTION VALVE SAFETY | BOP CTRL
KA0553 | 1061979-1 | RELAY, CLOSE LPC VENT VALVE (SAFETY) | BOP CTRL
KA0554 | 1061979-1 | RELAY, CLOSE VENT VALVE(SAFETY) | BOP CTRL
KA0555 | 1061979-1 | RELAY, OPEN LPC DISCHARGE VALVE SAFETY | BOP CTRL
KA0556 | 1061979-1 | RELAY, OPEN LPC RECYCLE BLOCK VALVE SAFETY | BOP CTRL
KA0558 | 1061979-1 | RELAY, OPEN HPC RECYCLE BLOCK VALVE SAFETY | BOP CTRL
KA0571 | 1061979-1 | RELAY, LPC SUCTION VALVE CLOSED | BOP CTRL
KA0572 | 1061979-1 | RELAY, HPC SUCTION VALVE CLOSED | BOP CTRL
KA0573 | 1061979-1 | RELAY, HPC DISCHARGE VALVE CLOSED | BOP CTRL
KA0574 | 1061979-1 | RELAY, LPC DISCHARGE VALVE CLOSED | BOP CTRL
KA0575 | 1061979-1 | RELAY, HPC RECYCLE BLOCK VALVE^CLOSED | BOP CTRL
KA0576 | 1061979-1 | RELAY, LPC RECYCLE BLOCK VALVE^CLOSED | BOP CTRL
KA2160 | 1061979-1 | RELAY, OPEN FUEL GAS BLOCK VALVE | BOP CTRL
KA2161 | 1061979-1 | RELAY, CLOSE FUEL GAS VENT VALVE | BOP CTRL
KA7910 | 1061979-1 | RELAY, OPEN SEAL GAS BLOCK VALVE | BOP CTRL
KA7913 | 1061979-1 | RELAY, CLOSE SEAL GAS VENT VALVE | BOP CTRL
VD0580 | 1066738-10 | DIODE, 15 pF | BOP CTRL
VD0581 | 1066738-10 | DIODE, 15 pF | BOP CTRL
VD0582 | 1066738-10 | DIODE, 15 pF | BOP CTRL
VD0583 | 1066738-10 | DIODE, 15 pF | BOP CTRL
VD0584 | 1066738-10 | DIODE, 15 pF | BOP CTRL
VD0585 | 1066738-10 | DIODE, 15 pF | BOP CTRL
VD0586 | 1066738-10 | DIODE, 15 pF | BOP CTRL
VD0587 | 1066738-10 | DIODE, 15 pF | BOP CTRL
VD0588 | 1066738-10 | DIODE, 15 pF | BOP CTRL
VD0589 | 1066738-10 | DIODE, 15 pF | BOP CTRL
XT0007 | 1066730-7,1066730-8,1067996-4 | TERMINAL BLOCK, SPRING, 4 CONDUCTOR,30-12 AWG (0.05-3.31 MM2),NON-IS | BOP CTRL
XT0140 | 1066730-7,1066730-8,1067996-4 | TERMINAL BLOCK, SPRING, 4 CONDUCTOR,30-12 AWG (0.05-3.31 MM2),NON-IS | BOP CTRL
XT0572 | 1066730-7,1066730-8,1067996-4 | TERMINAL BLOCK, SPRING, 4 CONDUCTOR,30-12 AWG (0.05-3.31 MM2),NON-IS | BOP CTRL
AF0081 | 2684693-18,2684693-28 | 5094-IB16SXT, 16 DISCRETE INPUT, S | CONTROL A
AF0082 | 2684693-17,2684693-23 | 5094-IB16XT, 16 DISCRETE INPUT | CONTROL A
AF0083 | 2684693-19,2684693-33 | 5094-IY8XT, 8 ANALOG INPUT, TC/RTD/ I&V | CONTROL A
AF0084 | 2684693-19,2684693-33 | 5094-IY8XT, 8 ANALOG INPUT, TC/RTD/ I&V | CONTROL A
AF0085 | 2684693-18,[2]2684693-56 | 5094-IF8IHXT, 8 ANALOG INPUT, ISOLATED | CONTROL A
AF0086 | 2684693-18,[2]2684693-56 | 5094-IF8IHXT, 8 ANALOG INPUT, ISOLATED | CONTROL A
AF0087 | 2684693-17,2684693-23 | 5094-IB16XT, 16 DISCRETE INPUT | CONTROL A
AU0080 | 2684693-22 | 5094-AENTRXT, FLEX 5000 I/O | CONTROL A
FU0011 | 1043265-1,1043265-7 | FUSE, 20A | CONTROL A
FU0012 | 1043265-1,1043265-5 | FUSE, 10A | CONTROL A
FU0013 | 1043265-1,1043265-5 | FUSE, 10A | CONTROL A
FU0014 | 1043265-1,1043265-5 | FUSE, 10A | CONTROL A
FU0015 | 1043265-1,1043265-5 | FUSE, 10A | CONTROL A
FU0016 | 1043265-1,1043265-5 | FUSE, 10A | CONTROL A
FU0017 | 1043265-1,1043265-5 | FUSE, 10A | CONTROL A
FU0018 | 1043265-1,1043265-5 | FUSE, 10A | CONTROL A
FU0019 | 1043265-1,1043265-7 | FUSE, 20A | CONTROL A
FU0031 | 1043265-1,1043265-9 | FUSE, 30A | CONTROL A
FU0080 | 1043265-1,1043265-6 | FUSE, 15A | CONTROL A
FU0081 | 1043265-1,1043265-5 | FUSE, 10A | CONTROL A
FU0131 | 1043265-9 | FUSE, 30A | CONTROL A
FU0136 | 1043265-1,1043265-9 | FUSE, 30A | CONTROL A
FU0137 | 1043265-1,1043265-7 | FUSE, 20A | CONTROL A
FU0139 | 1043265-1,1043265-4 | FUSE, 5A | CONTROL A
FU0388 | 1043265-1,1043265-4 | FUSE, 5A | CONTROL A
FU0389 | 1043265-1,1043265-3 | FUSE, 2A | CONTROL A
FU6211 | 1043265-1,1043265-4 | FUSE, 5A | CONTROL A
FU6212 | 1043265-1,1043265-4 | FUSE, 5A | CONTROL A
GR0131 | 903849C1 | RAIL GROUND, DIN RAIL GROUNDING | CONTROL A
GR0132 | 903849C1 | RAIL GROUND, DIN RAIL GROUNDING | CONTROL A
GR0133 | 903849C1 | RAIL GROUND, DIN RAIL GROUNDING | CONTROL A
GR0134 | 903849C1 | RAIL GROUND, DIN RAIL GROUNDING | CONTROL A
GR0135 | 903849C1 | RAIL GROUND, DIN RAIL GROUNDING | CONTROL A
IEG0010 | 232941-300 | BUS BAR, PANEL A - INSTRUMENT EARTH GROUNDING | CONTROL A
KA0130 | 1061979-1 | RELAY, LOWSPEED/OPEN PROBE SETPOINT | CONTROL A
KA0131 | 1061979-1 | RELAY, CONTROLLER ACTIVE | CONTROL A
KA0132 | 1061979-1 | RELAY, CONTROLLER ACTIVE | CONTROL A
KA0133 | 1061979-1 | RELAY, POST LUBE TIMER RESET | CONTROL A
KA0134 | 1061979-1 | RELAY, BACKUP COMMAND OFF | CONTROL A
KA0135 | 1061979-1 | RELAY, AC PRE/POST PUMP DRIVE | CONTROL A
KA0136 | 1061979-1 | RELAY, LUBE OIL HEADER^PRESSURE HIGH | CONTROL A
KA0137 | 1061979-1 | RELAY, LUBE PUMP INHIBIT | CONTROL A
KA0138 | 1061979-1 | RELAY, BACKUP LUBE OIL PUMP OFF | CONTROL A
KA0141 | 1061979-1 | RELAY, CONTROLLER ACTIVE | CONTROL A
KA0230 | 1061979-1 | RELAY, CONTROLLER ACTIVE | CONTROL A
KA0231 | 1061979-1 | RELAY, CONTROLLER ACTIVE | CONTROL A
KA0232 | 1061979-1 | RELAY, CONTROLLER ACTIVE | CONTROL A
KA0236 | 1061979-1 | RELAY, NO EMERGENCY SHUTDOWN SUMMARY | CONTROL A
KA0239 | 1061979-1 | RELAY, NO EMERGENCY SHUTDOWN SUMMARY | CONTROL A
KA0240 | 1061979-1 | RELAY, NO EMERGENCY SHUTDOWN SUMMARY | CONTROL A
KA0241 | 1061979-1 | RELAY, BACKUP SYSTEM RESET | CONTROL A
KA0242 | 1061979-1 | RELAY, BACKUP SYSTEM RESET | CONTROL A
KA0243 | 1061979-1 | RELAY, NO FIRE DETECTED | CONTROL A
KA0244 | 1061979-1 | RELAY, NO FIRE DETECTED | CONTROL A
KA0245 | 1061979-1 | RELAY, NO GAS DETECTED | CONTROL A
KA3103 | 1061979-1 | RELAY, LUBE OIL TANK HEATER | CONTROL A
KA3220 | 1061979-1 | RELAY, LUBE OIL COOLER FAN | CONTROL A
KA6211 | 1061979-1 | RELAY, DRIVER ENCLOSURE^VENT FAN #1 | CONTROL A
KA6212 | 1061979-1 | RELAY, DRIVER ENCLOSURE^VENT FAN #2 | CONTROL A
KT0140 | 2651077-1 | TIMER RELAY, BACKUP PUMP^POST LUBE OFF CYCLE | CONTROL A
KT0141 | 2651077-1 | TIMER RELAY, BACKUP POST LUBE CONTINUOUS | CONTROL A
KT0142 | 2651077-1 | TIMER RELAY, TOTAL POST LUBE | CONTROL A
KT0143 | 2651077-1 | TIMER RELAY, BACKUP PUMP POST LUBE ON CYCLE | CONTROL A
KT0144 | 2651077-1 | TIMER RELAY, HEADER PRESSURE HIGH^BACKUP PUMP OFF | CONTROL A
KT0145 | 2651077-1 | TIMER RELAY, FIRE DETECTED ROLLDOWN LUBE | CONTROL A
KT0146 | 2651077-3 | TIMER RELAY, WATCHDOG | CONTROL A
PEG0130 | 232941-300 | BUS BAR, PANEL A - POWER EARTH GROUNDING | CONTROL A
RR0941 | 1066738-13 | RESISTOR, 4.7K OHM | CONTROL A
RR0942 | 1066738-8 | RESISTOR, 1.0K OHM | CONTROL A
UA1200 | 1053834-5 | SIGNAL CONVERTER, BACKUP OVERSPEED | CONTROL A
UJ0031 | 1286570-1 | POWER CONVERTER, AC/DC INPUT TO 28V DC OUTPUT | CONTROL A
UJ0131 | 1286570-1 | POWER CONVERTER, AC/DC INPUT TO 28V DC OUTPUT | CONTROL A
XT0002 | 1066730-16,1066730-17,1066730-18 | TERMINAL STRIP, 2 CONDUCTOR | CONTROL A
XT0003 | 1066730-16,1066730-17,1066730-18 | TERMINAL STRIP, 2 CONDUCTOR | CONTROL A
XT0010 | 1066730-16 | TERMINAL STRIP, 2 CONDUCTOR | CONTROL A
XT0012 | 1066730-16,1066730-17,1066730-18 | TERMINAL STRIP, 2 CONDUCTOR | CONTROL A
XT0014 | 1247052-1 | BUS BAR, SYSTEM FUNCTION (USE) | CONTROL A
XT0080 | 1066730-7,1066730-8,1067996-4 | TERMINAL BLOCK, SPRING, 4 CONDUCTOR,30-12 AWG (0.05-3.31 MM2),NON-IS | CONTROL A
XT0081 | 1066730-7,1066730-8,1067996-4 | TERMINAL BLOCK, SPRING, 4 CONDUCTOR,30-12 AWG (0.05-3.31 MM2),NON-IS | CONTROL A
XT0082 | 1066730-7,1066730-8,1067996-4 | TERMINAL BLOCK, SPRING, 4 CONDUCTOR,30-12 AWG (0.05-3.31 MM2),NON-IS | CONTROL A
XT0084 | 1066730-7,1066730-8,1067996-4 | TERMINAL BLOCK, SPRING, 4 CONDUCTOR,30-12 AWG (0.05-3.31 MM2),NON-IS | CONTROL A
XT0089 | 1066730-7,1066730-8,1067996-4 | TERMINAL BLOCK, SPRING, 4 CONDUCTOR,30-12 AWG (0.05-3.31 MM2),NON-IS | CONTROL A
XT1124 | 1066730-16 | TERMINAL STRIP, 2 CONDUCTOR | CONTROL A
XT1125 | 1066730-16 | TERMINAL STRIP, 2 CONDUCTOR | CONTROL A
XT1126 | 1066730-16,1067996-20 | TERMINAL STRIP, 2 CONDUCTOR | CONTROL A
AF0061 | 2684693-17,2684693-25 | 5094-OB8XT, 8 DISCRETE OUTPUT | CONTROL B
AF0062 | 2684693-17,2684693-25 | 5094-OB8XT, 8 DISCRETE OUTPUT | CONTROL B
AF0063 | 2684693-17,2684693-23 | 5094-IB16XT, 16 DISCRETE INPUT | CONTROL B
AF0064 | 2684693-18,2684693-30 | 5094-IF4IHSXT, 4 ANALOG INPUT, S | CONTROL B
AF0065 | 2684693-18,2684693-30 | 5094-IF4IHSXT, 4 ANALOG INPUT, S | CONTROL B
AF0066 | 2684693-18,2684693-27 | 5094-OF8IHXT, 8 ANALOG OUTPUT, ISOLATED | CONTROL B
AF0067 | 2684693-17,2684693-25 | 5094-OB8XT, 8 DISCRETE OUTPUT | CONTROL B
AF0068 | 2684693-21,2684693-36 | 5094-IRT8SXT, 8 RTD/TC ANALOG INPUT, S | CONTROL B
AF0071 | 2684693-18,2684693-32 | 5094-IJ2ISXT, 2 FAST COUNTER INPUT, S | CONTROL B
AF0072 | 2684693-18,2684693-30 | 5094-IF4IHSXT, 4 ANALOG INPUT, S | CONTROL B
AF0073 | 2684693-21,2684693-36 | 5094-IRT8SXT, 8 RTD/TC ANALOG INPUT, S | CONTROL B
AF0074 | 2684693-18,[2]2684693-56 | 5094-IF8IHXT, 8 ANALOG INPUT, ISOLATED | CONTROL B
AF0075 | 2684693-18,2684693-30 | 5094-IF4IHSXT, 4 ANALOG INPUT, S | CONTROL B
AF0076 | 2684693-18,2684693-55 | 5094-OB16SXT, 16 DISCRETE OUTPUT, S | CONTROL B
AF0077 | 2684693-19,2684693-33 | 5094-IY8XT, 8 ANALOG INPUT, TC/RTD/ I&V | CONTROL B
AF0091 | 2684693-17,2684693-23 | 5094-IB16XT, 16 DISCRETE INPUT | CONTROL B
AF0092 | 2684693-17,2684693-24 | 5094-OB16XT, 16 DISCRETE OUTPUT | CONTROL B
AF0093 | 2684693-17,2684693-24 | 5094-OB16XT, 16 DISCRETE OUTPUT | CONTROL B
AF0094 | 2684693-19,2684693-33 | 5094-IY8XT, 8 ANALOG INPUT, TC/RTD/ I&V | CONTROL B
AF0095 | 2684693-17,2684693-25 | 5094-OB8XT, 8 DISCRETE OUTPUT | CONTROL B
AU0060 | 2684693-22 | 5094-AENTRXT, FLEX 5000 I/O | CONTROL B
AU0070 | 2684693-22 | 5094-AENTRXT, FLEX 5000 I/O | CONTROL B
AU0090 | 2684693-22 | 5094-AENTRXT, FLEX 5000 I/O | CONTROL B
BA1100 | 1337728-10 | SWITCH, ETAP, DLR INTERFACE | CONTROL B
FU0010 | 1043265-1,1043265-5 | FUSE, 10A | CONTROL B
FU0021 | 1043265-1,1043265-3 | FUSE, 2A | CONTROL B
FU0022 | 1043265-1,1043265-3 | FUSE, 2A | CONTROL B
FU0029 | 1043265-1,1043265-3 | FUSE, 2A | CONTROL B
FU0060 | 1043265-1,1043265-6 | FUSE, 15A | CONTROL B
FU0061 | 1043265-1,1043265-5 | FUSE, 10A | CONTROL B
FU0062 | 1043265-1,1043265-5 | FUSE, 10A | CONTROL B
FU0063 | 1043265-1,1043265-5 | FUSE, 10A | CONTROL B
FU0064 | 1043265-1,1043265-5 | FUSE, 10A | CONTROL B
FU0070 | 1043265-1,1043265-5 | FUSE, 10A | CONTROL B
FU0076 | 1043265-1,1043265-5 | FUSE, 10A | CONTROL B
FU0090 | 1043265-1,1043265-5 | FUSE, 10A | CONTROL B
FU0091 | 1043265-1,1043265-5 | FUSE, 10A | CONTROL B
FU0092 | 1043265-1,1043265-5 | FUSE, 10A | CONTROL B
FU0093 | 1043265-1,1043265-5 | FUSE, 10A | CONTROL B
FU0094 | 1043265-1,1043265-4 | FUSE, 5A | CONTROL B
FU0100 | 1043265-1,1043265-4 | FUSE, 5A | CONTROL B
FU0113 | 1043265-1,1043265-5 | FUSE, 10A | CONTROL B
FU0114 | 1043265-1,1043265-5 | FUSE, 10A | CONTROL B
FU0115 | 1043265-1,1043265-5 | FUSE, 10A | CONTROL B
FU0210 | 1043265-1,1043265-7 | FUSE, 20A | CONTROL B
FU0212 | 1043265-1,1043265-3 | FUSE, 2A | CONTROL B
FU1101 | 1043265-1,1043265-3 | FUSE, 2A | CONTROL B
GR0231 | 903849C1 | RAIL GROUND, DIN RAIL GROUNDING | CONTROL B
GR0233 | 903849C1 | RAIL GROUND, DIN RAIL GROUNDING | CONTROL B
GR0341 | 903849C1 | RAIL GROUND, DIN RAIL GROUNDING | CONTROL B
IEG0230 | 232941-300 | BUS BAR, PANEL B - INSTRUMENT EARTH GROUNDING | CONTROL B
KA00621 | 1061979-1 | RELAY, SPARE | CONTROL B
KA00622 | 1061979-1 | RELAY, SPARE | CONTROL B
KA00623 | 1061979-1 | RELAY, SPARE | CONTROL B
KA00624 | 1061979-1 | RELAY, SPARE | CONTROL B
KA00625 | 1061979-1 | RELAY, SPARE | CONTROL B
KA00626 | 1061979-1 | RELAY, SPARE | CONTROL B
KA0221 | 1061979-1 | RELAY, PRIMARY GAS FUEL SHUTOFF VALVE | CONTROL B
KA0222 | 1061979-1 | RELAY, SECONDARY GAS FUEL SHUTOFF VALVE | CONTROL B
KA0233 | 1061979-1 | RELAY, CONTROLLER ACTIVE | CONTROL B
KA0234 | 1061979-1 | RELAY, CONTROLLER ACTIVE | CONTROL B
KA0235 | 1061979-1 | RELAY, NO EMERGENCY SHUTDOWN SUMMARY | CONTROL B
KA0237 | 1061979-1 | RELAY, NO ESD SUMMARY | CONTROL B
KA0251 | 1061979-1 | RELAY, NO EMERGENCY SHUTDOWN SUMMARY | CONTROL B
KA1020 | 1061979-1 | RELAY, IGNITION START | CONTROL B
PC0470 | 2271605-1 | TIMER/COUNTER, ENGINE HOUR / START COUNTER | CONTROL B
XT0051 | 1066730-7,1066730-8,1067996-4 | TERMINAL BLOCK, SPRING, 4 CONDUCTOR,30-12 AWG (0.05-3.31 MM2),NON-IS | CONTROL B
XT0060 | 1066730-7 | TERMINAL BLOCK, SPRING, 4 CONDUCTOR,30-12 AWG (0.05-3.31 MM2),NON-IS | CONTROL B
XT0061 | 1066730-7 | TERMINAL BLOCK, SPRING, 4 CONDUCTOR,30-12 AWG (0.05-3.31 MM2),NON-IS | CONTROL B
XT0062 | 1066730-7,1066730-8,1067996-4 | TERMINAL BLOCK, SPRING, 4 CONDUCTOR,30-12 AWG (0.05-3.31 MM2),NON-IS | CONTROL B
XT0237 | 1066730-10,1066730-68,1066730-9 | DIODE TERMINAL STRIP, 4 CONDUCTOR | CONTROL B
AT1100 | 1577354-4502 | WORKSTATION, VERSA VIEW 1200H | CONTROL,JB70;TT6
HA0472 | 1103208-101 | HORN, CONTROL SYSTEM ALARM | CONTROL,JB70;TT6
HL0171 | 2380746-7 | LIGHT, FIRE SYSTEM AUTO, GREEN | CONTROL,JB70;TT6
HL0172 | 2380746-7 | LIGHT, FIRE SYSTEM INHIBIT, AMBER | CONTROL,JB70;TT6
HL0173 | 2380746-7 | LIGHT, FIRE SYSTEM DISCHARGED, RED | CONTROL,JB70;TT6
SA0170 | 2380746-9 | SELECTOR SWITCH, FIRE SYSTEM AUTO/INHIBIT | CONTROL,JB70;TT6
SA0471 | 2380746-2 | SELECTOR SWITCH, SPEED/LOAD | CONTROL,JB70;TT6
SA0473 | 2380746-5 | SELECTOR SWITCH, OFF/LOCAL/AUXILIARY | CONTROL,JB70;TT6
SB0170 | 2380746-10 | PUSHBUTTON SWITCH, MANUAL RELEASE | CONTROL,JB70;TT6
SB0471 | 2380746-1 | PUSHBUTTON SWITCH, HORN SILENCE | CONTROL,JB70;TT6
SB0472 | 2380746-4 | PUSHBUTTON SWITCH, EMERGENCY STOP | CONTROL,JB70;TT6
SB0473 | 2380746-1 | PUSHBUTTON SWITCH, ACKNOWLEDGE | CONTROL,JB70;TT6
SB0474 | 2380746-1 | PUSHBUTTON SWITCH, RESET | CONTROL,JB70;TT6
SH0470 | 2380746-3 | LIGHTED SWITCH, STOP/STOPPING, RED | CONTROL,JB70;TT6
SH0471 | 2380746-3 | LIGHTED SWITCH, START/STARTING, GREEN | CONTROL,JB70;TT6
SH0472 | 2380746-3 | LIGHTED SWITCH, BACKUP SYSTEM ACTIVE/RESET, AMBER | CONTROL,JB70;TT6
AT0175 | 1056244-5 | 8 CHANNEL ED I/O, EAGLE QUANTUM PREMIER | F&G EDIO ONSK
AT0177 | 1056244-5 | 8 CHANNEL ED I/O, EAGLE QUANTUM PREMIER | F&G EDIO ONSK
AT0179 | 1056244-5 | 8 CHANNEL ED I/O, EAGLE QUANTUM PREMIER | F&G EDIO ONSK
FU0170 | 1043265-1,1043265-5 | FUSE, 10A | F&G EDIO ONSK
FU0171 | 1043265-1,1043265-5 | FUSE, 10A | F&G EDIO ONSK
FU0172 | 1043265-1,1043265-3 | FUSE, 2A | F&G EDIO ONSK
FU0294 | 1043265-1,1043265-5 | FUSE, 10A | F&G EDIO ONSK
FU0295 | 1043265-1,1043265-5 | FUSE, 10A | F&G EDIO ONSK
FU0535 | 1043265-1,1043265-7 | FUSE, 20A | F&G EDIO ONSK
GR0431 | 903849C1 | RAIL GROUND, DIN RAIL GROUNDING | F&G EDIO ONSK
KA0145 | 1061979-1 | RELAY, AC PRE/POST PUMP DRIVE | F&G EDIO ONSK
KA0172 | 1061979-1 | RELAY, FIRE DETECTED (CUSTOMER) | F&G EDIO ONSK
KA0174 | 1061979-1 | RELAY, GAS DETECTED (CUSTOMER) | F&G EDIO ONSK
KA0176 | 1061979-1 | RELAY, VENTILATION REQUIRED | F&G EDIO ONSK
KA0177 | 1061979-1 | RELAY, VENTILATION REQUIRED | F&G EDIO ONSK
KA0179 | 1061979-1 | RELAY, VENTILATION REQUIRED | F&G EDIO ONSK
KA0246 | 1061979-1 | RELAY, NO FIRE DECTECTED | F&G EDIO ONSK
KA0247 | 1061979-1 | RELAY, NO FIRE DECTECTED | F&G EDIO ONSK
KA0249 | 1061979-1 | RELAY, NO GAS DETECTED | F&G EDIO ONSK
KA0254 | 1061979-1 | RELAY, NO FIRE DECTECTED | F&G EDIO ONSK
KA0255 | 1061979-1 | RELAY, CONTROLLER ACTIVE | F&G EDIO ONSK
KA6510 | 1061979-1 | RELAY, FIRE SYSTEM AUTO/INHIBIT | F&G EDIO ONSK
RR1775 | 1066738-9 | RESISTOR, 10K OHM | F&G EDIO ONSK
RR1777 | 1066738-9 | RESISTOR, 10K OHM | F&G EDIO ONSK
RR1791 | 1066738-9 | RESISTOR, 10K OHM | F&G EDIO ONSK
RR1792 | 1066738-9 | RESISTOR, 10K OHM | F&G EDIO ONSK
RR1795 | 1066738-9 | RESISTOR, 10K OHM | F&G EDIO ONSK
RR1797 | 1066738-9 | RESISTOR, 10K OHM | F&G EDIO ONSK
XT0170 | 1066730-7,1066730-8,1067996-4 | TERMINAL BLOCK, SPRING, 4 CONDUCTOR,30-12 AWG (0.05-3.31 MM2),NON-IS | F&G EDIO ONSK
XT0171 | 1066730-7,1066730-8,1067996-4 | TERMINAL BLOCK, SPRING, 4 CONDUCTOR,30-12 AWG (0.05-3.31 MM2),NON-IS | F&G EDIO ONSK
XT0290 | 1066730-7,1066730-8,1067996-4 | TERMINAL BLOCK, SPRING, 4 CONDUCTOR,30-12 AWG (0.05-3.31 MM2),NON-IS | F&G EDIO ONSK
XT0292 | 1066730-7,1066730-8,1067996-4 | TERMINAL BLOCK, SPRING, 4 CONDUCTOR,30-12 AWG (0.05-3.31 MM2),NON-IS | F&G EDIO ONSK
XT0535 | 1066730-7,1066730-8,1067996-4 | TERMINAL BLOCK, SPRING, 4 CONDUCTOR,30-12 AWG (0.05-3.31 MM2),NON-IS | F&G EDIO ONSK
XT0536 | 1066730-7,1066730-8,1067996-4 | TERMINAL BLOCK, SPRING, 4 CONDUCTOR,30-12 AWG (0.05-3.31 MM2),NON-IS | F&G EDIO ONSK
AT0170 | 1056244-29 | CONTROLLER, EAGLE QUANTUM PREMIER | F&G PWR,ONSK
GR0171 | 903849C1 | RAIL GROUND, DIN RAIL GROUNDING | F&G PWR,ONSK
RR1751 | 1066738-9 | RESISTOR, 10K OHM | F&G PWR,ONSK
RR1756 | 1066738-9 | RESISTOR, 10K OHM | F&G PWR,ONSK
RR1757 | 1066738-9 | RESISTOR, 10K OHM | F&G PWR,ONSK
RR1758 | 1066738-9 | RESISTOR, 10K OHM | F&G PWR,ONSK
UV0170 | 1056244-2 | POWER SUPPLY, EAGLE QUANTUM PREMIER | F&G PWR,ONSK
VD1756 | 1066738-10 | DIODE, 15 pF | F&G PWR,ONSK
VD1757 | 1066738-10 | DIODE, 15 pF | F&G PWR,ONSK
VD1758 | 1066738-10 | DIODE, 15 pF | F&G PWR,ONSK
XT0173 | 1066730-7,1066730-8,1067996-4 | TERMINAL BLOCK, SPRING, 4 CONDUCTOR,30-12 AWG (0.05-3.31 MM2),NON-IS | F&G PWR,ONSK
BA0005 | 1271449-1 | MEDIA CONVERTER, ETHERNET-FIBER OPTIC | FO CONV,VFD
BA0006 | 1271449-1 | MEDIA CONVERTER, ETHERNET-FIBER OPTIC | FO CONV,VFD
FU1123 | 1043265-1,1043265-3 | FUSE, 2A | FO CONV,VFD
FU1124 | 1043265-1,1043265-3 | FUSE, 2A | FO CONV,VFD
GR1123 | 903849C1 | RAIL GROUND, DIN RAIL GROUNDING | FO CONV,VFD
GR1125 | 903849C1 | RAIL GROUND, DIN RAIL GROUNDING | FO CONV,VFD
IEG1123 | 232941-200 | BUS BAR, JB1123 - INSTRUMENT EARTH GROUNDING | FO CONV,VFD
XT1123 | 1066730-7,1066730-8,1067996-4 | TERMINAL BLOCK, SPRING, 4 CONDUCTOR,30-12 AWG (0.05-3.31 MM2),NON-IS | FO CONV,VFD
AF0500 | 1322418-31,1322418-40,1322418-72,1322418-73 | 1444-TSCX02-02RB, 2-CH TACHOMETER INPUT^DYNAMIX 1444 VIBRATION | HPC CTRL
AF0510 | 1322418-11,1322418-20,1322418-70,1322418-71 | 1444-DYN04-01RA, 4-CH VIBRATION INPUT^DYNAMIX 1444 VIBRATION | HPC CTRL
AF0520 | 1322418-11,1322418-20,1322418-70,1322418-71 | 1444-DYN04-01RA, 4-CH VIBRATION INPUT^DYNAMIX 1444 VIBRATION | HPC CTRL
AF1201 | 2684693-17,2684693-25 | 5094-OB8XT, 8 DISCRETE OUTPUT | HPC CTRL
AF1202 | 2684693-17,2684693-23 | 5094-IB16XT, 16 DISCRETE INPUT | HPC CTRL
AF1203 | 2684693-18,[2]2684693-56 | 5094-IF8IHXT, 8 ANALOG INPUT, ISOLATED | HPC CTRL
AF1204 | 2684693-18,2684693-30 | 5094-IF4IHSXT, 4 ANALOG INPUT, S | HPC CTRL
AF1205 | 2684693-18,2684693-30 | 5094-IF4IHSXT, 4 ANALOG INPUT, S | HPC CTRL
AF1206 | 2684693-21,2684693-36 | 5094-IRT8SXT, 8 RTD/TC ANALOG INPUT, S | HPC CTRL
AF1207 | 2684693-18,2684693-28 | 5094-IB16SXT, 16 DISCRETE INPUT, S | HPC CTRL
AF1208 | 2684693-19,2684693-33 | 5094-IY8XT, 8 ANALOG INPUT, TC/RTD/ I&V | HPC CTRL
AF1209 | 2684693-19,2684693-33 | 5094-IY8XT, 8 ANALOG INPUT, TC/RTD/ I&V | HPC CTRL
AF1210 | 2684693-18,[2]2684693-56 | 5094-IF8IHXT, 8 ANALOG INPUT, ISOLATED | HPC CTRL
AF1211 | 2684693-18,[2]2684693-56 | 5094-IF8IHXT, 8 ANALOG INPUT, ISOLATED | HPC CTRL
AU1200 | 2684693-50 | 5094-AEN2TR, FLEX 5000 I/O | HPC CTRL
FU0120 | 1043265-1,1043265-5 | FUSE, 10A | HPC CTRL
FU0121 | 1043265-1,1043265-5 | FUSE, 10A | HPC CTRL
FU0122 | 1043265-1,1043265-6 | FUSE, 15A | HPC CTRL
FU0332 | 1043265-1,1043265-7 | FUSE, 20A | HPC CTRL
FU0510 | 1043265-1,1043265-4 | FUSE, 5A | HPC CTRL
GR0161 | 903849C1 | RAIL GROUND, DIN RAIL GROUNDING | HPC CTRL
GR0162 | 903849C1 | RAIL GROUND, DIN RAIL GROUNDING | HPC CTRL
GR0163 | 903849C1 | RAIL GROUND, DIN RAIL GROUNDING | HPC CTRL
IEG0160 | 232941-200 | BUS BAR, HP CPSR - INSTRUMENT EARTH GROUNDING | HPC CTRL
KA0120 | 1061979-1 | RELAY, CONTROLLER ACTIVE | HPC CTRL
KA4401 | 1061979-1 | RELAY, HPC CASE DEPRESSURIZED | HPC CTRL
KA4501 | 1061979-1 | RELAY, CASE DEPRESSURIZED | HPC CTRL
XT0120 | 1066730-7,1066730-8,1067996-4 | TERMINAL BLOCK, SPRING, 4 CONDUCTOR,30-12 AWG (0.05-3.31 MM2),NON-IS | HPC CTRL
XT0121 | 1066730-7,1066730-8,1067996-4 | TERMINAL BLOCK, SPRING, 4 CONDUCTOR,30-12 AWG (0.05-3.31 MM2),NON-IS | HPC CTRL
XT0335 | 1066730-7,1066730-8,1067996-4 | TERMINAL BLOCK, SPRING, 4 CONDUCTOR,30-12 AWG (0.05-3.31 MM2),NON-IS | HPC CTRL
XT0336 | 1066730-7,1066730-8,1067996-4 | TERMINAL BLOCK, SPRING, 4 CONDUCTOR,30-12 AWG (0.05-3.31 MM2),NON-IS | HPC CTRL
XT0500 | 1066730-1,1066730-2,1067996-4 | TERMINAL STRIP, 4 CONDUCTOR | HPC CTRL
XT0510 | 1066730-7,1066730-8,1067996-4 | TERMINAL BLOCK, SPRING, 4 CONDUCTOR,30-12 AWG (0.05-3.31 MM2),NON-IS | HPC CTRL
AF0400 | 1322418-31,1322418-40,1322418-72,1322418-73 | 1444-TSCX02-02RB, 2-CH TACHOMETER INPUT^DYNAMIX 1444 VIBRATION | JB70 VIBRATION PANEL
AF0410 | 1322418-11,1322418-20,1322418-70,1322418-71 | 1444-DYN04-01RA, 4-CH VIBRATION INPUT^DYNAMIX 1444 VIBRATION | JB70 VIBRATION PANEL
AF0420 | 1322418-11,1322418-20,1322418-70,1322418-71 | 1444-DYN04-01RA, 4-CH VIBRATION INPUT^DYNAMIX 1444 VIBRATION | JB70 VIBRATION PANEL
AF0430 | 1322418-11,1322418-20,1322418-70,1322418-71 | 1444-DYN04-01RA, 4-CH VIBRATION INPUT^DYNAMIX 1444 VIBRATION | JB70 VIBRATION PANEL
AF0450 | 1322418-11,1322418-20,1322418-70,1322418-71 | 1444-DYN04-01RA, 4-CH VIBRATION INPUT^DYNAMIX 1444 VIBRATION | JB70 VIBRATION PANEL
FU0410 | 1043265-1,1043265-4 | FUSE, 5A | JB70 VIBRATION PANEL
XT0400 | 1066730-1,1066730-2,1067996-4 | TERMINAL STRIP, 4 CONDUCTOR | JB70 VIBRATION PANEL
XT0401 | 1066730-7,1066730-8,1067996-4 | TERMINAL BLOCK, SPRING, 4 CONDUCTOR,30-12 AWG (0.05-3.31 MM2),NON-IS | JB70 VIBRATION PANEL
XT4875 | DRIVEN COMMON | TERMINAL STRIP, HP COMPRESSOR CASE PRESSURE | JB75
AF0241 | 2684693-17,2684693-25 | 5094-OB8XT, 8 DISCRETE OUTPUT | LPC CTRL
AF0242 | 2684693-17,2684693-23 | 5094-IB16XT, 16 DISCRETE INPUT | LPC CTRL
AF0243 | 2684693-18,2684693-56 | 5094-IF8IHXT, 8 ANALOG INPUT, ISOLATED | LPC CTRL
AF0244 | 2684693-18,2684693-30 | 5094-IF4IHSXT, 4 ANALOG INPUT, S | LPC CTRL
AF0245 | 2684693-19,2684693-33 | 5094-IY8XT, 8 ANALOG INPUT, TC/RTD/ I&V | LPC CTRL
AF0246 | 2684693-19,2684693-33 | 5094-IY8XT, 8 ANALOG INPUT, TC/RTD/ I&V | LPC CTRL
AF0247 | 2684693-18,2684693-56 | 5094-IF8IHXT, 8 ANALOG INPUT, ISOLATED | LPC CTRL
AF0600 | 1322418-31,1322418-40,1322418-72,1322418-73 | 1444-TSCX02-02RB, 2-CH TACHOMETER INPUT^DYNAMIX 1444 VIBRATION | LPC CTRL
AF0610 | 1322418-11,1322418-20,1322418-70,1322418-71 | 1444-DYN04-01RA, 4-CH VIBRATION INPUT^DYNAMIX 1444 VIBRATION | LPC CTRL
AF0620 | 1322418-11,1322418-70 | 1444-DYN04-01RA, 4-CH VIBRATION INPUT^DYNAMIX 1444 VIBRATION | LPC CTRL
AU0240 | 2684693-22 | 5094-AENTRXT, FLEX 5000 I/O | LPC CTRL
FU0240 | 1043265-1,1043265-5 | FUSE, 10A | LPC CTRL
FU0241 | 1043265-1,1043265-5 | FUSE, 10A | LPC CTRL
FU0242 | 1043265-1,1043265-6 | FUSE, 15A | LPC CTRL
FU0610 | 1043265-1,1043265-4 | FUSE, 5A | LPC CTRL
GR0261 | 903849C1 | RAIL GROUND, DIN RAIL GROUNDING | LPC CTRL
IEG0260 | 232941-200 | BUS BAR, LP CPSR - INSTRUMENT EARTH GROUNDING | LPC CTRL
XT0240 | 1066730-7,1066730-8,1067996-4 | TERMINAL BLOCK, SPRING, 4 CONDUCTOR,30-12 AWG (0.05-3.31 MM2),NON-IS | LPC CTRL
XT0241 | 1066730-7,1066730-8,1067996-4 | TERMINAL BLOCK, SPRING, 4 CONDUCTOR,30-12 AWG (0.05-3.31 MM2),NON-IS | LPC CTRL
XT0600 | 1066730-1,1066730-2,1067996-4 | TERMINAL STRIP, 4 CONDUCTOR | LPC CTRL
XT0610 | 1066730-7,1066730-8,1067996-4 | TERMINAL BLOCK, SPRING, 4 CONDUCTOR,30-12 AWG (0.05-3.31 MM2),NON-IS | LPC CTRL
AP0605 | 1089241-20,1089241-36 | MODULE, BLANK FILLER | PANEL
CCUJ0031 | CUSTOMER CONNECTION | CUSTOMER CONNECTION, 220VAC FROM SHELTER UPS | PANEL
SB7510 | CUSTOMER DEFINED | PUSHBUTTON SWITCH, START (CUSTOMER) | PANEL
SB7511 | CUSTOMER DEFINED | PUSHBUTTON SWITCH, NORMAL STOP (CUSTOMER) | PANEL
SB7513 | CUSTOMER DEFINED | PUSHBUTTON SWITCH, FAST STOP (CUSTOMER) | PANEL
AP0601 | 1089241-20 | MODULE, BLANK FILLER | PLC
AP0602 | 1089241-40 | 1756-EN2TRXT, ETHERNET | PLC
AP0603 | 1089241-40 | 1756-EN2TRXT, ETHERNET | PLC
AP0604 | 1089241-15 | MVI 56-MNETXT, ETHERNET/MODBUS | PLC
AP0606 | 1089241-40 | 1756-EN2TRXT, ETHERNET | PLC
AP0607 | 1089241-36 | 1756-EN2TXT, ETHERNET | PLC
AP0608 | 1089241-20 | MODULE, BLANK FILLER | PLC
AP0609 | 1089241-40 | 1756-EN2TRXT, ETHERNET | PLC
AR0600 | 1089241-42 | RACK CHASSIS, 1756-A10XT (10 SLOT) | PLC
AT0600 | 1089241-43 | 1756-L83EXTS, CONTROLLER^GUARDLOGIX | PLC
AT0680 | 1634974-100 | GATEWAY MODULE, TURBOTRONIC GATEWAY | PLC
BA0001 | 1271449-1 | MEDIA CONVERTER, ETHERNET-FIBER OPTIC | PLC
BA0002 | 1271449-1 | MEDIA CONVERTER, ETHERNET-FIBER OPTIC | PLC
BA0009 | 1271449-1 | MEDIA CONVERTER, ETHERNET-FIBER OPTIC | PLC
FU0680 | 1043265-1,1043265-4 | FUSE, 5A | PLC
GR0234 | 903849C1 | RAIL GROUND, DIN RAIL GROUNDING | PLC
UV0600 | 1089241-28 | POWER SUPPLY, RSLOGIX CHASSIS | PLC
XT0680 | 1066730-32,1066730-7,1066730-8 | TERMINAL BLOCK, SPRING, 4 CONDUCTOR,30-12 AWG (0.05-3.31 MM2),NON-IS | PLC
FU1100 | 1043265-1,1043265-5 | FUSE, 10A | RAIL,RIGHT,JB70
GR0532 | 903849C1 | RAIL GROUND, DIN RAIL GROUNDING | RAIL,RIGHT,JB70
UAITE1110 | 1106298-11 | ISOLATOR, RESISTIVE TEMPERATURE DEVICE | RAIL,RIGHT,JB70
UAITE1150 | 1053038-35 | ISOLATOR, THERMOCOUPLE ELEMENT | RAIL,RIGHT,JB70
UAITE1151 | 1053038-35 | ISOLATOR, THERMOCOUPLE ELEMENT | RAIL,RIGHT,JB70
UAITE1152 | 1053038-35 | ISOLATOR, THERMOCOUPLE ELEMENT | RAIL,RIGHT,JB70
UAITE1153 | 1053038-35 | ISOLATOR, THERMOCOUPLE ELEMENT | RAIL,RIGHT,JB70
UAITE1155 | 1053038-35 | ISOLATOR, THERMOCOUPLE ELEMENT | RAIL,RIGHT,JB70
UAITE1260 | 1106298-11 | ISOLATOR, RESISTIVE TEMPERATURE DEVICE | RAIL,RIGHT,JB70
UAITE1270 | 1106298-11 | ISOLATOR, RESISTIVE TEMPERATURE DEVICE | RAIL,RIGHT,JB70
UAITE2120 | 1106298-11 | ISOLATOR, RESISTIVE TEMPERATURE DEVICE | RAIL,RIGHT,JB70
UAITE3100 | 1106298-11 | ISOLATOR, RESISTIVE TEMPERATURE DEVICE | RAIL,RIGHT,JB70
UAITE3150 | 1106298-11 | ISOLATOR, RESISTIVE TEMPERATURE DEVICE | RAIL,RIGHT,JB70
UAITE3200 | 1106298-11 | ISOLATOR, RESISTIVE TEMPERATURE DEVICE | RAIL,RIGHT,JB70
UAITE3520 | 1106298-11 | ISOLATOR, RESISTIVE TEMPERATURE DEVICE | RAIL,RIGHT,JB70
UAITE3540 | 1106298-11 | ISOLATOR, RESISTIVE TEMPERATURE DEVICE | RAIL,RIGHT,JB70
UAITE6110 | 1106298-11 | ISOLATOR, RESISTIVE TEMPERATURE DEVICE | RAIL,RIGHT,JB70
UAIVE1210 | 1053038-18 | ISOLATOR, VOLTAGE REPEATER | RAIL,RIGHT,JB70
UAIVE1211 | 1053038-18 | ISOLATOR, VOLTAGE REPEATER | RAIL,RIGHT,JB70
UAIVE1220 | 1053038-18 | ISOLATOR, VOLTAGE REPEATER | RAIL,RIGHT,JB70
UAIVE1221 | 1053038-18 | ISOLATOR, VOLTAGE REPEATER | RAIL,RIGHT,JB70
UAIVE1230 | 1053038-18 | ISOLATOR, VOLTAGE REPEATER | RAIL,RIGHT,JB70
UAIVE1231 | 1053038-18 | ISOLATOR, VOLTAGE REPEATER | RAIL,RIGHT,JB70
UAIVE1240 | 1053038-18 | ISOLATOR, VOLTAGE REPEATER | RAIL,RIGHT,JB70
UAIVE1241 | 1053038-18 | ISOLATOR, VOLTAGE REPEATER | RAIL,RIGHT,JB70
UAIVE1250 | 1053038-18 | ISOLATOR, VOLTAGE REPEATER | RAIL,RIGHT,JB70
UAIVE1251 | 1053038-18 | ISOLATOR, VOLTAGE REPEATER | RAIL,RIGHT,JB70
UAIVE1262 | 1053038-18 | ISOLATOR, VOLTAGE REPEATER | RAIL,RIGHT,JB70
UAIVE1263 | 1053038-18 | ISOLATOR, VOLTAGE REPEATER | RAIL,RIGHT,JB70
UAIVE1272 | 1053038-18 | ISOLATOR, VOLTAGE REPEATER | RAIL,RIGHT,JB70
UAIVE1273 | 1053038-18 | ISOLATOR, VOLTAGE REPEATER | RAIL,RIGHT,JB70
UVJB70 | 1053038-19 | POWER FEED MODULE, INTRINSIC SAFETY | RAIL,RIGHT,JB70
XT0111 | 1066730-7,1066730-8,1067996-4 | TERMINAL BLOCK, SPRING, 4 CONDUCTOR,30-12 AWG (0.05-3.31 MM2),NON-IS | RAIL,RIGHT,JB70
FU0123 | 1043265-1,1043265-4 | FUSE, 5A | RAIL,RIGHT,JB73
GR1163 | 903849C1 | RAIL GROUND, DIN RAIL GROUNDING | RAIL,RIGHT,JB73
UAITE154 | 1053038-35 | ISOLATOR, THERMOCOUPLE ELEMENT | RAIL,RIGHT,JB73
UAITE4517 | 1106298-11 | ISOLATOR, RESISTIVE TEMPERATURE DEVICE | RAIL,RIGHT,JB73
UAITE4518 | 1106298-11 | ISOLATOR, RESISTIVE TEMPERATURE DEVICE | RAIL,RIGHT,JB73
UAITE4537 | 1106298-11 | ISOLATOR, RESISTIVE TEMPERATURE DEVICE | RAIL,RIGHT,JB73
UAITE4538 | 1106298-11 | ISOLATOR, RESISTIVE TEMPERATURE DEVICE | RAIL,RIGHT,JB73
UAITE5100 | 1106298-11 | ISOLATOR, RESISTIVE TEMPERATURE DEVICE | RAIL,RIGHT,JB73
UAITE7630 | 1106298-11 | ISOLATOR, RESISTIVE TEMPERATURE DEVICE | RAIL,RIGHT,JB73
UAIVE4460 | 1053038-18 | ISOLATOR, VOLTAGE REPEATER | RAIL,RIGHT,JB73
UAIVE4461 | 1053038-18 | ISOLATOR, VOLTAGE REPEATER | RAIL,RIGHT,JB73
UAIVE4462 | 1053038-18 | ISOLATOR, VOLTAGE REPEATER | RAIL,RIGHT,JB73
UAIVE4470 | 1053038-18 | ISOLATOR, VOLTAGE REPEATER | RAIL,RIGHT,JB73
UAIVE4471 | 1053038-18 | ISOLATOR, VOLTAGE REPEATER | RAIL,RIGHT,JB73
UAIVE4473 | 1053038-18 | ISOLATOR, VOLTAGE REPEATER | RAIL,RIGHT,JB73
UAIVE4560 | 1053038-18 | ISOLATOR, VOLTAGE REPEATER | RAIL,RIGHT,JB73
UAIVE4561 | 1053038-18 | ISOLATOR, VOLTAGE REPEATER | RAIL,RIGHT,JB73
UAIVE4570 | 1053038-18 | ISOLATOR, VOLTAGE REPEATER | RAIL,RIGHT,JB73
UAIVE4571 | 1053038-18 | ISOLATOR, VOLTAGE REPEATER | RAIL,RIGHT,JB73
UAIVE4573 | 1053038-18 | ISOLATOR, VOLTAGE REPEATER | RAIL,RIGHT,JB73
UVJB73 | 1053038-19 | POWER FEED MODULE, INTRINSIC SAFETY | RAIL,RIGHT,JB73
XT0845 | 1066730-7,1066730-8,1067996-4 | TERMINAL BLOCK, SPRING, 4 CONDUCTOR,30-12 AWG (0.05-3.31 MM2),NON-IS | RAIL,RIGHT,JB73