## Blue Labels
(SHT 1) JB70 | (SHT 10) RAIL,RIGHT,JB73 | (SHT 11) JB73 PANEL | (SHT 13) BOP PANEL | (SHT 14) PROX,HPC | (SHT 15) VFD MEDIA CONVERTER JB1123 | (SHT 2) F&G EDIO ONSK | (SHT 3) RAIL,RIGHT,JB70 | (SHT 4) FIRE SYSTEM CONTROLLER PANEL | (SHT 5) PLC PANEL^JB70 | (SHT 6) PANEL A^JB70 | (SHT 7) PANEL B^JB70 | (SHT 8) PROX,TURB
HL0171 | XT0845 | WC8058 | AU0180 | UA4460 | GR1123 | XT0535 | FU1100 | XT0170 | UV0600 | FU0137 | FU0021 | UA1210
HL0172 | XTFGE | AF1206 | AF0181 | UA4461 | BA0006 | XT0536 | FU0680 | GR0171 | AT0600 | FU0080 | FU0022 | UA1211
HL0173 | GR1163 | AF1205 | AF0182 | UA4462 | BA0005 | FU0535 | XT0680 | AT0170 | AP0601 | FU0139 | FU0029 | UA1220
SB0471 |  | AF1204 | AF0183 | UA4470 | FU1123 | FU0294 | XT0111 | UV0170 | AP0602 | FU0387 | FU0070 | UA1221
SB0473 |  | AF1203 | AF0184 | UA4471 | FU1124 | FU0295 | AT0680 |  | AP0603 | FU0388 | FU0076 | UA1230
SB0474 |  | AF1202 | AF0185 | UA4473 | XT1123 | FU0170 | GR0532 |  | AP0604 | FU0389 | XT0051 | UA1231
SA0170 |  | AF1201 | GR0182 | GR4460 | GR1125 | FU0171 |  |  | AP0605 | FU0390 | AU0070 | UA1240
SB0170 |  | AU1200 | FU0146 |  | IEG1123 | FU0172 |  |  | AP0608 | FU0081 | AF0071 | UA1241
SH0470 |  | GR0161 | FU0140 |  |  | KA0174 |  |  | AR0600 | XT0080 | AF0072 | GR1210
SH0471 |  | AF1207 | FU0141 |  |  | KA0172 |  |  | AP0606 | XT0081 | AF0073 | UA1250
SH0472 |  | AF1208 | FU0142 |  |  | KA6510 |  |  | AP0607 | XT0082 | AF0074 | UA1251
AT1100 |  | AF1209 | FU0143 |  |  | KA0176 |  |  | AP0609 | KA0130 | AF0075 | UA1262
SA0474 |  | AF1210 | FU0180 |  |  | KA0177 |  |  | FU0010 | KA0131 | AF0076 | UA1263
SA0471 |  | AF1211 | FU0181 |  |  | KA0179 |  |  | FU1101 | KA0132 | AF0077 | UA1272
SA0473 |  | FU0120 | FU0182 |  |  | KA0255 |  |  | BA0001 | KA0141 | XT0237 | UA1273
HA0472 |  | FU0121 | FU0183 |  |  | KA0145 |  |  | BA0002 | KA0230 | RR0941 | UA1520
SB0472 |  | FU0122 | XT0140 |  |  | KA0246 |  |  | BA0009 | KA0231 | RR0942 | XT1521
|  | GR0163 | KA0573 |  |  | KA0247 |  |  | BA1100 | KA0232 | GR0233 | XT1520
|  | IEG0160 | KA0572 |  |  | KA0254 |  |  | GR0234 | KA0233 | XT0400 | GR1211
|  | FU0510 | KA0555 |  |  | KA0249 |  |  |  | KA0234 | XT0401
|  | XT0510 | KA0554 |  |  | RR1756 |  |  |  | KA9130 | FU0410
|  | AF0500 | KA0551 |  |  | RR1757 |  |  |  | AU0080 | AF0400
|  | AF0510 | KA0550 |  |  | RR1758 |  |  |  | AF0081 | AF0410
|  | AF0520 | KA0541 |  |  | RR1751 |  |  |  | AF0082 | AF0420
|  | XT0500 | KA0540 |  |  | VD1788 |  |  |  | AF0083 | AF0430
|  | XT0120 | KA0535 |  |  | VD1756 |  |  |  | AF0084 | AF0450
|  | KA4401 | KA0536 |  |  | VD1757 |  |  |  | AF0085 | KT0110
|  | KA0120 | KA0531 |  |  | VD1758 |  |  |  | AF0086 | KT0140
|  | XT0121 | KA0532 |  |  | AT0175 |  |  |  | AF0087 | KT0141
|  | FU0332 | KA0533 |  |  | AT0177 |  |  |  | FU9130 | KT0142
|  | XT0335 | KA0534 |  |  | AT0179 |  |  |  | FU0071 | KT0143
|  | XT0336 | KA0537 |  |  | XT0171 |  |  |  | XT0071 | KT0144
|  | GR0162 | KA7001 |  |  | XT0172 |  |  |  | XT9130 | KT0145
|  |  | KA7000 |  |  | XT0173 |  |  |  | GR0134 | KT0146
|  |  | KA9000 |  |  | XT0290 |  |  |  | AU0090 | KA1020
|  |  | XT0572 |  |  | XT0809 |  |  |  | AF0091 | KA0245
|  |  | XT0573 |  |  | XTFGB |  |  |  | AF0092 | KA0244
|  |  | XT0007 |  |  | GR0431 |  |  |  | AF0093 | KA0243
|  |  | FU1212 | [6 empty] | AF0094 | KA0242
|  |  | FU0027 | [6 empty] | AF0095 | KA0241
|  |  | FU0028 | [6 empty] | KA3502 | KA0251
|  |  | BA1212 | [6 empty] | KA0113 | KA0240
|  |  | BA0007 | [6 empty] | XT0091 | KA0239
|  |  | BA0008 | [6 empty] | FU0090 | KA0237
|  |  | GR0183 | [6 empty] | FU0091 | KA0236
|  |  | IEG0257 | [6 empty] | FU0092 | KA0235
|  |  | AU0140 | [6 empty] | FU0093 | KA0221
|  |  | AF0141 | [6 empty] | XT0031 | KA0222
|  |  | AF0142 | [6 empty] | XT0131 | KA0110
|  |  | AF0143 | [6 empty] | XT0002 | KA0111
|  |  | AF0144 | [6 empty] | XT0003 | KA0112
|  |  | AF0145 | [6 empty] | XT0083 | KA0115
|  |  | AF0146 | [6 empty] | KA0135 | KA0224
|  |  | GR0180 | [6 empty] | KA3500 | KA0142
[10 empty] | KA6211 | KA0134
[10 empty] | KA6212 | KA0137
[10 empty] | GR0133 | KA0133
[10 empty] | PC0470 | KA0136
[10 empty] | FU0136 | KA0138
[10 empty] | FU0031 | XT0062
[10 empty] | FU0131 | FU0210
[10 empty] | GR0135 | FU0060
[10 empty] | FU0011 | FU0100
[10 empty] | FU0012 | FU0113
[10 empty] | FU0013 | FU0114
[10 empty] | FU0014 | FU0115
[10 empty] | FU0015 | FU0212
[10 empty] | FU0016 | FU0061
[10 empty] | FU0017 | FU0062
[10 empty] | FU0018 | FU0063
[10 empty] | XT0011 | FU0064
[10 empty] | XT0012 | XT0089
[10 empty] | GR0132 | XT0084
[10 empty] | FU0019 | XT0060
[10 empty] | XT0013 | AF0068
[10 empty] | GR0131 | AF0067
[10 empty] | UJ0131 | AF0066
[10 empty] | UJ0031 | AF0065
[10 empty] | XT0014 | AF0064
[10 empty] | IEG0010 | AF0063
[10 empty] | PEG0130 | AF0062
AF0061
AU0060
XT0061
GR0231
UA1200
IEG0230

## White Labels
(SHT 13) BOP PANEL | (SHT 1) JB70 - (SHT 6) PANEL A^JB70 | (SHT 11) JB73 PANEL | (SHT 6) PANEL A^JB70 | (SHT 6) PANEL A^JB70 - (SHT 7) PANEL B^JB70 | (SHT 7) PANEL B^JB70 | (SHT 7) PANEL B^JB70 - (SHT 5) PLC PANEL^JB70 | (SHT 5) PLC PANEL^JB70 | (SHT 15) VFD MEDIA CONVERTER JB1123
AF0143SH | AT1100G | AF1204G | 0V2 | IEG001012 | AF0064G | IEG02306 | UV0600G | GR1125
AF0144SH |  | AF1205G | AF0083G,GRN | IEG00104 | AF0065G | IEG02307 |  | IEG11231
AU0140G,GRN |  | AF1206G | AF0084G | IEG02300 | AF0066G
AU0180G,GRN |  | AF1208G | AF0085G |  | AF0071G
IEG02571 |  | AF1209G | AU0080G |  | AF0072G
IEG02572 |  | AF1210G | AU0090G,GRN |  | AF0073G
IEG02573 |  | AF1211G | IEG001013 |  | AF0074G
IEG02574 |  | AU1200G,GRN | IEG00102,GRN |  | AF0075G
IEG02575 |  | IEG01601 | IEG00106 |  | AU0060G,GRN
|  | IEG01602 | IEG00108 |  | AU0070G
|  | IEG01603 |  |  | IEG02301
|  | IEG01604 |  |  | IEG02303
|  | XT05001 |  |  | IEG02304
IEG02308
XT04001
XT04002

## Heat Shrink Labels
(SHT 2) F&G EDIO ONSK | (SHT 2) F&G EDIO ONSK - (SHT 4) FIRE SYSTEM CONTROLLER PANEL | (SHT 6) PANEL A^JB70 | (SHT 7) PANEL B^JB70
WC8066 | WC8069 | WC2108 | WC4524
WC8068

## BOP PANEL
BOP PANEL
JB74
Project # | 4P271
Project Name | FPSO BERANTAI FIELD DEVELOPMENT
Revision | B
Controls DE | David Kim
Phone:
Controls ME | Aaron Plvan
Phone:
From | [5 empty] | To
Device ID | Cable (W) Conductor (SC) Jumper Clip (JC) | Wire No. | Wire ID | Gauge/Size | Page/Zone | Device ID | Location | Page/Zone
XT0007:1 | JC | FU0183 | CLIP | --- | 6.A5 | XT0007:2 | BOP PANEL | 6.B5
XT0007:3 | JC | 0V | CLIP | --- | 6.A5 | XT0007:4 | BOP PANEL | 6.B5
XT0140:1 | JC | 0V | CLIP | --- | 33.A1 | XT0140:2 | BOP PANEL | 33.B1
XT0140:2 | JC | 0V | CLIP | --- | 33.B1 | XT0140:3 | BOP PANEL | 33.B1
XT0140:3 | JC | 0V | CLIP | --- | 33.B1 | XT0140:4 | BOP PANEL | 33.C1
XT0140:4 | JC | 0V | CLIP | --- | 33.C1 | XT0140:5 | BOP PANEL | 33.D1
XT0140:5 | JC | 0V | CLIP | --- | 33.D1 | XT0140:6 | BOP PANEL | 33.D1
AF0182:01 | SC | JP4 | VIO | 20 | 35.A7 | AF0182:33 | BOP PANEL | 35.A7
AF0182:03 | SC | JP9 | VIO | 20 | 35.B7 | AF0182:35 | BOP PANEL | 35.B7
AF0141:00 | SC | KA053121 | WHT | 20 | 118.A7 | KA0531:21 | BOP PANEL | 118.A5
AF0141:02 | SC | KA053411 | WHT | 20 | 120.A7 | KA0534:14 | BOP PANEL | 120.A5
AF0141:04 | SC | KA053221 | WHT | 20 | 119.A7 | KA0532:21 | BOP PANEL | 119.A5
AF0141:06 | SC | 014106 | WHT | 20 | 36.B7 | KA7000:A1 | BOP PANEL | 36.B6
AF0141:08 | SC | 014108 | WHT | 20 | 36.B7 | KA7001:A1 | BOP PANEL | 36.C6
AF0141:10 | SC | KA055511 | WHT | 20 | 121.D7 | KA0555:11 | BOP PANEL | 121.D6
AF0141:12 | SC | KA055411 | WHT | 20 | 121.B7 | KA0554:11 | BOP PANEL | 121.B6
AF0141:14 | SC | KA053111 | WHT | 20 | 117.A7 | KA0531:11 | BOP PANEL | 117.A5
AF0141:16 | SC | SV76212 | WHT | 20 | 118.A7 | XT0572:1 | BOP PANEL | 118.A4
AF0141:20 | SC | SV76412 | WHT | 20 | 119.A7 | XT0572:3 | BOP PANEL | 119.A4
AF0141:22 | SC | 014122 | WHT | 20 | 36.B7 | KA7000:A2 | BOP PANEL | 36.B6
AF0141:24 | SC | 014124 | WHT | 20 | 36.B7 | KA7001:A2 | BOP PANEL | 36.C6
AF0141:32 | SC | KA055011 | WHT | 20 | 118.A7 | KA0550:11 | BOP PANEL | 118.A6
AF0141:36 | SC | KA055111 | WHT | 20 | 119.A7 | KA0551:11 | BOP PANEL | 119.A5
AF0141:COM | SC | 0V | WHT | 16 | 33.B2 | XT0140:2 | BOP PANEL | 33.B1
AF0141:V+ | SC | FU0141 | WHT | 16 | 33.B2 | FU0141:LD | BOP PANEL | 33.B1
AF0142:COM | SC | AF0142N | WHT | 16 | 33.B3 | AF0143:COM | BOP PANEL | 33.B3
AF0142:COM | SC | AU0140N | WHT | 16 | 33.B3 | AU0140:COM | BOP PANEL | 33.A2
AF0142:V+ | SC | AF0142P | WHT | 16 | 33.B3 | AF0143:V+ | BOP PANEL | 33.B3
AF0142:V+ | SC | AU0140P | WHT | 16 | 33.B3 | AU0140:V+ | BOP PANEL | 33.A2
AF0143:COM | SC | AF0143N | WHT | 16 | 33.B3 | AF0144:COM | BOP PANEL | 33.B4
AF0143:SH | SC | AF0143SH | GRN | 14 | 33.B3 | AF0144:SH | BOP PANEL | 33.B4
AF0143:SH | SC | AU0140G,GRN | GRN | 14 | 33.B3 | AU0140: | BOP PANEL | 33.A2
AF0143:V+ | SC | AF0143P | WHT | 16 | 33.B3 | AF0144:V+ | BOP PANEL | 33.B4
AF0144:COM | SC | AF0144N | WHT | 16 | 33.B4 | AF0145:COM | BOP PANEL | 33.B5
AF0144:SH | SC | AF0144SH | GRN | 14 | 33.B4 | AF0145:SH | BOP PANEL | 33.B5
AF0144:V+ | SC | AF0144P | WHT | 16 | 33.B4 | AF0145:V+ | BOP PANEL | 33.B5
AF0145:SH | SC | IEG02571 | GRN | 14 | 33.B5 | IEG0257:1 | BOP PANEL | 33.B5
AF0146:12 | SC | KA053214 | WHT | 20 | 122.A7 | KA0532:14 | BOP PANEL | 122.A5
AF0146:COM | SC | 0V | WHT | 16 | 33.B5 | XT0140:3 | BOP PANEL | 33.B1
AF0146:V+ | SC | FU0142 | WHT | 16 | 33.B5 | FU0142:LD | BOP PANEL | 33.B1
AF0181:00 | SC | KA053421 | WHT | 20 | 17.A7 | KA0534:21 | BOP PANEL | 17.A5
AF0181:02 | SC | KA053714 | WHT | 20 | 17.C7 | KA0537:14 | BOP PANEL | 17.C5
AF0181:COM | SC | 0V | WHT | 16 | 33.C2 | XT0140:4 | BOP PANEL | 33.C1
AF0181:V+ | SC | FU0181 | WHT | 16 | 33.C2 | FU0181:LD | BOP PANEL | 33.D1
AF0182:05 | SC | 018205 | WHT | 20 | 35.B7 | KA9000:11 | BOP PANEL | 35.B5
AF0182:37 | SC | 018237 | WHT | 20 | 35.B7 | KA9000:14 | BOP PANEL | 35.B5
AF0182:COM | SC | AF0182N | WHT | 16 | 33.C3 | AF0183:COM | BOP PANEL | 33.C3
AF0182:COM | SC | AU0180N | WHT | 16 | 33.C3 | AU0180:COM | BOP PANEL | 33.C2
AF0182:V+ | SC | AF0182P | WHT | 16 | 33.C3 | AF0183:V+ | BOP PANEL | 33.C3
AF0182:V+ | SC | AU0180P | WHT | 16 | 33.C3 | AU0180:V+ | BOP PANEL | 33.C2
AF0183:04 | SC | ZSC76212 | WHT | 20 | 118.B7 | XT0572:2 | BOP PANEL | 118.B4
AF0183:05 | SC | ZSC76412 | WHT | 20 | 119.B7 | XT0572:4 | BOP PANEL | 119.B4
AF0183:20 | SC | KA0572A2 | WHT | 20 | 118.B7 | KA0572:A2 | BOP PANEL | 118.B6
AF0183:21 | SC | KA0573A2 | WHT | 20 | 119.B7 | KA0573:A2 | BOP PANEL | 119.B6
AF0183:COM | SC | AF0183N | WHT | 16 | 33.C3 | AF0185:COM | BOP PANEL | 33.C5
AF0183:V+ | SC | AF0183P | WHT | 16 | 33.C3 | AF0185:V+ | BOP PANEL | 33.C5
AF0184:00 | SC | KA0550A1 | WHT | 20 | 118.B7 | KA0550:A1 | BOP PANEL | 118.B6
AF0184:02 | SC | KA0551A1 | WHT | 20 | 119.B7 | KA0551:A1 | BOP PANEL | 119.B6
AF0184:05 | SC | KA0554A1 | WHT | 20 | 121.B7 | KA0554:A1 | BOP PANEL | 121.B6
AF0184:06 | SC | KA0555A1 | WHT | 20 | 121.D7 | KA0555:A1 | BOP PANEL | 121.D6
AF0184:16 | SC | KA0550A2 | WHT | 20 | 118.B7 | KA0550:A2 | BOP PANEL | 118.B6
AF0184:18 | SC | KA0551A2 | WHT | 20 | 119.B7 | KA0551:A2 | BOP PANEL | 119.B6
AF0184:21 | SC | KA0554A2 | WHT | 20 | 121.B7 | KA0554:A2 | BOP PANEL | 121.B6
AF0184:22 | SC | KA0555A2 | WHT | 20 | 121.D7 | KA0555:A2 | BOP PANEL | 121.D6
AF0184:COM | SC | 0V | WHT | 16 | 33.C4 | XT0140:5 | BOP PANEL | 33.D1
AF0184:V+ | SC | FU0182 | WHT | 16 | 33.C4 | FU0182:LD | BOP PANEL | 33.D1
AF0185:SH | SC | IEG02572 | GRN | 14 | 33.C5 | IEG0257:2 | BOP PANEL | 33.D5
AF0185:SH | SC | AU0180G,GRN | GRN | 14 | 33.C5 | AU0180:GND | BOP PANEL | 33.C2
AU0140:COM | SC | 0V | WHT | 16 | 33.A2 | XT0140:2 | BOP PANEL | 33.B1
AU0140:V+ | SC | FU0140 | WHT | 16 | 33.A2 | FU0140:LD | BOP PANEL | 33.B1
AU0180:COM | SC | 0V | WHT | 16 | 33.C2 | XT0140:4 | BOP PANEL | 33.C1
AU0180:V+ | SC | FU0180 | WHT | 16 | 33.C2 | FU0180:LD | BOP PANEL | 33.C1
BA0007:V1(-) | SC | 0V | WHT | 16 | 6.B2 | XT0007:4 | BOP PANEL | 6.B5
BA0007:V1(+) | SC | FU0027 | WHT | 16 | 6.B2 | FU0027:LD | BOP PANEL | 6.B4
BA0008:V1(-) | SC | 0V | WHT | 16 | 6.C2 | XT0007:4 | BOP PANEL | 6.B5
BA0008:V1(+) | SC | FU0028 | WHT | 16 | 6.C2 | FU0028:LD | BOP PANEL | 6.C4
BA1212:NEG | SC | 0V | WHT | 16 | 6.A2 | XT0007:3 | BOP PANEL | 6.A5
BA1212:POS | SC | FU1212 | WHT | 16 | 6.A2 | FU1212:LD | BOP PANEL | 6.A4
FU0027:LI | SC | FU0183 | WHT | 16 | 6.B4 | XT0007:2 | BOP PANEL | 6.B5
FU0028:LI | SC | FU0183 | WHT | 16 | 6.C4 | XT0007:2 | BOP PANEL | 6.B5
FU0140:LI | SC | FU0146 | WHT | 14 | 33.B1 | FU0141:LI | BOP PANEL | 33.B1
FU0140:LI | SC | FU0146 | WHT | 14 | 33.B1 | FU0146:LD | BOP PANEL | 33.A1
FU0141:LI | SC | FU0146 | WHT | 14 | 33.B1 | FU0142:LI | BOP PANEL | 33.B1
FU0142:LI | SC | FU0146 | WHT | 14 | 33.B1 | FU0143:LI | BOP PANEL | 33.C1
FU0143:LD | SC | FU0143 | WHT | 16 | 33.C1 | XT0140:9 | BOP PANEL | 34.C1
FU0143:LI | SC | FU0146 | WHT | 14 | 33.C1 | FU0180:LI | BOP PANEL | 33.C1
FU0180:LI | SC | FU0146 | WHT | 14 | 33.C1 | FU0181:LI | BOP PANEL | 33.D1
FU0181:LI | SC | FU0146 | WHT | 14 | 33.D1 | FU0182:LI | BOP PANEL | 33.D1
FU0182:LI | SC | FU0146 | WHT | 14 | 33.D1 | FU0183:LI | BOP PANEL | 33.D1
FU0183:LD | SC | FU0183 | WHT | 16 | 33.D1 | XT0007:1 | BOP PANEL | 6.A5
FU1212:LI | SC | FU0183 | WHT | 16 | 6.A4 | XT0007:1 | BOP PANEL | 6.A5
GR0180: | SC | IEG02575 | GRN | 14 | 11.C4 | IEG0257:5 | BOP PANEL | 11.C4
GR0182: | SC | IEG02573 | GRN | 14 | 11.C4 | IEG0257:3 | BOP PANEL | 11.C4
GR0183: | SC | IEG02574 | GRN | 14 | 11.C4 | IEG0257:4 | BOP PANEL | 11.C4
KA0531:24 | SC | KA053124 | WHT | 20 | 118.A5 | KA0540:A1 | BOP PANEL | 118.A4
KA0531:A1 | SC | ESTOP | WHT | 20 | 34.A3 | KA0532:A1 | BOP PANEL | 34.A3
KA0531:A1 | SC | ESTOP | WHT | 20 | 34.A3 | XT0140:8 | BOP PANEL | 34.A2
KA0531:A2 | SC | 0V | WHT | 20 | 34.A3 | KA0532:A2 | BOP PANEL | 34.A3
KA0531:A2 | SC | 0V | WHT | 20 | 34.A3 | KA0536:A2 | BOP PANEL | 34.A3
KA0532:24 | SC | KA053224 | WHT | 20 | 119.A5 | KA0541:A1 | BOP PANEL | 119.A4
KA0532:A1 | SC | ESTOP | WHT | 20 | 34.A3 | KA0533:A1 | BOP PANEL | 34.B3
KA0532:A2 | SC | 0V | WHT | 20 | 34.A3 | KA0533:A2 | BOP PANEL | 34.B3
KA0533:11 | SC | FU0143 | WHT | 16 | 34.C2 | XT0140:9 | BOP PANEL | 34.C1
KA0533:A1 | SC | ESTOP | WHT | 20 | 34.B3 | KA0534:A1 | BOP PANEL | 34.B3
KA0533:A2 | SC | 0V | WHT | 20 | 34.B3 | KA0534:A2 | BOP PANEL | 34.B3
KA0534:A1 | SC | ESTOP | WHT | 20 | 34.B3 | KA0537:A1 | BOP PANEL | 34.B3
KA0534:A2 | SC | 0V | WHT | 20 | 34.B3 | KA0537:A2 | BOP PANEL | 34.B3
KA0535:11 | SC | KA053511,WHT | WHT | 20 | 121.B5 | KA0554:14 | BOP PANEL | 121.B6
KA0535:14 | SC | KA053514 | WHT | 20 | 121.B5 | XT0573:1 B2 | BOP PANEL | 121.B5
KA0535:21 | SC | KA053521 | WHT | 20 | 121.D5 | KA0555:14 | BOP PANEL | 121.D6
KA0535:24 | SC | KA053524 | WHT | 20 | 121.D5 | XT0573:3 B2 | BOP PANEL | 121.D5
KA0535:A1 | SC | KA0131A1 | WHT | 20 | 34.A3 | KA0536:A1 | BOP PANEL | 34.A3
KA0535:A1 | SC | KA0131A1 | WHT | 20 | 34.A3 | XT0140:7 | BOP PANEL | 34.A2
KA0535:A2 | SC | 0V | WHT | 20 | 34.A3 | KA0536:A2 | BOP PANEL | 34.A3
KA0535:A2 | SC | 0V | WHT | 20 | 34.A3 | XT0140:6 | BOP PANEL | 33.D1
KA0536:11 | SC | KA053611 | WHT | 20 | 121.B5 | XT0573:2 B1 | BOP PANEL | 121.B5
KA0536:12 | SC | KA053612 | WHT | 20 | 121.B5 | XT0573:1 T1 | BOP PANEL | 121.B5
KA0536:21 | SC | KA053621 | WHT | 20 | 121.D5 | XT0573:4 B1 | BOP PANEL | 121.D5
KA0536:22 | SC | KA053622 | WHT | 20 | 121.D5 | XT0573:3 T1 | BOP PANEL | 121.D5
KA0540:11 | SC | KA054011 | WHT | 20 | 118.A5 | KA0550:14 | BOP PANEL | 118.A6
KA0540:A2 | SC | SV76212 | WHT | 20 | 118.A4 | XT0572:1 | BOP PANEL | 118.A4
KA0541:11 | SC | KA054111 | WHT | 20 | 119.A5 | KA0551:14 | BOP PANEL | 119.A5
KA0541:A2 | SC | SV76412 | WHT | 20 | 119.A4 | XT0572:3 | BOP PANEL | 119.A4
KA0572:11 | SC | KA053312 | WHT | 20 | 34.C3 | KA0573:11 | BOP PANEL | 34.C3
KA0572:12 | SC | KA057212 | WHT | 20 | 34.C3 | XT0573:4 B2 | BOP PANEL | 121.D5
KA0572:12 | SC | KA057212 | WHT | 20 | 34.C3 | XT0573:2 B2 | BOP PANEL | 121.B5
KA0572:A1 | SC | ZSC76212 | WHT | 20 | 118.B6 | XT0572:2 | BOP PANEL | 118.B4
KA0573:11 | SC | KA053312 | WHT | 20 | 34.C3 | KA0533:12 | BOP PANEL | 34.C2
KA0573:12 | SC | KA057312 | WHT | 20 | 34.C3 | XT0573:4 T2 | BOP PANEL | 121.D5
KA0573:12 | SC | KA057312 | WHT | 20 | 34.C3 | XT0573:2 T2 | BOP PANEL | 121.B5
KA0573:A1 | SC | ZSC76412 | WHT | 20 | 119.B6 | XT0572:4 | BOP PANEL | 119.B4
XT0007:3 | SC | 0V | WHT | 20 | 6.A5 | XT0140:6 | BOP PANEL | 33.D1
AU0140:L2 | WC0014 | AU0140L2 | ENET | CABLE | 2.C2 | AU0180:L1 | BOP PANEL | 2.C2
BA0008:RJ45 | WC0048 | BA1212L2 | ENET | CABLE | 2.C4 | BA1212:L2 | BOP PANEL | 2.C3
AU0140:L1 | WC9007 | BA0007RJ45 | ENET | CABLE | 2.C2 | BA0007:RJ45 | BOP PANEL | 2.C2
AU0180:L2 | WC9212 | AU0180L2 | ENET | CABLE | 2.C2 | BA1212:L1 | BOP PANEL | 2.C3
SolarTools ver. 24.0.84.24712 (Jul 31, 2025)
Report date: 4/7/2026 5:48 PM

## F&G EDIO ONSK
F&G EDIO ONSK
Project # | 4P271
Project Name | FPSO BERANTAI FIELD DEVELOPMENT
Revision | B
Controls DE | David Kim
Phone:
Controls ME | Aaron Plvan
Phone:
From | [5 empty] | To
Device ID | Cable (W) Conductor (SC) Jumper Clip (JC) | Wire No. | Wire ID | Gauge/Size | Page/Zone | Device ID | Location | Page/Zone
XT0535:1 | JC | FU0535 | CLIP | --- | 29.A5 | XT0535:2 | F&G EDIO ONSK | 29.A5
XT0535:2 | JC | FU0535 | CLIP | --- | 29.A5 | XT0535:3 | F&G EDIO ONSK | 29.A5
XT0535:3 | JC | FU0535 | CLIP | --- | 29.A5 | XT0535:4 | F&G EDIO ONSK | 29.A5
XT0535:4 | JC | FU0535 | CLIP | --- | 29.A5 | XT0535:5 | F&G EDIO ONSK | 29.B5
XT0536:1 | JC | 0V | CLIP | --- | 29.A5 | XT0536:2 | F&G EDIO ONSK | 29.A5
XT0536:2 | JC | 0V | CLIP | --- | 29.A5 | XT0536:3 | F&G EDIO ONSK | 29.A5
XT0536:3 | JC | 0V | CLIP | --- | 29.A5 | XT0536:4 | F&G EDIO ONSK | 29.B5
XT0536:4 | JC | 0V | CLIP | --- | 29.B5 | XT0536:5 | F&G EDIO ONSK | 29.B5
AT0175:11 | SC | KA651012 | WHT | 20 | 114.A6 | KA6510:12 | F&G EDIO ONSK | 114.A6
AT0175:17 | SC | AT017517 | WHT | 20 | 39.A6 | XT0173:4 | F&G EDIO ONSK | 39.A4
AT0175:18 | SC | HL0171X1 | WHT | 20 | 39.A6 | XT0173:5 | F&G EDIO ONSK | 39.A4
AT0175:2 | SC | SB017013 | WHT | 20 | 39.C6 | XT0173:12 | F&G EDIO ONSK | 39.C4
AT0175:20 | SC | AT017520 | WHT | 20 | 39.A6 | XT0173:6 | F&G EDIO ONSK | 39.A4
AT0175:21 | SC | HL0172X1 | WHT | 20 | 39.A6 | XT0173:7 | F&G EDIO ONSK | 39.A4
AT0175:23 | SC | AT017523 | WHT | 20 | 39.B6 | XT0173:8 | F&G EDIO ONSK | 39.B4
AT0175:24 | SC | HL0173X1 | WHT | 20 | 39.B6 | XT0173:9 | F&G EDIO ONSK | 39.B4
AT0175:3 | SC | SB017014 | WHT | 20 | 39.C6 | XT0173:13 | F&G EDIO ONSK | 39.C4
AT0175:5P1 | SC | KA6510A2 | WHT | 20 | 38.B5 | KA6510:A2 | F&G EDIO ONSK | 39.C5
AT0175:GND | SC | AT0175G | GRN/YEL | 14 | 38.B5 | FRAME | F&G EDIO ONSK | 38.C6
AT0177:4P1 | SC | AT01774P1 | WHT | 14 | 38.C5 | AT0179:1P1 | F&G EDIO ONSK | 38.D5
AT0177:5P1 | SC | AT01775P1 | WHT | 14 | 38.C5 | AT0179:2P1 | F&G EDIO ONSK | 38.D5
AT0177:GND | SC | AT0177G | GRN/YEL | 14 | 38.C5 | FRAME | F&G EDIO ONSK | 38.C6
AT0179:GND | SC | AT0179G | GRN/YEL | 14 | 38.D5 | FRAME | F&G EDIO ONSK | 38.D6
FU0170:LD | SC | FU0170 | WHT | 14 | 38.A2 | XT0171:1 | F&G EDIO ONSK | 106.A6
FU0294:LI | SC | FU0535 | WHT | 12 | 29.A5 | XT0535:4 | F&G EDIO ONSK | 29.A5
FU0295:LI | SC | FU0535 | WHT | 12 | 29.B5 | XT0535:5 | F&G EDIO ONSK | 29.B5
FU0535:LD | SC | FU0535 | WHT | 12 | 29.A4 | XT0535:1 | F&G EDIO ONSK | 29.A5
GR0431: | SC | GR0431 | GRN/YEL | 14 | 10.B3 | FRAME | F&G EDIO ONSK | 10.B3
KA0145:21 | SC | KA025522 | WHT | 20 | 28.A2 | KA0249:11 | F&G EDIO ONSK | 28.A2
KA0145:21 | SC | KA025522 | WHT | 20 | 28.A2 | KA0255:22 | F&G EDIO ONSK | 28.A1
KA0145:22 | SC | KA0176A1 | WHT | 20 | 28.A2 | KA0176:A1 | F&G EDIO ONSK | 28.A6
KA0145:22 | SC | KA0176A1 | WHT | 20 | 28.A2 | KA0249:12 | F&G EDIO ONSK | 28.A2
KA0145:A2 | SC | 0V | WHT | 20 | 28.B6 | KA0246:A2 | F&G EDIO ONSK | 28.C6
KA0145:A2 | SC | 0V | WHT | 20 | 28.B6 | KA0255:A2 | F&G EDIO ONSK | 28.B6
KA0172:A2 | SC | 0V | WHT | 20 | 38.B2 | KA0174:A2 | F&G EDIO ONSK | 38.C2
KA0176:11 | SC | KA017611 | WHT | 20 | 110.A6 | KA0246:11 | F&G EDIO ONSK | 110.A5
KA0176:A1 | SC | KA0176A1 | WHT | 20 | 28.A6 | KA0177:A1 | F&G EDIO ONSK | 28.A6
KA0176:A2 | SC | 0V | WHT | 20 | 28.A6 | KA0177:A2 | F&G EDIO ONSK | 28.A6
KA0177:11 | SC | KA017711 | WHT | 20 | 111.A6 | KA0247:11 | F&G EDIO ONSK | 111.A5
KA0177:A1 | SC | KA0176A1 | WHT | 20 | 28.A6 | KA0179:A1 | F&G EDIO ONSK | 28.B6
KA0177:A2 | SC | 0V | WHT | 20 | 28.A6 | KA0179:A2 | F&G EDIO ONSK | 28.B6
KA0179:A2 | SC | 0V | WHT | 20 | 28.B6 | KA0255:A2 | F&G EDIO ONSK | 28.B6
KA0246:A1 | SC | KA0243A1 | WHT | 20 | 28.C6 | KA0247:A1 | F&G EDIO ONSK | 28.C6
KA0246:A2 | SC | 0V | WHT | 20 | 28.C6 | KA0247:A2 | F&G EDIO ONSK | 28.C6
KA0247:A1 | SC | KA0243A1 | WHT | 20 | 28.C6 | KA0254:A1 | F&G EDIO ONSK | 28.C6
KA0247:A2 | SC | 0V | WHT | 20 | 28.C6 | KA0254:A2 | F&G EDIO ONSK | 28.C6
KA0249:A2 | SC | 0V | WHT | 20 | 28.C6 | KA0254:A2 | F&G EDIO ONSK | 28.C6
RR1751: -10K OHM | SC | SB017013 | WHT | 20 | 39.C4 | XT0173:12 | F&G EDIO ONSK | 39.C4
RR1751: -10K OHM | SC | SB017014 | WHT | 20 | 39.C4 | XT0173:13 | F&G EDIO ONSK | 39.C4
RR1756: -10K OHM | SC | AT017517 | WHT | 20 | 39.A4 | XT0173:4 | F&G EDIO ONSK | 39.A4
RR1756: -10K OHM | SC | HL0171X1 | WHT | 20 | 39.A4 | XT0173:5 | F&G EDIO ONSK | 39.A4
RR1757: -10K OHM | SC | AT017520 | WHT | 20 | 39.A4 | XT0173:6 | F&G EDIO ONSK | 39.A4
RR1757: -10K OHM | SC | HL0172X1 | WHT | 20 | 39.A4 | XT0173:7 | F&G EDIO ONSK | 39.A4
RR1758: -10K OHM | SC | AT017523 | WHT | 20 | 39.B4 | XT0173:8 | F&G EDIO ONSK | 39.B4
RR1758: -10K OHM | SC | HL0173X1 | WHT | 20 | 39.B4 | XT0173:9 | F&G EDIO ONSK | 39.B4
VD1756:--1N4005/1 | SC | HL0171X2 | WHT | 20 | 39.A4 | XT0173:1 | F&G EDIO ONSK | 39.A4
VD1756:+-1N4005/1 | SC | AT017517 | WHT | 20 | 39.A4 | XT0173:4 | F&G EDIO ONSK | 39.A4
VD1757:--1N4005/1 | SC | HL0172X2 | WHT | 20 | 39.A4 | XT0173:2 | F&G EDIO ONSK | 39.A4
VD1757:+-1N4005/1 | SC | AT017520 | WHT | 20 | 39.A4 | XT0173:6 | F&G EDIO ONSK | 39.A4
VD1758:--1N4005/1 | SC | HL0173X2 | WHT | 20 | 39.B4 | XT0173:3 | F&G EDIO ONSK | 39.B4
VD1758:+-1N4005/1 | SC | AT017523 | WHT | 20 | 39.B4 | XT0173:8 | F&G EDIO ONSK | 39.B4
XT0171:1 | SC | FU0170 | WHT | 14 | 106.A6 | XT0171:5 | F&G EDIO ONSK | 106.B6
XT0171:2 | SC | 0V | WHT | 14 | 106.A6 | XT0171:6 | F&G EDIO ONSK | 106.B6
XT0171:3 | SC | LON1S2 | WHT | 14 | 106.A6 | XT0171:4 | F&G EDIO ONSK | 106.B6
AT0175:1P2 | WC8066 | AT01751P2 | WHT | 16 | 38.C7 | AT0177:4P2 | F&G EDIO ONSK | 38.C7
AT0175:2P2 | WC8066 | AT01752P2 | BLK | 16 | 38.C7 | AT0177:5P2 | F&G EDIO ONSK | 38.C7
AT0175:3P2 | WC8066 | AT01753P2 | SH | 16 | 38.C7 | AT0177:6P2 | F&G EDIO ONSK | 38.C7
AT0177:1P2 | WC8068 | AT01771P2 | WHT | 16 | 38.C7 | AT0179:4P2 | F&G EDIO ONSK | 38.D7
AT0177:2P2 | WC8068 | AT01772P2 | BLK | 16 | 38.C7 | AT0179:5P2 | F&G EDIO ONSK | 38.D7
AT0177:3P2 | WC8068 | AT01773P2 | SH | 16 | 38.C7 | AT0179:6P2 | F&G EDIO ONSK | 38.D7
AT0175:1P1 | SC | UV01709 | WHT | 14 | 38.B5 | UV0170:9(+) | FIRE SYSTEM CONTROLLER PANEL | 38.A3
AT0175:2P1 | SC | UV017010 | WHT | 14 | 38.B5 | UV0170:10(-) | FIRE SYSTEM CONTROLLER PANEL | 38.A3
AT0177:1P1 | SC | UV017011 | WHT | 14 | 38.C5 | UV0170:11(+) | FIRE SYSTEM CONTROLLER PANEL | 38.A3
AT0177:2P1 | SC | UV017012 | WHT | 14 | 38.C5 | UV0170:12(-) | FIRE SYSTEM CONTROLLER PANEL | 38.A3
FU0170:LI | SC | FU0535 | WHT | 14 | 38.A2 | XT0170:2 | FIRE SYSTEM CONTROLLER PANEL | 38.A2
FU0171:LD | SC | FU0171 | WHT | 14 | 38.A2 | UV0170:3(+) | FIRE SYSTEM CONTROLLER PANEL | 38.A3
FU0171:LD | SC | FU0171 | WHT | 14 | 38.A2 | UV0170:1(+) | FIRE SYSTEM CONTROLLER PANEL | 38.A3
FU0171:LI | SC | FU0535 | WHT | 14 | 38.A2 | XT0170:2 | FIRE SYSTEM CONTROLLER PANEL | 38.A2
FU0172:LD | SC | FU0172 | WHT | 16 | 38.A2 | XT0170:5 | FIRE SYSTEM CONTROLLER PANEL | 38.B2
FU0172:LI | SC | FU0535 | WHT | 14 | 38.A2 | XT0170:1 | FIRE SYSTEM CONTROLLER PANEL | 38.A2
KA0172:A1 | SC | AT017025 | WHT | 20 | 38.B2 | AT0170:25 | FIRE SYSTEM CONTROLLER PANEL | 38.B3
KA0172:A2 | SC | 0V | WHT | 20 | 38.B2 | XT0170:4 | FIRE SYSTEM CONTROLLER PANEL | 38.A2
KA0174:A1 | SC | AT017031 | WHT | 20 | 38.C2 | AT0170:31 | FIRE SYSTEM CONTROLLER PANEL | 38.C3
KA0249:A1 | SC | KA0245A1 | WHT | 20 | 28.C6 | AT0170:32 | FIRE SYSTEM CONTROLLER PANEL | 38.C3
KA0254:A1 | SC | KA0243A1 | WHT | 20 | 28.C6 | AT0170:26 | FIRE SYSTEM CONTROLLER PANEL | 38.B3
XT0171:2 | SC | 0V | WHT | 20 | 106.A6 | XT0170:3 | FIRE SYSTEM CONTROLLER PANEL | 38.A2
XT0173:10 | SC | SA0170B213 | WHT | 20 | 39.B4 | AT0170:11 | FIRE SYSTEM CONTROLLER PANEL | 39.B6
XT0173:11 | SC | SA0170B214 | WHT | 20 | 39.B4 | AT0170:12 | FIRE SYSTEM CONTROLLER PANEL | 39.B6
XT0173:14 | SC | LON0P | WHT | 16 | 107.A5 | UV0170:13(+) | FIRE SYSTEM CONTROLLER PANEL | 107.A6
XT0173:15 | SC | LON0N | WHT | 16 | 107.A5 | UV0170:14(-) | FIRE SYSTEM CONTROLLER PANEL | 107.A6
XT0535:3 | SC | FU0535 | WHT | 14 | 29.A5 | XT0170:2 | FIRE SYSTEM CONTROLLER PANEL | 38.A2
XT0536:3 | SC | 0V | WHT | 20 | 29.A5 | XT0170:3 | FIRE SYSTEM CONTROLLER PANEL | 38.A2
AT0175:4P2 | WC8069 | AT017050 | WHT | 16 | 38.A7 | AT0170:50 | FIRE SYSTEM CONTROLLER PANEL | 38.A7
AT0175:5P2 | WC8069 | AT017049 | BLK | 16 | 38.A7 | AT0170:49 | FIRE SYSTEM CONTROLLER PANEL | 38.A7
AT0175:6P2 | WC8069 | AT017048 | SH | 16 | 38.A7 | AT0170:48 | FIRE SYSTEM CONTROLLER PANEL | 38.A7
AT0175:4P1 | SC | AT01754P1 | WHT | 20 | 38.B5 | SA0170:B1-13 | JB70 | 39.C1
KA6510:A1 | SC | SA0170B114 | WHT | 20 | 39.C5 | SA0170:B1-14 | JB70 | 39.C1
XT0173:1 | SC | HL0171X2 | WHT | 20 | 39.A4 | HL0171:X2 | JB70 | 39.A1
XT0173:10 | SC | SA0170B213 | WHT | 20 | 39.B4 | SA0170:B2-13 | JB70 | 39.B1
XT0173:11 | SC | SA0170B214 | WHT | 20 | 39.B4 | SA0170:B2-14 | JB70 | 39.B1
XT0173:12 | SC | SB017013 | WHT | 20 | 39.C4 | SB0170:13 | JB70 | 39.C1
XT0173:13 | SC | SB017014 | WHT | 20 | 39.C4 | SB0170:14 | JB70 | 39.C1
XT0173:2 | SC | HL0172X2 | WHT | 20 | 39.A4 | HL0172:X2 | JB70 | 39.A1
XT0173:3 | SC | HL0173X2 | WHT | 20 | 39.B4 | HL0173:X2 | JB70 | 39.B1
XT0173:5 | SC | HL0171X1 | WHT | 20 | 39.A4 | HL0171:X1 | JB70 | 39.A1
XT0173:7 | SC | HL0172X1 | WHT | 20 | 39.A4 | HL0172:X1 | JB70 | 39.A1
XT0173:9 | SC | HL0173X1 | WHT | 20 | 39.B4 | HL0173:X1 | JB70 | 39.B1
FU0535:LI | SC | FU0136 | WHT | 12 | 29.A4 | XT0002:7 | PANEL A^JB70 | 12.B4
KA0176:11 | SC | KA017611 | WHT | 20 | 110.A6 | AF0093:04 | PANEL A^JB70 | 110.A7
KA0176:14 | SC | 009336 | WHT | 20 | 110.A6 | AF0093:36 | PANEL A^JB70 | 110.A7
KA0176:A2 | SC | 0V | WHT | 20 | 28.A6 | XT0080:7 | PANEL A^JB70 | 23.A6
KA0177:11 | SC | KA017711 | WHT | 20 | 111.A6 | AF0093:13 | PANEL A^JB70 | 111.A7
KA0177:14 | SC | 009345 | WHT | 20 | 111.A6 | AF0093:45 | PANEL A^JB70 | 111.A7
KA0246:14 | SC | KA6211A1 | WHT | 20 | 110.A5 | KA6211:A1 | PANEL A^JB70 | 110.A6
KA0247:14 | SC | KA024714 | WHT | 20 | 111.A5 | KA6212:A1 | PANEL A^JB70 | 111.A6
KA0255:21 | SC | FU0139 | WHT | 20 | 28.A1 | XT0081:3 | PANEL A^JB70 | 23.A2
XT0290:1 | SC | ZS61P | WHT | 16 | 102.A6 | AF0087:42 | PANEL A^JB70 | 102.A7
XT0290:2 | SC | ZS61S | WHT | 16 | 102.A6 | AF0087:10 | PANEL A^JB70 | 102.A7
XT0536:1 | SC | 0V | WHT | 12 | 29.A5 | XT0003:7 | PANEL A^JB70 | 12.B4
KA0145:A1 | SC | KA0135A1 | WHT | 20 | 28.B6 | XT0089:22 | PANEL B^JB70 | 22.C5
KA0246:A1 | SC | KA0243A1 | WHT | 20 | 28.C6 | XT0089:10 | PANEL B^JB70 | 23.A5
KA0249:A1 | SC | KA0245A1 | WHT | 20 | 28.C6 | XT0089:11 | PANEL B^JB70 | 23.C5
KA0255:A1 | SC | KA0131A1 | WHT | 20 | 28.B6 | XT0089:9 | PANEL B^JB70 | 26.D4
SolarTools ver. 24.0.84.24712 (Jul 31, 2025)
Report date: 4/7/2026 5:48 PM

## FIRE SYSTEM CONTROLLER PANEL
FIRE SYSTEM CONTROLLER PANEL
CONTROL CONSOLE DOOR^(FIRE SYSTEM PANEL)
Project # | 4P271
Project Name | FPSO BERANTAI FIELD DEVELOPMENT
Revision | B
Controls DE | David Kim
Phone:
Controls ME | Aaron Plvan
Phone:
From | [5 empty] | To
Device ID | Cable (W) Conductor (SC) Jumper Clip (JC) | Wire No. | Wire ID | Gauge/Size | Page/Zone | Device ID | Location | Page/Zone
XT0170:1 | JC | FU0535 | CLIP | --- | 38.A2 | XT0170:2 | FIRE SYSTEM CONTROLLER PANEL | 38.A2
XT0170:3 | JC | 0V | CLIP | --- | 38.A2 | XT0170:4 | FIRE SYSTEM CONTROLLER PANEL | 38.A2
AT0170:1 | SC | UV01705 | WHT | 14 | 38.A5 | UV0170:5(+) | FIRE SYSTEM CONTROLLER PANEL | 38.A3
AT0170:2 | SC | UV01706 | WHT | 14 | 38.A5 | UV0170:6(-) | FIRE SYSTEM CONTROLLER PANEL | 38.A3
AT0170:24 | SC | FU0172 | WHT | 20 | 38.B3 | XT0170:5 | FIRE SYSTEM CONTROLLER PANEL | 38.B2
AT0170:3 | SC | UV01707 | WHT | 14 | 38.A5 | UV0170:7(+) | FIRE SYSTEM CONTROLLER PANEL | 38.A3
AT0170:30 | SC | FU0172 | WHT | 20 | 38.C3 | XT0170:5 | FIRE SYSTEM CONTROLLER PANEL | 38.B2
AT0170:4 | SC | UV01708 | WHT | 14 | 38.A5 | UV0170:8(-) | FIRE SYSTEM CONTROLLER PANEL | 38.A3
AT0170:GND | SC | AT0170G | GRN/YEL | 14 | 38.A5 | FRAME | FIRE SYSTEM CONTROLLER PANEL | 38.B6
GR0171: | SC | GR0171 | GRN/YEL | 14 | 10.B2 | FRAME | FIRE SYSTEM CONTROLLER PANEL | 10.B2
UV0170:2(-) | SC | 0V | WHT | 14 | 38.A3 | XT0170:3 | FIRE SYSTEM CONTROLLER PANEL | 38.A2
UV0170:4(-) | SC | 0V | WHT | 14 | 38.A3 | XT0170:3 | FIRE SYSTEM CONTROLLER PANEL | 38.A2
UV0170:GND | SC | UV0170G | GRN/YEL | 14 | 38.A3 | FRAME | FIRE SYSTEM CONTROLLER PANEL | 38.B4
AT0170:11 | SC | SA0170B213 | WHT | 20 | 39.B6 | XT0173:10 | F&G EDIO ONSK | 39.B4
AT0170:12 | SC | SA0170B214 | WHT | 20 | 39.B6 | XT0173:11 | F&G EDIO ONSK | 39.B4
AT0170:25 | SC | AT017025 | WHT | 20 | 38.B3 | KA0172:A1 | F&G EDIO ONSK | 38.B2
AT0170:26 | SC | KA0243A1 | WHT | 20 | 38.B3 | KA0254:A1 | F&G EDIO ONSK | 28.C6
AT0170:31 | SC | AT017031 | WHT | 20 | 38.C3 | KA0174:A1 | F&G EDIO ONSK | 38.C2
AT0170:32 | SC | KA0245A1 | WHT | 20 | 38.C3 | KA0249:A1 | F&G EDIO ONSK | 28.C6
UV0170:1(+) | SC | FU0171 | WHT | 14 | 38.A3 | FU0171:LD | F&G EDIO ONSK | 38.A2
UV0170:10(-) | SC | UV017010 | WHT | 14 | 38.A3 | AT0175:2P1 | F&G EDIO ONSK | 38.B5
UV0170:11(+) | SC | UV017011 | WHT | 14 | 38.A3 | AT0177:1P1 | F&G EDIO ONSK | 38.C5
UV0170:12(-) | SC | UV017012 | WHT | 14 | 38.A3 | AT0177:2P1 | F&G EDIO ONSK | 38.C5
UV0170:13(+) | SC | LON0P | WHT | 16 | 107.A6 | XT0173:14 | F&G EDIO ONSK | 107.A5
UV0170:14(-) | SC | LON0N | WHT | 16 | 107.A6 | XT0173:15 | F&G EDIO ONSK | 107.A5
UV0170:3(+) | SC | FU0171 | WHT | 14 | 38.A3 | FU0171:LD | F&G EDIO ONSK | 38.A2
UV0170:9(+) | SC | UV01709 | WHT | 14 | 38.A3 | AT0175:1P1 | F&G EDIO ONSK | 38.B5
XT0170:1 | SC | FU0535 | WHT | 14 | 38.A2 | FU0172:LI | F&G EDIO ONSK | 38.A2
XT0170:2 | SC | FU0535 | WHT | 14 | 38.A2 | FU0170:LI | F&G EDIO ONSK | 38.A2
XT0170:2 | SC | FU0535 | WHT | 14 | 38.A2 | FU0171:LI | F&G EDIO ONSK | 38.A2
XT0170:2 | SC | FU0535 | WHT | 14 | 38.A2 | XT0535:3 | F&G EDIO ONSK | 29.A5
XT0170:3 | SC | 0V | WHT | 20 | 38.A2 | XT0171:2 | F&G EDIO ONSK | 106.A6
XT0170:3 | SC | 0V | WHT | 20 | 38.A2 | XT0536:3 | F&G EDIO ONSK | 29.A5
XT0170:4 | SC | 0V | WHT | 20 | 38.A2 | KA0172:A2 | F&G EDIO ONSK | 38.B2
XT0170:5 | SC | FU0172 | WHT | 16 | 38.B2 | FU0172:LD | F&G EDIO ONSK | 38.A2
AT0170:50 | WC8069 | AT017050 | WHT | 16 | 38.A7 | AT0175:4P2 | F&G EDIO ONSK | 38.A7
AT0170:49 | WC8069 | AT017049 | BLK | 16 | 38.A7 | AT0175:5P2 | F&G EDIO ONSK | 38.A7
AT0170:48 | WC8069 | AT017048 | SH | 16 | 38.A7 | AT0175:6P2 | F&G EDIO ONSK | 38.A7
AT0170:L2 | WC0017 | AT0170L2 | ENET | CABLE | 2.A4 | AF0410:L1 | PANEL B^JB70 | 2.A5
AT0170:L1 | WC0003 | AP0603L2 | ENET | CABLE | 2.A4 | AP0603:L2 | PLC PANEL^JB70 | 2.A3
SolarTools ver. 24.0.84.24712 (Jul 31, 2025)
Report date: 4/7/2026 5:48 PM

## JB70
JB70
Project # | 4P271
Project Name | FPSO BERANTAI FIELD DEVELOPMENT
Revision | B
Controls DE | David Kim
Phone:
Controls ME | Aaron Plvan
Phone:
From | [5 empty] | To
Device ID | Cable (W) Conductor (SC) Jumper Clip (JC) | Wire No. | Wire ID | Gauge/Size | Page/Zone | Device ID | Location | Page/Zone
HL0171:X1 | SC | HL0171X1 | WHT | 20 | 39.A1 | XT0173:5 | F&G EDIO ONSK | 39.A4
HL0171:X2 | SC | HL0171X2 | WHT | 20 | 39.A1 | XT0173:1 | F&G EDIO ONSK | 39.A4
HL0172:X1 | SC | HL0172X1 | WHT | 20 | 39.A1 | XT0173:7 | F&G EDIO ONSK | 39.A4
HL0172:X2 | SC | HL0172X2 | WHT | 20 | 39.A1 | XT0173:2 | F&G EDIO ONSK | 39.A4
HL0173:X1 | SC | HL0173X1 | WHT | 20 | 39.B1 | XT0173:9 | F&G EDIO ONSK | 39.B4
HL0173:X2 | SC | HL0173X2 | WHT | 20 | 39.B1 | XT0173:3 | F&G EDIO ONSK | 39.B4
SA0170:B1-13 | SC | AT01754P1 | WHT | 20 | 39.C1 | AT0175:4P1 | F&G EDIO ONSK | 38.B5
SA0170:B1-14 | SC | SA0170B114 | WHT | 20 | 39.C1 | KA6510:A1 | F&G EDIO ONSK | 39.C5
SA0170:B2-13 | SC | SA0170B213 | WHT | 20 | 39.B1 | XT0173:10 | F&G EDIO ONSK | 39.B4
SA0170:B2-14 | SC | SA0170B214 | WHT | 20 | 39.B1 | XT0173:11 | F&G EDIO ONSK | 39.B4
SB0170:13 | SC | SB017013 | WHT | 20 | 39.C1 | XT0173:12 | F&G EDIO ONSK | 39.C4
SB0170:14 | SC | SB017014 | WHT | 20 | 39.C1 | XT0173:13 | F&G EDIO ONSK | 39.C4
AT1100:GND | SC | AT1100G | GRN/YEL | 14 | 44.D3 | PEG0130:2 | PANEL A^JB70 | 44.D5
SA0471:B1-13 | SC | SA0471B113 | WHT | 20 | 42.B1 | AF0087:40 | PANEL A^JB70 | 42.B7
SA0471:B1-14 | SC | SA0471B114 | WHT | 20 | 42.B1 | AF0087:08 | PANEL A^JB70 | 42.B7
SA0471:B2-13 | SC | SA0471B213 | WHT | 20 | 42.A1 | AF0087:39 | PANEL A^JB70 | 42.A7
SA0471:B2-14 | SC | SA0471B214 | WHT | 20 | 42.A1 | AF0087:07 | PANEL A^JB70 | 42.A7
SA0473:11 | SC | SA047311 | WHT | 20 | 40.D1 | AF0087:37 | PANEL A^JB70 | 40.D7
SA0473:12 | SC | SA047312 | WHT | 20 | 40.D1 | AF0087:05 | PANEL A^JB70 | 40.D7
SA0473:13 | SC | SA047313 | WHT | 20 | 40.D1 | AF0087:38 | PANEL A^JB70 | 40.D7
SA0473:14 | SC | SA047314 | WHT | 20 | 40.D1 | AF0087:06 | PANEL A^JB70 | 40.D7
SA0474:B1-13 | SC | SA0474B113 | WHT | 20 | 45.C1 | AF0087:45 | PANEL A^JB70 | 45.C7
SA0474:B1-14 | SC | SA0474B114 | WHT | 20 | 45.C1 | AF0087:13 | PANEL A^JB70 | 45.C7
SA0474:B2-13 | SC | SA0474B213 | WHT | 20 | 45.C1 | AF0087:44 | PANEL A^JB70 | 45.C7
SA0474:B2-14 | SC | SA0474B214 | WHT | 20 | 45.C1 | AF0087:12 | PANEL A^JB70 | 45.C7
SB0471:11 | SC | SB047111 | WHT | 20 | 41.D1 | AF0087:34 | PANEL A^JB70 | 41.D7
SB0471:12 | SC | SB047112 | WHT | 20 | 41.D1 | AF0087:02 | PANEL A^JB70 | 41.D7
SB0472:B2-11 | SC | SB0472B211 | WHT | 20 | 42.B1 | AF0081:36 | PANEL A^JB70 | 42.B7
SB0472:B2-12 | SC | SB0472B212 | WHT | 20 | 42.B1 | AF0081:04 | PANEL A^JB70 | 42.B7
SB0473:13 | SC | SB047313 | WHT | 20 | 41.D1 | AF0087:35 | PANEL A^JB70 | 41.D7
SB0473:14 | SC | SB047314 | WHT | 20 | 41.D1 | AF0087:03 | PANEL A^JB70 | 41.D7
SB0474:13 | SC | SB047413 | WHT | 20 | 42.A1 | AF0087:36 | PANEL A^JB70 | 42.A7
SB0474:14 | SC | SB047414 | WHT | 20 | 42.A1 | AF0087:04 | PANEL A^JB70 | 42.A7
AT1100:L1 | WC0101 | BA1100DEVICE | ENET | CABLE | 44.D3 | BA1100:DEVICE | PLC PANEL^JB70 | 44.D1
AT1100:NEG | SC | 0V | WHT | 14 | 44.D3 | XT0111:22 | RAIL,RIGHT,JB70 | 44.D5
AT1100:POS | SC | FU1100 | WHT | 14 | 44.D3 | FU1100:LD | RAIL,RIGHT,JB70 | 44.D3
SB0472:B1-11 | SC | ESTOPB | WHT | 20 | 42.C1 | XT0111:19 | RAIL,RIGHT,JB70 | 42.C5
SB0472:B1-12 | SC | ESTOPA | WHT | 20 | 42.C1 | XT0111:20 | RAIL,RIGHT,JB70 | 42.C5
SH0470:11 | SC | SH047011 | WHT | 20 | 41.B1 | XT0111:7 | RAIL,RIGHT,JB70 | 41.B5
SH0470:12 | SC | SH047012 | WHT | 20 | 41.B1 | XT0111:8 | RAIL,RIGHT,JB70 | 41.B5
SH0470:13 | SC | SH047013 | WHT | 20 | 41.B1 | XT0111:9 | RAIL,RIGHT,JB70 | 41.B5
SH0470:14 | SC | SH047014 | WHT | 20 | 41.B1 | XT0111:10 | RAIL,RIGHT,JB70 | 41.B5
SH0470:X1 | SC | SH0470X1 | WHT | 20 | 41.B1 | XT0111:12 | RAIL,RIGHT,JB70 | 41.C5
SH0470:X2 | SC | SH0470X2 | WHT | 20 | 41.B1 | XT0111:11 | RAIL,RIGHT,JB70 | 41.B5
SH0471:11 | SC | SH047111 | WHT | 20 | 41.A1 | XT0111:1 | RAIL,RIGHT,JB70 | 41.A5
SH0471:12 | SC | SH047112 | WHT | 20 | 41.A1 | XT0111:2 | RAIL,RIGHT,JB70 | 41.A5
SH0471:13 | SC | SH047113 | WHT | 20 | 41.A1 | XT0111:3 | RAIL,RIGHT,JB70 | 41.A5
SH0471:14 | SC | SH047114 | WHT | 20 | 41.A1 | XT0111:4 | RAIL,RIGHT,JB70 | 41.A5
SH0471:X1 | SC | SH0471X1 | WHT | 20 | 41.A1 | XT0111:6 | RAIL,RIGHT,JB70 | 41.A5
SH0471:X2 | SC | SH0471X2 | WHT | 20 | 41.A1 | XT0111:5 | RAIL,RIGHT,JB70 | 41.A5
SH0472:11 | SC | SH047211 | WHT | 20 | 41.C1 | XT0111:13 | RAIL,RIGHT,JB70 | 41.C5
SH0472:12 | SC | SH047212 | WHT | 20 | 41.C1 | XT0111:14 | RAIL,RIGHT,JB70 | 41.C5
SH0472:13 | SC | FU0139 | WHT | 20 | 41.C1 | XT0111:15 | RAIL,RIGHT,JB70 | 41.C5
SH0472:14 | SC | KA0241A1 | WHT | 20 | 41.C1 | XT0111:16 | RAIL,RIGHT,JB70 | 41.C5
SH0472:X1 | SC | SH0472X1 | WHT | 20 | 41.C1 | XT0111:18 | RAIL,RIGHT,JB70 | 41.C5
SH0472:X2 | SC | SH0472X2 | WHT | 20 | 41.C1 | XT0111:17 | RAIL,RIGHT,JB70 | 41.C5
HA0472:BLK-1 | WC5072 | HA047201 | 1 | 18 | 43.A1 | XT0111:24 | RAIL,RIGHT,JB70 | 43.A5
HA0472:BLK-2 | WC5072 | HA047202 | 2 | 18 | 43.A1 | XT0111:23 | RAIL,RIGHT,JB70 | 43.A5
SolarTools ver. 24.0.84.24712 (Jul 31, 2025)
Report date: 4/7/2026 5:48 PM

## JB73 PANEL
JB73 PANEL
0
Project # | 4P271
Project Name | FPSO BERANTAI FIELD DEVELOPMENT
Revision | B
Controls DE | David Kim
Phone:
Controls ME | Aaron Plvan
Phone:
From | [5 empty] | To
Device ID | Cable (W) Conductor (SC) Jumper Clip (JC) | Wire No. | Wire ID | Gauge/Size | Page/Zone | Device ID | Location | Page/Zone
XT0120:1 | JC | 0V | CLIP | --- | 30.A1 | XT0120:2 | JB73 PANEL | 30.B1
XT0120:2 | JC | 0V | CLIP | --- | 30.B1 | XT0120:3 | JB73 PANEL | 30.D1
XT0121:1 | JC | FU0122 | CLIP | --- | 96.A5 | XT0121:2 | JB73 PANEL | 96.C5
XT0121:3 | JC | 0V | CLIP | --- | 96.A5 | XT0121:4 | JB73 PANEL | 96.C5
XT0335:1 | JC | FU0332 | CLIP | --- | 27.A4 | XT0335:2 | JB73 PANEL | 27.A4
XT0335:2 | JC | FU0332 | CLIP | --- | 27.A4 | XT0335:3 | JB73 PANEL | 27.B4
XT0335:3 | JC | FU0332 | CLIP | --- | 27.B4 | XT0335:4 | JB73 PANEL | 27.B4
XT0335:4 | JC | FU0332 | CLIP | --- | 27.B4 | XT0335:5 | JB73 PANEL | 27.B4
XT0335:5 | JC | FU0332 | CLIP | --- | 27.B4 | XT0335:6 | JB73 PANEL | 27.B4
XT0335:6 | JC | FU0332 | CLIP | --- | 27.B4 | XT0335:7 | JB73 PANEL | 27.C4
XT0335:7 | JC | FU0332 | CLIP | --- | 27.C4 | XT0335:8 | JB73 PANEL | 27.C4
XT0335:8 | JC | FU0332 | CLIP | --- | 27.C4 | XT0335:9 | JB73 PANEL | 27.C4
XT0335:9 | JC | FU0332 | CLIP | --- | 27.C4 | XT0335:10 | JB73 PANEL | 27.C4
XT0336:1 | JC | 0V | CLIP | --- | 27.A4 | XT0336:2 | JB73 PANEL | 27.B4
XT0336:2 | JC | 0V | CLIP | --- | 27.B4 | XT0336:3 | JB73 PANEL | 27.B4
XT0336:3 | JC | 0V | CLIP | --- | 27.B4 | XT0336:4 | JB73 PANEL | 27.B4
XT0336:4 | JC | 0V | CLIP | --- | 27.B4 | XT0336:5 | JB73 PANEL | 27.B4
XT0336:5 | JC | 0V | CLIP | --- | 27.B4 | XT0336:6 | JB73 PANEL | 27.C4
XT0336:6 | JC | 0V | CLIP | --- | 27.C4 | XT0336:7 | JB73 PANEL | 27.C4
XT0336:7 | JC | 0V | CLIP | --- | 27.C4 | XT0336:8 | JB73 PANEL | 27.C4
XT0336:8 | JC | 0V | CLIP | --- | 27.C4 | XT0336:9 | JB73 PANEL | 27.C4
XT0336:9 | JC | 0V | CLIP | --- | 27.C4 | XT0336:10 | JB73 PANEL | 27.D4
XT0510:1 | JC | 0V | CLIP | --- | 32.A1 | XT0510:2 | JB73 PANEL | 32.C1
AF0500:12 | SC | XT05001 | GRN | 16 | 32.A6 | XT0500:1 | JB73 PANEL | 32.C5
AF0510:32 | SC | XT05001 | GRN | 16 | 32.A5 | XT0500:1 | JB73 PANEL | 32.C5
AF0510:53 | SC | 0V | WHT | 16 | 32.A5 | XT0510:2 | JB73 PANEL | 32.C1
AF0510:54 | SC | 0V | WHT | 16 | 32.A5 | AF0520:53 | JB73 PANEL | 32.A4
AF0510:55 | SC | FU0510 | WHT | 16 | 32.A5 | FU0510:LD | JB73 PANEL | 32.C1
AF0510:56 | SC | FU0510 | WHT | 16 | 32.A5 | AF0520:55 | JB73 PANEL | 32.A4
AF0520:32 | SC | XT05001 | GRN | 16 | 32.A4 | XT0500:1 | JB73 PANEL | 32.C5
AF1201:00 | SC | 120100 | WHT | 20 | 97.D7 | KA0120:14 | JB73 PANEL | 97.D5
AF1201:32 | SC | 120132 | WHT | 20 | 97.D7 | KA4401:22 | JB73 PANEL | 97.D6
AF1201:COM | SC | 0V | WHT | 16 | 30.B2 | XT0120:2 | JB73 PANEL | 30.B1
AF1201:J | SC | * |  |  | 30.B2 | AF1202:P | JB73 PANEL | 30.B3
AF1201:P | SC | * |  |  | 30.B2 | AU1200:J | JB73 PANEL | 30.A2
AF1201:V+ | SC | FU0121 | WHT | 16 | 30.B2 | FU0121:LD | JB73 PANEL | 30.B1
AF1202:COM | SC | AF1203N | WHT | 16 | 30.B3 | AF1203:COM | JB73 PANEL | 30.B3
AF1202:COM | SC | AF1202N | WHT | 16 | 30.B3 | AU1200:COM | JB73 PANEL | 30.A2
AF1202:J | SC | * |  |  | 30.B3 | AF1203:P | JB73 PANEL | 30.B3
AF1202:V+ | SC | AF1203P | WHT | 16 | 30.B3 | AF1203:V+ | JB73 PANEL | 30.B3
AF1202:V+ | SC | AF1202P | WHT | 16 | 30.B3 | AU1200:V+ | JB73 PANEL | 30.A2
AF1203:COM | SC | AF1204N | WHT | 16 | 30.B3 | AF1204:COM | JB73 PANEL | 30.A4
AF1203:J | SC | * |  |  | 30.B3 | AF1204:P | JB73 PANEL | 30.A4
AF1203:SH | SC | AF1204G | GRN | 14 | 30.B3 | AF1204:SH | JB73 PANEL | 30.A4
AF1203:SH | SC | AU1200G,GRN | GRN | 14 | 30.B3 | AU1200:GND | JB73 PANEL | 30.A2
AF1203:V+ | SC | AF1204P | WHT | 16 | 30.B3 | AF1204:V+ | JB73 PANEL | 30.A4
AF1204:COM | SC | AF1205N | WHT | 16 | 30.A4 | AF1205:COM | JB73 PANEL | 30.A5
AF1204:J | SC | * |  |  | 30.A4 | AF1205:P | JB73 PANEL | 30.A5
AF1204:SH | SC | AF1205G | GRN | 14 | 30.A4 | AF1205:SH | JB73 PANEL | 30.A5
AF1204:V+ | SC | AF1205P | WHT | 16 | 30.A4 | AF1205:V+ | JB73 PANEL | 30.A5
AF1205:COM | SC | AF1206N | WHT | 16 | 30.A5 | AF1206:COM | JB73 PANEL | 30.B5
AF1205:J | SC | * |  |  | 30.A5 | AF1206:P | JB73 PANEL | 30.B5
AF1205:SH | SC | AF1206G | GRN | 14 | 30.A5 | AF1206:SH | JB73 PANEL | 30.B5
AF1205:V+ | SC | AF1206P | WHT | 16 | 30.A5 | AF1206:V+ | JB73 PANEL | 30.B5
AF1206:COM | SC | AF1207N | WHT | 16 | 30.B5 | AF1207:COM | JB73 PANEL | 30.B2
AF1206:SH | SC | AF1208G | GRN | 14 | 30.B5 | AF1208:SH | JB73 PANEL | 30.C3
AF1206:V+ | SC | AF1207P | WHT | 16 | 30.B5 | AF1207:V+ | JB73 PANEL | 30.B2
AF1207:02 | SC | 120702 | WHT | 20 | 91.A7 | KA4401:14 | JB73 PANEL | 91.A6
AF1207:18 | SC | 120718 | WHT | 20 | 91.A7 | KA4401:A2 | JB73 PANEL | 91.A5
AF1207:34 | SC | PS44012 | WHT | 20 | 91.A7 | KA4401:11 | JB73 PANEL | 91.A6
AF1207:COM | SC | AF1208N | WHT | 16 | 30.B2 | AF1208:COM | JB73 PANEL | 30.C3
AF1207:J | SC | * |  |  | 30.B2 | AF1208:P | JB73 PANEL | 30.C3
AF1207:V+ | SC | AF1208P | WHT | 16 | 30.B2 | AF1208:V+ | JB73 PANEL | 30.C3
AF1208:07 | SC | TE44381 | WHT | 20 | 93.A7 | AF1208:23 | JB73 PANEL | 93.A7
AF1208:09 | SC | TE44371 | WHT | 20 | 93.B7 | AF1208:25 | JB73 PANEL | 93.B7
AF1208:11 | SC | TE44181 | WHT | 20 | 93.C7 | AF1208:27 | JB73 PANEL | 93.C7
AF1208:13 | SC | TE44171 | WHT | 20 | 93.C7 | AF1208:29 | JB73 PANEL | 93.C7
AF1208:COM | SC | AF1209N | WHT | 16 | 30.C3 | AF1209:COM | JB73 PANEL | 30.C3
AF1208:J | SC | * |  |  | 30.C3 | AF1209:P | JB73 PANEL | 30.C3
AF1208:SH | SC | AF1209G | GRN | 14 | 30.C3 | AF1209:SH | JB73 PANEL | 30.C3
AF1208:V+ | SC | AF1209P | WHT | 16 | 30.C3 | AF1209:V+ | JB73 PANEL | 30.C3
AF1209:07 | SC | TE44111 | WHT | 20 | 94.A7 | AF1209:23 | JB73 PANEL | 94.A7
AF1209:11 | SC | TE44311 | WHT | 20 | 94.C7 | AF1209:27 | JB73 PANEL | 94.C7
AF1209:COM | SC | AF1210N | WHT | 16 | 30.C3 | AF1210:COM | JB73 PANEL | 30.C4
AF1209:J | SC | * |  |  | 30.C3 | AF1210:P | JB73 PANEL | 30.C4
AF1209:SH | SC | AF1210G | GRN | 14 | 30.C3 | AF1210:SH | JB73 PANEL | 30.C4
AF1209:V+ | SC | AF1210P | WHT | 16 | 30.C3 | AF1210:V+ | JB73 PANEL | 30.C4
AF1210:COM | SC | AF1211N | WHT | 16 | 30.C4 | AF1211:COM | JB73 PANEL | 30.C5
AF1210:J | SC | * |  |  | 30.C4 | AF1211:P | JB73 PANEL | 30.C5
AF1210:SH | SC | AF1211G | GRN | 14 | 30.C4 | AF1211:SH | JB73 PANEL | 30.C5
AF1210:V+ | SC | AF1211P | WHT | 16 | 30.C4 | AF1211:V+ | JB73 PANEL | 30.C5
AF1211:SH | SC | IEG01601 | GRN | 14 | 30.C5 | IEG0160:1 | JB73 PANEL | 30.C5
AU1200:COM | SC | 0V | WHT | 16 | 30.A2 | XT0120:2 | JB73 PANEL | 30.B1
AU1200:V+ | SC | FU0120 | WHT | 16 | 30.A2 | FU0120:LD | JB73 PANEL | 30.B1
FU0120:LI | SC | FU0122 | WHT | 14 | 30.B1 | FU0121:LI | JB73 PANEL | 30.B1
FU0120:LI | SC | FU0122 | WHT | 14 | 30.B1 | FU0122:LD | JB73 PANEL | 30.A1
FU0121:LI | SC | FU0122 | WHT | 14 | 30.B1 | FU0510:LI | JB73 PANEL | 32.C1
FU0122:LI | SC | FU0332 | WHT | 12 | 30.A1 | XT0335:2 | JB73 PANEL | 27.A4
FU0332:LD | SC | FU0332 | WHT | 12 | 27.A3 | XT0335:1 | JB73 PANEL | 27.A4
FU0510:LI | SC | FU0122 | WHT | 14 | 32.C1 | XT0121:1 | JB73 PANEL | 96.A5
GR0161: | SC | IEG01603 | GRN | 14 | 11.A4 | IEG0160:3 | JB73 PANEL | 11.A5
GR0162: | SC | GR0162 | GRN/YEL | 14 | 11.A4 | FRAME | JB73 PANEL | 11.A5
GR0163: | SC | IEG01604 | GRN | 14 | 11.A4 | IEG0160:4 | JB73 PANEL | 11.A3
IEG0160:2 | SC | IEG01602 | GRN | 14 | 32.C6 | XT0500:2 | JB73 PANEL | 32.C5
KA0120:12 | SC | KA012012 | WHT | 20 | 97.D5 | KA4401:21 | JB73 PANEL | 97.D6
KA0120:A1 | SC | KA0131A1 | WHT | 20 | 31.B5 | XT0120:4 | JB73 PANEL | 31.B3
KA0120:A2 | SC | 0V | WHT | 20 | 31.B5 | XT0120:3 | JB73 PANEL | 30.D1
KA4401:11 | SC | PS44012 | WHT | 20 | 91.A6 | XT0120:5 | JB73 PANEL | 91.A5
KA4401:A1 | SC | PS44013 | WHT | 20 | 91.A5 | XT0120:6 | JB73 PANEL | 91.A5
XT0120:3 | SC | 0V | WHT | 14 | 30.D1 | XT0510:1 | JB73 PANEL | 32.A1
XT0336:2 | SC | 0V | WHT | 12 | 27.B4 | XT0120:1 | JB73 PANEL | 30.A1
XT0510:2 | SC | 0V | WHT | 14 | 32.C1 | XT0121:3 | JB73 PANEL | 96.A5
AF0510:L2 | WC0051 | AF0510L2 | ENET | CABLE | 2.C4 | AF0520:L1 | JB73 PANEL | 2.C5
AF0520:L2 | WC0052 | AF0520L2 | ENET | CABLE | 2.C5 | AU1200:L1 | JB73 PANEL | 2.C5
AF0500:LBUS | WC8050 | AF0500LBUS | BUS | CABLE | 32.A6 | AF0510:RBUS | JB73 PANEL | 32.A5
AF0510:LBUS | WC8051 | AF0510LBUS | BUS | CABLE | 32.A5 | AF0520:RBUS | JB73 PANEL | 32.A4
AF1206:J | WC8058 | AF1206J | CABLE | CABLE | 30.B5 | AF1207:P | JB73 PANEL | 30.B2
XT0120:5 | WC5031 | PS44012 | WHT | 18 | 91.A5 | XT4875:2 | JB75 | 91.A2
XT0120:6 | WC5031 | PS44013 | BLK | 18 | 91.A5 | XT4875:3 | JB75 | 91.A2
FU0332:LI | WC6511 | FU0136 | 1 | 12 | 27.A3 | XT0002:6 | PANEL A^JB70 | 12.B4
XT0336:1 | WC6511 | 0V | 2 | 12 | 27.A4 | XT0003:6 | PANEL A^JB70 | 12.B4
AF0510:L1 | WC0006 | AU0060L2 | ENET | CABLE | 2.C4 | AU0060:L2 | PANEL B^JB70 | 2.B1
XT0120:4 | WC6511 | KA0131A1 | 3 | 12 | 31.B3 | XT0089:8 | PANEL B^JB70 | 26.D4
AU1200:L2 | WC0012 | AU1200L2 | ENET | CABLE | 2.C5 | BA0002:RJ45 | PLC PANEL^JB70 | 2.B5
SolarTools ver. 24.0.84.24712 (Jul 31, 2025)
Report date: 4/7/2026 5:48 PM

## PANEL A^JB70
PANEL A^JB70
Project # | 4P271
Project Name | FPSO BERANTAI FIELD DEVELOPMENT
Revision | B
Controls DE | David Kim
Phone:
Controls ME | Aaron Plvan
Phone:
From | [5 empty] | To
Device ID | Cable (W) Conductor (SC) Jumper Clip (JC) | Wire No. | Wire ID | Gauge/Size | Page/Zone | Device ID | Location | Page/Zone
XT0002:1 | JC | FU0136 | CLIP | --- | 12.A4 | XT0002:2 | PANEL A^JB70 | 12.A4
XT0002:2 | JC | FU0136 | CLIP | --- | 12.A4 | XT0002:3 | PANEL A^JB70 | 12.A4
XT0002:3 | JC | FU0136 | CLIP | --- | 12.A4 | XT0002:4 | PANEL A^JB70 | 12.A4
XT0002:4 | JC | FU0136 | CLIP | --- | 12.A4 | XT0002:5 | PANEL A^JB70 | 12.B4
XT0002:5 | JC | FU0136 | CLIP | --- | 12.B4 | XT0002:6 | PANEL A^JB70 | 12.B4
XT0002:6 | JC | FU0136 | CLIP | --- | 12.B4 | XT0002:7 | PANEL A^JB70 | 12.B4
XT0002:7 | JC | FU0136 | CLIP | --- | 12.B4 | XT0002:8 | PANEL A^JB70 | 12.B4
XT0002:8 | JC | FU0136 | CLIP | --- | 12.B4 | XT0002:9 | PANEL A^JB70 | 12.C4
XT0002:9 | JC | FU0136 | CLIP | --- | 12.C4 | XT0002:10 | PANEL A^JB70 | 12.C4
XT0003:1 | JC | 0V | CLIP | --- | 12.A4 | XT0003:2 | PANEL A^JB70 | 12.A4
XT0003:2 | JC | 0V | CLIP | --- | 12.A4 | XT0003:3 | PANEL A^JB70 | 12.A4
XT0003:3 | JC | 0V | CLIP | --- | 12.A4 | XT0003:4 | PANEL A^JB70 | 12.B4
XT0003:4 | JC | 0V | CLIP | --- | 12.B4 | XT0003:5 | PANEL A^JB70 | 12.B4
XT0003:5 | JC | 0V | CLIP | --- | 12.B4 | XT0003:6 | PANEL A^JB70 | 12.B4
XT0003:6 | JC | 0V | CLIP | --- | 12.B4 | XT0003:7 | PANEL A^JB70 | 12.B4
XT0003:7 | JC | 0V | CLIP | --- | 12.B4 | XT0003:8 | PANEL A^JB70 | 12.C4
XT0003:8 | JC | 0V | CLIP | --- | 12.C4 | XT0003:9 | PANEL A^JB70 | 12.C4
XT0003:9 | JC | 0V | CLIP | --- | 12.C4 | XT0003:10 | PANEL A^JB70 | 12.C4
XT0012:1 | JC | 523NEG | CLIP | --- | 13.C3 | XT0012:2 | PANEL A^JB70 | 13.C3
XT0012:2 | JC | 523NEG | CLIP | --- | 13.C3 | XT0012:3 | PANEL A^JB70 | 13.C3
XT0012:3 | JC | 523NEG | CLIP | --- | 13.C3 | XT0012:4 | PANEL A^JB70 | 13.C3
XT0031:1 | JC | 0V | CLIP | --- | 13.B5 | XT0031:2 | PANEL A^JB70 | 13.D5
XT0080:1 | JC | 0V | CLIP | --- | 20.A1 | XT0080:2 | PANEL A^JB70 | 20.D1
XT0080:2 | JC | 0V | CLIP | --- | 20.D1 | XT0080:3 | PANEL A^JB70 | 20.D1
XT0080:3 | JC | 0V | CLIP | --- | 20.D1 | XT0080:4 | PANEL A^JB70 | 20.D1
XT0080:5 | JC | 0V | CLIP | --- | 21.A6 | XT0080:6 | PANEL A^JB70 | 22.A6
XT0080:6 | JC | 0V | CLIP | --- | 22.A6 | XT0080:7 | PANEL A^JB70 | 23.A6
XT0080:7 | JC | 0V | CLIP | --- | 23.A6 | XT0080:8 | PANEL A^JB70 | 24.A6
XT0081:2 | JC | FU0139 | CLIP | --- | 22.A2 | XT0081:3 | PANEL A^JB70 | 23.A2
XT0081:3 | JC | FU0139 | CLIP | --- | 23.A2 | XT0081:4 | PANEL A^JB70 | 24.A3
XT0081:4 | JC | FU0139 | CLIP | --- | 24.A3 | XT0081:5 | PANEL A^JB70 | 24.A3
XT0081:5 | JC | FU0139 | CLIP | --- | 24.A3 | XT0081:6 | PANEL A^JB70 | 24.A3
XT0082:1 | JC | 0V | CLIP | --- | 19.A1 | XT0082:2 | PANEL A^JB70 | 19.A1
XT0082:2 | JC | 0V | CLIP | --- | 19.A1 | XT0082:3 | PANEL A^JB70 | 19.B1
XT0082:3 | JC | 0V | CLIP | --- | 19.B1 | XT0082:4 | PANEL A^JB70 | 19.B1
XT0082:4 | JC | 0V | CLIP | --- | 19.B1 | XT0082:5 | PANEL A^JB70 | 19.B1
XT0082:5 | JC | 0V | CLIP | --- | 19.B1 | XT0082:6 | PANEL A^JB70 | 19.B1
XT0082:6 | JC | 0V | CLIP | --- | 19.B1 | XT0082:7 | PANEL A^JB70 | 19.C1
XT0131:1 | JC | FU0131 | CLIP | --- | 13.B5 | XT0131:2 | PANEL A^JB70 | 13.D5
AF0081:03 | SC | KA013014 | WHT | 20 | 18.C7 | KA0130:14 | PANEL A^JB70 | 18.D6
AF0081:24 | SC | KA0131A2 | WHT | 20 | 26.B6 | KA0131:A2 | PANEL A^JB70 | 26.C5
AF0081:35 | SC | KA0130A1 | WHT | 20 | 18.C7 | KA0130:A1 | PANEL A^JB70 | 18.C5
AF0081:07 | SC | JP2 | VIO | 20 | 25.B6 | AF0081:39 | PANEL A^JB70 | 25.B6
AF0081:40 | SC | KA014124 | WHT | 20 | 26.B6 | KA0141:24 | PANEL A^JB70 | 26.B5
AF0081:COM | SC | AF0081N | WHT | 16 | 20.A2 | AF0082:COM | PANEL A^JB70 | 20.B3
AF0081:COM | SC | AU0080N | WHT | 16 | 20.A2 | AU0080:COM | PANEL A^JB70 | 20.A1
AF0081:J | SC | * |  |  | 20.A2 | AF0082:P | PANEL A^JB70 | 20.B3
AF0081:V+ | SC | AF0081P | WHT | 16 | 20.A2 | AF0082:V+ | PANEL A^JB70 | 20.B3
AF0081:V+ | SC | AU0080P | WHT | 16 | 20.A2 | AU0080:V+ | PANEL A^JB70 | 20.A1
AF0082:COM | SC | AF0082N | WHT | 16 | 20.B3 | AF0083:COM | PANEL A^JB70 | 20.B3
AF0082:J | SC | * |  |  | 20.B3 | AF0083:P | PANEL A^JB70 | 20.B3
AF0082:V+ | SC | AF0082P | WHT | 16 | 20.B3 | AF0083:V+ | PANEL A^JB70 | 20.B3
AF0083:COM | SC | AF0083N | WHT | 16 | 20.B3 | AF0084:COM | PANEL A^JB70 | 20.B4
AF0083:J | SC | * |  |  | 20.B3 | AF0084:P | PANEL A^JB70 | 20.B4
AF0083:SH | SC | AF0083G,GRN | GRN | 14 | 20.B3 | AF0084:SH | PANEL A^JB70 | 20.B4
AF0083:SH | SC | AU0080G | GRN | 14 | 20.B3 | AU0080:GND | PANEL A^JB70 | 20.A1
AF0083:V+ | SC | AF0083P | WHT | 16 | 20.B3 | AF0084:V+ | PANEL A^JB70 | 20.B4
AF0084:COM | SC | AF0084N | WHT | 16 | 20.B4 | AF0085:COM | PANEL A^JB70 | 20.B4
AF0084:J | SC | * |  |  | 20.B4 | AF0085:P | PANEL A^JB70 | 20.B4
AF0084:SH | SC | AF0084G | GRN | 14 | 20.B4 | AF0085:SH | PANEL A^JB70 | 20.B4
AF0084:V+ | SC | AF0084P | WHT | 16 | 20.B4 | AF0085:V+ | PANEL A^JB70 | 20.B4
AF0085:COM | SC | AF0085N | WHT | 16 | 20.B4 | AF0086:COM | PANEL A^JB70 | 20.B5
AF0085:J | SC | * |  |  | 20.B4 | AF0086:P | PANEL A^JB70 | 20.B5
AF0085:SH | SC | AF0085G | GRN | 14 | 20.B4 | AF0086:SH | PANEL A^JB70 | 20.B5
AF0085:V+ | SC | AF0085P | WHT | 16 | 20.B4 | AF0086:V+ | PANEL A^JB70 | 20.B5
AF0086:COM | SC | AF0086N | WHT | 16 | 20.B5 | AF0087:COM | PANEL A^JB70 | 20.B6
AF0086:J | SC | * |  |  | 20.B5 | AF0087:P | PANEL A^JB70 | 20.B6
AF0086:SH | SC | IEG00102,GRN | GRN | 14 | 20.B5 | IEG0010:2 | PANEL A^JB70 | 20.B6
AF0086:V+ | SC | AF0086P | WHT | 16 | 20.B5 | AF0087:V+ | PANEL A^JB70 | 20.B6
AF0091:00 | SC | KA913014 | WHT | 20 | 12.C6 | KA9130:14 | PANEL A^JB70 | 12.C5
AF0091:01 | SC | KA011314 | WHT | 20 | 83.A7 | KA0113:14 | PANEL A^JB70 | 83.A6
AF0091:07 | SC | KA014114 | WHT | 20 | 26.A6 | KA0141:14 | PANEL A^JB70 | 26.A5
AF0091:09 | SC | UJ0131OK2 | WHT | 20 | 13.B7 | UJ0131:OK2 | PANEL A^JB70 | 13.B4
AF0091:10 | SC | UJ0031OK2 | WHT | 20 | 13.D7 | UJ0031:OK2 | PANEL A^JB70 | 13.D4
AF0091:17 | SC | KA0113A2 | WHT | 20 | 83.A7 | KA0113:A2 | PANEL A^JB70 | 83.A5
AF0091:32 | SC | KA913011 | WHT | 20 | 12.C6 | KA9130:11 | PANEL A^JB70 | 12.C5
AF0091:33 | SC | PS35001 | WHT | 20 | 83.A7 | KA0113:11 | PANEL A^JB70 | 83.A6
AF0091:39 | SC | KA014111 | WHT | 20 | 26.A6 | KA0141:11 | PANEL A^JB70 | 26.A5
AF0091:41 | SC | UJ0131OK1 | WHT | 20 | 13.B7 | UJ0131:OK1 | PANEL A^JB70 | 13.B4
AF0091:42 | SC | UJ0031OK1 | WHT | 20 | 13.D7 | UJ0031:OK1 | PANEL A^JB70 | 13.D4
AF0091:COM | SC | AF0091N | WHT | 16 | 20.D2 | AF0094:COM | PANEL A^JB70 | 20.D4
AF0091:COM | SC | AU0090N | WHT | 16 | 20.D2 | AU0090:COM | PANEL A^JB70 | 20.C2
AF0091:J | SC | * |  |  | 20.D2 | AF0092:P | PANEL A^JB70 | 20.D3
AF0091:V+ | SC | AF0091P | WHT | 16 | 20.D2 | AF0094:V+ | PANEL A^JB70 | 20.D4
AF0091:V+ | SC | AU0090P | WHT | 16 | 20.D2 | AU0090:V+ | PANEL A^JB70 | 20.C2
AF0092:06 | SC | KA013114 | WHT | 20 | 22.B3 | KA0131:14 | PANEL A^JB70 | 22.B4
AF0092:17 | SC | KA3502A2 | WHT | 20 | 84.B7 | KA3502:A2 | PANEL A^JB70 | 84.B6
AF0092:25 | SC | KA3500A2 | WHT | 20 | 82.A7 | KA3500:A2 | PANEL A^JB70 | 82.A6
AF0092:33 | SC | KA023422 | WHT | 20 | 84.B7 | KA0234:22 | PANEL A^JB70 | 84.B6
AF0092:41 | SC | KA023012 | WHT | 20 | 82.A7 | KA0230:12 | PANEL A^JB70 | 82.A6
AF0092:COM | SC | 0V | WHT | 16 | 20.D3 | XT0080:2 | PANEL A^JB70 | 20.D1
AF0092:J | SC | * |  |  | 20.D3 | AF0093:P | PANEL A^JB70 | 20.D3
AF0092:V+ | SC | FU0091 | WHT | 16 | 20.D3 | FU0091:LD | PANEL A^JB70 | 20.D1
AF0093:12 | SC | 009312 | WHT | 20 | 19.D7 | PC0470:INP_A | PANEL A^JB70 | 19.D5
AF0093:20 | SC | 009320 | WHT | 20 | 110.A7 | KA6211:A2 | PANEL A^JB70 | 110.A6
AF0093:28 | SC | 009328 | WHT | 20 | 19.D7 | PC0470:-PWR | PANEL A^JB70 | 19.D5
AF0093:29 | SC | 009329 | WHT | 20 | 111.A7 | KA6212:A2 | PANEL A^JB70 | 111.A6
AF0093:44 | SC | 009344 | WHT | 20 | 19.D7 | PC0470:+PWR | PANEL A^JB70 | 19.D5
AF0093:COM | SC | 0V | WHT | 16 | 20.D3 | XT0080:3 | PANEL A^JB70 | 20.D1
AF0093:J | SC | * |  |  | 20.D3 | AF0094:P | PANEL A^JB70 | 20.D4
AF0093:V+ | SC | FU0092 | WHT | 16 | 20.D3 | FU0092:LD | PANEL A^JB70 | 20.D1
AF0094:04 | SC | UJ0131VIN | WHT | 20 | 13.A7 | UJ0131:VIN | PANEL A^JB70 | 13.B4
AF0094:05 | SC | 0V | WHT | 20 | 13.A7 | XT0082:6 | PANEL A^JB70 | 19.B1
AF0094:06 | SC | UJ0131IOUT | WHT | 20 | 13.A7 | UJ0131:IOUT | PANEL A^JB70 | 13.B4
AF0094:07 | SC | 0V | WHT | 20 | 13.A7 | XT0082:6 | PANEL A^JB70 | 19.B1
AF0094:08 | SC | UJ0031VIN | WHT | 20 | 13.C7 | UJ0031:VIN | PANEL A^JB70 | 13.D4
AF0094:09 | SC | 0V | WHT | 20 | 13.C7 | XT0082:7 | PANEL A^JB70 | 19.C1
AF0094:10 | SC | UJ0031IOUT | WHT | 20 | 13.C7 | UJ0031:IOUT | PANEL A^JB70 | 13.D4
AF0094:11 | SC | 0V | WHT | 20 | 13.C7 | XT0082:7 | PANEL A^JB70 | 19.C1
AF0094:J | SC | * |  |  | 20.D4 | AF0095:P | PANEL A^JB70 | 20.D5
AF0094:SH | SC | IEG00108 | GRN | 14 | 20.D4 | IEG0010:8 | PANEL A^JB70 | 20.D4
AF0094:SH | SC | AU0090G,GRN | GRN | 14 | 20.D4 | AU0090:GND | PANEL A^JB70 | 20.C2
AF0095:COM | SC | 0V | WHT | 16 | 20.D5 | XT0080:4 | PANEL A^JB70 | 20.D1
AF0095:V+ | SC | FU0093 | WHT | 16 | 20.D5 | FU0093:LD | PANEL A^JB70 | 20.D1
AU0080:COM | SC | 0V | WHT | 16 | 20.A1 | XT0080:1 | PANEL A^JB70 | 20.A1
AU0080:V+ | SC | FU0081 | WHT | 16 | 20.A1 | FU0081:LD | PANEL A^JB70 | 20.B1
AU0090:COM | SC | 0V | WHT | 16 | 20.C2 | XT0080:2 | PANEL A^JB70 | 20.D1
AU0090:V+ | SC | FU0090 | WHT | 16 | 20.C2 | FU0090:LD | PANEL A^JB70 | 20.D1
FU0011:LD | SC | UJ0131P | WHT | 12 | 13.B3 | UJ0131:+ | PANEL A^JB70 | 13.B4
FU0012:LI | SC | 523POS | --- | BUS | 13.B3 | FU0013:LI | PANEL A^JB70 | 13.B3
FU0012:LI | SC | 523POS | --- | BUS | 13.B3 | XT0014:1 | PANEL A^JB70 | 13.B2
FU0013:LI | SC | 523POS | --- | BUS | 13.B3 | FU0014:LI | PANEL A^JB70 | 13.B3
FU0014:LI | SC | 523POS | --- | BUS | 13.B3 | FU0015:LI | PANEL A^JB70 | 13.B3
FU0015:LI | SC | 523POS | --- | BUS | 13.B3 | FU0016:LI | PANEL A^JB70 | 13.B3
FU0016:LI | SC | 523POS | --- | BUS | 13.B3 | FU0017:LI | PANEL A^JB70 | 13.C3
FU0017:LI | SC | 523POS | --- | BUS | 13.C3 | FU0018:LI | PANEL A^JB70 | 13.C3
FU0019:LD | SC | UJ0031P | WHT | 12 | 13.D3 | UJ0031:+ | PANEL A^JB70 | 13.D4
FU0031:LD | SC | FU0131 | WHT | 10 | 13.D5 | XT0131:2 | PANEL A^JB70 | 13.D5
FU0031:LI | SC | FU0031LI | WHT | 10 | 13.D5 | UJ0031:OUT(+) | PANEL A^JB70 | 13.D4
FU0071:LD | SC | ZT13001 |  |  | 64.A6 | XT0071:1 | PANEL A^JB70 | 64.A5
FU0071:LI | SC | FU0136 | WHT | 14 | 64.A6 | XT0002:10 | PANEL A^JB70 | 12.C4
FU0080:LI | SC | FU0137 | WHT | 12 | 19.A1 | FU0137:LD | PANEL A^JB70 | 19.A2
FU0080:LI | SC | FU0137 | WHT | 12 | 19.A1 | FU0139:LI | PANEL A^JB70 | 19.A1
FU0081:LI | SC | FU0080 | WHT | 14 | 20.B1 | FU0080:LD | PANEL A^JB70 | 19.A1
FU0081:LI | SC | FU0080 | WHT | 14 | 20.B1 | FU0090:LI | PANEL A^JB70 | 20.D1
FU0090:LI | SC | FU0080 | WHT | 14 | 20.D1 | FU0091:LI | PANEL A^JB70 | 20.D1
FU0091:LI | SC | FU0080 | WHT | 14 | 20.D1 | FU0092:LI | PANEL A^JB70 | 20.D1
FU0092:LI | SC | FU0080 | WHT | 14 | 20.D1 | FU0093:LI | PANEL A^JB70 | 20.D1
FU0131:LD | SC | FU0131 | WHT | 10 | 13.B5 | XT0131:1 | PANEL A^JB70 | 13.B5
FU0131:LI | SC | FU0131LI | WHT | 10 | 13.B5 | UJ0131:OUT(+) | PANEL A^JB70 | 13.B4
FU0136:LD | SC | FU0136 | WHT | 10 | 12.A2 | XT0002:1 | PANEL A^JB70 | 12.A4
FU0136:LI | SC | FU0131 | WHT | 10 | 12.A2 | XT0131:1 | PANEL A^JB70 | 13.B5
FU0137:LI | SC | FU0136 | WHT | 12 | 19.A2 | XT0002:2 | PANEL A^JB70 | 12.A4
FU0139:LD | SC | FU0139 | WHT | 16 | 19.A1 | XT0081:1 | PANEL A^JB70 | 21.A2
FU0139:LI | SC | FU0137 | WHT | 12 | 19.A1 | FU0387:LI | PANEL A^JB70 | 19.A1
FU0387:LD | SC | FU0387 | WHT | 16 | 19.A1 | KA3502:14 | PANEL A^JB70 | 84.C5
FU0387:LI | SC | FU0137 | WHT | 12 | 19.A1 | FU0388:LI | PANEL A^JB70 | 19.B1
FU0388:LI | SC | FU0137 | WHT | 12 | 19.B1 | FU0389:LI | PANEL A^JB70 | 19.B1
FU0389:LI | SC | FU0137 | WHT | 12 | 19.B1 | FU0390:LI | PANEL A^JB70 | 19.B1
FU0390:LD | SC | FU0390 | WHT | 16 | 19.B1 | XT0083:1 | PANEL A^JB70 | 74.C5
FU9130:LD | SC | 0V2 | WHT | 14 | 12.B4 | XT9130:1 | PANEL A^JB70 | 12.B5
FU9130:LI | SC | 0V | WHT | 14 | 12.B4 | XT0003:4 | PANEL A^JB70 | 12.B4
GR0131: | SC | GR0131 | GRN/YEL | 14 | 10.A4 | FRAME | PANEL A^JB70 | 10.A3
GR0132: | SC | GR0132 | GRN/YEL | 14 | 10.A4 | FRAME | PANEL A^JB70 | 10.A3
GR0133: | SC | IEG00106 | GRN | 14 | 10.A4 | IEG0010:6 | PANEL A^JB70 | 10.A5
GR0134: | SC | IEG001013 | GRN | 14 | 10.A4 | IEG0010:13 | PANEL A^JB70 | 10.A5
GR0135: | SC | GR0135 | GRN/YEL | 14 | 10.A4 | FRAME | PANEL A^JB70 | 10.A5
KA0113:11 | SC | PS35001 | WHT | 20 | 83.A6 | XT0091:1 | PANEL A^JB70 | 83.A5
KA0113:A1 | SC | PS35002 | WHT | 20 | 83.A5 | XT0091:2 | PANEL A^JB70 | 83.A5
KA0130:A1 | SC | KA0130A1 | WHT | 20 | 18.C5 | KA0130:11 | PANEL A^JB70 | 18.D6
KA0131:11 | SC | KA0135A1 | WHT | 20 | 22.B4 | KA0135:A1 | PANEL A^JB70 | 22.B6
KA0131:A1 | SC | KA0131A1 | WHT | 20 | 26.C5 | KA0132:A1 | PANEL A^JB70 | 26.C5
KA0131:A2 | SC | KA0131A2 | WHT | 20 | 26.C5 | KA0132:A2 | PANEL A^JB70 | 26.C5
KA0132:11 | SC | FU0139 | WHT | 20 | 21.A1 | XT0081:1 | PANEL A^JB70 | 21.A2
KA0132:A1 | SC | KA0131A1 | WHT | 20 | 26.C5 | KA0141:A1 | PANEL A^JB70 | 26.C5
KA0132:A2 | SC | KA0131A2 | WHT | 20 | 26.C5 | KA0141:A2 | PANEL A^JB70 | 26.C5
KA0141:A1 | SC | KA0131A1 | WHT | 20 | 26.C5 | KA0230:A1 | PANEL A^JB70 | 26.C5
KA0141:A2 | SC | KA0131A2 | WHT | 20 | 26.C5 | KA0230:A2 | PANEL A^JB70 | 26.C5
KA0230:A1 | SC | KA0131A1 | WHT | 20 | 26.C5 | KA0231:A1 | PANEL A^JB70 | 26.C5
KA0230:A2 | SC | KA0131A2 | WHT | 20 | 26.C5 | KA0231:A2 | PANEL A^JB70 | 26.C5
KA0231:A1 | SC | KA0131A1 | WHT | 20 | 26.C5 | KA0232:A1 | PANEL A^JB70 | 26.D5
KA0231:A2 | SC | KA0131A2 | WHT | 20 | 26.C5 | KA0232:A2 | PANEL A^JB70 | 26.D5
KA0232:A1 | SC | KA0131A1 | WHT | 20 | 26.D5 | KA0233:A1 | PANEL A^JB70 | 26.D5
KA0232:A2 | SC | KA0131A2 | WHT | 20 | 26.D5 | KA0233:A2 | PANEL A^JB70 | 26.D5
KA0233:A1 | SC | KA0131A1 | WHT | 20 | 26.D5 | KA0234:A1 | PANEL A^JB70 | 26.D5
KA0233:A2 | SC | KA0131A2 | WHT | 20 | 26.D5 | KA0234:A2 | PANEL A^JB70 | 26.D5
KA3502:11 | SC | KM3502EP | WHT | 20 | 84.C5 | XT0081:9 | PANEL A^JB70 | 84.C5
KA9130:A1 | SC | FU0136 | WHT | 14 | 12.B5 | XT0002:4 | PANEL A^JB70 | 12.A4
KA9130:A2 | SC | 0V2 | WHT | 14 | 12.B5 | XT9130:1 | PANEL A^JB70 | 12.B5
PC0470:INP_A | SC | 009312 | WHT | 20 | 19.D5 | PC0470:INP_B | PANEL A^JB70 | 19.D5
PEG0130:1 | SC | 0V2 | GRN/YEL | 14 | 12.B5 | XT9130:1 | PANEL A^JB70 | 12.B5
UJ0031:- | SC | UJ0031N | WHT | 12 | 13.D4 | XT0013:1 | PANEL A^JB70 | 13.D3
UJ0031:G | SC | UJ0031G | GRN/YEL | 12 | 13.D4 | FRAME | PANEL A^JB70 | 13.D4
UJ0031:IS | SC | UJ0131IS | WHT | 10 | 13.D4 | UJ0131:IS | PANEL A^JB70 | 13.B4
UJ0031:OUT(-) | SC | 0V | WHT | 10 | 13.D4 | XT0031:2 | PANEL A^JB70 | 13.D5
UJ0131:- | SC | 521NEG | WHT | 12 | 13.B4 | XT0011:1 | PANEL A^JB70 | 13.B3
UJ0131:G | SC | UJ0131G | GRN/YEL | 12 | 13.B4 | FRAME | PANEL A^JB70 | 13.B4
UJ0131:OUT(-) | SC | 0V | WHT | 10 | 13.B4 | XT0031:1 | PANEL A^JB70 | 13.B5
XT0003:1 | SC | 0V | WHT | 10 | 12.A4 | XT0031:1 | PANEL A^JB70 | 13.B5
XT0003:10 | SC | 0V | WHT | 14 | 12.C4 | XT0071:2 | PANEL A^JB70 | 64.A5
XT0003:2 | SC | 0V | WHT | 14 | 12.A4 | XT0082:1 | PANEL A^JB70 | 19.A1
XT0080:1 | SC | 0V | WHT | 14 | 20.A1 | XT0082:2 | PANEL A^JB70 | 19.A1
XT0081:2 | SC | FU0139 | WHT | 20 | 22.A2 | XT0081:1 | PANEL A^JB70 | 21.A2
XT0082:2 | SC | 0V | WHT | 20 | 19.A1 | XT0080:5 | PANEL A^JB70 | 21.A6
XT0082:5 | SC | 0V | WHT | 20 | 19.B1 | XT0083:3 | PANEL A^JB70 | 74.C5
AU0080:L1 | WC0009 | AU0090L2 | ENET | CABLE | 2.A4 | AU0090:L2 | PANEL A^JB70 | 2.A3
AF0086:12 | WC2108 | FT21082 | RED | 20 | 74.C7 | XT0083:2 | PANEL A^JB70 | 74.C5
AF0086:28 | WC2108 | 0V | BLK | 20 | 74.C7 | XT0083:3 | PANEL A^JB70 | 74.C5
AF0086:60 | WC2108 | FT2108S | SH | 20 | 74.C7 | XT0083:4 | PANEL A^JB70 | 74.C5
AF0087:10 | SC | ZS61S | WHT | 16 | 102.A7 | XT0290:2 | F&G EDIO ONSK | 102.A6
AF0087:42 | SC | ZS61P | WHT | 16 | 102.A7 | XT0290:1 | F&G EDIO ONSK | 102.A6
AF0093:04 | SC | KA017611 | WHT | 20 | 110.A7 | KA0176:11 | F&G EDIO ONSK | 110.A6
AF0093:13 | SC | KA017711 | WHT | 20 | 111.A7 | KA0177:11 | F&G EDIO ONSK | 111.A6
AF0093:36 | SC | 009336 | WHT | 20 | 110.A7 | KA0176:14 | F&G EDIO ONSK | 110.A6
AF0093:45 | SC | 009345 | WHT | 20 | 111.A7 | KA0177:14 | F&G EDIO ONSK | 111.A6
KA6211:A1 | SC | KA6211A1 | WHT | 20 | 110.A6 | KA0246:14 | F&G EDIO ONSK | 110.A5
KA6212:A1 | SC | KA024714 | WHT | 20 | 111.A6 | KA0247:14 | F&G EDIO ONSK | 111.A5
XT0002:7 | SC | FU0136 | WHT | 12 | 12.B4 | FU0535:LI | F&G EDIO ONSK | 29.A4
XT0003:7 | SC | 0V | WHT | 12 | 12.B4 | XT0536:1 | F&G EDIO ONSK | 29.A5
XT0080:7 | SC | 0V | WHT | 20 | 23.A6 | KA0176:A2 | F&G EDIO ONSK | 28.A6
XT0081:3 | SC | FU0139 | WHT | 20 | 23.A2 | KA0255:21 | F&G EDIO ONSK | 28.A1
AF0081:04 | SC | SB0472B212 | WHT | 20 | 42.B7 | SB0472:B2-12 | JB70 | 42.B1
AF0081:36 | SC | SB0472B211 | WHT | 20 | 42.B7 | SB0472:B2-11 | JB70 | 42.B1
AF0087:02 | SC | SB047112 | WHT | 20 | 41.D7 | SB0471:12 | JB70 | 41.D1
AF0087:03 | SC | SB047314 | WHT | 20 | 41.D7 | SB0473:14 | JB70 | 41.D1
AF0087:04 | SC | SB047414 | WHT | 20 | 42.A7 | SB0474:14 | JB70 | 42.A1
AF0087:05 | SC | SA047312 | WHT | 20 | 40.D7 | SA0473:12 | JB70 | 40.D1
AF0087:06 | SC | SA047314 | WHT | 20 | 40.D7 | SA0473:14 | JB70 | 40.D1
AF0087:07 | SC | SA0471B214 | WHT | 20 | 42.A7 | SA0471:B2-14 | JB70 | 42.A1
AF0087:08 | SC | SA0471B114 | WHT | 20 | 42.B7 | SA0471:B1-14 | JB70 | 42.B1
AF0087:12 | SC | SA0474B214 | WHT | 20 | 45.C7 | SA0474:B2-14 | JB70 | 45.C1
AF0087:13 | SC | SA0474B114 | WHT | 20 | 45.C7 | SA0474:B1-14 | JB70 | 45.C1
AF0087:34 | SC | SB047111 | WHT | 20 | 41.D7 | SB0471:11 | JB70 | 41.D1
AF0087:35 | SC | SB047313 | WHT | 20 | 41.D7 | SB0473:13 | JB70 | 41.D1
AF0087:36 | SC | SB047413 | WHT | 20 | 42.A7 | SB0474:13 | JB70 | 42.A1
AF0087:37 | SC | SA047311 | WHT | 20 | 40.D7 | SA0473:11 | JB70 | 40.D1
AF0087:38 | SC | SA047313 | WHT | 20 | 40.D7 | SA0473:13 | JB70 | 40.D1
AF0087:39 | SC | SA0471B213 | WHT | 20 | 42.A7 | SA0471:B2-13 | JB70 | 42.A1
AF0087:40 | SC | SA0471B113 | WHT | 20 | 42.B7 | SA0471:B1-13 | JB70 | 42.B1
AF0087:44 | SC | SA0474B213 | WHT | 20 | 45.C7 | SA0474:B2-13 | JB70 | 45.C1
AF0087:45 | SC | SA0474B113 | WHT | 20 | 45.C7 | SA0474:B1-13 | JB70 | 45.C1
PEG0130:2 | SC | AT1100G | GRN/YEL | 14 | 44.D5 | AT1100:GND | JB70 | 44.D3
XT0002:6 | WC6511 | FU0136 | 1 | 12 | 12.B4 | FU0332:LI | JB73 PANEL | 27.A3
XT0003:6 | WC6511 | 0V | 2 | 12 | 12.B4 | XT0336:1 | JB73 PANEL | 27.A4
AF0081:00 | SC | UA1200J21 | WHT | 20 | 18.D7 | XT0089:19 | PANEL B^JB70 | 18.D5
AF0081:01 | SC | KA024314 | WHT | 20 | 23.D7 | KA0243:14 | PANEL B^JB70 | 23.D6
AF0081:02 | SC | KA024514 | WHT | 20 | 23.D7 | KA0245:14 | PANEL B^JB70 | 23.D6
AF0081:08 | SC | KT014618 | WHT | 20 | 26.B6 | KT0146:18 | PANEL B^JB70 | 26.B2
AF0081:09 | SC | KA023914 | WHT | 20 | 24.B6 | KA0239:14 | PANEL B^JB70 | 24.B5
AF0081:19 | SC | UA1200J27 | WHT | 20 | 18.C7 | UA1200:J2-7 | PANEL B^JB70 | 18.B1
AF0081:33 | SC | KA024311 | WHT | 20 | 23.D7 | KA0243:11 | PANEL B^JB70 | 23.D6
AF0081:34 | SC | KA024511 | WHT | 20 | 23.D7 | KA0245:11 | PANEL B^JB70 | 23.D6
AF0081:41 | SC | KA023911 | WHT | 20 | 24.B6 | KA0239:11 | PANEL B^JB70 | 24.B5
AF0087:09 | SC | KA013112 | WHT | 20 | 22.B2 | KA0137:24 | PANEL B^JB70 | 22.B1
AF0087:11 | SC | KA013624 | WHT | 20 | 21.D3 | KA0136:24 | PANEL B^JB70 | 21.D3
AF0087:43 | SC | KA013621 | WHT | 20 | 21.D3 | KA0136:21 | PANEL B^JB70 | 21.D3
AF0091:12 | SC | KA0134A1 | WHT | 20 | 21.D5 | KA0134:A1 | PANEL B^JB70 | 21.D6
AF0092:01 | SC | KA3502A1 | WHT | 20 | 84.B7 | KA0142:11 | PANEL B^JB70 | 84.B5
AF0092:02 | SC | KA0133A1 | WHT | 20 | 21.B4 | KA0133:A1 | PANEL B^JB70 | 21.B6
AF0092:09 | SC | KA3500A1 | WHT | 20 | 82.A7 | KA0111:11 | PANEL B^JB70 | 82.A5
AF0092:45 | SC | KA024022 | WHT | 20 | 41.C7 | KA0240:22 | PANEL B^JB70 | 41.C6
AF0095:02 | SC | 009502 | WHT | 20 | 68.B7 | KA0221:14 | PANEL B^JB70 | 68.B6
FU0388:LD | SC | FU0388 | WHT | 16 | 19.B1 | KA0138:14 | PANEL B^JB70 | 87.C5
FU0389:LD | SC | FU0389 | WHT | 16 | 19.B1 | XT0089:20 | PANEL B^JB70 | 18.D5
IEG0010:1 | SC | IEG02300 | GRN | 8 | 10.A2 | IEG0230:0 | PANEL B^JB70 | 10.A2
IEG0010:12 | SC | IEG001012 | GRN | 16 | 18.D2 | UA1200:J3-4 | PANEL B^JB70 | 18.B1
IEG0010:4 | SC | IEG00104 | GRN | 14 | 16.C6 | XT0400:3 | PANEL B^JB70 | 16.C5
KA0113:21 | SC | FU0139 | WHT | 20 | 22.D1 | KT0110:A1 | PANEL B^JB70 | 22.D6
KA0113:21 | SC | FU0139 | WHT | 20 | 22.D1 | KA0112:21 | PANEL B^JB70 | 22.D1
KA0113:24 | SC | KT0110B1 | WHT | 20 | 22.D1 | KT0110:B1 | PANEL B^JB70 | 22.D6
KA0130:A2 | SC | UA1200J26 | WHT | 20 | 18.C5 | UA1200:J2-6 | PANEL B^JB70 | 18.B1
KA0131:12 | SC | KA013112 | WHT | 20 | 22.B4 | KA0137:24 | PANEL B^JB70 | 22.B1
KA0131:A1 | SC | KA0131A1 | WHT | 20 | 26.C5 | KA0242:14 | PANEL B^JB70 | 26.C3
KA0132:11 | SC | FU0139 | WHT | 20 | 21.A1 | KA0133:11 | PANEL B^JB70 | 21.B1
KA0132:12 | SC | KT014315 | WHT | 20 | 21.A1 | KT0142:A1 | PANEL B^JB70 | 21.A6
KA0132:12 | SC | KT014315 | WHT | 20 | 21.A1 | KA0133:12 | PANEL B^JB70 | 21.B1
KA0132:21 | SC | KA0138A1 | WHT | 20 | 21.C3 | KA0138:A1 | PANEL B^JB70 | 21.C6
KA0132:22 | SC | KA013222 | WHT | 20 | 21.C3 | KT0141:18 | PANEL B^JB70 | 21.C2
KA0132:24 | SC | KA013224 | WHT | 20 | 21.C3 | KA0134:14 | PANEL B^JB70 | 21.C1
KA0135:A1 | SC | KA0135A1 | WHT | 20 | 22.B6 | XT0089:22 | PANEL B^JB70 | 22.C5
KA0135:A2 | SC | 0V | WHT | 20 | 22.B6 | KA0142:A2 | PANEL B^JB70 | 22.C6
KA0135:A2 | SC | 0V | WHT | 20 | 22.B6 | KA0110:A2 | PANEL B^JB70 | 22.B6
KA0141:21 | SC | KT0146A1 | WHT | 20 | 26.B5 | KA0241:21 | PANEL B^JB70 | 26.A5
KA0141:21 | SC | KT0146A1 | WHT | 20 | 26.B5 | KT0146:A1 | PANEL B^JB70 | 26.B4
KA0141:24 | SC | KA014124 | WHT | 20 | 26.B5 | KA0241:24 | PANEL B^JB70 | 26.A5
KA0230:11 | SC | KA011114 | WHT | 20 | 82.A6 | KA0111:14 | PANEL B^JB70 | 82.A5
KA0231:11 | SC | KT014618 | WHT | 20 | 26.C3 | KA0242:11 | PANEL B^JB70 | 26.C3
KA0231:14 | SC | KA0131A1 | WHT | 20 | 26.C3 | KA0242:14 | PANEL B^JB70 | 26.C3
KA0231:21 | SC | KA024114 | WHT | 20 | 24.C2 | KA0241:14 | PANEL B^JB70 | 24.C2
KA0231:24 | SC | KA023124 | WHT | 20 | 24.C2 | KA0245:21 | PANEL B^JB70 | 24.C3
KA0233:11 | SC | SV1420AP | WHT | 20 | 61.A6 | XT0061:1 | PANEL B^JB70 | 61.A5
KA0233:12 | SC | 006234 | WHT | 20 | 61.A6 | AF0062:34 | PANEL B^JB70 | 61.A7
KA0233:21 | SC | SV1420BP | WHT | 20 | 61.A6 | XT0061:3 | PANEL B^JB70 | 61.A5
KA0233:24 | SC | 006204 | WHT | 20 | 61.A6 | AF0062:04 | PANEL B^JB70 | 61.A7
KA0234:14 | SC | 006114 | WHT | 20 | 59.B5 | AF0061:14 | PANEL B^JB70 | 59.B7
KA0234:21 | SC | KA023421 | WHT | 20 | 84.B6 | KA0142:14 | PANEL B^JB70 | 84.B5
KA0234:A1 | SC | KA0131A1 | WHT | 20 | 26.D5 | XT0089:8 | PANEL B^JB70 | 26.D4
KA3500:A1 | SC | KA3500A1 | WHT | 20 | 82.A6 | KA0111:11 | PANEL B^JB70 | 82.A5
KA3502:A1 | SC | KA3502A1 | WHT | 20 | 84.B6 | KA0142:11 | PANEL B^JB70 | 84.B5
XT0002:1 | SC | FU0136 | WHT | 14 | 12.A4 | FU0210:LI | PANEL B^JB70 | 14.A2
XT0002:3 | SC | FU0136 | WHT | 14 | 12.A4 | FU0410:LI | PANEL B^JB70 | 16.C1
XT0002:7 | SC | FU0136 | WHT | 14 | 12.B4 | XT0051:1 | PANEL B^JB70 | 8.A4
XT0003:1 | SC | 0V | WHT | 14 | 12.A4 | XT0062:1 | PANEL B^JB70 | 14.A1
XT0003:3 | SC | 0V | WHT | 14 | 12.A4 | XT0401:1 | PANEL B^JB70 | 16.A1
XT0003:7 | SC | 0V | WHT | 14 | 12.B4 | XT0051:5 | PANEL B^JB70 | 8.A3
XT0080:5 | SC | 0V | WHT | 20 | 21.A6 | KT0140:A2 | PANEL B^JB70 | 21.A6
XT0080:5 | SC | 0V | WHT | 20 | 21.A6 | XT0089:18 | PANEL B^JB70 | 26.A2
XT0080:6 | SC | 0V | WHT | 20 | 22.A6 | KT0145:A2 | PANEL B^JB70 | 22.A6
XT0080:7 | SC | 0V | WHT | 20 | 23.A6 | KA0243:A2 | PANEL B^JB70 | 23.A6
XT0080:8 | SC | 0V | WHT | 20 | 24.A6 | KA0241:A2 | PANEL B^JB70 | 24.A6
XT0081:1 | SC | FU0139 | WHT | 20 | 21.A2 | XT0089:16 | PANEL B^JB70 | 26.A2
XT0081:2 | SC | FU0139 | WHT | 20 | 22.A2 | KA0244:11 | PANEL B^JB70 | 22.A1
XT0081:4 | SC | FU0139 | WHT | 20 | 24.A3 | XT0089:12 | PANEL B^JB70 | 80.D5
XT0081:5 | SC | FU0139 | WHT | 20 | 24.A3 | KA0236:11 | PANEL B^JB70 | 24.A2
XT0081:7 | SC | KA0241A1 | WHT | 20 | 24.A3 | KA0241:A1 | PANEL B^JB70 | 24.A6
XT0081:8 | SC | KM3170EP | WHT | 20 | 87.C5 | KA0138:11 | PANEL B^JB70 | 87.C5
XT0082:4 | SC | 0V | WHT | 14 | 19.B1 | XT0089:21 | PANEL B^JB70 | 18.D5
AU0090:L1 | WC0045 | AF0450L2 | ENET | CABLE | 2.A3 | AF0450:L2 | PANEL B^JB70 | 2.A1
XT0002:4 | SC | FU0136 | WHT | 14 | 12.A4 | FU0010:LI | PLC PANEL^JB70 | 5.B1
XT0003:4 | SC | 0V | WHT | 14 | 12.B4 | UV0600:(-) | PLC PANEL^JB70 | 5.B2
AU0080:L2 | WC0008 | AU0080L2 | ENET | CABLE | 2.A4 | BA1100:L1 | PLC PANEL^JB70 | 2.A5
AF0087:00 | SC | SH047114 | WHT | 20 | 41.A7 | XT0111:4 | RAIL,RIGHT,JB70 | 41.A5
AF0087:01 | SC | SH047012 | WHT | 20 | 41.B7 | XT0111:8 | RAIL,RIGHT,JB70 | 41.B5
AF0087:32 | SC | SH047113 | WHT | 20 | 41.A7 | XT0111:3 | RAIL,RIGHT,JB70 | 41.A5
AF0087:33 | SC | SH047011 | WHT | 20 | 41.B7 | XT0111:7 | RAIL,RIGHT,JB70 | 41.B5
AF0092:12 | SC | HA047202 | WHT | 20 | 43.A6 | XT0111:23 | RAIL,RIGHT,JB70 | 43.A5
AF0092:13 | SC | SH0472X2 | WHT | 20 | 41.C7 | XT0111:17 | RAIL,RIGHT,JB70 | 41.C5
AF0092:28 | SC | HA047201 | WHT | 20 | 43.A6 | XT0111:24 | RAIL,RIGHT,JB70 | 43.A5
AF0092:29 | SC | SH0472X1 | WHT | 20 | 41.C7 | XT0111:18 | RAIL,RIGHT,JB70 | 41.C5
AF0093:06 | SC | SH0470X2 | WHT | 20 | 41.B7 | XT0111:11 | RAIL,RIGHT,JB70 | 41.B5
AF0093:15 | SC | SH0471X2 | WHT | 20 | 41.A7 | XT0111:5 | RAIL,RIGHT,JB70 | 41.A5
AF0093:22 | SC | SH0470X1 | WHT | 20 | 41.B7 | XT0111:12 | RAIL,RIGHT,JB70 | 41.C5
AF0093:31 | SC | SH0471X1 | WHT | 20 | 41.A7 | XT0111:6 | RAIL,RIGHT,JB70 | 41.A5
XT0002:6 | SC | FU0136 | WHT | 14 | 12.B4 | XT0111:21 | RAIL,RIGHT,JB70 | 44.D5
XT0003:6 | SC | 0V | WHT | 14 | 12.B4 | XT0111:22 | RAIL,RIGHT,JB70 | 44.D5
XT0081:6 | SC | FU0139 | WHT | 20 | 24.A3 | XT0111:15 | RAIL,RIGHT,JB70 | 41.C5
XT0081:7 | SC | KA0241A1 | WHT | 20 | 24.A3 | XT0111:16 | RAIL,RIGHT,JB70 | 41.C5
SolarTools ver. 24.0.84.24712 (Jul 31, 2025)
Report date: 4/7/2026 5:48 PM

## PANEL B^JB70
PANEL B^JB70
Project # | 4P271
Project Name | FPSO BERANTAI FIELD DEVELOPMENT
Revision | B
Controls DE | David Kim
Phone:
Controls ME | Aaron Plvan
Phone:
From | [5 empty] | To
Device ID | Cable (W) Conductor (SC) Jumper Clip (JC) | Wire No. | Wire ID | Gauge/Size | Page/Zone | Device ID | Location | Page/Zone
XT0051:1 | JC | FU0136 | CLIP | --- | 8.A4 | XT0051:2 | PANEL B^JB70 | 8.B4
XT0051:2 | JC | FU0136 | CLIP | --- | 8.B4 | XT0051:3 | PANEL B^JB70 | 8.B4
XT0051:3 | JC | FU0136 | CLIP | --- | 8.B4 | XT0051:4 | PANEL B^JB70 | 8.C4
XT0051:5 | JC | 0V | CLIP | --- | 8.A3 | XT0051:6 | PANEL B^JB70 | 8.B3
XT0051:6 | JC | 0V | CLIP | --- | 8.B3 | XT0051:7 | PANEL B^JB70 | 8.C3
XT0051:7 | JC | 0V | CLIP | --- | 8.C3 | XT0051:8 | PANEL B^JB70 | 8.C3
XT0060:1 | JC | 0V | CLIP | --- | 15.A1 | XT0060:2 | PANEL B^JB70 | 15.B1
XT0060:2 | JC | 0V | CLIP | --- | 15.B1 | XT0060:3 | PANEL B^JB70 | 15.B1
XT0060:3 | JC | 0V | CLIP | --- | 15.B1 | XT0060:4 | PANEL B^JB70 | 15.C1
XT0062:1 | JC | 0V | CLIP | --- | 14.A1 | XT0062:2 | PANEL B^JB70 | 14.A1
XT0062:2 | JC | 0V | CLIP | --- | 14.A1 | XT0062:3 | PANEL B^JB70 | 14.B1
XT0062:3 | JC | 0V | CLIP | --- | 14.B1 | XT0062:4 | PANEL B^JB70 | 14.B1
XT0089:6 | JC | ESTOP | CLIP | --- | 24.D5 | XT0089:7 | PANEL B^JB70 | 24.D5
XT0089:8 | JC | KA0131A1 | CLIP | --- | 26.D4 | XT0089:9 | PANEL B^JB70 | 26.D4
XT0401:1 | JC | 0V | CLIP | --- | 16.A1 | XT0401:2 | PANEL B^JB70 | 16.C1
AF0061:COM | SC | 0V | WHT | 16 | 15.B2 | XT0060:2 | PANEL B^JB70 | 15.B1
AF0061:J | SC | * |  |  | 15.B2 | AF0062:P | PANEL B^JB70 | 15.B3
AF0061:V+ | SC | FU0062 | WHT | 16 | 15.B2 | FU0062:LD | PANEL B^JB70 | 15.B1
AF0062:00 | SC | 006200 | WHT | 20 | 68.C7 | KA0222:14 | PANEL B^JB70 | 68.C6
AF0062:02 | SC | SV1420AP | WHT | 20 | 61.A7 | XT0061:1 | PANEL B^JB70 | 61.A5
AF0062:18 | SC | SV1420AN | WHT | 20 | 61.A7 | XT0061:2 | PANEL B^JB70 | 61.A5
AF0062:20 | SC | SV1420BN | WHT | 20 | 61.A7 | XT0061:4 | PANEL B^JB70 | 61.A5
AF0062:COM | SC | 0V | WHT | 16 | 15.B3 | XT0060:3 | PANEL B^JB70 | 15.B1
AF0062:J | SC | * |  |  | 15.B3 | AF0063:P | PANEL B^JB70 | 15.B3
AF0062:V+ | SC | FU0063 | WHT | 16 | 15.B3 | FU0063:LD | PANEL B^JB70 | 15.B1
AF0063:COM | SC | AF0063N | WHT | 16 | 15.B3 | AF0064:COM | PANEL B^JB70 | 15.A4
AF0063:COM | SC | AU0060N | WHT | 16 | 15.B3 | AU0060:COM | PANEL B^JB70 | 15.A2
AF0063:J | SC | * |  |  | 15.B3 | AF0064:P | PANEL B^JB70 | 15.A4
AF0063:V+ | SC | AF0063P | WHT | 16 | 15.B3 | AF0064:V+ | PANEL B^JB70 | 15.A4
AF0063:V+ | SC | AU0060P | WHT | 16 | 15.B3 | AU0060:V+ | PANEL B^JB70 | 15.A2
AF0064:COM | SC | AF0064N | WHT | 16 | 15.A4 | AF0065:COM | PANEL B^JB70 | 15.A5
AF0064:J | SC | * |  |  | 15.A4 | AF0065:P | PANEL B^JB70 | 15.A5
AF0064:SH | SC | AF0064G | GRN | 14 | 15.A4 | AF0065:SH | PANEL B^JB70 | 15.A5
AF0064:SH | SC | AU0060G,GRN | GRN | 14 | 15.A4 | AU0060:GND | PANEL B^JB70 | 15.A2
AF0064:V+ | SC | AF0064P | WHT | 16 | 15.A4 | AF0065:V+ | PANEL B^JB70 | 15.A5
AF0065:COM | SC | AF0065N | WHT | 16 | 15.A5 | AF0066:COM | PANEL B^JB70 | 15.B5
AF0065:J | SC | * |  |  | 15.A5 | AF0066:P | PANEL B^JB70 | 15.B5
AF0065:SH | SC | AF0065G | GRN | 14 | 15.A5 | AF0066:SH | PANEL B^JB70 | 15.B5
AF0065:V+ | SC | AF0065P | WHT | 16 | 15.A5 | AF0066:V+ | PANEL B^JB70 | 15.B5
AF0066:COM | SC | AF0066N | WHT | 16 | 15.B5 | AF0068:COM | PANEL B^JB70 | 15.B6
AF0066:J | SC | * |  |  | 15.B5 | AF0067:P | PANEL B^JB70 | 15.B6
AF0066:SH | SC | AF0066G | GRN | 14 | 15.B5 | AF0068:SH | PANEL B^JB70 | 15.B6
AF0066:V+ | SC | AF0066P | WHT | 16 | 15.B5 | AF0068:V+ | PANEL B^JB70 | 15.B6
AF0067:COM | SC | 0V | WHT | 16 | 15.B6 | XT0060:3 | PANEL B^JB70 | 15.B1
AF0067:J | SC | * |  |  | 15.B6 | AF0068:P | PANEL B^JB70 | 15.B6
AF0067:V+ | SC | FU0064 | WHT | 16 | 15.B6 | FU0064:LD | PANEL B^JB70 | 15.B1
AF0068:SH | SC | IEG02304 | GRN | 14 | 15.B6 | IEG0230:4 | PANEL B^JB70 | 15.B6
AF0071:COM | SC | AF0071N | WHT | 16 | 15.C2 | AF0072:COM | PANEL B^JB70 | 15.C3
AF0071:COM | SC | AU0070N | WHT | 16 | 15.C2 | AU0070:COM | PANEL B^JB70 | 15.C2
AF0071:J | SC | * |  |  | 15.C2 | AF0072:P | PANEL B^JB70 | 15.C3
AF0071:SH | SC | AF0071G | GRN | 14 | 15.C2 | AF0072:SH | PANEL B^JB70 | 15.C3
AF0071:SH | SC | AU0070G | GRN | 14 | 15.C2 | AU0070:GND | PANEL B^JB70 | 15.C2
AF0071:V+ | SC | AF0071P | WHT | 16 | 15.C2 | AF0072:V+ | PANEL B^JB70 | 15.C3
AF0071:V+ | SC | AU0070P | WHT | 16 | 15.C2 | AU0070:V+ | PANEL B^JB70 | 15.C2
AF0072:COM | SC | AF0072N | WHT | 16 | 15.C3 | AF0073:COM | PANEL B^JB70 | 15.C3
AF0072:J | SC | * |  |  | 15.C3 | AF0073:P | PANEL B^JB70 | 15.C3
AF0072:SH | SC | AF0072G | GRN | 14 | 15.C3 | AF0073:SH | PANEL B^JB70 | 15.C3
AF0072:V+ | SC | AF0072P | WHT | 16 | 15.C3 | AF0073:V+ | PANEL B^JB70 | 15.C3
AF0073:COM | SC | AF0073N | WHT | 16 | 15.C3 | AF0074:COM | PANEL B^JB70 | 15.C4
AF0073:J | SC | * |  |  | 15.C3 | AF0074:P | PANEL B^JB70 | 15.C4
AF0073:SH | SC | AF0073G | GRN | 14 | 15.C3 | AF0074:SH | PANEL B^JB70 | 15.C4
AF0073:V+ | SC | AF0073P | WHT | 16 | 15.C3 | AF0074:V+ | PANEL B^JB70 | 15.C4
AF0074:05 | SC | 007405 | WHT | 20 | 26.A2 | XT0089:17 | PANEL B^JB70 | 26.A2
AF0074:21 | SC | 0V | WHT | 20 | 26.A2 | XT0089:18 | PANEL B^JB70 | 26.A2
AF0074:COM | SC | AF0074N | WHT | 16 | 15.C4 | AF0075:COM | PANEL B^JB70 | 15.C5
AF0074:J | SC | * |  |  | 15.C4 | AF0075:P | PANEL B^JB70 | 15.C5
AF0074:SH | SC | AF0074G | GRN | 14 | 15.C4 | AF0075:SH | PANEL B^JB70 | 15.C5
AF0074:V+ | SC | AF0074P | WHT | 16 | 15.C4 | AF0075:V+ | PANEL B^JB70 | 15.C5
AF0075:COM | SC | AF0075N | WHT | 16 | 15.C5 | AF0077:COM | PANEL B^JB70 | 15.C6
AF0075:J | SC | * |  |  | 15.C5 | AF0076:P | PANEL B^JB70 | 15.C5
AF0075:SH | SC | AF0075G | GRN | 14 | 15.C5 | AF0077:SH | PANEL B^JB70 | 15.C6
AF0075:V+ | SC | AF0075P | WHT | 16 | 15.C5 | AF0077:V+ | PANEL B^JB70 | 15.C6
AF0076:00 | SC | KA023514 | WHT | 20 | 72.B7 | KA0235:14 | PANEL B^JB70 | 72.B5
AF0076:02 | SC | 007602 | WHT | 20 | 68.B7 | KA0221:A1 | PANEL B^JB70 | 68.B6
AF0076:04 | SC | 007604 | WHT | 20 | 68.C7 | KA0222:A1 | PANEL B^JB70 | 68.C6
AF0076:08 | SC | KA1020A1 | WHT | 20 | 14.C7 | KA1020:A1 | PANEL B^JB70 | 14.C5
AF0076:10 | SC | KT014615 | WHT | 20 | 26.B2 | KT0146:15 | PANEL B^JB70 | 26.B2
AF0076:11 | SC | UA1200J14 | WHT | 20 | 18.C7 | UA1200:J1-4 | PANEL B^JB70 | 18.B1
AF0076:12 | SC | 007612 | WHT | 20 | 18.C7 | XT0237:1 B2 | PANEL B^JB70 | 18.C4
AF0076:13 | SC | KT0146B1 | WHT | 20 | 26.B6 | KT0146:B1 | PANEL B^JB70 | 26.B4
AF0076:15 | SC | 007615 | WHT | 20 | 25.D6 | KA0224:A1 | PANEL B^JB70 | 25.D5
AF0076:18 | SC | 007618 | WHT | 20 | 68.B7 | KA0221:A2 | PANEL B^JB70 | 68.B6
AF0076:20 | SC | 007620 | WHT | 20 | 68.C7 | KA0222:A2 | PANEL B^JB70 | 68.C6
AF0076:24 | SC | KA1020A2 | WHT | 20 | 14.C7 | KA1020:A2 | PANEL B^JB70 | 14.C5
AF0076:29 | SC | KT0146A2 | WHT | 20 | 26.B6 | KT0146:A2 | PANEL B^JB70 | 26.B4
AF0076:31 | SC | 007631 | WHT | 20 | 25.D6 | KA0224:A2 | PANEL B^JB70 | 25.D5
AF0076:COM | SC | 0V | WHT | 16 | 15.C5 | XT0060:4 | PANEL B^JB70 | 15.C1
AF0076:J | SC | * |  |  | 15.C5 | AF0077:P | PANEL B^JB70 | 15.C6
AF0076:V+ | SC | FU0076 | WHT | 16 | 15.C5 | FU0076:LD | PANEL B^JB70 | 15.D1
AF0077:SH | SC | IEG02301 | GRN | 14 | 15.C6 | IEG0230:1 | PANEL B^JB70 | 15.D7
XT0089:3 | SC | JP3,CLIP | CLIP | -- | 25.B4 | XT0089:2 | PANEL B^JB70 | 25.B4
XT0089:5 | SC | JP6 | CLIP | -- | 25.C4 | XT0089:4 | PANEL B^JB70 | 25.C4
XT0089:2 | SC | JP0 | VIO | 20 | 25.B4 | XT0089:1 | PANEL B^JB70 | 25.B4
AF0400:12 | SC | XT04002 | GRN | 16 | 16.A6 | XT0400:2 | PANEL B^JB70 | 16.C6
AF0410:32 | SC | XT04001 | GRN | 16 | 16.A5 | XT0400:1 | PANEL B^JB70 | 16.C5
AF0410:53 | SC | 0V | WHT | 16 | 16.A5 | XT0401:2 | PANEL B^JB70 | 16.C1
AF0410:54 | SC | 0V | WHT | 16 | 16.A5 | AF0420:53 | PANEL B^JB70 | 16.A4
AF0410:55 | SC | FU0410 | WHT | 16 | 16.A5 | FU0410:LD | PANEL B^JB70 | 16.C1
AF0410:56 | SC | FU0410 | WHT | 16 | 16.A5 | AF0420:55 | PANEL B^JB70 | 16.A4
AF0420:32 | SC | XT04001 | GRN | 16 | 16.A4 | XT0400:1 | PANEL B^JB70 | 16.C5
AF0420:54 | SC | 0V | WHT | 16 | 16.A4 | AF0430:53 | PANEL B^JB70 | 16.A3
AF0420:56 | SC | FU0410 | WHT | 16 | 16.A4 | AF0430:55 | PANEL B^JB70 | 16.A3
AF0430:32 | SC | XT04001 | GRN | 16 | 16.A3 | XT0400:1 | PANEL B^JB70 | 16.C5
AF0430:54 | SC | 0V | WHT | 16 | 16.A3 | AF0450:53 | PANEL B^JB70 | 16.A1
AF0430:56 | SC | FU0410 | WHT | 16 | 16.A3 | AF0450:55 | PANEL B^JB70 | 16.A1
AF0450:32 | SC | XT04001 | GRN | 16 | 16.A1 | XT0400:1 | PANEL B^JB70 | 16.C5
AU0060:COM | SC | 0V | WHT | 16 | 15.A2 | XT0060:2 | PANEL B^JB70 | 15.B1
AU0060:V+ | SC | FU0061 | WHT | 16 | 15.A2 | FU0061:LD | PANEL B^JB70 | 15.B1
AU0070:COM | SC | 0V | WHT | 16 | 15.C2 | XT0060:4 | PANEL B^JB70 | 15.C1
AU0070:V+ | SC | FU0070 | WHT | 16 | 15.C2 | FU0070:LD | PANEL B^JB70 | 15.C1
FU0021:LI | SC | FU0136 | WHT | 16 | 8.A3 | XT0051:1 | PANEL B^JB70 | 8.A4
FU0022:LI | SC | FU0136 | WHT | 16 | 8.B3 | XT0051:2 | PANEL B^JB70 | 8.B4
FU0029:LI | SC | FU0136 | WHT | 16 | 8.B5 | XT0051:3 | PANEL B^JB70 | 8.B4
FU0060:LI | SC | FU0210 | WHT | 12 | 14.A1 | FU0210:LD | PANEL B^JB70 | 14.A2
FU0060:LI | SC | FU0210 | WHT | 12 | 14.A1 | FU0100:LI | PANEL B^JB70 | 14.A1
FU0061:LI | SC | FU0060 | WHT | 14 | 15.B1 | FU0060:LD | PANEL B^JB70 | 14.A1
FU0061:LI | SC | FU0060 | WHT | 14 | 15.B1 | FU0062:LI | PANEL B^JB70 | 15.B1
FU0062:LI | SC | FU0060 | WHT | 14 | 15.B1 | FU0063:LI | PANEL B^JB70 | 15.B1
FU0063:LI | SC | FU0060 | WHT | 14 | 15.B1 | FU0064:LI | PANEL B^JB70 | 15.B1
FU0064:LI | SC | FU0060 | WHT | 14 | 15.B1 | FU0070:LI | PANEL B^JB70 | 15.C1
FU0070:LI | SC | FU0060 | WHT | 14 | 15.C1 | FU0076:LI | PANEL B^JB70 | 15.D1
FU0100:LD | SC | FU0100 | WHT | 16 | 14.A1 | KA1020:14 | PANEL B^JB70 | 63.A5
FU0100:LI | SC | FU0210 | WHT | 12 | 14.A1 | FU0113:LI | PANEL B^JB70 | 14.B1
FU0113:LI | SC | FU0210 | WHT | 12 | 14.B1 | FU0114:LI | PANEL B^JB70 | 14.B1
FU0114:LI | SC | FU0210 | WHT | 12 | 14.B1 | FU0115:LI | PANEL B^JB70 | 14.B1
FU0115:LI | SC | FU0210 | WHT | 12 | 14.B1 | FU0212:LI | PANEL B^JB70 | 14.B1
FU0212:LD | SC | FU0212 | WHT | 16 | 14.B1 | KA0239:22 | PANEL B^JB70 | 18.C6
GR0231: | SC | IEG02303 | GRN | 14 | 10.A4 | IEG0230:3 | PANEL B^JB70 | 10.A3
GR0233: | SC | IEG02308 | GRN | 14 | 10.A4 | IEG0230:8 | PANEL B^JB70 | 10.A5
KA0110:11 | SC | FU0139 | WHT | 20 | 22.C1 | KA0112:11 | PANEL B^JB70 | 22.C1
KA0110:11 | SC | FU0139 | WHT | 20 | 22.C1 | KT0110:A1 | PANEL B^JB70 | 22.D6
KA0110:A1 | SC | KA0137A1 | WHT | 20 | 22.B6 | KA0137:A1 | PANEL B^JB70 | 22.A6
KA0110:A2 | SC | 0V | WHT | 20 | 22.B6 | KA0137:A2 | PANEL B^JB70 | 22.A6
KA0111:A1 | SC | KA0111A1 | WHT | 20 | 22.D6 | KA0115:14 | PANEL B^JB70 | 22.D2
KA0111:A2 | SC | 0V | WHT | 20 | 22.D6 | KA0112:A2 | PANEL B^JB70 | 22.D6
KA0111:A2 | SC | 0V | WHT | 20 | 22.D6 | KT0110:A2 | PANEL B^JB70 | 22.D6
KA0112:11 | SC | FU0139 | WHT | 20 | 22.C1 | KT0110:15 | PANEL B^JB70 | 22.C1
KA0112:12 | SC | KT014025 | WHT | 20 | 22.C1 | KT0140:25 | PANEL B^JB70 | 22.C2
KA0112:21 | SC | FU0139 | WHT | 20 | 22.D1 | KT0144:25 | PANEL B^JB70 | 22.D1
KA0112:22 | SC | KA011511 | WHT | 20 | 22.D1 | KA0115:11 | PANEL B^JB70 | 22.D2
KA0112:A1 | SC | KA0112A1 | WHT | 20 | 22.D6 | KT0144:28 | PANEL B^JB70 | 22.D1
KA0115:A1 | SC | KA0138A1 | WHT | 20 | 21.C6 | KA0138:A1 | PANEL B^JB70 | 21.C6
KA0115:A2 | SC | 0V | WHT | 20 | 21.C6 | KT0143:A2 | PANEL B^JB70 | 21.D6
KA0115:A2 | SC | 0V | WHT | 20 | 21.C6 | KA0138:A2 | PANEL B^JB70 | 21.C6
KA0133:11 | SC | FU0139 | WHT | 20 | 21.B1 | KT0144:A1 | PANEL B^JB70 | 21.B6
KA0133:A2 | SC | 0V | WHT | 20 | 21.B6 | KA0136:A2 | PANEL B^JB70 | 21.C6
KA0133:A2 | SC | 0V | WHT | 20 | 21.B6 | KT0144:A2 | PANEL B^JB70 | 21.B6
KA0134:11 | SC | FU0139 | WHT | 20 | 21.C1 | KT0144:15 | PANEL B^JB70 | 21.C1
KA0134:11 | SC | FU0139 | WHT | 20 | 21.C1 | KA0136:11 | PANEL B^JB70 | 21.B1
KA0134:A1 | SC | KA0134A1 | WHT | 20 | 21.D6 | AF0067:12 | PANEL B^JB70 | 21.D4
KA0134:A2 | SC | 0V | WHT | 20 | 21.D6 | KT0143:A2 | PANEL B^JB70 | 21.D6
KA0136:11 | SC | FU0139 | WHT | 20 | 21.B1 | KT0144:A1 | PANEL B^JB70 | 21.B6
KA0136:14 | SC | KA013821 | WHT | 20 | 21.B1 | KA0138:21 | PANEL B^JB70 | 21.B2
KA0136:A1 | SC | PS32002 | WHT | 20 | 21.C6 | XT0089:13 | PANEL B^JB70 | 80.D5
KA0136:A2 | SC | 0V | WHT | 20 | 21.C6 | KA0138:A2 | PANEL B^JB70 | 21.C6
KA0137:11 | SC | FU0139 | WHT | 20 | 21.C1 | KT0140:15 | PANEL B^JB70 | 21.C1
KA0137:11 | SC | FU0139 | WHT | 20 | 21.C1 | KT0144:15 | PANEL B^JB70 | 21.C1
KA0137:14 | SC | KA013222 | WHT | 20 | 21.C1 | KT0141:18 | PANEL B^JB70 | 21.C2
KA0137:14 | SC | KA013222 | WHT | 20 | 21.C1 | KT0144:18 | PANEL B^JB70 | 21.C1
KA0137:21 | SC | FU0139 | WHT | 20 | 22.B1 | KT0145:15 | PANEL B^JB70 | 22.A1
KA0137:21 | SC | FU0139 | WHT | 20 | 22.B1 | KT0110:15 | PANEL B^JB70 | 22.C1
KA0137:A1 | SC | KA0137A1 | WHT | 20 | 22.A6 | KT0145:18 | PANEL B^JB70 | 22.A1
KA0137:A2 | SC | 0V | WHT | 20 | 22.A6 | KT0145:A2 | PANEL B^JB70 | 22.A6
KA0138:24 | SC | KT0144B1 | WHT | 20 | 21.B2 | KT0144:B1 | PANEL B^JB70 | 21.B6
KA0142:A1 | SC | KA0142A1 | WHT | 20 | 22.C6 | KT0110:18 | PANEL B^JB70 | 22.C1
KA0142:A2 | SC | 0V | WHT | 20 | 22.C6 | KT0110:A2 | PANEL B^JB70 | 22.D6
KA0221:11 | SC | 023524 | WHT | 20 | 68.B6 | KA0235:24 | PANEL B^JB70 | 68.B5
KA0222:11 | SC | 023724 | WHT | 20 | 68.C6 | KA0237:24 | PANEL B^JB70 | 68.C5
KA0235:A1 | SC | ESTOP | WHT | 20 | 24.C6 | XT0089:5 | PANEL B^JB70 | 25.C4
KA0235:A1 | SC | ESTOP | WHT | 20 | 24.C6 | KA0236:A1 | PANEL B^JB70 | 24.C6
KA0235:A2 | SC | 0V | WHT | 20 | 24.C6 | KA0236:A2 | PANEL B^JB70 | 24.C6
KA0235:A2 | SC | 0V | WHT | 20 | 24.C6 | KA0242:A2 | PANEL B^JB70 | 24.B6
KA0236:21 | SC | UA1200J21 | WHT | 20 | 24.C2 | KA0241:11 | PANEL B^JB70 | 24.C2
KA0236:24 | SC | KA024114 | WHT | 20 | 24.C2 | KA0241:14 | PANEL B^JB70 | 24.C2
KA0236:A1 | SC | ESTOP | WHT | 20 | 24.C6 | KA0237:A1 | PANEL B^JB70 | 24.C6
KA0236:A2 | SC | 0V | WHT | 20 | 24.C6 | KA0237:A2 | PANEL B^JB70 | 24.C6
KA0237:A1 | SC | ESTOP | WHT | 20 | 24.C6 | KA0239:A1 | PANEL B^JB70 | 24.C6
KA0237:A2 | SC | 0V | WHT | 20 | 24.C6 | KA0239:A2 | PANEL B^JB70 | 24.C6
KA0239:21 | SC | KA024224 | WHT | 20 | 18.C6 | KA0242:24 | PANEL B^JB70 | 18.C5
KA0239:A1 | SC | ESTOP | WHT | 20 | 24.C6 | KA0240:A1 | PANEL B^JB70 | 24.C6
KA0239:A2 | SC | 0V | WHT | 20 | 24.C6 | KA0240:A2 | PANEL B^JB70 | 24.C6
KA0240:11 | SC | PS32004 | WHT | 20 | 80.D6 | XT0089:14 | PANEL B^JB70 | 80.D5
KA0240:14 | SC | UF1300 | WHT | 20 | 80.D6 | XT0084:1 | PANEL B^JB70 | 80.D6
KA0240:A1 | SC | ESTOP | WHT | 20 | 24.C6 | KA0251:A1 | PANEL B^JB70 | 24.D6
KA0240:A2 | SC | 0V | WHT | 20 | 24.C6 | KA0251:A2 | PANEL B^JB70 | 24.D6
KA0241:11 | SC | UA1200J21 | WHT | 20 | 24.C2 | XT0089:19 | PANEL B^JB70 | 18.D5
KA0241:A1 | SC | KA0241A1 | WHT | 20 | 24.A6 | KA0242:A1 | PANEL B^JB70 | 24.B6
KA0241:A2 | SC | 0V | WHT | 20 | 24.A6 | KA0242:A2 | PANEL B^JB70 | 24.B6
KA0242:11 | SC | KT014618 | WHT | 20 | 26.C3 | KT0146:18 | PANEL B^JB70 | 26.B2
KA0242:21 | SC | KA024221 | WHT | 20 | 18.C5 | XT0237:1 T2 | PANEL B^JB70 | 18.C4
KA0243:21 | SC | KA024524 | WHT | 20 | 24.C4 | KA0245:24 | PANEL B^JB70 | 24.C3
KA0243:24 | SC | ESTOPD | WHT | 20 | 24.C4 | XT0089:1 | PANEL B^JB70 | 25.B4
KA0243:A1 | SC | KA0243A1 | WHT | 20 | 23.A6 | KA0244:A1 | PANEL B^JB70 | 23.B6
KA0243:A1 | SC | KA0243A1 | WHT | 20 | 23.A6 | XT0089:10 | PANEL B^JB70 | 23.A5
KA0243:A2 | SC | 0V | WHT | 20 | 23.A6 | KA0244:A2 | PANEL B^JB70 | 23.B6
KA0244:11 | SC | FU0139 | WHT | 20 | 22.A1 | KT0142:15 | PANEL B^JB70 | 22.A1
KA0244:12 | SC | KT0145A1 | WHT | 20 | 22.A1 | KT0145:A1 | PANEL B^JB70 | 22.A6
KA0244:A2 | SC | 0V | WHT | 20 | 23.B6 | KA0245:A2 | PANEL B^JB70 | 23.C6
KA0245:A1 | SC | KA0245A1 | WHT | 20 | 23.C6 | XT0089:11 | PANEL B^JB70 | 23.C5
KA0251:A1 | SC | ESTOP | WHT | 20 | 24.D6 | XT0089:6 | PANEL B^JB70 | 24.D5
KA1020:24 | SC | 0V | WHT | 14 | 63.A5 | XT0062:2 | PANEL B^JB70 | 14.A1
KT0110:18 | SC | KA0142A1 | WHT | 20 | 22.C1 | KT0141:28 | PANEL B^JB70 | 22.C3
KT0140:16 | SC | KT014115 | WHT | 20 | 21.C1 | KT0141:15 | PANEL B^JB70 | 21.C2
KT0140:18 | SC | KT0143A1 | WHT | 20 | 21.D1 | KT0143:A1 | PANEL B^JB70 | 21.D6
KT0140:26 | SC | KT014125 | WHT | 20 | 22.C2 | KT0141:25 | PANEL B^JB70 | 22.C3
KT0140:A1 | SC | KT0140A1 | WHT | 20 | 21.A6 | KT0143:16 | PANEL B^JB70 | 21.A5
KT0140:A2 | SC | 0V | WHT | 20 | 21.A6 | KT0141:A2 | PANEL B^JB70 | 21.A6
KT0141:28 | SC | KA0142A1 | WHT | 20 | 22.C3 | KA0110:14 | PANEL B^JB70 | 22.C1
KT0141:A1 | SC | KT014315 | WHT | 20 | 21.A6 | KT0143:15 | PANEL B^JB70 | 21.A5
KT0141:A1 | SC | KT014315 | WHT | 20 | 21.A6 | KT0142:A1 | PANEL B^JB70 | 21.A6
KT0141:A2 | SC | 0V | WHT | 20 | 21.A6 | KT0142:A2 | PANEL B^JB70 | 21.A6
KT0142:15 | SC | FU0139 | WHT | 20 | 22.A1 | KT0145:15 | PANEL B^JB70 | 22.A1
KT0142:A2 | SC | 0V | WHT | 20 | 21.A6 | KT0144:A2 | PANEL B^JB70 | 21.B6
KT0145:18 | SC | KA0137A1 | WHT | 20 | 22.A1 | KT0142:18 | PANEL B^JB70 | 22.A1
RR0941:-4.7K OHM | SC | FU0139 | WHT | 20 | 26.A2 | XT0089:16 | PANEL B^JB70 | 26.A2
RR0941:-4.7K OHM | SC | 007405 | WHT | 20 | 26.A2 | XT0089:17 | PANEL B^JB70 | 26.A2
RR0942:-1.0K OHM | SC | 0V | WHT | 20 | 26.A2 | XT0089:18 | PANEL B^JB70 | 26.A2
RR0942:-1.0K OHM | SC | 007405 | WHT | 20 | 26.A2 | XT0089:17 | PANEL B^JB70 | 26.A2
UA1200:J1-10 | SC | FU0389 | WHT | 20 | 18.B1 | XT0089:20 | PANEL B^JB70 | 18.D5
UA1200:J1-5 | SC | UA1200J15 | WHT | 20 | 18.B1 | XT0237:1 B1 | PANEL B^JB70 | 18.C4
UA1200:J1-8 | SC | UA1200J | WHT | 20 | 57.B6 | UA1200:J3-5 | PANEL B^JB70 | 57.B6
UA1200:J1-9 | SC | 0V | WHT | 20 | 18.B1 | XT0089:21 | PANEL B^JB70 | 18.D5
UA1200:J2-1 | SC | UA1200J21 | WHT | 20 | 18.B1 | XT0089:19 | PANEL B^JB70 | 18.D5
UA1200:J2-2 | SC | FU0389 | WHT | 20 | 18.B1 | XT0089:20 | PANEL B^JB70 | 18.D5
XT0060:1 | SC | 0V | WHT | 14 | 15.A1 | XT0062:2 | PANEL B^JB70 | 14.A1
AU0060:L1 | WC0007 | AU0070L2 | ENET | CABLE | 2.B1 | AU0070:L2 | PANEL B^JB70 | 2.A6
AF0410:L2 | WC0041 | AF0410L2 | ENET | CABLE | 2.A5 | AF0420:L1 | PANEL B^JB70 | 2.A5
AF0420:L2 | WC0042 | AF0420L2 | ENET | CABLE | 2.A5 | AF0430:L1 | PANEL B^JB70 | 2.A6
AF0430:L2 | WC0043 | AF0430L2 | ENET | CABLE | 2.A6 | AF0450:L1 | PANEL B^JB70 | 2.A1
AF0065:12 | WC4524 | UA1200J13 | RED | 20 | 18.B7 | UA1200:J1-3 | PANEL B^JB70 | 18.B1
AF0065:28 | WC4524 | UA1200J11 | BLK | 20 | 18.B7 | UA1200:J1-1 | PANEL B^JB70 | 18.B1
AF0065:60 | WC4524 | UJA1200S | SH | 20 | 18.B7 | FLOATING | PANEL B^JB70 | 18.B2
AF0400:LBUS | WC8040 | AF0400LBUS | BUS | CABLE | 16.A6 | AF0410:RBUS | PANEL B^JB70 | 16.A5
AF0410:LBUS | WC8041 | AF0420RBUS | BUS | CABLE | 16.A5 | AF0420:RBUS | PANEL B^JB70 | 16.A4
AF0420:LBUS | WC8042 | AF0430RBUS | BUS | CABLE | 16.A4 | AF0430:RBUS | PANEL B^JB70 | 16.A3
AF0430:LBUS | WC8043 | AF0450RBUS | BUS | CABLE | 16.A3 | AF0450:RBUS | PANEL B^JB70 | 16.A1
XT0089:10 | SC | KA0243A1 | WHT | 20 | 23.A5 | KA0246:A1 | F&G EDIO ONSK | 28.C6
XT0089:11 | SC | KA0245A1 | WHT | 20 | 23.C5 | KA0249:A1 | F&G EDIO ONSK | 28.C6
XT0089:22 | SC | KA0135A1 | WHT | 20 | 22.C5 | KA0145:A1 | F&G EDIO ONSK | 28.B6
XT0089:9 | SC | KA0131A1 | WHT | 20 | 26.D4 | KA0255:A1 | F&G EDIO ONSK | 28.B6
AF0410:L1 | WC0017 | AT0170L2 | ENET | CABLE | 2.A5 | AT0170:L2 | FIRE SYSTEM CONTROLLER PANEL | 2.A4
AU0060:L2 | WC0006 | AU0060L2 | ENET | CABLE | 2.B1 | AF0510:L1 | JB73 PANEL | 2.C4
XT0089:8 | WC6511 | KA0131A1 | 3 | 12 | 26.D4 | XT0120:4 | JB73 PANEL | 31.B3
AF0061:14 | SC | 006114 | WHT | 20 | 59.B7 | KA0234:14 | PANEL A^JB70 | 59.B5
AF0062:04 | SC | 006204 | WHT | 20 | 61.A7 | KA0233:24 | PANEL A^JB70 | 61.A6
AF0062:34 | SC | 006234 | WHT | 20 | 61.A7 | KA0233:12 | PANEL A^JB70 | 61.A6
FU0210:LI | SC | FU0136 | WHT | 14 | 14.A2 | XT0002:1 | PANEL A^JB70 | 12.A4
FU0410:LI | SC | FU0136 | WHT | 14 | 16.C1 | XT0002:3 | PANEL A^JB70 | 12.A4
IEG0230:0 | SC | IEG02300 | GRN | 8 | 10.A2 | IEG0010:1 | PANEL A^JB70 | 10.A2
KA0110:A2 | SC | 0V | WHT | 20 | 22.B6 | KA0135:A2 | PANEL A^JB70 | 22.B6
KA0111:11 | SC | KA3500A1 | WHT | 20 | 82.A5 | AF0092:09 | PANEL A^JB70 | 82.A7
KA0111:11 | SC | KA3500A1 | WHT | 20 | 82.A5 | KA3500:A1 | PANEL A^JB70 | 82.A6
KA0111:14 | SC | KA011114 | WHT | 20 | 82.A5 | KA0230:11 | PANEL A^JB70 | 82.A6
KA0112:21 | SC | FU0139 | WHT | 20 | 22.D1 | KA0113:21 | PANEL A^JB70 | 22.D1
KA0133:11 | SC | FU0139 | WHT | 20 | 21.B1 | KA0132:11 | PANEL A^JB70 | 21.A1
KA0133:12 | SC | KT014315 | WHT | 20 | 21.B1 | KA0132:12 | PANEL A^JB70 | 21.A1
KA0133:A1 | SC | KA0133A1 | WHT | 20 | 21.B6 | AF0092:02 | PANEL A^JB70 | 21.B4
KA0134:14 | SC | KA013224 | WHT | 20 | 21.C1 | KA0132:24 | PANEL A^JB70 | 21.C3
KA0134:A1 | SC | KA0134A1 | WHT | 20 | 21.D6 | AF0091:12 | PANEL A^JB70 | 21.D5
KA0136:21 | SC | KA013621 | WHT | 20 | 21.D3 | AF0087:43 | PANEL A^JB70 | 21.D3
KA0136:24 | SC | KA013624 | WHT | 20 | 21.D3 | AF0087:11 | PANEL A^JB70 | 21.D3
KA0137:24 | SC | KA013112 | WHT | 20 | 22.B1 | KA0131:12 | PANEL A^JB70 | 22.B4
KA0137:24 | SC | KA013112 | WHT | 20 | 22.B1 | AF0087:09 | PANEL A^JB70 | 22.B2
KA0138:11 | SC | KM3170EP | WHT | 20 | 87.C5 | XT0081:8 | PANEL A^JB70 | 87.C5
KA0138:14 | SC | FU0388 | WHT | 16 | 87.C5 | FU0388:LD | PANEL A^JB70 | 19.B1
KA0138:A1 | SC | KA0138A1 | WHT | 20 | 21.C6 | KA0132:21 | PANEL A^JB70 | 21.C3
KA0142:11 | SC | KA3502A1 | WHT | 20 | 84.B5 | AF0092:01 | PANEL A^JB70 | 84.B7
KA0142:11 | SC | KA3502A1 | WHT | 20 | 84.B5 | KA3502:A1 | PANEL A^JB70 | 84.B6
KA0142:14 | SC | KA023421 | WHT | 20 | 84.B5 | KA0234:21 | PANEL A^JB70 | 84.B6
KA0142:A2 | SC | 0V | WHT | 20 | 22.C6 | KA0135:A2 | PANEL A^JB70 | 22.B6
KA0221:14 | SC | 009502 | WHT | 20 | 68.B6 | AF0095:02 | PANEL A^JB70 | 68.B7
KA0236:11 | SC | FU0139 | WHT | 20 | 24.A2 | XT0081:5 | PANEL A^JB70 | 24.A3
KA0239:11 | SC | KA023911 | WHT | 20 | 24.B5 | AF0081:41 | PANEL A^JB70 | 24.B6
KA0239:14 | SC | KA023914 | WHT | 20 | 24.B5 | AF0081:09 | PANEL A^JB70 | 24.B6
KA0240:22 | SC | KA024022 | WHT | 20 | 41.C6 | AF0092:45 | PANEL A^JB70 | 41.C7
KA0241:14 | SC | KA024114 | WHT | 20 | 24.C2 | KA0231:21 | PANEL A^JB70 | 24.C2
KA0241:21 | SC | KT0146A1 | WHT | 20 | 26.A5 | KA0141:21 | PANEL A^JB70 | 26.B5
KA0241:24 | SC | KA014124 | WHT | 20 | 26.A5 | KA0141:24 | PANEL A^JB70 | 26.B5
KA0241:A1 | SC | KA0241A1 | WHT | 20 | 24.A6 | XT0081:7 | PANEL A^JB70 | 24.A3
KA0241:A2 | SC | 0V | WHT | 20 | 24.A6 | XT0080:8 | PANEL A^JB70 | 24.A6
KA0242:11 | SC | KT014618 | WHT | 20 | 26.C3 | KA0231:11 | PANEL A^JB70 | 26.C3
KA0242:14 | SC | KA0131A1 | WHT | 20 | 26.C3 | KA0131:A1 | PANEL A^JB70 | 26.C5
KA0242:14 | SC | KA0131A1 | WHT | 20 | 26.C3 | KA0231:14 | PANEL A^JB70 | 26.C3
KA0243:11 | SC | KA024311 | WHT | 20 | 23.D6 | AF0081:33 | PANEL A^JB70 | 23.D7
KA0243:14 | SC | KA024314 | WHT | 20 | 23.D6 | AF0081:01 | PANEL A^JB70 | 23.D7
KA0243:A2 | SC | 0V | WHT | 20 | 23.A6 | XT0080:7 | PANEL A^JB70 | 23.A6
KA0244:11 | SC | FU0139 | WHT | 20 | 22.A1 | XT0081:2 | PANEL A^JB70 | 22.A2
KA0245:11 | SC | KA024511 | WHT | 20 | 23.D6 | AF0081:34 | PANEL A^JB70 | 23.D7
KA0245:14 | SC | KA024514 | WHT | 20 | 23.D6 | AF0081:02 | PANEL A^JB70 | 23.D7
KA0245:21 | SC | KA023124 | WHT | 20 | 24.C3 | KA0231:24 | PANEL A^JB70 | 24.C2
KT0110:A1 | SC | FU0139 | WHT | 20 | 22.D6 | KA0113:21 | PANEL A^JB70 | 22.D1
KT0110:B1 | SC | KT0110B1 | WHT | 20 | 22.D6 | KA0113:24 | PANEL A^JB70 | 22.D1
KT0140:A2 | SC | 0V | WHT | 20 | 21.A6 | XT0080:5 | PANEL A^JB70 | 21.A6
KT0141:18 | SC | KA013222 | WHT | 20 | 21.C2 | KA0132:22 | PANEL A^JB70 | 21.C3
KT0142:A1 | SC | KT014315 | WHT | 20 | 21.A6 | KA0132:12 | PANEL A^JB70 | 21.A1
KT0145:A2 | SC | 0V | WHT | 20 | 22.A6 | XT0080:6 | PANEL A^JB70 | 22.A6
KT0146:18 | SC | KT014618 | WHT | 20 | 26.B2 | AF0081:08 | PANEL A^JB70 | 26.B6
KT0146:A1 | SC | KT0146A1 | WHT | 20 | 26.B4 | KA0141:21 | PANEL A^JB70 | 26.B5
UA1200:J2-6 | SC | UA1200J26 | WHT | 20 | 18.B1 | KA0130:A2 | PANEL A^JB70 | 18.C5
UA1200:J2-7 | SC | UA1200J27 | WHT | 20 | 18.B1 | AF0081:19 | PANEL A^JB70 | 18.C7
UA1200:J3-4 | SC | IEG001012 | GRN | 16 | 18.B1 | IEG0010:12 | PANEL A^JB70 | 18.D2
XT0051:1 | SC | FU0136 | WHT | 14 | 8.A4 | XT0002:7 | PANEL A^JB70 | 12.B4
XT0051:5 | SC | 0V | WHT | 14 | 8.A3 | XT0003:7 | PANEL A^JB70 | 12.B4
XT0061:1 | SC | SV1420AP | WHT | 20 | 61.A5 | KA0233:11 | PANEL A^JB70 | 61.A6
XT0061:3 | SC | SV1420BP | WHT | 20 | 61.A5 | KA0233:21 | PANEL A^JB70 | 61.A6
XT0062:1 | SC | 0V | WHT | 14 | 14.A1 | XT0003:1 | PANEL A^JB70 | 12.A4
XT0089:12 | SC | FU0139 | WHT | 20 | 80.D5 | XT0081:4 | PANEL A^JB70 | 24.A3
XT0089:16 | SC | FU0139 | WHT | 20 | 26.A2 | XT0081:1 | PANEL A^JB70 | 21.A2
XT0089:18 | SC | 0V | WHT | 20 | 26.A2 | XT0080:5 | PANEL A^JB70 | 21.A6
XT0089:19 | SC | UA1200J21 | WHT | 20 | 18.D5 | AF0081:00 | PANEL A^JB70 | 18.D7
XT0089:20 | SC | FU0389 | WHT | 16 | 18.D5 | FU0389:LD | PANEL A^JB70 | 19.B1
XT0089:21 | SC | 0V | WHT | 14 | 18.D5 | XT0082:4 | PANEL A^JB70 | 19.B1
XT0089:22 | SC | KA0135A1 | WHT | 20 | 22.C5 | KA0135:A1 | PANEL A^JB70 | 22.B6
XT0089:8 | SC | KA0131A1 | WHT | 20 | 26.D4 | KA0234:A1 | PANEL A^JB70 | 26.D5
XT0400:3 | SC | IEG00104 | GRN | 14 | 16.C5 | IEG0010:4 | PANEL A^JB70 | 16.C6
XT0401:1 | SC | 0V | WHT | 14 | 16.A1 | XT0003:3 | PANEL A^JB70 | 12.A4
AF0450:L2 | WC0045 | AF0450L2 | ENET | CABLE | 2.A1 | AU0090:L1 | PANEL A^JB70 | 2.A3
FU0021:LD | SC | FU0021 | WHT | 16 | 8.A3 | BA0001:V1(+) | PLC PANEL^JB70 | 8.A2
FU0022:LD | SC | FU0022 | WHT | 16 | 8.B3 | BA0002:V1(+) | PLC PANEL^JB70 | 8.B2
FU0029:LD | SC | FU0029 | WHT | 16 | 8.B5 | BA0009:V1(+) | PLC PANEL^JB70 | 8.B5
IEG0230:6 | SC | IEG02306 | GRN | 12 | 5.B6 | AR0600:IE2 | PLC PANEL^JB70 | 5.A1
IEG0230:7 | SC | IEG02307 | GRN | 14 | 10.B4 | GR0234: | PLC PANEL^JB70 | 10.B4
XT0051:5 | SC | 0V | WHT | 16 | 8.A3 | BA0001:V1(-) | PLC PANEL^JB70 | 8.A2
XT0051:6 | SC | 0V | WHT | 16 | 8.B3 | BA0002:V1(-) | PLC PANEL^JB70 | 8.B2
XT0051:7 | SC | 0V | WHT | 16 | 8.C3 | BA0009:V1(-) | PLC PANEL^JB70 | 8.B5
AU0070:L1 | WC0010 | BA1100L2 | ENET | CABLE | 2.A6 | BA1100:L2 | PLC PANEL^JB70 | 2.A5
KA0240:21 | SC | SH0472X2 | WHT | 20 | 41.C6 | XT0111:17 | RAIL,RIGHT,JB70 | 41.C5
XT0051:4 | SC | FU0136 | WHT | 14 | 8.C4 | FU0680:LI | RAIL,RIGHT,JB70 | 7.A4
XT0051:8 | SC | 0V | WHT | 14 | 8.C3 | XT0680:2 | RAIL,RIGHT,JB70 | 7.A4
XT0089:3 | SC | ESTOPB | WHT | 20 | 25.B4 | XT0111:19 | RAIL,RIGHT,JB70 | 42.C5
XT0089:4 | SC | ESTOPA | WHT | 20 | 25.C4 | XT0111:20 | RAIL,RIGHT,JB70 | 42.C5
SolarTools ver. 24.0.84.24712 (Jul 31, 2025)
Report date: 4/7/2026 5:48 PM

## PLC PANEL^JB70
PLC PANEL^JB70
Project # | 4P271
Project Name | FPSO BERANTAI FIELD DEVELOPMENT
Revision | B
Controls DE | David Kim
Phone:
Controls ME | Aaron Plvan
Phone:
From | [5 empty] | To
Device ID | Cable (W) Conductor (SC) Jumper Clip (JC) | Wire No. | Wire ID | Gauge/Size | Page/Zone | Device ID | Location | Page/Zone
AR0600:IE1 | SC | UV0600G | GRN | 14 | 5.A1 | UV0600:GND | PLC PANEL^JB70 | 5.B2
BA1100:POS | SC | FU1101LD | WHT | 16 | 44.D1 | FU1101:LD | PLC PANEL^JB70 | 44.C2
FU0010:LD | SC | FU0010 | WHT | 14 | 5.B1 | UV0600:(+) | PLC PANEL^JB70 | 5.B2
AP0602:L2 | WC0001 | AP0602L2 | ENET | CABLE | 2.A2 | AP0603:L1 | PLC PANEL^JB70 | 2.A3
AP0602:L1 | WC9001 | BA0001RJ45 | ENET | CABLE | 2.A2 | BA0001:RJ45 | PLC PANEL^JB70 | 2.A2
AP0603:L2 | WC0003 | AP0603L2 | ENET | CABLE | 2.A3 | AT0170:L1 | FIRE SYSTEM CONTROLLER PANEL | 2.A4
BA1100:DEVICE | WC0101 | BA1100DEVICE | ENET | CABLE | 44.D1 | AT1100:L1 | JB70 | 44.D3
BA0002:RJ45 | WC0012 | AU1200L2 | ENET | CABLE | 2.B5 | AU1200:L2 | JB73 PANEL | 2.C5
FU0010:LI | SC | FU0136 | WHT | 14 | 5.B1 | XT0002:4 | PANEL A^JB70 | 12.A4
UV0600:(-) | SC | 0V | WHT | 14 | 5.B2 | XT0003:4 | PANEL A^JB70 | 12.B4
BA1100:L1 | WC0008 | AU0080L2 | ENET | CABLE | 2.A5 | AU0080:L2 | PANEL A^JB70 | 2.A4
AR0600:IE2 | SC | IEG02306 | GRN | 12 | 5.A1 | IEG0230:6 | PANEL B^JB70 | 5.B6
BA0001:V1(-) | SC | 0V | WHT | 16 | 8.A2 | XT0051:5 | PANEL B^JB70 | 8.A3
BA0001:V1(+) | SC | FU0021 | WHT | 16 | 8.A2 | FU0021:LD | PANEL B^JB70 | 8.A3
BA0002:V1(-) | SC | 0V | WHT | 16 | 8.B2 | XT0051:6 | PANEL B^JB70 | 8.B3
BA0002:V1(+) | SC | FU0022 | WHT | 16 | 8.B2 | FU0022:LD | PANEL B^JB70 | 8.B3
BA0009:V1(-) | SC | 0V | WHT | 16 | 8.B5 | XT0051:7 | PANEL B^JB70 | 8.C3
BA0009:V1(+) | SC | FU0029 | WHT | 16 | 8.B5 | FU0029:LD | PANEL B^JB70 | 8.B5
GR0234: | SC | IEG02307 | GRN | 14 | 10.B4 | IEG0230:7 | PANEL B^JB70 | 10.B4
BA1100:L2 | WC0010 | BA1100L2 | ENET | CABLE | 2.A5 | AU0070:L1 | PANEL B^JB70 | 2.A6
BA1100:NEG | SC | 0V | WHT | 16 | 44.D1 | XT0111:22 | RAIL,RIGHT,JB70 | 44.D5
FU1101:LI | SC | FU0136 | WHT | 16 | 44.C2 | XT0111:21 | RAIL,RIGHT,JB70 | 44.D5
AP0609:L1 | WC0680 | AP0609L1 | ENET | CABLE | 3.A2 | AT0680:LAN1 | RAIL,RIGHT,JB70 | 3.A2
BA0009:RJ45 | WC9019 | AT0680LAN2 | ENET | CABLE | 3.A3 | AT0680:LAN2 | RAIL,RIGHT,JB70 | 3.A2
SolarTools ver. 24.0.84.24712 (Jul 31, 2025)
Report date: 4/7/2026 5:48 PM

## PROX,HPC
PROX,HPC
Project # | 4P271
Project Name | FPSO BERANTAI FIELD DEVELOPMENT
Revision | B
Controls DE | David Kim
Phone:
Controls ME | Aaron Plvan
Phone:
From | [5 empty] | To
Device ID | Cable (W) Conductor (SC) Jumper Clip (JC) | Wire No. | Wire ID | Gauge/Size | Page/Zone | Device ID | Location | Page/Zone
GR4460: | SC | GR4460 | GRN/YEL | 14 | 89.D3 | FRAME | PROX,HPC | 89.D3
Report date: 4/7/2026 5:48 PM |  |  |  |  | SolarTools ver. 24.0.84.24712 (Jul 31, 2025)

## PROX,TURB
PROX,TURB
Project # | 4P271
Project Name | FPSO BERANTAI FIELD DEVELOPMENT
Revision | B
Controls DE | David Kim
Phone:
Controls ME | Aaron Plvan
Phone:
From | [5 empty] | To
Device ID | Cable (W) Conductor (SC) Jumper Clip (JC) | Wire No. | Wire ID | Gauge/Size | Page/Zone | Device ID | Location | Page/Zone
GR1210: | SC | GR1210 | GRN/YEL | 14 | 10.A6 | FRAME | PROX,TURB | 10.A6
GR1211: | SC | GR1211 | GRN/YEL | 14 | 10.A6 | FRAME | PROX,TURB | 10.A6
SolarTools ver. 24.0.84.24712 (Jul 31, 2025)
Report date: 4/7/2026 5:48 PM

## RAIL,RIGHT,JB70
RAIL,RIGHT,JB70
JB70 RIGHT JB70
Project # | 4P271
Project Name | FPSO BERANTAI FIELD DEVELOPMENT
Revision | B
Controls DE | David Kim
Phone:
Controls ME | Aaron Plvan
Phone:
From | [5 empty] | To
Device ID | Cable (W) Conductor (SC) Jumper Clip (JC) | Wire No. | Wire ID | Gauge/Size | Page/Zone | Device ID | Location | Page/Zone
AT0680:NEG | SC | 0V | WHT | 14 | 7.A5 | XT0680:2 | RAIL,RIGHT,JB70 | 7.A4
AT0680:POS | SC | AT0680POS | WHT | 14 | 7.A5 | XT0680:1 | RAIL,RIGHT,JB70 | 7.A4
FU0680:LD | SC | AT0680POS | WHT | 14 | 7.A4 | XT0680:1 | RAIL,RIGHT,JB70 | 7.A4
FU1100:LI | SC | FU0136 | WHT | 16 | 44.D3 | XT0111:21 | RAIL,RIGHT,JB70 | 44.D5
GR0532: | SC | GR0532 | GRN/YEL | 14 | 10.B4 | FRAME | RAIL,RIGHT,JB70 | 10.B4
FU1100:LD | SC | FU1100 | WHT | 14 | 44.D3 | AT1100:POS | JB70 | 44.D3
XT0111:1 | SC | SH047111 | WHT | 20 | 41.A5 | SH0471:11 | JB70 | 41.A1
XT0111:10 | SC | SH047014 | WHT | 20 | 41.B5 | SH0470:14 | JB70 | 41.B1
XT0111:11 | SC | SH0470X2 | WHT | 20 | 41.B5 | SH0470:X2 | JB70 | 41.B1
XT0111:12 | SC | SH0470X1 | WHT | 20 | 41.C5 | SH0470:X1 | JB70 | 41.B1
XT0111:13 | SC | SH047211 | WHT | 20 | 41.C5 | SH0472:11 | JB70 | 41.C1
XT0111:14 | SC | SH047212 | WHT | 20 | 41.C5 | SH0472:12 | JB70 | 41.C1
XT0111:15 | SC | FU0139 | WHT | 20 | 41.C5 | SH0472:13 | JB70 | 41.C1
XT0111:16 | SC | KA0241A1 | WHT | 20 | 41.C5 | SH0472:14 | JB70 | 41.C1
XT0111:17 | SC | SH0472X2 | WHT | 20 | 41.C5 | SH0472:X2 | JB70 | 41.C1
XT0111:18 | SC | SH0472X1 | WHT | 20 | 41.C5 | SH0472:X1 | JB70 | 41.C1
XT0111:19 | SC | ESTOPB | WHT | 20 | 42.C5 | SB0472:B1-11 | JB70 | 42.C1
XT0111:2 | SC | SH047112 | WHT | 20 | 41.A5 | SH0471:12 | JB70 | 41.A1
XT0111:20 | SC | ESTOPA | WHT | 20 | 42.C5 | SB0472:B1-12 | JB70 | 42.C1
XT0111:22 | SC | 0V | WHT | 14 | 44.D5 | AT1100:NEG | JB70 | 44.D3
XT0111:3 | SC | SH047113 | WHT | 20 | 41.A5 | SH0471:13 | JB70 | 41.A1
XT0111:4 | SC | SH047114 | WHT | 20 | 41.A5 | SH0471:14 | JB70 | 41.A1
XT0111:5 | SC | SH0471X2 | WHT | 20 | 41.A5 | SH0471:X2 | JB70 | 41.A1
XT0111:6 | SC | SH0471X1 | WHT | 20 | 41.A5 | SH0471:X1 | JB70 | 41.A1
XT0111:7 | SC | SH047011 | WHT | 20 | 41.B5 | SH0470:11 | JB70 | 41.B1
XT0111:8 | SC | SH047012 | WHT | 20 | 41.B5 | SH0470:12 | JB70 | 41.B1
XT0111:9 | SC | SH047013 | WHT | 20 | 41.B5 | SH0470:13 | JB70 | 41.B1
XT0111:24 | WC5072 | HA047201 | 1 | 18 | 43.A5 | HA0472:BLK-1 | JB70 | 43.A1
XT0111:23 | WC5072 | HA047202 | 2 | 18 | 43.A5 | HA0472:BLK-2 | JB70 | 43.A1
XT0111:11 | SC | SH0470X2 | WHT | 20 | 41.B5 | AF0093:06 | PANEL A^JB70 | 41.B7
XT0111:12 | SC | SH0470X1 | WHT | 20 | 41.C5 | AF0093:22 | PANEL A^JB70 | 41.B7
XT0111:15 | SC | FU0139 | WHT | 20 | 41.C5 | XT0081:6 | PANEL A^JB70 | 24.A3
XT0111:16 | SC | KA0241A1 | WHT | 20 | 41.C5 | XT0081:7 | PANEL A^JB70 | 24.A3
XT0111:17 | SC | SH0472X2 | WHT | 20 | 41.C5 | AF0092:13 | PANEL A^JB70 | 41.C7
XT0111:18 | SC | SH0472X1 | WHT | 20 | 41.C5 | AF0092:29 | PANEL A^JB70 | 41.C7
XT0111:21 | SC | FU0136 | WHT | 14 | 44.D5 | XT0002:6 | PANEL A^JB70 | 12.B4
XT0111:22 | SC | 0V | WHT | 14 | 44.D5 | XT0003:6 | PANEL A^JB70 | 12.B4
XT0111:23 | SC | HA047202 | WHT | 20 | 43.A5 | AF0092:12 | PANEL A^JB70 | 43.A6
XT0111:24 | SC | HA047201 | WHT | 20 | 43.A5 | AF0092:28 | PANEL A^JB70 | 43.A6
XT0111:3 | SC | SH047113 | WHT | 20 | 41.A5 | AF0087:32 | PANEL A^JB70 | 41.A7
XT0111:4 | SC | SH047114 | WHT | 20 | 41.A5 | AF0087:00 | PANEL A^JB70 | 41.A7
XT0111:5 | SC | SH0471X2 | WHT | 20 | 41.A5 | AF0093:15 | PANEL A^JB70 | 41.A7
XT0111:6 | SC | SH0471X1 | WHT | 20 | 41.A5 | AF0093:31 | PANEL A^JB70 | 41.A7
XT0111:7 | SC | SH047011 | WHT | 20 | 41.B5 | AF0087:33 | PANEL A^JB70 | 41.B7
XT0111:8 | SC | SH047012 | WHT | 20 | 41.B5 | AF0087:01 | PANEL A^JB70 | 41.B7
FU0680:LI | SC | FU0136 | WHT | 14 | 7.A4 | XT0051:4 | PANEL B^JB70 | 8.C4
XT0111:17 | SC | SH0472X2 | WHT | 20 | 41.C5 | KA0240:21 | PANEL B^JB70 | 41.C6
XT0111:19 | SC | ESTOPB | WHT | 20 | 42.C5 | XT0089:3 | PANEL B^JB70 | 25.B4
XT0111:20 | SC | ESTOPA | WHT | 20 | 42.C5 | XT0089:4 | PANEL B^JB70 | 25.C4
XT0680:2 | SC | 0V | WHT | 14 | 7.A4 | XT0051:8 | PANEL B^JB70 | 8.C3
XT0111:21 | SC | FU0136 | WHT | 16 | 44.D5 | FU1101:LI | PLC PANEL^JB70 | 44.C2
XT0111:22 | SC | 0V | WHT | 16 | 44.D5 | BA1100:NEG | PLC PANEL^JB70 | 44.D1
AT0680:LAN1 | WC0680 | AP0609L1 | ENET | CABLE | 3.A2 | AP0609:L1 | PLC PANEL^JB70 | 3.A2
AT0680:LAN2 | WC9019 | AT0680LAN2 | ENET | CABLE | 3.A2 | BA0009:RJ45 | PLC PANEL^JB70 | 3.A3
SolarTools ver. 24.0.84.24712 (Jul 31, 2025)
Report date: 4/7/2026 5:48 PM

## RAIL,RIGHT,JB73
RAIL,RIGHT,JB73
JB73
Project # | 4P271
Project Name | FPSO BERANTAI FIELD DEVELOPMENT
Revision | B
Controls DE | David Kim
Phone:
Controls ME | Aaron Plvan
Phone:
From | [5 empty] | To
Device ID | Cable (W) Conductor (SC) Jumper Clip (JC) | Wire No. | Wire ID | Gauge/Size | Page/Zone | Device ID | Location | Page/Zone
GR1163: | SC | GR1163 | GRN/YEL | 14 | 11.A4 | FRAME | RAIL,RIGHT,JB73 | 11.A3
SolarTools ver. 24.0.84.24712 (Jul 31, 2025)
Report date: 4/7/2026 5:48 PM

## VFD MEDIA CONVERTER JB1123
VFD MEDIA CONVERTER JB1123
Project # | 4P271
Project Name | FPSO BERANTAI FIELD DEVELOPMENT
Revision | B
Controls DE | David Kim
Phone:
Controls ME | Aaron Plvan
Phone:
From | [5 empty] | To
Device ID | Cable (W) Conductor (SC) Jumper Clip (JC) | Wire No. | Wire ID | Gauge/Size | Page/Zone | Device ID | Location | Page/Zone
BA0005:V1(-) | SC | 0V | WHT | 16 | 9.A4 | XT1123:2 | VFD MEDIA CONVERTER JB1123 | 9.A6
BA0005:V1(+) | SC | FU1123 | WHT | 16 | 9.A4 | FU1123:LD | VFD MEDIA CONVERTER JB1123 | 9.A5
BA0006:V1(-) | SC | 0V | WHT | 16 | 9.B4 | XT1123:2 | VFD MEDIA CONVERTER JB1123 | 9.A6
BA0006:V1(+) | SC | FU1124 | WHT | 16 | 9.B4 | FU1124:LD | VFD MEDIA CONVERTER JB1123 | 9.B5
FU1123:LI | SC | FU0136 | WHT | 16 | 9.A5 | XT1123:1 | VFD MEDIA CONVERTER JB1123 | 9.A6
FU1124:LI | SC | FU0136 | WHT | 16 | 9.B5 | XT1123:1 | VFD MEDIA CONVERTER JB1123 | 9.A6
GR1123: | SC | IEG11231 | GRN | 14 | 10.D4 | IEG1123:1 | VFD MEDIA CONVERTER JB1123 | 10.D3
GR1125: | SC | GR1125 | GRN/YEL | 14 | 10.D4 | FG1125:1 | VFD MEDIA CONVERTER JB1123 | 10.D4
SolarTools ver. 24.0.84.24712 (Jul 31, 2025)
Report date: 4/7/2026 5:48 PM

## Panel Errors
Panel Errors
Project # | 4P271
Project Name | FPSO BERANTAI FIELD DEVELOPMENT
Revision | B
Controls DE | David Kim
Phone:
Controls ME | Aaron Plvan
Phone:
From | [6 empty] | To
Device ID | Location | Cable (W) Conductor (SC) Jumper Clip (JC) | Wire ID | Wire No. | Gauge/Size | Page/Zone | Device ID | Location | Page/Zone
Report date: 4/7/2026 5:48 PM |  |  |  | SolarTools ver. 24.0.84.24712 (Jul 31, 2025)

## Cable Part Numbers
Cable Part Numbers |  |  | SolarTools ver. 24.0.84.24712 (Jul 31, 2025)
Project # | 4P271
Report date: 4/7/2026 5:48 PM
Project Name | FPSO BERANTAI FIELD DEVELOPMENT
Revision | B
Controls DE | David Kim
Phone:
Controls ME | Aaron Plvan
Phone:
Device ID |  | Part Number |  | Description
WC5072 |  | PART OF 1103208-100 |  | CABLE, 2 CONDUCTOR UNSHIELDED PART OF HORN
WC8058 |  | 2684693-54 |  | CABLE, EXTENSION, BACKPLANE
WC0001 |  | 1302073-36 |  | CABLE, ETHERNET - 36 INCHES
WC0003 |  | 1302073-36 |  | CABLE, ETHERNET - 36 INCHES
WC0007 |  | 1302073-36 |  | CABLE, ETHERNET - 36 INCHES
WC0008 |  | 1302073-36 |  | CABLE, ETHERNET - 36 INCHES
WC0009 |  | 1302073-36 |  | CABLE, ETHERNET - 36 INCHES
WC0010 |  | 1302073-36 |  | CABLE, ETHERNET - 36 INCHES
WC0014 |  | 1302073-36 |  | CABLE, ETHERNET - 36 INCHES
WC0017 |  | 1302073-36 |  | CABLE, ETHERNET - 36 INCHES
WC0041 |  | 1302073-36 |  | CABLE, ETHERNET - 36 INCHES
WC0042 |  | 1302073-36 |  | CABLE, ETHERNET - 36 INCHES
WC0043 |  | 1302073-36 |  | CABLE, ETHERNET - 36 INCHES
WC0045 |  | 1302073-36 |  | CABLE, ETHERNET - 36 INCHES
WC0048 |  | 1302073-36 |  | CABLE, ETHERNET - 36 INCHES
WC0051 |  | 1302073-36 |  | CABLE, ETHERNET - 36 INCHES
WC0052 |  | 1302073-36 |  | CABLE, ETHERNET - 36 INCHES
WC0101 |  | 1302073-36 |  | CABLE, ETHERNET - 36 INCHES
WC0680 |  | 1302073-36 |  | CABLE
WC2108 |  | 1022941-12 |  | TPE, 1 PAIR TWISTED SHIELDED
WC4524 |  | 1022941-12 |  | TPE, 1 PAIR TWISTED SHIELDED
WC8040 |  | 1322418-90 |  | CABLE, SUPPLIED BY OTHERS
WC8041 |  | 1322418-90 |  | CABLE, SYTSTEM FUNCTION
WC8042 |  | 1322418-90 |  | CABLE, SYTSTEM FUNCTION
WC8043 |  | 1322418-90 |  | CABLE, SUPPLIED BY OTHERS
WC8050 |  | 1322418-90 |  | CABLE, SUPPLIED BY OTHERS
WC8051 |  | 1322418-90 |  | CABLE, SUPPLIED BY OTHERS
WC8066 |  | 1022941-22 |  | TPE, 1 PAIR TWISTED SHIELDED
WC8068 |  | 1022941-22 |  | TPE, 1 PAIR TWISTED SHIELDED
WC8069 |  | 1022941-22 |  | TPE, 1 PAIR TWISTED SHIELDED
WC9001 |  | 1302073-36 |  | CABLE, ETHERNET - 36 INCHES
WC9007 |  | 1302073-36 |  | CABLE, ETHERNET - 36 INCHES
WC9019 |  | 1302073-36 |  | CABLE, ETHERNET - 36 INCHES
WC9212 |  | 1302073-36 |  | CABLE, ETHERNET - 36 INCHES

## Part Number List
Part Number List |  | SolarTools ver. 24.0.84.24712 (Jul 31, 2025)
Project # | 4P271
Report date: 4/7/2026 5:48 PM
Project Name | FPSO BERANTAI FIELD DEVELOPMENT
Revision | B
Controls DE | David Kim
Phone:
Controls ME | Aaron Plvan
Phone:
Device ID | Part Number | Description | Location
AF0141 | 2684693-17,2684693-25 | 5094-OB8XT, 8 DISCRETE OUTPUT | BOP PANEL
AF0142 | 2684693-17,2684693-23 | 5094-IB16XT, 16 DISCRETE INPUT | BOP PANEL
AF0143 | 2684693-18,2684693-56 | 5094-IF8IHXT, 8 ANALOG INPUT, ISOLATED | BOP PANEL
AF0144 | 2684693-18,2684693-27 | 5094-OF8IHXT, 8 ANALOG OUTPUT, ISOLATED | BOP PANEL
AF0145 | 2684693-19,2684693-33 | 5094-IY8XT, 8 ANALOG INPUT, TC/RTD/ I&V | BOP PANEL
AF0146 | 2684693-17,2684693-25 | 5094-OB8XT, 8 DISCRETE OUTPUT | BOP PANEL
AF0181 | 2684693-17,2684693-25 | 5094-OB8XT, 8 DISCRETE OUTPUT | BOP PANEL
AF0182 | 2684693-17,2684693-23 | 5094-IB16XT, 16 DISCRETE INPUT | BOP PANEL
AF0183 | 2684693-18,2684693-28 | 5094-IB16SXT, 16 DISCRETE INPUT, S | BOP PANEL
AF0184 | 2684693-18,2684693-55 | 5094-OB16SXT, 16 DISCRETE OUTPUT, S | BOP PANEL
AF0185 | 2684693-18,2684693-56 | 5094-IF8IHXT, 8 ANALOG INPUT, ISOLATED | BOP PANEL
AU0140 | 2684693-22 | 5094-AENTRXT, FLEX 5000 I/O | BOP PANEL
AU0180 | 2684693-22 | 5094-AENTRXT, FLEX 5000 I/O | BOP PANEL
BA0007 | 1271449-1 | MEDIA CONVERTER, ETHERNET-FIBER OPTIC | BOP PANEL
BA0008 | 1271449-1 | MEDIA CONVERTER, ETHERNET-FIBER OPTIC | BOP PANEL
BA1212 | 1337728-12 | SWITCH, ETAP, DLR INTERFACE | BOP PANEL
FU0027 | 1043265-1,1043265-3 | FUSE, 2A | BOP PANEL
FU0028 | 1043265-1,1043265-3 | FUSE, 2A | BOP PANEL
FU0140 | 1043265-1,1043265-5 | FUSE, 10A | BOP PANEL
FU0141 | 1043265-1,1043265-5 | FUSE, 10A | BOP PANEL
FU0142 | 1043265-1,1043265-5 | FUSE, 10A | BOP PANEL
FU0143 | 1043265-1,1043265-3 | FUSE, 2A | BOP PANEL
FU0146 | 1043265-1,1043265-6 | FUSE, 15A | BOP PANEL
FU0180 | 1043265-1,1043265-5 | FUSE, 10A | BOP PANEL
FU0181 | 1043265-1,1043265-5 | FUSE, 10A | BOP PANEL
FU0182 | 1043265-1,1043265-5 | FUSE, 10A | BOP PANEL
FU0183 | 1043265-1,1043265-4 | FUSE, 5A | BOP PANEL
FU1212 | 1043265-1,1043265-3 | FUSE, 2A | BOP PANEL
GR0180 | 903849C1 | RAIL GROUND, DIN RAIL GROUNDING | BOP PANEL
GR0182 | 903849C1 | RAIL GROUND, DIN RAIL GROUNDING | BOP PANEL
GR0183 | 903849C1 | RAIL GROUND, DIN RAIL GROUNDING | BOP PANEL
IEG0257 | 232941-200 | BUS BAR, BOP - INSTRUMENT EARTH GROUNDING | BOP PANEL
KA0531 | 1061979-1 | RELAY, NO EMERGENCY SHUTDOWN SUMMARY | BOP PANEL
KA0532 | 1061979-1 | RELAY, NO EMERGENCY SHUTDOWN SUMMARY | BOP PANEL
KA0533 | 1061979-1 | RELAY, NO EMERGENCY SHUTDOWN SUMMARY | BOP PANEL
KA0534 | 1061979-1 | RELAY, NO EMERGENCY SHUTDOWN SUMMARY | BOP PANEL
KA0535 | 1061979-1 | RELAY, CONTROLLER ACTIVE | BOP PANEL
KA0536 | 1061979-1 | RELAY, CONTROLLER ACTIVE | BOP PANEL
KA0537 | 1061979-1 | RELAY, NO EMERGENCY SHUTDOWN SUMMARY | BOP PANEL
KA0540 | 1061979-1 | RELAY, OPEN SUCTION VALVE | BOP PANEL
KA0541 | 1061979-1 | RELAY, OPEN DISCHARGE VALVE | BOP PANEL
KA0550 | 1061979-1 | RELAY, OPEN SUCTION VALVE SAFETY | BOP PANEL
KA0551 | 1061979-1 | RELAY, OPEN DISCHARGE VALVE SAFETY | BOP PANEL
KA0554 | 1061979-1 | RELAY, CLOSE VENT VALVE 1 (SAFETY) | BOP PANEL
KA0555 | 1061979-1 | RELAY, CLOSE VENT VALVE 2 (SAFETY) | BOP PANEL
KA0572 | 1061979-1 | RELAY, SUCTION VALVE CLOSED | BOP PANEL
KA0573 | 1061979-1 | RELAY, DISCHARGE VALVE CLOSED | BOP PANEL
KA7000 | 1061979-1 | RELAY, PRESSURIZED SHUTDOWN | BOP PANEL
KA7001 | 1061979-1 | RELAY, DEPRESSURIZED SHUTDOWN | BOP PANEL
KA9000 | 1061979-1 | RELAY, PLC CLOCK SYNC | BOP PANEL
XT0007 | 1066730-7,1066730-8,1067996-4 | TERMINAL BLOCK, SPRING, 4 CONDUCTOR,30-12 AWG (0.05-3.31 MM2),NON-IS | BOP PANEL
XT0140 | 1066730-7,1066730-8,1067996-4 | TERMINAL BLOCK, SPRING, 4 CONDUCTOR,30-12 AWG (0.05-3.31 MM2),NON-IS | BOP PANEL
XT0572 | 1066730-7,1066730-8,1067996-4 | TERMINAL BLOCK, SPRING, 4 CONDUCTOR,30-12 AWG (0.05-3.31 MM2),NON-IS | BOP PANEL
XT0573 | 1066730-8,1066730-9,1067996-4 | DIODE TERMINAL STRIP, 4 CONDUCTOR | BOP PANEL
AT0175 | 1056244-5 | 8 CHANNEL ED I/O, EAGLE QUANTUM PREMIER | F&G EDIO ONSK
AT0177 | 1056244-5 | 8 CHANNEL ED I/O, EAGLE QUANTUM PREMIER | F&G EDIO ONSK
AT0179 | 1056244-5 | 8 CHANNEL ED I/O, EAGLE QUANTUM PREMIER | F&G EDIO ONSK
FU0170 | 1043265-1,1043265-5 | FUSE, 10A | F&G EDIO ONSK
FU0171 | 1043265-1,1043265-5 | FUSE, 10A | F&G EDIO ONSK
FU0172 | 1043265-1,1043265-3 | FUSE, 2A | F&G EDIO ONSK
FU0294 | 1043265-1,1043265-5 | FUSE, 10A | F&G EDIO ONSK
FU0295 | 1043265-1,1043265-5 | FUSE, 10A | F&G EDIO ONSK
FU0535 | 1043265-1,1043265-7 | FUSE, 20A | F&G EDIO ONSK
GR0431 | 903849C1 | RAIL GROUND, DIN RAIL GROUNDING | F&G EDIO ONSK
KA0145 | 1061979-1 | RELAY, AC PRE/POST PUMP DRIVE | F&G EDIO ONSK
KA0172 | 1061979-1 | RELAY, FIRE DETECTED (CUSTOMER) | F&G EDIO ONSK
KA0174 | 1061979-1 | RELAY, GAS DETECTED (CUSTOMER) | F&G EDIO ONSK
KA0176 | 1061979-1 | RELAY, VENTILATION REQUIRED | F&G EDIO ONSK
KA0177 | 1061979-1 | RELAY, VENTILATION REQUIRED | F&G EDIO ONSK
KA0179 | 1061979-1 | RELAY, VENTILATION REQUIRED | F&G EDIO ONSK
KA0246 | 1061979-1 | RELAY, NO FIRE DETECTED | F&G EDIO ONSK
KA0247 | 1061979-1 | RELAY, NO FIRE DETECTED | F&G EDIO ONSK
KA0249 | 1061979-1 | RELAY, NO GAS DETECTED | F&G EDIO ONSK
KA0254 | 1061979-1 | RELAY, NO FIRE DECTECTED | F&G EDIO ONSK
KA0255 | 1061979-1 | RELAY, CONTROLLER ACTIVE | F&G EDIO ONSK
KA6510 | 1061979-1 | RELAY, FIRE SYSTEM AUTO/INHIBIT | F&G EDIO ONSK
RR1751 | 1066738-9 | RESISTOR, 10K OHM | F&G EDIO ONSK
RR1756 | 1066738-9 | RESISTOR, 10K OHM | F&G EDIO ONSK
RR1757 | 1066738-9 | RESISTOR, 10K OHM | F&G EDIO ONSK
RR1758 | 1066738-9 | RESISTOR, 10K OHM | F&G EDIO ONSK
VD1756 | 1066738-10 | DIODE, 15 pF | F&G EDIO ONSK
VD1757 | 1066738-10 | DIODE, 15 pF | F&G EDIO ONSK
VD1758 | 1066738-10 | DIODE, 15 pF | F&G EDIO ONSK
XT0171 | 1066730-7,1066730-8,1067996-4 | TERMINAL BLOCK, SPRING, 4 CONDUCTOR,30-12 AWG (0.05-3.31 MM2),NON-IS | F&G EDIO ONSK
XT0172 | 1066730-7,1066730-8,1067996-4 | TERMINAL BLOCK, SPRING, 4 CONDUCTOR,30-12 AWG (0.05-3.31 MM2),NON-IS | F&G EDIO ONSK
XT0173 | 1066730-7,1066730-8,1067996-4 | TERMINAL BLOCK, SPRING, 4 CONDUCTOR,30-12 AWG (0.05-3.31 MM2),NON-IS | F&G EDIO ONSK
XT0290 | 1066730-7,1066730-8,1067996-4 | TERMINAL BLOCK, SPRING, 4 CONDUCTOR,30-12 AWG (0.05-3.31 MM2),NON-IS | F&G EDIO ONSK
XT0535 | 1066730-7,1066730-8,1067996-4 | TERMINAL BLOCK, SPRING, 4 CONDUCTOR,30-12 AWG (0.05-3.31 MM2),NON-IS | F&G EDIO ONSK
XT0536 | 1066730-7,1066730-8,1067996-4 | TERMINAL BLOCK, SPRING, 4 CONDUCTOR,30-12 AWG (0.05-3.31 MM2),NON-IS | F&G EDIO ONSK
AT0170 | 1056244-29 | CONTROLLER, EAGLE QUANTUM PREMIER | FIRE SYSTEM CONTROLLER PANEL
GR0171 | [2]903849C1 | RAIL GROUND, DIN RAIL GROUNDING | FIRE SYSTEM CONTROLLER PANEL
UV0170 | 1056244-2 | POWER SUPPLY, EAGLE QUANTUM PREMIER | FIRE SYSTEM CONTROLLER PANEL
XT0170 | 1066730-7,1066730-8,1067996-4 | TERMINAL BLOCK, SPRING, 4 CONDUCTOR,30-12 AWG (0.05-3.31 MM2),NON-IS | FIRE SYSTEM CONTROLLER PANEL
AT1100 | 1577354-4502 | WORKSTATION, VERSA VIEW 1200H | JB70
HA0472 | 1103208-101 | HORN, CONTROL SYSTEM ALARM | JB70
HL0171 | 2380746-7 | LIGHT, FIRE SYSTEM AUTO, GREEN | JB70
HL0172 | 2380746-7 | LIGHT, FIRE SYSTEM INHIBIT, AMBER | JB70
HL0173 | 2380746-7 | LIGHT, FIRE SYSTEM DISCHARGED, RED | JB70
SA0170 | 2380746-9 | SELECTOR SWITCH, FIRE SYSTEM AUTO/INHIBIT | JB70
SA0471 | 1035040-1652,2380746-2 | SELECTOR SWITCH, SPEED/LOAD | JB70
SA0473 | 1035040-862,2380746-5 | SELECTOR SWITCH, OFF/LOCAL/AUXILIARY | JB70
SA0474 | 2380746-2 | SELECTOR SWITCH, SURGE VALVE | JB70
SB0170 | 2380746-10 | PUSHBUTTON SWITCH, MANUAL RELEASE | JB70
SB0471 | 1035040-119,1035040-854,2380746-1 | PUSHBUTTON SWITCH, HORN SILENCE | JB70
SB0472 | 1035040-32,2380746-4 | PUSHBUTTON SWITCH, EMERGENCY STOP | JB70
SB0473 | 1035040-120,1035040-855,2380746-1 | PUSHBUTTON SWITCH, ACKNOWLEDGE | JB70
SB0474 | 1035040-121,1035040-856,2380746-1 | PUSHBUTTON SWITCH, RESET | JB70
SH0470 | 1035040-108,2380746-3 | LIGHTED SWITCH, STOP/STOPPING, RED | JB70
SH0471 | 1035040-103,1035040-857,2380746-3 | LIGHTED SWITCH, START/STARTING, GREEN | JB70
SH0472 | 1035040-106,1035040-859,2380746-3 | LIGHTED SWITCH, BACKUP SYSTEM ACTIVE/RESET, AMBER | JB70
AF0500 | 1322418-31,1322418-40,1322418-72,1322418-73 | 1444-TSCX02-02RB, 2-CH TACHOMETER INPUT^DYNAMIX 1444 VIBRATION | JB73 PANEL
AF0510 | 1322418-11,1322418-20,1322418-70,1322418-71 | 1444-DYN04-01RA, 4-CH VIBRATION INPUT^DYNAMIX 1444 VIBRATION | JB73 PANEL
AF0520 | 1322418-11,1322418-20,1322418-70,1322418-71 | 1444-DYN04-01RA, 4-CH VIBRATION INPUT^DYNAMIX 1444 VIBRATION | JB73 PANEL
AF1201 | 2684693-17,2684693-25 | 5094-OB8XT, 8 DISCRETE OUTPUT | JB73 PANEL
AF1202 | 2684693-17,2684693-23 | 5094-IB16XT, 16 DISCRETE INPUT | JB73 PANEL
AF1203 | 2684693-18,2684693-56 | 5094-IF8IHXT, 8 ANALOG INPUT, ISOLATED | JB73 PANEL
AF1204 | 2684693-18,2684693-30 | 5094-IF4IHSXT, 4 ANALOG INPUT, S | JB73 PANEL
AF1205 | 2684693-18,2684693-30 | 5094-IF4IHSXT, 4 ANALOG INPUT, S | JB73 PANEL
AF1206 | 2684693-21,2684693-36 | 5094-IRT8SXT, 8 RTD/TC ANALOG INPUT, S | JB73 PANEL
AF1207 | 2684693-18,2684693-28 | 5094-IB16SXT, 16 DISCRETE INPUT, S | JB73 PANEL
AF1208 | 2684693-19,2684693-33 | 5094-IY8XT, 8 ANALOG INPUT, TC/RTD/ I&V | JB73 PANEL
AF1209 | 2684693-19,2684693-33 | 5094-IY8XT, 8 ANALOG INPUT, TC/RTD/ I&V | JB73 PANEL
AF1210 | 2684693-18,2684693-56 | 5094-IF8IHXT, 8 ANALOG INPUT, ISOLATED | JB73 PANEL
AF1211 | 2684693-18,2684693-56 | 5094-IF8IHXT, 8 ANALOG INPUT, ISOLATED | JB73 PANEL
AU1200 | 2684693-50 | 5094-AEN2TRXT, FLEX 5000 I/O | JB73 PANEL
FU0120 | 1043265-1,1043265-5 | FUSE, 10A | JB73 PANEL
FU0121 | 1043265-1,1043265-5 | FUSE, 10A | JB73 PANEL
FU0122 | 1043265-1,1043265-6 | FUSE, 15A | JB73 PANEL
FU0332 | 1043265-1,1043265-7 | FUSE, 20A | JB73 PANEL
FU0510 | 1043265-1,1043265-4 | FUSE, 5A | JB73 PANEL
GR0161 | 903849C1 | RAIL GROUND, DIN RAIL GROUNDING | JB73 PANEL
GR0162 | 903849C1 | RAIL GROUND, DIN RAIL GROUNDING | JB73 PANEL
GR0163 | 903849C1 | RAIL GROUND, DIN RAIL GROUNDING | JB73 PANEL
IEG0160 | 232941-200 | BUS BAR, HP CPSR - INSTRUMENT EARTH GROUNDING | JB73 PANEL
KA0120 | 1061979-1 | RELAY, CONTROLLER ACTIVE | JB73 PANEL
KA4401 | 1061979-1 | RELAY, HPC CASE DEPRESSURIZED | JB73 PANEL
WC8058 | 2684693-54 |  | JB73 PANEL
XT0120 | 1066730-7,1066730-8,1067996-4 | TERMINAL BLOCK, SPRING, 4 CONDUCTOR,30-12 AWG (0.05-3.31 MM2),NON-IS | JB73 PANEL
XT0121 | 1066730-7,1066730-8,1067996-4 | TERMINAL BLOCK, SPRING, 4 CONDUCTOR,30-12 AWG (0.05-3.31 MM2),NON-IS | JB73 PANEL
XT0335 | 1066730-7,1066730-8,1067996-4 | TERMINAL BLOCK, SPRING, 4 CONDUCTOR,30-12 AWG (0.05-3.31 MM2),NON-IS | JB73 PANEL
XT0336 | 1066730-7,1066730-8,1067996-4 | TERMINAL BLOCK, SPRING, 4 CONDUCTOR,30-12 AWG (0.05-3.31 MM2),NON-IS | JB73 PANEL
XT0500 | 1066730-1,1066730-2,1067996-4 | TERMINAL STRIP, 4 CONDUCTOR | JB73 PANEL
XT0510 | 1066730-7,1066730-8,1067996-4 | TERMINAL BLOCK, SPRING, 4 CONDUCTOR,30-12 AWG (0.05-3.31 MM2),NON-IS | JB73 PANEL
XT4875 | DRIVEN COMMON | TERMINAL STRIP, HP COMPRESSOR CASE PRESSURE | JB75
CCXA7000 | CUSTOMER DEFINED | CUSTOMER CONNECTION, PRESSURIZED SHUTDOWN | PANEL
CCXA7001 | CUSTOMER DEFINED | CUSTOMER CONNECTION, DEPRESSURIZED SHUTDOWN | PANEL
CLOCK_SYNC | CUSTOMER DEFINED | CUSTOMER CONNECTION, PLC CLOCK SYNCH HARDWIRED | PANEL
SB7510 | CUSTOMER DEFINED | PUSHBUTTON SWITCH, START (CUSTOMER) | PANEL
SB7511 | CUSTOMER DEFINED | PUSHBUTTON SWITCH, NORMAL STOP (CUSTOMER) | PANEL
SB7513 | CUSTOMER DEFINED | PUSHBUTTON SWITCH, FAST STOP (CUSTOMER)^COOLDOWN SHUTDOWN | PANEL
AF0081 | 2684693-18,2684693-28 | 5094-IB16SXT, 16 DISCRETE INPUT, S | PANEL A^JB70
AF0082 | 2684693-17,2684693-23 | 5094-IB16XT, 16 DISCRETE INPUT | PANEL A^JB70
AF0083 | 2684693-19,2684693-33 | 5094-IY8XT, 8 ANALOG INPUT, TC/RTD/ I&V | PANEL A^JB70
AF0084 | 2684693-19,2684693-33 | 5094-IY8XT, 8 ANALOG INPUT, TC/RTD/ I&V | PANEL A^JB70
AF0085 | 2684693-18,2684693-56 | 5094-IF8IHXT, 8 ANALOG INPUT, ISOLATED | PANEL A^JB70
AF0086 | 2684693-18,2684693-56 | 5094-IF8IHXT, 8 ANALOG INPUT, ISOLATED | PANEL A^JB70
AF0087 | 2684693-17,2684693-23 | 5094-IB16XT, 16 DISCRETE INPUT | PANEL A^JB70
AF0091 | 2684693-17,2684693-23 | 5094-IB16XT, 16 DISCRETE INPUT | PANEL A^JB70
AF0092 | 2684693-17,2684693-24 | 5094-OB16XT, 16 DISCRETE OUTPUT | PANEL A^JB70
AF0093 | 2684693-17,2684693-24 | 5094-OB16XT, 16 DISCRETE OUTPUT | PANEL A^JB70
AF0094 | 2684693-19,2684693-33 | 5094-IY8XT, 8 ANALOG INPUT, TC/RTD/ I&V | PANEL A^JB70
AF0095 | 2684693-17,2684693-25 | 5094-OB8XT, 8 DISCRETE OUTPUT | PANEL A^JB70
AU0080 | 2684693-22 | 5094-AENTRXT, FLEX 5000 I/O | PANEL A^JB70
AU0090 | 2684693-22 | 5094-AENTRXT, FLEX 5000 I/O | PANEL A^JB70
FU0011 | 1043265-1,1043265-7 | FUSE, 2A | PANEL A^JB70
FU0012 | 1043265-1,1043265-5 | FUSE, 10A | PANEL A^JB70
FU0013 | 1043265-1,1043265-5 | FUSE, 10A | PANEL A^JB70
FU0014 | 1043265-1,1043265-5 | FUSE, 10A | PANEL A^JB70
FU0015 | 1043265-1,1043265-5 | FUSE, 10A | PANEL A^JB70
FU0016 | 1043265-1,1043265-5 | FUSE, 10A | PANEL A^JB70
FU0017 | [2]1043265-1,[2]1043265-5 | FUSE, 10A | PANEL A^JB70
FU0018 | 1043265-1,1043265-5 | FUSE, 10A | PANEL A^JB70
FU0019 | 1043265-1,1043265-7 | FUSE, 20A | PANEL A^JB70
FU0031 | 1043265-1,1043265-9 | FUSE, 30A | PANEL A^JB70
FU0071 | 1043265-1,1043265-3 | FUSE, 2A | PANEL A^JB70
FU0080 | 1043265-1,1043265-5,1043265-6 | FUSE, 15A | PANEL A^JB70
FU0081 | 1043265-1,1043265-5 | FUSE, 10A | PANEL A^JB70
FU0090 | 1043265-1,1043265-5 | FUSE, 10A | PANEL A^JB70
FU0091 | 1043265-1,1043265-5 | FUSE, 10A | PANEL A^JB70
FU0092 | 1043265-1,1043265-5 | FUSE, 10A | PANEL A^JB70
FU0093 | 1043265-1,1043265-5 | FUSE, 10A | PANEL A^JB70
FU0131 | 1043265-1,1043265-9 | FUSE, 30A | PANEL A^JB70
FU0136 | 1043265-1,1043265-9 | FUSE, 30A | PANEL A^JB70
FU0137 | 1043265-1,1043265-7 | FUSE, 20A | PANEL A^JB70
FU0139 | 1043265-1,1043265-4 | FUSE, 5A | PANEL A^JB70
FU0387 | 1043265-1,1043265-4 | FUSE, 5A | PANEL A^JB70
FU0388 | 1043265-1,1043265-4 | FUSE, 5A | PANEL A^JB70
FU0389 | 1043265-1,1043265-3 | FUSE, 2A | PANEL A^JB70
FU0390 | 1043265-1,1043265-4 | FUSE, 5A | PANEL A^JB70
FU9130 | 1043265-12 | FUSE, 0.5A | PANEL A^JB70
GR0131 | 903849C1 | RAIL GROUND, DIN RAIL GROUNDING | PANEL A^JB70
GR0132 | 903849C1 | RAIL GROUND, DIN RAIL GROUNDING | PANEL A^JB70
GR0133 | 903849C1 | RAIL GROUND, DIN RAIL GROUNDING | PANEL A^JB70
GR0134 | 903849C1 | RAIL GROUND, DIN RAIL GROUNDING | PANEL A^JB70
GR0135 | 903849C1 | RAIL GROUND, DIN RAIL GROUNDING | PANEL A^JB70
IEG0010 | 232941-300 | BUS BAR, PANEL A - INSTRUMENT EARTH GROUNDING | PANEL A^JB70
KA0113 | 1061979-1 | RELAY, AC SCAVENGE PUMP PRESSURIZED | PANEL A^JB70
KA0130 | 1061979-1 | RELAY, LOWSPEED/OPEN PROBE SETPOINT | PANEL A^JB70
KA0131 | 1061979-1 | RELAY, CONTROLLER ACTIVE | PANEL A^JB70
KA0132 | 1061979-1 | RELAY, CONTROLLER ACTIVE | PANEL A^JB70
KA0135 | 1061979-1 | RELAY, AC PRE/POST PUMP DRIVE | PANEL A^JB70
KA0141 | 1061979-1 | RELAY, CONTROLLER ACTIVE | PANEL A^JB70
KA0230 | 1061979-1 | RELAY, CONTROLLER ACTIVE | PANEL A^JB70
KA0231 | 1061979-1 | RELAY, CONTROLLER ACTIVE | PANEL A^JB70
KA0232 | 1061979-1 | RELAY, CONTROLLER ACTIVE | PANEL A^JB70
KA0233 | 1061979-1 | RELAY, CONTROLLER ACTIVE | PANEL A^JB70
KA0234 | 1061979-1 | RELAY, CONTROLLER ACTIVE | PANEL A^JB70
KA3500 | 1061979-1 | RELAY, SCAVENGING PUMP SUPPLY AC | PANEL A^JB70
KA3502 | 1061979-1 | RELAY, SCAVENGING PUMP SUPPLY | PANEL A^JB70
KA6211 | 1061979-1 | RELAY, DRIVER ENCLOSURE^VENT FAN #1 | PANEL A^JB70
KA6212 | 1061979-1 | RELAY, DRIVER ENCLOSURE^VENT FAN #2 | PANEL A^JB70
KA9130 | 1061979-1 | RELAY, GROUND FUSE OK | PANEL A^JB70
PC0470 | 2271605-1 | TIMER/COUNTER, ENGINE HOUR / START COUNTER | PANEL A^JB70
PEG0130 | 232941-300 | BUS BAR, PANEL A - POWER EARTH GROUNDING | PANEL A^JB70
UJ0031 | 1286570-1 | POWER CONVERTER, AC/DC INPUT TO 28V DC OUTPUT | PANEL A^JB70
UJ0131 | 1286570-1 | POWER CONVERTER, AC/DC INPUT TO 28V DC OUTPUT | PANEL A^JB70
XT0002 | 1066730-16,1066730-17,1066730-18 | TERMINAL STRIP, 2 CONDUCTOR | PANEL A^JB70
XT0003 | 1066730-16,1066730-17,1066730-18,[2]1066730-32,[2]1066730-7,[2]1066730-8,[2]1067996-82 | TERMINAL STRIP, 2 CONDUCTOR | PANEL A^JB70
XT0011 | 1066730-16,1066730-17,1066730-18 | TERMINAL STRIP, 2 CONDUCTOR | PANEL A^JB70
XT0012 | 1066730-16,1066730-17,1066730-18 | TERMINAL STRIP, 2 CONDUCTOR | PANEL A^JB70
XT0013 | 1066730-16,1066730-17,1066730-18 | TERMINAL STRIP, 2 CONDUCTOR | PANEL A^JB70
XT0014 | [2]1247052-1 | BUS BAR, SYSTEM FUNCTION (USE) | PANEL A^JB70
XT0031 | 1066730-16,1066730-17,1066730-18 | TERMINAL STRIP, 2 CONDUCTOR | PANEL A^JB70
XT0071 | 1066730-7,1066730-8,1067996-4 | TERMINAL BLOCK, SPRING, 4 CONDUCTOR,30-12 AWG (0.05-3.31 MM2),NON-IS | PANEL A^JB70
XT0080 | 1066730-7,1066730-8,1067996-4 | TERMINAL BLOCK, SPRING, 4 CONDUCTOR,30-12 AWG (0.05-3.31 MM2),NON-IS | PANEL A^JB70
XT0081 | 1066730-7,1066730-8,1067996-4 | TERMINAL BLOCK, SPRING, 4 CONDUCTOR,30-12 AWG (0.05-3.31 MM2),NON-IS | PANEL A^JB70
XT0082 | 1066730-7,1066730-8,1067996-4 | TERMINAL BLOCK, SPRING, 4 CONDUCTOR,30-12 AWG (0.05-3.31 MM2),NON-IS | PANEL A^JB70
XT0083 | 1066730-7,1066730-8,1067996-4 | TERMINAL BLOCK, SPRING, 4 CONDUCTOR,30-12 AWG (0.05-3.31 MM2),NON-IS | PANEL A^JB70
XT0091 | 1066730-7 | TERMINAL BLOCK, SPRING, 4 CONDUCTOR,30-12 AWG (0.05-3.31 MM2),NON-IS | PANEL A^JB70
XT0131 | 1066730-16,1066730-17,1066730-18 | TERMINAL STRIP, 2 CONDUCTOR | PANEL A^JB70
XT9130 | 1066730-7,1066730-8,1067996-4 | TERMINAL BLOCK, SPRING, 4 CONDUCTOR,30-12 AWG (0.05-3.31 MM2),NON-IS | PANEL A^JB70
AF0061 | 2684693-17,2684693-25 | 5094-OB8XT, 8 DISCRETE OUTPUT | PANEL B^JB70
AF0062 | 2684693-17,2684693-25 | 5094-OB8XT, 8 DISCRETE OUTPUT | PANEL B^JB70
AF0063 | 2684693-17,2684693-23 | 5094-IB16XT, 16 DISCRETE INPUT | PANEL B^JB70
AF0064 | 2684693-18,2684693-30 | 5094-IF4IHSXT, 4 ANALOG INPUT, S | PANEL B^JB70
AF0065 | 2684693-18,2684693-30 | 5094-IF4IHSXT, 4 ANALOG INPUT, S | PANEL B^JB70
AF0066 | 2684693-18,2684693-27 | 5094-OF8IHXT, 8 ANALOG OUTPUT, ISOLATED | PANEL B^JB70
AF0067 | 2684693-17,2684693-25 | 5094-OB8XT, 8 DISCRETE OUTPUT | PANEL B^JB70
AF0068 | 2684693-21,2684693-36 | 5094-IRT8SXT, 8 RTD/TC ANALOG INPUT, S | PANEL B^JB70
AF0071 | 2684693-18,2684693-32 | 5094-IJ2ISXT, 2 FAST COUNTER INPUT, S | PANEL B^JB70
AF0072 | 2684693-18,2684693-30 | 5094-IF4IHSXT, 4 ANALOG INPUT, S | PANEL B^JB70
AF0073 | 2684693-21,2684693-36 | 5094-IRT8SXT, 8 RTD/TC ANALOG INPUT, S | PANEL B^JB70
AF0074 | 2684693-18,2684693-56 | 5094-IF8IHXT, 8 ANALOG INPUT, ISOLATED | PANEL B^JB70
AF0075 | 2684693-18,2684693-30 | 5094-IF4IHSXT, 4 ANALOG INPUT, S | PANEL B^JB70
AF0076 | 2684693-18,2684693-55 | 5094-OB16SXT, 16 DISCRETE OUTPUT, S | PANEL B^JB70
AF0077 | 2684693-19,2684693-33 | 5094-IY8XT, 8 ANALOG INPUT, TC/RTD/ I&V | PANEL B^JB70
AF0400 | 1322418-31,1322418-40,1322418-72,1322418-73 | 1444-TSCX02-02RB, 2-CH TACHOMETER INPUT^DYNAMIX 1444 VIBRATION | PANEL B^JB70
AF0410 | 1322418-11,1322418-20,1322418-70,1322418-71 | 1444-DYN04-01RA, 4-CH VIBRATION INPUT^DYNAMIX 1444 VIBRATION | PANEL B^JB70
AF0420 | 1322418-11,1322418-20,1322418-70,1322418-71 | 1444-DYN04-01RA, 4-CH VIBRATION INPUT^DYNAMIX 1444 VIBRATION | PANEL B^JB70
AF0430 | 1322418-11,1322418-20,1322418-70,1322418-71 | 1444-DYN04-01RA, 4-CH VIBRATION INPUT^DYNAMIX 1444 VIBRATION | PANEL B^JB70
AF0450 | 1322418-11,1322418-20,1322418-70,1322418-71 | 1444-DYN04-01RA, 4-CH VIBRATION INPUT^DYNAMIX 1444 VIBRATION | PANEL B^JB70
AU0060 | 2684693-22 | 5094-AENTRXT, FLEX 5000 I/O | PANEL B^JB70
AU0070 | 2684693-22 | 5094-AENTRXT, FLEX 5000 I/O | PANEL B^JB70
FU0021 | 1043265-1,1043265-3 | FUSE, 2A | PANEL B^JB70
FU0022 | 1043265-1,1043265-3 | FUSE, 2A | PANEL B^JB70
FU0029 | 1043265-1,1043265-3 | FUSE, 2A | PANEL B^JB70
FU0060 | 1043265-1,1043265-6 | FUSE, 15A | PANEL B^JB70
FU0061 | 1043265-1,1043265-5 | FUSE, 10A | PANEL B^JB70
FU0062 | 1043265-1,1043265-5 | FUSE, 10A | PANEL B^JB70
FU0063 | 1043265-1,1043265-5 | FUSE, 10A | PANEL B^JB70
FU0064 | 1043265-1,1043265-5 | FUSE, 10A | PANEL B^JB70
FU0070 | 1043265-1,1043265-5 | FUSE, 10A | PANEL B^JB70
FU0076 | 1043265-1,1043265-5 | FUSE, 10A | PANEL B^JB70
FU0100 | 1043265-1,1043265-4 | FUSE, 5A | PANEL B^JB70
FU0113 | 1043265-1,1043265-4 | FUSE, 5A | PANEL B^JB70
FU0114 | 1043265-1,1043265-5 | FUSE, 10A | PANEL B^JB70
FU0115 | 1043265-1,1043265-5 | FUSE, 10A | PANEL B^JB70
FU0210 | 1043265-1,1043265-7 | FUSE, 20A | PANEL B^JB70
FU0212 | 1043265-1,1043265-3 | FUSE, 2A | PANEL B^JB70
FU0410 | 1043265-1,1043265-4 | FUSE, 5A | PANEL B^JB70
GR0231 | 903849C1 | RAIL GROUND, DIN RAIL GROUNDING | PANEL B^JB70
GR0233 | 903849C1 | RAIL GROUND, DIN RAIL GROUNDING | PANEL B^JB70
IEG0230 | 232941-300 | BUS BAR, PANEL B - INSTRUMENT EARTH GROUNDING | PANEL B^JB70
KA0110 | 1061979-1 | RELAY, LUBE PUMP INHIBIT | PANEL B^JB70
KA0111 | 1061979-1 | COMPONENT DESCRIPTION, AC SCAVENGE PUMP OFF | PANEL B^JB70
KA0112 | 1061979-1 | RELAY, HEADER PRESSURE HIGH^BACKUP PUMP OFF | PANEL B^JB70
KA0115 | 1061979-1 | RELAY, BACKUP LUBE OIL PUMP OFF | PANEL B^JB70
KA0133 | 1061979-1 | RELAY, POST LUBE TIMER RESET | PANEL B^JB70
KA0134 | 1061979-1 | RELAY, BACKUP COMMAND OFF | PANEL B^JB70
KA0136 | 1061979-1 | RELAY, LUBE OIL HEADER^PRESSURE HIGH | PANEL B^JB70
KA0137 | 1061979-1 | RELAY, LUBE PUMP INHIBIT | PANEL B^JB70
KA0138 | 1061979-1 | RELAY, BACKUP LUBE OIL PUMP OFF | PANEL B^JB70
KA0142 | 1061979-1 | RELAY, BACKUP LUBE OIL SCAVENGE PUMP OFF | PANEL B^JB70
KA0221 | 1061979-1 | RELAY, PRIMARY GAS FUEL SHUTOFF VALVE | PANEL B^JB70
KA0222 | 1061979-1 | RELAY, SECONDARY GAS FUEL SHUTOFF VALVE | PANEL B^JB70
KA0224 | 1061979-1 | RELAY, EMERGENCY SHUTDOWN RELAY | PANEL B^JB70
KA0235 | 1061979-1 | RELAY, NO EMERGENCY SHUTDOWN SUMMARY | PANEL B^JB70
KA0236 | 1061979-1 | RELAY, NO EMERGENCY SHUTDOWN SUMMARY | PANEL B^JB70
KA0237 | 1061979-1 | RELAY, NO ESD SUMMARY | PANEL B^JB70
KA0239 | 1061979-1 | RELAY, NO EMERGENCY SHUTDOWN SUMMARY | PANEL B^JB70
KA0240 | 1061979-1 | RELAY, NO EMERGENCY SHUTDOWN SUMMARY | PANEL B^JB70
KA0241 | 1061979-1 | RELAY, BACKUP SYSTEM RESET | PANEL B^JB70
KA0242 | 1061979-1 | RELAY, BACKUP SYSTEM RESET | PANEL B^JB70
KA0243 | 1061979-1 | RELAY, NO FIRE DETECTED | PANEL B^JB70
KA0244 | 1061979-1 | RELAY, NO FIRE DETECTED | PANEL B^JB70
KA0245 | 1061979-1 | RELAY, NO GAS DETECTED | PANEL B^JB70
KA0251 | 1061979-1 | RELAY, NO EMERGENCY SHUTDOWN SUMMARY | PANEL B^JB70
KA1020 | 1061979-1 | RELAY, IGNITION START | PANEL B^JB70
KT0110 | 2651077-1 | TIMER RELAY, AC SCAVENGE PRESS HIGH^DC SCAVENGE OFF | PANEL B^JB70
KT0140 | 2651077-2 | TIMER RELAY, BACKUP PUMP^POST LUBE OFF CYCLE | PANEL B^JB70
KT0141 | 2651077-2 | TIMER RELAY, BACKUP POST LUBE CONTINUOUS | PANEL B^JB70
KT0142 | 2651077-1 | TIMER RELAY, TOTAL POST LUBE | PANEL B^JB70
KT0143 | 2651077-1 | TIMER RELAY, BACKUP PUMP POST LUBE ON CYCLE | PANEL B^JB70
KT0144 | 2651077-2 | TIMER RELAY, HEADER PRESSURE HIGH^BACKUP PUMP OFF | PANEL B^JB70
KT0145 | 2651077-1 | TIMER RELAY, FIRE DETECTED ROLLDOWN LUBE | PANEL B^JB70
KT0146 | 2651077-3 | TIMER RELAY, WATCHDOG | PANEL B^JB70
RR0941 | 1066738-13 | RESISTOR, 4.7K OHM | PANEL B^JB70
RR0942 | 1066738-8 | RESISTOR, 1.0K OHM | PANEL B^JB70
UA1200 | 1053834-5 | SIGNAL CONVERTER, BACKUP OVERSPEED | PANEL B^JB70
XT0051 | 1066730-7,1066730-8,1067996-4 | TERMINAL BLOCK, SPRING, 4 CONDUCTOR,30-12 AWG (0.05-3.31 MM2),NON-IS | PANEL B^JB70
XT0060 | 1066730-7 | TERMINAL BLOCK, SPRING, 4 CONDUCTOR,30-12 AWG (0.05-3.31 MM2),NON-IS | PANEL B^JB70
XT0061 | 1066730-7,1066730-8,1067996-4 | TERMINAL BLOCK, SPRING, 4 CONDUCTOR,30-12 AWG (0.05-3.31 MM2),NON-IS | PANEL B^JB70
XT0062 | 1066730-7,1066730-8,1067996-4 | TERMINAL BLOCK, SPRING, 4 CONDUCTOR,30-12 AWG (0.05-3.31 MM2),NON-IS | PANEL B^JB70
XT0084 | 1066730-7,1066730-8,1067996-4 | TERMINAL BLOCK, SPRING, 4 CONDUCTOR,30-12 AWG (0.05-3.31 MM2),NON-IS | PANEL B^JB70
XT0089 | 1066730-7,1066730-8,1067996-4 | TERMINAL BLOCK, SPRING, 4 CONDUCTOR,30-12 AWG (0.05-3.31 MM2),NON-IS | PANEL B^JB70
XT0237 | 1066730-9 | DIODE TERMINAL STRIP, 4 CONDUCTOR | PANEL B^JB70
XT0400 | 1066730-1,1066730-2,1067996-4 | TERMINAL STRIP, 4 CONDUCTOR | PANEL B^JB70
XT0401 | 1066730-7,1066730-8,1067996-4 | TERMINAL BLOCK, SPRING, 4 CONDUCTOR,30-12 AWG (0.05-3.31 MM2),NON-IS | PANEL B^JB70
AP0601 | 1089241-20 | MODULE, BLANK FILLER | PLC PANEL^JB70
AP0602 | 1089241-40 | 1756-EN2TRXT, ETHERNET | PLC PANEL^JB70
AP0603 | 1089241-40 | 1756-EN2TRXT, ETHERNET | PLC PANEL^JB70
AP0604 | 1089241-14 | MVI 56E-MCMXT, MODBUS | PLC PANEL^JB70
AP0605 | 1089241-20 | MODULE, BLANK FILLER | PLC PANEL^JB70
AP0606 | 1089241-20 | MODULE, BLANK FILLER | PLC PANEL^JB70
AP0607 | 1089241-20 | MODULE, BLANK FILLER | PLC PANEL^JB70
AP0608 | 1089241-20 | MODULE, BLANK FILLER | PLC PANEL^JB70
AP0609 | 1089241-40 | 1756-EN2TRXT, ETHERNET | PLC PANEL^JB70
AR0600 | 1089241-42 | RACK CHASSIS, 1756-A10XT (10 SLOT) | PLC PANEL^JB70
AT0600 | 1089241-43 | 1756-L83EXTS, CONTROLLER^GUARDLOGIX | PLC PANEL^JB70
BA0001 | 1271449-1 | MEDIA CONVERTER, ETHERNET-FIBER OPTIC | PLC PANEL^JB70
BA0002 | 1271449-1 | MEDIA CONVERTER, ETHERNET-FIBER OPTIC | PLC PANEL^JB70
BA0009 | 1271449-1 | MEDIA CONVERTER, ETHERNET-FIBER OPTIC | PLC PANEL^JB70
BA1100 | 1337728-10 | SWITCH, ETAP, DLR INTERFACE | PLC PANEL^JB70
FU0010 | 1043265-1,1043265-5 | FUSE, 10A | PLC PANEL^JB70
FU1101 | 1043265-1,1043265-3 | FUSE, 2A | PLC PANEL^JB70
GR0234 | 903849C1 | RAIL GROUND, DIN RAIL GROUNDING | PLC PANEL^JB70
UV0600 | 1089241-28 | POWER SUPPLY, RSLOGIX CHASSIS | PLC PANEL^JB70
AT0680 | 1634974-100 | GATEWAY MODULE, TURBOTRONIC GATEWAY | RAIL,RIGHT,JB70
FU0680 | 1043265-1,1043265-4 | FUSE, 5A | RAIL,RIGHT,JB70
FU1100 | 1043265-1,1043265-5 | FUSE, 10A | RAIL,RIGHT,JB70
GR0532 | 903849C1 | RAIL GROUND, DIN RAIL GROUNDING | RAIL,RIGHT,JB70
XT0111 | 1066730-7,1066730-8,1067996-4 | TERMINAL BLOCK, SPRING, 4 CONDUCTOR,30-12 AWG (0.05-3.31 MM2),NON-IS | RAIL,RIGHT,JB70
XT0680 | 1066730-32,1066730-7,1066730-8 | TERMINAL BLOCK, SPRING, 4 CONDUCTOR,30-12 AWG (0.05-3.31 MM2),NON-IS | RAIL,RIGHT,JB70
GR1163 | 903849C1 | RAIL GROUND, DIN RAIL GROUNDING | RAIL,RIGHT,JB73
XT0845 | 1066730-7,1066730-8,1067996-4 | TERMINAL BLOCK, SPRING, 4 CONDUCTOR,30-12 AWG (0.05-3.31 MM2),NON-IS | RAIL,RIGHT,JB73
BA0005 | 1271449-1 | MEDIA CONVERTER, ETHERNET-FIBER OPTIC | VFD MEDIA CONVERTER JB1123
BA0006 | 1271449-1 | MEDIA CONVERTER, ETHERNET-FIBER OPTIC | VFD MEDIA CONVERTER JB1123
FU1123 | 1043265-1,1043265-3 | FUSE, 2A | VFD MEDIA CONVERTER JB1123
FU1124 | 1043265-1,1043265-3 | FUSE, 2A | VFD MEDIA CONVERTER JB1123
GR1123 | 903849C1 | RAIL GROUND, DIN RAIL GROUNDING | VFD MEDIA CONVERTER JB1123
GR1125 | 903849C1 | RAIL GROUND, DIN RAIL GROUNDING | VFD MEDIA CONVERTER JB1123
IEG1123 | 232941-200 | BUS BAR, JB1123 - INSTRUMENT EARTH GROUNDING | VFD MEDIA CONVERTER JB1123
XT1123 | 1066730-7,1066730-8,1067996-4 | TERMINAL BLOCK, SPRING, 4 CONDUCTOR,30-12 AWG (0.05-3.31 MM2),NON-IS | VFD MEDIA CONVERTER JB1123