## Blue Labels
(SHT 1) JB70 | (SHT 10) HPC CTRL | (SHT 12) BOP | (SHT 13) JB74,LEFT RAIL | (SHT 14) PROX,TURB | (SHT 15) JB352 | (SHT 16) JB1123 | (SHT 2) FIRE PANEL | (SHT 3) RAIL,LEFT,JB70 | (SHT 4) RAIL,RIGHT,JB70 | (SHT 5) PLC | (SHT 6) PANEL A | (SHT 7) PANEL B | (SHT 9) RAIL,RIGHT,JB73
HL0171 | WC8058 | IEG0257 | FU1212 | UA1263 | UA4473 | GR1123 | FU0170 | AT0175 | XT0051 | UV0600 | FU0081 | FU0137 | XT0845
HL0172 | AF1206 | XT0140 | FU0027 | UA1211 | UA4461 | BA0005 | FU0171 | AT0176 | FU0021 | AT0600 | XT0080 | FU0080 | XTFGE
HL0173 | AF1205 | XT0573 | FU0028 | UA1210 | UA4460 | BA0006 | FU0172 | AT0178 | FU0022 | AP0601 | XT0083 | FU0139 | GR1163
SA0170 | AF1204 | XT1212 | BA1212 | UA1262 | UA4471 | FU1123 | XT0170 | XT0171 | FU0029 | AP0602 | AU0080 | FU0387
SB0170 | AF1203 | KA0553 | BA0007 | UA1221 | UA4470 | FU1124 | GR0171 | KA0172 | FU1100 | AP0603 | AF0081 | FU0388
AT1100 | AF1202 | KA0535 | BA0008 | UA1220 | UA4462 | XT1123 | AT0170 | KA0174 | BA0001 | AP0604 | AF0082 | FU0389
SB0471 | AF1201 | KA0536 | GR0182 | UA1231 | GR4460 | GR1125 | UV0170 | KA0178 | BA0002 | AP0605 | AF0083 | XT0081
SB0473 | GR0161 | KA0531 |  | UA1230 |  | IEG1123 |  | KA6510 | BA0009 | AP0606 | AF0084 | XT0082
SB0474 | AU1200 | KA0532 |  | GR1210 |  |  |  | FU0535 | BA1100 | AP0607 | AF0085 | XT0089
SH0470 | AF1207 | KA0533 |  | UA1273 |  |  |  | FU0294 | XT0111 | AP0608 | AF0086 | FU0070
SH0471 | AF1208 | KA0534 |  | UA1241 |  |  |  | FU0295 | UJ1100 | AP0609 | AF0087 | FU0076
SH0472 | AF1209 | KA0537 |  | UA1240 |  |  |  | XT0535 | GR1000 | AR0600 | GR0134 | AU0070
SA0473 | AF1210 | KA0540 |  | UA1251 |  |  |  | XT0536 | XTFGB | FU0010 | FU0090 | AF0071
SA0471 | AF1211 | KA0541 |  | UA1250 |  |  |  | XT0173 | GR1100 | AT0680 | FU0091 | AF0072
SA0474 | GR0163 | KA0550 |  | UA1272 |  |  |  | XT0292 |  | FU0680 | FU0092 | AF0073
HA0472 | IEG0160 | KA7173 |  | UA1520 |  |  |  | XT0007 |  | XT0680 | FU0093 | AF0074
SB0472 | FU0510 | KA0551 |  | XT1521 |  |  |  | XTFGA |  | GR0234 | FU0094 | AF0075
| XT0510 | KA0552 |  | XT1520 |  |  |  | GR0431 |  |  | FU0390 | AF0076
| AF0520 | KA0554 |  | GR1211 | [6 empty] | FU1101 | XT0084
| AF0510 | KA0572 | [8 empty] | FU0237 | XT0237
| AF0500 | KA0573 | [8 empty] | AU0090 | GR0233
| XT0500 | XT0572 | [8 empty] | AF0091 | KT0140
| FU0120 | GR0181 | [8 empty] | AF0092 | KT0141
| FU0121 | FU0182 | [8 empty] | AF0093 | KT0142
| FU0122 | FU0183 | [8 empty] | AF0094 | KT0143
| XT0120 | AU0140 | [8 empty] | AF0095 | KT0144
| XT0121 | AF0141 | [8 empty] | KA0875 | KT0145
| FU0332 | AF0142 | [8 empty] | KA2160 | KT0146
| XT0335 | AF0143 | [8 empty] | KA2161 | FU0210
| XT0336 | AF0144 | [8 empty] | KA0145 | FU0060
| KA0120 | AF0145 | [8 empty] | KA0246 | FU0100
| KA4401 | AF0146 | [8 empty] | KA0249 | FU0113
| GR0162 | GR0140 | [8 empty] | KA0247 | FU0114
|  | FU0146 | [8 empty] | KA0255 | FU0115
|  | FU0140 | [8 empty] | KA0177 | FU0061
|  | FU0141 | [8 empty] | KA0179 | FU0062
|  | FU0142 | [8 empty] | KA0176 | FU0063
|  | FU0143 | [8 empty] | KA0254 | FU0064
|  | FU0180 | [8 empty] | KA0235 | XT0062
|  | FU0181 | [8 empty] | KA0236 | XT0060
|  | AU0180 | [8 empty] | KA0237 | AF0068
|  | AF0181 | [8 empty] | KA0239 | AF0067
|  | AF0182 | [8 empty] | KA0240 | AF0066
|  | AF0183 | [8 empty] | KA0251 | AF0065
|  | AF0184 | [8 empty] | KA0135 | AF0064
|  | AF0185 | [8 empty] | KA3103 | AF0063
|  | GR0180 | [8 empty] | KA3220 | AF0062
[11 empty] | KA6211 | AF0061
[11 empty] | KA6212 | AU0060
[11 empty] | GR0133 | GR0231
[11 empty] | PC0470 | XT0400
[11 empty] | XT0002 | XT0401
[11 empty] | XT0003 | FU0410
[11 empty] | FU0136 | AF0400
[11 empty] | GR0132 | AF0410
[11 empty] | FU0011 | AF0420
[11 empty] | XT0011 | AF0430
[11 empty] | FU0012 | AF0450
[11 empty] | FU0013 | KA0130
[11 empty] | FU0014 | KA0241
[11 empty] | FU0015 | KA0242
[11 empty] | FU0016 | KA0137
[11 empty] | FU0017 | KA0138
[11 empty] | FU0018 | KA0131
[11 empty] | XT0012 | KA0132
[11 empty] | GR0131 | KA0141
[11 empty] | UJ0131 | KA0230
[11 empty] | XT0014 | KA0231
[11 empty] | IEG0010 | KA0232
[11 empty] | PEG0130 | KA0233
KA0234
KA0243
KA0244
KA0245
KA1020
KA0221
KA0222
KA0133
KA0134
KA0136
GR0232
UA1200
IEG0230

## White Labels
(SHT 12) BOP | (SHT 12) BOP - (SHT 13) JB74,LEFT RAIL | (SHT 10) HPC CTRL | (SHT 16) JB1123 | (SHT 1) JB70 - (SHT 6) PANEL A | (SHT 6) PANEL A | (SHT 6) PANEL A - (SHT 7) PANEL B | (SHT 7) PANEL B | (SHT 7) PANEL B - (SHT 5) PLC | (SHT 7) PANEL B - (SHT 4) RAIL,RIGHT,JB70 | (SHT 5) PLC
AF0143SH | IEG02573 | AF1204G | GR1125 | AT1100G | AF0083G,GRN | IEG001012 | AF0064G | IEG02306 | IEG02302 | UV0600G
AF0144SH |  | AF1205G | IEG11231 |  | AF0084G | IEG00104 | AF0065G
AU0180G |  | AF1206G |  |  | AF0085G | IEG02300 | AF0066G
GR0181 |  | AF1208G |  |  | IEG001013 |  | AF0071G
IEG02571 |  | AF1209G |  |  | IEG00102 |  | AF0072G
IEG02572 |  | AF1210G |  |  | IEG00106 |  | AF0073G
IEG02574 |  | AF1211G |  |  | IEG00108 |  | AF0074G
IEG02575 |  | AU1200G |  |  |  |  | AU0060G
|  | IEG01601 |  |  |  |  | AU0070G
|  | IEG01602 |  |  |  |  | IEG02301
|  | IEG01603 |  |  |  |  | IEG02303
|  | IEG01604 |  |  |  |  | IEG02304
|  | XT05001 |  |  |  |  | IEG02308
XT04001
XT04002

## Heat Shrink Labels
(SHT 2) FIRE PANEL - (SHT 3) RAIL,LEFT,JB70 | (SHT 6) PANEL A | (SHT 7) PANEL B | (SHT 3) RAIL,LEFT,JB70
WC8069 | WC2108 | WC4524 | WC8066
WC8067

## BOP
BOP
BALANCE OF PLANT,JB74
Project # | 4P441
Project Name | Pallette Compressor Station
Revision | B
Controls DE | A. CHEN
Phone:
Controls ME | A. PLVAN
Phone:
From | [5 empty] | To
Device ID | Cable (W) Conductor (SC) Jumper Clip (JC) | Wire No. | Wire ID | Gauge/Size | Page/Zone | Device ID | Location | Page/Zone
XT0140:1 | JC | 0V | CLIP | --- | 35.A1 | XT0140:2 | BOP | 35.B1
XT0140:2 | JC | 0V | CLIP | --- | 35.B1 | XT0140:3 | BOP | 35.B1
XT0140:3 | JC | 0V | CLIP | --- | 35.B1 | XT0140:4 | BOP | 35.C1
XT0140:4 | JC | 0V | CLIP | --- | 35.C1 | XT0140:5 | BOP | 35.D1
XT0140:5 | JC | 0V | CLIP | --- | 35.D1 | XT0140:6 | BOP | 35.D1
AF0182:01 | SC | JP4 | VIO | 20 | 37.A7 | AF0182:33 | BOP | 37.A7
AF0182:03 | SC | JP9 | VIO | 20 | 37.B7 | AF0182:35 | BOP | 37.B7
AF0141:00 | SC | KA053121 | WHT | 20 | 125.A7 | KA0531:21 | BOP | 125.A5
AF0141:02 | SC | 014102 | WHT | 20 | 125.B7 | KA0552:11 | BOP | 125.C6
AF0141:04 | SC | KA053221 | WHT | 20 | 126.A7 | KA0532:21 | BOP | 126.A5
AF0141:06 | SC | 014106 | WHT | 20 | 126.C7 | KA0553:11 | BOP | 126.C6
AF0141:12 | SC | KA055411 | WHT | 20 | 127.C7 | KA0554:11 | BOP | 127.C6
AF0141:14 | SC | KA053111 | WHT | 20 | 124.A7 | KA0531:11 | BOP | 124.A5
AF0141:16 | SC | SV76212 | WHT | 20 | 125.A7 | XT0572:3 | BOP | 125.A4
AF0141:20 | SC | SV76412 | WHT | 20 | 126.A7 | XT0572:5 | BOP | 126.A4
AF0141:32 | SC | KA055011 | WHT | 20 | 125.A7 | KA0550:11 | BOP | 125.A6
AF0141:36 | SC | KA055111 | WHT | 20 | 126.A7 | KA0551:11 | BOP | 126.A5
AF0141:COM | SC | 0V | WHT | 16 | 35.B2 | XT0140:2 | BOP | 35.B1
AF0141:J | SC | * |  |  | 35.B2 | AF0142:P | BOP | 35.B3
AF0141:V+ | SC | FU0141 | WHT | 16 | 35.B2 | FU0141:LD | BOP | 35.B1
AF0142:07 | SC | ZSC76112 | WHT | 20 | 124.B7 | XT0572:2 | BOP | 124.B5
AF0142:COM | SC | AF0142N | WHT | 16 | 35.B3 | AF0143:COM | BOP | 35.B3
AF0142:COM | SC | AU0140N | WHT | 16 | 35.B3 | AU0140:COM | BOP | 35.A2
AF0142:J | SC | * |  |  | 35.B3 | AF0143:P | BOP | 35.B3
AF0142:V+ | SC | AF0142P | WHT | 16 | 35.B3 | AF0143:V+ | BOP | 35.B3
AF0142:V+ | SC | AU0140P | WHT | 16 | 35.B3 | AU0140:V+ | BOP | 35.A2
AF0143:COM | SC | AF0143N | WHT | 16 | 35.B3 | AF0144:COM | BOP | 35.B4
AF0143:J | SC | * |  |  | 35.B3 | AF0144:P | BOP | 35.B4
AF0143:SH | SC | AF0143SH | GRN | 14 | 35.B3 | AF0144:SH | BOP | 35.B4
AF0143:SH | SC | IEG02571 | GRN | 14 | 35.B3 | IEG0257:1 | BOP | 35.B3
AF0143:SH | SC | IEG02571 | GRN | 14 | 35.B3 | AU0140:GND | BOP | 35.A2
AF0143:V+ | SC | AF0143P | WHT | 16 | 35.B3 | AF0144:V+ | BOP | 35.B4
AF0144:COM | SC | AF0144N | WHT | 16 | 35.B4 | AF0145:COM | BOP | 35.B5
AF0144:J | SC | * |  |  | 35.B4 | AF0145:P | BOP | 35.B5
AF0144:SH | SC | AF0144SH | GRN | 14 | 35.B4 | AF0145:SH | BOP | 35.B5
AF0144:V+ | SC | AF0144P | WHT | 16 | 35.B4 | AF0145:V+ | BOP | 35.B5
AF0145:J | SC | * |  |  | 35.B5 | AF0146:P | BOP | 35.B5
AF0146:COM | SC | 0V | WHT | 16 | 35.B5 | XT0140:3 | BOP | 35.B1
AF0146:V+ | SC | FU0142 | WHT | 16 | 35.B5 | FU0142:LD | BOP | 35.B1
AF0181:COM | SC | 0V | WHT | 16 | 35.C2 | XT0140:4 | BOP | 35.C1
AF0181:J | SC | * |  |  | 35.C2 | AF0182:P | BOP | 35.C3
AF0181:V+ | SC | FU0181 | WHT | 16 | 35.C2 | FU0181:LD | BOP | 35.D1
AF0182:COM | SC | AF0182N | WHT | 16 | 35.C3 | AF0183:COM | BOP | 35.C3
AF0182:COM | SC | AU0180N | WHT | 16 | 35.C3 | AU0180:COM | BOP | 35.C2
AF0182:J | SC | * |  |  | 35.C3 | AF0183:P | BOP | 35.C3
AF0182:V+ | SC | AF0182P | WHT | 16 | 35.C3 | AF0183:V+ | BOP | 35.C3
AF0182:V+ | SC | AU0180P | WHT | 16 | 35.C3 | AU0180:V+ | BOP | 35.C2
AF0183:04 | SC | ZSC76212 | WHT | 20 | 125.B7 | XT0572:4 | BOP | 125.B4
AF0183:05 | SC | ZSC76412 | WHT | 20 | 126.B7 | XT0572:6 | BOP | 126.B4
AF0183:20 | SC | KA0572A2 | WHT | 20 | 125.B7 | KA0572:A2 | BOP | 125.B6
AF0183:21 | SC | KA0573A2 | WHT | 20 | 126.B7 | KA0573:A2 | BOP | 126.B6
AF0183:COM | SC | AF0183N | WHT | 16 | 35.C3 | AF0185:COM | BOP | 35.C5
AF0183:J | SC | * |  |  | 35.C3 | AF0184:P | BOP | 35.C4
AF0183:V+ | SC | AF0183P | WHT | 16 | 35.C3 | AF0185:V+ | BOP | 35.C5
AF0184:00 | SC | KA0550A1 | WHT | 20 | 125.D7 | KA0550:A1 | BOP | 125.D6
AF0184:01 | SC | KA0552A1 | WHT | 20 | 125.D7 | KA0552:A1 | BOP | 125.D6
AF0184:02 | SC | KA0551A1 | WHT | 20 | 126.C7 | KA0551:A1 | BOP | 126.C6
AF0184:03 | SC | KA0553A1 | WHT | 20 | 126.D7 | KA0553:A1 | BOP | 126.D6
AF0184:04 | SC | 018404 | WHT | 20 | 38.C7 | KA7173:A1 | BOP | 38.C6
AF0184:05 | SC | KA0554A1 | WHT | 20 | 127.C7 | KA0554:A1 | BOP | 127.C6
AF0184:16 | SC | KA0550A2 | WHT | 20 | 125.D7 | KA0550:A2 | BOP | 125.D6
AF0184:17 | SC | KA0552A2 | WHT | 20 | 125.D7 | KA0552:A2 | BOP | 125.D6
AF0184:18 | SC | KA0551A2 | WHT | 20 | 126.C7 | KA0551:A2 | BOP | 126.C6
AF0184:19 | SC | KA0553A2 | WHT | 20 | 126.D7 | KA0553:A2 | BOP | 126.D6
AF0184:20 | SC | 018420 | WHT | 20 | 38.C7 | KA7173:A2 | BOP | 38.C6
AF0184:21 | SC | KA0554A2 | WHT | 20 | 127.C7 | KA0554:A2 | BOP | 127.C6
AF0184:COM | SC | 0V | WHT | 16 | 35.C4 | XT0140:5 | BOP | 35.D1
AF0184:J | SC | * |  |  | 35.C4 | AF0185:P | BOP | 35.C5
AF0184:V+ | SC | FU0182 | WHT | 16 | 35.C4 | FU0182:LD | BOP | 35.D1
AF0185:SH | SC | IEG02572 | GRN | 14 | 35.C5 | IEG0257:2 | BOP | 35.D5
AF0185:SH | SC | AU0180G | GRN | 14 | 35.C5 | AU0180:GND | BOP | 35.C2
AU0140:COM | SC | 0V | WHT | 16 | 35.A2 | XT0140:2 | BOP | 35.B1
AU0140:V+ | SC | FU0140 | WHT | 16 | 35.A2 | FU0140:LD | BOP | 35.B1
AU0180:COM | SC | 0V | WHT | 16 | 35.C2 | XT0140:4 | BOP | 35.C1
AU0180:V+ | SC | FU0180 | WHT | 16 | 35.C2 | FU0180:LD | BOP | 35.C1
FU0140:LI | SC | FU0146 | WHT | 14 | 35.B1 | FU0141:LI | BOP | 35.B1
FU0140:LI | SC | FU0146 | WHT | 14 | 35.B1 | FU0146:LD | BOP | 35.A1
FU0141:LI | SC | FU0146 | WHT | 14 | 35.B1 | FU0142:LI | BOP | 35.B1
FU0142:LI | SC | FU0146 | WHT | 14 | 35.B1 | FU0143:LI | BOP | 35.C1
FU0143:LD | SC | FU0143 | WHT | 16 | 35.C1 | XT0140:9 | BOP | 36.C1
FU0143:LI | SC | FU0146 | WHT | 14 | 35.C1 | FU0180:LI | BOP | 35.C1
FU0180:LI | SC | FU0146 | WHT | 14 | 35.C1 | FU0181:LI | BOP | 35.D1
FU0181:LI | SC | FU0146 | WHT | 14 | 35.D1 | FU0182:LI | BOP | 35.D1
FU0182:LI | SC | FU0146 | WHT | 14 | 35.D1 | FU0183:LI | BOP | 35.D1
GR0140: | SC | IEG02575 | GRN | 14 | 11.C4 | IEG0257:5 | BOP | 11.C4
GR0180: | SC | IEG02574 | GRN | 14 | 11.C4 | IEG0257:4 | BOP | 11.C4
GR0181: | SC | GR0181 | GRN/YEL | 14 | 11.C4 | FG17:1 | BOP | 11.C3
KA0531:14 | SC | SV76111 | WHT | 20 | 124.A5 | XT0572:1 | BOP | 124.A5
KA0531:24 | SC | KA053124 | WHT | 20 | 125.A5 | KA0540:A1 | BOP | 125.A4
KA0531:A1 | SC | ESTOP | WHT | 20 | 36.A3 | KA0532:A1 | BOP | 36.A3
KA0531:A1 | SC | ESTOP | WHT | 20 | 36.A3 | XT0140:8 | BOP | 36.A2
KA0531:A2 | SC | 0V | WHT | 20 | 36.A3 | KA0532:A2 | BOP | 36.A3
KA0531:A2 | SC | 0V | WHT | 20 | 36.A3 | KA0536:A2 | BOP | 36.A3
KA0532:24 | SC | KA053224 | WHT | 20 | 126.A5 | KA0541:A1 | BOP | 126.A4
KA0532:A1 | SC | ESTOP | WHT | 20 | 36.A3 | KA0533:A1 | BOP | 36.B3
KA0532:A2 | SC | 0V | WHT | 20 | 36.A3 | KA0533:A2 | BOP | 36.B3
KA0533:11 | SC | FU0143 | WHT | 16 | 36.C2 | XT0140:9 | BOP | 36.C1
KA0533:A1 | SC | ESTOP | WHT | 20 | 36.B3 | KA0534:A1 | BOP | 36.B3
KA0533:A2 | SC | 0V | WHT | 20 | 36.B3 | KA0534:A2 | BOP | 36.B3
KA0534:A1 | SC | ESTOP | WHT | 20 | 36.B3 | KA0537:A1 | BOP | 36.B3
KA0534:A2 | SC | 0V | WHT | 20 | 36.B3 | KA0537:A2 | BOP | 36.B3
KA0535:11 | SC | KA053511 | WHT | 20 | 127.C6 | KA0554:14 | BOP | 127.C6
KA0535:14 | SC | KA053514 | WHT | 20 | 127.C6 | XT0573:1 B2 | BOP | 127.C5
KA0535:A1 | SC | KA0131A1 | WHT | 20 | 36.A3 | KA0536:A1 | BOP | 36.A3
KA0535:A1 | SC | KA0131A1 | WHT | 20 | 36.A3 | XT0140:7 | BOP | 36.A2
KA0535:A2 | SC | 0V | WHT | 20 | 36.A3 | KA0536:A2 | BOP | 36.A3
KA0535:A2 | SC | 0V | WHT | 20 | 36.A3 | XT0140:6 | BOP | 35.D1
KA0536:11 | SC | KA053611 | WHT | 20 | 127.C5 | XT0573:2 B1 | BOP | 127.C5
KA0536:12 | SC | KA053612 | WHT | 20 | 127.C5 | XT0573:1 T1 | BOP | 127.C5
KA0540:11 | SC | KA054011 | WHT | 20 | 125.A5 | KA0550:14 | BOP | 125.A6
KA0540:A2 | SC | SV76212 | WHT | 20 | 125.A4 | XT0572:3 | BOP | 125.A4
KA0541:11 | SC | KA054111 | WHT | 20 | 126.A5 | KA0551:14 | BOP | 126.A5
KA0541:A2 | SC | SV76412 | WHT | 20 | 126.A4 | XT0572:5 | BOP | 126.A4
KA0552:14 | SC | KA055214 | WHT | 20 | 125.C6 | XT0573:3 B2 | BOP | 125.C5
KA0553:14 | SC | KA055314 | WHT | 20 | 126.C6 | XT0573:4 B2 | BOP | 126.C5
KA0572:11 | SC | KA053312 | WHT | 20 | 36.C3 | KA0573:11 | BOP | 36.C3
KA0572:12 | SC | KA057212 | WHT | 20 | 36.C3 | XT0573:2 B2 | BOP | 127.C5
KA0572:12 | SC | KA057212 | WHT | 20 | 36.C3 | XT0573:3 T2 | BOP | 125.C5
KA0572:A1 | SC | ZSC76212 | WHT | 20 | 125.B6 | XT0572:4 | BOP | 125.B4
KA0573:11 | SC | KA053312 | WHT | 20 | 36.C3 | KA0533:12 | BOP | 36.C2
KA0573:12 | SC | KA057312 | WHT | 20 | 36.C3 | XT0573:2 T2 | BOP | 127.C5
KA0573:12 | SC | KA057312 | WHT | 20 | 36.C3 | XT0573:4 T2 | BOP | 126.C5
KA0573:A1 | SC | ZSC76412 | WHT | 20 | 126.B6 | XT0572:6 | BOP | 126.B4
AU0140:L2 | WC0014 | AU0140L2 | ENET | CABLE | 2.C2 | AU0180:L1 | BOP | 2.C2
IEG0257:3 | SC | IEG02573 | GRN | 14 | 11.C4 | GR0182: | JB74,LEFT RAIL | 11.C4
XT1212:1 | SC | BA1212P | WHT | 16 | 6.A5 | FU1212:LI | JB74,LEFT RAIL | 6.A4
XT1212:2 | SC | BA1212N | WHT | 20 | 6.A5 | BA1212:NEG | JB74,LEFT RAIL | 6.A2
AU0140:L1 | WC9007 | BA0007RJ45 | ENET | CABLE | 2.C2 | BA0007:RJ45 | JB74,LEFT RAIL | 2.C2
AU0180:L2 | WC9212 | AU0180L2 | ENET | CABLE | 2.C2 | BA1212:L1 | JB74,LEFT RAIL | 2.C3
FU0183:LD | SC | FU0183 | WHT | 16 | 35.D1 | XT0007:1 | RAIL,LEFT,JB70 | 6.B5
XT0140:6 | SC | 0V | WHT | 20 | 35.D1 | XT0007:2 | RAIL,LEFT,JB70 | 6.B5
SolarTools ver. 24.0.84.24712 (Jul 31, 2025)
Report date: 4/9/2026 11:25 PM

## FIRE PANEL
FIRE PANEL
CONTROL CONSOLE DOOR^(FIRE SYSTEM PANEL)
Project # | 4P441
Project Name | Pallette Compressor Station
Revision | B
Controls DE | A. CHEN
Phone:
Controls ME | A. PLVAN
Phone:
From | [5 empty] | To
Device ID | Cable (W) Conductor (SC) Jumper Clip (JC) | Wire No. | Wire ID | Gauge/Size | Page/Zone | Device ID | Location | Page/Zone
XT0170:1 | JC | FU0535 | CLIP | --- | 40.A2 | XT0170:2 | FIRE PANEL | 40.A2
XT0170:3 | JC | 0V | CLIP | --- | 40.A2 | XT0170:4 | FIRE PANEL | 40.A2
AT0170:1 | SC | UV01705 | WHT | 14 | 40.A5 | UV0170:5(+) | FIRE PANEL | 40.A3
AT0170:2 | SC | UV01706 | WHT | 14 | 40.A5 | UV0170:6(-) | FIRE PANEL | 40.A3
AT0170:24 | SC | FU0172 | WHT | 20 | 40.B3 | XT0170:5 | FIRE PANEL | 40.B2
AT0170:3 | SC | UV01707 | WHT | 14 | 40.A5 | UV0170:7(+) | FIRE PANEL | 40.A3
AT0170:30 | SC | FU0172 | WHT | 20 | 40.C3 | XT0170:5 | FIRE PANEL | 40.B2
AT0170:4 | SC | UV01708 | WHT | 14 | 40.A5 | UV0170:8(-) | FIRE PANEL | 40.A3
AT0170:GND | SC | AT0170G | GRN/YEL | 14 | 40.A5 | FRAME | FIRE PANEL | 40.B6
FU0170:LI | SC | FU0535 | WHT | 14 | 40.A2 | XT0170:2 | FIRE PANEL | 40.A2
FU0171:LD | SC | FU0171 | WHT | 14 | 40.A2 | UV0170:3(+) | FIRE PANEL | 40.A3
FU0171:LD | SC | FU0171 | WHT | 14 | 40.A2 | UV0170:1(+) | FIRE PANEL | 40.A3
FU0171:LI | SC | FU0535 | WHT | 14 | 40.A2 | XT0170:2 | FIRE PANEL | 40.A2
FU0172:LD | SC | FU0172 | WHT | 16 | 40.A2 | XT0170:5 | FIRE PANEL | 40.B2
FU0172:LI | SC | FU0535 | WHT | 14 | 40.A2 | XT0170:1 | FIRE PANEL | 40.A2
GR0171: | SC | GR0171 | GRN/YEL | 14 | 10.B2 | FRAME | FIRE PANEL | 10.B2
UV0170:2(-) | SC | 0V | WHT | 14 | 40.A3 | XT0170:3 | FIRE PANEL | 40.A2
UV0170:4(-) | SC | 0V | WHT | 14 | 40.A3 | XT0170:3 | FIRE PANEL | 40.A2
UV0170:GND | SC | UV0170G | GRN/YEL | 14 | 40.A3 | FRAME | FIRE PANEL | 40.B4
AT0170:26 | SC | KA0243A1 | WHT | 20 | 40.B3 | KA0254:A1 | PANEL A | 28.C6
AT0170:32 | SC | KA0245A1 | WHT | 20 | 40.C3 | KA0249:A1 | PANEL A | 28.C6
XT0170:1 | SC | FU0535 | WHT | 20 | 40.A2 | KA0875:14 | PANEL A | 45.A5
AT0170:L2 | WC0017 | AT0170L2 | ENET | CABLE | 2.A4 | AF0410:L1 | PANEL B | 2.A5
AT0170:L1 | WC0003 | AP0603L2 | ENET | CABLE | 2.A4 | AP0603:L2 | PLC | 2.A3
AT0170:11 | SC | SA0170B113 | WHT | 20 | 41.B6 | XT0173:10 | RAIL,LEFT,JB70 | 41.B4
AT0170:12 | SC | SA0170B114 | WHT | 20 | 41.B6 | XT0173:11 | RAIL,LEFT,JB70 | 41.B4
AT0170:25 | SC | AT017025 | WHT | 20 | 40.B3 | KA0172:A1 | RAIL,LEFT,JB70 | 40.B2
AT0170:31 | SC | AT017031 | WHT | 20 | 40.C3 | KA0174:A1 | RAIL,LEFT,JB70 | 40.C2
FU0170:LD | SC | FU0170 | WHT | 14 | 40.A2 | XT0171:4 | RAIL,LEFT,JB70 | 114.A6
UV0170:10(-) | SC | UV017010 | WHT | 14 | 40.A3 | AT0175:2P1 | RAIL,LEFT,JB70 | 40.B5
UV0170:11(+) | SC | UV017011 | WHT | 14 | 40.A3 | AT0176:1P1 | RAIL,LEFT,JB70 | 40.C5
UV0170:12(-) | SC | UV017012 | WHT | 14 | 40.A3 | AT0176:2P1 | RAIL,LEFT,JB70 | 40.C5
UV0170:13(+) | SC | LON0P | WHT | 14 | 115.A6 | XT0173:26 | RAIL,LEFT,JB70 | 115.A5
UV0170:14(-) | SC | LON0N | WHT | 14 | 115.A6 | XT0173:27 | RAIL,LEFT,JB70 | 115.A5
UV0170:9(+) | SC | UV01709 | WHT | 14 | 40.A3 | AT0175:1P1 | RAIL,LEFT,JB70 | 40.B5
XT0170:2 | SC | FU0535 | WHT | 14 | 40.A2 | XT0535:3 | RAIL,LEFT,JB70 | 31.A5
XT0170:3 | SC | 0V | WHT | 14 | 40.A2 | XT0171:5 | RAIL,LEFT,JB70 | 114.A6
XT0170:3 | SC | 0V | WHT | 14 | 40.A2 | XT0536:3 | RAIL,LEFT,JB70 | 31.A5
XT0170:4 | SC | 0V | WHT | 20 | 40.A2 | KA0172:A2 | RAIL,LEFT,JB70 | 40.B2
AT0170:50 | WC8069 | AT017050 | WHT | 16 | 40.A7 | AT0175:4P2 | RAIL,LEFT,JB70 | 40.A7
AT0170:49 | WC8069 | AT017049 | BLK | 16 | 40.A7 | AT0175:5P2 | RAIL,LEFT,JB70 | 40.A7
AT0170:48 | WC8069 | AT017048 | SH | 16 | 40.A7 | AT0175:6P2 | RAIL,LEFT,JB70 | 40.A7
SolarTools ver. 24.0.84.24712 (Jul 31, 2025)
Report date: 4/9/2026 11:25 PM

## HPC CTRL
HPC CTRL
HPC CTRL,COMPRESSOR BOX
Project # | 4P441
Project Name | Pallette Compressor Station
Revision | B
Controls DE | A. CHEN
Phone:
Controls ME | A. PLVAN
Phone:
From | [5 empty] | To
Device ID | Cable (W) Conductor (SC) Jumper Clip (JC) | Wire No. | Wire ID | Gauge/Size | Page/Zone | Device ID | Location | Page/Zone
XT0120:1 | JC | 0V | CLIP | --- | 32.A1 | XT0120:2 | HPC CTRL | 32.B1
XT0120:2 | JC | 0V | CLIP | --- | 32.B1 | XT0120:3 | HPC CTRL | 32.D1
XT0121:1 | JC | FU0122 | CLIP | --- | 104.A5 | XT0121:2 | HPC CTRL | 104.C5
XT0121:3 | JC | 0V | CLIP | --- | 104.A5 | XT0121:4 | HPC CTRL | 104.C5
XT0335:1 | JC | FU0332 | CLIP | --- | 27.A4 | XT0335:2 | HPC CTRL | 27.A4
XT0335:2 | JC | FU0332 | CLIP | --- | 27.A4 | XT0335:3 | HPC CTRL | 27.B4
XT0335:3 | JC | FU0332 | CLIP | --- | 27.B4 | XT0335:4 | HPC CTRL | 27.B4
XT0335:4 | JC | FU0332 | CLIP | --- | 27.B4 | XT0335:5 | HPC CTRL | 27.B4
XT0335:5 | JC | FU0332 | CLIP | --- | 27.B4 | XT0335:6 | HPC CTRL | 27.B4
XT0335:6 | JC | FU0332 | CLIP | --- | 27.B4 | XT0335:7 | HPC CTRL | 27.C4
XT0335:7 | JC | FU0332 | CLIP | --- | 27.C4 | XT0335:8 | HPC CTRL | 27.C4
XT0335:8 | JC | FU0332 | CLIP | --- | 27.C4 | XT0335:9 | HPC CTRL | 27.C4
XT0335:9 | JC | FU0332 | CLIP | --- | 27.C4 | XT0335:10 | HPC CTRL | 27.C4
XT0336:1 | JC | 0V | CLIP | --- | 27.A4 | XT0336:2 | HPC CTRL | 27.B4
XT0336:2 | JC | 0V | CLIP | --- | 27.B4 | XT0336:3 | HPC CTRL | 27.B4
XT0336:3 | JC | 0V | CLIP | --- | 27.B4 | XT0336:4 | HPC CTRL | 27.B4
XT0336:4 | JC | 0V | CLIP | --- | 27.B4 | XT0336:5 | HPC CTRL | 27.B4
XT0336:5 | JC | 0V | CLIP | --- | 27.B4 | XT0336:6 | HPC CTRL | 27.C4
XT0336:6 | JC | 0V | CLIP | --- | 27.C4 | XT0336:7 | HPC CTRL | 27.C4
XT0336:7 | JC | 0V | CLIP | --- | 27.C4 | XT0336:8 | HPC CTRL | 27.C4
XT0336:8 | JC | 0V | CLIP | --- | 27.C4 | XT0336:9 | HPC CTRL | 27.C4
XT0336:9 | JC | 0V | CLIP | --- | 27.C4 | XT0336:10 | HPC CTRL | 27.D4
XT0510:1 | JC | 0V | CLIP | --- | 34.A1 | XT0510:2 | HPC CTRL | 34.C1
AF0500:12 | SC | XT05001 | GRN | 16 | 34.A6 | XT0500:1 | HPC CTRL | 34.C5
AF0510:32 | SC | XT05001 | GRN | 16 | 34.A5 | XT0500:1 | HPC CTRL | 34.C5
AF0510:53 | SC | 0V | WHT | 16 | 34.A5 | XT0510:2 | HPC CTRL | 34.C1
AF0510:54 | SC | 0V | WHT | 16 | 34.A5 | AF0520:53 | HPC CTRL | 34.A4
AF0510:55 | SC | FU0510 | WHT | 16 | 34.A5 | FU0510:LD | HPC CTRL | 34.C1
AF0510:56 | SC | FU0510 | WHT | 16 | 34.A5 | AF0520:55 | HPC CTRL | 34.A4
AF0520:32 | SC | XT05001 | GRN | 16 | 34.A4 | XT0500:1 | HPC CTRL | 34.C5
AF1201:00 | SC | 120100 | WHT | 20 | 105.D7 | KA0120:14 | HPC CTRL | 105.D5
AF1201:32 | SC | 120132 | WHT | 20 | 105.D7 | KA4401:22 | HPC CTRL | 105.D6
AF1201:COM | SC | 0V | WHT | 16 | 32.B2 | XT0120:2 | HPC CTRL | 32.B1
AF1201:J | SC | * |  |  | 32.B2 | AF1202:P | HPC CTRL | 32.B3
AF1201:P | SC | * |  |  | 32.B2 | AU1200:J | HPC CTRL | 32.A2
AF1201:V+ | SC | FU0121 | WHT | 16 | 32.B2 | FU0121:LD | HPC CTRL | 32.B1
AF1202:COM | SC | AF1203N | WHT | 16 | 32.B3 | AF1203:COM | HPC CTRL | 32.B3
AF1202:COM | SC | AF1202N | WHT | 16 | 32.B3 | AU1200:COM | HPC CTRL | 32.A2
AF1202:J | SC | * |  |  | 32.B3 | AF1203:P | HPC CTRL | 32.B3
AF1202:V+ | SC | AF1203P | WHT | 16 | 32.B3 | AF1203:V+ | HPC CTRL | 32.B3
AF1202:V+ | SC | AF1202P | WHT | 16 | 32.B3 | AU1200:V+ | HPC CTRL | 32.A2
AF1203:COM | SC | AF1204N | WHT | 16 | 32.B3 | AF1204:COM | HPC CTRL | 32.A4
AF1203:J | SC | * |  |  | 32.B3 | AF1204:P | HPC CTRL | 32.A4
AF1203:SH | SC | AF1204G | GRN | 14 | 32.B3 | AF1204:SH | HPC CTRL | 32.A4
AF1203:SH | SC | AU1200G | GRN | 14 | 32.B3 | AU1200:GND | HPC CTRL | 32.A2
AF1203:V+ | SC | AF1204P | WHT | 16 | 32.B3 | AF1204:V+ | HPC CTRL | 32.A4
AF1204:COM | SC | AF1205N | WHT | 16 | 32.A4 | AF1205:COM | HPC CTRL | 32.A5
AF1204:J | SC | * |  |  | 32.A4 | AF1205:P | HPC CTRL | 32.A5
AF1204:SH | SC | AF1205G | GRN | 14 | 32.A4 | AF1205:SH | HPC CTRL | 32.A5
AF1204:V+ | SC | AF1205P | WHT | 16 | 32.A4 | AF1205:V+ | HPC CTRL | 32.A5
AF1205:COM | SC | AF1206N | WHT | 16 | 32.A5 | AF1206:COM | HPC CTRL | 32.B5
AF1205:J | SC | * |  |  | 32.A5 | AF1206:P | HPC CTRL | 32.B5
AF1205:SH | SC | AF1206G | GRN | 14 | 32.A5 | AF1206:SH | HPC CTRL | 32.B5
AF1205:V+ | SC | AF1206P | WHT | 16 | 32.A5 | AF1206:V+ | HPC CTRL | 32.B5
AF1206:COM | SC | AF1207N | WHT | 16 | 32.B5 | AF1207:COM | HPC CTRL | 32.B2
AF1206:SH | SC | AF1208G | GRN | 14 | 32.B5 | AF1208:SH | HPC CTRL | 32.C3
AF1206:V+ | SC | AF1207P | WHT | 16 | 32.B5 | AF1207:V+ | HPC CTRL | 32.B2
AF1207:02 | SC | 120702 | WHT | 20 | 98.A7 | KA4401:14 | HPC CTRL | 98.A6
AF1207:18 | SC | 120718 | WHT | 20 | 98.A7 | KA4401:A2 | HPC CTRL | 98.A5
AF1207:34 | SC | PS44012 | WHT | 20 | 98.A7 | KA4401:11 | HPC CTRL | 98.A6
AF1207:COM | SC | AF1208N | WHT | 16 | 32.B2 | AF1208:COM | HPC CTRL | 32.C3
AF1207:J | SC | * |  |  | 32.B2 | AF1208:P | HPC CTRL | 32.C3
AF1207:V+ | SC | AF1208P | WHT | 16 | 32.B2 | AF1208:V+ | HPC CTRL | 32.C3
AF1208:07 | SC | TE44381 | WHT | 20 | 101.A7 | AF1208:23 | HPC CTRL | 101.A7
AF1208:09 | SC | TE44371 | WHT | 20 | 101.B7 | AF1208:25 | HPC CTRL | 101.B7
AF1208:11 | SC | TE44181 | WHT | 20 | 101.C7 | AF1208:27 | HPC CTRL | 101.C7
AF1208:13 | SC | TE44171 | WHT | 20 | 101.C7 | AF1208:29 | HPC CTRL | 101.C7
AF1208:COM | SC | AF1209N | WHT | 16 | 32.C3 | AF1209:COM | HPC CTRL | 32.C3
AF1208:J | SC | * |  |  | 32.C3 | AF1209:P | HPC CTRL | 32.C3
AF1208:SH | SC | AF1209G | GRN | 14 | 32.C3 | AF1209:SH | HPC CTRL | 32.C3
AF1208:V+ | SC | AF1209P | WHT | 16 | 32.C3 | AF1209:V+ | HPC CTRL | 32.C3
AF1209:07 | SC | TE44141 | WHT | 20 | 102.A7 | AF1209:23 | HPC CTRL | 102.A7
AF1209:09 | SC | TE44131 | WHT | 20 | 102.B7 | AF1209:25 | HPC CTRL | 102.B7
AF1209:11 | SC | TE44341 | WHT | 20 | 102.C7 | AF1209:27 | HPC CTRL | 102.C7
AF1209:13 | SC | TE44331 | WHT | 20 | 102.C7 | AF1209:29 | HPC CTRL | 102.C7
AF1209:COM | SC | AF1210N | WHT | 16 | 32.C3 | AF1210:COM | HPC CTRL | 32.C4
AF1209:J | SC | * |  |  | 32.C3 | AF1210:P | HPC CTRL | 32.C4
AF1209:SH | SC | AF1210G | GRN | 14 | 32.C3 | AF1210:SH | HPC CTRL | 32.C4
AF1209:V+ | SC | AF1210P | WHT | 16 | 32.C3 | AF1210:V+ | HPC CTRL | 32.C4
AF1210:COM | SC | AF1211N | WHT | 16 | 32.C4 | AF1211:COM | HPC CTRL | 32.C5
AF1210:J | SC | * |  |  | 32.C4 | AF1211:P | HPC CTRL | 32.C5
AF1210:SH | SC | AF1211G | GRN | 14 | 32.C4 | AF1211:SH | HPC CTRL | 32.C5
AF1210:V+ | SC | AF1211P | WHT | 16 | 32.C4 | AF1211:V+ | HPC CTRL | 32.C5
AF1211:SH | SC | IEG01601 | GRN | 14 | 32.C5 | IEG0160:1 | HPC CTRL | 32.C5
AU1200:COM | SC | 0V | WHT | 16 | 32.A2 | XT0120:2 | HPC CTRL | 32.B1
AU1200:V+ | SC | FU0120 | WHT | 16 | 32.A2 | FU0120:LD | HPC CTRL | 32.B1
FU0120:LI | SC | FU0122 | WHT | 14 | 32.B1 | FU0122:LD | HPC CTRL | 32.A1
FU0120:LI | SC | FU0122 | WHT | 14 | 32.B1 | FU0121:LI | HPC CTRL | 32.B1
FU0121:LI | SC | FU0122 | WHT | 14 | 32.B1 | FU0510:LI | HPC CTRL | 34.C1
FU0122:LI | SC | FU0332 | WHT | 12 | 32.A1 | XT0335:2 | HPC CTRL | 27.A4
FU0332:LD | SC | FU0332 | WHT | 12 | 27.A3 | XT0335:1 | HPC CTRL | 27.A4
FU0510:LI | SC | FU0122 | WHT | 14 | 34.C1 | XT0121:1 | HPC CTRL | 104.A5
GR0161: | SC | IEG01603 | GRN | 14 | 11.A4 | IEG0160:3 | HPC CTRL | 11.A5
GR0162: | SC | GR0162 | GRN/YEL | 14 | 11.A4 | FRAME | HPC CTRL | 11.A5
GR0163: | SC | IEG01604 | GRN | 14 | 11.A4 | IEG0160:4 | HPC CTRL | 11.A3
IEG0160:2 | SC | IEG01602 | GRN | 14 | 34.C6 | XT0500:2 | HPC CTRL | 34.C5
KA0120:12 | SC | KA012012 | WHT | 20 | 105.D5 | KA4401:21 | HPC CTRL | 105.D6
KA0120:A1 | SC | KA0131A1 | WHT | 20 | 33.B5 | XT0120:4 | HPC CTRL | 33.B3
KA0120:A2 | SC | 0V | WHT | 20 | 33.B5 | XT0120:3 | HPC CTRL | 32.D1
KA4401:11 | SC | PS44012 | WHT | 20 | 98.A6 | XT0120:5 | HPC CTRL | 98.A5
XT0120:3 | SC | 0V | WHT | 14 | 32.D1 | XT0510:1 | HPC CTRL | 34.A1
XT0121:3 | SC | 0V | WHT | 14 | 104.A5 | XT0510:2 | HPC CTRL | 34.C1
XT0336:2 | SC | 0V | WHT | 12 | 27.B4 | XT0120:1 | HPC CTRL | 32.A1
AF0510:L2 | WC0051 | AF0510L2 | ENET | CABLE | 2.C4 | AF0520:L1 | HPC CTRL | 2.C5
AF0520:L2 | WC0052 | AF0520L2 | ENET | CABLE | 2.C5 | AU1200:L1 | HPC CTRL | 2.C5
AF0500:LBUS | WC8050 | AF0500LBUS | BUS | CABLE | 34.A6 | AF0510:RBUS | HPC CTRL | 34.A5
AF0510:LBUS | WC8051 | AF0510LBUS | BUS | CABLE | 34.A5 | AF0520:RBUS | HPC CTRL | 34.A4
AF1206:J | WC8058 | AF1206J | CABLE | CABLE | 32.B5 | AF1207:P | HPC CTRL | 32.B2
XT0120:5 | WC5031 | PS44012 | WHT | 18 | 98.A5 | XT4875:2 | JB75 | 98.A2
KA4401:A1 | WC5031 | PS44013 | BLK | 18 | 98.A5 | XT4875:3 | JB75 | 98.A2
AF0510:L1 | WC0006 | AU0060L2 | ENET | CABLE | 2.C4 | AU0060:L2 | PANEL B | 2.B1
AU1200:L2 | WC0012 | AU1200L2 | ENET | CABLE | 2.C5 | BA0002:RJ45 | RAIL,RIGHT,JB70 | 2.B5
SolarTools ver. 24.0.84.24712 (Jul 31, 2025)
Report date: 4/9/2026 11:25 PM

## JB1123
JB1123
FIBER OPTIC MEDIA CONVERTER BOX, JB1123
Project # | 4P441
Project Name | Pallette Compressor Station
Revision | B
Controls DE | A. CHEN
Phone:
Controls ME | A. PLVAN
Phone:
From | [5 empty] | To
Device ID | Cable (W) Conductor (SC) Jumper Clip (JC) | Wire No. | Wire ID | Gauge/Size | Page/Zone | Device ID | Location | Page/Zone
BA0005:V1(-) | SC | 0V | WHT | 16 | 9.A4 | XT1123:2 | JB1123 | 9.A6
BA0005:V1(+) | SC | FU1123 | WHT | 16 | 9.A4 | FU1123:LD | JB1123 | 9.A5
BA0006:V1(-) | SC | 0V | WHT | 16 | 9.B4 | XT1123:2 | JB1123 | 9.A6
BA0006:V1(+) | SC | FU1124 | WHT | 16 | 9.B4 | FU1124:LD | JB1123 | 9.B5
FU1123:LI | SC | FU0136 | WHT | 16 | 9.A5 | XT1123:1 | JB1123 | 9.A6
FU1124:LI | SC | FU0136 | WHT | 16 | 9.B5 | XT1123:1 | JB1123 | 9.A6
GR1123: | SC | IEG11231 | GRN | 14 | 10.D4 | IEG1123:1 | JB1123 | 10.D3
GR1125: | SC | GR1125 | GRN/YEL | 14 | 10.D4 | FG1125:1 | JB1123 | 10.D4
SolarTools ver. 24.0.84.24712 (Jul 31, 2025)
Report date: 4/9/2026 11:25 PM

## JB352
JB352
COMPRESSOR PROX BOX^JB352
Project # | 4P441
Project Name | Pallette Compressor Station
Revision | B
Controls DE | A. CHEN
Phone:
Controls ME | A. PLVAN
Phone:
From | [5 empty] | To
Device ID | Cable (W) Conductor (SC) Jumper Clip (JC) | Wire No. | Wire ID | Gauge/Size | Page/Zone | Device ID | Location | Page/Zone
GR4460: | SC | GR4460 | GRN/YEL | 14 | 11.A6 | FRAME | JB352 | 11.A6
SolarTools ver. 24.0.84.24712 (Jul 31, 2025)
Report date: 4/9/2026 11:25 PM

## JB70
JB70
CONTROL,JB70
Project # | 4P441
Project Name | Pallette Compressor Station
Revision | B
Controls DE | A. CHEN
Phone:
Controls ME | A. PLVAN
Phone:
From | [5 empty] | To
Device ID | Cable (W) Conductor (SC) Jumper Clip (JC) | Wire No. | Wire ID | Gauge/Size | Page/Zone | Device ID | Location | Page/Zone
AT1100:GND | SC | AT1100G | GRN/YEL | 14 | 46.D3 | PEG0130:2 | PANEL A | 46.D5
SA0471:B1-13 | SC | SA0471B113 | WHT | 20 | 44.B1 | AF0087:40 | PANEL A | 44.B7
SA0471:B1-14 | SC | SA0471B114 | WHT | 20 | 44.B1 | AF0087:08 | PANEL A | 44.B7
SA0471:B2-13 | SC | SA0471B213 | WHT | 20 | 44.A1 | AF0087:39 | PANEL A | 44.A7
SA0471:B2-14 | SC | SA0471B214 | WHT | 20 | 44.A1 | AF0087:07 | PANEL A | 44.A7
SA0473:11 | SC | SA047311 | WHT | 20 | 42.D1 | AF0087:37 | PANEL A | 42.D7
SA0473:12 | SC | SA047312 | WHT | 20 | 42.D1 | AF0087:05 | PANEL A | 42.D7
SA0473:13 | SC | SA047313 | WHT | 20 | 42.D1 | AF0087:38 | PANEL A | 42.D7
SA0473:14 | SC | SA047314 | WHT | 20 | 42.D1 | AF0087:06 | PANEL A | 42.D7
SA0474:B1-13 | SC | SA0474B113 | WHT | 20 | 47.C1 | AF0087:45 | PANEL A | 47.C7
SA0474:B1-14 | SC | SA0474B114 | WHT | 20 | 47.C1 | AF0087:13 | PANEL A | 47.C7
SA0474:B2-13 | SC | SA0474B213 | WHT | 20 | 47.C1 | AF0087:44 | PANEL A | 47.C7
SA0474:B2-14 | SC | SA0474B214 | WHT | 20 | 47.C1 | AF0087:12 | PANEL A | 47.C7
SB0471:11 | SC | SB047111 | WHT | 20 | 43.D1 | AF0087:34 | PANEL A | 43.D7
SB0471:12 | SC | SB047112 | WHT | 20 | 43.D1 | AF0087:02 | PANEL A | 43.D7
SB0472:B2-11 | SC | SB0472B211 | WHT | 20 | 44.B1 | AF0081:36 | PANEL A | 44.B7
SB0472:B2-12 | SC | SB0472B212 | WHT | 20 | 44.B1 | AF0081:04 | PANEL A | 44.B7
SB0473:13 | SC | SB047313 | WHT | 20 | 43.D1 | AF0087:35 | PANEL A | 43.D7
SB0473:14 | SC | SB047314 | WHT | 20 | 43.D1 | AF0087:03 | PANEL A | 43.D7
SB0474:13 | SC | SB047413 | WHT | 20 | 44.A1 | AF0087:36 | PANEL A | 44.A7
SB0474:14 | SC | SB047414 | WHT | 20 | 44.A1 | AF0087:04 | PANEL A | 44.A7
HL0171:X1 | SC | HL0171X1 | WHT | 20 | 41.A1 | XT0173:3 | RAIL,LEFT,JB70 | 41.A4
HL0171:X2 | SC | HL0171X2 | WHT | 20 | 41.A1 | XT0173:1 | RAIL,LEFT,JB70 | 41.A4
HL0172:X1 | SC | HL0172X1 | WHT | 20 | 41.A1 | XT0173:6 | RAIL,LEFT,JB70 | 41.A4
HL0172:X2 | SC | HL0172X2 | WHT | 20 | 41.A1 | XT0173:4 | RAIL,LEFT,JB70 | 41.A4
HL0173:X1 | SC | HL0173X1 | WHT | 20 | 41.B1 | XT0173:9 | RAIL,LEFT,JB70 | 41.B4
HL0173:X2 | SC | HL0173X2 | WHT | 20 | 41.B1 | XT0173:7 | RAIL,LEFT,JB70 | 41.B4
SA0170:B1-13 | SC | SA0170B113 | WHT | 20 | 41.B1 | XT0173:10 | RAIL,LEFT,JB70 | 41.B4
SA0170:B1-14 | SC | SA0170B114 | WHT | 20 | 41.B1 | XT0173:11 | RAIL,LEFT,JB70 | 41.B4
SA0170:B2-13 | SC | AT01754P1 | WHT | 20 | 41.C1 | AT0175:4P1 | RAIL,LEFT,JB70 | 40.B5
SA0170:B2-14 | SC | SA0170B214 | WHT | 20 | 41.C1 | KA6510:A1 | RAIL,LEFT,JB70 | 41.C5
SB0170:13 | SC | SB017013 | WHT | 20 | 41.C1 | XT0173:12 | RAIL,LEFT,JB70 | 41.C4
SB0170:14 | SC | SB017014 | WHT | 20 | 41.C1 | XT0173:13 | RAIL,LEFT,JB70 | 41.C4
AT1100:NEG | SC | 0V | WHT | 14 | 46.D3 | XT0111:22 | RAIL,RIGHT,JB70 | 46.D5
AT1100:POS | SC | FU1100 | WHT | 14 | 46.D3 | FU1100:LD | RAIL,RIGHT,JB70 | 46.D3
SB0472:B1-11 | SC | ESTOPB | WHT | 20 | 44.C1 | XT0111:19 | RAIL,RIGHT,JB70 | 44.C5
SB0472:B1-12 | SC | ESTOPA | WHT | 20 | 44.C1 | XT0111:20 | RAIL,RIGHT,JB70 | 44.C5
SH0470:11 | SC | SH047011 | WHT | 20 | 43.B1 | XT0111:7 | RAIL,RIGHT,JB70 | 43.B5
SH0470:12 | SC | SH047012 | WHT | 20 | 43.B1 | XT0111:8 | RAIL,RIGHT,JB70 | 43.B5
SH0470:13 | SC | SH047013 | WHT | 20 | 43.B1 | XT0111:9 | RAIL,RIGHT,JB70 | 43.B5
SH0470:14 | SC | SH047014 | WHT | 20 | 43.B1 | XT0111:10 | RAIL,RIGHT,JB70 | 43.B5
SH0470:X1 | SC | SH0470X1 | WHT | 20 | 43.B1 | XT0111:12 | RAIL,RIGHT,JB70 | 43.C5
SH0470:X2 | SC | SH0470X2 | WHT | 20 | 43.B1 | XT0111:11 | RAIL,RIGHT,JB70 | 43.B5
SH0471:11 | SC | SH047111 | WHT | 20 | 43.A1 | XT0111:1 | RAIL,RIGHT,JB70 | 43.A5
SH0471:12 | SC | SH047112 | WHT | 20 | 43.A1 | XT0111:2 | RAIL,RIGHT,JB70 | 43.A5
SH0471:13 | SC | SH047113 | WHT | 20 | 43.A1 | XT0111:3 | RAIL,RIGHT,JB70 | 43.A5
SH0471:14 | SC | SH047114 | WHT | 20 | 43.A1 | XT0111:4 | RAIL,RIGHT,JB70 | 43.A5
SH0471:X1 | SC | SH0471X1 | WHT | 20 | 43.A1 | XT0111:6 | RAIL,RIGHT,JB70 | 43.A5
SH0471:X2 | SC | SH0471X2 | WHT | 20 | 43.A1 | XT0111:5 | RAIL,RIGHT,JB70 | 43.A5
SH0472:11 | SC | SH047211 | WHT | 20 | 43.C1 | XT0111:13 | RAIL,RIGHT,JB70 | 43.C5
SH0472:12 | SC | SH047212 | WHT | 20 | 43.C1 | XT0111:14 | RAIL,RIGHT,JB70 | 43.C5
SH0472:13 | SC | FU0139 | WHT | 20 | 43.C1 | XT0111:15 | RAIL,RIGHT,JB70 | 43.C5
SH0472:14 | SC | KA0241A1 | WHT | 20 | 43.C1 | XT0111:16 | RAIL,RIGHT,JB70 | 43.C5
SH0472:X1 | SC | SH0472X1 | WHT | 20 | 43.C1 | XT0111:18 | RAIL,RIGHT,JB70 | 43.C5
SH0472:X2 | SC | SH0472X2 | WHT | 20 | 43.C1 | XT0111:17 | RAIL,RIGHT,JB70 | 43.C5
AT1100:L1 | WC0101 | BA1100DEVICE | ENET | CABLE | 46.D3 | BA1100:DEVICE | RAIL,RIGHT,JB70 | 46.D1
HA0472:BLK-1 | WC5072 | HA047201 | 1 | 18 | 45.A1 | XT0111:24 | RAIL,RIGHT,JB70 | 45.A5
HA0472:BLK-2 | WC5072 | HA047202 | 2 | 18 | 45.A1 | XT0111:23 | RAIL,RIGHT,JB70 | 45.A5
SolarTools ver. 24.0.84.24712 (Jul 31, 2025)
Report date: 4/9/2026 11:25 PM

## JB74,LEFT RAIL
JB74,LEFT RAIL
Balance of Plant, Left Rail
Project # | 4P441
Project Name | Pallette Compressor Station
Revision | B
Controls DE | A. CHEN
Phone:
Controls ME | A. PLVAN
Phone:
From | [5 empty] | To
Device ID | Cable (W) Conductor (SC) Jumper Clip (JC) | Wire No. | Wire ID | Gauge/Size | Page/Zone | Device ID | Location | Page/Zone
BA0007:V1(+) | SC | FU0027 | WHT | 16 | 6.B2 | FU0027:LD | JB74,LEFT RAIL | 6.B4
BA0008:V1(+) | SC | FU0028 | WHT | 16 | 6.C2 | FU0028:LD | JB74,LEFT RAIL | 6.C4
BA1212:POS | SC | FU1212 | WHT | 16 | 6.A2 | FU1212:LD | JB74,LEFT RAIL | 6.A4
BA0008:RJ45 | WC0048 | BA1212L2 | ENET | CABLE | 2.C4 | BA1212:L2 | JB74,LEFT RAIL | 2.C3
BA1212:NEG | SC | BA1212N | WHT | 20 | 6.A2 | XT1212:2 | BOP | 6.A5
FU1212:LI | SC | BA1212P | WHT | 16 | 6.A4 | XT1212:1 | BOP | 6.A5
GR0182: | SC | IEG02573 | GRN | 14 | 11.C4 | IEG0257:3 | BOP | 11.C4
BA0007:RJ45 | WC9007 | BA0007RJ45 | ENET | CABLE | 2.C2 | AU0140:L1 | BOP | 2.C2
BA1212:L1 | WC9212 | AU0180L2 | ENET | CABLE | 2.C3 | AU0180:L2 | BOP | 2.C2
BA0007:V1(-) | SC | 0V | WHT | 16 | 6.B2 | XT0007:2 | RAIL,LEFT,JB70 | 6.B5
BA0008:V1(-) | SC | 0V | WHT | 16 | 6.C2 | XT0007:2 | RAIL,LEFT,JB70 | 6.B5
FU0027:LI | SC | FU0183 | WHT | 16 | 6.B4 | XT0007:1 | RAIL,LEFT,JB70 | 6.B5
FU0028:LI | SC | FU0183 | WHT | 16 | 6.C4 | XT0007:1 | RAIL,LEFT,JB70 | 6.B5
SolarTools ver. 24.0.84.24712 (Jul 31, 2025)
Report date: 4/9/2026 11:25 PM

## PANEL A
PANEL A
CONTROL PANEL A,JB70
Project # | 4P441
Project Name | Pallette Compressor Station
Revision | B
Controls DE | A. CHEN
Phone:
Controls ME | A. PLVAN
Phone:
From | [5 empty] | To
Device ID | Cable (W) Conductor (SC) Jumper Clip (JC) | Wire No. | Wire ID | Gauge/Size | Page/Zone | Device ID | Location | Page/Zone
XT0002:1 | JC | FU0136 | CLIP | --- | 12.A4 | XT0002:2 | PANEL A | 12.A4
XT0002:2 | JC | FU0136 | CLIP | --- | 12.A4 | XT0002:3 | PANEL A | 12.A4
XT0002:3 | JC | FU0136 | CLIP | --- | 12.A4 | XT0002:4 | PANEL A | 12.A4
XT0002:4 | JC | FU0136 | CLIP | --- | 12.A4 | XT0002:5 | PANEL A | 12.B4
XT0002:5 | JC | FU0136 | CLIP | --- | 12.B4 | XT0002:6 | PANEL A | 12.B4
XT0002:6 | JC | FU0136 | CLIP | --- | 12.B4 | XT0002:7 | PANEL A | 12.B4
XT0002:7 | JC | FU0136 | CLIP | --- | 12.B4 | XT0002:8 | PANEL A | 12.B4
XT0002:8 | JC | FU0136 | CLIP | --- | 12.B4 | XT0002:9 | PANEL A | 12.C4
XT0002:9 | JC | FU0136 | CLIP | --- | 12.C4 | XT0002:10 | PANEL A | 12.C4
XT0003:1 | JC | 0V | CLIP | --- | 12.A4 | XT0003:2 | PANEL A | 12.A4
XT0003:2 | JC | 0V | CLIP | --- | 12.A4 | XT0003:3 | PANEL A | 12.A4
XT0003:3 | JC | 0V | CLIP | --- | 12.A4 | XT0003:4 | PANEL A | 12.B4
XT0003:4 | JC | 0V | CLIP | --- | 12.B4 | XT0003:5 | PANEL A | 12.B4
XT0003:5 | JC | 0V | CLIP | --- | 12.B4 | XT0003:6 | PANEL A | 12.B4
XT0003:6 | JC | 0V | CLIP | --- | 12.B4 | XT0003:7 | PANEL A | 12.B4
XT0003:7 | JC | 0V | CLIP | --- | 12.B4 | XT0003:8 | PANEL A | 12.C4
XT0003:8 | JC | 0V | CLIP | --- | 12.C4 | XT0003:9 | PANEL A | 12.C4
XT0003:9 | JC | 0V | CLIP | --- | 12.C4 | XT0003:10 | PANEL A | 12.C4
XT0012:1 | JC | 523NEG | CLIP | --- | 13.C3 | XT0012:2 | PANEL A | 13.C3
XT0012:2 | JC | 523NEG | CLIP | --- | 13.C3 | XT0012:3 | PANEL A | 13.C3
XT0012:3 | JC | 523NEG | CLIP | --- | 13.C3 | XT0012:4 | PANEL A | 13.C3
XT0080:1 | JC | 0V | CLIP | --- | 20.A1 | XT0080:2 | PANEL A | 20.D1
XT0080:2 | JC | 0V | CLIP | --- | 20.D1 | XT0080:3 | PANEL A | 20.D1
XT0080:3 | JC | 0V | CLIP | --- | 20.D1 | XT0080:4 | PANEL A | 20.D1
XT0080:5 | JC | 0V | CLIP | --- | 21.A6 | XT0080:6 | PANEL A | 22.A6
XT0080:6 | JC | 0V | CLIP | --- | 22.A6 | XT0080:7 | PANEL A | 23.A6
XT0080:7 | JC | 0V | CLIP | --- | 23.A6 | XT0080:8 | PANEL A | 24.A6
AF0081:09 | SC | KA023914 | WHT | 20 | 24.B6 | KA0239:14 | PANEL A | 24.B5
AF0081:07 | SC | JP2 | VIO | 20 | 25.B6 | AF0081:39 | PANEL A | 25.B6
AF0081:41 | SC | KA023911 | WHT | 20 | 24.B6 | KA0239:11 | PANEL A | 24.B5
AF0081:COM | SC | AF0081N | WHT | 16 | 20.A2 | AF0082:COM | PANEL A | 20.B3
AF0081:COM | SC | AU0080N | WHT | 16 | 20.A2 | AU0080:COM | PANEL A | 20.A1
AF0081:J | SC | * |  |  | 20.A2 | AF0082:P | PANEL A | 20.B3
AF0081:V+ | SC | AF0081P | WHT | 16 | 20.A2 | AF0082:V+ | PANEL A | 20.B3
AF0081:V+ | SC | AU0080P | WHT | 16 | 20.A2 | AU0080:V+ | PANEL A | 20.A1
AF0082:COM | SC | AF0082N | WHT | 16 | 20.B3 | AF0083:COM | PANEL A | 20.B3
AF0082:J | SC | * |  |  | 20.B3 | AF0083:P | PANEL A | 20.B3
AF0082:V+ | SC | AF0082P | WHT | 16 | 20.B3 | AF0083:V+ | PANEL A | 20.B3
AF0083:COM | SC | AF0083N | WHT | 16 | 20.B3 | AF0084:COM | PANEL A | 20.B4
AF0083:J | SC | * |  |  | 20.B3 | AF0084:P | PANEL A | 20.B4
AF0083:SH | SC | AF0083G,GRN | GRN | 14 | 20.B3 | AF0084:SH | PANEL A | 20.B4
AF0083:SH | SC | IEG00102 | GRN | 14 | 20.B3 | IEG0010:2 | PANEL A | 20.B3
AF0083:SH | SC | IEG00102 | GRN | 14 | 20.B3 | AU0080:GND | PANEL A | 20.A1
AF0083:V+ | SC | AF0083P | WHT | 16 | 20.B3 | AF0084:V+ | PANEL A | 20.B4
AF0084:COM | SC | AF0084N | WHT | 16 | 20.B4 | AF0085:COM | PANEL A | 20.B4
AF0084:J | SC | * |  |  | 20.B4 | AF0085:P | PANEL A | 20.B4
AF0084:SH | SC | AF0084G | GRN | 14 | 20.B4 | AF0085:SH | PANEL A | 20.B4
AF0084:V+ | SC | AF0084P | WHT | 16 | 20.B4 | AF0085:V+ | PANEL A | 20.B4
AF0085:COM | SC | AF0085N | WHT | 16 | 20.B4 | AF0086:COM | PANEL A | 20.B5
AF0085:J | SC | * |  |  | 20.B4 | AF0086:P | PANEL A | 20.B5
AF0085:SH | SC | AF0085G | GRN | 14 | 20.B4 | AF0086:SH | PANEL A | 20.B5
AF0085:V+ | SC | AF0085P | WHT | 16 | 20.B4 | AF0086:V+ | PANEL A | 20.B5
AF0086:COM | SC | AF0086N | WHT | 16 | 20.B5 | AF0087:COM | PANEL A | 20.B6
AF0086:J | SC | * |  |  | 20.B5 | AF0087:P | PANEL A | 20.B6
AF0086:V+ | SC | AF0086P | WHT | 16 | 20.B5 | AF0087:V+ | PANEL A | 20.B6
AF0091:09 | SC | UJ0131OK2 | WHT | 20 | 13.B7 | UJ0131:OK2 | PANEL A | 13.B4
AF0091:41 | SC | UJ0131OK1 | WHT | 20 | 13.B7 | UJ0131:OK1 | PANEL A | 13.B4
AF0091:COM | SC | AF0091N | WHT | 16 | 20.D2 | AF0094:COM | PANEL A | 20.D4
AF0091:COM | SC | AU0090N | WHT | 16 | 20.D2 | AU0090:COM | PANEL A | 20.C2
AF0091:J | SC | * |  |  | 20.D2 | AF0092:P | PANEL A | 20.D3
AF0091:V+ | SC | AF0091P | WHT | 16 | 20.D2 | AF0094:V+ | PANEL A | 20.D4
AF0091:V+ | SC | AU0090P | WHT | 16 | 20.D2 | AU0090:V+ | PANEL A | 20.C2
AF0092:04 | SC | KA2160A1 | WHT | 20 | 17.A6 | KA2160:A1 | PANEL A | 17.A5
AF0092:07 | SC | KA2161A1 | WHT | 20 | 17.A6 | KA2161:A1 | PANEL A | 17.B5
AF0092:08 | SC | KA3103A1 | WHT | 20 | 86.A6 | KA3103:A1 | PANEL A | 86.A5
AF0092:12 | SC | 009212 | WHT | 20 | 45.A6 | KA0875:A1 | PANEL A | 45.A5
AF0092:20 | SC | KA2160A2 | WHT | 20 | 17.A6 | KA2160:A2 | PANEL A | 17.A5
AF0092:23 | SC | KA2161A2 | WHT | 20 | 17.A6 | KA2161:A2 | PANEL A | 17.B5
AF0092:24 | SC | KA3103A2 | WHT | 20 | 86.A6 | KA3103:A2 | PANEL A | 86.A5
AF0092:45 | SC | KA024022 | WHT | 20 | 43.C7 | KA0240:22 | PANEL A | 43.C6
AF0092:COM | SC | 0V | WHT | 16 | 20.D3 | XT0080:2 | PANEL A | 20.D1
AF0092:J | SC | * |  |  | 20.D3 | AF0093:P | PANEL A | 20.D3
AF0092:V+ | SC | FU0091 | WHT | 16 | 20.D3 | FU0091:LD | PANEL A | 20.D1
AF0093:01 | SC | KA3220A1 | WHT | 20 | 95.A7 | KA3220:A1 | PANEL A | 95.B5
AF0093:04 | SC | KA017611 | WHT | 20 | 117.A7 | KA0176:11 | PANEL A | 117.A6
AF0093:05 | SC | KA017711 | WHT | 20 | 118.A7 | KA0177:11 | PANEL A | 118.A6
AF0093:05 | SC | KA017711 | WHT | 20 | 118.A7 | KA0247:11 | PANEL A | 118.A5
AF0093:12 | SC | 009312 | WHT | 20 | 19.D7 | PC0470:INP_A | PANEL A | 19.D5
AF0093:17 | SC | KA3220A2 | WHT | 20 | 95.A7 | KA3220:A2 | PANEL A | 95.B5
AF0093:20 | SC | 009320 | WHT | 20 | 117.A7 | KA6211:A2 | PANEL A | 117.A6
AF0093:21 | SC | 009321 | WHT | 20 | 118.A7 | KA6212:A2 | PANEL A | 118.A6
AF0093:28 | SC | 009328 | WHT | 20 | 19.D7 | PC0470:-PWR | PANEL A | 19.D5
AF0093:36 | SC | 009336 | WHT | 20 | 117.A7 | KA0176:14 | PANEL A | 117.A6
AF0093:37 | SC | 009337 | WHT | 20 | 118.A7 | KA0177:14 | PANEL A | 118.A6
AF0093:44 | SC | 009344 | WHT | 20 | 19.D7 | PC0470:+PWR | PANEL A | 19.D5
AF0093:COM | SC | 0V | WHT | 16 | 20.D3 | XT0080:3 | PANEL A | 20.D1
AF0093:J | SC | * |  |  | 20.D3 | AF0094:P | PANEL A | 20.D4
AF0093:V+ | SC | FU0092 | WHT | 16 | 20.D3 | FU0092:LD | PANEL A | 20.D1
AF0094:04 | SC | UJ0131VIN | WHT | 20 | 13.A7 | UJ0131:VIN | PANEL A | 13.B4
AF0094:06 | SC | UJ0131IOUT | WHT | 20 | 13.A7 | UJ0131:IOUT | PANEL A | 13.B4
AF0094:J | SC | * |  |  | 20.D4 | AF0095:P | PANEL A | 20.D5
AF0094:SH | SC | IEG00108 | GRN | 14 | 20.D4 | IEG0010:8 | PANEL A | 20.D4
AF0094:SH | SC | IEG00108 | GRN | 14 | 20.D4 | AU0090:GND | PANEL A | 20.C2
AF0095:COM | SC | 0V | WHT | 16 | 20.D5 | XT0080:4 | PANEL A | 20.D1
AF0095:V+ | SC | FU0093 | WHT | 16 | 20.D5 | FU0093:LD | PANEL A | 20.D1
AU0080:COM | SC | 0V | WHT | 16 | 20.A1 | XT0080:1 | PANEL A | 20.A1
AU0080:V+ | SC | FU0081 | WHT | 16 | 20.A1 | FU0081:LD | PANEL A | 20.B1
AU0090:COM | SC | 0V | WHT | 16 | 20.C2 | XT0080:2 | PANEL A | 20.D1
AU0090:V+ | SC | FU0090 | WHT | 16 | 20.C2 | FU0090:LD | PANEL A | 20.D1
FU0011:LD | SC | UJ0131P | WHT | 12 | 13.B3 | UJ0131:+ | PANEL A | 13.B4
FU0012:LI | SC | 523POS | --- | BUS | 13.B3 | FU0013:LI | PANEL A | 13.B3
FU0012:LI | SC | 523POS | --- | BUS | 13.B3 | XT0014:1 | PANEL A | 13.B2
FU0013:LI | SC | 523POS | --- | BUS | 13.B3 | FU0014:LI | PANEL A | 13.B3
FU0014:LI | SC | 523POS | --- | BUS | 13.B3 | FU0015:LI | PANEL A | 13.B3
FU0015:LI | SC | 523POS | --- | BUS | 13.B3 | FU0016:LI | PANEL A | 13.C3
FU0016:LI | SC | 523POS | --- | BUS | 13.C3 | FU0017:LI | PANEL A | 13.C3
FU0017:LI | SC | 523POS | --- | BUS | 13.C3 | FU0018:LI | PANEL A | 13.C3
FU0081:LI | SC | FU0080 | WHT | 14 | 20.B1 | FU0090:LI | PANEL A | 20.D1
FU0090:LI | SC | FU0080 | WHT | 14 | 20.D1 | FU0091:LI | PANEL A | 20.D1
FU0091:LI | SC | FU0080 | WHT | 14 | 20.D1 | FU0092:LI | PANEL A | 20.D1
FU0092:LI | SC | FU0080 | WHT | 14 | 20.D1 | FU0093:LI | PANEL A | 20.D1
FU0093:LI | SC | FU0080 | WHT | 14 | 20.D1 | FU0094:LI | PANEL A | 20.D1
FU0136:LD | SC | FU0136 | WHT | 10 | 12.A2 | XT0002:1 | PANEL A | 12.A4
FU0136:LI | SC | 24V | WHT | 10 | 12.A2 | UJ0131:OUT(+) | PANEL A | 13.B4
FU0237:LD | SC | FU0237 | WHT | 16 | 14.B1 | KA0239:22 | PANEL A | 18.C6
FU0390:LD | SC | FU0390 | WHT | 16 | 19.C1 | XT0083:1 | PANEL A | 80.C5
GR0131: | SC | GR0131 | GRN/YEL | 14 | 10.A4 | FRAME | PANEL A | 10.A3
GR0132: | SC | GR0132 | GRN/YEL | 14 | 10.A4 | FRAME | PANEL A | 10.A3
GR0133: | SC | IEG00106 | GRN | 14 | 10.A4 | IEG0010:6 | PANEL A | 10.A5
GR0134: | SC | IEG001013 | GRN | 14 | 10.A4 | IEG0010:13 | PANEL A | 10.A5
KA0145:21 | SC | KA025522 | WHT | 20 | 28.A2 | KA0249:11 | PANEL A | 28.A2
KA0145:21 | SC | KA025522 | WHT | 20 | 28.A2 | KA0255:22 | PANEL A | 28.A1
KA0145:22 | SC | KA0176A1 | WHT | 20 | 28.A2 | KA0176:A1 | PANEL A | 28.A6
KA0145:22 | SC | KA0176A1 | WHT | 20 | 28.A2 | KA0249:12 | PANEL A | 28.A2
KA0145:A2 | SC | 0V | WHT | 20 | 28.B6 | KA0246:A2 | PANEL A | 28.C6
KA0145:A2 | SC | 0V | WHT | 20 | 28.B6 | KA0255:A2 | PANEL A | 28.B6
KA0176:11 | SC | KA017611 | WHT | 20 | 117.A6 | KA0246:11 | PANEL A | 117.A5
KA0176:A1 | SC | KA0176A1 | WHT | 20 | 28.A6 | KA0177:A1 | PANEL A | 28.A6
KA0176:A2 | SC | 0V | WHT | 20 | 28.A6 | KA0177:A2 | PANEL A | 28.A6
KA0176:A2 | SC | 0V | WHT | 20 | 28.A6 | XT0080:7 | PANEL A | 23.A6
KA0177:A1 | SC | KA0176A1 | WHT | 20 | 28.A6 | KA0179:A1 | PANEL A | 28.B6
KA0177:A2 | SC | 0V | WHT | 20 | 28.A6 | KA0179:A2 | PANEL A | 28.B6
KA0179:A2 | SC | 0V | WHT | 20 | 28.B6 | KA0255:A2 | PANEL A | 28.B6
KA0235:A1 | SC | ESTOP | WHT | 20 | 24.C6 | KA0236:A1 | PANEL A | 24.C6
KA0235:A2 | SC | 0V | WHT | 20 | 24.C6 | KA0236:A2 | PANEL A | 24.C6
KA0236:A1 | SC | ESTOP | WHT | 20 | 24.C6 | KA0237:A1 | PANEL A | 24.C6
KA0236:A2 | SC | 0V | WHT | 20 | 24.C6 | KA0237:A2 | PANEL A | 24.C6
KA0237:A1 | SC | ESTOP | WHT | 20 | 24.C6 | KA0239:A1 | PANEL A | 24.C6
KA0237:A2 | SC | 0V | WHT | 20 | 24.C6 | KA0239:A2 | PANEL A | 24.C6
KA0239:A1 | SC | ESTOP | WHT | 20 | 24.C6 | KA0240:A1 | PANEL A | 24.C6
KA0239:A2 | SC | 0V | WHT | 20 | 24.C6 | KA0240:A2 | PANEL A | 24.C6
KA0240:A1 | SC | ESTOP | WHT | 20 | 24.C6 | KA0251:A1 | PANEL A | 24.D6
KA0240:A2 | SC | 0V | WHT | 20 | 24.C6 | KA0251:A2 | PANEL A | 24.D6
KA0246:14 | SC | KA6211A1 | WHT | 20 | 117.A5 | KA6211:A1 | PANEL A | 117.A6
KA0246:A1 | SC | KA0243A1 | WHT | 20 | 28.C6 | KA0247:A1 | PANEL A | 28.C6
KA0246:A2 | SC | 0V | WHT | 20 | 28.C6 | KA0247:A2 | PANEL A | 28.C6
KA0247:14 | SC | KA024714 | WHT | 20 | 118.A5 | KA6212:A1 | PANEL A | 118.A6
KA0247:A1 | SC | KA0243A1 | WHT | 20 | 28.C6 | KA0254:A1 | PANEL A | 28.C6
KA0247:A2 | SC | 0V | WHT | 20 | 28.C6 | KA0254:A2 | PANEL A | 28.C6
KA0249:A2 | SC | 0V | WHT | 20 | 28.C6 | KA0254:A2 | PANEL A | 28.C6
PC0470:INP_A | SC | 009312 | WHT | 20 | 19.D5 | PC0470:INP_B | PANEL A | 19.D5
UJ0131:- | SC | 521NEG | WHT | 12 | 13.B4 | XT0011:1 | PANEL A | 13.B3
UJ0131:G | SC | UJ0131G | GRN/YEL | 12 | 13.B4 | FRAME | PANEL A | 13.B4
UJ0131:OUT(-) | SC | 0V | WHT | 10 | 13.B4 | XT0003:1 | PANEL A | 12.A4
AU0080:L1 | WC0009 | AU0090L2 | ENET | CABLE | 2.A4 | AU0090:L2 | PANEL A | 2.A3
AF0086:12 | WC2108 | FT21082 | RED | 20 | 80.C7 | XT0083:2 | PANEL A | 80.C5
AF0086:28 | WC2108 | 0V | BLK | 20 | 80.C7 | XT0083:3 | PANEL A | 80.C5
AF0086:60 | WC2108 | FT2108S | SH | 20 | 80.C7 | XT0083:4 | PANEL A | 80.C5
KA0249:A1 | SC | KA0245A1 | WHT | 20 | 28.C6 | AT0170:32 | FIRE PANEL | 40.C3
KA0254:A1 | SC | KA0243A1 | WHT | 20 | 28.C6 | AT0170:26 | FIRE PANEL | 40.B3
KA0875:14 | SC | FU0535 | WHT | 20 | 45.A5 | XT0170:1 | FIRE PANEL | 40.A2
AF0081:04 | SC | SB0472B212 | WHT | 20 | 44.B7 | SB0472:B2-12 | JB70 | 44.B1
AF0081:36 | SC | SB0472B211 | WHT | 20 | 44.B7 | SB0472:B2-11 | JB70 | 44.B1
AF0087:02 | SC | SB047112 | WHT | 20 | 43.D7 | SB0471:12 | JB70 | 43.D1
AF0087:03 | SC | SB047314 | WHT | 20 | 43.D7 | SB0473:14 | JB70 | 43.D1
AF0087:04 | SC | SB047414 | WHT | 20 | 44.A7 | SB0474:14 | JB70 | 44.A1
AF0087:05 | SC | SA047312 | WHT | 20 | 42.D7 | SA0473:12 | JB70 | 42.D1
AF0087:06 | SC | SA047314 | WHT | 20 | 42.D7 | SA0473:14 | JB70 | 42.D1
AF0087:07 | SC | SA0471B214 | WHT | 20 | 44.A7 | SA0471:B2-14 | JB70 | 44.A1
AF0087:08 | SC | SA0471B114 | WHT | 20 | 44.B7 | SA0471:B1-14 | JB70 | 44.B1
AF0087:12 | SC | SA0474B214 | WHT | 20 | 47.C7 | SA0474:B2-14 | JB70 | 47.C1
AF0087:13 | SC | SA0474B114 | WHT | 20 | 47.C7 | SA0474:B1-14 | JB70 | 47.C1
AF0087:34 | SC | SB047111 | WHT | 20 | 43.D7 | SB0471:11 | JB70 | 43.D1
AF0087:35 | SC | SB047313 | WHT | 20 | 43.D7 | SB0473:13 | JB70 | 43.D1
AF0087:36 | SC | SB047413 | WHT | 20 | 44.A7 | SB0474:13 | JB70 | 44.A1
AF0087:37 | SC | SA047311 | WHT | 20 | 42.D7 | SA0473:11 | JB70 | 42.D1
AF0087:38 | SC | SA047313 | WHT | 20 | 42.D7 | SA0473:13 | JB70 | 42.D1
AF0087:39 | SC | SA0471B213 | WHT | 20 | 44.A7 | SA0471:B2-13 | JB70 | 44.A1
AF0087:40 | SC | SA0471B113 | WHT | 20 | 44.B7 | SA0471:B1-13 | JB70 | 44.B1
AF0087:44 | SC | SA0474B213 | WHT | 20 | 47.C7 | SA0474:B2-13 | JB70 | 47.C1
AF0087:45 | SC | SA0474B113 | WHT | 20 | 47.C7 | SA0474:B1-13 | JB70 | 47.C1
PEG0130:2 | SC | AT1100G | GRN/YEL | 14 | 46.D5 | AT1100:GND | JB70 | 46.D3
AF0081:00 | SC | UA1200J21 | WHT | 20 | 18.D7 | XT0089:19 | PANEL B | 18.D5
AF0081:01 | SC | KA024314 | WHT | 20 | 23.D7 | KA0243:14 | PANEL B | 23.D6
AF0081:02 | SC | KA024514 | WHT | 20 | 23.D7 | KA0245:14 | PANEL B | 23.D6
AF0081:03 | SC | KA013014 | WHT | 20 | 18.C7 | KA0130:14 | PANEL B | 18.D6
AF0081:08 | SC | KT014618 | WHT | 20 | 26.B6 | KT0146:18 | PANEL B | 26.B2
AF0081:19 | SC | UA1200J27 | WHT | 20 | 18.C7 | UA1200:J2-7 | PANEL B | 18.B1
AF0081:24 | SC | KA0131A2 | WHT | 20 | 26.B6 | KA0131:A2 | PANEL B | 26.C5
AF0081:33 | SC | KA024311 | WHT | 20 | 23.D7 | KA0243:11 | PANEL B | 23.D6
AF0081:34 | SC | KA024511 | WHT | 20 | 23.D7 | KA0245:11 | PANEL B | 23.D6
AF0081:35 | SC | KA0130A1 | WHT | 20 | 18.C7 | KA0130:A1 | PANEL B | 18.C5
AF0081:40 | SC | KA014124 | WHT | 20 | 26.B6 | KA0141:24 | PANEL B | 26.B5
AF0087:09 | SC | KA013112 | WHT | 20 | 22.B2 | KA0137:24 | PANEL B | 22.B1
AF0087:11 | SC | KA013624 | WHT | 20 | 21.D3 | KA0136:24 | PANEL B | 21.D3
AF0087:43 | SC | KA013621 | WHT | 20 | 21.D3 | KA0136:21 | PANEL B | 21.D3
AF0091:07 | SC | KA014114 | WHT | 20 | 26.A6 | KA0141:14 | PANEL B | 26.A5
AF0091:12 | SC | KA0134A1 | WHT | 20 | 21.D5 | KA0134:A1 | PANEL B | 21.D6
AF0091:39 | SC | KA014111 | WHT | 20 | 26.A6 | KA0141:11 | PANEL B | 26.A5
AF0092:02 | SC | KA0133A1 | WHT | 20 | 21.B4 | KA0133:A1 | PANEL B | 21.B6
AF0092:06 | SC | KA013114 | WHT | 20 | 22.B3 | KA0131:14 | PANEL B | 22.B4
AF0094:05 | SC | 0V | WHT | 20 | 13.A7 | XT0082:5 | PANEL B | 19.B1
AF0094:07 | SC | 0V | WHT | 20 | 13.A7 | XT0082:5 | PANEL B | 19.B1
AF0095:02 | SC | 009502 | WHT | 20 | 72.B7 | KA0221:14 | PANEL B | 72.B6
FU0081:LI | SC | FU0080 | WHT | 14 | 20.B1 | FU0080:LD | PANEL B | 19.A1
FU0237:LI | SC | FU0210 | WHT | 12 | 14.B1 | FU0115:LI | PANEL B | 14.B1
FU0390:LI | SC | FU0137 | WHT | 12 | 19.C1 | FU0389:LI | PANEL B | 19.B1
IEG0010:1 | SC | IEG02300 | GRN | 8 | 10.A2 | IEG0230:0 | PANEL B | 10.A2
IEG0010:12 | SC | IEG001012 | GRN | 16 | 18.D2 | UA1200:J3-4 | PANEL B | 18.B1
IEG0010:4 | SC | IEG00104 | GRN | 14 | 16.C6 | XT0400:3 | PANEL B | 16.C5
KA0135:A1 | SC | KA0135A1 | WHT | 20 | 22.B6 | XT0089:22 | PANEL B | 22.C5
KA0135:A1 | SC | KA0135A1 | WHT | 20 | 22.B6 | KA0131:11 | PANEL B | 22.B4
KA0135:A2 | SC | 0V | WHT | 20 | 22.B6 | KA0137:A2 | PANEL B | 22.A6
KA0145:A1 | SC | KA0135A1 | WHT | 20 | 28.B6 | XT0089:22 | PANEL B | 22.C5
KA0235:14 | SC | KA023514 | WHT | 20 | 76.B5 | AF0076:00 | PANEL B | 76.B7
KA0235:24 | SC | 023524 | WHT | 20 | 72.B5 | KA0221:11 | PANEL B | 72.B6
KA0235:A1 | SC | ESTOP | WHT | 20 | 24.C6 | XT0089:5 | PANEL B | 25.C4
KA0235:A2 | SC | 0V | WHT | 20 | 24.C6 | KA0242:A2 | PANEL B | 24.B6
KA0236:11 | SC | FU0139 | WHT | 20 | 24.A2 | XT0081:5 | PANEL B | 24.A3
KA0236:21 | SC | UA1200J21 | WHT | 20 | 24.C2 | KA0241:11 | PANEL B | 24.C2
KA0236:24 | SC | KA024114 | WHT | 20 | 24.C2 | KA0241:14 | PANEL B | 24.C2
KA0237:14 | SC | KA023714 | WHT | 20 | 77.B5 | AF0076:01 | PANEL B | 77.B7
KA0237:24 | SC | 023724 | WHT | 20 | 72.C5 | KA0222:11 | PANEL B | 72.C6
KA0239:21 | SC | KA023921 | WHT | 20 | 18.C6 | KA0242:24 | PANEL B | 18.C5
KA0240:11 | SC | PS32004 | WHT | 20 | 89.D6 | XT0089:14 | PANEL B | 89.D5
KA0240:14 | SC | UF1300 | WHT | 20 | 89.D6 | XT0084:1 | PANEL B | 89.D6
KA0246:A1 | SC | KA0243A1 | WHT | 20 | 28.C6 | XT0089:10 | PANEL B | 23.A5
KA0249:A1 | SC | KA0245A1 | WHT | 20 | 28.C6 | XT0089:11 | PANEL B | 23.C5
KA0251:A1 | SC | ESTOP | WHT | 20 | 24.D6 | XT0089:6 | PANEL B | 24.D5
KA0255:21 | SC | FU0139 | WHT | 20 | 28.A1 | XT0081:3 | PANEL B | 23.A2
KA0255:A1 | SC | KA0131A1 | WHT | 20 | 28.B6 | XT0089:9 | PANEL B | 26.D4
KA0875:11 | SC | HA047202 | WHT | 20 | 45.A5 | KA0232:11 | PANEL B | 45.A5
XT0002:1 | SC | FU0136 | WHT | 14 | 12.A4 | FU0210:LI | PANEL B | 14.A2
XT0002:2 | SC | FU0136 | WHT | 14 | 12.A4 | FU0137:LI | PANEL B | 19.A2
XT0002:3 | SC | FU0136 | WHT | 14 | 12.A4 | FU0410:LI | PANEL B | 16.C1
XT0003:1 | SC | 0V | WHT | 12 | 12.A4 | XT0062:1 | PANEL B | 14.A1
XT0003:2 | SC | 0V | WHT | 12 | 12.A4 | XT0082:1 | PANEL B | 19.A1
XT0003:3 | SC | 0V | WHT | 14 | 12.A4 | XT0401:1 | PANEL B | 16.A1
XT0080:1 | SC | 0V | WHT | 14 | 20.A1 | XT0082:2 | PANEL B | 19.A1
XT0080:5 | SC | 0V | WHT | 20 | 21.A6 | KT0140:A2 | PANEL B | 21.A6
XT0080:5 | SC | 0V | WHT | 20 | 21.A6 | XT0089:18 | PANEL B | 26.A2
XT0080:5 | SC | 0V | WHT | 20 | 21.A6 | XT0082:2 | PANEL B | 19.A1
XT0080:6 | SC | 0V | WHT | 20 | 22.A6 | KT0145:A2 | PANEL B | 22.A6
XT0080:7 | SC | 0V | WHT | 20 | 23.A6 | KA0243:A2 | PANEL B | 23.A6
XT0080:8 | SC | 0V | WHT | 20 | 24.A6 | KA0241:A2 | PANEL B | 24.A6
XT0080:9 | SC | KM3170EP | WHT | 20 | 93.C5 | KA0138:11 | PANEL B | 93.C5
XT0083:3 | SC | 0V | WHT | 16 | 80.C5 | XT0082:6 | PANEL B | 19.C1
AU0090:L1 | WC0045 | AF0450L2 | ENET | CABLE | 2.A3 | AF0450:L2 | PANEL B | 2.A1
XT0002:4 | SC | FU0136 | WHT | 14 | 12.A4 | FU0010:LI | PLC | 5.B1
XT0003:4 | SC | 0V | WHT | 14 | 12.B4 | UV0600:(-) | PLC | 5.B2
KA0875:14 | SC | FU0535 | WHT | 20 | 45.A5 | KA0178:14 | RAIL,LEFT,JB70 | 45.A6
XT0002:7 | SC | FU0136 | WHT | 12 | 12.B4 | FU0535:LI | RAIL,LEFT,JB70 | 31.A4
XT0003:7 | SC | 0V | WHT | 12 | 12.B4 | XT0536:1 | RAIL,LEFT,JB70 | 31.A5
AF0087:00 | SC | SH047114 | WHT | 20 | 43.A7 | XT0111:4 | RAIL,RIGHT,JB70 | 43.A5
AF0087:01 | SC | SH047012 | WHT | 20 | 43.B7 | XT0111:8 | RAIL,RIGHT,JB70 | 43.B5
AF0087:32 | SC | SH047113 | WHT | 20 | 43.A7 | XT0111:3 | RAIL,RIGHT,JB70 | 43.A5
AF0087:33 | SC | SH047011 | WHT | 20 | 43.B7 | XT0111:7 | RAIL,RIGHT,JB70 | 43.B5
AF0092:13 | SC | SH0472X2 | WHT | 20 | 43.C7 | XT0111:17 | RAIL,RIGHT,JB70 | 43.C5
AF0092:28 | SC | HA047201 | WHT | 20 | 45.A6 | XT0111:24 | RAIL,RIGHT,JB70 | 45.A5
AF0092:29 | SC | SH0472X1 | WHT | 20 | 43.C7 | XT0111:18 | RAIL,RIGHT,JB70 | 43.C5
AF0093:06 | SC | SH0470X2 | WHT | 20 | 43.B7 | XT0111:11 | RAIL,RIGHT,JB70 | 43.B5
AF0093:15 | SC | SH0471X2 | WHT | 20 | 43.A7 | XT0111:5 | RAIL,RIGHT,JB70 | 43.A5
AF0093:22 | SC | SH0470X1 | WHT | 20 | 43.B7 | XT0111:12 | RAIL,RIGHT,JB70 | 43.C5
AF0093:31 | SC | SH0471X1 | WHT | 20 | 43.A7 | XT0111:6 | RAIL,RIGHT,JB70 | 43.A5
FU1101:LD | SC | FU1101LD | WHT | 16 | 46.C4 | UJ1100:24V(+) | RAIL,RIGHT,JB70 | 46.C3
FU1101:LI | SC | FU0136 | WHT | 14 | 46.C4 | XT0111:21 | RAIL,RIGHT,JB70 | 46.D5
KA0240:21 | SC | SH0472X2 | WHT | 20 | 43.C6 | XT0111:17 | RAIL,RIGHT,JB70 | 43.C5
KA0875:11 | SC | HA047202 | WHT | 20 | 45.A5 | XT0111:23 | RAIL,RIGHT,JB70 | 45.A5
KA0875:A2 | SC | HA047201 | WHT | 20 | 45.A5 | XT0111:24 | RAIL,RIGHT,JB70 | 45.A5
XT0002:6 | SC | FU0136 | WHT | 14 | 12.B4 | XT0111:21 | RAIL,RIGHT,JB70 | 46.D5
XT0002:7 | SC | FU0136 | WHT | 14 | 12.B4 | XT0051:1 | RAIL,RIGHT,JB70 | 8.A4
XT0003:6 | SC | 0V | WHT | 14 | 12.B4 | XT0111:22 | RAIL,RIGHT,JB70 | 46.D5
XT0003:7 | SC | 0V | WHT | 14 | 12.B4 | XT0051:5 | RAIL,RIGHT,JB70 | 8.A3
AU0080:L2 | WC0008 | AU0080L2 | ENET | CABLE | 2.A4 | BA1100:L1 | RAIL,RIGHT,JB70 | 2.A5
SolarTools ver. 24.0.84.24712 (Jul 31, 2025)
Report date: 4/9/2026 11:25 PM

## PANEL B
PANEL B
JB70
Project # | 4P441
Project Name | Pallette Compressor Station
Revision | B
Controls DE | A. CHEN
Phone:
Controls ME | A. PLVAN
Phone:
From | [5 empty] | To
Device ID | Cable (W) Conductor (SC) Jumper Clip (JC) | Wire No. | Wire ID | Gauge/Size | Page/Zone | Device ID | Location | Page/Zone
XT0060:1 | JC | 0V | CLIP | --- | 15.A1 | XT0060:2 | PANEL B | 15.B1
XT0060:2 | JC | 0V | CLIP | --- | 15.B1 | XT0060:3 | PANEL B | 15.B1
XT0060:3 | JC | 0V | CLIP | --- | 15.B1 | XT0060:4 | PANEL B | 15.C1
XT0062:1 | JC | 0V | CLIP | --- | 14.A1 | XT0062:2 | PANEL B | 14.A1
XT0062:2 | JC | 0V | CLIP | --- | 14.A1 | XT0062:3 | PANEL B | 14.B1
XT0062:3 | JC | 0V | CLIP | --- | 14.B1 | XT0062:4 | PANEL B | 14.B1
XT0081:2 | JC | FU0139 | CLIP | --- | 22.A2 | XT0081:3 | PANEL B | 23.A2
XT0081:3 | JC | FU0139 | CLIP | --- | 23.A2 | XT0081:4 | PANEL B | 24.A3
XT0081:4 | JC | FU0139 | CLIP | --- | 24.A3 | XT0081:5 | PANEL B | 24.A3
XT0081:5 | JC | FU0139 | CLIP | --- | 24.A3 | XT0081:6 | PANEL B | 24.A3
XT0082:1 | JC | 0V | CLIP | --- | 19.A1 | XT0082:2 | PANEL B | 19.A1
XT0082:2 | JC | 0V | CLIP | --- | 19.A1 | XT0082:3 | PANEL B | 19.B1
XT0082:3 | JC | 0V | CLIP | --- | 19.B1 | XT0082:4 | PANEL B | 19.B1
XT0082:4 | JC | 0V | CLIP | --- | 19.B1 | XT0082:5 | PANEL B | 19.B1
XT0082:5 | JC | 0V | CLIP | --- | 19.B1 | XT0082:6 | PANEL B | 19.C1
XT0089:6 | JC | ESTOP | CLIP | --- | 24.D5 | XT0089:7 | PANEL B | 24.D5
XT0089:8 | JC | KA0131A1 | CLIP | --- | 26.D4 | XT0089:9 | PANEL B | 26.D4
XT0401:1 | JC | 0V | CLIP | --- | 16.A1 | XT0401:2 | PANEL B | 16.C1
AF0061:02 | SC | 006102 | WHT | 20 | 64.B7 | KA0233:14 | PANEL B | 64.B5
AF0061:14 | SC | 006114 | WHT | 20 | 62.B7 | KA0234:14 | PANEL B | 62.B5
AF0061:COM | SC | 0V | WHT | 16 | 15.B2 | XT0060:2 | PANEL B | 15.B1
AF0061:V+ | SC | FU0062 | WHT | 16 | 15.B2 | FU0062:LD | PANEL B | 15.B1
AF0062:00 | SC | 006200 | WHT | 20 | 72.C7 | KA0222:14 | PANEL B | 72.C6
AF0062:COM | SC | 0V | WHT | 16 | 15.B3 | XT0060:3 | PANEL B | 15.B1
AF0062:V+ | SC | FU0063 | WHT | 16 | 15.B3 | FU0063:LD | PANEL B | 15.B1
AF0063:COM | SC | AF0063N | WHT | 16 | 15.B3 | AF0064:COM | PANEL B | 15.A4
AF0063:COM | SC | AU0060N | WHT | 16 | 15.B3 | AU0060:COM | PANEL B | 15.A2
AF0063:V+ | SC | AF0063P | WHT | 16 | 15.B3 | AF0064:V+ | PANEL B | 15.A4
AF0063:V+ | SC | AU0060P | WHT | 16 | 15.B3 | AU0060:V+ | PANEL B | 15.A2
AF0064:COM | SC | AF0064N | WHT | 16 | 15.A4 | AF0065:COM | PANEL B | 15.A5
AF0064:SH | SC | AF0064G | GRN | 14 | 15.A4 | AF0065:SH | PANEL B | 15.A5
AF0064:SH | SC | AU0060G | GRN | 14 | 15.A4 | AU0060:GND | PANEL B | 15.A2
AF0064:V+ | SC | AF0064P | WHT | 16 | 15.A4 | AF0065:V+ | PANEL B | 15.A5
AF0065:COM | SC | AF0065N | WHT | 16 | 15.A5 | AF0066:COM | PANEL B | 15.B5
AF0065:SH | SC | AF0065G | GRN | 14 | 15.A5 | AF0066:SH | PANEL B | 15.B5
AF0065:V+ | SC | AF0065P | WHT | 16 | 15.A5 | AF0066:V+ | PANEL B | 15.B5
AF0066:COM | SC | AF0066N | WHT | 16 | 15.B5 | AF0068:COM | PANEL B | 15.B6
AF0066:SH | SC | AF0066G | GRN | 14 | 15.B5 | AF0068:SH | PANEL B | 15.B6
AF0066:V+ | SC | AF0066P | WHT | 16 | 15.B5 | AF0068:V+ | PANEL B | 15.B6
AF0067:COM | SC | 0V | WHT | 16 | 15.B6 | XT0060:3 | PANEL B | 15.B1
AF0067:V+ | SC | FU0064 | WHT | 16 | 15.B6 | FU0064:LD | PANEL B | 15.B1
AF0068:SH | SC | IEG02304 | GRN | 14 | 15.B6 | IEG0230:4 | PANEL B | 15.B7
AF0071:COM | SC | AF0071N | WHT | 16 | 15.C2 | AF0072:COM | PANEL B | 15.C3
AF0071:COM | SC | AU0070N | WHT | 16 | 15.C2 | AU0070:COM | PANEL B | 15.C2
AF0071:SH | SC | AF0071G | GRN | 14 | 15.C2 | AF0072:SH | PANEL B | 15.C3
AF0071:SH | SC | AU0070G | GRN | 14 | 15.C2 | AU0070:GND | PANEL B | 15.C2
AF0071:V+ | SC | AF0071P | WHT | 16 | 15.C2 | AF0072:V+ | PANEL B | 15.C3
AF0071:V+ | SC | AU0070P | WHT | 16 | 15.C2 | AU0070:V+ | PANEL B | 15.C2
AF0072:COM | SC | AF0072N | WHT | 16 | 15.C3 | AF0073:COM | PANEL B | 15.C3
AF0072:SH | SC | AF0072G | GRN | 14 | 15.C3 | AF0073:SH | PANEL B | 15.C3
AF0072:V+ | SC | AF0072P | WHT | 16 | 15.C3 | AF0073:V+ | PANEL B | 15.C3
AF0073:COM | SC | AF0073N | WHT | 16 | 15.C3 | AF0074:COM | PANEL B | 15.C4
AF0073:SH | SC | AF0073G | GRN | 14 | 15.C3 | AF0074:SH | PANEL B | 15.C4
AF0073:V+ | SC | AF0073P | WHT | 16 | 15.C3 | AF0074:V+ | PANEL B | 15.C4
AF0074:05 | SC | 007405 | WHT | 20 | 26.A2 | XT0089:17 | PANEL B | 26.A2
AF0074:21 | SC | 0V | WHT | 20 | 26.A2 | XT0089:18 | PANEL B | 26.A2
AF0074:COM | SC | AF0074N | WHT | 16 | 15.C4 | AF0075:COM | PANEL B | 15.C5
AF0074:SH | SC | AF0074G | GRN | 14 | 15.C4 | AF0075:SH | PANEL B | 15.C5
AF0074:V+ | SC | AF0074P | WHT | 16 | 15.C4 | AF0075:V+ | PANEL B | 15.C5
AF0075:SH | SC | IEG02301 | GRN | 14 | 15.C5 | IEG0230:1 | PANEL B | 15.D6
AF0076:02 | SC | 007602 | WHT | 20 | 72.B7 | KA0221:A1 | PANEL B | 72.B6
AF0076:04 | SC | 007604 | WHT | 20 | 72.C7 | KA0222:A1 | PANEL B | 72.C6
AF0076:08 | SC | KA1020A1 | WHT | 20 | 14.C7 | KA1020:A1 | PANEL B | 14.C5
AF0076:10 | SC | KT014615 | WHT | 20 | 26.B2 | KT0146:15 | PANEL B | 26.B2
AF0076:11 | SC | UA1200J14 | WHT | 20 | 18.C7 | UA1200:J1-4 | PANEL B | 18.B1
AF0076:12 | SC | 007612 | WHT | 20 | 18.C7 | XT0237:1 B2 | PANEL B | 18.C5
AF0076:13 | SC | KT0146B1 | WHT | 20 | 26.B6 | KT0146:B1 | PANEL B | 26.B4
AF0076:18 | SC | 007618 | WHT | 20 | 72.B7 | KA0221:A2 | PANEL B | 72.B6
AF0076:20 | SC | 007620 | WHT | 20 | 72.C7 | KA0222:A2 | PANEL B | 72.C6
AF0076:24 | SC | KA1020A2 | WHT | 20 | 14.C7 | KA1020:A2 | PANEL B | 14.C5
AF0076:29 | SC | KT0146A2 | WHT | 20 | 26.B6 | KT0146:A2 | PANEL B | 26.B4
AF0076:COM | SC | 0V | WHT | 16 | 15.C5 | XT0060:4 | PANEL B | 15.C1
AF0076:V+ | SC | FU0076 | WHT | 16 | 15.C5 | FU0076:LD | PANEL B | 15.D1
XT0089:3 | SC | JP3 | CLIP | -- | 25.B4 | XT0089:2 | PANEL B | 25.B4
XT0089:5 | SC | JP6 | CLIP | -- | 25.C4 | XT0089:4 | PANEL B | 25.C4
XT0089:2 | SC | JP0 | VIO | 20 | 25.B4 | XT0089:1 | PANEL B | 25.B4
AF0400:12 | SC | XT04002 | GRN | 16 | 16.A6 | XT0400:2 | PANEL B | 16.C6
AF0410:32 | SC | XT04001 | GRN | 16 | 16.A5 | XT0400:1 | PANEL B | 16.C5
AF0410:53 | SC | 0V | WHT | 16 | 16.A5 | XT0401:2 | PANEL B | 16.C1
AF0410:54 | SC | 0V | WHT | 16 | 16.A5 | AF0420:53 | PANEL B | 16.A4
AF0410:55 | SC | FU0410 | WHT | 16 | 16.A5 | FU0410:LD | PANEL B | 16.C1
AF0410:56 | SC | FU0410 | WHT | 16 | 16.A5 | AF0420:55 | PANEL B | 16.A4
AF0420:32 | SC | XT04001 | GRN | 16 | 16.A4 | XT0400:1 | PANEL B | 16.C5
AF0420:54 | SC | 0V | WHT | 16 | 16.A4 | AF0430:53 | PANEL B | 16.A3
AF0420:56 | SC | FU0410 | WHT | 16 | 16.A4 | AF0430:55 | PANEL B | 16.A3
AF0430:32 | SC | XT04001 | GRN | 16 | 16.A3 | XT0400:1 | PANEL B | 16.C5
AF0430:54 | SC | 0V | WHT | 16 | 16.A3 | AF0450:53 | PANEL B | 16.A1
AF0430:56 | SC | FU0410 | WHT | 16 | 16.A3 | AF0450:55 | PANEL B | 16.A1
AF0450:32 | SC | XT04001 | GRN | 16 | 16.A1 | XT0400:1 | PANEL B | 16.C5
AU0060:COM | SC | 0V | WHT | 16 | 15.A2 | XT0060:2 | PANEL B | 15.B1
AU0060:V+ | SC | FU0061 | WHT | 16 | 15.A2 | FU0061:LD | PANEL B | 15.B1
AU0070:COM | SC | 0V | WHT | 16 | 15.C2 | XT0060:4 | PANEL B | 15.C1
AU0070:V+ | SC | FU0070 | WHT | 16 | 15.C2 | FU0070:LD | PANEL B | 15.C1
FU0060:LI | SC | FU0210 | WHT | 12 | 14.A1 | FU0210:LD | PANEL B | 14.A2
FU0060:LI | SC | FU0210 | WHT | 12 | 14.A1 | FU0100:LI | PANEL B | 14.A1
FU0061:LI | SC | FU0060 | WHT | 14 | 15.B1 | FU0060:LD | PANEL B | 14.A1
FU0061:LI | SC | FU0060 | WHT | 14 | 15.B1 | FU0062:LI | PANEL B | 15.B1
FU0062:LI | SC | FU0060 | WHT | 14 | 15.B1 | FU0063:LI | PANEL B | 15.B1
FU0063:LI | SC | FU0060 | WHT | 14 | 15.B1 | FU0064:LI | PANEL B | 15.B1
FU0064:LI | SC | FU0060 | WHT | 14 | 15.B1 | FU0070:LI | PANEL B | 15.C1
FU0070:LI | SC | FU0060 | WHT | 14 | 15.C1 | FU0076:LI | PANEL B | 15.D1
FU0080:LI | SC | FU0137 | WHT | 12 | 19.A1 | FU0137:LD | PANEL B | 19.A2
FU0080:LI | SC | FU0137 | WHT | 12 | 19.A1 | FU0139:LI | PANEL B | 19.A1
FU0100:LD | SC | FU0100 | WHT | 16 | 14.A1 | KA1020:14 | PANEL B | 68.A5
FU0100:LI | SC | FU0210 | WHT | 12 | 14.A1 | FU0113:LI | PANEL B | 14.B1
FU0113:LI | SC | FU0210 | WHT | 12 | 14.B1 | FU0114:LI | PANEL B | 14.B1
FU0114:LI | SC | FU0210 | WHT | 12 | 14.B1 | FU0115:LI | PANEL B | 14.B1
FU0139:LD | SC | FU0139 | WHT | 16 | 19.A1 | XT0081:1 | PANEL B | 21.A2
FU0139:LI | SC | FU0137 | WHT | 12 | 19.A1 | FU0387:LI | PANEL B | 19.A1
FU0387:LI | SC | FU0137 | WHT | 12 | 19.A1 | FU0388:LI | PANEL B | 19.B1
FU0388:LD | SC | FU0388 | WHT | 16 | 19.B1 | KA0138:14 | PANEL B | 93.C5
FU0388:LI | SC | FU0137 | WHT | 12 | 19.B1 | FU0389:LI | PANEL B | 19.B1
FU0389:LD | SC | FU0389 | WHT | 16 | 19.B1 | XT0089:20 | PANEL B | 18.D5
GR0231: | SC | IEG02303 | GRN | 14 | 10.A4 | IEG0230:3 | PANEL B | 10.A3
GR0232: | SC | GR0232 | GRN/YEL | 14 | 10.A4 | FRAME | PANEL B | 10.A5
GR0233: | SC | IEG02308 | GRN | 14 | 10.A4 | IEG0230:8 | PANEL B | 10.A5
KA0130:A1 | SC | KA0130A1 | WHT | 20 | 18.C5 | KA0130:11 | PANEL B | 18.D6
KA0130:A2 | SC | UA1200J26 | WHT | 20 | 18.C5 | UA1200:J2-6 | PANEL B | 18.B1
KA0131:12 | SC | KA013112 | WHT | 20 | 22.B4 | KA0137:24 | PANEL B | 22.B1
KA0131:A1 | SC | KA0131A1 | WHT | 20 | 26.C5 | KA0132:A1 | PANEL B | 26.C5
KA0131:A1 | SC | KA0131A1 | WHT | 20 | 26.C5 | KA0242:14 | PANEL B | 26.C3
KA0131:A2 | SC | KA0131A2 | WHT | 20 | 26.C5 | KA0132:A2 | PANEL B | 26.C5
KA0132:11 | SC | FU0139 | WHT | 20 | 21.A1 | KA0133:11 | PANEL B | 21.B1
KA0132:11 | SC | FU0139 | WHT | 20 | 21.A1 | XT0081:1 | PANEL B | 21.A2
KA0132:12 | SC | KT014315 | WHT | 20 | 21.A1 | KT0142:A1 | PANEL B | 21.A6
KA0132:12 | SC | KT014315 | WHT | 20 | 21.A1 | KA0133:12 | PANEL B | 21.B1
KA0132:21 | SC | KA0138A1 | WHT | 20 | 21.C3 | KA0138:A1 | PANEL B | 21.C6
KA0132:22 | SC | KA013222 | WHT | 20 | 21.C3 | KT0141:18 | PANEL B | 21.C2
KA0132:24 | SC | KA013224 | WHT | 20 | 21.C3 | KA0134:14 | PANEL B | 21.C1
KA0132:A1 | SC | KA0131A1 | WHT | 20 | 26.C5 | KA0141:A1 | PANEL B | 26.C5
KA0132:A2 | SC | KA0131A2 | WHT | 20 | 26.C5 | KA0141:A2 | PANEL B | 26.C5
KA0133:11 | SC | FU0139 | WHT | 20 | 21.B1 | KT0144:A1 | PANEL B | 21.B6
KA0133:A2 | SC | 0V | WHT | 20 | 21.B6 | KA0136:A2 | PANEL B | 21.C6
KA0133:A2 | SC | 0V | WHT | 20 | 21.B6 | KT0144:A2 | PANEL B | 21.B6
KA0134:11 | SC | FU0139 | WHT | 20 | 21.C1 | KT0144:15 | PANEL B | 21.C1
KA0134:11 | SC | FU0139 | WHT | 20 | 21.C1 | KA0136:11 | PANEL B | 21.B1
KA0134:A1 | SC | KA0134A1 | WHT | 20 | 21.D6 | AF0067:12 | PANEL B | 21.D4
KA0134:A2 | SC | 0V | WHT | 20 | 21.D6 | KT0143:A2 | PANEL B | 21.D6
KA0136:11 | SC | FU0139 | WHT | 20 | 21.B1 | KT0144:A1 | PANEL B | 21.B6
KA0136:14 | SC | KA013821 | WHT | 20 | 21.B1 | KA0138:21 | PANEL B | 21.B2
KA0136:A1 | SC | PS32002 | WHT | 20 | 21.C6 | XT0089:13 | PANEL B | 89.D5
KA0136:A2 | SC | 0V | WHT | 20 | 21.C6 | KA0138:A2 | PANEL B | 21.C6
KA0137:11 | SC | FU0139 | WHT | 20 | 21.C1 | KT0140:15 | PANEL B | 21.C1
KA0137:11 | SC | FU0139 | WHT | 20 | 21.C1 | KT0144:15 | PANEL B | 21.C1
KA0137:14 | SC | KA013222 | WHT | 20 | 21.C1 | KT0141:18 | PANEL B | 21.C2
KA0137:14 | SC | KA013222 | WHT | 20 | 21.C1 | KT0144:18 | PANEL B | 21.C1
KA0137:A1 | SC | KA0137A1 | WHT | 20 | 22.A6 | KT0145:18 | PANEL B | 22.A1
KA0137:A2 | SC | 0V | WHT | 20 | 22.A6 | KT0145:A2 | PANEL B | 22.A6
KA0138:24 | SC | KT0144B1 | WHT | 20 | 21.B2 | KT0144:B1 | PANEL B | 21.B6
KA0138:A2 | SC | 0V | WHT | 20 | 21.C6 | KT0143:A2 | PANEL B | 21.D6
KA0141:21 | SC | KT0146A1 | WHT | 20 | 26.B5 | KA0241:21 | PANEL B | 26.A5
KA0141:21 | SC | KT0146A1 | WHT | 20 | 26.B5 | KT0146:A1 | PANEL B | 26.B4
KA0141:24 | SC | KA014124 | WHT | 20 | 26.B5 | KA0241:24 | PANEL B | 26.A5
KA0141:A1 | SC | KA0131A1 | WHT | 20 | 26.C5 | KA0230:A1 | PANEL B | 26.C5
KA0141:A2 | SC | KA0131A2 | WHT | 20 | 26.C5 | KA0230:A2 | PANEL B | 26.C5
KA0230:A1 | SC | KA0131A1 | WHT | 20 | 26.C5 | KA0231:A1 | PANEL B | 26.C5
KA0230:A2 | SC | KA0131A2 | WHT | 20 | 26.C5 | KA0231:A2 | PANEL B | 26.C5
KA0231:24 | SC | KA023124 | WHT | 20 | 24.C2 | KA0245:21 | PANEL B | 24.C3
KA0231:A1 | SC | KA0131A1 | WHT | 20 | 26.C5 | KA0232:A1 | PANEL B | 26.D5
KA0231:A2 | SC | KA0131A2 | WHT | 20 | 26.C5 | KA0232:A2 | PANEL B | 26.D5
KA0232:A1 | SC | KA0131A1 | WHT | 20 | 26.D5 | KA0233:A1 | PANEL B | 26.D5
KA0232:A2 | SC | KA0131A2 | WHT | 20 | 26.D5 | KA0233:A2 | PANEL B | 26.D5
KA0233:A1 | SC | KA0131A1 | WHT | 20 | 26.D5 | KA0234:A1 | PANEL B | 26.D5
KA0233:A2 | SC | KA0131A2 | WHT | 20 | 26.D5 | KA0234:A2 | PANEL B | 26.D5
KA0234:A1 | SC | KA0131A1 | WHT | 20 | 26.D5 | XT0089:8 | PANEL B | 26.D4
KA0241:11 | SC | UA1200J21 | WHT | 20 | 24.C2 | XT0089:19 | PANEL B | 18.D5
KA0241:14 | SC | KA024114 | WHT | 20 | 24.C2 | KA0231:21 | PANEL B | 24.C2
KA0241:A1 | SC | KA0241A1 | WHT | 20 | 24.A6 | KA0242:A1 | PANEL B | 24.B6
KA0241:A1 | SC | KA0241A1 | WHT | 20 | 24.A6 | XT0081:7 | PANEL B | 24.A3
KA0241:A2 | SC | 0V | WHT | 20 | 24.A6 | KA0242:A2 | PANEL B | 24.B6
KA0242:11 | SC | KT014618 | WHT | 20 | 26.C3 | KA0231:11 | PANEL B | 26.C3
KA0242:11 | SC | KT014618 | WHT | 20 | 26.C3 | KT0146:18 | PANEL B | 26.B2
KA0242:14 | SC | KA0131A1 | WHT | 20 | 26.C3 | KA0231:14 | PANEL B | 26.C3
KA0242:21 | SC | KA024221 | WHT | 20 | 18.C5 | XT0237:1 T2 | PANEL B | 18.C5
KA0243:21 | SC | KA024524 | WHT | 20 | 24.C4 | KA0245:24 | PANEL B | 24.C3
KA0243:24 | SC | ESTOPD | WHT | 20 | 24.C4 | XT0089:1 | PANEL B | 25.B4
KA0243:A1 | SC | KA0243A1 | WHT | 20 | 23.A6 | KA0244:A1 | PANEL B | 23.B6
KA0243:A1 | SC | KA0243A1 | WHT | 20 | 23.A6 | XT0089:10 | PANEL B | 23.A5
KA0243:A2 | SC | 0V | WHT | 20 | 23.A6 | KA0244:A2 | PANEL B | 23.B6
KA0244:11 | SC | FU0139 | WHT | 20 | 22.A1 | XT0081:2 | PANEL B | 22.A2
KA0244:11 | SC | FU0139 | WHT | 20 | 22.A1 | KT0142:15 | PANEL B | 22.A1
KA0244:12 | SC | KT0145A1 | WHT | 20 | 22.A1 | KT0145:A1 | PANEL B | 22.A6
KA0244:A2 | SC | 0V | WHT | 20 | 23.B6 | KA0245:A2 | PANEL B | 23.C6
KA0245:A1 | SC | KA0245A1 | WHT | 20 | 23.C6 | XT0089:11 | PANEL B | 23.C5
KA1020:24 | SC | 0V | WHT | 14 | 68.A5 | XT0062:2 | PANEL B | 14.A1
KT0140:16 | SC | KT014115 | WHT | 20 | 21.C1 | KT0141:15 | PANEL B | 21.C2
KT0140:18 | SC | KT0143A1 | WHT | 20 | 21.D1 | KT0143:A1 | PANEL B | 21.D6
KT0140:A1 | SC | KT0140A1 | WHT | 20 | 21.A6 | KT0143:16 | PANEL B | 21.A5
KT0140:A2 | SC | 0V | WHT | 20 | 21.A6 | KT0141:A2 | PANEL B | 21.A6
KT0141:A1 | SC | KT014315 | WHT | 20 | 21.A6 | KT0143:15 | PANEL B | 21.A5
KT0141:A1 | SC | KT014315 | WHT | 20 | 21.A6 | KT0142:A1 | PANEL B | 21.A6
KT0141:A2 | SC | 0V | WHT | 20 | 21.A6 | KT0142:A2 | PANEL B | 21.A6
KT0142:15 | SC | FU0139 | WHT | 20 | 22.A1 | KT0145:15 | PANEL B | 22.A1
KT0142:A2 | SC | 0V | WHT | 20 | 21.A6 | KT0144:A2 | PANEL B | 21.B6
KT0145:15 | SC | FU0139 | WHT | 20 | 22.A1 | KA0137:21 | PANEL B | 22.B1
KT0145:18 | SC | KA0137A1 | WHT | 20 | 22.A1 | KT0142:18 | PANEL B | 22.A1
RR0941:-3.01K OHM | SC | FU0139 | LEAD | --- | 26.A2 | XT0089:16 | PANEL B | 26.A2
RR0941:-3.01K OHM | SC | 007405 | LEAD | --- | 26.A2 | XT0089:17 | PANEL B | 26.A2
RR0942:-1.0K OHM | SC | 0V | LEAD | --- | 26.A2 | XT0089:18 | PANEL B | 26.A2
RR0942:-1.0K OHM | SC | 007405 | LEAD | --- | 26.A2 | XT0089:17 | PANEL B | 26.A2
UA1200:J1-10 | SC | FU0389 | WHT | 20 | 18.B1 | XT0089:20 | PANEL B | 18.D5
UA1200:J1-5 | SC | UA1200J15 | WHT | 20 | 18.B1 | XT0237:1 B1 | PANEL B | 18.C5
UA1200:J1-8 | SC | UA1200J | WHT | 20 | 60.B6 | UA1200:J3-5 | PANEL B | 60.B6
UA1200:J1-9 | SC | 0V | WHT | 20 | 18.B1 | XT0089:21 | PANEL B | 18.D5
UA1200:J2-1 | SC | UA1200J21 | WHT | 20 | 18.B1 | XT0089:19 | PANEL B | 18.D5
UA1200:J2-2 | SC | FU0389 | WHT | 20 | 18.B1 | XT0089:20 | PANEL B | 18.D5
XT0062:2 | SC | 0V | WHT | 14 | 14.A1 | XT0060:1 | PANEL B | 15.A1
XT0081:1 | SC | FU0139 | WHT | 20 | 21.A2 | XT0089:16 | PANEL B | 26.A2
XT0081:2 | SC | FU0139 | WHT | 20 | 22.A2 | XT0081:1 | PANEL B | 21.A2
XT0089:12 | SC | FU0139 | WHT | 20 | 89.D5 | XT0081:4 | PANEL B | 24.A3
XT0089:21 | SC | 0V | WHT | 16 | 18.D5 | XT0082:3 | PANEL B | 19.B1
AU0060:L1 | WC0007 | AU0070L2 | ENET | CABLE | 2.B1 | AU0070:L2 | PANEL B | 2.A6
AF0410:L2 | WC0041 | AF0410L2 | ENET | CABLE | 2.A5 | AF0420:L1 | PANEL B | 2.A5
AF0420:L2 | WC0042 | AF0420L2 | ENET | CABLE | 2.A5 | AF0430:L1 | PANEL B | 2.A6
AF0430:L2 | WC0043 | AF0430L2 | ENET | CABLE | 2.A6 | AF0450:L1 | PANEL B | 2.A1
AF0065:12 | WC4524 | UA1200J13 | RED | 20 | 18.B7 | UA1200:J1-3 | PANEL B | 18.B1
AF0065:28 | WC4524 | UA1200J11 | BLK | 20 | 18.B7 | UA1200:J1-1 | PANEL B | 18.B1
AF0065:60 | WC4524 | UJA1200S | SH | 20 | 18.B7 | FLOATING | PANEL B | 18.B2
AF0400:LBUS | WC8040 | AF0400LBUS | BUS | CABLE | 16.A6 | AF0410:RBUS | PANEL B | 16.A5
AF0410:LBUS | WC8041 | AF0420RBUS | BUS | CABLE | 16.A5 | AF0420:RBUS | PANEL B | 16.A4
AF0420:LBUS | WC8042 | AF0430RBUS | BUS | CABLE | 16.A4 | AF0430:RBUS | PANEL B | 16.A3
AF0430:LBUS | WC8043 | AF0450RBUS | BUS | CABLE | 16.A3 | AF0450:RBUS | PANEL B | 16.A1
AF0410:L1 | WC0017 | AT0170L2 | ENET | CABLE | 2.A5 | AT0170:L2 | FIRE PANEL | 2.A4
AU0060:L2 | WC0006 | AU0060L2 | ENET | CABLE | 2.B1 | AF0510:L1 | HPC CTRL | 2.C4
AF0076:00 | SC | KA023514 | WHT | 20 | 76.B7 | KA0235:14 | PANEL A | 76.B5
AF0076:01 | SC | KA023714 | WHT | 20 | 77.B7 | KA0237:14 | PANEL A | 77.B5
FU0080:LD | SC | FU0080 | WHT | 14 | 19.A1 | FU0081:LI | PANEL A | 20.B1
FU0115:LI | SC | FU0210 | WHT | 12 | 14.B1 | FU0237:LI | PANEL A | 14.B1
FU0137:LI | SC | FU0136 | WHT | 14 | 19.A2 | XT0002:2 | PANEL A | 12.A4
FU0210:LI | SC | FU0136 | WHT | 14 | 14.A2 | XT0002:1 | PANEL A | 12.A4
FU0389:LI | SC | FU0137 | WHT | 12 | 19.B1 | FU0390:LI | PANEL A | 19.C1
FU0410:LI | SC | FU0136 | WHT | 14 | 16.C1 | XT0002:3 | PANEL A | 12.A4
IEG0230:0 | SC | IEG02300 | GRN | 8 | 10.A2 | IEG0010:1 | PANEL A | 10.A2
KA0130:14 | SC | KA013014 | WHT | 20 | 18.D6 | AF0081:03 | PANEL A | 18.C7
KA0130:A1 | SC | KA0130A1 | WHT | 20 | 18.C5 | AF0081:35 | PANEL A | 18.C7
KA0131:11 | SC | KA0135A1 | WHT | 20 | 22.B4 | KA0135:A1 | PANEL A | 22.B6
KA0131:14 | SC | KA013114 | WHT | 20 | 22.B4 | AF0092:06 | PANEL A | 22.B3
KA0131:A2 | SC | KA0131A2 | WHT | 20 | 26.C5 | AF0081:24 | PANEL A | 26.B6
KA0133:A1 | SC | KA0133A1 | WHT | 20 | 21.B6 | AF0092:02 | PANEL A | 21.B4
KA0134:A1 | SC | KA0134A1 | WHT | 20 | 21.D6 | AF0091:12 | PANEL A | 21.D5
KA0136:21 | SC | KA013621 | WHT | 20 | 21.D3 | AF0087:43 | PANEL A | 21.D3
KA0136:24 | SC | KA013624 | WHT | 20 | 21.D3 | AF0087:11 | PANEL A | 21.D3
KA0137:24 | SC | KA013112 | WHT | 20 | 22.B1 | AF0087:09 | PANEL A | 22.B2
KA0137:A2 | SC | 0V | WHT | 20 | 22.A6 | KA0135:A2 | PANEL A | 22.B6
KA0138:11 | SC | KM3170EP | WHT | 20 | 93.C5 | XT0080:9 | PANEL A | 93.C5
KA0141:11 | SC | KA014111 | WHT | 20 | 26.A5 | AF0091:39 | PANEL A | 26.A6
KA0141:14 | SC | KA014114 | WHT | 20 | 26.A5 | AF0091:07 | PANEL A | 26.A6
KA0141:24 | SC | KA014124 | WHT | 20 | 26.B5 | AF0081:40 | PANEL A | 26.B6
KA0221:11 | SC | 023524 | WHT | 20 | 72.B6 | KA0235:24 | PANEL A | 72.B5
KA0221:14 | SC | 009502 | WHT | 20 | 72.B6 | AF0095:02 | PANEL A | 72.B7
KA0222:11 | SC | 023724 | WHT | 20 | 72.C6 | KA0237:24 | PANEL A | 72.C5
KA0232:11 | SC | HA047202 | WHT | 20 | 45.A5 | KA0875:11 | PANEL A | 45.A5
KA0241:11 | SC | UA1200J21 | WHT | 20 | 24.C2 | KA0236:21 | PANEL A | 24.C2
KA0241:14 | SC | KA024114 | WHT | 20 | 24.C2 | KA0236:24 | PANEL A | 24.C2
KA0241:A2 | SC | 0V | WHT | 20 | 24.A6 | XT0080:8 | PANEL A | 24.A6
KA0242:24 | SC | KA023921 | WHT | 20 | 18.C5 | KA0239:21 | PANEL A | 18.C6
KA0242:A2 | SC | 0V | WHT | 20 | 24.B6 | KA0235:A2 | PANEL A | 24.C6
KA0243:11 | SC | KA024311 | WHT | 20 | 23.D6 | AF0081:33 | PANEL A | 23.D7
KA0243:14 | SC | KA024314 | WHT | 20 | 23.D6 | AF0081:01 | PANEL A | 23.D7
KA0243:A2 | SC | 0V | WHT | 20 | 23.A6 | XT0080:7 | PANEL A | 23.A6
KA0245:11 | SC | KA024511 | WHT | 20 | 23.D6 | AF0081:34 | PANEL A | 23.D7
KA0245:14 | SC | KA024514 | WHT | 20 | 23.D6 | AF0081:02 | PANEL A | 23.D7
KT0140:A2 | SC | 0V | WHT | 20 | 21.A6 | XT0080:5 | PANEL A | 21.A6
KT0145:A2 | SC | 0V | WHT | 20 | 22.A6 | XT0080:6 | PANEL A | 22.A6
KT0146:18 | SC | KT014618 | WHT | 20 | 26.B2 | AF0081:08 | PANEL A | 26.B6
UA1200:J2-7 | SC | UA1200J27 | WHT | 20 | 18.B1 | AF0081:19 | PANEL A | 18.C7
UA1200:J3-4 | SC | IEG001012 | GRN | 16 | 18.B1 | IEG0010:12 | PANEL A | 18.D2
XT0062:1 | SC | 0V | WHT | 12 | 14.A1 | XT0003:1 | PANEL A | 12.A4
XT0081:3 | SC | FU0139 | WHT | 20 | 23.A2 | KA0255:21 | PANEL A | 28.A1
XT0081:5 | SC | FU0139 | WHT | 20 | 24.A3 | KA0236:11 | PANEL A | 24.A2
XT0082:1 | SC | 0V | WHT | 12 | 19.A1 | XT0003:2 | PANEL A | 12.A4
XT0082:2 | SC | 0V | WHT | 14 | 19.A1 | XT0080:1 | PANEL A | 20.A1
XT0082:2 | SC | 0V | WHT | 20 | 19.A1 | XT0080:5 | PANEL A | 21.A6
XT0082:5 | SC | 0V | WHT | 20 | 19.B1 | AF0094:07 | PANEL A | 13.A7
XT0082:5 | SC | 0V | WHT | 20 | 19.B1 | AF0094:05 | PANEL A | 13.A7
XT0082:6 | SC | 0V | WHT | 16 | 19.C1 | XT0083:3 | PANEL A | 80.C5
XT0084:1 | SC | UF1300 | WHT | 20 | 89.D6 | KA0240:14 | PANEL A | 89.D6
XT0089:10 | SC | KA0243A1 | WHT | 20 | 23.A5 | KA0246:A1 | PANEL A | 28.C6
XT0089:11 | SC | KA0245A1 | WHT | 20 | 23.C5 | KA0249:A1 | PANEL A | 28.C6
XT0089:14 | SC | PS32004 | WHT | 20 | 89.D5 | KA0240:11 | PANEL A | 89.D6
XT0089:18 | SC | 0V | WHT | 20 | 26.A2 | XT0080:5 | PANEL A | 21.A6
XT0089:19 | SC | UA1200J21 | WHT | 20 | 18.D5 | AF0081:00 | PANEL A | 18.D7
XT0089:22 | SC | KA0135A1 | WHT | 20 | 22.C5 | KA0145:A1 | PANEL A | 28.B6
XT0089:22 | SC | KA0135A1 | WHT | 20 | 22.C5 | KA0135:A1 | PANEL A | 22.B6
XT0089:5 | SC | ESTOP | WHT | 20 | 25.C4 | KA0235:A1 | PANEL A | 24.C6
XT0089:6 | SC | ESTOP | WHT | 20 | 24.D5 | KA0251:A1 | PANEL A | 24.D6
XT0089:9 | SC | KA0131A1 | WHT | 20 | 26.D4 | KA0255:A1 | PANEL A | 28.B6
XT0400:3 | SC | IEG00104 | GRN | 14 | 16.C5 | IEG0010:4 | PANEL A | 16.C6
XT0401:1 | SC | 0V | WHT | 14 | 16.A1 | XT0003:3 | PANEL A | 12.A4
AF0450:L2 | WC0045 | AF0450L2 | ENET | CABLE | 2.A1 | AU0090:L1 | PANEL A | 2.A3
IEG0230:6 | SC | IEG02306 | GRN | 12 | 5.B6 | AR0600:IE2 | PLC | 5.A1
KA0232:12 | SC | KA023212 | WHT | 20 | 45.A5 | KA0178:11 | RAIL,LEFT,JB70 | 45.A6
IEG0230:2 | SC | IEG02302 | GRN | 14 | 10.B5 | GR1000: | RAIL,RIGHT,JB70 | 10.B5
XT0081:6 | SC | FU0139 | WHT | 20 | 24.A3 | XT0111:15 | RAIL,RIGHT,JB70 | 43.C5
XT0081:7 | SC | KA0241A1 | WHT | 20 | 24.A3 | XT0111:16 | RAIL,RIGHT,JB70 | 43.C5
XT0089:3 | SC | ESTOPB | WHT | 20 | 25.B4 | XT0111:19 | RAIL,RIGHT,JB70 | 44.C5
XT0089:4 | SC | ESTOPA | WHT | 20 | 25.C4 | XT0111:20 | RAIL,RIGHT,JB70 | 44.C5
AU0070:L1 | WC0010 | BA1100L2 | ENET | CABLE | 2.A6 | BA1100:L2 | RAIL,RIGHT,JB70 | 2.A5
SolarTools ver. 24.0.84.24712 (Jul 31, 2025)
Report date: 4/9/2026 11:25 PM

## PLC
PLC
PLC PANEL,JB70
Project # | 4P441
Project Name | Pallette Compressor Station
Revision | B
Controls DE | A. CHEN
Phone:
Controls ME | A. PLVAN
Phone:
From | [5 empty] | To
Device ID | Cable (W) Conductor (SC) Jumper Clip (JC) | Wire No. | Wire ID | Gauge/Size | Page/Zone | Device ID | Location | Page/Zone
AR0600:IE1 | SC | UV0600G | GRN | 14 | 5.A1 | UV0600:GND | PLC | 5.B2
AT0680:NEG | SC | 0V | WHT | 14 | 7.A5 | XT0680:2 | PLC | 7.A4
AT0680:POS | SC | AT0680POS | WHT | 14 | 7.A5 | XT0680:1 | PLC | 7.A4
FU0010:LD | SC | FU0010 | WHT | 14 | 5.B1 | UV0600:(+) | PLC | 5.B2
FU0680:LD | SC | AT0680POS | WHT | 14 | 7.A4 | XT0680:1 | PLC | 7.A4
GR0234: | SC | GR0234 | GRN/YEL | 14 | 10.B4 | FRAME | PLC | 10.B4
AP0602:L2 | WC0001 | AP0602L2 | ENET | CABLE | 2.A2 | AP0603:L1 | PLC | 2.A3
AP0609:L1 | WC0680 | AP0609L1 | ENET | CABLE | 3.A2 | AT0680:LAN1 | PLC | 3.A2
AP0603:L2 | WC0003 | AP0603L2 | ENET | CABLE | 2.A3 | AT0170:L1 | FIRE PANEL | 2.A4
FU0010:LI | SC | FU0136 | WHT | 14 | 5.B1 | XT0002:4 | PANEL A | 12.A4
UV0600:(-) | SC | 0V | WHT | 14 | 5.B2 | XT0003:4 | PANEL A | 12.B4
AR0600:IE2 | SC | IEG02306 | GRN | 12 | 5.A1 | IEG0230:6 | PANEL B | 5.B6
FU0680:LI | SC | FU0136 | WHT | 14 | 7.A4 | XT0051:4 | RAIL,RIGHT,JB70 | 8.C4
XT0680:2 | SC | 0V | WHT | 14 | 7.A4 | XT0051:8 | RAIL,RIGHT,JB70 | 8.C3
AP0602:L1 | WC9001 | BA0001RJ45 | ENET | CABLE | 2.A2 | BA0001:RJ45 | RAIL,RIGHT,JB70 | 2.A2
AT0680:LAN2 | WC9019 | AT0680LAN2 | ENET | CABLE | 3.A2 | BA0009:RJ45 | RAIL,RIGHT,JB70 | 3.A3
SolarTools ver. 24.0.84.24712 (Jul 31, 2025)
Report date: 4/9/2026 11:25 PM

## PROX,TURB
PROX,TURB
Project # | 4P441
Project Name | Pallette Compressor Station
Revision | B
Controls DE | A. CHEN
Phone:
Controls ME | A. PLVAN
Phone:
From | [5 empty] | To
Device ID | Cable (W) Conductor (SC) Jumper Clip (JC) | Wire No. | Wire ID | Gauge/Size | Page/Zone | Device ID | Location | Page/Zone
GR1210: | SC | GR1210 | GRN/YEL | 14 | 10.A6 | FRAME | PROX,TURB | 10.A6
GR1211: | SC | GR1211 | GRN/YEL | 14 | 10.A6 | FRAME | PROX,TURB | 10.A6
SolarTools ver. 24.0.84.24712 (Jul 31, 2025)
Report date: 4/9/2026 11:25 PM

## RAIL,LEFT,JB70
RAIL,LEFT,JB70
TURBINE CONTROL BOX, LEFT RAIL
Project # | 4P441
Project Name | Pallette Compressor Station
Revision | B
Controls DE | A. CHEN
Phone:
Controls ME | A. PLVAN
Phone:
From | [5 empty] | To
Device ID | Cable (W) Conductor (SC) Jumper Clip (JC) | Wire No. | Wire ID | Gauge/Size | Page/Zone | Device ID | Location | Page/Zone
XT0535:1 | JC | FU0535 | CLIP | --- | 31.A5 | XT0535:2 | RAIL,LEFT,JB70 | 31.A5
XT0535:2 | JC | FU0535 | CLIP | --- | 31.A5 | XT0535:3 | RAIL,LEFT,JB70 | 31.A5
XT0535:3 | JC | FU0535 | CLIP | --- | 31.A5 | XT0535:4 | RAIL,LEFT,JB70 | 31.A5
XT0535:4 | JC | FU0535 | CLIP | --- | 31.A5 | XT0535:5 | RAIL,LEFT,JB70 | 31.B5
XT0536:1 | JC | 0V | CLIP | --- | 31.A5 | XT0536:2 | RAIL,LEFT,JB70 | 31.A5
XT0536:2 | JC | 0V | CLIP | --- | 31.A5 | XT0536:3 | RAIL,LEFT,JB70 | 31.A5
XT0536:3 | JC | 0V | CLIP | --- | 31.A5 | XT0536:4 | RAIL,LEFT,JB70 | 31.B5
XT0536:4 | JC | 0V | CLIP | --- | 31.B5 | XT0536:5 | RAIL,LEFT,JB70 | 31.B5
AT0175:11 | SC | KA651012 | WHT | 20 | 120.A6 | KA6510:12 | RAIL,LEFT,JB70 | 120.A6
AT0175:14 | SC | AT017514 | LEAD | --- | 29.B6 | RR1755: -10K OHM | RAIL,LEFT,JB70 | 29.B6
AT0175:15 | SC | AT017515 | LEAD | --- | 29.B6 | RR1755: -10K OHM | RAIL,LEFT,JB70 | 29.B6
AT0175:17 | SC | AT017517 | WHT | 20 | 41.A6 | XT0173:2 | RAIL,LEFT,JB70 | 41.A4
AT0175:18 | SC | HL0171X1 | WHT | 20 | 41.A6 | XT0173:3 | RAIL,LEFT,JB70 | 41.A4
AT0175:2 | SC | SB017013 | WHT | 20 | 41.C6 | XT0173:12 | RAIL,LEFT,JB70 | 41.C4
AT0175:20 | SC | AT017520 | WHT | 20 | 41.A6 | XT0173:5 | RAIL,LEFT,JB70 | 41.A4
AT0175:21 | SC | HL0172X1 | WHT | 20 | 41.A6 | XT0173:6 | RAIL,LEFT,JB70 | 41.A4
AT0175:23 | SC | AT017523 | WHT | 20 | 41.B6 | XT0173:8 | RAIL,LEFT,JB70 | 41.B4
AT0175:24 | SC | HL0173X1 | WHT | 20 | 41.B6 | XT0173:9 | RAIL,LEFT,JB70 | 41.B4
AT0175:3 | SC | SB017014 | WHT | 20 | 41.C6 | XT0173:13 | RAIL,LEFT,JB70 | 41.C4
AT0175:5P1 | SC | KA6510A2 | WHT | 20 | 40.B5 | KA6510:A2 | RAIL,LEFT,JB70 | 41.C5
AT0175:GND | SC | AT0175G | GRN/YEL | 14 | 40.B5 | FRAME | RAIL,LEFT,JB70 | 40.C6
AT0176:11 | SC | AT017611 | LEAD | --- | 29.A6 | RR1764:-10K OHM | RAIL,LEFT,JB70 | 29.A6
AT0176:12 | SC | AT017612 | LEAD | --- | 29.A6 | RR1764:-10K OHM | RAIL,LEFT,JB70 | 29.A6
AT0176:14 | SC | AT017614 | LEAD | --- | 29.D6 | RR1765:-10K OHM | RAIL,LEFT,JB70 | 29.D6
AT0176:15 | SC | AT017615 | LEAD | --- | 29.D6 | RR1765:-10K OHM | RAIL,LEFT,JB70 | 29.D6
AT0176:17 | SC | AT017617 | LEAD | --- | 29.C6 | RR1766:-10K OHM | RAIL,LEFT,JB70 | 29.C6
AT0176:18 | SC | AT017618 | LEAD | --- | 29.C6 | RR1766:-10K OHM | RAIL,LEFT,JB70 | 29.C6
AT0176:20 | SC | AT017620 | LEAD | --- | 29.C6 | RR1767:-10K OHM | RAIL,LEFT,JB70 | 29.D6
AT0176:21 | SC | AT017621 | LEAD | --- | 29.C6 | RR1767:-10K OHM | RAIL,LEFT,JB70 | 29.D6
AT0176:4P1 | SC | AT01764P1 | WHT | 14 | 40.C5 | AT0178:1P1 | RAIL,LEFT,JB70 | 40.D5
AT0176:5P1 | SC | AT01765P1 | WHT | 14 | 40.C5 | AT0178:2P1 | RAIL,LEFT,JB70 | 40.D5
AT0176:GND | SC | AT0176G | GRN/YEL | 14 | 40.C5 | FRAME | RAIL,LEFT,JB70 | 40.C6
AT0178:23 | SC | AT017823 | WHT | 20 | 30.D6 | XT0171:2 | RAIL,LEFT,JB70 | 30.D6
AT0178:24 | SC | AT017824 | WHT | 20 | 30.D6 | XT0171:3 | RAIL,LEFT,JB70 | 30.D6
AT0178:GND | SC | AT0178G | GRN/YEL | 14 | 40.D5 | FRAME | RAIL,LEFT,JB70 | 40.D6
FU0294:LI | SC | FU0535 | WHT | 12 | 31.A5 | XT0535:4 | RAIL,LEFT,JB70 | 31.A5
FU0295:LI | SC | FU0535 | WHT | 12 | 31.B5 | XT0535:5 | RAIL,LEFT,JB70 | 31.B5
FU0535:LD | SC | FU0535 | WHT | 12 | 31.A4 | XT0535:1 | RAIL,LEFT,JB70 | 31.A5
GR0431: | SC | GR0431 | GRN/YEL | 14 | 10.B3 | FRAME | RAIL,LEFT,JB70 | 10.B3
KA0172:A2 | SC | 0V | WHT | 20 | 40.B2 | KA0174:A2 | RAIL,LEFT,JB70 | 40.C2
KA0178:A1 | SC | KA0178A1 | WHT | 20 | 30.D5 | XT0171:1 | RAIL,LEFT,JB70 | 30.D5
KA0178:A2 | SC | AT017824 | WHT | 20 | 30.D5 | XT0171:3 | RAIL,LEFT,JB70 | 30.D6
RR1751: -10K OHM | SC | SB017013 | LEAD | --- | 41.C4 | XT0173:12 | RAIL,LEFT,JB70 | 41.C4
RR1751: -10K OHM | SC | SB017014 | LEAD | --- | 41.C4 | XT0173:13 | RAIL,LEFT,JB70 | 41.C4
RR1756: -10K OHM | SC | AT017517 | LEAD | --- | 41.A4 | XT0173:2 | RAIL,LEFT,JB70 | 41.A4
RR1756: -10K OHM | SC | HL0171X1 | LEAD | --- | 41.A4 | XT0173:3 | RAIL,LEFT,JB70 | 41.A4
RR1757: -10K OHM | SC | AT017520 | LEAD | --- | 41.A4 | XT0173:5 | RAIL,LEFT,JB70 | 41.A4
RR1757: -10K OHM | SC | HL0172X1 | LEAD | --- | 41.A4 | XT0173:6 | RAIL,LEFT,JB70 | 41.A4
RR1758: -10K OHM | SC | AT017523 | LEAD | --- | 41.B4 | XT0173:8 | RAIL,LEFT,JB70 | 41.B4
RR1758: -10K OHM | SC | HL0173X1 | LEAD | --- | 41.B4 | XT0173:9 | RAIL,LEFT,JB70 | 41.B4
RR1788: -10K OHM | SC | AT017823 | LEAD | --- | 30.D6 | XT0171:2 | RAIL,LEFT,JB70 | 30.D6
RR1788: -10K OHM | SC | AT017824 | LEAD | --- | 30.D6 | XT0171:3 | RAIL,LEFT,JB70 | 30.D6
VD1756:- | SC | HL0171X2 | LEAD | --- | 41.A4 | XT0173:1 | RAIL,LEFT,JB70 | 41.A4
VD1756:+ | SC | AT017517 | LEAD | --- | 41.A4 | XT0173:2 | RAIL,LEFT,JB70 | 41.A4
VD1757:- | SC | HL0172X2 | LEAD | --- | 41.A4 | XT0173:4 | RAIL,LEFT,JB70 | 41.A4
VD1757:+ | SC | AT017520 | LEAD | --- | 41.A4 | XT0173:5 | RAIL,LEFT,JB70 | 41.A4
VD1758:- | SC | HL0173X2 | LEAD | --- | 41.B4 | XT0173:7 | RAIL,LEFT,JB70 | 41.B4
VD1758:+ | SC | AT017523 | LEAD | --- | 41.B4 | XT0173:8 | RAIL,LEFT,JB70 | 41.B4
VD1788:- | SC | KA0178A1 | LEAD | --- | 30.D6 | XT0171:1 | RAIL,LEFT,JB70 | 30.D5
VD1788:+ | SC | AT017823 | LEAD | --- | 30.D6 | XT0171:2 | RAIL,LEFT,JB70 | 30.D6
XT0171:4 | SC | FU0170 | WHT | 14 | 114.A6 | XT0173:24 | RAIL,LEFT,JB70 | 114.B6
XT0171:5 | SC | 0V | WHT | 14 | 114.A6 | XT0173:25 | RAIL,LEFT,JB70 | 114.B6
XT0171:6 | SC | LON1S2 | WHT | 14 | 114.A6 | XT0173:23 | RAIL,LEFT,JB70 | 114.B6
AT0175:1P2 | WC8066 | AT01751P2 | WHT | 16 | 40.C7 | AT0176:4P2 | RAIL,LEFT,JB70 | 40.C7
AT0175:2P2 | WC8066 | AT01752P2 | BLK | 16 | 40.C7 | AT0176:5P2 | RAIL,LEFT,JB70 | 40.C7
AT0175:3P2 | WC8066 | AT01753P2 | SH | 16 | 40.C7 | AT0176:6P2 | RAIL,LEFT,JB70 | 40.C7
AT0176:1P2 | WC8067 | AT01761P2 | WHT | 16 | 40.C7 | AT0178:4P2 | RAIL,LEFT,JB70 | 40.D7
AT0176:2P2 | WC8067 | AT01762P2 | BLK | 16 | 40.C7 | AT0178:5P2 | RAIL,LEFT,JB70 | 40.D7
AT0176:3P2 | WC8067 | AT01763P2 | SH | 16 | 40.C7 | AT0178:6P2 | RAIL,LEFT,JB70 | 40.D7
XT0007:1 | SC | FU0183 | WHT | 16 | 6.B5 | FU0183:LD | BOP | 35.D1
XT0007:2 | SC | 0V | WHT | 20 | 6.B5 | XT0140:6 | BOP | 35.D1
AT0175:4P1 | SC | AT01754P1 | WHT | 20 | 40.B5 | SA0170:B2-13 | JB70 | 41.C1
KA6510:A1 | SC | SA0170B214 | WHT | 20 | 41.C5 | SA0170:B2-14 | JB70 | 41.C1
XT0173:1 | SC | HL0171X2 | WHT | 20 | 41.A4 | HL0171:X2 | JB70 | 41.A1
XT0173:10 | SC | SA0170B113 | WHT | 20 | 41.B4 | SA0170:B1-13 | JB70 | 41.B1
XT0173:11 | SC | SA0170B114 | WHT | 20 | 41.B4 | SA0170:B1-14 | JB70 | 41.B1
XT0173:12 | SC | SB017013 | WHT | 20 | 41.C4 | SB0170:13 | JB70 | 41.C1
XT0173:13 | SC | SB017014 | WHT | 20 | 41.C4 | SB0170:14 | JB70 | 41.C1
XT0173:3 | SC | HL0171X1 | WHT | 20 | 41.A4 | HL0171:X1 | JB70 | 41.A1
XT0173:4 | SC | HL0172X2 | WHT | 20 | 41.A4 | HL0172:X2 | JB70 | 41.A1
XT0173:6 | SC | HL0172X1 | WHT | 20 | 41.A4 | HL0172:X1 | JB70 | 41.A1
XT0173:7 | SC | HL0173X2 | WHT | 20 | 41.B4 | HL0173:X2 | JB70 | 41.B1
XT0173:9 | SC | HL0173X1 | WHT | 20 | 41.B4 | HL0173:X1 | JB70 | 41.B1
AT0175:1P1 | SC | UV01709 | WHT | 14 | 40.B5 | UV0170:9(+) | FIRE PANEL | 40.A3
AT0175:2P1 | SC | UV017010 | WHT | 14 | 40.B5 | UV0170:10(-) | FIRE PANEL | 40.A3
AT0176:1P1 | SC | UV017011 | WHT | 14 | 40.C5 | UV0170:11(+) | FIRE PANEL | 40.A3
AT0176:2P1 | SC | UV017012 | WHT | 14 | 40.C5 | UV0170:12(-) | FIRE PANEL | 40.A3
KA0172:A1 | SC | AT017025 | WHT | 20 | 40.B2 | AT0170:25 | FIRE PANEL | 40.B3
KA0172:A2 | SC | 0V | WHT | 20 | 40.B2 | XT0170:4 | FIRE PANEL | 40.A2
KA0174:A1 | SC | AT017031 | WHT | 20 | 40.C2 | AT0170:31 | FIRE PANEL | 40.C3
XT0171:4 | SC | FU0170 | WHT | 14 | 114.A6 | FU0170:LD | FIRE PANEL | 40.A2
XT0171:5 | SC | 0V | WHT | 14 | 114.A6 | XT0170:3 | FIRE PANEL | 40.A2
XT0173:10 | SC | SA0170B113 | WHT | 20 | 41.B4 | AT0170:11 | FIRE PANEL | 41.B6
XT0173:11 | SC | SA0170B114 | WHT | 20 | 41.B4 | AT0170:12 | FIRE PANEL | 41.B6
XT0173:26 | SC | LON0P | WHT | 14 | 115.A5 | UV0170:13(+) | FIRE PANEL | 115.A6
XT0173:27 | SC | LON0N | WHT | 14 | 115.A5 | UV0170:14(-) | FIRE PANEL | 115.A6
XT0535:3 | SC | FU0535 | WHT | 14 | 31.A5 | XT0170:2 | FIRE PANEL | 40.A2
XT0536:3 | SC | 0V | WHT | 14 | 31.A5 | XT0170:3 | FIRE PANEL | 40.A2
AT0175:4P2 | WC8069 | AT017050 | WHT | 16 | 40.A7 | AT0170:50 | FIRE PANEL | 40.A7
AT0175:5P2 | WC8069 | AT017049 | BLK | 16 | 40.A7 | AT0170:49 | FIRE PANEL | 40.A7
AT0175:6P2 | WC8069 | AT017048 | SH | 16 | 40.A7 | AT0170:48 | FIRE PANEL | 40.A7
XT0007:1 | SC | FU0183 | WHT | 16 | 6.B5 | FU0028:LI | JB74,LEFT RAIL | 6.C4
XT0007:1 | SC | FU0183 | WHT | 16 | 6.B5 | FU0027:LI | JB74,LEFT RAIL | 6.B4
XT0007:2 | SC | 0V | WHT | 16 | 6.B5 | BA0008:V1(-) | JB74,LEFT RAIL | 6.C2
XT0007:2 | SC | 0V | WHT | 16 | 6.B5 | BA0007:V1(-) | JB74,LEFT RAIL | 6.B2
FU0535:LI | SC | FU0136 | WHT | 12 | 31.A4 | XT0002:7 | PANEL A | 12.B4
KA0178:14 | SC | FU0535 | WHT | 20 | 45.A6 | KA0875:14 | PANEL A | 45.A5
XT0536:1 | SC | 0V | WHT | 12 | 31.A5 | XT0003:7 | PANEL A | 12.B4
KA0178:11 | SC | KA023212 | WHT | 20 | 45.A6 | KA0232:12 | PANEL B | 45.A5
SolarTools ver. 24.0.84.24712 (Jul 31, 2025)
Report date: 4/9/2026 11:25 PM

## RAIL,RIGHT,JB70
RAIL,RIGHT,JB70
TURBINE CONTROL BOX, RIGHT RAIL
Project # | 4P441
Project Name | Pallette Compressor Station
Revision | B
Controls DE | A. CHEN
Phone:
Controls ME | A. PLVAN
Phone:
From | [5 empty] | To
Device ID | Cable (W) Conductor (SC) Jumper Clip (JC) | Wire No. | Wire ID | Gauge/Size | Page/Zone | Device ID | Location | Page/Zone
XT0051:1 | JC | FU0136 | CLIP | --- | 8.A4 | XT0051:2 | RAIL,RIGHT,JB70 | 8.B4
XT0051:2 | JC | FU0136 | CLIP | --- | 8.B4 | XT0051:3 | RAIL,RIGHT,JB70 | 8.B4
XT0051:3 | JC | FU0136 | CLIP | --- | 8.B4 | XT0051:4 | RAIL,RIGHT,JB70 | 8.C4
XT0051:5 | JC | 0V | CLIP | --- | 8.A3 | XT0051:6 | RAIL,RIGHT,JB70 | 8.B3
XT0051:6 | JC | 0V | CLIP | --- | 8.B3 | XT0051:7 | RAIL,RIGHT,JB70 | 8.C3
XT0051:7 | JC | 0V | CLIP | --- | 8.C3 | XT0051:8 | RAIL,RIGHT,JB70 | 8.C3
BA0001:V1(-) | SC | 0V | WHT | 16 | 8.A2 | XT0051:5 | RAIL,RIGHT,JB70 | 8.A3
BA0001:V1(+) | SC | FU0021 | WHT | 16 | 8.A2 | FU0021:LD | RAIL,RIGHT,JB70 | 8.A3
BA0002:V1(-) | SC | 0V | WHT | 16 | 8.B2 | XT0051:6 | RAIL,RIGHT,JB70 | 8.B3
BA0002:V1(+) | SC | FU0022 | WHT | 16 | 8.B2 | FU0022:LD | RAIL,RIGHT,JB70 | 8.B3
BA0009:V1(-) | SC | 0V | WHT | 16 | 8.B5 | XT0051:7 | RAIL,RIGHT,JB70 | 8.C3
BA0009:V1(+) | SC | FU0029 | WHT | 16 | 8.B5 | FU0029:LD | RAIL,RIGHT,JB70 | 8.B5
BA1100:NEG | SC | BA1100N | WHT | 16 | 46.D1 | UJ1100:OUT1(-) | RAIL,RIGHT,JB70 | 46.C3
BA1100:POS | SC | BA1100P | WHT | 16 | 46.D1 | UJ1100:OUT1(+) | RAIL,RIGHT,JB70 | 46.C3
FU0021:LI | SC | FU0136 | WHT | 16 | 8.A3 | XT0051:1 | RAIL,RIGHT,JB70 | 8.A4
FU0022:LI | SC | FU0136 | WHT | 16 | 8.B3 | XT0051:2 | RAIL,RIGHT,JB70 | 8.B4
FU0029:LI | SC | FU0136 | WHT | 16 | 8.B5 | XT0051:3 | RAIL,RIGHT,JB70 | 8.B4
FU1100:LI | SC | FU0136 | WHT | 14 | 46.D3 | XT0111:21 | RAIL,RIGHT,JB70 | 46.D5
GR1100: | SC | GR1100 | GRN/YEL | 14 | 10.B4 | FRAME | RAIL,RIGHT,JB70 | 10.B4
UJ1100:24V(-) | SC | 0V | WHT | 16 | 46.C3 | XT0111:22 | RAIL,RIGHT,JB70 | 46.D5
XT0111:24 | WC5072 | HA047201 | 1 | 18 | 45.A5 | HA0472:BLK-1 | JB70 | 45.A1
XT0111:23 | WC5072 | HA047202 | 2 | 18 | 45.A5 | HA0472:BLK-2 | JB70 | 45.A1
BA0002:RJ45 | WC0012 | AU1200L2 | ENET | CABLE | 2.B5 | AU1200:L2 | HPC CTRL | 2.C5
FU1100:LD | SC | FU1100 | WHT | 14 | 46.D3 | AT1100:POS | JB70 | 46.D3
XT0111:1 | SC | SH047111 | WHT | 20 | 43.A5 | SH0471:11 | JB70 | 43.A1
XT0111:10 | SC | SH047014 | WHT | 20 | 43.B5 | SH0470:14 | JB70 | 43.B1
XT0111:11 | SC | SH0470X2 | WHT | 20 | 43.B5 | SH0470:X2 | JB70 | 43.B1
XT0111:12 | SC | SH0470X1 | WHT | 20 | 43.C5 | SH0470:X1 | JB70 | 43.B1
XT0111:13 | SC | SH047211 | WHT | 20 | 43.C5 | SH0472:11 | JB70 | 43.C1
XT0111:14 | SC | SH047212 | WHT | 20 | 43.C5 | SH0472:12 | JB70 | 43.C1
XT0111:15 | SC | FU0139 | WHT | 20 | 43.C5 | SH0472:13 | JB70 | 43.C1
XT0111:16 | SC | KA0241A1 | WHT | 20 | 43.C5 | SH0472:14 | JB70 | 43.C1
XT0111:17 | SC | SH0472X2 | WHT | 20 | 43.C5 | SH0472:X2 | JB70 | 43.C1
XT0111:18 | SC | SH0472X1 | WHT | 20 | 43.C5 | SH0472:X1 | JB70 | 43.C1
XT0111:19 | SC | ESTOPB | WHT | 20 | 44.C5 | SB0472:B1-11 | JB70 | 44.C1
XT0111:2 | SC | SH047112 | WHT | 20 | 43.A5 | SH0471:12 | JB70 | 43.A1
XT0111:20 | SC | ESTOPA | WHT | 20 | 44.C5 | SB0472:B1-12 | JB70 | 44.C1
XT0111:22 | SC | 0V | WHT | 14 | 46.D5 | AT1100:NEG | JB70 | 46.D3
XT0111:3 | SC | SH047113 | WHT | 20 | 43.A5 | SH0471:13 | JB70 | 43.A1
XT0111:4 | SC | SH047114 | WHT | 20 | 43.A5 | SH0471:14 | JB70 | 43.A1
XT0111:5 | SC | SH0471X2 | WHT | 20 | 43.A5 | SH0471:X2 | JB70 | 43.A1
XT0111:6 | SC | SH0471X1 | WHT | 20 | 43.A5 | SH0471:X1 | JB70 | 43.A1
XT0111:7 | SC | SH047011 | WHT | 20 | 43.B5 | SH0470:11 | JB70 | 43.B1
XT0111:8 | SC | SH047012 | WHT | 20 | 43.B5 | SH0470:12 | JB70 | 43.B1
XT0111:9 | SC | SH047013 | WHT | 20 | 43.B5 | SH0470:13 | JB70 | 43.B1
BA1100:DEVICE | WC0101 | BA1100DEVICE | ENET | CABLE | 46.D1 | AT1100:L1 | JB70 | 46.D3
UJ1100:24V(+) | SC | FU1101LD | WHT | 16 | 46.C3 | FU1101:LD | PANEL A | 46.C4
XT0051:1 | SC | FU0136 | WHT | 14 | 8.A4 | XT0002:7 | PANEL A | 12.B4
XT0051:5 | SC | 0V | WHT | 14 | 8.A3 | XT0003:7 | PANEL A | 12.B4
XT0111:11 | SC | SH0470X2 | WHT | 20 | 43.B5 | AF0093:06 | PANEL A | 43.B7
XT0111:12 | SC | SH0470X1 | WHT | 20 | 43.C5 | AF0093:22 | PANEL A | 43.B7
XT0111:17 | SC | SH0472X2 | WHT | 20 | 43.C5 | AF0092:13 | PANEL A | 43.C7
XT0111:17 | SC | SH0472X2 | WHT | 20 | 43.C5 | KA0240:21 | PANEL A | 43.C6
XT0111:18 | SC | SH0472X1 | WHT | 20 | 43.C5 | AF0092:29 | PANEL A | 43.C7
XT0111:21 | SC | FU0136 | WHT | 14 | 46.D5 | FU1101:LI | PANEL A | 46.C4
XT0111:21 | SC | FU0136 | WHT | 14 | 46.D5 | XT0002:6 | PANEL A | 12.B4
XT0111:22 | SC | 0V | WHT | 14 | 46.D5 | XT0003:6 | PANEL A | 12.B4
XT0111:23 | SC | HA047202 | WHT | 20 | 45.A5 | KA0875:11 | PANEL A | 45.A5
XT0111:24 | SC | HA047201 | WHT | 20 | 45.A5 | AF0092:28 | PANEL A | 45.A6
XT0111:24 | SC | HA047201 | WHT | 20 | 45.A5 | KA0875:A2 | PANEL A | 45.A5
XT0111:3 | SC | SH047113 | WHT | 20 | 43.A5 | AF0087:32 | PANEL A | 43.A7
XT0111:4 | SC | SH047114 | WHT | 20 | 43.A5 | AF0087:00 | PANEL A | 43.A7
XT0111:5 | SC | SH0471X2 | WHT | 20 | 43.A5 | AF0093:15 | PANEL A | 43.A7
XT0111:6 | SC | SH0471X1 | WHT | 20 | 43.A5 | AF0093:31 | PANEL A | 43.A7
XT0111:7 | SC | SH047011 | WHT | 20 | 43.B5 | AF0087:33 | PANEL A | 43.B7
XT0111:8 | SC | SH047012 | WHT | 20 | 43.B5 | AF0087:01 | PANEL A | 43.B7
BA1100:L1 | WC0008 | AU0080L2 | ENET | CABLE | 2.A5 | AU0080:L2 | PANEL A | 2.A4
GR1000: | SC | IEG02302 | GRN | 14 | 10.B5 | IEG0230:2 | PANEL B | 10.B5
XT0111:15 | SC | FU0139 | WHT | 20 | 43.C5 | XT0081:6 | PANEL B | 24.A3
XT0111:16 | SC | KA0241A1 | WHT | 20 | 43.C5 | XT0081:7 | PANEL B | 24.A3
XT0111:19 | SC | ESTOPB | WHT | 20 | 44.C5 | XT0089:3 | PANEL B | 25.B4
XT0111:20 | SC | ESTOPA | WHT | 20 | 44.C5 | XT0089:4 | PANEL B | 25.C4
BA1100:L2 | WC0010 | BA1100L2 | ENET | CABLE | 2.A5 | AU0070:L1 | PANEL B | 2.A6
XT0051:4 | SC | FU0136 | WHT | 14 | 8.C4 | FU0680:LI | PLC | 7.A4
XT0051:8 | SC | 0V | WHT | 14 | 8.C3 | XT0680:2 | PLC | 7.A4
BA0001:RJ45 | WC9001 | BA0001RJ45 | ENET | CABLE | 2.A2 | AP0602:L1 | PLC | 2.A2
BA0009:RJ45 | WC9019 | AT0680LAN2 | ENET | CABLE | 3.A3 | AT0680:LAN2 | PLC | 3.A2
SolarTools ver. 24.0.84.24712 (Jul 31, 2025)
Report date: 4/9/2026 11:25 PM

## RAIL,RIGHT,JB73
RAIL,RIGHT,JB73
Project # | 4P441
Project Name | Pallette Compressor Station
Revision | B
Controls DE | A. CHEN
Phone:
Controls ME | A. PLVAN
Phone:
From | [5 empty] | To
Device ID | Cable (W) Conductor (SC) Jumper Clip (JC) | Wire No. | Wire ID | Gauge/Size | Page/Zone | Device ID | Location | Page/Zone
GR1163: | SC | GR1163 | GRN/YEL | 14 | 11.A4 | FRAME | RAIL,RIGHT,JB73 | 11.A3
Report date: 4/9/2026 11:25 PM |  |  |  |  | SolarTools ver. 24.0.84.24712 (Jul 31, 2025)

## Panel Errors
Panel Errors
Project # | 4P441
Project Name | Pallette Compressor Station
Revision | B
Controls DE | A. CHEN
Phone:
Controls ME | A. PLVAN
Phone:
From | [6 empty] | To
Device ID | Location | Cable (W) Conductor (SC) Jumper Clip (JC) | Wire ID | Wire No. | Gauge/Size | Page/Zone | Device ID | Location | Page/Zone
Report date: 4/9/2026 11:25 PM |  |  |  | SolarTools ver. 24.0.84.24712 (Jul 31, 2025)

## Cable Part Numbers
Cable Part Numbers |  |  | SolarTools ver. 24.0.84.24712 (Jul 31, 2025)
Project # | 4P441
Report date: 4/9/2026 11:26 PM
Project Name | Pallette Compressor Station
Revision | B
Controls DE | A. CHEN
Phone:
Controls ME | A. PLVAN
Phone:
Device ID |  | Part Number |  | Description
WC8058 |  | 2684693-54 |  | CABLE, EXTENSION, BACKPLANE
WC5072 |  | PART OF 1103208-100 |  | CABLE, 2 CONDUCTOR UNSHIELDED PART OF HORN
WC0001 |  | 1302073-36 |  | CABLE, ETHERNET - 36 INCHES
WC0003 |  | 1302073-36 |  | CABLE, ETHERNET - 36 INCHES
WC0007 |  | 1302073-36 |  | CABLE, ETHERNET - 36 INCHES
WC0008 |  | 1302073-36 |  | CABLE, ETHERNET - 36 INCHES
WC0009 |  | 1302073-36 |  | CABLE, ETHERNET - 36 INCHES
WC0010 |  | 1302073-36 |  | CABLE, ETHERNET - 36 INCHES
WC0014 |  | 1302073-36 |  | CABLE, ETHERNET - 36 INCHES
WC0017 |  | 1302073-36 |  | CABLE, ETHERNET - 36 INCHES
WC0041 |  | 1302073-36 |  | CABLE, ETHERNET - 36 INCHES
WC0042 |  | 1302073-36 |  | CABLE, ETHERNET - 36 INCHES
WC0043 |  | 1302073-36 |  | CABLE, ETHERNET - 36 INCHES
WC0045 |  | 1302073-36 |  | CABLE, ETHERNET - 36 INCHES
WC0048 |  | 1302073-36 |  | CABLE, ETHERNET - 36 INCHES
WC0051 |  | 1302073-36 |  | CABLE, ETHERNET - 36 INCHES
WC0052 |  | 1302073-36 |  | CABLE, ETHERNET - 36 INCHES
WC0101 |  | 1302073-36 |  | CABLE, ETHERNET - 36 INCHES
WC0680 |  | 1302073-36 |  | CABLE
WC4524 |  | 1022941-12 |  | TPE, 1 PAIR TWISTED SHIELDED
WC8040 |  | 1322418-90 |  | CABLE, SUPPLIED BY OTHERS
WC8041 |  | 1322418-90 |  | CABLE, SYTSTEM FUNCTION
WC8042 |  | 1322418-90 |  | CABLE, SYTSTEM FUNCTION
WC8043 |  | 1322418-90 |  | CABLE, SUPPLIED BY OTHERS
WC8050 |  | 1322418-90 |  | CABLE, SUPPLIED BY OTHERS
WC8051 |  | 1322418-90 |  | CABLE, SUPPLIED BY OTHERS
WC8066 |  | 1022941-22 |  | TPE, 1 PAIR TWISTED SHIELDED
WC8067 |  | 1022941-22 |  | TPE, 1 PAIR TWISTED SHIELDED
WC8069 |  | 1022941-22 |  | TPE, 1 PAIR TWISTED SHIELDED
WC9001 |  | 1302073-36 |  | CABLE, ETHERNET - 36 INCHES
WC9007 |  | 1302073-36 |  | CABLE, ETHERNET - 36 INCHES
WC9019 |  | 1302073-36 |  | CABLE, ETHERNET - 36 INCHES
WC9212 |  | 1302073-36 |  | CABLE, ETHERNET - 36 INCHES

## Part Number List
Part Number List |  | SolarTools ver. 24.0.84.24712 (Jul 31, 2025)
Project # | 4P441
Report date: 4/9/2026 11:26 PM
Project Name | Pallette Compressor Station
Revision | B
Controls DE | A. CHEN
Phone:
Controls ME | A. PLVAN
Phone:
Device ID | Part Number | Description | Location
AF0141 | 2684693-17,2684693-25 | 5094-OB8XT, 8 DISCRETE OUTPUT | BOP
AF0142 | 2684693-17,2684693-23 | 5094-IB16XT, 16 DISCRETE INPUT | BOP
AF0143 | 2684693-18,2684693-56 | 5094-IF8IHXT, 8 ANALOG INPUT, ISOLATED | BOP
AF0144 | 2684693-18,2684693-27 | 5094-OF8IHXT, 8 ANALOG OUTPUT, ISOLATED | BOP
AF0145 | 2684693-19,2684693-33 | 5094-IY8XT, 8 ANALOG INPUT, TC/RTD/ I&V | BOP
AF0146 | 2684693-17,2684693-25 | 5094-OB8XT, 8 DISCRETE OUTPUT | BOP
AF0181 | 2684693-17,2684693-25 | 5094-OB8XT, 8 DISCRETE OUTPUT | BOP
AF0182 | 2684693-17,2684693-23 | 5094-IB16XT, 16 DISCRETE INPUT | BOP
AF0183 | 2684693-18,2684693-28 | 5094-IB16SXT, 16 DISCRETE INPUT, S | BOP
AF0184 | 2684693-18,2684693-55 | 5094-OB16SXT, 16 DISCRETE OUTPUT, S | BOP
AF0185 | 2684693-18,2684693-56 | 5094-IF8IHXT, 8 ANALOG INPUT, ISOLATED | BOP
AU0140 | 2684693-22 | 5094-AENTRXT, FLEX 5000 I/O | BOP
AU0180 | 2684693-22 | 5094-AENTRXT, FLEX 5000 I/O | BOP
FU0140 | 1043265-1,1043265-5 | FUSE, 10A | BOP
FU0141 | 1043265-1,1043265-5 | FUSE, 10A | BOP
FU0142 | 1043265-1,1043265-5 | FUSE, 10A | BOP
FU0143 | 1043265-1,1043265-3 | FUSE, 2A | BOP
FU0146 | 1043265-1,1043265-6 | FUSE, 15A | BOP
FU0180 | 1043265-1,1043265-5 | FUSE, 10A | BOP
FU0181 | 1043265-1,1043265-5 | FUSE, 10A | BOP
FU0182 | 1043265-1,1043265-5 | FUSE, 10A | BOP
FU0183 | 1043265-1,1043265-4 | FUSE, 5A | BOP
GR0140 | 903849C1 | RAIL GROUND, DIN RAIL GROUNDING | BOP
GR0180 | 903849C1 | RAIL GROUND, DIN RAIL GROUNDING | BOP
GR0181 | 903849C1 | RAIL GROUND, DIN RAIL GROUNDING | BOP
IEG0257 | 232941-200 | BUS BAR, BOP - INSTRUMENT EARTH GROUNDING | BOP
KA0531 | 1061979-1 | RELAY, NO EMERGENCY SHUTDOWN SUMMARY | BOP
KA0532 | 1061979-1 | RELAY, NO EMERGENCY SHUTDOWN SUMMARY | BOP
KA0533 | 1061979-1 | RELAY, NO EMERGENCY SHUTDOWN SUMMARY | BOP
KA0534 | 1061979-1 | RELAY, NO EMERGENCY SHUTDOWN SUMMARY | BOP
KA0535 | 1061979-1 | RELAY, CONTROLLER ACTIVE | BOP
KA0536 | 1061979-1 | RELAY, CONTROLLER ACTIVE | BOP
KA0537 | 1061979-1 | RELAY, NO EMERGENCY SHUTDOWN SUMMARY | BOP
KA0540 | 1061979-1 | RELAY, OPEN SUCTION VALVE | BOP
KA0541 | 1061979-1 | RELAY, OPEN DISCHARGE VALVE | BOP
KA0550 | 1061979-1 | RELAY, OPEN SUCTION VALVE SAFETY | BOP
KA0551 | 1061979-1 | RELAY, OPEN DISCHARGE VALVE SAFETY | BOP
KA0552 | 1061979-1 | RELAY, CLOSE SUCTION VALVE SAFETY | BOP
KA0553 | 1061979-1 | RELAY, CLOSE DISCHARGE VALVE SAFETY | BOP
KA0554 | 1061979-1 | RELAY, CLOSE VENT VALVE(SAFETY) | BOP
KA0572 | 1061979-1 | RELAY, SUCTION VALVE CLOSED | BOP
KA0573 | 1061979-1 | RELAY, DISCHARGE VALVE CLOSED | BOP
KA7173 | 1061979-1 | RELAY, EMERGENCY SHUTDOWN ACTIVE | BOP
XT0140 | 1066730-7,1066730-8,1067996-4 | TERMINAL BLOCK, SPRING, 4 CONDUCTOR,30-12 AWG (0.05-3.31 MM2),NON-IS | BOP
XT0572 | 1066730-7,1066730-8,1067996-4 | TERMINAL BLOCK, SPRING, 4 CONDUCTOR,30-12 AWG (0.05-3.31 MM2),NON-IS | BOP
XT0573 | [2]1066730-10,1066730-68,[2]1066730-9,[2]1067996-4 | DIODE TERMINAL STRIP, 4 CONDUCTOR | BOP
XT1212 | 1066730-7,1066730-8,1067996-4 | TERMINAL BLOCK, SPRING, 4 CONDUCTOR,30-12 AWG (0.05-3.31 MM2),NON-IS | BOP
AT0170 | 1056244-29 | CONTROLLER, EAGLE QUANTUM PREMIER | FIRE PANEL
FU0170 | 1043265-1,1043265-5 | FUSE, 10A | FIRE PANEL
FU0171 | 1043265-1,1043265-5 | FUSE, 10A | FIRE PANEL
FU0172 | 1043265-1,1043265-3 | FUSE, 2A | FIRE PANEL
GR0171 | 903849C1 | RAIL GROUND, DIN RAIL GROUNDING | FIRE PANEL
UV0170 | 1056244-2 | POWER SUPPLY, EAGLE QUANTUM PREMIER | FIRE PANEL
XT0170 | 1066730-7,1066730-8,1067996-4 | TERMINAL BLOCK, SPRING, 4 CONDUCTOR,30-12 AWG (0.05-3.31 MM2),NON-IS | FIRE PANEL
AF0500 | 1322418-31,1322418-40,1322418-72,1322418-73 | 1444-TSCX02-02RB, 2-CH TACHOMETER INPUT^DYNAMIX 1444 VIBRATION | HPC CTRL
AF0510 | 1322418-11,1322418-20,1322418-70,1322418-71 | 1444-DYN04-01RA, 4-CH VIBRATION INPUT^DYNAMIX 1444 VIBRATION | HPC CTRL
AF0520 | 1322418-11,1322418-20,1322418-70,1322418-71 | 1444-DYN04-01RA, 4-CH VIBRATION INPUT^DYNAMIX 1444 VIBRATION | HPC CTRL
AF1201 | 2684693-17,2684693-25 | 5094-OB8XT, 8 DISCRETE OUTPUT | HPC CTRL
AF1202 | 2684693-17,2684693-23 | 5094-IB16XT, 16 DISCRETE INPUT | HPC CTRL
AF1203 | 2684693-18,2684693-56 | 5094-IF8IHXT, 8 ANALOG INPUT, ISOLATED | HPC CTRL
AF1204 | 2684693-18,2684693-30 | 5094-IF4IHSXT, 4 ANALOG INPUT, S | HPC CTRL
AF1205 | 2684693-18,2684693-30 | 5094-IF4IHSXT, 4 ANALOG INPUT, S | HPC CTRL
AF1206 | 2684693-21,2684693-36 | 5094-IRT8SXT, 8 RTD/TC ANALOG INPUT, S | HPC CTRL
AF1207 | 2684693-18,2684693-28 | 5094-IB16SXT, 16 DISCRETE INPUT, S | HPC CTRL
AF1208 | 2684693-19,2684693-33 | 5094-IY8XT, 8 ANALOG INPUT, TC/RTD/ I&V | HPC CTRL
AF1209 | 2684693-19,2684693-33 | 5094-IY8XT, 8 ANALOG INPUT, TC/RTD/ I&V | HPC CTRL
AF1210 | 2684693-18,2684693-56 | 5094-IF8IHXT, 8 ANALOG INPUT, ISOLATED | HPC CTRL
AF1211 | 2684693-18,2684693-56 | 5094-IF8IHXT, 8 ANALOG INPUT, ISOLATED | HPC CTRL
AU1200 | 2684693-50 | 5094-AEN2TRXT, FLEX 5000 I/O | HPC CTRL
FU0120 | 1043265-1,1043265-5 | FUSE, 10A | HPC CTRL
FU0121 | 1043265-1,1043265-5 | FUSE, 10A | HPC CTRL
FU0122 | 1043265-1,1043265-6 | FUSE, 15A | HPC CTRL
FU0332 | 1043265-1,1043265-7 | FUSE, 20A | HPC CTRL
FU0510 | 1043265-1,1043265-4 | FUSE, 5A | HPC CTRL
GR0161 | 903849C1 | RAIL GROUND, DIN RAIL GROUNDING | HPC CTRL
GR0162 | 903849C1 | RAIL GROUND, DIN RAIL GROUNDING | HPC CTRL
GR0163 | 903849C1 | RAIL GROUND, DIN RAIL GROUNDING | HPC CTRL
IEG0160 | 232941-200 | BUS BAR, HP CPSR - INSTRUMENT EARTH GROUNDING | HPC CTRL
KA0120 | 1061979-1 | RELAY, CONTROLLER ACTIVE | HPC CTRL
KA4401 | 1061979-1 | RELAY, HPC CASE DEPRESSURIZED | HPC CTRL
WC8058 | 2684693-54 |  | HPC CTRL
XT0120 | 1066730-7,1066730-8,1067996-4 | TERMINAL BLOCK, SPRING, 4 CONDUCTOR,30-12 AWG (0.05-3.31 MM2),NON-IS | HPC CTRL
XT0121 | 1066730-7,1066730-8,1067996-4 | TERMINAL BLOCK, SPRING, 4 CONDUCTOR,30-12 AWG (0.05-3.31 MM2),NON-IS | HPC CTRL
XT0335 | 1066730-7,1066730-8,1067996-4 | TERMINAL BLOCK, SPRING, 4 CONDUCTOR,30-12 AWG (0.05-3.31 MM2),NON-IS | HPC CTRL
XT0336 | 1066730-7,1066730-8,1067996-4 | TERMINAL BLOCK, SPRING, 4 CONDUCTOR,30-12 AWG (0.05-3.31 MM2),NON-IS | HPC CTRL
XT0500 | 1066730-1,1066730-2,1067996-4 | TERMINAL STRIP, 4 CONDUCTOR | HPC CTRL
XT0510 | 1066730-7,1066730-8,1067996-4 | TERMINAL BLOCK, SPRING, 4 CONDUCTOR,30-12 AWG (0.05-3.31 MM2),NON-IS | HPC CTRL
BA0005 | 1271449-1 | MEDIA CONVERTER, ETHERNET-FIBER OPTIC | JB1123
BA0006 | 1271449-1 | MEDIA CONVERTER, ETHERNET-FIBER OPTIC | JB1123
FU1123 | 1043265-1,1043265-3 | FUSE, 2A | JB1123
FU1124 | 1043265-1,1043265-3 | FUSE, 2A | JB1123
GR1123 | 903849C1 | RAIL GROUND, DIN RAIL GROUNDING | JB1123
GR1125 | 903849C1 | RAIL GROUND, DIN RAIL GROUNDING | JB1123
IEG1123 | 232941-200 | BUS BAR, JB1123 - INSTRUMENT EARTH GROUNDING | JB1123
XT1123 | 1066730-7,1066730-8,1067996-4 | TERMINAL BLOCK, SPRING, 4 CONDUCTOR,30-12 AWG (0.05-3.31 MM2),NON-IS | JB1123
AT1100 | 1577354-4502 | WORKSTATION, VERSA VIEW 1200H | JB70
HA0472 | 1103208-101 | HORN, CONTROL SYSTEM ALARM | JB70
HL0171 | 2380746-7 | LIGHT, FIRE SYSTEM AUTO, GREEN | JB70
HL0172 | 2380746-7 | LIGHT, FIRE SYSTEM INHIBIT, AMBER | JB70
HL0173 | 2380746-7 | LIGHT, FIRE SYSTEM DISCHARGED, RED | JB70
SA0170 | 2380746-9 | SELECTOR SWITCH, FIRE SYSTEM AUTO/INHIBIT | JB70
SA0471 | 1035040-1652,2380746-2 | SELECTOR SWITCH, SPEED/LOAD | JB70
SA0473 | 1035040-862,2380746-5 | SELECTOR SWITCH, OFF/LOCAL/AUXILIARY | JB70
SA0474 | 1035040-804,2380746-2 | SELECTOR SWITCH, SURGE VALVE | JB70
SB0170 | 2380746-10 | PUSHBUTTON SWITCH, MANUAL RELEASE | JB70
SB0471 | 1035040-119,2380746-1 | PUSHBUTTON SWITCH, HORN SILENCE | JB70
SB0472 | 1035040-32,2380746-4 | PUSHBUTTON SWITCH, EMERGENCY STOP | JB70
SB0473 | 1035040-855,2380746-1 | PUSHBUTTON SWITCH, ACKNOWLEDGE | JB70
SB0474 | 1035040-856,2380746-1 | PUSHBUTTON SWITCH, RESET | JB70
SH0470 | 1035040-108,2380746-3 | LIGHTED SWITCH, STOP/STOPPING, RED | JB70
SH0471 | 1035040-857,2380746-3 | LIGHTED SWITCH, START/STARTING, GREEN | JB70
SH0472 | 1035040-106,2380746-3 | LIGHTED SWITCH, BACKUP SYSTEM ACTIVE/RESET, AMBER | JB70
BA0007 | 1271449-1 | MEDIA CONVERTER, ETHERNET-FIBER OPTIC | JB74,LEFT RAIL
BA0008 | 1271449-1 | MEDIA CONVERTER, ETHERNET-FIBER OPTIC | JB74,LEFT RAIL
BA1212 | 1337728-12 | SWITCH, ETAP, DLR INTERFACE | JB74,LEFT RAIL
FU0027 | 1043265-1,1043265-3 | FUSE, 2A | JB74,LEFT RAIL
FU0028 | 1043265-1,1043265-3 | FUSE, 2A | JB74,LEFT RAIL
FU1212 | 1043265-1,1043265-3 | FUSE, 2A | JB74,LEFT RAIL
GR0182 | 903849C1 | RAIL GROUND, DIN RAIL GROUNDING | JB74,LEFT RAIL
XT4875 | DRIVEN COMMON | TERMINAL STRIP, HP COMPRESSOR CASE PRESSURE | JB75
KA7510 | CUSTOMER DEFINED | RELAY, START (CUSTOMER) | PANEL
KA7511 | CUSTOMER DEFINED | RELAY, NORMAL STOP (CUSTOMER) | PANEL
KA7513 | CUSTOMER DEFINED | RELAY, FAST STOP (CUSTOMER) | PANEL
AF0081 | 2684693-18,2684693-28 | 5094-IB16SXT, 16 DISCRETE INPUT, S | PANEL A
AF0082 | 2684693-17,2684693-23 | 5094-IB16XT, 16 DISCRETE INPUT | PANEL A
AF0083 | 2684693-19,2684693-33 | 5094-IY8XT, 8 ANALOG INPUT, TC/RTD/ I&V | PANEL A
AF0084 | 2684693-19,2684693-33 | 5094-IY8XT, 8 ANALOG INPUT, TC/RTD/ I&V | PANEL A
AF0085 | 2684693-18,2684693-56 | 5094-IF8IHXT, 8 ANALOG INPUT, ISOLATED | PANEL A
AF0086 | 2684693-18,2684693-56 | 5094-IF8IHXT, 8 ANALOG INPUT, ISOLATED | PANEL A
AF0087 | 2684693-17,2684693-23 | 5094-IB16XT, 16 DISCRETE INPUT | PANEL A
AF0091 | 2684693-17,2684693-23 | 5094-IB16XT, 16 DISCRETE INPUT | PANEL A
AF0092 | 2684693-17,2684693-24 | 5094-OB16XT, 16 DISCRETE OUTPUT | PANEL A
AF0093 | 2684693-17,2684693-24 | 5094-OB16XT, 16 DISCRETE OUTPUT | PANEL A
AF0094 | 2684693-19,2684693-33 | 5094-IY8XT, 8 ANALOG INPUT, TC/RTD/ I&V | PANEL A
AF0095 | 2684693-17,2684693-25 | 5094-OB8XT, 8 DISCRETE OUTPUT | PANEL A
AU0080 | 2684693-22 | 5094-AENTRXT, FLEX 5000 I/O | PANEL A
AU0090 | 2684693-22 | 5094-AENTRXT, FLEX 5000 I/O | PANEL A
FU0011 | 1043265-1,1043265-7 | FUSE, 20A | PANEL A
FU0012 | 1043265-1,1043265-5 | FUSE, 10A | PANEL A
FU0013 | 1043265-1,1043265-5 | FUSE, 10A | PANEL A
FU0014 | 1043265-1,1043265-5 | FUSE, 10A | PANEL A
FU0015 | 1043265-1,1043265-5 | FUSE, 10A | PANEL A
FU0016 | 1043265-1,1043265-5 | FUSE, 10A | PANEL A
FU0017 | [2]1043265-1,[2]1043265-5 | FUSE, 10A | PANEL A
FU0018 | 1043265-1,1043265-5 | FUSE, 10A | PANEL A
FU0081 | 1043265-1,1043265-5 | FUSE, 10A | PANEL A
FU0090 | 1043265-1,1043265-5 | FUSE, 10A | PANEL A
FU0091 | 1043265-1,1043265-5 | FUSE, 10A | PANEL A
FU0092 | 1043265-1,1043265-5 | FUSE, 10A | PANEL A
FU0093 | 1043265-1,1043265-5 | FUSE, 10A | PANEL A
FU0094 | 1043265-1,1043265-5 | FUSE, 10A | PANEL A
FU0136 | 1043265-1,1043265-9 | FUSE, 30A | PANEL A
FU0237 | 1043265-1,1043265-3 | FUSE, 2A | PANEL A
FU0390 | 1043265-1,1043265-4 | FUSE, 5A | PANEL A
FU1101 | 1043265-1,1043265-3,1043265-4 | FUSE, 5A | PANEL A
GR0131 | 903849C1 | RAIL GROUND, DIN RAIL GROUNDING | PANEL A
GR0132 | 903849C1 | RAIL GROUND, DIN RAIL GROUNDING | PANEL A
GR0133 | [2]903849C1 | RAIL GROUND, DIN RAIL GROUNDING | PANEL A
GR0134 | [2]903849C1 | RAIL GROUND, DIN RAIL GROUNDING | PANEL A
IEG0010 | 232941-300 | BUS BAR, PANEL A - INSTRUMENT EARTH GROUNDING | PANEL A
KA0135 | 1061979-1 | RELAY, AC PRE/POST PUMP DRIVE | PANEL A
KA0145 | 1061979-1 | RELAY, AC PRE/POST PUMP DRIVE | PANEL A
KA0176 | 1061979-1 | RELAY, VENTILATION REQUIRED | PANEL A
KA0177 | 1061979-1 | RELAY, VENTILATION REQUIRED | PANEL A
KA0179 | 1061979-1 | RELAY, VENTILATION REQUIRED | PANEL A
KA0235 | 1061979-1 | RELAY, NO EMERGENCY SHUTDOWN SUMMARY | PANEL A
KA0236 | 1061979-1 | RELAY, NO EMERGENCY SHUTDOWN SUMMARY | PANEL A
KA0237 | 1061979-1 | RELAY, NO EMERGENCY SHUTDOWN SUMMARY | PANEL A
KA0239 | 1061979-1 | RELAY, NO EMERGENCY SHUTDOWN SUMMARY | PANEL A
KA0240 | 1061979-1 | RELAY, NO EMERGENCY SHUTDOWN SUMMARY | PANEL A
KA0246 | 1061979-1 | RELAY, NO FIRE DETECTED | PANEL A
KA0247 | 1061979-1 | RELAY, NO FIRE DECTECTED | PANEL A
KA0249 | 1061979-1 | RELAY, NO GAS DETECTED | PANEL A
KA0251 | 1061979-1 | RELAY, NO EMERGENCY SHUTDOWN SUMMARY | PANEL A
KA0254 | 1061979-1 | RELAY, NO FIRE DECTECTED | PANEL A
KA0255 | 1061979-1 | RELAY, CONTROLLER ACTIVE | PANEL A
KA0875 | 1061979-1 | RELAY, LOCAL HORN CONTROL (PLC) | PANEL A
KA2160 | 1061979-1 | RELAY, CLOSE GAS BLOCK VALVE | PANEL A
KA2161 | 1061979-1 | RELAY, OPEN GAS BLEED VALVE | PANEL A
KA3103 | 1061979-1 | RELAY, LUBE OIL TANK HEATER | PANEL A
KA3220 | 1061979-1 | RELAY, LUBE OIL COOLER FAN | PANEL A
KA6211 | 1061979-1 | RELAY, DRIVER ENCLOSURE^VENT FAN #1 | PANEL A
KA6212 | 1061979-1 | RELAY, DRIVER ENCLOSURE^VENT FAN #2 | PANEL A
PC0470 | 2271605-1 | TIMER/COUNTER, ENGINE HOUR / START COUNTER | PANEL A
PEG0130 | 232941-300 | BUS BAR, PANEL A - POWER EARTH GROUNDING | PANEL A
UJ0131 | 1286570-1 | POWER CONVERTER, AC/DC INPUT TO 28V DC OUTPUT | PANEL A
XT0002 | 1066730-16,1066730-17,1066730-18 | TERMINAL STRIP, 2 CONDUCTOR | PANEL A
XT0003 | 1066730-16,1066730-17,1066730-18 | TERMINAL STRIP, 2 CONDUCTOR | PANEL A
XT0011 | 1066730-16,1066730-17,1066730-18 | TERMINAL STRIP, 2 CONDUCTOR | PANEL A
XT0012 | 1066730-16,1066730-17,1066730-18 | TERMINAL STRIP, 2 CONDUCTOR | PANEL A
XT0014 | [2]1247052-1 | BUS BAR, SYSTEM FUNCTION (USE) | PANEL A
XT0080 | 1066730-7,1066730-8,1067996-4 | TERMINAL BLOCK, SPRING, 4 CONDUCTOR,30-12 AWG (0.05-3.31 MM2),NON-IS | PANEL A
XT0083 | [2]1066730-7,[2]1066730-8,[2]1067996-4 | TERMINAL BLOCK, SPRING, 4 CONDUCTOR,30-12 AWG (0.05-3.31 MM2),NON-IS | PANEL A
AF0061 | 2684693-17,2684693-25 | 5094-OB8XT, 8 DISCRETE OUTPUT | PANEL B
AF0062 | 2684693-17,2684693-25 | 5094-OB8XT, 8 DISCRETE OUTPUT | PANEL B
AF0063 | 2684693-17,2684693-23 | 5094-IB16XT, 16 DISCRETE INPUT | PANEL B
AF0064 | 2684693-18,2684693-30 | 5094-IF4IHSXT, 4 ANALOG INPUT, S | PANEL B
AF0065 | 2684693-18,2684693-30 | 5094-IF4IHSXT, 4 ANALOG INPUT, S | PANEL B
AF0066 | 2684693-18,2684693-27 | 5094-OF8IHXT, 8 ANALOG OUTPUT, ISOLATED | PANEL B
AF0067 | 2684693-17,2684693-25 | 5094-OB8XT, 8 DISCRETE OUTPUT | PANEL B
AF0068 | 2684693-21,2684693-36 | 5094-IRT8SXT, 8 RTD/TC ANALOG INPUT, S | PANEL B
AF0071 | 2684693-18,2684693-32 | 5094-IJ2ISXT, 2 FAST COUNTER INPUT, S | PANEL B
AF0072 | 2684693-18,2684693-30 | 5094-IF4IHSXT, 4 ANALOG INPUT, S | PANEL B
AF0073 | 2684693-21,2684693-36 | 5094-IRT8SXT, 8 RTD/TC ANALOG INPUT, S | PANEL B
AF0074 | 2684693-18,2684693-56 | 5094-IF8IHXT, 8 ANALOG INPUT, ISOLATED | PANEL B
AF0075 | 2684693-18,2684693-30 | 5094-IF4IHSXT, 4 ANALOG INPUT, S | PANEL B
AF0076 | 2684693-18,2684693-55 | 5094-OB16SXT, 16 DISCRETE OUTPUT, S | PANEL B
AF0400 | 1322418-31,1322418-40,1322418-72,1322418-73 | 1444-TSCX02-02RB, 2-CH TACHOMETER INPUT^DYNAMIX 1444 VIBRATION | PANEL B
AF0410 | 1322418-11,1322418-20,1322418-70,1322418-71 | 1444-DYN04-01RA, 4-CH VIBRATION INPUT^DYNAMIX 1444 VIBRATION | PANEL B
AF0420 | 1322418-11,1322418-20,1322418-70,1322418-71 | 1444-DYN04-01RA, 4-CH VIBRATION INPUT^DYNAMIX 1444 VIBRATION | PANEL B
AF0430 | 1322418-11,1322418-20,1322418-70,1322418-71 | 1444-DYN04-01RA, 4-CH VIBRATION INPUT^DYNAMIX 1444 VIBRATION | PANEL B
AF0450 | 1322418-11,1322418-20,1322418-70,1322418-71 | 1444-DYN04-01RA, 4-CH VIBRATION INPUT^DYNAMIX 1444 VIBRATION | PANEL B
AU0060 | 2684693-22 | 5094-AENTRXT, FLEX 5000 I/O | PANEL B
AU0070 | 2684693-22 | 5094-AENTRXT, FLEX 5000 I/O | PANEL B
FU0060 | 1043265-1,1043265-6 | FUSE, 15A | PANEL B
FU0061 | 1043265-1,1043265-5 | FUSE, 10A | PANEL B
FU0062 | 1043265-1,1043265-5 | FUSE, 10A | PANEL B
FU0063 | 1043265-1,1043265-5 | FUSE, 10A | PANEL B
FU0064 | 1043265-1,1043265-5 | FUSE, 10A | PANEL B
FU0070 | 1043265-1,1043265-5 | FUSE, 10A | PANEL B
FU0076 | 1043265-1,1043265-5 | FUSE, 10A | PANEL B
FU0080 | 1043265-1,1043265-5,1043265-6 | FUSE, 15A | PANEL B
FU0100 | 1043265-1,1043265-4 | FUSE, 5A | PANEL B
FU0113 | 1043265-1,1043265-5 | FUSE, 10A | PANEL B
FU0114 | 1043265-1,1043265-5 | FUSE, 10A | PANEL B
FU0115 | 1043265-1,1043265-5 | FUSE, 10A | PANEL B
FU0137 | 1043265-1,1043265-7 | FUSE, 20A | PANEL B
FU0139 | 1043265-1,1043265-4 | FUSE, 5A | PANEL B
FU0210 | 1043265-1,1043265-7 | FUSE, 20A | PANEL B
FU0387 | 1043265-1,1043265-4 | FUSE, 5A | PANEL B
FU0388 | 1043265-1,1043265-4 | FUSE, 5A | PANEL B
FU0389 | 1043265-1,1043265-3 | FUSE, 2A | PANEL B
FU0410 | 1043265-1,1043265-4 | FUSE, 5A | PANEL B
GR0231 | [2]903849C1 | RAIL GROUND, DIN RAIL GROUNDING | PANEL B
GR0232 | 903849C1 | RAIL GROUND, DIN RAIL GROUNDING | PANEL B
GR0233 | 903849C1 | RAIL GROUND, DIN RAIL GROUNDING | PANEL B
IEG0230 | 232941-300 | BUS BAR, PANEL B - INSTRUMENT EARTH GROUNDING | PANEL B
KA0130 | 1061979-1 | RELAY, LOWSPEED/OPEN PROBE SETPOINT | PANEL B
KA0131 | 1061979-1 | RELAY, CONTROLLER ACTIVE | PANEL B
KA0132 | 1061979-1 | RELAY, CONTROLLER ACTIVE | PANEL B
KA0133 | 1061979-1 | RELAY, POST LUBE TIMER RESET | PANEL B
KA0134 | 1061979-1 | RELAY, BACKUP COMMAND OFF | PANEL B
KA0136 | 1061979-1 | RELAY, LUBE OIL HEADER^PRESSURE HIGH | PANEL B
KA0137 | 1061979-1 | RELAY, LUBE PUMP INHIBIT | PANEL B
KA0138 | 1061979-1 | RELAY, BACKUP LUBE OIL PUMP OFF | PANEL B
KA0141 | 1061979-1 | RELAY, CONTROLLER ACTIVE | PANEL B
KA0221 | 1061979-1 | RELAY, PRIMARY GAS FUEL SHUTOFF VALVE | PANEL B
KA0222 | 1061979-1 | RELAY, SECONDARY GAS FUEL SHUTOFF VALVE | PANEL B
KA0230 | 1061979-1 | RELAY, CONTROLLER ACTIVE | PANEL B
KA0231 | 1061979-1 | RELAY, CONTROLLER ACTIVE | PANEL B
KA0232 | 1061979-1 | RELAY, CONTROLLER ACTIVE | PANEL B
KA0233 | 1061979-1 | RELAY, CONTROLLER ACTIVE | PANEL B
KA0234 | 1061979-1 | RELAY, CONTROLLER ACTIVE | PANEL B
KA0241 | 1061979-1 | RELAY, BACKUP SYSTEM RESET | PANEL B
KA0242 | 1061979-1 | RELAY, BACKUP SYSTEM RESET | PANEL B
KA0243 | 1061979-1 | RELAY, NO FIRE DETECTED | PANEL B
KA0244 | 1061979-1 | RELAY, NO FIRE DETECTED | PANEL B
KA0245 | 1061979-1 | RELAY, NO GAS DETECTED | PANEL B
KA1020 | 1061979-1 | RELAY, IGNITION START | PANEL B
KT0140 | 2651077-1 | TIMER RELAY, BACKUP PUMP^POST LUBE OFF CYCLE | PANEL B
KT0141 | 2651077-1 | TIMER RELAY, BACKUP POST LUBE CONTINUOUS | PANEL B
KT0142 | 2651077-1 | TIMER RELAY, TOTAL POST LUBE | PANEL B
KT0143 | 2651077-1 | TIMER RELAY, BACKUP PUMP POST LUBE ON CYCLE | PANEL B
KT0144 | 2651077-1 | TIMER RELAY, HEADER PRESSURE HIGH^BACKUP PUMP OFF | PANEL B
KT0145 | 2651077-1 | TIMER RELAY, FIRE DETECTED ROLLDOWN LUBE | PANEL B
KT0146 | 2651077-3 | TIMER RELAY, WATCHDOG | PANEL B
RR0941 | 981090C1 | RESISTOR, 3.01K OHM | PANEL B
RR0942 | 981089C1 | RESISTOR, 1.0K OHM | PANEL B
UA1200 | 1053834-9 | SIGNAL CONVERTER, BACKUP OVERSPEED | PANEL B
XT0060 | 1066730-7,1066730-8,1067996-4 | TERMINAL BLOCK, SPRING, 4 CONDUCTOR,30-12 AWG (0.05-3.31 MM2),NON-IS | PANEL B
XT0062 | 1066730-7,1066730-8,1067996-4 | TERMINAL BLOCK, SPRING, 4 CONDUCTOR,30-12 AWG (0.05-3.31 MM2),NON-IS | PANEL B
XT0081 | 1066730-7,1066730-8,1067996-4 | TERMINAL BLOCK, SPRING, 4 CONDUCTOR,30-12 AWG (0.05-3.31 MM2),NON-IS | PANEL B
XT0082 | 1066730-7,1066730-8,1067996-4 | TERMINAL BLOCK, SPRING, 4 CONDUCTOR,30-12 AWG (0.05-3.31 MM2),NON-IS | PANEL B
XT0084 | 1066730-7,1066730-8,1067996-4 | TERMINAL BLOCK, SPRING, 4 CONDUCTOR,30-12 AWG (0.05-3.31 MM2),NON-IS | PANEL B
XT0089 | 1066730-7,1066730-8,1067996-4 | TERMINAL BLOCK, SPRING, 4 CONDUCTOR,30-12 AWG (0.05-3.31 MM2),NON-IS | PANEL B
XT0237 | 1066730-9 | DIODE TERMINAL STRIP, 4 CONDUCTOR | PANEL B
XT0400 | 1066730-1,1066730-2,1067996-4 | TERMINAL STRIP, 4 CONDUCTOR | PANEL B
XT0401 | 1066730-7,1066730-8,1067996-4 | TERMINAL BLOCK, SPRING, 4 CONDUCTOR,30-12 AWG (0.05-3.31 MM2),NON-IS | PANEL B
AP0601 | [2]1089241-20 | MODULE, BLANK FILLER | PLC
AP0602 | 1089241-40 | 1756-EN2TRXT, ETHERNET | PLC
AP0603 | 1089241-40 | 1756-EN2TRXT, ETHERNET | PLC
AP0604 | 1089241-20 | MODULE, BLANK FILLER | PLC
AP0605 | 1089241-20 | MODULE, BLANK FILLER | PLC
AP0606 | 1089241-20 | MODULE, BLANK FILLER | PLC
AP0607 | 1089241-36 | 1756-EN2TXT, ETHERNET | PLC
AP0608 | 1089241-20 | MODULE, BLANK FILLER | PLC
AP0609 | 1089241-40 | 1756-EN2TRXT, ETHERNET | PLC
AR0600 | 1057900,1059465,1089241-42,1103759,19298R1,22652R1 | RACK CHASSIS, 1756-A10XT (10 SLOT) | PLC
AT0600 | 1089241-43 | 1756-L83EXTS, CONTROLLER^GUARDLOGIX | PLC
AT0680 | 1634974-100 | GATEWAY MODULE, TURBOTRONIC GATEWAY | PLC
FU0010 | 1043265-1,1043265-5 | FUSE, 10A | PLC
FU0680 | 1043265-1,1043265-4 | FUSE, 5A | PLC
GR0234 | [2]903849C1 | RAIL GROUND, DIN RAIL GROUNDING | PLC
UV0600 | 1089241-28 | POWER SUPPLY, RSLOGIX CHASSIS | PLC
XT0680 | 1066730-32,[2]1066730-7,[2]1066730-8,[2]1067996-4 | TERMINAL BLOCK, SPRING, 4 CONDUCTOR,30-12 AWG (0.05-3.31 MM2),NON-IS | PLC
AT0175 | 1056244-5 | 8 CHANNEL ED I/O, EAGLE QUANTUM PREMIER | RAIL,LEFT,JB70
AT0176 | 1056244-5 | 8 CHANNEL ED I/O, EAGLE QUANTUM PREMIER | RAIL,LEFT,JB70
AT0178 | 1056244-5 | 8 CHANNEL ED I/O, EAGLE QUANTUM PREMIER | RAIL,LEFT,JB70
FU0294 | 1043265-1,1043265-5 | FUSE, 10A | RAIL,LEFT,JB70
FU0295 | 1043265-1,1043265-5 | FUSE, 10A | RAIL,LEFT,JB70
FU0535 | 1043265-1,1043265-7 | FUSE, 20A | RAIL,LEFT,JB70
GR0431 | 903849C1 | RAIL GROUND, DIN RAIL GROUNDING | RAIL,LEFT,JB70
KA0172 | 1061979-1 | RELAY, FIRE DETECTED (CUSTOMER) | RAIL,LEFT,JB70
KA0174 | 1061979-1 | RELAY, GAS DETECTED (CUSTOMER) | RAIL,LEFT,JB70
KA0178 | 1061979-1 | RELAY, LOCAL HORN CONTROL (EQP) | RAIL,LEFT,JB70
KA6510 | 1061979-1 | RELAY, FIRE SYSTEM AUTO/INHIBIT | RAIL,LEFT,JB70
RR1751 | 912137C1 | RESISTOR, 10K OHM | RAIL,LEFT,JB70
RR1755 | 912137C1 | RESISTOR, 10K OHM | RAIL,LEFT,JB70
RR1756 | 912137C1 | RESISTOR, 10K OHM | RAIL,LEFT,JB70
RR1757 | 912137C1 | RESISTOR, 10K OHM | RAIL,LEFT,JB70
RR1758 | 912137C1 | RESISTOR, 10K OHM | RAIL,LEFT,JB70
RR1764 | 912137C1 | RESISTOR, 10K OHM | RAIL,LEFT,JB70
RR1765 | 912137C1 | RESISTOR, 10K OHM | RAIL,LEFT,JB70
RR1766 | 912137C1 | RESISTOR, 10K OHM | RAIL,LEFT,JB70
RR1767 | 912137C1 | RESISTOR, 10K OHM | RAIL,LEFT,JB70
RR1788 | 912137C1 | RESISTOR, 10K OHM | RAIL,LEFT,JB70
VD1756 | 960592C1 | DIODE, 15 pF | RAIL,LEFT,JB70
VD1757 | 960592C1 | DIODE, 15 pF | RAIL,LEFT,JB70
VD1758 | 960592C1 | DIODE, 15 pF | RAIL,LEFT,JB70
VD1788 | 960592C1 | DIODE, 15 pF | RAIL,LEFT,JB70
XT0007 | 1066730-7,1066730-8,1067996-4 | TERMINAL BLOCK, SPRING, 4 CONDUCTOR,30-12 AWG (0.05-3.31 MM2),NON-IS | RAIL,LEFT,JB70
XT0171 | 1066730-7,1066730-8,1067996-4 | TERMINAL BLOCK, SPRING, 4 CONDUCTOR,30-12 AWG (0.05-3.31 MM2),NON-IS | RAIL,LEFT,JB70
XT0173 | 1066730-7 | TERMINAL BLOCK, SPRING, 4 CONDUCTOR,30-12 AWG (0.05-3.31 MM2),NON-IS | RAIL,LEFT,JB70
XT0292 | 1066730-7,1066730-8,1067996-4 | TERMINAL BLOCK, SPRING, 4 CONDUCTOR,30-12 AWG (0.05-3.31 MM2),NON-IS | RAIL,LEFT,JB70
XT0535 | 1066730-7,1066730-8,1067996-4 | TERMINAL BLOCK, SPRING, 4 CONDUCTOR,30-12 AWG (0.05-3.31 MM2),NON-IS | RAIL,LEFT,JB70
XT0536 | 1066730-7,1066730-8,1067996-4 | TERMINAL BLOCK, SPRING, 4 CONDUCTOR,30-12 AWG (0.05-3.31 MM2),NON-IS | RAIL,LEFT,JB70
BA0001 | 1271449-1 | MEDIA CONVERTER, ETHERNET-FIBER OPTIC | RAIL,RIGHT,JB70
BA0002 | 1271449-1 | MEDIA CONVERTER, ETHERNET-FIBER OPTIC | RAIL,RIGHT,JB70
BA0009 | 1271449-1 | MEDIA CONVERTER, ETHERNET-FIBER OPTIC | RAIL,RIGHT,JB70
BA1100 | 1337728-10 | SWITCH, ETAP, DLR INTERFACE | RAIL,RIGHT,JB70
FU0021 | 1043265-1,1043265-3 | FUSE, 2A | RAIL,RIGHT,JB70
FU0022 | 1043265-1,1043265-3 | FUSE, 2A | RAIL,RIGHT,JB70
FU0029 | 1043265-1,1043265-3 | FUSE, 2A | RAIL,RIGHT,JB70
FU1100 | 1043265-1,1043265-5 | FUSE, 10A | RAIL,RIGHT,JB70
GR1000 | 903849C1 | RAIL GROUND, DIN RAIL GROUNDING | RAIL,RIGHT,JB70
GR1100 | 903849C1 | RAIL GROUND, DIN RAIL GROUNDING | RAIL,RIGHT,JB70
UJ1100 | 1088442-4 | POWER CONVERTER, DC/DC INPUT TO 24V DC OUTPUT | RAIL,RIGHT,JB70
XT0051 | 1066730-7,1066730-8,1067996-4 | TERMINAL BLOCK, SPRING, 4 CONDUCTOR,30-12 AWG (0.05-3.31 MM2),NON-IS | RAIL,RIGHT,JB70
XT0111 | 1066730-7,1066730-8,1067996-4 | TERMINAL BLOCK, SPRING, 4 CONDUCTOR,30-12 AWG (0.05-3.31 MM2),NON-IS | RAIL,RIGHT,JB70
GR1163 | 903849C1 | RAIL GROUND, DIN RAIL GROUNDING | RAIL,RIGHT,JB73
XT0845 | 1066730-7,1066730-8,1067996-4 | TERMINAL BLOCK, SPRING, 4 CONDUCTOR,30-12 AWG (0.05-3.31 MM2),NON-IS | RAIL,RIGHT,JB73