## Blue Labels
(SHT 1) DOOR | (SHT 10) PANEL B | (SHT 12) PUMP | (SHT 13) GB PNL | (SHT 14) INTRFC,JB70;TT6 | (SHT 15) PNL A-B,JB70 | (SHT 16) JB70 LEFT RAIL | (SHT 17) JB70 RIGHT RAIL | (SHT 18) PROX,TURB | (SHT 19) JB1123 | (SHT 3) PWR DST | (SHT 4) TCP | (SHT 5) ORBIT 60 | (SHT 6) BOP | (SHT 7) F&G | (SHT 8) PLC | (SHT 9) PNL A
AT0190K | IEG0010 | FU0120 | GR0423 | HL0171 | GR1114 | XTFGA | XTFGB | UA1263 | GR1123 | AT0680 | HL0411 | AR0610 | IEG0257 | GR0121 | UV0600 | PEG0130
AT0190 | AF0068 | FU0121 | AU0320 | HL0172 | BA1211 | GR1101 | GR1100 | UA1211 | BA0005 | XT0680 | HL0410 | AP0629 | FU0140 | GR0122 | AT0600 | IEG0230
EL0273 | AF0067 | FU0122 | AF0321 | HL0173 | FU1101 |  |  | UA1210 | BA0006 | FU0680 | HL0409 | AP0628 | FU0141 | GR0123 | AP0601 | AF0088
HA0273 | AF0066 | XT0120 | FU0320 | SA0170 | FU1211 |  |  | UA1262 | FU1123 | XT0563 | HL0408 | AP0627 | FU0142 | GR0124 | AP0602 | AF0087
FG0000 | AF0065 | KA0120 | XT0320 | SB0170 | XT1211 |  |  | UA1221 | FU1124 | FU0560 | HL0407 | AP0626 | FU0143 | PEG0150 | AP0603 | AF0086
ZS0273 | AF0064 | FU0332 | GR0424 | AT1100 | FU0503 |  |  | UA1220 | XT1123 | XT0561 | SB0400 | AP0625 | XT0140 | IEG0150 | AP0604 | AF0085
| AF0063 | XT0335 | IEG0310 | SB0471 | FU0504 |  |  | UA1231 | GR1125 | FU0200 | HL0406 | AP0621 | XT0572 |  | AP0605 | AF0084
| AF0062 | XT0336 |  | SB0473 | XT0503 |  |  | UA1230 | IEG1123 | FU0201 | HL0405 | AP0624 | KA0572 |  | AP0606 | AF0083
| AF0061 | GR0425 |  | SB0474 | BA0070 |  |  | GR1210 |  | FU0190 | HL0404 | AP0623 | KA0573 |  | AP0607 | AF0082
| AU0060 | IEG0160 |  | SH0470 | BA0071 |  |  | UA1273 |  | FU0273 | HL0403 | AP0622 | KA0540 |  | AP0608 | AF0081
| FU0210 | WC8058 |  | SH0471 | FU1100 |  |  | UA1241 |  | FU0701 | HL0402 | AP0620 | KA0541 |  | AP0609 | AU0080
| FU0060 | AF1206 |  | SH0472 | BA1100 |  |  | UA1240 |  | XT0562 | HL0401 | AP0619 | KA0535 |  | XT2911 | UJ0031
| FU0100 | AF1205 |  | HA0472 | XT0805 |  |  | UA1251 |  |  | HL0400 | AP0618 | KA0536 |  | FU0020 | UJ0131
| FU0113 | AF1204 |  | SA0471 | XT0810 |  |  | UA1250 |  |  | SH0407 | AP0617 | KA0531 |  | FU2910 | KA0135
| FU0114 | AF1203 |  | SB0472 | XT0800 |  |  | UA1272 |  |  | SH0406 | AP0616 | KA0532 |  | XT2910 | KA3103
| FU0115 | AF1202 |  |  | RR1751 |  |  | GR1211 |  |  | SH0405 | AP0615 | KA0533 |  | FU0010 | KA3221
| XT0062 | AF1201 |  |  | RR1756 | [5 empty] | SH0404 | AP0613 | KA0534 |  | FU0019 | KA3220
| FU0535 | GR0421 |  |  | RR1757 | [5 empty] | SA0400 | AP0614 | KA0537 |  | FU0021 | KA6211
| FU0294 | AU1200 |  |  | RR1758 | [5 empty] | SH0403 | AP0612 | KA0975 |  | FU0022 | KA6212
| FU0295 | AF1207 |  |  | VD1756 | [5 empty] | SH0402 | UV0610 | KA0976 |  | FU0035 | FU0801
| XT0535 | AF1208 |  |  | VD1757 | [5 empty] | SH0401 | UV0611 | KA0978 |  | XT0051 | FU0803
| XT0536 | AF1209 |  |  | VD1758 | [5 empty] | SH0400 |  | KA0550 |  | GR0230 | FU0094
| FU0061 | AF1210 |  |  | GR1111 | [5 empty] | XT0564 |  | KA0551 |  | AR0600 | FU0093
| FU0062 | AF1211 |  |  | XT0820 | [5 empty] | AU0200 |  | KA0510 |  | EDW100 | FU0092
| FU0063 | GR0420 |  |  | XT0822 | [5 empty] | XT0200 |  | KA0511 |  | AP0290 | FU0091
| FU0064 |  |  |  | XT0821 | [5 empty] | GR0200 |  | KA0512 |  | BA0001 | FU0090
| XT0060 |  |  |  | XT0825 | [5 empty] | SB0408 |  | KA0513 |  | BA0002 | FU0081
| KA1020 |  |  |  | XT0823 | [5 empty] | SB0407 |  | KA0514 |  | BA0011 | XT0081
| GR0231 |  |  |  | XT0824 | [5 empty] | SH0408 |  | GR0181 |  | GR0234 | KA0701
| FU0410 |  |  |  | GR1233 | [5 empty] | SB0405 |  | FU0146 |  |  | KA2161
| FU0411 |  |  |  | XT0808 | [5 empty] | SB0406 |  | AU0140 |  |  | KA2160
| FU0412 |  |  |  | XT0812 | [5 empty] | SA0401 |  | AF0141 |  |  | XT0082
| XT0410 |  |  |  | XT0807 | [5 empty] | SB0404 |  | AF0142 |  |  | FU0080
| XT0071 |  |  |  | XT0811 | [5 empty] | SB0403 |  | AF0143 |  |  | FU0137
| FU0071 |  |  |  | XT0801 | [5 empty] | SB0402 |  | AF0144 |  |  | FU0139
| FU0070 |  |  |  | XT0802 | [5 empty] | SB0401 |  | AF0145 |  |  | FU0387
| FU0076 |  |  |  | XT0803 | [5 empty] | AF0201 |  | AF0146 |  |  | FU0388
| AU0070 |  |  |  | XT0809 | [5 empty] | AF0202 |  | GR0182 |  |  | FU0389
| AF0071 |  |  |  | GR1112 | [7 empty] | FU0180 |  |  | FU0390
| AF0072 |  |  |  | XT0813 | [7 empty] | FU0181 |  |  | GR0133
| AF0073 |  |  |  | XT0814 | [7 empty] | FU0182 |  |  | XT0901
| AF0074 |  |  |  | XT0837 | [7 empty] | AU0180 |  |  | FU0901
| AF0075 |  |  |  | XT0839 | [7 empty] | AF0181 |  |  | KA0130
| AF0076 |  |  |  | XT0850 | [7 empty] | AF0182 |  |  | KA0901
| AF0077 |  |  |  | XT0804 | [7 empty] | AF0183 |  |  | XT0080
| XT0085 |  |  |  | GR1110 | [7 empty] | AF0184 |  |  | XT0002
| XT0237 |  |  |  | UA1200 | [7 empty] | AF0185 |  |  | XT0003
| GR0233 |  |  |  | GR1232 | [7 empty] | GR0183 |  |  | GR0134
| PC0470 |  |  |  | GR1231 | [10 empty] | AU0090
| XT0089 |  |  |  | IEG1200 | [10 empty] | AF0091
| XT0084 | [14 empty] | AF0092
| KT0140 | [14 empty] | AF0093
| KT0141 | [14 empty] | AF0094
| KT0142 | [14 empty] | AF0095
| KT0143 | [14 empty] | AF0096
| KT0144 | [14 empty] | AF0097
| KT0145 | [14 empty] | QS0031
| KT0146 | [14 empty] | GR0132
| KA0137 | [14 empty] | FU0012
| KA0133 | [14 empty] | FU0013
| KA0136 | [14 empty] | FU0014
| KA0138 | [14 empty] | FU0015
| KA0142 | [14 empty] | FU0016
| KA0134 | [14 empty] | FU0017
| KA0131 | [14 empty] | FU0018
| KA0132 | [14 empty] | XT0012
| KA0141 | [14 empty] | QS0011
| KA0230 | [14 empty] | GR0131
| KA0231 | [14 empty] | FU0032
| KA0232 | [14 empty] | FU0031
| KA0233 | [14 empty] | XT0032
| KA0234 | [14 empty] | FU0136
| KA0176 | [14 empty] | GR0135
| KA0177 | [14 empty] | XT0014
KA0179
KA0255
KA0145
KA0246
KA0247
KA0254
KA0249
KA0243
KA0244
KA0245
KA0221
KA0222
KA0241
KA0242
KA0235
KA0236
KA0237
KA0239
KA0240
KA0251
GR0232

## White Labels
(SHT 6) BOP | (SHT 6) BOP - (SHT 9) PNL A | (SHT 6) BOP - (SHT 4) TCP | (SHT 7) F&G | (SHT 7) F&G - (SHT 9) PNL A | (SHT 7) F&G - (SHT 4) TCP | (SHT 13) GB PNL | (SHT 13) GB PNL - (SHT 10) PANEL B | (SHT 14) INTRFC,JB70;TT6 - (SHT 15) PNL A-B,JB70 | (SHT 19) JB1123 | (SHT 5) ORBIT 60 - (SHT 9) PNL A | (SHT 10) PANEL B | (SHT 10) PANEL B - (SHT 8) PLC | (SHT 10) PANEL B - (SHT 9) PNL A | (SHT 10) PANEL B - (SHT 12) PUMP | (SHT 8) PLC | (SHT 9) PNL A | (SHT 15) PNL A-B,JB70 | (SHT 12) PUMP | (SHT 3) PWR DST - (SHT 4) TCP
AF0143SH | IEG0257G | AU0200G | GR0121 | IEG0150G | IEG01503 | AU0320G,GRN | IEG0310G | AT1100G | GR1123 | PEG01301 | AF0064G | IEG00102 | IEG0010G | IEG0160G | GR0230 | AF0083G | IEG12002 | AF1204G | 0V
AF0144SH |  |  | GR0123 | PEG0150G |  | GR0423 |  |  | GR1125 | PEG01303 | AF0065G | IEG00106 |  |  | UV0600G | AF0084G | UA1200G | AF1205G | 0V1
AU0140G | [5 empty] | IEG03102 |  |  |  |  | AF0066G | IEG00107 |  |  |  | AF0085G |  | AF1206G | ESTOPB
AU0180G,GRN | [5 empty] | IEG03103 |  |  |  |  | AF0071G |  |  |  |  | AF0086G |  | AF1208G | ESTOPC
GR0181 | [10 empty] | AF0072G |  |  |  |  | AF0094G |  | AF1209G | FU0139
IEG02571,GRN | [10 empty] | AF0073G |  |  |  |  | AF0096G |  | AF1210G | FU0200
IEG02572 | [10 empty] | AF0074G |  |  |  |  | AU0080G,GRN |  | AF1211G | FU0201
IEG02573 | [10 empty] | AF0075G |  |  |  |  | AU0090G |  | AU1200G | KA023612
IEG02575 | [10 empty] | AU0060G,GRN |  |  |  |  | IEG023013 |  | GR0425 | KA0241A1
[11 empty] | AU0070G,GRN |  |  |  |  | IEG02302 |  | IEG01601 | SB0400B211
[11 empty] | GR0232 |  |  |  |  | IEG02306 |  | IEG01602 | SB0400B212
[11 empty] | IEG00101 |  |  |  |  | IEG02308 |  | IEG01603
[11 empty] | IEG00103 |  |  |  |  | KA0901A2
IEG00104
IEG00108

## Heat Shrink Labels
(SHT 6) BOP - (SHT 8) PLC | (SHT 10) PANEL B - (SHT 8) PLC | (SHT 8) PLC | (SHT 8) PLC - (SHT 9) PNL A | (SHT 15) PNL A-B,JB70
WC029024 | WC02901 | WC029010A | WC029010B | WC4524
WC029025 | WC029022 | WTXRX1 | WC029011
WC029026 | WC02904 |  | WC029012
WC029027 | WC02905 |  | WC029013
WC029028 | WC02906 |  | WC029017
WC029030 | WC02907 |  | WC029018
WCO29029 | WC02908 |  | WC029019
| WC02909 |  | WC029020
| WCO2902 |  | WC029021
WC029023
WC02903
WC29015
WC29016

## BOP
BOP
BALANCE OF PLANT PANEL
Project # | 4M391
Project Name | SHELL NIGERIA (SNEPCO)/MABU CONSORTIUM
Revision | B.7
Controls DE | F. Partow Dezfouli
Phone:
Controls ME | H. Medrano
Phone:
From | [5 empty] | To
Device ID | Cable (W) Conductor (SC) Jumper Clip (JC) | Wire No. | Wire ID | Gauge/Size | Page/Zone | Device ID | Location | Page/Zone
XT0140:1 | JC | 0V | CLIP | --- | 35.A1 | XT0140:2 | BOP | 35.B1
XT0140:2 | JC | 0V | CLIP | --- | 35.B1 | XT0140:3 | BOP | 35.B1
XT0140:3 | JC | 0V | CLIP | --- | 35.B1 | XT0140:4 | BOP | 35.C1
XT0140:4 | JC | 0V | CLIP | --- | 35.C1 | XT0140:5 | BOP | 35.D1
XT0140:5 | JC | 0V | CLIP | --- | 35.D1 | XT0140:6 | BOP | 35.D1
AF0182:01 | SC | JP4 | VIO | 20 | 37.A7 | AF0182:33 | BOP | 37.A7
AF0182:03 | SC | JP9 | VIO | 20 | 37.B7 | AF0182:35 | BOP | 37.B7
AF0141:00 | SC | KA053121 | WHT | 20 | 126.A7 | KA0531:21 | BOP | 126.A5
AF0141:04 | SC | KA053221 | WHT | 20 | 127.A7 | KA0532:21 | BOP | 127.A5
AF0141:12 | SC | KA053511 | WHT | 20 | 129.A7 | KA0535:11 | BOP | 129.A6
AF0141:14 | SC | KA053521 | WHT | 20 | 130.A7 | KA0535:21 | BOP | 130.A6
AF0141:16 | SC | SV76212 | WHT | 20 | 126.A7 | XT0572:1 | BOP | 126.A4
AF0141:20 | SC | SV76412 | WHT | 20 | 127.A7 | XT0572:3 | BOP | 127.A4
AF0141:32 | SC | KA055011 | WHT | 20 | 126.A7 | KA0550:11 | BOP | 126.A6
AF0141:36 | SC | KA055111 | WHT | 20 | 127.A7 | KA0551:11 | BOP | 127.A6
AF0141:COM | SC | 0V | WHT | 20 | 35.B2 | XT0140:2 | BOP | 35.B1
AF0141:J | SC | * |  |  | 35.B2 | AF0142:P | BOP | 35.B3
AF0141:V+ | SC | FU0141 | WHT | 16 | 35.B2 | FU0141:LD | BOP | 35.B1
AF0142:COM | SC | AF0142N | WHT | 16 | 35.B3 | AF0143:COM | BOP | 35.B3
AF0142:COM | SC | AU0140N | WHT | 16 | 35.B3 | AU0140:COM | BOP | 35.A2
AF0142:J | SC | * |  |  | 35.B3 | AF0143:P | BOP | 35.B3
AF0142:V+ | SC | AF0142P | WHT | 16 | 35.B3 | AF0143:V+ | BOP | 35.B3
AF0142:V+ | SC | AU0140P | WHT | 16 | 35.B3 | AU0140:V+ | BOP | 35.A2
AF0143:COM | SC | AF0143N | WHT | 16 | 35.B3 | AF0144:COM | BOP | 35.B4
AF0143:J | SC | * |  |  | 35.B3 | AF0144:P | BOP | 35.B4
AF0143:SH | SC | AF0143SH | GRN | 14 | 35.B3 | AF0144:SH | BOP | 35.B4
AF0143:SH | SC | AU0140G | GRN | 14 | 35.B3 | AU0140:GND | BOP | 35.A2
AF0143:V+ | SC | AF0143P | WHT | 16 | 35.B3 | AF0144:V+ | BOP | 35.B4
AF0144:COM | SC | AF0144N | WHT | 16 | 35.B4 | AF0145:COM | BOP | 35.B5
AF0144:J | SC | * |  |  | 35.B4 | AF0145:P | BOP | 35.B5
AF0144:SH | SC | AF0144SH | GRN | 14 | 35.B4 | AF0145:SH | BOP | 35.B5
AF0144:V+ | SC | AF0144P | WHT | 16 | 35.B4 | AF0145:V+ | BOP | 35.B5
AF0145:J | SC | * |  |  | 35.B5 | AF0146:P | BOP | 35.B5
AF0145:SH | SC | IEG02571,GRN | GRN | 14 | 35.B5 | IEG0257:1 | BOP | 35.B5
AF0146:COM | SC | 0V | WHT | 20 | 35.B5 | XT0140:3 | BOP | 35.B1
AF0146:V+ | SC | FU0142 | WHT | 16 | 35.B5 | FU0142:LD | BOP | 35.B1
AF0181:00 | SC | KA0510A1 | WHT | 20 | 37.B7 | KA0510:A1 | BOP | 37.C6
AF0181:02 | SC | KA0511A1 | WHT | 20 | 37.C7 | KA0511:A1 | BOP | 37.C6
AF0181:04 | SC | KA0512A1 | WHT | 20 | 37.C7 | KA0512:A1 | BOP | 37.D6
AF0181:06 | SC | KA0513A1 | WHT | 20 | 37.D7 | KA0513:A1 | BOP | 37.D6
AF0181:08 | SC | KA0514A1 | WHT | 20 | 37.D7 | KA0514:A1 | BOP | 37.D6
AF0181:16 | SC | KA0510A2 | WHT | 20 | 37.B7 | KA0510:A2 | BOP | 37.C6
AF0181:18 | SC | KA0511A2 | WHT | 20 | 37.C7 | KA0511:A2 | BOP | 37.C6
AF0181:20 | SC | KA0512A2 | WHT | 20 | 37.C7 | KA0512:A2 | BOP | 37.D6
AF0181:22 | SC | KA0513A2 | WHT | 20 | 37.D7 | KA0513:A2 | BOP | 37.D6
AF0181:24 | SC | KA0514A2 | WHT | 20 | 37.D7 | KA0514:A2 | BOP | 37.D6
AF0181:COM | SC | 0V | WHT | 20 | 35.C2 | XT0140:4 | BOP | 35.C1
AF0181:J | SC | * |  |  | 35.C2 | AF0182:P | BOP | 35.C3
AF0181:V+ | SC | FU0181 | WHT | 16 | 35.C2 | FU0181:LD | BOP | 35.D1
AF0182:04 | SC | KA097514 | WHT | 20 | 119.A6 | KA0975:14 | BOP | 119.A6
AF0182:05 | SC | KA097611 | WHT | 20 | 119.A6 | KA0976:11 | BOP | 119.B6
AF0182:36 | SC | KA097511 | WHT | 20 | 119.A6 | KA0975:11 | BOP | 119.A6
AF0182:37 | SC | KA097614 | WHT | 20 | 119.A6 | KA0976:14 | BOP | 119.B6
AF0182:COM | SC | AF0182N | WHT | 16 | 35.C3 | AF0183:COM | BOP | 35.C3
AF0182:COM | SC | AU0180N | WHT | 16 | 35.C3 | AU0180:COM | BOP | 35.C2
AF0182:J | SC | * |  |  | 35.C3 | AF0183:P | BOP | 35.C3
AF0182:V+ | SC | AF0182P | WHT | 16 | 35.C3 | AF0183:V+ | BOP | 35.C3
AF0182:V+ | SC | AU0180P | WHT | 16 | 35.C3 | AU0180:V+ | BOP | 35.C2
AF0183:02 | SC | KA097814 | WHT | 20 | 119.B6 | KA0978:14 | BOP | 119.B6
AF0183:04 | SC | ZSC76212 | WHT | 20 | 126.B7 | XT0572:2 | BOP | 126.B4
AF0183:05 | SC | ZSC76412 | WHT | 20 | 127.B7 | XT0572:4 | BOP | 127.B4
AF0183:20 | SC | KA0572A2 | WHT | 20 | 126.B7 | KA0572:A2 | BOP | 126.B6
AF0183:21 | SC | KA0573A2 | WHT | 20 | 127.B7 | KA0573:A2 | BOP | 127.B6
AF0183:34 | SC | KA097811 | WHT | 20 | 119.B6 | KA0978:11 | BOP | 119.B6
AF0183:COM | SC | AF0183N | WHT | 16 | 35.C3 | AF0185:COM | BOP | 35.C5
AF0183:J | SC | * |  |  | 35.C3 | AF0184:P | BOP | 35.C4
AF0183:V+ | SC | AF0183P | WHT | 16 | 35.C3 | AF0185:V+ | BOP | 35.C5
AF0184:00 | SC | KA0550A1 | WHT | 20 | 126.D7 | KA0550:A1 | BOP | 126.D6
AF0184:02 | SC | KA0551A1 | WHT | 20 | 127.C7 | KA0551:A1 | BOP | 127.C6
AF0184:16 | SC | KA0550A2 | WHT | 20 | 126.D7 | KA0550:A2 | BOP | 126.D6
AF0184:18 | SC | KA0551A2 | WHT | 20 | 127.C7 | KA0551:A2 | BOP | 127.C6
AF0184:COM | SC | 0V | WHT | 20 | 35.C4 | XT0140:5 | BOP | 35.D1
AF0184:J | SC | * |  |  | 35.C4 | AF0185:P | BOP | 35.C5
AF0184:V+ | SC | FU0182 | WHT | 16 | 35.C4 | FU0182:LD | BOP | 35.D1
AF0185:SH | SC | IEG02572 | GRN | 14 | 35.C5 | IEG0257:2 | BOP | 35.D5
AF0185:SH | SC | AU0180G,GRN | GRN | 14 | 35.C5 | AU0180:GND | BOP | 35.C2
AU0140:COM | SC | 0V | WHT | 16 | 35.A2 | XT0140:2 | BOP | 35.B1
AU0140:V+ | SC | FU0140 | WHT | 16 | 35.A2 | FU0140:LD | BOP | 35.B1
AU0180:COM | SC | 0V | WHT | 20 | 35.C2 | XT0140:4 | BOP | 35.C1
AU0180:V+ | SC | FU0180 | WHT | 16 | 35.C2 | FU0180:LD | BOP | 35.C1
FU0140:LI | SC | FU0146 | WHT | 14 | 35.B1 | FU0141:LI | BOP | 35.B1
FU0140:LI | SC | FU0146 | WHT | 14 | 35.B1 | FU0146:LD | BOP | 35.A1
FU0141:LI | SC | FU0146 | WHT | 14 | 35.B1 | FU0142:LI | BOP | 35.B1
FU0142:LI | SC | FU0146 | WHT | 14 | 35.B1 | FU0143:LI | BOP | 35.C1
FU0143:LD | SC | FU0143 | WHT | 16 | 35.C1 | XT0140:9 | BOP | 36.C1
FU0143:LI | SC | FU0146 | WHT | 14 | 35.C1 | FU0180:LI | BOP | 35.C1
FU0180:LI | SC | FU0146 | WHT | 14 | 35.C1 | FU0181:LI | BOP | 35.D1
FU0181:LI | SC | FU0146 | WHT | 14 | 35.D1 | FU0182:LI | BOP | 35.D1
GR0181: | SC | GR0181 | GRN/YEL | 14 | 11.D4 | FG8:2 | BOP | 11.D5
GR0182: | SC | IEG02573 | GRN | 14 | 11.D4 | IEG0257:3 | BOP | 11.D5
GR0183: | SC | IEG02575 | GRN | 14 | 11.D4 | IEG0257:5 | BOP | 11.D5
KA0531:24 | SC | KA053124 | WHT | 20 | 126.A5 | KA0540:A1 | BOP | 126.A4
KA0531:A1 | SC | ESTOP | WHT | 20 | 36.A3 | KA0532:A1 | BOP | 36.A3
KA0531:A1 | SC | ESTOP | WHT | 20 | 36.A3 | XT0140:8 | BOP | 36.A2
KA0531:A2 | SC | 0V | WHT | 20 | 36.A3 | KA0532:A2 | BOP | 36.A3
KA0531:A2 | SC | 0V | WHT | 20 | 36.A3 | KA0536:A2 | BOP | 36.A3
KA0532:24 | SC | KA053224 | WHT | 20 | 127.A5 | KA0541:A1 | BOP | 127.A5
KA0532:A1 | SC | ESTOP | WHT | 20 | 36.A3 | KA0533:A1 | BOP | 36.B3
KA0532:A2 | SC | 0V | WHT | 20 | 36.A3 | KA0533:A2 | BOP | 36.B3
KA0533:11 | SC | FU0143 | WHT | 16 | 36.C2 | XT0140:9 | BOP | 36.C1
KA0533:A1 | SC | ESTOP | WHT | 20 | 36.B3 | KA0534:A1 | BOP | 36.B3
KA0533:A2 | SC | 0V | WHT | 20 | 36.B3 | KA0534:A2 | BOP | 36.B3
KA0534:A1 | SC | ESTOP | WHT | 20 | 36.B3 | KA0537:A1 | BOP | 36.B3
KA0534:A2 | SC | 0V | WHT | 20 | 36.B3 | KA0537:A2 | BOP | 36.B3
KA0535:A1 | SC | KA0131A1 | WHT | 20 | 36.A3 | KA0536:A1 | BOP | 36.A3
KA0535:A1 | SC | KA0131A1 | WHT | 20 | 36.A3 | XT0140:7 | BOP | 36.A2
KA0535:A2 | SC | 0V | WHT | 20 | 36.A3 | KA0536:A2 | BOP | 36.A3
KA0535:A2 | SC | 0V | WHT | 20 | 36.A3 | XT0140:6 | BOP | 35.D1
KA0540:11 | SC | KA054011 | WHT | 20 | 126.A5 | KA0550:14 | BOP | 126.A6
KA0540:A2 | SC | SV76212 | WHT | 20 | 126.A4 | XT0572:1 | BOP | 126.A4
KA0541:11 | SC | KA054111 | WHT | 20 | 127.A5 | KA0551:14 | BOP | 127.A6
KA0541:A2 | SC | SV76412 | WHT | 20 | 127.A5 | XT0572:3 | BOP | 127.A4
KA0572:11 | SC | KA053312 | WHT | 20 | 36.C3 | KA0573:11 | BOP | 36.C3
KA0572:A1 | SC | ZSC76212 | WHT | 20 | 126.B6 | XT0572:2 | BOP | 126.B4
KA0573:11 | SC | KA053312 | WHT | 20 | 36.C3 | KA0533:12 | BOP | 36.C2
KA0573:A1 | SC | ZSC76412 | WHT | 20 | 127.B6 | XT0572:4 | BOP | 127.B4
AU0140:L2 | WC0018 | AU0140L2 | ENET | CABLE | 3.A2 | AU0180:L1 | BOP | 3.A2
XT0140:7 | SC | KA0131A1 | WHT | 20 | 36.A2 | XT0089:8 | PANEL B | 29.D4
XT0140:8 | SC | ESTOP | WHT | 20 | 36.A2 | XT0089:6 | PANEL B | 27.D5
AF0143:32 | WC029024 | PT77301 | RED | 20 | 128.A7 | AP0290:O:A24+ | PLC | 128.A5
AF0143:00 | WC029024 | PT77302 | BLK | 20 | 128.A7 | AP0290:O:C24- | PLC | 128.A5
AF0143:48 | WC029024 | 014348 | SH | 20 | 128.A7 | FLOATING | PLC | 128.A6
AF0143:34 | WC029025 | FT7622A1 | RED | 20 | 128.A7 | AP0290:O:A25+ | PLC | 128.A5
AF0143:02 | WC029025 | FT7622A2 | BLK | 20 | 128.A7 | AP0290:O:C25- | PLC | 128.A5
AF0143:50 | WC029025 | 014350 | SH | 20 | 128.A7 | FLOATING | PLC | 128.A6
AF0143:38 | WC029026 | PT77311 | RED | 20 | 128.B7 | AP0290:O:A26+ | PLC | 128.B5
AF0143:06 | WC029026 | PT77312 | BLK | 20 | 128.B7 | AP0290:O:C26- | PLC | 128.B5
AF0143:54 | WC029026 | 014354 | SH | 20 | 128.B7 | FLOATING | PLC | 128.B6
AF0143:36 | WC029027 | ZT74601 | RED | 20 | 128.C7 | AP0290:O:A27+ | PLC | 128.C5
AF0143:04 | WC029027 | ZT74602 | BLK | 20 | 128.C7 | AP0290:O:C27- | PLC | 128.C5
AF0143:52 | WC029027 | 014352 | SH | 20 | 128.C7 | FLOATING | PLC | 128.C6
AF0143:40 | WC029028 | ZT74611 | RED | 20 | 128.D7 | AP0290:O:A28+ | PLC | 128.D5
AF0143:08 | WC029028 | ZT74612 | BLK | 20 | 128.D7 | AP0290:O:C28- | PLC | 128.D5
AF0143:56 | WC029028 | 014356 | SH | 20 | 128.D7 | FLOATING | PLC | 128.D6
AF0143:44 | WC029030 | TT21801 | RED | 20 | 129.C7 | AP0290:O:A30+ | PLC | 129.C5
AF0143:12 | WC029030 | TT21802 | BLK | 20 | 129.C7 | AP0290:O:C30- | PLC | 129.C5
AF0143:60 | WC029030 | 014360 | SH | 20 | 129.C7 | FLOATING | PLC | 129.D6
AF0143:42 | WCO29029 | FT21801 | RED | 20 | 129.C7 | AP0290:O:A29+ | PLC | 129.C5
AF0143:10 | WCO29029 | FT21802 | BLK | 20 | 129.C7 | AP0290:O:C29- | PLC | 129.C5
AF0143:58 | WCO29029 | 014358 | SH | 20 | 129.C7 | FLOATING | PLC | 129.C6
IEG0257:0 | SC | IEG0257G | GRN | 8 | 11.D2 | IEG0230:7 | PNL A | 11.D2
FU0146:LI | SC | FU0332 | WHT | 12 | 35.A1 | XT0335:1 | PUMP | 31.A4
XT0140:1 | SC | 0V | WHT | 20 | 35.A1 | XT0336:1 | PUMP | 31.A4
AU0140:L1 | WC0014 | AU1200L2 | ENET | CABLE | 3.A2 | AU1200:L2 | PUMP | 3.A3
IEG0257:4 | SC | AU0200G | GRN | 14 | 46.B5 | XT0200:1 | TCP | 46.B4
AU0180:L2 | WC0020 | AU0180L2 | ENET | CABLE | 3.A2 | AU0200:L1 | TCP | 3.B2
SolarTools ver. 24.0.84.24712 (Jul 31, 2025)
Report date: 3/2/2026 1:13 PM

## DOOR
DOOR
Project # | 4M391
Project Name | SHELL NIGERIA (SNEPCO)/MABU CONSORTIUM
Revision | B.7
Controls DE | F. Partow Dezfouli
Phone:
Controls ME | H. Medrano
Phone:
From | [5 empty] | To
Device ID | Cable (W) Conductor (SC) Jumper Clip (JC) | Wire No. | Wire ID | Gauge/Size | Page/Zone | Device ID | Location | Page/Zone
AT0190:GND | SC | AT0190G | GRN/YEL | 14 | 46.C4 | FRAME | DOOR | 46.D3
AT0190:USB1 | SC | AT0190K | CABLE | USB | 46.C4 | AT0190K:KI | DOOR | 46.C5
EL0273:B1 | SC | ZS0273 | WHT | 14 | 46.B4 | ZS0273:2 | DOOR | 46.B4
AT0190:NEG | SC | 0V1 | WHT | 14 | 46.C4 | XT0562:4 | PWR DST | 46.C2
AT0190:POS | SC | FU0190 | WHT | 14 | 46.C4 | FU0190:LD | PWR DST | 46.C3
EL0273:W1 | SC | 0V1 | WHT | 16 | 46.B4 | XT0562:2 | PWR DST | 46.B2
ZS0273:1 | SC | FU0273 | WHT | 14 | 46.B4 | FU0273:LD | PWR DST | 46.B3
AT0190:ENET | WC0019 | AT0680LAN2 | ENET | CABLE | 4.A6 | AT0680:LAN2 | PWR DST | 4.A2
HA0273:(+) | WC5540 | HA0273P | BLK | 16 | 48.D4 | AF0202:23 | TCP | 48.D6
HA0273:(-) | WC5540 | HA0273N | WHT | 16 | 48.D4 | AF0202:55 | TCP | 48.D6
SolarTools ver. 24.0.84.24712 (Jul 31, 2025)
Report date: 3/2/2026 1:13 PM

## F&G
F&G
FIRE AND GAS PANEL
Project # | 4M391
Project Name | SHELL NIGERIA (SNEPCO)/MABU CONSORTIUM
Revision | B.7
Controls DE | F. Partow Dezfouli
Phone:
Controls ME | H. Medrano
Phone:
From | [5 empty] | To
Device ID | Cable (W) Conductor (SC) Jumper Clip (JC) | Wire No. | Wire ID | Gauge/Size | Page/Zone | Device ID | Location | Page/Zone
GR0121: | SC | GR0121 | GRN/YEL | 14 | 11.B4 | FG12:1 | F&G | 11.B5
GR0122: | SC | GR0122 | GRN/YEL | 14 | 11.B4 | FRAME | F&G | 11.B5
GR0123: | SC | GR0123 | GRN/YEL | 14 | 11.C4 | FG12:2 | F&G | 11.C5
GR0124: | SC | GR0124 | GRN/YEL | 14 | 11.C4 | FRAME | F&G | 11.C5
IEG0150:0 | SC | IEG0150G | GRN | 8 | 11.C2 | IEG0230:3 | PNL A | 11.C2
PEG0150:0 | SC | PEG0150G | GRN/YEL | 8 | 11.B2 | PEG0130:2 | PNL A | 11.B2
IEG0150:3 | SC | IEG01503 | GRN | 14 | 46.A3 | GR0200: | TCP | 46.A3
SolarTools ver. 24.0.84.24712 (Jul 31, 2025)
Report date: 3/2/2026 1:13 PM

## GB PNL
GB PNL
GEARBOX PANEL, CONTROL CONSOLE
Project # | 4M391
Project Name | SHELL NIGERIA (SNEPCO)/MABU CONSORTIUM
Revision | B.7
Controls DE | F. Partow Dezfouli
Phone:
Controls ME | H. Medrano
Phone:
From | [5 empty] | To
Device ID | Cable (W) Conductor (SC) Jumper Clip (JC) | Wire No. | Wire ID | Gauge/Size | Page/Zone | Device ID | Location | Page/Zone
AF0321:COM | SC | AU0320N | WHT | 16 | 32.B2 | AU0320:COM | GB PNL | 32.A2
AF0321:SH | SC | IEG03102 | GRN | 14 | 32.B2 | IEG0310:2 | GB PNL | 32.B3
AF0321:SH | SC | AU0320G,GRN | GRN | 14 | 32.B2 | AU0320:GND | GB PNL | 32.A2
AF0321:V+ | SC | AU0320P | WHT | 16 | 32.B2 | AU0320:V+ | GB PNL | 32.A2
AU0320:COM | SC | 0V | WHT | 16 | 32.A2 | XT0320:1 | GB PNL | 32.B2
AU0320:V+ | SC | FU0320 | WHT | 16 | 32.A2 | FU0320:LD | GB PNL | 32.B1
GR0423: | SC | GR0423 | GRN/YEL | 14 | 11.D4 | FG8:3 | GB PNL | 11.D5
GR0424: | SC | IEG03103 | GRN | 14 | 11.D4 | IEG0310:3 | GB PNL | 11.D5
IEG0310:0 | SC | IEG0310G | GRN | 8 | 11.D2 | IEG0010:9 | PANEL B | 11.D2
AU0320:L1 | WC0032 | AU0060L2 | ENET | CABLE | 3.A4 | AU0060:L2 | PANEL B | 3.A6
FU0320:LI | SC | FU0332 | WHT | 14 | 32.B1 | XT0335:2 | PUMP | 31.A4
XT0320:1 | SC | 0V | WHT | 14 | 32.B2 | XT0336:2 | PUMP | 31.B4
AU0320:L2 | WC0012 | AU0320L2 | ENET | CABLE | 3.A4 | AU1200:L1 | PUMP | 3.A3
SolarTools ver. 24.0.84.24712 (Jul 31, 2025)
Report date: 3/2/2026 1:13 PM

## INTRFC,JB70;TT6
INTRFC,JB70;TT6
Project # | 4M391
Project Name | SHELL NIGERIA (SNEPCO)/MABU CONSORTIUM
Revision | B.7
Controls DE | F. Partow Dezfouli
Phone:
Controls ME | H. Medrano
Phone:
From | [5 empty] | To
Device ID | Cable (W) Conductor (SC) Jumper Clip (JC) | Wire No. | Wire ID | Gauge/Size | Page/Zone | Device ID | Location | Page/Zone
AT1100:GND | SC | AT1100G | GRN/YEL | 14 | 42.D3 | XT0800:39 | PNL A-B,JB70 | 42.D4
AT1100:NEG | SC | 0V | WHT | 14 | 42.D3 | XT0800:38 | PNL A-B,JB70 | 42.D4
AT1100:POS | SC | FU1100 | WHT | 14 | 42.D3 | FU1100:LD | PNL A-B,JB70 | 42.D3
HL0171:X1 | SC | HL0171X1 | WHT | 20 | 41.A1 | XT0839:3 | PNL A-B,JB70 | 41.A3
HL0171:X2 | SC | HL0171X2 | WHT | 20 | 41.A1 | XT0839:1 | PNL A-B,JB70 | 41.A3
HL0172:X1 | SC | HL0172X1 | WHT | 20 | 41.A1 | XT0839:6 | PNL A-B,JB70 | 41.A3
HL0172:X2 | SC | HL0172X2 | WHT | 20 | 41.A1 | XT0839:4 | PNL A-B,JB70 | 41.A3
HL0173:X1 | SC | HL0173X1 | WHT | 20 | 41.B1 | XT0839:9 | PNL A-B,JB70 | 41.B3
HL0173:X2 | SC | HL0173X2 | WHT | 20 | 41.B1 | XT0839:7 | PNL A-B,JB70 | 41.B3
SA0170:B1-13 | SC | SA0170B113 | WHT | 20 | 41.B1 | XT0839:10 | PNL A-B,JB70 | 41.B3
SA0170:B1-14 | SC | SA0170B114 | WHT | 20 | 41.B1 | XT0839:11 | PNL A-B,JB70 | 41.B3
SA0471:B1-13 | SC | SA0471B113 | WHT | 20 | 45.B1 | XT0800:27 | PNL A-B,JB70 | 45.B4
SA0471:B1-14 | SC | SA0471B114 | WHT | 20 | 45.B1 | XT0800:28 | PNL A-B,JB70 | 45.B4
SA0471:B2-13 | SC | SA0471B213 | WHT | 20 | 45.A1 | XT0800:25 | PNL A-B,JB70 | 45.A4
SA0471:B2-14 | SC | SA0471B214 | WHT | 20 | 45.A1 | XT0800:26 | PNL A-B,JB70 | 45.A4
SB0170:13 | SC | SB017013 | WHT | 20 | 41.C1 | XT0839:14 | PNL A-B,JB70 | 41.C3
SB0170:14 | SC | SB017014 | WHT | 20 | 41.C1 | XT0839:15 | PNL A-B,JB70 | 41.C3
SB0471:11 | SC | SB047111 | WHT | 20 | 44.D1 | XT0800:19 | PNL A-B,JB70 | 44.D4
SB0471:12 | SC | SB047112 | WHT | 20 | 44.D1 | XT0800:20 | PNL A-B,JB70 | 44.D4
SB0472:B1-11 | SC | ESTOPB | WHT | 20 | 45.C1 | XT0800:29 | PNL A-B,JB70 | 45.C4
SB0472:B1-12 | SC | ESTOPA | WHT | 20 | 45.C1 | XT0800:30 | PNL A-B,JB70 | 45.C4
SB0472:B2-11 | SC | SB0472B211 | WHT | 20 | 45.B1 | XT0800:31 | PNL A-B,JB70 | 45.B4
SB0472:B2-12 | SC | SB0472B212 | WHT | 20 | 45.B1 | XT0800:32 | PNL A-B,JB70 | 45.B4
SB0473:13 | SC | SB047313 | WHT | 20 | 44.D1 | XT0800:21 | PNL A-B,JB70 | 44.D4
SB0473:14 | SC | SB047314 | WHT | 20 | 44.D1 | XT0800:22 | PNL A-B,JB70 | 44.D4
SB0474:13 | SC | SB047413 | WHT | 20 | 45.A1 | XT0800:23 | PNL A-B,JB70 | 45.A4
SB0474:14 | SC | SB047414 | WHT | 20 | 45.A1 | XT0800:24 | PNL A-B,JB70 | 45.A4
SH0470:11 | SC | SH047011 | WHT | 20 | 44.B1 | XT0800:7 | PNL A-B,JB70 | 44.B4
SH0470:12 | SC | SH047012 | WHT | 20 | 44.B1 | XT0800:8 | PNL A-B,JB70 | 44.B4
SH0470:13 | SC | SH047013 | WHT | 20 | 44.B1 | XT0800:9 | PNL A-B,JB70 | 44.B4
SH0470:14 | SC | SH047014 | WHT | 20 | 44.B1 | XT0800:10 | PNL A-B,JB70 | 44.B4
SH0470:X1 | SC | SH0470X1 | WHT | 20 | 44.B1 | XT0800:12 | PNL A-B,JB70 | 44.C4
SH0470:X2 | SC | SH0470X2 | WHT | 20 | 44.B1 | XT0800:11 | PNL A-B,JB70 | 44.B4
SH0471:11 | SC | SH047111 | WHT | 20 | 44.A1 | XT0800:3 | PNL A-B,JB70 | 44.A4
SH0471:12 | SC | SH047112 | WHT | 20 | 44.A1 | XT0800:4 | PNL A-B,JB70 | 44.A4
SH0471:13 | SC | SH047113 | WHT | 20 | 44.A1 | XT0800:1 | PNL A-B,JB70 | 44.A4
SH0471:14 | SC | SH047114 | WHT | 20 | 44.A1 | XT0800:2 | PNL A-B,JB70 | 44.A4
SH0471:X1 | SC | SH0471X1 | WHT | 20 | 44.A1 | XT0800:6 | PNL A-B,JB70 | 44.A4
SH0471:X2 | SC | SH0471X2 | WHT | 20 | 44.A1 | XT0800:5 | PNL A-B,JB70 | 44.A4
SH0472:11 | SC | SH047211 | WHT | 20 | 44.C1 | XT0800:15 | PNL A-B,JB70 | 44.C4
SH0472:12 | SC | SH047212 | WHT | 20 | 44.C1 | XT0800:16 | PNL A-B,JB70 | 44.C4
SH0472:13 | SC | FU0139 | WHT | 20 | 44.C1 | XT0800:13 | PNL A-B,JB70 | 44.C4
SH0472:14 | SC | KA0241A1 | WHT | 20 | 44.C1 | XT0800:14 | PNL A-B,JB70 | 44.C4
SH0472:X1 | SC | SH0472X1 | WHT | 20 | 44.C1 | XT0800:18 | PNL A-B,JB70 | 44.C4
SH0472:X2 | SC | SH0472X2 | WHT | 20 | 44.C1 | XT0800:17 | PNL A-B,JB70 | 44.C4
AT1100:L1 | WC0101 | BA1100DEVICE | ENET | CABLE | 42.D3 | BA1100:DEVICE | PNL A-B,JB70 | 42.D1
HA0472:BLK-1 | WC5072 | HA047201 | 1 | 18 | 43.A1 | XT0805:25 | PNL A-B,JB70 | 43.A4
HA0472:BLK-2 | WC5072 | HA047202 | 2 | 18 | 43.A1 | XT0805:24 | PNL A-B,JB70 | 43.A4
SolarTools ver. 24.0.84.24712 (Jul 31, 2025)
Report date: 3/2/2026 1:13 PM

## JB1123
JB1123
FIBER OPTIC MEDIA CONVERTER BOX, JB1123
Project # | 4M391
Project Name | SHELL NIGERIA (SNEPCO)/MABU CONSORTIUM
Revision | B.7
Controls DE | F. Partow Dezfouli
Phone:
Controls ME | H. Medrano
Phone:
From | [5 empty] | To
Device ID | Cable (W) Conductor (SC) Jumper Clip (JC) | Wire No. | Wire ID | Gauge/Size | Page/Zone | Device ID | Location | Page/Zone
BA0005:V1(-) | SC | 0V | WHT | 16 | 7.A4 | XT1123:2 | JB1123 | 7.A6
BA0005:V1(+) | SC | FU1123 | WHT | 16 | 7.A4 | FU1123:LD | JB1123 | 7.A5
BA0006:V1(-) | SC | 0V | WHT | 16 | 7.B4 | XT1123:2 | JB1123 | 7.A6
BA0006:V1(+) | SC | FU1124 | WHT | 16 | 7.B4 | FU1124:LD | JB1123 | 7.B5
FU1123:LI | SC | FU0136 | WHT | 16 | 7.A5 | XT1123:1 | JB1123 | 7.A6
FU1124:LI | SC | FU0136 | WHT | 16 | 7.B5 | XT1123:1 | JB1123 | 7.A6
GR1123: | SC | GR1123 | GRN | 14 | 12.C3 | IEG1123:1 | JB1123 | 12.C3
GR1125: | SC | GR1125 | GRN/YEL | 14 | 12.C4 | FG1125:1 | JB1123 | 12.C3
BA0005:RX | SC | BA0005RX |  |  | 3.D2 | BA0070:TX | PNL A-B,JB70 | 3.C2
SolarTools ver. 24.0.84.24712 (Jul 31, 2025)
Report date: 3/2/2026 1:13 PM

## JB70 LEFT RAIL
JB70 LEFT RAIL
JB70 (LEFT RAIL)
Project # | 4M391
Project Name | SHELL NIGERIA (SNEPCO)/MABU CONSORTIUM
Revision | B.7
Controls DE | F. Partow Dezfouli
Phone:
Controls ME | H. Medrano
Phone:
From | [5 empty] | To
Device ID | Cable (W) Conductor (SC) Jumper Clip (JC) | Wire No. | Wire ID | Gauge/Size | Page/Zone | Device ID | Location | Page/Zone
GR1101: | SC | GR1101 | GRN/YEL | 14 | 12.A4 | FRAME | JB70 LEFT RAIL | 12.A3
SolarTools ver. 24.0.84.24712 (Jul 31, 2025)
Report date: 3/2/2026 1:13 PM

## JB70 RIGHT RAIL
JB70 RIGHT RAIL
JB70 (RIGHT RAIL)
Project # | 4M391
Project Name | SHELL NIGERIA (SNEPCO)/MABU CONSORTIUM
Revision | B.7
Controls DE | F. Partow Dezfouli
Phone:
Controls ME | H. Medrano
Phone:
From | [5 empty] | To
Device ID | Cable (W) Conductor (SC) Jumper Clip (JC) | Wire No. | Wire ID | Gauge/Size | Page/Zone | Device ID | Location | Page/Zone
GR1100: | SC | GR1100 | GRN/YEL | 14 | 12.A6 | FRAME | JB70 RIGHT RAIL | 12.A6
SolarTools ver. 24.0.84.24712 (Jul 31, 2025)
Report date: 3/2/2026 1:13 PM

## ORBIT 60
ORBIT 60
CONTROL CONSOLE^(ORBIT 60 RACK DOOR PANEL)
Project # | 4M391
Project Name | SHELL NIGERIA (SNEPCO)/MABU CONSORTIUM
Revision | B.7
Controls DE | F. Partow Dezfouli
Phone:
Controls ME | H. Medrano
Phone:
From | [5 empty] | To
Device ID | Cable (W) Conductor (SC) Jumper Clip (JC) | Wire No. | Wire ID | Gauge/Size | Page/Zone | Device ID | Location | Page/Zone
UV0610:+DC | SC | FU0411 | WHT | 14 | 19.B1 | FU0411:LD | PANEL B | 19.A5
UV0610:COM | SC | 0V | WHT | 14 | 19.B1 | XT0410:3 | PANEL B | 19.A6
UV0611:+DC | SC | FU0412 | WHT | 14 | 19.C1 | FU0412:LD | PANEL B | 19.A5
UV0611:COM | SC | 0V | WHT | 14 | 19.C1 | XT0410:4 | PANEL B | 19.A6
AP0616:PORT A | WC0608 | AP0608ENET | ENET | CABLE | 20.D1 | AP0608:ENET | PLC | 20.D6
AP0612:ARM | SC | AP0612ARM | WHT | 20 | 20.A1 | AF0091:33 | PNL A | 20.A7
AP0612:COM | SC | AP0612COM | WHT | 20 | 20.B1 | KA0701:11 | PNL A | 20.A5
AP0612:NO | SC | AP0612NO | WHT | 20 | 20.A1 | AF0091:01 | PNL A | 20.A7
AP0612:TM | SC | AP0612TM | WHT | 20 | 20.B1 | KA0701:14 | PNL A | 20.A5
AP0628:ARM1 | SC | AP0628ARM1 | WHT | 20 | 20.B1 | AF0091:34 | PNL A | 20.B7
AP0628:ARM2 | SC | AP0628ARM2 | WHT | 20 | 20.C1 | AF0091:35 | PNL A | 20.C7
AP0628:ARM3 | SC | AP0628ARM3 | WHT | 20 | 20.C1 | AF0091:36 | PNL A | 20.C7
AP0628:NC1 | SC | AP0628NC1 | WHT | 20 | 20.B1 | AF0091:02 | PNL A | 20.B7
AP0628:NC2 | SC | AP0628NC2 | WHT | 20 | 20.C1 | AF0091:03 | PNL A | 20.C7
AP0628:NC3 | SC | AP0628NC3 | WHT | 20 | 20.C1 | AF0091:04 | PNL A | 20.C7
UV0610:P.E. | SC | PEG01301 | GRN/YEL | 14 | 19.B1 | PEG0130:1 | PNL A | 19.B4
UV0611:P.E. | SC | PEG01303 | GRN/YEL | 14 | 19.C1 | PEG0130:3 | PNL A | 19.D4
SolarTools ver. 24.0.84.24712 (Jul 31, 2025)
Report date: 3/2/2026 1:13 PM

## PANEL B
PANEL B
CONTROL PANEL B,CONTROL CONSOLE
Project # | 4M391
Project Name | SHELL NIGERIA (SNEPCO)/MABU CONSORTIUM
Revision | B.7
Controls DE | F. Partow Dezfouli
Phone:
Controls ME | H. Medrano
Phone:
From | [5 empty] | To
Device ID | Cable (W) Conductor (SC) Jumper Clip (JC) | Wire No. | Wire ID | Gauge/Size | Page/Zone | Device ID | Location | Page/Zone
XT0060:1 | JC | 0V | CLIP | --- | 18.A1 | XT0060:2 | PANEL B | 18.B1
XT0060:2 | JC | 0V | CLIP | --- | 18.B1 | XT0060:3 | PANEL B | 18.B1
XT0060:3 | JC | 0V | CLIP | --- | 18.B1 | XT0060:4 | PANEL B | 18.C1
XT0062:1 | JC | 0V | CLIP | --- | 17.A1 | XT0062:2 | PANEL B | 17.A1
XT0062:2 | JC | 0V | CLIP | --- | 17.A1 | XT0062:3 | PANEL B | 17.B1
XT0062:3 | JC | 0V | CLIP | --- | 17.B1 | XT0062:4 | PANEL B | 17.B1
XT0089:6 | JC | ESTOP | CLIP | --- | 27.D5 | XT0089:7 | PANEL B | 27.D5
XT0089:8 | JC | KA0131A1 | CLIP | --- | 29.D4 | XT0089:9 | PANEL B | 29.D4
XT0410:1 | JC | FU0136 | CLIP | --- | 19.A6 | XT0410:2 | PANEL B | 19.A6
XT0410:3 | JC | 0V | CLIP | --- | 19.A6 | XT0410:4 | PANEL B | 19.A6
XT0535:1 | JC | FU0535 | CLIP | --- | 40.A5 | XT0535:2 | PANEL B | 40.A5
XT0535:2 | JC | FU0535 | CLIP | --- | 40.A5 | XT0535:3 | PANEL B | 40.A5
XT0535:3 | JC | FU0535 | CLIP | --- | 40.A5 | XT0535:4 | PANEL B | 40.A5
XT0535:4 | JC | FU0535 | CLIP | --- | 40.A5 | XT0535:5 | PANEL B | 40.B5
XT0536:1 | JC | 0V | CLIP | --- | 40.A5 | XT0536:2 | PANEL B | 40.A5
XT0536:2 | JC | 0V | CLIP | --- | 40.A5 | XT0536:3 | PANEL B | 40.A5
XT0536:3 | JC | 0V | CLIP | --- | 40.A5 | XT0536:4 | PANEL B | 40.B5
XT0536:4 | JC | 0V | CLIP | --- | 40.B5 | XT0536:5 | PANEL B | 40.B5
AF0061:02 | SC | 006102 | WHT | 20 | 66.B7 | KA0233:14 | PANEL B | 66.B5
AF0061:14 | SC | 006114 | WHT | 20 | 64.B7 | KA0234:14 | PANEL B | 64.B5
AF0061:COM | SC | 0V | WHT | 16 | 18.B2 | XT0060:2 | PANEL B | 18.B1
AF0061:J | SC | * |  |  | 18.B2 | AF0062:P | PANEL B | 18.B3
AF0061:V+ | SC | FU0062 | WHT | 16 | 18.B2 | FU0062:LD | PANEL B | 18.B1
AF0062:00 | SC | 006200 | WHT | 20 | 76.C7 | KA0222:14 | PANEL B | 76.C6
AF0062:COM | SC | 0V | WHT | 16 | 18.B3 | XT0060:3 | PANEL B | 18.B1
AF0062:J | SC | * |  |  | 18.B3 | AF0063:P | PANEL B | 18.B3
AF0062:V+ | SC | FU0063 | WHT | 16 | 18.B3 | FU0063:LD | PANEL B | 18.B1
AF0063:COM | SC | AF0063N | WHT | 16 | 18.B3 | AF0064:COM | PANEL B | 18.A4
AF0063:COM | SC | AU0060N | WHT | 16 | 18.B3 | AU0060:COM | PANEL B | 18.A2
AF0063:J | SC | * |  |  | 18.B3 | AF0064:P | PANEL B | 18.A4
AF0063:V+ | SC | AF0063P | WHT | 16 | 18.B3 | AF0064:V+ | PANEL B | 18.A4
AF0063:V+ | SC | AU0060P | WHT | 16 | 18.B3 | AU0060:V+ | PANEL B | 18.A2
AF0064:COM | SC | AF0064N | WHT | 16 | 18.A4 | AF0065:COM | PANEL B | 18.A5
AF0064:J | SC | * |  |  | 18.A4 | AF0065:P | PANEL B | 18.A5
AF0064:SH | SC | AF0064G | GRN | 14 | 18.A4 | AF0065:SH | PANEL B | 18.A5
AF0064:SH | SC | AU0060G,GRN | GRN | 14 | 18.A4 | AU0060:GND | PANEL B | 18.A2
AF0064:V+ | SC | AF0064P | WHT | 16 | 18.A4 | AF0065:V+ | PANEL B | 18.A5
AF0065:COM | SC | AF0065N | WHT | 16 | 18.A5 | AF0066:COM | PANEL B | 18.B5
AF0065:J | SC | * |  |  | 18.A5 | AF0066:P | PANEL B | 18.B5
AF0065:SH | SC | AF0065G | GRN | 14 | 18.A5 | AF0066:SH | PANEL B | 18.B5
AF0065:V+ | SC | AF0065P | WHT | 16 | 18.A5 | AF0066:V+ | PANEL B | 18.B5
AF0066:COM | SC | AF0066N | WHT | 16 | 18.B5 | AF0068:COM | PANEL B | 18.B6
AF0066:J | SC | * |  |  | 18.B5 | AF0067:P | PANEL B | 18.B6
AF0066:SH | SC | AF0066G | GRN | 14 | 18.B5 | AF0068:SH | PANEL B | 18.B6
AF0066:V+ | SC | AF0066P | WHT | 16 | 18.B5 | AF0068:V+ | PANEL B | 18.B6
AF0067:COM | SC | 0V | WHT | 16 | 18.B6 | XT0060:3 | PANEL B | 18.B1
AF0067:J | SC | * |  |  | 18.B6 | AF0068:P | PANEL B | 18.B6
AF0067:V+ | SC | FU0064 | WHT | 16 | 18.B6 | FU0064:LD | PANEL B | 18.B1
AF0068:SH | SC | IEG00101 | GRN | 14 | 18.B6 | IEG0010:1 | PANEL B | 18.B7
AF0071:COM | SC | AF0071N | WHT | 16 | 18.C2 | AF0072:COM | PANEL B | 18.C3
AF0071:COM | SC | AU0070N | WHT | 16 | 18.C2 | AU0070:COM | PANEL B | 18.C2
AF0071:J | SC | * |  |  | 18.C2 | AF0072:P | PANEL B | 18.C3
AF0071:SH | SC | AF0071G | GRN | 14 | 18.C2 | AF0072:SH | PANEL B | 18.C3
AF0071:SH | SC | AU0070G,GRN | GRN | 14 | 18.C2 | AU0070:GND | PANEL B | 18.C2
AF0071:V+ | SC | AF0071P | WHT | 16 | 18.C2 | AF0072:V+ | PANEL B | 18.C3
AF0071:V+ | SC | AU0070P | WHT | 16 | 18.C2 | AU0070:V+ | PANEL B | 18.C2
AF0072:COM | SC | AF0072N | WHT | 16 | 18.C3 | AF0073:COM | PANEL B | 18.C3
AF0072:J | SC | * |  |  | 18.C3 | AF0073:P | PANEL B | 18.C3
AF0072:SH | SC | AF0072G | GRN | 14 | 18.C3 | AF0073:SH | PANEL B | 18.C3
AF0072:V+ | SC | AF0072P | WHT | 16 | 18.C3 | AF0073:V+ | PANEL B | 18.C3
AF0073:COM | SC | AF0073N | WHT | 16 | 18.C3 | AF0074:COM | PANEL B | 18.C4
AF0073:J | SC | * |  |  | 18.C3 | AF0074:P | PANEL B | 18.C4
AF0073:SH | SC | AF0073G | GRN | 14 | 18.C3 | AF0074:SH | PANEL B | 18.C4
AF0073:V+ | SC | AF0073P | WHT | 16 | 18.C3 | AF0074:V+ | PANEL B | 18.C4
AF0074:05 | SC | 007405 | WHT | 20 | 29.A2 | XT0085:2 | PANEL B | 29.A2
AF0074:21 | SC | 0V | WHT | 20 | 29.A2 | XT0085:3 | PANEL B | 29.A2
AF0074:COM | SC | AF0074N | WHT | 16 | 18.C4 | AF0075:COM | PANEL B | 18.C5
AF0074:J | SC | * |  |  | 18.C4 | AF0075:P | PANEL B | 18.C5
AF0074:SH | SC | AF0074G | GRN | 14 | 18.C4 | AF0075:SH | PANEL B | 18.C5
AF0074:V+ | SC | AF0074P | WHT | 16 | 18.C4 | AF0075:V+ | PANEL B | 18.C5
AF0075:COM | SC | AF0075N | WHT | 16 | 18.C5 | AF0077:COM | PANEL B | 18.C6
AF0075:J | SC | * |  |  | 18.C5 | AF0076:P | PANEL B | 18.C5
AF0075:SH | SC | AF0075G | GRN | 14 | 18.C5 | AF0077:SH | PANEL B | 18.C6
AF0075:V+ | SC | AF0075P | WHT | 16 | 18.C5 | AF0077:V+ | PANEL B | 18.C6
AF0076:00 | SC | KA023514 | WHT | 20 | 80.B7 | KA0235:14 | PANEL B | 80.B5
AF0076:02 | SC | 007602 | WHT | 20 | 76.B7 | KA0221:A1 | PANEL B | 76.B6
AF0076:04 | SC | 007604 | WHT | 20 | 76.C7 | KA0222:A1 | PANEL B | 76.C6
AF0076:08 | SC | KA1020A1 | WHT | 20 | 17.C7 | KA1020:A1 | PANEL B | 17.C5
AF0076:10 | SC | KT014615 | WHT | 20 | 29.B2 | KT0146:15 | PANEL B | 29.B2
AF0076:12 | SC | 007612 | WHT | 20 | 30.C7 | XT0237:1 B2 | PANEL B | 30.C5
AF0076:13 | SC | KT0146B1 | WHT | 20 | 29.B6 | KT0146:B1 | PANEL B | 29.B4
AF0076:18 | SC | 007618 | WHT | 20 | 76.B7 | KA0221:A2 | PANEL B | 76.B6
AF0076:20 | SC | 007620 | WHT | 20 | 76.C7 | KA0222:A2 | PANEL B | 76.C6
AF0076:24 | SC | KA1020A2 | WHT | 20 | 17.C7 | KA1020:A2 | PANEL B | 17.C5
AF0076:29 | SC | KT0146A2 | WHT | 20 | 29.B6 | KT0146:A2 | PANEL B | 29.B4
AF0076:COM | SC | 0V | WHT | 16 | 18.C5 | XT0060:4 | PANEL B | 18.C1
AF0076:J | SC | * |  |  | 18.C5 | AF0077:P | PANEL B | 18.C6
AF0076:V+ | SC | FU0076 | WHT | 16 | 18.C5 | FU0076:LD | PANEL B | 18.D1
AF0077:SH | SC | IEG00104 | GRN | 14 | 18.C6 | IEG0010:4 | PANEL B | 18.D6
XT0089:5 | SC | JP6 | CLIP | -- | 28.C4 | XT0089:4 | PANEL B | 28.C4
XT0089:19 | SC | JP10 | VIO | 20 | 26.A3 | XT0089:20 | PANEL B | 26.A5
XT0089:2 | SC | JP0 | VIO | 20 | 28.B4 | XT0089:1 | PANEL B | 28.B4
XT0089:21 | SC | JP11 | VIO | 20 | 26.C3 | XT0089:22 | PANEL B | 26.C5
AU0060:COM | SC | 0V | WHT | 16 | 18.A2 | XT0060:2 | PANEL B | 18.B1
AU0060:V+ | SC | FU0061 | WHT | 16 | 18.A2 | FU0061:LD | PANEL B | 18.B1
AU0070:COM | SC | 0V | WHT | 16 | 18.C2 | XT0060:4 | PANEL B | 18.C1
AU0070:V+ | SC | FU0070 | WHT | 16 | 18.C2 | FU0070:LD | PANEL B | 18.C1
FU0060:LI | SC | FU0210 | WHT | 12 | 17.A1 | FU0210:LD | PANEL B | 17.A2
FU0060:LI | SC | FU0210 | WHT | 12 | 17.A1 | FU0100:LI | PANEL B | 17.A1
FU0061:LI | SC | FU0060 | WHT | 14 | 18.B1 | FU0060:LD | PANEL B | 17.A1
FU0061:LI | SC | FU0060 | WHT | 14 | 18.B1 | FU0062:LI | PANEL B | 18.B1
FU0062:LI | SC | FU0060 | WHT | 14 | 18.B1 | FU0063:LI | PANEL B | 18.B1
FU0063:LI | SC | FU0060 | WHT | 14 | 18.B1 | FU0064:LI | PANEL B | 18.B1
FU0064:LI | SC | FU0060 | WHT | 14 | 18.B1 | FU0070:LI | PANEL B | 18.C1
FU0070:LI | SC | FU0060 | WHT | 14 | 18.C1 | FU0076:LI | PANEL B | 18.D1
FU0071:LD | SC | ZT13001 | WHT | 14 | 72.A6 | XT0071:1 | PANEL B | 72.A5
FU0100:LD | SC | FU0100 | WHT | 16 | 17.A1 | KA1020:14 | PANEL B | 71.A5
FU0100:LI | SC | FU0210 | WHT | 12 | 17.A1 | FU0113:LI | PANEL B | 17.B1
FU0113:LI | SC | FU0210 | WHT | 12 | 17.B1 | FU0114:LI | PANEL B | 17.B1
FU0114:LI | SC | FU0210 | WHT | 12 | 17.B1 | FU0115:LI | PANEL B | 17.B1
FU0294:LD | SC | FU0294 | WHT | 16 | 40.A5 | XT0089:21 | PANEL B | 26.C3
FU0294:LI | SC | FU0535 | WHT | 12 | 40.A5 | XT0535:4 | PANEL B | 40.A5
FU0295:LD | SC | FU0295 | WHT | 16 | 40.B5 | XT0089:19 | PANEL B | 26.A3
FU0295:LI | SC | FU0535 | WHT | 12 | 40.B5 | XT0535:5 | PANEL B | 40.B5
FU0410:LD | SC | FU0410 | WHT | 14 | 19.A5 | FU0411:LI | PANEL B | 19.A5
FU0410:LI | SC | FU0136 | WHT | 14 | 19.A5 | XT0410:2 | PANEL B | 19.A6
FU0411:LI | SC | FU0410 | WHT | 14 | 19.A5 | FU0412:LI | PANEL B | 19.A5
FU0535:LD | SC | FU0535 | WHT | 12 | 40.A4 | XT0535:1 | PANEL B | 40.A5
GR0231: | SC | IEG00103 | GRN | 14 | 11.B4 | IEG0010:3 | PANEL B | 11.B5
GR0232: | SC | GR0232 | GRN/YEL | 14 | 11.B3 | FG12:3 | PANEL B | 11.B4
GR0233: | SC | IEG00108 | GRN | 14 | 11.B4 | IEG0010:8 | PANEL B | 11.B5
KA0131:12 | SC | KA013112 | WHT | 20 | 25.C4 | KA0137:24 | PANEL B | 25.C1
KA0131:A1 | SC | KA0131A1 | WHT | 20 | 29.C5 | KA0132:A1 | PANEL B | 29.C5
KA0131:A1 | SC | KA0131A1 | WHT | 20 | 29.C5 | KA0242:14 | PANEL B | 29.C3
KA0131:A2 | SC | KA0131A2 | WHT | 20 | 29.C5 | KA0132:A2 | PANEL B | 29.C5
KA0132:11 | SC | FU0139 | WHT | 20 | 24.A1 | KA0133:11 | PANEL B | 24.B1
KA0132:12 | SC | KT014315 | WHT | 20 | 24.A1 | KT0142:A1 | PANEL B | 24.A6
KA0132:12 | SC | KT014315 | WHT | 20 | 24.A1 | KA0133:12 | PANEL B | 24.B1
KA0132:21 | SC | KA0138A1 | WHT | 20 | 24.C3 | KA0138:A1 | PANEL B | 24.C6
KA0132:22 | SC | KA013222 | WHT | 20 | 24.C3 | KT0141:18 | PANEL B | 24.C2
KA0132:24 | SC | KA013224 | WHT | 20 | 24.C3 | KA0134:14 | PANEL B | 24.C1
KA0132:A1 | SC | KA0131A1 | WHT | 20 | 29.C5 | KA0141:A1 | PANEL B | 29.C5
KA0132:A2 | SC | KA0131A2 | WHT | 20 | 29.C5 | KA0141:A2 | PANEL B | 29.C5
KA0133:11 | SC | FU0139 | WHT | 20 | 24.B1 | KT0144:A1 | PANEL B | 24.B6
KA0133:A2 | SC | 0V | WHT | 20 | 24.B6 | KA0136:A2 | PANEL B | 24.C6
KA0133:A2 | SC | 0V | WHT | 20 | 24.B6 | KT0144:A2 | PANEL B | 24.B6
KA0134:11 | SC | FU0139 | WHT | 20 | 24.C1 | KT0144:15 | PANEL B | 24.C1
KA0134:11 | SC | FU0139 | WHT | 20 | 24.C1 | KA0136:11 | PANEL B | 24.B1
KA0134:A1 | SC | KA0134A1 | WHT | 20 | 24.D6 | AF0067:12 | PANEL B | 24.D4
KA0134:A2 | SC | 0V | WHT | 20 | 24.D6 | KT0143:A2 | PANEL B | 24.D6
KA0136:11 | SC | FU0139 | WHT | 20 | 24.B1 | KT0144:A1 | PANEL B | 24.B6
KA0136:14 | SC | KA013821 | WHT | 20 | 24.B1 | KA0138:21 | PANEL B | 24.B2
KA0136:A1 | SC | PS32002 | WHT | 20 | 24.C6 | XT0089:11 | PANEL B | 89.D5
KA0136:A2 | SC | 0V | WHT | 20 | 24.C6 | KA0138:A2 | PANEL B | 24.C6
KA0137:11 | SC | FU0139 | WHT | 20 | 24.C1 | KT0140:15 | PANEL B | 24.C1
KA0137:11 | SC | FU0139 | WHT | 20 | 24.C1 | KT0144:15 | PANEL B | 24.C1
KA0137:14 | SC | KA013222 | WHT | 20 | 24.C1 | KT0141:18 | PANEL B | 24.C2
KA0137:14 | SC | KA013222 | WHT | 20 | 24.C1 | KT0144:18 | PANEL B | 24.C1
KA0137:21 | SC | FU0139 | WHT | 20 | 25.C1 | KA0244:11 | PANEL B | 25.B1
KA0137:21 | SC | FU0139 | WHT | 20 | 25.C1 | KT0142:15 | PANEL B | 25.D1
KA0137:A1 | SC | KA0137A1 | WHT | 20 | 25.D6 | KT0145:18 | PANEL B | 25.D1
KA0138:24 | SC | KT0144B1 | WHT | 20 | 24.B2 | KT0144:B1 | PANEL B | 24.B6
KA0138:A1 | SC | KA0138A1 | WHT | 20 | 24.C6 | KA0142:A1 | PANEL B | 24.C6
KA0138:A2 | SC | 0V | WHT | 20 | 24.C6 | KA0142:A2 | PANEL B | 24.C6
KA0141:21 | SC | KT0146A1 | WHT | 20 | 29.B5 | KA0241:21 | PANEL B | 29.A5
KA0141:21 | SC | KT0146A1 | WHT | 20 | 29.B5 | KT0146:A1 | PANEL B | 29.B4
KA0141:24 | SC | KA014124 | WHT | 20 | 29.B5 | KA0241:24 | PANEL B | 29.A5
KA0141:A1 | SC | KA0131A1 | WHT | 20 | 29.C5 | KA0230:A1 | PANEL B | 29.C5
KA0141:A2 | SC | KA0131A2 | WHT | 20 | 29.C5 | KA0230:A2 | PANEL B | 29.C5
KA0142:A2 | SC | 0V | WHT | 20 | 24.C6 | KT0143:A2 | PANEL B | 24.D6
KA0145:21 | SC | KA025522 | WHT | 20 | 39.A2 | KA0249:11 | PANEL B | 39.A2
KA0145:21 | SC | KA025522 | WHT | 20 | 39.A2 | KA0255:22 | PANEL B | 39.A1
KA0145:22 | SC | KA0176A1 | WHT | 20 | 39.A2 | KA0176:A1 | PANEL B | 39.A6
KA0145:22 | SC | KA0176A1 | WHT | 20 | 39.A2 | KA0249:12 | PANEL B | 39.A2
KA0145:A1 | SC | KA0135A1 | WHT | 20 | 39.B6 | XT0089:17 | PANEL B | 25.C5
KA0145:A2 | SC | 0V | WHT | 20 | 39.B6 | KA0246:A2 | PANEL B | 39.C6
KA0145:A2 | SC | 0V | WHT | 20 | 39.B6 | KA0255:A2 | PANEL B | 39.B6
KA0176:11 | SC | KA017611 | WHT | 20 | 123.A6 | KA0246:11 | PANEL B | 123.A5
KA0176:A1 | SC | KA0176A1 | WHT | 20 | 39.A6 | KA0177:A1 | PANEL B | 39.A6
KA0176:A2 | SC | 0V | WHT | 20 | 39.A6 | KA0177:A2 | PANEL B | 39.A6
KA0177:11 | SC | KA017711 | WHT | 20 | 124.A6 | KA0247:11 | PANEL B | 124.A5
KA0177:A1 | SC | KA0176A1 | WHT | 20 | 39.A6 | KA0179:A1 | PANEL B | 39.B6
KA0177:A2 | SC | 0V | WHT | 20 | 39.A6 | KA0179:A2 | PANEL B | 39.B6
KA0179:A2 | SC | 0V | WHT | 20 | 39.B6 | KA0255:A2 | PANEL B | 39.B6
KA0221:11 | SC | 023524 | WHT | 20 | 76.B6 | KA0235:24 | PANEL B | 76.B5
KA0222:11 | SC | 023724 | WHT | 20 | 76.C6 | KA0237:24 | PANEL B | 76.C5
KA0230:A1 | SC | KA0131A1 | WHT | 20 | 29.C5 | KA0231:A1 | PANEL B | 29.C5
KA0230:A2 | SC | KA0131A2 | WHT | 20 | 29.C5 | KA0231:A2 | PANEL B | 29.C5
KA0231:24 | SC | KA023124 | WHT | 20 | 27.C2 | KA0245:21 | PANEL B | 27.C3
KA0231:A1 | SC | KA0131A1 | WHT | 20 | 29.C5 | KA0232:A1 | PANEL B | 29.D5
KA0231:A2 | SC | KA0131A2 | WHT | 20 | 29.C5 | KA0232:A2 | PANEL B | 29.D5
KA0232:A1 | SC | KA0131A1 | WHT | 20 | 29.D5 | KA0233:A1 | PANEL B | 29.D5
KA0232:A2 | SC | KA0131A2 | WHT | 20 | 29.D5 | KA0233:A2 | PANEL B | 29.D5
KA0233:A1 | SC | KA0131A1 | WHT | 20 | 29.D5 | KA0234:A1 | PANEL B | 29.D5
KA0233:A2 | SC | KA0131A2 | WHT | 20 | 29.D5 | KA0234:A2 | PANEL B | 29.D5
KA0234:A1 | SC | KA0131A1 | WHT | 20 | 29.D5 | XT0089:8 | PANEL B | 29.D4
KA0235:A1 | SC | ESTOP | WHT | 20 | 27.C6 | XT0089:5 | PANEL B | 28.C4
KA0235:A1 | SC | ESTOP | WHT | 20 | 27.C6 | KA0236:A1 | PANEL B | 27.C6
KA0235:A2 | SC | 0V | WHT | 20 | 27.C6 | KA0236:A2 | PANEL B | 27.C6
KA0235:A2 | SC | 0V | WHT | 20 | 27.C6 | KA0242:A2 | PANEL B | 27.B6
KA0236:24 | SC | KA024114 | WHT | 20 | 27.C2 | KA0241:14 | PANEL B | 27.C2
KA0236:A1 | SC | ESTOP | WHT | 20 | 27.C6 | KA0237:A1 | PANEL B | 27.C6
KA0236:A2 | SC | 0V | WHT | 20 | 27.C6 | KA0237:A2 | PANEL B | 27.C6
KA0237:A1 | SC | ESTOP | WHT | 20 | 27.C6 | KA0239:A1 | PANEL B | 27.C6
KA0237:A2 | SC | 0V | WHT | 20 | 27.C6 | KA0239:A2 | PANEL B | 27.C6
KA0239:22 | SC | KA023922 | WHT | 20 | 30.C6 | KA0242:24 | PANEL B | 30.C6
KA0239:A1 | SC | ESTOP | WHT | 20 | 27.C6 | KA0240:A1 | PANEL B | 27.C6
KA0239:A2 | SC | 0V | WHT | 20 | 27.C6 | KA0240:A2 | PANEL B | 27.C6
KA0240:11 | SC | PS32004 | WHT | 20 | 89.D6 | XT0089:12 | PANEL B | 89.D5
KA0240:14 | SC | UF1300 | WHT | 20 | 89.D6 | XT0084:1 | PANEL B | 89.D6
KA0240:A1 | SC | ESTOP | WHT | 20 | 27.C6 | KA0251:A1 | PANEL B | 27.D6
KA0240:A2 | SC | 0V | WHT | 20 | 27.C6 | KA0251:A2 | PANEL B | 27.D6
KA0241:11 | SC | UA1200J21 | WHT | 20 | 27.C2 | KA0236:21 | PANEL B | 27.C2
KA0241:11 | SC | UA1200J21 | WHT | 20 | 27.C2 | XT0089:14 | PANEL B | 30.D5
KA0241:14 | SC | KA024114 | WHT | 20 | 27.C2 | KA0231:21 | PANEL B | 27.C2
KA0241:A1 | SC | KA0241A1 | WHT | 20 | 27.A6 | KA0242:A1 | PANEL B | 27.B6
KA0241:A2 | SC | 0V | WHT | 20 | 27.A6 | KA0242:A2 | PANEL B | 27.B6
KA0242:11 | SC | KT014618 | WHT | 20 | 29.C3 | KA0231:11 | PANEL B | 29.C3
KA0242:11 | SC | KT014618 | WHT | 20 | 29.C3 | KT0146:18 | PANEL B | 29.B2
KA0242:14 | SC | KA0131A1 | WHT | 20 | 29.C3 | KA0231:14 | PANEL B | 29.C3
KA0242:21 | SC | KA024221 | WHT | 20 | 30.C6 | XT0237:1 T2 | PANEL B | 30.C5
KA0243:21 | SC | KA024524 | WHT | 20 | 27.C4 | KA0245:24 | PANEL B | 27.C3
KA0243:24 | SC | ESTOPD | WHT | 20 | 27.C4 | XT0089:1 | PANEL B | 28.B4
KA0243:A1 | SC | KA0243A1 | WHT | 20 | 26.A6 | XT0089:20 | PANEL B | 26.A5
KA0243:A1 | SC | KA0243A1 | WHT | 20 | 26.A6 | KA0244:A1 | PANEL B | 26.B6
KA0243:A2 | SC | 0V | WHT | 20 | 26.A6 | KA0244:A2 | PANEL B | 26.B6
KA0244:12 | SC | KT0145A1 | WHT | 20 | 25.B1 | KT0145:A1 | PANEL B | 25.B6
KA0244:A2 | SC | 0V | WHT | 20 | 26.B6 | KA0245:A2 | PANEL B | 26.C6
KA0245:A1 | SC | KA0245A1 | WHT | 20 | 26.C6 | XT0089:22 | PANEL B | 26.C5
KA0246:A1 | SC | KA0243A1 | WHT | 20 | 39.C6 | KA0247:A1 | PANEL B | 39.C6
KA0246:A1 | SC | KA0243A1 | WHT | 20 | 39.C6 | XT0089:20 | PANEL B | 26.A5
KA0246:A2 | SC | 0V | WHT | 20 | 39.C6 | KA0247:A2 | PANEL B | 39.C6
KA0247:A1 | SC | KA0243A1 | WHT | 20 | 39.C6 | KA0254:A1 | PANEL B | 39.C6
KA0247:A2 | SC | 0V | WHT | 20 | 39.C6 | KA0254:A2 | PANEL B | 39.C6
KA0249:A1 | SC | KA0245A1 | WHT | 20 | 39.C6 | XT0089:22 | PANEL B | 26.C5
KA0249:A2 | SC | 0V | WHT | 20 | 39.C6 | KA0254:A2 | PANEL B | 39.C6
KA0251:A1 | SC | ESTOP | WHT | 20 | 27.D6 | XT0089:6 | PANEL B | 27.D5
KA0255:A1 | SC | KA0131A1 | WHT | 20 | 39.B6 | XT0089:9 | PANEL B | 29.D4
KA1020:24 | SC | 0V | WHT | 20 | 71.A5 | XT0062:2 | PANEL B | 17.A1
KT0140:16 | SC | KT014115 | WHT | 20 | 24.C1 | KT0141:15 | PANEL B | 24.C2
KT0140:18 | SC | KT0143A1 | WHT | 20 | 24.D1 | KT0143:A1 | PANEL B | 24.D6
KT0140:A1 | SC | KT0140A1 | WHT | 20 | 24.A6 | KT0143:16 | PANEL B | 24.A5
KT0140:A2 | SC | 0V | WHT | 20 | 24.A6 | KT0141:A2 | PANEL B | 24.A6
KT0141:A1 | SC | KT014315 | WHT | 20 | 24.A6 | KT0143:15 | PANEL B | 24.A5
KT0141:A1 | SC | KT014315 | WHT | 20 | 24.A6 | KT0142:A1 | PANEL B | 24.A6
KT0141:A2 | SC | 0V | WHT | 20 | 24.A6 | KT0142:A2 | PANEL B | 24.A6
KT0142:15 | SC | FU0139 | WHT | 20 | 25.D1 | KT0145:15 | PANEL B | 25.D1
KT0142:A2 | SC | 0V | WHT | 20 | 24.A6 | KT0144:A2 | PANEL B | 24.B6
KT0145:18 | SC | KA0137A1 | WHT | 20 | 25.D1 | KT0142:18 | PANEL B | 25.D1
PC0470:INP_A | SC | 009312 | WHT | 20 | 22.D5 | PC0470:INP_B | PANEL B | 22.D5
RR0851: -3.01K OHM | SC | FU0136 | LEAD | --- | 29.A2 | XT0085:1 | PANEL B | 29.A2
RR0851: -3.01K OHM | SC | 007405 | LEAD | --- | 29.A2 | XT0085:2 | PANEL B | 29.A2
XT0060:1 | SC | 0V | WHT | 20 | 18.A1 | XT0062:2 | PANEL B | 17.A1
XT0237:1 B1 | SC | UA1200J15 | WHT | 20 | 30.C5 | XT0089:18 | PANEL B | 30.C5
AU0060:L1 | WC0006 | AU0070L2 | ENET | CABLE | 3.A6 | AU0070:L2 | PANEL B | 3.A6
XT0089:6 | SC | ESTOP | WHT | 20 | 27.D5 | XT0140:8 | BOP | 36.A2
XT0089:8 | SC | KA0131A1 | WHT | 20 | 29.D4 | XT0140:7 | BOP | 36.A2
IEG0010:9 | SC | IEG0310G | GRN | 8 | 11.D2 | IEG0310:0 | GB PNL | 11.D2
AU0060:L2 | WC0032 | AU0060L2 | ENET | CABLE | 3.A6 | AU0320:L1 | GB PNL | 3.A4
FU0411:LD | SC | FU0411 | WHT | 14 | 19.A5 | UV0610:+DC | ORBIT 60 | 19.B1
FU0412:LD | SC | FU0412 | WHT | 14 | 19.A5 | UV0611:+DC | ORBIT 60 | 19.C1
XT0410:3 | SC | 0V | WHT | 14 | 19.A6 | UV0610:COM | ORBIT 60 | 19.B1
XT0410:4 | SC | 0V | WHT | 14 | 19.A6 | UV0611:COM | ORBIT 60 | 19.C1
FU0113:LD | SC | FU0113 | WHT | 14 | 17.B1 | XT2911:1 | PLC | 82.C5
IEG0010:2 | SC | IEG00102 | GRN | 14 | 13.B4 | AP0290:SH-OUT | PLC | 13.B4
IEG0010:6 | SC | IEG00106 | GRN | 12 | 10.B6 | AR0600:IE2 | PLC | 10.A1
IEG0010:7 | SC | IEG00107 | GRN | 14 | 11.B5 | GR0234: | PLC | 11.B4
XT0062:3 | SC | 0V | WHT | 20 | 17.B1 | XT2911:3 | PLC | 82.C5
AF0065:32 | WC02901 | PT11201 | RED | 20 | 65.A7 | AP0290:O:A1+ | PLC | 65.A5
AF0065:00 | WC02901 | PT11202 | BLK | 20 | 65.A7 | AP0290:O:C1- | PLC | 65.A5
FLOATING | WC02901 | PT1120S | SH | 20 | 65.A6 | AP0290:O:B1S | PLC | 65.A5
AF0072:36 | WC029022 | PT64101 | RED | 20 | 73.B7 | AP0290:O:A22+ | PLC | 73.B5
AF0072:04 | WC029022 | PT64102 | BLK | 20 | 73.B7 | AP0290:O:C22- | PLC | 73.B5
FLOATING | WC029022 | PT6410S | SH | 20 | 73.B6 | AP0290:O:B22S | PLC | 73.B5
AF0072:40 | WC02904 | PT21201 | RED | 20 | 75.A7 | AP0290:O:A4+ | PLC | 75.A5
AF0072:08 | WC02904 | PT21202 | BLK | 20 | 75.A7 | AP0290:O:C4- | PLC | 75.A5
FLOATING | WC02904 | PT2120S | SH | 20 | 75.A6 | AP0290:O:B4S | PLC | 75.A5
AF0064:36 | WC02905 | PT21301 | RED | 20 | 81.A7 | AP0290:O:A5+ | PLC | 81.A5
AF0064:04 | WC02905 | PT21302 | BLK | 20 | 81.A7 | AP0290:O:C5- | PLC | 81.A5
FLOATING | WC02905 | PT2130S | SH | 20 | 81.A6 | AP0290:O:B5S | PLC | 81.A5
AF0075:36 | WC02906 | PT21311 | RED | 20 | 81.A7 | AP0290:O:A6+ | PLC | 81.A5
AF0075:04 | WC02906 | PT21312 | BLK | 20 | 81.A7 | AP0290:O:C6- | PLC | 81.A5
FLOATING | WC02906 | PT2131S | SH | 20 | 81.B6 | AP0290:O:B6S | PLC | 81.A5
AF0072:44 | WC02907 | PT64001 | RED | 20 | 73.A7 | AP0290:O:A7+ | PLC | 73.A5
AF0072:12 | WC02907 | PT64002 | BLK | 20 | 73.A7 | AP0290:O:C7- | PLC | 73.A5
FLOATING | WC02907 | PT6400S | SH | 20 | 73.A6 | AP0290:O:B7S | PLC | 73.A5
AF0064:32 | WC02908 | PT21211 | RED | 20 | 77.A7 | AP0290:O:A8+ | PLC | 77.A5
AF0064:00 | WC02908 | PT21212 | BLK | 20 | 77.A7 | AP0290:O:C8- | PLC | 77.A5
FLOATING | WC02908 | PT2121S | SH | 20 | 77.B6 | AP0290:O:B8S | PLC | 77.A5
AF0075:40 | WC02909 | PT21261 | RED | 20 | 79.B7 | AP0290:O:A9+ | PLC | 79.B5
AF0075:08 | WC02909 | PT21262 | BLK | 20 | 79.B7 | AP0290:O:C9- | PLC | 79.B5
FLOATING | WC02909 | PT2126S | SH | 20 | 79.B6 | AP0290:O:B9S | PLC | 79.B5
AF0075:44 | WCO2902 | PT11211 | RED | 20 | 65.B7 | AP0290:O:A2+ | PLC | 65.B5
AF0075:12 | WCO2902 | PT11212 | BLK | 20 | 65.B7 | AP0290:O:C2- | PLC | 65.B5
FLOATING | WCO2902 | PT1121S | SH | 20 | 65.B6 | AP0290:O:B2S | PLC | 65.B5
FU0071:LI | SC | FU0136 | WHT | 14 | 72.A6 | XT0002:9 | PNL A | 16.C4
FU0210:LI | SC | FU0136 | WHT | 12 | 17.A2 | XT0002:1 | PNL A | 16.A4
FU0535:LI | SC | FU0136 | WHT | 12 | 40.A4 | XT0002:7 | PNL A | 16.B4
IEG0010:0 | SC | IEG0010G | GRN | 8 | 11.B2 | IEG0230:1 | PNL A | 11.B2
KA0131:11 | SC | KA0135A1 | WHT | 20 | 25.C4 | KA0135:A1 | PNL A | 25.C6
KA0131:14 | SC | KA013114 | WHT | 20 | 25.C4 | AF0092:06 | PNL A | 25.C3
KA0131:A2 | SC | KA0131A2 | WHT | 20 | 29.C5 | AF0081:24 | PNL A | 29.B6
KA0132:11 | SC | FU0139 | WHT | 20 | 24.A1 | XT0081:1 | PNL A | 24.A2
KA0133:A1 | SC | KA0133A1 | WHT | 20 | 24.B6 | AF0092:02 | PNL A | 24.B4
KA0134:A1 | SC | KA0134A1 | WHT | 20 | 24.D6 | AF0091:12 | PNL A | 24.D5
KA0136:21 | SC | KA013621 | WHT | 20 | 24.D3 | AF0087:43 | PNL A | 24.D3
KA0136:24 | SC | KA013624 | WHT | 20 | 24.D3 | AF0087:11 | PNL A | 24.D3
KA0137:24 | SC | KA013112 | WHT | 20 | 25.C1 | AF0087:09 | PNL A | 25.C2
KA0137:A2 | SC | 0V | WHT | 20 | 25.D6 | KA0135:A2 | PNL A | 25.C6
KA0138:11 | SC | KM3170EP | WHT | 20 | 91.C5 | XT0080:9 | PNL A | 91.C5
KA0138:14 | SC | FU0388 | WHT | 16 | 91.C5 | FU0388:LD | PNL A | 22.B1
KA0141:11 | SC | KA014111 | WHT | 20 | 29.A5 | AF0091:39 | PNL A | 29.A6
KA0141:14 | SC | KA014114 | WHT | 20 | 29.A5 | AF0091:07 | PNL A | 29.A6
KA0141:24 | SC | KA014124 | WHT | 20 | 29.B5 | AF0081:40 | PNL A | 29.B6
KA0176:11 | SC | KA017611 | WHT | 20 | 123.A6 | AF0093:04 | PNL A | 123.A7
KA0176:14 | SC | 009336 | WHT | 20 | 123.A6 | AF0093:36 | PNL A | 123.A7
KA0176:A2 | SC | 0V | WHT | 20 | 39.A6 | XT0080:7 | PNL A | 26.A6
KA0177:11 | SC | KA017711 | WHT | 20 | 124.A6 | AF0093:13 | PNL A | 124.A7
KA0177:14 | SC | 009345 | WHT | 20 | 124.A6 | AF0093:45 | PNL A | 124.A7
KA0221:14 | SC | 009502 | WHT | 20 | 76.B6 | AF0095:02 | PNL A | 76.B7
KA0236:11 | SC | FU0139 | WHT | 20 | 27.A2 | XT0081:5 | PNL A | 27.A3
KA0239:11 | SC | KA023911 | WHT | 20 | 27.B5 | AF0081:41 | PNL A | 27.B6
KA0239:14 | SC | KA023914 | WHT | 20 | 27.B5 | AF0081:09 | PNL A | 27.B6
KA0239:21 | SC | FU0390 | WHT | 16 | 30.C6 | FU0390:LD | PNL A | 22.B1
KA0240:21 | SC | SH0472X2 | WHT | 20 | 44.C6 | AF0092:13 | PNL A | 44.C7
KA0240:22 | SC | KA024022 | WHT | 20 | 44.C6 | AF0092:45 | PNL A | 44.C7
KA0241:A1 | SC | KA0241A1 | WHT | 20 | 27.A6 | XT0081:7 | PNL A | 27.A3
KA0241:A2 | SC | 0V | WHT | 20 | 27.A6 | XT0080:8 | PNL A | 27.A6
KA0243:11 | SC | KA024311 | WHT | 20 | 26.D6 | AF0081:33 | PNL A | 26.D7
KA0243:14 | SC | KA024314 | WHT | 20 | 26.D6 | AF0081:01 | PNL A | 26.D7
KA0243:A2 | SC | 0V | WHT | 20 | 26.A6 | XT0080:7 | PNL A | 26.A6
KA0244:11 | SC | FU0139 | WHT | 20 | 25.B1 | XT0081:2 | PNL A | 25.A2
KA0245:11 | SC | KA024511 | WHT | 20 | 26.D6 | AF0081:34 | PNL A | 26.D7
KA0245:14 | SC | KA024514 | WHT | 20 | 26.D6 | AF0081:02 | PNL A | 26.D7
KA0246:14 | SC | KA6211A1 | WHT | 20 | 123.A5 | KA6211:A1 | PNL A | 123.A6
KA0247:14 | SC | KA024714 | WHT | 20 | 124.A5 | KA6212:A1 | PNL A | 124.A6
KA0255:21 | SC | FU0139 | WHT | 20 | 39.A1 | XT0081:3 | PNL A | 26.A2
KT0140:A2 | SC | 0V | WHT | 20 | 24.A6 | XT0080:5 | PNL A | 24.A6
KT0145:A2 | SC | 0V | WHT | 20 | 25.B6 | KA0135:A2 | PNL A | 25.C6
KT0145:A2 | SC | 0V | WHT | 20 | 25.B6 | XT0080:6 | PNL A | 25.A6
KT0146:18 | SC | KT014618 | WHT | 20 | 29.B2 | AF0081:08 | PNL A | 29.B6
PC0470:+PWR | SC | 009344 | WHT | 20 | 22.D5 | AF0093:44 | PNL A | 22.D7
PC0470:INP_A | SC | 009312 | WHT | 20 | 22.D5 | AF0093:12 | PNL A | 22.D7
PC0470:-PWR | SC | 009328 | WHT | 20 | 22.D5 | AF0093:28 | PNL A | 22.D7
XT0062:1 | SC | 0V | WHT | 14 | 17.A1 | XT0003:1 | PNL A | 16.A4
XT0071:2 | SC | 0V | WHT | 10 | 72.A5 | XT0003:9 | PNL A | 16.C4
XT0085:1 | SC | FU0136 | WHT | 12 | 29.A2 | XT0002:4 | PNL A | 16.A4
XT0085:3 | SC | 0V | WHT | 14 | 29.A2 | XT0003:4 | PNL A | 16.B4
XT0089:10 | SC | FU0139 | WHT | 20 | 89.D5 | XT0081:4 | PNL A | 27.A3
XT0089:14 | SC | UA1200J21 | WHT | 20 | 30.D5 | AF0081:00 | PNL A | 30.D7
XT0089:15 | SC | FU0389 | WHT | 12 | 30.D5 | FU0389:LD | PNL A | 22.B1
XT0089:16 | SC | 0V | WHT | 16 | 30.D5 | XT0082:4 | PNL A | 22.B1
XT0089:17 | SC | KA0135A1 | WHT | 20 | 25.C5 | KA0135:A1 | PNL A | 25.C6
XT0410:2 | SC | FU0136 | WHT | 14 | 19.A6 | XT0002:3 | PNL A | 16.A4
XT0410:3 | SC | 0V | WHT | 14 | 19.A6 | XT0003:3 | PNL A | 16.A4
XT0536:1 | SC | 0V | WHT | 14 | 40.A5 | XT0003:7 | PNL A | 16.B4
AU0070:L1 | WC0007 | AU0080L2 | ENET | CABLE | 3.A6 | AU0080:L2 | PNL A | 3.A6
IEG0010:10 | SC | IEG0160G | GRN | 8 | 11.C2 | IEG0160:0 | PUMP | 11.C2
XT0089:8 | SC | KA0131A1 | WHT | 20 | 29.D4 | XT0120:4 | PUMP | 34.B3
KA0236:12 | SC | KA023612 | WHT | 20 | 27.A2 | XT0563:3 | PWR DST | 48.B6
XT0089:2 | SC | ESTOPC | WHT | 20 | 28.B4 | XT0563:1 | PWR DST | 48.D6
XT0089:3 | SC | ESTOPB | WHT | 20 | 28.B4 | XT0563:2 | PWR DST | 48.D6
SolarTools ver. 24.0.84.24712 (Jul 31, 2025)
Report date: 3/2/2026 1:13 PM

## PLC
PLC
PLC PANEL, CONTROL CONSOLE
Project # | 4M391
Project Name | SHELL NIGERIA (SNEPCO)/MABU CONSORTIUM
Revision | B.7
Controls DE | F. Partow Dezfouli
Phone:
Controls ME | H. Medrano
Phone:
From | [5 empty] | To
Device ID | Cable (W) Conductor (SC) Jumper Clip (JC) | Wire No. | Wire ID | Gauge/Size | Page/Zone | Device ID | Location | Page/Zone
XT0051:1 | JC | FU0136 | CLIP | --- | 5.A4 | XT0051:2 | PLC | 5.B4
XT0051:2 | JC | FU0136 | CLIP | --- | 5.B4 | XT0051:3 | PLC | 5.B4
XT0051:3 | JC | FU0136 | CLIP | --- | 5.B4 | XT0051:4 | PLC | 5.C4
XT0051:5 | JC | 0V | CLIP | --- | 5.A3 | XT0051:6 | PLC | 5.B3
XT0051:6 | JC | 0V | CLIP | --- | 5.B3 | XT0051:7 | PLC | 5.C3
XT0051:7 | JC | 0V | CLIP | --- | 5.C3 | XT0051:8 | PLC | 5.C3
AP0290:- | SC | 0V | WHT | 14 | 13.B4 | XT2910:2 | PLC | 13.B6
AP0290:+ | SC | FU2910 | WHT | 16 | 13.B4 | FU2910:LD | PLC | 13.B5
AP0290:TX/RX2(-) | SC | AP0290TX/RX2(-) | LEAD | --- | 13.B4 | RR0290:-120 OHM | PLC | 13.B3
AP0290:TX/RX2(+) | SC | AP0290TX/RX2(+) | LEAD | --- | 13.B4 | RR0290:-120 OHM | PLC | 13.B3
AR0600:IE1 | SC | UV0600G | GRN | 14 | 10.A1 | UV0600:GND | PLC | 10.B2
BA0001:V1(-) | SC | 0V | WHT | 16 | 5.A2 | XT0051:5 | PLC | 5.A3
BA0001:V1(+) | SC | FU0021 | WHT | 16 | 5.A2 | FU0021:LD | PLC | 5.A3
BA0002:V1(-) | SC | 0V | WHT | 16 | 5.B2 | XT0051:6 | PLC | 5.B3
BA0002:V1(+) | SC | FU0022 | WHT | 16 | 5.B2 | FU0022:LD | PLC | 5.B3
BA0011:V1(-) | SC | 0V | WHT | 16 | 5.C5 | XT0051:8 | PLC | 5.C3
BA0011:V1(+) | SC | FU0035 | WHT | 16 | 5.C5 | FU0035:LD | PLC | 5.C5
EDW100:1 | SC | 0V | WHT | 14 | 13.A2 | XT0051:7 | PLC | 5.C3
EDW100:2 | SC | FU0020 | WHT | 14 | 13.A2 | FU0020:LD | PLC | 13.B1
FU0010:LD | SC | FU0010 | WHT | 14 | 10.B1 | UV0600:(+) | PLC | 10.B2
FU0019:LI | SC | FU0136 | WHT | 16 | 5.C3 | XT0051:3 | PLC | 5.B4
FU0020:LI | SC | FU0136 | WHT | 14 | 13.B1 | XT0051:3 | PLC | 5.B4
FU0021:LI | SC | FU0136 | WHT | 16 | 5.A3 | XT0051:1 | PLC | 5.A4
FU0022:LI | SC | FU0136 | WHT | 16 | 5.B3 | XT0051:2 | PLC | 5.B4
FU0035:LI | SC | FU0136 | WHT | 16 | 5.C5 | XT0051:4 | PLC | 5.C4
FU2910:LI | SC | FU0136 | WHT | 14 | 13.B5 | XT2910:1 | PLC | 13.B6
GR0230: | SC | GR0230 | GRN/YEL | 14 | 11.B3 | FG12:4 | PLC | 11.B4
AP0602:L2 | WC0001 | AP0602L2 | ENET | CABLE | 3.A2 | AP0603:L1 | PLC | 3.A3
AP0290:I:A10+ | WC029010A | FT21082 | RED | 20 | 82.C5 | XT2911:2 | PLC | 82.C5
AP0290:I:C10- | WC029010A | 0V | BLK | 20 | 82.C5 | XT2911:3 | PLC | 82.C5
AP0290:I:B10S | WC029010A | FT2108S | SH | 20 | 82.C5 | XT2911:4 | PLC | 82.C5
AP0602:L1 | WC9001 | BA0001RJ45 | ENET | CABLE | 3.A2 | BA0001:RJ45 | PLC | 3.A2
AP0290:TX/RX1(+) | WTXRX1 | AP0290TX/RX1(+) | RED | 20 | 13.B4 | EDW100:3 | PLC | 13.A2
AP0290:TX/RX1(-) | WTXRX1 | AP0290TX/RX1(-) | BLK | 20 | 13.B4 | EDW100:4 | PLC | 13.A2
AP0290:GND(IN) | WTXRX1 | AP0290GN1 | SH | 20 | 13.B4 | FLOATING | PLC | 13.B2
AP0290:O:A24+ | WC029024 | PT77301 | RED | 20 | 128.A5 | AF0143:32 | BOP | 128.A7
AP0290:O:C24- | WC029024 | PT77302 | BLK | 20 | 128.A5 | AF0143:00 | BOP | 128.A7
FLOATING | WC029024 | 014348 | SH | 20 | 128.A6 | AF0143:48 | BOP | 128.A7
AP0290:O:A25+ | WC029025 | FT7622A1 | RED | 20 | 128.A5 | AF0143:34 | BOP | 128.A7
AP0290:O:C25- | WC029025 | FT7622A2 | BLK | 20 | 128.A5 | AF0143:02 | BOP | 128.A7
FLOATING | WC029025 | 014350 | SH | 20 | 128.A6 | AF0143:50 | BOP | 128.A7
AP0290:O:A26+ | WC029026 | PT77311 | RED | 20 | 128.B5 | AF0143:38 | BOP | 128.B7
AP0290:O:C26- | WC029026 | PT77312 | BLK | 20 | 128.B5 | AF0143:06 | BOP | 128.B7
FLOATING | WC029026 | 014354 | SH | 20 | 128.B6 | AF0143:54 | BOP | 128.B7
AP0290:O:A27+ | WC029027 | ZT74601 | RED | 20 | 128.C5 | AF0143:36 | BOP | 128.C7
AP0290:O:C27- | WC029027 | ZT74602 | BLK | 20 | 128.C5 | AF0143:04 | BOP | 128.C7
FLOATING | WC029027 | 014352 | SH | 20 | 128.C6 | AF0143:52 | BOP | 128.C7
AP0290:O:A28+ | WC029028 | ZT74611 | RED | 20 | 128.D5 | AF0143:40 | BOP | 128.D7
AP0290:O:C28- | WC029028 | ZT74612 | BLK | 20 | 128.D5 | AF0143:08 | BOP | 128.D7
FLOATING | WC029028 | 014356 | SH | 20 | 128.D6 | AF0143:56 | BOP | 128.D7
AP0290:O:A30+ | WC029030 | TT21801 | RED | 20 | 129.C5 | AF0143:44 | BOP | 129.C7
AP0290:O:C30- | WC029030 | TT21802 | BLK | 20 | 129.C5 | AF0143:12 | BOP | 129.C7
FLOATING | WC029030 | 014360 | SH | 20 | 129.D6 | AF0143:60 | BOP | 129.C7
AP0290:O:A29+ | WCO29029 | FT21801 | RED | 20 | 129.C5 | AF0143:42 | BOP | 129.C7
AP0290:O:C29- | WCO29029 | FT21802 | BLK | 20 | 129.C5 | AF0143:10 | BOP | 129.C7
FLOATING | WCO29029 | 014358 | SH | 20 | 129.C6 | AF0143:58 | BOP | 129.C7
AP0608:ENET | WC0608 | AP0608ENET | ENET | CABLE | 20.D6 | AP0616:PORT A | ORBIT 60 | 20.D1
AP0290:SH-OUT | SC | IEG00102 | GRN | 14 | 13.B4 | IEG0010:2 | PANEL B | 13.B4
AR0600:IE2 | SC | IEG00106 | GRN | 12 | 10.A1 | IEG0010:6 | PANEL B | 10.B6
GR0234: | SC | IEG00107 | GRN | 14 | 11.B4 | IEG0010:7 | PANEL B | 11.B5
XT2911:1 | SC | FU0113 | WHT | 14 | 82.C5 | FU0113:LD | PANEL B | 17.B1
XT2911:3 | SC | 0V | WHT | 20 | 82.C5 | XT0062:3 | PANEL B | 17.B1
AP0290:O:A1+ | WC02901 | PT11201 | RED | 20 | 65.A5 | AF0065:32 | PANEL B | 65.A7
AP0290:O:C1- | WC02901 | PT11202 | BLK | 20 | 65.A5 | AF0065:00 | PANEL B | 65.A7
AP0290:O:B1S | WC02901 | PT1120S | SH | 20 | 65.A5 | FLOATING | PANEL B | 65.A6
AP0290:O:A22+ | WC029022 | PT64101 | RED | 20 | 73.B5 | AF0072:36 | PANEL B | 73.B7
AP0290:O:C22- | WC029022 | PT64102 | BLK | 20 | 73.B5 | AF0072:04 | PANEL B | 73.B7
AP0290:O:B22S | WC029022 | PT6410S | SH | 20 | 73.B5 | FLOATING | PANEL B | 73.B6
AP0290:O:A4+ | WC02904 | PT21201 | RED | 20 | 75.A5 | AF0072:40 | PANEL B | 75.A7
AP0290:O:C4- | WC02904 | PT21202 | BLK | 20 | 75.A5 | AF0072:08 | PANEL B | 75.A7
AP0290:O:B4S | WC02904 | PT2120S | SH | 20 | 75.A5 | FLOATING | PANEL B | 75.A6
AP0290:O:A5+ | WC02905 | PT21301 | RED | 20 | 81.A5 | AF0064:36 | PANEL B | 81.A7
AP0290:O:C5- | WC02905 | PT21302 | BLK | 20 | 81.A5 | AF0064:04 | PANEL B | 81.A7
AP0290:O:B5S | WC02905 | PT2130S | SH | 20 | 81.A5 | FLOATING | PANEL B | 81.A6
AP0290:O:A6+ | WC02906 | PT21311 | RED | 20 | 81.A5 | AF0075:36 | PANEL B | 81.A7
AP0290:O:C6- | WC02906 | PT21312 | BLK | 20 | 81.A5 | AF0075:04 | PANEL B | 81.A7
AP0290:O:B6S | WC02906 | PT2131S | SH | 20 | 81.A5 | FLOATING | PANEL B | 81.B6
AP0290:O:A7+ | WC02907 | PT64001 | RED | 20 | 73.A5 | AF0072:44 | PANEL B | 73.A7
AP0290:O:C7- | WC02907 | PT64002 | BLK | 20 | 73.A5 | AF0072:12 | PANEL B | 73.A7
AP0290:O:B7S | WC02907 | PT6400S | SH | 20 | 73.A5 | FLOATING | PANEL B | 73.A6
AP0290:O:A8+ | WC02908 | PT21211 | RED | 20 | 77.A5 | AF0064:32 | PANEL B | 77.A7
AP0290:O:C8- | WC02908 | PT21212 | BLK | 20 | 77.A5 | AF0064:00 | PANEL B | 77.A7
AP0290:O:B8S | WC02908 | PT2121S | SH | 20 | 77.A5 | FLOATING | PANEL B | 77.B6
AP0290:O:A9+ | WC02909 | PT21261 | RED | 20 | 79.B5 | AF0075:40 | PANEL B | 79.B7
AP0290:O:C9- | WC02909 | PT21262 | BLK | 20 | 79.B5 | AF0075:08 | PANEL B | 79.B7
AP0290:O:B9S | WC02909 | PT2126S | SH | 20 | 79.B5 | FLOATING | PANEL B | 79.B6
AP0290:O:A2+ | WCO2902 | PT11211 | RED | 20 | 65.B5 | AF0075:44 | PANEL B | 65.B7
AP0290:O:C2- | WCO2902 | PT11212 | BLK | 20 | 65.B5 | AF0075:12 | PANEL B | 65.B7
AP0290:O:B2S | WCO2902 | PT1121S | SH | 20 | 65.B5 | FLOATING | PANEL B | 65.B6
FU0010:LI | SC | FU0136 | WHT | 14 | 10.B1 | XT0002:3 | PNL A | 16.A4
UV0600:(-) | SC | 0V | WHT | 14 | 10.B2 | XT0003:3 | PNL A | 16.A4
XT0051:1 | SC | FU0136 | WHT | 14 | 5.A4 | XT0002:7 | PNL A | 16.B4
XT0051:5 | SC | 0V | WHT | 14 | 5.A3 | XT0003:7 | PNL A | 16.B4
XT2910:1 | SC | FU0136 | WHT | 14 | 13.B6 | XT0002:8 | PNL A | 16.B4
XT2910:2 | SC | 0V | WHT | 14 | 13.B6 | XT0003:8 | PNL A | 16.C4
AP0603:L2 | WC0009 | AP0603L2 | ENET | CABLE | 3.A3 | AU0090:L1 | PNL A | 3.A6
AP0290:O:A10+ | WC029010B | FT21082 | RED | 20 | 82.C5 | AF0086:12 | PNL A | 82.C7
AP0290:O:C10- | WC029010B | 0V | BLK | 20 | 82.C5 | AF0086:28 | PNL A | 82.C7
AP0290:O:B10S | WC029010B | FT2108S | SH | 20 | 82.C5 | FLOATING | PNL A | 82.C6
AP0290:O:A11+ | WC029011 | PDT31001 | RED | 20 | 84.A5 | AF0085:40 | PNL A | 84.A7
AP0290:O:C11- | WC029011 | PDT31002 | BLK | 20 | 84.A5 | AF0085:08 | PNL A | 84.A7
AP0290:O:B11S | WC029011 | PDT3100S | SH | 20 | 84.A5 | FLOATING | PNL A | 84.B6
AP0290:O:A12+ | WC029012 | LT31001 | RED | 20 | 85.A5 | AF0085:34 | PNL A | 85.A7
AP0290:O:C12- | WC029012 | LT31002 | BLK | 20 | 85.A5 | AF0085:02 | PNL A | 85.A7
AP0290:O:B12S | WC029012 | LT3100S | SH | 20 | 85.A5 | FLOATING | PNL A | 85.A6
AP0290:O:A13+ | WC029013 | PDT32401 | RED | 20 | 87.B5 | AF0085:44 | PNL A | 87.B7
AP0290:O:C13- | WC029013 | PDT32402 | BLK | 20 | 87.B5 | AF0085:12 | PNL A | 87.B7
AP0290:O:B13S | WC029013 | PDT3240S | SH | 20 | 87.B5 | FLOATING | PNL A | 87.B6
AP0290:0:A17+ | WC029017 | PDT63111 | RED | 20 | 125.A5 | AF0086:46 | PNL A | 125.A7
AP0290:O:C17- | WC029017 | PDT63112 | BLK | 20 | 125.A5 | AF0086:14 | PNL A | 125.A7
FLOATING | WC029017 | 008662 | SH | 20 | 125.B6 | AF0086:62 | PNL A | 125.A7
AP0290:O:A18+ | WC029018 | PT32001 | RED | 20 | 94.C5 | AF0085:38 | PNL A | 94.C7
AP0290:O:C18- | WC029018 | PT32002 | BLK | 20 | 94.C5 | AF0085:06 | PNL A | 94.C7
AP0290:O:B18S | WC029018 | PT3200S | SH | 20 | 94.C5 | FLOATING | PNL A | 94.C6
AP0290:O:A19+ | WC029019 | PDT61801 | RED | 20 | 105.A5 | AF0086:38 | PNL A | 105.A7
AP0290:O:C19- | WC029019 | PDT61802 | BLK | 20 | 105.A5 | AF0086:06 | PNL A | 105.A7
AP0290:O:B19S | WC029019 | PDT6180S | SH | 20 | 105.A5 | FLOATING | PNL A | 105.A6
AP0290:O:A20+ | WC029020 | PDT62101 | RED | 20 | 122.A5 | AF0085:36 | PNL A | 122.A7
AP0290:O:C20- | WC029020 | PDT62102 | BLK | 20 | 122.A5 | AF0085:04 | PNL A | 122.A7
AP0290:O:B20S | WC029020 | PDT62103 | SH | 20 | 122.A5 | FLOATING | PNL A | 122.A6
AP0290:O:A21+ | WC029021 | PDT63101 | RED | 20 | 125.A5 | AF0086:36 | PNL A | 125.A7
AP0290:O:C21- | WC029021 | PDT63102 | BLK | 20 | 125.A5 | AF0086:04 | PNL A | 125.A7
FLOATING | WC029021 | 008652 | SH | 20 | 125.A6 | AF0086:52 | PNL A | 125.A7
AP0290:O:A23+ | WC029023 | PT31101 | RED | 20 | 94.C5 | AF0086:42 | PNL A | 94.C7
AP0290:O:C23- | WC029023 | PT31102 | BLK | 20 | 94.C5 | AF0086:10 | PNL A | 94.C7
AP0290:O:B23S | WC029023 | PT3110S | SH | 20 | 94.C5 | FLOATING | PNL A | 94.C6
AP0290:O:A3+ | WC02903 | PDT11101 | RED | 20 | 55.C5 | AF0085:42 | PNL A | 55.C7
AP0290:O:C3- | WC02903 | PDT11102 | BLK | 20 | 55.C5 | AF0085:10 | PNL A | 55.C7
AP0290:O:B3S | WC02903 | PDT1110S | SH | 20 | 55.C5 | FLOATING | PNL A | 55.C6
AP0290:O:A15+ | WC29015 | PT31701 | RED | 20 | 93.A5 | AF0088:38 | PNL A | 93.A7
AP0290:O:C15- | WC29015 | PT31702 | BLK | 20 | 93.A5 | AF0088:06 | PNL A | 93.A7
AP0290:O:B15S | WC29015 | PT3170S | SH | 20 | 93.A5 | FLOATING | PNL A | 93.A6
AP0290:O:A16+ | WC29016 | PT31501 | RED | 20 | 93.B5 | AF0088:36 | PNL A | 93.B7
AP0290:O:C16- | WC29016 | PT31502 | BLK | 20 | 93.B5 | AF0088:04 | PNL A | 93.B7
AP0290:O:B16S | WC29016 | PT3150S | SH | 20 | 93.B5 | FLOATING | PNL A | 93.B6
XT0051:4 | SC | FU0136 | WHT | 14 | 5.C4 | FU0680:LI | PWR DST | 9.A4
XT0051:8 | SC | 0V | WHT | 14 | 5.C3 | XT0680:2 | PWR DST | 9.A4
AP0609:L1 | WC0680 | AT0680LAN1 | ENET | CABLE | 4.A1 | AT0680:LAN1 | PWR DST | 4.A2
BA0011:RJ45 | WC9111 | AT0680LAN3 | ENET | CABLE | 4.B3 | AT0680:LAN3 | PWR DST | 4.A2
BA0002:RJ45 | WC0002 | AU0200L2 | ENET | CABLE | 3.B2 | AU0200:L2 | TCP | 3.B2
SolarTools ver. 24.0.84.24712 (Jul 31, 2025)
Report date: 3/2/2026 1:13 PM

## PNL A
PNL A
CONTROL PANEL A
Project # | 4M391
Project Name | SHELL NIGERIA (SNEPCO)/MABU CONSORTIUM
Revision | B.7
Controls DE | F. Partow Dezfouli
Phone:
Controls ME | H. Medrano
Phone:
From | [5 empty] | To
Device ID | Cable (W) Conductor (SC) Jumper Clip (JC) | Wire No. | Wire ID | Gauge/Size | Page/Zone | Device ID | Location | Page/Zone
XT0002:1 | JC | FU0136 | CLIP | --- | 16.A4 | XT0002:2 | PNL A | 16.A4
XT0002:2 | JC | FU0136 | CLIP | --- | 16.A4 | XT0002:3 | PNL A | 16.A4
XT0002:3 | JC | FU0136 | CLIP | --- | 16.A4 | XT0002:4 | PNL A | 16.A4
XT0002:4 | JC | FU0136 | CLIP | --- | 16.A4 | XT0002:5 | PNL A | 16.B4
XT0002:5 | JC | FU0136 | CLIP | --- | 16.B4 | XT0002:6 | PNL A | 16.B4
XT0002:6 | JC | FU0136 | CLIP | --- | 16.B4 | XT0002:7 | PNL A | 16.B4
XT0002:7 | JC | FU0136 | CLIP | --- | 16.B4 | XT0002:8 | PNL A | 16.B4
XT0002:8 | JC | FU0136 | CLIP | --- | 16.B4 | XT0002:9 | PNL A | 16.C4
XT0002:9 | JC | FU0136 | CLIP | --- | 16.C4 | XT0002:10 | PNL A | 16.C4
XT0003:1 | JC | 0V | CLIP | --- | 16.A4 | XT0003:2 | PNL A | 16.A4
XT0003:2 | JC | 0V | CLIP | --- | 16.A4 | XT0003:3 | PNL A | 16.A4
XT0003:3 | JC | 0V | CLIP | --- | 16.A4 | XT0003:4 | PNL A | 16.B4
XT0003:4 | JC | 0V | CLIP | --- | 16.B4 | XT0003:5 | PNL A | 16.B4
XT0003:5 | JC | 0V | CLIP | --- | 16.B4 | XT0003:6 | PNL A | 16.B4
XT0003:6 | JC | 0V | CLIP | --- | 16.B4 | XT0003:7 | PNL A | 16.B4
XT0003:7 | JC | 0V | CLIP | --- | 16.B4 | XT0003:8 | PNL A | 16.C4
XT0003:8 | JC | 0V | CLIP | --- | 16.C4 | XT0003:9 | PNL A | 16.C4
XT0003:9 | JC | 0V | CLIP | --- | 16.C4 | XT0003:10 | PNL A | 16.C4
XT0012:1 | JC | 523NEG | CLIP | --- | 14.C3 | XT0012:2 | PNL A | 14.C3
XT0012:2 | JC | 523NEG | CLIP | --- | 14.C3 | XT0012:3 | PNL A | 14.C3
XT0012:3 | JC | 523NEG | CLIP | --- | 14.C3 | XT0012:4 | PNL A | 14.C3
XT0032:1 | JC | 0V | CLIP | --- | 15.C6 | XT0032:2 | PNL A | 15.D6
XT0032:4 | JC | 24V | CLIP | --- | 15.B6 | XT0032:3 | PNL A | 15.C6
XT0080:1 | JC | 0V | CLIP | --- | 23.A1 | XT0080:2 | PNL A | 23.D1
XT0080:2 | JC | 0V | CLIP | --- | 23.D1 | XT0080:3 | PNL A | 23.D1
XT0080:3 | JC | 0V | CLIP | --- | 23.D1 | XT0080:4 | PNL A | 23.D1
XT0080:5 | JC | 0V | CLIP | --- | 24.A6 | XT0080:6 | PNL A | 25.A6
XT0080:6 | JC | 0V | CLIP | --- | 25.A6 | XT0080:7 | PNL A | 26.A6
XT0080:7 | JC | 0V | CLIP | --- | 26.A6 | XT0080:8 | PNL A | 27.A6
XT0081:1 | JC | FU0139 | CLIP | --- | 24.A2 | XT0081:2 | PNL A | 25.A2
XT0081:2 | JC | FU0139 | CLIP | --- | 25.A2 | XT0081:3 | PNL A | 26.A2
XT0081:3 | JC | FU0139 | CLIP | --- | 26.A2 | XT0081:4 | PNL A | 27.A3
XT0081:4 | JC | FU0139 | CLIP | --- | 27.A3 | XT0081:5 | PNL A | 27.A3
XT0081:5 | JC | FU0139 | CLIP | --- | 27.A3 | XT0081:6 | PNL A | 27.A3
XT0082:1 | JC | 0V | CLIP | --- | 22.A1 | XT0082:2 | PNL A | 22.A1
XT0082:2 | JC | 0V | CLIP | --- | 22.A1 | XT0082:3 | PNL A | 22.B1
XT0082:3 | JC | 0V | CLIP | --- | 22.B1 | XT0082:4 | PNL A | 22.B1
XT0082:4 | JC | 0V | CLIP | --- | 22.B1 | XT0082:5 | PNL A | 22.B1
AF0081:03 | SC | KA013014 | WHT | 20 | 30.C7 | KA0130:14 | PNL A | 30.D6
AF0081:35 | SC | KA0130A1 | WHT | 20 | 30.C7 | KA0130:A1 | PNL A | 30.C5
AF0081:07 | SC | JP2 | VIO | 20 | 28.B6 | AF0081:39 | PNL A | 28.B6
AF0081:COM | SC | AF0081N | WHT | 16 | 23.A2 | AF0082:COM | PNL A | 23.B3
AF0081:COM | SC | AU0080N | WHT | 16 | 23.A2 | AU0080:COM | PNL A | 23.A1
AF0081:J | SC | * |  |  | 23.A2 | AF0082:P | PNL A | 23.B3
AF0081:V+ | SC | AF0081P | WHT | 16 | 23.A2 | AF0082:V+ | PNL A | 23.B3
AF0081:V+ | SC | AU0080P | WHT | 16 | 23.A2 | AU0080:V+ | PNL A | 23.A1
AF0082:COM | SC | AF0082N | WHT | 16 | 23.B3 | AF0083:COM | PNL A | 23.B3
AF0082:J | SC | * |  |  | 23.B3 | AF0083:P | PNL A | 23.B3
AF0082:V+ | SC | AF0082P | WHT | 16 | 23.B3 | AF0083:V+ | PNL A | 23.B3
AF0083:COM | SC | AF0083N | WHT | 16 | 23.B3 | AF0084:COM | PNL A | 23.B4
AF0083:J | SC | * |  |  | 23.B3 | AF0084:P | PNL A | 23.B4
AF0083:SH | SC | AF0083G | GRN | 14 | 23.B3 | AF0084:SH | PNL A | 23.B4
AF0083:SH | SC | AU0080G,GRN | GRN | 14 | 23.B3 | AU0080:GND | PNL A | 23.A1
AF0083:V+ | SC | AF0083P | WHT | 16 | 23.B3 | AF0084:V+ | PNL A | 23.B4
AF0084:COM | SC | AF0084N | WHT | 16 | 23.B4 | AF0085:COM | PNL A | 23.B4
AF0084:J | SC | * |  |  | 23.B4 | AF0085:P | PNL A | 23.B4
AF0084:SH | SC | AF0084G | GRN | 14 | 23.B4 | AF0085:SH | PNL A | 23.B4
AF0084:V+ | SC | AF0084P | WHT | 16 | 23.B4 | AF0085:V+ | PNL A | 23.B4
AF0085:COM | SC | AF0085N | WHT | 16 | 23.B4 | AF0086:COM | PNL A | 23.B5
AF0085:J | SC | * |  |  | 23.B4 | AF0086:P | PNL A | 23.B5
AF0085:SH | SC | AF0085G | GRN | 14 | 23.B4 | AF0086:SH | PNL A | 23.B5
AF0085:V+ | SC | AF0085P | WHT | 16 | 23.B4 | AF0086:V+ | PNL A | 23.B5
AF0086:COM | SC | AF0086N | WHT | 16 | 23.B5 | AF0087:COM | PNL A | 23.B6
AF0086:J | SC | * |  |  | 23.B5 | AF0087:P | PNL A | 23.B6
AF0086:SH | SC | AF0086G | GRN | 14 | 23.B5 | AF0088:SH | PNL A | 23.B6
AF0086:V+ | SC | AF0086P | WHT | 16 | 23.B5 | AF0087:V+ | PNL A | 23.B6
AF0087:COM | SC | AF0087N | WHT | 16 | 23.B6 | AF0088:COM | PNL A | 23.B6
AF0087:J | SC | * |  |  | 23.B6 | AF0088:P | PNL A | 23.B6
AF0087:V+ | SC | AF0087P | WHT | 16 | 23.B6 | AF0088:V+ | PNL A | 23.B6
AF0088:SH | SC | IEG02302 | GRN | 14 | 23.B6 | IEG0230:2 | PNL A | 23.B7
AF0091:00 | SC | KA090114 | WHT | 20 | 16.C6 | KA0901:14 | PNL A | 16.C6
AF0091:09 | SC | UJ0131OK2 | WHT | 20 | 14.B7 | UJ0131:OK2 | PNL A | 14.B4
AF0091:10 | SC | UJ0031OK2 | WHT | 20 | 15.D7 | UJ0031:OK2 | PNL A | 15.C4
AF0091:32 | SC | KA090111 | WHT | 20 | 16.C6 | KA0901:11 | PNL A | 16.C6
AF0091:41 | SC | UJ0131OK1 | WHT | 20 | 14.B7 | UJ0131:OK1 | PNL A | 14.B4
AF0091:42 | SC | UJ0031OK1 | WHT | 20 | 15.D7 | UJ0031:OK1 | PNL A | 15.C4
AF0091:COM | SC | AF0091N | WHT | 16 | 23.D2 | AF0094:COM | PNL A | 23.D4
AF0091:COM | SC | AU0090N | WHT | 16 | 23.D2 | AU0090:COM | PNL A | 23.C2
AF0091:J | SC | * |  |  | 23.D2 | AF0092:P | PNL A | 23.D3
AF0091:V+ | SC | AF0091P | WHT | 16 | 23.D2 | AF0094:V+ | PNL A | 23.D4
AF0091:V+ | SC | AU0090P | WHT | 16 | 23.D2 | AU0090:V+ | PNL A | 23.C2
AF0092:04 | SC | KA2160A1 | WHT | 20 | 21.A6 | KA2160:A1 | PNL A | 21.A5
AF0092:05 | SC | KA0701A1 | WHT | 20 | 20.A7 | KA0701:A1 | PNL A | 20.A6
AF0092:07 | SC | KA2161A1 | WHT | 20 | 21.A6 | KA2161:A1 | PNL A | 21.B5
AF0092:08 | SC | KA3103A1 | WHT | 20 | 86.A6 | KA3103:A1 | PNL A | 86.A5
AF0092:12 | SC | HA047202 | WHT | 20 | 43.A6 | XT0081:8 | PNL A | 43.A5
AF0092:20 | SC | KA2160A2 | WHT | 20 | 21.A6 | KA2160:A2 | PNL A | 21.A5
AF0092:21 | SC | KA0701A2 | WHT | 20 | 20.A7 | KA0701:A2 | PNL A | 20.A6
AF0092:23 | SC | KA2161A2 | WHT | 20 | 21.A6 | KA2161:A2 | PNL A | 21.B5
AF0092:24 | SC | KA3103A2 | WHT | 20 | 86.A6 | KA3103:A2 | PNL A | 86.A5
AF0092:28 | SC | HA047201 | WHT | 20 | 43.A6 | XT0081:9 | PNL A | 43.A5
AF0092:COM | SC | 0V | WHT | 16 | 23.D3 | XT0080:2 | PNL A | 23.D1
AF0092:J | SC | * |  |  | 23.D3 | AF0093:P | PNL A | 23.D3
AF0092:V+ | SC | FU0091 | WHT | 16 | 23.D3 | FU0091:LD | PNL A | 23.D1
AF0093:00 | SC | KA3221A1 | WHT | 20 | 96.C7 | KA3221:A1 | PNL A | 96.D5
AF0093:01 | SC | KA3220A1 | WHT | 20 | 96.A7 | KA3220:A1 | PNL A | 96.B5
AF0093:16 | SC | KA3221A2 | WHT | 20 | 96.C7 | KA3221:A2 | PNL A | 96.D5
AF0093:17 | SC | KA3220A2 | WHT | 20 | 96.A7 | KA3220:A2 | PNL A | 96.B5
AF0093:20 | SC | 009320 | WHT | 20 | 123.A7 | KA6211:A2 | PNL A | 123.A6
AF0093:29 | SC | 009329 | WHT | 20 | 124.A7 | KA6212:A2 | PNL A | 124.A6
AF0093:COM | SC | 0V | WHT | 16 | 23.D3 | XT0080:3 | PNL A | 23.D1
AF0093:J | SC | * |  |  | 23.D3 | AF0094:P | PNL A | 23.D4
AF0093:V+ | SC | FU0092 | WHT | 16 | 23.D3 | FU0092:LD | PNL A | 23.D1
AF0094:04 | SC | UJ0131VIN | WHT | 20 | 14.A7 | UJ0131:VIN | PNL A | 14.B4
AF0094:05 | SC | 0V | WHT | 20 | 14.A7 | XT0082:5 | PNL A | 22.B1
AF0094:06 | SC | UJ0131IOUT | WHT | 20 | 14.A7 | UJ0131:IOUT | PNL A | 14.B4
AF0094:07 | SC | 0V | WHT | 20 | 14.A7 | XT0082:5 | PNL A | 22.B1
AF0094:08 | SC | UJ0031VIN | WHT | 20 | 15.C7 | UJ0031:VIN | PNL A | 15.C4
AF0094:09 | SC | 0V | WHT | 14 | 15.C7 | XT0003:4 | PNL A | 16.B4
AF0094:10 | SC | UJ0031IOUT | WHT | 20 | 15.C7 | UJ0031:IOUT | PNL A | 15.C4
AF0094:11 | SC | 0V | WHT | 14 | 15.C7 | XT0003:5 | PNL A | 16.B4
AF0094:J | SC | * |  |  | 23.D4 | AF0095:P | PNL A | 23.D5
AF0094:SH | SC | AF0094G | GRN | 14 | 23.D4 | AF0096:SH | PNL A | 23.D5
AF0094:SH | SC | AU0090G | GRN | 14 | 23.D4 | AU0090:GND | PNL A | 23.C2
AF0095:COM | SC | AF0095N | WHT | 16 | 23.D5 | AF0096:COM | PNL A | 23.D5
AF0095:COM | SC | 0V | WHT | 16 | 23.D5 | XT0080:4 | PNL A | 23.D1
AF0095:J | SC | * |  |  | 23.D5 | AF0096:P | PNL A | 23.D5
AF0095:V+ | SC | AF0095P | WHT | 16 | 23.D5 | AF0096:V+ | PNL A | 23.D5
AF0095:V+ | SC | FU0093 | WHT | 16 | 23.D5 | FU0093:LD | PNL A | 23.D1
AF0096:COM | SC | AF0096N | WHT | 16 | 23.D5 | AF0097:COM | PNL A | 23.D6
AF0096:J | SC | * |  |  | 23.D5 | AF0097:P | PNL A | 23.D6
AF0096:SH | SC | AF0096G | GRN | 14 | 23.D5 | AF0097:SH | PNL A | 23.D6
AF0096:V+ | SC | AF0096P | WHT | 16 | 23.D5 | AF0097:V+ | PNL A | 23.D6
AF0097:SH | SC | IEG02308 | GRN | 14 | 23.D6 | IEG0230:8 | PNL A | 23.D6
AU0080:COM | SC | 0V | WHT | 16 | 23.A1 | XT0080:1 | PNL A | 23.A1
AU0080:V+ | SC | FU0081 | WHT | 16 | 23.A1 | FU0081:LD | PNL A | 23.B1
AU0090:COM | SC | 0V | WHT | 16 | 23.C2 | XT0080:2 | PNL A | 23.D1
AU0090:V+ | SC | FU0090 | WHT | 16 | 23.C2 | FU0090:LD | PNL A | 23.D1
FU0012:LI | SC | 523POS | --- | BUS | 14.B3 | FU0013:LI | PNL A | 14.B3
FU0012:LI | SC | 523POS | --- | BUS | 14.B3 | XT0014:1 | PNL A | 14.B2
FU0013:LI | SC | 523POS | --- | BUS | 14.B3 | FU0014:LI | PNL A | 14.B3
FU0014:LI | SC | 523POS | --- | BUS | 14.B3 | FU0015:LI | PNL A | 14.B3
FU0015:LI | SC | 523POS | --- | BUS | 14.B3 | FU0016:LI | PNL A | 14.C3
FU0016:LI | SC | 523POS | --- | BUS | 14.C3 | FU0017:LI | PNL A | 14.C3
FU0017:LI | SC | 523POS | --- | BUS | 14.C3 | FU0018:LI | PNL A | 14.C3
FU0031:LD | SC | 24V | WHT | 10 | 15.D6 | XT0032:3 | PNL A | 15.C6
FU0031:LI | SC | 24V2 | WHT | 10 | 15.D6 | UJ0031:OUT(+) | PNL A | 15.C4
FU0032:LD | SC | 24V | WHT | 10 | 15.B6 | XT0032:4 | PNL A | 15.B6
FU0032:LI | SC | 24V1 | WHT | 10 | 15.B6 | UJ0131:OUT(+) | PNL A | 14.B4
FU0080:LI | SC | FU0137 | WHT | 12 | 22.A1 | FU0137:LD | PNL A | 22.A2
FU0080:LI | SC | FU0137 | WHT | 12 | 22.A1 | FU0139:LI | PNL A | 22.A1
FU0081:LI | SC | FU0080 | WHT | 14 | 23.B1 | FU0080:LD | PNL A | 22.A1
FU0081:LI | SC | FU0080 | WHT | 14 | 23.B1 | FU0090:LI | PNL A | 23.D1
FU0090:LI | SC | FU0080 | WHT | 14 | 23.D1 | FU0091:LI | PNL A | 23.D1
FU0091:LI | SC | FU0080 | WHT | 14 | 23.D1 | FU0092:LI | PNL A | 23.D1
FU0092:LI | SC | FU0080 | WHT | 14 | 23.D1 | FU0093:LI | PNL A | 23.D1
FU0093:LI | SC | FU0080 | WHT | 14 | 23.D1 | FU0094:LI | PNL A | 23.D1
FU0136:LD | SC | FU0136 | WHT | 10 | 16.A2 | XT0002:1 | PNL A | 16.A4
FU0136:LI | SC | 24V | WHT | 10 | 16.A2 | XT0032:4 | PNL A | 15.B6
FU0137:LI | SC | FU0136 | WHT | 14 | 22.A2 | XT0002:2 | PNL A | 16.A4
FU0139:LD | SC | FU0139 | WHT | 16 | 22.A1 | XT0081:1 | PNL A | 24.A2
FU0139:LI | SC | FU0137 | WHT | 12 | 22.A1 | FU0387:LI | PNL A | 22.A1
FU0387:LI | SC | FU0137 | WHT | 12 | 22.A1 | FU0388:LI | PNL A | 22.B1
FU0388:LI | SC | FU0137 | WHT | 12 | 22.B1 | FU0389:LI | PNL A | 22.B1
FU0389:LI | SC | FU0137 | WHT | 12 | 22.B1 | FU0390:LI | PNL A | 22.B1
FU0801:LI | SC | FU0136 | WHT | 14 | 16.B3 | XT0002:6 | PNL A | 16.B4
FU0803:LI | SC | FU0136 | WHT | 14 | 16.B4 | XT0002:6 | PNL A | 16.B4
FU0901:LD | SC | KA0901A2 | WHT | 14 | 16.C4 | XT0901:1 | PNL A | 16.C4
FU0901:LI | SC | 0V | WHT | 14 | 16.C4 | XT0003:10 | PNL A | 16.C4
GR0131: | SC | GR0131 | GRN/YEL | 14 | 11.A4 | FRAME | PNL A | 11.A3
GR0132: | SC | GR0132 | GRN/YEL | 14 | 11.A4 | FRAME | PNL A | 11.A3
GR0133: | SC | IEG02306 | GRN | 14 | 11.A4 | IEG0230:6 | PNL A | 11.A5
GR0134: | SC | IEG023013 | GRN | 14 | 11.A4 | IEG0230:13 | PNL A | 11.A5
GR0135: | SC | GR0135 | GRN/YEL | 14 | 11.A4 | FRAME | PNL A | 11.A5
KA0130:A1 | SC | KA0130A1 | WHT | 20 | 30.C5 | KA0130:11 | PNL A | 30.D6
KA0901:A1 | SC | FU0136 | WHT | 14 | 16.C3 | XT0002:10 | PNL A | 16.C4
KA0901:A2 | SC | KA0901A2 | WHT | 14 | 16.C3 | XT0901:1 | PNL A | 16.C4
PEG0130:5 | SC | KA0901A2 | GRN/YEL | 14 | 16.C3 | XT0901:1 | PNL A | 16.C4
QS0011:LD-1 | SC | UJ0131P | WHT | 12 | 14.B3 | UJ0131:+ | PNL A | 14.B4
QS0011:LD-3 | SC | UJ0131N | WHT | 12 | 14.B3 | UJ0131:- | PNL A | 14.B4
QS0031:LD-1 | SC | UJ0031P | WHT | 12 | 15.C3 | UJ0031:+ | PNL A | 15.C4
QS0031:LD-3 | SC | UJ0031N | WHT | 12 | 15.C3 | UJ0031:- | PNL A | 15.C4
UJ0031:G | SC | UJ0031G | GRN/YEL | 12 | 15.C4 | FRAME | PNL A | 15.D4
UJ0031:IS | SC | UJ0131IS | WHT | 20 | 15.C4 | UJ0131:IS | PNL A | 14.B4
UJ0031:OUT(-) | SC | 0V | WHT | 10 | 15.C4 | XT0032:2 | PNL A | 15.D6
UJ0131:G | SC | UJ0131G | GRN/YEL | 12 | 14.B4 | FRAME | PNL A | 14.B4
UJ0131:OUT(-) | SC | 0V | WHT | 10 | 14.B4 | XT0032:1 | PNL A | 15.C6
XT0003:1 | SC | 0V | WHT | 10 | 16.A4 | XT0032:1 | PNL A | 15.C6
XT0003:2 | SC | 0V | WHT | 14 | 16.A4 | XT0082:1 | PNL A | 22.A1
XT0080:1 | SC | 0V | WHT | 14 | 23.A1 | XT0082:2 | PNL A | 22.A1
XT0082:2 | SC | 0V | WHT | 20 | 22.A1 | XT0080:5 | PNL A | 24.A6
AU0080:L1 | WC0008 | AU0090L2 | ENET | CABLE | 3.A6 | AU0090:L2 | PNL A | 3.A6
IEG0230:7 | SC | IEG0257G | GRN | 8 | 11.D2 | IEG0257:0 | BOP | 11.D2
IEG0230:3 | SC | IEG0150G | GRN | 8 | 11.C2 | IEG0150:0 | F&G | 11.C2
PEG0130:2 | SC | PEG0150G | GRN/YEL | 8 | 11.B2 | PEG0150:0 | F&G | 11.B2
AF0087:03 | SC | SB047314 | 6 | 20 | 44.D7 | XT0800:22 | PNL A-B,JB70 | 44.D4
AF0091:01 | SC | AP0612NO | WHT | 20 | 20.A7 | AP0612:NO | ORBIT 60 | 20.A1
AF0091:02 | SC | AP0628NC1 | WHT | 20 | 20.B7 | AP0628:NC1 | ORBIT 60 | 20.B1
AF0091:03 | SC | AP0628NC2 | WHT | 20 | 20.C7 | AP0628:NC2 | ORBIT 60 | 20.C1
AF0091:04 | SC | AP0628NC3 | WHT | 20 | 20.C7 | AP0628:NC3 | ORBIT 60 | 20.C1
AF0091:33 | SC | AP0612ARM | WHT | 20 | 20.A7 | AP0612:ARM | ORBIT 60 | 20.A1
AF0091:34 | SC | AP0628ARM1 | WHT | 20 | 20.B7 | AP0628:ARM1 | ORBIT 60 | 20.B1
AF0091:35 | SC | AP0628ARM2 | WHT | 20 | 20.C7 | AP0628:ARM2 | ORBIT 60 | 20.C1
AF0091:36 | SC | AP0628ARM3 | WHT | 20 | 20.C7 | AP0628:ARM3 | ORBIT 60 | 20.C1
KA0701:11 | SC | AP0612COM | WHT | 20 | 20.A5 | AP0612:COM | ORBIT 60 | 20.B1
KA0701:14 | SC | AP0612TM | WHT | 20 | 20.A5 | AP0612:TM | ORBIT 60 | 20.B1
PEG0130:1 | SC | PEG01301 | GRN/YEL | 14 | 19.B4 | UV0610:P.E. | ORBIT 60 | 19.B1
PEG0130:3 | SC | PEG01303 | GRN/YEL | 14 | 19.D4 | UV0611:P.E. | ORBIT 60 | 19.C1
AF0081:00 | SC | UA1200J21 | WHT | 20 | 30.D7 | XT0089:14 | PANEL B | 30.D5
AF0081:01 | SC | KA024314 | WHT | 20 | 26.D7 | KA0243:14 | PANEL B | 26.D6
AF0081:02 | SC | KA024514 | WHT | 20 | 26.D7 | KA0245:14 | PANEL B | 26.D6
AF0081:08 | SC | KT014618 | WHT | 20 | 29.B6 | KT0146:18 | PANEL B | 29.B2
AF0081:09 | SC | KA023914 | WHT | 20 | 27.B6 | KA0239:14 | PANEL B | 27.B5
AF0081:24 | SC | KA0131A2 | WHT | 20 | 29.B6 | KA0131:A2 | PANEL B | 29.C5
AF0081:33 | SC | KA024311 | WHT | 20 | 26.D7 | KA0243:11 | PANEL B | 26.D6
AF0081:34 | SC | KA024511 | WHT | 20 | 26.D7 | KA0245:11 | PANEL B | 26.D6
AF0081:40 | SC | KA014124 | WHT | 20 | 29.B6 | KA0141:24 | PANEL B | 29.B5
AF0081:41 | SC | KA023911 | WHT | 20 | 27.B6 | KA0239:11 | PANEL B | 27.B5
AF0087:09 | SC | KA013112 | WHT | 20 | 25.C2 | KA0137:24 | PANEL B | 25.C1
AF0087:11 | SC | KA013624 | WHT | 20 | 24.D3 | KA0136:24 | PANEL B | 24.D3
AF0087:43 | SC | KA013621 | WHT | 20 | 24.D3 | KA0136:21 | PANEL B | 24.D3
AF0091:07 | SC | KA014114 | WHT | 20 | 29.A6 | KA0141:14 | PANEL B | 29.A5
AF0091:12 | SC | KA0134A1 | WHT | 20 | 24.D5 | KA0134:A1 | PANEL B | 24.D6
AF0091:39 | SC | KA014111 | WHT | 20 | 29.A6 | KA0141:11 | PANEL B | 29.A5
AF0092:02 | SC | KA0133A1 | WHT | 20 | 24.B4 | KA0133:A1 | PANEL B | 24.B6
AF0092:06 | SC | KA013114 | WHT | 20 | 25.C3 | KA0131:14 | PANEL B | 25.C4
AF0092:13 | SC | SH0472X2 | WHT | 20 | 44.C7 | KA0240:21 | PANEL B | 44.C6
AF0092:45 | SC | KA024022 | WHT | 20 | 44.C7 | KA0240:22 | PANEL B | 44.C6
AF0093:04 | SC | KA017611 | WHT | 20 | 123.A7 | KA0176:11 | PANEL B | 123.A6
AF0093:12 | SC | 009312 | WHT | 20 | 22.D7 | PC0470:INP_A | PANEL B | 22.D5
AF0093:13 | SC | KA017711 | WHT | 20 | 124.A7 | KA0177:11 | PANEL B | 124.A6
AF0093:28 | SC | 009328 | WHT | 20 | 22.D7 | PC0470:-PWR | PANEL B | 22.D5
AF0093:36 | SC | 009336 | WHT | 20 | 123.A7 | KA0176:14 | PANEL B | 123.A6
AF0093:44 | SC | 009344 | WHT | 20 | 22.D7 | PC0470:+PWR | PANEL B | 22.D5
AF0093:45 | SC | 009345 | WHT | 20 | 124.A7 | KA0177:14 | PANEL B | 124.A6
AF0095:02 | SC | 009502 | WHT | 20 | 76.B7 | KA0221:14 | PANEL B | 76.B6
FU0388:LD | SC | FU0388 | WHT | 16 | 22.B1 | KA0138:14 | PANEL B | 91.C5
FU0389:LD | SC | FU0389 | WHT | 12 | 22.B1 | XT0089:15 | PANEL B | 30.D5
FU0390:LD | SC | FU0390 | WHT | 16 | 22.B1 | KA0239:21 | PANEL B | 30.C6
IEG0230:1 | SC | IEG0010G | GRN | 8 | 11.B2 | IEG0010:0 | PANEL B | 11.B2
KA0135:A1 | SC | KA0135A1 | WHT | 20 | 25.C6 | XT0089:17 | PANEL B | 25.C5
KA0135:A1 | SC | KA0135A1 | WHT | 20 | 25.C6 | KA0131:11 | PANEL B | 25.C4
KA0135:A2 | SC | 0V | WHT | 20 | 25.C6 | KA0137:A2 | PANEL B | 25.D6
KA0135:A2 | SC | 0V | WHT | 20 | 25.C6 | KT0145:A2 | PANEL B | 25.B6
KA6211:A1 | SC | KA6211A1 | WHT | 20 | 123.A6 | KA0246:14 | PANEL B | 123.A5
KA6212:A1 | SC | KA024714 | WHT | 20 | 124.A6 | KA0247:14 | PANEL B | 124.A5
XT0002:1 | SC | FU0136 | WHT | 12 | 16.A4 | FU0210:LI | PANEL B | 17.A2
XT0002:3 | SC | FU0136 | WHT | 14 | 16.A4 | XT0410:2 | PANEL B | 19.A6
XT0002:4 | SC | FU0136 | WHT | 12 | 16.A4 | XT0085:1 | PANEL B | 29.A2
XT0002:7 | SC | FU0136 | WHT | 12 | 16.B4 | FU0535:LI | PANEL B | 40.A4
XT0002:9 | SC | FU0136 | WHT | 14 | 16.C4 | FU0071:LI | PANEL B | 72.A6
XT0003:1 | SC | 0V | WHT | 14 | 16.A4 | XT0062:1 | PANEL B | 17.A1
XT0003:3 | SC | 0V | WHT | 14 | 16.A4 | XT0410:3 | PANEL B | 19.A6
XT0003:4 | SC | 0V | WHT | 14 | 16.B4 | XT0085:3 | PANEL B | 29.A2
XT0003:7 | SC | 0V | WHT | 14 | 16.B4 | XT0536:1 | PANEL B | 40.A5
XT0003:9 | SC | 0V | WHT | 10 | 16.C4 | XT0071:2 | PANEL B | 72.A5
XT0080:5 | SC | 0V | WHT | 20 | 24.A6 | KT0140:A2 | PANEL B | 24.A6
XT0080:6 | SC | 0V | WHT | 20 | 25.A6 | KT0145:A2 | PANEL B | 25.B6
XT0080:7 | SC | 0V | WHT | 20 | 26.A6 | KA0176:A2 | PANEL B | 39.A6
XT0080:7 | SC | 0V | WHT | 20 | 26.A6 | KA0243:A2 | PANEL B | 26.A6
XT0080:8 | SC | 0V | WHT | 20 | 27.A6 | KA0241:A2 | PANEL B | 27.A6
XT0080:9 | SC | KM3170EP | WHT | 20 | 91.C5 | KA0138:11 | PANEL B | 91.C5
XT0081:1 | SC | FU0139 | WHT | 20 | 24.A2 | KA0132:11 | PANEL B | 24.A1
XT0081:2 | SC | FU0139 | WHT | 20 | 25.A2 | KA0244:11 | PANEL B | 25.B1
XT0081:3 | SC | FU0139 | WHT | 20 | 26.A2 | KA0255:21 | PANEL B | 39.A1
XT0081:4 | SC | FU0139 | WHT | 20 | 27.A3 | XT0089:10 | PANEL B | 89.D5
XT0081:5 | SC | FU0139 | WHT | 20 | 27.A3 | KA0236:11 | PANEL B | 27.A2
XT0081:7 | SC | KA0241A1 | WHT | 20 | 27.A3 | KA0241:A1 | PANEL B | 27.A6
XT0082:4 | SC | 0V | WHT | 16 | 22.B1 | XT0089:16 | PANEL B | 30.D5
AU0080:L2 | WC0007 | AU0080L2 | ENET | CABLE | 3.A6 | AU0070:L1 | PANEL B | 3.A6
XT0002:3 | SC | FU0136 | WHT | 14 | 16.A4 | FU0010:LI | PLC | 10.B1
XT0002:7 | SC | FU0136 | WHT | 14 | 16.B4 | XT0051:1 | PLC | 5.A4
XT0002:8 | SC | FU0136 | WHT | 14 | 16.B4 | XT2910:1 | PLC | 13.B6
XT0003:3 | SC | 0V | WHT | 14 | 16.A4 | UV0600:(-) | PLC | 10.B2
XT0003:7 | SC | 0V | WHT | 14 | 16.B4 | XT0051:5 | PLC | 5.A3
XT0003:8 | SC | 0V | WHT | 14 | 16.C4 | XT2910:2 | PLC | 13.B6
AU0090:L1 | WC0009 | AP0603L2 | ENET | CABLE | 3.A6 | AP0603:L2 | PLC | 3.A3
AF0086:12 | WC029010B | FT21082 | RED | 20 | 82.C7 | AP0290:O:A10+ | PLC | 82.C5
AF0086:28 | WC029010B | 0V | BLK | 20 | 82.C7 | AP0290:O:C10- | PLC | 82.C5
FLOATING | WC029010B | FT2108S | SH | 20 | 82.C6 | AP0290:O:B10S | PLC | 82.C5
AF0085:40 | WC029011 | PDT31001 | RED | 20 | 84.A7 | AP0290:O:A11+ | PLC | 84.A5
AF0085:08 | WC029011 | PDT31002 | BLK | 20 | 84.A7 | AP0290:O:C11- | PLC | 84.A5
FLOATING | WC029011 | PDT3100S | SH | 20 | 84.B6 | AP0290:O:B11S | PLC | 84.A5
AF0085:34 | WC029012 | LT31001 | RED | 20 | 85.A7 | AP0290:O:A12+ | PLC | 85.A5
AF0085:02 | WC029012 | LT31002 | BLK | 20 | 85.A7 | AP0290:O:C12- | PLC | 85.A5
FLOATING | WC029012 | LT3100S | SH | 20 | 85.A6 | AP0290:O:B12S | PLC | 85.A5
AF0085:44 | WC029013 | PDT32401 | RED | 20 | 87.B7 | AP0290:O:A13+ | PLC | 87.B5
AF0085:12 | WC029013 | PDT32402 | BLK | 20 | 87.B7 | AP0290:O:C13- | PLC | 87.B5
FLOATING | WC029013 | PDT3240S | SH | 20 | 87.B6 | AP0290:O:B13S | PLC | 87.B5
AF0086:46 | WC029017 | PDT63111 | RED | 20 | 125.A7 | AP0290:0:A17+ | PLC | 125.A5
AF0086:14 | WC029017 | PDT63112 | BLK | 20 | 125.A7 | AP0290:O:C17- | PLC | 125.A5
AF0086:62 | WC029017 | 008662 | SH | 20 | 125.A7 | FLOATING | PLC | 125.B6
AF0085:38 | WC029018 | PT32001 | RED | 20 | 94.C7 | AP0290:O:A18+ | PLC | 94.C5
AF0085:06 | WC029018 | PT32002 | BLK | 20 | 94.C7 | AP0290:O:C18- | PLC | 94.C5
FLOATING | WC029018 | PT3200S | SH | 20 | 94.C6 | AP0290:O:B18S | PLC | 94.C5
AF0086:38 | WC029019 | PDT61801 | RED | 20 | 105.A7 | AP0290:O:A19+ | PLC | 105.A5
AF0086:06 | WC029019 | PDT61802 | BLK | 20 | 105.A7 | AP0290:O:C19- | PLC | 105.A5
FLOATING | WC029019 | PDT6180S | SH | 20 | 105.A6 | AP0290:O:B19S | PLC | 105.A5
AF0085:36 | WC029020 | PDT62101 | RED | 20 | 122.A7 | AP0290:O:A20+ | PLC | 122.A5
AF0085:04 | WC029020 | PDT62102 | BLK | 20 | 122.A7 | AP0290:O:C20- | PLC | 122.A5
FLOATING | WC029020 | PDT62103 | SH | 20 | 122.A6 | AP0290:O:B20S | PLC | 122.A5
AF0086:36 | WC029021 | PDT63101 | RED | 20 | 125.A7 | AP0290:O:A21+ | PLC | 125.A5
AF0086:04 | WC029021 | PDT63102 | BLK | 20 | 125.A7 | AP0290:O:C21- | PLC | 125.A5
AF0086:52 | WC029021 | 008652 | SH | 20 | 125.A7 | FLOATING | PLC | 125.A6
AF0086:42 | WC029023 | PT31101 | RED | 20 | 94.C7 | AP0290:O:A23+ | PLC | 94.C5
AF0086:10 | WC029023 | PT31102 | BLK | 20 | 94.C7 | AP0290:O:C23- | PLC | 94.C5
FLOATING | WC029023 | PT3110S | SH | 20 | 94.C6 | AP0290:O:B23S | PLC | 94.C5
AF0085:42 | WC02903 | PDT11101 | RED | 20 | 55.C7 | AP0290:O:A3+ | PLC | 55.C5
AF0085:10 | WC02903 | PDT11102 | BLK | 20 | 55.C7 | AP0290:O:C3- | PLC | 55.C5
FLOATING | WC02903 | PDT1110S | SH | 20 | 55.C6 | AP0290:O:B3S | PLC | 55.C5
AF0088:38 | WC29015 | PT31701 | RED | 20 | 93.A7 | AP0290:O:A15+ | PLC | 93.A5
AF0088:06 | WC29015 | PT31702 | BLK | 20 | 93.A7 | AP0290:O:C15- | PLC | 93.A5
FLOATING | WC29015 | PT3170S | SH | 20 | 93.A6 | AP0290:O:B15S | PLC | 93.A5
AF0088:36 | WC29016 | PT31501 | RED | 20 | 93.B7 | AP0290:O:A16+ | PLC | 93.B5
AF0088:04 | WC29016 | PT31502 | BLK | 20 | 93.B7 | AP0290:O:C16- | PLC | 93.B5
FLOATING | WC29016 | PT3150S | SH | 20 | 93.B6 | AP0290:O:B16S | PLC | 93.B5
XT0002:5 | SC | FU0136 | WHT | 12 | 16.B4 | FU0332:LI | PUMP | 31.A3
XT0003:5 | SC | 0V | WHT | 12 | 16.B4 | XT0336:1 | PUMP | 31.A4
AF0081:05 | SC | SB0400B212 | WHT | 20 | 49.A3 | XT0563:8 | PWR DST | 49.A3
AF0081:37 | SC | SB0400B211 | WHT | 20 | 49.A3 | XT0563:7 | PWR DST | 49.A3
XT0002:2 | SC | FU0136 | WHT | 12 | 16.A4 | FU0560:LI | PWR DST | 46.A2
XT0003:2 | SC | 0V | WHT | 14 | 16.A4 | XT0562:1 | PWR DST | 46.B2
XT0080:8 | SC | 0V | WHT | 20 | 27.A6 | XT0563:4 | PWR DST | 48.B6
XT0081:6 | SC | FU0139 | WHT | 20 | 27.A3 | XT0563:6 | PWR DST | 48.C6
XT0081:7 | SC | KA0241A1 | WHT | 20 | 27.A3 | XT0563:5 | PWR DST | 48.C6
SolarTools ver. 24.0.84.24712 (Jul 31, 2025)
Report date: 3/2/2026 1:13 PM

## PNL A-B,JB70
PNL A-B,JB70
INTR A/B
Project # | 4M391
Project Name | SHELL NIGERIA (SNEPCO)/MABU CONSORTIUM
Revision | B.7
Controls DE | F. Partow Dezfouli
Phone:
Controls ME | H. Medrano
Phone:
From | [5 empty] | To
Device ID | Cable (W) Conductor (SC) Jumper Clip (JC) | Wire No. | Wire ID | Gauge/Size | Page/Zone | Device ID | Location | Page/Zone
BA0070:V1(-) | SC | 0V | WHT | 16 | 6.A3 | XT0503:2 | PNL A-B,JB70 | 6.A5
BA0070:V1(+) | SC | FU0503 | WHT | 16 | 6.A3 | FU0503:LD | PNL A-B,JB70 | 6.A4
BA0071:V1(-) | SC | 0V | WHT | 16 | 6.B3 | XT0503:2 | PNL A-B,JB70 | 6.A5
BA0071:V1(+) | SC | FU0504 | WHT | 16 | 6.B3 | FU0504:LD | PNL A-B,JB70 | 6.B4
BA1100:NEG | SC | 0V | WHT | 16 | 42.D1 | XT1211:2 | PNL A-B,JB70 | 42.D3
BA1100:POS | SC | FU1101LD | WHT | 16 | 42.D1 | FU1101:LD | PNL A-B,JB70 | 42.C2
BA1211:NEG | SC | 0V | WHT | 16 | 42.B1 | XT1211:2 | PNL A-B,JB70 | 42.D3
BA1211:POS | SC | FU1211 | WHT | 16 | 42.B1 | FU1211:LD | PNL A-B,JB70 | 42.B2
FU0503:LI | SC | FU0136 | WHT | 16 | 6.A4 | XT0503:1 | PNL A-B,JB70 | 6.A5
FU0504:LI | SC | FU0136 | WHT | 16 | 6.B4 | XT0503:1 | PNL A-B,JB70 | 6.A5
FU1100:LI | SC | FU0136 | WHT | 14 | 42.D3 | XT0800:37 | PNL A-B,JB70 | 42.D4
FU1101:LI | SC | FU0136 | WHT | 14 | 42.C2 | XT1211:1 | PNL A-B,JB70 | 42.C3
FU1211:LI | SC | FU0136 | WHT | 16 | 42.B2 | XT1211:1 | PNL A-B,JB70 | 42.C3
GR1110: | SC | GR1110 | GRN/YEL | 14 | 12.A4 | FRAME | PNL A-B,JB70 | 12.A4
GR1111: | SC | GR1111 | GRN/YEL | 14 | 12.A4 | FRAME | PNL A-B,JB70 | 12.A4
GR1112: | SC | GR1112 | GRN/YEL | 14 | 12.A4 | FRAME | PNL A-B,JB70 | 12.A4
GR1114: | SC | IEG12002 | GRN/YEL | 14 | 12.A4 | IEG1200:2 | PNL A-B,JB70 | 12.A4
GR1231: | SC | GR1231 | GRN/YEL | 14 | 12.A5 | FRAME | PNL A-B,JB70 | 12.A5
GR1232: | SC | GR1232 | GRN/YEL | 14 | 12.A5 | FRAME | PNL A-B,JB70 | 12.A5
GR1233: | SC | GR1233 | GRN/YEL | 14 | 12.A5 | FRAME | PNL A-B,JB70 | 12.A5
IEG1200:1 | SC | UA1200G | GRN | 16 | 30.D2 | UA1200:J3-4 | PNL A-B,JB70 | 30.B1
RR1751: -10K OHM | SC | SB017013 | WHT | 20 | 41.C3 | XT0839:14 | PNL A-B,JB70 | 41.C3
RR1751: -10K OHM | SC | SB017014 | WHT | 20 | 41.C3 | XT0839:15 | PNL A-B,JB70 | 41.C3
RR1756: -10K OHM | SC | VD17561 | WHT | 20 | 41.A3 | XT0839:2 | PNL A-B,JB70 | 41.A3
RR1756: -10K OHM | SC | HL0171X1 | WHT | 20 | 41.A3 | XT0839:3 | PNL A-B,JB70 | 41.A3
RR1757: -10K OHM | SC | VD17571 | WHT | 20 | 41.A3 | XT0839:5 | PNL A-B,JB70 | 41.A3
RR1757: -10K OHM | SC | HL0172X1 | WHT | 20 | 41.A3 | XT0839:6 | PNL A-B,JB70 | 41.A3
RR1758: -10K OHM | SC | VD17581 | WHT | 20 | 41.B3 | XT0839:8 | PNL A-B,JB70 | 41.B3
RR1758: -10K OHM | SC | HL0173X1 | WHT | 20 | 41.B3 | XT0839:9 | PNL A-B,JB70 | 41.B3
UA1200:J1-10 | SC | FU0389 | WHT | 20 | 30.B1 | XT0805:16 | PNL A-B,JB70 | 30.D3
UA1200:J1-4 | SC | UA1200J14 | WHT | 20 | 30.B1 | XT0805:10 | PNL A-B,JB70 | 30.C3
UA1200:J1-5 | SC | UA1200J15 | WHT | 20 | 30.B1 | XT0805:11 | PNL A-B,JB70 | 30.C3
UA1200:J1-8 | SC | UA1200J | WHT | 20 | 62.B6 | UA1200:J3-5 | PNL A-B,JB70 | 62.B6
UA1200:J1-9 | SC | 0V | WHT | 20 | 30.B1 | XT0805:17 | PNL A-B,JB70 | 30.D3
UA1200:J2-1 | SC | UA1200J21 | WHT | 20 | 30.B1 | XT0805:14 | PNL A-B,JB70 | 30.D3
UA1200:J2-2 | SC | FU0389 | WHT | 20 | 30.B1 | XT0805:15 | PNL A-B,JB70 | 30.D3
UA1200:J2-6 | SC | UA1200J26 | WHT | 20 | 30.B1 | XT0805:12 | PNL A-B,JB70 | 30.C3
UA1200:J2-7 | SC | UA1200J27 | WHT | 20 | 30.B1 | XT0805:13 | PNL A-B,JB70 | 30.D3
VD1756:--1N4005/1 | SC | HL0171X2 | WHT | 20 | 41.A3 | XT0839:1 | PNL A-B,JB70 | 41.A3
VD1756:+-1N4005/1 | SC | VD17561 | WHT | 20 | 41.A3 | XT0839:2 | PNL A-B,JB70 | 41.A3
VD1757:--1N4005/1 | SC | HL0172X2 | WHT | 20 | 41.A3 | XT0839:4 | PNL A-B,JB70 | 41.A3
VD1757:+-1N4005/1 | SC | VD17571 | WHT | 20 | 41.A3 | XT0839:5 | PNL A-B,JB70 | 41.A3
VD1758:--1N4005/1 | SC | HL0173X2 | WHT | 20 | 41.B3 | XT0839:7 | PNL A-B,JB70 | 41.B3
VD1758:+-1N4005/1 | SC | VD17581 | WHT | 20 | 41.B3 | XT0839:8 | PNL A-B,JB70 | 41.B3
XT0503:1 | SC | FU0136 | WHT | 16 | 6.A5 | XT0800:37 | PNL A-B,JB70 | 42.D4
XT0503:2 | SC | 0V | WHT | 16 | 6.A5 | XT0800:38 | PNL A-B,JB70 | 42.D4
XT1211:1 | SC | FU0136 | WHT | 14 | 42.C3 | XT0800:37 | PNL A-B,JB70 | 42.D4
XT1211:2 | SC | 0V | WHT | 14 | 42.D3 | XT0800:38 | PNL A-B,JB70 | 42.D4
BA0071:RJ45 | WC0010 | BA1100L2 | ENET | CABLE | 3.C2 | BA1100:L2 | PNL A-B,JB70 | 3.C3
UA1200:J1-3 | WC4524 | UA1200J13 | RED | 20 | 30.B1 | XT0805:7 | PNL A-B,JB70 | 30.B3
UA1200:J1-1 | WC4524 | UA1200J11 | BLK | 20 | 30.B1 | XT0805:8 | PNL A-B,JB70 | 30.B3
FLOATING | WC4524 | UA1200S | SH | 20 | 30.B1 | XT0805:9 | PNL A-B,JB70 | 30.B3
BA0070:RJ45 | WC9003 | BA0070RJ45 | ENET | CABLE | 3.C2 | BA1211:L1 | PNL A-B,JB70 | 3.C2
BA1100:L1 | WC9211 | BA1211L2 | ENET | CABLE | 3.C3 | BA1211:L2 | PNL A-B,JB70 | 3.C2
FU1100:LD | SC | FU1100 | WHT | 14 | 42.D3 | AT1100:POS | INTRFC,JB70;TT6 | 42.D3
XT0800:1 | SC | SH047113 | WHT | 20 | 44.A4 | SH0471:13 | INTRFC,JB70;TT6 | 44.A1
XT0800:10 | SC | SH047014 | WHT | 20 | 44.B4 | SH0470:14 | INTRFC,JB70;TT6 | 44.B1
XT0800:11 | SC | SH0470X2 | WHT | 20 | 44.B4 | SH0470:X2 | INTRFC,JB70;TT6 | 44.B1
XT0800:12 | SC | SH0470X1 | WHT | 20 | 44.C4 | SH0470:X1 | INTRFC,JB70;TT6 | 44.B1
XT0800:13 | SC | FU0139 | WHT | 20 | 44.C4 | SH0472:13 | INTRFC,JB70;TT6 | 44.C1
XT0800:14 | SC | KA0241A1 | WHT | 20 | 44.C4 | SH0472:14 | INTRFC,JB70;TT6 | 44.C1
XT0800:15 | SC | SH047211 | WHT | 20 | 44.C4 | SH0472:11 | INTRFC,JB70;TT6 | 44.C1
XT0800:16 | SC | SH047212 | WHT | 20 | 44.C4 | SH0472:12 | INTRFC,JB70;TT6 | 44.C1
XT0800:17 | SC | SH0472X2 | WHT | 20 | 44.C4 | SH0472:X2 | INTRFC,JB70;TT6 | 44.C1
XT0800:18 | SC | SH0472X1 | WHT | 20 | 44.C4 | SH0472:X1 | INTRFC,JB70;TT6 | 44.C1
XT0800:19 | SC | SB047111 | WHT | 20 | 44.D4 | SB0471:11 | INTRFC,JB70;TT6 | 44.D1
XT0800:2 | SC | SH047114 | WHT | 20 | 44.A4 | SH0471:14 | INTRFC,JB70;TT6 | 44.A1
XT0800:20 | SC | SB047112 | WHT | 20 | 44.D4 | SB0471:12 | INTRFC,JB70;TT6 | 44.D1
XT0800:21 | SC | SB047313 | WHT | 20 | 44.D4 | SB0473:13 | INTRFC,JB70;TT6 | 44.D1
XT0800:22 | SC | SB047314 | WHT | 20 | 44.D4 | SB0473:14 | INTRFC,JB70;TT6 | 44.D1
XT0800:23 | SC | SB047413 | WHT | 20 | 45.A4 | SB0474:13 | INTRFC,JB70;TT6 | 45.A1
XT0800:24 | SC | SB047414 | WHT | 20 | 45.A4 | SB0474:14 | INTRFC,JB70;TT6 | 45.A1
XT0800:25 | SC | SA0471B213 | WHT | 20 | 45.A4 | SA0471:B2-13 | INTRFC,JB70;TT6 | 45.A1
XT0800:26 | SC | SA0471B214 | WHT | 20 | 45.A4 | SA0471:B2-14 | INTRFC,JB70;TT6 | 45.A1
XT0800:27 | SC | SA0471B113 | WHT | 20 | 45.B4 | SA0471:B1-13 | INTRFC,JB70;TT6 | 45.B1
XT0800:28 | SC | SA0471B114 | WHT | 20 | 45.B4 | SA0471:B1-14 | INTRFC,JB70;TT6 | 45.B1
XT0800:29 | SC | ESTOPB | WHT | 20 | 45.C4 | SB0472:B1-11 | INTRFC,JB70;TT6 | 45.C1
XT0800:3 | SC | SH047111 | WHT | 20 | 44.A4 | SH0471:11 | INTRFC,JB70;TT6 | 44.A1
XT0800:30 | SC | ESTOPA | WHT | 20 | 45.C4 | SB0472:B1-12 | INTRFC,JB70;TT6 | 45.C1
XT0800:31 | SC | SB0472B211 | WHT | 20 | 45.B4 | SB0472:B2-11 | INTRFC,JB70;TT6 | 45.B1
XT0800:32 | SC | SB0472B212 | WHT | 20 | 45.B4 | SB0472:B2-12 | INTRFC,JB70;TT6 | 45.B1
XT0800:38 | SC | 0V | WHT | 14 | 42.D4 | AT1100:NEG | INTRFC,JB70;TT6 | 42.D3
XT0800:39 | SC | AT1100G | GRN/YEL | 14 | 42.D4 | AT1100:GND | INTRFC,JB70;TT6 | 42.D3
XT0800:4 | SC | SH047112 | WHT | 20 | 44.A4 | SH0471:12 | INTRFC,JB70;TT6 | 44.A1
XT0800:5 | SC | SH0471X2 | WHT | 20 | 44.A4 | SH0471:X2 | INTRFC,JB70;TT6 | 44.A1
XT0800:6 | SC | SH0471X1 | WHT | 20 | 44.A4 | SH0471:X1 | INTRFC,JB70;TT6 | 44.A1
XT0800:7 | SC | SH047011 | WHT | 20 | 44.B4 | SH0470:11 | INTRFC,JB70;TT6 | 44.B1
XT0800:8 | SC | SH047012 | WHT | 20 | 44.B4 | SH0470:12 | INTRFC,JB70;TT6 | 44.B1
XT0800:9 | SC | SH047013 | WHT | 20 | 44.B4 | SH0470:13 | INTRFC,JB70;TT6 | 44.B1
XT0839:1 | SC | HL0171X2 | WHT | 20 | 41.A3 | HL0171:X2 | INTRFC,JB70;TT6 | 41.A1
XT0839:10 | SC | SA0170B113 | WHT | 20 | 41.B3 | SA0170:B1-13 | INTRFC,JB70;TT6 | 41.B1
XT0839:11 | SC | SA0170B114 | WHT | 20 | 41.B3 | SA0170:B1-14 | INTRFC,JB70;TT6 | 41.B1
XT0839:14 | SC | SB017013 | WHT | 20 | 41.C3 | SB0170:13 | INTRFC,JB70;TT6 | 41.C1
XT0839:15 | SC | SB017014 | WHT | 20 | 41.C3 | SB0170:14 | INTRFC,JB70;TT6 | 41.C1
XT0839:3 | SC | HL0171X1 | WHT | 20 | 41.A3 | HL0171:X1 | INTRFC,JB70;TT6 | 41.A1
XT0839:4 | SC | HL0172X2 | WHT | 20 | 41.A3 | HL0172:X2 | INTRFC,JB70;TT6 | 41.A1
XT0839:6 | SC | HL0172X1 | WHT | 20 | 41.A3 | HL0172:X1 | INTRFC,JB70;TT6 | 41.A1
XT0839:7 | SC | HL0173X2 | WHT | 20 | 41.B3 | HL0173:X2 | INTRFC,JB70;TT6 | 41.B1
XT0839:9 | SC | HL0173X1 | WHT | 20 | 41.B3 | HL0173:X1 | INTRFC,JB70;TT6 | 41.B1
BA1100:DEVICE | WC0101 | BA1100DEVICE | ENET | CABLE | 42.D1 | AT1100:L1 | INTRFC,JB70;TT6 | 42.D3
XT0805:25 | WC5072 | HA047201 | 1 | 18 | 43.A4 | HA0472:BLK-1 | INTRFC,JB70;TT6 | 43.A1
XT0805:24 | WC5072 | HA047202 | 2 | 18 | 43.A4 | HA0472:BLK-2 | INTRFC,JB70;TT6 | 43.A1
BA0070:TX | SC | BA0005RX |  |  | 3.C2 | BA0005:RX | JB1123 | 3.D2
XT0800:22 | SC | SB047314 | 6 | 20 | 44.D4 | AF0087:03 | PNL A | 44.D7
SolarTools ver. 24.0.84.24712 (Jul 31, 2025)
Report date: 3/2/2026 1:13 PM

## PROX,TURB
PROX,TURB
Project # | 4M391
Project Name | SHELL NIGERIA (SNEPCO)/MABU CONSORTIUM
Revision | B.7
Controls DE | F. Partow Dezfouli
Phone:
Controls ME | H. Medrano
Phone:
From | [5 empty] | To
Device ID | Cable (W) Conductor (SC) Jumper Clip (JC) | Wire No. | Wire ID | Gauge/Size | Page/Zone | Device ID | Location | Page/Zone
GR1210: | SC | GR1210 | GRN/YEL | 14 | 12.C3 | FRAME | PROX,TURB | 12.C2
GR1211: | SC | GR1211 | GRN/YEL | 14 | 12.C3 | FRAME | PROX,TURB | 12.C2
SolarTools ver. 24.0.84.24712 (Jul 31, 2025)
Report date: 3/2/2026 1:13 PM

## PUMP
PUMP
PUMP CONTROLS PANEL,CONTROL CONSOLE
Project # | 4M391
Project Name | SHELL NIGERIA (SNEPCO)/MABU CONSORTIUM
Revision | B.7
Controls DE | F. Partow Dezfouli
Phone:
Controls ME | H. Medrano
Phone:
From | [5 empty] | To
Device ID | Cable (W) Conductor (SC) Jumper Clip (JC) | Wire No. | Wire ID | Gauge/Size | Page/Zone | Device ID | Location | Page/Zone
XT0120:1 | JC | 0V | CLIP | --- | 33.A1 | XT0120:2 | PUMP | 33.B1
XT0120:2 | JC | 0V | CLIP | --- | 33.B1 | XT0120:3 | PUMP | 33.D1
XT0335:1 | JC | FU0332 | CLIP | --- | 31.A4 | XT0335:2 | PUMP | 31.A4
XT0335:2 | JC | FU0332 | CLIP | --- | 31.A4 | XT0335:3 | PUMP | 31.B4
XT0335:3 | JC | FU0332 | CLIP | --- | 31.B4 | XT0335:4 | PUMP | 31.B4
XT0335:4 | JC | FU0332 | CLIP | --- | 31.B4 | XT0335:5 | PUMP | 31.B4
XT0335:5 | JC | FU0332 | CLIP | --- | 31.B4 | XT0335:6 | PUMP | 31.B4
XT0335:6 | JC | FU0332 | CLIP | --- | 31.B4 | XT0335:7 | PUMP | 31.C4
XT0335:7 | JC | FU0332 | CLIP | --- | 31.C4 | XT0335:8 | PUMP | 31.C4
XT0335:8 | JC | FU0332 | CLIP | --- | 31.C4 | XT0335:9 | PUMP | 31.C4
XT0335:9 | JC | FU0332 | CLIP | --- | 31.C4 | XT0335:10 | PUMP | 31.C4
XT0336:1 | JC | 0V | CLIP | --- | 31.A4 | XT0336:2 | PUMP | 31.B4
XT0336:2 | JC | 0V | CLIP | --- | 31.B4 | XT0336:3 | PUMP | 31.B4
XT0336:3 | JC | 0V | CLIP | --- | 31.B4 | XT0336:4 | PUMP | 31.B4
XT0336:4 | JC | 0V | CLIP | --- | 31.B4 | XT0336:5 | PUMP | 31.B4
XT0336:5 | JC | 0V | CLIP | --- | 31.B4 | XT0336:6 | PUMP | 31.C4
XT0336:6 | JC | 0V | CLIP | --- | 31.C4 | XT0336:7 | PUMP | 31.C4
XT0336:7 | JC | 0V | CLIP | --- | 31.C4 | XT0336:8 | PUMP | 31.C4
XT0336:8 | JC | 0V | CLIP | --- | 31.C4 | XT0336:9 | PUMP | 31.C4
XT0336:9 | JC | 0V | CLIP | --- | 31.C4 | XT0336:10 | PUMP | 31.D4
AF1201:COM | SC | 0V | WHT | 16 | 33.B2 | XT0120:2 | PUMP | 33.B1
AF1201:J | SC | * |  |  | 33.B2 | AF1202:P | PUMP | 33.B3
AF1201:V+ | SC | FU0121 | WHT | 16 | 33.B2 | FU0121:LD | PUMP | 33.B1
AF1202:COM | SC | AF1203N | WHT | 16 | 33.B3 | AF1203:COM | PUMP | 33.B3
AF1202:COM | SC | AF1202N | WHT | 16 | 33.B3 | AU1200:COM | PUMP | 33.A2
AF1202:J | SC | * |  |  | 33.B3 | AF1203:P | PUMP | 33.B3
AF1202:V+ | SC | AF1203P | WHT | 16 | 33.B3 | AF1203:V+ | PUMP | 33.B3
AF1202:V+ | SC | AF1202P | WHT | 16 | 33.B3 | AU1200:V+ | PUMP | 33.A2
AF1203:COM | SC | AF1204N | WHT | 16 | 33.B3 | AF1204:COM | PUMP | 33.A4
AF1203:J | SC | * |  |  | 33.B3 | AF1204:P | PUMP | 33.A4
AF1203:SH | SC | AF1204G | GRN | 14 | 33.B3 | AF1204:SH | PUMP | 33.A4
AF1203:SH | SC | AU1200G | GRN | 14 | 33.B3 | AU1200:GND | PUMP | 33.A2
AF1203:V+ | SC | AF1204P | WHT | 16 | 33.B3 | AF1204:V+ | PUMP | 33.A4
AF1204:COM | SC | AF1205N | WHT | 16 | 33.A4 | AF1205:COM | PUMP | 33.A5
AF1204:J | SC | * |  |  | 33.A4 | AF1205:P | PUMP | 33.A5
AF1204:SH | SC | AF1205G | GRN | 14 | 33.A4 | AF1205:SH | PUMP | 33.A5
AF1204:V+ | SC | AF1205P | WHT | 16 | 33.A4 | AF1205:V+ | PUMP | 33.A5
AF1205:COM | SC | AF1206N | WHT | 16 | 33.A5 | AF1206:COM | PUMP | 33.B5
AF1205:J | SC | * |  |  | 33.A5 | AF1206:P | PUMP | 33.B5
AF1205:SH | SC | AF1206G | GRN | 14 | 33.A5 | AF1206:SH | PUMP | 33.B5
AF1205:V+ | SC | AF1206P | WHT | 16 | 33.A5 | AF1206:V+ | PUMP | 33.B5
AF1206:COM | SC | AF1207N | WHT | 16 | 33.B5 | AF1207:COM | PUMP | 33.B2
AF1206:SH | SC | AF1208G | GRN | 14 | 33.B5 | AF1208:SH | PUMP | 33.C3
AF1206:V+ | SC | AF1207P | WHT | 16 | 33.B5 | AF1207:V+ | PUMP | 33.B2
AF1207:COM | SC | AF1208N | WHT | 16 | 33.B2 | AF1208:COM | PUMP | 33.C3
AF1207:J | SC | * |  |  | 33.B2 | AF1208:P | PUMP | 33.C3
AF1207:V+ | SC | AF1208P | WHT | 16 | 33.B2 | AF1208:V+ | PUMP | 33.C3
AF1208:COM | SC | AF1209N | WHT | 16 | 33.C3 | AF1209:COM | PUMP | 33.C3
AF1208:J | SC | * |  |  | 33.C3 | AF1209:P | PUMP | 33.C3
AF1208:SH | SC | AF1209G | GRN | 14 | 33.C3 | AF1209:SH | PUMP | 33.C3
AF1208:V+ | SC | AF1209P | WHT | 16 | 33.C3 | AF1209:V+ | PUMP | 33.C3
AF1209:COM | SC | AF1210N | WHT | 16 | 33.C3 | AF1210:COM | PUMP | 33.C4
AF1209:J | SC | * |  |  | 33.C3 | AF1210:P | PUMP | 33.C4
AF1209:SH | SC | AF1210G | GRN | 14 | 33.C3 | AF1210:SH | PUMP | 33.C4
AF1209:V+ | SC | AF1210P | WHT | 16 | 33.C3 | AF1210:V+ | PUMP | 33.C4
AF1210:COM | SC | AF1211N | WHT | 16 | 33.C4 | AF1211:COM | PUMP | 33.C5
AF1210:J | SC | * |  |  | 33.C4 | AF1211:P | PUMP | 33.C5
AF1210:SH | SC | AF1211G | GRN | 14 | 33.C4 | AF1211:SH | PUMP | 33.C5
AF1210:V+ | SC | AF1211P | WHT | 16 | 33.C4 | AF1211:V+ | PUMP | 33.C5
AF1211:SH | SC | IEG01601 | GRN | 14 | 33.C5 | IEG0160:1 | PUMP | 33.D5
AU1200:COM | SC | 0V | WHT | 16 | 33.A2 | XT0120:2 | PUMP | 33.B1
AU1200:V+ | SC | FU0120 | WHT | 16 | 33.A2 | FU0120:LD | PUMP | 33.B1
FU0120:LI | SC | FU0122 | WHT | 14 | 33.B1 | FU0121:LI | PUMP | 33.B1
FU0120:LI | SC | FU0122 | WHT | 14 | 33.B1 | FU0122:LD | PUMP | 33.A1
FU0122:LI | SC | FU0332 | WHT | 12 | 33.A1 | XT0335:2 | PUMP | 31.A4
FU0332:LD | SC | FU0332 | WHT | 12 | 31.A3 | XT0335:1 | PUMP | 31.A4
GR0420: | SC | IEG01603 | GRN | 14 | 11.C4 | IEG0160:3 | PUMP | 11.C5
GR0421: | SC | IEG01602 | GRN | 14 | 11.C4 | IEG0160:2 | PUMP | 11.C5
GR0425: | SC | GR0425 | GRN/YEL | 14 | 11.C3 | FG8:1 | PUMP | 11.C4
KA0120:A1 | SC | KA0131A1 | WHT | 20 | 34.B5 | XT0120:4 | PUMP | 34.B3
KA0120:A2 | SC | 0V | WHT | 20 | 34.B5 | XT0120:3 | PUMP | 33.D1
XT0336:2 | SC | 0V | WHT | 12 | 31.B4 | XT0120:1 | PUMP | 33.A1
AF1206:J | WC8058 | AF1206J | NAP | CABLE | 33.B5 | AF1207:P | PUMP | 33.B2
XT0335:1 | SC | FU0332 | WHT | 12 | 31.A4 | FU0146:LI | BOP | 35.A1
XT0336:1 | SC | 0V | WHT | 20 | 31.A4 | XT0140:1 | BOP | 35.A1
AU1200:L2 | WC0014 | AU1200L2 | ENET | CABLE | 3.A3 | AU0140:L1 | BOP | 3.A2
XT0335:2 | SC | FU0332 | WHT | 14 | 31.A4 | FU0320:LI | GB PNL | 32.B1
XT0336:2 | SC | 0V | WHT | 14 | 31.B4 | XT0320:1 | GB PNL | 32.B2
AU1200:L1 | WC0012 | AU0320L2 | ENET | CABLE | 3.A3 | AU0320:L2 | GB PNL | 3.A4
IEG0160:0 | SC | IEG0160G | GRN | 8 | 11.C2 | IEG0010:10 | PANEL B | 11.C2
XT0120:4 | SC | KA0131A1 | WHT | 20 | 34.B3 | XT0089:8 | PANEL B | 29.D4
FU0332:LI | SC | FU0136 | WHT | 12 | 31.A3 | XT0002:5 | PNL A | 16.B4
XT0336:1 | SC | 0V | WHT | 12 | 31.A4 | XT0003:5 | PNL A | 16.B4
SolarTools ver. 24.0.84.24712 (Jul 31, 2025)
Report date: 3/2/2026 1:13 PM

## PWR DST
PWR DST
PWR DST,DR
Project # | 4M391
Project Name | SHELL NIGERIA (SNEPCO)/MABU CONSORTIUM
Revision | B.7
Controls DE | F. Partow Dezfouli
Phone:
Controls ME | H. Medrano
Phone:
From | [5 empty] | To
Device ID | Cable (W) Conductor (SC) Jumper Clip (JC) | Wire No. | Wire ID | Gauge/Size | Page/Zone | Device ID | Location | Page/Zone
XT0562:2 | JC | 0V1 | CLIP | --- | 46.B2 | XT0562:3 | PWR DST | 46.B2
XT0562:3 | JC | 0V1 | CLIP | --- | 46.B2 | XT0562:4 | PWR DST | 46.C2
XT0562:1 | SC | JW0 | CLIP | -- | 46.B2 | XT0562:2 | PWR DST | 46.B2
AT0680:NEG | SC | 0V | WHT | 14 | 9.A5 | XT0680:2 | PWR DST | 9.A4
AT0680:POS | SC | AT0680POS | WHT | 14 | 9.A5 | XT0680:1 | PWR DST | 9.A4
FU0190:LI | SC | FU0560 | WHT | 12 | 46.C3 | FU0701:LI | PWR DST | 46.D3
FU0190:LI | SC | FU0560 | WHT | 12 | 46.C3 | FU0273:LI | PWR DST | 46.B3
FU0200:LI | SC | FU0560 | WHT | 12 | 46.A3 | FU0201:LI | PWR DST | 46.B3
FU0200:LI | SC | FU0560 | WHT | 12 | 46.A3 | XT0561:1 | PWR DST | 46.A3
FU0201:LI | SC | FU0560 | WHT | 12 | 46.B3 | FU0273:LI | PWR DST | 46.B3
FU0560:LD | SC | FU0560 | WHT | 12 | 46.A2 | XT0561:1 | PWR DST | 46.A3
FU0680:LD | SC | AT0680POS | WHT | 14 | 9.A4 | XT0680:1 | PWR DST | 9.A4
FU0190:LD | SC | FU0190 | WHT | 14 | 46.C3 | AT0190:POS | DOOR | 46.C4
FU0273:LD | SC | FU0273 | WHT | 14 | 46.B3 | ZS0273:1 | DOOR | 46.B4
XT0562:2 | SC | 0V1 | WHT | 16 | 46.B2 | EL0273:W1 | DOOR | 46.B4
XT0562:4 | SC | 0V1 | WHT | 14 | 46.C2 | AT0190:NEG | DOOR | 46.C4
AT0680:LAN2 | WC0019 | AT0680LAN2 | ENET | CABLE | 4.A2 | AT0190:ENET | DOOR | 4.A6
XT0563:1 | SC | ESTOPC | WHT | 20 | 48.D6 | XT0089:2 | PANEL B | 28.B4
XT0563:2 | SC | ESTOPB | WHT | 20 | 48.D6 | XT0089:3 | PANEL B | 28.B4
XT0563:3 | SC | KA023612 | WHT | 20 | 48.B6 | KA0236:12 | PANEL B | 27.A2
FU0680:LI | SC | FU0136 | WHT | 14 | 9.A4 | XT0051:4 | PLC | 5.C4
XT0680:2 | SC | 0V | WHT | 14 | 9.A4 | XT0051:8 | PLC | 5.C3
AT0680:LAN1 | WC0680 | AT0680LAN1 | ENET | CABLE | 4.A2 | AP0609:L1 | PLC | 4.A1
AT0680:LAN3 | WC9111 | AT0680LAN3 | ENET | CABLE | 4.A2 | BA0011:RJ45 | PLC | 4.B3
FU0560:LI | SC | FU0136 | WHT | 12 | 46.A2 | XT0002:2 | PNL A | 16.A4
XT0562:1 | SC | 0V | WHT | 14 | 46.B2 | XT0003:2 | PNL A | 16.A4
XT0563:4 | SC | 0V | WHT | 20 | 48.B6 | XT0080:8 | PNL A | 27.A6
XT0563:5 | SC | KA0241A1 | WHT | 20 | 48.C6 | XT0081:7 | PNL A | 27.A3
XT0563:6 | SC | FU0139 | WHT | 20 | 48.C6 | XT0081:6 | PNL A | 27.A3
XT0563:7 | SC | SB0400B211 | WHT | 20 | 49.A3 | AF0081:37 | PNL A | 49.A3
XT0563:8 | SC | SB0400B212 | WHT | 20 | 49.A3 | AF0081:05 | PNL A | 49.A3
FU0200:LD | SC | FU0200 | WHT | 16 | 46.A3 | AU0200:V+ | TCP | 46.A4
FU0201:LD | SC | FU0201 | WHT | 16 | 46.B3 | AF0202:V+ | TCP | 46.A6
XT0562:2 | SC | 0V1 | WHT | 16 | 46.B2 | AU0200:COM | TCP | 46.A4
XT0562:3 | SC | 0V1 | WHT | 16 | 46.B2 | AF0202:COM | TCP | 46.A6
XT0562:4 | SC | 0V1 | WHT | 20 | 46.C2 | SH0400:B | TCP | 48.B5
XT0563:1 | SC | ESTOPC | WHT | 20 | 48.D6 | SB0400:B1-11 | TCP | 48.D5
XT0563:2 | SC | ESTOPB | WHT | 20 | 48.D6 | SB0400:B1-12 | TCP | 48.D5
XT0563:3 | SC | KA023612 | WHT | 20 | 48.B6 | XT0564:1 B2 | TCP | 48.B5
XT0563:4 | SC | 0V | WHT | 20 | 48.B6 | HL0410:A | TCP | 48.B5
XT0563:5 | SC | KA0241A1 | WHT | 20 | 48.C6 | SA0401:1 | TCP | 48.C5
XT0563:6 | SC | FU0139 | WHT | 20 | 48.C6 | SA0401:2 | TCP | 48.C5
XT0563:7 | SC | SB0400B211 | WHT | 20 | 49.A3 | SB0400:B2-11 | TCP | 49.A1
XT0563:8 | SC | SB0400B212 | WHT | 20 | 49.A3 | SB0400:B2-12 | TCP | 49.A1
SolarTools ver. 24.0.84.24712 (Jul 31, 2025)
Report date: 3/2/2026 1:13 PM

## TCP
TCP
TURBINE CONTROL PANEL, CONTROL CONSOLE
Project # | 4M391
Project Name | SHELL NIGERIA (SNEPCO)/MABU CONSORTIUM
Revision | B.7
Controls DE | F. Partow Dezfouli
Phone:
Controls ME | H. Medrano
Phone:
From | [5 empty] | To
Device ID | Cable (W) Conductor (SC) Jumper Clip (JC) | Wire No. | Wire ID | Gauge/Size | Page/Zone | Device ID | Location | Page/Zone
AF0201:00 | SC | TCP13NO | WHT | 20 | 48.A3 | SH0400:NO | TCP | 48.A1
AF0201:01 | SC | TCP14NO | WHT | 20 | 48.A3 | SH0401:NO | TCP | 48.A1
AF0201:02 | SC | TCP15NO | WHT | 20 | 48.B3 | SH0402:NO | TCP | 48.B1
AF0201:03 | SC | TCP16NO | WHT | 20 | 48.B3 | SH0403:NO | TCP | 48.B1
AF0201:04 | SC | TCP17A2 | WHT | 20 | 48.C3 | SA0400:B2-14 | TCP | 48.C1
AF0201:05 | SC | TCP17B2 | WHT | 20 | 48.C3 | SA0400:B1-12 | TCP | 48.C1
AF0201:08 | SC | TCP23NC | WHT | 20 | 48.D3 | SB0401:NC | TCP | 48.D1
AF0201:09 | SC | TCP24NO | WHT | 20 | 48.D3 | SB0402:NO | TCP | 48.D1
AF0201:10 | SC | TCP25NO | WHT | 20 | 48.A7 | SB0403:NO | TCP | 48.A5
AF0201:11 | SC | TCP26NO | WHT | 20 | 48.A7 | SB0404:NO | TCP | 48.A5
AF0201:12 | SC | TCP29NO | WHT | 20 | 49.C3 | SB0405:NO | TCP | 49.C1
AF0201:13 | SC | TCP28NC | WHT | 20 | 49.D3 | SB0406:NC | TCP | 49.D1
AF0201:14 | SC | TCP31NO | WHT | 20 | 49.A6 | SB0407:NO | TCP | 49.A5
AF0201:15 | SC | TCP32NO | WHT | 20 | 49.A6 | SB0408:NO | TCP | 49.A5
AF0201:16 | SC | TCP30NO | WHT | 20 | 49.D3 | SH0408:NO | TCP | 49.D1
AF0201:17 | SC | TCP19NO | WHT | 20 | 49.A3 | SH0404:NO | TCP | 49.A1
AF0201:18 | SC | TCP20NO | WHT | 20 | 49.B3 | SH0405:NO | TCP | 49.B1
AF0201:19 | SC | TCP21NO | WHT | 20 | 49.B3 | SH0406:NO | TCP | 49.B1
AF0201:20 | SC | TCP22NO | WHT | 20 | 49.C3 | SH0407:NO | TCP | 49.C1
AF0201:32 | SC | TCP13C | WHT | 20 | 48.A3 | SH0400:C | TCP | 48.A1
AF0201:33 | SC | TCP14C | WHT | 20 | 48.A3 | SH0401:C | TCP | 48.A1
AF0201:34 | SC | TCP15C | WHT | 20 | 48.B3 | SH0402:C | TCP | 48.B1
AF0201:35 | SC | TCP16C | WHT | 20 | 48.B3 | SH0403:C | TCP | 48.B1
AF0201:36 | SC | TCP17A1 | WHT | 20 | 48.C3 | SA0400:B2-13 | TCP | 48.C1
AF0201:37 | SC | TCP17B1 | WHT | 20 | 48.C3 | SA0400:B1-11 | TCP | 48.C1
AF0201:40 | SC | TCP23C | WHT | 20 | 48.D3 | SB0401:C | TCP | 48.D1
AF0201:41 | SC | TCP24C | WHT | 20 | 48.D3 | SB0402:C | TCP | 48.D1
AF0201:42 | SC | TCP25C | WHT | 20 | 48.A7 | SB0403:C | TCP | 48.A5
AF0201:43 | SC | TCP26C | WHT | 20 | 48.A7 | SB0404:C | TCP | 48.A5
AF0201:44 | SC | TCP29C | WHT | 20 | 49.C3 | SB0405:C | TCP | 49.C1
AF0201:45 | SC | TCP28C | WHT | 20 | 49.D3 | SB0406:C | TCP | 49.D1
AF0201:46 | SC | TCP31C | WHT | 20 | 49.A6 | SB0407:C | TCP | 49.A5
AF0201:47 | SC | TCP32C | WHT | 20 | 49.A6 | SB0408:C | TCP | 49.A5
AF0201:48 | SC | TCP30C | WHT | 20 | 49.D3 | SH0408:C | TCP | 49.D1
AF0201:49 | SC | TCP19C | WHT | 20 | 49.A3 | SH0404:C | TCP | 49.A1
AF0201:50 | SC | TCP20C | WHT | 20 | 49.B3 | SH0405:C | TCP | 49.B1
AF0201:51 | SC | TCP21C | WHT | 20 | 49.B3 | SH0406:C | TCP | 49.B1
AF0201:52 | SC | TCP22C | WHT | 20 | 49.C3 | SH0407:C | TCP | 49.C1
AF0201:COM | SC | AU0200N | WHT | 16 | 46.A5 | AU0200:COM | TCP | 46.A4
AF0201:J | SC | * |  |  | 46.A5 | AF0202:P | TCP | 46.A6
AF0201:SHLD | SC | AF0201V+ | WHT | 16 | 46.D6 | AF0201:V+ | TCP | 46.D6
AF0201:V+ | SC | AU0200P | WHT | 16 | 46.A5 | AU0200:V+ | TCP | 46.A4
AF0202:00 | SC | TCP01AP | WHT | 20 | 47.A3 | HL0400:A+ | TCP | 47.A1
AF0202:01 | SC | TCP02AP | WHT | 20 | 47.A3 | HL0401:A+ | TCP | 47.A1
AF0202:02 | SC | TCP03AP | WHT | 20 | 47.B3 | HL0402:A+ | TCP | 47.B1
AF0202:03 | SC | TCP04AP | WHT | 20 | 47.B3 | HL0403:A+ | TCP | 47.B1
AF0202:04 | SC | TCP05AP | WHT | 20 | 47.C3 | HL0404:A+ | TCP | 47.C1
AF0202:05 | SC | TCP06AP | WHT | 20 | 47.C3 | HL0405:A+ | TCP | 47.C1
AF0202:06 | SC | TCP06BP | WHT | 20 | 47.D3 | HL0405:B+ | TCP | 47.D1
AF0202:08 | SC | TCP07AP | WHT | 20 | 47.D3 | HL0406:A+ | TCP | 47.D1
AF0202:09 | SC | TCP08AP | WHT | 20 | 47.A7 | HL0407:A+ | TCP | 47.A5
AF0202:10 | SC | TCP09AP | WHT | 20 | 47.A7 | HL0408:A+ | TCP | 47.A5
AF0202:11 | SC | TCP10AP | WHT | 20 | 47.B7 | HL0409:A+ | TCP | 47.B5
AF0202:12 | SC | TCP11AP | WHT | 20 | 47.B7 | HL0411:A+ | TCP | 47.B5
AF0202:13 | SC | TCP15AP | WHT | 20 | 47.C7 | SH0402:A+ | TCP | 47.C5
AF0202:14 | SC | TCP15BP | WHT | 20 | 47.C7 | SH0402:B+ | TCP | 47.C5
AF0202:15 | SC | TCP16AP | WHT | 20 | 47.D7 | SH0403:A+ | TCP | 47.D5
AF0202:16 | SC | TCP16BP | WHT | 20 | 47.D7 | SH0403:B+ | TCP | 47.D5
AF0202:17 | SC | TCP19AP | WHT | 20 | 49.B6 | SH0404:A+ | TCP | 49.B5
AF0202:18 | SC | TCP20AP | WHT | 20 | 49.B6 | SH0405:A+ | TCP | 49.B5
AF0202:19 | SC | TCP21AP | WHT | 20 | 49.C6 | SH0406:A+ | TCP | 49.C5
AF0202:20 | SC | TCP22AP | WHT | 20 | 49.C6 | SH0407:A+ | TCP | 49.C5
AF0202:21 | SC | TCP30AP | WHT | 20 | 49.D6 | SH0408:A+ | TCP | 49.D5
AF0202:22 | SC | TCP30BP | WHT | 20 | 49.D6 | SH0408:B+ | TCP | 49.D5
AF0202:32 | SC | TCP01A | WHT | 20 | 47.A3 | HL0400:A | TCP | 47.A1
AF0202:33 | SC | TCP02A | WHT | 20 | 47.A3 | HL0401:A | TCP | 47.A1
AF0202:34 | SC | TCP03A | WHT | 20 | 47.B3 | HL0402:A | TCP | 47.B1
AF0202:35 | SC | TCP04A | WHT | 20 | 47.B3 | HL0403:A | TCP | 47.B1
AF0202:36 | SC | TCP05A | WHT | 20 | 47.C3 | HL0404:A | TCP | 47.C1
AF0202:37 | SC | TCP06A | WHT | 20 | 47.C3 | HL0405:A | TCP | 47.C1
AF0202:38 | SC | TCP06B | WHT | 20 | 47.D3 | HL0405:B | TCP | 47.D1
AF0202:40 | SC | TCP07A | WHT | 20 | 47.D3 | HL0406:A | TCP | 47.D1
AF0202:41 | SC | TCP08A | WHT | 20 | 47.A7 | HL0407:A | TCP | 47.A5
AF0202:42 | SC | TCP09A | WHT | 20 | 47.A7 | HL0408:A | TCP | 47.A5
AF0202:43 | SC | TCP10A | WHT | 20 | 47.B7 | HL0409:A | TCP | 47.B5
AF0202:44 | SC | TCP11A | WHT | 20 | 47.B7 | HL0411:A | TCP | 47.B5
AF0202:45 | SC | TCP15A | WHT | 20 | 47.C7 | SH0402:A | TCP | 47.C5
AF0202:46 | SC | TCP15B | WHT | 20 | 47.C7 | SH0402:B | TCP | 47.C5
AF0202:47 | SC | TCP16A | WHT | 20 | 47.D7 | SH0403:A | TCP | 47.D5
AF0202:48 | SC | TCP16B | WHT | 20 | 47.D7 | SH0403:B | TCP | 47.D5
AF0202:49 | SC | TCP19A | WHT | 20 | 49.B6 | SH0404:A | TCP | 49.B5
AF0202:50 | SC | TCP20A | WHT | 20 | 49.B6 | SH0405:A | TCP | 49.B5
AF0202:51 | SC | TCP21A | WHT | 20 | 49.C6 | SH0406:A | TCP | 49.C5
AF0202:52 | SC | TCP22A | WHT | 20 | 49.C6 | SH0407:A | TCP | 49.C5
AF0202:53 | SC | TCP30A | WHT | 20 | 49.D6 | SH0408:A | TCP | 49.D5
AF0202:54 | SC | TCP30B | WHT | 20 | 49.D6 | SH0408:B | TCP | 49.D5
AF0202:COM | SC | AF0202COM | WHT | 16 | 46.D7 | AF0202:SHLD | TCP | 46.D7
AU0200:GND | SC | AU0200G | GRN | 14 | 46.A4 | XT0200:1 | TCP | 46.B4
HL0400:A | SC | TCP01A | WHT | 20 | 47.A1 | HL0400:B | TCP | 47.A1
HL0400:A+ | SC | TCP01AP | WHT | 20 | 47.A1 | HL0400:B+ | TCP | 47.A1
HL0401:A | SC | TCP02A | WHT | 20 | 47.A1 | HL0401:B | TCP | 47.A1
HL0401:A+ | SC | TCP02AP | WHT | 20 | 47.A1 | HL0401:B+ | TCP | 47.A1
HL0402:A | SC | TCP03A | WHT | 20 | 47.B1 | HL0402:B | TCP | 47.B1
HL0402:A+ | SC | TCP03AP | WHT | 20 | 47.B1 | HL0402:B+ | TCP | 47.B1
HL0403:A | SC | TCP04A | WHT | 20 | 47.B1 | HL0403:B | TCP | 47.B1
HL0403:A+ | SC | TCP04AP | WHT | 20 | 47.B1 | HL0403:B+ | TCP | 47.B1
HL0404:A | SC | TCP05A | WHT | 20 | 47.C1 | HL0404:B | TCP | 47.C1
HL0404:A+ | SC | TCP05AP | WHT | 20 | 47.C1 | HL0404:B+ | TCP | 47.C1
HL0406:A | SC | TCP07A | WHT | 20 | 47.D1 | HL0406:B | TCP | 47.D1
HL0406:A+ | SC | TCP07AP | WHT | 20 | 47.D1 | HL0406:B+ | TCP | 47.D1
HL0407:A | SC | TCP08A | WHT | 20 | 47.A5 | HL0407:B | TCP | 47.A5
HL0407:A+ | SC | TCP08AP | WHT | 20 | 47.A5 | HL0407:B+ | TCP | 47.A5
HL0408:A | SC | TCP09A | WHT | 20 | 47.A5 | HL0408:B | TCP | 47.A5
HL0408:A+ | SC | TCP09AP | WHT | 20 | 47.A5 | HL0408:B+ | TCP | 47.A5
HL0409:A | SC | TCP10A | WHT | 20 | 47.B5 | HL0409:B | TCP | 47.B5
HL0409:A+ | SC | TCP10AP | WHT | 20 | 47.B5 | HL0409:B+ | TCP | 47.B5
HL0410:A | SC | 0V | WHT | 20 | 48.B5 | HL0410:B | TCP | 48.B5
HL0410:A+ | SC | TCP12AP | WHT | 20 | 48.B5 | XT0564:1 B1 | TCP | 48.B5
HL0410:A+ | SC | TCP12AP | WHT | 20 | 48.B5 | HL0410:B+ | TCP | 48.B5
HL0411:A | SC | TCP11A | WHT | 20 | 47.B5 | HL0411:B | TCP | 47.B5
HL0411:A+ | SC | TCP11AP | WHT | 20 | 47.B5 | HL0411:B+ | TCP | 47.B5
SB0404:NO | SC | TCP26NO | WHT | 20 | 48.A5 | XT0564:1 T1 | TCP | 48.B5
SH0400:A | SC | 0V1 | WHT | 20 | 48.B5 | SH0401:A | TCP | 48.C5
SH0400:A | SC | 0V1 | WHT | 20 | 48.B5 | SH0400:B | TCP | 48.B5
SH0400:A+ | SC | TCP13AP | WHT | 20 | 48.B5 | XT0564:2 B1 | TCP | 48.B5
SH0400:B+ | SC | TCP13BP | WHT | 20 | 48.B5 | XT0564:3 B1 | TCP | 48.B5
SH0401:A | SC | 0V1 | WHT | 20 | 48.C5 | SH0401:B | TCP | 48.C5
SH0401:A+ | SC | TCP14AP | WHT | 20 | 48.C5 | XT0564:5 B1 | TCP | 48.C5
SH0401:B+ | SC | TCP14BP | WHT | 20 | 48.C5 | XT0564:4 B1 | TCP | 48.C5
SH0404:A | SC | TCP19A | WHT | 20 | 49.B5 | SH0404:B | TCP | 49.B5
SH0404:A+ | SC | TCP19AP | WHT | 20 | 49.B5 | SH0404:B+ | TCP | 49.B5
SH0405:A | SC | TCP20A | WHT | 20 | 49.B5 | SH0405:B | TCP | 49.B5
SH0405:A+ | SC | TCP20AP | WHT | 20 | 49.B5 | SH0405:B+ | TCP | 49.B5
SH0406:A | SC | TCP21A | WHT | 20 | 49.C5 | SH0406:B | TCP | 49.C5
SH0406:A+ | SC | TCP21AP | WHT | 20 | 49.C5 | SH0406:B+ | TCP | 49.C5
SH0407:A | SC | TCP22A | WHT | 20 | 49.C5 | SH0407:B | TCP | 49.C5
SH0407:A+ | SC | TCP22AP | WHT | 20 | 49.C5 | SH0407:B+ | TCP | 49.C5
XT0564:1 T2 | SC | TCP26NO | WHT | 20 | 48.B5 | XT0564:2 T2 | TCP | 48.B5
XT0564:2 T1 | SC | TCP26NO | WHT | 20 | 48.B5 | XT0564:3 T1 | TCP | 48.B5
XT0564:3 T2 | SC | TCP26NO | WHT | 20 | 48.B5 | XT0564:4 T2 | TCP | 48.C5
XT0564:4 T1 | SC | TCP26NO | WHT | 20 | 48.C5 | XT0564:5 T1 | TCP | 48.C5
XT0200:1 | SC | AU0200G | GRN | 14 | 46.B4 | IEG0257:4 | BOP | 46.B5
AU0200:L1 | WC0020 | AU0180L2 | ENET | CABLE | 3.B2 | AU0180:L2 | BOP | 3.A2
AF0202:23 | WC5540 | HA0273P | BLK | 16 | 48.D6 | HA0273:(+) | DOOR | 48.D4
AF0202:55 | WC5540 | HA0273N | WHT | 16 | 48.D6 | HA0273:(-) | DOOR | 48.D4
GR0200: | SC | IEG01503 | GRN | 14 | 46.A3 | IEG0150:3 | F&G | 46.A3
AU0200:L2 | WC0002 | AU0200L2 | ENET | CABLE | 3.B2 | BA0002:RJ45 | PLC | 3.B2
AF0202:COM | SC | 0V1 | WHT | 16 | 46.A6 | XT0562:3 | PWR DST | 46.B2
AF0202:V+ | SC | FU0201 | WHT | 16 | 46.A6 | FU0201:LD | PWR DST | 46.B3
AU0200:COM | SC | 0V1 | WHT | 16 | 46.A4 | XT0562:2 | PWR DST | 46.B2
AU0200:V+ | SC | FU0200 | WHT | 16 | 46.A4 | FU0200:LD | PWR DST | 46.A3
HL0410:A | SC | 0V | WHT | 20 | 48.B5 | XT0563:4 | PWR DST | 48.B6
SA0401:1 | SC | KA0241A1 | WHT | 20 | 48.C5 | XT0563:5 | PWR DST | 48.C6
SA0401:2 | SC | FU0139 | WHT | 20 | 48.C5 | XT0563:6 | PWR DST | 48.C6
SB0400:B1-11 | SC | ESTOPC | WHT | 20 | 48.D5 | XT0563:1 | PWR DST | 48.D6
SB0400:B1-12 | SC | ESTOPB | WHT | 20 | 48.D5 | XT0563:2 | PWR DST | 48.D6
SB0400:B2-11 | SC | SB0400B211 | WHT | 20 | 49.A1 | XT0563:7 | PWR DST | 49.A3
SB0400:B2-12 | SC | SB0400B212 | WHT | 20 | 49.A1 | XT0563:8 | PWR DST | 49.A3
SH0400:B | SC | 0V1 | WHT | 20 | 48.B5 | XT0562:4 | PWR DST | 46.C2
XT0564:1 B2 | SC | KA023612 | WHT | 20 | 48.B5 | XT0563:3 | PWR DST | 48.B6
SolarTools ver. 24.0.84.24712 (Jul 31, 2025)
Report date: 3/2/2026 1:13 PM

## Panel Errors
Panel Errors
Project # | 4M391
Project Name | SHELL NIGERIA (SNEPCO)/MABU CONSORTIUM
Revision | B.8
Controls DE | F. Partow Dezfouli
Phone:
Controls ME | H. Medrano
Phone:
From | [6 empty] | To
Device ID | Location | Cable (W) Conductor (SC) Jumper Clip (JC) | Wire ID | Wire No. | Gauge/Size | Page/Zone | Device ID | Location | Page/Zone
XT0085:2 | PANEL B | SC | WHT | 007405 | 20 | 29.A2 | RR0852: -1.0K OHM | PANEL | 29.A2
RR0852: -1.0K OHM | PANEL | SC | WHT | 0V | 20 | 29.A2 | XT0085:3 | PANEL B | 29.A2
SolarTools ver. 24.0.84.24712 (Jul 31, 2025)
Report date: 3/2/2026 1:13 PM

## Cable Part Numbers
Cable Part Numbers |  |  | SolarTools ver. 24.0.84.24712 (Jul 31, 2025)
Project # | 4M391
Report date: 3/2/2026 1:14 PM
Project Name | SHELL NIGERIA (SNEPCO)/MABU CONSORTIUM
Revision | B.8
Controls DE | F. Partow Dezfouli
Phone:
Controls ME | H. Medrano
Phone:
Device ID |  | Part Number |  | Description
WC0101 |  | 1302073-36 |  | CABLE, ETHERNET - 36 INCHES
WC4524 |  | 1022941-12 |  | TPE, 1 PAIR TWISTED SHIELDED
WC5072 |  | PART OF 1103208-100 |  | CABLE, 2 CONDUCTOR UNSHIELDED PART OF HORN
WC9003 |  | 1302073-36 |  | CABLE, ETHERNET - 36 INCHES
WC9211 |  | 1302073-36 |  | CABLE, ETHERNET - 36 INCHES
WC0001 |  | 1302073-36 |  | CABLE, ETHERNET - 36 INCHES
WC0002 |  | 1302073-36 |  | CABLE, ETHERNET - 36 INCHES
WC0006 |  | 1302073-36 |  | CABLE, ETHERNET - 36 INCHES
WC0007 |  | 1302073-36 |  | CABLE, ETHERNET - 36 INCHES
WC0008 |  | 1302073-36 |  | CABLE, ETHERNET - 36 INCHES
WC0009 |  | 1302073-36 |  | CABLE, ETHERNET - 36 INCHES
WC0010 |  | 1302073-36 |  | CABLE, ETHERNET - 36 INCHES
WC0012 |  | 1302073-36 |  | CABLE, ETHERNET - 36 INCHES
WC0014 |  | 1302073-36 |  | CABLE, ETHERNET - 36 INCHES
WC0018 |  | 1302073-36 |  | CABLE, ETHERNET - 36 INCHES
WC0019 |  | 1302073-36 |  | CABLE, ETHERNET - 36 INCHES
WC0020 |  | 1302073-36 |  | CABLE, ETHERNET - 36 INCHES
WC0032 |  | 1302073-36 |  | CABLE, ETHERNET - 36 INCHES
WC02901 |  | 1022941-12 |  | TPE, 1 PAIR TWISTED SHIELDED
WC029010A |  | 1022941-12 |  | TPE, 1 PAIR TWISTED SHIELDED
WC029010B |  | 1022941-12 |  | TPE, 1 PAIR TWISTED SHIELDED
WC029011 |  | 1022941-12 |  | TPE, 1 PAIR TWISTED SHIELDED
WC029012 |  | 1022941-12 |  | TPE, 1 PAIR TWISTED SHIELDED
WC029013 |  | 1022941-12 |  | TPE, 1 PAIR TWISTED SHIELDED
WC029017 |  | 1022941-12 |  | TPE, 1 PAIR TWISTED SHIELDED
WC029018 |  | 1022941-12 |  | TPE, 1 PAIR TWISTED SHIELDED
WC029019 |  | 1022941-12 |  | TPE, 1 PAIR TWISTED SHIELDED
WC029020 |  | 1022941-12 |  | TPE, 1 PAIR TWISTED SHIELDED
WC029021 |  | 1022941-12 |  | TPE, 1 PAIR TWISTED SHIELDED
WC029022 |  | 1022941-12 |  | TPE, 1 PAIR TWISTED SHIELDED
WC029023 |  | 1022941-12 |  | TPE, 1 PAIR TWISTED SHIELDED
WC029024 |  | 1022941-12 |  | TPE, 1 PAIR TWISTED SHIELDED
WC029025 |  | 1022941-12 |  | TPE, 1 PAIR TWISTED SHIELDED
WC029026 |  | 1022941-12 |  | TPE, 1 PAIR TWISTED SHIELDED
WC029027 |  | 1022941-12 |  | TPE, 1 PAIR TWISTED SHIELDED
WC029028 |  | 1022941-12 |  | TPE, 1 PAIR TWISTED SHIELDED
WC02903 |  | 1022941-12 |  | TPE, 1 PAIR TWISTED SHIELDED
WC029030 |  | 1022941-12 |  | TPE, 1 PAIR TWISTED SHIELDED
WC02904 |  | 1022941-12 |  | TPE, 1 PAIR TWISTED SHIELDED
WC02905 |  | 1022941-12 |  | TPE, 1 PAIR TWISTED SHIELDED
WC02906 |  | 1022941-12 |  | TPE, 1 PAIR TWISTED SHIELDED
WC02907 |  | 1022941-12 |  | TPE, 1 PAIR TWISTED SHIELDED
WC02908 |  | 1022941-12 |  | TPE, 1 PAIR TWISTED SHIELDED
WC02909 |  | 1022941-12 |  | TPE, 1 PAIR TWISTED SHIELDED
WC0608 |  | 1040131-3 |  | CABLE, ETHERNET COMMUNICATION CABLE
WC0680 |  | 1302073-36 |  | CABLE
WC29015 |  | 1022941-12 |  | TPE, 1 PAIR TWISTED SHIELDED
WC29016 |  | 1022941-12 |  | TPE, 1 PAIR TWISTED SHIELDED
WC5540 |  | PART OF 1113568-200 |  | CABLE, 2 CONDUCTOR TRIMMED SHIELD PART OF HORN
WC9001 |  | 1302073-36 |  | CABLE, ETHERNET - 36 INCHES
WC9111 |  | 1302073-36 |  | CABLE, ETHERNET - 36 INCHES
WCO2902 |  | 1022941-12 |  | TPE, 1 PAIR TWISTED SHIELDED
WCO29029 |  | 1022941-12 |  | TPE, 1 PAIR TWISTED SHIELDED
WTXRX1 |  | 1022941-12 |  | TPE, 1 PAIR TWISTED SHIELDED
WC8058 |  | 2684693-54 |  | CABLE, EXTENSION, BACKPLANE

## Part Number List
Part Number List |  | SolarTools ver. 24.0.84.24712 (Jul 31, 2025)
Project # | 4M391
Report date: 3/2/2026 1:14 PM
Project Name | SHELL NIGERIA (SNEPCO)/MABU CONSORTIUM
Revision | B.8
Controls DE | F. Partow Dezfouli
Phone:
Controls ME | H. Medrano
Phone:
Device ID | Part Number | Description | Location
AF0141 | 2684693-17,2684693-25 | 5094-OB8XT, 8 DISCRETE OUTPUT | BOP
AF0142 | 2684693-17,2684693-23 | 5094-IB16XT, 16 DISCRETE INPUT | BOP
AF0143 | 2684693-18,2684693-56 | 5094-IF8IHXT, 8 ANALOG INPUT, ISOLATED | BOP
AF0144 | 2684693-18,2684693-27 | 5094-OF8IHXT, 8 ANALOG OUTPUT, ISOLATED | BOP
AF0145 | 2684693-19,2684693-33 | 5094-IY8XT, 8 ANALOG INPUT, TC/RTD/ I&V | BOP
AF0146 | 2684693-17,2684693-25 | 5094-OB8XT, 8 DISCRETE OUTPUT | BOP
AF0181 | 2684693-17,2684693-25 | 5094-OB8XT, 8 DISCRETE OUTPUT | BOP
AF0182 | 2684693-17,2684693-23 | 5094-IB16XT, 16 DISCRETE INPUT | BOP
AF0183 | 2684693-18,2684693-28 | 5094-IB16SXT, 16 DISCRETE INPUT, S | BOP
AF0184 | 2684693-18,2684693-55 | 5094-OB16SXT, 16 DISCRETE OUTPUT, S | BOP
AF0185 | 2684693-18,2684693-56 | 5094-IF8IHXT, 8 ANALOG INPUT, ISOLATED | BOP
AU0140 | 2684693-22 | 5094-AENTRXT, FLEX 5000 I/O | BOP
AU0180 | 2684693-22 | 5094-AENTRXT, FLEX 5000 I/O | BOP
FU0140 | 1043265-1,1043265-5 | FUSE, 10A | BOP
FU0141 | 1043265-1,1043265-5 | FUSE, 10A | BOP
FU0142 | 1043265-1,1043265-5 | FUSE, 10A | BOP
FU0143 | 1043265-1,1043265-3 | FUSE, 2A | BOP
FU0146 | 1043265-1,1043265-6 | FUSE, 15A | BOP
FU0180 | 1043265-1,1043265-5 | FUSE, 10A | BOP
FU0181 | 1043265-1,1043265-5 | FUSE, 10A | BOP
FU0182 | 1043265-1,1043265-5 | FUSE, 10A | BOP
GR0181 | 903849C1 | RAIL GROUND, DIN RAIL GROUNDING | BOP
GR0182 | 903849C1 | RAIL GROUND, DIN RAIL GROUNDING | BOP
GR0183 | 903849C1 | RAIL GROUND, DIN RAIL GROUNDING | BOP
IEG0257 | 232941-200 | BUS BAR, BOP - INSTRUMENT EARTH GROUNDING | BOP
KA0510 | 1061979-1 | RELAY, RUNNING STATUS | BOP
KA0511 | 1061979-1 | RELAY, COMMON ALARM | BOP
KA0512 | 1061979-1 | RELAY, COMMON SHUTDOWN | BOP
KA0513 | 1061979-1 | RELAY, COOLDOWN COMPLETE | BOP
KA0514 | 1061979-1 | RELAY, START SEQUENCE INITIATED | BOP
KA0531 | 1061979-1 | RELAY, NO EMERGENCY SHUTDOWN SUMMARY | BOP
KA0532 | 1061979-1 | RELAY, NO EMERGENCY SHUTDOWN SUMMARY | BOP
KA0533 | 1061979-1 | RELAY, NO EMERGENCY SHUTDOWN SUMMARY | BOP
KA0534 | 1061979-1 | RELAY, NO EMERGENCY SHUTDOWN SUMMARY | BOP
KA0535 | 1061979-1 | RELAY, CONTROLLER ACTIVE | BOP
KA0536 | 1061979-1 | RELAY, CONTROLLER ACTIVE | BOP
KA0537 | 1061979-1 | RELAY, NO EMERGENCY SHUTDOWN SUMMARY | BOP
KA0540 | 1061979-1 | RELAY, OPEN SUCTION VALVE | BOP
KA0541 | 1061979-1 | RELAY, OPEN DISCHARGE VALVE | BOP
KA0550 | 1061979-1 | RELAY, OPEN SUCTION VALVE SAFETY | BOP
KA0551 | 1061979-1 | RELAY, OPEN DISCHARGE VALVE SAFETY | BOP
KA0572 | 1061979-1 | RELAY, SUCTION VALVE CLOSED | BOP
KA0573 | 1061979-1 | RELAY, DISCHARGE VALVE CLOSED | BOP
KA0975 | 1061979-1 | RELAY, FIRE SYSTEM FAULT | BOP
KA0976 | 1061979-1 | RELAY, GAS DETECTED PRE-START^PERMISSIVE | BOP
KA0978 | 1061979-1 | RELAY, F&G SYSTEM INHIBIT | BOP
XT0140 | 1066730-7,1066730-8,1067996-4 | TERMINAL BLOCK, SPRING, 4 CONDUCTOR,30-12 AWG (0.05-3.31 MM2),NON-IS | BOP
XT0572 | 1066730-7,1066730-8,1067996-4 | TERMINAL BLOCK, SPRING, 4 CONDUCTOR,30-12 AWG (0.05-3.31 MM2),NON-IS | BOP
AT0190 | 1577354-5100 | WORKSTATION, PANEL COMPUTER, TT4000 | DOOR
AT0190K | 1047273-2,1068334 | KEYBOARD, TYPING INTERFACE | DOOR
EL0273 | 1022899 | LIGHT, LED, WHITE | DOOR
HA0273 | 1113568-200 | HORN, AUDIBLE ALARM | DOOR
ZS0273 | 1113474-1 | LIMIT SWITCH, CONSOLE DOOR OPEN | DOOR
GR0121 | 903849C1 | RAIL GROUND, DIN RAIL GROUNDING | F&G
GR0122 | 903849C1 | RAIL GROUND, DIN RAIL GROUNDING | F&G
GR0123 | 903849C1 | RAIL GROUND, DIN RAIL GROUNDING | F&G
GR0124 | 903849C1 | RAIL GROUND, DIN RAIL GROUNDING | F&G
IEG0150 | 232941-200 | BUS BAR, ENCLOSURE - INSTRUMENT EARTH GROUNDING | F&G
PEG0150 | 232941-200 | BUS BAR, ENCLOSURE - POWER EARTH GROUNDING | F&G
AF0321 | 2684693-19,2684693-33 | 5094-IY8XT, 8 ANALOG INPUT, TC/RTD/ I&V | GB PNL
AU0320 | 2684693-22 | 5094-AENTRXT, FLEX 5000 I/O | GB PNL
FU0320 | 1043265-1,1043265-5 | FUSE, 10A | GB PNL
GR0423 | 903849C1 | RAIL GROUND, DIN RAIL GROUNDING | GB PNL
GR0424 | 903849C1 | RAIL GROUND, DIN RAIL GROUNDING | GB PNL
IEG0310 | 232941-200 | BUS BAR, GEARBOX - INSTRUMENT EARTH GROUNDING | GB PNL
XT0320 | 1066730-7,1066730-8,1067996-4 | TERMINAL BLOCK, SPRING, 4 CONDUCTOR,30-12 AWG (0.05-3.31 MM2),NON-IS | GB PNL
AT1100 | 1577354-4502 | WORKSTATION, VERSA VIEW 1200H | INTRFC,JB70;TT6
HA0472 | 1103208-101 | HORN, START SYSTEM ALARM | INTRFC,JB70;TT6
HL0171 | 2380746-7 | LIGHT, FIRE SYSTEM AUTO, GREEN | INTRFC,JB70;TT6
HL0172 | 2380746-7 | LIGHT, FIRE SYSTEM INHIBIT, AMBER | INTRFC,JB70;TT6
HL0173 | 2380746-7 | LIGHT, FIRE SYSTEM DISCHARGED, RED | INTRFC,JB70;TT6
SA0170 | 2380746-9 | SELECTOR SWITCH, FIRE SYSTEM AUTO/INHIBIT | INTRFC,JB70;TT6
SA0471 | 2380746-2 | SELECTOR SWITCH, SPEED/LOAD | INTRFC,JB70;TT6
SB0170 | 2380746-10 | PUSHBUTTON SWITCH, MANUAL RELEASE | INTRFC,JB70;TT6
SB0471 | 2380746-1 | PUSHBUTTON SWITCH, HORN SILENCE | INTRFC,JB70;TT6
SB0472 | 2380746-4 | PUSHBUTTON SWITCH, EMERGENCY STOP | INTRFC,JB70;TT6
SB0473 | 2380746-1 | PUSHBUTTON SWITCH, ACKNOWLEDGE | INTRFC,JB70;TT6
SB0474 | 2380746-1 | PUSHBUTTON SWITCH, RESET | INTRFC,JB70;TT6
SH0470 | 2380746-3 | LIGHTED SWITCH, STOP/STOPPING, RED | INTRFC,JB70;TT6
SH0471 | 2380746-3 | LIGHTED SWITCH, START/STARTING, GREEN | INTRFC,JB70;TT6
SH0472 | 2380746-3 | LIGHTED SWITCH, BACKUP SYSTEM ACTIVE/RESET, AMBER | INTRFC,JB70;TT6
BA0005 | 1271449-4 | MEDIA CONVERTER, ETHERNET-FIBER OPTIC | JB1123
BA0006 | 1271449-4 | MEDIA CONVERTER, ETHERNET-FIBER OPTIC | JB1123
FU1123 | 1043265-1,1043265-3 | FUSE, 2A | JB1123
FU1124 | 1043265-1,1043265-3 | FUSE, 2A | JB1123
GR1123 | 903849C1 | RAIL GROUND, DIN RAIL GROUNDING | JB1123
GR1125 | 903849C1 | RAIL GROUND, DIN RAIL GROUNDING | JB1123
IEG1123 | 232941-200 | BUS BAR, JB1123 - INSTRUMENT EARTH GROUNDING | JB1123
XT1123 | 1066730-7,1066730-8,1067996-4 | TERMINAL BLOCK, SPRING, 4 CONDUCTOR,30-12 AWG (0.05-3.31 MM2),NON-IS | JB1123
GR1101 | 903849C1 | RAIL GROUND, DIN RAIL GROUNDING | JB70 LEFT RAIL
GR1100 | 903849C1 | RAIL GROUND, DIN RAIL GROUNDING | JB70 RIGHT RAIL
AP0612 | 2762566-6 | ORBIT 60, SYSTEM INTERFACE MODULE (SIM) | ORBIT 60
AP0613 | 2762566-7 | ORBIT 60, PROTECTION PROCESSING MODULE (PPM) | ORBIT 60
AP0614 | 2762566-7 | ORBIT 60, PROTECTION PROCESSING MODULE (PPM) | ORBIT 60
AP0615 | 2762566-7 | ORBIT 60, PROTECTION PROCESSING MODULE (PPM) | ORBIT 60
AP0616 | 2762566-9 | ORBIT 60, COMMUNICATION GATEWAY MODULE (CGW) | ORBIT 60
AP0617 | 2762566-11 | ORBIT 60, KEYPHASOR INPUT MODULE (KPH) | ORBIT 60
AP0618 | 2762566-12 | ORBIT 60, DYNAMIC INPUT MODULE (PAV) | ORBIT 60
AP0619 | 2762566-12 | ORBIT 60, DYNAMIC INPUT MODULE (PAV) | ORBIT 60
AP0620 | 2762566-12 | ORBIT 60, DYNAMIC INPUT MODULE (PAV) | ORBIT 60
AP0621 | 2762566-12 | ORBIT 60, DYNAMIC INPUT MODULE (PAV) | ORBIT 60
AP0622 | 2762566-12 | ORBIT 60, DYNAMIC INPUT MODULE (PAV) | ORBIT 60
AP0623 | 2762566-13 | ORBIT 60, DYNAMIC INPUT MODULE (PAS) | ORBIT 60
AP0624 | 2762566-12 | ORBIT 60, DYNAMIC INPUT MODULE (PAV) | ORBIT 60
AP0625 | 2762566-12 | ORBIT 60, DYNAMIC INPUT MODULE (PAV) | ORBIT 60
AP0626 | 2762566-12 | ORBIT 60, DYNAMIC INPUT MODULE (PAV) | ORBIT 60
AP0627 | 2762566-12 | ORBIT 60, DYNAMIC INPUT MODULE (PAV) | ORBIT 60
AP0628 | 2762566-17 | ORBIT 60, SOLID STATE RELAY MODULE (SSR) | ORBIT 60
AP0629 | 2762566-8 | ORBIT 60, CONDITIONING MONITORING MODULE (CCM) | ORBIT 60
AR0610 | 2762566-1 | PANEL MOUNT CHASSIS, ORBIT 60 3U 19 SLOT, 20 TOTAL | ORBIT 60
UV0610 | 2762566-5 | POWER SUPPLY, ORBIT 60 RACK | ORBIT 60
UV0611 | 2762566-5 | POWER SUPPLY, ORBIT 60 RACK | ORBIT 60
CCEDW100 | CUSTOMER DEFINED | CUSTOMER, MODBUS OVER-ETHERNET^TCP/IP CONNECTION | PANEL
CC-UNIT2 | CUSTOMER SUPPLIED | CUSTOMER CONNECTION, UNIT 2 | PANEL
CCZS6211 | CUSTOMER DEFINED | CUSTOMER CONNECTION, FIRE DAMPER SOLENOID | PANEL
CCZS6241 | CUSTOMER DEFINED | CUSTOMER CONNECTION, FIRE DAMPER SOLENOID | PANEL
KA0977 | CUSTOMER SUPPLIED | RELAY, FIRE DETECTED | PANEL
KA0980 | CUSTOMER SUPPLIED | RELAY, GAS DETECTED | PANEL
RR0852 | 1066738-1,981089C1,981090C1 | RESISTOR, 1.0K OHM | PANEL
AF0061 | 2684693-17,2684693-25 | 5094-OB8XT, 8 DISCRETE OUTPUT | PANEL B
AF0062 | 2684693-17,2684693-25 | 5094-OB8XT, 8 DISCRETE OUTPUT | PANEL B
AF0063 | 2684693-17,2684693-23 | 5094-IB16XT, 16 DISCRETE INPUT | PANEL B
AF0064 | 2684693-18,2684693-30 | 5094-IF4IHSXT, 4 ANALOG INPUT, S | PANEL B
AF0065 | 2684693-18,2684693-30 | 5094-IF4IHSXT, 4 ANALOG INPUT, S | PANEL B
AF0066 | 2684693-18,2684693-27 | 5094-OF8IHXT, 8 ANALOG OUTPUT, ISOLATED | PANEL B
AF0067 | 2684693-17,2684693-25 | 5094-OB8XT, 8 DISCRETE OUTPUT | PANEL B
AF0068 | 2684693-21,2684693-36 | 5094-IRT8SXT, 8 RTD/TC ANALOG INPUT, S | PANEL B
AF0071 | 2684693-18,2684693-32 | 5094-IJ2ISXT, 2 FAST COUNTER INPUT, S | PANEL B
AF0072 | 2684693-18,2684693-30 | 5094-IF4IHSXT, 4 ANALOG INPUT, S | PANEL B
AF0073 | 2684693-21,2684693-36 | 5094-IRT8SXT, 8 RTD/TC ANALOG INPUT, S | PANEL B
AF0074 | 2684693-18,2684693-56 | 5094-IF8IHXT, 8 ANALOG INPUT, ISOLATED | PANEL B
AF0075 | 2684693-18,2684693-30 | 5094-IF4IHSXT, 4 ANALOG INPUT, S | PANEL B
AF0076 | 2684693-18,2684693-55 | 5094-OB16SXT, 16 DISCRETE OUTPUT, S | PANEL B
AF0077 | 2684693-19,2684693-33 | 5094-IY8XT, 8 ANALOG INPUT, TC/RTD/ I&V | PANEL B
AU0060 | 2684693-22 | 5094-AENTRXT, FLEX 5000 I/O | PANEL B
AU0070 | 2684693-22 | 5094-AENTRXT, FLEX 5000 I/O | PANEL B
FU0060 | 1043265-1,1043265-6 | FUSE, 15A | PANEL B
FU0061 | 1043265-1,1043265-5 | FUSE, 10A | PANEL B
FU0062 | 1043265-1,1043265-5 | FUSE, 10A | PANEL B
FU0063 | 1043265-1,1043265-5 | FUSE, 10A | PANEL B
FU0064 | 1043265-1,1043265-5 | FUSE, 10A | PANEL B
FU0070 | 1043265-1,1043265-5 | FUSE, 10A | PANEL B
FU0071 | 1043265-1,1043265-3 | FUSE, 2A | PANEL B
FU0076 | 1043265-1,1043265-5 | FUSE, 10A | PANEL B
FU0100 | 1043265-1,1043265-4 | FUSE, 5A | PANEL B
FU0113 | 1043265-1,1043265-4 | FUSE, 5A | PANEL B
FU0114 | 1043265-1,1043265-5 | FUSE, 10A | PANEL B
FU0115 | 1043265-1,1043265-5 | FUSE, 10A | PANEL B
FU0210 | 1043265-1,1043265-7 | FUSE, 20A | PANEL B
FU0294 | 1043265-1,1043265-3 | FUSE, 2A | PANEL B
FU0295 | 1043265-1,1043265-3 | FUSE, 2A | PANEL B
FU0410 | 1043265-1,1043265-7 | FUSE, 20A | PANEL B
FU0411 | 1043265-1,1043265-5 | FUSE, 10A | PANEL B
FU0412 | 1043265-1,1043265-5 | FUSE, 10A | PANEL B
FU0535 | 1043265-1,1043265-7 | FUSE, 20A | PANEL B
GR0231 | [2]903849C1 | RAIL GROUND, DIN RAIL GROUNDING | PANEL B
GR0232 | 903849C1 | RAIL GROUND, DIN RAIL GROUNDING | PANEL B
GR0233 | 903849C1 | RAIL GROUND, DIN RAIL GROUNDING | PANEL B
IEG0010 | 232941-300 | BUS BAR, PANEL B - INSTRUMENT EARTH GROUNDING | PANEL B
KA0131 | 1061979-1 | RELAY, CONTROLLER ACTIVE | PANEL B
KA0132 | 1061979-1 | RELAY, CONTROLLER ACTIVE | PANEL B
KA0133 | 1061979-1 | RELAY, POST LUBE NOT REQUIRED | PANEL B
KA0134 | 1061979-1 | RELAY, BACKUP COMMAND OFF | PANEL B
KA0136 | 1061979-1 | RELAY, LUBE OIL HEADER^PRESSURE HIGH | PANEL B
KA0137 | 1061979-1 | RELAY, LUBE PUMP INHIBIT | PANEL B
KA0138 | 1061979-1 | RELAY, BACKUP LUBE OIL PUMP OFF | PANEL B
KA0141 | 1061979-1 | RELAY, CONTROLLER ACTIVE | PANEL B
KA0142 | 1061979-1 | RELAY, NOT USED | PANEL B
KA0145 | 1061979-1 | RELAY, AC PRE/POST PUMP DRIVE | PANEL B
KA0176 | 1061979-1 | RELAY, VENTILATION REQUIRED | PANEL B
KA0177 | 1061979-1 | RELAY, VENTILATION REQUIRED | PANEL B
KA0179 | 1061979-1 | RELAY, VENTILATION REQUIRED | PANEL B
KA0221 | 1061979-1 | RELAY, PRIMARY GAS FUEL SHUTOFF VALVE | PANEL B
KA0222 | 1061979-1 | RELAY, SECONDARY GAS FUEL SHUTOFF VALVE | PANEL B
KA0230 | 1061979-1 | RELAY, CONTROLLER ACTIVE | PANEL B
KA0231 | 1061979-1 | RELAY, CONTROLLER ACTIVE | PANEL B
KA0232 | 1061979-1 | RELAY, CONTROLLER ACTIVE | PANEL B
KA0233 | 1061979-1 | RELAY, CONTROLLER ACTIVE | PANEL B
KA0234 | 1061979-1 | RELAY, CONTROLLER ACTIVE | PANEL B
KA0235 | 1061979-1 | RELAY, NO EMERGENCY SHUTDOWN SUMMARY | PANEL B
KA0236 | 1061979-1 | RELAY, NO EMERGENCY SHUTDOWN SUMMARY | PANEL B
KA0237 | 1061979-1 | RELAY, NO ESD SUMMARY | PANEL B
KA0239 | 1061979-1 | RELAY, NO EMERGENCY SHUTDOWN SUMMARY | PANEL B
KA0240 | 1061979-1 | RELAY, NO EMERGENCY SHUTDOWN SUMMARY | PANEL B
KA0241 | 1061979-1 | RELAY, BACKUP SYSTEM RESET | PANEL B
KA0242 | 1061979-1 | RELAY, BACKUP SYSTEM RESET | PANEL B
KA0243 | 1061979-1 | RELAY, NO FIRE DETECTED | PANEL B
KA0244 | 1061979-1 | RELAY, NO FIRE DETECTED | PANEL B
KA0245 | 1061979-1 | RELAY, NO GAS DETECTED | PANEL B
KA0246 | 1061979-1 | RELAY, NO FIRE DETECTED | PANEL B
KA0247 | 1061979-1 | RELAY, NO FIRE DETECTED | PANEL B
KA0249 | 1061979-1 | RELAY, NO GAS DETECTED | PANEL B
KA0251 | 1061979-1 | RELAY, NO EMERGENCY SHUTDOWN SUMMARY | PANEL B
KA0254 | 1061979-1 | RELAY, NO FIRE DECTECTED | PANEL B
KA0255 | 1061979-1 | RELAY, CONTROLLER ACTIVE | PANEL B
KA1020 | 1061979-1 | RELAY, IGNITION START | PANEL B
KT0140 | 2651077-1 | TIMER RELAY, BACKUP PUMP^POST LUBE OFF CYCLE | PANEL B
KT0141 | 2651077-1 | TIMER RELAY, BACKUP POST LUBE CONTINUOUS | PANEL B
KT0142 | 2651077-1 | TIMER RELAY, TOTAL POST LUBE | PANEL B
KT0143 | 2651077-1 | TIMER RELAY, BACKUP PUMP POST LUBE ON CYCLE | PANEL B
KT0144 | 2651077-1 | TIMER RELAY, HEADER PRESSURE HIGH^BACKUP PUMP OFF | PANEL B
KT0145 | 2651077-1 | TIMER RELAY, FIRE DETECTED ROLLDOWN LUBE | PANEL B
KT0146 | 2651077-3 | TIMER RELAY, WATCHDOG | PANEL B
PC0470 | 2271605-1 | TIMER/COUNTER, ENGINE HOUR / START COUNTER | PANEL B
RR0851 | 981090C1 | RESISTOR, 3.01K OHM | PANEL B
XT0060 | 1066730-7,1066730-8,1067996-4 | TERMINAL BLOCK, SPRING, 4 CONDUCTOR,30-12 AWG (0.05-3.31 MM2),NON-IS | PANEL B
XT0062 | 1066730-7,1066730-8,1067996-4 | TERMINAL BLOCK, SPRING, 4 CONDUCTOR,30-12 AWG (0.05-3.31 MM2),NON-IS | PANEL B
XT0071 | 1066730-7,1066730-8,1067996-4 | TERMINAL BLOCK, SPRING, 4 CONDUCTOR,30-12 AWG (0.05-3.31 MM2),NON-IS | PANEL B
XT0084 | 1066730-7,1066730-8,1067996-4 | TERMINAL BLOCK, SPRING, 4 CONDUCTOR,30-12 AWG (0.05-3.31 MM2),NON-IS | PANEL B
XT0085 | 1066730-7,1066730-8,1067996-4 | TERMINAL BLOCK, SPRING, 4 CONDUCTOR,30-12 AWG (0.05-3.31 MM2),NON-IS | PANEL B
XT0089 | 1066730-7,1066730-8,1067996-4 | TERMINAL BLOCK, SPRING, 4 CONDUCTOR,30-12 AWG (0.05-3.31 MM2),NON-IS | PANEL B
XT0237 | 1066730-10,1066730-9,1067996-4 | DIODE TERMINAL STRIP, 4 CONDUCTOR | PANEL B
XT0410 | 1066730-7 | TERMINAL BLOCK, SPRING, 4 CONDUCTOR,30-12 AWG (0.05-3.31 MM2),NON-IS | PANEL B
XT0535 | 1066730-7,1066730-8,1067996-4 | TERMINAL BLOCK, SPRING, 4 CONDUCTOR,30-12 AWG (0.05-3.31 MM2),NON-IS | PANEL B
XT0536 | 1066730-7,1066730-8,1067996-4 | TERMINAL BLOCK, SPRING, 4 CONDUCTOR,30-12 AWG (0.05-3.31 MM2),NON-IS | PANEL B
AP0290 | 1043695-2,1049089-2 | HART MULTIPLEXER, MODULE & BACKPLANE ( HiDMux2700 ) | PLC
AP0601 | 1089241-20 | MODULE, BLANK FILLER | PLC
AP0602 | 1089241-40 | 1756-EN2TRXT, ETHERNET | PLC
AP0603 | 1089241-40 | 1756-EN2TRXT, ETHERNET | PLC
AP0604 | 1089241-15 | MVI 56-MNETXT, ETHERNET/MODBUS | PLC
AP0605 | 1089241-15 | MVI 56-MNETXT, ETHERNET/MODBUS | PLC
AP0606 | 1089241-20 | MODULE, BLANK FILLER | PLC
AP0607 | 1089241-20 | MODULE, BLANK FILLER | PLC
AP0608 | 1089241-15 | MVI 56-MNETXT, ETHERNET/MODBUS | PLC
AP0609 | 1089241-40 | 1756-EN2TRXT, ETHERNET | PLC
AR0600 | 1057900,1059465,1089241-42,1103759,19298R1,22652R1 | RACK CHASSIS, 1756-A10XT (10 SLOT) | PLC
AT0600 | 1089241-43 | 1756-L83EXTS, CONTROLLER^GUARDLOGIX | PLC
BA0001 | 1271449-4 | MEDIA CONVERTER, ETHERNET-FIBER OPTIC | PLC
BA0002 | 1271449-4 | MEDIA CONVERTER, ETHERNET-FIBER OPTIC | PLC
BA0011 | 1271449-4 | MEDIA CONVERTER, ETHERNET-FIBER OPTIC | PLC
EDW100 | 1107861-1 | SERIAL ADAPTER, EDW-100 | PLC
FU0010 | 1043265-1,1043265-5 | FUSE, 10A | PLC
FU0019 | 1043265-1,1043265-3 | FUSE, 2A | PLC
FU0020 | 1043265-1,1043265-3 | FUSE, 2A | PLC
FU0021 | 1043265-1,1043265-3 | FUSE, 2A | PLC
FU0022 | 1043265-1,1043265-3 | FUSE, 2A | PLC
FU0035 | 1043265-1,1043265-3 | FUSE, 2A | PLC
FU2910 | 1043265-4 | FUSE, 5A | PLC
GR0230 | 903849C1 | RAIL GROUND, DIN RAIL GROUNDING | PLC
GR0234 | [2]903849C1 | RAIL GROUND, DIN RAIL GROUNDING | PLC
RR0290 | 912565C1 | RESISTOR, 120 OHM | PLC
UV0600 | 1089241-28 | POWER SUPPLY, RSLOGIX CHASSIS | PLC
XT0051 | 1066730-7,1066730-8,1067996-4 | TERMINAL BLOCK, SPRING, 4 CONDUCTOR,30-12 AWG (0.05-3.31 MM2),NON-IS | PLC
XT2910 | 1066730-7 | TERMINAL BLOCK, SPRING, 4 CONDUCTOR,30-12 AWG (0.05-3.31 MM2),NON-IS | PLC
XT2911 | 1066730-7 | TERMINAL BLOCK, SPRING, 4 CONDUCTOR,30-12 AWG (0.05-3.31 MM2),NON-IS | PLC
AF0081 | 2684693-18,2684693-28 | 5094-IB16SXT, 16 DISCRETE INPUT, S | PNL A
AF0082 | 2684693-17,2684693-23 | 5094-IB16XT, 16 DISCRETE INPUT | PNL A
AF0083 | 2684693-19,2684693-33 | 5094-IY8XT, 8 ANALOG INPUT, TC/RTD/ I&V | PNL A
AF0084 | 2684693-19,2684693-33 | 5094-IY8XT, 8 ANALOG INPUT, TC/RTD/ I&V | PNL A
AF0085 | 2684693-18,2684693-56 | 5094-IF8IHXT, 8 ANALOG INPUT, ISOLATED | PNL A
AF0086 | 2684693-18,2684693-56 | 5094-IF8IHXT, 8 ANALOG INPUT, ISOLATED | PNL A
AF0087 | 2684693-17,2684693-23 | 5094-IB16XT, 16 DISCRETE INPUT | PNL A
AF0088 | 2684693-18,2684693-56 | 5094-IF8IHXT, 8 ANALOG INPUT, ISOLATED | PNL A
AF0091 | 2684693-17,2684693-23 | 5094-IB16XT, 16 DISCRETE INPUT | PNL A
AF0092 | 2684693-17,2684693-24 | 5094-OB16XT, 16 DISCRETE OUTPUT | PNL A
AF0093 | 2684693-17,2684693-24 | 5094-OB16XT, 16 DISCRETE OUTPUT | PNL A
AF0094 | 2684693-19,2684693-33 | 5094-IY8XT, 8 ANALOG INPUT, TC/RTD/ I&V | PNL A
AF0095 | 2684693-17,2684693-25 | 5094-OB8XT, 8 DISCRETE OUTPUT | PNL A
AF0096 | 2684693-21,2684693-36 | 5094-IRT8SXT, 8 RTD/TC ANALOG INPUT, S | PNL A
AF0097 | 2684693-18,2684693-53 | 5094-IJ2IXT, 2 FAST COUNTER INPUT, S | PNL A
AU0080 | 2684693-22 | 5094-AENTRXT, FLEX 5000 I/O | PNL A
AU0090 | 2684693-22 | 5094-AENTRXT, FLEX 5000 I/O | PNL A
FU0012 | 1043265-1,1043265-5 | FUSE, 10A | PNL A
FU0013 | 1043265-1,1043265-5 | FUSE, 10A | PNL A
FU0014 | 1043265-1,1043265-5 | FUSE, 10A | PNL A
FU0015 | 1043265-1,1043265-5 | FUSE, 10A | PNL A
FU0016 | 1043265-1,1043265-5 | FUSE, 10A | PNL A
FU0017 | 1043265-1,1043265-5 | FUSE, 10A | PNL A
FU0018 | 1043265-1,1043265-5 | FUSE, 10A | PNL A
FU0031 | 1043265-1,1043265-9 | FUSE, 30A | PNL A
FU0032 | 1043265-1,1043265-9 | FUSE, 30A | PNL A
FU0080 | 1043265-1,1043265-6 | FUSE, 15A | PNL A
FU0081 | 1043265-1,1043265-5 | FUSE, 10A | PNL A
FU0090 | 1043265-1,1043265-5 | FUSE, 10A | PNL A
FU0091 | 1043265-1,1043265-5 | FUSE, 10A | PNL A
FU0092 | 1043265-1,1043265-5 | FUSE, 10A | PNL A
FU0093 | 1043265-1,1043265-5 | FUSE, 10A | PNL A
FU0094 | 1043265-1,1043265-5 | FUSE, 10A | PNL A
FU0136 | 1043265-1,1043265-9 | FUSE, 30A | PNL A
FU0137 | 1043265-1,1043265-7 | FUSE, 20A | PNL A
FU0139 | 1043265-1,1043265-4 | FUSE, 5A | PNL A
FU0387 | 1043265-1,1043265-4 | FUSE, 5A | PNL A
FU0388 | 1043265-1,1043265-4 | FUSE, 5A | PNL A
FU0389 | 1043265-1,1043265-3 | FUSE, 2A | PNL A
FU0390 | 1043265-1,1043265-3 | FUSE, 2A | PNL A
FU0801 | 1043265-1,1043265-3 | FUSE, 2A | PNL A
FU0803 | 1043265-1,1043265-3 | FUSE, 2A | PNL A
FU0901 | 1043265-1,1043265-12 | FUSE, 0.5A | PNL A
GR0131 | 903849C1 | RAIL GROUND, DIN RAIL GROUNDING | PNL A
GR0132 | 903849C1 | RAIL GROUND, DIN RAIL GROUNDING | PNL A
GR0133 | [2]903849C1 | RAIL GROUND, DIN RAIL GROUNDING | PNL A
GR0134 | [2]903849C1 | RAIL GROUND, DIN RAIL GROUNDING | PNL A
GR0135 | 903849C1 | RAIL GROUND, DIN RAIL GROUNDING | PNL A
IEG0230 | 232941-300 | BUS BAR, SYSTEM FUNCTION (USE) | PNL A
KA0130 | 1061979-1 | RELAY, LOWSPEED/OPEN PROBE SETPOINT | PNL A
KA0135 | 1061979-1 | RELAY, AC PRE/POST PUMP DRIVE | PNL A
KA0701 | 1061979-1 | RELAY, ORBIT60 TRIP MULTIPLY | PNL A
KA0901 | 1061979-1 | RELAY, GROUND FUSE MONITORING | PNL A
KA2160 | 1061979-1 | RELAY, CLOSE GAS BLOCK VALVE | PNL A
KA2161 | 1061979-1 | RELAY, OPEN GAS BLEED VALVE | PNL A
KA3103 | 1061979-1 | RELAY, LUBE OIL TANK HEATER | PNL A
KA3220 | 1061979-1 | RELAY, LUBE OIL COOLER FAN | PNL A
KA3221 | 1061979-1 | RELAY, LUBE OIL COOLER FAN #2 | PNL A
KA6211 | 1061979-1 | RELAY, DRIVER ENCLOSURE^VENT FAN #1 | PNL A
KA6212 | 1061979-1 | RELAY, DRIVER ENCLOSURE^VENT FAN #2 | PNL A
PEG0130 | 232941-300 | BUS BAR, PANEL A - POWER EARTH GROUNDING | PNL A
QS0011 | 1126803 | CIRCUIT BREAKER, DOUBLE POLE - RAIL MOUNTABLE | PNL A
QS0031 | 1126803 | CIRCUIT BREAKER, DOUBLE POLE - RAIL MOUNTABLE | PNL A
UJ0031 | 1286570-1 | POWER CONVERTER, AC/DC INPUT TO 28V DC OUTPUT | PNL A
UJ0131 | 1286570-1 | POWER CONVERTER, AC/DC INPUT TO 28V DC OUTPUT | PNL A
XT0002 | 1066730-16,1066730-17,1066730-18 | TERMINAL STRIP, 2 CONDUCTOR | PNL A
XT0003 | 1066730-16,1066730-17,1066730-18 | TERMINAL STRIP, 2 CONDUCTOR | PNL A
XT0012 | 1066730-16,1066730-17,1066730-18 | TERMINAL STRIP, 2 CONDUCTOR | PNL A
XT0014 | 1247052-1 | BUS BAR, SYSTEM FUNCTION (USE) | PNL A
XT0032 | 1066730-16,1066730-17,1066730-18 | TERMINAL STRIP, 2 CONDUCTOR | PNL A
XT0080 | 1066730-7,1066730-8,1067996-4 | TERMINAL BLOCK, SPRING, 4 CONDUCTOR,30-12 AWG (0.05-3.31 MM2),NON-IS | PNL A
XT0081 | 1066730-7,1066730-8,1067996-4 | TERMINAL BLOCK, SPRING, 4 CONDUCTOR,30-12 AWG (0.05-3.31 MM2),NON-IS | PNL A
XT0082 | 1066730-7,1066730-8,1067996-4 | TERMINAL BLOCK, SPRING, 4 CONDUCTOR,30-12 AWG (0.05-3.31 MM2),NON-IS | PNL A
XT0901 | 1066730-7,1066730-8,1067996-4 | TERMINAL BLOCK, SPRING, 4 CONDUCTOR,30-12 AWG (0.05-3.31 MM2),NON-IS | PNL A
BA0070 | 1271449-4 | MEDIA CONVERTER, ETHERNET-FIBER OPTIC | PNL A-B,JB70
BA0071 | 1271449-4 | MEDIA CONVERTER, ETHERNET-FIBER OPTIC | PNL A-B,JB70
BA1100 | 1337728-10 | SWITCH, ETAP, DLR INTERFACE | PNL A-B,JB70
BA1211 | 1337728-11 | SWITCH, ETAP, DLR INTERFACE | PNL A-B,JB70
FU0503 | 1043265-1,1043265-3 | FUSE, 2A | PNL A-B,JB70
FU0504 | 1043265-1,1043265-3 | FUSE, 2A | PNL A-B,JB70
FU1100 | 1043265-1,1043265-5 | FUSE, 10A | PNL A-B,JB70
FU1101 | 1043265-1,1043265-3 | FUSE, 2A | PNL A-B,JB70
FU1211 | 1043265-1,1043265-3 | FUSE, 2A | PNL A-B,JB70
GR1110 | 903849C1 | RAIL GROUND, DIN RAIL GROUNDING | PNL A-B,JB70
GR1111 | 903849C1 | RAIL GROUND, DIN RAIL GROUNDING | PNL A-B,JB70
GR1112 | 903849C1 | RAIL GROUND, DIN RAIL GROUNDING | PNL A-B,JB70
GR1114 | 903849C1 | RAIL GROUND, DIN RAIL GROUNDING | PNL A-B,JB70
GR1231 | 903849C1 | RAIL GROUND, DIN RAIL GROUNDING | PNL A-B,JB70
GR1232 | 903849C1 | RAIL GROUND, DIN RAIL GROUNDING | PNL A-B,JB70
GR1233 | 903849C1 | RAIL GROUND, DIN RAIL GROUNDING | PNL A-B,JB70
IEG1200 | 232941-200 | BUS BAR, JB70 INSTRUMENT EARTH GROUND | PNL A-B,JB70
RR1751 | 1066738-9 | RESISTOR, 10K OHM | PNL A-B,JB70
RR1756 | 1066738-9 | RESISTOR, 10K OHM | PNL A-B,JB70
RR1757 | 1066738-9 | RESISTOR, 10K OHM | PNL A-B,JB70
RR1758 | 1066738-9 | RESISTOR, 10K OHM | PNL A-B,JB70
UA1200 | 1053834-44 | SIGNAL CONVERTER, BACKUP OVERSPEED | PNL A-B,JB70
VD1756 | 1066738-10 | DIODE, 15 pF | PNL A-B,JB70
VD1757 | 1066738-10 | DIODE, 15 pF | PNL A-B,JB70
VD1758 | 1066738-10 | DIODE, 15 pF | PNL A-B,JB70
XT0503 | 1066730-7,1066730-8,1067996-4 | TERMINAL BLOCK, SPRING, 4 CONDUCTOR,30-12 AWG (0.05-3.31 MM2),NON-IS | PNL A-B,JB70
XT0800 | 1066730-7,1066730-8,1067996-4 | TERMINAL BLOCK, SPRING, 4 CONDUCTOR,30-12 AWG (0.05-3.31 MM2),NON-IS | PNL A-B,JB70
XT0801 | 1066730-7,1066730-8,1067996-4 | TERMINAL BLOCK, SPRING, 4 CONDUCTOR,30-12 AWG (0.05-3.31 MM2),NON-IS | PNL A-B,JB70
XT0802 | 1066730-7,1066730-8,1067996-4 | TERMINAL BLOCK, SPRING, 4 CONDUCTOR,30-12 AWG (0.05-3.31 MM2),NON-IS | PNL A-B,JB70
XT0803 | 1066730-7,1066730-8,1067996-4 | TERMINAL BLOCK, SPRING, 4 CONDUCTOR,30-12 AWG (0.05-3.31 MM2),NON-IS | PNL A-B,JB70
XT0804 | 1066730-16,1066730-17,1066730-18 | TERMINAL STRIP, 2 CONDUCTOR | PNL A-B,JB70
XT0805 | 1066730-7,1066730-8,1067996-4 | TERMINAL BLOCK, SPRING, 4 CONDUCTOR,30-12 AWG (0.05-3.31 MM2),NON-IS | PNL A-B,JB70
XT0807 | 1066730-7,1066730-8,1067996-4 | TERMINAL BLOCK, SPRING, 4 CONDUCTOR,30-12 AWG (0.05-3.31 MM2),NON-IS | PNL A-B,JB70
XT0813 | 1066730-7,1066730-8,1067996-4 | TERMINAL BLOCK, SPRING, 4 CONDUCTOR,30-12 AWG (0.05-3.31 MM2),NON-IS | PNL A-B,JB70
XT0814 | 1066730-7,1066730-8,1067996-4 | TERMINAL BLOCK, SPRING, 4 CONDUCTOR,30-12 AWG (0.05-3.31 MM2),NON-IS | PNL A-B,JB70
XT0820 | 1066730-7,1066730-8,1067996-4 | TERMINAL BLOCK, SPRING, 4 CONDUCTOR,30-12 AWG (0.05-3.31 MM2),NON-IS | PNL A-B,JB70
XT0821 | 1066730-7 | TERMINAL BLOCK, SPRING, 4 CONDUCTOR,30-12 AWG (0.05-3.31 MM2),NON-IS | PNL A-B,JB70
XT0822 | 1066730-7,1066730-8,1067996-4 | TERMINAL BLOCK, SPRING, 4 CONDUCTOR,30-12 AWG (0.05-3.31 MM2),NON-IS | PNL A-B,JB70
XT0823 | 1066730-7,1066730-8,1067996-4 | TERMINAL BLOCK, SPRING, 4 CONDUCTOR,30-12 AWG (0.05-3.31 MM2),NON-IS | PNL A-B,JB70
XT0824 | 1066730-7,1066730-8,1067996-4 | TERMINAL BLOCK, SPRING, 4 CONDUCTOR,30-12 AWG (0.05-3.31 MM2),NON-IS | PNL A-B,JB70
XT0825 | 1066730-7 | TERMINAL BLOCK, SPRING, 4 CONDUCTOR,30-12 AWG (0.05-3.31 MM2),NON-IS | PNL A-B,JB70
XT0837 | 1066730-17,1066730-18,1066730-7 | TERMINAL BLOCK, SPRING, 4 CONDUCTOR,30-12 AWG (0.05-3.31 MM2),NON-IS | PNL A-B,JB70
XT0839 | 1066730-7,1066730-8,1067996-4 | TERMINAL BLOCK, SPRING, 4 CONDUCTOR,30-12 AWG (0.05-3.31 MM2),NON-IS | PNL A-B,JB70
XT1211 | 1066730-7,1066730-8,1067996-4 | TERMINAL BLOCK, SPRING, 4 CONDUCTOR,30-12 AWG (0.05-3.31 MM2),NON-IS | PNL A-B,JB70
AF1201 | 2684693-17,2684693-25 | 5094-OB8XT, 8 DISCRETE OUTPUT | PUMP
AF1202 | 2684693-17,2684693-23 | 5094-IB16XT, 16 DISCRETE INPUT | PUMP
AF1203 | 2684693-18,2684693-56 | 5094-IF8IHXT, 8 ANALOG INPUT, ISOLATED | PUMP
AF1204 | 2684693-18,2684693-30 | 5094-IF4IHSXT, 4 ANALOG INPUT, S | PUMP
AF1205 | 2684693-18,2684693-30 | 5094-IF4IHSXT, 4 ANALOG INPUT, S | PUMP
AF1206 | 2684693-21,2684693-36 | 5094-IRT8SXT, 8 RTD/TC ANALOG INPUT, S | PUMP
AF1207 | 2684693-18,2684693-28 | 5094-IB16SXT, 16 DISCRETE INPUT, S | PUMP
AF1208 | 2684693-19,2684693-33 | 5094-IY8XT, 8 ANALOG INPUT, TC/RTD/ I&V | PUMP
AF1209 | 2684693-19,2684693-33 | 5094-IY8XT, 8 ANALOG INPUT, TC/RTD/ I&V | PUMP
AF1210 | 2684693-18,2684693-56 | 5094-IF8IHXT, 8 ANALOG INPUT, ISOLATED | PUMP
AF1211 | 2684693-18,2684693-56 | 5094-IF8IHXT, 8 ANALOG INPUT, ISOLATED | PUMP
AU1200 | 2684693-50 | 5094-AEN2TR, FLEX 5000 I/O | PUMP
FU0120 | 1043265-1,1043265-5 | FUSE, 10A | PUMP
FU0121 | 1043265-1,1043265-5 | FUSE, 10A | PUMP
FU0122 | 1043265-1,1043265-6 | FUSE, 15A | PUMP
FU0332 | 1043265-1,1043265-7 | FUSE, 20A | PUMP
GR0420 | 903849C1 | RAIL GROUND, DIN RAIL GROUNDING | PUMP
GR0421 | 903849C1 | RAIL GROUND, DIN RAIL GROUNDING | PUMP
GR0425 | 903849C1 | RAIL GROUND, DIN RAIL GROUNDING | PUMP
IEG0160 | 232941-200 | BUS BAR, HP CPSR - INSTRUMENT EARTH GROUNDING | PUMP
KA0120 | 1061979-1 | RELAY, CONTROLLER ACTIVE | PUMP
XT0120 | 1066730-7,1066730-8,1067996-4 | TERMINAL BLOCK, SPRING, 4 CONDUCTOR,30-12 AWG (0.05-3.31 MM2),NON-IS | PUMP
XT0335 | 1066730-7,1066730-8,1067996-4 | TERMINAL BLOCK, SPRING, 4 CONDUCTOR,30-12 AWG (0.05-3.31 MM2),NON-IS | PUMP
XT0336 | 1066730-7,1066730-8,1067996-4 | TERMINAL BLOCK, SPRING, 4 CONDUCTOR,30-12 AWG (0.05-3.31 MM2),NON-IS | PUMP
AT0680 | 1634974-100 | GATEWAY MODULE, TURBOTRONIC GATEWAY | PWR DST
FU0190 | 1043265-1,1043265-5 | FUSE, 10A | PWR DST
FU0200 | 1043265-1,1043265-5 | FUSE, 10A | PWR DST
FU0201 | 1043265-1,1043265-5 | FUSE, 10A | PWR DST
FU0273 | 1043265-1,1043265-4 | FUSE, 5A | PWR DST
FU0560 | 1043265-1,1043265-7 | FUSE, 20A | PWR DST
FU0680 | 1043265-1,1043265-4 | FUSE, 5A | PWR DST
FU0701 | 1043265-1,1043265-4 | FUSE, 5A | PWR DST
XT0561 | 1066730-7,1066730-8,1067996-4 | TERMINAL BLOCK, SPRING, 4 CONDUCTOR,30-12 AWG (0.05-3.31 MM2),NON-IS | PWR DST
XT0562 | 1066730-7,1066730-8,1067996-4 | TERMINAL BLOCK, SPRING, 4 CONDUCTOR,30-12 AWG (0.05-3.31 MM2),NON-IS | PWR DST
XT0563 | [3]1066730-7,1066730-8,1067996-4 | TERMINAL BLOCK, SPRING, 4 CONDUCTOR,30-12 AWG (0.05-3.31 MM2),NON-IS | PWR DST
XT0680 | 1066730-7,1066730-8,1067996-4 | TERMINAL BLOCK, SPRING, 4 CONDUCTOR,30-12 AWG (0.05-3.31 MM2),NON-IS | PWR DST
AF0201 | 2684693-48,2684693-51 | 5094-IB32XT, 32 DISCRETE INPUT | TCP
AF0202 | 2684693-49,2684693-52 | 5094-OB32XT, 32 DISCRETE OUTPUT | TCP
AU0200 | 2684693-22 | 5094-AENTRXT, FLEX 5000 I/O | TCP
GR0200 | 903849C1 | RAIL GROUND, DIN RAIL GROUNDING | TCP
HL0400 | PART OF TCP ASSEMBLY | LIGHT, READY, GREEN | TCP
HL0401 | PART OF TCP ASSEMBLY | LIGHT, STARTING, WHITE | TCP
HL0402 | PART OF TCP ASSEMBLY | LIGHT, READY TO LOAD, WHITE | TCP
HL0403 | PART OF TCP ASSEMBLY | LIGHT, ON LOAD, WHITE | TCP
HL0404 | PART OF TCP ASSEMBLY | LIGHT, SPARE, WHITE | TCP
HL0405 | PART OF TCP ASSEMBLY | LIGHT, LOCAL/AUXILIARY SELECT, WHITE | TCP
HL0406 | PART OF TCP ASSEMBLY | LIGHT, SPARE, WHITE | TCP
HL0407 | PART OF TCP ASSEMBLY | LIGHT, COOLDOWN, WHITE | TCP
HL0408 | PART OF TCP ASSEMBLY | LIGHT, STOPPING, WHITE | TCP
HL0409 | PART OF TCP ASSEMBLY | LIGHT, ALARM SUMMARY, AMBER | TCP
HL0410 | PART OF TCP ASSEMBLY | LIGHT, BACKUP ACTIVE, AMBER | TCP
HL0411 | PART OF TCP ASSEMBLY | LIGHT, SHUTDOWN SUMMARY, RED | TCP
SA0400 | PART OF TCP ASSEMBLY | SELECTOR SWITCH, OFF/LOCAL/AUXILIARY | TCP
SA0401 | PART OF TCP ASSEMBLY | SELECTOR SWITCH, BACKUP SYSTEM RESET | TCP
SB0400 | PART OF TCP ASSEMBLY | PUSHBUTTON SWITCH, EMERGENCY STOP | TCP
SB0401 | PART OF TCP ASSEMBLY | PUSHBUTTON SWITCH, HORN SILENCE | TCP
SB0402 | PART OF TCP ASSEMBLY | PUSHBUTTON SWITCH, ACKNOWLEDGE | TCP
SB0403 | PART OF TCP ASSEMBLY | PUSHBUTTON SWITCH, RESET | TCP
SB0404 | PART OF TCP ASSEMBLY | PUSHBUTTON SWITCH, LAMP TEST | TCP
SB0405 | PART OF TCP ASSEMBLY | PUSHBUTTON SWITCH, START | TCP
SB0406 | PART OF TCP ASSEMBLY | PUSHBUTTON SWITCH, NORMAL STOP | TCP
SB0407 | PART OF TCP ASSEMBLY | PUSHBUTTON SWITCH, SPEED/LOAD DECREASE | TCP
SB0408 | PART OF TCP ASSEMBLY | PUSHBUTTON SWITCH, SPEED/LOAD INCREASE | TCP
SH0400 | PART OF TCP ASSEMBLY | LIGHTED SWITCH, SPARE, WHITE | TCP
SH0401 | PART OF TCP ASSEMBLY | LIGHTED SWITCH, SPARE, WHITE | TCP
SH0402 | PART OF TCP ASSEMBLY | LIGHTED SWITCH, SPARE, WHITE | TCP
SH0403 | PART OF TCP ASSEMBLY | LIGHTED SWITCH, SPARE, WHITE | TCP
SH0404 | PART OF TCP ASSEMBLY | LIGHTED SWITCH, SPARE, WHITE | TCP
SH0405 | PART OF TCP ASSEMBLY | LIGHTED SWITCH, SPARE, WHITE | TCP
SH0406 | PART OF TCP ASSEMBLY | LIGHTED SWITCH, SPARE, WHITE | TCP
SH0407 | PART OF TCP ASSEMBLY | LIGHTED SWITCH, SPARE, WHITE | TCP
SH0408 | PART OF TCP ASSEMBLY | LIGHTED SWITCH, AUTO/MANUAL SELECT, WHITE | TCP
XT0200 | 1066730-1 | TERMINAL STRIP, 4 CONDUCTOR | TCP
XT0564 | 1066730-10,1066730-9,1067996-4 | DIODE TERMINAL STRIP, 4 CONDUCTOR | TCP