## Blue Labels
(SHT 1) JB71 B,BOX CONTROL | (SHT 10) JB71 B,DOOR CTRL | (SHT 11) JB71 B,DOOR OPR | (SHT 12) JB71 C,DOOR PNL EQP | (SHT 13) JB71 B,PNL CUSTOMER | (SHT 14) JB71 C,PNL GPP FULL | (SHT 15) JB71 C,LIQUID FUEL | (SHT 16) JB71 B, EQP PWR DOOR | (SHT 2) JB71 B,PNL DC PWR | (SHT 3) JB71 B,PNL VIBRATION | (SHT 4) JB71 B,PNL CTRL1 | (SHT 5) JB71 B,PNL CTRL2 | (SHT 6) JB71 B,PNL GEN CTRL | (SHT 7) JB71 C,PNL EQP CTRL | (SHT 8) JB71 C,PNL PSS | (SHT 9) PNL,PROBE DRIVER
EL0100 | AT1100K | SB0472 | SA0170 | FU0180 | AT4000 | GR0050 | UV0170 | PEG0130 | FU0400 | WC0020 | KA0060 | AT0140 | AT0178 | KA2400 | UA1210
EL0101 | AT1100 | SH0471 | HL0171 | FU0181 |  | AF0051 | FU0170 | XTFG78 | FU0410 | FU0010 | KA0380 | XT0782 | KA0172 | KA2401 | UA1211
|  | SH0470 | HL0172 | FU0182 |  | AF0052 | FU0171 | XT0786 | FU0411 | FU0100 | KA0382 | XT0780 | KA0174 | KA2402 | UA1220
|  | SB0471 | SH6500 | FU0183 |  | AF0053 | FU0172 | XT0785 | FU0412 | FU0210 | KA0061 | QF0784 | KA0178 | KA2500 | UA1221
|  | SB0473 |  | FU0650 |  | XT0059 | XT0175 | XT0784 | FU0680 | FU0070 | KA0062 | QF0782 | XT0173 | KA2501 | UA1230
|  | SB0474 |  | FU0651 |  | AU0050 | GR0175 | XT0781 | XT0401 | FU0071 | KA0070 | QF0781 | GR0171 | KA2502 | UA1231
|  | SA0471 |  | FU0652 |  | XT0050 |  | XT2551 | UA1520 | FU0072 | XT0069 | XT0783 | AT0170 | KA2503 | UA1262
|  | SA0475 |  | FU0659 |  | FU0051 |  | GR0133 | XT1520 | FU0073 | KA0130 | XT0141 | AT0176 | KA2504 | UA1263
|  | HA0472 |  | XT0180 |  | FU0052 |  | XT0005 | XT1521 | FU0091 | KA0131 | XT0142 | AT0175 | KA2505 | XTFGJB5
|  | SH0472 |  | AU0650 |  | FU0350 |  | XT0004 | AT0680 | FU0092 | KA0132 | XT0313 | GR0172 | KA2506 | GR1110
|  | SA0473 |  | AF0651 |  | FU0050 |  | XT0003 | GR0400 | FU0093 | KA0133 | XT0143 | XT0170 | KA2507
|  | SB0333 |  | AF0652 |  | FU0351 |  | XT0002 | AF0450 | FU0094 | KA0134 | KA0313 | XT0171 | KA2508
|  |  |  | AF0653 |  | FU0355 |  | GR0132 | AF0420 | FU0099 | KA0135 | XT0122 | XT0172 | KA2509
|  |  |  | AF0654 |  | FU2220 |  | UJ0131 | AF0410 | FU1100 | KA0136 | FV0721 | GR0170 | KA2510
|  |  |  | AF0655 |  | FU2228 |  | FU0136 | AF0400 | XT0070 | KA0137 | FV0722 |  | KA2511
|  |  |  | XT0187 |  | FU2611 |  | FU0005 | XT0400 | PC0470 | KA0138 | KA0188 |  | KA2512
|  |  |  | XT0188 |  | KA2200 |  | FU0004 |  | PC0471 | KA0141 | KA0189 |  | KA2513
|  |  |  | KA0191 |  | KA0383 |  | GR0130 |  | GR0071 | KA0176 | KA0332 |  | KA2514
|  |  |  | KA0193 |  | KA0071 |  | IEG0010 |  | AF0094 | KA0177 | KA0333 |  | KA2515
|  |  |  | KA0190 |  | KA0051 |  | XTFG08 |  | AF0096 | KA0231 | KA0342 |  | GR0176
|  |  |  | KA0192 |  | KA0050 |  | XTFG06 |  | AF0093 | KA0232 | XT0336 |  | AT0250
|  |  |  | GR0650 |  | KA0381 |  | XT0011 |  | AF0092 | KA0235 | XT0337
|  |  |  | KA0180 |  | GR0051 |  | FU0015 |  | AF0091 | KA0238 | XT0338
|  |  |  | KA0181 |  | AF0352 |  | FU0014 |  | AU0090 | KA0239 | GR0140
|  |  |  | KA0184 |  | AF0351 |  | FU0013 |  | GR0090 | KA0240 | KA0186
|  |  |  | KA0290 |  | AU0350 |  | FU0012 |  | AF0075 | KA0241 | KA0185
|  |  |  | KA0291 |  | GR0350 |  | FU0011 |  | AF0074 | KA0242 | KA0365
|  |  |  | KA0650 |  |  |  | GR0131 |  | AF0073 | KA0244 | KA0352
|  |  |  | KA0651 |  |  |  | XT0012 |  | AF0072 | KA0248 | KA0351
|  |  |  | KA0652 | [5 empty] | AF0071 | KA0249 | XT0123
|  |  |  | KA0653 | [5 empty] | AU0070 | KA0243 | KA0336
|  |  |  | KA0654 | [5 empty] | GR0070 | KA0245 | KA0330
|  |  |  | KA0655 | [5 empty] | AF0095 | KT0140 | XT4001
|  |  |  | KA0656 | [5 empty] | XT0071 | KT0141 | XT0125
|  |  |  | KA0657 | [5 empty] | XT0091 | KT0142 | XT0120
|  |  |  | KA0658 | [5 empty] | KA0233 | KT0143 | FU0127
|  |  |  | UAI1170 | [5 empty] | KA0234 | KT0144 | FU0126
|  |  |  | XT1170 | [5 empty] | KA0875 | KT0145 | FU0125
|  |  |  | GR0652 | [5 empty] | KA1020 | KT0146 | FU0124
|  |  |  | XT0186 | [5 empty] | GR0091 | UAI6410 | FU0123
|  |  |  | XT0189 | [5 empty] | AT0600 | XT6410 | FU0122
|  |  |  | GR0651 | [5 empty] | UV0600 | XTFG12 | FU0121
|  |  |  | FU0128 | [5 empty] | AP0601 | XT0237 | FU0120
|  |  |  | FU0129 | [5 empty] | AP0602 | GR0383 | XT0128
|  |  |  | FU0250 | [5 empty] | AP0603 | GR0382 | XT0124
|  |  |  | XT0129 | [5 empty] | AP0604 | XT0072 | XT0121
|  |  |  | KA0310 | [5 empty] | AP0605 | XT0087 | XT4002
|  |  |  | KA0128 | [5 empty] | AP0606 | XT0089 | XT4004
|  |  |  | KA0123 | [5 empty] | AR0600 | XT1200 | GR0141
|  |  |  | XT0140 | [5 empty] | IEG0011 | GR0381 | AF0126
|  |  |  | XT4003 | [6 empty] | FU0060 | AF0125
|  |  |  | XT0144 | [6 empty] | FU0061 | AF0124
|  |  |  | AF0183 | [6 empty] | FU0062 | AF0123
|  |  |  | AF0182 | [6 empty] | FU0380 | AF0122
|  |  |  | AF0181 | [6 empty] | FU0381 | AF0121
|  |  |  | XT0291 | [6 empty] | FU0382 | AU0120
|  |  |  | XT0292 | [6 empty] | FU0387 | GR0120
|  |  |  | XT0299 | [6 empty] | FU0388 | KA0364
|  |  |  | GR0180 | [6 empty] | FU0389
|  |  |  | AU0180 | [6 empty] | FU2108
XT0060
XT0080
XT0081
AF0385
AF0384
AF0383
AF0382
AF0381
AU0380
AF0066
AF0065
AF0064
AF0063
AF0062
AF0061
AU0060
GR0060
SA0472
UA1200

## White Labels
(SHT 16) JB71 B, EQP PWR DOOR | (SHT 4) JB71 B,PNL CTRL1 | (SHT 4) JB71 B,PNL CTRL1 - (SHT 5) JB71 B,PNL CTRL2 | (SHT 4) JB71 B,PNL CTRL1 - (SHT 13) JB71 B,PNL CUSTOMER | (SHT 4) JB71 B,PNL CTRL1 - (SHT 2) JB71 B,PNL DC PWR | (SHT 5) JB71 B,PNL CTRL2 | (SHT 5) JB71 B,PNL CTRL2 - (SHT 2) JB71 B,PNL DC PWR | (SHT 13) JB71 B,PNL CUSTOMER | (SHT 13) JB71 B,PNL CUSTOMER - (SHT 2) JB71 B,PNL DC PWR | (SHT 2) JB71 B,PNL DC PWR | (SHT 2) JB71 B,PNL DC PWR - (SHT 6) JB71 B,PNL GEN CTRL | (SHT 2) JB71 B,PNL DC PWR - (SHT 3) JB71 B,PNL VIBRATION | (SHT 2) JB71 B,PNL DC PWR - (SHT 15) JB71 C,LIQUID FUEL | (SHT 6) JB71 B,PNL GEN CTRL | (SHT 6) JB71 B,PNL GEN CTRL - (SHT 8) JB71 C,PNL PSS | (SHT 3) JB71 B,PNL VIBRATION | (SHT 15) JB71 C,LIQUID FUEL | (SHT 7) JB71 C,PNL EQP CTRL | (SHT 8) JB71 C,PNL PSS
GR0175 | AF0071G | IEG00115 | IEG00116 | IEG0011G | AF0062G | GR0060 | AF0652G | GR0180 | 0V | GR0120 | XT04002 | GR0050 | AU0120G | WC8102 | XT04001 | AU0050G | GR0170 | AT025083
UV0170G | AF0074G | PT6410S | IEG00117 |  | AF0063G | IEG00108 | AF0654G | GR0650 |  | IEG001011 |  | GR0350 | WC8201 | WC8301 |  | AU0350G | GR0171 | AT025095
| AF0093G |  |  |  | AF0064G |  | AU0180G | PT1170S |  |  |  | IEG00105 |  |  |  |  | GR0172 | GR0176
| AF0093P |  |  |  | AF0382G |  | AU0650G | XT01403 |  |  |  | IEG00106
| AF0095G |  |  |  | AU0060G |  | GR0651
| AU0070G |  |  |  | AU0380G |  | GR0652
| AU0090G |  |  |  | IEG00101
GR0070
GR0071
GR0090
GR0091
IEG00111
IEG00112
IEG00113
UV0600G

## Heat Shrink Labels
(SHT 4) JB71 B,PNL CTRL1 - (SHT 5) JB71 B,PNL CTRL2 | (SHT 5) JB71 B,PNL CTRL2 | (SHT 13) JB71 B,PNL CUSTOMER | (SHT 13) JB71 B,PNL CUSTOMER - (SHT 6) JB71 B,PNL GEN CTRL | (SHT 3) JB71 B,PNL VIBRATION | (SHT 7) JB71 C,PNL EQP CTRL
WC4632 | WC4524 | WCCC7581 | WC8009 | WC4749 | WC5118
| WC4624 | WCCC7582 | WCTE6110 |  | WC5500
| WC4633 | WCCC7583 | WCTE6135 |  | WC8066
| WC4657 | WCCC7584 |  |  | WC8067
|  | WCCC7585 |  |  | WC8069
WCCC7586
WCCC7587
WCCC7588
WCCC7589
WCCC7590
WCPDT1110
WCPDT6210
WCPDT6310
WCPDT6311
WCPT1000
WCPT1170
WCUAI1170A
WCUAI1170B

## JB71 B, EQP PWR DOOR
JB71 B, EQP PWR DOOR
Project # | 4P721
Project Name | MEPCO PM5
Revision | 0.2
Controls DE
Phone:
Controls ME
Phone:
From | [5 empty] | To
Device ID | Cable (W) Conductor (SC) Jumper Clip (JC) | Wire No. | Wire ID | Gauge/Size | Page/Zone | Device ID | Location | Page/Zone
XT0175:1 | JC | 0V | CLIP | --- | 34.A1 | XT0175:2 | JB71 B, EQP PWR DOOR | 34.B1
XT0175:2 | JC | 0V | CLIP | --- | 34.B1 | XT0175:3 | JB71 B, EQP PWR DOOR | 34.B1
XT0175:3 | JC | 0V | CLIP | --- | 34.B1 | XT0175:4 | JB71 B, EQP PWR DOOR | 34.B1
FU0170:LD | SC | FU0170 | WHT | 12 | 34.A1 | XT0175:5 | JB71 B, EQP PWR DOOR | 34.A2
FU0171:LD | SC | FU0171 | WHT | 14 | 34.A1 | XT0175:6 | JB71 B, EQP PWR DOOR | 34.A2
FU0171:LI | SC | FU0170 | WHT | 12 | 34.A1 | FU0172:LI | JB71 B, EQP PWR DOOR | 34.B1
FU0171:LI | SC | FU0170 | WHT | 12 | 34.A1 | XT0175:5 | JB71 B, EQP PWR DOOR | 34.A2
FU0172:LD | SC | FU0172 | WHT | 14 | 34.B1 | XT0175:7 | JB71 B, EQP PWR DOOR | 34.B2
GR0175: | SC | GR0175 | GRN/YEL | 14 | 34.B5 | FGGR0175:1 | JB71 B, EQP PWR DOOR | 34.B5
UV0170:1(+) | SC | FU0170 | WHT | 14 | 34.A4 | XT0175:5 | JB71 B, EQP PWR DOOR | 34.A2
UV0170:2(-) | SC | 0V | WHT | 14 | 34.A4 | XT0175:1 | JB71 B, EQP PWR DOOR | 34.A1
UV0170:3(+) | SC | FU0170 | WHT | 14 | 34.A4 | XT0175:5 | JB71 B, EQP PWR DOOR | 34.A2
UV0170:4(-) | SC | 0V | WHT | 14 | 34.A4 | XT0175:1 | JB71 B, EQP PWR DOOR | 34.A1
UV0170:GND | SC | UV0170G | GRN/YEL | 14 | 34.A4 | FG1:2 | JB71 B, EQP PWR DOOR | 34.B6
FU0170:LI | SC | FU0136 | WHT | 12 | 34.A1 | XT0002:3 | JB71 B,PNL DC PWR | 3.A4
XT0175:1 | SC | 0V | WHT | 12 | 34.A1 | XT0003:3 | JB71 B,PNL DC PWR | 3.A4
XT0175:7 | SC | FU0172 | WHT | 20 | 34.B2 | SH6500:1 | JB71 C,DOOR PNL EQP | 142.A1
UV0170:10(-) | SC | UV017010 | WHT | 14 | 34.A4 | AT0175:2P1 | JB71 C,PNL EQP CTRL | 33.B5
UV0170:11(+) | SC | UV017011 | WHT | 14 | 34.A4 | AT0176:1P1 | JB71 C,PNL EQP CTRL | 33.C5
UV0170:12(-) | SC | UV017012 | WHT | 14 | 34.A4 | AT0176:2P1 | JB71 C,PNL EQP CTRL | 33.C5
UV0170:13(+) | SC | LON0P | WHT | 14 | 126.B7 | XT0172:16 | JB71 C,PNL EQP CTRL | 126.A6
UV0170:14(-) | SC | LON0N | WHT | 14 | 126.B7 | XT0172:17 | JB71 C,PNL EQP CTRL | 126.A6
UV0170:15(+) | SC | LON2P | WHT | 14 | 126.B7 | XT0172:19 | JB71 C,PNL EQP CTRL | 126.D6
UV0170:16(-) | SC | LON2N | WHT | 14 | 126.B7 | XT0172:20 | JB71 C,PNL EQP CTRL | 126.D6
UV0170:5(+) | SC | UV01705 | WHT | 14 | 34.A4 | AT0170:1 | JB71 C,PNL EQP CTRL | 33.A5
UV0170:6(-) | SC | UV01706 | WHT | 14 | 34.A4 | AT0170:2 | JB71 C,PNL EQP CTRL | 33.A5
UV0170:7(+) | SC | UV01707 | WHT | 14 | 34.A4 | AT0170:3 | JB71 C,PNL EQP CTRL | 33.A5
UV0170:8(-) | SC | UV01708 | WHT | 14 | 34.A4 | AT0170:4 | JB71 C,PNL EQP CTRL | 33.A5
UV0170:9(+) | SC | UV01709 | WHT | 14 | 34.A4 | AT0175:1P1 | JB71 C,PNL EQP CTRL | 33.B5
XT0175:2 | SC | 0V | WHT | 14 | 34.B1 | XT0172:6 | JB71 C,PNL EQP CTRL | 125.A6
XT0175:3 | SC | 0V | WHT | 20 | 34.B1 | XT0171:14 | JB71 C,PNL EQP CTRL | 142.B5
XT0175:6 | SC | FU0171 | WHT | 14 | 34.A2 | XT0172:4 | JB71 C,PNL EQP CTRL | 125.A6
SolarTools ver. 24.0.84.24712 (Jul 31, 2025)
Report date: 4/29/2026 10:08 AM

## JB71 B,BOX CONTROL
JB71 B,BOX CONTROL
Project # | 4P721
Project Name | MEPCO PM5
Revision | 0.2
Controls DE
Phone:
Controls ME
Phone:
From | [5 empty] | To
Device ID | Cable (W) Conductor (SC) Jumper Clip (JC) | Wire No. | Wire ID | Gauge/Size | Page/Zone | Device ID | Location | Page/Zone
EL0100:1+ | SC | FU0005 | WHT | 16 | 3.C1 | XT0005:2 | JB71 B,PNL DC PWR | 3.C3
EL0100:2- | SC | 0V | WHT | 16 | 3.C1 | XT0005:4 | JB71 B,PNL DC PWR | 3.C3
EL0101:1+ | SC | FU0005 | WHT | 16 | 3.C1 | XT0005:1 | JB71 B,PNL DC PWR | 3.C3
EL0101:2- | SC | 0V | WHT | 16 | 3.C1 | XT0005:3 | JB71 B,PNL DC PWR | 3.C3
SolarTools ver. 24.0.84.24712 (Jul 31, 2025)
Report date: 4/29/2026 10:08 AM

## JB71 B,DOOR CTRL
JB71 B,DOOR CTRL
Project # | 4P721
Project Name | MEPCO PM5
Revision | 0.2
Controls DE
Phone:
Controls ME
Phone:
From | [5 empty] | To
Device ID | Cable (W) Conductor (SC) Jumper Clip (JC) | Wire No. | Wire ID | Gauge/Size | Page/Zone | Device ID | Location | Page/Zone
AT1100:GND | SC | AT1100G | GRN/YEL | 14 | 39.A1 | FRAME | JB71 B,DOOR CTRL | 39.B2
AT1100:USB1 | SC | AT1100K | CABLE | USB | 39.A1 | AT1100K: | JB71 B,DOOR CTRL | 39.A2
AT1100:NEG | SC | 0V | WHT | 14 | 39.A1 | XT0070:12 | JB71 B,PNL CTRL1 | 8.D1
AT1100:POS | SC | FU1100 | WHT | 14 | 39.A1 | FU1100:LD | JB71 B,PNL CTRL1 | 8.D1
AT1100:L1 | WC0011 | AP0605L2 | ENET | CABLE | 39.A1 | AP0605:L2 | JB71 B,PNL CTRL1 | 7.A6
SolarTools ver. 24.0.84.24712 (Jul 31, 2025)
Report date: 4/29/2026 10:08 AM

## JB71 B,DOOR OPR
JB71 B,DOOR OPR
Project # | 4P721
Project Name | MEPCO PM5
Revision | 0.2
Controls DE
Phone:
Controls ME
Phone:
From | [5 empty] | To
Device ID | Cable (W) Conductor (SC) Jumper Clip (JC) | Wire No. | Wire ID | Gauge/Size | Page/Zone | Device ID | Location | Page/Zone
HA0472:Lb | SC | KA087511 | WHT | 20 | 36.C1 | HA0472:La | JB71 B,DOOR OPR | 36.C1
HA0472:Lb | SC | KA087511 | WHT | 20 | 36.C1 | KA0875:11 | JB71 B,PNL CTRL1 | 36.C5
HA0472:N | SC | 0V | WHT | 20 | 36.C1 | XT0070:11 | JB71 B,PNL CTRL1 | 8.D1
SA0471:13 | SC | SA047113 | WHT | 20 | 37.B1 | AF0091:36 | JB71 B,PNL CTRL1 | 37.B7
SA0471:14 | SC | SA047114 | WHT | 20 | 37.B1 | AF0091:04 | JB71 B,PNL CTRL1 | 37.B7
SA0471:23 | SC | SA047123 | WHT | 20 | 37.A1 | AF0091:35 | JB71 B,PNL CTRL1 | 37.A7
SA0471:24 | SC | SA047124 | WHT | 20 | 37.A1 | AF0091:03 | JB71 B,PNL CTRL1 | 37.A7
SA0473:13 | SC | SA047313 | WHT | 20 | 37.D1 | AF0091:40 | JB71 B,PNL CTRL1 | 37.D7
SA0473:14 | SC | SA047314 | WHT | 20 | 37.D1 | AF0091:08 | JB71 B,PNL CTRL1 | 37.D7
SA0473:21 | SC | SA047321 | WHT | 20 | 37.D1 | AF0091:39 | JB71 B,PNL CTRL1 | 37.D7
SA0473:22 | SC | SA047322 | WHT | 20 | 37.D1 | AF0091:07 | JB71 B,PNL CTRL1 | 37.D7
SA0475:13 | SC | SA047513 | WHT | 20 | 37.C1 | AF0091:38 | JB71 B,PNL CTRL1 | 37.C7
SA0475:14 | SC | SA047514 | WHT | 20 | 37.C1 | AF0091:06 | JB71 B,PNL CTRL1 | 37.C7
SA0475:23 | SC | SA047523 | WHT | 20 | 37.C1 | AF0091:37 | JB71 B,PNL CTRL1 | 37.C7
SA0475:24 | SC | SA047524 | WHT | 20 | 37.C1 | AF0091:05 | JB71 B,PNL CTRL1 | 37.C7
SB0333:11 | SC | FU0125 | WHT | 20 | 38.A1 | XT0091:9 | JB71 B,PNL CTRL1 | 38.A5
SB0333:12 | SC | SB033312 | WHT | 20 | 38.A1 | XT0091:10 | JB71 B,PNL CTRL1 | 38.A5
SB0333:21 | SC | SB033321 | WHT | 20 | 38.A1 | AF0091:43 | JB71 B,PNL CTRL1 | 38.A7
SB0333:22 | SC | SB033322 | WHT | 20 | 38.A1 | AF0091:11 | JB71 B,PNL CTRL1 | 38.A7
SB0471:1 | SC | SB04711 | WHT | 20 | 36.D1 | AF0091:32 | JB71 B,PNL CTRL1 | 36.D7
SB0471:2 | SC | SB04712 | WHT | 20 | 36.D1 | AF0091:00 | JB71 B,PNL CTRL1 | 36.D7
SB0472:11 | SC | ESTOPA | WHT | 20 | 37.B1 | XT0091:7 | JB71 B,PNL CTRL1 | 37.B5
SB0472:12 | SC | SB047212 | WHT | 20 | 37.B1 | XT0091:8 | JB71 B,PNL CTRL1 | 37.B5
SB0473:3 | SC | SB04733 | WHT | 20 | 36.D1 | AF0091:33 | JB71 B,PNL CTRL1 | 36.D7
SB0473:4 | SC | SB04734 | WHT | 20 | 36.D1 | AF0091:01 | JB71 B,PNL CTRL1 | 36.D7
SB0474:3 | SC | SB04743 | WHT | 20 | 37.A1 | AF0091:34 | JB71 B,PNL CTRL1 | 37.A7
SB0474:4 | SC | SB04744 | WHT | 20 | 37.A1 | AF0091:02 | JB71 B,PNL CTRL1 | 37.A7
SH0470:1 | SC | SH04701 | WHT | 20 | 36.B1 | AF0091:42 | JB71 B,PNL CTRL1 | 36.B7
SH0470:2 | SC | SH04702 | WHT | 20 | 36.B1 | AF0091:10 | JB71 B,PNL CTRL1 | 36.B7
SH0470:X1 | SC | SH0470X1 | WHT | 20 | 36.B1 | AF0092:01 | JB71 B,PNL CTRL1 | 36.B7
SH0470:X2 | SC | SH0470X2 | WHT | 20 | 36.B1 | AF0092:17 | JB71 B,PNL CTRL1 | 36.B7
SH0471:3 | SC | SH04713 | WHT | 20 | 36.A1 | AF0091:41 | JB71 B,PNL CTRL1 | 36.A7
SH0471:4 | SC | SH04714 | WHT | 20 | 36.A1 | AF0091:09 | JB71 B,PNL CTRL1 | 36.A7
SH0471:X1 | SC | SH0471X1 | WHT | 20 | 36.A1 | AF0092:00 | JB71 B,PNL CTRL1 | 36.A7
SH0471:X2 | SC | SH0471X2 | WHT | 20 | 36.A1 | AF0092:16 | JB71 B,PNL CTRL1 | 36.A7
SH0472:3 | SC | FU0387 | WHT | 20 | 36.B1 | XT0091:1 | JB71 B,PNL CTRL1 | 36.B5
SH0472:4 | SC | KA0241A1 | WHT | 20 | 36.B1 | XT0091:2 | JB71 B,PNL CTRL1 | 36.B5
SH0472:X1 | SC | KA023822 | WHT | 20 | 36.C1 | XT0091:3 | JB71 B,PNL CTRL1 | 36.C5
SH0472:X2 | SC | SH0472X2 | WHT | 20 | 36.C1 | AF0092:18 | JB71 B,PNL CTRL1 | 36.C7
SB0472:21 | SC | SB047221 | WHT | 20 | 37.B1 | AF0381:38 | JB71 B,PNL CTRL2 | 37.B7
SB0472:22 | SC | SB047222 | WHT | 20 | 37.B1 | AF0381:06 | JB71 B,PNL CTRL2 | 37.B7
SolarTools ver. 24.0.84.24712 (Jul 31, 2025)
Report date: 4/29/2026 10:08 AM

## JB71 B,PNL CTRL1
JB71 B,PNL CTRL1
Project # | 4P721
Project Name | MEPCO PM5
Revision | 0.2
Controls DE
Phone:
Controls ME
Phone:
From | [5 empty] | To
Device ID | Cable (W) Conductor (SC) Jumper Clip (JC) | Wire No. | Wire ID | Gauge/Size | Page/Zone | Device ID | Location | Page/Zone
XT0070:10 | JC | 0V | CLIP | --- | 8.D1 | XT0070:11 | JB71 B,PNL CTRL1 | 8.D1
XT0070:11 | JC | 0V | CLIP | --- | 8.D1 | XT0070:12 | JB71 B,PNL CTRL1 | 8.D1
XT0070:2 | JC | 0V | CLIP | --- | 8.A1 | XT0070:3 | JB71 B,PNL CTRL1 | 8.B1
XT0070:3 | JC | 0V | CLIP | --- | 8.B1 | XT0070:5 | JB71 B,PNL CTRL1 | 8.B1
XT0070:5 | JC | 0V | CLIP | --- | 8.B1 | XT0070:6 | JB71 B,PNL CTRL1 | 8.B1
XT0070:6 | JC | 0V | CLIP | --- | 8.B1 | XT0070:7 | JB71 B,PNL CTRL1 | 8.C1
XT0070:7 | JC | 0V | CLIP | --- | 8.C1 | XT0070:9 | JB71 B,PNL CTRL1 | 8.D1
XT0070:9 | JC | 0V | CLIP | --- | 8.D1 | XT0070:10 | JB71 B,PNL CTRL1 | 8.D1
AF0071:COM | SC | AF0071N | WHT | 16 | 8.B2 | AF0072:COM | JB71 B,PNL CTRL1 | 8.A3
AF0071:COM | SC | AU0070N | WHT | 16 | 8.B2 | AU0070:COM | JB71 B,PNL CTRL1 | 8.A2
AF0071:SH | SC | AF0071G | GRN | 14 | 8.B2 | AF0074:SH | JB71 B,PNL CTRL1 | 8.A4
AF0071:SH | SC | AU0070G | GRN | 14 | 8.B2 | AU0070:GND | JB71 B,PNL CTRL1 | 8.A2
AF0071:V+ | SC | AF0071P | WHT | 16 | 8.B2 | AF0072:V+ | JB71 B,PNL CTRL1 | 8.A3
AF0071:V+ | SC | AU0070P | WHT | 16 | 8.B2 | AU0070:V+ | JB71 B,PNL CTRL1 | 8.A2
AF0073:00 | SC | KA1020A1 | WHT | 20 | 6.B7 | KA1020:A1 | JB71 B,PNL CTRL1 | 6.B5
AF0073:16 | SC | KA1020A2 | WHT | 20 | 6.B7 | KA1020:A2 | JB71 B,PNL CTRL1 | 6.B5
AF0073:COM | SC | 0V | WHT | 16 | 8.A3 | XT0070:5 | JB71 B,PNL CTRL1 | 8.B1
AF0073:V+ | SC | FU0071 | WHT | 16 | 8.A3 | XT0070:4 | JB71 B,PNL CTRL1 | 8.B1
AF0074:COM | SC | 0V | WHT | 14 | 8.A4 | XT0070:6 | JB71 B,PNL CTRL1 | 8.B1
AF0074:COM | SC | AF0074N | WHT | 16 | 8.A4 | AF0075:COM | JB71 B,PNL CTRL1 | 8.B5
AF0074:SH | SC | AF0074G | GRN | 14 | 8.A4 | AF0075:SH | JB71 B,PNL CTRL1 | 8.B5
AF0074:V+ | SC | AF0074P | WHT | 16 | 8.A4 | AF0075:V+ | JB71 B,PNL CTRL1 | 8.B5
AF0074:V+ | SC | FU0072 | WHT | 16 | 8.A4 | FU0072:LD | JB71 B,PNL CTRL1 | 8.B1
AF0075:12 | SC | 007512 | WHT | 20 | 8.A6 | AF0075:13 | JB71 B,PNL CTRL1 | 8.A6
AF0075:SH | SC | IEG00112 | GRN | 14 | 8.B5 | IEG0011:2 | JB71 B,PNL CTRL1 | 8.B5
AF0091:COM | SC | AU0090N | WHT | 16 | 8.C2 | AU0090:COM | JB71 B,PNL CTRL1 | 8.C2
AF0091:V+ | SC | AU0090P | WHT | 16 | 8.C2 | AU0090:V+ | JB71 B,PNL CTRL1 | 8.C2
AF0092:02 | SC | KA023822 | WHT | 20 | 36.C7 | XT0091:3 | JB71 B,PNL CTRL1 | 36.C5
AF0092:03 | SC | KA0875A1 | WHT | 20 | 8.A6 | KA0875:A1 | JB71 B,PNL CTRL1 | 8.A6
AF0092:06 | SC | KA023314 | WHT | 20 | 56.B7 | KA0233:14 | JB71 B,PNL CTRL1 | 56.B5
AF0092:08 | SC | KA023414 | WHT | 20 | 57.B7 | KA0234:14 | JB71 B,PNL CTRL1 | 57.B5
AF0092:11 | SC | 009211 | WHT | 20 | 6.B7 | PC0470:INP A | JB71 B,PNL CTRL1 | 6.B5
AF0092:19 | SC | KA0875A2 | WHT | 20 | 8.A6 | KA0875:A2 | JB71 B,PNL CTRL1 | 8.A6
AF0092:27 | SC | 009227 | WHT | 20 | 6.B7 | PC0470:-PWR | JB71 B,PNL CTRL1 | 6.B5
AF0092:43 | SC | 009243 | WHT | 20 | 6.B7 | PC0470:+PWR | JB71 B,PNL CTRL1 | 6.B5
AF0092:COM | SC | 0V | WHT | 16 | 8.C3 | XT0070:7 | JB71 B,PNL CTRL1 | 8.C1
AF0092:V+ | SC | FU0092 | WHT | 16 | 8.C3 | FU0092:LD | JB71 B,PNL CTRL1 | 8.C1
AF0093:COM | SC | AF0093N | WHT | 16 | 8.C3 | AF0094:COM | JB71 B,PNL CTRL1 | 8.C6
AF0093:COM | SC | 0V | WHT | 16 | 8.C3 | XT0070:9 | JB71 B,PNL CTRL1 | 8.D1
AF0093:SH | SC | AF0093G | GRN | 14 | 8.C3 | AF0094:SH | JB71 B,PNL CTRL1 | 8.C6
AF0093:SH | SC | AU0090G | GRN | 14 | 8.C3 | AU0090:GND | JB71 B,PNL CTRL1 | 8.C2
AF0093:V+ | SC | AF0093P | GRN | 14 | 8.C3 | AF0094:V+ | JB71 B,PNL CTRL1 | 8.C6
AF0093:V+ | SC | FU0093 | WHT | 16 | 8.C3 | XT0070:8 | JB71 B,PNL CTRL1 | 8.D2
AF0094:COM | SC | AF0094N | WHT | 16 | 8.C6 | AF0095:COM | JB71 B,PNL CTRL1 | 8.C5
AF0094:SH | SC | AF0094G | WHT | 14 | 8.C6 | AF0095:SH | JB71 B,PNL CTRL1 | 8.C5
AF0094:V+ | SC | AF0094P | WHT | 16 | 8.C6 | AF0095:V+ | JB71 B,PNL CTRL1 | 8.C5
AF0095:COM | SC | AF0095N | WHT | 16 | 8.C5 | AF0096:COM | JB71 B,PNL CTRL1 | 8.C5
AF0095:SH | SC | AF0095G | GRN | 14 | 8.C5 | AF0096:SH | JB71 B,PNL CTRL1 | 8.C5
AF0095:V+ | SC | AF0095P | WHT | 16 | 8.C5 | AF0096:V+ | JB71 B,PNL CTRL1 | 8.C5
AF0096:SH | SC | IEG00113 | GRN | 14 | 8.C5 | IEG0011:3 | JB71 B,PNL CTRL1 | 8.D5
AR0600:IE1 | SC | UV0600G | GRN | 14 | 7.A1 | UV0600:GND | JB71 B,PNL CTRL1 | 7.B2
AR0600:IE2 | SC | IEG00111 | GRN | 12 | 7.A1 | IEG0011:1 | JB71 B,PNL CTRL1 | 7.B6
AU0070:COM | SC | 0V | WHT | 16 | 8.A2 | XT0070:3 | JB71 B,PNL CTRL1 | 8.B1
AU0070:V+ | SC | FU0070 | WHT | 16 | 8.A2 | FU0070:LD | JB71 B,PNL CTRL1 | 8.B1
AU0090:COM | SC | 0V | WHT | 16 | 8.C2 | XT0070:7 | JB71 B,PNL CTRL1 | 8.C1
AU0090:V+ | SC | FU0091 | WHT | 16 | 8.C2 | FU0091:LD | JB71 B,PNL CTRL1 | 8.C1
FU0010:LD | SC | FU0010 | WHT | 14 | 7.A1 | UV0600:(+) | JB71 B,PNL CTRL1 | 7.B2
FU0010:LI | SC | FU0136 | WHT | 12 | 7.A1 | XT0070:1 | JB71 B,PNL CTRL1 | 8.A1
FU0070:LI | SC | FU0210 | WHT | 14 | 8.B1 | FU0071:LI | JB71 B,PNL CTRL1 | 8.B1
FU0070:LI | SC | FU0210 | WHT | 14 | 8.B1 | FU0210:LD | JB71 B,PNL CTRL1 | 8.A1
FU0071:LD | SC | FU0071 | WHT | 16 | 8.B1 | XT0070:4 | JB71 B,PNL CTRL1 | 8.B1
FU0071:LI | SC | FU0210 | WHT | 14 | 8.B1 | FU0072:LI | JB71 B,PNL CTRL1 | 8.B1
FU0072:LI | SC | FU0210 | WHT | 14 | 8.B1 | FU0091:LI | JB71 B,PNL CTRL1 | 8.C1
FU0091:LI | SC | FU0210 | WHT | 14 | 8.C1 | FU0092:LI | JB71 B,PNL CTRL1 | 8.C1
FU0092:LI | SC | FU0210 | WHT | 14 | 8.C1 | FU0093:LI | JB71 B,PNL CTRL1 | 8.D1
FU0093:LD | SC | FU0093 | WHT | 16 | 8.D1 | XT0070:8 | JB71 B,PNL CTRL1 | 8.D2
FU0093:LI | SC | FU0210 | WHT | 14 | 8.D1 | FU0094:LI | JB71 B,PNL CTRL1 | 8.D1
FU0094:LD | SC | FU0094 | WHT | 16 | 8.D1 | XT0070:13 | JB71 B,PNL CTRL1 | 8.D2
FU0094:LI | SC | FU0210 | WHT | 14 | 8.D1 | FU0099:LI | JB71 B,PNL CTRL1 | 8.D1
FU0099:LD | SC | FU0099 | WHT | 16 | 8.D1 | XT0091:5 | JB71 B,PNL CTRL1 | 36.C6
FU0099:LI | SC | FU0210 | WHT | 14 | 8.D1 | FU1100:LI | JB71 B,PNL CTRL1 | 8.D1
FU0100:LD | SC | FU0100 | WHT | 14 | 8.A3 | KA1020:14 | JB71 B,PNL CTRL1 | 55.A5
FU0100:LI | SC | FU0136 | WHT | 12 | 8.A3 | XT0070:1 | JB71 B,PNL CTRL1 | 8.A1
FU0210:LI | SC | FU0136 | WHT | 12 | 8.A1 | XT0070:1 | JB71 B,PNL CTRL1 | 8.A1
GR0070: | SC | GR0070 | GRN | 14 | 8.D3 | IEG0011:12 | JB71 B,PNL CTRL1 | 8.D4
GR0071: | SC | GR0071 | GRN/YEL | 14 | 8.D6 | FGGR0071:1 | JB71 B,PNL CTRL1 | 8.D7
GR0090: | SC | GR0090 | GRN | 14 | 8.D5 | IEG0011:14 | JB71 B,PNL CTRL1 | 8.D6
GR0091: | SC | GR0091 | GRN | 14 | 8.D4 | IEG0011:4 | JB71 B,PNL CTRL1 | 8.D5
KA0233:A1 | SC | KA0131A1 | WHT | 20 | 6.A6 | KA0234:A1 | JB71 B,PNL CTRL1 | 6.A6
KA0233:A2 | SC | KA0131A2 | WHT | 20 | 6.A6 | KA0234:A2 | JB71 B,PNL CTRL1 | 6.A6
KA0234:21 | SC | KA087511 | WHT | 20 | 36.C5 | KA0875:11 | JB71 B,PNL CTRL1 | 36.C5
KA0234:22 | SC | KA023422 | WHT | 20 | 36.C5 | XT0091:4 | JB71 B,PNL CTRL1 | 36.C6
KA0234:A1 | SC | KA0131A1 | WHT | 20 | 6.A6 | XT0091:11 | JB71 B,PNL CTRL1 | 6.A5
KA0234:A2 | SC | KA0131A2 | WHT | 20 | 6.A6 | XT0091:12 | JB71 B,PNL CTRL1 | 6.A5
KA0875:14 | SC | FU0099 | WHT | 20 | 36.C5 | XT0091:5 | JB71 B,PNL CTRL1 | 36.C6
KA1020:24 | SC | 0V | WHT | 14 | 55.A5 | XT0070:2 | JB71 B,PNL CTRL1 | 8.A1
PC0470:INP A | SC | 009211 | WHT | 20 | 6.B5 | PC0470:INP B | JB71 B,PNL CTRL1 | 6.B5
UV0600:(-) | SC | 0V | WHT | 14 | 7.B2 | XT0070:2 | JB71 B,PNL CTRL1 | 8.A1
AP0602:L2 | WC0001 | AP0602L2 | ENET | CABLE | 7.A4 | AP0603:L1 | JB71 B,PNL CTRL1 | 7.A5
AP0603:L2 | WC0003 | AP0603L2 | ENET | CABLE | 7.A5 | AU0070:L1 | JB71 B,PNL CTRL1 | 8.A2
AU0070:L2 | WC0007 | AU0070L2 | ENET | CABLE | 8.A2 | AU0090:L1 | JB71 B,PNL CTRL1 | 8.C2
AF0093:J | WC8046 | AF0093J | CABLE | CABLE | 8.C3 | AF0094:J | JB71 B,PNL CTRL1 | 8.C6
FU1100:LD | SC | FU1100 | WHT | 14 | 8.D1 | AT1100:POS | JB71 B,DOOR CTRL | 39.A1
XT0070:12 | SC | 0V | WHT | 14 | 8.D1 | AT1100:NEG | JB71 B,DOOR CTRL | 39.A1
AP0605:L2 | WC0011 | AP0605L2 | ENET | CABLE | 7.A6 | AT1100:L1 | JB71 B,DOOR CTRL | 39.A1
AF0091:00 | SC | SB04712 | WHT | 20 | 36.D7 | SB0471:2 | JB71 B,DOOR OPR | 36.D1
AF0091:01 | SC | SB04734 | WHT | 20 | 36.D7 | SB0473:4 | JB71 B,DOOR OPR | 36.D1
AF0091:02 | SC | SB04744 | WHT | 20 | 37.A7 | SB0474:4 | JB71 B,DOOR OPR | 37.A1
AF0091:03 | SC | SA047124 | WHT | 20 | 37.A7 | SA0471:24 | JB71 B,DOOR OPR | 37.A1
AF0091:04 | SC | SA047114 | WHT | 20 | 37.B7 | SA0471:14 | JB71 B,DOOR OPR | 37.B1
AF0091:05 | SC | SA047524 | WHT | 20 | 37.C7 | SA0475:24 | JB71 B,DOOR OPR | 37.C1
AF0091:06 | SC | SA047514 | WHT | 20 | 37.C7 | SA0475:14 | JB71 B,DOOR OPR | 37.C1
AF0091:07 | SC | SA047322 | WHT | 20 | 37.D7 | SA0473:22 | JB71 B,DOOR OPR | 37.D1
AF0091:08 | SC | SA047314 | WHT | 20 | 37.D7 | SA0473:14 | JB71 B,DOOR OPR | 37.D1
AF0091:09 | SC | SH04714 | WHT | 20 | 36.A7 | SH0471:4 | JB71 B,DOOR OPR | 36.A1
AF0091:10 | SC | SH04702 | WHT | 20 | 36.B7 | SH0470:2 | JB71 B,DOOR OPR | 36.B1
AF0091:11 | SC | SB033322 | WHT | 20 | 38.A7 | SB0333:22 | JB71 B,DOOR OPR | 38.A1
AF0091:32 | SC | SB04711 | WHT | 20 | 36.D7 | SB0471:1 | JB71 B,DOOR OPR | 36.D1
AF0091:33 | SC | SB04733 | WHT | 20 | 36.D7 | SB0473:3 | JB71 B,DOOR OPR | 36.D1
AF0091:34 | SC | SB04743 | WHT | 20 | 37.A7 | SB0474:3 | JB71 B,DOOR OPR | 37.A1
AF0091:35 | SC | SA047123 | WHT | 20 | 37.A7 | SA0471:23 | JB71 B,DOOR OPR | 37.A1
AF0091:36 | SC | SA047113 | WHT | 20 | 37.B7 | SA0471:13 | JB71 B,DOOR OPR | 37.B1
AF0091:37 | SC | SA047523 | WHT | 20 | 37.C7 | SA0475:23 | JB71 B,DOOR OPR | 37.C1
AF0091:38 | SC | SA047513 | WHT | 20 | 37.C7 | SA0475:13 | JB71 B,DOOR OPR | 37.C1
AF0091:39 | SC | SA047321 | WHT | 20 | 37.D7 | SA0473:21 | JB71 B,DOOR OPR | 37.D1
AF0091:40 | SC | SA047313 | WHT | 20 | 37.D7 | SA0473:13 | JB71 B,DOOR OPR | 37.D1
AF0091:41 | SC | SH04713 | WHT | 20 | 36.A7 | SH0471:3 | JB71 B,DOOR OPR | 36.A1
AF0091:42 | SC | SH04701 | WHT | 20 | 36.B7 | SH0470:1 | JB71 B,DOOR OPR | 36.B1
AF0091:43 | SC | SB033321 | WHT | 20 | 38.A7 | SB0333:21 | JB71 B,DOOR OPR | 38.A1
AF0092:00 | SC | SH0471X1 | WHT | 20 | 36.A7 | SH0471:X1 | JB71 B,DOOR OPR | 36.A1
AF0092:01 | SC | SH0470X1 | WHT | 20 | 36.B7 | SH0470:X1 | JB71 B,DOOR OPR | 36.B1
AF0092:16 | SC | SH0471X2 | WHT | 20 | 36.A7 | SH0471:X2 | JB71 B,DOOR OPR | 36.A1
AF0092:17 | SC | SH0470X2 | WHT | 20 | 36.B7 | SH0470:X2 | JB71 B,DOOR OPR | 36.B1
AF0092:18 | SC | SH0472X2 | WHT | 20 | 36.C7 | SH0472:X2 | JB71 B,DOOR OPR | 36.C1
KA0875:11 | SC | KA087511 | WHT | 20 | 36.C5 | HA0472:Lb | JB71 B,DOOR OPR | 36.C1
XT0070:11 | SC | 0V | WHT | 20 | 8.D1 | HA0472:N | JB71 B,DOOR OPR | 36.C1
XT0091:1 | SC | FU0387 | WHT | 20 | 36.B5 | SH0472:3 | JB71 B,DOOR OPR | 36.B1
XT0091:10 | SC | SB033312 | WHT | 20 | 38.A5 | SB0333:12 | JB71 B,DOOR OPR | 38.A1
XT0091:2 | SC | KA0241A1 | WHT | 20 | 36.B5 | SH0472:4 | JB71 B,DOOR OPR | 36.B1
XT0091:3 | SC | KA023822 | WHT | 20 | 36.C5 | SH0472:X1 | JB71 B,DOOR OPR | 36.C1
XT0091:7 | SC | ESTOPA | WHT | 20 | 37.B5 | SB0472:11 | JB71 B,DOOR OPR | 37.B1
XT0091:8 | SC | SB047212 | WHT | 20 | 37.B5 | SB0472:12 | JB71 B,DOOR OPR | 37.B1
XT0091:9 | SC | FU0125 | WHT | 20 | 38.A5 | SB0333:11 | JB71 B,DOOR OPR | 38.A1
AF0072:03 | SC | KA023814 | WHT | 20 | 14.B6 | KA0238:14 | JB71 B,PNL CTRL2 | 14.B5
AF0072:04 | SC | KT014618 | WHT | 20 | 16.B6 | KT0146:18 | JB71 B,PNL CTRL2 | 16.B4
AF0072:05 | SC | UA1200J21 | WHT | 20 | 17.D7 | XT1200:15 | JB71 B,PNL CTRL2 | 17.D4
AF0072:20 | SC | KA0131A2 | WHT | 20 | 16.B6 | KA0131:A2 | JB71 B,PNL CTRL2 | 16.C6
AF0072:35 | SC | KA023811 | WHT | 20 | 14.B6 | KA0238:11 | JB71 B,PNL CTRL2 | 14.B5
AF0073:02 | SC | KA007013 | WHT | 20 | 18.A6 | KA0070:13(+) | JB71 B,PNL CTRL2 | 18.A5
AF0073:04 | SC | KT0146B1 | WHT | 20 | 16.A6 | KT0146:B1 | JB71 B,PNL CTRL2 | 16.A4
AF0073:18 | SC | KA007014 | WHT | 20 | 18.A6 | KA0070:14(-) | JB71 B,PNL CTRL2 | 18.A5
AF0073:20 | SC | KT0146A2 | WHT | 20 | 16.A6 | KT0146:A2 | JB71 B,PNL CTRL2 | 16.A4
AF0092:12 | SC | KA0134A1 | WHT | 20 | 12.D3 | KA0134:A1 | JB71 B,PNL CTRL2 | 12.D6
AF0092:34 | SC | 009234 | WHT | 20 | 36.C7 | KA0238:21 | JB71 B,PNL CTRL2 | 14.B3
IEG0011:13 | SC | PT6410S | GRN | 14 | 22.A5 | XT6410:1 | JB71 B,PNL CTRL2 | 22.A5
IEG0011:5 | SC | IEG00115 | GRN | 14 | 11.C5 | AF0385:SH | JB71 B,PNL CTRL2 | 11.C5
XT0070:4 | SC | FU0071 | WHT | 20 | 8.B1 | KA0241:24 | JB71 B,PNL CTRL2 | 16.A5
XT0091:1 | SC | FU0387 | WHT | 20 | 36.B5 | XT0081:5 | JB71 B,PNL CTRL2 | 14.A2
XT0091:11 | SC | KA0131A1 | WHT | 20 | 6.A5 | XT0089:21 | JB71 B,PNL CTRL2 | 16.D5
XT0091:12 | SC | KA0131A2 | WHT | 20 | 6.A5 | XT0089:22 | JB71 B,PNL CTRL2 | 16.D6
XT0091:2 | SC | KA0241A1 | WHT | 20 | 36.B5 | KA0241:A1 | JB71 B,PNL CTRL2 | 14.A6
XT0091:3 | SC | KA023822 | WHT | 20 | 36.C5 | KA0238:22 | JB71 B,PNL CTRL2 | 14.B3
XT0091:7 | SC | ESTOPA | WHT | 20 | 37.B5 | XT0089:17 | JB71 B,PNL CTRL2 | 15.B5
XT0091:8 | SC | SB047212 | WHT | 20 | 37.B5 | XT0089:20 | JB71 B,PNL CTRL2 | 15.C5
AF0074:04 | WC4632 | UAI64108 | RED | 20 | 22.A7 | UAI6410:+8 | JB71 B,PNL CTRL2 | 22.A5
AF0074:20 | WC4632 | UAI64107 | BLK | 20 | 22.A7 | UAI6410:-7 | JB71 B,PNL CTRL2 | 22.A5
AF0074:52 | WC4632 | UAI6410S1 | SH | 20 | 22.A7 | FLOATING | JB71 B,PNL CTRL2 | 22.A6
AF0072:06 | SC | KA71782 | WHT | 20 | 44.C7 | XT0189:64 | JB71 B,PNL CUSTOMER | 44.C6
AF0072:07 | SC | KA71772 | WHT | 20 | 44.B7 | XT0189:58 | JB71 B,PNL CUSTOMER | 44.B6
AF0072:38 | SC | KA71781 | WHT | 20 | 44.C7 | XT0189:63 | JB71 B,PNL CUSTOMER | 44.C6
AF0072:39 | SC | KA71771 | WHT | 20 | 44.B7 | XT0189:57 | JB71 B,PNL CUSTOMER | 44.B6
AF0073:05 | SC | KA0191A1 | WHT | 20 | 45.A7 | KA0191:A1 | JB71 B,PNL CUSTOMER | 45.A6
AF0073:06 | SC | KA0193A1 | WHT | 20 | 45.C7 | KA0193:A1 | JB71 B,PNL CUSTOMER | 45.C6
AF0073:21 | SC | KA0191A2 | WHT | 20 | 45.A7 | KA0191:A2 | JB71 B,PNL CUSTOMER | 45.A6
AF0073:22 | SC | KA0193A2 | WHT | 20 | 45.C7 | KA0193:A2 | JB71 B,PNL CUSTOMER | 45.C6
IEG0011:6 | SC | IEG00116 | GRN | 14 | 40.B6 | AF0183:SH | JB71 B,PNL CUSTOMER | 40.B3
IEG0011:7 | SC | IEG00117 | GRN | 14 | 40.D5 | AF0655:SH | JB71 B,PNL CUSTOMER | 40.B5
IEG0011:0 | SC | IEG0011G | GRN | 8 | 5.A2 | IEG0010:00 | JB71 B,PNL DC PWR | 5.A2
XT0070:1 | SC | FU0136 | WHT | 12 | 8.A1 | XT0002:2 | JB71 B,PNL DC PWR | 3.A4
XT0070:2 | SC | 0V | WHT | 12 | 8.A1 | XT0003:2 | JB71 B,PNL DC PWR | 3.A4
XT0091:10 | SC | SB033312 | WHT | 20 | 38.A5 | XT0121:1 | JB71 B,PNL GEN CTRL | 112.A3
XT0091:9 | SC | FU0125 | WHT | 20 | 38.A5 | XT0121:2 | JB71 B,PNL GEN CTRL | 112.A3
AU0090:L2 | WC0009 | AU0090L2 | ENET | CABLE | 8.C2 | AF0410:L1 | JB71 B,PNL VIBRATION | 20.B5
AP0605:L1 | WC0680 | AP0605L1 | ENET | CABLE | 7.A6 | AT0680:LAN1 | JB71 B,PNL VIBRATION | 19.B4
AF0073:03 | SC | KA007113 | WHT | 20 | 51.C6 | KA0071:13(+) | JB71 C,LIQUID FUEL | 51.C5
AF0073:19 | SC | KA007114 | WHT | 20 | 51.C6 | KA0071:14(-) | JB71 C,LIQUID FUEL | 51.C5
PC0471:+PWR | SC | 005144 | WHT | 20 | 50.B5 | AF0051:44 | JB71 C,LIQUID FUEL | 50.B7
PC0471:INP_A | SC | 005112 | WHT | 20 | 50.B5 | AF0051:12 | JB71 C,LIQUID FUEL | 50.B7
PC0471:INP_B | SC | 005114 | WHT | 20 | 50.B5 | AF0051:14 | JB71 C,LIQUID FUEL | 50.B7
PC0471:-PWR | SC | 005128 | WHT | 20 | 50.B5 | AF0051:28 | JB71 C,LIQUID FUEL | 50.B7
XT0091:4 | SC | KA023422 | WHT | 20 | 36.C6 | XT0170:8 | JB71 C,PNL EQP CTRL | 33.D2
XT0091:5 | SC | FU0099 | WHT | 16 | 36.C6 | XT0170:9 | JB71 C,PNL EQP CTRL | 33.D2
AP0601:ENET | SC | AP0601ENET |  |  | 113.D6 | AT0250:45 | JB71 C,PNL PSS | 113.A3
SolarTools ver. 24.0.84.24712 (Jul 31, 2025)
Report date: 4/29/2026 10:08 AM

## JB71 B,PNL CTRL2
JB71 B,PNL CTRL2
Project # | 4P721
Project Name | MEPCO PM5
Revision | 0.2
Controls DE
Phone:
Controls ME
Phone:
From | [5 empty] | To
Device ID | Cable (W) Conductor (SC) Jumper Clip (JC) | Wire No. | Wire ID | Gauge/Size | Page/Zone | Device ID | Location | Page/Zone
XT0060:1 | JC | 0V | CLIP | --- | 11.A1 | XT0060:2 | JB71 B,PNL CTRL2 | 11.B1
XT0060:2 | JC | 0V | CLIP | --- | 11.B1 | XT0060:3 | JB71 B,PNL CTRL2 | 11.B1
XT0060:3 | JC | 0V | CLIP | --- | 11.B1 | XT0060:4 | JB71 B,PNL CTRL2 | 11.C1
XT0060:4 | JC | 0V | CLIP | --- | 11.C1 | XT0060:5 | JB71 B,PNL CTRL2 | 11.C1
XT0060:5 | JC | 0V | CLIP | --- | 11.C1 | XT0060:6 | JB71 B,PNL CTRL2 | 11.D1
XT0060:6 | JC | 0V | CLIP | --- | 11.D1 | XT0060:7 | JB71 B,PNL CTRL2 | 11.D1
XT0060:7 | JC | 0V | CLIP | --- | 11.D1 | XT0060:8 | JB71 B,PNL CTRL2 | 11.D1
XT0060:8 | JC | 0V | CLIP | --- | 11.D1 | XT0060:9 | JB71 B,PNL CTRL2 | 11.D1
XT0060:9 | JC | 0V | CLIP | --- | 11.D1 | XT0060:10 | JB71 B,PNL CTRL2 | 11.D1
XT0080:1 | JC | 0V | CLIP | --- | 12.A6 | XT0080:2 | JB71 B,PNL CTRL2 | 13.A6
XT0080:3 | JC | 0V | CLIP | --- | 9.A6 | XT0080:2 | JB71 B,PNL CTRL2 | 13.A6
XT0080:3 | JC | 0V | CLIP | --- | 9.A6 | XT0080:4 | JB71 B,PNL CTRL2 | 10.A6
XT0080:4 | JC | 0V | CLIP | --- | 10.A6 | XT0080:5 | JB71 B,PNL CTRL2 | 14.A6
XT0080:6 | JC | 0V | CLIP | --- | 4.B6 | XT0080:5 | JB71 B,PNL CTRL2 | 14.A6
XT0081:1 | JC | FU0387 | CLIP | --- | 12.A2 | XT0081:2 | JB71 B,PNL CTRL2 | 13.A2
XT0081:3 | JC | FU0387 | CLIP | --- | 9.A2 | XT0081:2 | JB71 B,PNL CTRL2 | 13.A2
XT0081:3 | JC | FU0387 | CLIP | --- | 9.A2 | XT0081:4 | JB71 B,PNL CTRL2 | 10.A2
XT0081:4 | JC | FU0387 | CLIP | --- | 10.A2 | XT0081:5 | JB71 B,PNL CTRL2 | 14.A2
AF0061:06 | SC | KA013624 | WHT | 20 | 12.D2 | KA0136:24 | JB71 B,PNL CTRL2 | 12.D1
AF0061:08 | SC | SA047222 | WHT | 20 | 15.D7 | SA0472:22 | JB71 B,PNL CTRL2 | 15.D4
AF0061:10 | SC | KA014114 | WHT | 20 | 16.A6 | KA0141:14 | JB71 B,PNL CTRL2 | 16.A5
AF0061:12 | SC | KA0134A1 | WHT | 20 | 12.D4 | KA0134:A1 | JB71 B,PNL CTRL2 | 12.D6
AF0061:38 | SC | KA013621 | WHT | 20 | 12.D2 | KA0136:21 | JB71 B,PNL CTRL2 | 12.D1
AF0061:40 | SC | SA047221 | WHT | 20 | 15.D7 | SA0472:21 | JB71 B,PNL CTRL2 | 15.D4
AF0061:42 | SC | KA014111 | WHT | 20 | 16.A6 | KA0141:11 | JB71 B,PNL CTRL2 | 16.A5
AF0061:COM | SC | AF0061N | WHT | 16 | 11.B2 | AF0062:COM | JB71 B,PNL CTRL2 | 11.A3
AF0061:COM | SC | AU0060N | WHT | 16 | 11.B2 | AU0060:COM | JB71 B,PNL CTRL2 | 11.A2
AF0061:V+ | SC | AF0061P | WHT | 16 | 11.B2 | AF0062:V+ | JB71 B,PNL CTRL2 | 11.A3
AF0061:V+ | SC | AU0060P | WHT | 16 | 11.B2 | AU0060:V+ | JB71 B,PNL CTRL2 | 11.A2
AF0062:COM | SC | AF0062N | WHT | 16 | 11.A3 | AF0063:COM | JB71 B,PNL CTRL2 | 11.B3
AF0062:SH | SC | AF0062G | GRN | 14 | 11.A3 | AF0063:SH | JB71 B,PNL CTRL2 | 11.B3
AF0062:SH | SC | AU0060G | GRN | 14 | 11.A3 | AU0060:GND | JB71 B,PNL CTRL2 | 11.A2
AF0062:V+ | SC | AF0062P | WHT | 16 | 11.A3 | AF0063:V+ | JB71 B,PNL CTRL2 | 11.B3
AF0063:COM | SC | AF0063N | WHT | 16 | 11.B3 | AF0064:COM | JB71 B,PNL CTRL2 | 11.B4
AF0063:SH | SC | AF0063G | GRN | 14 | 11.B3 | AF0064:SH | JB71 B,PNL CTRL2 | 11.B4
AF0063:V+ | SC | AF0063P | WHT | 16 | 11.B3 | AF0064:V+ | JB71 B,PNL CTRL2 | 11.B4
AF0064:COM | SC | AF0064N | WHT | 16 | 11.B4 | AF0065:COM | JB71 B,PNL CTRL2 | 11.B5
AF0064:SH | SC | AF0064G | GRN | 14 | 11.B4 | AF0065:SH | JB71 B,PNL CTRL2 | 11.B5
AF0064:V+ | SC | AF0064P | WHT | 16 | 11.B4 | AF0065:V+ | JB71 B,PNL CTRL2 | 11.B5
AF0066:04 | SC | KA03802 | WHT | 20 | 77.B7 | KA0380:2 | JB71 B,PNL CTRL2 | 77.B5
AF0066:12 | SC | KA03822 | WHT | 20 | 75.C7 | KA0382:2 | JB71 B,PNL CTRL2 | 75.C6
AF0066:14 | SC | KA0133A1 | WHT | 20 | 12.B4 | KA0133:A1 | JB71 B,PNL CTRL2 | 12.B6
AF0066:20 | SC | SV21202 | WHT | 20 | 77.B7 | XT0069:1 | JB71 B,PNL CTRL2 | 77.B5
AF0066:28 | SC | SV21132 | WHT | 20 | 75.C7 | XT0069:3 | JB71 B,PNL CTRL2 | 75.C5
AF0066:COM | SC | 0V | WHT | 16 | 11.B5 | XT0060:3 | JB71 B,PNL CTRL2 | 11.B1
AF0066:V+ | SC | FU0062 | WHT | 16 | 11.B5 | FU0062:LD | JB71 B,PNL CTRL2 | 11.B1
AF0381:00 | SC | SB75122 | WHT | 20 | 15.B7 | XT0089:15 | JB71 B,PNL CTRL2 | 15.B5
AF0381:01 | SC | 038101 | WHT | 20 | 9.D7 | KA0244:24 | JB71 B,PNL CTRL2 | 9.D6
AF0381:02 | SC | 038102 | WHT | 20 | 9.D7 | KA0249:24 | JB71 B,PNL CTRL2 | 9.D6
AF0381:03 | SC | SB647222 | WHT | 20 | 15.B7 | XT0089:19 | JB71 B,PNL CTRL2 | 15.B5
AF0381:04 | SC | KA013014 | WHT | 20 | 17.C7 | KA0130:14 | JB71 B,PNL CTRL2 | 17.D5
AF0381:20 | SC | UA1200J27 | WHT | 20 | 17.C7 | XT1200:14 | JB71 B,PNL CTRL2 | 17.D4
AF0381:32 | SC | SB7512C1 | WHT | 20 | 15.B7 | XT0089:14 | JB71 B,PNL CTRL2 | 15.B5
AF0381:33 | SC | 038133 | WHT | 20 | 9.D7 | KA0244:21 | JB71 B,PNL CTRL2 | 9.D6
AF0381:34 | SC | 038134 | WHT | 20 | 9.D7 | KA0249:21 | JB71 B,PNL CTRL2 | 9.D6
AF0381:35 | SC | SB647221 | WHT | 20 | 15.B7 | XT0089:18 | JB71 B,PNL CTRL2 | 15.B5
AF0381:36 | SC | KA0130A1 | WHT | 20 | 17.C7 | KA0130:A1 | JB71 B,PNL CTRL2 | 17.C5
AF0381:COM | SC | AF0381N | WHT | 16 | 11.B2 | AF0382:COM | JB71 B,PNL CTRL2 | 11.B3
AF0381:COM | SC | AU0380N | WHT | 16 | 11.B2 | AU0380:COM | JB71 B,PNL CTRL2 | 11.B2
AF0381:V+ | SC | AF0381P | WHT | 16 | 11.B2 | AF0382:V+ | JB71 B,PNL CTRL2 | 11.B3
AF0381:V+ | SC | AU0380P | WHT | 16 | 11.B2 | AU0380:V+ | JB71 B,PNL CTRL2 | 11.B2
AF0382:COM | SC | AF0382N | WHT | 16 | 11.B3 | AF0385:COM | JB71 B,PNL CTRL2 | 11.C5
AF0382:SH | SC | AF0382G | GRN | 14 | 11.B3 | AF0385:SH | JB71 B,PNL CTRL2 | 11.C5
AF0382:SH | SC | AU0380G | GRN | 14 | 11.B3 | AU0380:GND | JB71 B,PNL CTRL2 | 11.B2
AF0382:V+ | SC | AF0382P | WHT | 16 | 11.B3 | AF0385:V+ | JB71 B,PNL CTRL2 | 11.C5
AF0383:00 | SC | KT014615 | WHT | 20 | 16.B6 | KT0146:15 | JB71 B,PNL CTRL2 | 16.B4
AF0383:01 | SC | KA038013 | WHT | 20 | 18.A6 | KA0380:13(+) | JB71 B,PNL CTRL2 | 18.A5
AF0383:03 | SC | KA038213 | WHT | 20 | 18.C6 | KA0382:13(+) | JB71 B,PNL CTRL2 | 18.C5
AF0383:05 | SC | KA006221 | WHT | 20 | 80.B7 | KA0062:21 | JB71 B,PNL CTRL2 | 80.B5
AF0383:06 | SC | KA006111 | WHT | 20 | 81.B7 | KA0061:11 | JB71 B,PNL CTRL2 | 81.B5
AF0383:09 | SC | UA1200J14 | WHT | 20 | 17.C7 | XT1200:11 | JB71 B,PNL CTRL2 | 17.C4
AF0383:10 | SC | AF038310 | WHT | 20 | 17.C7 | XT0237:1 B2 | JB71 B,PNL CTRL2 | 17.C4
AF0383:17 | SC | KA038014 | WHT | 20 | 18.A6 | KA0380:14(-) | JB71 B,PNL CTRL2 | 18.A5
AF0383:19 | SC | KA038214 | WHT | 20 | 18.C6 | KA0382:14(-) | JB71 B,PNL CTRL2 | 18.C5
AF0383:COM | SC | 0V | WHT | 16 | 11.B3 | XT0060:5 | JB71 B,PNL CTRL2 | 11.C1
AF0383:V+ | SC | FU0381 | WHT | 16 | 11.B3 | FU0381:LD | JB71 B,PNL CTRL2 | 11.C1
AF0384:00 | SC | KA013114 | WHT | 20 | 13.C3 | KA0131:14 | JB71 B,PNL CTRL2 | 13.C4
AF0384:14 | SC | KA00702 | WHT | 20 | 77.C7 | KA0070:2 | JB71 B,PNL CTRL2 | 77.C5
AF0384:30 | SC | SV21242 | WHT | 20 | 77.C7 | XT0069:2 | JB71 B,PNL CTRL2 | 77.C5
AF0384:COM | SC | 0V | WHT | 16 | 11.C4 | XT0060:6 | JB71 B,PNL CTRL2 | 11.D1
AF0384:V+ | SC | FU0382 | WHT | 16 | 11.C4 | FU0382:LD | JB71 B,PNL CTRL2 | 11.C1
AF0385:05 | SC | 038505 | WHT | 20 | 4.C7 | XT0087:2 | JB71 B,PNL CTRL2 | 4.C6
AF0385:21 | SC | 0V | WHT | 20 | 4.C7 | XT0087:3 | JB71 B,PNL CTRL2 | 4.C6
AF0385:23 | SC | 0V | WHT | 20 | 4.A7 | AF0385:25 | JB71 B,PNL CTRL2 | 4.A7
AF0385:25 | SC | 0V | WHT | 20 | 4.A7 | XT0080:6 | JB71 B,PNL CTRL2 | 4.B6
AF0385:28 | SC | 0V | WHT | 20 | 76.A7 | XT0060:10 | JB71 B,PNL CTRL2 | 11.D1
AU0060:COM | SC | 0V | WHT | 16 | 11.A2 | XT0060:2 | JB71 B,PNL CTRL2 | 11.B1
AU0060:V+ | SC | FU0061 | WHT | 16 | 11.A2 | FU0061:LD | JB71 B,PNL CTRL2 | 11.B1
AU0380:COM | SC | 0V | WHT | 16 | 11.B2 | XT0060:4 | JB71 B,PNL CTRL2 | 11.C1
AU0380:V+ | SC | FU0380 | WHT | 16 | 11.B2 | FU0380:LD | JB71 B,PNL CTRL2 | 11.C1
FU0061:LI | SC | FU0060 | WHT | 14 | 11.B1 | FU0060:LD | JB71 B,PNL CTRL2 | 11.A1
FU0061:LI | SC | FU0060 | WHT | 14 | 11.B1 | FU0062:LI | JB71 B,PNL CTRL2 | 11.B1
FU0062:LI | SC | FU0060 | WHT | 14 | 11.B1 | FU0380:LI | JB71 B,PNL CTRL2 | 11.C1
FU0380:LI | SC | FU0060 | WHT | 14 | 11.C1 | FU0381:LI | JB71 B,PNL CTRL2 | 11.C1
FU0381:LI | SC | FU0060 | WHT | 14 | 11.C1 | FU0382:LI | JB71 B,PNL CTRL2 | 11.C1
FU0382:LI | SC | FU0060 | WHT | 14 | 11.C1 | FU0387:LI | JB71 B,PNL CTRL2 | 11.D1
FU0387:LD | SC | FU0387 | WHT | 16 | 11.D1 | XT0081:1 | JB71 B,PNL CTRL2 | 12.A2
FU0387:LI | SC | FU0060 | WHT | 14 | 11.D1 | FU0388:LI | JB71 B,PNL CTRL2 | 11.D1
FU0388:LD | SC | FU0388 | WHT | 14 | 11.D1 | XT0060:11 | JB71 B,PNL CTRL2 | 11.D3
FU0388:LI | SC | FU0060 | WHT | 14 | 11.D1 | FU0389:LI | JB71 B,PNL CTRL2 | 11.D1
FU0389:LD | SC | FU0389 | WHT | 14 | 11.D1 | KA0248:11 | JB71 B,PNL CTRL2 | 17.C5
FU0389:LD | SC | FU0389 | WHT | 14 | 11.D1 | XT1200:16 | JB71 B,PNL CTRL2 | 17.D4
FU0389:LI | SC | FU0060 | WHT | 14 | 11.D1 | FU2108:LI | JB71 B,PNL CTRL2 | 11.D1
FU2108:LD | SC | FU2108 | WHT | 16 | 11.D1 | XT0060:12 | JB71 B,PNL CTRL2 | 11.D3
GR0381: | SC | GR0381 | GRN/YEL | 14 | 11.D5 | FRAME | JB71 B,PNL CTRL2 | 11.D5
GR0382: | SC | GR0382 | GRN/YEL | 14 | 11.D6 | FRAME | JB71 B,PNL CTRL2 | 11.D6
GR0383: | SC | GR0383 | GRN/YEL | 14 | 11.D6 | FRAME | JB71 B,PNL CTRL2 | 11.D7
KA0060:10(+) | SC | ESTOP | WHT | 20 | 14.C6 | KA0061:A1 | JB71 B,PNL CTRL2 | 14.C6
KA0060:11(-) | SC | 0V | WHT | 20 | 14.B6 | KA0060:16(-) | JB71 B,PNL CTRL2 | 14.C6
KA0060:13(+) | SC | ESTOP | WHT | 20 | 14.B6 | SA0472:12 | JB71 B,PNL CTRL2 | 15.C4
KA0060:14(-) | SC | 0V | WHT | 20 | 14.B6 | KA0242:A2 | JB71 B,PNL CTRL2 | 14.B6
KA0060:15(+) | SC | ESTOP | WHT | 20 | 14.C6 | KA0060:9(+) | JB71 B,PNL CTRL2 | 14.B6
KA0060:2 | SC | KA03801 | WHT | 20 | 77.B5 | KA0380:1 | JB71 B,PNL CTRL2 | 77.B5
KA0060:6 | SC | KA00701 | WHT | 20 | 77.C5 | KA0070:1 | JB71 B,PNL CTRL2 | 77.C5
KA0061:A1 | SC | ESTOP | WHT | 20 | 14.C6 | KA0062:A1 | JB71 B,PNL CTRL2 | 14.C6
KA0061:A2 | SC | 0V | WHT | 20 | 14.C6 | KA0060:12(-) | JB71 B,PNL CTRL2 | 14.C6
KA0061:A2 | SC | 0V | WHT | 20 | 14.C6 | KA0062:A2 | JB71 B,PNL CTRL2 | 14.C6
KA0062:11 | SC | KA03821 | WHT | 20 | 75.C5 | KA0382:1 | JB71 B,PNL CTRL2 | 75.C6
KA0062:A1 | SC | ESTOP | WHT | 20 | 14.C6 | KA0238:A1 | JB71 B,PNL CTRL2 | 14.C6
KA0062:A2 | SC | 0V | WHT | 20 | 14.C6 | KA0238:A2 | JB71 B,PNL CTRL2 | 14.C6
KA0130:A1 | SC | KA0130A1 | WHT | 20 | 17.C5 | KA0130:11 | JB71 B,PNL CTRL2 | 17.D5
KA0130:A2 | SC | UA1200J26 | WHT | 20 | 17.C5 | XT1200:13 | JB71 B,PNL CTRL2 | 17.C4
KA0131:11 | SC | KA0135A1 | WHT | 20 | 13.C4 | KA0135:A1 | JB71 B,PNL CTRL2 | 13.C6
KA0131:12 | SC | KA013112 | WHT | 20 | 13.C4 | KA0137:24 | JB71 B,PNL CTRL2 | 13.C1
KA0131:21 | SC | KT0146A1 | WHT | 20 | 16.A5 | KA0241:21 | JB71 B,PNL CTRL2 | 16.A5
KA0131:21 | SC | KT0146A1 | WHT | 20 | 16.A5 | KT0146:A1 | JB71 B,PNL CTRL2 | 16.A4
KA0131:24 | SC | FU0071 | WHT | 20 | 16.A5 | KA0241:24 | JB71 B,PNL CTRL2 | 16.A5
KA0131:A1 | SC | KA0131A1 | WHT | 20 | 16.C6 | KA0132:A1 | JB71 B,PNL CTRL2 | 16.C6
KA0131:A1 | SC | KA0131A1 | WHT | 20 | 16.C6 | KA0242:14 | JB71 B,PNL CTRL2 | 16.C4
KA0131:A2 | SC | KA0131A2 | WHT | 20 | 16.C6 | KA0132:A2 | JB71 B,PNL CTRL2 | 16.C6
KA0132:11 | SC | FU0387 | WHT | 20 | 12.A1 | KA0133:11 | JB71 B,PNL CTRL2 | 12.B1
KA0132:11 | SC | FU0387 | WHT | 20 | 12.A1 | XT0081:1 | JB71 B,PNL CTRL2 | 12.A2
KA0132:12 | SC | KT014315 | WHT | 20 | 12.A1 | KT0142:A1 | JB71 B,PNL CTRL2 | 12.A6
KA0132:12 | SC | KT014315 | WHT | 20 | 12.A1 | KA0133:12 | JB71 B,PNL CTRL2 | 12.B1
KA0132:21 | SC | KA0138A1 | WHT | 20 | 12.C3 | KA0138:A1 | JB71 B,PNL CTRL2 | 12.C6
KA0132:22 | SC | KA013222 | WHT | 20 | 12.C3 | KT0141:18 | JB71 B,PNL CTRL2 | 12.C2
KA0132:24 | SC | KA013224 | WHT | 20 | 12.C3 | KA0134:14 | JB71 B,PNL CTRL2 | 12.C1
KA0132:A1 | SC | KA0131A1 | WHT | 20 | 16.C6 | KA0141:A1 | JB71 B,PNL CTRL2 | 16.C6
KA0132:A2 | SC | KA0131A2 | WHT | 20 | 16.C6 | KA0141:A2 | JB71 B,PNL CTRL2 | 16.C6
KA0133:11 | SC | FU0387 | WHT | 20 | 12.B1 | KT0144:A1 | JB71 B,PNL CTRL2 | 12.B6
KA0133:A2 | SC | 0V | WHT | 20 | 12.B6 | KA0136:A2 | JB71 B,PNL CTRL2 | 12.C6
KA0133:A2 | SC | 0V | WHT | 20 | 12.B6 | KT0144:A2 | JB71 B,PNL CTRL2 | 12.B6
KA0134:11 | SC | FU0387 | WHT | 20 | 12.C1 | KT0144:15 | JB71 B,PNL CTRL2 | 12.C1
KA0134:11 | SC | FU0387 | WHT | 20 | 12.C1 | KA0136:11 | JB71 B,PNL CTRL2 | 12.B1
KA0134:A2 | SC | 0V | WHT | 20 | 12.D6 | KT0143:A2 | JB71 B,PNL CTRL2 | 12.C6
KA0135:11 | SC | KA013511 | WHT | 20 | 10.C3 | XT0089:29 | JB71 B,PNL CTRL2 | 10.C2
KA0135:14 | SC | KA013514 | WHT | 20 | 10.C3 | XT0089:30 | JB71 B,PNL CTRL2 | 10.C2
KA0135:21 | SC | KA024911 | WHT | 20 | 10.A2 | KA0249:11 | JB71 B,PNL CTRL2 | 10.A2
KA0135:21 | SC | KA024911 | WHT | 20 | 10.A2 | KA0232:12 | JB71 B,PNL CTRL2 | 10.A1
KA0135:22 | SC | KA0177A1 | WHT | 20 | 10.A2 | KA0176:A1 | JB71 B,PNL CTRL2 | 10.A6
KA0135:22 | SC | KA0177A1 | WHT | 20 | 10.A2 | KA0249:12 | JB71 B,PNL CTRL2 | 10.A2
KA0135:A2 | SC | 0V | WHT | 20 | 13.C6 | KA0137:A2 | JB71 B,PNL CTRL2 | 13.D6
KA0135:A2 | SC | 0V | WHT | 20 | 13.C6 | KT0145:A2 | JB71 B,PNL CTRL2 | 13.B6
KA0136:11 | SC | FU0387 | WHT | 20 | 12.B1 | KT0144:A1 | JB71 B,PNL CTRL2 | 12.B6
KA0136:14 | SC | KA013821 | WHT | 20 | 12.B1 | KA0138:21 | JB71 B,PNL CTRL2 | 12.B2
KA0136:A1 | SC | PS32002 | WHT | 20 | 12.C6 | XT0089:26 | JB71 B,PNL CTRL2 | 83.C5
KA0136:A2 | SC | 0V | WHT | 20 | 12.C6 | KA0138:A2 | JB71 B,PNL CTRL2 | 12.C6
KA0137:11 | SC | FU0387 | WHT | 20 | 12.C1 | KT0140:15 | JB71 B,PNL CTRL2 | 12.C1
KA0137:11 | SC | FU0387 | WHT | 20 | 12.C1 | KT0144:15 | JB71 B,PNL CTRL2 | 12.C1
KA0137:14 | SC | KA013222 | WHT | 20 | 12.C1 | KT0141:18 | JB71 B,PNL CTRL2 | 12.C2
KA0137:14 | SC | KA013222 | WHT | 20 | 12.C1 | KT0144:18 | JB71 B,PNL CTRL2 | 12.C1
KA0137:21 | SC | FU0387 | WHT | 20 | 13.C1 | KA0244:11 | JB71 B,PNL CTRL2 | 13.B1
KA0137:21 | SC | FU0387 | WHT | 20 | 13.C1 | KT0142:15 | JB71 B,PNL CTRL2 | 13.D1
KA0137:24 | SC | KA013112 | WHT | 20 | 13.C1 | AF0061:07 | JB71 B,PNL CTRL2 | 13.B2
KA0137:A1 | SC | KA0137A1 | WHT | 20 | 13.D6 | KT0145:18 | JB71 B,PNL CTRL2 | 13.D1
KA0138:11 | SC | KA013811 | WHT | 16 | 10.C3 | XT0089:31 | JB71 B,PNL CTRL2 | 10.C2
KA0138:14 | SC | FU0388 | WHT | 14 | 10.C3 | XT0060:11 | JB71 B,PNL CTRL2 | 11.D3
KA0138:24 | SC | KT0144B1 | WHT | 20 | 12.B2 | KT0144:B1 | JB71 B,PNL CTRL2 | 12.B6
KA0138:A2 | SC | 0V | WHT | 20 | 12.C6 | KT0143:A2 | JB71 B,PNL CTRL2 | 12.C6
KA0141:A1 | SC | KA0131A1 | WHT | 20 | 16.C6 | KA0231:A1 | JB71 B,PNL CTRL2 | 16.C6
KA0141:A2 | SC | KA0131A2 | WHT | 20 | 16.C6 | KA0231:A2 | JB71 B,PNL CTRL2 | 16.C6
KA0176:11 | SC | KA017611 | WHT | 20 | 10.C3 | XT0089:7 | JB71 B,PNL CTRL2 | 10.C2
KA0176:14 | SC | KA017614 | WHT | 20 | 10.C3 | XT0089:8 | JB71 B,PNL CTRL2 | 10.C2
KA0176:A1 | SC | KA0177A1 | WHT | 20 | 10.A6 | KA0177:A1 | JB71 B,PNL CTRL2 | 10.B6
KA0176:A2 | SC | 0V | WHT | 20 | 10.A6 | KA0177:A2 | JB71 B,PNL CTRL2 | 10.B6
KA0176:A2 | SC | 0V | WHT | 20 | 10.A6 | XT0080:4 | JB71 B,PNL CTRL2 | 10.A6
KA0177:11 | SC | 065336 | WHT | 20 | 10.D3 | XT0089:38 | JB71 B,PNL CTRL2 | 10.D2
KA0177:14 | SC | KA017714 | WHT | 20 | 10.D3 | XT0089:39 | JB71 B,PNL CTRL2 | 10.D2
KA0231:24 | SC | KA023124 | WHT | 20 | 14.B2 | KA0245:1 | JB71 B,PNL CTRL2 | 14.B3
KA0231:A1 | SC | KA0131A1 | WHT | 20 | 16.C6 | KA0232:A1 | JB71 B,PNL CTRL2 | 16.C6
KA0231:A2 | SC | KA0131A2 | WHT | 20 | 16.C6 | KA0232:A2 | JB71 B,PNL CTRL2 | 16.C6
KA0232:11 | SC | FU0387 | WHT | 20 | 10.A1 | XT0081:4 | JB71 B,PNL CTRL2 | 10.A2
KA0232:A1 | SC | KA0131A1 | WHT | 20 | 16.C6 | XT0089:21 | JB71 B,PNL CTRL2 | 16.D5
KA0232:A2 | SC | KA0131A2 | WHT | 20 | 16.C6 | XT0089:22 | JB71 B,PNL CTRL2 | 16.D6
KA0235:11 | SC | SB033312 | WHT | 20 | 14.D3 | XT0089:36 | JB71 B,PNL CTRL2 | 14.D2
KA0235:14 | SC | KA023514 | WHT | 20 | 14.D3 | XT0089:37 | JB71 B,PNL CTRL2 | 14.D2
KA0235:A1 | SC | ESTOP | WHT | 20 | 14.D6 | KA0248:A1 | JB71 B,PNL CTRL2 | 14.D6
KA0235:A1 | SC | ESTOP | WHT | 20 | 14.D6 | XT0089:10 | JB71 B,PNL CTRL2 | 14.D5
KA0235:A2 | SC | 0V | WHT | 20 | 14.D6 | XT0089:11 | JB71 B,PNL CTRL2 | 14.D6
KA0235:A2 | SC | 0V | WHT | 20 | 14.D6 | KA0248:A2 | JB71 B,PNL CTRL2 | 14.D6
KA0238:A1 | SC | ESTOP | WHT | 20 | 14.C6 | KA0239:A1 | JB71 B,PNL CTRL2 | 14.C6
KA0238:A2 | SC | 0V | WHT | 20 | 14.C6 | KA0239:A2 | JB71 B,PNL CTRL2 | 14.C6
KA0239:14 | SC | KA024114 | WHT | 20 | 14.C2 | KA0241:14 | JB71 B,PNL CTRL2 | 14.B2
KA0239:A1 | SC | ESTOP | WHT | 20 | 14.C6 | KA0240:A1 | JB71 B,PNL CTRL2 | 14.D6
KA0239:A2 | SC | 0V | WHT | 20 | 14.C6 | KA0240:A2 | JB71 B,PNL CTRL2 | 14.D6
KA0240:11 | SC | KA024011 | WHT | 20 | 83.C6 | XT0089:34 | JB71 B,PNL CTRL2 | 83.C5
KA0240:14 | SC | PS32004 | WHT | 20 | 83.C6 | XT0089:27 | JB71 B,PNL CTRL2 | 83.C5
KA0240:A1 | SC | ESTOP | WHT | 20 | 14.D6 | KA0248:A1 | JB71 B,PNL CTRL2 | 14.D6
KA0240:A2 | SC | 0V | WHT | 20 | 14.D6 | KA0248:A2 | JB71 B,PNL CTRL2 | 14.D6
KA0241:11 | SC | UA1200J21 | WHT | 20 | 14.B2 | KA0239:11 | JB71 B,PNL CTRL2 | 14.C2
KA0241:11 | SC | UA1200J21 | WHT | 20 | 14.B2 | XT1200:15 | JB71 B,PNL CTRL2 | 17.D4
KA0241:14 | SC | KA024114 | WHT | 20 | 14.B2 | KA0231:21 | JB71 B,PNL CTRL2 | 14.B2
KA0241:A1 | SC | KA0241A1 | WHT | 20 | 14.A6 | KA0242:A1 | JB71 B,PNL CTRL2 | 14.B6
KA0241:A2 | SC | 0V | WHT | 20 | 14.A6 | KA0242:A2 | JB71 B,PNL CTRL2 | 14.B6
KA0241:A2 | SC | 0V | WHT | 20 | 14.A6 | XT0080:5 | JB71 B,PNL CTRL2 | 14.A6
KA0242:11 | SC | KT014618 | WHT | 20 | 16.C4 | KA0231:11 | JB71 B,PNL CTRL2 | 16.C4
KA0242:11 | SC | KT014618 | WHT | 20 | 16.C4 | KT0146:18 | JB71 B,PNL CTRL2 | 16.B4
KA0242:14 | SC | KA0131A1 | WHT | 20 | 16.C4 | KA0231:14 | JB71 B,PNL CTRL2 | 16.C4
KA0242:21 | SC | KA024221 | WHT | 20 | 17.C5 | KA0248:12 | JB71 B,PNL CTRL2 | 17.C5
KA0242:24 | SC | KA024224 | WHT | 20 | 17.C5 | XT0237:1 T2 | JB71 B,PNL CTRL2 | 17.C4
KA0243:1 | SC | KA02452 | WHT | 20 | 14.B4 | KA0245:2 | JB71 B,PNL CTRL2 | 14.B3
KA0243:10(+) | SC | KA024313 | WHT | 20 | 9.B6 | KA0244:A1 | JB71 B,PNL CTRL2 | 9.B6
KA0243:11(-) | SC | 0V | WHT | 20 | 9.A6 | KA0243:16(-) | JB71 B,PNL CTRL2 | 9.B6
KA0243:13(+) | SC | KA024313 | WHT | 20 | 9.A6 | XT0089:3 | JB71 B,PNL CTRL2 | 9.A2
KA0243:14(-) | SC | 0V | WHT | 20 | 9.A6 | XT0080:3 | JB71 B,PNL CTRL2 | 9.A6
KA0243:15(+) | SC | KA024313 | WHT | 20 | 9.B6 | KA0243:9(+) | JB71 B,PNL CTRL2 | 9.A6
KA0243:2 | SC | ESTOPC | WHT | 20 | 14.B4 | XT0089:12 | JB71 B,PNL CTRL2 | 15.A5
KA0243:5 | SC | KA02435 | WHT | 20 | 10.B3 | XT0089:5 | JB71 B,PNL CTRL2 | 10.B2
KA0243:6 | SC | KA02436 | WHT | 20 | 10.B3 | XT0089:6 | JB71 B,PNL CTRL2 | 10.C2
KA0244:11 | SC | FU0387 | WHT | 20 | 13.B1 | XT0081:2 | JB71 B,PNL CTRL2 | 13.A2
KA0244:12 | SC | KT0145A1 | WHT | 20 | 13.B1 | KT0145:A1 | JB71 B,PNL CTRL2 | 13.B6
KA0244:A2 | SC | 0V | WHT | 20 | 9.B6 | KA0243:12(-) | JB71 B,PNL CTRL2 | 9.B6
KA0244:A2 | SC | 0V | WHT | 20 | 9.B6 | KA0245:14(-) | JB71 B,PNL CTRL2 | 9.C6
KA0245:10(+) | SC | KA024513 | WHT | 20 | 9.C6 | KA0249:A1 | JB71 B,PNL CTRL2 | 9.C6
KA0245:11(-) | SC | 0V | WHT | 20 | 9.C6 | KA0245:16(-) | JB71 B,PNL CTRL2 | 9.C6
KA0245:12(-) | SC | 0V | WHT | 20 | 9.C6 | KA0249:A2 | JB71 B,PNL CTRL2 | 9.C6
KA0245:13(+) | SC | KA024513 | WHT | 20 | 9.C6 | XT0089:4 | JB71 B,PNL CTRL2 | 9.C2
KA0245:15(+) | SC | KA024513 | WHT | 20 | 9.C6 | KA0245:9(+) | JB71 B,PNL CTRL2 | 9.C6
KT0140:16 | SC | KT014115 | WHT | 20 | 12.C1 | KT0141:15 | JB71 B,PNL CTRL2 | 12.C2
KT0140:18 | SC | KT0143A1 | WHT | 20 | 12.C1 | KT0143:A1 | JB71 B,PNL CTRL2 | 12.C6
KT0140:A1 | SC | KT0140A1 | WHT | 20 | 12.A6 | KT0143:16 | JB71 B,PNL CTRL2 | 12.A5
KT0140:A2 | SC | 0V | WHT | 20 | 12.A6 | KT0141:A2 | JB71 B,PNL CTRL2 | 12.A6
KT0140:A2 | SC | 0V | WHT | 20 | 12.A6 | XT0080:1 | JB71 B,PNL CTRL2 | 12.A6
KT0141:A1 | SC | KT014315 | WHT | 20 | 12.A6 | KT0143:15 | JB71 B,PNL CTRL2 | 12.A5
KT0141:A1 | SC | KT014315 | WHT | 20 | 12.A6 | KT0142:A1 | JB71 B,PNL CTRL2 | 12.A6
KT0141:A2 | SC | 0V | WHT | 20 | 12.A6 | KT0142:A2 | JB71 B,PNL CTRL2 | 12.A6
KT0142:15 | SC | FU0387 | WHT | 20 | 13.D1 | KT0145:15 | JB71 B,PNL CTRL2 | 13.D1
KT0142:A2 | SC | 0V | WHT | 20 | 12.A6 | KT0144:A2 | JB71 B,PNL CTRL2 | 12.B6
KT0145:18 | SC | KA0137A1 | WHT | 20 | 13.D1 | KT0142:18 | JB71 B,PNL CTRL2 | 13.D1
KT0145:A2 | SC | 0V | WHT | 20 | 13.B6 | XT0080:2 | JB71 B,PNL CTRL2 | 13.A6
RR0811: -3.01K OHM | SC | FU0387 | LEAD | --- | 4.C5 | XT0087:1 | JB71 B,PNL CTRL2 | 4.C6
RR0811: -3.01K OHM | SC | 038505 | LEAD | --- | 4.C5 | XT0087:2 | JB71 B,PNL CTRL2 | 4.C6
RR0812: -1.0K OHM | SC | 0V | LEAD | --- | 4.C5 | XT0087:3 | JB71 B,PNL CTRL2 | 4.C6
RR0812: -1.0K OHM | SC | 038505 | LEAD | --- | 4.C5 | XT0087:2 | JB71 B,PNL CTRL2 | 4.C6
SA0472:11 | SC | SB047212 | WHT | 20 | 15.C4 | XT0089:20 | JB71 B,PNL CTRL2 | 15.C5
UA1200:J1-10 | SC | FU0389 | WHT | 14 | 17.B2 | XT1200:16 | JB71 B,PNL CTRL2 | 17.D4
UA1200:J1-4 | SC | UA1200J14 | WHT | 20 | 17.B2 | XT1200:11 | JB71 B,PNL CTRL2 | 17.C4
UA1200:J1-5 | SC | * |  |  | 17.B2 | XT0237:1 B1 | JB71 B,PNL CTRL2 | 17.C4
UA1200:J1-8 | SC | UA1200J | WHT | 20 | 65.A6 | UA1200:J3-5 | JB71 B,PNL CTRL2 | 65.A6
UA1200:J1-9 | SC | 0V | WHT | 20 | 17.B2 | XT1200:17 | JB71 B,PNL CTRL2 | 17.D4
UA1200:J2-1 | SC | UA1200J21 | WHT | 20 | 17.B2 | XT1200:15 | JB71 B,PNL CTRL2 | 17.D4
UA1200:J2-2 | SC | FU0389 | WHT | 14 | 17.B2 | XT1200:16 | JB71 B,PNL CTRL2 | 17.D4
UA1200:J2-6 | SC | UA1200J26 | WHT | 20 | 17.B2 | XT1200:13 | JB71 B,PNL CTRL2 | 17.C4
UA1200:J2-7 | SC | UA1200J27 | WHT | 20 | 17.B2 | XT1200:14 | JB71 B,PNL CTRL2 | 17.D4
UA1200:J3-4 | SC | IEG00101 | GRN | 16 | 17.B2 | XT1200:18 | JB71 B,PNL CTRL2 | 17.D4
UAI6410:14+ | SC | FU0388 | WHT | 14 | 22.A5 | XT0060:11 | JB71 B,PNL CTRL2 | 11.D3
UAI6410:15- | SC | 0V | WHT | 14 | 22.A5 | XT0060:8 | JB71 B,PNL CTRL2 | 11.D1
XT0060:7 | SC | 0V | WHT | 16 | 11.D1 | XT0080:1 | JB71 B,PNL CTRL2 | 12.A6
XT0060:8 | SC | 0V | WHT | 20 | 11.D1 | XT0089:32 | JB71 B,PNL CTRL2 | 10.C2
XT0060:9 | SC | 0V | WHT | 20 | 11.D1 | XT1200:17 | JB71 B,PNL CTRL2 | 17.D4
XT0080:6 | SC | 0V | WHT | 20 | 4.B6 | XT0087:3 | JB71 B,PNL CTRL2 | 4.C6
XT0081:3 | SC | FU0387 | WHT | 20 | 9.A2 | XT0089:1 | JB71 B,PNL CTRL2 | 9.A2
XT0087:1 | SC | FU0387 | WHT | 20 | 4.C6 | XT0081:1 | JB71 B,PNL CTRL2 | 12.A2
XT0089:13 | SC | ESTOPB | WHT | 20 | 15.A5 | XT0089:16 | JB71 B,PNL CTRL2 | 15.B5
XT0089:2 | SC | 0V | WHT | 20 | 9.A2 | XT0080:3 | JB71 B,PNL CTRL2 | 9.A6
XT0089:25 | SC | FU0387 | WHT | 20 | 83.C5 | XT0081:5 | JB71 B,PNL CTRL2 | 14.A2
XT0089:28 | SC | PS32005 | WHT | 20 | 83.C5 | XT0089:35 | JB71 B,PNL CTRL2 | 83.C5
AU0060:L2 | WC0006 | AU0060L2 | ENET | CABLE | 11.A2 | AU0380:L1 | JB71 B,PNL CTRL2 | 11.B2
UA1200:J1-3 | WC4524 | UA1200J13 | RED | 20 | 17.B2 | XT1200:8 | JB71 B,PNL CTRL2 | 17.B4
UA1200:J1-1 | WC4524 | UA1200J11 | BLK | 20 | 17.B2 | XT1200:9 | JB71 B,PNL CTRL2 | 17.B4
FLOATING | WC4524 | UA1200S | SH | 20 | 17.B3 | XT1200:10 | JB71 B,PNL CTRL2 | 17.B4
AF0382:00 | WC4624 | UA1200J13 | RED | 20 | 17.B7 | XT1200:8 | JB71 B,PNL CTRL2 | 17.B4
AF0382:16 | WC4624 | UA1200J11 | BLK | 20 | 17.B7 | XT1200:9 | JB71 B,PNL CTRL2 | 17.B4
AF0382:48 | WC4624 | UA1200S | SH | 20 | 17.B7 | XT1200:10 | JB71 B,PNL CTRL2 | 17.B4
AF0382:12 | WC4633 | UAI641011 | RED | 20 | 22.A7 | UAI6410:+11 | JB71 B,PNL CTRL2 | 22.A5
AF0382:28 | WC4633 | UAI641010 | BLK | 20 | 22.A7 | UAI6410:-10 | JB71 B,PNL CTRL2 | 22.A5
AF0382:60 | WC4633 | UAI6410S2 | SH | 20 | 22.A7 | FLOATING | JB71 B,PNL CTRL2 | 22.B6
UA1200:J3-1 | WC4657 | SE12611 | RED | 20 | 65.A6 | XT1200:1 | JB71 B,PNL CTRL2 | 65.A5
UA1200:J3-3 | WC4657 | SE12612 | BLK | 20 | 65.A6 | XT1200:2 | JB71 B,PNL CTRL2 | 65.A5
UA1200:J3-2 | WC4657 | SE12613 | SH | 20 | 65.A6 | XT1200:3 | JB71 B,PNL CTRL2 | 65.A5
AF0381:06 | SC | SB047222 | WHT | 20 | 37.B7 | SB0472:22 | JB71 B,DOOR OPR | 37.B1
AF0381:38 | SC | SB047221 | WHT | 20 | 37.B7 | SB0472:21 | JB71 B,DOOR OPR | 37.B1
AF0385:SH | SC | IEG00115 | GRN | 14 | 11.C5 | IEG0011:5 | JB71 B,PNL CTRL1 | 11.C5
KA0070:13(+) | SC | KA007013 | WHT | 20 | 18.A5 | AF0073:02 | JB71 B,PNL CTRL1 | 18.A6
KA0070:14(-) | SC | KA007014 | WHT | 20 | 18.A5 | AF0073:18 | JB71 B,PNL CTRL1 | 18.A6
KA0131:A2 | SC | KA0131A2 | WHT | 20 | 16.C6 | AF0072:20 | JB71 B,PNL CTRL1 | 16.B6
KA0134:A1 | SC | KA0134A1 | WHT | 20 | 12.D6 | AF0092:12 | JB71 B,PNL CTRL1 | 12.D3
KA0238:11 | SC | KA023811 | WHT | 20 | 14.B5 | AF0072:35 | JB71 B,PNL CTRL1 | 14.B6
KA0238:14 | SC | KA023814 | WHT | 20 | 14.B5 | AF0072:03 | JB71 B,PNL CTRL1 | 14.B6
KA0238:21 | SC | 009234 | WHT | 20 | 14.B3 | AF0092:34 | JB71 B,PNL CTRL1 | 36.C7
KA0238:22 | SC | KA023822 | WHT | 20 | 14.B3 | XT0091:3 | JB71 B,PNL CTRL1 | 36.C5
KA0241:24 | SC | FU0071 | WHT | 20 | 16.A5 | XT0070:4 | JB71 B,PNL CTRL1 | 8.B1
KA0241:A1 | SC | KA0241A1 | WHT | 20 | 14.A6 | XT0091:2 | JB71 B,PNL CTRL1 | 36.B5
KT0146:18 | SC | KT014618 | WHT | 20 | 16.B4 | AF0072:04 | JB71 B,PNL CTRL1 | 16.B6
KT0146:A2 | SC | KT0146A2 | WHT | 20 | 16.A4 | AF0073:20 | JB71 B,PNL CTRL1 | 16.A6
KT0146:B1 | SC | KT0146B1 | WHT | 20 | 16.A4 | AF0073:04 | JB71 B,PNL CTRL1 | 16.A6
XT0081:5 | SC | FU0387 | WHT | 20 | 14.A2 | XT0091:1 | JB71 B,PNL CTRL1 | 36.B5
XT0089:17 | SC | ESTOPA | WHT | 20 | 15.B5 | XT0091:7 | JB71 B,PNL CTRL1 | 37.B5
XT0089:20 | SC | SB047212 | WHT | 20 | 15.C5 | XT0091:8 | JB71 B,PNL CTRL1 | 37.B5
XT0089:21 | SC | KA0131A1 | WHT | 20 | 16.D5 | XT0091:11 | JB71 B,PNL CTRL1 | 6.A5
XT0089:22 | SC | KA0131A2 | WHT | 20 | 16.D6 | XT0091:12 | JB71 B,PNL CTRL1 | 6.A5
XT1200:15 | SC | UA1200J21 | WHT | 20 | 17.D4 | AF0072:05 | JB71 B,PNL CTRL1 | 17.D7
XT6410:1 | SC | PT6410S | GRN | 14 | 22.A5 | IEG0011:13 | JB71 B,PNL CTRL1 | 22.A5
UAI6410:+8 | WC4632 | UAI64108 | RED | 20 | 22.A5 | AF0074:04 | JB71 B,PNL CTRL1 | 22.A7
UAI6410:-7 | WC4632 | UAI64107 | BLK | 20 | 22.A5 | AF0074:20 | JB71 B,PNL CTRL1 | 22.A7
FLOATING | WC4632 | UAI6410S1 | SH | 20 | 22.A6 | AF0074:52 | JB71 B,PNL CTRL1 | 22.A7
AF0381:07 | SC | KA71732 | WHT | 20 | 44.C7 | XT0189:62 | JB71 B,PNL CUSTOMER | 44.C6
AF0381:08 | SC | KA71712 | WHT | 20 | 44.A7 | XT0189:56 | JB71 B,PNL CUSTOMER | 44.A6
AF0381:39 | SC | KA71731 | WHT | 20 | 44.C7 | XT0189:61 | JB71 B,PNL CUSTOMER | 44.C6
AF0381:40 | SC | KA71711 | WHT | 20 | 44.A7 | XT0189:55 | JB71 B,PNL CUSTOMER | 44.A6
AF0383:12 | SC | KA019013 | WHT | 20 | 45.A7 | KA0190:13(+) | JB71 B,PNL CUSTOMER | 45.A6
AF0383:13 | SC | KA019213 | WHT | 20 | 45.B7 | KA0192:13(+) | JB71 B,PNL CUSTOMER | 45.B6
AF0383:28 | SC | KA019014 | WHT | 20 | 45.A7 | KA0190:14(-) | JB71 B,PNL CUSTOMER | 45.A6
AF0383:29 | SC | KA019214 | WHT | 20 | 45.B7 | KA0192:14(-) | JB71 B,PNL CUSTOMER | 45.B6
XT0089:38 | SC | 065336 | WHT | 20 | 10.D2 | XT0291:8 | JB71 B,PNL CUSTOMER | 134.C5
XT0089:39 | SC | KA017714 | WHT | 20 | 10.D2 | XT0291:7 | JB71 B,PNL CUSTOMER | 134.C5
AF0061:09 | SC | UJ0131OK2 | WHT | 20 | 4.B7 | UJ0131:OK2 | JB71 B,PNL DC PWR | 4.A4
AF0061:41 | SC | UJ0131OK1 | WHT | 20 | 4.B7 | UJ0131:OK1 | JB71 B,PNL DC PWR | 4.A4
AF0065:SH | SC | IEG00108 | GRN | 14 | 11.B5 | IEG0010:8 | JB71 B,PNL DC PWR | 11.B6
AF0385:07 | SC | UJ0131VIN | WHT | 20 | 4.A7 | UJ0131:VIN | JB71 B,PNL DC PWR | 4.A4
AF0385:09 | SC | UJ0131IOUT | WHT | 20 | 4.A7 | UJ0131:IOUT | JB71 B,PNL DC PWR | 4.A4
FU0060:LI | SC | FU0136 | WHT | 12 | 11.A1 | XT0002:2 | JB71 B,PNL DC PWR | 3.A4
GR0060: | SC | GR0060 | GRN | 14 | 11.D5 | IEG0010:14 | JB71 B,PNL DC PWR | 11.D5
XT0060:1 | SC | 0V | WHT | 12 | 11.A1 | XT0003:2 | JB71 B,PNL DC PWR | 3.A4
XT1200:18 | SC | IEG00101 | GRN | 14 | 17.D4 | IEG0010:1 | JB71 B,PNL DC PWR | 17.D6
XT0089:36 | SC | SB033312 | WHT | 20 | 14.D2 | XT0121:1 | JB71 B,PNL GEN CTRL | 112.A3
XT0089:37 | SC | KA023514 | WHT | 20 | 14.D2 | XT0121:3 | JB71 B,PNL GEN CTRL | 112.A3
AU0380:L2 | WC0038 | AU0380L2 | ENET | CABLE | 11.B2 | AT0140:P2 | JB71 B,PNL GEN CTRL | 24.B7
AF0383:11 | SC | KA038113 | WHT | 20 | 51.B6 | KA0381:13(+) | JB71 C,LIQUID FUEL | 51.B5
AF0383:27 | SC | KA038114 | WHT | 20 | 51.B6 | KA0381:14(-) | JB71 C,LIQUID FUEL | 51.B5
XT0089:10 | SC | ESTOP | WHT | 20 | 14.D5 | XT0059:8 | JB71 C,LIQUID FUEL | 51.A5
XT0089:11 | SC | 0V | WHT | 16 | 14.D6 | XT0059:7 | JB71 C,LIQUID FUEL | 51.A5
AU0060:L1 | WC0035 | AU0350L2 | ENET | CABLE | 11.A2 | AU0350:L2 | JB71 C,LIQUID FUEL | 49.B2
XT0089:1 | SC | FU0387 | WHT | 20 | 9.A2 | XT0170:1 | JB71 C,PNL EQP CTRL | 33.C2
XT0089:2 | SC | 0V | WHT | 20 | 9.A2 | XT0170:3 | JB71 C,PNL EQP CTRL | 33.C2
XT0089:3 | SC | KA024313 | WHT | 20 | 9.A2 | XT0170:2 | JB71 C,PNL EQP CTRL | 33.C2
XT0089:4 | SC | KA024513 | WHT | 20 | 9.C2 | XT0170:4 | JB71 C,PNL EQP CTRL | 33.C2
SolarTools ver. 24.0.84.24712 (Jul 31, 2025)
Report date: 4/29/2026 10:08 AM

## JB71 B,PNL CUSTOMER
JB71 B,PNL CUSTOMER
Project # | 4P721
Project Name | MEPCO PM5
Revision | 0.2
Controls DE
Phone:
Controls ME
Phone:
From | [5 empty] | To
Device ID | Cable (W) Conductor (SC) Jumper Clip (JC) | Wire No. | Wire ID | Gauge/Size | Page/Zone | Device ID | Location | Page/Zone
XT0180:1 | JC | 0V | CLIP | --- | 40.A1 | XT0180:2 | JB71 B,PNL CUSTOMER | 40.B1
XT0180:2 | JC | 0V | CLIP | --- | 40.B1 | XT0180:3 | JB71 B,PNL CUSTOMER | 40.B1
XT0180:3 | JC | 0V | CLIP | --- | 40.B1 | XT0180:5 | JB71 B,PNL CUSTOMER | 40.C1
XT0180:5 | JC | 0V | CLIP | --- | 40.C1 | XT0180:6 | JB71 B,PNL CUSTOMER | 40.D1
XT0180:6 | JC | 0V | CLIP | --- | 40.D1 | XT0180:7 | JB71 B,PNL CUSTOMER | 40.D1
AF0181:00 | SC | KA71702 | WHT | 20 | 44.A7 | XT0189:54 | JB71 B,PNL CUSTOMER | 44.A6
AF0181:01 | SC | KA71722 | WHT | 20 | 44.B7 | XT0189:60 | JB71 B,PNL CUSTOMER | 44.B6
AF0181:02 | SC | SB75102 | WHT | 20 | 41.A7 | XT0189:2 | JB71 B,PNL CUSTOMER | 41.A6
AF0181:03 | SC | SB75112 | WHT | 20 | 41.A7 | XT0189:4 | JB71 B,PNL CUSTOMER | 41.A6
AF0181:04 | SC | SB75562 | WHT | 20 | 41.C7 | XT0189:14 | JB71 B,PNL CUSTOMER | 41.C6
AF0181:05 | SC | SB75572 | WHT | 20 | 41.D7 | XT0189:16 | JB71 B,PNL CUSTOMER | 41.D6
AF0181:06 | SC | SB75582 | WHT | 20 | 41.D7 | XT0189:18 | JB71 B,PNL CUSTOMER | 41.D6
AF0181:07 | SC | SB75542 | WHT | 20 | 41.B7 | XT0189:6 | JB71 B,PNL CUSTOMER | 41.B6
AF0181:08 | SC | SB75552 | WHT | 20 | 41.B7 | XT0189:8 | JB71 B,PNL CUSTOMER | 41.B6
AF0181:09 | SC | SB75512 | WHT | 20 | 41.C7 | XT0189:10 | JB71 B,PNL CUSTOMER | 41.C6
AF0181:10 | SC | SB75522 | WHT | 20 | 41.C7 | XT0189:12 | JB71 B,PNL CUSTOMER | 41.C6
AF0181:11 | SC | ZS628124 | WHT | 20 | 135.B7 | XT0299:35 | JB71 B,PNL CUSTOMER | 135.B5
AF0181:12 | SC | ZS626124 | WHT | 20 | 135.A7 | XT0299:31 | JB71 B,PNL CUSTOMER | 135.A5
AF0181:13 | SC | ZS627124 | WHT | 20 | 135.A7 | XT0299:33 | JB71 B,PNL CUSTOMER | 135.B5
AF0181:14 | SC | ZS629124 | WHT | 20 | 135.B7 | XT0299:37 | JB71 B,PNL CUSTOMER | 135.C5
AF0181:32 | SC | KA71701 | WHT | 20 | 44.A7 | XT0189:53 | JB71 B,PNL CUSTOMER | 44.A6
AF0181:33 | SC | KA71721 | WHT | 20 | 44.B7 | XT0189:59 | JB71 B,PNL CUSTOMER | 44.B6
AF0181:34 | SC | SB75101 | WHT | 20 | 41.A7 | XT0189:1 | JB71 B,PNL CUSTOMER | 41.A6
AF0181:35 | SC | SB75111 | WHT | 20 | 41.A7 | XT0189:3 | JB71 B,PNL CUSTOMER | 41.A6
AF0181:36 | SC | SB75561 | WHT | 20 | 41.C7 | XT0189:13 | JB71 B,PNL CUSTOMER | 41.C6
AF0181:37 | SC | SB75571 | WHT | 20 | 41.D7 | XT0189:15 | JB71 B,PNL CUSTOMER | 41.D6
AF0181:38 | SC | SB75581 | WHT | 20 | 41.D7 | XT0189:17 | JB71 B,PNL CUSTOMER | 41.D6
AF0181:39 | SC | SB75541 | WHT | 20 | 41.B7 | XT0189:5 | JB71 B,PNL CUSTOMER | 41.B6
AF0181:40 | SC | SB75551 | WHT | 20 | 41.B7 | XT0189:7 | JB71 B,PNL CUSTOMER | 41.B6
AF0181:41 | SC | SB75511 | WHT | 20 | 41.C7 | XT0189:9 | JB71 B,PNL CUSTOMER | 41.C6
AF0181:42 | SC | SB75521 | WHT | 20 | 41.C7 | XT0189:11 | JB71 B,PNL CUSTOMER | 41.C6
AF0181:43 | SC | ZS628123 | WHT | 20 | 135.B7 | XT0299:34 | JB71 B,PNL CUSTOMER | 135.B5
AF0181:44 | SC | ZS626123 | WHT | 20 | 135.A7 | XT0299:30 | JB71 B,PNL CUSTOMER | 135.A5
AF0181:45 | SC | ZS627123 | WHT | 20 | 135.A7 | XT0299:32 | JB71 B,PNL CUSTOMER | 135.A5
AF0181:46 | SC | ZS629123 | WHT | 20 | 135.B7 | XT0299:36 | JB71 B,PNL CUSTOMER | 135.B5
AF0181:COM | SC | AU0180N | WHT | 16 | 40.B2 | AU0180:COM | JB71 B,PNL CUSTOMER | 40.A2
AF0181:V+ | SC | AU0180P | WHT | 16 | 40.B2 | AU0180:V+ | JB71 B,PNL CUSTOMER | 40.A2
AF0182:00 | SC | KA0181A1 | WHT | 20 | 45.C7 | KA0181:A1 | JB71 B,PNL CUSTOMER | 45.D6
AF0182:01 | SC | KA0180A1 | WHT | 20 | 45.D7 | KA0180:A1 | JB71 B,PNL CUSTOMER | 45.D6
AF0182:02 | SC | KA0657A1 | WHT | 20 | 48.C7 | KA0657:A1 | JB71 B,PNL CUSTOMER | 48.C6
AF0182:03 | SC | KA0658A1 | WHT | 20 | 48.C7 | KA0658:A1 | JB71 B,PNL CUSTOMER | 48.C6
AF0182:04 | SC | KA0652A1 | WHT | 20 | 46.B7 | KA0652:A1 | JB71 B,PNL CUSTOMER | 46.B6
AF0182:05 | SC | KA0653A1 | WHT | 20 | 46.B7 | KA0653:A1 | JB71 B,PNL CUSTOMER | 46.B6
AF0182:06 | SC | KA0654A1 | WHT | 20 | 46.C7 | KA0654:A1 | JB71 B,PNL CUSTOMER | 46.C6
AF0182:08 | SC | 018208 | WHT | 20 | 48.B7 | XT0188:7 | JB71 B,PNL CUSTOMER | 48.B6
AF0182:09 | SC | KA0655A1 | WHT | 20 | 46.C7 | KA0655:A1 | JB71 B,PNL CUSTOMER | 46.D6
AF0182:10 | SC | KA0656A1 | WHT | 20 | 46.D7 | KA0656:A1 | JB71 B,PNL CUSTOMER | 46.D6
AF0182:13 | SC | KA0650A1 | WHT | 20 | 46.A7 | KA0650:A1 | JB71 B,PNL CUSTOMER | 46.A6
AF0182:14 | SC | KA0651A1 | WHT | 20 | 46.A7 | KA0651:A1 | JB71 B,PNL CUSTOMER | 46.A6
AF0182:16 | SC | KA0181A2 | WHT | 20 | 45.C7 | KA0181:A2 | JB71 B,PNL CUSTOMER | 45.D6
AF0182:17 | SC | KA0180A2 | WHT | 20 | 45.D7 | KA0180:A2 | JB71 B,PNL CUSTOMER | 45.D6
AF0182:18 | SC | KA0657A2 | WHT | 20 | 48.C7 | KA0657:A2 | JB71 B,PNL CUSTOMER | 48.C6
AF0182:19 | SC | KA0658A2 | WHT | 20 | 48.C7 | KA0658:A2 | JB71 B,PNL CUSTOMER | 48.C6
AF0182:20 | SC | KA0652A2 | WHT | 20 | 46.B7 | KA0652:A2 | JB71 B,PNL CUSTOMER | 46.B6
AF0182:21 | SC | KA0653A2 | WHT | 20 | 46.B7 | KA0653:A2 | JB71 B,PNL CUSTOMER | 46.B6
AF0182:22 | SC | KA0654A2 | WHT | 20 | 46.C7 | KA0654:A2 | JB71 B,PNL CUSTOMER | 46.C6
AF0182:24 | SC | 018224 | WHT | 20 | 48.B7 | XT0188:8 | JB71 B,PNL CUSTOMER | 48.B6
AF0182:25 | SC | KA0655A2 | WHT | 20 | 46.C7 | KA0655:A2 | JB71 B,PNL CUSTOMER | 46.D6
AF0182:26 | SC | KA0656A2 | WHT | 20 | 46.D7 | KA0656:A2 | JB71 B,PNL CUSTOMER | 46.D6
AF0182:29 | SC | KA0650A2 | WHT | 20 | 46.A7 | KA0650:A2 | JB71 B,PNL CUSTOMER | 46.A6
AF0182:30 | SC | KA0651A2 | WHT | 20 | 46.A7 | KA0651:A2 | JB71 B,PNL CUSTOMER | 46.A6
AF0182:COM | SC | 0V | WHT | 16 | 40.B3 | XT0180:2 | JB71 B,PNL CUSTOMER | 40.B1
AF0182:V+ | SC | FU0182 | WHT | 16 | 40.B3 | FU0182:LD | JB71 B,PNL CUSTOMER | 40.B1
AF0183:COM | SC | 0V | WHT | 16 | 40.B3 | XT0180:3 | JB71 B,PNL CUSTOMER | 40.B1
AF0183:SH | SC | AU0180G | GRN | 14 | 40.B3 | AU0180:GND | JB71 B,PNL CUSTOMER | 40.A2
AF0183:V+ | SC | FU0183 | WHT | 16 | 40.B3 | FU0183:LD | JB71 B,PNL CUSTOMER | 40.B1
AF0651:00 | SC | 065100 | WHT | 20 | 48.A7 | XT0188:2 | JB71 B,PNL CUSTOMER | 48.A6
AF0651:01 | SC | 065101 | WHT | 20 | 48.A7 | XT0188:4 | JB71 B,PNL CUSTOMER | 48.A6
AF0651:02 | SC | 065102 | WHT | 20 | 48.B7 | XT0188:6 | JB71 B,PNL CUSTOMER | 48.B6
AF0651:04 | SC | KA71802 | WHT | 20 | 42.A6 | XT0189:20 | JB71 B,PNL CUSTOMER | 42.A6
AF0651:05 | SC | KA71812 | WHT | 20 | 42.A6 | XT0189:22 | JB71 B,PNL CUSTOMER | 42.A6
AF0651:06 | SC | KA71822 | WHT | 20 | 42.B6 | XT0189:24 | JB71 B,PNL CUSTOMER | 42.B6
AF0651:07 | SC | KA71832 | WHT | 20 | 42.B6 | XT0189:26 | JB71 B,PNL CUSTOMER | 42.B6
AF0651:08 | SC | KA71842 | WHT | 20 | 42.C6 | XT0189:28 | JB71 B,PNL CUSTOMER | 42.C6
AF0651:09 | SC | KA71852 | WHT | 20 | 42.C6 | XT0189:30 | JB71 B,PNL CUSTOMER | 42.C6
AF0651:10 | SC | KA71862 | WHT | 20 | 42.D6 | XT0189:32 | JB71 B,PNL CUSTOMER | 42.D6
AF0651:11 | SC | KA71872 | WHT | 20 | 42.D6 | XT0189:34 | JB71 B,PNL CUSTOMER | 42.D6
AF0651:12 | SC | ZS631024 | WHT | 16 | 128.B6 | XT0299:21 | JB71 B,PNL CUSTOMER | 128.C5
AF0651:14 | SC | ZS621024 | WHT | 20 | 130.A7 | XT0299:17 | JB71 B,PNL CUSTOMER | 130.A5
AF0651:32 | SC | 065132 | WHT | 20 | 48.A7 | XT0188:1 | JB71 B,PNL CUSTOMER | 48.A6
AF0651:33 | SC | 065133 | WHT | 20 | 48.A7 | XT0188:3 | JB71 B,PNL CUSTOMER | 48.A6
AF0651:34 | SC | 065134 | WHT | 20 | 48.B7 | XT0188:5 | JB71 B,PNL CUSTOMER | 48.B6
AF0651:36 | SC | KA71801 | WHT | 20 | 42.A6 | XT0189:19 | JB71 B,PNL CUSTOMER | 42.A6
AF0651:37 | SC | KA71811 | WHT | 20 | 42.A6 | XT0189:21 | JB71 B,PNL CUSTOMER | 42.A6
AF0651:38 | SC | KA7182 | WHT | 20 | 42.B6 | XT0189:23 | JB71 B,PNL CUSTOMER | 42.B6
AF0651:39 | SC | KA71831 | WHT | 20 | 42.B6 | XT0189:25 | JB71 B,PNL CUSTOMER | 42.B6
AF0651:40 | SC | KA71841 | WHT | 20 | 42.C6 | XT0189:27 | JB71 B,PNL CUSTOMER | 42.C6
AF0651:41 | SC | KA71851 | WHT | 20 | 42.C6 | XT0189:29 | JB71 B,PNL CUSTOMER | 42.C6
AF0651:42 | SC | KA71861 | WHT | 20 | 42.D6 | XT0189:31 | JB71 B,PNL CUSTOMER | 42.D6
AF0651:43 | SC | KA71871 | WHT | 20 | 42.D6 | XT0189:33 | JB71 B,PNL CUSTOMER | 42.D6
AF0651:44 | SC | ZS631023 | WHT | 16 | 128.B6 | XT0299:18 | JB71 B,PNL CUSTOMER | 128.B5
AF0651:46 | SC | ZS621023 | WHT | 20 | 130.A7 | XT0299:16 | JB71 B,PNL CUSTOMER | 130.A5
AF0651:COM | SC | AF0651N | WHT | 16 | 40.C2 | AF0652:COM | JB71 B,PNL CUSTOMER | 40.C3
AF0651:COM | SC | AU0650N | WHT | 16 | 40.C2 | AU0650:COM | JB71 B,PNL CUSTOMER | 40.B2
AF0651:V+ | SC | AF0651P | WHT | 16 | 40.C2 | AF0652:V+ | JB71 B,PNL CUSTOMER | 40.C3
AF0651:V+ | SC | AU0650P | WHT | 16 | 40.C2 | AU0650:V+ | JB71 B,PNL CUSTOMER | 40.B2
AF0652:SH | SC | AF0652G | GRN | 14 | 40.C3 | AF0654:SH | JB71 B,PNL CUSTOMER | 40.C4
AF0652:SH | SC | AU0650G | GRN | 14 | 40.C3 | AU0650:GND | JB71 B,PNL CUSTOMER | 40.B2
AF0653:00 | SC | 065300 | WHT | 20 | 134.A7 | XT0291:3 | JB71 B,PNL CUSTOMER | 134.A6
AF0653:02 | SC | 065302 | WHT | 20 | 134.A7 | XT0291:4 | JB71 B,PNL CUSTOMER | 134.A6
AF0653:04 | SC | 065304 | WHT | 20 | 134.B7 | XT0291:5 | JB71 B,PNL CUSTOMER | 134.B6
AF0653:16 | SC | SV62612 | WHT | 20 | 134.A7 | XT0299:23 | JB71 B,PNL CUSTOMER | 134.A5
AF0653:18 | SC | SV62712 | WHT | 20 | 134.A7 | XT0299:25 | JB71 B,PNL CUSTOMER | 134.B5
AF0653:20 | SC | SV62802 | WHT | 20 | 134.B7 | XT0299:27 | JB71 B,PNL CUSTOMER | 134.B5
AF0653:36 | SC | 065336 | WHT | 20 | 134.B7 | XT0291:8 | JB71 B,PNL CUSTOMER | 134.C5
AF0653:COM | SC | 0V | WHT | 16 | 40.C3 | XT0180:5 | JB71 B,PNL CUSTOMER | 40.C1
AF0653:V+ | SC | FU0651 | WHT | 16 | 40.C3 | FU0651:LD | JB71 B,PNL CUSTOMER | 40.C1
AF0654:COM | SC | AF0654N | WHT | 16 | 40.C4 | AF0655:COM | JB71 B,PNL CUSTOMER | 40.B5
AF0654:COM | SC | 0V | WHT | 16 | 40.C4 | XT0180:6 | JB71 B,PNL CUSTOMER | 40.D1
AF0654:SH | SC | AF0654G | GRN | 14 | 40.C4 | AF0655:SH | JB71 B,PNL CUSTOMER | 40.B5
AF0654:V+ | SC | FU0652 | WHT | 14 | 40.C4 | FU0652:LD | JB71 B,PNL CUSTOMER | 40.D1
AF0654:V+ | SC | AF0654P | WHT | 16 | 40.C4 | AF0655:V+ | JB71 B,PNL CUSTOMER | 40.B5
AU0180:COM | SC | 0V | WHT | 16 | 40.A2 | XT0180:2 | JB71 B,PNL CUSTOMER | 40.B1
AU0180:V+ | SC | FU0181 | WHT | 16 | 40.A2 | FU0181:LD | JB71 B,PNL CUSTOMER | 40.B1
AU0650:COM | SC | 0V | WHT | 16 | 40.B2 | XT0180:5 | JB71 B,PNL CUSTOMER | 40.C1
AU0650:V+ | SC | FU0650 | WHT | 16 | 40.B2 | FU0650:LD | JB71 B,PNL CUSTOMER | 40.C1
FU0128:LD | SC | FU2400 | WHT | 16 | 24.D1 | XT0129:1 | JB71 B,PNL CUSTOMER | 24.D2
FU0128:LI | SC | FU0120 | WHT | 14 | 24.D1 | FU0250:LI | JB71 B,PNL CUSTOMER | 113.D3
FU0181:LI | SC | FU0180 | WHT | 14 | 40.B1 | FU0180:LD | JB71 B,PNL CUSTOMER | 40.A1
FU0181:LI | SC | FU0180 | WHT | 14 | 40.B1 | FU0182:LI | JB71 B,PNL CUSTOMER | 40.B1
FU0182:LI | SC | FU0180 | WHT | 14 | 40.B1 | FU0183:LI | JB71 B,PNL CUSTOMER | 40.B1
FU0183:LI | SC | FU0180 | WHT | 14 | 40.B1 | FU0650:LI | JB71 B,PNL CUSTOMER | 40.C1
FU0650:LI | SC | FU0180 | WHT | 14 | 40.C1 | FU0651:LI | JB71 B,PNL CUSTOMER | 40.C1
FU0651:LI | SC | FU0180 | WHT | 14 | 40.C1 | FU0652:LI | JB71 B,PNL CUSTOMER | 40.D1
FU0652:LI | SC | FU0180 | WHT | 14 | 40.D1 | FU0659:LI | JB71 B,PNL CUSTOMER | 40.D1
FU0659:LD | SC | FU0659 | WHT | 14 | 40.D1 | XT0180:8 | JB71 B,PNL CUSTOMER | 40.D2
GR0651: | SC | GR0651 | GRN/YEL | 14 | 40.D5 | FGGR0651:1 | JB71 B,PNL CUSTOMER | 40.D6
GR0652: | SC | GR0652 | GRN/YEL | 14 | 40.D6 | FGGR0651:2 | JB71 B,PNL CUSTOMER | 40.D7
KA0128:12 | SC | KA012812 | WHT | 20 | 112.A6 | KA0310:21 | JB71 B,PNL CUSTOMER | 112.A6
KA0180:11 | SC | CC75801 | WHT | 16 | 45.D5 | XT0189:75 | JB71 B,PNL CUSTOMER | 45.D5
KA0180:14 | SC | CC75802 | WHT | 16 | 45.D5 | XT0189:76 | JB71 B,PNL CUSTOMER | 45.D5
KA0181:11 | SC | CC71741 | WHT | 16 | 45.D5 | XT0189:73 | JB71 B,PNL CUSTOMER | 45.D5
KA0181:14 | SC | CC71742 | WHT | 16 | 45.D5 | XT0189:74 | JB71 B,PNL CUSTOMER | 45.D5
KA0184:11 | SC | KA065711 | WHT | 20 | 48.C5 | XT0187:3 | JB71 B,PNL CUSTOMER | 48.C5
KA0184:14 | SC | KA018414 | WHT | 20 | 48.C5 | XT0187:4 | JB71 B,PNL CUSTOMER | 48.C5
KA0184:A2 | SC | 0V | WHT | 20 | 40.D2 | XT0180:7 | JB71 B,PNL CUSTOMER | 40.D1
KA0190:1 | SC | CC71751 | WHT | 16 | 45.A5 | XT0189:65 | JB71 B,PNL CUSTOMER | 45.A5
KA0190:2 | SC | CC71752 | WHT | 16 | 45.A5 | XT0189:66 | JB71 B,PNL CUSTOMER | 45.B5
KA0191:13 | SC | CC717913 | WHT | 16 | 45.B5 | XT0189:67 | JB71 B,PNL CUSTOMER | 45.B5
KA0191:14 | SC | CC717914 | WHT | 16 | 45.B5 | XT0189:68 | JB71 B,PNL CUSTOMER | 45.B5
KA0192:1 | SC | CC71761 | WHT | 16 | 45.C5 | XT0189:69 | JB71 B,PNL CUSTOMER | 45.C5
KA0192:2 | SC | CC71762 | WHT | 16 | 45.C5 | XT0189:70 | JB71 B,PNL CUSTOMER | 45.C5
KA0193:13 | SC | CC718013 | WHT | 16 | 45.C5 | XT0189:71 | JB71 B,PNL CUSTOMER | 45.C5
KA0193:14 | SC | CC718014 | WHT | 16 | 45.C5 | XT0189:72 | JB71 B,PNL CUSTOMER | 45.C5
KA0290:11 | SC | SV62611 | WHT | 20 | 134.A5 | XT0299:22 | JB71 B,PNL CUSTOMER | 134.A5
KA0290:14 | SC | 065300 | WHT | 20 | 134.A5 | XT0291:3 | JB71 B,PNL CUSTOMER | 134.A6
KA0290:21 | SC | SV62711 | WHT | 20 | 134.A5 | XT0299:24 | JB71 B,PNL CUSTOMER | 134.A5
KA0290:24 | SC | 065302 | WHT | 20 | 134.A5 | XT0291:4 | JB71 B,PNL CUSTOMER | 134.A6
KA0290:A1 | SC | KA024313 | WHT | 20 | 134.D6 | KA0291:A1 | JB71 B,PNL CUSTOMER | 134.D6
KA0290:A1 | SC | KA024313 | WHT | 20 | 134.D6 | XT0291:1 | JB71 B,PNL CUSTOMER | 134.D5
KA0290:A2 | SC | 0V | WHT | 20 | 134.D6 | KA0291:A2 | JB71 B,PNL CUSTOMER | 134.D6
KA0291:11 | SC | 065304 | WHT | 20 | 134.B5 | XT0291:5 | JB71 B,PNL CUSTOMER | 134.B6
KA0291:14 | SC | SV62801 | WHT | 20 | 134.B5 | XT0299:26 | JB71 B,PNL CUSTOMER | 134.B5
KA0291:A2 | SC | 0V | WHT | 20 | 134.D6 | XT0291:2 | JB71 B,PNL CUSTOMER | 134.D5
KA0650:11 | SC | KA065011 | WHT | 16 | 46.A5 | XT0189:77 | JB71 B,PNL CUSTOMER | 46.A5
KA0650:14 | SC | KA065014 | WHT | 16 | 46.A5 | XT0189:78 | JB71 B,PNL CUSTOMER | 46.A5
KA0651:11 | SC | KA065111 | WHT | 16 | 46.B5 | XT0189:79 | JB71 B,PNL CUSTOMER | 46.B5
KA0651:14 | SC | KA065114 | WHT | 16 | 46.B5 | XT0189:80 | JB71 B,PNL CUSTOMER | 46.B5
KA0652:11 | SC | KA065211 | WHT | 16 | 46.B5 | XT0186:1 | JB71 B,PNL CUSTOMER | 46.B5
KA0652:14 | SC | KA065214 | WHT | 16 | 46.B5 | XT0186:2 | JB71 B,PNL CUSTOMER | 46.B5
KA0653:11 | SC | KA065311 | WHT | 16 | 46.C5 | XT0186:3 | JB71 B,PNL CUSTOMER | 46.C5
KA0653:14 | SC | KA065314 | WHT | 16 | 46.C5 | XT0186:4 | JB71 B,PNL CUSTOMER | 46.C5
KA0654:11 | SC | KA065411 | WHT | 16 | 46.C5 | XT0186:5 | JB71 B,PNL CUSTOMER | 46.C5
KA0654:14 | SC | KA065414 | WHT | 16 | 46.C5 | XT0186:6 | JB71 B,PNL CUSTOMER | 46.C5
KA0655:11 | SC | KA065511 | WHT | 16 | 46.D5 | XT0186:7 | JB71 B,PNL CUSTOMER | 46.D5
KA0655:14 | SC | KA065514 | WHT | 16 | 46.D5 | XT0186:8 | JB71 B,PNL CUSTOMER | 46.D5
KA0656:11 | SC | KA065611 | WHT | 16 | 46.D5 | XT0186:9 | JB71 B,PNL CUSTOMER | 46.D5
KA0656:14 | SC | KA065614 | WHT | 16 | 46.D5 | XT0186:10 | JB71 B,PNL CUSTOMER | 46.D5
KA0657:11 | SC | KA065711 | WHT | 20 | 48.C5 | XT0187:1 | JB71 B,PNL CUSTOMER | 48.C5
KA0657:14 | SC | KA065714 | WHT | 20 | 48.C5 | XT0187:2 | JB71 B,PNL CUSTOMER | 48.C5
KA0658:11 | SC | KA065711 | WHT | 20 | 48.D5 | XT0187:5 | JB71 B,PNL CUSTOMER | 48.D5
KA0658:14 | SC | KA065814 | WHT | 20 | 48.D5 | XT0187:6 | JB71 B,PNL CUSTOMER | 48.D5
UAI1170:14+ | SC | FU0659 | WHT | 14 | 127.B5 | XT0180:8 | JB71 B,PNL CUSTOMER | 40.D2
UAI1170:15- | SC | 0V | WHT | 20 | 127.B5 | XT0180:7 | JB71 B,PNL CUSTOMER | 40.D1
VD0290:--1N4007 | SC | 065300 | LEAD | --- | 134.A6 | XT0291:3 | JB71 B,PNL CUSTOMER | 134.A6
VD0290:+-1N4007 | SC | KA017714 | LEAD | --- | 134.A6 | XT0291:6 | JB71 B,PNL CUSTOMER | 134.C6
VD0291:--1N4007 | SC | 065302 | LEAD | --- | 134.B6 | XT0291:4 | JB71 B,PNL CUSTOMER | 134.A6
VD0291:+-1N4007 | SC | KA017714 | LEAD | --- | 134.B6 | XT0291:6 | JB71 B,PNL CUSTOMER | 134.C6
VD0292:--1N4007 | SC | 065304 | LEAD | --- | 134.B6 | XT0291:5 | JB71 B,PNL CUSTOMER | 134.B6
VD0292:+-1N4007 | SC | KA017714 | LEAD | --- | 134.B6 | XT0291:6 | JB71 B,PNL CUSTOMER | 134.C6
XT0189:20 | SC | JP10 | VIO | 20 | 42.A6 | XT0189:19 | JB71 B,PNL CUSTOMER | 42.A6
XT0189:4 | SC | JP1 | VIO | 20 | 41.A6 | XT0189:3 | JB71 B,PNL CUSTOMER | 41.A6
XT0189:54 | SC | JP4 | VIO | 20 | 44.A6 | XT0189:53 | JB71 B,PNL CUSTOMER | 44.A6
XT0189:56 | SC | JP5 | VIO | 20 | 44.A6 | XT0189:55 | JB71 B,PNL CUSTOMER | 44.A6
XT0189:58 | SC | JP8 | VIO | 20 | 44.B6 | XT0189:57 | JB71 B,PNL CUSTOMER | 44.B6
XT0189:60 | SC | JP6 | VIO | 20 | 44.B6 | XT0189:59 | JB71 B,PNL CUSTOMER | 44.B6
XT0189:62 | SC | JP7 | VIO | 20 | 44.C6 | XT0189:61 | JB71 B,PNL CUSTOMER | 44.C6
XT0189:64 | SC | JP9 | VIO | 20 | 44.C6 | XT0189:63 | JB71 B,PNL CUSTOMER | 44.C6
XT0187:1 | SC | KA065711 | WHT | 20 | 48.C5 | XT0187:3 | JB71 B,PNL CUSTOMER | 48.C5
XT0187:3 | SC | KA065711 | WHT | 20 | 48.C5 | XT0187:5 | JB71 B,PNL CUSTOMER | 48.D5
XT0291:7 | SC | KA017714 | WHT | 20 | 134.C5 | XT0291:6 | JB71 B,PNL CUSTOMER | 134.C6
XT0299:19 | SC | ZS631024 | WHT | 16 | 128.B5 | XT0299:20 | JB71 B,PNL CUSTOMER | 128.C5
XT0299:20 | SC | ZS631024 | WHT | 16 | 128.C5 | XT0299:21 | JB71 B,PNL CUSTOMER | 128.C5
AU0180:L2 | WC0018 | AU0180L2 | ENET | CABLE | 40.A2 | AU0650:L1 | JB71 B,PNL CUSTOMER | 40.B2
AF0183:06 | WCCC7581 | CC75811 | RED | 20 | 43.A7 | XT0189:35 | JB71 B,PNL CUSTOMER | 43.A5
AF0183:22 | WCCC7581 | CC75812 | BLK | 20 | 43.A7 | XT0189:36 | JB71 B,PNL CUSTOMER | 43.A5
AF0183:54 | WCCC7581 | CC7581SH | SH | 20 | 43.A7 | XT0189:37 | JB71 B,PNL CUSTOMER | 43.A5
AF0183:00 | WCCC7582 | CC75821 | RED | 20 | 43.A7 | XT0189:38 | JB71 B,PNL CUSTOMER | 43.A5
AF0183:16 | WCCC7582 | CC75822 | BLK | 20 | 43.A7 | XT0189:39 | JB71 B,PNL CUSTOMER | 43.B5
AF0183:48 | WCCC7582 | CC7582SH | SH | 20 | 43.A7 | XT0189:40 | JB71 B,PNL CUSTOMER | 43.B5
AF0652:00 | WCCC7583 | CC75831 | RED | 20 | 47.A7 | XT0189:81 | JB71 B,PNL CUSTOMER | 47.A5
AF0652:16 | WCCC7583 | CC75832 | BLK | 20 | 47.A7 | XT0189:82 | JB71 B,PNL CUSTOMER | 47.A5
AF0652:48 | WCCC7583 | CC7583SH | SH | 20 | 47.A7 | XT0189:83 | JB71 B,PNL CUSTOMER | 47.A5
AF0652:02 | WCCC7584 | CC75841 | RED | 20 | 47.A7 | XT0189:84 | JB71 B,PNL CUSTOMER | 47.A5
AF0652:18 | WCCC7584 | CC75842 | BLK | 20 | 47.A7 | XT0189:85 | JB71 B,PNL CUSTOMER | 47.A5
AF0652:50 | WCCC7584 | CC7584SH | SH | 20 | 47.A7 | XT0189:86 | JB71 B,PNL CUSTOMER | 47.A5
AF0652:04 | WCCC7585 | CC75851 | RED | 20 | 47.B7 | XT0189:87 | JB71 B,PNL CUSTOMER | 47.B5
AF0652:20 | WCCC7585 | CC75852 | BLK | 20 | 47.B7 | XT0189:88 | JB71 B,PNL CUSTOMER | 47.B5
AF0652:52 | WCCC7585 | CC7585SH | SH | 20 | 47.B7 | XT0189:89 | JB71 B,PNL CUSTOMER | 47.B5
AF0652:06 | WCCC7586 | CC75861 | RED | 20 | 47.B7 | XT0189:90 | JB71 B,PNL CUSTOMER | 47.B5
AF0652:22 | WCCC7586 | CC75862 | BLK | 20 | 47.B7 | XT0189:91 | JB71 B,PNL CUSTOMER | 47.B5
AF0652:54 | WCCC7586 | CC7586SH | SH | 20 | 47.B7 | XT0189:92 | JB71 B,PNL CUSTOMER | 47.B5
AF0183:02 | WCCC7587 | CC75871 | RED | 20 | 43.B7 | XT0189:41 | JB71 B,PNL CUSTOMER | 43.B5
AF0183:18 | WCCC7587 | CC75872 | BLK | 20 | 43.B7 | XT0189:42 | JB71 B,PNL CUSTOMER | 43.B5
AF0183:50 | WCCC7587 | CC7587SH | SH | 20 | 43.B7 | XT0189:43 | JB71 B,PNL CUSTOMER | 43.B5
AF0183:08 | WCCC7588 | CC75881 | RED | 20 | 43.C7 | XT0189:44 | JB71 B,PNL CUSTOMER | 43.C5
AF0183:24 | WCCC7588 | CC75882 | BLK | 20 | 43.C7 | XT0189:45 | JB71 B,PNL CUSTOMER | 43.C5
AF0183:56 | WCCC7588 | CC7588SH | SH | 20 | 43.C7 | XT0189:46 | JB71 B,PNL CUSTOMER | 43.C5
AF0183:04 | WCCC7589 | CC75891 | RED | 20 | 43.C7 | XT0189:47 | JB71 B,PNL CUSTOMER | 43.C5
AF0183:20 | WCCC7589 | CC75892 | BLK | 20 | 43.C7 | XT0189:48 | JB71 B,PNL CUSTOMER | 43.C5
AF0183:52 | WCCC7589 | CC7589SH | SH | 20 | 43.C7 | XT0189:49 | JB71 B,PNL CUSTOMER | 43.C5
AF0183:10 | WCCC7590 | CC75901 | RED | 20 | 43.D7 | XT0189:50 | JB71 B,PNL CUSTOMER | 43.D5
AF0183:26 | WCCC7590 | CC75902 | BLK | 20 | 43.D7 | XT0189:51 | JB71 B,PNL CUSTOMER | 43.D5
AF0183:58 | WCCC7590 | CC7590SH | SH | 20 | 43.D7 | XT0189:52 | JB71 B,PNL CUSTOMER | 43.D5
AF0654:34 | WCPDT1110 | PDT11101 | RED | 20 | 127.A7 | XT0292:12 | JB71 B,PNL CUSTOMER | 127.A4
AF0654:02 | WCPDT1110 | PDT11102 | BLK | 20 | 127.A7 | XT0292:13 | JB71 B,PNL CUSTOMER | 127.A4
AF0654:50 | WCPDT1110 | PDT1110S | SH | 20 | 127.A7 | XT0292:14 | JB71 B,PNL CUSTOMER | 127.B4
AF0183:44 | WCPDT6210 | PDT62101 | RED | 20 | 132.A7 | XT0299:1 | JB71 B,PNL CUSTOMER | 132.A5
AF0183:12 | WCPDT6210 | PDT62102 | BLK | 20 | 132.A7 | XT0299:2 | JB71 B,PNL CUSTOMER | 132.A5
AF0183:60 | WCPDT6210 | PDT6210S | SH | 20 | 132.A7 | XT0299:3 | JB71 B,PNL CUSTOMER | 132.A5
AF0183:46 | WCPDT6310 | PDT63101 | RED | 20 | 128.A7 | XT0299:7 | JB71 B,PNL CUSTOMER | 128.A5
AF0183:14 | WCPDT6310 | PDT63102 | BLK | 20 | 128.A7 | XT0299:8 | JB71 B,PNL CUSTOMER | 128.A5
AF0183:62 | WCPDT6310 | PDT6310S | SH | 20 | 128.A7 | XT0299:9 | JB71 B,PNL CUSTOMER | 128.A5
AF0654:42 | WCPDT6311 | PDT63111 | RED | 20 | 128.A7 | XT0299:10 | JB71 B,PNL CUSTOMER | 128.A5
AF0654:10 | WCPDT6311 | PDT63112 | BLK | 20 | 128.A7 | XT0299:11 | JB71 B,PNL CUSTOMER | 128.B5
AF0654:58 | WCPDT6311 | PDT6311S | SH | 20 | 128.A7 | XT0299:12 | JB71 B,PNL CUSTOMER | 128.B5
AF0654:32 | WCPT1000 | PT10001 | RED | 20 | 127.A7 | XT0292:9 | JB71 B,PNL CUSTOMER | 127.A4
AF0654:00 | WCPT1000 | PT10002 | BLK | 20 | 127.A7 | XT0292:10 | JB71 B,PNL CUSTOMER | 127.A4
AF0654:48 | WCPT1000 | PT1000S | SH | 20 | 127.A7 | XT0292:11 | JB71 B,PNL CUSTOMER | 127.A4
UAI1170:1+ | WCPT1170 | PT11701 | RED | 20 | 127.B5 | XT0292:15 | JB71 B,PNL CUSTOMER | 127.B4
UAI1170:3 | WCPT1170 | PT11702 | BLK | 20 | 127.B5 | XT0292:16 | JB71 B,PNL CUSTOMER | 127.B4
XT0292:17 | WCPT1170 | PT1170S | SH | 20 | 127.B4 | XT1170:1 | JB71 B,PNL CUSTOMER | 127.B5
AF0655:00 | WCUAI1170A | UAI11708+ | RED | 20 | 127.B7 | UAI1170:+8 | JB71 B,PNL CUSTOMER | 127.B5
AF0655:16 | WCUAI1170A | UAI11707- | BLK | 20 | 127.B7 | UAI1170:-7 | JB71 B,PNL CUSTOMER | 127.B5
AF0655:48 | WCUAI1170A | AF018448 | SH | 20 | 127.B7 | FWIEG0180:14 | JB71 B,PNL CUSTOMER | 127.B6
AF0655:08 | WCUAI1170B | UAI117011+ | RED | 20 | 127.C7 | UAI1170:+11 | JB71 B,PNL CUSTOMER | 127.B5
AF0655:24 | WCUAI1170B | UAI117010- | BLK | 20 | 127.C7 | UAI1170:-10 | JB71 B,PNL CUSTOMER | 127.B5
AF0655:56 | WCUAI1170B | AF018456 | SH | 20 | 127.C7 | FWIEG0650:15 | JB71 B,PNL CUSTOMER | 127.C6
AF0183:SH | SC | IEG00116 | GRN | 14 | 40.B3 | IEG0011:6 | JB71 B,PNL CTRL1 | 40.B6
AF0655:SH | SC | IEG00117 | GRN | 14 | 40.B5 | IEG0011:7 | JB71 B,PNL CTRL1 | 40.D5
KA0191:A1 | SC | KA0191A1 | WHT | 20 | 45.A6 | AF0073:05 | JB71 B,PNL CTRL1 | 45.A7
KA0191:A2 | SC | KA0191A2 | WHT | 20 | 45.A6 | AF0073:21 | JB71 B,PNL CTRL1 | 45.A7
KA0193:A1 | SC | KA0193A1 | WHT | 20 | 45.C6 | AF0073:06 | JB71 B,PNL CTRL1 | 45.C7
KA0193:A2 | SC | KA0193A2 | WHT | 20 | 45.C6 | AF0073:22 | JB71 B,PNL CTRL1 | 45.C7
XT0189:57 | SC | KA71771 | WHT | 20 | 44.B6 | AF0072:39 | JB71 B,PNL CTRL1 | 44.B7
XT0189:58 | SC | KA71772 | WHT | 20 | 44.B6 | AF0072:07 | JB71 B,PNL CTRL1 | 44.B7
XT0189:63 | SC | KA71781 | WHT | 20 | 44.C6 | AF0072:38 | JB71 B,PNL CTRL1 | 44.C7
XT0189:64 | SC | KA71782 | WHT | 20 | 44.C6 | AF0072:06 | JB71 B,PNL CTRL1 | 44.C7
KA0190:13(+) | SC | KA019013 | WHT | 20 | 45.A6 | AF0383:12 | JB71 B,PNL CTRL2 | 45.A7
KA0190:14(-) | SC | KA019014 | WHT | 20 | 45.A6 | AF0383:28 | JB71 B,PNL CTRL2 | 45.A7
KA0192:13(+) | SC | KA019213 | WHT | 20 | 45.B6 | AF0383:13 | JB71 B,PNL CTRL2 | 45.B7
KA0192:14(-) | SC | KA019214 | WHT | 20 | 45.B6 | AF0383:29 | JB71 B,PNL CTRL2 | 45.B7
XT0189:55 | SC | KA71711 | WHT | 20 | 44.A6 | AF0381:40 | JB71 B,PNL CTRL2 | 44.A7
XT0189:56 | SC | KA71712 | WHT | 20 | 44.A6 | AF0381:08 | JB71 B,PNL CTRL2 | 44.A7
XT0189:61 | SC | KA71731 | WHT | 20 | 44.C6 | AF0381:39 | JB71 B,PNL CTRL2 | 44.C7
XT0189:62 | SC | KA71732 | WHT | 20 | 44.C6 | AF0381:07 | JB71 B,PNL CTRL2 | 44.C7
XT0291:7 | SC | KA017714 | WHT | 20 | 134.C5 | XT0089:39 | JB71 B,PNL CTRL2 | 10.D2
XT0291:8 | SC | 065336 | WHT | 20 | 134.C5 | XT0089:38 | JB71 B,PNL CTRL2 | 10.D2
FU0180:LI | SC | FU0136 | WHT | 12 | 40.A1 | XT0002:4 | JB71 B,PNL DC PWR | 3.A4
GR0180: | SC | GR0180 | GRN | 14 | 40.D4 | IEG0010:3 | JB71 B,PNL DC PWR | 40.D4
GR0650: | SC | GR0650 | GRN | 14 | 40.D4 | IEG0010:4 | JB71 B,PNL DC PWR | 40.D5
XT0140:3 | SC | XT01403 | GRN | 14 | 24.D3 | IEG0010:9 | JB71 B,PNL DC PWR | 24.D6
XT0180:1 | SC | 0V | WHT | 12 | 40.A1 | XT0003:4 | JB71 B,PNL DC PWR | 3.B4
XT1170:1 | SC | PT1170S | GRN | 14 | 127.B5 | IEG0010:10 | JB71 B,PNL DC PWR | 127.B5
FU0128:LI | SC | FU0120 | WHT | 14 | 24.D1 | FU0127:LI | JB71 B,PNL GEN CTRL | 24.C1
FU0129:LD | SC | FU0129 | WHT | 16 | 24.B1 | AF0126:V+ | JB71 B,PNL GEN CTRL | 24.B5
FU0129:LI | SC | FU0120 | WHT | 14 | 24.B1 | FU0124:LI | JB71 B,PNL GEN CTRL | 24.C1
FU0129:LI | SC | FU0120 | WHT | 14 | 24.B1 | FU0123:LI | JB71 B,PNL GEN CTRL | 24.B1
KA0123:11 | SC | FU0124 | WHT | 16 | 24.C6 | XT0120:8 | JB71 B,PNL GEN CTRL | 24.C5
KA0123:14 | SC | KA012314 | WHT | 16 | 24.C6 | AT0140:4 EX-D(+) | JB71 B,PNL GEN CTRL | 24.D7
KA0123:A1 | SC | KA0123A1 | WHT | 20 | 25.A5 | AF0123:03 | JB71 B,PNL GEN CTRL | 25.A7
KA0123:A1 | SC | KA0123A1 | WHT | 20 | 25.A5 | KA0313:A1 | JB71 B,PNL GEN CTRL | 25.A5
KA0123:A2 | SC | KA0123A2 | WHT | 20 | 25.A5 | AF0123:19 | JB71 B,PNL GEN CTRL | 25.A7
KA0123:A2 | SC | KA0123A2 | WHT | 20 | 25.A5 | KA0313:A2 | JB71 B,PNL GEN CTRL | 25.A5
KA0128:11 | SC | KA023514 | WHT | 20 | 112.A6 | XT0121:3 | JB71 B,PNL GEN CTRL | 112.A3
KA0128:A1 | SC | KA0128A1 | WHT | 20 | 112.B6 | AF0123:02 | JB71 B,PNL GEN CTRL | 112.B7
KA0128:A2 | SC | KA0128A2 | WHT | 20 | 112.B6 | AF0123:18 | JB71 B,PNL GEN CTRL | 112.B7
KA0184:A1 | SC | KA018954 | WHT | 20 | 40.D2 | XT0121:5 | JB71 B,PNL GEN CTRL | 26.C2
KA0310:11 | SC | KA031011 | WHT | 20 | 26.C6 | AF0121:38 | JB71 B,PNL GEN CTRL | 26.C6
KA0310:14 | SC | KA031014 | WHT | 20 | 26.C6 | AF0121:06 | JB71 B,PNL GEN CTRL | 26.C6
KA0310:22 | SC | KA035121 | WHT | 20 | 112.A6 | KA0351:21 | JB71 B,PNL GEN CTRL | 112.A5
KA0310:A1 | SC | FU0124 | WHT | 16 | 24.B6 | XT0120:8 | JB71 B,PNL GEN CTRL | 24.C5
KA0310:A2 | SC | KA0310A2 | WHT | 16 | 24.B6 | AT0140:29 FLT | JB71 B,PNL GEN CTRL | 24.B7
XT0129:2 | SC | 0V | WHT | 14 | 24.D2 | XT0120:12 | JB71 B,PNL GEN CTRL | 24.D1
XT0144:1 | SC | 012134 | WHT | 20 | 111.A5 | AF0121:34 | JB71 B,PNL GEN CTRL | 111.A6
XT0144:2 | SC | 012102 | WHT | 20 | 111.A5 | AF0121:02 | JB71 B,PNL GEN CTRL | 111.A6
XT0180:8 | SC | FU0659 | WHT | 14 | 40.D2 | XT0121:4 | JB71 B,PNL GEN CTRL | 26.C2
XT0140:1 | WC8009 | AT0140LS(+) | WHT | 16 | 24.D3 | AT0140:1 LS(+) | JB71 B,PNL GEN CTRL | 24.D7
XT0140:2 | WC8009 | AT0140LS(-) | BLK | 16 | 24.D3 | AT0140:2 LS(-) | JB71 B,PNL GEN CTRL | 24.D7
FWAT0140:3 | WC8009 | XT01403 | SH | 16 | 24.D6 | XT0140:3 | JB71 B,PNL GEN CTRL | 24.D3
XT0292:1 | WCTE6110 | TE61101 | RED | 20 | 120.A5 | AF0124:17 | JB71 B,PNL GEN CTRL | 120.A7
XT0292:2 | WCTE6110 | TE61102 | WHT | 20 | 120.A5 | AF0124:01 | JB71 B,PNL GEN CTRL | 120.A7
XT0292:3 | WCTE6110 | TE61103 | BLK | 20 | 120.A5 | AF0124:00 | JB71 B,PNL GEN CTRL | 120.A7
XT0292:4 | WCTE6110 | TE6110S | SH | 20 | 120.A5 | AF0124:48 | JB71 B,PNL GEN CTRL | 120.A7
XT0292:5 | WCTE6135 | TE61351 | RED | 20 | 74.A5 | AF0124:23 | JB71 B,PNL GEN CTRL | 74.A7
XT0292:6 | WCTE6135 | TE61352 | WHT | 20 | 74.A5 | AF0124:07 | JB71 B,PNL GEN CTRL | 74.A7
XT0292:7 | WCTE6135 | TE61353 | BLK | 20 | 74.A5 | AF0124:06 | JB71 B,PNL GEN CTRL | 74.A7
XT0292:8 | WCTE6135 | TE6135S | SH | 20 | 74.A5 | AF0124:54 | JB71 B,PNL GEN CTRL | 74.A7
AF0182:11 | SC | SH6500X1 | WHT | 20 | 142.A6 | SH6500:X1 | JB71 C,DOOR PNL EQP | 142.A1
AF0182:27 | SC | SH6500X2 | WHT | 20 | 142.A6 | SH6500:X2 | JB71 C,DOOR PNL EQP | 142.A1
XT0291:1 | SC | KA024313 | WHT | 20 | 134.D5 | XT0170:2 | JB71 C,PNL EQP CTRL | 33.C2
XT0291:2 | SC | 0V | WHT | 20 | 134.D5 | XT0170:3 | JB71 C,PNL EQP CTRL | 33.C2
AU0180:L1 | WC0017 | AU0180L1 | ENET | CABLE | 40.A2 | AT0170:L2 | JB71 C,PNL EQP CTRL | 33.A5
XT4003:1 | SC | XT40031 | WHT | 16 | 112.B3 | AT4000:X1-5 | JB71 C,PNL GPP FULL | 27.A1
XT4003:2 | SC | XT40032 | WHT | 16 | 112.B3 | AT4000:X1-6 | JB71 C,PNL GPP FULL | 27.A1
XT4003:3 | SC | XT40033 | WHT | 16 | 112.B3 | AT4000:X1-7 | JB71 C,PNL GPP FULL | 27.A1
XT4003:4 | SC | XT40034 | WHT | 16 | 112.B3 | AT4000:X1-8 | JB71 C,PNL GPP FULL | 27.A1
FU0250:LD | SC | FU0250 | WHT | 12 | 113.D3 | AT0250:86 | JB71 C,PNL PSS | 113.A3
XT0129:1 | SC | FU2400 | WHT | 16 | 24.D2 | KA2401:A1 | JB71 C,PNL PSS | 115.B3
XT0129:1 | SC | FU2400 | WHT | 16 | 24.D2 | KA2402:A1 | JB71 C,PNL PSS | 115.D6
XT0129:1 | SC | FU2400 | WHT | 16 | 24.D2 | KA2400:A1 | JB71 C,PNL PSS | 115.A3
XT0129:2 | SC | 0V | WHT | 16 | 24.D2 | AT0250:56 | JB71 C,PNL PSS | 114.A2
XT0129:2 | SC | 0V | WHT | 16 | 24.D2 | AT0250:54 | JB71 C,PNL PSS | 114.A2
XT0129:2 | SC | 0V | WHT | 20 | 24.D2 | KA2401:21 | JB71 C,PNL PSS | 115.D5
SolarTools ver. 24.0.84.24712 (Jul 31, 2025)
Report date: 4/29/2026 10:08 AM

## JB71 B,PNL DC PWR
JB71 B,PNL DC PWR
Project # | 4P721
Project Name | MEPCO PM5
Revision | 0.2
Controls DE
Phone:
Controls ME
Phone:
From | [5 empty] | To
Device ID | Cable (W) Conductor (SC) Jumper Clip (JC) | Wire No. | Wire ID | Gauge/Size | Page/Zone | Device ID | Location | Page/Zone
XT0002:1 | JC | FU0136 | CLIP | --- | 3.A4 | XT0002:2 | JB71 B,PNL DC PWR | 3.A4
XT0002:2 | JC | FU0136 | CLIP | --- | 3.A4 | XT0002:3 | JB71 B,PNL DC PWR | 3.A4
XT0002:3 | JC | FU0136 | CLIP | --- | 3.A4 | XT0002:4 | JB71 B,PNL DC PWR | 3.A4
XT0002:4 | JC | FU0136 | CLIP | --- | 3.A4 | XT0002:5 | JB71 B,PNL DC PWR | 3.B4
XT0002:5 | JC | FU0136 | CLIP | --- | 3.B4 | XT0002:6 | JB71 B,PNL DC PWR | 3.B4
XT0002:6 | JC | FU0136 | CLIP | --- | 3.B4 | XT0002:7 | JB71 B,PNL DC PWR | 3.C4
XT0003:1 | JC | 0V | CLIP | --- | 3.A4 | XT0003:2 | JB71 B,PNL DC PWR | 3.A4
XT0003:2 | JC | 0V | CLIP | --- | 3.A4 | XT0003:3 | JB71 B,PNL DC PWR | 3.A4
XT0003:3 | JC | 0V | CLIP | --- | 3.A4 | XT0003:4 | JB71 B,PNL DC PWR | 3.B4
XT0003:4 | JC | 0V | CLIP | --- | 3.B4 | XT0003:5 | JB71 B,PNL DC PWR | 3.B4
XT0003:5 | JC | 0V | CLIP | --- | 3.B4 | XT0003:6 | JB71 B,PNL DC PWR | 3.B4
XT0003:6 | JC | 0V | CLIP | --- | 3.B4 | XT0003:7 | JB71 B,PNL DC PWR | 3.C4
XT0004:1 | JC | FU0004 | CLIP | --- | 3.C5 | XT0004:2 | JB71 B,PNL DC PWR | 3.C5
XT0004:3 | JC | 0V | CLIP | --- | 3.C5 | XT0004:4 | JB71 B,PNL DC PWR | 3.C5
XT0005:1 | JC | FU0005 | CLIP | --- | 3.C3 | XT0005:2 | JB71 B,PNL DC PWR | 3.C3
XT0005:3 | JC | 0V | CLIP | --- | 3.C3 | XT0005:4 | JB71 B,PNL DC PWR | 3.C3
XT0011:3 | JC | QF7753NEG | CLIP | --- | 4.C3 | XT0011:4 | JB71 B,PNL DC PWR | 4.C3
XT0011:4 | JC | QF7753NEG | CLIP | --- | 4.C3 | XT0011:5 | JB71 B,PNL DC PWR | 4.C3
XT0011:5 | JC | QF7753NEG | CLIP | --- | 4.C3 | XT0011:6 | JB71 B,PNL DC PWR | 4.D3
XT2551:1 | JC | XT07831 | CLIP | --- | 113.B2 | XT2551:2 | JB71 B,PNL DC PWR | 113.B2
XT2551:2 | JC | XT07831 | CLIP | --- | 113.B2 | XT2551:3 | JB71 B,PNL DC PWR | 113.B2
FU0004:LD | SC | FU0004 | WHT | 14 | 3.C4 | XT0004:1 | JB71 B,PNL DC PWR | 3.C5
FU0004:LI | SC | FU0136 | WHT | 14 | 3.C4 | XT0002:7 | JB71 B,PNL DC PWR | 3.C4
FU0005:LD | SC | FU0005 | WHT | 14 | 3.C3 | XT0005:1 | JB71 B,PNL DC PWR | 3.C3
FU0005:LI | SC | FU0136 | WHT | 14 | 3.C3 | XT0002:7 | JB71 B,PNL DC PWR | 3.C4
FU0011:LD | SC | FU0011 | WHT | 12 | 4.A3 | UJ0131:+ | JB71 B,PNL DC PWR | 4.A4
FU0011:LI | SC | QF7752POS | WHT | 12 | 4.A3 | XT0011:1 | JB71 B,PNL DC PWR | 4.A3
FU0012:LI | SC | QF7753POS | --- | BUS | 4.C3 | FU0013:LI | JB71 B,PNL DC PWR | 4.C3
FU0012:LI | SC | QF7753POS | --- | BUS | 4.C3 | XT0012:1 | JB71 B,PNL DC PWR | 4.C3
FU0013:LI | SC | QF7753POS | --- | BUS | 4.C3 | FU0014:LI | JB71 B,PNL DC PWR | 4.C3
FU0014:LI | SC | QF7753POS | --- | BUS | 4.C3 | FU0015:LI | JB71 B,PNL DC PWR | 4.C3
FU0136:LD | SC | FU0136 | WHT | 10 | 4.B5 | XT0002:1 | JB71 B,PNL DC PWR | 3.A4
FU0136:LI | SC | 24V | WHT | 10 | 4.B5 | UJ0131:OUT(+) | JB71 B,PNL DC PWR | 4.A4
GR0130: | SC | GR0130 | GRN/YEL | 14 | 4.D4 | FRAME | JB71 B,PNL DC PWR | 4.D5
GR0131: | SC | GR0131 | GRN/YEL | 14 | 4.D5 | FRAME | JB71 B,PNL DC PWR | 4.D5
GR0132: | SC | GR0132 | GRN/YEL | 14 | 4.D6 | FRAME | JB71 B,PNL DC PWR | 4.D6
GR0133: | SC | GR0133 | GRN/YEL | 14 | 4.D6 | FRAME | JB71 B,PNL DC PWR | 4.D7
PEG0130:1 | SC | 0V | GRN/YEL | 8 | 3.B4 | XT0003:6 | JB71 B,PNL DC PWR | 3.B4
UJ0131:- | SC | QF7752NEG | WHT | 12 | 4.A4 | XT0011:2 | JB71 B,PNL DC PWR | 4.B3
UJ0131:G | SC | UJ0131G | GRN/YEL | 12 | 4.A4 | FRAME | JB71 B,PNL DC PWR | 4.B3
UJ0131:OUT(-) | SC | 0V | WHT | 10 | 4.A4 | XT0003:1 | JB71 B,PNL DC PWR | 3.A4
XT0003:7 | SC | 0V | WHT | 14 | 3.C4 | XT0004:3 | JB71 B,PNL DC PWR | 3.C5
XT0005:3 | SC | 0V | WHT | 14 | 3.C3 | XT0003:7 | JB71 B,PNL DC PWR | 3.C4
XT0002:3 | SC | FU0136 | WHT | 12 | 3.A4 | FU0170:LI | JB71 B, EQP PWR DOOR | 34.A1
XT0003:3 | SC | 0V | WHT | 12 | 3.A4 | XT0175:1 | JB71 B, EQP PWR DOOR | 34.A1
XT0005:1 | SC | FU0005 | WHT | 16 | 3.C3 | EL0101:1+ | JB71 B,BOX CONTROL | 3.C1
XT0005:2 | SC | FU0005 | WHT | 16 | 3.C3 | EL0100:1+ | JB71 B,BOX CONTROL | 3.C1
XT0005:3 | SC | 0V | WHT | 16 | 3.C3 | EL0101:2- | JB71 B,BOX CONTROL | 3.C1
XT0005:4 | SC | 0V | WHT | 16 | 3.C3 | EL0100:2- | JB71 B,BOX CONTROL | 3.C1
IEG0010:00 | SC | IEG0011G | GRN | 8 | 5.A2 | IEG0011:0 | JB71 B,PNL CTRL1 | 5.A2
XT0002:2 | SC | FU0136 | WHT | 12 | 3.A4 | XT0070:1 | JB71 B,PNL CTRL1 | 8.A1
XT0003:2 | SC | 0V | WHT | 12 | 3.A4 | XT0070:2 | JB71 B,PNL CTRL1 | 8.A1
IEG0010:1 | SC | IEG00101 | GRN | 14 | 17.D6 | XT1200:18 | JB71 B,PNL CTRL2 | 17.D4
IEG0010:14 | SC | GR0060 | GRN | 14 | 11.D5 | GR0060: | JB71 B,PNL CTRL2 | 11.D5
IEG0010:8 | SC | IEG00108 | GRN | 14 | 11.B6 | AF0065:SH | JB71 B,PNL CTRL2 | 11.B5
UJ0131:IOUT | SC | UJ0131IOUT | WHT | 20 | 4.A4 | AF0385:09 | JB71 B,PNL CTRL2 | 4.A7
UJ0131:OK1 | SC | UJ0131OK1 | WHT | 20 | 4.A4 | AF0061:41 | JB71 B,PNL CTRL2 | 4.B7
UJ0131:OK2 | SC | UJ0131OK2 | WHT | 20 | 4.A4 | AF0061:09 | JB71 B,PNL CTRL2 | 4.B7
UJ0131:VIN | SC | UJ0131VIN | WHT | 20 | 4.A4 | AF0385:07 | JB71 B,PNL CTRL2 | 4.A7
XT0002:2 | SC | FU0136 | WHT | 12 | 3.A4 | FU0060:LI | JB71 B,PNL CTRL2 | 11.A1
XT0003:2 | SC | 0V | WHT | 12 | 3.A4 | XT0060:1 | JB71 B,PNL CTRL2 | 11.A1
IEG0010:10 | SC | PT1170S | GRN | 14 | 127.B5 | XT1170:1 | JB71 B,PNL CUSTOMER | 127.B5
IEG0010:3 | SC | GR0180 | GRN | 14 | 40.D4 | GR0180: | JB71 B,PNL CUSTOMER | 40.D4
IEG0010:4 | SC | GR0650 | GRN | 14 | 40.D5 | GR0650: | JB71 B,PNL CUSTOMER | 40.D4
IEG0010:9 | SC | XT01403 | GRN | 14 | 24.D6 | XT0140:3 | JB71 B,PNL CUSTOMER | 24.D3
XT0002:4 | SC | FU0136 | WHT | 12 | 3.A4 | FU0180:LI | JB71 B,PNL CUSTOMER | 40.A1
XT0003:4 | SC | 0V | WHT | 12 | 3.B4 | XT0180:1 | JB71 B,PNL CUSTOMER | 40.A1
IEG0010:11 | SC | IEG001011 | GRN | 14 | 24.B5 | AF0124:SH | JB71 B,PNL GEN CTRL | 24.B4
IEG0010:12 | SC | GR0120 | GRN | 14 | 24.D5 | GR0120: | JB71 B,PNL GEN CTRL | 24.D4
XT0002:4 | SC | FU0136 | WHT | 12 | 3.A4 | FU0120:LI | JB71 B,PNL GEN CTRL | 24.A1
XT0003:4 | SC | 0V | WHT | 14 | 3.B4 | XT0120:1 | JB71 B,PNL GEN CTRL | 24.A1
XT2551:3 | SC | XT07831 | BLU | 12 | 113.B2 | XT0783:1 | JB71 B,PNL GEN CTRL | 107.C5
IEG0010:2 | SC | XT04002 | GRN | 14 | 20.C4 | XT0400:2 | JB71 B,PNL VIBRATION | 20.C3
XT0002:3 | SC | FU0136 | WHT | 14 | 3.A4 | FU0400:LI | JB71 B,PNL VIBRATION | 20.C1
XT0003:3 | SC | 0V | WHT | 12 | 3.A4 | XT0401:1 | JB71 B,PNL VIBRATION | 20.C2
IEG0010:13 | SC | GR0050 | GRN | 14 | 49.D6 | GR0050: | JB71 C,LIQUID FUEL | 49.D6
IEG0010:5 | SC | IEG00105 | GRN | 14 | 49.B5 | AF0052:SH | JB71 C,LIQUID FUEL | 49.B3
IEG0010:6 | SC | IEG00106 | GRN | 14 | 49.C5 | AF0352:SH | JB71 C,LIQUID FUEL | 49.C3
IEG0010:7 | SC | GR0350 | GRN | 14 | 49.D5 | GR0350: | JB71 C,LIQUID FUEL | 49.D4
XT0002:1 | SC | FU0136 | WHT | 12 | 3.A4 | FU0050:LI | JB71 C,LIQUID FUEL | 49.A1
XT0003:1 | SC | 0V | WHT | 12 | 3.A4 | XT0050:1 | JB71 C,LIQUID FUEL | 49.A1
XT0781:1 | SC | XT07811 | BLU | 12 | 104.D3 | AT4000:X4-2 | JB71 C,PNL GPP FULL | 108.A6
XT0781:2 | SC | XT07812 | BLU | 12 | 104.D3 | AT4000:X4-5 | JB71 C,PNL GPP FULL | 108.A6
XT0781:3 | SC | XT07813 | BLU | 12 | 104.D3 | AT4000:X4-8 | JB71 C,PNL GPP FULL | 108.A6
XT0781:4 | SC | XT07814 | BLU | 12 | 104.D3 | AT4000:X4-9 | JB71 C,PNL GPP FULL | 108.A6
XT0784:1 | SC | XT07841 | BLU | 12 | 108.C5 | AT4000:X3-9 | JB71 C,PNL GPP FULL | 108.C6
XT0784:2 | SC | XT07842 | BLU | 12 | 108.C5 | AT4000:X3-8 | JB71 C,PNL GPP FULL | 108.C6
XT0784:3 | SC | XT07843 | BLU | 12 | 108.C5 | AT4000:X3-5 | JB71 C,PNL GPP FULL | 108.C6
XT0784:4 | SC | XT07844 | BLU | 12 | 108.C5 | AT4000:X3-2 | JB71 C,PNL GPP FULL | 108.C6
XT0785:1 | SC | XT07851 | BLU | 12 | 108.D5 | AT4000:X3-10 | JB71 C,PNL GPP FULL | 108.C6
XT0785:2 | SC | XT07852 | BLU | 12 | 108.D5 | AT4000:X3-11 | JB71 C,PNL GPP FULL | 108.C6
XT0785:3 | SC | XT07853 | BLU | 12 | 108.D5 | AT4000:X3-12 | JB71 C,PNL GPP FULL | 108.C6
XT0786:1 | SC | XT07861 | RED | 16 | 106.C5 | AT4000:X6-5 | JB71 C,PNL GPP FULL | 106.C6
XT0786:2 | SC | XT07862 | RED | 16 | 106.C5 | AT4000:X6-3 | JB71 C,PNL GPP FULL | 106.C6
XT0786:3 | SC | XT07863 | RED | 16 | 106.C5 | AT4000:X6-1 | JB71 C,PNL GPP FULL | 106.C6
XT0786:4 | SC | XT07864 | RED | 16 | 106.C5 | AT4000:X6-2 | JB71 C,PNL GPP FULL | 106.C6
XT0786:5 | SC | XT07865 | RED | 16 | 106.D5 | AT4000:X6-7 | JB71 C,PNL GPP FULL | 106.C6
XT0786:6 | SC | XT07867 | RED | 16 | 106.D5 | AT4000:X6-8 | JB71 C,PNL GPP FULL | 106.C6
XT2551:1 | SC | XT07831 | BLU | 12 | 113.B2 | AT0250:76 | JB71 C,PNL PSS | 113.A3
XT2551:2 | SC | XT07831 | BLU | 12 | 113.B2 | AT0250:78 | JB71 C,PNL PSS | 113.A3
XT2551:3 | SC | XT07831 | BLU | 12 | 113.B2 | AT0250:80 | JB71 C,PNL PSS | 113.A3
Report date: 4/29/2026 10:08 AM |  |  |  |  | SolarTools ver. 24.0.84.24712 (Jul 31, 2025)

## JB71 B,PNL GEN CTRL
JB71 B,PNL GEN CTRL
Project # | 4P721
Project Name | MEPCO PM5
Revision | 0.2
Controls DE
Phone:
Controls ME
Phone:
From | [5 empty] | To
Device ID | Cable (W) Conductor (SC) Jumper Clip (JC) | Wire No. | Wire ID | Gauge/Size | Page/Zone | Device ID | Location | Page/Zone
XT0120:1 | JC | 0V | CLIP | --- | 24.A1 | XT0120:2 | JB71 B,PNL GEN CTRL | 24.B1
XT0120:11 | JC | 0V | CLIP | --- | 24.C1 | XT0120:4 | JB71 B,PNL GEN CTRL | 24.C1
XT0120:12 | JC | 0V | CLIP | --- | 24.D1 | XT0120:13 | JB71 B,PNL GEN CTRL | 24.D1
XT0120:2 | JC | 0V | CLIP | --- | 24.B1 | XT0120:3 | JB71 B,PNL GEN CTRL | 24.B1
XT0120:3 | JC | 0V | CLIP | --- | 24.B1 | XT0120:11 | JB71 B,PNL GEN CTRL | 24.C1
XT0120:4 | JC | 0V | CLIP | --- | 24.C1 | XT0120:5 | JB71 B,PNL GEN CTRL | 24.C1
XT0120:5 | JC | 0V | CLIP | --- | 24.C1 | XT0120:6 | JB71 B,PNL GEN CTRL | 24.D1
XT0120:6 | JC | 0V | CLIP | --- | 24.D1 | XT0120:12 | JB71 B,PNL GEN CTRL | 24.D1
XT0120:9 | JC | 0V | CLIP | --- | 24.C5 | XT0120:10 | JB71 B,PNL GEN CTRL | 24.C5
XT0782:3 | JC | XT07823 | CLIP | --- | 106.B5 | XT0782:4 | JB71 B,PNL GEN CTRL | 106.B5
XT0782:5 | JC | XT07825 | CLIP | --- | 106.B5 | XT0782:6 | JB71 B,PNL GEN CTRL | 106.C5
AF0121:00 | SC | KA033014 | WHT | 20 | 110.B7 | KA0330:14 | JB71 B,PNL GEN CTRL | 110.B6
AF0121:01 | SC | GENCBREADY | WHT | 20 | 110.C7 | XT0125:5 | JB71 B,PNL GEN CTRL | 110.C4
AF0121:03 | SC | 012103 | WHT | 20 | 110.D7 | XT0125:7 | JB71 B,PNL GEN CTRL | 110.D4
AF0121:04 | SC | GENCBGRNDFB | WHT | 20 | 110.C7 | XT0125:6 | JB71 B,PNL GEN CTRL | 110.C4
AF0121:05 | SC | QF078414 | WHT | 20 | 111.A6 | QF0784:14 | JB71 B,PNL GEN CTRL | 111.A5
AF0121:07 | SC | 012107 | WHT | 20 | 109.A7 | XT0124:2 | JB71 B,PNL GEN CTRL | 109.A5
AF0121:08 | SC | 012108 | WHT | 20 | 30.A6 | XT0121:7 | JB71 B,PNL GEN CTRL | 30.A5
AF0121:10 | SC | FV072114 | WHT | 20 | 26.A6 | FV0721:14 | JB71 B,PNL GEN CTRL | 26.A5
AF0121:11 | SC | 012111 | WHT | 20 | 109.B7 | XT0124:5 | JB71 B,PNL GEN CTRL | 109.B5
AF0121:12 | SC | 012112 | WHT | 20 | 109.C7 | XT0124:6 | JB71 B,PNL GEN CTRL | 109.C5
AF0121:13 | SC | FV072214 | WHT | 20 | 26.A6 | FV0722:14 | JB71 B,PNL GEN CTRL | 26.A5
AF0121:15 | SC | AF012115 | WHT | 20 | 105.A7 | XT0123:2 | JB71 B,PNL GEN CTRL | 105.A4
AF0121:32 | SC | KA033011 | WHT | 20 | 110.B7 | KA0330:11 | JB71 B,PNL GEN CTRL | 110.B6
AF0121:37 | SC | QF078111 | WHT | 20 | 111.A6 | QF0781:11 | JB71 B,PNL GEN CTRL | 111.A6
AF0121:40 | SC | 012140 | WHT | 20 | 30.A6 | XT0121:6 | JB71 B,PNL GEN CTRL | 30.A5
AF0121:42 | SC | FV072121 | WHT | 20 | 26.A6 | FV0721:21 | JB71 B,PNL GEN CTRL | 26.A6
AF0121:45 | SC | FV072221 | WHT | 20 | 26.A6 | FV0722:21 | JB71 B,PNL GEN CTRL | 26.A6
AF0121:COM | SC | AF0121N | WHT | 16 | 24.B2 | AF0122:COM | JB71 B,PNL GEN CTRL | 24.B3
AF0121:COM | SC | AU0120N | WHT | 16 | 24.B2 | AU0120:COM | JB71 B,PNL GEN CTRL | 24.A2
AF0121:V+ | SC | AF0121P | WHT | 16 | 24.B2 | AF0122:V+ | JB71 B,PNL GEN CTRL | 24.B3
AF0121:V+ | SC | AU0120P | WHT | 16 | 24.B2 | AU0120:V+ | JB71 B,PNL GEN CTRL | 24.A2
AF0122:00 | SC | KA035114 | WHT | 20 | 105.B7 | KA0351:11 | JB71 B,PNL GEN CTRL | 105.B6
AF0122:01 | SC | AF012201 | WHT | 20 | 105.C7 | XT0123:4 | JB71 B,PNL GEN CTRL | 105.C4
AF0122:02 | SC | KA035214 | WHT | 20 | 105.C7 | KA0352:11 | JB71 B,PNL GEN CTRL | 105.C6
AF0122:03 | SC | AF012203 | WHT | 20 | 105.D7 | XT0123:6 | JB71 B,PNL GEN CTRL | 105.D4
AF0122:04 | SC | AT4000X26 | WHT | 20 | 28.A7 | XT4002:2 | JB71 B,PNL GEN CTRL | 28.B4
AF0122:05 | SC | AT4000X29 | WHT | 20 | 28.B7 | XT4002:4 | JB71 B,PNL GEN CTRL | 28.B4
AF0122:06 | SC | AT4000X212 | WHT | 20 | 28.B7 | XT4002:6 | JB71 B,PNL GEN CTRL | 28.B4
AF0122:07 | SC | AT4000X215 | WHT | 20 | 28.C7 | XT4002:9 | JB71 B,PNL GEN CTRL | 28.C4
AF0122:09 | SC | AT4000X1045 | WHT | 20 | 28.D7 | XT4002:11 | JB71 B,PNL GEN CTRL | 28.D4
AF0122:11 | SC | 012211 | WHT | 20 | 29.A7 | XT0128:2 | JB71 B,PNL GEN CTRL | 29.A5
AF0122:12 | SC | 012212 | WHT | 20 | 29.B7 | XT0128:4 | JB71 B,PNL GEN CTRL | 29.B5
AF0122:13 | SC | 012213 | WHT | 20 | 29.B7 | XT0128:6 | JB71 B,PNL GEN CTRL | 29.B5
AF0122:32 | SC | KA035111 | WHT | 20 | 105.B7 | KA0351:14 | JB71 B,PNL GEN CTRL | 105.B6
AF0122:34 | SC | KA035211 | WHT | 20 | 105.C7 | KA0352:14 | JB71 B,PNL GEN CTRL | 105.C6
AF0122:36 | SC | AT4000X25 | WHT | 20 | 28.A7 | XT4002:1 | JB71 B,PNL GEN CTRL | 28.A4
AF0122:37 | SC | AT4000X28 | WHT | 20 | 28.B7 | XT4002:3 | JB71 B,PNL GEN CTRL | 28.B4
AF0122:38 | SC | AT4000X211 | WHT | 20 | 28.B7 | XT4002:5 | JB71 B,PNL GEN CTRL | 28.B4
AF0122:39 | SC | AT4000X214 | WHT | 20 | 28.C7 | XT4002:8 | JB71 B,PNL GEN CTRL | 28.C4
AF0122:41 | SC | AT4000X1044 | WHT | 20 | 28.D7 | XT4002:10 | JB71 B,PNL GEN CTRL | 28.D4
AF0122:43 | SC | 012243 | WHT | 20 | 29.A7 | XT0128:1 | JB71 B,PNL GEN CTRL | 29.A5
AF0122:44 | SC | 012244 | WHT | 20 | 29.B7 | XT0128:3 | JB71 B,PNL GEN CTRL | 29.B5
AF0122:45 | SC | 012245 | WHT | 20 | 29.B7 | XT0128:5 | JB71 B,PNL GEN CTRL | 29.B5
AF0123:00 | SC | KA018511 | WHT | 20 | 25.B7 | KA0185:11 | JB71 B,PNL GEN CTRL | 25.B6
AF0123:01 | SC | KA036511 | WHT | 20 | 25.B7 | KA0365:11 | JB71 B,PNL GEN CTRL | 25.B6
AF0123:04 | SC | KA018961 | WHT | 16 | 26.B6 | KA0189:61 | JB71 B,PNL GEN CTRL | 26.B6
AF0123:05 | SC | KA018611 | WHT | 20 | 25.C7 | KA0186:11 | JB71 B,PNL GEN CTRL | 25.C6
AF0123:06 | SC | KA036521 | WHT | 20 | 25.C7 | KA0365:21 | JB71 B,PNL GEN CTRL | 25.C6
AF0123:09 | SC | KA018861 | WHT | 16 | 26.B6 | KA0188:61 | JB71 B,PNL GEN CTRL | 26.C6
AF0123:10 | SC | AT4000X113 | WHT | 20 | 27.C7 | XT4001:6 | JB71 B,PNL GEN CTRL | 27.C4
AF0123:11 | SC | AT4000X114 | LEAD | --- | 27.C7 | RR01231:-5.6K OHM | JB71 B,PNL GEN CTRL | 27.C6
AF0123:11 | SC | AT4000X114 | WHT | 20 | 27.C7 | XT4001:7 | JB71 B,PNL GEN CTRL | 27.C4
AF0123:12 | SC | AT4000X115 | LEAD | --- | 27.D7 | RR01232:-5.6K OHM | JB71 B,PNL GEN CTRL | 27.D6
AF0123:12 | SC | AT4000X115 | WHT | 20 | 27.D7 | XT4001:8 | JB71 B,PNL GEN CTRL | 27.C4
AF0123:13 | SC | AT4000X116 | LEAD | --- | 27.D7 | RR01233:-5.6K OHM | JB71 B,PNL GEN CTRL | 27.D6
AF0123:13 | SC | AT4000X116 | WHT | 20 | 27.D7 | XT4001:9 | JB71 B,PNL GEN CTRL | 27.C4
AF0123:16 | SC | KA0332A2 | WHT | 20 | 25.B7 | KA0332:A2 | JB71 B,PNL GEN CTRL | 25.B5
AF0123:17 | SC | KA0185A2 | WHT | 20 | 25.B7 | KA0185:A2 | JB71 B,PNL GEN CTRL | 25.B5
AF0123:20 | SC | KA0188A2 | WHT | 16 | 26.B6 | KA0188:A2 | JB71 B,PNL GEN CTRL | 26.B5
AF0123:21 | SC | KA0342A2 | WHT | 20 | 25.C7 | KA0342:A2 | JB71 B,PNL GEN CTRL | 25.C5
AF0123:22 | SC | KA0186A2 | WHT | 20 | 25.C7 | KA0186:A2 | JB71 B,PNL GEN CTRL | 25.C5
AF0123:25 | SC | KA0189A2 | WHT | 16 | 26.B6 | KA0189:A2 | JB71 B,PNL GEN CTRL | 26.C5
AF0123:26 | SC | AT4000X110 | WHT | 20 | 27.C7 | XT4001:3 | JB71 B,PNL GEN CTRL | 27.B4
AF0123:27 | SC | RR0123127 | LEAD | --- | 27.C7 | RR01231:-5.6K OHM | JB71 B,PNL GEN CTRL | 27.C6
AF0123:28 | SC | RR0123228 | LEAD | --- | 27.D7 | RR01232:-5.6K OHM | JB71 B,PNL GEN CTRL | 27.D6
AF0123:29 | SC | RR0123329 | LEAD | --- | 27.D7 | RR01233:-5.6K OHM | JB71 B,PNL GEN CTRL | 27.D6
AF0123:42 | SC | KA033021 | WHT | 20 | 27.C7 | KA0336:11 | JB71 B,PNL GEN CTRL | 27.C5
AF0123:COM | SC | 0V | WHT | 16 | 24.B3 | XT0120:2 | JB71 B,PNL GEN CTRL | 24.B1
AF0123:V+ | SC | FU0122 | WHT | 16 | 24.B3 | FU0122:LD | JB71 B,PNL GEN CTRL | 24.B1
AF0124:COM | SC | AF0124N | WHT | 16 | 24.B4 | AF0125:COM | JB71 B,PNL GEN CTRL | 24.B5
AF0124:COM | SC | 0V | WHT | 16 | 24.B4 | XT0120:3 | JB71 B,PNL GEN CTRL | 24.B1
AF0124:SH | SC | AU0120G | GRN | 14 | 24.B4 | AU0120:GND | JB71 B,PNL GEN CTRL | 24.A2
AF0124:V+ | SC | AF0124P | WHT | 16 | 24.B4 | AF0125:V+ | JB71 B,PNL GEN CTRL | 24.B5
AF0124:V+ | SC | FU0123 | WHT | 16 | 24.B4 | FU0123:LD | JB71 B,PNL GEN CTRL | 24.B1
AF0126:COM | SC | 0V | WHT | 14 | 24.B5 | XT0120:11 | JB71 B,PNL GEN CTRL | 24.C1
AT0140:13 VGEN-A | SC | XT07825 | RED | 16 | 106.B7 | XT0782:5 | JB71 B,PNL GEN CTRL | 106.B5
AT0140:14 VGEN-B | SC | XT07823 | RED | 16 | 106.B7 | XT0782:3 | JB71 B,PNL GEN CTRL | 106.B5
AT0140:15 VGEN-C | SC | XT07822 | RED | 16 | 106.B7 | XT0782:2 | JB71 B,PNL GEN CTRL | 106.B5
AT0140:16 VGEN-N | SC | XT07827 | RED | 16 | 106.B7 | XT0122:11 | JB71 B,PNL GEN CTRL | 106.B6
AT0140:17 VBUS-A | SC | QF07822 | RED | 16 | 104.B7 | XT0122:3 | JB71 B,PNL GEN CTRL | 104.B4
AT0140:18 VBUS-B | SC | QF07812 | RED | 16 | 104.B7 | XT0122:1 | JB71 B,PNL GEN CTRL | 104.A4
AT0140:19 VBUS-C | SC | BUSPTN | RED | 16 | 104.B7 | XT0780:5 | JB71 B,PNL GEN CTRL | 104.B3
AT0140:20 VBUS-N | SC | BUSPTN | RED | 16 | 104.B7 | XT0780:5 | JB71 B,PNL GEN CTRL | 104.B3
AT0140:27 ID RLY | SC | XT01413 | BLU | 12 | 107.A7 | XT0141:3 | JB71 B,PNL GEN CTRL | 107.A5
AT0140:28 ID RLY | SC | XT01411 | BLU | 12 | 107.A7 | XT0141:1 | JB71 B,PNL GEN CTRL | 107.A5
AT0140:3 EX-D(-) | SC | 0V | WHT | 16 | 24.D7 | XT0120:10 | JB71 B,PNL GEN CTRL | 24.C5
AT0140:30 FLT | SC | 0V | WHT | 16 | 24.B7 | AT0140:48 BAT(-) | JB71 B,PNL GEN CTRL | 24.B7
AT0140:30 FLT | SC | 0V | WHT | 16 | 24.B7 | XT0120:9 | JB71 B,PNL GEN CTRL | 24.C5
AT0140:33 ID RES(+) | SC | XT01414 | BLU | 12 | 107.A7 | XT0141:4 | JB71 B,PNL GEN CTRL | 107.A5
AT0140:34 ID RES(-) | SC | AT014034 | WHT | 16 | 107.A7 | AT0140:42 ID(+) | JB71 B,PNL GEN CTRL | 107.A7
AT0140:36 I1(+) | SC | XT07837 | BLU | 12 | 107.D7 | XT0783:7 | JB71 B,PNL GEN CTRL | 107.D5
AT0140:38 I2(+) | SC | XT07836 | BLU | 12 | 107.D7 | XT0783:6 | JB71 B,PNL GEN CTRL | 107.D5
AT0140:40 I3(+) | SC | XT07835 | BLU | 12 | 107.D7 | XT0783:5 | JB71 B,PNL GEN CTRL | 107.C5
AT0140:43 ID(-) | SC | XT01412 | BLU | 12 | 107.A7 | XT0141:2 | JB71 B,PNL GEN CTRL | 107.A5
AT0140:47 BAT(+) | SC | FU0124 | WHT | 16 | 24.B7 | XT0120:8 | JB71 B,PNL GEN CTRL | 24.C5
AT0140:FG 56 | SC | AT0140G | GRN/YEL | 12 | 24.B7 | FRAME | JB71 B,PNL GEN CTRL | 24.C7
AU0120:COM | SC | 0V | WHT | 20 | 24.A2 | XT0120:2 | JB71 B,PNL GEN CTRL | 24.B1
AU0120:V+ | SC | FU0121 | WHT | 16 | 24.A2 | FU0121:LD | JB71 B,PNL GEN CTRL | 24.B1
FU0121:LI | SC | FU0120 | WHT | 14 | 24.B1 | FU0120:LD | JB71 B,PNL GEN CTRL | 24.A1
FU0121:LI | SC | FU0120 | WHT | 14 | 24.B1 | FU0122:LI | JB71 B,PNL GEN CTRL | 24.B1
FU0122:LI | SC | FU0120 | WHT | 14 | 24.B1 | FU0123:LI | JB71 B,PNL GEN CTRL | 24.B1
FU0124:LD | SC | FU0124 | WHT | 16 | 24.C1 | XT0120:8 | JB71 B,PNL GEN CTRL | 24.C5
FU0124:LI | SC | FU0120 | WHT | 14 | 24.C1 | FU0125:LI | JB71 B,PNL GEN CTRL | 24.C1
FU0125:LD | SC | FU0125 | WHT | 16 | 24.C1 | KA0364:11 | JB71 B,PNL GEN CTRL | 24.C3
FU0125:LD | SC | FU0125 | WHT | 16 | 24.C1 | XT0121:2 | JB71 B,PNL GEN CTRL | 112.A3
FU0125:LI | SC | FU0120 | WHT | 14 | 24.C1 | FU0126:LI | JB71 B,PNL GEN CTRL | 24.C1
FU0126:LD | SC | FU0126 | WHT | 16 | 24.C1 | XT0128:7 | JB71 B,PNL GEN CTRL | 29.C5
FU0126:LD | SC | FU0126 | WHT | 16 | 24.C1 | XT4001:1 | JB71 B,PNL GEN CTRL | 27.B4
FU0126:LI | SC | FU0120 | WHT | 14 | 24.C1 | FU0127:LI | JB71 B,PNL GEN CTRL | 24.C1
FU0127:LD | SC | FU0127 | WHT | 16 | 24.C1 | XT0124:1 | JB71 B,PNL GEN CTRL | 109.A5
FV0721:11 | SC | FV072111 | WHT | 20 | 26.A5 | FV0721:24 | JB71 B,PNL GEN CTRL | 26.A6
FV0721:L1 | SC | QF07822 | RED | 16 | 104.B6 | XT0122:3 | JB71 B,PNL GEN CTRL | 104.B4
FV0721:L2 | SC | QF07824 | RED | 16 | 104.B6 | XT0122:4 | JB71 B,PNL GEN CTRL | 104.B4
FV0721:L3 | SC | QF07826 | RED | 16 | 104.B6 | XT0122:12 | JB71 B,PNL GEN CTRL | 104.B4
FV0722:11 | SC | FV072211 | WHT | 20 | 26.A5 | FV0722:24 | JB71 B,PNL GEN CTRL | 26.A6
FV0722:L1 | SC | QF07812 | RED | 16 | 104.A6 | XT0122:1 | JB71 B,PNL GEN CTRL | 104.A4
FV0722:L2 | SC | QF07814 | RED | 16 | 104.A6 | XT0122:2 | JB71 B,PNL GEN CTRL | 104.A4
FV0722:L3 | SC | QF07816 | RED | 16 | 104.A6 | QF0781:6 | JB71 B,PNL GEN CTRL | 104.A4
GR0140: | SC | GR0140 | GRN/YEL | 14 | 25.D2 | FRAME | JB71 B,PNL GEN CTRL | 25.D2
GR0141: | SC | GR0141 | GRN/YEL | 14 | 25.D3 | FRAME | JB71 B,PNL GEN CTRL | 25.D3
KA0185:14 | SC | KA0332A1 | WHT | 20 | 25.B6 | KA0332:A1 | JB71 B,PNL GEN CTRL | 25.B5
KA0185:A1 | SC | KA0185A1 | WHT | 20 | 25.B5 | KA0365:14 | JB71 B,PNL GEN CTRL | 25.B6
KA0186:14 | SC | KA0342A1 | WHT | 20 | 25.C6 | KA0342:A1 | JB71 B,PNL GEN CTRL | 25.C5
KA0186:A1 | SC | KA0186A1 | WHT | 20 | 25.C5 | KA0365:24 | JB71 B,PNL GEN CTRL | 25.C6
KA0188:13 | SC | QF07822 | RED | 16 | 104.C5 | XT0122:10 | JB71 B,PNL GEN CTRL | 104.C5
KA0188:14 | SC | KA018914 | RED | 16 | 104.C5 | XT0122:5 | JB71 B,PNL GEN CTRL | 104.C6
KA0188:23 | SC | QF07824 | RED | 16 | 104.C5 | XT0122:9 | JB71 B,PNL GEN CTRL | 104.C5
KA0188:24 | SC | KA018924 | RED | 16 | 104.C5 | XT0122:6 | JB71 B,PNL GEN CTRL | 104.C6
KA0188:34 | SC | KA018934 | RED | 16 | 104.C5 | XT0122:7 | JB71 B,PNL GEN CTRL | 104.C6
KA0188:44 | SC | KA018944 | RED | 16 | 104.C5 | XT0122:8 | JB71 B,PNL GEN CTRL | 104.C6
KA0188:62 | SC | KA0189A1 | WHT | 16 | 26.C6 | KA0189:A1 | JB71 B,PNL GEN CTRL | 26.C5
KA0188:A1 | SC | KA0188A1 | WHT | 16 | 26.B5 | KA0189:62 | JB71 B,PNL GEN CTRL | 26.B6
KA0189:13 | SC | QF07812 | RED | 16 | 104.C6 | XT0122:1 | JB71 B,PNL GEN CTRL | 104.A4
KA0189:14 | SC | KA018914 | RED | 16 | 104.C6 | XT0122:5 | JB71 B,PNL GEN CTRL | 104.C6
KA0189:23 | SC | QF07814 | RED | 16 | 104.C6 | XT0122:2 | JB71 B,PNL GEN CTRL | 104.A4
KA0189:24 | SC | KA018924 | RED | 16 | 104.C6 | XT0122:6 | JB71 B,PNL GEN CTRL | 104.C6
KA0189:33 | SC | QF07822 | RED | 16 | 104.C6 | XT0122:10 | JB71 B,PNL GEN CTRL | 104.C5
KA0189:34 | SC | KA018934 | RED | 16 | 104.C6 | XT0122:7 | JB71 B,PNL GEN CTRL | 104.C6
KA0189:43 | SC | QF07824 | RED | 16 | 104.C6 | XT0122:9 | JB71 B,PNL GEN CTRL | 104.C5
KA0189:44 | SC | KA018944 | RED | 16 | 104.C6 | XT0122:8 | JB71 B,PNL GEN CTRL | 104.C6
KA0189:53 | SC | FU0659 | WHT | 14 | 26.C2 | XT0121:4 | JB71 B,PNL GEN CTRL | 26.C2
KA0189:54 | SC | KA018954 | WHT | 20 | 26.C2 | XT0121:5 | JB71 B,PNL GEN CTRL | 26.C2
KA0330:24 | SC | AT4000X111 | WHT | 20 | 27.B5 | XT4001:4 | JB71 B,PNL GEN CTRL | 27.B4
KA0330:A1 | SC | KA0330A1 | WHT | 20 | 110.B4 | XT0125:3 | JB71 B,PNL GEN CTRL | 110.B4
KA0330:A2 | SC | 0V | WHT | 20 | 110.B4 | KA0336:A2 | JB71 B,PNL GEN CTRL | 110.B4
KA0330:A2 | SC | 0V | WHT | 20 | 110.B4 | XT0120:6 | JB71 B,PNL GEN CTRL | 24.D1
KA0332:13 | SC | XT03375 | WHT | 16 | 112.C5 | XT0337:5 | JB71 B,PNL GEN CTRL | 112.C3
KA0332:14 | SC | KA033214 | WHT | 16 | 112.C5 | KA0332:23 | JB71 B,PNL GEN CTRL | 112.C6
KA0332:24 | SC | XT03376 | WHT | 16 | 112.C6 | XT0337:6 | JB71 B,PNL GEN CTRL | 112.D3
KA0333:13 | SC | XT03373 | WHT | 16 | 112.C5 | XT0337:3 | JB71 B,PNL GEN CTRL | 112.C3
KA0333:14 | SC | KA033314 | WHT | 16 | 112.C5 | KA0333:43 | JB71 B,PNL GEN CTRL | 112.C6
KA0333:21 | SC | XT03371 | WHT | 16 | 112.C5 | XT0337:1 | JB71 B,PNL GEN CTRL | 112.C3
KA0333:22 | SC | KA033322 | WHT | 16 | 112.C5 | KA0333:31 | JB71 B,PNL GEN CTRL | 112.C6
KA0333:32 | SC | XT03372 | WHT | 16 | 112.C6 | XT0337:2 | JB71 B,PNL GEN CTRL | 112.C3
KA0333:44 | SC | XT03374 | WHT | 16 | 112.C6 | XT0337:4 | JB71 B,PNL GEN CTRL | 112.C3
KA0333:A1 | SC | KA0333A1 | WHT | 20 | 112.B6 | KA0352:22 | JB71 B,PNL GEN CTRL | 112.B5
KA0333:A2 | SC | 0V | WHT | 20 | 112.B6 | XT0120:4 | JB71 B,PNL GEN CTRL | 24.C1
KA0336:11 | SC | KA033021 | WHT | 20 | 27.C5 | KA0330:21 | JB71 B,PNL GEN CTRL | 27.B5
KA0336:14 | SC | AT4000X112 | WHT | 20 | 27.C5 | XT4001:5 | JB71 B,PNL GEN CTRL | 27.C4
KA0336:A1 | SC | KA0336A1 | WHT | 20 | 110.B4 | XT0125:4 | JB71 B,PNL GEN CTRL | 110.B4
KA0342:13 | SC | XT03381 | WHT | 16 | 112.D5 | XT0338:1 | JB71 B,PNL GEN CTRL | 112.D3
KA0342:14 | SC | KA034214 | WHT | 16 | 112.D5 | KA0342:23 | JB71 B,PNL GEN CTRL | 112.D6
KA0342:24 | SC | XT03382 | WHT | 16 | 112.D6 | XT0338:2 | JB71 B,PNL GEN CTRL | 112.D3
KA0351:22 | SC | KA035122 | WHT | 20 | 112.A5 | KA0352:21 | JB71 B,PNL GEN CTRL | 112.B5
KA0351:A1 | SC | KA0351A1 | WHT | 20 | 105.B4 | XT0123:3 | JB71 B,PNL GEN CTRL | 105.B4
KA0351:A2 | SC | 0V | WHT | 20 | 105.B4 | XT0120:6 | JB71 B,PNL GEN CTRL | 24.D1
KA0351:A2 | SC | 0V | WHT | 20 | 105.B4 | KA0352:A2 | JB71 B,PNL GEN CTRL | 105.C4
KA0352:A1 | SC | KA0352A1 | WHT | 20 | 105.C4 | XT0123:5 | JB71 B,PNL GEN CTRL | 105.C4
KA0364:14 | SC | KA0365A1 | WHT | 20 | 24.C3 | KA0365:A1 | JB71 B,PNL GEN CTRL | 24.C3
KA0364:1-GEN | SC | KA018934 | RED | 16 | 104.C7 | XT0122:7 | JB71 B,PNL GEN CTRL | 104.C6
KA0364:2-GEN | SC | KA018944 | RED | 16 | 104.C7 | XT0122:8 | JB71 B,PNL GEN CTRL | 104.C6
KA0364:3-BUS | SC | KA018914 | RED | 16 | 104.C7 | XT0122:5 | JB71 B,PNL GEN CTRL | 104.C6
KA0364:4-BUS | SC | KA018924 | RED | 16 | 104.C7 | XT0122:6 | JB71 B,PNL GEN CTRL | 104.C6
KA0365:A2 | SC | 0V | WHT | 20 | 24.C3 | XT0120:4 | JB71 B,PNL GEN CTRL | 24.C1
QF0781:1 | SC | UTLPTA | RED | 16 | 104.A4 | XT0780:1 | JB71 B,PNL GEN CTRL | 104.A3
QF0781:14 | SC | QF078211 | WHT | 20 | 111.A6 | QF0782:11 | JB71 B,PNL GEN CTRL | 111.A5
QF0781:2 | SC | QF07812 | RED | 16 | 104.A4 | XT0122:1 | JB71 B,PNL GEN CTRL | 104.A4
QF0781:3 | SC | UTLPTB | RED | 16 | 104.A4 | XT0780:2 | JB71 B,PNL GEN CTRL | 104.A3
QF0781:4 | SC | QF07814 | RED | 16 | 104.A4 | XT0122:2 | JB71 B,PNL GEN CTRL | 104.A4
QF0781:5 | SC | UTLPTC | RED | 16 | 104.A4 | XT0780:3 | JB71 B,PNL GEN CTRL | 104.A3
QF0782:1 | SC | BUSPTA | RED | 16 | 104.B4 | XT0780:6 | JB71 B,PNL GEN CTRL | 104.B3
QF0782:14 | SC | QF078411 | WHT | 20 | 111.A5 | QF0784:11 | JB71 B,PNL GEN CTRL | 111.A5
QF0782:2 | SC | QF07822 | RED | 16 | 104.B4 | XT0122:3 | JB71 B,PNL GEN CTRL | 104.B4
QF0782:3 | SC | BUSPTB | RED | 16 | 104.B4 | XT0780:7 | JB71 B,PNL GEN CTRL | 104.B3
QF0782:4 | SC | QF07824 | RED | 16 | 104.B4 | XT0122:4 | JB71 B,PNL GEN CTRL | 104.B4
QF0782:5 | SC | BUSPTC | RED | 16 | 104.B4 | XT0780:8 | JB71 B,PNL GEN CTRL | 104.B3
QF0782:6 | SC | QF07826 | RED | 16 | 104.B4 | XT0122:12 | JB71 B,PNL GEN CTRL | 104.B4
QF0784:1 | SC | XT07809 | RED | 16 | 104.C3 | XT0780:9 | JB71 B,PNL GEN CTRL | 104.C3
QF0784:2 | SC | QF07842 | RED | 16 | 104.C3 | KA0188:33 | JB71 B,PNL GEN CTRL | 104.C5
QF0784:3 | SC | XT078010 | RED | 16 | 104.C3 | XT0780:10 | JB71 B,PNL GEN CTRL | 104.C3
QF0784:4 | SC | QF07844 | RED | 16 | 104.C3 | KA0188:43 | JB71 B,PNL GEN CTRL | 104.C5
QF0784:5 | SC | XT078011 | RED | 16 | 104.C3 | XT0780:11 | JB71 B,PNL GEN CTRL | 104.C3
XT0120:3 | SC | 0V | WHT | 16 | 24.B1 | XT0120:9 | JB71 B,PNL GEN CTRL | 24.C5
XT0120:5 | SC | 0V | WHT | 16 | 24.C1 | XT0128:8 | JB71 B,PNL GEN CTRL | 29.C5
XT0120:7 | SC | FU0127 | WHT | 16 | 24.C2 | XT0125:1 | JB71 B,PNL GEN CTRL | 110.A4
XT0122:10 | SC | QF07822 | RED | 16 | 104.C5 | XT0122:3 | JB71 B,PNL GEN CTRL | 104.B4
XT0122:11 | SC | XT07827 | RED | 16 | 106.B6 | XT0782:7 | JB71 B,PNL GEN CTRL | 106.C5
XT0122:9 | SC | QF07824 | RED | 16 | 104.C5 | XT0122:4 | JB71 B,PNL GEN CTRL | 104.B4
XT0123:1 | SC | FU0127 | WHT | 16 | 105.A4 | XT0120:7 | JB71 B,PNL GEN CTRL | 24.C2
XT0124:4 | SC | FU0127 | WHT | 16 | 109.B5 | XT0124:1 | JB71 B,PNL GEN CTRL | 109.A5
XT0125:1 | SC | FU0127 | WHT | 16 | 110.A4 | XT0125:2 | JB71 B,PNL GEN CTRL | 110.D4
XT0141:2 | SC | JW01412 | BLU | 12 | 107.A5 | XT0141:1 | JB71 B,PNL GEN CTRL | 107.A5
XT0141:4 | SC | JB01414 | BLU | 12 | 107.A5 | XT0141:3 | JB71 B,PNL GEN CTRL | 107.A5
XT0783:2 | SC | JW70 | BLU | 12 | 107.C5 | XT0783:1 | JB71 B,PNL GEN CTRL | 107.C5
XT0783:3 | SC | JW71 | BLU | 12 | 107.D5 | XT0783:2 | JB71 B,PNL GEN CTRL | 107.C5
XT0783:4 | SC | JW72 | BLU | 12 | 107.D5 | XT0783:3 | JB71 B,PNL GEN CTRL | 107.D5
XT0780:4 | SC | BUSPTN | RED | 16 | 104.A3 | XT0780:5 | JB71 B,PNL GEN CTRL | 104.B3
XT0782:1 | SC | XT07827 | RED | 16 | 106.B5 | XT0122:11 | JB71 B,PNL GEN CTRL | 106.B6
XT4001:2 | SC | 0V | WHT | 16 | 27.B4 | XT0120:5 | JB71 B,PNL GEN CTRL | 24.C1
AT0140:P1 | WC0114 | AT0140P2 | ENET | CABLE | 24.B7 | AU0120:L1 | JB71 B,PNL GEN CTRL | 24.A2
XT0143:1 | WC8201 | PMG1 | RED | 12 | 107.B5 | XT0313:1 | JB71 B,PNL GEN CTRL | 107.B6
KA0313:14 | WC8201 | PMG2 | WHT | 12 | 107.B6 | XT0143:2 | JB71 B,PNL GEN CTRL | 107.B5
KA0313:24 | WC8201 | PMG3 | BLK | 12 | 107.B6 | XT0143:3 | JB71 B,PNL GEN CTRL | 107.B5
XT0143:4 | WC8201 | PMGS | SH | 12 | 107.C5 | XT0313:2 | JB71 B,PNL GEN CTRL | 107.C6
XT0121:1 | SC | SB033312 | WHT | 20 | 112.A3 | XT0091:10 | JB71 B,PNL CTRL1 | 38.A5
XT0121:2 | SC | FU0125 | WHT | 20 | 112.A3 | XT0091:9 | JB71 B,PNL CTRL1 | 38.A5
XT0121:1 | SC | SB033312 | WHT | 20 | 112.A3 | XT0089:36 | JB71 B,PNL CTRL2 | 14.D2
XT0121:3 | SC | KA023514 | WHT | 20 | 112.A3 | XT0089:37 | JB71 B,PNL CTRL2 | 14.D2
AT0140:P2 | WC0038 | AU0380L2 | ENET | CABLE | 24.B7 | AU0380:L2 | JB71 B,PNL CTRL2 | 11.B2
AF0121:02 | SC | 012102 | WHT | 20 | 111.A6 | XT0144:2 | JB71 B,PNL CUSTOMER | 111.A5
AF0121:06 | SC | KA031014 | WHT | 20 | 26.C6 | KA0310:14 | JB71 B,PNL CUSTOMER | 26.C6
AF0121:34 | SC | 012134 | WHT | 20 | 111.A6 | XT0144:1 | JB71 B,PNL CUSTOMER | 111.A5
AF0121:38 | SC | KA031011 | WHT | 20 | 26.C6 | KA0310:11 | JB71 B,PNL CUSTOMER | 26.C6
AF0123:02 | SC | KA0128A1 | WHT | 20 | 112.B7 | KA0128:A1 | JB71 B,PNL CUSTOMER | 112.B6
AF0123:03 | SC | KA0123A1 | WHT | 20 | 25.A7 | KA0123:A1 | JB71 B,PNL CUSTOMER | 25.A5
AF0123:18 | SC | KA0128A2 | WHT | 20 | 112.B7 | KA0128:A2 | JB71 B,PNL CUSTOMER | 112.B6
AF0123:19 | SC | KA0123A2 | WHT | 20 | 25.A7 | KA0123:A2 | JB71 B,PNL CUSTOMER | 25.A5
AF0126:V+ | SC | FU0129 | WHT | 16 | 24.B5 | FU0129:LD | JB71 B,PNL CUSTOMER | 24.B1
AT0140:29 FLT | SC | KA0310A2 | WHT | 16 | 24.B7 | KA0310:A2 | JB71 B,PNL CUSTOMER | 24.B6
AT0140:4 EX-D(+) | SC | KA012314 | WHT | 16 | 24.D7 | KA0123:14 | JB71 B,PNL CUSTOMER | 24.C6
FU0123:LI | SC | FU0120 | WHT | 14 | 24.B1 | FU0129:LI | JB71 B,PNL CUSTOMER | 24.B1
FU0124:LI | SC | FU0120 | WHT | 14 | 24.C1 | FU0129:LI | JB71 B,PNL CUSTOMER | 24.B1
FU0127:LI | SC | FU0120 | WHT | 14 | 24.C1 | FU0128:LI | JB71 B,PNL CUSTOMER | 24.D1
KA0313:A1 | SC | KA0123A1 | WHT | 20 | 25.A5 | KA0123:A1 | JB71 B,PNL CUSTOMER | 25.A5
KA0313:A2 | SC | KA0123A2 | WHT | 20 | 25.A5 | KA0123:A2 | JB71 B,PNL CUSTOMER | 25.A5
KA0351:21 | SC | KA035121 | WHT | 20 | 112.A5 | KA0310:22 | JB71 B,PNL CUSTOMER | 112.A6
XT0120:12 | SC | 0V | WHT | 14 | 24.D1 | XT0129:2 | JB71 B,PNL CUSTOMER | 24.D2
XT0120:8 | SC | FU0124 | WHT | 16 | 24.C5 | KA0123:11 | JB71 B,PNL CUSTOMER | 24.C6
XT0120:8 | SC | FU0124 | WHT | 16 | 24.C5 | KA0310:A1 | JB71 B,PNL CUSTOMER | 24.B6
XT0121:3 | SC | KA023514 | WHT | 20 | 112.A3 | KA0128:11 | JB71 B,PNL CUSTOMER | 112.A6
XT0121:4 | SC | FU0659 | WHT | 14 | 26.C2 | XT0180:8 | JB71 B,PNL CUSTOMER | 40.D2
XT0121:5 | SC | KA018954 | WHT | 20 | 26.C2 | KA0184:A1 | JB71 B,PNL CUSTOMER | 40.D2
AT0140:1 LS(+) | WC8009 | AT0140LS(+) | WHT | 16 | 24.D7 | XT0140:1 | JB71 B,PNL CUSTOMER | 24.D3
AT0140:2 LS(-) | WC8009 | AT0140LS(-) | BLK | 16 | 24.D7 | XT0140:2 | JB71 B,PNL CUSTOMER | 24.D3
XT0140:3 | WC8009 | XT01403 | SH | 16 | 24.D3 | FWAT0140:3 | JB71 B,PNL CUSTOMER | 24.D6
AF0124:17 | WCTE6110 | TE61101 | RED | 20 | 120.A7 | XT0292:1 | JB71 B,PNL CUSTOMER | 120.A5
AF0124:01 | WCTE6110 | TE61102 | WHT | 20 | 120.A7 | XT0292:2 | JB71 B,PNL CUSTOMER | 120.A5
AF0124:00 | WCTE6110 | TE61103 | BLK | 20 | 120.A7 | XT0292:3 | JB71 B,PNL CUSTOMER | 120.A5
AF0124:48 | WCTE6110 | TE6110S | SH | 20 | 120.A7 | XT0292:4 | JB71 B,PNL CUSTOMER | 120.A5
AF0124:23 | WCTE6135 | TE61351 | RED | 20 | 74.A7 | XT0292:5 | JB71 B,PNL CUSTOMER | 74.A5
AF0124:07 | WCTE6135 | TE61352 | WHT | 20 | 74.A7 | XT0292:6 | JB71 B,PNL CUSTOMER | 74.A5
AF0124:06 | WCTE6135 | TE61353 | BLK | 20 | 74.A7 | XT0292:7 | JB71 B,PNL CUSTOMER | 74.A5
AF0124:54 | WCTE6135 | TE6135S | SH | 20 | 74.A7 | XT0292:8 | JB71 B,PNL CUSTOMER | 74.A5
AF0124:SH | SC | IEG001011 | GRN | 14 | 24.B4 | IEG0010:11 | JB71 B,PNL DC PWR | 24.B5
FU0120:LI | SC | FU0136 | WHT | 12 | 24.A1 | XT0002:4 | JB71 B,PNL DC PWR | 3.A4
GR0120: | SC | GR0120 | GRN | 14 | 24.D4 | IEG0010:12 | JB71 B,PNL DC PWR | 24.D5
XT0120:1 | SC | 0V | WHT | 14 | 24.A1 | XT0003:4 | JB71 B,PNL DC PWR | 3.B4
XT0783:1 | SC | XT07831 | BLU | 12 | 107.C5 | XT2551:3 | JB71 B,PNL DC PWR | 113.B2
AU0120:L2 | WC0012 | AU0120L2 | ENET | CABLE | 24.A2 | AT0170:L1 | JB71 C,PNL EQP CTRL | 33.A5
XT0336:1 | SC | XT03361 | WHT | 16 | 112.B3 | AT4000:X2-1 | JB71 C,PNL GPP FULL | 28.A1
XT0336:2 | SC | XT03362 | WHT | 16 | 112.C3 | AT4000:X2-2 | JB71 C,PNL GPP FULL | 28.A1
XT0336:3 | SC | XT03363 | WHT | 16 | 112.C3 | AT4000:X2-3 | JB71 C,PNL GPP FULL | 28.A1
XT4001:1 | SC | FU0126 | WHT | 16 | 27.B4 | AT4000:X1-2 | JB71 C,PNL GPP FULL | 27.A1
XT4001:2 | SC | 0V | WHT | 16 | 27.B4 | AT4000:X1-3 | JB71 C,PNL GPP FULL | 27.A1
XT4001:3 | SC | AT4000X110 | WHT | 20 | 27.B4 | AT4000:X1-10 | JB71 C,PNL GPP FULL | 27.A1
XT4001:4 | SC | AT4000X111 | WHT | 20 | 27.B4 | AT4000:X1-11 | JB71 C,PNL GPP FULL | 27.A1
XT4001:5 | SC | AT4000X112 | WHT | 20 | 27.C4 | AT4000:X1-12 | JB71 C,PNL GPP FULL | 27.A1
XT4001:6 | SC | AT4000X113 | WHT | 20 | 27.C4 | AT4000:X1-13 | JB71 C,PNL GPP FULL | 27.A1
XT4001:7 | SC | AT4000X114 | WHT | 20 | 27.C4 | AT4000:X1-14 | JB71 C,PNL GPP FULL | 27.A1
XT4001:8 | SC | AT4000X115 | WHT | 20 | 27.C4 | AT4000:X1-15 | JB71 C,PNL GPP FULL | 27.A1
XT4001:9 | SC | AT4000X116 | WHT | 20 | 27.C4 | AT4000:X1-16 | JB71 C,PNL GPP FULL | 27.A1
XT4002:1 | SC | AT4000X25 | WHT | 20 | 28.A4 | AT4000:X2-5 | JB71 C,PNL GPP FULL | 28.A1
XT4002:10 | SC | AT4000X1044 | WHT | 20 | 28.D4 | AT4000:X104-4 | JB71 C,PNL GPP FULL | 28.D1
XT4002:11 | SC | AT4000X1045 | WHT | 20 | 28.D4 | AT4000:X104-5 | JB71 C,PNL GPP FULL | 28.D1
XT4002:2 | SC | AT4000X26 | WHT | 20 | 28.B4 | AT4000:X2-6 | JB71 C,PNL GPP FULL | 28.A1
XT4002:3 | SC | AT4000X28 | WHT | 20 | 28.B4 | AT4000:X2-8 | JB71 C,PNL GPP FULL | 28.A1
XT4002:4 | SC | AT4000X29 | WHT | 20 | 28.B4 | AT4000:X2-9 | JB71 C,PNL GPP FULL | 28.A1
XT4002:5 | SC | AT4000X211 | WHT | 20 | 28.B4 | AT4000:X2-11 | JB71 C,PNL GPP FULL | 28.A1
XT4002:6 | SC | AT4000X212 | WHT | 20 | 28.B4 | AT4000:X2-12 | JB71 C,PNL GPP FULL | 28.A1
XT4002:7 | SC | AT4000X213 | WHT | 20 | 28.C4 | AT4000:X2-13 | JB71 C,PNL GPP FULL | 28.A1
XT4002:8 | SC | AT4000X214 | WHT | 20 | 28.C4 | AT4000:X2-14 | JB71 C,PNL GPP FULL | 28.A1
XT4002:9 | SC | AT4000X215 | WHT | 20 | 28.C4 | AT4000:X2-15 | JB71 C,PNL GPP FULL | 28.A1
AF0125:00 | SC | AT0250WC | WHT | 20 | 115.A3 | AT0250:51 | JB71 C,PNL PSS | 114.A2
AF0125:01 | SC | KA240011 | WHT | 20 | 115.C6 | KA2400:11 | JB71 C,PNL PSS | 115.C5
AF0125:02 | SC | KA240111 | WHT | 20 | 115.C6 | KA2401:11 | JB71 C,PNL PSS | 115.C5
AF0125:03 | SC | AT0250R3N | WHT | 20 | 115.B3 | AT0250:58 | JB71 C,PNL PSS | 114.A2
AF0125:04 | SC | AT0250R4N | WHT | 20 | 115.C3 | AT0250:60 | JB71 C,PNL PSS | 114.C2
AF0125:05 | SC | AT0250R5N | WHT | 20 | 115.C3 | AT0250:62 | JB71 C,PNL PSS | 114.C2
AF0125:06 | SC | AT0250R6N | WHT | 20 | 115.C3 | AT0250:64 | JB71 C,PNL PSS | 114.C2
AF0125:07 | SC | AT0250R7N | WHT | 20 | 115.D3 | AT0250:66 | JB71 C,PNL PSS | 114.C2
AF0125:08 | SC | AT0250R8N | WHT | 20 | 115.A6 | AT0250:68 | JB71 C,PNL PSS | 114.C2
AF0125:09 | SC | AT0250R9N | WHT | 20 | 115.A6 | AT0250:70 | JB71 C,PNL PSS | 114.C2
AF0125:10 | SC | AT0250R10N | WHT | 20 | 115.B6 | AT0250:72 | JB71 C,PNL PSS | 114.C2
AF0125:11 | SC | AT0250R11N | WHT | 20 | 115.B6 | AT0250:74 | JB71 C,PNL PSS | 114.C2
AF0125:12 | SC | KA240211 | WHT | 20 | 115.C6 | KA2402:11 | JB71 C,PNL PSS | 115.C5
AF0125:32 | SC | AT0250W2P | WHT | 20 | 115.A3 | AT0250:52 | JB71 C,PNL PSS | 114.A2
AF0125:33 | SC | KA240012 | WHT | 20 | 115.C6 | KA2400:12 | JB71 C,PNL PSS | 115.C5
AF0125:34 | SC | KA240112 | WHT | 20 | 115.C6 | KA2401:12 | JB71 C,PNL PSS | 115.C5
AF0125:35 | SC | AT0250R3P | WHT | 20 | 115.B3 | AT0250:57 | JB71 C,PNL PSS | 114.A2
AF0125:36 | SC | AT0250R4P | WHT | 20 | 115.C3 | AT0250:59 | JB71 C,PNL PSS | 114.A2
AF0125:37 | SC | AT0250R5P | WHT | 20 | 115.C3 | AT0250:61 | JB71 C,PNL PSS | 114.C2
AF0125:38 | SC | AT0250R6P | WHT | 20 | 115.C3 | AT0250:63 | JB71 C,PNL PSS | 114.C2
AF0125:39 | SC | AT0250R7P | WHT | 20 | 115.D3 | AT0250:65 | JB71 C,PNL PSS | 114.C2
AF0125:40 | SC | AT0250R8P | WHT | 20 | 115.A6 | AT0250:67 | JB71 C,PNL PSS | 114.C2
AF0125:41 | SC | AT0250R9P | WHT | 20 | 115.A6 | AT0250:69 | JB71 C,PNL PSS | 114.C2
AF0125:42 | SC | AT0250R10P | WHT | 20 | 115.B6 | AT0250:71 | JB71 C,PNL PSS | 114.C2
AF0125:43 | SC | AT0250R11P | WHT | 20 | 115.B6 | AT0250:73 | JB71 C,PNL PSS | 114.C2
AF0125:44 | SC | KA240212 | WHT | 20 | 115.C6 | KA2402:12 | JB71 C,PNL PSS | 115.C5
AF0126:00 | SC | KA2500A1 | WHT | 20 | 118.A3 | KA2500:A1 | JB71 C,PNL PSS | 116.A4
AF0126:01 | SC | KA2501A1 | WHT | 20 | 118.A3 | KA2501:A1 | JB71 C,PNL PSS | 116.A4
AF0126:02 | SC | KA2502A1 | WHT | 20 | 118.B3 | KA2502:A1 | JB71 C,PNL PSS | 116.B4
AF0126:03 | SC | KA2503A1 | WHT | 20 | 118.B3 | KA2503:A1 | JB71 C,PNL PSS | 116.B4
AF0126:04 | SC | KA2504A1 | WHT | 20 | 118.B3 | KA2504:A1 | JB71 C,PNL PSS | 116.B4
AF0126:05 | SC | KA2505A1 | WHT | 20 | 118.C3 | KA2505:A1 | JB71 C,PNL PSS | 116.B4
AF0126:06 | SC | KA2506A1 | WHT | 20 | 118.C3 | KA2506:A1 | JB71 C,PNL PSS | 116.C4
AF0126:07 | SC | KA2507A1 | WHT | 20 | 118.D3 | KA2507:A1 | JB71 C,PNL PSS | 116.C4
AF0126:08 | SC | KA2508A1 | WHT | 20 | 118.A6 | KA2508:A1 | JB71 C,PNL PSS | 116.C4
AF0126:09 | SC | KA2509A1 | WHT | 20 | 118.A6 | KA2509:A1 | JB71 C,PNL PSS | 116.C4
AF0126:10 | SC | KA2510A1 | WHT | 20 | 118.B6 | KA2510:A1 | JB71 C,PNL PSS | 116.D4
AF0126:11 | SC | KA2511A1 | WHT | 20 | 118.B6 | KA2511:A1 | JB71 C,PNL PSS | 116.D4
AF0126:12 | SC | KA2512A1 | WHT | 20 | 118.B6 | KA2512:A1 | JB71 C,PNL PSS | 117.A4
AF0126:13 | SC | KA2513A1 | WHT | 20 | 118.C6 | KA2513:A1 | JB71 C,PNL PSS | 117.A4
AF0126:14 | SC | KA2514A1 | WHT | 20 | 118.C6 | KA2514:A1 | JB71 C,PNL PSS | 117.B4
AF0126:15 | SC | KA2515A1 | WHT | 20 | 118.D6 | KA2515:A1 | JB71 C,PNL PSS | 117.B4
AF0126:16 | SC | KA2500A2 | WHT | 20 | 118.A3 | KA2500:A2 | JB71 C,PNL PSS | 116.A4
AF0126:17 | SC | KA2501A2 | WHT | 20 | 118.A3 | KA2501:A2 | JB71 C,PNL PSS | 116.A4
AF0126:18 | SC | KA2502A2 | WHT | 20 | 118.B3 | KA2502:A2 | JB71 C,PNL PSS | 116.B4
AF0126:19 | SC | KS2503A2 | WHT | 20 | 118.B3 | KA2503:A2 | JB71 C,PNL PSS | 116.B4
AF0126:20 | SC | KA2504A2 | WHT | 20 | 118.B3 | KA2504:A2 | JB71 C,PNL PSS | 116.B4
AF0126:21 | SC | KA2505A2 | WHT | 20 | 118.C3 | KA2505:A2 | JB71 C,PNL PSS | 116.B4
AF0126:22 | SC | KA2506A2 | WHT | 20 | 118.C3 | KA2506:A2 | JB71 C,PNL PSS | 116.C4
AF0126:23 | SC | KA2507A2 | WHT | 20 | 118.D3 | KA2507:A2 | JB71 C,PNL PSS | 116.C4
AF0126:24 | SC | KA2508A2 | WHT | 20 | 118.A6 | KA2508:A2 | JB71 C,PNL PSS | 116.C4
AF0126:25 | SC | KA2509A2 | WHT | 20 | 118.A6 | KA2509:A2 | JB71 C,PNL PSS | 116.C4
AF0126:26 | SC | KA2510A2 | WHT | 20 | 118.B6 | KA2510:A2 | JB71 C,PNL PSS | 116.D4
AF0126:27 | SC | KA2511A2 | WHT | 20 | 118.B6 | KA2511:A2 | JB71 C,PNL PSS | 116.D4
AF0126:28 | SC | KA2512A2 | WHT | 20 | 118.B6 | KA2512:A2 | JB71 C,PNL PSS | 117.A4
AF0126:29 | SC | KA2413A2 | WHT | 20 | 118.C6 | KA2513:A2 | JB71 C,PNL PSS | 117.A4
AF0126:30 | SC | KA2514A2 | WHT | 20 | 118.C6 | KA2514:A2 | JB71 C,PNL PSS | 117.B4
AF0126:31 | SC | KA2515A2 | WHT | 20 | 118.D6 | KA2515:A2 | JB71 C,PNL PSS | 117.B4
AT0140:37 I1(-) | SC | MCTAN | BLU | 12 | 107.D7 | AT0250:75 | JB71 C,PNL PSS | 113.A3
AT0140:39 I2(-) | SC | MCTBN | BLU | 12 | 107.D7 | AT0250:77 | JB71 C,PNL PSS | 113.A3
AT0140:41 I3(-) | SC | MCTCN | BLU | 12 | 107.D7 | AT0250:79 | JB71 C,PNL PSS | 113.A3
QF0782:2 | SC | QF07822 | RED | 16 | 104.B4 | AT0250:41 | JB71 C,PNL PSS | 113.A3
QF0782:4 | SC | QF07824 | RED | 16 | 104.B4 | AT0250:42 | JB71 C,PNL PSS | 113.A3
QF0782:6 | SC | QF07826 | RED | 16 | 104.B4 | AT0250:43 | JB71 C,PNL PSS | 113.A3
QF0784:2 | SC | QF07842 | RED | 16 | 104.C3 | AT0250:37 | JB71 C,PNL PSS | 113.A3
QF0784:4 | SC | QF07844 | RED | 16 | 104.C3 | AT0250:38 | JB71 C,PNL PSS | 113.A3
QF0784:6 | SC | QF07846 | RED | 16 | 104.C3 | AT0250:39 | JB71 C,PNL PSS | 113.A3
XT0120:13 | SC | 0V | WHT | 12 | 24.D1 | AT0250:87 | JB71 C,PNL PSS | 113.A3
XT0142:1 | WC8102 | EXC1 | WHT | 12 | 107.B5 | AT0250:93 | JB71 C,PNL PSS | 113.A3
XT0142:2 | WC8102 | EXC2 | BLK | 12 | 107.B5 | AT0250:94 | JB71 C,PNL PSS | 113.A3
XT0142:3 | WC8102 | EXCS | SH | 12 | 107.B5 | AT0250:92 | JB71 C,PNL PSS | 113.A3
KA0313:13 | WC8301 | KA031313 | WHT | 12 | 107.B6 | AT0250:89 | JB71 C,PNL PSS | 113.A3
KA0313:23 | WC8301 | KA031323 | BLK | 12 | 107.B6 | AT0250:90 | JB71 C,PNL PSS | 113.A3
XT0313:1 | WC8301 | PMG1 | RED | 12 | 107.B6 | AT0250:88 | JB71 C,PNL PSS | 113.A3
XT0313:2 | WC8301 | PMGS | SH | 12 | 107.C6 | AT0250:91 | JB71 C,PNL PSS | 113.A3
SolarTools ver. 24.0.84.24712 (Jul 31, 2025)
Report date: 4/29/2026 10:08 AM

## JB71 B,PNL VIBRATION
JB71 B,PNL VIBRATION
Project # | 4P721
Project Name | MEPCO PM5
Revision | 0.2
Controls DE
Phone:
Controls ME
Phone:
From | [5 empty] | To
Device ID | Cable (W) Conductor (SC) Jumper Clip (JC) | Wire No. | Wire ID | Gauge/Size | Page/Zone | Device ID | Location | Page/Zone
XT0401:1 | JC | 0V | CLIP | --- | 20.C2 | XT0401:2 | JB71 B,PNL VIBRATION | 20.C2
XT0401:2 | JC | 0V | CLIP | --- | 20.C2 | XT0401:3 | JB71 B,PNL VIBRATION | 20.D2
XT0401:3 | JC | 0V | CLIP | --- | 20.D2 | XT0401:4 | JB71 B,PNL VIBRATION | 20.D2
XT0401:4 | JC | 0V | CLIP | --- | 20.D2 | XT0401:5 | JB71 B,PNL VIBRATION | 20.D2
AF0400:12 | SC | XT04001 | GRN | 16 | 20.B6 | XT0400:1 | JB71 B,PNL VIBRATION | 20.C5
AF0410:32 | SC | XT04001 | GRN | 16 | 20.B5 | XT0400:1 | JB71 B,PNL VIBRATION | 20.C5
AF0410:53 | SC | 0V | WHT | 16 | 20.B5 | XT0401:1 | JB71 B,PNL VIBRATION | 20.C2
AF0410:54 | SC | AF0410N | WHT | 16 | 20.B5 | AF0420:53 | JB71 B,PNL VIBRATION | 20.B4
AF0410:55 | SC | FU0400 | WHT | 16 | 20.B5 | FU0400:LD | JB71 B,PNL VIBRATION | 20.C1
AF0410:56 | SC | AF0410P | WHT | 16 | 20.B5 | AF0420:55 | JB71 B,PNL VIBRATION | 20.B4
AF0420:09 | SC | 042009 | WHT | 20 | 119.A6 | AF0420:10 | JB71 B,PNL VIBRATION | 119.A6
AF0420:13 | SC | 042013 | WHT | 20 | 119.A6 | AF0420:14 | JB71 B,PNL VIBRATION | 119.A6
AF0420:32 | SC | XT04001 | GRN | 16 | 20.B4 | XT0400:1 | JB71 B,PNL VIBRATION | 20.C5
AF0420:54 | SC | AF0420N | WHT | 16 | 20.B4 | AF0450:53 | JB71 B,PNL VIBRATION | 20.B3
AF0420:56 | SC | AF0420P | WHT | 16 | 20.B4 | AF0450:55 | JB71 B,PNL VIBRATION | 20.B3
AF0450:32 | SC | XT04002 | GRN | 16 | 20.B3 | XT0400:2 | JB71 B,PNL VIBRATION | 20.C3
AT0680:NEG | SC | 0V | WHT | 14 | 19.B4 | XT0401:5 | JB71 B,PNL VIBRATION | 20.D2
AT0680:POS | SC | FU0680 | WHT | 14 | 19.B4 | XT0401:6 | JB71 B,PNL VIBRATION | 20.D2
FU0400:LI | SC | FU0136 | WHT | 12 | 20.C1 | FU0410:LI | JB71 B,PNL VIBRATION | 20.C1
FU0410:LI | SC | FU0136 | WHT | 12 | 20.C1 | FU0411:LI | JB71 B,PNL VIBRATION | 20.D1
FU0411:LI | SC | FU0136 | WHT | 12 | 20.D1 | FU0412:LI | JB71 B,PNL VIBRATION | 20.D1
FU0412:LI | SC | FU0136 | WHT | 12 | 20.D1 | FU0680:LI | JB71 B,PNL VIBRATION | 20.D1
FU0680:LD | SC | FU0680 | WHT | 14 | 20.D1 | XT0401:6 | JB71 B,PNL VIBRATION | 20.D2
GR0400: | SC | GR0400 | GRN/YEL | 14 | 20.D1 | FRAME | JB71 B,PNL VIBRATION | 20.D2
AF0410:L2 | WC0041 | AF0410L2 | ENET | CABLE | 20.B5 | AF0420:L1 | JB71 B,PNL VIBRATION | 20.B4
AF0420:L2 | WC0042 | AF0420L2 | ENET | CABLE | 20.B4 | AF0450:L1 | JB71 B,PNL VIBRATION | 20.B3
AF0450:05 | WC4749 | UA15201 | RED | 20 | 68.A7 | UA1520:+24 | JB71 B,PNL VIBRATION | 68.A5
AF0450:06 | WC4749 | UA15202 | WHT | 20 | 68.A7 | UA1520:OUT | JB71 B,PNL VIBRATION | 68.A5
AF0450:08 | WC4749 | UA15203 | BLK | 20 | 68.A7 | UA1520:COM | JB71 B,PNL VIBRATION | 68.A5
AF0450:23 | WC4749 | PE1520S | SH | 20 | 68.A7 | XT1521:1 | JB71 B,PNL VIBRATION | 68.A5
AF0400:LBUS | WC8040 | AF0410RBUS | BUS | CABLE | 20.B6 | AF0410:RBUS | JB71 B,PNL VIBRATION | 20.B5
AF0410:LBUS | WC8041 | AF0410LBUS | BUS | CABLE | 20.B5 | AF0420:RBUS | JB71 B,PNL VIBRATION | 20.B4
AF0420:LBUS | WC8042 | AF0420LBUS | BUS | CABLE | 20.B4 | AF0450:RBUS | JB71 B,PNL VIBRATION | 20.B3
AF0410:L1 | WC0009 | AU0090L2 | ENET | CABLE | 20.B5 | AU0090:L2 | JB71 B,PNL CTRL1 | 8.C2
AT0680:LAN1 | WC0680 | AP0605L1 | ENET | CABLE | 19.B4 | AP0605:L1 | JB71 B,PNL CTRL1 | 7.A6
FU0400:LI | SC | FU0136 | WHT | 14 | 20.C1 | XT0002:3 | JB71 B,PNL DC PWR | 3.A4
XT0400:2 | SC | XT04002 | GRN | 14 | 20.C3 | IEG0010:2 | JB71 B,PNL DC PWR | 20.C4
XT0401:1 | SC | 0V | WHT | 12 | 20.C2 | XT0003:3 | JB71 B,PNL DC PWR | 3.A4
AF0450:L2 | WC0045 | AF0450L2 | ENET | CABLE | 20.B3 | AU0050:L1 | JB71 C,LIQUID FUEL | 49.A2
SolarTools ver. 24.0.84.24712 (Jul 31, 2025)
Report date: 4/29/2026 10:08 AM

## JB71 C,DOOR PNL EQP
JB71 C,DOOR PNL EQP
Project # | 4P721
Project Name | MEPCO PM5
Revision | 0.2
Controls DE
Phone:
Controls ME
Phone:
From | [5 empty] | To
Device ID | Cable (W) Conductor (SC) Jumper Clip (JC) | Wire No. | Wire ID | Gauge/Size | Page/Zone | Device ID | Location | Page/Zone
HL0171:X1 | SC | HL0171X1 | WHT | 16 | 123.A3 | HL0171:X4(-) | JB71 C,DOOR PNL EQP | 123.A3
HL0172:X1 | SC | HL0172X1 | WHT | 16 | 123.B3 | HL0172:X4(-) | JB71 C,DOOR PNL EQP | 123.B3
SH6500:1 | SC | FU0172 | WHT | 20 | 142.A1 | XT0175:7 | JB71 B, EQP PWR DOOR | 34.B2
SH6500:X1 | SC | SH6500X1 | WHT | 20 | 142.A1 | AF0182:11 | JB71 B,PNL CUSTOMER | 142.A6
SH6500:X2 | SC | SH6500X2 | WHT | 20 | 142.A1 | AF0182:27 | JB71 B,PNL CUSTOMER | 142.A6
HL0171:X2 | SC | HL0171X2 | WHT | 16 | 123.A3 | XT0171:38 | JB71 C,PNL EQP CTRL | 123.A5
HL0171:X2 | SC | HL0171X2 | WHT | 16 | 123.A3 | XT0171:37 | JB71 C,PNL EQP CTRL | 123.A5
HL0171:X3(+) | SC | HL0171X3 | WHT | 16 | 123.A3 | XT0171:36 | JB71 C,PNL EQP CTRL | 123.A5
HL0171:X3(+) | SC | HL0171X3 | WHT | 16 | 123.A3 | XT0171:35 | JB71 C,PNL EQP CTRL | 123.A5
HL0172:X2 | SC | HL0172X2 | WHT | 16 | 123.B3 | XT0171:42 | JB71 C,PNL EQP CTRL | 123.B5
HL0172:X2 | SC | HL0172X2 | WHT | 16 | 123.B3 | XT0171:41 | JB71 C,PNL EQP CTRL | 123.B5
HL0172:X3(+) | SC | HL0172X3 | WHT | 16 | 123.B3 | XT0171:40 | JB71 C,PNL EQP CTRL | 123.B5
HL0172:X3(+) | SC | HL0172X3 | WHT | 16 | 123.B3 | XT0171:39 | JB71 C,PNL EQP CTRL | 123.B5
SA0170:13 | SC | SA017013 | WHT | 16 | 71.A4 | AT0170:11 | JB71 C,PNL EQP CTRL | 71.A7
SA0170:14 | SC | SA017014 | WHT | 16 | 71.A4 | AT0170:12 | JB71 C,PNL EQP CTRL | 71.A7
SA0170:21 | SC | SA01702C | WHT | 16 | 71.A4 | AT0175:11 | JB71 C,PNL EQP CTRL | 71.A7
SA0170:22 | SC | SV66111 | WHT | 16 | 71.A4 | XT0171:1 | JB71 C,PNL EQP CTRL | 71.B5
SA0170:31 | SC | SA01703C | WHT | 16 | 71.B4 | AT0176:17 | JB71 C,PNL EQP CTRL | 71.B7
SA0170:32 | SC | SV66121 | WHT | 16 | 71.B4 | XT0171:3 | JB71 C,PNL EQP CTRL | 71.B5
SH6500:2 | SC | SH65002 | WHT | 20 | 142.A1 | XT0171:13 | JB71 C,PNL EQP CTRL | 142.B5
SolarTools ver. 24.0.84.24712 (Jul 31, 2025)
Report date: 4/29/2026 10:08 AM

## JB71 C,LIQUID FUEL
JB71 C,LIQUID FUEL
Project # | 4P721
Project Name | MEPCO PM5
Revision | 0.2
Controls DE
Phone:
Controls ME
Phone:
From | [5 empty] | To
Device ID | Cable (W) Conductor (SC) Jumper Clip (JC) | Wire No. | Wire ID | Gauge/Size | Page/Zone | Device ID | Location | Page/Zone
XT0050:1 | JC | 0V | CLIP | --- | 49.A1 | XT0050:2 | JB71 C,LIQUID FUEL | 49.B1
XT0050:10 | JC | 0V | CLIP | --- | 49.D1 | XT0050:11 | JB71 C,LIQUID FUEL | 49.D1
XT0050:11 | JC | 0V | CLIP | --- | 49.D1 | XT0050:17 | JB71 C,LIQUID FUEL | 49.D1
XT0050:12 | JC | FU0355 | CLIP | --- | 49.C3 | XT0050:13 | JB71 C,LIQUID FUEL | 49.D3
XT0050:14 | JC | FU2220 | CLIP | --- | 49.D2 | XT0050:15 | JB71 C,LIQUID FUEL | 49.D2
XT0050:2 | JC | 0V | CLIP | --- | 49.B1 | XT0050:3 | JB71 C,LIQUID FUEL | 49.B1
XT0050:3 | JC | 0V | CLIP | --- | 49.B1 | XT0050:4 | JB71 C,LIQUID FUEL | 49.C1
XT0050:4 | JC | 0V | CLIP | --- | 49.C1 | XT0050:5 | JB71 C,LIQUID FUEL | 49.C1
XT0050:5 | JC | 0V | CLIP | --- | 49.C1 | XT0050:6 | JB71 C,LIQUID FUEL | 49.C1
XT0050:6 | JC | 0V | CLIP | --- | 49.C1 | XT0050:7 | JB71 C,LIQUID FUEL | 49.C1
XT0050:7 | JC | 0V | CLIP | --- | 49.C1 | XT0050:8 | JB71 C,LIQUID FUEL | 49.D1
XT0050:8 | JC | 0V | CLIP | --- | 49.D1 | XT0050:9 | JB71 C,LIQUID FUEL | 49.D1
XT0050:9 | JC | 0V | CLIP | --- | 49.D1 | XT0050:10 | JB71 C,LIQUID FUEL | 49.D1
AF0051:10 | SC | 005110 | WHT | 20 | 88.B7 | KA0050:2 | JB71 C,LIQUID FUEL | 88.B6
AF0051:COM | SC | 0V | WHT | 16 | 49.B2 | XT0050:3 | JB71 C,LIQUID FUEL | 49.B1
AF0051:V+ | SC | FU0052 | WHT | 16 | 49.B2 | FU0052:LD | JB71 C,LIQUID FUEL | 49.B1
AF0052:COM | SC | AF0052N | WHT | 16 | 49.B3 | AF0053:COM | JB71 C,LIQUID FUEL | 49.B3
AF0052:COM | SC | AU0050N | WHT | 16 | 49.B3 | AU0050:COM | JB71 C,LIQUID FUEL | 49.A2
AF0052:SH | SC | AU0050G | GRN | 14 | 49.B3 | AU0050:GND | JB71 C,LIQUID FUEL | 49.A2
AF0052:V+ | SC | AF0052P | WHT | 16 | 49.B3 | AF0053:V+ | JB71 C,LIQUID FUEL | 49.B3
AF0052:V+ | SC | AU0050P | WHT | 16 | 49.B3 | AU0050:V+ | JB71 C,LIQUID FUEL | 49.A2
AF0053:01 | SC | 005301 | WHT | 20 | 52.A7 | XT0059:6 | JB71 C,LIQUID FUEL | 52.A5
AF0053:03 | SC | KA26182 | WHT | 16 | 50.C7 | XT0059:12 | JB71 C,LIQUID FUEL | 50.C5
AF0053:33 | SC | 005333 | WHT | 20 | 52.A7 | XT0059:5 | JB71 C,LIQUID FUEL | 52.A5
AF0053:35 | SC | KA26181 | WHT | 16 | 50.C7 | XT0059:11 | JB71 C,LIQUID FUEL | 50.C5
AF0351:00 | SC | 035100 | WHT | 20 | 90.B7 | KA0050:6 | JB71 C,LIQUID FUEL | 90.B6
AF0351:02 | SC | 035102 | WHT | 20 | 50.A7 | KA2200:A1 | JB71 C,LIQUID FUEL | 50.A5
AF0351:18 | SC | 035118 | WHT | 20 | 50.A7 | KA2200:A2 | JB71 C,LIQUID FUEL | 50.A5
AF0351:COM | SC | 0V | WHT | 16 | 49.C2 | XT0050:5 | JB71 C,LIQUID FUEL | 49.C1
AF0351:V+ | SC | FU0351 | WHT | 16 | 49.C2 | FU0351:LD | JB71 C,LIQUID FUEL | 49.C1
AF0352:COM | SC | AU0350N | WHT | 16 | 49.C3 | AU0350:COM | JB71 C,LIQUID FUEL | 49.B2
AF0352:SH | SC | AU0350G | GRN | 14 | 49.C3 | AU0350:GND | JB71 C,LIQUID FUEL | 49.B2
AF0352:V+ | SC | AU0350P | WHT | 16 | 49.C3 | AU0350:V+ | JB71 C,LIQUID FUEL | 49.B2
AU0050:COM | SC | 0V | WHT | 16 | 49.A2 | XT0050:2 | JB71 C,LIQUID FUEL | 49.B1
AU0050:V+ | SC | FU0051 | WHT | 16 | 49.A2 | FU0051:LD | JB71 C,LIQUID FUEL | 49.B1
AU0350:COM | SC | 0V | WHT | 16 | 49.B2 | XT0050:4 | JB71 C,LIQUID FUEL | 49.C1
AU0350:V+ | SC | FU0350 | WHT | 16 | 49.B2 | FU0350:LD | JB71 C,LIQUID FUEL | 49.C1
FU0051:LI | SC | FU0050 | WHT | 14 | 49.B1 | FU0050:LD | JB71 C,LIQUID FUEL | 49.A1
FU0051:LI | SC | FU0050 | WHT | 14 | 49.B1 | FU0052:LI | JB71 C,LIQUID FUEL | 49.B1
FU0052:LI | SC | FU0050 | WHT | 14 | 49.B1 | FU0350:LI | JB71 C,LIQUID FUEL | 49.C1
FU0350:LI | SC | FU0050 | WHT | 14 | 49.C1 | FU0351:LI | JB71 C,LIQUID FUEL | 49.C1
FU0351:LI | SC | FU0050 | WHT | 14 | 49.C1 | FU0355:LI | JB71 C,LIQUID FUEL | 49.C1
FU0355:LD | SC | FU0355 | WHT | 16 | 49.C1 | XT0050:12 | JB71 C,LIQUID FUEL | 49.C3
FU0355:LI | SC | FU0050 | WHT | 14 | 49.C1 | FU2220:LI | JB71 C,LIQUID FUEL | 49.D1
FU2220:LD | SC | FU2220 | WHT | 16 | 49.D1 | XT0050:14 | JB71 C,LIQUID FUEL | 49.D2
FU2220:LI | SC | FU0050 | WHT | 14 | 49.D1 | FU2228:LI | JB71 C,LIQUID FUEL | 49.D1
FU2228:LD | SC | FU2228 | WHT | 14 | 49.D1 | XT0050:16 | JB71 C,LIQUID FUEL | 49.D2
FU2228:LI | SC | FU0050 | WHT | 14 | 49.D1 | FU2611:LI | JB71 C,LIQUID FUEL | 49.D1
FU2611:LD | SC | FU2611 | WHT | 16 | 49.D1 | XT0050:18 | JB71 C,LIQUID FUEL | 49.D2
GR0051: | SC | GR0051 | GRN/YEL | 14 | 49.D5 | FRAME | JB71 C,LIQUID FUEL | 49.D5
KA0050:1 | SC | KA038102 | WHT | 20 | 88.B6 | KA0381:2 | JB71 C,LIQUID FUEL | 88.B5
KA0050:10(+) | SC | ESTOP | WHT | 20 | 51.A6 | KA0051:A1 | JB71 C,LIQUID FUEL | 51.B6
KA0050:11(-) | SC | 0V | WHT | 20 | 51.A6 | KA0050:16(-) | JB71 C,LIQUID FUEL | 51.A6
KA0050:12(-) | SC | 0V | WHT | 20 | 51.A6 | KA0051:A2 | JB71 C,LIQUID FUEL | 51.B6
KA0050:13(+) | SC | ESTOP | WHT | 20 | 51.A6 | XT0059:8 | JB71 C,LIQUID FUEL | 51.A5
KA0050:14(-) | SC | 0V | WHT | 20 | 51.A6 | XT0059:7 | JB71 C,LIQUID FUEL | 51.A5
KA0050:15(+) | SC | ESTOP | WHT | 20 | 51.A6 | KA0050:9(+) | JB71 C,LIQUID FUEL | 51.A6
KA0050:5 | SC | KA007102 | WHT | 20 | 90.B6 | KA0071:2 | JB71 C,LIQUID FUEL | 90.B5
KA0051:11 | SC | KA005111 | WHT | 20 | 51.A7 | KA0383:14 | JB71 C,LIQUID FUEL | 51.A6
KA0051:14 | SC | UF22203 | WHT | 20 | 51.A7 | XT0059:9 | JB71 C,LIQUID FUEL | 51.A5
KA0381:13(+) | SC | KA038113 | WHT | 20 | 51.B5 | KA0383:A1 | JB71 C,LIQUID FUEL | 51.C5
KA0381:14(-) | SC | KA038114 | WHT | 20 | 51.B5 | KA0383:A2 | JB71 C,LIQUID FUEL | 51.C5
KA0383:11 | SC | UF22204 | WHT | 20 | 51.A6 | XT0059:10 | JB71 C,LIQUID FUEL | 51.A5
KA2200:11 | SC | KA220011 | WHT | 16 | 50.A5 | XT0059:4 | JB71 C,LIQUID FUEL | 50.A5
KA2200:14 | SC | KA220014 | WHT | 16 | 50.A5 | XT0059:3 | JB71 C,LIQUID FUEL | 50.A5
AU0050:L2 | WC0005 | AU0050L2 | ENET | CABLE | 49.A2 | AU0350:L1 | JB71 C,LIQUID FUEL | 49.B2
AF0051:12 | SC | 005112 | WHT | 20 | 50.B7 | PC0471:INP_A | JB71 B,PNL CTRL1 | 50.B5
AF0051:14 | SC | 005114 | WHT | 20 | 50.B7 | PC0471:INP_B | JB71 B,PNL CTRL1 | 50.B5
AF0051:28 | SC | 005128 | WHT | 20 | 50.B7 | PC0471:-PWR | JB71 B,PNL CTRL1 | 50.B5
AF0051:44 | SC | 005144 | WHT | 20 | 50.B7 | PC0471:+PWR | JB71 B,PNL CTRL1 | 50.B5
KA0071:13(+) | SC | KA007113 | WHT | 20 | 51.C5 | AF0073:03 | JB71 B,PNL CTRL1 | 51.C6
KA0071:14(-) | SC | KA007114 | WHT | 20 | 51.C5 | AF0073:19 | JB71 B,PNL CTRL1 | 51.C6
KA0381:13(+) | SC | KA038113 | WHT | 20 | 51.B5 | AF0383:11 | JB71 B,PNL CTRL2 | 51.B6
KA0381:14(-) | SC | KA038114 | WHT | 20 | 51.B5 | AF0383:27 | JB71 B,PNL CTRL2 | 51.B6
XT0059:7 | SC | 0V | WHT | 16 | 51.A5 | XT0089:11 | JB71 B,PNL CTRL2 | 14.D6
XT0059:8 | SC | ESTOP | WHT | 20 | 51.A5 | XT0089:10 | JB71 B,PNL CTRL2 | 14.D5
AU0350:L2 | WC0035 | AU0350L2 | ENET | CABLE | 49.B2 | AU0060:L1 | JB71 B,PNL CTRL2 | 11.A2
AF0052:SH | SC | IEG00105 | GRN | 14 | 49.B3 | IEG0010:5 | JB71 B,PNL DC PWR | 49.B5
AF0352:SH | SC | IEG00106 | GRN | 14 | 49.C3 | IEG0010:6 | JB71 B,PNL DC PWR | 49.C5
FU0050:LI | SC | FU0136 | WHT | 12 | 49.A1 | XT0002:1 | JB71 B,PNL DC PWR | 3.A4
GR0050: | SC | GR0050 | GRN | 14 | 49.D6 | IEG0010:13 | JB71 B,PNL DC PWR | 49.D6
GR0350: | SC | GR0350 | GRN | 14 | 49.D4 | IEG0010:7 | JB71 B,PNL DC PWR | 49.D5
XT0050:1 | SC | 0V | WHT | 12 | 49.A1 | XT0003:1 | JB71 B,PNL DC PWR | 3.A4
AU0050:L1 | WC0045 | AF0450L2 | ENET | CABLE | 49.A2 | AF0450:L2 | JB71 B,PNL VIBRATION | 20.B3
SolarTools ver. 24.0.84.24712 (Jul 31, 2025)
Report date: 4/29/2026 10:08 AM

## JB71 C,PNL EQP CTRL
JB71 C,PNL EQP CTRL
Project # | 4P721
Project Name | MEPCO PM5
Revision | 0.2
Controls DE
Phone:
Controls ME
Phone:
From | [5 empty] | To
Device ID | Cable (W) Conductor (SC) Jumper Clip (JC) | Wire No. | Wire ID | Gauge/Size | Page/Zone | Device ID | Location | Page/Zone
AT0170:24 | SC | FU0387 | WHT | 20 | 33.C4 | XT0170:1 | JB71 C,PNL EQP CTRL | 33.C2
AT0170:25 | SC | KA0172A1 | WHT | 20 | 33.C4 | KA0172:A1 | JB71 C,PNL EQP CTRL | 33.C3
AT0170:26 | SC | KA024313 | WHT | 20 | 33.C4 | XT0170:2 | JB71 C,PNL EQP CTRL | 33.C2
AT0170:30 | SC | FU0387 | WHT | 20 | 33.C4 | XT0170:1 | JB71 C,PNL EQP CTRL | 33.C2
AT0170:31 | SC | KA0174A1 | WHT | 20 | 33.C4 | KA0174:A1 | JB71 C,PNL EQP CTRL | 33.C3
AT0170:32 | SC | KA024513 | WHT | 20 | 33.C4 | XT0170:4 | JB71 C,PNL EQP CTRL | 33.C2
AT0170:45 | SC | AT017045 | WHT | 20 | 31.A6 | XT0170:12 | JB71 C,PNL EQP CTRL | 31.A5
AT0170:46 | SC | AT017046 | WHT | 20 | 31.A6 | XT0170:13 | JB71 C,PNL EQP CTRL | 31.A5
AT0170:GND | SC | AT0170G | GRN/YEL | 14 | 33.A5 | FRAME | JB71 C,PNL EQP CTRL | 33.B6
AT0175:12 | SC | SV66112 | WHT | 16 | 71.A7 | XT0171:2 | JB71 C,PNL EQP CTRL | 71.B5
AT0175:14 | SC | AT017514 | LEAD | --- | 32.B7 | RR0175S5: -10K OHM | JB71 C,PNL EQP CTRL | 32.B6
AT0175:15 | SC | AT017515 | LEAD | --- | 32.B7 | RR0175S5: -10K OHM | JB71 C,PNL EQP CTRL | 32.B6
AT0175:17 | SC | HL0171X3 | WHT | 20 | 123.A7 | XT0171:36 | JB71 C,PNL EQP CTRL | 123.A5
AT0175:18 | SC | HL0171X2 | WHT | 20 | 123.A7 | XT0171:37 | JB71 C,PNL EQP CTRL | 123.A5
AT0175:2 | SC | SB6170P | WHT | 16 | 123.C7 | XT0171:45 | JB71 C,PNL EQP CTRL | 123.C5
AT0175:20 | SC | HL0172X3 | WHT | 20 | 123.B7 | XT0171:40 | JB71 C,PNL EQP CTRL | 123.B5
AT0175:21 | SC | HL0172X2 | WHT | 20 | 123.B7 | XT0171:41 | JB71 C,PNL EQP CTRL | 123.B5
AT0175:23 | SC | VD6173P | WHT | 16 | 123.C7 | XT0171:43 | JB71 C,PNL EQP CTRL | 123.C5
AT0175:24 | SC | HL6173N | WHT | 16 | 123.C7 | XT0171:44 | JB71 C,PNL EQP CTRL | 123.C5
AT0175:3 | SC | SB6170N | WHT | 16 | 123.C7 | XT0171:46 | JB71 C,PNL EQP CTRL | 123.C5
AT0175:5 | SC | TS65431 | WHT | 16 | 121.A7 | XT0171:17 | JB71 C,PNL EQP CTRL | 121.A5
AT0175:6 | SC | TS65432 | WHT | 16 | 121.A7 | XT0171:18 | JB71 C,PNL EQP CTRL | 121.A5
AT0175:8 | SC | AT01758 | LEAD | --- | 32.A7 | RR0175S3: -10K OHM | JB71 C,PNL EQP CTRL | 32.A6
AT0175:9 | SC | AT01759 | LEAD | --- | 32.A7 | RR0175S3: -10K OHM | JB71 C,PNL EQP CTRL | 32.A6
AT0175:GND | SC | AT0175G | GRN/YEL | 14 | 33.B5 | FRAME | JB71 C,PNL EQP CTRL | 33.C6
AT0176:11 | SC | WS66111 | WHT | 16 | 73.A6 | XT0171:31 | JB71 C,PNL EQP CTRL | 73.A5
AT0176:12 | SC | WS66112 | WHT | 16 | 73.A6 | XT0171:32 | JB71 C,PNL EQP CTRL | 73.A5
AT0176:14 | SC | AT017614 | LEAD | --- | 32.C7 | RR0176S5: -10K OHM | JB71 C,PNL EQP CTRL | 32.C6
AT0176:15 | SC | AT017615 | LEAD | --- | 32.C7 | RR0176S5: -10K OHM | JB71 C,PNL EQP CTRL | 32.C6
AT0176:18 | SC | SV66122 | WHT | 16 | 71.B7 | XT0171:4 | JB71 C,PNL EQP CTRL | 71.B5
AT0176:2 | SC | HAL67103 | WHT | 16 | 122.A7 | XT0171:7 | JB71 C,PNL EQP CTRL | 122.A5
AT0176:20 | SC | AT017620 | LEAD | --- | 32.D7 | RR0176S7: -10K OHM | JB71 C,PNL EQP CTRL | 32.D6
AT0176:21 | SC | AT017621 | LEAD | --- | 32.D7 | RR0176S7: -10K OHM | JB71 C,PNL EQP CTRL | 32.D6
AT0176:23 | SC | HAL67101 | WHT | 16 | 122.A7 | XT0171:5 | JB71 C,PNL EQP CTRL | 122.A5
AT0176:24 | SC | HAL67102 | WHT | 16 | 122.A7 | XT0171:6 | JB71 C,PNL EQP CTRL | 122.A5
AT0176:3 | SC | HAL67104 | WHT | 16 | 122.A7 | XT0171:8 | JB71 C,PNL EQP CTRL | 122.B5
AT0176:4P1 | SC | AT01764P1 | WHT | 14 | 33.C5 | AT0178:1P1 | JB71 C,PNL EQP CTRL | 33.D5
AT0176:5 | SC | AT01765 | LEAD | --- | 32.B7 | RR0176S2: -10K OHM | JB71 C,PNL EQP CTRL | 32.C6
AT0176:5P1 | SC | AT01765P1 | WHT | 14 | 33.C5 | AT0178:2P1 | JB71 C,PNL EQP CTRL | 33.D5
AT0176:6 | SC | AT01766 | LEAD | --- | 32.B7 | RR0176S2: -10K OHM | JB71 C,PNL EQP CTRL | 32.C6
AT0176:8 | SC | DT65001 | WHT | 16 | 142.B6 | XT0171:15 | JB71 C,PNL EQP CTRL | 142.B5
AT0176:9 | SC | DT65002 | WHT | 16 | 142.B6 | XT0171:16 | JB71 C,PNL EQP CTRL | 142.B5
AT0176:GND | SC | AT0176G | GRN/YEL | 14 | 33.C5 | FRAME | JB71 C,PNL EQP CTRL | 33.C6
AT0178:11 | SC | ZSC66211 | WHT | 16 | 72.D6 | XT0171:29 | JB71 C,PNL EQP CTRL | 72.D5
AT0178:12 | SC | ZSC66212 | WHT | 16 | 72.D6 | XT0171:30 | JB71 C,PNL EQP CTRL | 72.D5
AT0178:14 | SC | PS66111 | WHT | 16 | 72.A6 | XT0171:19 | JB71 C,PNL EQP CTRL | 72.A5
AT0178:15 | SC | PS66112 | WHT | 16 | 72.A6 | XT0171:20 | JB71 C,PNL EQP CTRL | 72.A5
AT0178:17 | SC | PS66211 | WHT | 16 | 72.B6 | XT0171:25 | JB71 C,PNL EQP CTRL | 72.C5
AT0178:18 | SC | PS66212 | WHT | 16 | 72.B6 | XT0171:26 | JB71 C,PNL EQP CTRL | 72.C5
AT0178:2 | SC | ZSO66111 | WHT | 16 | 72.A6 | XT0171:21 | JB71 C,PNL EQP CTRL | 72.A5
AT0178:20 | SC | AT017820 | LEAD | --- | 32.D7 | RR0178S7: -10K OHM | JB71 C,PNL EQP CTRL | 32.D6
AT0178:21 | SC | AT017821 | LEAD | --- | 32.D7 | RR0178S7: -10K OHM | JB71 C,PNL EQP CTRL | 32.D6
AT0178:23 | SC | VD0178 | WHT | 20 | 32.A7 | XT0173:2 | JB71 C,PNL EQP CTRL | 32.A6
AT0178:24 | SC | KA0178A2 | WHT | 20 | 32.A7 | XT0173:3 | JB71 C,PNL EQP CTRL | 32.A6
AT0178:3 | SC | ZSO66112 | WHT | 16 | 72.A6 | XT0171:22 | JB71 C,PNL EQP CTRL | 72.B5
AT0178:5 | SC | ZSC66111 | WHT | 16 | 72.B6 | XT0171:23 | JB71 C,PNL EQP CTRL | 72.B5
AT0178:6 | SC | ZSC66112 | WHT | 16 | 72.B6 | XT0171:24 | JB71 C,PNL EQP CTRL | 72.B5
AT0178:8 | SC | ZSO66211 | WHT | 16 | 72.C6 | XT0171:27 | JB71 C,PNL EQP CTRL | 72.C5
AT0178:9 | SC | ZSO66212 | WHT | 16 | 72.C6 | XT0171:28 | JB71 C,PNL EQP CTRL | 72.C5
AT0178:GND | SC | AT0178G | GRN/YEL | 14 | 33.D5 | FRAME | JB71 C,PNL EQP CTRL | 33.D6
GR0170: | SC | GR0170 | GRN/YEL | 14 | 33.D4 | FG2:1 | JB71 C,PNL EQP CTRL | 33.D5
GR0171: | SC | GR0171 | GRN/YEL | 14 | 33.D5 | FG3:2 | JB71 C,PNL EQP CTRL | 33.D5
GR0172: | SC | GR0172 | GRN/YEL | 14 | 33.D5 | FG3:3 | JB71 C,PNL EQP CTRL | 33.D6
KA0172:11 | SC | KA017211 | WHT | 20 | 31.A6 | XT0170:14 | JB71 C,PNL EQP CTRL | 31.A5
KA0172:12 | SC | KA017212 | WHT | 20 | 31.A6 | XT0170:15 | JB71 C,PNL EQP CTRL | 31.A5
KA0172:A2 | SC | 0V | WHT | 20 | 33.C3 | XT0170:3 | JB71 C,PNL EQP CTRL | 33.C2
KA0174:11 | SC | KA017411 | WHT | 20 | 31.A6 | XT0170:16 | JB71 C,PNL EQP CTRL | 31.A5
KA0174:12 | SC | KA017412 | WHT | 20 | 31.A6 | XT0170:17 | JB71 C,PNL EQP CTRL | 31.B5
KA0174:A2 | SC | 0V | WHT | 20 | 33.C3 | XT0170:3 | JB71 C,PNL EQP CTRL | 33.C2
KA0178:11 | SC | KA023422 | WHT | 20 | 33.D3 | XT0170:8 | JB71 C,PNL EQP CTRL | 33.D2
KA0178:14 | SC | FU0099 | WHT | 20 | 33.D3 | XT0170:9 | JB71 C,PNL EQP CTRL | 33.D2
KA0178:A1 | SC | KA0178A1 | WHT | 20 | 32.A5 | XT0173:1 | JB71 C,PNL EQP CTRL | 32.A5
KA0178:A2 | SC | KA0178A2 | WHT | 20 | 32.A5 | XT0173:3 | JB71 C,PNL EQP CTRL | 32.A6
RR0178: -10K OHM | SC | VD0178 | LEAD | --- | 32.A5 | XT0173:2 | JB71 C,PNL EQP CTRL | 32.A6
RR0178: -10K OHM | SC | KA0178A2 | LEAD | --- | 32.A5 | XT0173:3 | JB71 C,PNL EQP CTRL | 32.A6
VD0178:--1N4007 | SC | KA0178A1 | LEAD | --- | 32.A6 | XT0173:1 | JB71 C,PNL EQP CTRL | 32.A5
VD0178:+-1N4007 | SC | VD0178 | LEAD | --- | 32.A6 | XT0173:2 | JB71 C,PNL EQP CTRL | 32.A6
XT0172:5 | SC | FU0171 | WHT | 14 | 125.D6 | XT0172:4 | JB71 C,PNL EQP CTRL | 125.A6
XT0172:7 | SC | 0V | WHT | 14 | 125.D6 | XT0172:6 | JB71 C,PNL EQP CTRL | 125.A6
AT0170:53 | WC5118 | DTF4A | WHT | 16 | 126.D6 | XT0172:22 | JB71 C,PNL EQP CTRL | 126.D6
AT0170:52 | WC5118 | DTF4B | BLK | 16 | 126.D6 | XT0172:23 | JB71 C,PNL EQP CTRL | 126.D6
AT0170:51 | WC5118 | DTF4S1 | SH | 16 | 126.D6 | XT0172:24 | JB71 C,PNL EQP CTRL | 126.D6
AT0178:1P2 | WC5500 | LON1A | WHT | 16 | 125.A6 | XT0172:1 | JB71 C,PNL EQP CTRL | 125.A6
AT0178:2P2 | WC5500 | LON1B | BLK | 16 | 125.A6 | XT0172:2 | JB71 C,PNL EQP CTRL | 125.A6
AT0178:3P2 | WC5500 | LON1S1 | SH | 16 | 125.A6 | XT0172:3 | JB71 C,PNL EQP CTRL | 125.A6
AT0175:1P2 | WC8066 | AT01751P2 | WHT | 16 | 33.B7 | AT0176:4P2 | JB71 C,PNL EQP CTRL | 33.C7
AT0175:2P2 | WC8066 | AT01752P2 | BLK | 16 | 33.B7 | AT0176:5P2 | JB71 C,PNL EQP CTRL | 33.C7
AT0175:3P2 | WC8066 | AT01753P2 | SH | 16 | 33.B7 | AT0176:6P2 | JB71 C,PNL EQP CTRL | 33.C7
AT0176:1P2 | WC8067 | AT01761P2 | WHT | 16 | 33.C7 | AT0178:4P2 | JB71 C,PNL EQP CTRL | 33.D7
AT0176:2P2 | WC8067 | AT01762P2 | BLK | 16 | 33.C7 | AT0178:5P2 | JB71 C,PNL EQP CTRL | 33.D7
AT0176:3P2 | WC8067 | AT01763P2 | SH | 16 | 33.C7 | AT0178:6P2 | JB71 C,PNL EQP CTRL | 33.D7
AT0170:50 | WC8069 | AT017050 | WHT | 16 | 33.A7 | AT0175:4P2 | JB71 C,PNL EQP CTRL | 33.B7
AT0170:49 | WC8069 | AT017049 | BLK | 16 | 33.A7 | AT0175:5P2 | JB71 C,PNL EQP CTRL | 33.B7
AT0170:48 | WC8069 | AT017048 | SH | 16 | 33.A7 | AT0175:6P2 | JB71 C,PNL EQP CTRL | 33.B7
AT0170:1 | SC | UV01705 | WHT | 14 | 33.A5 | UV0170:5(+) | JB71 B, EQP PWR DOOR | 34.A4
AT0170:2 | SC | UV01706 | WHT | 14 | 33.A5 | UV0170:6(-) | JB71 B, EQP PWR DOOR | 34.A4
AT0170:3 | SC | UV01707 | WHT | 14 | 33.A5 | UV0170:7(+) | JB71 B, EQP PWR DOOR | 34.A4
AT0170:4 | SC | UV01708 | WHT | 14 | 33.A5 | UV0170:8(-) | JB71 B, EQP PWR DOOR | 34.A4
AT0175:1P1 | SC | UV01709 | WHT | 14 | 33.B5 | UV0170:9(+) | JB71 B, EQP PWR DOOR | 34.A4
AT0175:2P1 | SC | UV017010 | WHT | 14 | 33.B5 | UV0170:10(-) | JB71 B, EQP PWR DOOR | 34.A4
AT0176:1P1 | SC | UV017011 | WHT | 14 | 33.C5 | UV0170:11(+) | JB71 B, EQP PWR DOOR | 34.A4
AT0176:2P1 | SC | UV017012 | WHT | 14 | 33.C5 | UV0170:12(-) | JB71 B, EQP PWR DOOR | 34.A4
XT0171:14 | SC | 0V | WHT | 20 | 142.B5 | XT0175:3 | JB71 B, EQP PWR DOOR | 34.B1
XT0172:16 | SC | LON0P | WHT | 14 | 126.A6 | UV0170:13(+) | JB71 B, EQP PWR DOOR | 126.B7
XT0172:17 | SC | LON0N | WHT | 14 | 126.A6 | UV0170:14(-) | JB71 B, EQP PWR DOOR | 126.B7
XT0172:19 | SC | LON2P | WHT | 14 | 126.D6 | UV0170:15(+) | JB71 B, EQP PWR DOOR | 126.B7
XT0172:20 | SC | LON2N | WHT | 14 | 126.D6 | UV0170:16(-) | JB71 B, EQP PWR DOOR | 126.B7
XT0172:4 | SC | FU0171 | WHT | 14 | 125.A6 | XT0175:6 | JB71 B, EQP PWR DOOR | 34.A2
XT0172:6 | SC | 0V | WHT | 14 | 125.A6 | XT0175:2 | JB71 B, EQP PWR DOOR | 34.B1
XT0170:8 | SC | KA023422 | WHT | 20 | 33.D2 | XT0091:4 | JB71 B,PNL CTRL1 | 36.C6
XT0170:9 | SC | FU0099 | WHT | 16 | 33.D2 | XT0091:5 | JB71 B,PNL CTRL1 | 36.C6
XT0170:1 | SC | FU0387 | WHT | 20 | 33.C2 | XT0089:1 | JB71 B,PNL CTRL2 | 9.A2
XT0170:2 | SC | KA024313 | WHT | 20 | 33.C2 | XT0089:3 | JB71 B,PNL CTRL2 | 9.A2
XT0170:3 | SC | 0V | WHT | 20 | 33.C2 | XT0089:2 | JB71 B,PNL CTRL2 | 9.A2
XT0170:4 | SC | KA024513 | WHT | 20 | 33.C2 | XT0089:4 | JB71 B,PNL CTRL2 | 9.C2
XT0170:2 | SC | KA024313 | WHT | 20 | 33.C2 | XT0291:1 | JB71 B,PNL CUSTOMER | 134.D5
XT0170:3 | SC | 0V | WHT | 20 | 33.C2 | XT0291:2 | JB71 B,PNL CUSTOMER | 134.D5
AT0170:L2 | WC0017 | AU0180L1 | ENET | CABLE | 33.A5 | AU0180:L1 | JB71 B,PNL CUSTOMER | 40.A2
AT0170:L1 | WC0012 | AU0120L2 | ENET | CABLE | 33.A5 | AU0120:L2 | JB71 B,PNL GEN CTRL | 24.A2
AT0170:11 | SC | SA017013 | WHT | 16 | 71.A7 | SA0170:13 | JB71 C,DOOR PNL EQP | 71.A4
AT0170:12 | SC | SA017014 | WHT | 16 | 71.A7 | SA0170:14 | JB71 C,DOOR PNL EQP | 71.A4
AT0175:11 | SC | SA01702C | WHT | 16 | 71.A7 | SA0170:21 | JB71 C,DOOR PNL EQP | 71.A4
AT0176:17 | SC | SA01703C | WHT | 16 | 71.B7 | SA0170:31 | JB71 C,DOOR PNL EQP | 71.B4
XT0171:1 | SC | SV66111 | WHT | 16 | 71.B5 | SA0170:22 | JB71 C,DOOR PNL EQP | 71.A4
XT0171:13 | SC | SH65002 | WHT | 20 | 142.B5 | SH6500:2 | JB71 C,DOOR PNL EQP | 142.A1
XT0171:3 | SC | SV66121 | WHT | 16 | 71.B5 | SA0170:32 | JB71 C,DOOR PNL EQP | 71.B4
XT0171:35 | SC | HL0171X3 | WHT | 16 | 123.A5 | HL0171:X3(+) | JB71 C,DOOR PNL EQP | 123.A3
XT0171:36 | SC | HL0171X3 | WHT | 16 | 123.A5 | HL0171:X3(+) | JB71 C,DOOR PNL EQP | 123.A3
XT0171:37 | SC | HL0171X2 | WHT | 16 | 123.A5 | HL0171:X2 | JB71 C,DOOR PNL EQP | 123.A3
XT0171:38 | SC | HL0171X2 | WHT | 16 | 123.A5 | HL0171:X2 | JB71 C,DOOR PNL EQP | 123.A3
XT0171:39 | SC | HL0172X3 | WHT | 16 | 123.B5 | HL0172:X3(+) | JB71 C,DOOR PNL EQP | 123.B3
XT0171:40 | SC | HL0172X3 | WHT | 16 | 123.B5 | HL0172:X3(+) | JB71 C,DOOR PNL EQP | 123.B3
XT0171:41 | SC | HL0172X2 | WHT | 16 | 123.B5 | HL0172:X2 | JB71 C,DOOR PNL EQP | 123.B3
XT0171:42 | SC | HL0172X2 | WHT | 16 | 123.B5 | HL0172:X2 | JB71 C,DOOR PNL EQP | 123.B3
SolarTools ver. 24.0.84.24712 (Jul 31, 2025)
Report date: 4/29/2026 10:08 AM

## JB71 C,PNL GPP FULL
JB71 C,PNL GPP FULL
Project # | 4P721
Project Name | MEPCO PM5
Revision | 0.2
Controls DE
Phone:
Controls ME
Phone:
From | [5 empty] | To
Device ID | Cable (W) Conductor (SC) Jumper Clip (JC) | Wire No. | Wire ID | Gauge/Size | Page/Zone | Device ID | Location | Page/Zone
AT4000:X1-1 | SC | AT4000X11G | GRN/YEL | 12 | 27.A1 | FRAME | JB71 C,PNL GPP FULL | 27.A2
AT4000:X3-3 | SC | XT07841 | BLU | 12 | 108.C6 | AT4000:X3-6 | JB71 C,PNL GPP FULL | 108.C6
AT4000:X3-6 | SC | XT07841 | BLU | 12 | 108.C6 | AT4000:X3-9 | JB71 C,PNL GPP FULL | 108.C6
AT4000:X4-3 | SC | XT07814 | BLU | 12 | 108.A6 | AT4000:X4-6 | JB71 C,PNL GPP FULL | 108.A6
AT4000:X4-6 | SC | XT07814 | BLU | 12 | 108.A6 | AT4000:X4-9 | JB71 C,PNL GPP FULL | 108.A6
AT4000:X6-2 | SC | XT07864 | RED | 16 | 106.C6 | AT4000:X6-4 | JB71 C,PNL GPP FULL | 106.C6
AT4000:X6-4 | SC | XT07864 | RED | 16 | 106.C6 | AT4000:X6-6 | JB71 C,PNL GPP FULL | 106.C6
AT4000:X1-5 | SC | XT40031 | WHT | 16 | 27.A1 | XT4003:1 | JB71 B,PNL CUSTOMER | 112.B3
AT4000:X1-6 | SC | XT40032 | WHT | 16 | 27.A1 | XT4003:2 | JB71 B,PNL CUSTOMER | 112.B3
AT4000:X1-7 | SC | XT40033 | WHT | 16 | 27.A1 | XT4003:3 | JB71 B,PNL CUSTOMER | 112.B3
AT4000:X1-8 | SC | XT40034 | WHT | 16 | 27.A1 | XT4003:4 | JB71 B,PNL CUSTOMER | 112.B3
AT4000:X3-10 | SC | XT07851 | BLU | 12 | 108.C6 | XT0785:1 | JB71 B,PNL DC PWR | 108.D5
AT4000:X3-11 | SC | XT07852 | BLU | 12 | 108.C6 | XT0785:2 | JB71 B,PNL DC PWR | 108.D5
AT4000:X3-12 | SC | XT07853 | BLU | 12 | 108.C6 | XT0785:3 | JB71 B,PNL DC PWR | 108.D5
AT4000:X3-2 | SC | XT07844 | BLU | 12 | 108.C6 | XT0784:4 | JB71 B,PNL DC PWR | 108.C5
AT4000:X3-5 | SC | XT07843 | BLU | 12 | 108.C6 | XT0784:3 | JB71 B,PNL DC PWR | 108.C5
AT4000:X3-8 | SC | XT07842 | BLU | 12 | 108.C6 | XT0784:2 | JB71 B,PNL DC PWR | 108.C5
AT4000:X3-9 | SC | XT07841 | BLU | 12 | 108.C6 | XT0784:1 | JB71 B,PNL DC PWR | 108.C5
AT4000:X4-2 | SC | XT07811 | BLU | 12 | 108.A6 | XT0781:1 | JB71 B,PNL DC PWR | 104.D3
AT4000:X4-5 | SC | XT07812 | BLU | 12 | 108.A6 | XT0781:2 | JB71 B,PNL DC PWR | 104.D3
AT4000:X4-8 | SC | XT07813 | BLU | 12 | 108.A6 | XT0781:3 | JB71 B,PNL DC PWR | 104.D3
AT4000:X4-9 | SC | XT07814 | BLU | 12 | 108.A6 | XT0781:4 | JB71 B,PNL DC PWR | 104.D3
AT4000:X6-1 | SC | XT07863 | RED | 16 | 106.C6 | XT0786:3 | JB71 B,PNL DC PWR | 106.C5
AT4000:X6-2 | SC | XT07864 | RED | 16 | 106.C6 | XT0786:4 | JB71 B,PNL DC PWR | 106.C5
AT4000:X6-3 | SC | XT07862 | RED | 16 | 106.C6 | XT0786:2 | JB71 B,PNL DC PWR | 106.C5
AT4000:X6-5 | SC | XT07861 | RED | 16 | 106.C6 | XT0786:1 | JB71 B,PNL DC PWR | 106.C5
AT4000:X6-7 | SC | XT07865 | RED | 16 | 106.C6 | XT0786:5 | JB71 B,PNL DC PWR | 106.D5
AT4000:X6-8 | SC | XT07867 | RED | 16 | 106.C6 | XT0786:6 | JB71 B,PNL DC PWR | 106.D5
AT4000:X104-4 | SC | AT4000X1044 | WHT | 20 | 28.D1 | XT4002:10 | JB71 B,PNL GEN CTRL | 28.D4
AT4000:X104-5 | SC | AT4000X1045 | WHT | 20 | 28.D1 | XT4002:11 | JB71 B,PNL GEN CTRL | 28.D4
AT4000:X1-10 | SC | AT4000X110 | WHT | 20 | 27.A1 | XT4001:3 | JB71 B,PNL GEN CTRL | 27.B4
AT4000:X1-11 | SC | AT4000X111 | WHT | 20 | 27.A1 | XT4001:4 | JB71 B,PNL GEN CTRL | 27.B4
AT4000:X1-12 | SC | AT4000X112 | WHT | 20 | 27.A1 | XT4001:5 | JB71 B,PNL GEN CTRL | 27.C4
AT4000:X1-13 | SC | AT4000X113 | WHT | 20 | 27.A1 | XT4001:6 | JB71 B,PNL GEN CTRL | 27.C4
AT4000:X1-14 | SC | AT4000X114 | WHT | 20 | 27.A1 | XT4001:7 | JB71 B,PNL GEN CTRL | 27.C4
AT4000:X1-15 | SC | AT4000X115 | WHT | 20 | 27.A1 | XT4001:8 | JB71 B,PNL GEN CTRL | 27.C4
AT4000:X1-16 | SC | AT4000X116 | WHT | 20 | 27.A1 | XT4001:9 | JB71 B,PNL GEN CTRL | 27.C4
AT4000:X1-2 | SC | FU0126 | WHT | 16 | 27.A1 | XT4001:1 | JB71 B,PNL GEN CTRL | 27.B4
AT4000:X1-3 | SC | 0V | WHT | 16 | 27.A1 | XT4001:2 | JB71 B,PNL GEN CTRL | 27.B4
AT4000:X2-1 | SC | XT03361 | WHT | 16 | 28.A1 | XT0336:1 | JB71 B,PNL GEN CTRL | 112.B3
AT4000:X2-11 | SC | AT4000X211 | WHT | 20 | 28.A1 | XT4002:5 | JB71 B,PNL GEN CTRL | 28.B4
AT4000:X2-12 | SC | AT4000X212 | WHT | 20 | 28.A1 | XT4002:6 | JB71 B,PNL GEN CTRL | 28.B4
AT4000:X2-13 | SC | AT4000X213 | WHT | 20 | 28.A1 | XT4002:7 | JB71 B,PNL GEN CTRL | 28.C4
AT4000:X2-14 | SC | AT4000X214 | WHT | 20 | 28.A1 | XT4002:8 | JB71 B,PNL GEN CTRL | 28.C4
AT4000:X2-15 | SC | AT4000X215 | WHT | 20 | 28.A1 | XT4002:9 | JB71 B,PNL GEN CTRL | 28.C4
AT4000:X2-2 | SC | XT03362 | WHT | 16 | 28.A1 | XT0336:2 | JB71 B,PNL GEN CTRL | 112.C3
AT4000:X2-3 | SC | XT03363 | WHT | 16 | 28.A1 | XT0336:3 | JB71 B,PNL GEN CTRL | 112.C3
AT4000:X2-5 | SC | AT4000X25 | WHT | 20 | 28.A1 | XT4002:1 | JB71 B,PNL GEN CTRL | 28.A4
AT4000:X2-6 | SC | AT4000X26 | WHT | 20 | 28.A1 | XT4002:2 | JB71 B,PNL GEN CTRL | 28.B4
AT4000:X2-8 | SC | AT4000X28 | WHT | 20 | 28.A1 | XT4002:3 | JB71 B,PNL GEN CTRL | 28.B4
AT4000:X2-9 | SC | AT4000X29 | WHT | 20 | 28.A1 | XT4002:4 | JB71 B,PNL GEN CTRL | 28.B4
Report date: 4/29/2026 10:08 AM |  |  |  |  | SolarTools ver. 24.0.84.24712 (Jul 31, 2025)

## JB71 C,PNL PSS
JB71 C,PNL PSS
Project # | 4P721
Project Name | MEPCO PM5
Revision | 0.2
Controls DE
Phone:
Controls ME
Phone:
From | [5 empty] | To
Device ID | Cable (W) Conductor (SC) Jumper Clip (JC) | Wire No. | Wire ID | Gauge/Size | Page/Zone | Device ID | Location | Page/Zone
AT0250:1 | SC | AT0250START | WHT | 20 | 116.B2 | KA2500:11 | JB71 C,PNL PSS | 116.A3
AT0250:10 | SC | AT0250IN3C | WHT | 20 | 116.B2 | KA2504:14 | JB71 C,PNL PSS | 116.B3
AT0250:11 | SC | AT0250IN4 | WHT | 20 | 116.B2 | KA2505:11 | JB71 C,PNL PSS | 116.B3
AT0250:12 | SC | AT0250IN4C | WHT | 20 | 116.B2 | KA2505:14 | JB71 C,PNL PSS | 116.B3
AT0250:13 | SC | AT0250IN5 | WHT | 20 | 116.C2 | KA2506:11 | JB71 C,PNL PSS | 116.C3
AT0250:14 | SC | AT0250IN5C | WHT | 20 | 116.C2 | KA2506:14 | JB71 C,PNL PSS | 116.C3
AT0250:15 | SC | AT0250IN6 | WHT | 20 | 116.C2 | KA2507:11 | JB71 C,PNL PSS | 116.C3
AT0250:16 | SC | AT0250IN6C | WHT | 20 | 116.C2 | KA2507:14 | JB71 C,PNL PSS | 116.C3
AT0250:17 | SC | AT0250IN7 | WHT | 20 | 116.C2 | KA2508:11 | JB71 C,PNL PSS | 116.C3
AT0250:18 | SC | AT0250IN7C | WHT | 20 | 116.C2 | KA2508:14 | JB71 C,PNL PSS | 116.C3
AT0250:19 | SC | AT0250IN8 | WHT | 20 | 116.C2 | KA2509:11 | JB71 C,PNL PSS | 116.C3
AT0250:2 | SC | AT0250STARTC | WHT | 20 | 116.B2 | KA2500:14 | JB71 C,PNL PSS | 116.A3
AT0250:20 | SC | AT0250IN8C | WHT | 20 | 116.C2 | KA2509:14 | JB71 C,PNL PSS | 116.C3
AT0250:21 | SC | AT0250IN9 | WHT | 20 | 116.C2 | KA2510:11 | JB71 C,PNL PSS | 116.D3
AT0250:22 | SC | AT0250IN9C | WHT | 20 | 116.C2 | KA2510:14 | JB71 C,PNL PSS | 116.D3
AT0250:23 | SC | AT0250IN10 | WHT | 20 | 116.C2 | KA2511:11 | JB71 C,PNL PSS | 116.D3
AT0250:24 | SC | AT0250IN10C | WHT | 20 | 116.C2 | KA2511:14 | JB71 C,PNL PSS | 116.D3
AT0250:25 | SC | AT0250IN11 | WHT | 20 | 117.B2 | KA2512:11 | JB71 C,PNL PSS | 117.A3
AT0250:26 | SC | AT0250IN11C | WHT | 20 | 117.B2 | KA2512:14 | JB71 C,PNL PSS | 117.A3
AT0250:27 | SC | AT0250IN12 | WHT | 20 | 117.B2 | KA2513:11 | JB71 C,PNL PSS | 117.A3
AT0250:28 | SC | AT0250IN12C | WHT | 20 | 117.B2 | KA2513:14 | JB71 C,PNL PSS | 117.A3
AT0250:29 | SC | AT0250IN13 | WHT | 20 | 117.B2 | KA2514:11 | JB71 C,PNL PSS | 117.B3
AT0250:3 | SC | AT0250STOP | WHT | 20 | 116.B2 | KA2501:11 | JB71 C,PNL PSS | 116.A3
AT0250:30 | SC | AT0250IN13C | WHT | 20 | 117.B2 | KA2514:14 | JB71 C,PNL PSS | 117.B3
AT0250:31 | SC | AT0250IN14 | WHT | 20 | 117.B2 | KA2515:11 | JB71 C,PNL PSS | 117.B3
AT0250:32 | SC | AT0250IN14C | WHT | 20 | 117.B2 | KA2515:14 | JB71 C,PNL PSS | 117.B3
AT0250:4 | SC | AT0250STOPC | WHT | 20 | 116.B2 | KA2501:14 | JB71 C,PNL PSS | 116.A3
AT0250:5 | SC | AT0250IN1 | WHT | 20 | 116.B2 | KA2502:11 | JB71 C,PNL PSS | 116.B3
AT0250:53 | SC | AT0250R1P | WHT | 20 | 114.A2 | KA2400:A2 | JB71 C,PNL PSS | 115.A3
AT0250:55 | SC | AT0250R2P | WHT | 20 | 114.A2 | KA2401:A2 | JB71 C,PNL PSS | 115.B3
AT0250:6 | SC | AT0250IN1C | WHT | 20 | 116.B2 | KA2502:14 | JB71 C,PNL PSS | 116.B3
AT0250:7 | SC | AT0250IN2 | WHT | 20 | 116.B2 | KA2503:11 | JB71 C,PNL PSS | 116.B3
AT0250:8 | SC | AT0250IN2C | WHT | 20 | 116.B2 | KA2503:14 | JB71 C,PNL PSS | 116.B3
AT0250:83 | SC | AT025083 | GRN/YEL | 12 | 113.A3 | FG0250:2 | JB71 C,PNL PSS | 113.C2
AT0250:9 | SC | AT0250IN3 | WHT | 20 | 116.B2 | KA2504:11 | JB71 C,PNL PSS | 116.B3
AT0250:95 | SC | AT025095 | GRN/YEL | 12 | 113.A3 | FG0250:1 | JB71 C,PNL PSS | 113.D2
GR0176: | SC | GR0176 | GRN/YEL | 14 | 34.B6 | FGGR0176:2 | JB71 C,PNL PSS | 34.B6
KA2400:21 | SC | 0V | WHT | 20 | 115.D5 | KA2401:21 | JB71 C,PNL PSS | 115.D5
KA2401:22 | SC | KA2402A2 | WHT | 20 | 115.D5 | KA2400:22 | JB71 C,PNL PSS | 115.D5
KA2401:22 | SC | KA2402A2 | WHT | 20 | 115.D5 | KA2402:A2 | JB71 C,PNL PSS | 115.D6
AT0250:45 | SC | AP0601ENET |  |  | 113.A3 | AP0601:ENET | JB71 B,PNL CTRL1 | 113.D6
AT0250:54 | SC | 0V | WHT | 16 | 114.A2 | XT0129:2 | JB71 B,PNL CUSTOMER | 24.D2
AT0250:56 | SC | 0V | WHT | 16 | 114.A2 | XT0129:2 | JB71 B,PNL CUSTOMER | 24.D2
AT0250:86 | SC | FU0250 | WHT | 12 | 113.A3 | FU0250:LD | JB71 B,PNL CUSTOMER | 113.D3
KA2400:A1 | SC | FU2400 | WHT | 16 | 115.A3 | XT0129:1 | JB71 B,PNL CUSTOMER | 24.D2
KA2401:21 | SC | 0V | WHT | 20 | 115.D5 | XT0129:2 | JB71 B,PNL CUSTOMER | 24.D2
KA2401:A1 | SC | FU2400 | WHT | 16 | 115.B3 | XT0129:1 | JB71 B,PNL CUSTOMER | 24.D2
KA2402:A1 | SC | FU2400 | WHT | 16 | 115.D6 | XT0129:1 | JB71 B,PNL CUSTOMER | 24.D2
AT0250:76 | SC | XT07831 | BLU | 12 | 113.A3 | XT2551:1 | JB71 B,PNL DC PWR | 113.B2
AT0250:78 | SC | XT07831 | BLU | 12 | 113.A3 | XT2551:2 | JB71 B,PNL DC PWR | 113.B2
AT0250:80 | SC | XT07831 | BLU | 12 | 113.A3 | XT2551:3 | JB71 B,PNL DC PWR | 113.B2
AT0250:37 | SC | QF07842 | RED | 16 | 113.A3 | QF0784:2 | JB71 B,PNL GEN CTRL | 104.C3
AT0250:38 | SC | QF07844 | RED | 16 | 113.A3 | QF0784:4 | JB71 B,PNL GEN CTRL | 104.C3
AT0250:39 | SC | QF07846 | RED | 16 | 113.A3 | QF0784:6 | JB71 B,PNL GEN CTRL | 104.C3
AT0250:41 | SC | QF07822 | RED | 16 | 113.A3 | QF0782:2 | JB71 B,PNL GEN CTRL | 104.B4
AT0250:42 | SC | QF07824 | RED | 16 | 113.A3 | QF0782:4 | JB71 B,PNL GEN CTRL | 104.B4
AT0250:43 | SC | QF07826 | RED | 16 | 113.A3 | QF0782:6 | JB71 B,PNL GEN CTRL | 104.B4
AT0250:51 | SC | AT0250WC | WHT | 20 | 114.A2 | AF0125:00 | JB71 B,PNL GEN CTRL | 115.A3
AT0250:52 | SC | AT0250W2P | WHT | 20 | 114.A2 | AF0125:32 | JB71 B,PNL GEN CTRL | 115.A3
AT0250:57 | SC | AT0250R3P | WHT | 20 | 114.A2 | AF0125:35 | JB71 B,PNL GEN CTRL | 115.B3
AT0250:58 | SC | AT0250R3N | WHT | 20 | 114.A2 | AF0125:03 | JB71 B,PNL GEN CTRL | 115.B3
AT0250:59 | SC | AT0250R4P | WHT | 20 | 114.A2 | AF0125:36 | JB71 B,PNL GEN CTRL | 115.C3
AT0250:60 | SC | AT0250R4N | WHT | 20 | 114.C2 | AF0125:04 | JB71 B,PNL GEN CTRL | 115.C3
AT0250:61 | SC | AT0250R5P | WHT | 20 | 114.C2 | AF0125:37 | JB71 B,PNL GEN CTRL | 115.C3
AT0250:62 | SC | AT0250R5N | WHT | 20 | 114.C2 | AF0125:05 | JB71 B,PNL GEN CTRL | 115.C3
AT0250:63 | SC | AT0250R6P | WHT | 20 | 114.C2 | AF0125:38 | JB71 B,PNL GEN CTRL | 115.C3
AT0250:64 | SC | AT0250R6N | WHT | 20 | 114.C2 | AF0125:06 | JB71 B,PNL GEN CTRL | 115.C3
AT0250:65 | SC | AT0250R7P | WHT | 20 | 114.C2 | AF0125:39 | JB71 B,PNL GEN CTRL | 115.D3
AT0250:66 | SC | AT0250R7N | WHT | 20 | 114.C2 | AF0125:07 | JB71 B,PNL GEN CTRL | 115.D3
AT0250:67 | SC | AT0250R8P | WHT | 20 | 114.C2 | AF0125:40 | JB71 B,PNL GEN CTRL | 115.A6
AT0250:68 | SC | AT0250R8N | WHT | 20 | 114.C2 | AF0125:08 | JB71 B,PNL GEN CTRL | 115.A6
AT0250:69 | SC | AT0250R9P | WHT | 20 | 114.C2 | AF0125:41 | JB71 B,PNL GEN CTRL | 115.A6
AT0250:70 | SC | AT0250R9N | WHT | 20 | 114.C2 | AF0125:09 | JB71 B,PNL GEN CTRL | 115.A6
AT0250:71 | SC | AT0250R10P | WHT | 20 | 114.C2 | AF0125:42 | JB71 B,PNL GEN CTRL | 115.B6
AT0250:72 | SC | AT0250R10N | WHT | 20 | 114.C2 | AF0125:10 | JB71 B,PNL GEN CTRL | 115.B6
AT0250:73 | SC | AT0250R11P | WHT | 20 | 114.C2 | AF0125:43 | JB71 B,PNL GEN CTRL | 115.B6
AT0250:74 | SC | AT0250R11N | WHT | 20 | 114.C2 | AF0125:11 | JB71 B,PNL GEN CTRL | 115.B6
AT0250:75 | SC | MCTAN | BLU | 12 | 113.A3 | AT0140:37 I1(-) | JB71 B,PNL GEN CTRL | 107.D7
AT0250:77 | SC | MCTBN | BLU | 12 | 113.A3 | AT0140:39 I2(-) | JB71 B,PNL GEN CTRL | 107.D7
AT0250:79 | SC | MCTCN | BLU | 12 | 113.A3 | AT0140:41 I3(-) | JB71 B,PNL GEN CTRL | 107.D7
AT0250:87 | SC | 0V | WHT | 12 | 113.A3 | XT0120:13 | JB71 B,PNL GEN CTRL | 24.D1
KA2400:11 | SC | KA240011 | WHT | 20 | 115.C5 | AF0125:01 | JB71 B,PNL GEN CTRL | 115.C6
KA2400:12 | SC | KA240012 | WHT | 20 | 115.C5 | AF0125:33 | JB71 B,PNL GEN CTRL | 115.C6
KA2401:11 | SC | KA240111 | WHT | 20 | 115.C5 | AF0125:02 | JB71 B,PNL GEN CTRL | 115.C6
KA2401:12 | SC | KA240112 | WHT | 20 | 115.C5 | AF0125:34 | JB71 B,PNL GEN CTRL | 115.C6
KA2402:11 | SC | KA240211 | WHT | 20 | 115.C5 | AF0125:12 | JB71 B,PNL GEN CTRL | 115.C6
KA2402:12 | SC | KA240212 | WHT | 20 | 115.C5 | AF0125:44 | JB71 B,PNL GEN CTRL | 115.C6
KA2500:A1 | SC | KA2500A1 | WHT | 20 | 116.A4 | AF0126:00 | JB71 B,PNL GEN CTRL | 118.A3
KA2500:A2 | SC | KA2500A2 | WHT | 20 | 116.A4 | AF0126:16 | JB71 B,PNL GEN CTRL | 118.A3
KA2501:A1 | SC | KA2501A1 | WHT | 20 | 116.A4 | AF0126:01 | JB71 B,PNL GEN CTRL | 118.A3
KA2501:A2 | SC | KA2501A2 | WHT | 20 | 116.A4 | AF0126:17 | JB71 B,PNL GEN CTRL | 118.A3
KA2502:A1 | SC | KA2502A1 | WHT | 20 | 116.B4 | AF0126:02 | JB71 B,PNL GEN CTRL | 118.B3
KA2502:A2 | SC | KA2502A2 | WHT | 20 | 116.B4 | AF0126:18 | JB71 B,PNL GEN CTRL | 118.B3
KA2503:A1 | SC | KA2503A1 | WHT | 20 | 116.B4 | AF0126:03 | JB71 B,PNL GEN CTRL | 118.B3
KA2503:A2 | SC | KS2503A2 | WHT | 20 | 116.B4 | AF0126:19 | JB71 B,PNL GEN CTRL | 118.B3
KA2504:A1 | SC | KA2504A1 | WHT | 20 | 116.B4 | AF0126:04 | JB71 B,PNL GEN CTRL | 118.B3
KA2504:A2 | SC | KA2504A2 | WHT | 20 | 116.B4 | AF0126:20 | JB71 B,PNL GEN CTRL | 118.B3
KA2505:A1 | SC | KA2505A1 | WHT | 20 | 116.B4 | AF0126:05 | JB71 B,PNL GEN CTRL | 118.C3
KA2505:A2 | SC | KA2505A2 | WHT | 20 | 116.B4 | AF0126:21 | JB71 B,PNL GEN CTRL | 118.C3
KA2506:A1 | SC | KA2506A1 | WHT | 20 | 116.C4 | AF0126:06 | JB71 B,PNL GEN CTRL | 118.C3
KA2506:A2 | SC | KA2506A2 | WHT | 20 | 116.C4 | AF0126:22 | JB71 B,PNL GEN CTRL | 118.C3
KA2507:A1 | SC | KA2507A1 | WHT | 20 | 116.C4 | AF0126:07 | JB71 B,PNL GEN CTRL | 118.D3
KA2507:A2 | SC | KA2507A2 | WHT | 20 | 116.C4 | AF0126:23 | JB71 B,PNL GEN CTRL | 118.D3
KA2508:A1 | SC | KA2508A1 | WHT | 20 | 116.C4 | AF0126:08 | JB71 B,PNL GEN CTRL | 118.A6
KA2508:A2 | SC | KA2508A2 | WHT | 20 | 116.C4 | AF0126:24 | JB71 B,PNL GEN CTRL | 118.A6
KA2509:A1 | SC | KA2509A1 | WHT | 20 | 116.C4 | AF0126:09 | JB71 B,PNL GEN CTRL | 118.A6
KA2509:A2 | SC | KA2509A2 | WHT | 20 | 116.C4 | AF0126:25 | JB71 B,PNL GEN CTRL | 118.A6
KA2510:A1 | SC | KA2510A1 | WHT | 20 | 116.D4 | AF0126:10 | JB71 B,PNL GEN CTRL | 118.B6
KA2510:A2 | SC | KA2510A2 | WHT | 20 | 116.D4 | AF0126:26 | JB71 B,PNL GEN CTRL | 118.B6
KA2511:A1 | SC | KA2511A1 | WHT | 20 | 116.D4 | AF0126:11 | JB71 B,PNL GEN CTRL | 118.B6
KA2511:A2 | SC | KA2511A2 | WHT | 20 | 116.D4 | AF0126:27 | JB71 B,PNL GEN CTRL | 118.B6
KA2512:A1 | SC | KA2512A1 | WHT | 20 | 117.A4 | AF0126:12 | JB71 B,PNL GEN CTRL | 118.B6
KA2512:A2 | SC | KA2512A2 | WHT | 20 | 117.A4 | AF0126:28 | JB71 B,PNL GEN CTRL | 118.B6
KA2513:A1 | SC | KA2513A1 | WHT | 20 | 117.A4 | AF0126:13 | JB71 B,PNL GEN CTRL | 118.C6
KA2513:A2 | SC | KA2413A2 | WHT | 20 | 117.A4 | AF0126:29 | JB71 B,PNL GEN CTRL | 118.C6
KA2514:A1 | SC | KA2514A1 | WHT | 20 | 117.B4 | AF0126:14 | JB71 B,PNL GEN CTRL | 118.C6
KA2514:A2 | SC | KA2514A2 | WHT | 20 | 117.B4 | AF0126:30 | JB71 B,PNL GEN CTRL | 118.C6
KA2515:A1 | SC | KA2515A1 | WHT | 20 | 117.B4 | AF0126:15 | JB71 B,PNL GEN CTRL | 118.D6
KA2515:A2 | SC | KA2515A2 | WHT | 20 | 117.B4 | AF0126:31 | JB71 B,PNL GEN CTRL | 118.D6
AT0250:93 | WC8102 | EXC1 | WHT | 12 | 113.A3 | XT0142:1 | JB71 B,PNL GEN CTRL | 107.B5
AT0250:94 | WC8102 | EXC2 | BLK | 12 | 113.A3 | XT0142:2 | JB71 B,PNL GEN CTRL | 107.B5
AT0250:92 | WC8102 | EXCS | SH | 12 | 113.A3 | XT0142:3 | JB71 B,PNL GEN CTRL | 107.B5
AT0250:88 | WC8301 | PMG1 | RED | 12 | 113.A3 | XT0313:1 | JB71 B,PNL GEN CTRL | 107.B6
AT0250:89 | WC8301 | KA031313 | WHT | 12 | 113.A3 | KA0313:13 | JB71 B,PNL GEN CTRL | 107.B6
AT0250:90 | WC8301 | KA031323 | BLK | 12 | 113.A3 | KA0313:23 | JB71 B,PNL GEN CTRL | 107.B6
AT0250:91 | WC8301 | PMGS | SH | 12 | 113.A3 | XT0313:2 | JB71 B,PNL GEN CTRL | 107.C6
SolarTools ver. 24.0.84.24712 (Jul 31, 2025)
Report date: 4/29/2026 10:08 AM

## PNL,PROBE DRIVER
PNL,PROBE DRIVER
Project # | 4P721
Project Name | MEPCO PM5
Revision | 0.2
Controls DE
Phone:
Controls ME
Phone:
From | [5 empty] | To
Device ID | Cable (W) Conductor (SC) Jumper Clip (JC) | Wire No. | Wire ID | Gauge/Size | Page/Zone | Device ID | Location | Page/Zone
GR1110: | SC | GR1110 | GRN/YEL | 14 | 69.D3 | FRAME | PNL,PROBE DRIVER | 69.D3
Report date: 4/29/2026 10:08 AM |  |  |  |  | SolarTools ver. 24.0.84.24712 (Jul 31, 2025)

## Panel Errors
Panel Errors
Project # | 4P721
Project Name | MEPCO PM5
Revision | 0.2
Controls DE
Phone:
Controls ME
Phone:
From | [6 empty] | To
Device ID | Location | Cable (W) Conductor (SC) Jumper Clip (JC) | Wire ID | Wire No. | Gauge/Size | Page/Zone | Device ID | Location | Page/Zone
Report date: 4/29/2026 10:08 AM |  |  |  | SolarTools ver. 24.0.84.24712 (Jul 31, 2025)

## Cable Part Numbers
Cable Part Numbers |  |  | SolarTools ver. 24.0.84.24712 (Jul 31, 2025)
Project # | 4P721
Report date: 4/29/2026 10:08 AM
Project Name | MEPCO PM5
Revision | 0.2
Controls DE
Phone:
Controls ME
Phone:
Device ID |  | Part Number |  | Description
WC0001 |  | 1302073-36 |  | CABLE, ETHERNET - 36 INCHES
WC0003 |  | 1302073-36 |  | CABLE, ETHERNET - 36 INCHES
WC0005 |  | 1302073-36 |  | CABLE, ETHERNET - 36 INCHES
WC0006 |  | 1302073-36 |  | CABLE, ETHERNET - 36 INCHES
WC0007 |  | 1302073-36 |  | CABLE, ETHERNET - 36 INCHES
WC0009 |  | 1302073-36 |  | CABLE, ETHERNET - 36 INCHES
WC0011 |  | 1302073-36 |  | CABLE, ETHERNET - 36 INCHES
WC0012 |  | 1302073-36 |  | CABLE, ETHERNET - 36 INCHES
WC0017 |  | 1302073-36 |  | CABLE, ETHERNET - 36 INCHES
WC0018 |  | 1302073-36 |  | CABLE, ETHERNET - 36 INCHES
WC0035 |  | 1302073-36 |  | CABLE, ETHERNET - 36 INCHES
WC0038 |  | 1302073-36 |  | CABLE, ETHERNET - 36 INCHES
WC0041 |  | 1302073-36 |  | CABLE, ETHERNET - 36 INCHES
WC0042 |  | 1302073-36 |  | CABLE, ETHERNET - 36 INCHES
WC0045 |  | 1302073-36 |  | CABLE, ETHERNET - 36 INCHES
WC0114 |  | 1302073-36 |  | CABLE, ETHERNET - 36 INCHES
WC0680 |  | 1302073-36 |  | CABLE, ETHERNET - 36 INCHES
WC4524 |  | 1022941-12 |  | TPE, 1 PAIR TWISTED SHIELDED
WC4624 |  | 1022941-12 |  | TPE, 1 PAIR TWISTED SHIELDED
WC4632 |  | 1022941-12 |  | TPE, 1 PAIR TWISTED SHIELDED
WC4633 |  | 1022941-12 |  | TPE, 1 PAIR TWISTED SHIELDED
WC4657 |  | 1022941-12 |  | TPE, 1 PAIR TWISTED SHIELDED
WC4749 |  | 1022941-13 |  | TPE, 1 TRIAD TWISTED SHIELDED
WC5118 |  | 1022941-22 |  | TPE, 1 PAIR TWISTED SHIELDED
WC5500 |  | 1022941-22 |  | TPE, 1 PAIR TWISTED SHIELDED
WC8009 |  | 1022941-22 |  | TPE, 1 PAIR TWISTED SHIELDED
WC8040 |  | 1322418-90 |  | CABLE, SYTSTEM FUNCTION
WC8041 |  | 1322418-90 |  | CABLE, SUPPLIED BY OTHERS
WC8042 |  | 1322418-90 |  | CABLE, SUPPLIED BY OTHERS
WC8046 |  | 1051931-23 |  | CABLE, SYTSTEM FUNCTION
WC8066 |  | 1022941-22 |  | TPE, 1 PAIR TWISTED SHIELDED
WC8067 |  | 1022941-22 |  | TPE, 1 PAIR TWISTED SHIELDED
WC8069 |  | 1022941-22 |  | TPE, 1 PAIR TWISTED SHIELDED
WC8102 |  | 1022941-33 |  | TPE, 1 TRIAD TWISTED SHIELDED
WC8201 |  | 1022941-33 |  | TPE, 1 TRIAD TWISTED SHIELDED
WC8301 |  | 1022941-33 |  | TPE, 1 TRIAD TWISTED SHIELDED
WCCC7581 |  | 1022941-12 |  | TPE, 1 PAIR TWISTED SHIELDED
WCCC7582 |  | 1022941-12 |  | TPE, 1 PAIR TWISTED SHIELDED
WCCC7583 |  | 1022941-12 |  | TPE, 1 PAIR TWISTED SHIELDED
WCCC7584 |  | 1022941-12 |  | TPE, 1 PAIR TWISTED SHIELDED
WCCC7585 |  | 1022941-12 |  | TPE, 1 PAIR TWISTED SHIELDED
WCCC7586 |  | 1022941-12 |  | TPE, 1 PAIR TWISTED SHIELDED
WCCC7587 |  | 1022941-12 |  | TPE, 1 PAIR TWISTED SHIELDED
WCCC7588 |  | 1022941-12 |  | TPE, 1 PAIR TWISTED SHIELDED
WCCC7589 |  | 1022941-12 |  | TPE, 1 PAIR TWISTED SHIELDED
WCCC7590 |  | 1022941-12 |  | TPE, 1 PAIR TWISTED SHIELDED
WCPDT1110 |  | 1022941-12 |  | TPE, 1 PAIR TWISTED SHIELDED
WCPDT6210 |  | 1022941-12 |  | TPE, 1 PAIR TWISTED SHIELDED
WCPDT6310 |  | 1022941-12 |  | TPE, 1 PAIR TWISTED SHIELDED
WCPDT6311 |  | 1022941-12 |  | TPE, 1 PAIR TWISTED SHIELDED
WCPT1000 |  | 1022941-12 |  | TPE, 1 PAIR TWISTED SHIELDED
WCPT1170 |  | 1022941-12 |  | TPE, 1 PAIR TWISTED SHIELDED
WCTE6135 |  | 1022941-13 |  | TPE, 1 TRIAD TWISTED SHIELDED
WCUAI1170A |  | 1022941-12 |  | TPE, 1 PAIR TWISTED SHIELDED
WCUAI1170B |  | 1022941-12 |  | TPE, 1 PAIR TWISTED SHIELDED

## Part Number List
Part Number List |  | SolarTools ver. 24.0.84.24712 (Jul 31, 2025)
Project # | 4P721
Report date: 4/29/2026 10:08 AM
Project Name | MEPCO PM5
Revision | 0.2
Controls DE
Phone:
Controls ME
Phone:
Device ID | Part Number | Description | Location
FU0170 | 1043265-1,1043265-6 | FUSE, 15A | JB71 B, EQP PWR DOOR
FU0171 | 1043265-1,1043265-5 | FUSE, 10A | JB71 B, EQP PWR DOOR
FU0172 | 1043265-1,1043265-4 | FUSE, 5A | JB71 B, EQP PWR DOOR
GR0175 | 903842C1 | RAIL LUG, DINRAIL GROUNDING | JB71 B, EQP PWR DOOR
UV0170 | 1056244-2 | POWER SUPPLY, EAGLE QUANTUM PREMIER | JB71 B, EQP PWR DOOR
XT0175 | 1066730-7 | TERMINAL BLOCK, SPRING, 4 CONDUCTOR,30-12 AWG (0.05-3.31 MM2),NON-IS | JB71 B, EQP PWR DOOR
EL0100 | 2403630-1 | LIGHT, LED, CONTROL BOX, WHITE | JB71 B,BOX CONTROL
EL0101 | 2403630-1 | LIGHT, LED, CONTROL BOX, WHITE | JB71 B,BOX CONTROL
AT1100 | 1577354-5100 | WORKSTATION, PANEL COMPUTER, TT4000 | JB71 B,DOOR CTRL
AT1100K | 1068334 | KEYBOARD, TYPING INTERFACE | JB71 B,DOOR CTRL
HA0472 | 1483682-18 | HORN, CONTROL SYSTEM ALARM | JB71 B,DOOR OPR
SA0471 | 1483682-14 | 3-POSITION SWITCH, SPEED/LOAD | JB71 B,DOOR OPR
SA0473 | 1483682-37,1483682-38 | SELECTOR SWITCH, OFF/LOCAL/AUXILIARY | JB71 B,DOOR OPR
SA0475 | 1483682-14 | 3-POSITION SWITCH, VOLTAGE | JB71 B,DOOR OPR
SB0333 | 1483682-20,1483682-32 | PUSHBUTTON SWITCH, OPEN GENERATOR CB | JB71 B,DOOR OPR
SB0471 | 1483682-6 | PUSHBUTTON SWITCH, HORN SILENCE | JB71 B,DOOR OPR
SB0472 | 1483682-31,1483682-33 | PUSHBUTTON SWITCH, EMERGENCY STOP | JB71 B,DOOR OPR
SB0473 | 1483682-6 | PUSHBUTTON SWITCH, ACKNOWLEDGE | JB71 B,DOOR OPR
SB0474 | 1483682-6 | PUSHBUTTON SWITCH, RESET | JB71 B,DOOR OPR
SH0470 | 1483682-10 | LIGHTED PUSHBUTTON SWITCH, STOP/STOPPING, RED | JB71 B,DOOR OPR
SH0471 | 1483682-11 | LIGHTED PUSHBUTTON SWITCH, START/STARTING, GREEN | JB71 B,DOOR OPR
SH0472 | 1483682-12 | LIGHTED PUSHBUTTON SWITCH, BACKUP SYSTEM ACTIVE/RESET, YELLOW | JB71 B,DOOR OPR
AF0071 | 2684693-18,2684693-27 | 5094-OF8IHXT, 8 ANALOG OUTPUT, ISOLATED | JB71 B,PNL CTRL1
AF0072 | 2684693-18,2684693-28 | 5094-IB16SXT, 16 DISCRETE INPUT, S | JB71 B,PNL CTRL1
AF0073 | 2684693-18,2684693-55 | 5094-OB16SXT, 16 DISCRETE OUTPUT, S | JB71 B,PNL CTRL1
AF0074 | 2684693-18,2684693-30 | 5094-IF4IHSXT, 4 ANALOG INPUT, S | JB71 B,PNL CTRL1
AF0075 | 2684693-21,2684693-36 | 5094-IRT8SXT, 8 RTD/TC ANALOG INPUT, S | JB71 B,PNL CTRL1
AF0091 | 2684693-17,2684693-23 | 5094-IB16XT, 16 DISCRETE INPUT | JB71 B,PNL CTRL1
AF0092 | 2684693-17,2684693-24 | 5094-OB16XT, 16 DISCRETE OUTPUT | JB71 B,PNL CTRL1
AF0093 | 2684693-18,2684693-56 | 5094-IF8IHXT, 8 ANALOG INPUT, ISOLATED | JB71 B,PNL CTRL1
AF0094 | 2684693-18,2684693-32 | 5094-IJ2ISXT, 2 FAST COUNTER INPUT, S | JB71 B,PNL CTRL1
AF0095 | 2684693-21,2684693-36 | 5094-IRT8SXT, 8 RTD/TC ANALOG INPUT, S | JB71 B,PNL CTRL1
AF0096 | 2684693-19,2684693-33 | 5094-IY8XT, 8 ANALOG INPUT,TC/RTD/I&V | JB71 B,PNL CTRL1
AP0601 | 1089241-15 | MVI 56-MNETXT, ETHERNET/MODBUS | JB71 B,PNL CTRL1
AP0602 | 1089241-40 | 1756-EN2TRXT, ETHERNET | JB71 B,PNL CTRL1
AP0603 | 1089241-40 | 1756-EN2TRXT, ETHERNET | JB71 B,PNL CTRL1
AP0604 | 1089241-15 | MVI 56-MNETXT, ETHERNET/MODBUS | JB71 B,PNL CTRL1
AP0605 | 1089241-40 | 1756-EN2TRXT, ETHERNET | JB71 B,PNL CTRL1
AP0606 | 1089241-40 | 1756-EN2TRXT, ETHERNET | JB71 B,PNL CTRL1
AR0600 | 1089241-29 | RACK CHASSIS, 1756-A7XT (7 SLOT) | JB71 B,PNL CTRL1
AT0600 | 1089241-43 | 1756-L83EXTS, CONTROLLER^GUARDLOGIX | JB71 B,PNL CTRL1
AU0070 | 2684693-22 | 5094-AENTRXT, FLEX 5000 I/O | JB71 B,PNL CTRL1
AU0090 | 2684693-22 | 5094-AENTRXT, FLEX 5000 I/O | JB71 B,PNL CTRL1
FU0010 | 1043265-1,1043265-5 | FUSE, 10A | JB71 B,PNL CTRL1
FU0070 | 1043265-1,1043265-5 | FUSE, 10A | JB71 B,PNL CTRL1
FU0071 | 1043265-1,1043265-5 | FUSE, 10A | JB71 B,PNL CTRL1
FU0072 | 1043265-1,1043265-5 | FUSE, 10A | JB71 B,PNL CTRL1
FU0091 | 1043265-1,1043265-5 | FUSE, 10A | JB71 B,PNL CTRL1
FU0092 | 1043265-1,1043265-5 | FUSE, 10A | JB71 B,PNL CTRL1
FU0093 | 1043265-1,1043265-5 | FUSE, 10A | JB71 B,PNL CTRL1
FU0094 | 1043265-1,1043265-3 | FUSE, 2A | JB71 B,PNL CTRL1
FU0099 | 1043265-1,1043265-3 | FUSE, 2A | JB71 B,PNL CTRL1
FU0100 | 1043265-1,1043265-4 | FUSE, 5A | JB71 B,PNL CTRL1
FU0210 | 1043265-1,1043265-6 | FUSE, 15A | JB71 B,PNL CTRL1
FU1100 | 1043265-1,1043265-5 | FUSE, 10A | JB71 B,PNL CTRL1
GR0070 | 903842C1 | RAIL LUG, DINRAIL GROUNDING | JB71 B,PNL CTRL1
GR0071 | 903842C1 | RAIL LUG, DINRAIL GROUNDING | JB71 B,PNL CTRL1
GR0090 | 903842C1 | RAIL LUG, DINRAIL GROUNDING | JB71 B,PNL CTRL1
GR0091 | 903842C1 | RAIL LUG, DINRAIL GROUNDING | JB71 B,PNL CTRL1
IEG0011 | 232941-300 | BUS BAR, TURBINE CNTRL1 PANEL - INSTRUMENT EARTH GROUNDING | JB71 B,PNL CTRL1
KA0233 | 1061979-1 | RELAY, CONTROLLER ACTIVE | JB71 B,PNL CTRL1
KA0234 | 1061979-1 | RELAY, CONTROLLER ACTIVE | JB71 B,PNL CTRL1
KA0875 | 1061979-1 | RELAY, LOCAL HORN CONTROL (PLC) | JB71 B,PNL CTRL1
KA1020 | 1061979-1 | RELAY, IGNITION START | JB71 B,PNL CTRL1
PC0470 | 2271605-1 | TIMER/COUNTER, ENGINE HOUR / START COUNTER | JB71 B,PNL CTRL1
PC0471 | 2271605-1 | TIMER/COUNTER, LIQUID FUEL COUNTER HOUR/START | JB71 B,PNL CTRL1
UV0600 | 1089241-28 | POWER SUPPLY, RSLOGIX CHASSIS | JB71 B,PNL CTRL1
XT0070 | 1066730-7 | TERMINAL BLOCK, SPRING, 4 CONDUCTOR,30-12 AWG (0.05-3.31 MM2),NON-IS | JB71 B,PNL CTRL1
XT0071 | 1066730-7 | TERMINAL BLOCK, SPRING, 4 CONDUCTOR,30-12 AWG (0.05-3.31 MM2),NON-IS | JB71 B,PNL CTRL1
XT0091 | 1066730-7 | TERMINAL BLOCK, SPRING, 4 CONDUCTOR,30-12 AWG (0.05-3.31 MM2),NON-IS | JB71 B,PNL CTRL1
AF0061 | 2684693-17,2684693-23 | 5094-IB16XT, 16 DISCRETE INPUT | JB71 B,PNL CTRL2
AF0062 | 2684693-18,2684693-30 | 5094-IF4IHSXT, 4 ANALOG INPUT, S | JB71 B,PNL CTRL2
AF0063 | 2684693-19,2684693-33 | 5094-IY8XT, 8 ANALOG INPUT,TC/RTD/I&V | JB71 B,PNL CTRL2
AF0064 | 2684693-19,2684693-33 | 5094-IY8XT, 8 ANALOG INPUT,TC/RTD/I&V | JB71 B,PNL CTRL2
AF0065 | 2684693-18,2684693-27 | 5094-OF8IHXT, 8 ANALOG OUTPUT, ISOLATED | JB71 B,PNL CTRL2
AF0066 | 2684693-17,2684693-25 | 5094-OB8XT, 8 DISCRETE OUTPUT | JB71 B,PNL CTRL2
AF0381 | 2684693-18,2684693-28 | 5094-IB16SXT, 16 DISCRETE INPUT, S | JB71 B,PNL CTRL2
AF0382 | 2684693-18,2684693-30 | 5094-IF4IHSXT, 4 ANALOG INPUT, S | JB71 B,PNL CTRL2
AF0383 | 2684693-18,2684693-55 | 5094-OB16SXT, 16 DISCRETE OUTPUT, S | JB71 B,PNL CTRL2
AF0384 | 2684693-17,2684693-25 | 5094-OB8XT, 8 DISCRETE OUTPUT | JB71 B,PNL CTRL2
AF0385 | 2684693-18,2684693-56 | 5094-IF8IHXT, 8 ANALOG INPUT, ISOLATED | JB71 B,PNL CTRL2
AU0060 | 2684693-22 | 5094-AENTRXT, FLEX 5000 I/O | JB71 B,PNL CTRL2
AU0380 | 2684693-22 | 5094-AENTRXT, FLEX 5000 I/O | JB71 B,PNL CTRL2
FU0060 | 1043265-1,1043265-6 | FUSE, 15A | JB71 B,PNL CTRL2
FU0061 | 1043265-1,1043265-5 | FUSE, 10A | JB71 B,PNL CTRL2
FU0062 | 1043265-1,1043265-5 | FUSE, 10A | JB71 B,PNL CTRL2
FU0380 | 1043265-1,1043265-5 | FUSE, 10A | JB71 B,PNL CTRL2
FU0381 | 1043265-1,1043265-5 | FUSE, 10A | JB71 B,PNL CTRL2
FU0382 | 1043265-1,1043265-5 | FUSE, 10A | JB71 B,PNL CTRL2
FU0387 | 1043265-1,1043265-4 | FUSE, 5A | JB71 B,PNL CTRL2
FU0388 | 1043265-1,1043265-4 | FUSE, 5A | JB71 B,PNL CTRL2
FU0389 | 1043265-1,1043265-3 | FUSE, 2A | JB71 B,PNL CTRL2
FU2108 | 1043265-1,1043265-3 | FUSE, 2A | JB71 B,PNL CTRL2
GR0060 | 903842C1 | RAIL LUG, DINRAIL GROUNDING | JB71 B,PNL CTRL2
GR0381 | 903842C1 | RAIL LUG, DINRAIL GROUNDING | JB71 B,PNL CTRL2
GR0382 | 903842C1 | RAIL LUG, DINRAIL GROUNDING | JB71 B,PNL CTRL2
GR0383 | 903842C1 | RAIL LUG, DINRAIL GROUNDING | JB71 B,PNL CTRL2
KA0060 | 1096409-3 | RELAY MODULE, NO EMERGENCY^SHUTDOWN SUMMARY | JB71 B,PNL CTRL2
KA0061 | 1061979-1 | RELAY, NO EMERGENCY SHUTDOWN SUMMARY | JB71 B,PNL CTRL2
KA0062 | 1061979-1 | RELAY, NO EMERGENCY SHUTDOWN SUMMARY | JB71 B,PNL CTRL2
KA0070 | 1096409-1 | RELAY SAFETY MODULE, GF SECONDARY S.O. | JB71 B,PNL CTRL2
KA0130 | 1061979-1 | RELAY, LOWSPEED/OPEN PROBE SETPOINT | JB71 B,PNL CTRL2
KA0131 | 1061979-1 | RELAY, CONTROLLER ACTIVE | JB71 B,PNL CTRL2
KA0132 | 1061979-1 | RELAY, CONTROLLER ACTIVE | JB71 B,PNL CTRL2
KA0133 | 1061979-1 | RELAY, POST LUBE NOT REQUIRED | JB71 B,PNL CTRL2
KA0134 | 1061979-1 | RELAY, BACKUP COMMAND OFF | JB71 B,PNL CTRL2
KA0135 | 1061979-1 | RELAY, AC PRE/POST PUMP DRIVE | JB71 B,PNL CTRL2
KA0136 | 1061979-1 | RELAY, LUBE OIL HEADER^PRESSURE HIGH | JB71 B,PNL CTRL2
KA0137 | 1061979-1 | RELAY, LUBE PUMP INHIBIT | JB71 B,PNL CTRL2
KA0138 | 1061979-1 | RELAY, BACKUP LUBE OIL PUMP OFF | JB71 B,PNL CTRL2
KA0141 | 1061979-1 | RELAY, CONTROLLER ACTIVE | JB71 B,PNL CTRL2
KA0176 | 1061979-1 | RELAY, VENTILATION REQUIRED | JB71 B,PNL CTRL2
KA0177 | 1061979-1 | RELAY, VENTILATION REQUIRED | JB71 B,PNL CTRL2
KA0231 | 1061979-1 | RELAY, CONTROLLER ACTIVE | JB71 B,PNL CTRL2
KA0232 | 1061979-1 | RELAY, CONTROLLER ACTIVE | JB71 B,PNL CTRL2
KA0235 | 1061979-1 | RELAY, NO EMERGENCY SHUTDOWN SUMMARY | JB71 B,PNL CTRL2
KA0238 | 1061979-1 | RELAY, NO EMERGENCY SHUTDOWN SUMMARY | JB71 B,PNL CTRL2
KA0239 | 1061979-1 | RELAY, NO EMERGENCY SHUTDOWN SUMMARY | JB71 B,PNL CTRL2
KA0240 | 1061979-1 | RELAY, NO EMERGENCY SHUTDOWN SUMMARY | JB71 B,PNL CTRL2
KA0241 | 1061979-1 | RELAY, BACKUP SYSTEM RESET | JB71 B,PNL CTRL2
KA0242 | 1061979-1 | RELAY, BACKUP SYSTEM RESET | JB71 B,PNL CTRL2
KA0243 | 1096409-3 | RELAY MODULE, NO FIRE DETECTED | JB71 B,PNL CTRL2
KA0244 | 1061979-1 | RELAY, NO FIRE DETECTED | JB71 B,PNL CTRL2
KA0245 | 1096409-3 | RELAY MODULE, NO GAS DETECTED | JB71 B,PNL CTRL2
KA0248 | 1061979-1 | RELAY, NO EMERGENCY SHUTDOWN SUMMARY | JB71 B,PNL CTRL2
KA0249 | 1061979-1 | RELAY, NO GAS DETECTED | JB71 B,PNL CTRL2
KA0380 | 1096409-1 | RELAY SAFETY MODULE, GF PRIMARY S.O. | JB71 B,PNL CTRL2
KA0382 | 1096409-1 | RELAY SAFETY MODULE, OFFSKID PRIMARY S.O. | JB71 B,PNL CTRL2
KT0140 | 2651077-1 | TIMER RELAY, BACKUP PUMP^POST LUBE OFF CYCLE | JB71 B,PNL CTRL2
KT0141 | 2651077-1 | TIMER RELAY, BACKUP POST LUBE CONTINUOUS | JB71 B,PNL CTRL2
KT0142 | 2651077-1 | TIMER RELAY, TOTAL POST LUBE | JB71 B,PNL CTRL2
KT0143 | 2651077-1 | TIMER RELAY, BACKUP PUMP POST LUBE ON CYCLE | JB71 B,PNL CTRL2
KT0144 | 2651077-1 | TIMER RELAY, HEADER PRESSURE HIGH^BACKUP PUMP OFF | JB71 B,PNL CTRL2
KT0145 | 2651077-1 | TIMER RELAY, FIRE DETECTED ROLLDOWN LUBE | JB71 B,PNL CTRL2
KT0146 | 2651077-3 | TIMER RELAY, WATCHDOG | JB71 B,PNL CTRL2
RR0811 | 981090C1 | RESISTOR, 3.01K OHM | JB71 B,PNL CTRL2
RR0812 | 981089C1 | RESISTOR, 1.0K OHM | JB71 B,PNL CTRL2
SA0472 | 1483682-24,1483682-30 | SWITCH, TURBINE OPERATION | JB71 B,PNL CTRL2
UA1200 | 1053834-11 | BUOS MODULE, BACKUP OVERSPEED | JB71 B,PNL CTRL2
UAI6410 | 1053038-49,1053038-53 | ISOLATOR, ANALOG SPLITTER | JB71 B,PNL CTRL2
XT0060 | 1066730-7 | TERMINAL BLOCK, SPRING, 4 CONDUCTOR,30-12 AWG (0.05-3.31 MM2),NON-IS | JB71 B,PNL CTRL2
XT0069 | 1066730-7 | TERMINAL BLOCK, SPRING, 4 CONDUCTOR,30-12 AWG (0.05-3.31 MM2),NON-IS | JB71 B,PNL CTRL2
XT0072 | 1066730-7 | TERMINAL BLOCK, SPRING, 4 CONDUCTOR,30-12 AWG (0.05-3.31 MM2),NON-IS | JB71 B,PNL CTRL2
XT0080 | 1066730-7 | TERMINAL BLOCK, SPRING, 4 CONDUCTOR,30-12 AWG (0.05-3.31 MM2),NON-IS | JB71 B,PNL CTRL2
XT0081 | 1066730-7 | TERMINAL BLOCK, SPRING, 4 CONDUCTOR,30-12 AWG (0.05-3.31 MM2),NON-IS | JB71 B,PNL CTRL2
XT0087 | 1066730-7 | TERMINAL BLOCK, SPRING, 4 CONDUCTOR,30-12 AWG (0.05-3.31 MM2),NON-IS | JB71 B,PNL CTRL2
XT0089 | 1066730-7 | TERMINAL BLOCK, SPRING, 4 CONDUCTOR,30-12 AWG (0.05-3.31 MM2),NON-IS | JB71 B,PNL CTRL2
XT0237 | 1066730-10,1066730-9,1067996-4 | DIODE TERMINAL STRIP, 4 CONDUCTOR | JB71 B,PNL CTRL2
XT1200 | 1066730-7 | TERMINAL BLOCK, SPRING, 4 CONDUCTOR,30-12 AWG (0.05-3.31 MM2),NON-IS | JB71 B,PNL CTRL2
XT6410 | 1066730-7,1066730-8 | TERMINAL BLOCK, SPRING, 4 CONDUCTOR,30-12 AWG (0.05-3.31 MM2),NON-IS | JB71 B,PNL CTRL2
XTFG12 | 1066730-1,1067996-4 | TERMINAL STRIP, 4 CONDUCTOR | JB71 B,PNL CTRL2
AF0181 | 2684693-17,2684693-23 | 5094-IB16XT, 16 DISCRETE INPUT | JB71 B,PNL CUSTOMER
AF0182 | 2684693-17,2684693-24 | 5094-OB16XT, 16 DISCRETE OUTPUT | JB71 B,PNL CUSTOMER
AF0183 | 2684693-18,2684693-56 | 5094-IF8IHXT, 8 ANALOG INPUT, ISOLATED | JB71 B,PNL CUSTOMER
AF0651 | 2684693-17,2684693-23 | 5094-IB16XT, 16 DISCRETE INPUT | JB71 B,PNL CUSTOMER
AF0652 | 2684693-18,2684693-27 | 5094-OF8IHXT, 8 ANALOG OUTPUT, ISOLATED | JB71 B,PNL CUSTOMER
AF0653 | 2684693-17,2684693-25 | 5094-OB8XT, 8 DISCRETE OUTPUT | JB71 B,PNL CUSTOMER
AF0654 | 2684693-18,2684693-56 | 5094-IF8IHXT, 8 ANALOG INPUT, ISOLATED | JB71 B,PNL CUSTOMER
AF0655 | 2684693-18,2684693-30 | 5094-IF4IHSXT, 4 ANALOG INPUT, S | JB71 B,PNL CUSTOMER
AU0180 | 2684693-22 | 5094-AENTRXT, FLEX 5000 I/O | JB71 B,PNL CUSTOMER
AU0650 | 2684693-22 | 5094-AENTRXT, FLEX 5000 I/O | JB71 B,PNL CUSTOMER
FU0128 | 1043265-1,1043265-4 | FUSE, 5A | JB71 B,PNL CUSTOMER
FU0129 | 1043265-1,1043265-5 | FUSE, 10A | JB71 B,PNL CUSTOMER
FU0180 | 1043265-1,1043265-6 | FUSE, 15A | JB71 B,PNL CUSTOMER
FU0181 | 1043265-1,1043265-5 | FUSE, 10A | JB71 B,PNL CUSTOMER
FU0182 | 1043265-1,1043265-5 | FUSE, 10A | JB71 B,PNL CUSTOMER
FU0183 | 1043265-1,1043265-5 | FUSE, 10A | JB71 B,PNL CUSTOMER
FU0250 | 1043265-1,1043265-4 | FUSE, 5A | JB71 B,PNL CUSTOMER
FU0650 | 1043265-1,1043265-5 | FUSE, 10A | JB71 B,PNL CUSTOMER
FU0651 | 1043265-1,1043265-5 | FUSE, 10A | JB71 B,PNL CUSTOMER
FU0652 | 1043265-1,1043265-5 | FUSE, 10A | JB71 B,PNL CUSTOMER
FU0659 | 1043265-1,1043265-3 | FUSE, 2A | JB71 B,PNL CUSTOMER
GR0180 | 903842C1 | RAIL LUG, DINRAIL GROUNDING | JB71 B,PNL CUSTOMER
GR0650 | 903842C1 | RAIL LUG, DINRAIL GROUNDING | JB71 B,PNL CUSTOMER
GR0651 | 903842C1 | RAIL LUG, DINRAIL GROUNDING | JB71 B,PNL CUSTOMER
GR0652 | 903842C1 | RAIL LUG, DINRAIL GROUNDING | JB71 B,PNL CUSTOMER
KA0123 | 1061979-1 | RELAY, CGCM #1 ENABLE | JB71 B,PNL CUSTOMER
KA0128 | 1061979-1 | RELAY, GEN TRIP SUMMARY BREAKER | JB71 B,PNL CUSTOMER
KA0180 | 1061979-1 | RELAY, 90% SPEED | JB71 B,PNL CUSTOMER
KA0181 | 1061979-1 | RELAY, TURBINE RUNNING STATUS | JB71 B,PNL CUSTOMER
KA0184 | 1061979-1 | RELAY, BACK SYNC ACTIVE | JB71 B,PNL CUSTOMER
KA0190 | 1096409-1 | RELAY SAFETY MODULE, WHRS PURGE FLOW ESTABLISHED | JB71 B,PNL CUSTOMER
KA0191 | 2227550-1 | RELAY, WHRS PURGE FLOW ESTABLISHED | JB71 B,PNL CUSTOMER
KA0192 | 1096409-1 | RELAY SAFETY MODULE, WASTE HEAT READY | JB71 B,PNL CUSTOMER
KA0193 | 2227550-1 | RELAY, WASTE HEAT READY | JB71 B,PNL CUSTOMER
KA0290 | 1061979-1 | RELAY, NO FIRE DETECTED | JB71 B,PNL CUSTOMER
KA0291 | 1061979-1 | RELAY, NO FIRE DETECTED | JB71 B,PNL CUSTOMER
KA0310 | 1061979-1 | RELAY, CGCM #1 FAULT | JB71 B,PNL CUSTOMER
KA0650 | 1061979-1 | RELAY, ALARM SUMMARY | JB71 B,PNL CUSTOMER
KA0651 | 1061979-1 | RELAY, SHUTDOWN SUMMARY | JB71 B,PNL CUSTOMER
KA0652 | 1061979-1 | RELAY, SPARE | JB71 B,PNL CUSTOMER
KA0653 | 1061979-1 | RELAY, SPARE | JB71 B,PNL CUSTOMER
KA0654 | 1061979-1 | RELAY, SPARE | JB71 B,PNL CUSTOMER
KA0655 | 1061979-1 | RELAY, SPARE | JB71 B,PNL CUSTOMER
KA0656 | 1061979-1 | RELAY, SPARE | JB71 B,PNL CUSTOMER
KA0657 | 1061979-1 | RELAY, GEN CB DIRECT INSERTION | JB71 B,PNL CUSTOMER
KA0658 | 1061979-1 | RELAY, START INHIBIT OTHER GT | JB71 B,PNL CUSTOMER
UAI1170 | 1053038-49,1053038-53 | ISOLATOR, ANALOG SPLITTER | JB71 B,PNL CUSTOMER
VD0290 | 960592C1 | DIODE, 15 pF | JB71 B,PNL CUSTOMER
VD0291 | 960592C1 | DIODE, 15 pF | JB71 B,PNL CUSTOMER
VD0292 | 960592C1 | DIODE, 15 pF | JB71 B,PNL CUSTOMER
XT0129 | 1066730-7 | TERMINAL BLOCK, SPRING, 4 CONDUCTOR,30-12 AWG (0.05-3.31 MM2),NON-IS | JB71 B,PNL CUSTOMER
XT0140 | 1066730-7 | TERMINAL BLOCK, SPRING, 4 CONDUCTOR,30-12 AWG (0.05-3.31 MM2),NON-IS | JB71 B,PNL CUSTOMER
XT0144 | 1066730-7 | TERMINAL BLOCK, SPRING, 4 CONDUCTOR,30-12 AWG (0.05-3.31 MM2),NON-IS | JB71 B,PNL CUSTOMER
XT0180 | 1066730-4,1066730-7,1066730-8 | TERMINAL BLOCK, SPRING, 4 CONDUCTOR,30-12 AWG (0.05-3.31 MM2),NON-IS | JB71 B,PNL CUSTOMER
XT0186 | 1066730-7 | TERMINAL BLOCK, SPRING, 4 CONDUCTOR,30-12 AWG (0.05-3.31 MM2),NON-IS | JB71 B,PNL CUSTOMER
XT0187 | 1066730-7 | TERMINAL BLOCK, SPRING, 4 CONDUCTOR,30-12 AWG (0.05-3.31 MM2),NON-IS | JB71 B,PNL CUSTOMER
XT0188 | 1066730-7 | TERMINAL BLOCK, SPRING, 4 CONDUCTOR,30-12 AWG (0.05-3.31 MM2),NON-IS | JB71 B,PNL CUSTOMER
XT0189 | 1066730-7 | TERMINAL BLOCK, SPRING, 4 CONDUCTOR,30-12 AWG (0.05-3.31 MM2),NON-IS | JB71 B,PNL CUSTOMER
XT0291 | 1066730-7 | TERMINAL BLOCK, SPRING, 4 CONDUCTOR,30-12 AWG (0.05-3.31 MM2),NON-IS | JB71 B,PNL CUSTOMER
XT0292 | 1066730-7 | TERMINAL BLOCK, SPRING, 4 CONDUCTOR,30-12 AWG (0.05-3.31 MM2),NON-IS | JB71 B,PNL CUSTOMER
XT0299 | 1066730-7 | TERMINAL BLOCK, SPRING, 4 CONDUCTOR,30-12 AWG (0.05-3.31 MM2),NON-IS | JB71 B,PNL CUSTOMER
XT1170 | 1066730-7,1066730-8 | TERMINAL BLOCK, SPRING, 4 CONDUCTOR,30-12 AWG (0.05-3.31 MM2),NON-IS | JB71 B,PNL CUSTOMER
XT4003 | 1066730-7 | TERMINAL BLOCK, SPRING, 4 CONDUCTOR,30-12 AWG (0.05-3.31 MM2),NON-IS | JB71 B,PNL CUSTOMER
FU0004 | 1043265-1,1043265-3 | FUSE, 2A | JB71 B,PNL DC PWR
FU0005 | 1043265-1,1043265-3 | FUSE, 2A | JB71 B,PNL DC PWR
FU0011 | 1043265-1,1043265-7 | FUSE, 20A | JB71 B,PNL DC PWR
FU0012 | 1043265-1,1043265-5 | FUSE, 10A | JB71 B,PNL DC PWR
FU0013 | 1043265-1,1043265-5 | FUSE, 10A | JB71 B,PNL DC PWR
FU0014 | 1043265-1,1043265-5 | FUSE, 10A | JB71 B,PNL DC PWR
FU0015 | 1043265-1,1043265-5 | FUSE, 10A | JB71 B,PNL DC PWR
FU0136 | 1043265-1,1043265-9 | FUSE, 30A | JB71 B,PNL DC PWR
GR0130 | 903842C1 | RAIL LUG, DINRAIL GROUNDING | JB71 B,PNL DC PWR
GR0131 | 903842C1 | RAIL LUG, DINRAIL GROUNDING | JB71 B,PNL DC PWR
GR0132 | 903842C1 | RAIL LUG, DINRAIL GROUNDING | JB71 B,PNL DC PWR
GR0133 | 903842C1 | RAIL LUG, DINRAIL GROUNDING | JB71 B,PNL DC PWR
IEG0010 | 232941-300 | BUS BAR, MARSHALLING BUS BAR - INSTRUMENT EARTH GROUNDING | JB71 B,PNL DC PWR
PEG0130 | 232941-110 | BUS BAR, POWER DISTRIBUTION PANEL - POWER EARTH GROUNDING | JB71 B,PNL DC PWR
UJ0131 | 1286570-1 | POWER CONVERTER, AC/DC INPUT TO 28V DC OUTPUT | JB71 B,PNL DC PWR
XT0002 | 1066730-16 | TERMINAL STRIP, 2 CONDUCTOR | JB71 B,PNL DC PWR
XT0003 | 1066730-16 | TERMINAL STRIP, 2 CONDUCTOR | JB71 B,PNL DC PWR
XT0004 | 1066730-7 | TERMINAL BLOCK, SPRING, 4 CONDUCTOR,30-12 AWG (0.05-3.31 MM2),NON-IS | JB71 B,PNL DC PWR
XT0005 | 1066730-7 | TERMINAL BLOCK, SPRING, 4 CONDUCTOR,30-12 AWG (0.05-3.31 MM2),NON-IS | JB71 B,PNL DC PWR
XT0011 | 1066730-16 | TERMINAL STRIP, 2 CONDUCTOR | JB71 B,PNL DC PWR
XT0012 | 1247052-1 | BUS BAR, SYSTEM FUNCTION (USE) | JB71 B,PNL DC PWR
XT0781 | 1503051-1 | TERMINAL STRIP, SYSTEM FUNCTION (USE) | JB71 B,PNL DC PWR
XT0784 | 1503051-1 | TERMINAL STRIP, SYSTEM FUNCTION (USE) | JB71 B,PNL DC PWR
XT0785 | 1503051-1 | TERMINAL STRIP, SYSTEM FUNCTION (USE) | JB71 B,PNL DC PWR
XT0786 | 1503051-1 | TERMINAL STRIP, SYSTEM FUNCTION (USE) | JB71 B,PNL DC PWR
XT2551 | 1066730-16 | TERMINAL STRIP, 2 CONDUCTOR | JB71 B,PNL DC PWR
XTFG06 | 1066730-1 | TERMINAL STRIP, 4 CONDUCTOR | JB71 B,PNL DC PWR
XTFG08 | 1066730-1 | TERMINAL STRIP, 4 CONDUCTOR | JB71 B,PNL DC PWR
XTFG78 | 1066730-1,1066730-2 | TERMINAL STRIP, 4 CONDUCTOR | JB71 B,PNL DC PWR
AF0121 | 2684693-17,2684693-23 | 5094-IB16XT, 16 DISCRETE INPUT | JB71 B,PNL GEN CTRL
AF0122 | 2684693-17,2684693-23 | 5094-IB16XT, 16 DISCRETE INPUT | JB71 B,PNL GEN CTRL
AF0123 | 2684693-17,2684693-24 | 5094-OB16XT, 16 DISCRETE OUTPUT | JB71 B,PNL GEN CTRL
AF0124 | 2684693-19,2684693-33 | 5094-IY8XT, 8 ANALOG INPUT,TC/RTD/I&V | JB71 B,PNL GEN CTRL
AF0125 | 2684693-17,2684693-23 | 5094-IB16XT, 16 DISCRETE INPUT | JB71 B,PNL GEN CTRL
AF0126 | 2684693-17,2684693-24 | 5094-OB16XT, 16 DISCRETE OUTPUT | JB71 B,PNL GEN CTRL
AT0140 | 2769310-1,2769310-4 | MODULE, DECS-250 | JB71 B,PNL GEN CTRL
AU0120 | 2684693-22 | 5094-AENTRXT, FLEX 5000 I/O | JB71 B,PNL GEN CTRL
FU0120 | 1043265-1,1043265-7 | FUSE, 20A | JB71 B,PNL GEN CTRL
FU0121 | 1043265-1,1043265-5 | FUSE, 10A | JB71 B,PNL GEN CTRL
FU0122 | 1043265-1,1043265-5 | FUSE, 10A | JB71 B,PNL GEN CTRL
FU0123 | 1043265-1,1043265-5 | FUSE, 10A | JB71 B,PNL GEN CTRL
FU0124 | 1043265-1,1043265-4 | FUSE, 5A | JB71 B,PNL GEN CTRL
FU0125 | 1043265-1,1043265-4 | FUSE, 5A | JB71 B,PNL GEN CTRL
FU0126 | 1043265-1,1043265-4 | FUSE, 5A | JB71 B,PNL GEN CTRL
FU0127 | 1043265-1,1043265-4 | FUSE, 5A | JB71 B,PNL GEN CTRL
FV0721 | 1503046-1 | MULTI-FUNCTION RELAY, MINV - PH SEQ | JB71 B,PNL GEN CTRL
FV0722 | 1503046-1 | MULTI-FUNCTION RELAY, MINV - PH SEQ | JB71 B,PNL GEN CTRL
GR0120 | 903849C1 | RAIL GROUND, DIN RAIL GROUNDING | JB71 B,PNL GEN CTRL
GR0140 | 903849C1 | RAIL GROUND, DIN RAIL GROUNDING | JB71 B,PNL GEN CTRL
GR0141 | 903849C1 | RAIL GROUND, DIN RAIL GROUNDING | JB71 B,PNL GEN CTRL
KA0185 | 1061979-1 | RELAY, PERMISSIVE CLOSE CONTROL BREAKER | JB71 B,PNL GEN CTRL
KA0186 | 1061979-1 | RELAY, PERMISSIVE CLOSE UTILITY BREAKER | JB71 B,PNL GEN CTRL
KA0188 | 1503049-2,1503049-4 | RELAY, NORMAL SYNC | JB71 B,PNL GEN CTRL
KA0189 | 1503049-2,1503049-4 | RELAY, BACK SYNC | JB71 B,PNL GEN CTRL
KA0313 | 1503049-1 | RELAY, PMG INPUT #1 | JB71 B,PNL GEN CTRL
KA0330 | 1061979-1 | RELAY, GEN CB CLOSED | JB71 B,PNL GEN CTRL
KA0332 | 1503049-2 | RELAY, CLOSE CONTROL BREAKER | JB71 B,PNL GEN CTRL
KA0333 | 1503049-3 | RELAY, TRIP CONTROL BREAKER | JB71 B,PNL GEN CTRL
KA0336 | 1061979-1 | RELAY, GEN CB OPEN | JB71 B,PNL GEN CTRL
KA0342 | 1503049-2 | RELAY, CLOSE UTILITY BREAKER | JB71 B,PNL GEN CTRL
KA0351 | 1061979-1 | RELAY, TRANSFORMER TEMP HH | JB71 B,PNL GEN CTRL
KA0352 | 1061979-1 | RELAY, TRANSFORMER BUCHHOLZ HH | JB71 B,PNL GEN CTRL
KA0364 | 1031741-4 | RELAY, SYNCHRONIZATION CHECK | JB71 B,PNL GEN CTRL
KA0365 | 1061979-1 | RELAY, SYNCHRONIZATION OK | JB71 B,PNL GEN CTRL
QF0781 | 1503050-2,1503050-3 | CIRCUIT BRAKER | JB71 B,PNL GEN CTRL
QF0782 | 1503050-2,1503050-3 | CIRCUIT BRAKER | JB71 B,PNL GEN CTRL
QF0784 | 1503050-2,1503050-3 | CIRCUIT BRAKER | JB71 B,PNL GEN CTRL
RR01231 | 3193338-4 | RESISTOR, 5.6K OHM | JB71 B,PNL GEN CTRL
RR01232 | 3193338-4 | RESISTOR, 5.6K OHM | JB71 B,PNL GEN CTRL
RR01233 | 3193338-4 | RESISTOR, 5.6K OHM | JB71 B,PNL GEN CTRL
XT0120 | 1066730-7 | TERMINAL BLOCK, SPRING, 4 CONDUCTOR,30-12 AWG (0.05-3.31 MM2),NON-IS | JB71 B,PNL GEN CTRL
XT0121 | 1066730-7 | TERMINAL BLOCK, SPRING, 4 CONDUCTOR,30-12 AWG (0.05-3.31 MM2),NON-IS | JB71 B,PNL GEN CTRL
XT0122 | 1066730-7 | TERMINAL BLOCK, SPRING, 4 CONDUCTOR,30-12 AWG (0.05-3.31 MM2),NON-IS | JB71 B,PNL GEN CTRL
XT0123 | 1066730-7 | TERMINAL BLOCK, SPRING, 4 CONDUCTOR,30-12 AWG (0.05-3.31 MM2),NON-IS | JB71 B,PNL GEN CTRL
XT0124 | 1066730-7 | TERMINAL BLOCK, SPRING, 4 CONDUCTOR,30-12 AWG (0.05-3.31 MM2),NON-IS | JB71 B,PNL GEN CTRL
XT0125 | 1066730-7 | TERMINAL BLOCK, SPRING, 4 CONDUCTOR,30-12 AWG (0.05-3.31 MM2),NON-IS | JB71 B,PNL GEN CTRL
XT0128 | 1066730-7 | TERMINAL BLOCK, SPRING, 4 CONDUCTOR,30-12 AWG (0.05-3.31 MM2),NON-IS | JB71 B,PNL GEN CTRL
XT0141 | 1066730-7 | TERMINAL BLOCK, SPRING, 4 CONDUCTOR,30-12 AWG (0.05-3.31 MM2),NON-IS | JB71 B,PNL GEN CTRL
XT0142 | 1066730-7 | TERMINAL BLOCK, SPRING, 4 CONDUCTOR,30-12 AWG (0.05-3.31 MM2),NON-IS | JB71 B,PNL GEN CTRL
XT0143 | 1066730-7 | TERMINAL BLOCK, SPRING, 4 CONDUCTOR,30-12 AWG (0.05-3.31 MM2),NON-IS | JB71 B,PNL GEN CTRL
XT0313 | 1066730-7 | TERMINAL BLOCK, SPRING, 4 CONDUCTOR,30-12 AWG (0.05-3.31 MM2),NON-IS | JB71 B,PNL GEN CTRL
XT0336 | 1066730-62,1066730-79 | TERMINAL BLOCK, SPRING, 3 CONDUCTOR,22-8 AWG (0.3-6 MM2),NON-IS | JB71 B,PNL GEN CTRL
XT0337 | 1066730-62,1066730-79 | TERMINAL BLOCK, SPRING, 3 CONDUCTOR,22-8 AWG (0.3-6 MM2),NON-IS | JB71 B,PNL GEN CTRL
XT0338 | 1066730-62,1066730-79 | TERMINAL BLOCK, SPRING, 3 CONDUCTOR,22-8 AWG (0.3-6 MM2),NON-IS | JB71 B,PNL GEN CTRL
XT0780 | 1503051-1,1503051-2 | TERMINAL STRIP, SYSTEM FUNCTION (USE) | JB71 B,PNL GEN CTRL
XT0782 | 1503051-1,1503051-2 | TERMINAL STRIP, SYSTEM FUNCTION (USE) | JB71 B,PNL GEN CTRL
XT0783 | 1503051-1,1503051-2 | TERMINAL STRIP, SYSTEM FUNCTION (USE) | JB71 B,PNL GEN CTRL
XT4001 | 1066730-7 | TERMINAL BLOCK, SPRING, 4 CONDUCTOR,30-12 AWG (0.05-3.31 MM2),NON-IS | JB71 B,PNL GEN CTRL
XT4002 | 1066730-7 | TERMINAL BLOCK, SPRING, 4 CONDUCTOR,30-12 AWG (0.05-3.31 MM2),NON-IS | JB71 B,PNL GEN CTRL
AF0400 | 1322418-31,1322418-40,1322418-72,1322418-73 | 1444-TSCX02-02RB, 2-CH TACHOMETER INPUT^DYNAMIX 1444 VIBRATION | JB71 B,PNL VIBRATION
AF0410 | 1322418-11,1322418-20,1322418-70,1322418-71 | 1444-DYN04-01RA, 4-CH VIBRATION INPUT^DYNAMIX 1444 VIBRATION | JB71 B,PNL VIBRATION
AF0420 | 1322418-11,1322418-20,1322418-70,1322418-71 | 1444-DYN04-01RA, 4-CH VIBRATION INPUT^DYNAMIX 1444 VIBRATION | JB71 B,PNL VIBRATION
AF0450 | 1322418-11,1322418-20,1322418-70,1322418-71 | 1444-DYN04-01RA, 4-CH VIBRATION INPUT^DYNAMIX 1444 VIBRATION | JB71 B,PNL VIBRATION
AT0680 | 1634974-100 | GATEWAY MODULE, TURBOTRONIC GATEWAY | JB71 B,PNL VIBRATION
FU0400 | 1043265-1,1043265-4 | FUSE, 5A | JB71 B,PNL VIBRATION
FU0410 | 1043265-1,1043265-3 | FUSE, 2A | JB71 B,PNL VIBRATION
FU0411 | 1043265-1,1043265-3 | FUSE, 2A | JB71 B,PNL VIBRATION
FU0412 | 1043265-1,1043265-3 | FUSE, 2A | JB71 B,PNL VIBRATION
FU0680 | 1043265-1,1043265-4 | FUSE, 5A | JB71 B,PNL VIBRATION
GR0400 | 903842C1 | RAIL LUG, DINRAIL GROUNDING | JB71 B,PNL VIBRATION
UA1520 | 1105411-11 | SIGNAL CONVERTER, BAM 2 SIGNAL CONDITIONER | JB71 B,PNL VIBRATION
XT0400 | 1066730-1,1066730-2 | TERMINAL STRIP, 4 CONDUCTOR | JB71 B,PNL VIBRATION
XT0401 | 1066730-7,1066730-8 | TERMINAL BLOCK, SPRING, 4 CONDUCTOR,30-12 AWG (0.05-3.31 MM2),NON-IS | JB71 B,PNL VIBRATION
XT1520 | 1066730-1,1066730-2 | TERMINAL STRIP, 4 CONDUCTOR | JB71 B,PNL VIBRATION
XT1521 | 1066730-7,1066730-8 | TERMINAL BLOCK, SPRING, 4 CONDUCTOR,30-12 AWG (0.05-3.31 MM2),NON-IS | JB71 B,PNL VIBRATION
HL0171 | 1483682-28,1483682-29 | LIGHT, SYSTEM FUNCTION (USE), CLEAR | JB71 C,DOOR PNL EQP
HL0172 | 1483682-27,1483682-29 | LIGHT, SYSTEM FUNCTION (USE), CLEAR | JB71 C,DOOR PNL EQP
SA0170 | 1483682-26 | SELECTOR SWITCH, FIRE SYSTEM AUTO/INHIBIT | JB71 C,DOOR PNL EQP
SH6500 | 1483682-10 | LIGHTED PUSHBUTTON SWITCH, SMOKE ALARM/RESET, RED | JB71 C,DOOR PNL EQP
AF0051 | 2684693-17,2684693-25 | 5094-OB8XT, 8 DISCRETE OUTPUT | JB71 C,LIQUID FUEL
AF0052 | 2684693-18,2684693-56 | 5094-IF8IHXT, 8 ANALOG INPUT, ISOLATED | JB71 C,LIQUID FUEL
AF0053 | 2684693-17,2684693-23 | 5094-IB16XT, 16 DISCRETE INPUT | JB71 C,LIQUID FUEL
AF0351 | 2684693-17,2684693-25 | 5094-OB8XT, 8 DISCRETE OUTPUT | JB71 C,LIQUID FUEL
AF0352 | 2684693-18,2684693-56 | 5094-IF8IHXT, 8 ANALOG INPUT, ISOLATED | JB71 C,LIQUID FUEL
AU0050 | 2684693-22 | 5094-AENTRXT, FLEX 5000 I/O | JB71 C,LIQUID FUEL
AU0350 | 2684693-22 | 5094-AENTRXT, FLEX 5000 I/O | JB71 C,LIQUID FUEL
FU0050 | 1043265-1,1043265-7 | FUSE, 20A | JB71 C,LIQUID FUEL
FU0051 | 1043265-1,1043265-5 | FUSE, 10A | JB71 C,LIQUID FUEL
FU0052 | 1043265-1,1043265-5 | FUSE, 10A | JB71 C,LIQUID FUEL
FU0350 | 1043265-1,1043265-5 | FUSE, 10A | JB71 C,LIQUID FUEL
FU0351 | 1043265-1,1043265-5 | FUSE, 10A | JB71 C,LIQUID FUEL
FU0355 | 1043265-1,1043265-3 | FUSE, 2A | JB71 C,LIQUID FUEL
FU2220 | 1043265-1,1043265-3 | FUSE, 2A | JB71 C,LIQUID FUEL
FU2228 | 1043265-1,1043265-5 | FUSE, 10A | JB71 C,LIQUID FUEL
FU2611 | 1043265-1,1043265-5 | FUSE, 10A | JB71 C,LIQUID FUEL
GR0050 | 903849C1 | RAIL GROUND, DIN RAIL GROUNDING | JB71 C,LIQUID FUEL
GR0051 | 903849C1 | RAIL GROUND, DIN RAIL GROUNDING | JB71 C,LIQUID FUEL
GR0350 | 903849C1 | RAIL GROUND, DIN RAIL GROUNDING | JB71 C,LIQUID FUEL
KA0050 | 1096409-3 | RELAY MODULE, NO EMERGENCY^SHUTDOWN SUMMARY | JB71 C,LIQUID FUEL
KA0051 | 1061979-1 | RELAY, NO EMERGENCY SHUTDOWN SUMMARY | JB71 C,LIQUID FUEL
KA0071 | 1096409-1 | RELAY SAFETY MODULE, LF SECONDARY SO | JB71 C,LIQUID FUEL
KA0381 | 1096409-1 | RELAY SAFETY MODULE, LF PRIMARY SO | JB71 C,LIQUID FUEL
KA0383 | 1061979-1 | RELAY, LF VFD ENABLE | JB71 C,LIQUID FUEL
KA2200 | 1061979-1 | RELAY, LIQUID FUEL BOOSTER PUMP COMMAND | JB71 C,LIQUID FUEL
XT0050 | 1066730-7,1067996-3 | TERMINAL BLOCK, SPRING, 4 CONDUCTOR,30-12 AWG (0.05-3.31 MM2),NON-IS | JB71 C,LIQUID FUEL
XT0059 | 1066730-7,1067996-3 | TERMINAL BLOCK, SPRING, 4 CONDUCTOR,30-12 AWG (0.05-3.31 MM2),NON-IS | JB71 C,LIQUID FUEL
AT0170 | 1056244-27 | CONTROLLER, EAGLE QUANTUM PREMIER | JB71 C,PNL EQP CTRL
AT0175 | 1056244-5 | 8 CHANNEL ED I/O, EAGLE QUANTUM PREMIER | JB71 C,PNL EQP CTRL
AT0176 | 1056244-5 | 8 CHANNEL ED I/O, EAGLE QUANTUM PREMIER | JB71 C,PNL EQP CTRL
AT0178 | 1056244-5 | 8 CHANNEL ED I/O, EAGLE QUANTUM PREMIER | JB71 C,PNL EQP CTRL
GR0170 | 903842C1 | RAIL LUG, DINRAIL GROUNDING | JB71 C,PNL EQP CTRL
GR0171 | 903842C1 | RAIL LUG, DINRAIL GROUNDING | JB71 C,PNL EQP CTRL
GR0172 | 903842C1 | RAIL LUG, DINRAIL GROUNDING | JB71 C,PNL EQP CTRL
KA0172 | 1061979-1 | RELAY, FIRE DETECTED (CUSTOMER) | JB71 C,PNL EQP CTRL
KA0174 | 1061979-1 | RELAY, GAS DETECTED (CUSTOMER) | JB71 C,PNL EQP CTRL
KA0178 | 1061979-1 | RELAY, LOCAL HORN CONTROL (EQP) | JB71 C,PNL EQP CTRL
RR0175S3 | 912137C1 | RESISTOR, 10K OHM | JB71 C,PNL EQP CTRL
RR0175S5 | 912137C1 | RESISTOR, 10K OHM | JB71 C,PNL EQP CTRL
RR0176S2 | 912137C1 | RESISTOR, 10K OHM | JB71 C,PNL EQP CTRL
RR0176S5 | 912137C1 | RESISTOR, 10K OHM | JB71 C,PNL EQP CTRL
RR0176S7 | 912137C1 | RESISTOR, 10K OHM | JB71 C,PNL EQP CTRL
RR0178 | 912137C1 | RESISTOR, 10K OHM | JB71 C,PNL EQP CTRL
RR0178S7 | 912137C1 | RESISTOR, 10K OHM | JB71 C,PNL EQP CTRL
VD0178 | 960592C1 | DIODE, 15 pF | JB71 C,PNL EQP CTRL
XT0170 | 1066730-7 | TERMINAL BLOCK, SPRING, 4 CONDUCTOR,30-12 AWG (0.05-3.31 MM2),NON-IS | JB71 C,PNL EQP CTRL
XT0171 | 1066730-7 | TERMINAL BLOCK, SPRING, 4 CONDUCTOR,30-12 AWG (0.05-3.31 MM2),NON-IS | JB71 C,PNL EQP CTRL
XT0172 | 1066730-7 | TERMINAL BLOCK, SPRING, 4 CONDUCTOR,30-12 AWG (0.05-3.31 MM2),NON-IS | JB71 C,PNL EQP CTRL
XT0173 | 1066730-7 | TERMINAL BLOCK, SPRING, 4 CONDUCTOR,30-12 AWG (0.05-3.31 MM2),NON-IS | JB71 C,PNL EQP CTRL
AT4000 | 1503048-1 | GENERATOR PROTECTION, MULTI FUNCTIONAL PROTECTION MCDGV4 | JB71 C,PNL GPP FULL
AT0250 | 1835036-2 | DECS-250N WITH PSS, EXCITATION CONTROL AND POWER SYSTEM STABILIZATION | JB71 C,PNL PSS
GR0176 | 903842C1 | RAIL LUG, DINRAIL GROUNDING | JB71 C,PNL PSS
KA2400 | 1061979-1 | RELAY, DECS OUTPUT RELAY1 | JB71 C,PNL PSS
KA2401 | 1061979-1 | RELAY, DECS OUTPUT RELAY2 | JB71 C,PNL PSS
KA2402 | 1061979-1 | RELAY, DECS FAULT | JB71 C,PNL PSS
KA2500 | 1061979-1 | RELAY, DECS START INPUT | JB71 C,PNL PSS
KA2501 | 1061979-1 | RELAY, DECS STOP INPUT | JB71 C,PNL PSS
KA2502 | 1061979-1 | RELAY, DECS INPUT1 | JB71 C,PNL PSS
KA2503 | 1061979-1 | RELAY, DECS INPUT2 | JB71 C,PNL PSS
KA2504 | 1061979-1 | RELAY, DECS INPUT3 | JB71 C,PNL PSS
KA2505 | 1061979-1 | RELAY, DECS INPUT4 | JB71 C,PNL PSS
KA2506 | 1061979-1 | RELAY, DECS INPUT5 | JB71 C,PNL PSS
KA2507 | 1061979-1 | RELAY, DECS INPUT6 | JB71 C,PNL PSS
KA2508 | 1061979-1 | RELAY, DECS INPUT7 | JB71 C,PNL PSS
KA2509 | 1061979-1 | RELAY, DECS INPUT8 | JB71 C,PNL PSS
KA2510 | 1061979-1 | RELAY, DECS INPUT9 | JB71 C,PNL PSS
KA2511 | 1061979-1 | RELAY, DECS INPUT10 | JB71 C,PNL PSS
KA2512 | 1061979-1 | RELAY, DECS INPUT11 | JB71 C,PNL PSS
KA2513 | 1061979-1 | RELAY, DECS INPUT12 | JB71 C,PNL PSS
KA2514 | 1061979-1 | RELAY, DECS INPUT13 | JB71 C,PNL PSS
KA2515 | 1061979-1 | RELAY, DECS INPUT14 | JB71 C,PNL PSS
CCAT0680L2 | CUSTOMER DEFINED | CONNECTION ETHERNET, REM-AUX-ENET-IN | PANEL
JB71FG1 | FRAME_GROUND | BOSS, GROUNDING | PANEL
JB71FG2 | FRAME_GROUND | BOSS, GROUNDING | PANEL
KA7180 | CUSTOMER DEFINED | CONTACT, GAS COMPRESSOR FILTER OK | PANEL
KA7181 | CUSTOMER DEFINED | CONTACT, SPARE | PANEL
KA7182 | CUSTOMER DEFINED | CONTACT, SPARE | PANEL
KA7183 | CUSTOMER DEFINED | CONTACT, SPARE | PANEL
KA7184 | CUSTOMER DEFINED | CONTACT, SPARE | PANEL
KA7185 | CUSTOMER DEFINED | CONTACT, SPARE | PANEL
KA7186 | CUSTOMER DEFINED | CONTACT, SPARE | PANEL
KA7187 | CUSTOMER DEFINED | CONTACT, SPARE | PANEL
LZ1020 | 1901583-1 | EXCITER, TORCH EXCITER | PANEL