## Blue Labels
(SHT 1) JB70 | (SHT 10) JB72 | (SHT 11) GENERATOR PANEL | (SHT 12) JB5 | (SHT 2) FIRE SYSTEM CONTROLLER PANEL | (SHT 3) JB70 LEFT RAIL | (SHT 4) JB70 RIGHT RAIL | (SHT 5) PLC PANEL | (SHT 6) PANEL A | (SHT 7) PANEL B | (SHT 9) JB72
HL0171 | GR0140 | XT0130 | UA1210 | XT0174 | AT0178 | PC0470 | UV0600 | FU0080 | XT0240 | GR0120
HL0172 |  | FU0113 | UA1211 | GR0171 | AT0176 | FU1100 | AT0600 | XT0080 | FU0070 | XT0338
HL0173 |  | FU0332 | UA1220 | AT0170 | AT0175 | GR1100 | AP0601 | XT0081 | FU0071 | XT0180
SA0170 |  | FU0333 | UA1221 | UV0170 | KA0178 |  | AP0602 | XT0085 | XT0070 | KA0185
SB0170 |  | FU0334 | UA1230 |  | KA0875 |  | AP0603 | AU0080 | AU0070 | KA0180
AT1100 |  | FU0335 | UA1231 |  | KA0177 |  | AP0604 | AF0081 | AF0071 | FU0182
SB0471 |  | FU0120 | UA1262 |  | XT0171 |  | AP0605 | AF0082 | AF0072 | FU0181
SB0473 |  | FU0121 | UA1263 |  | KA0172 |  | AP0606 | AF0083 | AF0073 | FU0180
SB0474 |  | XT0120 | GR1110 |  | KA0174 |  | AP0607 | AF0084 | AF0074 | AF0184
SH0470 |  | AF0123 |  |  | KA0176 |  | AP0608 | AF0085 | AF0075 | AF0183
SH0471 |  | AF0122 |  |  | KA6510 |  | AP0609 | AF0086 | AF0076 | AF0182
SH0472 |  | AF0121 |  |  | KA6511 |  | AR0600 | AF0087 | AF0077 | AF0181
SA0473 |  | AU0120 |  |  | FU0170 |  | AT0680 | XT0136 | KA0222 | AU0180
SA0471 |  | GR0121 |  |  | XT0170 |  | FU0680 | XT0137 | GR0233
SA0472 |  | KA0121 |  |  | XT0172 |  | XT0680 | GR0134 | XT0237
HA0472 |  | KA0123 |  |  | GR1101 |  | GR0680 | AU0090 | XT0236
SB0472 |  | KA0128 | [5 empty] | AF0091 | XT0235
|  | KA0310 | [5 empty] | AF0092 | XT0233
|  | KA0330 | [5 empty] | AF0093 | FU0210
|  | KA0331 | [5 empty] | AF0094 | FU0211
|  | KA0332 | [5 empty] | AF0095 | FU0212
|  | KA0333 | [5 empty] | KA0130 | FU0060
|  | KA0335 | [5 empty] | KA0131 | KA0217
|  | KA0336 | [5 empty] | KA0132 | KA0235
|  | XT0332 | [5 empty] | KA0141 | KA0236
|  | XT0334 | [5 empty] | KA0133 | KA0237
|  | XT0335 | [5 empty] | KA0134 | KA0238
|  | XT0336 | [5 empty] | KA0136 | KA0239
|  | XT0337 | [5 empty] | KA0137 | KA0240
|  | KA4100 | [5 empty] | KA0138 | KA0248
|  | GR0141 | [5 empty] | KA0144 | KA0250
|  | AF0400 | [5 empty] | KT0140 | KA0241
|  | AF0410 | [5 empty] | KT0141 | KA0242
|  | AF0420 | [5 empty] | KT0142 | KA0243
|  | AF0440 | [5 empty] | KT0143 | KA0244
|  | AF0450 | [5 empty] | KT0144 | KA0246
|  | XT0400 | [5 empty] | KT0145 | KA0247
|  | IEG0130 | [5 empty] | KT0146 | KA0245
|  | PEG0140 | [5 empty] | KA3221 | KA0249
|  | XT0313 | [5 empty] | KA3103 | KA0231
|  | XT0353 | [5 empty] | KA0135 | KA0232
|  | XT0370 | [5 empty] | KA3220 | KA0233
|  | FU0314 | [5 empty] | KA6211 | KA0234
|  | FU0313 | [5 empty] | KA6212 | XT0061
|  | XT0360 | [5 empty] | GR0133 | XT2130
|  | GR0110 | [5 empty] | FU0090 | GR0232
|  | KA0313 | [5 empty] | FU0091 | FU0061
|  | XT0350 | [5 empty] | FU0092 | FU0062
|  | XT0351 | [5 empty] | FU0093 | FU0063
|  | XT0352 | [5 empty] | FU0010 | FU0064
|  | GR0142 | [5 empty] | FU0139 | XT0060
|  | AT0140 | [5 empty] | XT0138 | KA1020
[8 empty] | XT0139 | AF0068
[8 empty] | XT0134 | AF0067
[8 empty] | XT0135 | AF0066
[8 empty] | FU0137 | AF0065
[8 empty] | FU0136 | AF0064
[8 empty] | KA0221 | AF0063
[8 empty] | KA2160 | AF0062
[8 empty] | KA2161 | AF0061
[8 empty] | GR0131 | AU0060
[8 empty] | FU0011 | BA1100
[8 empty] | FU0012 | FU1101
[8 empty] | FU0013 | GR0231
[8 empty] | FU0014 | UA1200
[8 empty] | FU0015 | IEG0230
FU0016
FU0017
XT0011
GR0132
UJ0131
XT0014
PEG0130

## White Labels
(SHT 11) GENERATOR PANEL | (SHT 11) GENERATOR PANEL - (SHT 9) JB72 | (SHT 1) JB70 - (SHT 6) PANEL A | (SHT 9) JB72 | (SHT 6) PANEL A | (SHT 6) PANEL A - (SHT 7) PANEL B | (SHT 7) PANEL B | (SHT 7) PANEL B - (SHT 5) PLC PANEL | (SHT 5) PLC PANEL
AT0140LS(S) | IEG01302 | PEG01304 | AU0180 | 0V | IEG023010 | AF0064G | IEG02301 | GR0680
AU0120 | IEG01305 |  |  | AF0083G | IEG023011 | AF0071G |  | UV0600G
EXCS |  |  |  | AF0084G | IEG02302 | AF0072G
IEG01301 |  |  |  | AF0085G | IEG02307 | AF0073G
IEG01303 |  |  |  | AU0080 |  | AF0074G
IEG01306 |  |  |  | AU0090 |  | AF0075G
PEG01405 | [5 empty] | AU0060
PMGS | [5 empty] | AU0070
WC8101 | [5 empty] | GR0233
WC8102 | [5 empty] | IEG02304
WC8201 | [5 empty] | IEG02305
WC8301 | [5 empty] | IEG02306
XT04001 | [5 empty] | IEG02308
XT04002

## Heat Shrink Labels
(SHT 2) FIRE SYSTEM CONTROLLER PANEL - (SHT 3) JB70 LEFT RAIL | (SHT 11) GENERATOR PANEL | (SHT 3) JB70 LEFT RAIL | (SHT 7) PANEL B
WC5018 | WC8009 | WC5500 | WC4524
WC8069 |  | WC8066
WC8067

## FIRE SYSTEM CONTROLLER PANEL
FIRE SYSTEM CONTROLLER PANEL
CONTROL CONSOLE DOOR^(FIRE SYSTEM PANEL)
Project # | 9A861
Project Name | ECOPETROL SA
Revision | A
Controls DE | D.GRANT
Phone: | 0
Controls ME | M.CUNNINGHAM
Phone:
From | [5 empty] | To
Device ID | Cable (W) Conductor (SC) Jumper Clip (JC) | Wire No. | Wire ID | Gauge/Size | Page/Zone | Device ID | Location | Page/Zone
AT0170:1 | SC | UV01705 | WHT | 14 | 10.A5 | UV0170:5(+) | FIRE SYSTEM CONTROLLER PANEL | 10.A3
AT0170:2 | SC | UV01706 | WHT | 14 | 10.A5 | UV0170:6(-) | FIRE SYSTEM CONTROLLER PANEL | 10.A3
AT0170:3 | SC | UV01707 | WHT | 14 | 10.A5 | UV0170:7(+) | FIRE SYSTEM CONTROLLER PANEL | 10.A3
AT0170:4 | SC | UV01708 | WHT | 14 | 10.A5 | UV0170:8(-) | FIRE SYSTEM CONTROLLER PANEL | 10.A3
AT0170:GND | SC | AT0170G | GRN/YEL | 14 | 10.A5 | FRAME | FIRE SYSTEM CONTROLLER PANEL | 10.B6
GR0171: | SC | GR0171 | GRN/YEL | 14 | 10.A5 | FRAME | FIRE SYSTEM CONTROLLER PANEL | 10.A6
RR0175A: -10K OHM | SC | VD0175A | LEAD | --- | 25.B5 | XT0174:4 | FIRE SYSTEM CONTROLLER PANEL | 25.B5
RR0175A: -10K OHM | SC | HL0171X1 | LEAD | --- | 25.B5 | XT0174:5 | FIRE SYSTEM CONTROLLER PANEL | 25.B5
RR0175D: -10K OHM | SC | VD0175D | LEAD | --- | 25.C5 | XT0174:10 | FIRE SYSTEM CONTROLLER PANEL | 25.C5
RR0175D: -10K OHM | SC | HL0173X1 | LEAD | --- | 25.C5 | XT0174:11 | FIRE SYSTEM CONTROLLER PANEL | 25.C5
RR0175I: -10K OHM | SC | VD0175I | LEAD | --- | 25.C5 | XT0174:7 | FIRE SYSTEM CONTROLLER PANEL | 25.C5
RR0175I: -10K OHM | SC | HL0172X1 | LEAD | --- | 25.C5 | XT0174:8 | FIRE SYSTEM CONTROLLER PANEL | 25.C5
RR0175M: -10K OHM | SC | SB017013 | LEAD | --- | 25.B5 | XT0174:1 | FIRE SYSTEM CONTROLLER PANEL | 25.B5
RR0175M: -10K OHM | SC | SB017014 | LEAD | --- | 25.B5 | XT0174:2 | FIRE SYSTEM CONTROLLER PANEL | 25.B5
UV0170:GND | SC | UV0170G | GRN/YEL | 14 | 10.A3 | FRAME | FIRE SYSTEM CONTROLLER PANEL | 10.B4
VD0175A:--1N4007 | SC | HL0171X2 | LEAD | --- | 25.B5 | XT0174:3 | FIRE SYSTEM CONTROLLER PANEL | 25.B5
VD0175A:+-1N4007 | SC | VD0175A | LEAD | --- | 25.B5 | XT0174:4 | FIRE SYSTEM CONTROLLER PANEL | 25.B5
VD0175D:--1N4007 | SC | HL0173X2 | LEAD | --- | 25.C5 | XT0174:9 | FIRE SYSTEM CONTROLLER PANEL | 25.C5
VD0175D:+-1N4007 | SC | VD0175D | LEAD | --- | 25.C5 | XT0174:10 | FIRE SYSTEM CONTROLLER PANEL | 25.C5
VD0175I:--1N4007 | SC | HL0172X2 | LEAD | --- | 25.C5 | XT0174:6 | FIRE SYSTEM CONTROLLER PANEL | 25.C5
VD0175I:+-1N4007 | SC | VD0175I | LEAD | --- | 25.C5 | XT0174:7 | FIRE SYSTEM CONTROLLER PANEL | 25.C5
XT0174:1 | SC | SB017013 | WHT | 20 | 25.B5 | SB0170:13 | JB70 | 25.B1
XT0174:11 | SC | HL0173X1 | WHT | 20 | 25.C5 | HL0173:X1 | JB70 | 25.C1
XT0174:2 | SC | SB017014 | WHT | 20 | 25.B5 | SB0170:14 | JB70 | 25.B1
XT0174:3 | SC | HL0171X2 | WHT | 20 | 25.B5 | HL0171:X2 | JB70 | 25.B1
XT0174:5 | SC | HL0171X1 | WHT | 20 | 25.B5 | HL0171:X1 | JB70 | 25.B1
XT0174:6 | SC | HL0172X2 | WHT | 20 | 25.C5 | HL0172:X2 | JB70 | 25.C1
XT0174:8 | SC | HL0172X1 | WHT | 20 | 25.C5 | HL0172:X1 | JB70 | 25.C1
XT0174:9 | SC | HL0173X2 | WHT | 20 | 25.C5 | HL0173:X2 | JB70 | 25.C1
AT0170:11 | SC | SA0170B113 | WHT | 20 | 25.A6 | XT0170:11 | JB70 LEFT RAIL | 25.A6
AT0170:12 | SC | SA0170B114 | WHT | 20 | 25.A6 | XT0170:12 | JB70 LEFT RAIL | 25.A6
AT0170:25 | SC | AT017025 | WHT | 20 | 10.B3 | KA0172:A1 | JB70 LEFT RAIL | 10.B2
AT0170:31 | SC | AT017031 | WHT | 20 | 10.C3 | KA0174:A1 | JB70 LEFT RAIL | 10.C2
AT0170:45 | SC | AT017045 | WHT | 20 | 72.D6 | XT0170:5 | JB70 LEFT RAIL | 72.D5
AT0170:46 | SC | AT017046 | WHT | 20 | 72.D6 | XT0170:6 | JB70 LEFT RAIL | 72.D5
UV0170:1(+) | SC | FU0170 | WHT | 14 | 10.A3 | XT0170:2 | JB70 LEFT RAIL | 10.A2
UV0170:10(-) | SC | UV017010 | WHT | 14 | 10.A3 | AT0175:2P1 | JB70 LEFT RAIL | 10.B5
UV0170:11(+) | SC | UV017011 | WHT | 14 | 10.A3 | AT0176:1P1 | JB70 LEFT RAIL | 10.C5
UV0170:12(-) | SC | UV017012 | WHT | 14 | 10.A3 | AT0176:2P1 | JB70 LEFT RAIL | 10.C5
UV0170:13(+) | SC | LON0P | WHT | 14 | 74.B7 | XT0170:18 | JB70 LEFT RAIL | 74.A6
UV0170:14(-) | SC | LON0N | WHT | 14 | 74.B7 | XT0170:19 | JB70 LEFT RAIL | 74.A6
UV0170:15(+) | SC | LON2P | WHT | 14 | 74.B7 | XT0170:21 | JB70 LEFT RAIL | 74.D6
UV0170:16(-) | SC | LON2N | WHT | 14 | 74.B7 | XT0170:22 | JB70 LEFT RAIL | 74.D6
UV0170:2(-) | SC | 0V | WHT | 14 | 10.A3 | XT0170:3 | JB70 LEFT RAIL | 10.A2
UV0170:3(+) | SC | FU0170 | WHT | 14 | 10.A3 | XT0170:2 | JB70 LEFT RAIL | 10.A2
UV0170:4(-) | SC | 0V | WHT | 14 | 10.A3 | XT0170:3 | JB70 LEFT RAIL | 10.A2
UV0170:9(+) | SC | UV01709 | WHT | 14 | 10.A3 | AT0175:1P1 | JB70 LEFT RAIL | 10.B5
XT0174:1 | SC | SB017013 | WHT | 20 | 25.B5 | AT0175:2 | JB70 LEFT RAIL | 25.B6
XT0174:10 | SC | VD0175D | WHT | 20 | 25.C5 | AT0175:23 | JB70 LEFT RAIL | 25.C6
XT0174:11 | SC | HL0173X1 | WHT | 20 | 25.C5 | AT0175:24 | JB70 LEFT RAIL | 25.C6
XT0174:2 | SC | SB017014 | WHT | 20 | 25.B5 | AT0175:3 | JB70 LEFT RAIL | 25.B6
XT0174:4 | SC | VD0175A | WHT | 20 | 25.B5 | AT0175:17 | JB70 LEFT RAIL | 25.B6
XT0174:5 | SC | HL0171X1 | WHT | 20 | 25.B5 | AT0175:18 | JB70 LEFT RAIL | 25.B6
XT0174:7 | SC | VD0175I | WHT | 20 | 25.C5 | AT0175:20 | JB70 LEFT RAIL | 25.C6
XT0174:8 | SC | HL0172X1 | WHT | 20 | 25.C5 | AT0175:21 | JB70 LEFT RAIL | 25.C6
AT0170:53 | WC5018 | LON2A | WHT | 16 | 74.D6 | XT0172:22 | JB70 LEFT RAIL | 74.D6
AT0170:52 | WC5018 | LON2B | BLK | 16 | 74.D6 | XT0172:23 | JB70 LEFT RAIL | 74.D6
AT0170:51 | WC5018 | LON2S1 | SH | 16 | 74.D6 | XT0172:24 | JB70 LEFT RAIL | 74.D6
AT0170:50 | WC8069 | AT017050 | WHT | 16 | 10.A7 | AT0175:4P2 | JB70 LEFT RAIL | 10.A7
AT0170:49 | WC8069 | AT017049 | BLK | 16 | 10.A7 | AT0175:5P2 | JB70 LEFT RAIL | 10.A7
AT0170:48 | WC8069 | AT017048 | SH | 16 | 10.A7 | AT0175:6P2 | JB70 LEFT RAIL | 10.A7
AT0170:24 | SC | FU0139 | WHT | 20 | 10.B3 | XT0240:12 | PANEL B | 14.C4
AT0170:26 | SC | KA0243A1 | WHT | 20 | 10.B3 | XT0240:7 | PANEL B | 14.C3
AT0170:30 | SC | FU0139 | WHT | 20 | 10.C3 | XT0240:12 | PANEL B | 14.C4
AT0170:32 | SC | KA0245A1 | WHT | 20 | 10.C3 | XT0240:8 | PANEL B | 14.D3
AT0170:L1 | WC0010 | BA1100L2 | ENET | CABLE | 2.A2 | BA1100:L2 | PANEL B | 2.A1
AT0170:L2 | WC9017 | AT0170L2 | ENET | CABLE | 2.A2 | AP0602:L1 | PLC PANEL | 2.A3
SolarTools ver. 24.0.84.24712 (Jul 31, 2025)
Report date: 1/27/2026 1:22 PM

## GENERATOR PANEL
GENERATOR PANEL
JB72
Project # | 9A861
Project Name | ECOPETROL SA
Revision | A
Controls DE | D.GRANT
Phone: | 0
Controls ME | M.CUNNINGHAM
Phone:
From | [5 empty] | To
Device ID | Cable (W) Conductor (SC) Jumper Clip (JC) | Wire No. | Wire ID | Gauge/Size | Page/Zone | Device ID | Location | Page/Zone
XT0120:1 | JC | 0V | CLIP | --- | 18.D1 | XT0120:2 | GENERATOR PANEL | 18.D1
XT0130:3 | JC | 0V | CLIP | --- | 18.A5 | XT0130:2 | GENERATOR PANEL | 18.A5
XT0336:2 | JC | 0V | CLIP | --- | 17.C4 | XT0336:3 | GENERATOR PANEL | 17.C4
XT0336:3 | JC | 0V | CLIP | --- | 17.C4 | XT0336:4 | GENERATOR PANEL | 17.D4
XT0350:2 | JC | CCT1(+) | CLIP | --- | 70.A4 | XT0350:1 | GENERATOR PANEL | 70.A4
XT0350:4 | JC | CCT1(-) | CLIP | --- | 70.A4 | XT0350:3 | GENERATOR PANEL | 70.A4
XT0351:1 | JC | VBUSA | CLIP | --- | 68.B4 | XT0351:2 | GENERATOR PANEL | 68.B4
XT0351:11 | JC | VGENB | CLIP | --- | 68.D4 | XT0351:12 | GENERATOR PANEL | 68.D4
XT0351:13 | JC | VGENC | CLIP | --- | 68.D4 | XT0351:14 | GENERATOR PANEL | 68.D4
XT0351:3 | JC | VBUSB | CLIP | --- | 68.B4 | XT0351:4 | GENERATOR PANEL | 68.B4
XT0351:5 | JC | VBUSC | CLIP | --- | 68.B4 | XT0351:6 | GENERATOR PANEL | 68.B4
XT0351:9 | JC | VGENA | CLIP | --- | 68.D4 | XT0351:10 | GENERATOR PANEL | 68.D4
XT0370:1 | JC | EXC1 | CLIP | --- | 69.C4 | XT0370:2 | GENERATOR PANEL | 69.C5
XT0370:4 | JC | EXC2 | CLIP | --- | 69.C4 | XT0370:3 | GENERATOR PANEL | 69.C5
XT0370:5 | JC | EXCS | CLIP | --- | 69.C4 | XT0370:6 | GENERATOR PANEL | 69.C5
XT0352:4 | SC | JW70 | CLIP | -- | 70.B4 | XT0352:5 | GENERATOR PANEL | 70.B4
XT0352:5 | SC | JW71 | CLIP | -- | 70.B4 | XT0352:6 | GENERATOR PANEL | 70.B4
XT0352:6 | SC | JW72 | CLIP | -- | 70.B4 | XT0352:7 | GENERATOR PANEL | 70.B4
AF0122:06 | SC | JP1 | VIO | 20 | 22.C7 | AF0122:38 | GENERATOR PANEL | 22.C7
AF0121:01 | SC | 012101 | WHT | 20 | 20.A7 | KA0121:A1 | GENERATOR PANEL | 20.A5
AF0121:03 | SC | 012103 | WHT | 20 | 20.A7 | KA0123:A1 | GENERATOR PANEL | 20.A5
AF0121:08 | SC | 012108 | WHT | 20 | 20.B7 | KA0128:A1 | GENERATOR PANEL | 20.B5
AF0121:14 | SC | 012114 | WHT | 20 | 56.A6 | KA0336:11 | GENERATOR PANEL | 56.A5
AF0121:17 | SC | 012117 | WHT | 20 | 20.A7 | KA0121:A2 | GENERATOR PANEL | 20.A5
AF0121:19 | SC | 012119 | WHT | 20 | 20.A7 | KA0123:A2 | GENERATOR PANEL | 20.A5
AF0121:24 | SC | 012124 | WHT | 20 | 20.B7 | KA0128:A2 | GENERATOR PANEL | 20.B5
AF0121:30 | SC | 012130 | WHT | 20 | 56.A6 | KA4100:A2 | GENERATOR PANEL | 56.B6
AF0121:COM | SC | 0V | WHT | 20 | 18.D2 | XT0120:2 | GENERATOR PANEL | 18.D1
AF0121:V+ | SC | FU0121 | WHT | 14 | 18.D2 | FU0121:LD | GENERATOR PANEL | 18.D1
AF0122:00 | SC | 012200 | WHT | 20 | 22.A7 | KA0330:11 | GENERATOR PANEL | 22.A6
AF0122:01 | SC | 012201 | WHT | 20 | 22.A7 | KA0331:11 | GENERATOR PANEL | 22.A6
AF0122:02 | SC | 012202 | WHT | 20 | 22.B7 | KA0310:11 | GENERATOR PANEL | 22.B6
AF0122:09 | SC | 012209 | WHT | 20 | 24.A6 | XT0120:4 | GENERATOR PANEL | 24.A6
AF0122:32 | SC | 012232 | WHT | 20 | 22.A7 | KA0330:14 | GENERATOR PANEL | 22.A6
AF0122:33 | SC | 012233 | WHT | 20 | 22.A7 | KA0331:14 | GENERATOR PANEL | 22.A6
AF0122:34 | SC | 012234 | WHT | 20 | 22.B7 | KA0310:14 | GENERATOR PANEL | 22.B6
AF0122:41 | SC | 012241 | WHT | 20 | 24.A6 | XT0120:3 | GENERATOR PANEL | 24.A6
AF0122:COM | SC | AF0122N | WHT | 20 | 18.D3 | AF0123:COM | GENERATOR PANEL | 18.D3
AF0122:COM | SC | AU0120N | WHT | 20 | 18.D3 | AU0120:COM | GENERATOR PANEL | 18.C1
AF0122:V+ | SC | AF0122P | WHT | 20 | 18.D3 | AF0123:V+ | GENERATOR PANEL | 18.D3
AF0122:V+ | SC | AU0120P | WHT | 20 | 18.D3 | AU0120:V+ | GENERATOR PANEL | 18.C1
AF0123:SH | SC | IEG01303 | GRN | 14 | 18.D3 | IEG0130:3 | GENERATOR PANEL | 18.D4
AF0123:SH | SC | AU0120 | GRN | 14 | 18.D3 | AU0120:GND | GENERATOR PANEL | 18.C1
AF0400:12 | SC | XT04001 | GRN | 16 | 16.B6 | XT0400:1 | GENERATOR PANEL | 16.C6
AF0410:32 | SC | XT04001 | GRN | 16 | 16.B5 | XT0400:1 | GENERATOR PANEL | 16.C6
AF0410:53 | SC | 0V | WHT | 16 | 16.B5 | XT0130:4 | GENERATOR PANEL | 16.A4
AF0410:54 | SC | AF0410N | WHT | 16 | 16.B5 | AF0420:53 | GENERATOR PANEL | 16.B5
AF0410:55 | SC | FU0113 | WHT | 16 | 16.B5 | FU0113:LD | GENERATOR PANEL | 16.A4
AF0410:56 | SC | AF0410P | WHT | 16 | 16.B5 | AF0420:55 | GENERATOR PANEL | 16.B5
AF0420:32 | SC | XT04001 | GRN | 16 | 16.B5 | XT0400:1 | GENERATOR PANEL | 16.C6
AF0420:54 | SC | AF0420N | WHT | 16 | 16.B5 | AF0440:53 | GENERATOR PANEL | 16.B4
AF0420:56 | SC | AF0420P | WHT | 16 | 16.B5 | AF0440:55 | GENERATOR PANEL | 16.B4
AF0440:32 | SC | XT04002 | GRN | 16 | 16.B4 | XT0400:2 | GENERATOR PANEL | 16.C3
AF0440:54 | SC | AF0440N | WHT | 16 | 16.B4 | AF0450:53 | GENERATOR PANEL | 16.B3
AF0440:56 | SC | AF0440P | WHT | 16 | 16.B4 | AF0450:55 | GENERATOR PANEL | 16.B3
AF0450:32 | SC | XT04002 | GRN | 16 | 16.B3 | XT0400:2 | GENERATOR PANEL | 16.C3
AT0140:13 VGEN-A | SC | VGENA | RED | 16 | 68.D7 | XT0351:9 | GENERATOR PANEL | 68.D4
AT0140:14 VGEN-B | SC | VGENB | RED | 16 | 68.D7 | XT0351:11 | GENERATOR PANEL | 68.D4
AT0140:15 VGEN-C | SC | VGENC | RED | 16 | 68.D7 | XT0351:13 | GENERATOR PANEL | 68.D4
AT0140:17 VBUS-A | SC | VBUSA | RED | 16 | 68.B7 | XT0351:2 | GENERATOR PANEL | 68.B4
AT0140:18 VBUS-B | SC | VBUSB | RED | 16 | 68.B7 | XT0351:3 | GENERATOR PANEL | 68.B4
AT0140:19 VBUS-C | SC | VBUSC | RED | 16 | 68.B7 | XT0351:5 | GENERATOR PANEL | 68.B4
AT0140:27 ID RLY | SC | CCT1(+) | BLU | 12 | 70.A7 | XT0350:2 | GENERATOR PANEL | 70.A4
AT0140:28 ID RLY | SC | CCT1(-) | BLU | 12 | 70.A7 | XT0350:4 | GENERATOR PANEL | 70.A4
AT0140:3 EX-D(-) | SC | 0V | WHT | 16 | 71.C7 | XT0336:4 | GENERATOR PANEL | 17.D4
AT0140:33 ID RES(+) | SC | CCT1(+) | BLU | 12 | 70.A7 | XT0350:1 | GENERATOR PANEL | 70.A4
AT0140:34 ID RES(-) | SC | AT014034 | WHT | 16 | 70.A7 | AT0140:42 ID(+) | GENERATOR PANEL | 70.A7
AT0140:36 I1(+) | SC | MCTA | BLU | 12 | 70.B7 | XT0352:1 | GENERATOR PANEL | 70.B4
AT0140:37 I1(-) | SC | MCTAN | BLU | 12 | 70.B7 | XT0352:6 | GENERATOR PANEL | 70.B4
AT0140:38 I2(+) | SC | MCTB | BLU | 12 | 70.B7 | XT0352:2 | GENERATOR PANEL | 70.B4
AT0140:39 I2(-) | SC | MCTBN | BLU | 12 | 70.B7 | XT0352:5 | GENERATOR PANEL | 70.B4
AT0140:4 EX-D(+) | SC | KA012314 | WHT | 16 | 71.C7 | KA0123:14 | GENERATOR PANEL | 17.B5
AT0140:40 I3(+) | SC | MCTC | BLU | 12 | 70.B7 | XT0352:3 | GENERATOR PANEL | 70.B4
AT0140:41 I3(-) | SC | MCTN | BLU | 12 | 70.B7 | XT0352:4 | GENERATOR PANEL | 70.B4
AT0140:43 ID(-) | SC | CCT1(-) | BLU | 12 | 70.A7 | XT0350:3 | GENERATOR PANEL | 70.A4
AT0140:56 FG | SC | AT0140G | GRN/YEL | 12 | 18.D5 | FRAME | GENERATOR PANEL | 18.D5
AT0140:BAT(-) 48 | SC | 0V | WHT | 16 | 18.D5 | XT0336:4 | GENERATOR PANEL | 17.D4
AT0140:BAT(+) 47 | SC | FU0334 | WHT | 16 | 18.D5 | XT0335:2 | GENERATOR PANEL | 17.B4
AT0140:FLT 29 | SC | KA0310A2 | WHT | 20 | 18.D5 | KA0310:A2 | GENERATOR PANEL | 17.B5
AT0140:FLT 30 | SC | 0V | WHT | 14 | 18.D5 | XT0336:4 | GENERATOR PANEL | 17.D4
AU0120:COM | SC | 0V | WHT | 14 | 18.C1 | XT0120:1 | GENERATOR PANEL | 18.D1
AU0120:V+ | SC | FU0120 | WHT | 14 | 18.C1 | FU0120:LD | GENERATOR PANEL | 18.D1
FU0120:LI | SC | FU0332 | WHT | 14 | 18.D1 | XT0130:1 | GENERATOR PANEL | 18.A5
FU0120:LI | SC | FU0332 | WHT | 14 | 18.D1 | FU0121:LI | GENERATOR PANEL | 18.D1
FU0332:LD | SC | FU0332 | WHT | 14 | 17.B3 | XT0130:1 | GENERATOR PANEL | 18.A5
FU0332:LD | SC | FU0332 | WHT | 14 | 17.B3 | FU0333:LI | GENERATOR PANEL | 17.B3
FU0332:LI | SC | FU0136 | WHT | 12 | 17.B3 | XT0332:1 | GENERATOR PANEL | 17.B2
FU0333:LD | SC | FU0333 | WHT | 16 | 17.B3 | XT0335:1 | GENERATOR PANEL | 17.B4
FU0333:LI | SC | FU0332 | WHT | 14 | 17.B3 | FU0334:LI | GENERATOR PANEL | 17.B3
FU0334:LD | SC | FU0334 | WHT | 14 | 17.B3 | XT0335:2 | GENERATOR PANEL | 17.B4
FU0334:LI | SC | FU0332 | WHT | 14 | 17.B3 | FU0335:LI | GENERATOR PANEL | 17.A3
FU0335:LD | SC | FU0335 | WHT | 14 | 17.A3 | XT0335:3 | GENERATOR PANEL | 17.A4
FU0335:LI | SC | FU0332 | WHT | 14 | 17.A3 | FU0113:LI | GENERATOR PANEL | 16.A4
GR0110: | SC | GR0110 | GRN/YEL | 14 | 4.B4 | FRAME | GENERATOR PANEL | 4.B4
GR0121: | SC | IEG01306 | GRN | 14 | 4.B4 | IEG0130:6 | GENERATOR PANEL | 4.B4
GR0141: | SC | GR0141 | GRN/YEL | 14 | 4.B3 | FRAME | GENERATOR PANEL | 4.B3
GR0142: | SC | GR0142 | GRN/YEL | 14 | 4.B3 | FRAME | GENERATOR PANEL | 4.B3
IEG0130:1 | SC | IEG01301 | GRN | 14 | 16.C6 | XT0400:3 | GENERATOR PANEL | 16.C6
IEG0130:7 | SC | AT0140LS(S) | GRN | 14 | 71.C6 | XT0337:18 | GENERATOR PANEL | 71.C4
KA0121:11 | SC | KA018511 | WHT | 20 | 21.C4 | XT0337:13 | GENERATOR PANEL | 21.C3
KA0121:14 | SC | FU0333 | WHT | 20 | 21.C4 | XT0337:12 | GENERATOR PANEL | 21.C3
KA0123:A1 | SC | 012103 | WHT | 20 | 20.A5 | KA0313:2 | GENERATOR PANEL | 20.A5
KA0123:A2 | SC | 012119 | WHT | 20 | 20.A5 | KA0313:7 | GENERATOR PANEL | 20.A5
KA0128:11 | SC | KA0333A1 | WHT | 20 | 21.B4 | KA0335:21 | GENERATOR PANEL | 21.B4
KA0128:14 | SC | FU0333 | WHT | 20 | 21.B4 | KA0335:22 | GENERATOR PANEL | 21.B4
KA0128:14 | SC | FU0333 | WHT | 20 | 21.B4 | XT0337:7 | GENERATOR PANEL | 21.B3
KA0128:21 | SC | KA012821 | WHT | 20 | 22.C6 | XT0337:1 | GENERATOR PANEL | 22.C5
KA0128:24 | SC | KA012824 | WHT | 20 | 22.C6 | XT0337:2 | GENERATOR PANEL | 22.C5
KA0310:21 | SC | KA0333A1 | WHT | 20 | 21.B4 | KA0335:21 | GENERATOR PANEL | 21.B4
KA0310:21 | SC | KA0333A1 | WHT | 20 | 21.B4 | XT0337:8 | GENERATOR PANEL | 21.B3
KA0310:24 | SC | FU0333 | WHT | 20 | 21.B4 | KA0335:22 | GENERATOR PANEL | 21.B4
KA0310:A1 | SC | FU0334 | WHT | 20 | 17.B5 | KA0123:11 | GENERATOR PANEL | 17.B5
KA0310:A1 | SC | FU0334 | WHT | 20 | 17.B5 | XT0335:2 | GENERATOR PANEL | 17.B4
KA0330:A1 | SC | KA0330A1 | WHT | 20 | 21.B6 | XT0337:9 | GENERATOR PANEL | 21.B3
KA0330:A2 | SC | 0V | WHT | 20 | 21.B6 | KA0331:A2 | GENERATOR PANEL | 21.C6
KA0330:A2 | SC | 0V | WHT | 20 | 21.B6 | KA0333:A2 | GENERATOR PANEL | 21.B6
KA0331:A1 | SC | KA0331A1 | WHT | 20 | 21.C6 | XT0337:11 | GENERATOR PANEL | 21.C3
KA0331:A2 | SC | 0V | WHT | 20 | 21.C6 | KA0332:A2 | GENERATOR PANEL | 21.C6
KA0332:11 | SC | KA033211 | WHT | 20 | 22.D6 | XT0337:3 | GENERATOR PANEL | 22.D5
KA0332:14 | SC | KA033214 | WHT | 20 | 22.D6 | XT0337:4 | GENERATOR PANEL | 22.D5
KA0332:A1 | SC | KA0332A1 | WHT | 20 | 21.C6 | XT0337:14 | GENERATOR PANEL | 21.C3
KA0332:A2 | SC | 0V | WHT | 20 | 21.C6 | XT0337:15 | GENERATOR PANEL | 21.D3
KA0333:11 | SC | KA033311 | WHT | 20 | 22.D6 | KA0335:11 | GENERATOR PANEL | 22.D6
KA0333:11 | SC | KA033311 | WHT | 20 | 22.D6 | XT0337:5 | GENERATOR PANEL | 22.D5
KA0333:14 | SC | KA033314 | WHT | 20 | 22.D6 | KA0335:12 | GENERATOR PANEL | 22.D6
KA0333:14 | SC | KA033314 | WHT | 20 | 22.D6 | XT0337:6 | GENERATOR PANEL | 22.D5
KA0333:A1 | SC | KA0333A1 | WHT | 20 | 21.B6 | XT0337:8 | GENERATOR PANEL | 21.B3
KA0335:A1 | SC | ESTOP | WHT | 20 | 17.C5 | XT0336:1 | GENERATOR PANEL | 17.C4
KA0335:A2 | SC | 0V | WHT | 20 | 17.C5 | XT0336:2 | GENERATOR PANEL | 17.C4
KA0336:14 | SC | KA033614 | WHT | 20 | 56.A5 | KA4100:A1 | GENERATOR PANEL | 56.B6
KA0336:A1 | SC | KA0231A1 | WHT | 20 | 17.C3 | XT0334:2 | GENERATOR PANEL | 17.C2
KA0336:A2 | SC | 0V | WHT | 14 | 17.C3 | XT0336:2 | GENERATOR PANEL | 17.C4
PEG0140:1 | SC | PMGS | GRN/YEL | 12 | 69.A6 | XT0313:1 | GENERATOR PANEL | 69.A6
PEG0140:2 | SC | EXCS | GRN/YEL | 12 | 69.C6 | XT0370:6 | GENERATOR PANEL | 69.C5
PEG0140:5 | SC | PEG01405 | GRN/YEL | 12 | 70.B5 | XT0352:7 | GENERATOR PANEL | 70.B4
XT0120:1 | SC | 0V | WHT | 14 | 18.D1 | XT0130:2 | GENERATOR PANEL | 18.A5
XT0130:4 | SC | 0V | WHT | 14 | 16.A4 | XT0336:4 | GENERATOR PANEL | 17.D4
XT0334:1 | SC | 0V | WHT | 12 | 17.C2 | XT0336:2 | GENERATOR PANEL | 17.C4
XT0336:3 | SC | 0V | WHT | 14 | 17.C4 | XT0130:2 | GENERATOR PANEL | 18.A5
XT0337:12 | SC | FU0333 | WHT | 16 | 21.C3 | XT0335:1 | GENERATOR PANEL | 17.B4
XT0337:15 | SC | 0V | WHT | 14 | 21.D3 | XT0336:3 | GENERATOR PANEL | 17.C4
XT0337:7 | SC | FU0333 | WHT | 20 | 21.B3 | XT0337:12 | GENERATOR PANEL | 21.C3
AT0140:P1 | WC0012 | AU0120L2 | ENET | CABLE | 2.B3 | AU0120:L2 | GENERATOR PANEL | 2.B3
AF0410:L2 | WC0041 | AF0410L2 | ENET | CABLE | 2.B7 | AF0420:L1 | GENERATOR PANEL | 2.B6
AF0420:L2 | WC0042 | AF0420L2 | ENET | CABLE | 2.B6 | AF0440:L1 | GENERATOR PANEL | 2.B5
AF0440:L2 | WC0044 | AF0440L2 | ENET | CABLE | 2.B5 | AF0450:L1 | GENERATOR PANEL | 2.B4
AF0450:L2 | WC0045 | AF0450L2 | ENET | CABLE | 2.B4 | AU0120:L1 | GENERATOR PANEL | 2.B3
AT0140:1 LS(+) | WC8009 | AT0140LS(+) | WHT | 16 | 71.C7 | XT0337:16 | GENERATOR PANEL | 71.C4
AT0140:2 LS(-) | WC8009 | AT0140LS(-) | BLK | 16 | 71.C7 | XT0337:17 | GENERATOR PANEL | 71.C4
FLOATING | WC8009 | AT0140LS(S) | SH | 16 | 71.C6 | XT0337:18 | GENERATOR PANEL | 71.C4
AF0400:LBUS | WC8040 | AF0410RBUS | BUS | CABLE | 16.B6 | AF0410:RBUS | GENERATOR PANEL | 16.B5
AF0410:LBUS | WC8041 | AF0410LBUS | BUS | CABLE | 16.B5 | AF0420:RBUS | GENERATOR PANEL | 16.B5
AF0420:LBUS | WC8042 | AF0420LBUS | BUS | CABLE | 16.B5 | AF0440:RBUS | GENERATOR PANEL | 16.B4
AF0440:LBUS | WC8044 | AF0440LBUS | BUS | CABLE | 16.B4 | AF0450:RBUS | GENERATOR PANEL | 16.B3
FU0313:LD | WC8101 | PMG1 | WHT | 12 | 69.A5 | XT0360:1 | GENERATOR PANEL | 69.A4
FU0314:LD | WC8101 | PMG2 | BLK | 12 | 69.A5 | XT0360:2 | GENERATOR PANEL | 69.A4
XT0360:3 | WC8101 | PMGS | SH | 12 | 69.A4 | XT0360:4 | GENERATOR PANEL | 69.A5
AT0140:54 EXC(+) | WC8102 | EXC1 | WHT | 12 | 69.C7 | XT0370:2 | GENERATOR PANEL | 69.C5
AT0140:55 EXC(-) | WC8102 | EXC2 | BLK | 12 | 69.C7 | XT0370:3 | GENERATOR PANEL | 69.C5
XT0370:6 | WC8102 | EXCS | SH | 12 | 69.C5 | FLOATING | GENERATOR PANEL | 69.C6
FU0313:LI | WC8201 | FU0313 | WHT | 12 | 69.A5 | KA0313:3 | GENERATOR PANEL | 69.A6
FU0314:LI | WC8201 | FU0314 | BLK | 12 | 69.A5 | KA0313:6 | GENERATOR PANEL | 69.A6
XT0360:4 | WC8201 | PMGS | SH | 12 | 69.A5 | XT0313:1 | GENERATOR PANEL | 69.A6
AT0140:51 PMG-C | WC8301 | PMG14C | WHT | 12 | 69.A7 | KA0313:1 | GENERATOR PANEL | 69.A6
AT0140:49 PMG-A | WC8301 | PMG14A | BLK | 12 | 69.A7 | KA0313:8 | GENERATOR PANEL | 69.A6
IEG0130:2 | SC | IEG01302 | GRN | 14 | 18.D2 | GR0120: | JB72 | 18.D1
IEG0130:5 | SC | IEG01305 | GRN | 14 | 19.B5 | AF0184:SH | JB72 | 19.B4
XT0130:1 | SC | FU0332 | WHT | 14 | 18.A5 | FU0180:LI | JB72 | 19.B1
XT0130:3 | SC | 0V | WHT | 14 | 18.A5 | XT0180:1 | JB72 | 19.B1
XT0337:13 | SC | KA018511 | WHT | 20 | 21.C3 | KA0185:11 | JB72 | 21.C3
XT0337:14 | SC | KA0332A1 | WHT | 20 | 21.C3 | KA0185:14 | JB72 | 21.C3
AT0140:P2 | WC0014 | AT0140P2 | ENET | CABLE | 2.B3 | AU0180:L1 | JB72 | 2.B2
XT0332:1 | SC | FU0136 | WHT | 12 | 17.B2 | XT0138:3 | PANEL A | 12.A3
XT0334:1 | SC | 0V | WHT | 14 | 17.C2 | XT0134:3 | PANEL A | 12.B3
XT0334:2 | SC | KA0231A1 | WHT | 20 | 17.C2 | XT0136:10 | PANEL A | 13.B5
XT0336:1 | SC | ESTOP | WHT | 12 | 17.C4 | XT0240:5 | PANEL B | 14.B3
AF0410:L1 | WC0006 | AU0060L2 | ENET | CABLE | 2.B7 | AU0060:L2 | PANEL B | 2.A6
SolarTools ver. 24.0.84.24712 (Jul 31, 2025)
Report date: 1/27/2026 1:22 PM

## JB5
JB5
Project # | 9A861
Project Name | ECOPETROL SA
Revision | A
Controls DE | D.GRANT
Phone: | 0
Controls ME | M.CUNNINGHAM
Phone:
From | [5 empty] | To
Device ID | Cable (W) Conductor (SC) Jumper Clip (JC) | Wire No. | Wire ID | Gauge/Size | Page/Zone | Device ID | Location | Page/Zone
GR1110: | SC | GR1110 | GRN/YEL | 14 | 4.C6 | FRAME | JB5 | 4.C7
Report date: 1/27/2026 1:22 PM |  |  |  |  | SolarTools ver. 24.0.84.24712 (Jul 31, 2025)

## JB70
JB70
Project # | 9A861
Project Name | ECOPETROL SA
Revision | A
Controls DE | D.GRANT
Phone: | 0
Controls ME | M.CUNNINGHAM
Phone:
From | [5 empty] | To
Device ID | Cable (W) Conductor (SC) Jumper Clip (JC) | Wire No. | Wire ID | Gauge/Size | Page/Zone | Device ID | Location | Page/Zone
HL0171:X1 | SC | HL0171X1 | WHT | 20 | 25.B1 | XT0174:5 | FIRE SYSTEM CONTROLLER PANEL | 25.B5
HL0171:X2 | SC | HL0171X2 | WHT | 20 | 25.B1 | XT0174:3 | FIRE SYSTEM CONTROLLER PANEL | 25.B5
HL0172:X1 | SC | HL0172X1 | WHT | 20 | 25.C1 | XT0174:8 | FIRE SYSTEM CONTROLLER PANEL | 25.C5
HL0172:X2 | SC | HL0172X2 | WHT | 20 | 25.C1 | XT0174:6 | FIRE SYSTEM CONTROLLER PANEL | 25.C5
HL0173:X1 | SC | HL0173X1 | WHT | 20 | 25.C1 | XT0174:11 | FIRE SYSTEM CONTROLLER PANEL | 25.C5
HL0173:X2 | SC | HL0173X2 | WHT | 20 | 25.C1 | XT0174:9 | FIRE SYSTEM CONTROLLER PANEL | 25.C5
SB0170:13 | SC | SB017013 | WHT | 20 | 25.B1 | XT0174:1 | FIRE SYSTEM CONTROLLER PANEL | 25.B5
SB0170:14 | SC | SB017014 | WHT | 20 | 25.B1 | XT0174:2 | FIRE SYSTEM CONTROLLER PANEL | 25.B5
SA0170:B1-13 | SC | SA0170B113 | WHT | 20 | 25.A1 | XT0170:11 | JB70 LEFT RAIL | 25.A6
SA0170:B1-14 | SC | SA0170B114 | WHT | 20 | 25.A1 | XT0170:12 | JB70 LEFT RAIL | 25.A6
SA0170:B2-13 | SC | AT01754P1 | WHT | 20 | 25.A1 | AT0175:4P1 | JB70 LEFT RAIL | 10.B5
SA0170:B2-14 | SC | SA0170B214 | WHT | 20 | 25.A1 | KA6510:A1 | JB70 LEFT RAIL | 25.A5
HA0472:BLK-1 | WC5072 | 0V | 1 | 18 | 25.D1 | XT0170:14 | JB70 LEFT RAIL | 25.D5
HA0472:BLK-2 | WC5072 | HA04722 | 2 | 18 | 25.D1 | XT0170:13 | JB70 LEFT RAIL | 25.D5
AT1100:GND | SC | PEG01304 | GRN/YEL | 14 | 28.D3 | PEG0130:4 | PANEL A | 28.D6
AT1100:NEG | SC | 0V | WHT | 14 | 28.D3 | XT0134:3 | PANEL A | 12.B3
SA0471:B1-13 | SC | SA0471B113 | WHT | 20 | 27.B1 | AF0087:40 | PANEL A | 27.B7
SA0471:B1-14 | SC | SA0471B114 | WHT | 20 | 27.B1 | AF0087:08 | PANEL A | 27.B7
SA0471:B2-13 | SC | SA0471B213 | WHT | 20 | 27.A1 | AF0087:39 | PANEL A | 27.A7
SA0471:B2-14 | SC | SA0471B214 | WHT | 20 | 27.A1 | AF0087:07 | PANEL A | 27.A7
SA0472:B1-13 | SC | SA0472B113 | WHT | 20 | 27.C1 | AF0091:47 | PANEL A | 27.C7
SA0472:B1-14 | SC | SA0472B114 | WHT | 20 | 27.C1 | AF0091:15 | PANEL A | 27.C7
SA0472:B2-13 | SC | SA0472B213 | WHT | 20 | 27.C1 | AF0091:46 | PANEL A | 27.C7
SA0472:B2-14 | SC | SA0472B214 | WHT | 20 | 27.C1 | AF0091:14 | PANEL A | 27.C7
SA0473:11 | SC | SA047311 | WHT | 20 | 27.D1 | AF0087:37 | PANEL A | 27.D7
SA0473:12 | SC | SA047312 | WHT | 20 | 27.D1 | AF0087:05 | PANEL A | 27.D7
SA0473:13 | SC | SA047313 | WHT | 20 | 27.D1 | AF0087:38 | PANEL A | 27.D7
SA0473:14 | SC | SA047314 | WHT | 20 | 27.D1 | AF0087:06 | PANEL A | 27.D7
SB0471:11 | SC | SB047111 | WHT | 20 | 26.D1 | AF0087:34 | PANEL A | 26.D7
SB0471:12 | SC | SB047112 | WHT | 20 | 26.D1 | AF0087:02 | PANEL A | 26.D7
SB0472:B1-11 | SC | ESTOPA | WHT | 20 | 27.B1 | XT0137:1 | PANEL A | 27.B5
SB0472:B1-12 | SC | ESTOP | WHT | 20 | 27.B1 | XT0137:2 | PANEL A | 27.B5
SB0472:B2-11 | SC | SB0472B211 | WHT | 20 | 27.B1 | AF0081:36 | PANEL A | 27.B7
SB0472:B2-12 | SC | SB0472B212 | WHT | 20 | 27.B1 | AF0081:04 | PANEL A | 27.B7
SB0473:13 | SC | SB047313 | WHT | 20 | 26.D1 | AF0087:35 | PANEL A | 26.D7
SB0473:14 | SC | SB047314 | WHT | 20 | 26.D1 | AF0087:03 | PANEL A | 26.D7
SB0474:13 | SC | SB047413 | WHT | 20 | 27.A1 | AF0087:36 | PANEL A | 27.A7
SB0474:14 | SC | SB047414 | WHT | 20 | 27.A1 | AF0087:04 | PANEL A | 27.A7
SH0470:11 | SC | SH047011 | WHT | 20 | 26.B1 | AF0087:33 | PANEL A | 26.B7
SH0470:12 | SC | SH047012 | WHT | 20 | 26.B1 | AF0087:01 | PANEL A | 26.B7
SH0470:13 | SC | SH047013 | WHT | 20 | 26.B1 | XT0137:5 | PANEL A | 26.B5
SH0470:14 | SC | SH047014 | WHT | 20 | 26.B1 | XT0137:6 | PANEL A | 26.B5
SH0470:X1 | SC | SH0470X1 | WHT | 20 | 26.B1 | AF0093:22 | PANEL A | 26.B7
SH0470:X2 | SC | SH0470X2 | WHT | 20 | 26.B1 | AF0093:06 | PANEL A | 26.B7
SH0471:11 | SC | SH047111 | WHT | 20 | 26.A1 | XT0137:3 | PANEL A | 26.A5
SH0471:12 | SC | SH047112 | WHT | 20 | 26.A1 | XT0137:4 | PANEL A | 26.A5
SH0471:13 | SC | SH047113 | WHT | 20 | 26.A1 | AF0087:32 | PANEL A | 26.A7
SH0471:14 | SC | SH047114 | WHT | 20 | 26.A1 | AF0087:00 | PANEL A | 26.A7
SH0471:X1 | SC | SH0471X1 | WHT | 20 | 26.A1 | AF0093:31 | PANEL A | 26.A7
SH0471:X2 | SC | SH0471X2 | WHT | 20 | 26.A1 | AF0093:15 | PANEL A | 26.A7
SH0472:11 | SC | SH047211 | WHT | 20 | 26.C1 | XT0236:4 | PANEL B | 26.C5
SH0472:12 | SC | SH047212 | WHT | 20 | 26.C1 | XT0236:5 | PANEL B | 26.C5
SH0472:13 | SC | FU0139 | WHT | 20 | 26.B1 | XT0236:1 | PANEL B | 26.B5
SH0472:14 | SC | KA0241A1 | WHT | 20 | 26.B1 | XT0236:2 | PANEL B | 26.B5
SH0472:X1 | SC | 0V | WHT | 20 | 26.C1 | XT0236:3 | PANEL B | 26.C5
SH0472:X2 | SC | SH0472X2 | WHT | 20 | 26.C1 | XT0237:2 B1 | PANEL B | 26.C5
AT1100:L1 | WC0101 | BA1100DEVICE | ENET | CABLE | 28.D3 | BA1100:DEVICE | PANEL B | 28.D1
SolarTools ver. 24.0.84.24712 (Jul 31, 2025)
Report date: 1/27/2026 1:22 PM

## JB70 LEFT RAIL
JB70 LEFT RAIL
JB70 (LEFT RAIL)
Project # | 9A861
Project Name | ECOPETROL SA
Revision | A
Controls DE | D.GRANT
Phone: | 0
Controls ME | M.CUNNINGHAM
Phone:
From | [5 empty] | To
Device ID | Cable (W) Conductor (SC) Jumper Clip (JC) | Wire No. | Wire ID | Gauge/Size | Page/Zone | Device ID | Location | Page/Zone
AT0175:14 | SC | AT017514 | LEAD | --- | 75.D6 | RR0175S5:-10K OHM | JB70 LEFT RAIL | 75.D6
AT0175:15 | SC | AT017515 | LEAD | --- | 75.D6 | RR0175S5:-10K OHM | JB70 LEFT RAIL | 75.D6
AT0176:11 | SC | AT017611 | LEAD | --- | 75.B6 | RR0176S4: -10K OHM | JB70 LEFT RAIL | 75.B6
AT0176:12 | SC | AT017612 | LEAD | --- | 75.B6 | RR0176S4: -10K OHM | JB70 LEFT RAIL | 75.B6
AT0176:14 | SC | AT017614 | LEAD | --- | 75.C6 | RR0176S5: -10K OHM | JB70 LEFT RAIL | 75.C6
AT0176:15 | SC | AT017615 | LEAD | --- | 75.C6 | RR0176S5: -10K OHM | JB70 LEFT RAIL | 75.C6
AT0176:17 | SC | AT017617 | LEAD | --- | 75.C6 | RR0176S6: -10K OHM | JB70 LEFT RAIL | 75.C6
AT0176:18 | SC | AT017618 | LEAD | --- | 75.C6 | RR0176S6: -10K OHM | JB70 LEFT RAIL | 75.C6
AT0176:20 | SC | AT017620 | LEAD | --- | 75.D6 | RR0176S7: -10K OHM | JB70 LEFT RAIL | 75.D6
AT0176:21 | SC | AT017621 | LEAD | --- | 75.D6 | RR0176S7: -10K OHM | JB70 LEFT RAIL | 75.D6
XT0170:1 | JC | FU0170 | CLIP | --- | 10.A2 | XT0170:2 | JB70 LEFT RAIL | 10.A2
XT0170:3 | JC | 0V | CLIP | --- | 10.A2 | XT0170:4 | JB70 LEFT RAIL | 10.A2
AT0175:11 | SC | KA651012 | WHT | 20 | 75.A6 | KA6510:12 | JB70 LEFT RAIL | 75.A5
AT0175:5P1 | SC | KA6510A2 | WHT | 20 | 10.B5 | KA6510:A2 | JB70 LEFT RAIL | 25.A5
AT0175:GND | SC | AT0175G | GRN/YEL | 14 | 10.B5 | FRAME | JB70 LEFT RAIL | 10.C6
AT0176:4P1 | SC | AT01764P1 | WHT | 14 | 10.C5 | AT0178:1P1 | JB70 LEFT RAIL | 10.D5
AT0176:5P1 | SC | AT01765P1 | WHT | 14 | 10.C5 | AT0178:2P1 | JB70 LEFT RAIL | 10.D5
AT0176:GND | SC | AT0176G | GRN/YEL | 14 | 10.C5 | FRAME | JB70 LEFT RAIL | 10.C6
AT0178:20 | SC | AT017820 | LEAD | --- | 76.D6 | RR0178S7: -10K OHM | JB70 LEFT RAIL | 76.D6
AT0178:21 | SC | AT017821 | LEAD | --- | 76.D6 | RR0178S7: -10K OHM | JB70 LEFT RAIL | 76.D6
AT0178:23 | SC | VD0178 | WHT | 20 | 25.D6 | XT0170:16 | JB70 LEFT RAIL | 25.D6
AT0178:24 | SC | KA0178A2 | WHT | 20 | 25.D6 | XT0170:17 | JB70 LEFT RAIL | 25.D6
AT0178:GND | SC | AT0178G | GRN/YEL | 14 | 10.D5 | FRAME | JB70 LEFT RAIL | 10.D6
FU0170:LD | SC | FU0170 | WHT | 14 | 10.A2 | XT0170:2 | JB70 LEFT RAIL | 10.A2
GR1101: | SC | GR1101 | GRN/YEL | 14 | 4.A5 | FRAME | JB70 LEFT RAIL | 4.A6
KA0172:11 | SC | KA017211 | WHT | 20 | 72.D6 | XT0170:7 | JB70 LEFT RAIL | 72.D5
KA0172:12 | SC | KA017212 | WHT | 20 | 72.D6 | XT0170:8 | JB70 LEFT RAIL | 72.D5
KA0172:A2 | SC | 0V | WHT | 20 | 10.B2 | KA0174:A2 | JB70 LEFT RAIL | 10.C2
KA0172:A2 | SC | 0V | WHT | 20 | 10.B2 | XT0170:4 | JB70 LEFT RAIL | 10.A2
KA0174:11 | SC | KA017411 | WHT | 20 | 72.D6 | XT0170:9 | JB70 LEFT RAIL | 72.D5
KA0174:12 | SC | KA017412 | WHT | 20 | 72.D6 | XT0170:10 | JB70 LEFT RAIL | 72.D5
KA0176:11 | SC | KA017611 | WHT | 20 | 83.A6 | XT0171:1 | JB70 LEFT RAIL | 83.A5
KA0176:A1 | SC | KA014422 | WHT | 20 | 83.B5 | KA0177:A1 | JB70 LEFT RAIL | 83.B5
KA0176:A2 | SC | 0V | WHT | 20 | 83.B5 | XT0170:3 | JB70 LEFT RAIL | 10.A2
KA0176:A2 | SC | 0V | WHT | 20 | 83.B5 | KA0177:A2 | JB70 LEFT RAIL | 83.B5
KA0177:11 | SC | KA017711 | WHT | 20 | 84.A6 | XT0171:5 | JB70 LEFT RAIL | 84.A5
KA0178:A1 | SC | KA0178A1 | WHT | 20 | 25.D5 | XT0170:15 | JB70 LEFT RAIL | 25.D5
KA0178:A2 | SC | KA0178A2 | WHT | 20 | 25.D5 | XT0170:17 | JB70 LEFT RAIL | 25.D6
KA0875:11 | SC | HA04722 | WHT | 20 | 25.D6 | KA0178:11 | JB70 LEFT RAIL | 25.D5
KA0875:11 | SC | HA04722 | WHT | 20 | 25.D6 | XT0170:13 | JB70 LEFT RAIL | 25.D5
KA0875:14 | SC | FU0170 | WHT | 20 | 25.D6 | XT0170:1 | JB70 LEFT RAIL | 10.A2
KA6510:A1 | SC | SA0170B214 | WHT | 20 | 25.A5 | KA6511:A1 | JB70 LEFT RAIL | 25.A5
KA6510:A2 | SC | KA6510A2 | WHT | 20 | 25.A5 | KA6511:A2 | JB70 LEFT RAIL | 25.A5
RR0178: -10K OHM | SC | VD0178 | LEAD | --- | 25.D6 | XT0170:16 | JB70 LEFT RAIL | 25.D6
RR0178: -10K OHM | SC | KA0178A2 | LEAD | --- | 25.D6 | XT0170:17 | JB70 LEFT RAIL | 25.D6
VD0178:--1N4007 | SC | KA0178A1 | LEAD | --- | 25.D6 | XT0170:15 | JB70 LEFT RAIL | 25.D5
VD0178:+-1N4007 | SC | VD0178 | LEAD | --- | 25.D6 | XT0170:16 | JB70 LEFT RAIL | 25.D6
VD6211:--1N4007 | SC | KA017611 | LEAD | --- | 83.A5 | XT0171:1 | JB70 LEFT RAIL | 83.A5
VD6211:+-1N4007 | SC | 009304 | LEAD | --- | 83.A5 | XT0171:2 | JB70 LEFT RAIL | 83.A6
VD6212:--1N4007 | SC | KA017711 | LEAD | --- | 84.A5 | XT0171:5 | JB70 LEFT RAIL | 84.A5
VD6212:+-1N4007 | SC | 009313 | LEAD | --- | 84.A5 | XT0171:6 | JB70 LEFT RAIL | 84.A6
XT0170:14 | SC | 0V | WHT | 14 | 25.D5 | XT0170:4 | JB70 LEFT RAIL | 10.A2
XT0170:4 | SC | 0V | WHT | 20 | 10.A2 | XT0172:5 | JB70 LEFT RAIL | 81.A6
XT0172:16 | SC | FU0170 | WHT | 14 | 81.B6 | XT0172:7 | JB70 LEFT RAIL | 81.D6
XT0172:17 | SC | 0V | WHT | 14 | 81.B6 | XT0172:8 | JB70 LEFT RAIL | 81.D6
XT0172:18 | SC | LON1S2 | WHT | 14 | 81.B6 | XT0172:9 | JB70 LEFT RAIL | 81.D6
XT0172:4 | SC | FU0170 | WHT | 14 | 81.A6 | XT0170:1 | JB70 LEFT RAIL | 10.A2
XT0172:4 | SC | FU0170 | WHT | 14 | 81.A6 | XT0172:16 | JB70 LEFT RAIL | 81.B6
XT0172:5 | SC | 0V | WHT | 14 | 81.A6 | XT0172:17 | JB70 LEFT RAIL | 81.B6
XT0172:6 | SC | LON1S2 | WHT | 16 | 81.A6 | XT0172:18 | JB70 LEFT RAIL | 81.B6
AT0178:1P2 | WC5500 | LON1A | WHT | 16 | 81.A6 | XT0172:1 | JB70 LEFT RAIL | 81.A6
AT0178:2P2 | WC5500 | LON1B | BLK | 16 | 81.A6 | XT0172:2 | JB70 LEFT RAIL | 81.A6
AT0178:3P2 | WC5500 | LON1S1 | SH | 16 | 81.A6 | XT0172:3 | JB70 LEFT RAIL | 81.A6
AT0175:1P2 | WC8066 | AT01751P2 | WHT | 16 | 10.C7 | AT0176:4P2 | JB70 LEFT RAIL | 10.C7
AT0175:2P2 | WC8066 | AT01752P2 | BLK | 16 | 10.C7 | AT0176:5P2 | JB70 LEFT RAIL | 10.C7
AT0175:3P2 | WC8066 | AT01753P2 | SH | 16 | 10.C7 | AT0176:6P2 | JB70 LEFT RAIL | 10.C7
AT0176:1P2 | WC8067 | AT01761P2 | WHT | 16 | 10.D7 | AT0178:4P2 | JB70 LEFT RAIL | 10.D7
AT0176:2P2 | WC8067 | AT01762P2 | BLK | 16 | 10.D7 | AT0178:5P2 | JB70 LEFT RAIL | 10.D7
AT0176:3P2 | WC8067 | AT01763P2 | SH | 16 | 10.D7 | AT0178:6P2 | JB70 LEFT RAIL | 10.D7
AT0175:17 | SC | VD0175A | WHT | 20 | 25.B6 | XT0174:4 | FIRE SYSTEM CONTROLLER PANEL | 25.B5
AT0175:18 | SC | HL0171X1 | WHT | 20 | 25.B6 | XT0174:5 | FIRE SYSTEM CONTROLLER PANEL | 25.B5
AT0175:1P1 | SC | UV01709 | WHT | 14 | 10.B5 | UV0170:9(+) | FIRE SYSTEM CONTROLLER PANEL | 10.A3
AT0175:2 | SC | SB017013 | WHT | 20 | 25.B6 | XT0174:1 | FIRE SYSTEM CONTROLLER PANEL | 25.B5
AT0175:20 | SC | VD0175I | WHT | 20 | 25.C6 | XT0174:7 | FIRE SYSTEM CONTROLLER PANEL | 25.C5
AT0175:21 | SC | HL0172X1 | WHT | 20 | 25.C6 | XT0174:8 | FIRE SYSTEM CONTROLLER PANEL | 25.C5
AT0175:23 | SC | VD0175D | WHT | 20 | 25.C6 | XT0174:10 | FIRE SYSTEM CONTROLLER PANEL | 25.C5
AT0175:24 | SC | HL0173X1 | WHT | 20 | 25.C6 | XT0174:11 | FIRE SYSTEM CONTROLLER PANEL | 25.C5
AT0175:2P1 | SC | UV017010 | WHT | 14 | 10.B5 | UV0170:10(-) | FIRE SYSTEM CONTROLLER PANEL | 10.A3
AT0175:3 | SC | SB017014 | WHT | 20 | 25.B6 | XT0174:2 | FIRE SYSTEM CONTROLLER PANEL | 25.B5
AT0176:1P1 | SC | UV017011 | WHT | 14 | 10.C5 | UV0170:11(+) | FIRE SYSTEM CONTROLLER PANEL | 10.A3
AT0176:2P1 | SC | UV017012 | WHT | 14 | 10.C5 | UV0170:12(-) | FIRE SYSTEM CONTROLLER PANEL | 10.A3
KA0172:A1 | SC | AT017025 | WHT | 20 | 10.B2 | AT0170:25 | FIRE SYSTEM CONTROLLER PANEL | 10.B3
KA0174:A1 | SC | AT017031 | WHT | 20 | 10.C2 | AT0170:31 | FIRE SYSTEM CONTROLLER PANEL | 10.C3
XT0170:11 | SC | SA0170B113 | WHT | 20 | 25.A6 | AT0170:11 | FIRE SYSTEM CONTROLLER PANEL | 25.A6
XT0170:12 | SC | SA0170B114 | WHT | 20 | 25.A6 | AT0170:12 | FIRE SYSTEM CONTROLLER PANEL | 25.A6
XT0170:18 | SC | LON0P | WHT | 14 | 74.A6 | UV0170:13(+) | FIRE SYSTEM CONTROLLER PANEL | 74.B7
XT0170:19 | SC | LON0N | WHT | 14 | 74.A6 | UV0170:14(-) | FIRE SYSTEM CONTROLLER PANEL | 74.B7
XT0170:2 | SC | FU0170 | WHT | 14 | 10.A2 | UV0170:3(+) | FIRE SYSTEM CONTROLLER PANEL | 10.A3
XT0170:2 | SC | FU0170 | WHT | 14 | 10.A2 | UV0170:1(+) | FIRE SYSTEM CONTROLLER PANEL | 10.A3
XT0170:21 | SC | LON2P | WHT | 14 | 74.D6 | UV0170:15(+) | FIRE SYSTEM CONTROLLER PANEL | 74.B7
XT0170:22 | SC | LON2N | WHT | 14 | 74.D6 | UV0170:16(-) | FIRE SYSTEM CONTROLLER PANEL | 74.B7
XT0170:3 | SC | 0V | WHT | 14 | 10.A2 | UV0170:4(-) | FIRE SYSTEM CONTROLLER PANEL | 10.A3
XT0170:3 | SC | 0V | WHT | 14 | 10.A2 | UV0170:2(-) | FIRE SYSTEM CONTROLLER PANEL | 10.A3
XT0170:5 | SC | AT017045 | WHT | 20 | 72.D5 | AT0170:45 | FIRE SYSTEM CONTROLLER PANEL | 72.D6
XT0170:6 | SC | AT017046 | WHT | 20 | 72.D5 | AT0170:46 | FIRE SYSTEM CONTROLLER PANEL | 72.D6
XT0172:22 | WC5018 | LON2A | WHT | 16 | 74.D6 | AT0170:53 | FIRE SYSTEM CONTROLLER PANEL | 74.D6
XT0172:23 | WC5018 | LON2B | BLK | 16 | 74.D6 | AT0170:52 | FIRE SYSTEM CONTROLLER PANEL | 74.D6
XT0172:24 | WC5018 | LON2S1 | SH | 16 | 74.D6 | AT0170:51 | FIRE SYSTEM CONTROLLER PANEL | 74.D6
AT0175:4P2 | WC8069 | AT017050 | WHT | 16 | 10.A7 | AT0170:50 | FIRE SYSTEM CONTROLLER PANEL | 10.A7
AT0175:5P2 | WC8069 | AT017049 | BLK | 16 | 10.A7 | AT0170:49 | FIRE SYSTEM CONTROLLER PANEL | 10.A7
AT0175:6P2 | WC8069 | AT017048 | SH | 16 | 10.A7 | AT0170:48 | FIRE SYSTEM CONTROLLER PANEL | 10.A7
AT0175:4P1 | SC | AT01754P1 | WHT | 20 | 10.B5 | SA0170:B2-13 | JB70 | 25.A1
KA6510:A1 | SC | SA0170B214 | WHT | 20 | 25.A5 | SA0170:B2-14 | JB70 | 25.A1
XT0170:11 | SC | SA0170B113 | WHT | 20 | 25.A6 | SA0170:B1-13 | JB70 | 25.A1
XT0170:12 | SC | SA0170B114 | WHT | 20 | 25.A6 | SA0170:B1-14 | JB70 | 25.A1
XT0170:14 | WC5072 | 0V | 1 | 18 | 25.D5 | HA0472:BLK-1 | JB70 | 25.D1
XT0170:13 | WC5072 | HA04722 | 2 | 18 | 25.D5 | HA0472:BLK-2 | JB70 | 25.D1
FU0170:LI | SC | FU0136 | WHT | 12 | 10.A2 | XT0138:2 | PANEL A | 12.A3
KA0176:14 | SC | 009336 | WHT | 20 | 83.A6 | AF0093:36 | PANEL A | 83.A7
KA0176:A1 | SC | KA014422 | WHT | 20 | 83.B5 | KA0144:22 | PANEL A | 83.A6
KA0177:14 | SC | 009345 | WHT | 20 | 84.A6 | AF0093:45 | PANEL A | 84.A7
KA0875:A1 | SC | 009212 | WHT | 20 | 10.D2 | AF0092:12 | PANEL A | 10.D3
KA0875:A2 | SC | 009228 | WHT | 20 | 10.D2 | AF0092:28 | PANEL A | 10.D3
XT0170:3 | SC | 0V | WHT | 14 | 10.A2 | XT0134:2 | PANEL A | 12.B3
XT0171:2 | SC | 009304 | WHT | 20 | 83.A6 | AF0093:04 | PANEL A | 83.A7
XT0171:6 | SC | 009313 | WHT | 20 | 84.A6 | AF0093:13 | PANEL A | 84.A7
KA0178:14 | SC | KA017814 | WHT | 20 | 25.D5 | KA0232:11 | PANEL B | 25.D6
KA0875:14 | SC | FU0170 | WHT | 20 | 25.D6 | KA0232:12 | PANEL B | 25.D6
XT0170:2 | SC | FU0170 | WHT | 20 | 10.A2 | KA0232:21 | PANEL B | 83.A6
XT0171:1 | SC | KA017611 | WHT | 20 | 83.A5 | KA0246:11 | PANEL B | 83.A5
XT0171:5 | SC | KA017711 | WHT | 20 | 84.A5 | KA0247:11 | PANEL B | 84.A5
SolarTools ver. 24.0.84.24712 (Jul 31, 2025)
Report date: 1/27/2026 1:22 PM

## JB70 RIGHT RAIL
JB70 RIGHT RAIL
JB70 (RIGHT RAIL)
Project # | 9A861
Project Name | ECOPETROL SA
Revision | A
Controls DE | D.GRANT
Phone: | 0
Controls ME | M.CUNNINGHAM
Phone:
From | [5 empty] | To
Device ID | Cable (W) Conductor (SC) Jumper Clip (JC) | Wire No. | Wire ID | Gauge/Size | Page/Zone | Device ID | Location | Page/Zone
GR1100: | SC | GR1100 | GRN/YEL | 14 | 4.A5 | FRAME | JB70 RIGHT RAIL | 4.A4
PC0470:INP_A | SC | 009312 | WHT | 20 | 28.B5 | PC0470:INP_B | JB70 RIGHT RAIL | 28.B5
PC0470:+PWR | SC | 009344 | WHT | 20 | 28.B5 | AF0093:44 | PANEL A | 28.B7
PC0470:INP_A | SC | 009312 | WHT | 20 | 28.B5 | AF0093:12 | PANEL A | 28.B7
PC0470:-PWR | SC | 009328 | WHT | 20 | 28.B5 | AF0093:28 | PANEL A | 28.B7
SolarTools ver. 24.0.84.24712 (Jul 31, 2025)
Report date: 1/27/2026 1:22 PM

## JB72
JB72
Project # | 9A861
Project Name | ECOPETROL SA
Revision | A
Controls DE | D.GRANT
Phone: | 0
Controls ME | M.CUNNINGHAM
Phone:
From | [5 empty] | To
Device ID | Cable (W) Conductor (SC) Jumper Clip (JC) | Wire No. | Wire ID | Gauge/Size | Page/Zone | Device ID | Location | Page/Zone
XT0180:1 | JC | 0V | CLIP | --- | 19.B1 | XT0180:2 | JB72 | 19.B1
AF0182:01 | SC | JP3 | VIO | 20 | 29.A7 | AF0182:33 | JB72 | 29.A7
AF0181:00 | SC | 018100 | WHT | 20 | 23.A7 | KA0180:A1 | JB72 | 23.A5
AF0181:10 | SC | 018110 | WHT | 20 | 23.A7 | KA0185:A1 | JB72 | 23.A5
AF0181:16 | SC | 018116 | WHT | 20 | 23.A7 | KA0180:A2 | JB72 | 23.A5
AF0181:26 | SC | 018126 | WHT | 20 | 23.A7 | XT0338:2 | JB72 | 23.B5
AF0181:COM | SC | 0V | WHT | 14 | 19.B2 | XT0180:2 | JB72 | 19.B1
AF0181:J | SC | * |  |  | 19.B2 | AF0182:P | JB72 | 19.B3
AF0181:V+ | SC | FU0181 | WHT | 16 | 19.B2 | FU0181:LD | JB72 | 19.B1
AF0182:COM | SC | AF0182N | WHT | 16 | 19.B3 | AF0183:COM | JB72 | 19.A3
AF0182:COM | SC | 0V | WHT | 16 | 19.B3 | XT0180:2 | JB72 | 19.B1
AF0182:J | SC | * |  |  | 19.B3 | AF0183:P | JB72 | 19.A3
AF0182:V+ | SC | AF0182P | WHT | 16 | 19.B3 | AF0183:V+ | JB72 | 19.A3
AF0182:V+ | SC | FU0182 | WHT | 16 | 19.B3 | FU0182:LD | JB72 | 19.B1
AF0183:COM | SC | AF0183N | WHT | 16 | 19.A3 | AF0184:COM | JB72 | 19.B4
AF0183:J | SC | * |  |  | 19.A3 | AF0184:P | JB72 | 19.B4
AF0183:V+ | SC | AF0183P | WHT | 16 | 19.A3 | AF0184:V+ | JB72 | 19.B4
AF0184:SH | SC | AU0180 | GRN | 14 | 19.B4 | AU0180:GND | JB72 | 19.A2
AU0180:COM | SC | 0V | WHT | 16 | 19.A2 | XT0180:1 | JB72 | 19.B1
AU0180:V+ | SC | FU0180 | WHT | 16 | 19.A2 | FU0180:LD | JB72 | 19.B1
FU0180:LI | SC | FU0332 | WHT | 14 | 19.B1 | FU0181:LI | JB72 | 19.B1
FU0181:LI | SC | FU0332 | WHT | 14 | 19.B1 | FU0182:LI | JB72 | 19.B1
GR0140: | SC | GR0140 | GRN/YEL | 14 | 4.B3 | FRAME | JB72 | 4.B3
KA0185:A2 | SC | KA0185A2 | WHT | 20 | 23.A5 | XT0338:1 | JB72 | 23.A5
AF0184:SH | SC | IEG01305 | GRN | 14 | 19.B4 | IEG0130:5 | GENERATOR PANEL | 19.B5
FU0180:LI | SC | FU0332 | WHT | 14 | 19.B1 | XT0130:1 | GENERATOR PANEL | 18.A5
GR0120: | SC | IEG01302 | GRN | 14 | 18.D1 | IEG0130:2 | GENERATOR PANEL | 18.D2
KA0185:11 | SC | KA018511 | WHT | 20 | 21.C3 | XT0337:13 | GENERATOR PANEL | 21.C3
KA0185:14 | SC | KA0332A1 | WHT | 20 | 21.C3 | XT0337:14 | GENERATOR PANEL | 21.C3
XT0180:1 | SC | 0V | WHT | 14 | 19.B1 | XT0130:3 | GENERATOR PANEL | 18.A5
AU0180:L1 | WC0014 | AT0140P2 | ENET | CABLE | 2.B2 | AT0140:P2 | GENERATOR PANEL | 2.B3
SolarTools ver. 24.0.84.24712 (Jul 31, 2025)
Report date: 1/27/2026 1:22 PM

## PANEL A
PANEL A
JB70
Project # | 9A861
Project Name | ECOPETROL SA
Revision | A
Controls DE | D.GRANT
Phone: | 0
Controls ME | M.CUNNINGHAM
Phone:
From | [5 empty] | To
Device ID | Cable (W) Conductor (SC) Jumper Clip (JC) | Wire No. | Wire ID | Gauge/Size | Page/Zone | Device ID | Location | Page/Zone
XT0011:2 | JC | 523NEG | CLIP | --- | 11.C3 | XT0011:3 | PANEL A | 11.C3
XT0011:3 | JC | 523NEG | CLIP | --- | 11.C3 | XT0011:4 | PANEL A | 11.C3
XT0011:4 | JC | 523NEG | CLIP | --- | 11.C3 | XT0011:5 | PANEL A | 11.C3
XT0080:1 | JC | 0V | CLIP | --- | 8.B1 | XT0080:2 | PANEL A | 8.B1
XT0080:2 | JC | 0V | CLIP | --- | 8.B1 | XT0080:3 | PANEL A | 8.B1
XT0081:1 | JC | 0V | CLIP | --- | 8.D1 | XT0081:2 | PANEL A | 8.D1
XT0134:1 | JC | 0V | CLIP | --- | 12.B3 | XT0134:2 | PANEL A | 12.B3
XT0134:2 | JC | 0V | CLIP | --- | 12.B3 | XT0134:3 | PANEL A | 12.B3
XT0134:3 | JC | 0V | CLIP | --- | 12.B3 | XT0134:4 | PANEL A | 12.B3
XT0135:1 | JC | 0V | CLIP | --- | 12.B4 | XT0135:2 | PANEL A | 12.B4
XT0135:2 | JC | 0V | CLIP | --- | 12.B4 | XT0135:3 | PANEL A | 12.B4
XT0135:3 | JC | 0V | CLIP | --- | 12.B4 | XT0135:4 | PANEL A | 12.C4
XT0136:1 | JC | FU0139 | CLIP | --- | 13.A2 | XT0136:2 | PANEL A | 13.A2
XT0138:1 | JC | FU0136 | CLIP | --- | 12.A3 | XT0138:2 | PANEL A | 12.A3
XT0138:2 | JC | FU0136 | CLIP | --- | 12.A3 | XT0138:3 | PANEL A | 12.A3
XT0138:3 | JC | FU0136 | CLIP | --- | 12.A3 | XT0138:4 | PANEL A | 12.B3
XT0139:1 | JC | FU0137 | CLIP | --- | 12.A4 | XT0139:2 | PANEL A | 12.A4
XT0139:2 | JC | FU0137 | CLIP | --- | 12.A4 | XT0139:3 | PANEL A | 12.B4
AF0081:03 | SC | 008103 | WHT | 20 | 15.C7 | KA0130:14 | PANEL A | 15.D6
AF0081:35 | SC | 008135 | WHT | 20 | 15.C7 | KA0130:A1 | PANEL A | 15.C5
AF0081:07 | SC | JP2 | VIO | 20 | 29.D7 | AF0081:39 | PANEL A | 29.D7
AF0081:COM | SC | AF0081N | WHT | 16 | 8.A2 | AF0082:COM | PANEL A | 8.B3
AF0081:COM | SC | AU0080N | WHT | 20 | 8.A2 | AU0080:COM | PANEL A | 8.A1
AF0081:V+ | SC | AF0081P | WHT | 16 | 8.A2 | AF0082:V+ | PANEL A | 8.B3
AF0081:V+ | SC | AU0080P | WHT | 20 | 8.A2 | AU0080:V+ | PANEL A | 8.A1
AF0082:COM | SC | AF0082N | WHT | 16 | 8.B3 | AF0083:COM | PANEL A | 8.B3
AF0082:V+ | SC | AF0082P | WHT | 16 | 8.B3 | AF0083:V+ | PANEL A | 8.B3
AF0083:COM | SC | AF0083N | WHT | 16 | 8.B3 | AF0084:COM | PANEL A | 8.B4
AF0083:SH | SC | AF0083G | GRN | 14 | 8.B3 | AF0084:SH | PANEL A | 8.B4
AF0083:SH | SC | AU0080 | GRN | 14 | 8.B3 | AU0080: | PANEL A | 8.A1
AF0083:V+ | SC | AF0083P | WHT | 16 | 8.B3 | AF0084:V+ | PANEL A | 8.B4
AF0084:COM | SC | AF0084N | WHT | 16 | 8.B4 | AF0085:COM | PANEL A | 8.B4
AF0084:SH | SC | AF0084G | GRN | 14 | 8.B4 | AF0085:SH | PANEL A | 8.B4
AF0084:V+ | SC | AF0084P | WHT | 16 | 8.B4 | AF0085:V+ | PANEL A | 8.B4
AF0085:COM | SC | AF0085N | WHT | 16 | 8.B4 | AF0086:COM | PANEL A | 8.B5
AF0085:SH | SC | AF0085G | GRN | 14 | 8.B4 | AF0086:SH | PANEL A | 8.B5
AF0085:V+ | SC | AF0085P | WHT | 16 | 8.B4 | AF0086:V+ | PANEL A | 8.B5
AF0086:COM | SC | AF0086N | WHT | 16 | 8.B5 | AF0087:COM | PANEL A | 8.B6
AF0086:V+ | SC | AF0086P | WHT | 16 | 8.B5 | AF0087:V+ | PANEL A | 8.B6
AF0087:11 | SC | KA013624 | WHT | 20 | 13.B4 | KA0136:24 | PANEL A | 13.B3
AF0087:43 | SC | KA013621 | WHT | 20 | 13.B4 | KA0136:21 | PANEL A | 13.B3
AF0091:07 | SC | KA014114 | WHT | 20 | 13.C2 | KA0141:14 | PANEL A | 13.C2
AF0091:09 | SC | UJ0131OK2 | WHT | 20 | 11.B7 | UJ0131:OK2 | PANEL A | 11.B4
AF0091:39 | SC | KA014111 | WHT | 20 | 13.C2 | KA0141:11 | PANEL A | 13.C2
AF0091:41 | SC | UJ0131OK1 | WHT | 20 | 11.B7 | UJ0131:OK1 | PANEL A | 11.B4
AF0091:COM | SC | AF0091N | WHT | 16 | 8.D2 | AF0094:COM | PANEL A | 8.D4
AF0091:COM | SC | AU0090N | WHT | 20 | 8.D2 | AU0090:COM | PANEL A | 8.C1
AF0091:V+ | SC | AF0091P | WHT | 14 | 8.D2 | AF0094:V+ | PANEL A | 8.D4
AF0091:V+ | SC | AU0090P | WHT | 20 | 8.D2 | AU0090:V+ | PANEL A | 8.C1
AF0092:02 | SC | KA0133A1 | WHT | 20 | 60.A7 | KA0133:A1 | PANEL A | 13.C6
AF0092:04 | SC | 009204 | WHT | 20 | 30.A6 | KA2160:A1 | PANEL A | 30.A5
AF0092:06 | SC | KA013114 | WHT | 20 | 60.A7 | KA0131:14 | PANEL A | 13.D4
AF0092:07 | SC | 009207 | WHT | 20 | 30.A6 | KA2161:A1 | PANEL A | 30.B5
AF0092:08 | SC | 009208 | WHT | 20 | 65.A7 | KA3103:A1 | PANEL A | 65.A5
AF0092:20 | SC | 009220 | WHT | 20 | 30.A6 | KA2160:A2 | PANEL A | 30.A5
AF0092:23 | SC | 009223 | WHT | 20 | 30.A6 | KA2161:A2 | PANEL A | 30.B5
AF0092:24 | SC | 009224 | WHT | 20 | 65.A7 | KA3103:A2 | PANEL A | 65.A5
AF0092:COM | SC | 0V | WHT | 14 | 8.D3 | XT0081:1 | PANEL A | 8.D1
AF0092:V+ | SC | FU0091 | WHT | 14 | 8.D3 | FU0091:LD | PANEL A | 8.D1
AF0093:01 | SC | KA32201 | WHT | 20 | 63.A7 | KA3220:A1 | PANEL A | 63.B5
AF0093:02 | SC | KA32211 | WHT | 20 | 63.D7 | KA3221:A1 | PANEL A | 63.D5
AF0093:17 | SC | KA32202 | WHT | 20 | 63.A7 | KA3220:A2 | PANEL A | 63.B5
AF0093:18 | SC | KA32212 | WHT | 20 | 63.D7 | KA3221:A2 | PANEL A | 63.D5
AF0093:20 | SC | 009320 | WHT | 20 | 83.A7 | KA6211:A2 | PANEL A | 83.A6
AF0093:29 | SC | 009329 | WHT | 20 | 84.A7 | KA6212:A2 | PANEL A | 84.A6
AF0093:COM | SC | 0V | WHT | 14 | 8.D3 | XT0081:2 | PANEL A | 8.D1
AF0093:V+ | SC | FU0092 | WHT | 14 | 8.D3 | FU0092:LD | PANEL A | 8.D1
AF0094:00 | SC | 009400 | WHT | 20 | 11.C7 | XT0085:2 | PANEL A | 11.C6
AF0094:01 | SC | 0V | WHT | 20 | 11.C7 | XT0085:3 | PANEL A | 11.C6
AF0094:04 | SC | UJ0131VIN | WHT | 20 | 11.A7 | UJ0131:VIN | PANEL A | 11.B4
AF0094:05 | SC | 0V | WHT | 20 | 11.A7 | XT0135:4 | PANEL A | 12.C4
AF0094:06 | SC | UJ0131IOUT | WHT | 20 | 11.B7 | UJ0131:IOUT | PANEL A | 11.B4
AF0094:07 | SC | 0V | WHT | 20 | 11.B7 | XT0135:4 | PANEL A | 12.C4
AF0094:SH | SC | AU0090 | GRN | 14 | 8.D4 | AU0090:GND | PANEL A | 8.C1
AF0095:02 | SC | 009502 | WHT | 20 | 44.B7 | KA0221:11 | PANEL A | 44.B6
AF0095:COM | SC | 0V | WHT | 14 | 8.D4 | XT0081:2 | PANEL A | 8.D1
AF0095:V+ | SC | FU0093 | WHT | 14 | 8.D4 | FU0093:LD | PANEL A | 8.D1
AU0080:COM | SC | 0V | WHT | 14 | 8.A1 | XT0080:1 | PANEL A | 8.B1
AU0080:V+ | SC | FU0080 | WHT | 14 | 8.A1 | FU0080:LD | PANEL A | 8.B1
AU0090:COM | SC | 0V | WHT | 14 | 8.C1 | XT0081:1 | PANEL A | 8.D1
AU0090:V+ | SC | FU0090 | WHT | 14 | 8.C1 | FU0090:LD | PANEL A | 8.D1
FU0010:LI | SC | FU0137 | WHT | 14 | 12.A5 | FU0139:LI | PANEL A | 12.A5
FU0010:LI | SC | FU0137 | WHT | 14 | 12.A5 | XT0139:1 | PANEL A | 12.A4
FU0011:LD | SC | UJ0131P | WHT | 12 | 11.B3 | UJ0131:+ | PANEL A | 11.B4
FU0012:LI | SC | 523POS | --- | BUS | 11.B3 | FU0013:LI | PANEL A | 11.B3
FU0012:LI | SC | 523POS | --- | BUS | 11.B3 | XT0014:1 | PANEL A | 11.B2
FU0013:LI | SC | 523POS | --- | BUS | 11.B3 | FU0014:LI | PANEL A | 11.C3
FU0014:LI | SC | 523POS | --- | BUS | 11.C3 | FU0015:LI | PANEL A | 11.C3
FU0015:LI | SC | 523POS | --- | BUS | 11.C3 | FU0016:LI | PANEL A | 11.C3
FU0016:LI | SC | 523POS | --- | BUS | 11.C3 | FU0017:LI | PANEL A | 11.C3
FU0080:LI | SC | FU0137 | WHT | 14 | 8.B1 | XT0139:1 | PANEL A | 12.A4
FU0090:LI | SC | FU0137 | WHT | 14 | 8.D1 | XT0139:2 | PANEL A | 12.A4
FU0090:LI | SC | FU0137 | WHT | 14 | 8.D1 | FU0091:LI | PANEL A | 8.D1
FU0091:LI | SC | FU0137 | WHT | 14 | 8.D1 | FU0092:LI | PANEL A | 8.D1
FU0092:LI | SC | FU0137 | WHT | 14 | 8.D1 | FU0093:LI | PANEL A | 8.D1
FU0136:LD | SC | FU0136 | WHT | 10 | 12.A3 | XT0138:1 | PANEL A | 12.A3
FU0136:LI | SC | 24V | WHT | 10 | 12.A3 | UJ0131:OUT(+) | PANEL A | 11.B4
FU0137:LD | SC | FU0137 | WHT | 12 | 12.A4 | XT0139:1 | PANEL A | 12.A4
FU0137:LI | SC | FU0136 | WHT | 12 | 12.A4 | XT0138:1 | PANEL A | 12.A3
FU0139:LD | SC | FU0139 | WHT | 14 | 12.A5 | XT0136:1 | PANEL A | 13.A2
FU0139:LD | SC | FU0139 | WHT | 14 | 12.A5 | XT0085:1 | PANEL A | 11.C6
GR0131: | SC | GR0131 | GRN/YEL | 14 | 4.A3 | FRAME | PANEL A | 4.A3
GR0132: | SC | GR0132 | GRN/YEL | 14 | 4.A3 | FRAME | PANEL A | 4.A3
KA0130:A1 | SC | 008135 | WHT | 20 | 15.C5 | KA0130:11 | PANEL A | 15.D6
KA0131:11 | SC | KA0135A1 | WHT | 20 | 13.D4 | KA0135:A1 | PANEL A | 13.D6
KA0131:12 | SC | KA013724 | WHT | 20 | 13.D4 | KA0137:24 | PANEL A | 13.D3
KA0131:A1 | SC | KA0231A1 | WHT | 20 | 13.B6 | KA0132:A1 | PANEL A | 13.B6
KA0131:A1 | SC | KA0231A1 | WHT | 20 | 13.B6 | XT0136:10 | PANEL A | 13.B5
KA0131:A2 | SC | 0V | WHT | 20 | 13.B6 | KA0132:A2 | PANEL A | 13.B6
KA0131:A2 | SC | 0V | WHT | 20 | 13.B6 | KT0145:A2 | PANEL A | 13.B6
KA0132:11 | SC | FU0139 | WHT | 20 | 13.A3 | KA0133:11 | PANEL A | 13.A3
KA0132:11 | SC | FU0139 | WHT | 20 | 13.A3 | KT0145:15 | PANEL A | 13.D2
KA0132:12 | SC | KT0141A1 | WHT | 20 | 13.A3 | KT0142:A1 | PANEL A | 13.A6
KA0132:12 | SC | KT0141A1 | WHT | 20 | 13.A3 | KA0133:12 | PANEL A | 13.A3
KA0132:21 | SC | KA0138A1 | WHT | 20 | 13.D4 | KA0138:A1 | PANEL A | 13.D6
KA0132:22 | SC | KA013222 | WHT | 20 | 13.D4 | KA0137:14 | PANEL A | 13.D3
KA0132:22 | SC | KA013222 | WHT | 20 | 13.D4 | KT0141:18 | PANEL A | 13.D2
KA0132:24 | SC | KA013224 | WHT | 20 | 13.D4 | KA0134:14 | PANEL A | 13.D3
KA0132:A1 | SC | KA0231A1 | WHT | 20 | 13.B6 | KA0141:A1 | PANEL A | 13.C6
KA0132:A2 | SC | 0V | WHT | 20 | 13.B6 | KA0141:A2 | PANEL A | 13.C6
KA0133:11 | SC | FU0139 | WHT | 20 | 13.A3 | KA0134:11 | PANEL A | 13.D3
KA0133:A2 | SC | 0V | WHT | 20 | 13.C6 | KA0134:A2 | PANEL A | 13.C6
KA0133:A2 | SC | 0V | WHT | 20 | 13.C6 | KA0141:A2 | PANEL A | 13.C6
KA0134:11 | SC | FU0139 | WHT | 20 | 13.D3 | KA0136:11 | PANEL A | 13.B4
KA0134:A1 | SC | KA0134A1 | WHT | 20 | 13.C6 | AF0091:12 | PANEL A | 62.C7
KA0134:A2 | SC | 0V | WHT | 20 | 13.C6 | KA0144:A2 | PANEL A | 13.C6
KA0135:A1 | SC | KA0135A1 | WHT | 20 | 13.D6 | KA0144:A1 | PANEL A | 13.C6
KA0135:A2 | SC | 0V | WHT | 20 | 13.D6 | KA0136:A2 | PANEL A | 13.D6
KA0135:A2 | SC | 0V | WHT | 20 | 13.D6 | KA0144:A2 | PANEL A | 13.C6
KA0136:11 | SC | FU0139 | WHT | 20 | 13.B4 | KA0137:21 | PANEL A | 13.D3
KA0136:14 | SC | KA013821 | WHT | 20 | 13.B4 | KA0138:21 | PANEL A | 13.B5
KA0136:A1 | SC | PS32002 | WHT | 20 | 13.D6 | XT0136:5 | PANEL A | 59.D5
KA0136:A2 | SC | 0V | WHT | 20 | 13.D6 | KA0137:A2 | PANEL A | 13.D6
KA0137:11 | SC | FU0139 | WHT | 20 | 13.D3 | KA0137:21 | PANEL A | 13.D3
KA0137:24 | SC | KA013724 | WHT | 20 | 13.D3 | AF0087:09 | PANEL A | 13.C4
KA0137:A1 | SC | KA0137A1 | WHT | 20 | 13.D6 | KT0142:18 | PANEL A | 13.D2
KA0137:A2 | SC | 0V | WHT | 20 | 13.D6 | KA0138:A2 | PANEL A | 13.D6
KA0138:11 | SC | KM3170EP,WHT | WHT | 20 | 62.C5 | XT0136:13 | PANEL A | 62.C5
KA0138:14 | SC | FU0139 | WHT | 20 | 62.C5 | XT0136:11 | PANEL A | 62.C6
KA0138:24 | SC | KT0144B1 | WHT | 20 | 13.B5 | KT0144:B1 | PANEL A | 13.B6
KA0141:21 | SC | KT0146A1 | WHT | 20 | 13.B2 | KT0146:A1 | PANEL A | 13.B2
KA0141:24 | SC | FU0139 | WHT | 20 | 13.B2 | XT0136:2 | PANEL A | 13.A2
KT0140:15 | SC | FU0139 | WHT | 20 | 13.D1 | KT0142:15 | PANEL A | 13.D2
KT0140:15 | SC | FU0139 | WHT | 20 | 13.A2 | XT0136:2 | PANEL A | 13.A2
KT0140:16 | SC | KT014115 | WHT | 20 | 13.D1 | KT0141:15 | PANEL A | 13.D2
KT0140:18 | SC | KT0143A1 | WHT | 20 | 13.A2 | KT0143:A1 | PANEL A | 13.A6
KT0140:A1 | SC | KT0140A1 | WHT | 20 | 13.A6 | KT0143:16 | PANEL A | 13.A5
KT0140:A2 | SC | 0V | WHT | 20 | 13.A6 | KT0141:A2 | PANEL A | 13.A6
KT0140:A2 | SC | 0V | WHT | 20 | 13.A6 | XT0136:3 | PANEL A | 13.A2
KT0141:18 | SC | KA013222 | WHT | 20 | 13.D2 | KT0144:18 | PANEL A | 13.D2
KT0141:A1 | SC | KT0141A1 | WHT | 20 | 13.A6 | KT0143:15 | PANEL A | 13.A5
KT0141:A1 | SC | KT0141A1 | WHT | 20 | 13.A6 | KT0142:A1 | PANEL A | 13.A6
KT0141:A2 | SC | 0V | WHT | 20 | 13.A6 | KT0142:A2 | PANEL A | 13.A6
KT0142:15 | SC | FU0139 | WHT | 20 | 13.D2 | KT0144:A1 | PANEL A | 13.B6
KT0142:18 | SC | KA0137A1 | WHT | 20 | 13.D2 | KT0145:18 | PANEL A | 13.D2
KT0142:A2 | SC | 0V | WHT | 20 | 13.A6 | KT0143:A2 | PANEL A | 13.A6
KT0143:A2 | SC | 0V | WHT | 20 | 13.A6 | KT0144:A2 | PANEL A | 13.B6
KT0144:15 | SC | FU0139 | WHT | 20 | 13.D2 | KT0145:15 | PANEL A | 13.D2
KT0144:15 | SC | FU0139 | WHT | 20 | 13.D2 | KT0144:A1 | PANEL A | 13.B6
KT0144:A2 | SC | 0V | WHT | 20 | 13.B6 | KT0145:A2 | PANEL A | 13.B6
PEG0130:3 | SC | 0V | GRN/YEL | 12 | 12.B4 | XT0135:3 | PANEL A | 12.B4
RR0851: -3.01K OHM | SC | FU0139 | LEAD | --- | 11.C6 | XT0085:1 | PANEL A | 11.C6
RR0851: -3.01K OHM | SC | 009400 | LEAD | --- | 11.C6 | XT0085:2 | PANEL A | 11.C6
RR0852: -1.0K OHM | SC | 0V | LEAD | --- | 11.C6 | XT0085:3 | PANEL A | 11.C6
RR0852: -1.0K OHM | SC | 009400 | LEAD | --- | 11.C6 | XT0085:2 | PANEL A | 11.C6
UJ0131:- | SC | 521NEG | WHT | 12 | 11.B4 | XT0011:1 | PANEL A | 11.B3
UJ0131:G | SC | UJ0131G | GRN/YEL | 12 | 11.B4 | FRAME | PANEL A | 11.B4
UJ0131:OUT(-) | SC | 0V | WHT | 14 | 11.B4 | XT0134:1 | PANEL A | 12.B3
XT0080:1 | SC | 0V | WHT | 14 | 8.B1 | XT0135:2 | PANEL A | 12.B4
XT0085:3 | SC | 0V | WHT | 14 | 11.C6 | XT0135:4 | PANEL A | 12.C4
XT0135:1 | SC | 0V | WHT | 14 | 12.B4 | XT0134:1 | PANEL A | 12.B3
XT0135:1 | SC | 0V | WHT | 14 | 12.B4 | XT0136:3 | PANEL A | 13.A2
XT0135:2 | SC | 0V | WHT | 14 | 12.B4 | XT0081:1 | PANEL A | 8.D1
XT0136:1 | SC | FU0139 | WHT | 20 | 13.A2 | XT0136:11 | PANEL A | 62.C6
XT0136:12 | SC | 0V | WHT | 20 | 62.C6 | XT0136:3 | PANEL A | 13.A2
XT0136:4 | SC | FU0139 | WHT | 20 | 59.D5 | XT0136:1 | PANEL A | 13.A2
AU0080:L1 | WC0009 | AU0090L2 | ENET | CABLE | 2.A5 | AU0090:L2 | PANEL A | 2.A4
XT0138:3 | SC | FU0136 | WHT | 14 | 12.A3 | FU1100:LI | JB70 | 28.D3
XT0134:3 | SC | 0V | WHT | 14 | 12.B3 | XT0334:1 | GENERATOR PANEL | 17.C2
XT0136:10 | SC | KA0231A1 | WHT | 20 | 13.B5 | XT0334:2 | GENERATOR PANEL | 17.C2
XT0138:3 | SC | FU0136 | WHT | 12 | 12.A3 | XT0332:1 | GENERATOR PANEL | 17.B2
AF0081:04 | SC | SB0472B212 | WHT | 20 | 27.B7 | SB0472:B2-12 | JB70 | 27.B1
AF0081:36 | SC | SB0472B211 | WHT | 20 | 27.B7 | SB0472:B2-11 | JB70 | 27.B1
AF0087:00 | SC | SH047114 | WHT | 20 | 26.A7 | SH0471:14 | JB70 | 26.A1
AF0087:01 | SC | SH047012 | WHT | 20 | 26.B7 | SH0470:12 | JB70 | 26.B1
AF0087:02 | SC | SB047112 | WHT | 20 | 26.D7 | SB0471:12 | JB70 | 26.D1
AF0087:03 | SC | SB047314 | WHT | 20 | 26.D7 | SB0473:14 | JB70 | 26.D1
AF0087:04 | SC | SB047414 | WHT | 20 | 27.A7 | SB0474:14 | JB70 | 27.A1
AF0087:05 | SC | SA047312 | WHT | 20 | 27.D7 | SA0473:12 | JB70 | 27.D1
AF0087:06 | SC | SA047314 | WHT | 20 | 27.D7 | SA0473:14 | JB70 | 27.D1
AF0087:07 | SC | SA0471B214 | WHT | 20 | 27.A7 | SA0471:B2-14 | JB70 | 27.A1
AF0087:08 | SC | SA0471B114 | WHT | 20 | 27.B7 | SA0471:B1-14 | JB70 | 27.B1
AF0087:32 | SC | SH047113 | WHT | 20 | 26.A7 | SH0471:13 | JB70 | 26.A1
AF0087:33 | SC | SH047011 | WHT | 20 | 26.B7 | SH0470:11 | JB70 | 26.B1
AF0087:34 | SC | SB047111 | WHT | 20 | 26.D7 | SB0471:11 | JB70 | 26.D1
AF0087:35 | SC | SB047313 | WHT | 20 | 26.D7 | SB0473:13 | JB70 | 26.D1
AF0087:36 | SC | SB047413 | WHT | 20 | 27.A7 | SB0474:13 | JB70 | 27.A1
AF0087:37 | SC | SA047311 | WHT | 20 | 27.D7 | SA0473:11 | JB70 | 27.D1
AF0087:38 | SC | SA047313 | WHT | 20 | 27.D7 | SA0473:13 | JB70 | 27.D1
AF0087:39 | SC | SA0471B213 | WHT | 20 | 27.A7 | SA0471:B2-13 | JB70 | 27.A1
AF0087:40 | SC | SA0471B113 | WHT | 20 | 27.B7 | SA0471:B1-13 | JB70 | 27.B1
AF0091:14 | SC | SA0472B214 | WHT | 20 | 27.C7 | SA0472:B2-14 | JB70 | 27.C1
AF0091:15 | SC | SA0472B114 | WHT | 20 | 27.C7 | SA0472:B1-14 | JB70 | 27.C1
AF0091:46 | SC | SA0472B213 | WHT | 20 | 27.C7 | SA0472:B2-13 | JB70 | 27.C1
AF0091:47 | SC | SA0472B113 | WHT | 20 | 27.C7 | SA0472:B1-13 | JB70 | 27.C1
AF0093:06 | SC | SH0470X2 | WHT | 20 | 26.B7 | SH0470:X2 | JB70 | 26.B1
AF0093:15 | SC | SH0471X2 | WHT | 20 | 26.A7 | SH0471:X2 | JB70 | 26.A1
AF0093:22 | SC | SH0470X1 | WHT | 20 | 26.B7 | SH0470:X1 | JB70 | 26.B1
AF0093:31 | SC | SH0471X1 | WHT | 20 | 26.A7 | SH0471:X1 | JB70 | 26.A1
PEG0130:4 | SC | PEG01304 | GRN/YEL | 14 | 28.D6 | AT1100:GND | JB70 | 28.D3
XT0134:3 | SC | 0V | WHT | 14 | 12.B3 | AT1100:NEG | JB70 | 28.D3
XT0137:1 | SC | ESTOPA | WHT | 20 | 27.B5 | SB0472:B1-11 | JB70 | 27.B1
XT0137:2 | SC | ESTOP | WHT | 20 | 27.B5 | SB0472:B1-12 | JB70 | 27.B1
XT0137:3 | SC | SH047111 | WHT | 20 | 26.A5 | SH0471:11 | JB70 | 26.A1
XT0137:4 | SC | SH047112 | WHT | 20 | 26.A5 | SH0471:12 | JB70 | 26.A1
XT0137:5 | SC | SH047013 | WHT | 20 | 26.B5 | SH0470:13 | JB70 | 26.B1
XT0137:6 | SC | SH047014 | WHT | 20 | 26.B5 | SH0470:14 | JB70 | 26.B1
AF0092:12 | SC | 009212 | WHT | 20 | 10.D3 | KA0875:A1 | JB70 LEFT RAIL | 10.D2
AF0092:28 | SC | 009228 | WHT | 20 | 10.D3 | KA0875:A2 | JB70 LEFT RAIL | 10.D2
AF0093:04 | SC | 009304 | WHT | 20 | 83.A7 | XT0171:2 | JB70 LEFT RAIL | 83.A6
AF0093:13 | SC | 009313 | WHT | 20 | 84.A7 | XT0171:6 | JB70 LEFT RAIL | 84.A6
AF0093:36 | SC | 009336 | WHT | 20 | 83.A7 | KA0176:14 | JB70 LEFT RAIL | 83.A6
AF0093:45 | SC | 009345 | WHT | 20 | 84.A7 | KA0177:14 | JB70 LEFT RAIL | 84.A6
KA0144:22 | SC | KA014422 | WHT | 20 | 83.A6 | KA0176:A1 | JB70 LEFT RAIL | 83.B5
XT0134:2 | SC | 0V | WHT | 14 | 12.B3 | XT0170:3 | JB70 LEFT RAIL | 10.A2
XT0138:2 | SC | FU0136 | WHT | 12 | 12.A3 | FU0170:LI | JB70 LEFT RAIL | 10.A2
AF0093:12 | SC | 009312 | WHT | 20 | 28.B7 | PC0470:INP_A | JB70 RIGHT RAIL | 28.B5
AF0093:28 | SC | 009328 | WHT | 20 | 28.B7 | PC0470:-PWR | JB70 RIGHT RAIL | 28.B5
AF0093:44 | SC | 009344 | WHT | 20 | 28.B7 | PC0470:+PWR | JB70 RIGHT RAIL | 28.B5
AF0081:00 | SC | UA1200J21 | WHT | 20 | 14.A7 | KA0241:11 | PANEL B | 14.A5
AF0081:01 | SC | KA024314 | WHT | 20 | 14.B7 | KA0243:14 | PANEL B | 14.B6
AF0081:02 | SC | KA024524 | WHT | 20 | 14.B7 | KA0245:24 | PANEL B | 14.B6
AF0081:08 | SC | KA024214 | WHT | 20 | 14.C7 | KA0242:14 | PANEL B | 14.C6
AF0081:09 | SC | KA023924 | WHT | 20 | 14.A7 | KA0239:24 | PANEL B | 14.B6
AF0081:19 | SC | UA1200J27 | WHT | 20 | 15.C7 | UA1200:J2-7 | PANEL B | 15.B3
AF0081:33 | SC | KA024311 | WHT | 20 | 14.B7 | KA0243:11 | PANEL B | 14.B6
AF0081:34 | SC | KA024521 | WHT | 20 | 14.B7 | KA0245:21 | PANEL B | 14.B6
AF0081:41 | SC | KA023921 | WHT | 20 | 14.A7 | KA0239:21 | PANEL B | 14.B6
AF0086:SH | SC | IEG023011 | GRN | 14 | 8.B5 | IEG0230:11 | PANEL B | 8.B6
AF0092:13 | SC | 009213 | WHT | 20 | 26.C7 | XT0237:2 T2 | PANEL B | 26.C5
AF0094:SH | SC | IEG02302 | GRN | 14 | 8.D4 | IEG0230:2 | PANEL B | 8.D4
AF0095:18 | SC | SV21202 | WHT | 20 | 44.B7 | XT0060:4 | PANEL B | 44.B5
FU0016:LD | SC | FU0016 | WHT | 14 | 11.C3 | KA0237:14 | PANEL B | 42.D6
GR0133: | SC | IEG02307 | GRN | 14 | 4.A4 | IEG0230:7 | PANEL B | 4.A4
GR0134: | SC | IEG023010 | GRN | 14 | 4.A4 | IEG0230:10 | PANEL B | 4.A4
KA0130:A2 | SC | UA1200J26 | WHT | 20 | 15.C5 | UA1200:J2-6 | PANEL B | 15.B3
KA0134:A1 | SC | KA0134A1 | WHT | 20 | 13.C6 | AF0067:12 | PANEL B | 62.D7
KA0141:21 | SC | KT0146A1 | WHT | 20 | 13.B2 | KA0241:21 | PANEL B | 13.B2
KA0141:24 | SC | FU0139 | WHT | 20 | 13.B2 | KA0241:24 | PANEL B | 13.B2
KA0144:21 | SC | KA023222 | WHT | 20 | 83.A6 | KA0232:22 | PANEL B | 83.A6
KA0144:22 | SC | KA014422 | WHT | 20 | 83.A6 | KA0249:12 | PANEL B | 83.A6
KA0221:14 | SC | KA022111 | WHT | 20 | 44.B6 | KA0235:24 | PANEL B | 44.B5
KA0221:A1 | SC | 007602 | WHT | 20 | 44.B6 | AF0076:02 | PANEL B | 44.B7
KA0221:A2 | SC | 007618 | WHT | 20 | 44.B6 | AF0076:18 | PANEL B | 44.B7
KA6211:A1 | SC | KA6211A1 | WHT | 20 | 83.A6 | KA0246:14 | PANEL B | 83.A5
KA6212:A1 | SC | KA6212A1 | WHT | 20 | 84.A6 | KA0247:14 | PANEL B | 84.A5
KT0145:A1 | SC | KA024412 | WHT | 20 | 13.B6 | KA0244:12 | PANEL B | 14.D4
KT0146:15 | SC | KT014615 | WHT | 20 | 14.C6 | AF0076:10 | PANEL B | 14.C7
KT0146:18 | SC | KA024214 | WHT | 20 | 14.C6 | KA0231:14 | PANEL B | 14.C6
KT0146:A2 | SC | KT0146A2 | WHT | 20 | 13.B2 | AF0076:29 | PANEL B | 13.B2
KT0146:B1 | SC | KT0146B1 | WHT | 20 | 13.B2 | AF0076:13 | PANEL B | 13.B2
XT0134:4 | SC | 0V | WHT | 12 | 12.B3 | XT0235:1 | PANEL B | 12.D4
XT0135:1 | SC | 0V | WHT | 14 | 12.B4 | KA1020:24 | PANEL B | 32.A5
XT0135:2 | SC | 0V | WHT | 16 | 12.B4 | BA1100:NEG | PANEL B | 28.D1
XT0136:1 | SC | FU0139 | WHT | 20 | 13.A2 | XT0240:12 | PANEL B | 14.C4
XT0136:10 | SC | KA0231A1 | WHT | 20 | 13.B5 | KA0242:11 | PANEL B | 14.C6
XT0136:3 | SC | 0V | WHT | 14 | 13.A2 | XT0240:10 | PANEL B | 14.D3
XT0136:6 | SC | PS32004 | WHT | 20 | 59.D5 | KA0240:11 | PANEL B | 59.D6
XT0136:7 | SC | UF1300 | WHT | 20 | 59.D6 | KA0240:14 | PANEL B | 59.D6
XT0137:1 | SC | ESTOPA | WHT | 20 | 27.B5 | XT0240:3 | PANEL B | 14.A3
XT0137:2 | SC | ESTOP | WHT | 20 | 27.B5 | XT0240:4 | PANEL B | 14.A3
XT0138:4 | SC | FU0136 | WHT | 12 | 12.B3 | FU0210:LI | PANEL B | 12.C4
XT0139:1 | SC | FU0137 | WHT | 16 | 12.A4 | FU1101:LI | PANEL B | 28.C2
XT0139:3 | SC | FU0137 | WHT | 14 | 12.B4 | FU0211:LI | PANEL B | 12.B4
AU0080:L2 | WC0008 | AU0080L2 | ENET | CABLE | 2.A5 | AU0070:L1 | PANEL B | 2.A6
FU0010:LD | SC | FU0010 | WHT | 14 | 12.A5 | UV0600:(+) | PLC PANEL | 5.B2
XT0135:1 | SC | 0V | WHT | 14 | 12.B4 | UV0600:(-) | PLC PANEL | 5.B2
AU0090:L1 | WC0003 | AP0603L2 | ENET | CABLE | 2.A4 | AP0603:L2 | PLC PANEL | 2.A3
SolarTools ver. 24.0.84.24712 (Jul 31, 2025)
Report date: 1/27/2026 1:22 PM

## PANEL B
PANEL B
JB70
Project # | 9A861
Project Name | ECOPETROL SA
Revision | A
Controls DE | D.GRANT
Phone: | 0
Controls ME | M.CUNNINGHAM
Phone:
From | [5 empty] | To
Device ID | Cable (W) Conductor (SC) Jumper Clip (JC) | Wire No. | Wire ID | Gauge/Size | Page/Zone | Device ID | Location | Page/Zone
AF0062:20 | SC | SV1420BN | LEAD | --- | 33.A7 | VD1421:+ | PANEL B | 33.A2
KA0233:21 | SC | SV1420BP | LEAD | --- | 33.A6 | VD1421:- | PANEL B | 33.A2
XT0060:1 | JC | 0V | CLIP | --- | 9.D1 | XT0060:2 | PANEL B | 9.D1
XT0233:1 | JC | FU0210 | CLIP | --- | 12.C4 | XT0233:2 | PANEL B | 12.C4
XT0233:2 | JC | FU0210 | CLIP | --- | 12.C4 | XT0233:3 | PANEL B | 12.C4
XT0235:1 | JC | 0V | CLIP | --- | 12.D4 | XT0235:2 | PANEL B | 12.D4
XT0235:2 | JC | 0V | CLIP | --- | 12.D4 | XT0235:3 | PANEL B | 12.D4
XT0240:11 | JC | FU0139 | CLIP | --- | 14.C4 | XT0240:12 | PANEL B | 14.C4
XT0240:9 | JC | 0V | CLIP | --- | 14.D3 | XT0240:10 | PANEL B | 14.D3
AF0061:COM | SC | 0V | WHT | 14 | 9.C2 | XT0060:2 | PANEL B | 9.D1
AF0061:V+ | SC | FU0061 | WHT | 14 | 9.C2 | FU0061:LD | PANEL B | 9.D1
AF0062:00 | SC | 006200 | WHT | 20 | 45.A7 | KA0222:11 | PANEL B | 45.A6
AF0062:02 | SC | SV1420P | WHT | 20 | 33.A7 | XT0061:1 | PANEL B | 33.A6
AF0062:04 | SC | 006204 | WHT | 20 | 33.A7 | KA0233:24 | PANEL B | 33.A6
AF0062:12 | SC | SV1440P | WHT | 20 | 34.A7 | XT0061:2 | PANEL B | 34.A6
AF0062:14 | SC | 006214 | WHT | 20 | 34.A7 | KA0234:24 | PANEL B | 34.A5
AF0062:16 | SC | SV21242 | WHT | 20 | 45.A7 | XT0060:6 | PANEL B | 45.A5
AF0062:34 | SC | 006234 | WHT | 20 | 33.A7 | KA0233:14 | PANEL B | 33.A6
AF0062:44 | SC | 006244 | WHT | 20 | 34.A7 | KA0234:14 | PANEL B | 34.A5
AF0062:COM | SC | 0V | WHT | 14 | 9.C3 | XT0060:2 | PANEL B | 9.D1
AF0062:V+ | SC | FU0062 | WHT | 14 | 9.C3 | FU0062:LD | PANEL B | 9.D1
AF0063:COM | SC | AF0063N | WHT | 16 | 9.C3 | AF0064:COM | PANEL B | 9.C4
AF0063:COM | SC | AU0060N | WHT | 16 | 9.C3 | AU0060:COM | PANEL B | 9.C2
AF0063:V+ | SC | AF0063P | WHT | 16 | 9.C3 | AF0064:V+ | PANEL B | 9.C4
AF0063:V+ | SC | AU0060P | WHT | 16 | 9.C3 | AU0060:V+ | PANEL B | 9.C2
AF0064:COM | SC | AF0064N | WHT | 16 | 9.C4 | AF0065:COM | PANEL B | 9.C5
AF0064:SH | SC | AF0064G | GRN | 14 | 9.C4 | AF0065:SH | PANEL B | 9.C5
AF0064:SH | SC | AU0060 | GRN | 14 | 9.C4 | AU0060:GND | PANEL B | 9.C2
AF0064:V+ | SC | AF0064P | WHT | 16 | 9.C4 | AF0065:V+ | PANEL B | 9.C5
AF0065:COM | SC | AF0065N | WHT | 16 | 9.C5 | AF0068:COM | PANEL B | 9.C6
AF0065:SH | SC | AF0065G | WHT | 14 | 9.C5 | AF0066:SH | PANEL B | 9.C5
AF0065:V+ | SC | AF0065P | WHT | 16 | 9.C5 | AF0068:V+ | PANEL B | 9.C6
AF0066:COM | SC | 0V | WHT | 14 | 9.C5 | XT0060:2 | PANEL B | 9.D1
AF0066:SH | SC | AF0066G | WHT | 14 | 9.C5 | AF0068:SH | PANEL B | 9.C6
AF0066:V+ | SC | FU0063 | WHT | 16 | 9.C5 | FU0063:LD | PANEL B | 9.D1
AF0067:COM | SC | 0V | WHT | 14 | 9.C6 | XT0060:2 | PANEL B | 9.D1
AF0067:V+ | SC | FU0064 | WHT | 16 | 9.C6 | FU0064:LD | PANEL B | 9.D1
AF0068:SH | SC | IEG02304 | GRN | 14 | 9.C6 | IEG0230:4 | PANEL B | 9.D7
AF0071:COM | SC | AF0071N | WHT | 16 | 9.B2 | AF0072:COM | PANEL B | 9.A3
AF0071:COM | SC | AU0070N | WHT | 16 | 9.B2 | AU0070:COM | PANEL B | 9.A2
AF0071:SH | SC | AF0071G | GRN | 14 | 9.B2 | AF0072:SH | PANEL B | 9.A3
AF0071:SH | SC | AU0070 | GRN | 14 | 9.B2 | AU0070:GND | PANEL B | 9.A2
AF0071:V+ | SC | AF0071P | WHT | 16 | 9.B2 | AF0072:V+ | PANEL B | 9.A3
AF0071:V+ | SC | AU0070P | WHT | 16 | 9.B2 | AU0070:V+ | PANEL B | 9.A2
AF0072:COM | SC | AF0072N | WHT | 16 | 9.A3 | AF0073:COM | PANEL B | 9.B3
AF0072:SH | SC | AF0072G | GRN | 14 | 9.A3 | AF0073:SH | PANEL B | 9.B3
AF0072:V+ | SC | AF0072P | WHT | 16 | 9.A3 | AF0073:V+ | PANEL B | 9.B3
AF0073:COM | SC | AF0073N | WHT | 16 | 9.B3 | AF0074:COM | PANEL B | 9.B4
AF0073:SH | SC | AF0073G | GRN | 14 | 9.B3 | AF0074:SH | PANEL B | 9.B4
AF0073:V+ | SC | AF0073P | WHT | 16 | 9.B3 | AF0074:V+ | PANEL B | 9.B4
AF0074:COM | SC | AF0074N | WHT | 16 | 9.B4 | AF0075:COM | PANEL B | 9.A5
AF0074:SH | SC | AF0074G | GRN | 14 | 9.B4 | AF0075:SH | PANEL B | 9.A5
AF0074:V+ | SC | AF0074P | WHT | 16 | 9.B4 | AF0075:V+ | PANEL B | 9.A5
AF0075:COM | SC | AF0075N | WHT | 16 | 9.A5 | AF0077:COM | PANEL B | 9.B6
AF0075:SH | SC | AF0075G | GRN | 14 | 9.A5 | AF0077:SH | PANEL B | 9.B6
AF0075:V+ | SC | AF0075P | WHT | 16 | 9.A5 | AF0077:V+ | PANEL B | 9.B6
AF0076:00 | SC | 007600 | WHT | 20 | 42.C7 | KA0217:A1 | PANEL B | 42.C5
AF0076:04 | SC | 007604 | WHT | 20 | 45.A7 | KA0222:A1 | PANEL B | 45.A6
AF0076:08 | SC | 007608 | WHT | 20 | 28.A7 | KA1020:A1 | PANEL B | 28.A5
AF0076:11 | SC | UA1200J14 | WHT | 20 | 15.C7 | UA1200:J1-4 | PANEL B | 15.B3
AF0076:12 | SC | 007612 | WHT | 20 | 15.C7 | XT0237:1 B2 | PANEL B | 15.C5
AF0076:16 | SC | 007616 | WHT | 20 | 42.C7 | KA0217:A2 | PANEL B | 42.C5
AF0076:20 | SC | 007620 | WHT | 20 | 45.A7 | KA0222:A2 | PANEL B | 45.A6
AF0076:24 | SC | 007624 | WHT | 20 | 28.A7 | KA1020:A2 | PANEL B | 28.A5
AF0076:26 | SC | KA0231A2 | WHT | 20 | 14.C7 | KA0231:A2 | PANEL B | 14.C6
AF0076:COM | SC | 0V | WHT | 14 | 9.A5 | XT0070:1 | PANEL B | 9.B1
AF0076:V+ | SC | FU0071 | WHT | 16 | 9.A5 | FU0071:LD | PANEL B | 9.B1
AF0077:SH | SC | IEG02305 | GRN | 14 | 9.B6 | IEG0230:5 | PANEL B | 9.B6
XT0240:3 | SC | JW1 | CLIP | -- | 14.A3 | XT0240:2 | PANEL B | 14.A3
XT0240:2 | SC | JP0 | VIO | 20 | 14.A3 | XT0240:1 | PANEL B | 14.A3
AU0060:COM | SC | 0V | WHT | 14 | 9.C2 | XT0060:1 | PANEL B | 9.D1
AU0060:V+ | SC | FU0060 | WHT | 14 | 9.C2 | FU0060:LD | PANEL B | 9.C1
AU0070:COM | SC | 0V | WHT | 14 | 9.A2 | XT0070:1 | PANEL B | 9.B1
AU0070:V+ | SC | FU0070 | WHT | 16 | 9.A2 | FU0070:LD | PANEL B | 9.B1
BA1100:POS | SC | FU1101LD | WHT | 16 | 28.D1 | FU1101:LD | PANEL B | 28.C2
FU0060:LI | SC | FU0210 | WHT | 14 | 9.C1 | XT0233:1 | PANEL B | 12.C4
FU0060:LI | SC | FU0210 | WHT | 14 | 9.C1 | FU0061:LI | PANEL B | 9.D1
FU0061:LI | SC | FU0210 | WHT | 14 | 9.D1 | FU0062:LI | PANEL B | 9.D1
FU0062:LI | SC | FU0210 | WHT | 14 | 9.D1 | FU0063:LI | PANEL B | 9.D1
FU0063:LI | SC | FU0210 | WHT | 14 | 9.D1 | FU0064:LI | PANEL B | 9.D1
FU0070:LI | SC | FU0210 | WHT | 14 | 9.B1 | XT0233:2 | PANEL B | 12.C4
FU0070:LI | SC | FU0210 | WHT | 14 | 9.B1 | FU0071:LI | PANEL B | 9.B1
FU0210:LD | SC | FU0210 | WHT | 12 | 12.C4 | XT0233:1 | PANEL B | 12.C4
FU0211:LD | SC | FU0211 | WHT | 14 | 12.B4 | KA1020:14 | PANEL B | 32.A5
FU0212:LD | SC | FU0212 | WHT | 16 | 12.C5 | KA0248:21 | PANEL B | 15.C6
FU0212:LD | SC | FU0212 | WHT | 16 | 12.C5 | XT0233:4 | PANEL B | 15.D5
FU0212:LI | SC | FU0210 | WHT | 14 | 12.C5 | XT0233:1 | PANEL B | 12.C4
GR0231: | SC | IEG02306 | GRN | 14 | 4.A3 | IEG0230:6 | PANEL B | 4.A3
GR0232: | SC | GR0232 | GRN/YEL | 14 | 4.A3 | FRAME | PANEL B | 4.A3
GR0233: | SC | GR0233 | GRN | 14 | 4.A4 | IEG0230:3 | PANEL B | 4.A4
IEG0230:8 | SC | IEG02308 | GRN | 16 | 15.D6 | UA1200:J3-4 | PANEL B | 15.B3
KA0217:11 | SC | FCE213019 | WHT | 14 | 42.D5 | XT2130:1 | PANEL B | 42.D5
KA0217:14 | SC | KA021714 | WHT | 14 | 42.D5 | KA0237:11 | PANEL B | 42.D6
KA0222:14 | SC | KA022211 | WHT | 20 | 45.A6 | KA0236:24 | PANEL B | 45.A5
KA0231:11 | SC | KA0231A1 | WHT | 20 | 14.C6 | KA0242:11 | PANEL B | 14.C6
KA0231:11 | SC | KA0231A1 | WHT | 20 | 14.C6 | KA0231:A1 | PANEL B | 14.C6
KA0231:14 | SC | KA024214 | WHT | 20 | 14.C6 | KA0242:14 | PANEL B | 14.C6
KA0231:21 | SC | KA023121 | WHT | 20 | 14.A4 | KA0245:14 | PANEL B | 14.A4
KA0231:A1 | SC | KA0231A1 | WHT | 20 | 14.C6 | KA0232:A1 | PANEL B | 14.D6
KA0231:A2 | SC | KA0231A2 | WHT | 20 | 14.C6 | KA0232:A2 | PANEL B | 14.D6
KA0232:22 | SC | KA023222 | WHT | 20 | 83.A6 | KA0249:11 | PANEL B | 83.A6
KA0232:A1 | SC | KA0231A1 | WHT | 20 | 14.D6 | KA0233:A1 | PANEL B | 14.D6
KA0232:A2 | SC | KA0231A2 | WHT | 20 | 14.D6 | KA0233:A2 | PANEL B | 14.D6
KA0233:11 | SC | SV1420P | WHT | 16 | 33.A6 | XT0061:1 | PANEL B | 33.A6
KA0233:A1 | SC | KA0231A1 | WHT | 20 | 14.D6 | KA0234:A1 | PANEL B | 14.D6
KA0233:A2 | SC | KA0231A2 | WHT | 20 | 14.D6 | KA0234:A2 | PANEL B | 14.D6
KA0234:11 | SC | SV1440P | WHT | 16 | 34.A5 | XT0061:2 | PANEL B | 34.A6
KA0235:11 | SC | UA1200J21 | WHT | 20 | 14.A5 | KA0241:11 | PANEL B | 14.A5
KA0235:11 | SC | UA1200J21 | WHT | 20 | 14.A5 | XT0060:3 | PANEL B | 15.D5
KA0235:14 | SC | KA024114 | WHT | 20 | 14.A5 | KA0241:14 | PANEL B | 14.A5
KA0235:A1 | SC | ESTOP | WHT | 20 | 14.A2 | KA0236:A1 | PANEL B | 14.B2
KA0235:A1 | SC | ESTOP | WHT | 20 | 14.A2 | XT0240:4 | PANEL B | 14.A3
KA0236:11 | SC | FU0139 | WHT | 20 | 14.D4 | KA0244:11 | PANEL B | 14.D4
KA0236:11 | SC | FU0139 | WHT | 20 | 14.D4 | XT0240:12 | PANEL B | 14.C4
KA0236:12 | SC | KA023612 | WHT | 20 | 14.D4 | XT0240:13 | PANEL B | 14.D4
KA0236:A1 | SC | ESTOP | WHT | 20 | 14.B2 | KA0237:A1 | PANEL B | 14.B2
KA0236:A2 | SC | 0V | WHT | 20 | 14.B2 | KA0235:A2 | PANEL B | 14.A2
KA0236:A2 | SC | 0V | WHT | 20 | 14.B2 | KA0237:A2 | PANEL B | 14.B2
KA0237:A1 | SC | ESTOP | WHT | 20 | 14.B2 | KA0238:A1 | PANEL B | 14.B2
KA0237:A2 | SC | 0V | WHT | 20 | 14.B2 | KA0238:A2 | PANEL B | 14.B2
KA0238:A1 | SC | ESTOP | WHT | 20 | 14.B2 | KA0239:A1 | PANEL B | 14.B2
KA0238:A2 | SC | 0V | WHT | 20 | 14.B2 | KA0239:A2 | PANEL B | 14.B2
KA0239:A1 | SC | ESTOP | WHT | 20 | 14.B2 | KA0240:A1 | PANEL B | 14.B2
KA0239:A2 | SC | 0V | WHT | 20 | 14.B2 | KA0240:A2 | PANEL B | 14.B2
KA0240:A1 | SC | ESTOP | WHT | 20 | 14.B2 | KA0248:A1 | PANEL B | 14.C2
KA0240:A2 | SC | 0V | WHT | 20 | 14.B2 | KA0248:A2 | PANEL B | 14.C2
KA0241:14 | SC | KA024114 | WHT | 20 | 14.A5 | KA0231:24 | PANEL B | 14.A4
KA0241:A1 | SC | KA0241A1 | WHT | 20 | 14.C2 | KA0242:A1 | PANEL B | 14.C2
KA0241:A1 | SC | KA0241A1 | WHT | 20 | 14.C2 | XT0240:6 | PANEL B | 14.C3
KA0241:A2 | SC | 0V | WHT | 20 | 14.C2 | KA0242:A2 | PANEL B | 14.C2
KA0241:A2 | SC | 0V | WHT | 20 | 14.C2 | KA0250:A2 | PANEL B | 14.C2
KA0242:21 | SC | 024221 | WHT | 20 | 15.C6 | XT0237:1 T2 | PANEL B | 15.C5
KA0242:24 | SC | 024822 | WHT | 20 | 15.C6 | KA0248:22 | PANEL B | 15.C6
KA0242:A2 | SC | 0V | WHT | 20 | 14.C2 | KA0243:A2 | PANEL B | 14.C2
KA0243:21 | SC | ESTOPC | WHT | 20 | 14.A3 | XT0240:1 | PANEL B | 14.A3
KA0243:24 | SC | KA024511 | WHT | 20 | 14.A3 | KA0245:11 | PANEL B | 14.A4
KA0243:A1 | SC | KA0243A1 | WHT | 20 | 14.C2 | KA0244:A1 | PANEL B | 14.D2
KA0243:A1 | SC | KA0243A1 | WHT | 20 | 14.C2 | XT0240:7 | PANEL B | 14.C3
KA0243:A2 | SC | 0V | WHT | 20 | 14.C2 | KA0244:A2 | PANEL B | 14.D2
KA0244:A1 | SC | KA0243A1 | WHT | 20 | 14.D2 | KA0246:A1 | PANEL B | 14.D2
KA0244:A2 | SC | 0V | WHT | 20 | 14.D2 | KA0246:A2 | PANEL B | 14.D2
KA0245:A1 | SC | KA0245A1 | WHT | 20 | 14.D2 | KA0249:A1 | PANEL B | 14.D2
KA0245:A1 | SC | KA0245A1 | WHT | 20 | 14.D2 | XT0240:8 | PANEL B | 14.D3
KA0245:A2 | SC | 0V | WHT | 20 | 14.D2 | KA0249:A2 | PANEL B | 14.D2
KA0245:A2 | SC | 0V | WHT | 20 | 14.D2 | KA0247:A2 | PANEL B | 14.D2
KA0246:A1 | SC | KA0243A1 | WHT | 20 | 14.D2 | KA0247:A1 | PANEL B | 14.D2
KA0246:A2 | SC | 0V | WHT | 20 | 14.D2 | KA0247:A2 | PANEL B | 14.D2
KA0248:A1 | SC | ESTOP | WHT | 20 | 14.C2 | KA0250:A1 | PANEL B | 14.C2
KA0248:A2 | SC | 0V | WHT | 20 | 14.C2 | KA0250:A2 | PANEL B | 14.C2
KA0249:A2 | SC | 0V | WHT | 20 | 14.D2 | XT0240:10 | PANEL B | 14.D3
UA1200:J1-10 | SC | FU0212 | WHT | 20 | 15.B3 | XT0233:4 | PANEL B | 15.D5
UA1200:J1-5 | SC | UA1200J15 | WHT | 20 | 15.B3 | XT0237:1 B1 | PANEL B | 15.C5
UA1200:J1-8 | SC | UA1200J | WHT | 20 | 50.B6 | UA1200:J3-5 | PANEL B | 50.B6
UA1200:J1-9 | SC | 0V | WHT | 14 | 15.B3 | XT0235:4 | PANEL B | 15.D5
UA1200:J2-1 | SC | UA1200J21 | WHT | 20 | 15.B3 | XT0060:3 | PANEL B | 15.D5
UA1200:J2-2 | SC | FU0212 | WHT | 20 | 15.B3 | XT0233:4 | PANEL B | 15.D5
XT0070:1 | SC | 0V | WHT | 14 | 9.B1 | XT0235:1 | PANEL B | 12.D4
XT0235:1 | SC | 0V | WHT | 14 | 12.D4 | XT0060:1 | PANEL B | 9.D1
XT0235:4 | SC | 0V | WHT | 14 | 15.D5 | XT0235:2 | PANEL B | 12.D4
XT0236:1 | SC | FU0139 | WHT | 20 | 26.B5 | XT0240:11 | PANEL B | 14.C4
XT0236:2 | SC | KA0241A1 | WHT | 20 | 26.B5 | XT0240:6 | PANEL B | 14.C3
XT0236:3 | SC | 0V | WHT | 20 | 26.C5 | XT0240:9 | PANEL B | 14.D3
XT0237:2 B2 | SC | KA023612 | WHT | 20 | 26.C5 | XT0240:13 | PANEL B | 14.D4
XT0240:5 | SC | ESTOP | WHT | 20 | 14.B3 | XT0240:4 | PANEL B | 14.A3
AU0060:L1 | WC0007 | AU0070L2 | ENET | CABLE | 2.A6 | AU0070:L2 | PANEL B | 2.A6
AF0065:12 | WC4524 | UA1200J13 | RED | 20 | 15.B7 | UA1200:J1-3 | PANEL B | 15.B3
AF0065:28 | WC4524 | UA1200J11 | BLK | 20 | 15.B7 | UA1200:J1-1 | PANEL B | 15.B3
AF0065:60 | WC4524 | UA1200S | SH | 20 | 15.B7 | FLOATING | PANEL B | 15.B3
XT0240:12 | SC | FU0139 | WHT | 20 | 14.C4 | AT0170:30 | FIRE SYSTEM CONTROLLER PANEL | 10.C3
XT0240:12 | SC | FU0139 | WHT | 20 | 14.C4 | AT0170:24 | FIRE SYSTEM CONTROLLER PANEL | 10.B3
XT0240:7 | SC | KA0243A1 | WHT | 20 | 14.C3 | AT0170:26 | FIRE SYSTEM CONTROLLER PANEL | 10.B3
XT0240:8 | SC | KA0245A1 | WHT | 20 | 14.D3 | AT0170:32 | FIRE SYSTEM CONTROLLER PANEL | 10.C3
BA1100:L2 | WC0010 | BA1100L2 | ENET | CABLE | 2.A1 | AT0170:L1 | FIRE SYSTEM CONTROLLER PANEL | 2.A2
XT0240:5 | SC | ESTOP | WHT | 12 | 14.B3 | XT0336:1 | GENERATOR PANEL | 17.C4
AU0060:L2 | WC0006 | AU0060L2 | ENET | CABLE | 2.A6 | AF0410:L1 | GENERATOR PANEL | 2.B7
XT0236:1 | SC | FU0139 | WHT | 20 | 26.B5 | SH0472:13 | JB70 | 26.B1
XT0236:2 | SC | KA0241A1 | WHT | 20 | 26.B5 | SH0472:14 | JB70 | 26.B1
XT0236:3 | SC | 0V | WHT | 20 | 26.C5 | SH0472:X1 | JB70 | 26.C1
XT0236:4 | SC | SH047211 | WHT | 20 | 26.C5 | SH0472:11 | JB70 | 26.C1
XT0236:5 | SC | SH047212 | WHT | 20 | 26.C5 | SH0472:12 | JB70 | 26.C1
XT0237:2 B1 | SC | SH0472X2 | WHT | 20 | 26.C5 | SH0472:X2 | JB70 | 26.C1
BA1100:DEVICE | WC0101 | BA1100DEVICE | ENET | CABLE | 28.D1 | AT1100:L1 | JB70 | 28.D3
KA0232:11 | SC | KA017814 | WHT | 20 | 25.D6 | KA0178:14 | JB70 LEFT RAIL | 25.D5
KA0232:12 | SC | FU0170 | WHT | 20 | 25.D6 | KA0875:14 | JB70 LEFT RAIL | 25.D6
KA0232:21 | SC | FU0170 | WHT | 20 | 83.A6 | XT0170:2 | JB70 LEFT RAIL | 10.A2
KA0246:11 | SC | KA017611 | WHT | 20 | 83.A5 | XT0171:1 | JB70 LEFT RAIL | 83.A5
KA0247:11 | SC | KA017711 | WHT | 20 | 84.A5 | XT0171:5 | JB70 LEFT RAIL | 84.A5
AF0067:12 | SC | KA0134A1 | WHT | 20 | 62.D7 | KA0134:A1 | PANEL A | 13.C6
AF0076:02 | SC | 007602 | WHT | 20 | 44.B7 | KA0221:A1 | PANEL A | 44.B6
AF0076:10 | SC | KT014615 | WHT | 20 | 14.C7 | KT0146:15 | PANEL A | 14.C6
AF0076:13 | SC | KT0146B1 | WHT | 20 | 13.B2 | KT0146:B1 | PANEL A | 13.B2
AF0076:18 | SC | 007618 | WHT | 20 | 44.B7 | KA0221:A2 | PANEL A | 44.B6
AF0076:29 | SC | KT0146A2 | WHT | 20 | 13.B2 | KT0146:A2 | PANEL A | 13.B2
BA1100:NEG | SC | 0V | WHT | 16 | 28.D1 | XT0135:2 | PANEL A | 12.B4
FU0210:LI | SC | FU0136 | WHT | 12 | 12.C4 | XT0138:4 | PANEL A | 12.B3
FU0211:LI | SC | FU0137 | WHT | 14 | 12.B4 | XT0139:3 | PANEL A | 12.B4
FU1101:LI | SC | FU0137 | WHT | 16 | 28.C2 | XT0139:1 | PANEL A | 12.A4
IEG0230:10 | SC | IEG023010 | GRN | 14 | 4.A4 | GR0134: | PANEL A | 4.A4
IEG0230:11 | SC | IEG023011 | GRN | 14 | 8.B6 | AF0086:SH | PANEL A | 8.B5
IEG0230:2 | SC | IEG02302 | GRN | 14 | 8.D4 | AF0094:SH | PANEL A | 8.D4
IEG0230:7 | SC | IEG02307 | GRN | 14 | 4.A4 | GR0133: | PANEL A | 4.A4
KA0231:14 | SC | KA024214 | WHT | 20 | 14.C6 | KT0146:18 | PANEL A | 14.C6
KA0232:22 | SC | KA023222 | WHT | 20 | 83.A6 | KA0144:21 | PANEL A | 83.A6
KA0235:24 | SC | KA022111 | WHT | 20 | 44.B5 | KA0221:14 | PANEL A | 44.B6
KA0237:14 | SC | FU0016 | WHT | 14 | 42.D6 | FU0016:LD | PANEL A | 11.C3
KA0239:21 | SC | KA023921 | WHT | 20 | 14.B6 | AF0081:41 | PANEL A | 14.A7
KA0239:24 | SC | KA023924 | WHT | 20 | 14.B6 | AF0081:09 | PANEL A | 14.A7
KA0240:11 | SC | PS32004 | WHT | 20 | 59.D6 | XT0136:6 | PANEL A | 59.D5
KA0240:14 | SC | UF1300 | WHT | 20 | 59.D6 | XT0136:7 | PANEL A | 59.D6
KA0241:11 | SC | UA1200J21 | WHT | 20 | 14.A5 | AF0081:00 | PANEL A | 14.A7
KA0241:21 | SC | KT0146A1 | WHT | 20 | 13.B2 | KA0141:21 | PANEL A | 13.B2
KA0241:24 | SC | FU0139 | WHT | 20 | 13.B2 | KA0141:24 | PANEL A | 13.B2
KA0242:11 | SC | KA0231A1 | WHT | 20 | 14.C6 | XT0136:10 | PANEL A | 13.B5
KA0242:14 | SC | KA024214 | WHT | 20 | 14.C6 | AF0081:08 | PANEL A | 14.C7
KA0243:11 | SC | KA024311 | WHT | 20 | 14.B6 | AF0081:33 | PANEL A | 14.B7
KA0243:14 | SC | KA024314 | WHT | 20 | 14.B6 | AF0081:01 | PANEL A | 14.B7
KA0244:12 | SC | KA024412 | WHT | 20 | 14.D4 | KT0145:A1 | PANEL A | 13.B6
KA0245:21 | SC | KA024521 | WHT | 20 | 14.B6 | AF0081:34 | PANEL A | 14.B7
KA0245:24 | SC | KA024524 | WHT | 20 | 14.B6 | AF0081:02 | PANEL A | 14.B7
KA0246:14 | SC | KA6211A1 | WHT | 20 | 83.A5 | KA6211:A1 | PANEL A | 83.A6
KA0247:14 | SC | KA6212A1 | WHT | 20 | 84.A5 | KA6212:A1 | PANEL A | 84.A6
KA0249:12 | SC | KA014422 | WHT | 20 | 83.A6 | KA0144:22 | PANEL A | 83.A6
KA1020:24 | SC | 0V | WHT | 14 | 32.A5 | XT0135:1 | PANEL A | 12.B4
UA1200:J2-6 | SC | UA1200J26 | WHT | 20 | 15.B3 | KA0130:A2 | PANEL A | 15.C5
UA1200:J2-7 | SC | UA1200J27 | WHT | 20 | 15.B3 | AF0081:19 | PANEL A | 15.C7
XT0060:4 | SC | SV21202 | WHT | 20 | 44.B5 | AF0095:18 | PANEL A | 44.B7
XT0235:1 | SC | 0V | WHT | 12 | 12.D4 | XT0134:4 | PANEL A | 12.B3
XT0237:2 T2 | SC | 009213 | WHT | 20 | 26.C5 | AF0092:13 | PANEL A | 26.C7
XT0240:10 | SC | 0V | WHT | 14 | 14.D3 | XT0136:3 | PANEL A | 13.A2
XT0240:12 | SC | FU0139 | WHT | 20 | 14.C4 | XT0136:1 | PANEL A | 13.A2
XT0240:3 | SC | ESTOPA | WHT | 20 | 14.A3 | XT0137:1 | PANEL A | 27.B5
XT0240:4 | SC | ESTOP | WHT | 20 | 14.A3 | XT0137:2 | PANEL A | 27.B5
AU0070:L1 | WC0008 | AU0080L2 | ENET | CABLE | 2.A6 | AU0080:L2 | PANEL A | 2.A5
IEG0230:1 | SC | IEG02301 | GRN | 12 | 5.B6 | AR0600:IE2 | PLC PANEL | 5.A1
XT0233:3 | SC | FU0210 | WHT | 14 | 12.C4 | FU0680:LI | PLC PANEL | 7.B2
XT0235:2 | SC | 0V | WHT | 14 | 12.D4 | XT0680:2 | PLC PANEL | 7.B3
SolarTools ver. 24.0.84.24712 (Jul 31, 2025)
Report date: 1/27/2026 1:22 PM

## PLC PANEL
PLC PANEL
JB70
Project # | 9A861
Project Name | ECOPETROL SA
Revision | A
Controls DE | D.GRANT
Phone: | 0
Controls ME | M.CUNNINGHAM
Phone:
From | [5 empty] | To
Device ID | Cable (W) Conductor (SC) Jumper Clip (JC) | Wire No. | Wire ID | Gauge/Size | Page/Zone | Device ID | Location | Page/Zone
AR0600:IE1 | SC | UV0600G | GRN | 14 | 5.A1 | UV0600:GND | PLC PANEL | 5.B2
AT0680:NEG | SC | 0V | WHT | 14 | 7.B4 | XT0680:2 | PLC PANEL | 7.B3
AT0680:POS | SC | AT0680POS | WHT | 14 | 7.B4 | XT0680:1 | PLC PANEL | 7.B3
FGGR0680:FRAME | SC | GR0680 | GRN/YEL | 14 | 7.D5 | GR0680: | PLC PANEL | 7.D5
FU0680:LD | SC | AT0680POS | WHT | 14 | 7.B2 | XT0680:1 | PLC PANEL | 7.B3
AP0602:L2 | WC0001 | AP0602L2 | ENET | CABLE | 2.A3 | AP0603:L1 | PLC PANEL | 2.A3
AP0609:L1 | WC0680 | AT0680LAN1 | ENET | CABLE | 5.A6 | AT0680:LAN1 | PLC PANEL | 7.B4
AP0602:L1 | WC9017 | AT0170L2 | ENET | CABLE | 2.A3 | AT0170:L2 | FIRE SYSTEM CONTROLLER PANEL | 2.A2
UV0600:(-) | SC | 0V | WHT | 14 | 5.B2 | XT0135:1 | PANEL A | 12.B4
UV0600:(+) | SC | FU0010 | WHT | 14 | 5.B2 | FU0010:LD | PANEL A | 12.A5
AP0603:L2 | WC0003 | AP0603L2 | ENET | CABLE | 2.A3 | AU0090:L1 | PANEL A | 2.A4
AR0600:IE2 | SC | IEG02301 | GRN | 12 | 5.A1 | IEG0230:1 | PANEL B | 5.B6
FU0680:LI | SC | FU0210 | WHT | 14 | 7.B2 | XT0233:3 | PANEL B | 12.C4
XT0680:2 | SC | 0V | WHT | 14 | 7.B3 | XT0235:2 | PANEL B | 12.D4
SolarTools ver. 24.0.84.24712 (Jul 31, 2025)
Report date: 1/27/2026 1:22 PM

## Panel Errors
Panel Errors
Project # | 9A861
Project Name | ECOPETROL SA
Revision | A
Controls DE | D.GRANT
Phone: | 0
Controls ME | M.CUNNINGHAM
Phone:
From | [6 empty] | To
Device ID | Location | Cable (W) Conductor (SC) Jumper Clip (JC) | Wire ID | Wire No. | Gauge/Size | Page/Zone | Device ID | Location | Page/Zone
XT0313:1 | GENERATOR PANEL | WC8301 | SH | PMGS | 12 | 69.A6 | FLOATING | PANEL | 69.A6
IEG0060: | PANEL | SC | GRN | IEG0060 | 14 | 9.D5 | IEG0230:9 | PANEL B | 9.D5
SolarTools ver. 24.0.84.24712 (Jul 31, 2025)
Report date: 1/27/2026 1:22 PM

## Cable Part Numbers
Cable Part Numbers |  |  | SolarTools ver. 24.0.84.24712 (Jul 31, 2025)
Project # | 9A861
Report date: 1/27/2026 1:22 PM
Project Name | ECOPETROL SA
Revision | A
Controls DE | D.GRANT
Phone: | 0
Controls ME | M.CUNNINGHAM
Phone:
Device ID |  | Part Number |  | Description
WC5072 |  | PART OF 1103208-100 |  | CABLE, 2 CONDUCTOR UNSHIELDED PART OF HORN
WC0001 |  | 1302073-36 |  | CABLE, ETHERNET - 36 INCHES
WC0003 |  | 1302073-36 |  | CABLE, ETHERNET - 36 INCHES
WC0007 |  | 1302073-36 |  | CABLE, ETHERNET - 36 INCHES
WC0008 |  | 1302073-36 |  | CABLE, ETHERNET - 36 INCHES
WC0009 |  | 1302073-36 |  | CABLE, ETHERNET - 36 INCHES
WC0010 |  | 1302073-36 |  | CABLE, ETHERNET - 36 INCHES
WC0012 |  | 1302073-36 |  | CABLE, ETHERNET - 36 INCHES
WC0014 |  | 1302073-36 |  | CABLE, ETHERNET - 36 INCHES
WC0041 |  | 1302073-36 |  | CABLE, ETHERNET - 36 INCHES
WC0042 |  | 1302073-36 |  | CABLE, ETHERNET - 36 INCHES
WC0044 |  | 1302073-36 |  | CABLE, ETHERNET - 36 INCHES
WC0045 |  | 1302073-36 |  | CABLE, ETHERNET - 36 INCHES
WC0101 |  | 1302073-36 |  | CABLE, COMMUNICATION CABLE - 36 INCHES
WC0680 |  | 1302073-36 |  | CABLE, COMMUNICATION CABLE - 36 INCHES
WC4524 |  | 1022941-12 |  | TPE, 1 PAIR TWISTED SHIELDED
WC5018 |  | 1022941-22 |  | TPE, 1 PAIR TWISTED SHIELDED
WC5500 |  | 1022941-22 |  | TPE, 1 PAIR TWISTED SHIELDED
WC8009 |  | 1022941-22 |  | TPE, 1 PAIR TWISTED SHIELDED
WC8040 |  | 1322418-90 |  | CABLE, SYTSTEM FUNCTION
WC8041 |  | 1322418-90 |  | CABLE, SUPPLIED BY OTHERS
WC8042 |  | 1322418-90 |  | CABLE, SUPPLIED BY OTHERS
WC8044 |  | 1322418-90 |  | CABLE, DYNAMIX 1444 BUS
WC8066 |  | 1022941-22 |  | TPE, 1 PAIR TWISTED SHIELDED
WC8067 |  | 1022941-22 |  | TPE, 1 PAIR TWISTED SHIELDED
WC8069 |  | 1022941-22 |  | TPE, 1 PAIR TWISTED SHIELDED
WC8101 |  | 1022941-32 |  | TPE, 1 PAIR TWISTED SHIELDED
WC8102 |  | 1022941-32 |  | TPE, 1 PAIR TWISTED SHIELDED
WC8201 |  | 1022941-32 |  | TPE, 1 PAIR TWISTED SHIELDED
WC8301 |  | 1022941-32 |  | TPE, 1 PAIR TWISTED SHIELDED
WC9017 |  | 1302073-36 |  | CABLE, ETHERNET - 36 INCHES

## Part Number List
Part Number List |  | SolarTools ver. 24.0.84.24712 (Jul 31, 2025)
Project # | 9A861
Report date: 1/27/2026 1:22 PM
Project Name | ECOPETROL SA
Revision | A
Controls DE | D.GRANT
Phone: | 0
Controls ME | M.CUNNINGHAM
Phone:
Device ID | Part Number | Description | Location
CCAT0170 | CUSTOMER DEFINED | CUSTOMER CONNECTION, TROUBLE ALARM SIGNAL | CUSTOMER FIRE AND GAS SIGNALS
CCKA0982 | CUSTOMER DEFINED | CUSTOMER CONNECTION, FIRE DETECTED SIGNAL | CUSTOMER FIRE AND GAS SIGNALS
CCKA0984 | CUSTOMER DEFINED | CUSTOMER CONNECTION, GAS DETECTED SIGNAL | CUSTOMER FIRE AND GAS SIGNALS
AT0170 | 1056244-29 | CONTROLLER, EAGLE QUANTUM PREMIER | FIRE SYSTEM CONTROLLER PANEL
GR0171 | 903849C1 | RAIL GROUND, DIN RAIL GROUNDING | FIRE SYSTEM CONTROLLER PANEL
RR0175A | 912137C1 | RESISTOR, 10K OHM | FIRE SYSTEM CONTROLLER PANEL
RR0175D | 912137C1 | RESISTOR, 10K OHM | FIRE SYSTEM CONTROLLER PANEL
RR0175I | 912137C1 | RESISTOR, 10K OHM | FIRE SYSTEM CONTROLLER PANEL
RR0175M | 912137C1 | RESISTOR, 10K OHM | FIRE SYSTEM CONTROLLER PANEL
UV0170 | 1056244-2 | POWER SUPPLY, EAGLE QUANTUM PREMIER | FIRE SYSTEM CONTROLLER PANEL
VD0175A | 960592C1 | DIODE, 15 pF | FIRE SYSTEM CONTROLLER PANEL
VD0175D | 960592C1 | DIODE, 15 pF | FIRE SYSTEM CONTROLLER PANEL
VD0175I | 960592C1 | DIODE, 15 pF | FIRE SYSTEM CONTROLLER PANEL
XT0174 | 1066730-7 | TERMINAL BLOCK, SPRING, 4 CONDUCTOR,30-12 AWG (0.05-3.31 MM2),NON-IS | FIRE SYSTEM CONTROLLER PANEL
AF0121 | 2684693-17,2684693-24 | 5094-OB16XT, 16 DISCRETE OUTPUT | GENERATOR PANEL
AF0122 | 2684693-17,2684693-23 | 5094-IB16XT, 16 DISCRETE INPUT | GENERATOR PANEL
AF0123 | 2684693-19,2684693-33 | 5094-IY8XT, 8 ANALOG INPUT, TC/RTD/ I&V | GENERATOR PANEL
AF0400 | 1322418-31,1322418-40,1322418-72,1322418-73 | 1444-TSCX02-02RB, 2-CH TACHOMETER INPUT^DYNAMIX 1444 VIBRATION | GENERATOR PANEL
AF0410 | 1322418-11,1322418-20,1322418-70,1322418-71 | 1444-DYN04-01RA, 4-CH VIBRATION INPUT^DYNAMIX 1444 VIBRATION | GENERATOR PANEL
AF0420 | 1322418-11,1322418-20,1322418-70,1322418-71 | 1444-DYN04-01RA, 4-CH VIBRATION INPUT^DYNAMIX 1444 VIBRATION | GENERATOR PANEL
AF0440 | 1322418-10,1322418-20,1322418-70,1322418-71 | 1444-DYN04-01RA, 4-CH VIBRATION INPUT^DYNAMIX 1444 VIBRATION | GENERATOR PANEL
AF0450 | 1322418-11,1322418-20,1322418-70,1322418-71 | 1444-DYN04-01RA, 4-CH VIBRATION INPUT^DYNAMIX 1444 VIBRATION | GENERATOR PANEL
AT0140 | 2769310-1,2769310-4 | MODULE, DECS-250 | GENERATOR PANEL
AU0120 | 2684693-22 | 5094-AENTRXT, FLEX 5000 I/O | GENERATOR PANEL
FU0113 | [2]1043265-1,[2]1043265-4 | FUSE, 5A | GENERATOR PANEL
FU0120 | 1043265-1,1043265-5 | FUSE, 10A | GENERATOR PANEL
FU0121 | 1043265-1,1043265-5 | FUSE, 10A | GENERATOR PANEL
FU0313 | 1043265-1,1043265-7 | FUSE, 20A | GENERATOR PANEL
FU0314 | 1043265-1,1043265-7 | FUSE, 20A | GENERATOR PANEL
FU0332 | 1043265-1,1043265-7 | FUSE, 20A | GENERATOR PANEL
FU0333 | 1043265-1,1043265-4 | FUSE, 5A | GENERATOR PANEL
FU0334 | 1043265-1,1043265-4 | FUSE, 5A | GENERATOR PANEL
FU0335 | 1043265-1,1043265-4 | FUSE, 5A | GENERATOR PANEL
GR0110 | 903849C1 | RAIL GROUND, DIN RAIL GROUNDING | GENERATOR PANEL
GR0121 | 903849C1 | RAIL GROUND, DIN RAIL GROUNDING | GENERATOR PANEL
GR0141 | 903849C1 | RAIL GROUND, DIN RAIL GROUNDING | GENERATOR PANEL
GR0142 | 903849C1 | RAIL GROUND, DIN RAIL GROUNDING | GENERATOR PANEL
IEG0130 | 232941-110 | BUS BAR, GENERATOR - INSTRUMENT EARTH GROUNDING | GENERATOR PANEL
KA0121 | 1061979-1 | RELAY, AUTOMATIC CLOSE CIRCUIT BREAKER | GENERATOR PANEL
KA0123 | 1061979-1 | RELAY, CGCM #1 ENABLED | GENERATOR PANEL
KA0128 | 1061979-1 | RELAY, GENERATOR TRIP SUMMARY CIRCUIT BREAKER | GENERATOR PANEL
KA0310 | 1061979-1 | RELAY, CGCM #1 FAULT | GENERATOR PANEL
KA0313 | 1076251-1,1076251-2 | RELAY, PMG INPUT #1 | GENERATOR PANEL
KA0330 | 1061979-1 | RELAY, CLOSED CIRCUIT BREAKER | GENERATOR PANEL
KA0331 | 1061979-1 | RELAY, MAIN UTILITY BREAKER AUXILIARY CONTACT CLOSED | GENERATOR PANEL
KA0332 | 1061979-1 | RELAY, CLOSE CONTROL CIRCUIT BREAKER | GENERATOR PANEL
KA0333 | 1061979-1 | RELAY, TRIP CONTROL CIRCUIT BREAKER | GENERATOR PANEL
KA0335 | 1061979-1 | RELAY, NO EMERGENCY SHUTDOWN SUMMARY | GENERATOR PANEL
KA0336 | 1061979-1 | RELAY, CONTROLLER ACTIVE | GENERATOR PANEL
KA4100 | 1061979-1 | RELAY, GENERATOR HEATER DISABLED | GENERATOR PANEL
PEG0140 | 232941-200 | BUS BAR, GENERATOR - POWER EARTH GROUNDING | GENERATOR PANEL
XT0120 | 1066730-7,1067996-4 | TERMINAL BLOCK, SPRING, 4 CONDUCTOR,30-12 AWG (0.05-3.31 MM2),NON-IS | GENERATOR PANEL
XT0130 | 1066730-32,[2]1066730-7,1066730-8,1067996-4,1067996-82 | TERMINAL BLOCK, SPRING, 4 CONDUCTOR,30-12 AWG (0.05-3.31 MM2),NON-IS | GENERATOR PANEL
XT0313 | 1066730-7,1067996-4 | TERMINAL BLOCK, SPRING, 4 CONDUCTOR,30-12 AWG (0.05-3.31 MM2),NON-IS | GENERATOR PANEL
XT0332 | 1066730-7,1067996-4 | TERMINAL BLOCK, SPRING, 4 CONDUCTOR,30-12 AWG (0.05-3.31 MM2),NON-IS | GENERATOR PANEL
XT0334 | 1066730-7,1067996-4 | TERMINAL BLOCK, SPRING, 4 CONDUCTOR,30-12 AWG (0.05-3.31 MM2),NON-IS | GENERATOR PANEL
XT0335 | 1066730-7,1067996-4 | TERMINAL BLOCK, SPRING, 4 CONDUCTOR,30-12 AWG (0.05-3.31 MM2),NON-IS | GENERATOR PANEL
XT0336 | 1066730-7,1067996-4 | TERMINAL BLOCK, SPRING, 4 CONDUCTOR,30-12 AWG (0.05-3.31 MM2),NON-IS | GENERATOR PANEL
XT0337 | 1066730-7,1067996-82 | TERMINAL BLOCK, SPRING, 4 CONDUCTOR,30-12 AWG (0.05-3.31 MM2),NON-IS | GENERATOR PANEL
XT0350 | 1066730-16,1066730-17 | TERMINAL STRIP, 2 CONDUCTOR | GENERATOR PANEL
XT0351 | 1066730-7,1067996-82 | TERMINAL BLOCK, SPRING, 4 CONDUCTOR,30-12 AWG (0.05-3.31 MM2),NON-IS | GENERATOR PANEL
XT0352 | 1066730-16,1066730-17,1066730-18 | TERMINAL STRIP, 2 CONDUCTOR | GENERATOR PANEL
XT0353 | 1066730-7,1066730-8,1067996-4 | TERMINAL BLOCK, SPRING, 4 CONDUCTOR,30-12 AWG (0.05-3.31 MM2),NON-IS | GENERATOR PANEL
XT0360 | 1066730-7,1067996-82 | TERMINAL BLOCK, SPRING, 4 CONDUCTOR,30-12 AWG (0.05-3.31 MM2),NON-IS | GENERATOR PANEL
XT0370 | 1066730-7,1067996-4 | TERMINAL BLOCK, SPRING, 4 CONDUCTOR,30-12 AWG (0.05-3.31 MM2),NON-IS | GENERATOR PANEL
XT0400 | 1066730-1,1066730-7,1066730-8,1067996-4 | TERMINAL STRIP, 4 CONDUCTOR | GENERATOR PANEL
AT1100 | 1577354-4502 | WORKSTATION, VERSA VIEW 1200H | JB70
FU1100 | 1043265-1,1043265-5 | FUSE, 10A | JB70
HA0472 | 1103208-101 | HORN, AUDIBLE ALARM | JB70
HL0171 | 2380746-7 | LIGHT, FIRE SYSTEM AUTO, GREEN | JB70
HL0172 | 2380746-7 | LIGHT, FIRE SYSTEM INHIBIT, AMBER | JB70
HL0173 | 2380746-7 | LIGHT, FIRE SYSTEM DISCHARGED, RED | JB70
SA0170 | 2380746-9 | SELECTOR SWITCH, FIRE SYSTEM AUTO/INHIBIT | JB70
SA0471 | 2380746-2 | SELECTOR SWITCH, SPEED/LOAD | JB70
SA0472 | 2380746-2 | SELECTOR SWITCH, VOLTAGE | JB70
SA0473 | 2380746-5 | SELECTOR SWITCH, OFF/LOC/AUX | JB70
SB0170 | 2380746-10 | PUSHBUTTON SWITCH, MANUAL RELEASE | JB70
SB0471 | 2380746-1 | PUSHBUTTON SWITCH, HORN SILENCE | JB70
SB0472 | 2380746-4 | PUSHBUTTON SWITCH, EMERGENCY STOP | JB70
SB0473 | 2380746-1 | PUSHBUTTON SWITCH, ACKNOWLEDGE | JB70
SB0474 | 2380746-1 | PUSHBUTTON SWITCH, RESET | JB70
SH0470 | 2380746-3 | LIGHTED SWITCH, STOP/STOPPING, RED | JB70
SH0471 | 2380746-3 | LIGHTED SWITCH, START/STARTING, GREEN | JB70
SH0472 | 2380746-3 | LIGHTED SWITCH, BACKUP SYSTEM ACTIVE/RESET, AMBER | JB70
AT0175 | 1056244-5 | 8 CHANNEL ED I/O, EAGLE QUANTUM PREMIER | JB70 LEFT RAIL
AT0176 | 1056244-5 | 8 CHANNEL ED I/O, EAGLE QUANTUM PREMIER | JB70 LEFT RAIL
AT0178 | 1056244-5 | 8 CHANNEL ED I/O, EAGLE QUANTUM PREMIER | JB70 LEFT RAIL
FU0170 | 1043265-1,1043265-6 | FUSE, 15A | JB70 LEFT RAIL
GR1101 | [2]903849C1 | RAIL GROUND, DIN RAIL GROUNDING | JB70 LEFT RAIL
KA0172 | 1061979-1 | RELAY, FIRE DETECTED (CUSTOMER) | JB70 LEFT RAIL
KA0174 | 1061979-1 | RELAY, GAS DETECTED (CUSTOMER) | JB70 LEFT RAIL
KA0176 | 1061979-1 | RELAY, VENTILATION REQUIRED | JB70 LEFT RAIL
KA0177 | 1061979-1 | RELAY, VENTILATION REQUIRED | JB70 LEFT RAIL
KA0178 | 1061979-1 | RELAY, LOCAL HORN CONTROL (EQP) | JB70 LEFT RAIL
KA0875 | 1061979-1 | RELAY, LOCAL HORN CONTROL (PLC) | JB70 LEFT RAIL
KA6510 | 1061979-1 | RELAY, FIRE SYSTEM AUTO/INHIBIT | JB70 LEFT RAIL
KA6511 | 1061979-1 | RELAY, FIRE SYSTEM AUTO/INHIBIT | JB70 LEFT RAIL
RR0178 | 912137C1 | RESISTOR, 10K OHM | JB70 LEFT RAIL
RR0178S7 | 912137C1 | RESISTOR, 10K OHM | JB70 LEFT RAIL
VD0178 | 960592C1 | DIODE, 15 pF | JB70 LEFT RAIL
VD6211 | 960592C1 | DIODE, 15 pF | JB70 LEFT RAIL
VD6212 | 960592C1 | DIODE, 15 pF | JB70 LEFT RAIL
XT0170 | 1066730-7,1066730-8,1067996-11 | TERMINAL BLOCK, SPRING, 4 CONDUCTOR,30-12 AWG (0.05-3.31 MM2),NON-IS | JB70 LEFT RAIL
XT0171 | 1066730-7,1066730-8,1067996-11 | TERMINAL BLOCK, SPRING, 4 CONDUCTOR,30-12 AWG (0.05-3.31 MM2),NON-IS | JB70 LEFT RAIL
XT0172 | 1066730-7,1066730-8,1067996-11 | TERMINAL BLOCK, SPRING, 4 CONDUCTOR,30-12 AWG (0.05-3.31 MM2),NON-IS | JB70 LEFT RAIL
GR1100 | 903849C1 | RAIL GROUND, DIN RAIL GROUNDING | JB70 RIGHT RAIL
PC0470 | 2271605-1 | TIMER/COUNTER, ENGINE HOUR / START COUNTER | JB70 RIGHT RAIL
AF0181 | 2684693-17,2684693-25 | 5094-OB8XT, 8 DISCRETE OUTPUT | JB72
AF0182 | 2684693-17,2684693-23 | 5094-IB16XT, 16 DISCRETE INPUT | JB72
AF0183 | 2684693-18,2684693-28 | 5094-IB16SXT, 16 DISCRETE INPUT, S | JB72
AF0184 | 2684693-19,2684693-33 | 5094-IY8XT, 8 ANALOG INPUT, TC/RTD/ I&V | JB72
AU0180 | 2684693-22 | 5094-AENTRXT, FLEX 5000 I/O | JB72
FU0180 | 1043265-1,1043265-5 | FUSE, 10A | JB72
FU0181 | 1043265-1,1043265-5 | FUSE, 10A | JB72
FU0182 | 1043265-1,1043265-5 | FUSE, 10A | JB72
GR0120 | 903849C1 | RAIL GROUND, DIN RAIL GROUNDING | JB72
GR0140 | 903849C1 | RAIL GROUND, DIN RAIL GROUNDING | JB72
KA0180 | [2]1061979-1 | RELAY, 90% SPEED | JB72
KA0185 | 1061979-1 | RELAY, PERMISSIVE CLOSE CIRCUIT BREAKER | JB72
XT0180 | 1066730-7,1066730-8,1067996-4 | TERMINAL BLOCK, SPRING, 4 CONDUCTOR,30-12 AWG (0.05-3.31 MM2),NON-IS | JB72
XT0338 | 1066730-7 | TERMINAL BLOCK, SPRING, 4 CONDUCTOR,30-12 AWG (0.05-3.31 MM2),NON-IS | JB72
IEG0060 | 1054025-201 | BUS BAR, INSTRUMENT EARTH (SHIELDING) | PANEL
SB7510 | CUSTOMER DEFINED | PUSHBUTTON SWITCH, START (CUSTOMER) | PANEL
SB7511 | CUSTOMER DEFINED | PUSHBUTTON SWITCH, NORMAL STOP (CUSTOMER) | PANEL
SB7512 | CUSTOMER DEFINED | PUSHBUTTON SWITCH, EMERGENCY STOP (CUSTOMER) | PANEL
SB7551 | CUSTOMER DEFINED | PUSHBUTTON SWITCH, VOLTAGE INCREASE (CUSTOMER) | PANEL
SB7552 | CUSTOMER DEFINED | PUSHBUTTON SWITCH, VOLTAGE DECREASE (CUSTOMER) | PANEL
SB7554 | CUSTOMER DEFINED | PUSHBUTTON SWITCH, SPEED INCREASE (CUSTOMER) | PANEL
SB7555 | CUSTOMER DEFINED | PUSHBUTTON SWITCH, SPEED DECREASE (CUSTOMER) | PANEL
AF0081 | 2684693-18,2684693-28 | 5094-IB16SXT, 16 DISCRETE INPUT, S | PANEL A
AF0082 | 2684693-17,2684693-23 | 5094-IB16XT, 16 DISCRETE INPUT | PANEL A
AF0083 | 2684693-19,2684693-33 | 5094-IY8XT, 8 ANALOG INPUT, TC/RTD/ I&V | PANEL A
AF0084 | 2684693-19,2684693-33 | 5094-IY8XT, 8 ANALOG INPUT, TC/RTD/ I&V | PANEL A
AF0085 | 2684693-18,2684693-26 | 5094-IF8IHXT, 8 ANALOG INPUT, ISOLATED | PANEL A
AF0086 | 2684693-18,2684693-26 | 5094-IF8IHXT, 8 ANALOG INPUT, ISOLATED | PANEL A
AF0087 | 2684693-17,2684693-23 | 5094-IB16XT, 16 DISCRETE INPUT | PANEL A
AF0091 | 2684693-17,2684693-23 | 5094-IB16XT, 16 DISCRETE INPUT | PANEL A
AF0092 | 2684693-17,2684693-24 | 5094-OB16XT, 16 DISCRETE OUTPUT | PANEL A
AF0093 | 2684693-17,2684693-24 | 5094-OB16XT, 16 DISCRETE OUTPUT | PANEL A
AF0094 | 2684693-19,2684693-33 | 5094-IY8XT, 8 ANALOG INPUT, TC/RTD/ I&V | PANEL A
AF0095 | 2684693-17,2684693-25 | 5094-OB8XT, 8 DISCRETE OUTPUT | PANEL A
AU0080 | 2684693-22 | 5094-AENTRXT, FLEX 5000 I/O | PANEL A
AU0090 | 2684693-22 | 5094-AENTRXT, FLEX 5000 I/O | PANEL A
FU0010 | 1043265-1,1043265-5 | FUSE, 10A | PANEL A
FU0011 | 1043265-1,1043265-7 | FUSE, 20A | PANEL A
FU0012 | 1043265-1,1043265-5 | FUSE, 10A | PANEL A
FU0013 | 1043265-1,1043265-5 | FUSE, 10A | PANEL A
FU0014 | 1043265-1,1043265-5 | FUSE, 10A | PANEL A
FU0015 | 1043265-1,1043265-5 | FUSE, 10A | PANEL A
FU0016 | 1043265-1,1043265-5 | FUSE, 10A | PANEL A
FU0017 | [2]1043265-1,[2]1043265-5 | FUSE, 10A | PANEL A
FU0080 | 1043265-1,1043265-5 | FUSE, 10A | PANEL A
FU0090 | 1043265-1,1043265-5 | FUSE, 10A | PANEL A
FU0091 | 1043265-1,1043265-5 | FUSE, 10A | PANEL A
FU0092 | 1043265-1,1043265-5 | FUSE, 10A | PANEL A
FU0093 | 1043265-1,1043265-5 | FUSE, 10A | PANEL A
FU0136 | 1043265-1,1043265-9 | FUSE, 30A | PANEL A
FU0137 | 1043265-1,1043265-7 | FUSE, 20A | PANEL A
FU0139 | 1043265-1,1043265-4 | FUSE, 5A | PANEL A
GR0131 | 903849C1 | RAIL GROUND, DIN RAIL GROUNDING | PANEL A
GR0132 | 903849C1 | RAIL GROUND, DIN RAIL GROUNDING | PANEL A
GR0133 | 903849C1 | RAIL GROUND, DIN RAIL GROUNDING | PANEL A
GR0134 | 903849C1 | RAIL GROUND, DIN RAIL GROUNDING | PANEL A
KA0130 | 1061979-1 | RELAY, LOWSPEED/OPEN PROBE SETPOINT | PANEL A
KA0131 | 1061979-1 | RELAY, CONTROLLER ACTIVE | PANEL A
KA0132 | 1061979-1 | RELAY, CONTROLLER ACTIVE | PANEL A
KA0133 | 1061979-1 | RELAY, POST LUBE NOT REQUIRED | PANEL A
KA0134 | 1061979-1 | RELAY, BACKUP COMMAND OFF | PANEL A
KA0135 | 1061979-1 | RELAY, AC PRE/POST PUMP DRIVE | PANEL A
KA0136 | 1061979-1 | RELAY, LUBE OIL HEADER PRESSURE HIGH | PANEL A
KA0137 | 1061979-1 | RELAY, LUBE PUMP INHIBIT | PANEL A
KA0138 | 1061979-1 | RELAY, BACKUP LUBE OIL PUMP OFF | PANEL A
KA0141 | 1061979-1 | RELAY, CONTROLLER ACTIVE | PANEL A
KA0144 | 1061979-1 | RELAY, AC PRE/POST PUMP DRIVE | PANEL A
KA0221 | 1061979-1 | RELAY, PRIMARY GAS FUEL SHUTOFF VALVE | PANEL A
KA2160 | 1061979-1 | RELAY, SPARE | PANEL A
KA2161 | 1061979-1 | RELAY, SPARE | PANEL A
KA3103 | 1061979-1 | RELAY, LUBE OIL TANK HEATER | PANEL A
KA3220 | 1061979-1 | RELAY, LUBE OIL COOLER FAN | PANEL A
KA3221 | 1061979-1 | RELAY, LUBE OIL COOLER FAN #2 | PANEL A
KA6211 | 1061979-1 | RELAY, DRIVER ENCLOSURE^VENT FAN #1 | PANEL A
KA6212 | 1061979-1 | RELAY, DRIVER ENCLOSURE^VENT FAN #2 | PANEL A
KT0140 | 2651077-1 | TIMER RELAY, BACKUP PUMP POST LUBE OFF CYCLE | PANEL A
KT0141 | 2651077-1 | TIMER RELAY, BACKUP POST LUBE CONTINUOUS | PANEL A
KT0142 | 2651077-1 | TIMER RELAY, TOTAL POST LUBE | PANEL A
KT0143 | 2651077-1 | TIMER RELAY, BACKUP PUMP POST LUBE ON CYCLE | PANEL A
KT0144 | 2651077-1 | TIMER RELAY, HEADER PRESSURE HIGH BACKUP PUMP OFF | PANEL A
KT0145 | 2651077-1 | TIMER RELAY, FIRE DETECTED ROLLDOWN LUBE | PANEL A
KT0146 | 2651077-3 | TIMER RELAY, WATCHDOG | PANEL A
PEG0130 | 232941-300 | BUS BAR, PANEL A - POWER EARTH GROUNDING | PANEL A
RR0851 | 981090C1 | RESISTOR, 3.01K OHM | PANEL A
RR0852 | 981089C1 | RESISTOR, 1.0K OHM | PANEL A
UJ0131 | 1286570-1 | POWER CONVERTER, AC/DC INPUT TO 28V DC OUTPUT | PANEL A
XT0011 | 1066730-16,1066730-17,1066730-18 | TERMINAL STRIP, 2 CONDUCTOR | PANEL A
XT0014 | 1247052-1 | BUS BAR, SYSTEM FUNCTION (USE) | PANEL A
XT0080 | 1066730-7,1066730-8,1067996-4 | TERMINAL BLOCK, SPRING, 4 CONDUCTOR,30-12 AWG (0.05-3.31 MM2),NON-IS | PANEL A
XT0081 | 1066730-4,1066730-7,1066730-8 | TERMINAL BLOCK, SPRING, 4 CONDUCTOR,30-12 AWG (0.05-3.31 MM2),NON-IS | PANEL A
XT0085 | 1066730-7,1066730-8,1067996-4 | TERMINAL BLOCK, SPRING, 4 CONDUCTOR,30-12 AWG (0.05-3.31 MM2),NON-IS | PANEL A
XT0134 | 1066730-16,1066730-17,1066730-18 | TERMINAL STRIP, 2 CONDUCTOR | PANEL A
XT0135 | 1066730-7,1066730-8,1067996-4 | TERMINAL BLOCK, SPRING, 4 CONDUCTOR,30-12 AWG (0.05-3.31 MM2),NON-IS | PANEL A
XT0136 | 1066730-7,1066730-8,1067996-82 | TERMINAL BLOCK, SPRING, 4 CONDUCTOR,30-12 AWG (0.05-3.31 MM2),NON-IS | PANEL A
XT0137 | 1066730-5,1066730-7,1067996-4 | TERMINAL BLOCK, SPRING, 4 CONDUCTOR,30-12 AWG (0.05-3.31 MM2),NON-IS | PANEL A
XT0138 | 1066730-16,1066730-17,1066730-18 | TERMINAL STRIP, 2 CONDUCTOR | PANEL A
XT0139 | 1066730-7,1066730-8,1067996-4 | TERMINAL BLOCK, SPRING, 4 CONDUCTOR,30-12 AWG (0.05-3.31 MM2),NON-IS | PANEL A
AF0061 | 2684693-17,2684693-25 | 5094-OB8XT, 8 DISCRETE OUTPUT | PANEL B
AF0062 | 2684693-17,2684693-25 | 5094-OB8XT, 8 DISCRETE OUTPUT | PANEL B
AF0063 | 2684693-17,2684693-23 | 5094-IB16XT, 16 DISCRETE INPUT | PANEL B
AF0064 | 2684693-18,2684693-30 | 5094-IF4IHSXT, 4 ANALOG INPUT, S | PANEL B
AF0065 | 2684693-18,2684693-30 | 5094-IF4IHSXT, 4 ANALOG INPUT, S | PANEL B
AF0066 | 2684693-18,2684693-27 | 5094-OF8IHXT, 8 ANALOG OUTPUT, ISOLATED | PANEL B
AF0067 | 2684693-17,2684693-25 | 5094-OB8XT, 8 DISCRETE OUTPUT | PANEL B
AF0068 | 2684693-21,2684693-36 | 5094-IRT8SXT, 8 RTD/TC ANALOG INPUT, S | PANEL B
AF0071 | 2684693-18,2684693-32 | 5094-IJ2ISXT, 2 FAST COUNTER INPUT, S | PANEL B
AF0072 | 2684693-18,2684693-30 | 5094-IF4IHSXT, 4 ANALOG INPUT, S | PANEL B
AF0073 | 2684693-21,2684693-36 | 5094-IRT8SXT, 8 RTD/TC ANALOG INPUT, S | PANEL B
AF0074 | 2684693-18,2684693-26 | 5094-IF8IHXT, 8 ANALOG INPUT, ISOLATED | PANEL B
AF0075 | 2684693-18,2684693-30 | 5094-IF4IHSXT, 4 ANALOG INPUT, S | PANEL B
AF0076 | 2684693-18,2684693-55 | 5094-OB16SXT, 16 DISCRETE OUTPUT, S | PANEL B
AF0077 | 2684693-19,2684693-33 | 5094-IY8XT, 8 ANALOG INPUT, TC/RTD/ I&V | PANEL B
AU0060 | 2684693-22 | 5094-AENTRXT, FLEX 5000 I/O | PANEL B
AU0070 | 2684693-22 | 5094-AENTRXT, FLEX 5000 I/O | PANEL B
BA1100 | 1337728-10 | SWITCH, ETAP, DLR INTERFACE | PANEL B
FU0060 | 1043265-1,1043265-5 | FUSE, 10A | PANEL B
FU0061 | 1043265-1,1043265-5 | FUSE, 10A | PANEL B
FU0062 | 1043265-1,1043265-5 | FUSE, 10A | PANEL B
FU0063 | 1043265-1,1043265-5 | FUSE, 10A | PANEL B
FU0064 | 1043265-1,1043265-5 | FUSE, 10A | PANEL B
FU0070 | 1043265-1,1043265-5 | FUSE, 10A | PANEL B
FU0071 | 1043265-1,1043265-5 | FUSE, 10A | PANEL B
FU0210 | 1043265-1,1043265-7 | FUSE, 20A | PANEL B
FU0211 | 1043265-1,1043265-4 | FUSE, 5A | PANEL B
FU0212 | 1043265-1,1043265-3 | FUSE, 2A | PANEL B
FU1101 | 1043265-1,1043265-3 | FUSE, 2A | PANEL B
GR0231 | 903849C1 | RAIL GROUND, DIN RAIL GROUNDING | PANEL B
GR0232 | 903849C1 | RAIL GROUND, DIN RAIL GROUNDING | PANEL B
GR0233 | 903849C1 | RAIL GROUND, DIN RAIL GROUNDING | PANEL B
IEG0230 | 232941-300 | BUS BAR, PANEL B - INSTRUMENT EARTH GROUNDING | PANEL B
KA0217 | 1061979-1 | RELAY, MAIN GAS FUEL ACTUATOR ENABLE | PANEL B
KA0222 | 1061979-1 | RELAY, SECONDARY GAS FUEL SHUTOFF VALVE | PANEL B
KA0231 | 1061979-1 | RELAY, CONTROLLER ACTIVE | PANEL B
KA0232 | 1061979-1 | RELAY, CONTROLLER ACTIVE | PANEL B
KA0233 | 1061979-1 | RELAY, CONTROLLER ACTIVE | PANEL B
KA0234 | 1061979-1 | RELAY, CONTROLLER ACTIVE | PANEL B
KA0235 | 1061979-1 | RELAY, NO EMERGENCY SHUTDOWN SUMMARY | PANEL B
KA0236 | 1061979-1 | RELAY, NO EMERGENCY SHUTDOWN SUMMARY | PANEL B
KA0237 | 1061979-1 | RELAY, NO EMERGENCY SHUTDOWN SUMMARY | PANEL B
KA0238 | 1061979-1 | RELAY, NO EMERGENCY SHUTDOWN SUMMARY | PANEL B
KA0239 | 1061979-1 | RELAY, NO EMERGENCY SHUTDOWN SUMMARY | PANEL B
KA0240 | 1061979-1 | RELAY, NO EMERGENCY SHUTDOWN SUMMARY | PANEL B
KA0241 | 1061979-1 | RELAY, BACKUP SYSTEM RESET | PANEL B
KA0242 | 1061979-1 | RELAY, BACKUP SYSTEM RESET | PANEL B
KA0243 | 1061979-1 | RELAY, NO FIRE DETECTED | PANEL B
KA0244 | 1061979-1 | RELAY, NO FIRE DETECTED | PANEL B
KA0245 | 1061979-1 | RELAY, NO GAS DETECTED | PANEL B
KA0246 | 1061979-1 | RELAY, NO FIRE DETECTED | PANEL B
KA0247 | 1061979-1 | RELAY, NO FIRE DETECTED | PANEL B
KA0248 | 1061979-1 | RELAY, NO EMERGENCY SHUTDOWN SUMMARY | PANEL B
KA0249 | 1061979-1 | RELAY, NO GAS DETECTED | PANEL B
KA0250 | 1061979-1 | RELAY, NO EMERGENCY SHUTDOWN SUMMARY | PANEL B
KA1020 | 1061979-1 | RELAY, IGNITION START | PANEL B
UA1200 | 1053834-6 | BUOS MODULE, BACKUP OVERSPEED | PANEL B
XT0060 | 1066730-7,1066730-8,1067996-4 | TERMINAL BLOCK, SPRING, 4 CONDUCTOR,30-12 AWG (0.05-3.31 MM2),NON-IS | PANEL B
XT0061 | 1066730-7 | TERMINAL BLOCK, SPRING, 4 CONDUCTOR,30-12 AWG (0.05-3.31 MM2),NON-IS | PANEL B
XT0070 | 1066730-7,1066730-8,1067996-4 | TERMINAL BLOCK, SPRING, 4 CONDUCTOR,30-12 AWG (0.05-3.31 MM2),NON-IS | PANEL B
XT0233 | 1066730-7,1066730-8,1067996-4 | TERMINAL BLOCK, SPRING, 4 CONDUCTOR,30-12 AWG (0.05-3.31 MM2),NON-IS | PANEL B
XT0235 | 1066730-7,1066730-8,1067996-4 | TERMINAL BLOCK, SPRING, 4 CONDUCTOR,30-12 AWG (0.05-3.31 MM2),NON-IS | PANEL B
XT0236 | 1066730-7,1066730-8,1067996-82 | TERMINAL BLOCK, SPRING, 4 CONDUCTOR,30-12 AWG (0.05-3.31 MM2),NON-IS | PANEL B
XT0237 | 1066730-10,1066730-9,1067996-4 | DIODE TERMINAL STRIP, 4 CONDUCTOR | PANEL B
XT0240 | 1066730-7,1066730-8,1067996-4 | TERMINAL BLOCK, SPRING, 4 CONDUCTOR,30-12 AWG (0.05-3.31 MM2),NON-IS | PANEL B
XT2130 | 1066730-7 | TERMINAL BLOCK, SPRING, 4 CONDUCTOR,30-12 AWG (0.05-3.31 MM2),NON-IS | PANEL B
AP0601 | [2]1089241-20 | MODULE, BLANK FILLER | PLC PANEL
AP0602 | 1089241-40 | 1756-EN2TRXT, ETHERNET | PLC PANEL
AP0603 | 1089241-40 | 1756-EN2TRXT, ETHERNET | PLC PANEL
AP0604 | 1089241-20 | MODULE, BLANK FILLER | PLC PANEL
AP0605 | 1089241-20 | MODULE, BLANK FILLER | PLC PANEL
AP0606 | 1089241-20 | MODULE, BLANK FILLER | PLC PANEL
AP0607 | 1089241-20,1089241-36 | 1756-EN2TXT, ETHERNET | PLC PANEL
AP0608 | 1089241-20 | MODULE, BLANK FILLER | PLC PANEL
AP0609 | 1089241-40 | 1756-EN2TRXT, ETHERNET | PLC PANEL
AR0600 | 1057900,1059465,1089241-42,1103759,19298R1,22652R1 | RACK CHASSIS, 1756-A10XT (10 SLOT) | PLC PANEL
AT0600 | 1089241-43 | 1756-L83EXTS, CONTROLLER^GUARDLOGIX | PLC PANEL
AT0680 | 1634974-100 | GATEWAY MODULE, TURBOTRONIC GATEWAY | PLC PANEL
FU0680 | 1043265-1,1043265-4 | FUSE, 5A | PLC PANEL
GR0680 | 903849C1 | RAIL GROUND, DIN RAIL GROUNDING | PLC PANEL
UV0600 | 1089241-28 | POWER SUPPLY, RSLOGIX CHASSIS | PLC PANEL
XT0680 | 1066730-7,1066730-8,1067996-4 | TERMINAL BLOCK, SPRING, 4 CONDUCTOR,30-12 AWG (0.05-3.31 MM2),NON-IS | PLC PANEL