## Blue Labels
(SHT 1) CONTROL,JB70;TT6 | (SHT 10) RAIL,RIGHT,JB73 | (SHT 11) JB73 PANEL | (SHT 13) MEDIA CONVERTER | (SHT 14) BOP CTRL, JB74 | (SHT 2) PLC | (SHT 3) CONTROL A | (SHT 4) CONTROL B | (SHT 5) RAIL,RIGHT,JB70 | (SHT 6) RAIL,LEFT,JB70 | (SHT 7) POWER SUPPLY PANEL | (SHT 8) TURBINE VIB
AT1100 | XT0845 | WC8058 | BA0005 | BA0007 | UV0600 | XT0080 | XT0070 | AT0680 | PC0470 | UJ0031 | XT0110
SB0471 | XTFGE | AF1206 | BA0006 | BA0008 | AT0600 | AU0080 | FU2100 | BA1100 | GR1101 | GR0031 | FU0110
SB0473 | GR1101 | AF1205 | FU0005 | BA1212 | AP0601 | AF0081 | FU0210 | UV0291 |  | FU0030 | FU0113
SB0474 |  | AF1204 | FU0006 | UAI1820 | AP0602 | AF0082 | FU0211 | FU0291 |  | XT0030 | UA1520
SH0470 |  | AF1203 | GR1123 | KT0571 | AP0603 | AF0083 | FU0212 | FU0680 |  | XT0014 | XTFGH
SH0471 |  | AF1202 | IEG1123 | KT0572 | AP0604 | AU0090 | FU0070 | FU1100 |  | FU0236 | XT1521
SH0472 |  | AF1201 | BA1123 | KT0573 | AP0605 | AF0091 | FU0071 | FU1101 |  | FU0136 | UA1210
SA0474 |  | AU1200 |  | XT0004 | AP0606 | AF0092 | KA0221 | XT0680 |  | XT0031 | UA1211
SA0471 |  | GR0120 |  | XT0140 | AP0607 | AF0093 | KA0222 | XT1301 |  | XT0033 | UA1220
SA0473 |  | AF1207 |  | XT0180 | AP0609 | AF0094 | KA1020 | GR1100 |  | XT0131 | UA1221
HA0472 |  | AF1208 |  | XT0570 | AR0600 | AF0095 | KA2160 |  |  | FU0008 | UA1230
SB0472 |  | AF1209 |  | XT0572 | AP0608 | AF0096 | KA2161 |  |  | FU0010 | UA1231
|  | AF1210 |  | XT0573 | BA0001 | AF0097 | AU0070 |  |  | FU0016 | UA1262
|  | AF1211 |  | GR0257 | BA0002 | GR0133 | AF0071 |  |  | FU0017 | UA1263
|  | FU0120 |  | IEG0257 | BA0601 | XT0089 | AF0072 |  |  | GR0135 | GR0113
|  | FU0121 |  | KA0531 | BA0607 | KT0140 | AF0073 |  |  | UJ0131 | IEG0110
|  | FU0130 |  | KA0532 | BA0608 | KT0141 | AF0074 |  |  | FU0011
|  | FU0133 |  | KA0533 | GR0234 | KT0142 | AF0075 |  |  | FU0012
|  | GR0131 |  | KA0534 |  | KT0143 | AF0076 |  |  | FU0013
|  | IEG0130 |  | KA0535 |  | KT0144 | AF0077 |  |  | FU0014
|  | XT0520 |  | KA0536 |  | KT0145 | XT0085 |  |  | FU0015
|  | XT0510 |  | KA0537 |  | KT0146 | KA0230 |  |  | XT0011
|  | AF0500 |  | KA0540 |  | XT0134 | KA0231 |  |  | GR0136
|  | AF0510 |  | KA0541 |  | XT0135 | KA0232
|  | AF0520 |  | KA0550 |  | XT0136 | KA0233
|  | XT0500 |  | KA0551 |  | XT0137 | KA0234
|  | XT0120 |  | KA0552 |  | XT0138 | KA0235
|  | KA4401 |  | KA0553 |  | XT0139 | KA0236
|  | KA0120 |  | KA0554 |  | KA0138 | KA0237
|  | XT0121 |  | FU0007 |  | KA0141 | KA0238
|  | FU0332 |  | FU1212 |  | KA0144 | KA0239
|  | XT0335 |  | FU0570 |  | GR1125 | KA0240
|  | XT0336 |  | FU0140 |  | FU0137 | KA0241
|  | XT0130 |  | FU0141 |  | FU0139 | KA0242
|  | GR0089 |  | FU0142 |  | AF0087 | KA0243
|  |  |  | FU0180 |  | AF0086 | KA0244
|  |  |  | FU0181 |  | AF0085 | KA0245
|  |  |  | FU0184 |  | AF0084 | KA0246
|  |  |  | BA0074 |  | XT0081 | KA0247
|  |  |  | AU0140 |  | XT0082 | KA0248
|  |  |  | AF0141 |  | FU0080 | KA0249
|  |  |  | AF0142 |  | FU0090 | KA0250
|  |  |  | AF0143 |  | FU0091 | GR0233
|  |  |  | AF0144 |  | FU0092 | XT0600
|  |  |  | AF0145 |  | FU0093 | XT0060
|  |  |  | AF0146 |  | GR0232 | XT0062
|  |  |  | GR0140 |  | FU0002 | FU0060
|  |  |  | AU0180 |  | FU0001 | FU0061
|  |  |  | AF0181 |  | XT0003 | FU0062
|  |  |  | AF0182 |  | XT0002 | FU0063
|  |  |  | AF0183 |  | XT0001 | FU0064
|  |  |  | AF0184 |  | KA0130 | FU0601
|  |  |  | AF0185 |  | KA0131 | FU0607
|  |  |  | GR0180 |  | KA0132 | FU0608
[6 empty] | KA0133 | AF0068
[6 empty] | KA0134 | AF0067
[6 empty] | KA0135 | AF0066
[6 empty] | KA0136 | AF0065
[6 empty] | KA0137 | AF0064
[6 empty] | KA3103 | AF0063
[6 empty] | KA3220 | AF0062
[6 empty] | GR0132 | AF0061
[6 empty] | WC0080 | AU0060
[6 empty] | UA1200 | XT0233
[6 empty] | PEG0130 | XT0235
[6 empty] | IEG0010 | XT0236
XT0237
XT0240
GR0231
XT0400
XT0401
FU0410
AF0400
AF0410
AF0420
AF0430
AF0450
BA0070
BA1213
BA0610
IEG0230

## White Labels
(SHT 14) BOP CTRL, JB74 | (SHT 3) CONTROL A | (SHT 3) CONTROL A - (SHT 4) CONTROL B | (SHT 3) CONTROL A - JB70 | (SHT 4) CONTROL B | (SHT 4) CONTROL B - (SHT 2) PLC | (SHT 4) CONTROL B - (SHT 5) RAIL,RIGHT,JB70 | (SHT 4) CONTROL B - (SHT 8) TURBINE VIB | (SHT 11) JB73 PANEL | (SHT 13) MEDIA CONVERTER | (SHT 2) PLC | (SHT 7) POWER SUPPLY PANEL
0143GND | AF0083G | IEG023011 | PEG01304 | ,GRN | GR0234 | GR1100 | IEG01101 | AF1203G | IEG11231 | UV0600G | GR0136
AF0143G | AF0084G | IEG02302 |  | AF0064G | IEG02301 |  |  | AF1204G
AF0144G | AF0085G | IEG02303 |  | AF0065G |  |  |  | AF1205G
AU018/0G | AF0094G | IEG02308 |  | AF0066G |  |  |  | AF1206G
IEG02571 | AF0096G |  |  | AF0071G |  |  |  | AF1208G
IEG02572 | AU0080G |  |  | AF0072G |  |  |  | AF1209G
IEG02573 | AU0090G |  |  | AF0073G |  |  |  | AF1210G
| GR1125 |  |  | AF0074G |  |  |  | AU1200G
|  |  |  | AF0075G |  |  |  | GR0089
|  |  |  | AU0060G |  |  |  | IEG01301
|  |  |  | AU0070G |  |  |  | IEG01303
|  |  |  | IEG02304 |  |  |  | IEG01304
|  |  |  | IEG02305 |  |  |  | XT05001
IEG02306
XT04001
XT04002

## Heat Shrink Labels
(SHT 14) BOP CTRL, JB74 | (SHT 3) CONTROL A - (SHT 4) CONTROL B | (SHT 4) CONTROL B - (SHT 8) TURBINE VIB
W1820 | WC4524 | WC1228
WC1229
WC1230
WC1231
WC1232
WC1233
WC1234
WC1235
WC4749

## BOP CTRL, JB74
BOP CTRL, JB74
Project # | 9A901
Project Name | Cheniere-Sinton
Revision | A.2
Controls DE | J.HYDE
Phone: | 0
Controls ME | K.SIDES
Phone:
From | [5 empty] | To
Device ID | Cable (W) Conductor (SC) Jumper Clip (JC) | Wire No. | Wire ID | Gauge/Size | Page/Zone | Device ID | Location | Page/Zone
XT0004:1 | JC | FU0210 | CLIP | --- | 4.C3 | XT0004:2 | BOP CTRL, JB74 | 4.D3
XT0004:3 | JC | 0V | CLIP | --- | 4.C3 | XT0004:4 | BOP CTRL, JB74 | 4.D3
XT0140:3 | JC | 0V | CLIP | --- | 22.A5 | XT0140:2 | BOP CTRL, JB74 | 22.A5
XT0140:4 | JC | 0V | CLIP | --- | 22.A5 | XT0140:3 | BOP CTRL, JB74 | 22.A5
XT0180:1 | JC | 0V | CLIP | --- | 22.D1 | XT0180:2 | BOP CTRL, JB74 | 22.D1
AF0182:01 | SC | JP4 | VIO | 20 | 28.A7 | AF0182:33 | BOP CTRL, JB74 | 28.A7
AF0182:03 | SC | JP3 | VIO | 20 | 28.B7 | AF0182:35 | BOP CTRL, JB74 | 28.B7
AF0141:00 | SC | KA053211 | WHT | 20 | 83.A7 | KA0532:11 | BOP CTRL, JB74 | 83.A6
AF0141:02 | SC | 014102 | WHT | 20 | 83.B7 | KA0552:14 | BOP CTRL, JB74 | 83.B6
AF0141:04 | SC | KA053221 | WHT | 20 | 84.A7 | KA0532:21 | BOP CTRL, JB74 | 84.A6
AF0141:06 | SC | 014106 | WHT | 20 | 84.B7 | KA0553:14 | BOP CTRL, JB74 | 84.B6
AF0141:12 | SC | KA055411 | WHT | 20 | 85.B7 | KA0554:11 | BOP CTRL, JB74 | 85.B6
AF0141:14 | SC | KA053111 | WHT | 20 | 82.A7 | KA0531:11 | BOP CTRL, JB74 | 82.A5
AF0141:16 | SC | SV76212 | WHT | 20 | 83.A7 | XT0572:4 | BOP CTRL, JB74 | 83.A5
AF0141:20 | SC | SV76412 | WHT | 20 | 84.A7 | XT0572:5 | BOP CTRL, JB74 | 84.A5
AF0141:32 | SC | KA055011 | WHT | 20 | 83.A7 | KA0550:11 | BOP CTRL, JB74 | 83.A6
AF0141:36 | SC | KA055111 | WHT | 20 | 84.A7 | KA0551:11 | BOP CTRL, JB74 | 84.A6
AF0141:COM | SC | 0V | WHT | 16 | 22.B2 | XT0140:3 | BOP CTRL, JB74 | 22.A5
AF0141:V+ | SC | FU0141 | WHT | 14 | 22.B2 | FU0141:LD | BOP CTRL, JB74 | 22.C1
AF0142:07 | SC | ZSC76112 | WHT | 20 | 82.B7 | XT0572:1 | BOP CTRL, JB74 | 82.B5
AF0142:23 | SC | 014223 | WHT | 20 | 82.B7 | KT0571:A2 | BOP CTRL, JB74 | 82.B6
AF0142:COM | SC | AF0142N | WHT | 20 | 22.B3 | AF0143:COM | BOP CTRL, JB74 | 22.B3
AF0142:COM | SC | AU0140N | WHT | 20 | 22.B3 | AU0140:COM | BOP CTRL, JB74 | 22.B2
AF0142:V+ | SC | AF0142P | WHT | 20 | 22.B3 | AF0143:V+ | BOP CTRL, JB74 | 22.B3
AF0142:V+ | SC | AU0140P | WHT | 20 | 22.B3 | AU0140:V+ | BOP CTRL, JB74 | 22.B2
AF0143:COM | SC | AF0143N | WHT | 20 | 22.B3 | AF0144:COM | BOP CTRL, JB74 | 22.B4
AF0143:SH | SC | AF0143G | GRN | 14 | 22.B3 | AF0144:SH | BOP CTRL, JB74 | 22.B4
AF0143:SH | SC | 0143GND | GRN | 14 | 22.B3 | AU0140:GND | BOP CTRL, JB74 | 22.B2
AF0143:V+ | SC | AF0143P | WHT | 20 | 22.B3 | AF0144:V+ | BOP CTRL, JB74 | 22.B4
AF0144:COM | SC | AF0144N | WHT | 20 | 22.B4 | AF0145:COM | BOP CTRL, JB74 | 22.B5
AF0144:SH | SC | AF0144G | GRN | 14 | 22.B4 | AF0145:SH | BOP CTRL, JB74 | 22.B5
AF0144:V+ | SC | AF0144P | WHT | 20 | 22.B4 | AF0145:V+ | BOP CTRL, JB74 | 22.B5
AF0145:SH | SC | IEG02571 | GRN | 14 | 22.B5 | IEG0257:1 | BOP CTRL, JB74 | 22.C5
AF0146:12 | SC | 014612 | WHT | 20 | 86.A7 | KA0532:24 | BOP CTRL, JB74 | 86.A5
AF0146:COM | SC | 0V | WHT | 16 | 22.B5 | XT0140:3 | BOP CTRL, JB74 | 22.A5
AF0181:COM | SC | 0V | WHT | 16 | 22.D2 | XT0180:2 | BOP CTRL, JB74 | 22.D1
AF0181:V+ | SC | FU0181 | WHT | 14 | 22.D2 | FU0181:LD | BOP CTRL, JB74 | 22.D1
AF0182:COM | SC | AF0182N | WHT | 20 | 22.D3 | AF0183:COM | BOP CTRL, JB74 | 22.C3
AF0182:COM | SC | AU0180N | WHT | 20 | 22.D3 | AU0180:COM | BOP CTRL, JB74 | 22.C2
AF0182:V+ | SC | AF0182P | WHT | 20 | 22.D3 | AF0183:V+ | BOP CTRL, JB74 | 22.C3
AF0182:V+ | SC | AU0180P | WHT | 20 | 22.D3 | AU0180:V+ | BOP CTRL, JB74 | 22.C2
AF0183:04 | SC | ZSC76212 | WHT | 20 | 83.B7 | XT0572:2 | BOP CTRL, JB74 | 83.B5
AF0183:05 | SC | ZSC76412 | WHT | 20 | 84.B7 | XT0572:3 | BOP CTRL, JB74 | 84.B5
AF0183:20 | SC | KT0572A2 | WHT | 20 | 83.B7 | KT0572:A2 | BOP CTRL, JB74 | 83.B6
AF0183:21 | SC | KT0573A2 | WHT | 20 | 84.B7 | KT0573:A2 | BOP CTRL, JB74 | 84.B6
AF0183:COM | SC | AF0183N | WHT | 20 | 22.C3 | AF0185:COM | BOP CTRL, JB74 | 22.D5
AF0183:V+ | SC | AF0183P | WHT | 20 | 22.C3 | AF0185:V+ | BOP CTRL, JB74 | 22.D5
AF0184:00 | SC | KA0550A1 | WHT | 20 | 83.C7 | KA0550:A1 | BOP CTRL, JB74 | 83.C6
AF0184:01 | SC | KA0552A1 | WHT | 20 | 83.C7 | KA0552:A1 | BOP CTRL, JB74 | 83.C6
AF0184:02 | SC | KA0551A1 | WHT | 20 | 84.D7 | KA0551:A1 | BOP CTRL, JB74 | 84.D6
AF0184:03 | SC | KA0553A1 | WHT | 20 | 84.C7 | KA0553:A1 | BOP CTRL, JB74 | 84.C6
AF0184:05 | SC | KA0554A1 | WHT | 20 | 85.C7 | KA0554:A1 | BOP CTRL, JB74 | 85.C6
AF0184:16 | SC | KA0550A2 | WHT | 20 | 83.C7 | KA0550:A2 | BOP CTRL, JB74 | 83.C6
AF0184:17 | SC | KA0552A2 | WHT | 20 | 83.C7 | KA0552:A2 | BOP CTRL, JB74 | 83.C6
AF0184:18 | SC | KA0551A2 | WHT | 20 | 84.D7 | KA0551:A2 | BOP CTRL, JB74 | 84.D6
AF0184:19 | SC | KA0553A2 | WHT | 20 | 84.C7 | KA0553:A2 | BOP CTRL, JB74 | 84.C6
AF0184:21 | SC | KA0554A2 | WHT | 20 | 85.C7 | KA0554:A2 | BOP CTRL, JB74 | 85.C6
AF0184:COM | SC | 0V | WHT | 16 | 22.C4 | XT0180:2 | BOP CTRL, JB74 | 22.D1
AF0184:V+ | SC | FU0184 | WHT | 14 | 22.C4 | FU0184:LD | BOP CTRL, JB74 | 22.D1
AF0185:SH | SC | IEG02572 | GRN | 14 | 22.D5 | IEG0257:2 | BOP CTRL, JB74 | 22.D6
AF0185:SH | SC | AU018/0G | GRN | 14 | 22.D5 | AU0180:GND | BOP CTRL, JB74 | 22.C2
AU0140:COM | SC | 0V | WHT | 16 | 22.B2 | XT0140:2 | BOP CTRL, JB74 | 22.A5
AU0140:V+ | SC | FU0140 | WHT | 14 | 22.B2 | FU0140:LD | BOP CTRL, JB74 | 22.B1
AU0180:COM | SC | 0V | WHT | 16 | 22.C2 | XT0180:1 | BOP CTRL, JB74 | 22.D1
AU0180:V+ | SC | FU0180 | WHT | 14 | 22.C2 | FU0180:LD | BOP CTRL, JB74 | 22.D1
BA0007:V1(-) | SC | 0V | WHT | 16 | 4.C2 | XT0004:3 | BOP CTRL, JB74 | 4.C3
BA0007:V1(+) | SC | FU0007 | WHT | 16 | 4.C2 | FU0007:LD | BOP CTRL, JB74 | 4.C3
BA0008:V1(-) | SC | 0V | WHT | 16 | 4.D2 | XT0004:4 | BOP CTRL, JB74 | 4.D3
BA1212:NEG | SC | 0V | WHT | 16 | 22.C6 | XT0140:2 | BOP CTRL, JB74 | 22.A5
BA1212:POS | SC | FU1212LD | WHT | 16 | 22.C6 | FU1212:LD | BOP CTRL, JB74 | 22.C6
FU0007:LI | SC | FU0210 | WHT | 16 | 4.C3 | XT0004:1 | BOP CTRL, JB74 | 4.C3
FU0140:LI | SC | FU0570 | WHT | 14 | 22.B1 | FU0570:LD | BOP CTRL, JB74 | 22.A4
FU0140:LI | SC | FU0570 | WHT | 14 | 22.B1 | FU0141:LI | BOP CTRL, JB74 | 22.C1
FU0141:LI | SC | FU0570 | WHT | 14 | 22.C1 | FU0142:LI | BOP CTRL, JB74 | 22.C1
FU0142:LD | SC | FU0142 | WHT | 14 | 22.C1 | AF0146:V+ | BOP CTRL, JB74 | 22.B5
FU0142:LD | SC | FU0142 | WHT | 14 | 22.C1 | XT0140:7 | BOP CTRL, JB74 | 23.C1
FU0142:LI | SC | FU0570 | WHT | 14 | 22.C1 | FU0180:LI | BOP CTRL, JB74 | 22.D1
FU0180:LI | SC | FU0570 | WHT | 14 | 22.D1 | FU0181:LI | BOP CTRL, JB74 | 22.D1
FU0181:LI | SC | FU0570 | WHT | 14 | 22.D1 | FU0184:LI | BOP CTRL, JB74 | 22.D1
FU0570:LI | SC | FU0136 | WHT | 14 | 22.A4 | XT0140:1 | BOP CTRL, JB74 | 22.A5
FU1212:LI | SC | FU0136 | WHT | 16 | 22.C6 | XT0140:1 | BOP CTRL, JB74 | 22.A5
GR0140: | SC | 0V | WHT | 14 | 22.A4 | XT0140:4 | BOP CTRL, JB74 | 22.A5
GR0180: | SC | IEG02573 | GRN | 14 | 7.B3 | IEG0257:3 | BOP CTRL, JB74 | 7.B3
GR0257: | SC | 0V | WHT | 14 | 22.D1 | XT0180:2 | BOP CTRL, JB74 | 22.D1
KA0531:A1 | SC | ESTOP | WHT | 20 | 23.A3 | KA0532:A1 | BOP CTRL, JB74 | 23.A3
KA0531:A1 | SC | ESTOP | WHT | 20 | 23.A3 | XT0140:6 | BOP CTRL, JB74 | 23.A2
KA0531:A2 | SC | 0V | WHT | 20 | 23.A3 | KA0532:A2 | BOP CTRL, JB74 | 23.A3
KA0531:A2 | SC | 0V | WHT | 20 | 23.A3 | KA0536:A2 | BOP CTRL, JB74 | 23.A3
KA0532:14 | SC | KA053214 | WHT | 20 | 83.A6 | KA0540:A1 | BOP CTRL, JB74 | 83.A5
KA0532:24 | SC | KA053224 | WHT | 20 | 84.A6 | KA0541:A1 | BOP CTRL, JB74 | 84.A5
KA0532:A1 | SC | ESTOP | WHT | 20 | 23.A3 | KA0533:A1 | BOP CTRL, JB74 | 23.B3
KA0532:A2 | SC | 0V | WHT | 20 | 23.A3 | KA0533:A2 | BOP CTRL, JB74 | 23.B3
KA0533:11 | SC | FU0142 | WHT | 14 | 23.C2 | XT0140:7 | BOP CTRL, JB74 | 23.C1
KA0533:A1 | SC | ESTOP | WHT | 20 | 23.B3 | KA0534:A1 | BOP CTRL, JB74 | 23.B3
KA0533:A2 | SC | 0V | WHT | 20 | 23.B3 | KA0534:A2 | BOP CTRL, JB74 | 23.B3
KA0534:A1 | SC | ESTOP | WHT | 20 | 23.B3 | KA0537:A1 | BOP CTRL, JB74 | 23.B3
KA0534:A2 | SC | 0V | WHT | 20 | 23.B3 | KA0537:A2 | BOP CTRL, JB74 | 23.B3
KA0535:11 | SC | KA053511 | WHT | 20 | 85.B6 | KA0554:14 | BOP CTRL, JB74 | 85.B6
KA0535:14 | SC | KA053514 | WHT | 20 | 85.B6 | XT0573:1 B2 | BOP CTRL, JB74 | 85.B5
KA0535:A1 | SC | KA0231A1 | WHT | 20 | 23.A3 | KA0536:A1 | BOP CTRL, JB74 | 23.A3
KA0535:A1 | SC | KA0231A1 | WHT | 20 | 23.A3 | XT0140:5 | BOP CTRL, JB74 | 23.A2
KA0535:A2 | SC | 0V | WHT | 20 | 23.A3 | KA0536:A2 | BOP CTRL, JB74 | 23.A3
KA0535:A2 | SC | 0V | WHT | 20 | 23.A3 | XT0140:4 | BOP CTRL, JB74 | 22.A5
KA0536:11 | SC | XT05732B1 | WHT | 20 | 85.B5 | XT0573:2 B1 | BOP CTRL, JB74 | 85.B5
KA0536:12 | SC | KA053612 | WHT | 20 | 85.B5 | XT0573:1 T1 | BOP CTRL, JB74 | 85.B5
KA0540:11 | SC | KA054011 | WHT | 20 | 83.A5 | KA0550:14 | BOP CTRL, JB74 | 83.A6
KA0540:A2 | SC | SV76212 | WHT | 20 | 83.A5 | XT0572:4 | BOP CTRL, JB74 | 83.A5
KA0541:11 | SC | KA054111 | WHT | 20 | 84.A5 | KA0551:14 | BOP CTRL, JB74 | 84.A6
KA0541:A2 | SC | SV76412 | WHT | 20 | 84.A5 | XT0572:5 | BOP CTRL, JB74 | 84.A5
KA0552:11 | SC | KA055211 | WHT | 20 | 83.B6 | XT0573:4 B2 | BOP CTRL, JB74 | 83.B5
KA0553:11 | SC | KA055311 | WHT | 20 | 84.B6 | XT0573:3 B2 | BOP CTRL, JB74 | 84.B5
KT0571:A1 | SC | ZSC76112 | WHT | 20 | 82.B6 | XT0572:1 | BOP CTRL, JB74 | 82.B5
KT0572:15 | SC | KA053312 | WHT | 20 | 23.C3 | KT0573:15 | BOP CTRL, JB74 | 23.C3
KT0572:16 | SC | KT057216 | WHT | 20 | 23.C3 | XT0140:9 | BOP CTRL, JB74 | 23.C3
KT0572:A1 | SC | ZSC76212 | WHT | 20 | 83.B6 | XT0572:2 | BOP CTRL, JB74 | 83.B5
KT0573:15 | SC | KA053312 | WHT | 20 | 23.C3 | KA0533:12 | BOP CTRL, JB74 | 23.C2
KT0573:16 | SC | KT057316 | WHT | 20 | 23.C3 | XT0140:8 | BOP CTRL, JB74 | 23.C3
KT0573:A1 | SC | ZSC76412 | WHT | 20 | 84.B6 | XT0572:3 | BOP CTRL, JB74 | 84.B5
UAI1820:14+ | SC | FU0136 | WHT | 16 | 29.A5 | XT0140:1 | BOP CTRL, JB74 | 22.A5
UAI1820:15- | SC | 0V | WHT | 16 | 29.A5 | XT0140:3 | BOP CTRL, JB74 | 22.A5
XT0140:2 | SC | 0V | WHT | 14 | 22.A5 | XT0570:2 | BOP CTRL, JB74 | 22.A5
XT0140:8 | SC | KT057316 | WHT | 20 | 23.C3 | XT0573:2 T2 | BOP CTRL, JB74 | 85.B5
XT0140:9 | SC | KT057216 | WHT | 20 | 23.C3 | XT0573:2 B2 | BOP CTRL, JB74 | 85.B5
XT0180:1 | SC | 0V | WHT | 16 | 22.D1 | XT0140:4 | BOP CTRL, JB74 | 22.A5
XT0570:1 | SC | FU0136 | WHT | 12 | 22.A5 | XT0140:1 | BOP CTRL, JB74 | 22.A5
XT0570:3 | SC | KA0231A1 | WHT | 12 | 23.A2 | XT0140:5 | BOP CTRL, JB74 | 23.A2
XT0573:3 T2 | SC | KT057316 | WHT | 20 | 84.B5 | XT0140:8 | BOP CTRL, JB74 | 23.C3
XT0573:4 T2 | SC | KT057216 | WHT | 20 | 83.B5 | XT0140:9 | BOP CTRL, JB74 | 23.C3
AF0185:00 | W1820 | 018500 | RED | 20 | 29.A7 | UAI1820:8+ | BOP CTRL, JB74 | 29.A5
AF0185:16 | W1820 | 018516 | BLK | 20 | 29.A7 | UAI1820:7- | BOP CTRL, JB74 | 29.A5
AF0185:48 | W1820 | 01850S | SH | 20 | 29.A7 | FLOATING | BOP CTRL, JB74 | 29.A6
AU0140:L2 | WC0014 | AU0140L2 | ENET | CABLE | 3.C3 | AU0180:L1 | BOP CTRL, JB74 | 3.C4
AU0180:L2 | WC0018 | AU0180L2 | ENET | CABLE | 3.C4 | BA1212:L1 | BOP CTRL, JB74 | 3.C5
BA0008:RJ45 | WC1212 | BA1212L2 | ENET | CABLE | 4.D2 | BA1212:L2 | BOP CTRL, JB74 | 3.C5
AU0140:L1 | WC9007 | BA0007RJ45 | ENET | CABLE | 3.C3 | BA0007:RJ45 | BOP CTRL, JB74 | 4.C2
BA0008:TX | WC9106 | BA0006RX | BLU-A | FIBER OPTIC | 4.D2 | BA0074:2-TX | BOP CTRL, JB74 | 4.C1
BA0008:RX | WC9106 | BA0006TX | BLU-B | FIBER OPTIC | 4.D2 | BA0074:2-RX | BOP CTRL, JB74 | 4.C1
BA0007:TX | WC9207 | BA0007TX | BLU-A | FIBER OPTIC | 4.C2 | BA0074:1-TX | BOP CTRL, JB74 | 4.C1
BA0007:RX | WC9207 | BA0007RX | BLU-B | FIBER OPTIC | 4.C2 | BA0074:1-RX | BOP CTRL, JB74 | 4.C1
AU0140:L1 | WCBA0007 | BA0007RJ45 | ENET | CABLE | 3.C3 | BA0007:RJ45 | BOP CTRL, JB74 | 4.C2
BA0008:V1(+) | SC | FU0008 | WHT | 16 | 4.D2 | FU0008:LD | POWER SUPPLY PANEL | 4.D3
XT0004:2 | SC | FU0210 | WHT | 16 | 4.D3 | FU0008:LI | POWER SUPPLY PANEL | 4.D3
SolarTools ver. 24.0.84.24712 (Jul 31, 2025)
Report date: 4/29/2026 7:53 AM

## CONTROL A
CONTROL A
Project # | 9A901
Project Name | Cheniere-Sinton
Revision | A.2
Controls DE | J.HYDE
Phone: | 0
Controls ME | K.SIDES
Phone:
From | [5 empty] | To
Device ID | Cable (W) Conductor (SC) Jumper Clip (JC) | Wire No. | Wire ID | Gauge/Size | Page/Zone | Device ID | Location | Page/Zone
XT0001:1 | JC | FU0210 | CLIP | --- | 4.A3 | XT0001:2 | CONTROL A | 4.B3
XT0001:2 | JC | FU0210 | CLIP | --- | 4.B3 | XT0001:3 | CONTROL A | 4.B3
XT0001:4 | JC | 0V | CLIP | --- | 4.A3 | XT0001:5 | CONTROL A | 4.B3
XT0001:5 | JC | 0V | CLIP | --- | 4.B3 | XT0001:6 | CONTROL A | 4.B3
XT0003:1 | JC | FU0210 | CLIP | --- | 4.A4 | XT0003:2 | CONTROL A | 4.B4
XT0003:3 | JC | 0V | CLIP | --- | 4.A4 | XT0003:4 | CONTROL A | 4.B4
XT0080:1 | JC | 0V | CLIP | --- | 10.B1 | XT0080:2 | CONTROL A | 10.B1
XT0080:2 | JC | 0V | CLIP | --- | 10.B1 | XT0080:3 | CONTROL A | 10.B1
XT0081:1 | JC | 0V | CLIP | --- | 10.D1 | XT0081:2 | CONTROL A | 10.D1
XT0134:1 | JC | 0V | CLIP | --- | 13.B3 | XT0134:2 | CONTROL A | 13.B3
XT0134:2 | JC | 0V | CLIP | --- | 13.B3 | XT0134:3 | CONTROL A | 13.B3
XT0134:3 | JC | 0V | CLIP | --- | 13.B3 | XT0134:4 | CONTROL A | 13.B3
XT0135:1 | JC | 0V | CLIP | --- | 13.B4 | XT0135:2 | CONTROL A | 13.B4
XT0135:2 | JC | 0V | CLIP | --- | 13.B4 | XT0135:3 | CONTROL A | 13.B4
XT0135:3 | JC | 0V | CLIP | --- | 13.B4 | XT0135:4 | CONTROL A | 13.C4
XT0136:1 | JC | FU0139 | CLIP | --- | 14.A2 | XT0136:2 | CONTROL A | 14.A2
XT0138:1 | JC | FU0136 | CLIP | --- | 13.A3 | XT0138:2 | CONTROL A | 13.A3
XT0138:2 | JC | FU0136 | CLIP | --- | 13.A3 | XT0138:3 | CONTROL A | 13.A3
XT0138:3 | JC | FU0136 | CLIP | --- | 13.A3 | XT0138:4 | CONTROL A | 13.B3
XT0139:1 | JC | FU0137 | CLIP | --- | 13.A4 | XT0139:2 | CONTROL A | 13.A4
XT0139:2 | JC | FU0137 | CLIP | --- | 13.A4 | XT0139:3 | CONTROL A | 13.B4
AF0081:03 | SC | 008103 | WHT | 20 | 17.C7 | KA0130:14 | CONTROL A | 17.D6
AF0081:19 | SC | UA1200J27 | WHT | 20 | 17.C7 | UA1200:J2-7 | CONTROL A | 17.B3
AF0081:35 | SC | 008135 | WHT | 20 | 17.C7 | KA0130:A1 | CONTROL A | 17.C5
AF0081:07 | SC | JP2 | VIO | 20 | 28.D7 | AF0081:39 | CONTROL A | 28.D7
AF0081:COM | SC | AF0081N | WHT | 16 | 10.A2 | AF0082:COM | CONTROL A | 10.B3
AF0081:COM | SC | AU0080N | WHT | 20 | 10.A2 | AU0080:COM | CONTROL A | 10.A1
AF0081:V+ | SC | AF0081P | WHT | 16 | 10.A2 | AF0082:V+ | CONTROL A | 10.B3
AF0081:V+ | SC | AU0080P | WHT | 20 | 10.A2 | AU0080:V+ | CONTROL A | 10.A1
AF0082:COM | SC | AF0082N | WHT | 16 | 10.B3 | AF0083:COM | CONTROL A | 10.B3
AF0082:V+ | SC | AF0082P | WHT | 16 | 10.B3 | AF0083:V+ | CONTROL A | 10.B3
AF0083:COM | SC | AF0083N | WHT | 16 | 10.B3 | AF0084:COM | CONTROL A | 10.B4
AF0083:SH | SC | AF0083G | GRN | 14 | 10.B3 | AF0084:SH | CONTROL A | 10.B4
AF0083:SH | SC | AU0080G | GRN | 14 | 10.B3 | AU0080:GND | CONTROL A | 10.A1
AF0083:V+ | SC | AF0083P | WHT | 16 | 10.B3 | AF0084:V+ | CONTROL A | 10.B4
AF0084:COM | SC | AF0084N | WHT | 16 | 10.B4 | AF0085:COM | CONTROL A | 10.B4
AF0084:SH | SC | AF0084G | GRN | 14 | 10.B4 | AF0085:SH | CONTROL A | 10.B4
AF0084:V+ | SC | AF0084P | WHT | 16 | 10.B4 | AF0085:V+ | CONTROL A | 10.B4
AF0085:COM | SC | AF0085N | WHT | 16 | 10.B4 | AF0086:COM | CONTROL A | 10.B5
AF0085:SH | SC | AF0085G | GRN | 14 | 10.B4 | AF0086:SH | CONTROL A | 10.B5
AF0085:V+ | SC | AF0085P | WHT | 16 | 10.B4 | AF0086:V+ | CONTROL A | 10.B5
AF0086:COM | SC | AF0086N | WHT | 16 | 10.B5 | AF0087:COM | CONTROL A | 10.B6
AF0086:V+ | SC | AF0086P | WHT | 16 | 10.B5 | AF0087:V+ | CONTROL A | 10.B6
AF0087:11 | SC | KA013624 | WHT | 20 | 14.C6 | KA0136:24 | CONTROL A | 14.C5
AF0087:43 | SC | KA013621 | WHT | 20 | 14.C6 | KA0136:21 | CONTROL A | 14.C5
AF0091:07 | SC | KA014114 | WHT | 20 | 14.C2 | KA0141:14 | CONTROL A | 14.C2
AF0091:39 | SC | KA014111 | WHT | 20 | 14.C2 | KA0141:11 | CONTROL A | 14.C2
AF0091:COM | SC | AF0091N | WHT | 16 | 10.D2 | AF0094:COM | CONTROL A | 10.D4
AF0091:COM | SC | AU0090N | WHT | 20 | 10.D2 | AU0090:COM | CONTROL A | 10.C1
AF0091:V+ | SC | AF0091P | WHT | 14 | 10.D2 | AF0094:V+ | CONTROL A | 10.D4
AF0091:V+ | SC | AU0090P | WHT | 20 | 10.D2 | AU0090:V+ | CONTROL A | 10.C1
AF0092:02 | SC | KA0133A1 | WHT | 20 | 62.B7 | KA0133:A1 | CONTROL A | 15.B6
AF0092:06 | SC | KA013114 | WHT | 20 | 62.A7 | KA0131:14 | CONTROL A | 14.C5
AF0092:08 | SC | 009208 | WHT | 20 | 67.A7 | KA3103:A1 | CONTROL A | 67.A5
AF0092:24 | SC | 009224 | WHT | 20 | 67.A7 | KA3103:A2 | CONTROL A | 67.A5
AF0092:COM | SC | 0V | WHT | 14 | 10.D3 | XT0081:1 | CONTROL A | 10.D1
AF0092:V+ | SC | FU0091 | WHT | 14 | 10.D3 | FU0091:LD | CONTROL A | 10.D1
AF0093:01 | SC | 009301 | WHT | 20 | 65.A7 | KA3220:A1 | CONTROL A | 65.B5
AF0093:17 | SC | 009317 | WHT | 20 | 65.A7 | KA3220:A2 | CONTROL A | 65.B5
AF0093:COM | SC | 0V | WHT | 14 | 10.D3 | XT0081:2 | CONTROL A | 10.D1
AF0093:V+ | SC | FU0092 | WHT | 14 | 10.D3 | FU0092:LD | CONTROL A | 10.D1
AF0094:05 | SC | 0V | WHT | 16 | 12.A7 | XT0135:4 | CONTROL A | 13.C4
AF0094:07 | SC | 0V | WHT | 16 | 12.B7 | XT0135:4 | CONTROL A | 13.C4
AF0094:13 | SC | 0V | WHT | 16 | 12.C7 | XT0135:3 | CONTROL A | 13.B4
AF0094:15 | SC | 0V | WHT | 16 | 12.D7 | XT0135:3 | CONTROL A | 13.B4
AF0094:COM | SC | AF0094N | WHT | 14 | 10.D4 | AF0096:COM | CONTROL A | 10.D5
AF0094:SH | SC | AF0094G | GRN | 14 | 10.D4 | AF0096:SH | CONTROL A | 10.D5
AF0094:SH | SC | AU0090G | GRN | 14 | 10.D4 | AU0090:GND | CONTROL A | 10.C1
AF0094:V+ | SC | AF0094P | WHT | 14 | 10.D4 | AF0096:V+ | CONTROL A | 10.D5
AF0095:COM | SC | 0V | WHT | 16 | 10.D4 | XT0081:2 | CONTROL A | 10.D1
AF0095:V+ | SC | FU0093 | WHT | 14 | 10.D4 | FU0093:LD | CONTROL A | 10.D1
AF0096:COM | SC | AF0096N | WHT | 16 | 10.D5 | AF0097:COM | CONTROL A | 10.D6
AF0096:SH | SC | AF0096G | GRN | 14 | 10.D5 | AF0097:SH | CONTROL A | 10.D6
AF0096:V+ | SC | AF0096P | WHT | 16 | 10.D5 | AF0097:V+ | CONTROL A | 10.D6
AU0080:COM | SC | 0V | WHT | 16 | 10.A1 | XT0080:1 | CONTROL A | 10.B1
AU0080:V+ | SC | FU0080 | WHT | 14 | 10.A1 | FU0080:LD | CONTROL A | 10.B1
AU0090:COM | SC | 0V | WHT | 16 | 10.C1 | XT0081:1 | CONTROL A | 10.D1
AU0090:V+ | SC | FU0090 | WHT | 14 | 10.C1 | FU0090:LD | CONTROL A | 10.D1
FU0001:LI | SC | FU0210 | WHT | 16 | 4.A3 | XT0001:1 | CONTROL A | 4.A3
FU0002:LI | SC | FU0210 | WHT | 16 | 4.B3 | XT0001:3 | CONTROL A | 4.B3
FU0080:LI | SC | FU0137 | WHT | 16 | 10.B1 | XT0139:1 | CONTROL A | 13.A4
FU0090:LI | SC | FU0137 | WHT | 14 | 10.D1 | XT0139:2 | CONTROL A | 13.A4
FU0090:LI | SC | FU0137 | WHT | 14 | 10.D1 | FU0091:LI | CONTROL A | 10.D1
FU0091:LI | SC | FU0137 | WHT | 14 | 10.D1 | FU0092:LI | CONTROL A | 10.D1
FU0092:LI | SC | FU0137 | WHT | 14 | 10.D1 | FU0093:LI | CONTROL A | 10.D1
FU0137:LD | SC | FU0137 | WHT | 16 | 13.A4 | XT0139:1 | CONTROL A | 13.A4
FU0137:LI | SC | FU0136 | WHT | 12 | 13.A4 | XT0138:1 | CONTROL A | 13.A3
FU0139:LD | SC | FU0139 | WHT | 14 | 13.A5 | XT0136:1 | CONTROL A | 14.A2
GR0132: | SC | GR0132 | GRN/YEL | 14 | 7.A3 | FRAME | CONTROL A | 7.A3
GR0232: | SC | GR0232 | GRN/YEL | 14 | 7.A3 | FRAME | CONTROL A | 7.A3
GR1125: | SC | GR1125 | GRN/YEL | 14 | 7.A4 | FG1125:1 | CONTROL A | 7.A4
KA0130:A1 | SC | 008135 | WHT | 20 | 17.C5 | KA0130:11 | CONTROL A | 17.D6
KA0130:A2 | SC | UA1200J26 | WHT | 20 | 17.C5 | UA1200:J2-6 | CONTROL A | 17.B3
KA0131:11 | SC | KA0135A1 | WHT | 20 | 14.C5 | KA0135:A1 | CONTROL A | 14.C6
KA0131:12 | SC | KA013724 | WHT | 20 | 14.C5 | KA0137:24 | CONTROL A | 14.C3
KA0131:A1 | SC | KA0231A1 | WHT | 20 | 15.A6 | KA0132:A1 | CONTROL A | 15.A6
KA0131:A2 | SC | 0V | WHT | 20 | 15.A6 | KA0132:A2 | CONTROL A | 15.A6
KA0131:A2 | SC | 0V | WHT | 20 | 15.A6 | KA0134:A2 | CONTROL A | 15.A6
KA0132:11 | SC | FU0139 | WHT | 20 | 14.A3 | KA0133:11 | CONTROL A | 14.A3
KA0132:11 | SC | FU0139 | WHT | 20 | 14.A3 | XT0136:2 | CONTROL A | 14.A2
KA0132:12 | SC | KT0141A1 | WHT | 20 | 14.A3 | KT0142:A1 | CONTROL A | 14.A6
KA0132:12 | SC | KT0141A1 | WHT | 20 | 14.A3 | KA0133:12 | CONTROL A | 14.A3
KA0132:21 | SC | KA0138A1 | WHT | 20 | 14.C4 | KA0138:A1 | CONTROL A | 14.C6
KA0132:22 | SC | KA013222 | WHT | 20 | 14.4 | KA0137:14 | CONTROL A | 14.D3
KA0132:22 | SC | KA013222 | WHT | 20 | 14.4 | KT0141:18 | CONTROL A | 14.2
KA0132:24 | SC | KA013224 | WHT | 20 | 14.C4 | KA0134:14 | CONTROL A | 14.C3
KA0132:A1 | SC | KA0231A1 | WHT | 20 | 15.A6 | KA0141:A1 | CONTROL A | 15.B6
KA0132:A2 | SC | 0V | WHT | 20 | 15.A6 | KA0141:A2 | CONTROL A | 15.B6
KA0133:11 | SC | FU0139 | WHT | 20 | 14.A3 | KA0136:11 | CONTROL A | 14.B4
KA0133:A2 | SC | 0V | WHT | 20 | 15.B6 | KA0141:A2 | CONTROL A | 15.B6
KA0134:11 | SC | FU0139 | WHT | 20 | 14.C3 | KA0137:11 | CONTROL A | 14.D3
KA0134:11 | SC | FU0139 | WHT | 20 | 14.C3 | KA0137:21 | CONTROL A | 14.C3
KA0134:A1 | SC | KA0134A1 | WHT | 20 | 15.A6 | AF0091:12 | CONTROL A | 64.C7
KA0134:A2 | SC | 0V | WHT | 20 | 15.A6 | KA0136:A2 | CONTROL A | 15.A6
KA0135:A1 | SC | KA0135A1 | WHT | 20 | 14.C6 | KA0144:A1 | CONTROL A | 14.B6
KA0135:A2 | SC | 0V | WHT | 20 | 14.C6 | KA0138:A2 | CONTROL A | 14.C6
KA0135:A2 | SC | 0V | WHT | 20 | 14.C6 | KA0144:A2 | CONTROL A | 14.B6
KA0136:11 | SC | FU0139 | WHT | 20 | 14.B4 | KA0137:21 | CONTROL A | 14.C3
KA0136:14 | SC | KA013821 | WHT | 20 | 14.B4 | KA0138:21 | CONTROL A | 14.B5
KA0136:A1 | SC | PS32002 | WHT | 20 | 15.A6 | XT0136:5 | CONTROL A | 61.D5
KA0136:A2 | SC | 0V | WHT | 20 | 15.A6 | KA0137:A2 | CONTROL A | 14.D6
KA0137:24 | SC | KA013724 | WHT | 20 | 14.C3 | AF0087:09 | CONTROL A | 14.C3
KA0137:A1 | SC | KA0137A1 | WHT | 20 | 14.D6 | KT0142:18 | CONTROL A | 14.D2
KA0137:A2 | SC | 0V | WHT | 20 | 14.D6 | KA0138:A2 | CONTROL A | 14.C6
KA0138:11 | SC | KM3170EP | WHT | 20 | 64.C5 | XT0136:13 | CONTROL A | 64.C5
KA0138:14 | SC | FU0139 | WHT | 20 | 64.C5 | XT0136:11 | CONTROL A | 64.C6
KA0138:24 | SC | KT0144B1 | WHT | 20 | 14.B5 | KT0144:B1 | CONTROL A | 14.B6
KA0141:21 | SC | KT0146A1 | WHT | 20 | 14.B2 | KT0146:A1 | CONTROL A | 14.B1
KA0144:A2 | SC | 0V | WHT | 20 | 14.B6 | KT0145:A2 | CONTROL A | 14.B6
KT0140:15 | SC | FU0139 | WHT | 20 | 14.1 | KT0145:15 | CONTROL A | 14.D2
KT0140:15 | SC | FU0139 | WHT | 20 | 14.1 | KT0144:15 | CONTROL A | 14.C2
KT0140:16 | SC | KT014115 | WHT | 20 | 14.1 | KT0141:15 | CONTROL A | 14.2
KT0140:18 | SC | KT0143A1 | WHT | 20 | 14.A5 | KT0143:A1 | CONTROL A | 14.A6
KT0140:A1 | SC | KT0140A1 | WHT | 20 | 14.A6 | KT0143:16 | CONTROL A | 14.A5
KT0140:A2 | SC | 0V | WHT | 20 | 14.A6 | KT0141:A2 | CONTROL A | 14.A6
KT0140:A2 | SC | 0V | WHT | 20 | 14.A6 | XT0136:3 | CONTROL A | 14.A2
KT0141:18 | SC | KA013222 | WHT | 20 | 14.2 | KT0144:18 | CONTROL A | 14.C2
KT0141:A1 | SC | KT0141A1 | WHT | 20 | 14.A6 | KT0143:15 | CONTROL A | 14.A5
KT0141:A1 | SC | KT0141A1 | WHT | 20 | 14.A6 | KT0142:A1 | CONTROL A | 14.A6
KT0141:A2 | SC | 0V | WHT | 16 | 14.A6 | KT0142:A2 | CONTROL A | 14.A6
KT0142:15 | SC | FU0139 | WHT | 20 | 14.D2 | KT0145:15 | CONTROL A | 14.D2
KT0142:18 | SC | KA0137A1 | WHT | 20 | 14.D2 | KT0145:18 | CONTROL A | 14.D2
KT0142:A2 | SC | 0V | WHT | 16 | 14.A6 | KT0143:A2 | CONTROL A | 14.A6
KT0143:A2 | SC | 0V | WHT | 20 | 14.A6 | KT0144:A2 | CONTROL A | 14.B6
KT0144:15 | SC | FU0139 | WHT | 20 | 14.C2 | XT0136:2 | CONTROL A | 14.A2
KT0144:A2 | SC | 0V | WHT | 20 | 14.B6 | KT0145:A2 | CONTROL A | 14.B6
UA1200:J1-8 | SC | UA1200J | WHT | 20 | 56.B6 | UA1200:J3-5 | CONTROL A | 56.B6
XT0080:1 | SC | 0V | WHT | 16 | 10.B1 | XT0135:2 | CONTROL A | 13.B4
XT0080:6 | SC | 0V | WHT | 16 | 55.C5 | XT0135:3 | CONTROL A | 13.B4
XT0135:1 | SC | 0V | WHT | 14 | 13.B4 | XT0134:1 | CONTROL A | 13.B3
XT0135:1 | SC | 0V | WHT | 16 | 13.B4 | XT0136:3 | CONTROL A | 14.A2
XT0135:2 | SC | 0V | WHT | 16 | 13.B4 | XT0081:1 | CONTROL A | 10.D1
XT0136:1 | SC | FU0139 | WHT | 20 | 14.A2 | XT0136:11 | CONTROL A | 64.C6
XT0136:12 | SC | 0V | WHT | 16 | 64.C6 | XT0136:3 | CONTROL A | 14.A2
XT0136:4 | SC | FU0139 | WHT | 20 | 61.D5 | XT0136:1 | CONTROL A | 14.A2
AU0080:L1 | WC0009 | AU0090L2 | ENET | CABLE | 3.A4 | AU0090:L2 | CONTROL A | 3.A5
AF0086:12 | WC4661 | FT21082 | WHT | 18 | 55.C7 | XT0080:5 | CONTROL A | 55.C5
AF0086:28 | WC4661 | 0V | BLK | 18 | 55.C7 | XT0080:6 | CONTROL A | 55.C5
AF0086:60 | WC4661 | FT2108S | SH | 18 | 55.C7 | XT0080:7 | CONTROL A | 55.C5
AF0081:04 | SC | SB047222 | WHT | 20 | 25.B7 | SB0472:B2-12 | JB70 | 25.B1
AF0081:36 | SC | SB047221 | WHT | 20 | 25.B7 | SB0472:B2-11 | JB70 | 25.B1
AF0087:00 | SC | SH047114 | WHT | 20 | 24.A7 | SH0471:14 | JB70 | 24.A1
AF0087:01 | SC | SH047012 | WHT | 20 | 24.B7 | SH0470:12 | JB70 | 24.B1
AF0087:02 | SC | SB047112 | WHT | 20 | 24.D7 | SB0471:12 | JB70 | 24.D1
AF0087:03 | SC | SB047314 | WHT | 20 | 24.D7 | SB0473:14 | JB70 | 24.D1
AF0087:04 | SC | SB047424 | WHT | 20 | 25.A7 | SB0474:14 | JB70 | 25.A1
AF0087:07 | SC | SA0471B114 | WHT | 20 | 25.A7 | SA0471:B1-14 | JB70 | 25.A1
AF0087:08 | SC | SA0471B214 | WHT | 20 | 25.B7 | SA0471:B2-14 | JB70 | 25.B1
AF0087:12 | SC | SA0474B114 | WHT | 20 | 25.C7 | SA0474:B2-14 | JB70 | 25.C1
AF0087:13 | SC | SA0474B214 | WHT | 20 | 25.C7 | SA0474:B1-14 | JB70 | 25.C1
AF0087:32 | SC | SH047113 | WHT | 20 | 24.A7 | SH0471:13 | JB70 | 24.A1
AF0087:33 | SC | SH047011 | WHT | 20 | 24.B7 | SH0470:11 | JB70 | 24.B1
AF0087:34 | SC | SB047111 | WHT | 20 | 24.D7 | SB0471:11 | JB70 | 24.D1
AF0087:35 | SC | SB047313 | WHT | 20 | 24.D7 | SB0473:13 | JB70 | 24.D1
AF0087:36 | SC | SB047423 | WHT | 20 | 25.A7 | SB0474:13 | JB70 | 25.A1
AF0087:39 | SC | SA0471B113 | WHT | 20 | 25.A7 | SA0471:B1-13 | JB70 | 25.A1
AF0087:40 | SC | SA0471B213 | WHT | 20 | 25.B7 | SA0471:B2-13 | JB70 | 25.B1
AF0087:44 | SC | SA0474B113 | WHT | 20 | 25.C7 | SA0474:B2-13 | JB70 | 25.C1
AF0087:45 | SC | SA0474B213 | WHT | 20 | 25.C7 | SA0474:B1-13 | JB70 | 25.C1
AF0093:06 | SC | SH0470X2 | WHT | 20 | 24.B7 | SH0470:X2 | JB70 | 24.B1
AF0093:15 | SC | SH0471X2 | WHT | 20 | 24.A7 | SH0471:X2 | JB70 | 24.A1
AF0093:22 | SC | SH0470X1 | WHT | 20 | 24.B7 | SH0470:X1 | JB70 | 24.B1
AF0093:31 | SC | SH0471X1 | WHT | 20 | 24.A7 | SH0471:X1 | JB70 | 24.A1
PEG0130:4 | SC | PEG01304 | GRN/YEL | 14 | 27.D6 | AT1100:GND | JB70 | 27.D3
XT0134:3 | SC | 0V | WHT | 14 | 13.B3 | AT1100:NEG | JB70 | 27.D3
XT0137:1 | SC | ESTOPA | WHT | 20 | 25.B5 | SB0472:B1-11 | JB70 | 25.B1
XT0137:2 | SC | ESTOP | WHT | 20 | 25.B5 | SB0472:B1-12 | JB70 | 25.B1
XT0137:3 | SC | SH047111 | WHT | 20 | 24.A5 | SH0471:11 | JB70 | 24.A1
XT0137:4 | SC | SH047112 | WHT | 20 | 24.A5 | SH0471:12 | JB70 | 24.A1
XT0137:5 | SC | SH047013 | WHT | 20 | 24.B5 | SH0470:13 | JB70 | 24.B1
XT0137:6 | SC | SH047014 | WHT | 20 | 24.B5 | SH0470:14 | JB70 | 24.B1
AF0081:00 | SC | UA1200J21 | WHT | 20 | 16.A7 | KA0241:11 | CONTROL B | 16.A5
AF0081:01 | SC | KA024314 | WHT | 20 | 16.B7 | KA0243:14 | CONTROL B | 16.B6
AF0081:02 | SC | KA024524 | WHT | 20 | 16.B7 | KA0245:24 | CONTROL B | 16.B6
AF0081:08 | SC | KA024214 | WHT | 20 | 16.C7 | KA0242:14 | CONTROL B | 16.C6
AF0081:09 | SC | KA023924 | WHT | 20 | 16.A7 | KA0239:24 | CONTROL B | 16.B6
AF0081:33 | SC | KA024311 | WHT | 20 | 16.B7 | KA0243:11 | CONTROL B | 16.B6
AF0081:34 | SC | KA024521 | WHT | 20 | 16.B7 | KA0245:21 | CONTROL B | 16.B6
AF0081:41 | SC | KA023921 | WHT | 20 | 16.A7 | KA0239:21 | CONTROL B | 16.B6
AF0086:SH | SC | IEG023011 | GRN | 14 | 10.B5 | IEG0230:11 | CONTROL B | 10.B6
AF0092:04 | SC | 009204 | WHT | 20 | 30.A6 | KA2160:A1 | CONTROL B | 30.A5
AF0092:07 | SC | 009207 | WHT | 20 | 30.A6 | KA2161:A1 | CONTROL B | 30.B5
AF0092:13 | SC | 009213 | WHT | 20 | 24.C7 | XT0237:2 T2 | CONTROL B | 24.C5
AF0092:20 | SC | 009220 | WHT | 20 | 30.A6 | KA2160:A2 | CONTROL B | 30.A5
AF0092:23 | SC | 009223 | WHT | 20 | 30.A6 | KA2161:A2 | CONTROL B | 30.B5
AF0094:00 | SC | 009400 | WHT | 20 | 12.C7 | XT0085:2 | CONTROL B | 12.C6
AF0094:01 | SC | 0V | WHT | 20 | 12.C7 | XT0085:3 | CONTROL B | 12.C6
AF0095:02 | SC | 009502 | WHT | 20 | 49.B7 | KA0221:14 | CONTROL B | 49.B6
AF0095:18 | SC | SV21202 | WHT | 20 | 49.B7 | XT0060:4 | CONTROL B | 49.B5
AF0097:SH | SC | IEG02302 | GRN | 16 | 10.D6 | IEG0230:2 | CONTROL B | 10.D6
FU0139:LD | SC | FU0139 | WHT | 14 | 13.A5 | XT0085:1 | CONTROL B | 12.C6
GR0133: | SC | IEG02303 | GRN | 14 | 7.A4 | IEG0230:3 | CONTROL B | 7.A4
KA0131:A1 | SC | KA0231A1 | WHT | 20 | 15.A6 | KA0242:11 | CONTROL B | 16.C6
KA0134:A1 | SC | KA0134A1 | WHT | 20 | 15.A6 | AF0067:12 | CONTROL B | 64.D7
KA0141:21 | SC | KT0146A1 | WHT | 20 | 14.B2 | KA0241:21 | CONTROL B | 14.B2
KA0141:24 | SC | FU0139 | WHT | 20 | 14.B2 | KA0241:24 | CONTROL B | 14.B2
KT0145:A1 | SC | KA024412 | WHT | 20 | 14.B6 | KA0244:12 | CONTROL B | 16.D4
KT0146:15 | SC | KT014615 | WHT | 20 | 16.C6 | AF0076:10 | CONTROL B | 16.C7
KT0146:18 | SC | KA024214 | WHT | 20 | 16.C6 | KA0231:14 | CONTROL B | 16.C6
KT0146:A2 | SC | KT0146A2 | WHT | 20 | 14.B1 | AF0076:29 | CONTROL B | 14.B2
KT0146:B1 | SC | KT0146B1 | WHT | 20 | 14.B1 | AF0076:13 | CONTROL B | 14.B2
UA1200:J1-10 | SC | FU0212 | WHT | 20 | 17.B3 | XT0233:4 | CONTROL B | 17.D5
UA1200:J1-4 | SC | UA1200J14 | WHT | 20 | 17.B3 | AF0076:11 | CONTROL B | 17.C7
UA1200:J1-5 | SC | UA1200J15 | WHT | 20 | 17.B3 | XT0237:1 B1 | CONTROL B | 17.C5
UA1200:J1-9 | SC | 0V | WHT | 20 | 17.B3 | XT0235:4 | CONTROL B | 17.D5
UA1200:J2-1 | SC | UA1200J21 | WHT | 20 | 17.B3 | XT0060:3 | CONTROL B | 17.D5
UA1200:J2-2 | SC | FU0212 | WHT | 20 | 17.B3 | XT0233:4 | CONTROL B | 17.D5
UA1200:J3-4 | SC | IEG02308 | GRN | 16 | 17.B3 | IEG0230:8 | CONTROL B | 17.D6
XT0001:1 | SC | FU0210 | WHT | 14 | 4.A3 | XT0233:3 | CONTROL B | 13.C4
XT0001:3 | SC | FU0210 | WHT | 16 | 4.B3 | XT0233:3 | CONTROL B | 13.C4
XT0001:4 | SC | 0V | WHT | 16 | 4.A3 | XT0235:3 | CONTROL B | 13.D4
XT0001:5 | SC | 0V | WHT | 16 | 4.B3 | XT0235:3 | CONTROL B | 13.D4
XT0080:4 | SC | FT21081 | WHT | 16 | 55.C5 | FU2100:LD | CONTROL B | 13.B5
XT0134:4 | SC | 0V | WHT | 14 | 13.B3 | XT0235:1 | CONTROL B | 13.D4
XT0135:1 | SC | 0V | WHT | 16 | 13.B4 | KA1020:24 | CONTROL B | 32.B5
XT0135:1 | SC | 0V | WHT | 16 | 13.B4 | XT0600:3 | CONTROL B | 8.B2
XT0135:4 | SC | 0V | WHT | 16 | 13.C4 | XT0085:3 | CONTROL B | 12.C6
XT0136:1 | SC | FU0139 | WHT | 20 | 14.A2 | XT0240:12 | CONTROL B | 16.C4
XT0136:2 | SC | FU0139 | WHT | 20 | 14.A2 | KA0241:24 | CONTROL B | 14.B2
XT0136:3 | SC | 0V | WHT | 16 | 14.A2 | XT0240:10 | CONTROL B | 16.D3
XT0136:6 | SC | PS32004 | WHT | 20 | 61.D5 | KA0240:11 | CONTROL B | 61.D6
XT0136:7 | SC | UF1300 | WHT | 20 | 61.D6 | KA0240:14 | CONTROL B | 61.D6
XT0137:1 | SC | ESTOPA | WHT | 20 | 25.B5 | XT0240:3 | CONTROL B | 16.A3
XT0137:2 | SC | ESTOP | WHT | 20 | 25.B5 | XT0240:4 | CONTROL B | 16.A3
XT0138:4 | SC | FU0136 | WHT | 12 | 13.B3 | FU0210:LI | CONTROL B | 13.C4
XT0139:3 | SC | FU0137 | WHT | 16 | 13.B4 | FU2100:LI | CONTROL B | 13.B5
XT0139:3 | SC | FU0137 | WHT | 16 | 13.B4 | FU0211:LI | CONTROL B | 13.B4
XT0139:3 | SC | FU0137 | WHT | 16 | 13.B4 | XT0600:1 | CONTROL B | 8.B1
XT0139:4 | SC | KA0231A1 | WHT | 20 | 16.D6 | KA0230:A1 | CONTROL B | 16.D6
AU0090:L1 | WC0045 | AF0450L2 | ENET | CABLE | 3.A5 | AF0450:L2 | CONTROL B | 3.A5
UA1200:J1-3 | WC4524 | UA1200J13 | RED | 20 | 17.B3 | AF0065:12 | CONTROL B | 17.B7
UA1200:J1-1 | WC4524 | UA1200J11 | BLK | 20 | 17.B3 | AF0065:28 | CONTROL B | 17.B7
FLOATING | WC4524 | UA1200S | SH | 20 | 17.B3 | AF0065:60 | CONTROL B | 17.B7
AF0087:05 | SC | SA0473W-B1 | WHT | 20 | 25.D7 | SA0473:W-B1 | CONTROL,JB70;TT6 | 25.D1
AF0087:06 | SC | SA0473B-B1 | WHT | 20 | 25.D7 | SA0473:B-B1 | CONTROL,JB70;TT6 | 25.D1
AF0087:37 | SC | SA0473W-B2 | WHT | 20 | 25.D7 | SA0473:W-B2 | CONTROL,JB70;TT6 | 25.D1
AF0087:38 | SC | SA0473B-B2 | WHT | 20 | 25.D7 | SA0473:B-B2 | CONTROL,JB70;TT6 | 25.D1
AF0092:28 | WC5072 | HA04721 | 1 | 18 | 24.C6 | HA0472:BLK-1 | CONTROL,JB70;TT6 | 24.C1
AF0092:12 | WC5072 | HA04722 | 2 | 18 | 24.C6 | HA0472:BLK-2 | CONTROL,JB70;TT6 | 24.C1
XT0003:1 | SC | FU0210 | WHT | 16 | 4.A4 | FU0005:LI | MEDIA CONVERTER | 4.A4
XT0003:2 | SC | FU0210 | WHT | 16 | 4.B4 | FU0006:LI | MEDIA CONVERTER | 4.B4
XT0003:3 | SC | 0V | WHT | 16 | 4.A4 | BA0005:V1(-) | MEDIA CONVERTER | 4.A5
XT0003:4 | SC | 0V | WHT | 16 | 4.B4 | BA0006:V1(-) | MEDIA CONVERTER | 4.B5
FU0001:LD | SC | FU0001 | WHT | 16 | 4.A3 | BA0001:V1(+) | PLC | 4.A2
FU0002:LD | SC | FU0002 | WHT | 16 | 4.B3 | BA0002:V1(+) | PLC | 4.B2
XT0001:4 | SC | 0V | WHT | 16 | 4.A3 | BA0001:V1(-) | PLC | 4.A2
XT0001:5 | SC | 0V | WHT | 16 | 4.B3 | BA0002:V1(-) | PLC | 4.B2
XT0134:2 | SC | 0V | WHT | 14 | 13.B3 | UV0600:(-) | PLC | 8.A2
AF0091:08 | SC | 009108 | WHT | 20 | 12.D7 | UJ0031:OK2 | POWER SUPPLY PANEL | 12.D4
AF0091:09 | SC | 009109 | WHT | 20 | 12.B7 | UJ0131:OK2 | POWER SUPPLY PANEL | 12.B4
AF0091:40 | SC | 009140 | WHT | 20 | 12.D7 | UJ0031:OK1 | POWER SUPPLY PANEL | 12.D4
AF0091:41 | SC | 009141 | WHT | 20 | 12.B7 | UJ0131:OK1 | POWER SUPPLY PANEL | 12.B4
AF0094:04 | SC | 009404 | WHT | 20 | 12.A7 | UJ0131:VIN | POWER SUPPLY PANEL | 12.B4
AF0094:06 | SC | 009406 | WHT | 20 | 12.B7 | UJ0131:IOUT | POWER SUPPLY PANEL | 12.B4
AF0094:12 | SC | 009412 | WHT | 20 | 12.C7 | UJ0031:VIN | POWER SUPPLY PANEL | 12.D4
AF0094:14 | SC | 009414 | WHT | 20 | 12.D7 | UJ0031:IOUT | POWER SUPPLY PANEL | 12.D4
FU0139:LI | SC | FU0137 | WHT | 16 | 13.A5 | FU0010:LI | POWER SUPPLY PANEL | 13.A5
XT0134:1 | SC | 0V | WHT | 16 | 13.B3 | XT0131:3 | POWER SUPPLY PANEL | 12.C6
XT0138:1 | SC | FU0136 | WHT | 10 | 13.A3 | FU0136:LD | POWER SUPPLY PANEL | 13.A3
XT0139:1 | SC | FU0137 | WHT | 16 | 13.A4 | FU0010:LI | POWER SUPPLY PANEL | 13.A5
AF0093:12 | SC | 009312 | WHT | 20 | 27.B7 | PC0470:INP_A | RAIL,LEFT,JB70 | 27.B5
AF0093:28 | SC | 009328 | WHT | 20 | 27.B7 | PC0470:-PWR | RAIL,LEFT,JB70 | 27.B5
AF0093:44 | SC | 009344 | WHT | 20 | 27.B7 | PC0470:+PWR | RAIL,LEFT,JB70 | 27.B5
XT0138:3 | SC | FU0136 | WHT | 14 | 13.A3 | FU1100:LI | RAIL,RIGHT,JB70 | 27.D3
AU0080:L2 | WC0008 | AU0080L2 | ENET | CABLE | 3.A4 | BA1100:L1 | RAIL,RIGHT,JB70 | 3.A3
XT0134:4 | WC8034 | 0V | 3 | 12 | 13.B3 | XT0110:2 | TURBINE VIB | 19.A5
XT0138:4 | WC8034 | FU0136 | 1 | 12 | 13.B3 | XT0110:1 | TURBINE VIB | 19.A5
XT0139:4 | WC8034 | KA0231A1 | 2 | 12 | 16.D6 | XT0110:5 | TURBINE VIB | 19.B5
SolarTools ver. 24.0.84.24712 (Jul 31, 2025)
Report date: 4/29/2026 7:53 AM

## CONTROL B
CONTROL B
Project # | 9A901
Project Name | Cheniere-Sinton
Revision | A.2
Controls DE | J.HYDE
Phone: | 0
Controls ME | K.SIDES
Phone:
From | [5 empty] | To
Device ID | Cable (W) Conductor (SC) Jumper Clip (JC) | Wire No. | Wire ID | Gauge/Size | Page/Zone | Device ID | Location | Page/Zone
XT0060:1 | JC | 0V | CLIP | --- | 11.D1 | XT0060:2 | CONTROL B | 11.D1
XT0233:1 | JC | FU0210 | CLIP | --- | 13.C4 | XT0233:2 | CONTROL B | 13.C4
XT0233:2 | JC | FU0210 | CLIP | --- | 13.C4 | XT0233:3 | CONTROL B | 13.C4
XT0235:1 | JC | 0V | CLIP | --- | 13.D4 | XT0235:2 | CONTROL B | 13.D4
XT0235:2 | JC | 0V | CLIP | --- | 13.D4 | XT0235:3 | CONTROL B | 13.D4
XT0240:11 | JC | FU0139 | CLIP | --- | 16.C4 | XT0240:12 | CONTROL B | 16.C4
XT0240:9 | JC | 0V | CLIP | --- | 16.D3 | XT0240:10 | CONTROL B | 16.D3
XT0600:1 | JC | FU0137 | CLIP | --- | 8.B1 | XT0600:2 | CONTROL B | 8.C1
XT0600:3 | JC | 0V | CLIP | --- | 8.B2 | XT0600:4 | CONTROL B | 8.C2
AF0061:02 | SC | 006102 | WHT | 20 | 33.B7 | KA0233:14 | CONTROL B | 33.B5
AF0061:14 | SC | 006114 | WHT | 20 | 34.B7 | KA0234:14 | CONTROL B | 34.B5
AF0061:COM | SC | 0V | WHT | 16 | 11.C2 | XT0060:2 | CONTROL B | 11.D1
AF0061:V+ | SC | FU0061 | WHT | 14 | 11.C2 | FU0061:LD | CONTROL B | 11.D1
AF0062:00 | SC | 006200 | WHT | 20 | 50.B7 | KA0222:14 | CONTROL B | 50.B6
AF0062:16 | SC | SV21242 | WHT | 16 | 50.B7 | XT0060:6 | CONTROL B | 50.B6
AF0062:COM | SC | 0V | WHT | 16 | 11.C3 | XT0060:2 | CONTROL B | 11.D1
AF0062:V+ | SC | FU0062 | WHT | 14 | 11.C3 | FU0062:LD | CONTROL B | 11.D1
AF0063:COM | SC | AF0063N | WHT | 16 | 11.C3 | AF0064:COM | CONTROL B | 11.C4
AF0063:COM | SC | AU0060N | WHT | 16 | 11.C3 | AU0060:COM | CONTROL B | 11.C2
AF0063:V+ | SC | AF0063P | WHT | 16 | 11.C3 | AF0064:V+ | CONTROL B | 11.C4
AF0063:V+ | SC | AU0060P | WHT | 16 | 11.C3 | AU0060:V+ | CONTROL B | 11.C2
AF0064:COM | SC | AF0064N | WHT | 16 | 11.C4 | AF0065:COM | CONTROL B | 11.C5
AF0064:SH | SC | AF0064G | GRN | 14 | 11.C4 | AF0065:SH | CONTROL B | 11.C5
AF0064:SH | SC | AU0060G | GRN | 14 | 11.C4 | AU0060:GND | CONTROL B | 11.C2
AF0064:V+ | SC | AF0064P | WHT | 16 | 11.C4 | AF0065:V+ | CONTROL B | 11.C5
AF0065:COM | SC | AF0065N | WHT | 16 | 11.C5 | AF0068:COM | CONTROL B | 11.C6
AF0065:SH | SC | AF0065G | GRN | 14 | 11.C5 | AF0066:SH | CONTROL B | 11.C5
AF0065:V+ | SC | AF0065P | WHT | 16 | 11.C5 | AF0068:V+ | CONTROL B | 11.C6
AF0066:COM | SC | 0V | WHT | 14 | 11.C5 | XT0060:2 | CONTROL B | 11.D1
AF0066:SH | SC | AF0066G | GRN | 14 | 11.C5 | AF0068:SH | CONTROL B | 11.C6
AF0066:V+ | SC | FU0063 | WHT | 16 | 11.C5 | FU0063:LD | CONTROL B | 11.D1
AF0067:COM | SC | 0V | WHT | 16 | 11.C6 | XT0060:2 | CONTROL B | 11.D1
AF0067:V+ | SC | FU0064 | WHT | 16 | 11.C6 | FU0064:LD | CONTROL B | 11.D1
AF0068:SH | SC | IEG02304 | GRN | 14 | 11.C6 | IEG0230:4 | CONTROL B | 11.D7
AF0071:COM | SC | AF0071N | WHT | 16 | 11.B2 | AF0072:COM | CONTROL B | 11.A3
AF0071:COM | SC | AU0070N | WHT | 16 | 11.B2 | AU0070:COM | CONTROL B | 11.A2
AF0071:SH | SC | AF0071G | GRN | 14 | 11.B2 | AF0072:SH | CONTROL B | 11.A3
AF0071:SH | SC | AU0070G | GRN | 14 | 11.B2 | AU0070:GND | CONTROL B | 11.A2
AF0071:V+ | SC | AF0071P | WHT | 16 | 11.B2 | AF0072:V+ | CONTROL B | 11.A3
AF0071:V+ | SC | AU0070P | WHT | 16 | 11.B2 | AU0070:V+ | CONTROL B | 11.A2
AF0072:COM | SC | AF0072N | WHT | 16 | 11.A3 | AF0073:COM | CONTROL B | 11.B3
AF0072:SH | SC | AF0072G | GRN | 14 | 11.A3 | AF0073:SH | CONTROL B | 11.B3
AF0072:V+ | SC | AF0072P | WHT | 16 | 11.A3 | AF0073:V+ | CONTROL B | 11.B3
AF0073:COM | SC | AF0073N | WHT | 16 | 11.B3 | AF0074:COM | CONTROL B | 11.B4
AF0073:SH | SC | AF0073G | GRN | 14 | 11.B3 | AF0074:SH | CONTROL B | 11.B4
AF0073:V+ | SC | AF0073P | WHT | 16 | 11.B3 | AF0074:V+ | CONTROL B | 11.B4
AF0074:COM | SC | AF0074N | WHT | 16 | 11.B4 | AF0075:COM | CONTROL B | 11.A5
AF0074:SH | SC | AF0074G | GRN | 14 | 11.B4 | AF0075:SH | CONTROL B | 11.A5
AF0074:V+ | SC | AF0074P | WHT | 16 | 11.B4 | AF0075:V+ | CONTROL B | 11.A5
AF0075:COM | SC | AF0075N | WHT | 16 | 11.A5 | AF0077:COM | CONTROL B | 11.B6
AF0075:SH | SC | AF0075G | GRN | 14 | 11.A5 | AF0077:SH | CONTROL B | 11.B6
AF0075:V+ | SC | AF0075P | WHT | 16 | 11.A5 | AF0077:V+ | CONTROL B | 11.B6
AF0076:00 | SC | 007600 | WHT | 20 | 45.B7 | KA0237:14 | CONTROL B | 45.B5
AF0076:01 | SC | 007601 | WHT | 20 | 47.B7 | KA0237:24 | CONTROL B | 47.B5
AF0076:02 | SC | 007602 | WHT | 20 | 49.B7 | KA0221:A1 | CONTROL B | 49.B6
AF0076:03 | SC | 007604 | WHT | 20 | 50.B7 | KA0222:A1 | CONTROL B | 50.B6
AF0076:08 | SC | 007608 | WHT | 20 | 27.A7 | KA1020:A1 | CONTROL B | 27.A5
AF0076:12 | SC | 007612 | WHT | 20 | 17.C7 | XT0237:1 B2 | CONTROL B | 17.C5
AF0076:18 | SC | 007618 | WHT | 20 | 49.B7 | KA0221:A2 | CONTROL B | 49.B6
AF0076:19 | SC | 007620 | WHT | 20 | 50.B7 | KA0222:A2 | CONTROL B | 50.B6
AF0076:24 | SC | 007624 | WHT | 20 | 27.A7 | KA1020:A2 | CONTROL B | 27.A5
AF0076:26 | SC | KA0231A2 | WHT | 20 | 16.C7 | KA0231:A2 | CONTROL B | 16.C6
AF0076:COM | SC | 0V | WHT | 16 | 11.A5 | XT0070:1 | CONTROL B | 11.B1
AF0076:V+ | SC | FU0071 | WHT | 16 | 11.A5 | FU0071:LD | CONTROL B | 11.B1
AF0077:SH | SC | IEG02305 | GRN | 14 | 11.B6 | IEG0230:5 | CONTROL B | 11.B7
XT0240:3 | SC | JW1 | CLIP | -- | 16.A3 | XT0240:2 | CONTROL B | 16.A3
XT0240:2 | SC | JP0 | VIO | 20 | 16.A3 | XT0240:1 | CONTROL B | 16.A3
AF0400:12 | SC | XT04001 | GRN | 16 | 19.B6 | XT0400:1 | CONTROL B | 19.C6
AF0410:32 | SC | XT04001 | GRN | 16 | 19.B5 | XT0400:1 | CONTROL B | 19.C6
AF0410:54 | SC | AF0410N | WHT | 16 | 19.B5 | AF0420:53 | CONTROL B | 19.B5
AF0410:56 | SC | AF0410P | WHT | 16 | 19.B5 | AF0420:55 | CONTROL B | 19.B5
AF0420:32 | SC | XT04001 | GRN | 16 | 19.B5 | XT0400:1 | CONTROL B | 19.C6
AF0420:54 | SC | AF0420N | WHT | 16 | 19.B5 | AF0430:53 | CONTROL B | 19.B4
AF0420:56 | SC | AF0420P | WHT | 16 | 19.B5 | AF0430:55 | CONTROL B | 19.B4
AF0430:32 | SC | XT04002 | GRN | 16 | 19.B4 | XT0400:2 | CONTROL B | 19.C3
AF0430:54 | SC | AF0430N | WHT | 16 | 19.B4 | AF0450:53 | CONTROL B | 19.B3
AF0430:56 | SC | AF0430P | WHT | 16 | 19.B4 | AF0450:55 | CONTROL B | 19.B3
AF0450:32 | SC | XT04002 | GRN | 16 | 19.B3 | XT0400:2 | CONTROL B | 19.C3
AU0060:COM | SC | 0V | WHT | 16 | 11.C2 | XT0060:1 | CONTROL B | 11.D1
AU0060:V+ | SC | FU0060 | WHT | 14 | 11.C2 | FU0060:LD | CONTROL B | 11.C1
AU0070:COM | SC | 0V | WHT | 16 | 11.A2 | XT0070:1 | CONTROL B | 11.B1
AU0070:V+ | SC | FU0070 | WHT | 16 | 11.A2 | FU0070:LD | CONTROL B | 11.B1
FU0060:LI | SC | FU0210 | WHT | 14 | 11.C1 | XT0233:1 | CONTROL B | 13.C4
FU0060:LI | SC | FU0210 | WHT | 14 | 11.C1 | FU0061:LI | CONTROL B | 11.D1
FU0061:LI | SC | FU0210 | WHT | 14 | 11.D1 | FU0062:LI | CONTROL B | 11.D1
FU0062:LI | SC | FU0210 | WHT | 14 | 11.D1 | FU0063:LI | CONTROL B | 11.D1
FU0063:LI | SC | FU0210 | WHT | 14 | 11.D1 | FU0064:LI | CONTROL B | 11.D1
FU0070:LI | SC | FU0210 | WHT | 14 | 11.B1 | XT0233:2 | CONTROL B | 13.C4
FU0070:LI | SC | FU0210 | WHT | 14 | 11.B1 | FU0071:LI | CONTROL B | 11.B1
FU0210:LD | SC | FU0210 | WHT | 14 | 13.C4 | XT0233:1 | CONTROL B | 13.C4
FU0211:LD | SC | FU0211 | WHT | 14 | 13.B4 | KA1020:14 | CONTROL B | 32.A5
FU0212:LD | SC | FU0212 | WHT | 16 | 13.C5 | KA0248:21 | CONTROL B | 17.C6
FU0212:LD | SC | FU0212 | WHT | 16 | 13.C5 | XT0233:4 | CONTROL B | 17.D5
FU0212:LI | SC | FU0210 | WHT | 14 | 13.C5 | XT0233:1 | CONTROL B | 13.C4
FU0601:LI | SC | FU0137 | WHT | 16 | 8.B2 | XT0600:1 | CONTROL B | 8.B1
FU0607:LI | SC | FU0137 | WHT | 16 | 8.C2 | XT0600:2 | CONTROL B | 8.C1
FU0608:LI | SC | FU0137 | WHT | 16 | 8.D2 | XT0600:2 | CONTROL B | 8.C1
GR0231: | SC | IEG02306 | GRN | 14 | 7.A3 | IEG0230:6 | CONTROL B | 7.A3
GR0233: | SC | ,GRN | GRN | 14 | 11.B3 | IEG0230:3 | CONTROL B | 11.B2
KA0221:11 | SC | KA022111 | WHT | 20 | 49.B6 | KA0235:24 | CONTROL B | 49.B5
KA0222:11 | SC | KA022211 | WHT | 20 | 50.B6 | KA0236:24 | CONTROL B | 50.B5
KA0230:A1 | SC | KA0231A1 | WHT | 20 | 16.D6 | KA0234:A1 | CONTROL B | 16.D6
KA0231:11 | SC | KA0231A1 | WHT | 20 | 16.C6 | KA0231:A1 | CONTROL B | 16.C6
KA0231:11 | SC | KA0231A1 | WHT | 20 | 16.C6 | KA0242:11 | CONTROL B | 16.C6
KA0231:14 | SC | KA024214 | WHT | 20 | 16.C6 | KA0242:14 | CONTROL B | 16.C6
KA0231:21 | SC | KA023121 | WHT | 20 | 16.A4 | KA0245:14 | CONTROL B | 16.A4
KA0231:A1 | SC | KA0231A1 | WHT | 20 | 16.C6 | KA0232:A1 | CONTROL B | 16.D6
KA0231:A2 | SC | KA0231A2 | WHT | 20 | 16.C6 | KA0232:A2 | CONTROL B | 16.D6
KA0232:A1 | SC | KA0231A1 | WHT | 20 | 16.D6 | KA0233:A1 | CONTROL B | 16.D6
KA0232:A2 | SC | KA0231A2 | WHT | 20 | 16.D6 | KA0233:A2 | CONTROL B | 16.D6
KA0233:A1 | SC | KA0231A1 | WHT | 20 | 16.D6 | KA0234:A1 | CONTROL B | 16.D6
KA0233:A2 | SC | KA0231A2 | WHT | 20 | 16.D6 | KA0234:A2 | CONTROL B | 16.D6
KA0234:A2 | SC | KA0231A2 | WHT | 20 | 16.D6 | KA0230:A2 | CONTROL B | 16.D6
KA0235:11 | SC | UA1200J21 | WHT | 20 | 16.A5 | KA0241:11 | CONTROL B | 16.A5
KA0235:11 | SC | UA1200J21 | WHT | 20 | 16.A5 | XT0060:3 | CONTROL B | 17.D5
KA0235:14 | SC | KA024114 | WHT | 20 | 16.A5 | KA0241:14 | CONTROL B | 16.A5
KA0235:A1 | SC | ESTOP | WHT | 20 | 16.A2 | XT0240:4 | CONTROL B | 16.A3
KA0235:A1 | SC | ESTOP | WHT | 20 | 16.A2 | KA0236:A1 | CONTROL B | 16.B2
KA0236:11 | SC | FU0139 | WHT | 20 | 16.D4 | XT0240:12 | CONTROL B | 16.C4
KA0236:11 | SC | FU0139 | WHT | 20 | 16.D4 | KA0244:11 | CONTROL B | 16.D4
KA0236:12 | SC | KA023612 | WHT | 20 | 16.D4 | XT0240:13 | CONTROL B | 16.D4
KA0236:A1 | SC | ESTOP | WHT | 20 | 16.B2 | KA0237:A1 | CONTROL B | 16.B2
KA0236:A2 | SC | 0V | WHT | 20 | 16.B2 | KA0235:A2 | CONTROL B | 16.A2
KA0236:A2 | SC | 0V | WHT | 20 | 16.B2 | KA0237:A2 | CONTROL B | 16.B2
KA0237:A1 | SC | ESTOP | WHT | 20 | 16.B2 | KA0238:A1 | CONTROL B | 16.B2
KA0237:A2 | SC | 0V | WHT | 20 | 16.B2 | KA0238:A2 | CONTROL B | 16.B2
KA0238:A1 | SC | ESTOP | WHT | 20 | 16.B2 | KA0239:A1 | CONTROL B | 16.B2
KA0238:A2 | SC | 0V | WHT | 20 | 16.B2 | KA0239:A2 | CONTROL B | 16.B2
KA0239:A1 | SC | ESTOP | WHT | 20 | 16.B2 | KA0240:A1 | CONTROL B | 16.B2
KA0239:A2 | SC | 0V | WHT | 20 | 16.B2 | KA0240:A2 | CONTROL B | 16.B2
KA0240:A1 | SC | ESTOP | WHT | 20 | 16.B2 | KA0248:A1 | CONTROL B | 16.B2
KA0240:A2 | SC | 0V | WHT | 20 | 16.B2 | KA0248:A2 | CONTROL B | 16.B2
KA0241:14 | SC | KA024114 | WHT | 20 | 16.A5 | KA0231:24 | CONTROL B | 16.A4
KA0241:A1 | SC | KA0241A1 | WHT | 20 | 16.C2 | KA0242:A1 | CONTROL B | 16.C2
KA0241:A1 | SC | KA0241A1 | WHT | 20 | 16.C2 | XT0240:6 | CONTROL B | 16.C3
KA0241:A2 | SC | 0V | WHT | 20 | 16.C2 | KA0242:A2 | CONTROL B | 16.C2
KA0241:A2 | SC | 0V | WHT | 20 | 16.C2 | KA0250:A2 | CONTROL B | 16.C2
KA0242:21 | SC | 024221 | WHT | 20 | 17.C6 | XT0237:1 T2 | CONTROL B | 17.C5
KA0242:24 | SC | 024822 | WHT | 20 | 17.C6 | KA0248:22 | CONTROL B | 17.C6
KA0242:A2 | SC | 0V | WHT | 20 | 16.C2 | KA0243:A2 | CONTROL B | 16.C2
KA0243:21 | SC | ESTOPC | WHT | 20 | 16.A3 | XT0240:1 | CONTROL B | 16.A3
KA0243:24 | SC | KA024511 | WHT | 20 | 16.A3 | KA0245:11 | CONTROL B | 16.A4
KA0243:A1 | SC | KA0243A1 | WHT | 20 | 16.C2 | KA0244:A1 | CONTROL B | 16.D2
KA0243:A1 | SC | KA0243A1 | WHT | 20 | 16.C2 | XT0240:7 | CONTROL B | 16.C3
KA0243:A2 | SC | 0V | WHT | 20 | 16.C2 | KA0244:A2 | CONTROL B | 16.D2
KA0244:A1 | SC | KA0243A1 | WHT | 20 | 16.D2 | KA0246:A1 | CONTROL B | 16.D2
KA0244:A2 | SC | 0V | WHT | 20 | 16.D2 | KA0246:A2 | CONTROL B | 16.D2
KA0245:A1 | SC | KA0245A1 | WHT | 20 | 16.D2 | KA0249:A1 | CONTROL B | 16.D2
KA0245:A1 | SC | KA0245A1 | WHT | 20 | 16.D2 | XT0240:8 | CONTROL B | 16.D3
KA0245:A2 | SC | 0V | WHT | 20 | 16.D2 | KA0249:A2 | CONTROL B | 16.D2
KA0245:A2 | SC | 0V | WHT | 20 | 16.D2 | KA0247:A2 | CONTROL B | 16.D2
KA0246:A1 | SC | KA0243A1 | WHT | 20 | 16.D2 | KA0247:A1 | CONTROL B | 16.D2
KA0246:A2 | SC | 0V | WHT | 20 | 16.D2 | KA0247:A2 | CONTROL B | 16.D2
KA0248:A1 | SC | ESTOP | WHT | 20 | 16.B2 | KA0250:A1 | CONTROL B | 16.C2
KA0248:A2 | SC | 0V | WHT | 20 | 16.B2 | KA0250:A2 | CONTROL B | 16.C2
KA0249:A2 | SC | 0V | WHT | 20 | 16.D2 | XT0240:10 | CONTROL B | 16.D3
RR0851: -3.01K OHM | SC | FU0139 | LEAD | --- | 12.C6 | XT0085:1 | CONTROL B | 12.C6
RR0851: -3.01K OHM | SC | 009400 | LEAD | --- | 12.C6 | XT0085:2 | CONTROL B | 12.C6
RR0852: -1.0K OHM | SC | 0V | LEAD | --- | 12.C6 | XT0085:3 | CONTROL B | 12.C6
RR0852: -1.0K OHM | SC | 009400 | LEAD | --- | 12.C6 | XT0085:2 | CONTROL B | 12.C6
XT0070:1 | SC | 0V | WHT | 16 | 11.B1 | XT0235:1 | CONTROL B | 13.D4
XT0235:1 | SC | 0V | WHT | 16 | 13.D4 | XT0060:1 | CONTROL B | 11.D1
XT0235:4 | SC | 0V | WHT | 16 | 17.D5 | XT0235:2 | CONTROL B | 13.D4
XT0236:1 | SC | FU0139 | WHT | 20 | 24.B5 | XT0240:11 | CONTROL B | 16.C4
XT0236:2 | SC | KA0241A1 | WHT | 20 | 24.B5 | XT0240:6 | CONTROL B | 16.C3
XT0236:3 | SC | 0V | WHT | 16 | 24.C5 | XT0240:9 | CONTROL B | 16.D3
XT0237:2 B2 | SC | KA023612 | WHT | 20 | 24.C5 | XT0240:13 | CONTROL B | 16.D4
AU0060:L1 | WC0007 | AU0070L2 | ENET | CABLE | 3.A4 | AU0070:L2 | CONTROL B | 3.A3
AF0410:L2 | WC0041 | AF0410L2 | ENET | CABLE | 3.A5 | AF0420:L1 | CONTROL B | 3.A6
AF0420:L2 | WC0042 | AF0420L2 | ENET | CABLE | 3.A6 | AF0430:L1 | CONTROL B | 3.A6
AF0430:L2 | WC0043 | AF0430L2 | ENET | CABLE | 3.A6 | AF0450:L1 | CONTROL B | 3.A5
AF0400:LBUS | WC8040 | AF0410RBUS | BUS | CABLE | 19.B6 | AF0410:RBUS | CONTROL B | 19.B5
AF0410:LBUS | WC8041 | AF0420RBUS | BUS | CABLE | 19.B5 | AF0420:RBUS | CONTROL B | 19.B5
AF0420:LBUS | WC8042 | AF0430RBUS | BUS | CABLE | 19.B5 | AF0430:RBUS | CONTROL B | 19.B4
AF0430:LBUS | WC8043 | AF0450RBUS | BUS | CABLE | 19.B4 | AF0450:RBUS | CONTROL B | 19.B3
XT0236:1 | SC | FU0139 | WHT | 20 | 24.B5 | SH0472:13 | JB70 | 24.B1
XT0236:2 | SC | KA0241A1 | WHT | 20 | 24.B5 | SH0472:14 | JB70 | 24.B1
XT0236:3 | SC | 0V | WHT | 16 | 24.C5 | SH0472:X1 | JB70 | 24.C1
XT0236:4 | SC | SH047211 | WHT | 20 | 24.C5 | SH0472:11 | JB70 | 24.C1
XT0236:5 | SC | SH047212 | WHT | 20 | 24.C5 | SH0472:12 | JB70 | 24.C1
XT0237:2 B1 | SC | SH0472X2 | WHT | 20 | 24.C5 | SH0472:X2 | JB70 | 24.C1
AF0067:12 | SC | KA0134A1 | WHT | 20 | 64.D7 | KA0134:A1 | CONTROL A | 15.A6
AF0076:10 | SC | KT014615 | WHT | 20 | 16.C7 | KT0146:15 | CONTROL A | 16.C6
AF0076:11 | SC | UA1200J14 | WHT | 20 | 17.C7 | UA1200:J1-4 | CONTROL A | 17.B3
AF0076:13 | SC | KT0146B1 | WHT | 20 | 14.B2 | KT0146:B1 | CONTROL A | 14.B1
AF0076:29 | SC | KT0146A2 | WHT | 20 | 14.B2 | KT0146:A2 | CONTROL A | 14.B1
FU0210:LI | SC | FU0136 | WHT | 12 | 13.C4 | XT0138:4 | CONTROL A | 13.B3
FU0211:LI | SC | FU0137 | WHT | 16 | 13.B4 | XT0139:3 | CONTROL A | 13.B4
FU2100:LD | SC | FT21081 | WHT | 16 | 13.B5 | XT0080:4 | CONTROL A | 55.C5
FU2100:LI | SC | FU0137 | WHT | 16 | 13.B5 | XT0139:3 | CONTROL A | 13.B4
IEG0230:11 | SC | IEG023011 | GRN | 14 | 10.B6 | AF0086:SH | CONTROL A | 10.B5
IEG0230:2 | SC | IEG02302 | GRN | 16 | 10.D6 | AF0097:SH | CONTROL A | 10.D6
IEG0230:3 | SC | IEG02303 | GRN | 14 | 7.A4 | GR0133: | CONTROL A | 7.A4
IEG0230:8 | SC | IEG02308 | GRN | 16 | 17.D6 | UA1200:J3-4 | CONTROL A | 17.B3
KA0221:14 | SC | 009502 | WHT | 20 | 49.B6 | AF0095:02 | CONTROL A | 49.B7
KA0230:A1 | SC | KA0231A1 | WHT | 20 | 16.D6 | XT0139:4 | CONTROL A | 16.D6
KA0231:14 | SC | KA024214 | WHT | 20 | 16.C6 | KT0146:18 | CONTROL A | 16.C6
KA0239:21 | SC | KA023921 | WHT | 20 | 16.B6 | AF0081:41 | CONTROL A | 16.A7
KA0239:24 | SC | KA023924 | WHT | 20 | 16.B6 | AF0081:09 | CONTROL A | 16.A7
KA0240:11 | SC | PS32004 | WHT | 20 | 61.D6 | XT0136:6 | CONTROL A | 61.D5
KA0240:14 | SC | UF1300 | WHT | 20 | 61.D6 | XT0136:7 | CONTROL A | 61.D6
KA0241:11 | SC | UA1200J21 | WHT | 20 | 16.A5 | AF0081:00 | CONTROL A | 16.A7
KA0241:21 | SC | KT0146A1 | WHT | 20 | 14.B2 | KA0141:21 | CONTROL A | 14.B2
KA0241:24 | SC | FU0139 | WHT | 20 | 14.B2 | XT0136:2 | CONTROL A | 14.A2
KA0241:24 | SC | FU0139 | WHT | 20 | 14.B2 | KA0141:24 | CONTROL A | 14.B2
KA0242:11 | SC | KA0231A1 | WHT | 20 | 16.C6 | KA0131:A1 | CONTROL A | 15.A6
KA0242:14 | SC | KA024214 | WHT | 20 | 16.C6 | AF0081:08 | CONTROL A | 16.C7
KA0243:11 | SC | KA024311 | WHT | 20 | 16.B6 | AF0081:33 | CONTROL A | 16.B7
KA0243:14 | SC | KA024314 | WHT | 20 | 16.B6 | AF0081:01 | CONTROL A | 16.B7
KA0244:12 | SC | KA024412 | WHT | 20 | 16.D4 | KT0145:A1 | CONTROL A | 14.B6
KA0245:21 | SC | KA024521 | WHT | 20 | 16.B6 | AF0081:34 | CONTROL A | 16.B7
KA0245:24 | SC | KA024524 | WHT | 20 | 16.B6 | AF0081:02 | CONTROL A | 16.B7
KA1020:24 | SC | 0V | WHT | 16 | 32.B5 | XT0135:1 | CONTROL A | 13.B4
KA2160:A1 | SC | 009204 | WHT | 20 | 30.A5 | AF0092:04 | CONTROL A | 30.A6
KA2160:A2 | SC | 009220 | WHT | 20 | 30.A5 | AF0092:20 | CONTROL A | 30.A6
KA2161:A1 | SC | 009207 | WHT | 20 | 30.B5 | AF0092:07 | CONTROL A | 30.A6
KA2161:A2 | SC | 009223 | WHT | 20 | 30.B5 | AF0092:23 | CONTROL A | 30.A6
XT0060:3 | SC | UA1200J21 | WHT | 20 | 17.D5 | UA1200:J2-1 | CONTROL A | 17.B3
XT0060:4 | SC | SV21202 | WHT | 20 | 49.B5 | AF0095:18 | CONTROL A | 49.B7
XT0085:1 | SC | FU0139 | WHT | 14 | 12.C6 | FU0139:LD | CONTROL A | 13.A5
XT0085:2 | SC | 009400 | WHT | 20 | 12.C6 | AF0094:00 | CONTROL A | 12.C7
XT0085:3 | SC | 0V | WHT | 16 | 12.C6 | XT0135:4 | CONTROL A | 13.C4
XT0085:3 | SC | 0V | WHT | 20 | 12.C6 | AF0094:01 | CONTROL A | 12.C7
XT0233:3 | SC | FU0210 | WHT | 14 | 13.C4 | XT0001:1 | CONTROL A | 4.A3
XT0233:3 | SC | FU0210 | WHT | 16 | 13.C4 | XT0001:3 | CONTROL A | 4.B3
XT0233:4 | SC | FU0212 | WHT | 20 | 17.D5 | UA1200:J1-10 | CONTROL A | 17.B3
XT0233:4 | SC | FU0212 | WHT | 20 | 17.D5 | UA1200:J2-2 | CONTROL A | 17.B3
XT0235:1 | SC | 0V | WHT | 14 | 13.D4 | XT0134:4 | CONTROL A | 13.B3
XT0235:3 | SC | 0V | WHT | 16 | 13.D4 | XT0001:5 | CONTROL A | 4.B3
XT0235:3 | SC | 0V | WHT | 16 | 13.D4 | XT0001:4 | CONTROL A | 4.A3
XT0235:4 | SC | 0V | WHT | 20 | 17.D5 | UA1200:J1-9 | CONTROL A | 17.B3
XT0237:1 B1 | SC | UA1200J15 | WHT | 20 | 17.C5 | UA1200:J1-5 | CONTROL A | 17.B3
XT0237:2 T2 | SC | 009213 | WHT | 20 | 24.C5 | AF0092:13 | CONTROL A | 24.C7
XT0240:10 | SC | 0V | WHT | 16 | 16.D3 | XT0136:3 | CONTROL A | 14.A2
XT0240:12 | SC | FU0139 | WHT | 20 | 16.C4 | XT0136:1 | CONTROL A | 14.A2
XT0240:3 | SC | ESTOPA | WHT | 20 | 16.A3 | XT0137:1 | CONTROL A | 25.B5
XT0240:4 | SC | ESTOP | WHT | 20 | 16.A3 | XT0137:2 | CONTROL A | 25.B5
XT0600:1 | SC | FU0137 | WHT | 16 | 8.B1 | XT0139:3 | CONTROL A | 13.B4
XT0600:3 | SC | 0V | WHT | 16 | 8.B2 | XT0135:1 | CONTROL A | 13.B4
AF0450:L2 | WC0045 | AF0450L2 | ENET | CABLE | 3.A5 | AU0090:L1 | CONTROL A | 3.A5
AF0065:12 | WC4524 | UA1200J13 | RED | 20 | 17.B7 | UA1200:J1-3 | CONTROL A | 17.B3
AF0065:28 | WC4524 | UA1200J11 | BLK | 20 | 17.B7 | UA1200:J1-1 | CONTROL A | 17.B3
AF0065:60 | WC4524 | UA1200S | SH | 20 | 17.B7 | FLOATING | CONTROL A | 17.B3
AF0063:08 | SC | SA0473B-A3 | WHT | 20 | 26.A7 | SA0473:B-A3 | CONTROL,JB70;TT6 | 26.A1
AF0063:40 | SC | SA0473B-A4 | WHT | 20 | 26.A7 | SA0473:B-A4 | CONTROL,JB70;TT6 | 26.A1
AU0060:L2 | WC0006 | AU0060L2 | ENET | CABLE | 3.A4 | AF0510:L1 | JB73 PANEL | 3.B3
FU0601:LD | SC | FU0601 | WHT | 16 | 8.B2 | BA0601:V1(+) | PLC | 8.B3
FU0607:LD | SC | FU0607 | WHT | 16 | 8.C2 | BA0607:V1(+) | PLC | 8.C3
FU0608:LD | SC | FU0608 | WHT | 16 | 8.D2 | BA0608:V1(+) | PLC | 8.D3
IEG0230:1 | SC | IEG02301 | GRN | 12 | 8.B6 | AR0600:IE2 | PLC | 8.A1
IEG0230:12 | SC | GR0234 | GRN | 14 | 7.A4 | GR0234: | PLC | 7.A4
XT0600:3 | SC | 0V | WHT | 16 | 8.B2 | BA0601:V1(-) | PLC | 8.B3
XT0600:4 | SC | 0V | WHT | 16 | 8.C2 | BA0608:V1(-) | PLC | 8.D3
XT0600:4 | SC | 0V | WHT | 16 | 8.C2 | BA0607:V1(-) | PLC | 8.C3
AF0410:L1 | WC0003 | AP0603L2 | ENET | CABLE | 3.A5 | AP0603:L2 | PLC | 3.A4
BA0070:1-TX | WC9101 | BA0001TX | BLU-A | FIBER OPTIC | 4.A1 | BA0001:TX | PLC | 4.A2
BA0070:1-RX | WC9101 | BA0001RX | BLU-B | FIBER OPTIC | 4.A1 | BA0001:RX | PLC | 4.A2
BA0070:2-TX | WC9107 | BA0007RX | BLU-A | FIBER OPTIC | 4.A1 | BA0002:TX | PLC | 4.B2
BA0070:2-RX | WC9107 | BA0007TX | BLU-B | FIBER OPTIC | 4.A1 | BA0002:RX | PLC | 4.B2
BA0610:1-TX | WCBA0601 | BA06011 | BLU-A | FIBER OPTIC | 8.B5 | BA0601:TX | PLC | 8.B3
BA0610:1-RX | WCBA0601 | BA06012 | BLU-B | FIBER OPTIC | 8.B5 | BA0601:RX | PLC | 8.B3
BA0610:2-TX | WCBA0607 | BA06071 | BLU-A | FIBER OPTIC | 8.B5 | BA0607:TX | PLC | 8.C3
BA0610:2-RX | WCBA0607 | BA06072 | BLU-B | FIBER OPTIC | 8.B5 | BA0607:RX | PLC | 8.C3
BA0610:3-TX | WCBA0608 | BA06081 | BLU-A | FIBER OPTIC | 8.B5 | BA0608:TX | PLC | 8.D3
BA0610:3-RX | WCBA0608 | BA06082 | BLU-B | FIBER OPTIC | 8.B5 | BA0608:RX | PLC | 8.D3
IEG0230:14 | SC | GR1100 | GRN | 14 | 7.A4 | GR1100: | RAIL,RIGHT,JB70 | 7.A5
XT0233:3 | SC | FU0210 | WHT | 14 | 13.C4 | FU0680:LI | RAIL,RIGHT,JB70 | 9.B2
XT0235:3 | SC | 0V | WHT | 16 | 13.D4 | XT0680:2 | RAIL,RIGHT,JB70 | 9.B3
AU0070:L1 | WC0010 | BA1100L2 | ENET | CABLE | 3.A3 | BA1100:L2 | RAIL,RIGHT,JB70 | 3.A3
AF0410:53 | SC | 0V | WHT | 16 | 19.B5 | XT0110:3 | TURBINE VIB | 19.A5
AF0410:55 | SC | FU0113 | WHT | 16 | 19.B5 | FU0113:LD | TURBINE VIB | 19.A4
XT0400:3 | SC | IEG01101 | GRN | 14 | 19.C6 | IEG0110:1 | TURBINE VIB | 19.C6
AF0400:01 | WC1228 | 040001 | RED | 20 | 58.A6 | UA1263:VT | TURBINE VIB | 58.A5
AF0400:02 | WC1228 | 040002 | CLR | 20 | 58.A6 | UA1263:OUTPUT | TURBINE VIB | 58.A5
AF0400:03 | WC1228 | 040003 | BLK | 20 | 58.A6 | UA1263:COM | TURBINE VIB | 58.A5
AF0400:07 | WC1228 | 040007 | SH | 20 | 58.A6 | FLOATING | TURBINE VIB | 58.A5
AF0410:01 | WC1229 | 041001 | RED | 20 | 58.B6 | UA1211:VT | TURBINE VIB | 58.B5
AF0410:02 | WC1229 | 041002 | CLR | 20 | 58.B6 | UA1211:OUTPUT | TURBINE VIB | 58.B5
AF0410:04 | WC1229 | 041004 | BLK | 20 | 58.B6 | UA1211:COM | TURBINE VIB | 58.B5
AF0410:19 | WC1229 | 041019 | SH | 20 | 58.B6 | FLOATING | TURBINE VIB | 58.B5
AF0410:05 | WC1230 | 041005 | RED | 20 | 58.B6 | UA1210:VT | TURBINE VIB | 58.B5
AF0410:06 | WC1230 | 041006 | CLR | 20 | 58.B6 | UA1210:OUTPUT | TURBINE VIB | 58.B5
AF0410:08 | WC1230 | 041008 | BLK | 20 | 58.B6 | UA1210:COM | TURBINE VIB | 58.B5
AF0410:23 | WC1230 | 041023 | SH | 20 | 58.B6 | FLOATING | TURBINE VIB | 58.B5
AF0410:09 | WC1231 | 041009 | RED | 20 | 58.C6 | UA1221:VT | TURBINE VIB | 58.C5
AF0410:10 | WC1231 | 041010 | CLR | 20 | 58.C6 | UA1221:OUTPUT | TURBINE VIB | 58.C5
AF0410:12 | WC1231 | 041012 | BLK | 20 | 58.C6 | UA1221:COM | TURBINE VIB | 58.C5
AF0410:27 | WC1231 | 041027 | SH | 20 | 58.C6 | FLOATING | TURBINE VIB | 58.C5
AF0410:13 | WC1232 | 041013 | RED | 20 | 58.C6 | UA1220:VT | TURBINE VIB | 58.C5
AF0410:14 | WC1232 | 041014 | CLR | 20 | 58.C6 | UA1220:OUTPUT | TURBINE VIB | 58.C5
AF0410:16 | WC1232 | 041016 | BLK | 20 | 58.C6 | UA1220:COM | TURBINE VIB | 58.C5
AF0410:31 | WC1232 | 041031 | SH | 20 | 58.C6 | FLOATING | TURBINE VIB | 58.C5
AF0420:01 | WC1233 | 042001 | RED | 20 | 58.C6 | UA1231:VT | TURBINE VIB | 58.C5
AF0420:02 | WC1233 | 042002 | CLR | 20 | 58.C6 | UA1231:OUTPUT | TURBINE VIB | 58.C5
AF0420:04 | WC1233 | 042004 | BLK | 20 | 58.C6 | UA1231:COM | TURBINE VIB | 58.C5
AF0420:19 | WC1233 | 042019 | SH | 20 | 58.C6 | FLOATING | TURBINE VIB | 58.D5
AF0420:05 | WC1234 | 042005 | RED | 20 | 58.D6 | UA1230:VT | TURBINE VIB | 58.D5
AF0420:06 | WC1234 | 042006 | CLR | 20 | 58.D6 | UA1230:OUTPUT | TURBINE VIB | 58.D5
AF0420:08 | WC1234 | 042008 | BLK | 20 | 58.D6 | UA1230:COM | TURBINE VIB | 58.D5
AF0420:23 | WC1234 | 042023 | SH | 20 | 58.D6 | FLOATING | TURBINE VIB | 58.D5
AF0450:09 | WC1235 | 045009 | RED | 20 | 58.D6 | UA1262:VT | TURBINE VIB | 58.D5
AF0450:10 | WC1235 | 045010 | CLR | 20 | 58.D6 | UA1262:OUTPUT | TURBINE VIB | 58.D5
AF0450:12 | WC1235 | 045012 | BLK | 20 | 58.D6 | UA1262:COM | TURBINE VIB | 58.D5
AF0450:27 | WC1235 | 045027 | SH | 20 | 58.D6 | FLOATING | TURBINE VIB | 58.D5
AF0450:05 | WC4749 | UA15201 | RED | 20 | 42.A7 | UA1520:+24 | TURBINE VIB | 42.A5
AF0450:06 | WC4749 | UA15202 | WHT | 20 | 42.A7 | UA1520:OUT | TURBINE VIB | 42.A5
AF0450:08 | WC4749 | UA15203 | BLK | 20 | 42.A7 | UA1520:COM | TURBINE VIB | 42.A5
AF0450:23 | WC4749 | PE1520S | SH | 20 | 42.A7 | XT1521:1 | TURBINE VIB | 42.A5
SolarTools ver. 24.0.84.24712 (Jul 31, 2025)
Report date: 4/29/2026 7:53 AM

## CONTROL,JB70;TT6
CONTROL,JB70;TT6
Project # | 9A901
Project Name | Cheniere-Sinton
Revision | A.2
Controls DE | J.HYDE
Phone: | 0
Controls ME | K.SIDES
Phone:
From | [5 empty] | To
Device ID | Cable (W) Conductor (SC) Jumper Clip (JC) | Wire No. | Wire ID | Gauge/Size | Page/Zone | Device ID | Location | Page/Zone
SA0473:B-B1 | SC | SA0473B-B1 | WHT | 20 | 25.D1 | AF0087:06 | CONTROL A | 25.D7
SA0473:B-B2 | SC | SA0473B-B2 | WHT | 20 | 25.D1 | AF0087:38 | CONTROL A | 25.D7
SA0473:W-B1 | SC | SA0473W-B1 | WHT | 20 | 25.D1 | AF0087:05 | CONTROL A | 25.D7
SA0473:W-B2 | SC | SA0473W-B2 | WHT | 20 | 25.D1 | AF0087:37 | CONTROL A | 25.D7
HA0472:BLK-1 | WC5072 | HA04721 | 1 | 18 | 24.C1 | AF0092:28 | CONTROL A | 24.C6
HA0472:BLK-2 | WC5072 | HA04722 | 2 | 18 | 24.C1 | AF0092:12 | CONTROL A | 24.C6
SA0473:B-A3 | SC | SA0473B-A3 | WHT | 20 | 26.A1 | AF0063:08 | CONTROL B | 26.A7
SA0473:B-A4 | SC | SA0473B-A4 | WHT | 20 | 26.A1 | AF0063:40 | CONTROL B | 26.A7
SolarTools ver. 24.0.84.24712 (Jul 31, 2025)
Report date: 4/29/2026 7:53 AM

## JB73 PANEL
JB73 PANEL
0
Project # | 9A901
Project Name | Cheniere-Sinton
Revision | A.2
Controls DE | J.HYDE
Phone: | 0
Controls ME | K.SIDES
Phone:
From | [5 empty] | To
Device ID | Cable (W) Conductor (SC) Jumper Clip (JC) | Wire No. | Wire ID | Gauge/Size | Page/Zone | Device ID | Location | Page/Zone
XT0121:3 | JC | FU0130 | CLIP | --- | 77.A5 | XT0121:4 | JB73 PANEL | 77.C5
XT0121:7 | JC | 0V | CLIP | --- | 77.A5 | XT0121:8 | JB73 PANEL | 77.C5
XT0130:3 | JC | 0V | CLIP | --- | 20.A5 | XT0130:2 | JB73 PANEL | 20.A5
XT0130:4 | JC | 0V | CLIP | --- | 20.A5 | XT0130:3 | JB73 PANEL | 20.A5
AF0500:12 | SC | XT05001 | GRN | 16 | 21.B4 | XT0500:1 | JB73 PANEL | 21.C3
AF0510:32 | SC | XT05001 | GRN | 16 | 21.B3 | XT0500:1 | JB73 PANEL | 21.C3
AF0510:53 | SC | 0V | WHT | 20 | 21.B3 | KA0120:A2 | JB73 PANEL | 20.B5
AF0510:54 | SC | 052053 | WHT | 16 | 21.B3 | AF0520:53 | JB73 PANEL | 21.B2
AF0510:55 | SC | FU0133 | WHT | 16 | 21.B3 | FU0133:LD | JB73 PANEL | 21.C5
AF0510:56 | SC | 052055 | WHT | 16 | 21.B3 | AF0520:55 | JB73 PANEL | 21.B2
AF0520:32 | SC | XT05001 | GRN | 16 | 21.B2 | XT0500:1 | JB73 PANEL | 21.C3
AF1201:COM | SC | 0V | WHT | 16 | 20.D2 | XT0130:3 | JB73 PANEL | 20.A5
AF1201:V+ | SC | FU0121 | WHT | 14 | 20.D2 | FU0121:LD | JB73 PANEL | 20.D1
AF1202:COM | SC | AF1202N | WHT | 16 | 20.D3 | AF1203:COM | JB73 PANEL | 20.D3
AF1202:COM | SC | AU1200N | WHT | 16 | 20.D3 | AU1200:COM | JB73 PANEL | 20.C1
AF1202:V+ | SC | AF1202P | WHT | 16 | 20.D3 | AF1203:V+ | JB73 PANEL | 20.D3
AF1202:V+ | SC | AU1200P | WHT | 16 | 20.D3 | AU1200:V+ | JB73 PANEL | 20.C1
AF1203:COM | SC | AF1203N | WHT | 16 | 20.D3 | AF1204:COM | JB73 PANEL | 20.C4
AF1203:SH | SC | AF1203G | GRN | 14 | 20.D3 | AF1204:SH | JB73 PANEL | 20.C4
AF1203:SH | SC | AU1200G | GRN | 14 | 20.D3 | AU1200:GND | JB73 PANEL | 20.C1
AF1203:V+ | SC | AF1203P | WHT | 16 | 20.D3 | AF1204:V+ | JB73 PANEL | 20.C4
AF1204:COM | SC | AF1204N | WHT | 16 | 20.C4 | AF1205:COM | JB73 PANEL | 20.C5
AF1204:SH | SC | AF1204G | GRN | 14 | 20.C4 | AF1205:SH | JB73 PANEL | 20.C5
AF1204:V+ | SC | AF1204P | WHT | 16 | 20.C4 | AF1205:V+ | JB73 PANEL | 20.C5
AF1205:COM | SC | AF1205N | WHT | 16 | 20.C5 | AF1206:COM | JB73 PANEL | 20.D5
AF1205:SH | SC | AF1205G | GRN | 14 | 20.C5 | AF1206:SH | JB73 PANEL | 20.D5
AF1205:V+ | SC | AF1205P | WHT | 16 | 20.C5 | AF1206:V+ | JB73 PANEL | 20.D5
AF1206:COM | SC | AF1206N | WHT | 16 | 20.D5 | AF1207:COM | JB73 PANEL | 20.C6
AF1206:SH | SC | AF1206G | GRN | 14 | 20.D5 | AF1208:SH | JB73 PANEL | 20.B2
AF1206:V+ | SC | AF1206P | WHT | 16 | 20.D5 | AF1207:V+ | JB73 PANEL | 20.C6
AF1207:02 | SC | 120702 | WHT | 20 | 73.A7 | KA4401:14 | JB73 PANEL | 73.A6
AF1207:18 | SC | 120718 | WHT | 20 | 73.A7 | KA4401:A2 | JB73 PANEL | 73.A6
AF1207:34 | SC | PS44012 | WHT | 20 | 73.A7 | KA4401:11 | JB73 PANEL | 73.A6
AF1207:COM | SC | AF1207N | WHT | 16 | 20.C6 | AF1208:COM | JB73 PANEL | 20.B2
AF1207:V+ | SC | AF1207P | WHT | 16 | 20.C6 | AF1208:V+ | JB73 PANEL | 20.B2
AF1208:07 | SC | TE44381 | WHT | 20 | 71.A7 | AF1208:23 | JB73 PANEL | 71.A7
AF1208:09 | SC | TE44371 | WHT | 20 | 71.B7 | AF1208:25 | JB73 PANEL | 71.B7
AF1208:11 | SC | TE44181 | WHT | 20 | 71.C7 | AF1208:27 | JB73 PANEL | 71.C7
AF1208:13 | SC | TE44171 | WHT | 20 | 71.C7 | AF1208:29 | JB73 PANEL | 71.C7
AF1208:COM | SC | AF1208N | WHT | 16 | 20.B2 | AF1209:COM | JB73 PANEL | 20.B3
AF1208:SH | SC | AF1208G | GRN | 14 | 20.B2 | AF1209:SH | JB73 PANEL | 20.B3
AF1208:V+ | SC | AF1208P | WHT | 16 | 20.B2 | AF1209:V+ | JB73 PANEL | 20.B3
AF1209:07 | SC | TE44141 | WHT | 20 | 72.A7 | AF1209:23 | JB73 PANEL | 72.A7
AF1209:09 | SC | TE44131 | WHT | 20 | 72.B7 | AF1209:25 | JB73 PANEL | 72.B7
AF1209:11 | SC | TE44341 | WHT | 20 | 72.C7 | AF1209:27 | JB73 PANEL | 72.C7
AF1209:13 | SC | TE44331 | WHT | 20 | 72.C7 | AF1209:29 | JB73 PANEL | 72.C7
AF1209:COM | SC | AF1209N | WHT | 16 | 20.B3 | AF1210:COM | JB73 PANEL | 20.B3
AF1209:SH | SC | AF1209G | GRN | 14 | 20.B3 | AF1210:SH | JB73 PANEL | 20.B3
AF1209:V+ | SC | AF1209P | WHT | 16 | 20.B3 | AF1210:V+ | JB73 PANEL | 20.B3
AF1210:COM | SC | AF1210N | WHT | 16 | 20.B3 | AF1211:COM | JB73 PANEL | 20.B4
AF1210:SH | SC | AF1210G | GRN | 14 | 20.B3 | AF1211:SH | JB73 PANEL | 20.B4
AF1210:V+ | SC | AF1210P | WHT | 16 | 20.B3 | AF1211:V+ | JB73 PANEL | 20.B4
AF1211:SH | SC | IEG01303 | GRN | 14 | 20.B4 | IEG0130:3 | JB73 PANEL | 20.B5
AU1200:COM | SC | 0V | WHT | 16 | 20.C1 | XT0130:4 | JB73 PANEL | 20.A5
AU1200:V+ | SC | FU0120 | WHT | 14 | 20.C1 | FU0120:LD | JB73 PANEL | 20.D1
FU0120:LI | SC | FU0130 | WHT | 14 | 20.D1 | FU0121:LI | JB73 PANEL | 20.D1
FU0120:LI | SC | FU0130 | WHT | 14 | 20.D1 | FU0130:LD | JB73 PANEL | 20.A4
FU0121:LI | SC | FU0130 | WHT | 14 | 20.D1 | FU0133:LI | JB73 PANEL | 21.C5
FU0130:LD | SC | FU0130 | WHT | 14 | 20.A4 | XT0121:3 | JB73 PANEL | 77.A5
FU0130:LI | SC | FU0136 | WHT | 14 | 20.A4 | XT0130:1 | JB73 PANEL | 20.A5
GR0089: | SC | GR0089 | GRN/YEL | 14 | 7.A4 | FG1125:2 | JB73 PANEL | 7.A4
GR0120: | SC | IEG01304 | GRN | 14 | 20.A4 | IEG0130:4 | JB73 PANEL | 20.A5
GR0131: | SC | GR0131 | GRN/YEL | 14 | 7.A3 | FRAME | JB73 PANEL | 7.A3
IEG0130:1 | SC | IEG01301 | GRN | 14 | 21.B5 | XT0500:2 | JB73 PANEL | 21.B5
KA0120:A1 | SC | KA0231A1 | WHT | 14 | 20.B5 | XT0130:5 | JB73 PANEL | 20.A5
KA0120:A2 | SC | 0V | WHT | 20 | 20.B5 | XT0130:2 | JB73 PANEL | 20.A5
KA4401:11 | SC | PS44012 | WHT | 20 | 73.A6 | XT0121:1 | JB73 PANEL | 73.A5
KA4401:A1 | SC | PS44013 | WHT | 20 | 73.A6 | XT0121:2 | JB73 PANEL | 73.A5
XT0121:7 | SC | 0V | WHT | 16 | 77.A5 | XT0130:3 | JB73 PANEL | 20.A5
XT0130:1 | SC | FU0136 | WHT | 14 | 20.A5 | XT0520:1 | JB73 PANEL | 20.A5
XT0130:3 | SC | 0V | WHT | 14 | 20.A5 | XT0130:2 | JB73 PANEL | 20.A5
XT0130:4 | SC | 0V | WHT | 14 | 20.A5 | XT0520:2 | JB73 PANEL | 20.A5
XT0520:3 | SC | KA0231A1 | WHT | 14 | 20.B5 | XT0130:5 | JB73 PANEL | 20.A5
AF0520:L2 | WC0012 | AF0520L2 | ENET | CABLE | 3.B2 | AU1200:L1 | JB73 PANEL | 3.B1
AF0510:L2 | WC0052 | AF0510L2 | ENET | CABLE | 3.B3 | AF0520:L1 | JB73 PANEL | 3.B2
AF1207:J | WC1200 | AF1207J | CABLE | CABLE | 20.C6 | AF1208:P | JB73 PANEL | 20.B2
AF0500:LBUS | WC8050 | AF0510RBUS | BUS | CABLE | 21.B4 | AF0510:RBUS | JB73 PANEL | 21.B3
AF0510:LBUS | WC8051 | AF0520RBUS | BUS | CABLE | 21.B3 | AF0520:RBUS | JB73 PANEL | 21.B2
XT0121:1 | WC5031 | PS44012 | WHT | 18 | 73.A5 | XT4875:2 | JB75 | 73.A2
XT0121:2 | WC5031 | PS44013 | BLK | 18 | 73.A5 | XT4875:3 | JB75 | 73.A2
AF0510:L1 | WC0006 | AU0060L2 | ENET | CABLE | 3.B3 | AU0060:L2 | CONTROL B | 3.A4
AU1200:L2 | WC0002 | AU1200L2 | ENET | CABLE | 3.B1 | BA0002:RJ45 | PLC | 4.B2
SolarTools ver. 24.0.84.24712 (Jul 31, 2025)
Report date: 4/29/2026 7:53 AM

## MEDIA CONVERTER
MEDIA CONVERTER
MEDIA CONVERTER BOX (JB1123)
Project # | 9A901
Project Name | Cheniere-Sinton
Revision | A.2
Controls DE | J.HYDE
Phone: | 0
Controls ME | K.SIDES
Phone:
From | [5 empty] | To
Device ID | Cable (W) Conductor (SC) Jumper Clip (JC) | Wire No. | Wire ID | Gauge/Size | Page/Zone | Device ID | Location | Page/Zone
BA0005:V1(+) | SC | FU0005 | WHT | 16 | 4.A5 | FU0005:LD | MEDIA CONVERTER | 4.A4
BA0006:V1(+) | SC | FU0006 | WHT | 16 | 4.B5 | FU0006:LD | MEDIA CONVERTER | 4.B4
BA0005:TX | WC9201 | BA0001RX | BLU-A | FIBER OPTIC | 4.A5 | BA1123:1-TX | MEDIA CONVERTER | 4.A6
BA0005:RX | WC9201 | BA0001TX | BLU-B | FIBER OPTIC | 4.A5 | BA1123:1-RX | MEDIA CONVERTER | 4.A6
BA0006:TX | WC9206 | BA0006TX | BLU-A | FIBER OPTIC | 4.B5 | BA1123:2-TX | MEDIA CONVERTER | 4.A6
BA0006:RX | WC9206 | BA0006RX | BLU-B | FIBER OPTIC | 4.B5 | BA1123:2-RX | MEDIA CONVERTER | 4.A6
GR1123: | SC | IEG11231 | GRN | 14 | 7.D3 | IEG1123:1 | MEDIA CONVERTER | 7.D3
BA0005:V1(-) | SC | 0V | WHT | 16 | 4.A5 | XT0003:3 | CONTROL A | 4.A4
BA0006:V1(-) | SC | 0V | WHT | 16 | 4.B5 | XT0003:4 | CONTROL A | 4.B4
FU0005:LI | SC | FU0210 | WHT | 16 | 4.A4 | XT0003:1 | CONTROL A | 4.A4
FU0006:LI | SC | FU0210 | WHT | 16 | 4.B4 | XT0003:2 | CONTROL A | 4.B4
Report date: 4/29/2026 7:53 AM |  |  |  |  | SolarTools ver. 24.0.84.24712 (Jul 31, 2025)

## PLC
PLC
Project # | 9A901
Project Name | Cheniere-Sinton
Revision | A.2
Controls DE | J.HYDE
Phone: | 0
Controls ME | K.SIDES
Phone:
From | [5 empty] | To
Device ID | Cable (W) Conductor (SC) Jumper Clip (JC) | Wire No. | Wire ID | Gauge/Size | Page/Zone | Device ID | Location | Page/Zone
AP0609:L2 | SC | AP0609L2 |  |  | 8.A6 | BA0601:RJ45 | PLC | 8.B3
AR0600:IE1 | SC | UV0600G | GRN | 14 | 8.A1 | UV0600:GND | PLC | 8.A2
AP0602:L2 | WC0001 | AP0602L2 | ENET | CABLE | 3.A3 | AP0603:L1 | PLC | 3.A4
AP0607:ENET | WC0607 | AP0607E | ENET | CABLE | 8.C4 | BA0607:RJ45 | PLC | 8.C3
AP0608:ENET | WC0608 | AP0608E | ENET | CABLE | 8.D4 | BA0608:RJ45 | PLC | 8.D3
AP0602:L1 | WC9001 | BA0001RJ45 | ENET | CABLE | 3.A3 | BA0001:RJ45 | PLC | 4.A2
BA0001:V1(-) | SC | 0V | WHT | 16 | 4.A2 | XT0001:4 | CONTROL A | 4.A3
BA0001:V1(+) | SC | FU0001 | WHT | 16 | 4.A2 | FU0001:LD | CONTROL A | 4.A3
BA0002:V1(-) | SC | 0V | WHT | 16 | 4.B2 | XT0001:5 | CONTROL A | 4.B3
BA0002:V1(+) | SC | FU0002 | WHT | 16 | 4.B2 | FU0002:LD | CONTROL A | 4.B3
UV0600:(-) | SC | 0V | WHT | 14 | 8.A2 | XT0134:2 | CONTROL A | 13.B3
AR0600:IE2 | SC | IEG02301 | GRN | 12 | 8.A1 | IEG0230:1 | CONTROL B | 8.B6
BA0601:V1(-) | SC | 0V | WHT | 16 | 8.B3 | XT0600:3 | CONTROL B | 8.B2
BA0601:V1(+) | SC | FU0601 | WHT | 16 | 8.B3 | FU0601:LD | CONTROL B | 8.B2
BA0607:V1(-) | SC | 0V | WHT | 16 | 8.C3 | XT0600:4 | CONTROL B | 8.C2
BA0607:V1(+) | SC | FU0607 | WHT | 16 | 8.C3 | FU0607:LD | CONTROL B | 8.C2
BA0608:V1(-) | SC | 0V | WHT | 16 | 8.D3 | XT0600:4 | CONTROL B | 8.C2
BA0608:V1(+) | SC | FU0608 | WHT | 16 | 8.D3 | FU0608:LD | CONTROL B | 8.D2
GR0234: | SC | GR0234 | GRN | 14 | 7.A4 | IEG0230:12 | CONTROL B | 7.A4
AP0603:L2 | WC0003 | AP0603L2 | ENET | CABLE | 3.A4 | AF0410:L1 | CONTROL B | 3.A5
BA0001:TX | WC9101 | BA0001TX | BLU-A | FIBER OPTIC | 4.A2 | BA0070:1-TX | CONTROL B | 4.A1
BA0001:RX | WC9101 | BA0001RX | BLU-B | FIBER OPTIC | 4.A2 | BA0070:1-RX | CONTROL B | 4.A1
BA0002:TX | WC9107 | BA0007RX | BLU-A | FIBER OPTIC | 4.B2 | BA0070:2-TX | CONTROL B | 4.A1
BA0002:RX | WC9107 | BA0007TX | BLU-B | FIBER OPTIC | 4.B2 | BA0070:2-RX | CONTROL B | 4.A1
BA0601:TX | WCBA0601 | BA06011 | BLU-A | FIBER OPTIC | 8.B3 | BA0610:1-TX | CONTROL B | 8.B5
BA0601:RX | WCBA0601 | BA06012 | BLU-B | FIBER OPTIC | 8.B3 | BA0610:1-RX | CONTROL B | 8.B5
BA0607:TX | WCBA0607 | BA06071 | BLU-A | FIBER OPTIC | 8.C3 | BA0610:2-TX | CONTROL B | 8.B5
BA0607:RX | WCBA0607 | BA06072 | BLU-B | FIBER OPTIC | 8.C3 | BA0610:2-RX | CONTROL B | 8.B5
BA0608:TX | WCBA0608 | BA06081 | BLU-A | FIBER OPTIC | 8.D3 | BA0610:3-TX | CONTROL B | 8.B5
BA0608:RX | WCBA0608 | BA06082 | BLU-B | FIBER OPTIC | 8.D3 | BA0610:3-RX | CONTROL B | 8.B5
BA0002:RJ45 | WC0002 | AU1200L2 | ENET | CABLE | 4.B2 | AU1200:L2 | JB73 PANEL | 3.B1
UV0600:(+) | SC | FU0010 | WHT | 14 | 8.A2 | FU0010:LD | POWER SUPPLY PANEL | 13.A5
AP0609:L1 | WC0680 | AT0680LAN1 | ENET | CABLE | 8.A6 | AT0680:LAN1 | RAIL,RIGHT,JB70 | 9.B4
SolarTools ver. 24.0.84.24712 (Jul 31, 2025)
Report date: 4/29/2026 7:53 AM

## POWER SUPPLY PANEL
POWER SUPPLY PANEL
POWER SUPPLY BOX (JB130)
Project # | 9A901
Project Name | Cheniere-Sinton
Revision | A.2
Controls DE | J.HYDE
Phone: | 0
Controls ME | K.SIDES
Phone:
From | [5 empty] | To
Device ID | Cable (W) Conductor (SC) Jumper Clip (JC) | Wire No. | Wire ID | Gauge/Size | Page/Zone | Device ID | Location | Page/Zone
XT0011:2 | JC | 523NEG | CLIP | --- | 12.C3 | XT0011:3 | POWER SUPPLY PANEL | 12.C3
XT0011:3 | JC | 523NEG | CLIP | --- | 12.C3 | XT0011:4 | POWER SUPPLY PANEL | 12.C3
XT0011:4 | JC | 523NEG | CLIP | --- | 12.C3 | XT0011:5 | POWER SUPPLY PANEL | 12.C3
XT0131:1 | JC | 24V | CLIP | --- | 12.C6 | XT0131:2 | POWER SUPPLY PANEL | 12.C6
XT0131:3 | JC | 0V | CLIP | --- | 12.C6 | XT0131:4 | POWER SUPPLY PANEL | 12.C6
FU0011:LD | SC | FU0011 | WHT | 12 | 12.B2 | UJ0131:+ | POWER SUPPLY PANEL | 12.B4
FU0012:LI | SC | 523POS | --- | BUS | 12.B3 | FU0013:LI | POWER SUPPLY PANEL | 12.B3
FU0012:LI | SC | 523POS | --- | BUS | 12.B3 | XT0014:1 | POWER SUPPLY PANEL | 12.B2
FU0013:LI | SC | 523POS | --- | BUS | 12.B3 | FU0014:LI | POWER SUPPLY PANEL | 12.C3
FU0014:LI | SC | 523POS | --- | BUS | 12.C3 | FU0015:LI | POWER SUPPLY PANEL | 12.C3
FU0015:LI | SC | 523POS | --- | BUS | 12.C3 | FU0016:LI | POWER SUPPLY PANEL | 12.C3
FU0016:LI | SC | 523POS | --- | BUS | 12.C3 | FU0017:LI | POWER SUPPLY PANEL | 12.C3
FU0030:LI | SC | FU0030 | WHT | 10 | 12.D3 | UJ0031:+ | POWER SUPPLY PANEL | 12.D4
FU0136:LD | SC | 24V | WHT | 10 | 12.C5 | XT0131:1 | POWER SUPPLY PANEL | 12.C6
FU0136:LI | SC | 24V | WHT | 10 | 13.A3 | XT0131:2 | POWER SUPPLY PANEL | 12.C6
FU0136:LI | SC | UJ0131P | WHT | 10 | 12.C5 | UJ0131:OUT(+) | POWER SUPPLY PANEL | 12.B4
FU0236:LD | SC | 24V | WHT | 10 | 12.C5 | XT0131:2 | POWER SUPPLY PANEL | 12.C6
FU0236:LI | SC | UJ0031P | WHT | 10 | 12.C5 | UJ0031:OUT(+) | POWER SUPPLY PANEL | 12.D4
GR0031: | SC | GR0031 | GRN/YEL | 14 | 12.D2 | FRAME | POWER SUPPLY PANEL | 12.D2
GR0135: | SC | GR0135 | GRN/YEL | 14 | 12.D2 | FRAME | POWER SUPPLY PANEL | 12.D2
GR0136: | SC | GR0136 | GRN/YEL | 14 | 12.D2 | FG2:1 | POWER SUPPLY PANEL | 12.D2
UJ0031:- | SC | UJ0031N | WHT | 12 | 12.D4 | XT0030:1 | POWER SUPPLY PANEL | 12.D2
UJ0031:G | SC | UJ0031G | GRN/YEL | 12 | 12.D4 | FRAME | POWER SUPPLY PANEL | 12.D4
UJ0031:IS | SC | UJ0031IS | WHT | 20 | 12.D4 | UJ0131:IS | POWER SUPPLY PANEL | 12.B4
UJ0031:OUT(-) | SC | 0V | WHT | 10 | 12.D4 | XT0131:4 | POWER SUPPLY PANEL | 12.C6
UJ0131:- | SC | 521NEG | WHT | 12 | 12.B4 | XT0011:1 | POWER SUPPLY PANEL | 12.B2
UJ0131:G | SC | UJ0131G | GRN/YEL | 12 | 12.B4 | FRAME | POWER SUPPLY PANEL | 12.B4
UJ0131:OUT(-) | SC | 0V | WHT | 10 | 12.B4 | XT0131:3 | POWER SUPPLY PANEL | 12.C6
FU0008:LD | SC | FU0008 | WHT | 16 | 4.D3 | BA0008:V1(+) | BOP CTRL, JB74 | 4.D2
FU0008:LI | SC | FU0210 | WHT | 16 | 4.D3 | XT0004:2 | BOP CTRL, JB74 | 4.D3
FU0010:LI | SC | FU0137 | WHT | 16 | 13.A5 | FU0139:LI | CONTROL A | 13.A5
FU0010:LI | SC | FU0137 | WHT | 16 | 13.A5 | XT0139:1 | CONTROL A | 13.A4
FU0136:LD | SC | FU0136 | WHT | 10 | 13.A3 | XT0138:1 | CONTROL A | 13.A3
UJ0031:IOUT | SC | 009414 | WHT | 20 | 12.D4 | AF0094:14 | CONTROL A | 12.D7
UJ0031:OK1 | SC | 009140 | WHT | 20 | 12.D4 | AF0091:40 | CONTROL A | 12.D7
UJ0031:OK2 | SC | 009108 | WHT | 20 | 12.D4 | AF0091:08 | CONTROL A | 12.D7
UJ0031:VIN | SC | 009412 | WHT | 20 | 12.D4 | AF0094:12 | CONTROL A | 12.C7
UJ0131:IOUT | SC | 009406 | WHT | 20 | 12.B4 | AF0094:06 | CONTROL A | 12.B7
UJ0131:OK1 | SC | 009141 | WHT | 20 | 12.B4 | AF0091:41 | CONTROL A | 12.B7
UJ0131:OK2 | SC | 009109 | WHT | 20 | 12.B4 | AF0091:09 | CONTROL A | 12.B7
UJ0131:VIN | SC | 009404 | WHT | 20 | 12.B4 | AF0094:04 | CONTROL A | 12.A7
XT0131:3 | SC | 0V | WHT | 16 | 12.C6 | XT0134:1 | CONTROL A | 13.B3
FU0010:LD | SC | FU0010 | WHT | 14 | 13.A5 | UV0600:(+) | PLC | 8.A2
SolarTools ver. 24.0.84.24712 (Jul 31, 2025)
Report date: 4/29/2026 7:53 AM

## RAIL,LEFT,JB70
RAIL,LEFT,JB70
Project # | 9A901
Project Name | Cheniere-Sinton
Revision | A.2
Controls DE | J.HYDE
Phone: | 0
Controls ME | K.SIDES
Phone:
From | [5 empty] | To
Device ID | Cable (W) Conductor (SC) Jumper Clip (JC) | Wire No. | Wire ID | Gauge/Size | Page/Zone | Device ID | Location | Page/Zone
GR1101: | SC | GR1101 | GRN/YEL | 14 | 7.A5 | FRAME | RAIL,LEFT,JB70 | 7.A6
PC0470:INP_A | SC | 009312 | WHT | 20 | 27.B5 | PC0470:INP_B | RAIL,LEFT,JB70 | 27.B5
PC0470:+PWR | SC | 009344 | WHT | 20 | 27.B5 | AF0093:44 | CONTROL A | 27.B7
PC0470:INP_A | SC | 009312 | WHT | 20 | 27.B5 | AF0093:12 | CONTROL A | 27.B7
PC0470:-PWR | SC | 009328 | WHT | 20 | 27.B5 | AF0093:28 | CONTROL A | 27.B7
SolarTools ver. 24.0.84.24712 (Jul 31, 2025)
Report date: 4/29/2026 7:53 AM

## RAIL,RIGHT,JB70
RAIL,RIGHT,JB70
Project # | 9A901
Project Name | Cheniere-Sinton
Revision | A.2
Controls DE | J.HYDE
Phone: | 0
Controls ME | K.SIDES
Phone:
From | [5 empty] | To
Device ID | Cable (W) Conductor (SC) Jumper Clip (JC) | Wire No. | Wire ID | Gauge/Size | Page/Zone | Device ID | Location | Page/Zone
AT0680:NEG | SC | 0V | WHT | 16 | 9.B4 | XT0680:2 | RAIL,RIGHT,JB70 | 9.B3
AT0680:POS | SC | AT0680POS | WHT | 14 | 9.B4 | XT0680:1 | RAIL,RIGHT,JB70 | 9.B3
BA1100:NEG | SC | UV0291N | WHT | 16 | 27.D1 | UV0291:OUT1(-) | RAIL,RIGHT,JB70 | 27.C3
BA1100:POS | SC | FU1101LD | WHT | 16 | 27.D1 | FU1101:LD | RAIL,RIGHT,JB70 | 27.C2
FU0291:LD | SC | FU0291 | WHT | 16 | 27.C4 | UV0291:24V(+) | RAIL,RIGHT,JB70 | 27.C3
FU0291:LI | SC | FU0136 | WHT | 14 | 27.C4 | FU1100:LI | RAIL,RIGHT,JB70 | 27.D3
FU0680:LD | SC | AT0680POS | WHT | 14 | 9.B2 | XT0680:1 | RAIL,RIGHT,JB70 | 9.B3
FU1101:LI | SC | UV0291P | WHT | 16 | 27.C2 | UV0291:OUT1(+) | RAIL,RIGHT,JB70 | 27.C3
UV0291:24V(-) | SC | 0V | WHT | 16 | 27.C3 | AT1100:NEG | JB70 | 27.D3
BA1100:DEVICE | WC0101 | BA1100DEVICE | ENET | CABLE | 27.D1 | AT1100:L1 | JB70 | 27.D3
FU1100:LI | SC | FU0136 | WHT | 14 | 27.D3 | XT0138:3 | CONTROL A | 13.A3
BA1100:L1 | WC0008 | AU0080L2 | ENET | CABLE | 3.A3 | AU0080:L2 | CONTROL A | 3.A4
FU0680:LI | SC | FU0210 | WHT | 14 | 9.B2 | XT0233:3 | CONTROL B | 13.C4
GR1100: | SC | GR1100 | GRN | 14 | 7.A5 | IEG0230:14 | CONTROL B | 7.A4
XT0680:2 | SC | 0V | WHT | 16 | 9.B3 | XT0235:3 | CONTROL B | 13.D4
BA1100:L2 | WC0010 | BA1100L2 | ENET | CABLE | 3.A3 | AU0070:L1 | CONTROL B | 3.A3
AT0680:LAN1 | WC0680 | AT0680LAN1 | ENET | CABLE | 9.B4 | AP0609:L1 | PLC | 8.A6
SolarTools ver. 24.0.84.24712 (Jul 31, 2025)
Report date: 4/29/2026 7:53 AM

## TURBINE VIB
TURBINE VIB
JB5
Project # | 9A901
Project Name | Cheniere-Sinton
Revision | A.2
Controls DE | J.HYDE
Phone: | 0
Controls ME | K.SIDES
Phone:
From | [5 empty] | To
Device ID | Cable (W) Conductor (SC) Jumper Clip (JC) | Wire No. | Wire ID | Gauge/Size | Page/Zone | Device ID | Location | Page/Zone
XT0110:3 | JC | 0V | CLIP | --- | 19.A5 | XT0110:2 | TURBINE VIB | 19.A5
FU0110:LD | SC | FU0110 | WHT | 14 | 19.A5 | FU0113:LI | TURBINE VIB | 19.A4
FU0110:LI | SC | FU0136 | WHT | 14 | 19.A5 | XT0110:1 | TURBINE VIB | 19.A5
GR0113: | SC | GR0113 | GRN/YEL | 14 | 7.A4 | FRAME | TURBINE VIB | 7.A4
XT0110:1 | WC8034 | FU0136 | 1 | 12 | 19.A5 | XT0138:4 | CONTROL A | 13.B3
XT0110:5 | WC8034 | KA0231A1 | 2 | 12 | 19.B5 | XT0139:4 | CONTROL A | 16.D6
XT0110:2 | WC8034 | 0V | 3 | 12 | 19.A5 | XT0134:4 | CONTROL A | 13.B3
FU0113:LD | SC | FU0113 | WHT | 16 | 19.A4 | AF0410:55 | CONTROL B | 19.B5
IEG0110:1 | SC | IEG01101 | GRN | 14 | 19.C6 | XT0400:3 | CONTROL B | 19.C6
XT0110:3 | SC | 0V | WHT | 16 | 19.A5 | AF0410:53 | CONTROL B | 19.B5
UA1263:VT | WC1228 | 040001 | RED | 20 | 58.A5 | AF0400:01 | CONTROL B | 58.A6
UA1263:OUTPUT | WC1228 | 040002 | CLR | 20 | 58.A5 | AF0400:02 | CONTROL B | 58.A6
UA1263:COM | WC1228 | 040003 | BLK | 20 | 58.A5 | AF0400:03 | CONTROL B | 58.A6
FLOATING | WC1228 | 040007 | SH | 20 | 58.A5 | AF0400:07 | CONTROL B | 58.A6
UA1211:VT | WC1229 | 041001 | RED | 20 | 58.B5 | AF0410:01 | CONTROL B | 58.B6
UA1211:OUTPUT | WC1229 | 041002 | CLR | 20 | 58.B5 | AF0410:02 | CONTROL B | 58.B6
UA1211:COM | WC1229 | 041004 | BLK | 20 | 58.B5 | AF0410:04 | CONTROL B | 58.B6
FLOATING | WC1229 | 041019 | SH | 20 | 58.B5 | AF0410:19 | CONTROL B | 58.B6
UA1210:VT | WC1230 | 041005 | RED | 20 | 58.B5 | AF0410:05 | CONTROL B | 58.B6
UA1210:OUTPUT | WC1230 | 041006 | CLR | 20 | 58.B5 | AF0410:06 | CONTROL B | 58.B6
UA1210:COM | WC1230 | 041008 | BLK | 20 | 58.B5 | AF0410:08 | CONTROL B | 58.B6
FLOATING | WC1230 | 041023 | SH | 20 | 58.B5 | AF0410:23 | CONTROL B | 58.B6
UA1221:VT | WC1231 | 041009 | RED | 20 | 58.C5 | AF0410:09 | CONTROL B | 58.C6
UA1221:OUTPUT | WC1231 | 041010 | CLR | 20 | 58.C5 | AF0410:10 | CONTROL B | 58.C6
UA1221:COM | WC1231 | 041012 | BLK | 20 | 58.C5 | AF0410:12 | CONTROL B | 58.C6
FLOATING | WC1231 | 041027 | SH | 20 | 58.C5 | AF0410:27 | CONTROL B | 58.C6
UA1220:VT | WC1232 | 041013 | RED | 20 | 58.C5 | AF0410:13 | CONTROL B | 58.C6
UA1220:OUTPUT | WC1232 | 041014 | CLR | 20 | 58.C5 | AF0410:14 | CONTROL B | 58.C6
UA1220:COM | WC1232 | 041016 | BLK | 20 | 58.C5 | AF0410:16 | CONTROL B | 58.C6
FLOATING | WC1232 | 041031 | SH | 20 | 58.C5 | AF0410:31 | CONTROL B | 58.C6
UA1231:VT | WC1233 | 042001 | RED | 20 | 58.C5 | AF0420:01 | CONTROL B | 58.C6
UA1231:OUTPUT | WC1233 | 042002 | CLR | 20 | 58.C5 | AF0420:02 | CONTROL B | 58.C6
UA1231:COM | WC1233 | 042004 | BLK | 20 | 58.C5 | AF0420:04 | CONTROL B | 58.C6
FLOATING | WC1233 | 042019 | SH | 20 | 58.D5 | AF0420:19 | CONTROL B | 58.C6
UA1230:VT | WC1234 | 042005 | RED | 20 | 58.D5 | AF0420:05 | CONTROL B | 58.D6
UA1230:OUTPUT | WC1234 | 042006 | CLR | 20 | 58.D5 | AF0420:06 | CONTROL B | 58.D6
UA1230:COM | WC1234 | 042008 | BLK | 20 | 58.D5 | AF0420:08 | CONTROL B | 58.D6
FLOATING | WC1234 | 042023 | SH | 20 | 58.D5 | AF0420:23 | CONTROL B | 58.D6
UA1262:VT | WC1235 | 045009 | RED | 20 | 58.D5 | AF0450:09 | CONTROL B | 58.D6
UA1262:OUTPUT | WC1235 | 045010 | CLR | 20 | 58.D5 | AF0450:10 | CONTROL B | 58.D6
UA1262:COM | WC1235 | 045012 | BLK | 20 | 58.D5 | AF0450:12 | CONTROL B | 58.D6
FLOATING | WC1235 | 045027 | SH | 20 | 58.D5 | AF0450:27 | CONTROL B | 58.D6
UA1520:+24 | WC4749 | UA15201 | RED | 20 | 42.A5 | AF0450:05 | CONTROL B | 42.A7
UA1520:OUT | WC4749 | UA15202 | WHT | 20 | 42.A5 | AF0450:06 | CONTROL B | 42.A7
UA1520:COM | WC4749 | UA15203 | BLK | 20 | 42.A5 | AF0450:08 | CONTROL B | 42.A7
XT1521:1 | WC4749 | PE1520S | SH | 20 | 42.A5 | AF0450:23 | CONTROL B | 42.A7
SolarTools ver. 24.0.84.24712 (Jul 31, 2025)
Report date: 4/29/2026 7:53 AM

## Panel Errors
Panel Errors
Project # | 9A901
Project Name | Cheniere-Sinton
Revision | A.2
Controls DE | J.HYDE
Phone: | 0
Controls ME | K.SIDES
Phone:
From | [6 empty] | To
Device ID | Location | Cable (W) Conductor (SC) Jumper Clip (JC) | Wire ID | Wire No. | Gauge/Size | Page/Zone | Device ID | Location | Page/Zone
FLOATING | PANEL | WC2021 | SH | TE5100S | 18 | 76.A2 | AF1208:62 | JB73 PANEL | 76.A6
FLOATING | PANEL | WC4021 | SH | TT5190S | 18 | 78.A1 | AF1203:58 | JB73 PANEL | 78.A6
FLOATING | PANEL | WC4026 | SH | PDT5190S | 18 | 78.B1 | AF1210:62 | JB73 PANEL | 78.B6
AT1100:POS | JB70 | SC | WHT | FU1100 | 14 | 27.D3 | FU1100:LD | RAIL,RIGHT,JB70 | 27.D3
SolarTools ver. 24.0.84.24712 (Jul 31, 2025)
Report date: 4/29/2026 7:53 AM

## Cable Part Numbers
Cable Part Numbers |  |  | SolarTools ver. 24.0.84.24712 (Jul 31, 2025)
Project # | 9A901
Report date: 4/29/2026 7:53 AM
Project Name | Cheniere-Sinton
Revision | A.2
Controls DE | J.HYDE
Phone: | 0
Controls ME | K.SIDES
Phone:
Device ID |  | Part Number |  | Description
WC5072 |  | PART OF 1103208-1 |  | CABLE, 2 CONDUCTOR UNSHIELDED PART OF HORN
W1820 |  | 1022941-12 |  | TPE, 1 PAIR TWISTED SHIELDED
WC0001 |  | 1302073-36 |  | CABLE, ETHERNET - 36 INCHES
WC0003 |  | 1302073-36 |  | CABLE, ETHERNET - 36 INCHES
WC0007 |  | 1302073-36 |  | CABLE, ETHERNET - 36 INCHES
WC0008 |  | 1302073-36 |  | CABLE, ETHERNET - 36 INCHES
WC0009 |  | 1302073-36 |  | CABLE, ETHERNET - 36 INCHES
WC0010 |  | 1302073-36 |  | CABLE, ETHERNET - 36 INCHES
WC0012 |  | 1302073-36 |  | CABLE, ETHERNET - 36 INCHES
WC0014 |  | 1302073-36 |  | CABLE, ETHERNET - 36 INCHES
WC0018 |  | 1302073-36 |  | CABLE, ETHERNET - 36 INCHES
WC0041 |  | 1302073-36 |  | CABLE, ETHERNET - 36 INCHES
WC0042 |  | 1302073-36 |  | CABLE, ETHERNET - 36 INCHES
WC0043 |  | 1302073-36 |  | CABLE, ETHERNET - 36 INCHES
WC0045 |  | 1302073-36 |  | CABLE, ETHERNET - 36 INCHES
WC0052 |  | 1302073-36 |  | CABLE, ETHERNET - 36 INCHES
WC0101 |  | 1302073-36 |  | CABLE, COMMUNICATION CABLE - 36 INCHES
WC0607 |  | 1302073-36 |  | CABLE, ETHERNET - 36 INCHES
WC0608 |  | 1302073-36 |  | CABLE, ETHERNET - 36 INCHES
WC0680 |  | 1302073-36 |  | CABLE, ETHERNET - 36 INCHES
WC1200 |  | 2684693-54 |  | CABLE, EXTENSION, BACKPLANE
WC1212 |  | 1302073-36 |  | CABLE, ETHERNET - 36 INCHES
WC1228 |  | 1075034-5 |  | PVC, 1 TRIAD TWISTED SHIELDED
WC1229 |  | 1075034-5 |  | PVC, 1 TRIAD TWISTED SHIELDED
WC1230 |  | 1075034-5 |  | PVC, 1 TRIAD TWISTED SHIELDED
WC1231 |  | 1075034-5 |  | PVC, 1 TRIAD TWISTED SHIELDED
WC1232 |  | 1075034-5 |  | PVC, 1 TRIAD TWISTED SHIELDED
WC1233 |  | 1075034-5 |  | PVC, 1 TRIAD TWISTED SHIELDED
WC1234 |  | 1075034-5 |  | PVC, 1 TRIAD TWISTED SHIELDED
WC1235 |  | 1075034-5 |  | PVC, 1 TRIAD TWISTED SHIELDED
WC4524 |  | 1022941-12 |  | TPE, 1 PAIR TWISTED SHIELDED
WC4749 |  | 1022941-13 |  | TPE, 1 TRIAD TWISTED SHIELDED
WC8040 |  | 1322418-90 |  | CABLE, SYTSTEM FUNCTION
WC8041 |  | 1322418-90 |  | CABLE, SYTSTEM FUNCTION
WC8042 |  | 1322418-90 |  | CABLE, SUPPLIED BY OTHERS
WC8043 |  | 1322418-90 |  | CABLE, SUPPLIED BY OTHERS
WC8050 |  | 1322418-90 |  | CABLE, SUPPLIED BY OTHERS
WC8051 |  | 1322418-90 |  | CABLE, SYTSTEM FUNCTION
WC9001 |  | 1302073-36 |  | CABLE, ETHERNET - 36 INCHES
WC9007 |  | 1302073-36 |  | CABLE, COMMUNICATION CABLE - 36 INCHES
WC9101 |  | 1098580-29 |  | FIBER OPTIC CABLE, MULTI-MODE OM1
WC9106 |  | 1098580-29 |  | FIBER OPTIC CABLE, MULTI-MODE OM1
WC9107 |  | 1098580-29 |  | FIBER OPTIC CABLE, MULTI-MODE OM1
WC9201 |  | 1098580-29 |  | FIBER OPTIC CABLE, MULTI-MODE OM1
WC9206 |  | 1098580-29 |  | FIBER OPTIC CABLE, MULTI-MODE OM1
WC9207 |  | 1098580-29 |  | FIBER OPTIC CABLE, MULTI-MODE OM1
WCBA0007 |  | 1302073-36 |  | CABLE, ETHERNET - 36 INCHES
WCBA0601 |  | 1098580-29 |  | FIBER OPTIC CABLE, MULTI-MODE OM1
WCBA0607 |  | 1098580-29 |  | FIBER OPTIC CABLE, MULTI-MODE OM1
WCBA0608 |  | 1098580-29 |  | FIBER OPTIC CABLE, MULTI-MODE OM1

## Part Number List
Part Number List |  | SolarTools ver. 24.0.84.24712 (Jul 31, 2025)
Project # | 9A901
Report date: 4/29/2026 7:53 AM
Project Name | Cheniere-Sinton
Revision | A.2
Controls DE | J.HYDE
Phone: | 0
Controls ME | K.SIDES
Phone:
Device ID | Part Number | Description | Location
AF0141 | 2684693-17,2684693-25 | 5094-OB8XT, 8 DISCRETE OUTPUT | BOP CTRL, JB74
AF0142 | 2684693-17,2684693-23 | 5094-IB16XT, 16 DISCRETE INPUT | BOP CTRL, JB74
AF0143 | 2684693-18,2684693-26 | 5094-IF8IHXT, 8 ANALOG INPUT, ISOLATED | BOP CTRL, JB74
AF0144 | 2684693-18,2684693-27 | 5094-OF8IHXT, 8 ANALOG OUTPUT, ISOLATED | BOP CTRL, JB74
AF0145 | 2684693-19,2684693-33 | 5094-IY8XT, 8 ANALOG INPUT, TC/RTD/ I&V | BOP CTRL, JB74
AF0146 | 2684693-17,2684693-25 | 5094-OB8XT, 8 DISCRETE OUTPUT | BOP CTRL, JB74
AF0181 | 2684693-17,2684693-25 | 5094-OB8XT, 8 DISCRETE OUTPUT | BOP CTRL, JB74
AF0182 | 2684693-17,2684693-23 | 5094-IB16XT, 16 DISCRETE INPUT | BOP CTRL, JB74
AF0183 | 2684693-18,2684693-28 | 5094-IB16SXT, 16 DISCRETE INPUT, S | BOP CTRL, JB74
AF0184 | 2684693-18,2684693-55 | 5094-OB16SXT, 16 DISCRETE OUTPUT, S | BOP CTRL, JB74
AF0185 | 2684693-18,2684693-56 | 5094-IF8IHXT, 8 ANALOG INPUT, ISOLATED | BOP CTRL, JB74
AU0140 | 2684693-22 | 5094-AENTRXT, FLEX 5000 I/O | BOP CTRL, JB74
AU0180 | 2684693-22 | 5094-AENTRXT, FLEX 5000 I/O | BOP CTRL, JB74
BA0007 | 1271449-1 | MEDIA CONVERTER, ETHERNET-FIBER OPTIC | BOP CTRL, JB74
BA0008 | 1271449-1 | MEDIA CONVERTER, ETHERNET-FIBER OPTIC | BOP CTRL, JB74
BA0074 | 1098580-1,1098580-36 | CONNECTOR, FIBER OPTIC, HOUSING PANEL^SC COMPATIBLE ADAPTER | BOP CTRL, JB74
BA1212 | 1337728-12 | SWITCH, ETAP, DLR INTERFACE | BOP CTRL, JB74
FU0007 | 1043265-1,1043265-3 | FUSE, 2A | BOP CTRL, JB74
FU0140 | 1043265-1,1043265-5 | FUSE, 5A | BOP CTRL, JB74
FU0141 | 1043265-1,1043265-5 | FUSE, 10A | BOP CTRL, JB74
FU0142 | 1043265-1,1043265-5 | FUSE, 10A | BOP CTRL, JB74
FU0180 | 1043265-1,1043265-5 | FUSE, 10A | BOP CTRL, JB74
FU0181 | 1043265-1,1043265-5 | FUSE, 10A | BOP CTRL, JB74
FU0184 | 1043265-1,1043265-5 | FUSE, 10A | BOP CTRL, JB74
FU0570 | 1043265-1,1043265-7 | FUSE, 20A | BOP CTRL, JB74
FU1212 | 1043265-1,1043265-3 | FUSE, 2A | BOP CTRL, JB74
GR0140 | 903849C1 | RAIL GROUND, DIN RAIL GROUNDING | BOP CTRL, JB74
GR0180 | 903849C1 | RAIL GROUND, DIN RAIL GROUNDING | BOP CTRL, JB74
GR0257 | 903849C1 | RAIL GROUND, DIN RAIL GROUNDING | BOP CTRL, JB74
IEG0257 | 232941-200 | BUS BAR, BOP - INSTRUMENT EARTH GROUNDING | BOP CTRL, JB74
KA0531 | 1061979-1 | RELAY, NO EMERGENCY SHUTDOWN SUMMARY | BOP CTRL, JB74
KA0532 | 1061979-1 | RELAY, NO EMERGENCY SHUTDOWN SUMMARY | BOP CTRL, JB74
KA0533 | 1061979-1 | RELAY, NO EMERGENCY SHUTDOWN SUMMARY | BOP CTRL, JB74
KA0534 | 1061979-1 | RELAY, NO EMERGENCY SHUTDOWN SUMMARY | BOP CTRL, JB74
KA0535 | 1061979-1 | RELAY, CONTROLLER ACTIVE | BOP CTRL, JB74
KA0536 | 1061979-1 | RELAY, CONTROLLER ACTIVE | BOP CTRL, JB74
KA0537 | 1061979-1 | RELAY, NO EMERGENCY SHUTDOWN SUMMARY | BOP CTRL, JB74
KA0540 | 1061979-1 | RELAY, OPEN SUCTION VALVE | BOP CTRL, JB74
KA0541 | 1061979-1 | RELAY, OPEN DISCHARGE VALVE | BOP CTRL, JB74
KA0550 | 1061979-1 | RELAY, OPEN SUCTION VALVE SAFETY | BOP CTRL, JB74
KA0551 | 1061979-1 | RELAY, OPEN DISCHARGE VALVE SAFETY | BOP CTRL, JB74
KA0552 | 1061979-1 | RELAY, CLOSE SUCTION VALVE SAFETY | BOP CTRL, JB74
KA0553 | 1061979-1 | RELAY, CLOSE DISCHARGE VALVE SAFETY | BOP CTRL, JB74
KA0554 | 1061979-1 | RELAY, CLOSE VENT VALVE SAFETY | BOP CTRL, JB74
KT0571 | 2651077-1 | TIMER RELAY, LOADING VALVE CLOSED | BOP CTRL, JB74
KT0572 | 2651077-1 | TIMER RELAY, SUCTION VALVE CLOSED | BOP CTRL, JB74
KT0573 | 2651077-1 | TIMER RELAY, DISCHARGE VALVE CLOSED | BOP CTRL, JB74
UAI1820 | 1053038-49 | ISOLATOR, TERMINAL BLOCK | BOP CTRL, JB74
XT0004 | 1066730-7,1066730-8 | TERMINAL BLOCK, SPRING, 4 CONDUCTOR,30-12 AWG (0.05-3.31 MM2),NON-IS | BOP CTRL, JB74
XT0140 | 1066730-7,1066730-8,1067996-4 | TERMINAL BLOCK, SPRING, 4 CONDUCTOR,30-12 AWG (0.05-3.31 MM2),NON-IS | BOP CTRL, JB74
XT0180 | 1066730-7,1066730-8,1067996-4 | TERMINAL BLOCK, SPRING, 4 CONDUCTOR,30-12 AWG (0.05-3.31 MM2),NON-IS | BOP CTRL, JB74
XT0570 | 1066730-16,1066730-17,1066730-18 | TERMINAL STRIP, 2 CONDUCTOR | BOP CTRL, JB74
XT0572 | 1066730-7,1066730-8,1067996-4 | TERMINAL BLOCK, SPRING, 4 CONDUCTOR,30-12 AWG (0.05-3.31 MM2),NON-IS | BOP CTRL, JB74
XT0573 | 1066730-10,1066730-9,1067996-4 | DIODE TERMINAL STRIP, 4 CONDUCTOR | BOP CTRL, JB74
AF0081 | 2684693-18,2684693-28 | 5094-IB16SXT, 16 DISCRETE INPUT, S | CONTROL A
AF0082 | 2684693-17,2684693-23 | 5094-IB16XT, 16 DISCRETE INPUT | CONTROL A
AF0083 | 2684693-19,2684693-33 | 5094-IY8XT, 8 ANALOG INPUT, TC/RTD/ I&V | CONTROL A
AF0084 | 2684693-19,2684693-33 | 5094-IY8XT, 8 TC/RTD FAST INPUT | CONTROL A
AF0085 | 2684693-18,2684693-26,2684693-56 | 5094-IF8IHXT, 8 ANALOG INPUT, ISOLATED | CONTROL A
AF0086 | 2684693-18,2684693-26,2684693-56 | 5094-IF8IHXT, 8 ANALOG INPUT, ISOLATED | CONTROL A
AF0087 | 2684693-17,2684693-23 | 5094-IB16XT, 16 DISCRETE INPUT | CONTROL A
AF0091 | 2684693-17,2684693-23 | 5094-IB16XT, 16 DISCRETE INPUT | CONTROL A
AF0092 | 2684693-17,2684693-24 | 5094-OB16XT, 16 DISCRETE OUTPUT | CONTROL A
AF0093 | 2684693-17,2684693-24 | 5094-OB16XT, 16 DISCRETE OUTPUT | CONTROL A
AF0094 | 2684693-19,2684693-33 | 5094-IY8XT, 8 ANALOG INPUT, TC/RTD/ I&V | CONTROL A
AF0095 | 2684693-17,2684693-25 | 5094-OB8XT, 8 DISCRETE OUTPUT | CONTROL A
AF0096 | 2684693-21,2684693-36 | 5094-IRT8SXT, 8 RTD/TC ANALOG INPUT, S | CONTROL A
AF0097 | 2684693-18,2684693-53 | 5094-IJ2IXT, 2 FAST COUNTER INPUT, S | CONTROL A
AU0080 | 2684693-22 | FLEX 5000 I/O | CONTROL A
AU0090 | 2684693-22 | FLEX 5000 I/O | CONTROL A
FU0001 | 1043265-1,1043265-3 | FUSE, 2A | CONTROL A
FU0002 | 1043265-1,1043265-3 | FUSE, 2A | CONTROL A
FU0080 | 1043265-1,1043265-5,1043265-6 | FUSE, 10A | CONTROL A
FU0090 | 1043265-1,1043265-5 | FUSE, 10A | CONTROL A
FU0091 | 1043265-1,1043265-5 | FUSE, 10A | CONTROL A
FU0092 | 1043265-1,1043265-5 | FUSE, 10A | CONTROL A
FU0093 | 1043265-1,1043265-5 | FUSE, 10A | CONTROL A
FU0137 | 1043265-1,1043265-7 | FUSE, 20A | CONTROL A
FU0139 | 1043265-1,1043265-4 | FUSE, 5A | CONTROL A
GR0132 | 903849C1 | RAIL GROUND, DIN RAIL GROUNDING | CONTROL A
GR0133 | 903849C1 | RAIL GROUND, DIN RAIL GROUNDING | CONTROL A
GR0232 | 903849C1 | RAIL GROUND, DIN RAIL GROUNDING | CONTROL A
GR1125 | 903849C1 | RAIL GROUND, DIN RAIL GROUNDING | CONTROL A
KA0130 | 1061979-1 | RELAY, LOWSPEED/OPEN PROBE SETPOINT | CONTROL A
KA0131 | 1061979-1 | RELAY, CONTROLLER ACTIVE | CONTROL A
KA0132 | 1061979-1 | RELAY, CONTROLLER ACTIVE | CONTROL A
KA0133 | 1061979-1 | RELAY, POST LUBE NOT REQUIRED | CONTROL A
KA0134 | 1061979-1 | RELAY, BACKUP COMMAND OFF | CONTROL A
KA0135 | 1061979-1 | RELAY, AC PRE/POST PUMP DRIVE | CONTROL A
KA0136 | 1061979-1 | RELAY, LUBE OIL HEADER PRESSURE HIGH | CONTROL A
KA0137 | 1061979-1 | RELAY, LUBE PUMP INHIBIT | CONTROL A
KA0138 | 1061979-1 | RELAY, BACKUP LUBE OIL PUMP OFF | CONTROL A
KA0141 | 1061979-1 | RELAY, CONTROLLER ACTIVE | CONTROL A
KA0144 | 1061979-1 | RELAY, AC PRE-POST PUMP | CONTROL A
KA3103 | 1061979-1 | RELAY, LUBE OIL TANK HEATER | CONTROL A
KA3220 | 1061979-1 | RELAY, LUBE OIL COOLER FAN | CONTROL A
KT0140 | [2]2651077-1 | TIMER RELAY, BACKUP PUMP POST LUBE OFF CYCLE | CONTROL A
KT0141 | [2]2651077-1 | TIMER RELAY, BACKUP POST LUBE CONTINUOUS | CONTROL A
KT0142 | 2651077-1 | TIMER RELAY, TOTAL POST LUBE | CONTROL A
KT0143 | 2651077-1 | TIMER RELAY, BACKUP PUMP POST LUBE ON CYCLE | CONTROL A
KT0144 | [2]2651077-1 | TIMER RELAY, HEADER PRESSURE HIGH BACKUP PUMP OFF | CONTROL A
KT0145 | 2651077-1 | TIMER RELAY, FIRE DETECTED ROLLDOWN LUBE | CONTROL A
KT0146 | 2651077-3 | TIMER RELAY, WATCHDOG | CONTROL A
PEG0130 | 232941-300 | BUS BAR, PANEL A - POWER EARTH GROUNDING | CONTROL A
UA1200 | *REQ* | SIGNAL CONVERTER, BACKUP OVERSPEED | CONTROL A
XT0001 | 1066730-32,1066730-7,1066730-8,1067996-82 | TERMINAL BLOCK, SPRING, 4 CONDUCTOR,30-12 AWG (0.05-3.31 MM2),NON-IS | CONTROL A
XT0003 | 1066730-32,1066730-7,1066730-8,1067996-82 | TERMINAL BLOCK, SPRING, 4 CONDUCTOR,30-12 AWG (0.05-3.31 MM2),NON-IS | CONTROL A
XT0080 | 1066730-7,1066730-8,1067996-4 | TERMINAL BLOCK, SPRING, 4 CONDUCTOR,30-12 AWG (0.05-3.31 MM2),NON-IS | CONTROL A
XT0081 | 1066730-7,1066730-8,1067996-4 | TERMINAL BLOCK, SPRING, 4 CONDUCTOR,30-12 AWG (0.05-3.31 MM2),NON-IS | CONTROL A
XT0134 | 1066730-16,1066730-17,1066730-18 | TERMINAL STRIP, 2 CONDUCTOR | CONTROL A
XT0135 | 1066730-7,1066730-8,1067996-4 | TERMINAL BLOCK, SPRING, 4 CONDUCTOR,30-12 AWG (0.05-3.31 MM2),NON-IS | CONTROL A
XT0136 | 1066730-7,1066730-8,1067996-82 | TERMINAL BLOCK, SPRING, 4 CONDUCTOR,30-12 AWG (0.05-3.31 MM2),NON-IS | CONTROL A
XT0137 | 1066730-5,1066730-7,1067996-4 | TERMINAL BLOCK, SPRING, 4 CONDUCTOR,30-12 AWG (0.05-3.31 MM2),NON-IS | CONTROL A
XT0138 | 1066730-16,1066730-17,1066730-18 | TERMINAL STRIP, 2 CONDUCTOR | CONTROL A
XT0139 | 1066730-7,1066730-8,1067996-4 | TERMINAL BLOCK, SPRING, 4 CONDUCTOR,30-12 AWG (0.05-3.31 MM2),NON-IS | CONTROL A
AF0061 | 2684693-17,2684693-25 | 5094-OB8XT, 8 DISCRETE OUTPUT | CONTROL B
AF0062 | 2684693-17,2684693-25 | 5094-OB8XT, 8 DISCRETE OUTPUT | CONTROL B
AF0063 | 2684693-17,2684693-23 | 5094-IB16XT, 16 DISCRETE INPUT | CONTROL B
AF0064 | 2684693-18,2684693-30 | 5094-IF4IHSXT, 4 ANALOG INPUT, S | CONTROL B
AF0065 | 2684693-18,2684693-30 | 5094-IF4IHSXT, 4 ANALOG INPUT, S | CONTROL B
AF0066 | 2684693-18,2684693-27 | 5094-OF8IHXT, 8 ANALOG OUTPUT, ISOLATED | CONTROL B
AF0067 | 2684693-17,2684693-25 | 5094-OB8XT, 8 DISCRETE OUTPUT | CONTROL B
AF0068 | 2684693-21,2684693-36 | 5094-IRT8SXT, 8 RTD/TC ANALOG INPUT, S | CONTROL B
AF0071 | 2684693-18,2684693-32 | 5094-IJ2ISXT, 2 FAST COUNTER INPUT, S | CONTROL B
AF0072 | 2684693-18,2684693-30 | 5094-IF4IHSXT, 4 ANALOG INPUT, S | CONTROL B
AF0073 | 2684693-21,2684693-36 | 5094-IRT8SXT, 8 RTD/TC ANALOG INPUT, S | CONTROL B
AF0074 | 2684693-18,2684693-26,2684693-56 | 5094-IF8IHXT, 8 ANALOG INPUT, ISOLATED | CONTROL B
AF0075 | 2684693-18,2684693-30 | 1794-IRT8, 8 TC/RTD FAST INPUT | CONTROL B
AF0076 | 2684693-18,2684693-29,2684693-55 | 5094-OB16SXT, 16 DISCRETE OUTPUT, S | CONTROL B
AF0077 | 2684693-19,2684693-33 | 5094-IY8XT, 8 ANALOG INPUT, TC/RTD/ I&V | CONTROL B
AF0400 | 1322418-31,1322418-40,1322418-72,1322418-73 | 1444-TSCX02-02RB, 2-CH TACHOMETER INPUT^DYNAMIX 1444 VIBRATION | CONTROL B
AF0410 | 1322418-11,1322418-20,1322418-70,1322418-71 | 1444-DYN04-01RA, 4-CH VIBRATION INPUT^DYNAMIX 1444 VIBRATION | CONTROL B
AF0420 | 1322418-11,1322418-20,1322418-70,1322418-71 | 1444-DYN04-01RA, 4-CH VIBRATION INPUT^DYNAMIX 1444 VIBRATION | CONTROL B
AF0430 | 1322418-11,1322418-20,1322418-70,1322418-71 | 1444-DYN04-01RA, 4-CH VIBRATION INPUT^DYNAMIX 1444 VIBRATION | CONTROL B
AF0450 | 1322418-11,1322418-20,1322418-70,1322418-71 | 1444-DYN04-01RA, 4-CH VIBRATION INPUT^DYNAMIX 1444 VIBRATION | CONTROL B
AU0060 | 2684693-22 | 5094-AENTRXT, FLEX 5000 I/O | CONTROL B
AU0070 | 2684693-22 | 5094-AENTRXT, FLEX 5000 I/O | CONTROL B
BA0070 | 1098580-1,1098580-36 | CONNECTOR, FIBER OPTIC, HOUSING PANEL^SC COMPATIBLE ADAPTER | CONTROL B
BA0610 | 1098580-1,1098580-36 | CONNECTOR, FIBER OPTIC, HOUSING PANEL^SC COMPATIBLE ADAPTER | CONTROL B
FU0060 | 1043265-1,1043265-5,1043265-6 | FUSE, 10A | CONTROL B
FU0061 | 1043265-1,1043265-5 | FUSE, 10A | CONTROL B
FU0062 | 1043265-1,1043265-5 | FUSE, 10A | CONTROL B
FU0063 | 1043265-1,1043265-5 | FUSE, 10A | CONTROL B
FU0064 | 1043265-1,1043265-5 | FUSE, 10A | CONTROL B
FU0070 | 1043265-1,1043265-5 | FUSE, 10A | CONTROL B
FU0071 | 1043265-1,1043265-5 | FUSE, 10A | CONTROL B
FU0210 | 1043265-1,1043265-7 | FUSE, 20A | CONTROL B
FU0211 | 1043265-1,1043265-4 | FUSE, 5A | CONTROL B
FU0212 | 1043265-1,1043265-3 | FUSE, 2A | CONTROL B
FU0601 | 1043265-1,1043265-3 | FUSE, 2A | CONTROL B
FU0607 | 1043265-1,1043265-3 | FUSE, 2A | CONTROL B
FU0608 | 1043265-1,1043265-3 | FUSE, 2A | CONTROL B
FU2100 | 1043265-1,1043265-4 | FUSE, 5A | CONTROL B
GR0231 | 903849C1 | RAIL GROUND, DIN RAIL GROUNDING | CONTROL B
GR0233 | 903849C1 | RAIL GROUND, DIN RAIL GROUNDING | CONTROL B
IEG0230 | 232941-300 | BUS BAR, PANEL B - INSTRUMENT EARTH GROUNDING | CONTROL B
KA0221 | 1061979-1 | RELAY, PRIMARY GAS FUEL SHUTOFF VALVE | CONTROL B
KA0222 | 1061979-1 | RELAY, SECONDARY GAS FUEL SHUTOFF VALVE | CONTROL B
KA0230 | 1061979-1 | RELAY, CONTROLLER ACTIVE | CONTROL B
KA0231 | 1061979-1 | RELAY, CONTROLLER ACTIVE | CONTROL B
KA0232 | 1061979-1 | RELAY, CONTROLLER ACTIVE | CONTROL B
KA0233 | 1061979-1 | RELAY, CONTROLLER ACTIVE | CONTROL B
KA0234 | 1061979-1 | RELAY, CONTROLLER ACTIVE | CONTROL B
KA0235 | 1061979-1 | RELAY, NO EMERGENCY SHUTDOWN SUMMARY | CONTROL B
KA0236 | 1061979-1 | RELAY, NO EMERGENCY SHUTDOWN SUMMARY | CONTROL B
KA0237 | 1061979-1 | RELAY, NO EMERGENCY SHUTDOWN SUMMARY | CONTROL B
KA0238 | 1061979-1 | RELAY, NO EMERGENCY SHUTDOWN SUMMARY | CONTROL B
KA0239 | 1061979-1 | RELAY, NO EMERGENCY SHUTDOWN SUMMARY | CONTROL B
KA0240 | 1061979-1 | RELAY, NO EMERGENCY SHUTDOWN SUMMARY | CONTROL B
KA0241 | 1061979-1 | RELAY, BACKUP SYSTEM RESET | CONTROL B
KA0242 | 1061979-1 | RELAY, BACKUP SYSTEM RESET | CONTROL B
KA0243 | 1061979-1 | RELAY, NO FIRE DETECTED | CONTROL B
KA0244 | 1061979-1 | RELAY, NO FIRE DETECTED | CONTROL B
KA0245 | 1061979-1 | RELAY, NO GAS DETECTED | CONTROL B
KA0246 | 1061979-1 | RELAY, NO FIRE DETECTED | CONTROL B
KA0247 | 1061979-1 | RELAY, NO FIRE DETECTED | CONTROL B
KA0248 | 1061979-1 | RELAY, NO EMERGENCY SHUTDOWN SUMMARY | CONTROL B
KA0249 | 1061979-1 | RELAY, NO GAS DETECTED | CONTROL B
KA0250 | 1061979-1 | RELAY, NO EMERGENCY SHUTDOWN SUMMARY | CONTROL B
KA1020 | 1061979-1 | RELAY, IGNITION START | CONTROL B
KA2160 | 1061979-1 | RELAY, CLOSE GAS BLOCK VALVE | CONTROL B
KA2161 | 1061979-1 | RELAY, OPEN GAS BLEED VALVE | CONTROL B
RR0851 | 981090C1 | RESISTOR, 3.01K OHM | CONTROL B
RR0852 | 981089C1 | RESISTOR, 1.0K OHM | CONTROL B
XT0060 | ...,[3]1066730-7,1066730-8,1067996-4 | TERMINAL BLOCK, SPRING, 4 CONDUCTOR,30-12 AWG (0.05-3.31 MM2),NON-IS | CONTROL B
XT0070 | 1066730-7,1066730-8,1067996-4 | TERMINAL BLOCK, SPRING, 4 CONDUCTOR,30-12 AWG (0.05-3.31 MM2),NON-IS | CONTROL B
XT0085 | 1066730-7,1066730-8,1067996-4 | TERMINAL STRIP, 4 CONDUCTOR | CONTROL B
XT0233 | 1066730-7,1066730-8,1067996-4 | TERMINAL BLOCK, SPRING, 4 CONDUCTOR,30-12 AWG (0.05-3.31 MM2),NON-IS | CONTROL B
XT0235 | 1066730-7,1066730-8,1067996-4 | TERMINAL BLOCK, SPRING, 4 CONDUCTOR,30-12 AWG (0.05-3.31 MM2),NON-IS | CONTROL B
XT0236 | 1066730-7,1066730-8,1067996-82 | TERMINAL BLOCK, SPRING, 4 CONDUCTOR,30-12 AWG (0.05-3.31 MM2),NON-IS | CONTROL B
XT0237 | 1066730-10,1066730-9,1067996-4 | DIODE TERMINAL STRIP, 4 CONDUCTOR | CONTROL B
XT0240 | 1066730-7,1066730-8,1067996-4 | TERMINAL BLOCK, SPRING, 4 CONDUCTOR,30-12 AWG (0.05-3.31 MM2),NON-IS | CONTROL B
XT0400 | [2]1066730-1,[2]1066730-2,1066730-67,1066730-7,1066730-8,1067996-4 | TERMINAL STRIP, 4 CONDUCTOR | CONTROL B
XT0600 | 1043265-1,1043265-5,1066730-7 | TERMINAL BLOCK, SPRING, 4 CONDUCTOR,30-12 AWG (0.05-3.31 MM2),NON-IS | CONTROL B
HA0472 | 1103208-101 | HORN, AUDIBLE ALARM | CONTROL,JB70;TT6
SA0473 | 1139718-1 | SELECTOR SWITCH, OFF/LOC/AUX/CUST. | CONTROL,JB70;TT6
CCKA2160 | CUSTOMER DEFINED | CUSTOMER CONNECTION, CLOSE GAS BLOCK VALVE | GAS FUEL BLOCK BLEED VALVE
CCKA2161 | CUSTOMER DEFINED | CUSTOMER CONNECTION, OPEN GAS BLEED VALVE | GAS FUEL BLOCK BLEED VALVE
CCZSC7920 | CUSTOMER DEFINED | CUSTOMER CONNECTION, GAS BLOCK VALVE^FULLY CLOSED | GAS FUEL BLOCK BLEED VALVE
CCZSC7921 | CUSTOMER DEFINED | CUSTOMER CONNECTION, GAS BLEED VALVE^FULLY CLOSED | GAS FUEL BLOCK BLEED VALVE
CCZSO7920 | CUSTOMER DEFINED | CUSTOMER CONNECTION, GAS BLOCK VALVE^FULLY OPEN | GAS FUEL BLOCK BLEED VALVE
CCZSO7921 | CUSTOMER DEFINED | CUSTOMER CONNECTION, GAS BLEED VALVE^FULLY OPEN | GAS FUEL BLOCK BLEED VALVE
AT1100 | < no partnumber assigned > | WORKSTATION, VERSA VIEW 1200H | JB70
SA0471 | 2380746-2 | SELECTOR SWITCH, SPEED/LOAD | JB70
SA0474 | 2380746-2 | SELECTOR SWITCH, SURGE VALVE | JB70
SB0471 | 2380746-1 | PUSHBUTTON SWITCH, HORN SILENCE | JB70
SB0472 | 2380746-4 | PUSHBUTTON SWITCH, EMERGENCY STOP | JB70
SB0473 | 2380746-1 | PUSHBUTTON SWITCH, ACKNOWLEDGE | JB70
SB0474 | 2380746-1 | PUSHBUTTON SWITCH, RESET | JB70
SH0470 | 2380746-3 | LIGHTED SWITCH, STOP/STOPPING, RED | JB70
SH0471 | 2380746-3 | LIGHTED SWITCH, START/STARTING, GREEN | JB70
SH0472 | 2380746-3 | LIGHTED SWITCH, BACKUP SYSTEM ACTIVE/RESET, AMBER | JB70
AF0500 | 1322418-31,1322418-40,1322418-72,1322418-73 | 1444-TSCX02-02RB, 2-CH TACHOMETER INPUT^DYNAMIX 1444 VIBRATION | JB73 PANEL
AF0510 | 1322418-11,1322418-20,1322418-70,1322418-71 | 1444-DYN04-01RA, 4-CH VIBRATION INPUT^DYNAMIX 1444 VIBRATION | JB73 PANEL
AF0520 | 1322418-11,1322418-20,1322418-70,1322418-71 | 1444-DYN04-01RA, 4-CH VIBRATION INPUT^DYNAMIX 1444 VIBRATION | JB73 PANEL
AF1201 | 2684693-17,2684693-25 | 5094-OB8XT, 8 DISCRETE OUTPUT | JB73 PANEL
AF1202 | 2684693-17,2684693-23 | 5094-IB16XT, 16 DISCRETE INPUT | JB73 PANEL
AF1203 | 2684693-18,2684693-56 | 5094-IF8IHXT, 8 ANALOG INPUT, ISOLATED | JB73 PANEL
AF1204 | 2684693-18,2684693-30 | 5094-IF4IHSXT, 4 ANALOG INPUT, S | JB73 PANEL
AF1205 | 2684693-18,2684693-30 | 5094-IF4IHSXT, 4 ANALOG INPUT, S | JB73 PANEL
AF1206 | 2684693-21,2684693-36 | 5094-IRT8SXT, 8 RTD/TC ANALOG INPUT, S | JB73 PANEL
AF1207 | 2684693-18,2684693-28 | 5094-IB16SXT, 16 DISCRETE INPUT, S | JB73 PANEL
AF1208 | 2684693-19,2684693-33 | 5094-IY8XT, 8 ANALOG INPUT, TC/RTD/ I&V | JB73 PANEL
AF1209 | 2684693-19,2684693-33 | 5094-IY8XT, 8 ANALOG INPUT, TC/RTD/ I&V | JB73 PANEL
AF1210 | 2684693-18,2684693-56 | 5094-IF8IHXT, 8 ANALOG INPUT, ISOLATED | JB73 PANEL
AF1211 | 2684693-18,2684693-56 | 5094-IF8IHXT, 8 ANALOG INPUT, ISOLATED | JB73 PANEL
AU1200 | 2684693-50 | 5094-AEN2TR, FLEX 5000 I/O | JB73 PANEL
FU0120 | 1043265-1,1043265-5 | FUSE, 10A | JB73 PANEL
FU0121 | 1043265-1,1043265-5 | FUSE, 10A | JB73 PANEL
FU0130 | 1043265-1,1043265-7 | FUSE, 20A | JB73 PANEL
FU0133 | 1043265-1,1043265-4 | FUSE, 5A | JB73 PANEL
GR0089 | 903849C1 | RAIL GROUND, DIN RAIL GROUNDING | JB73 PANEL
GR0120 | 903849C1 | RAIL GROUND, DIN RAIL GROUNDING | JB73 PANEL
GR0131 | 903849C1 | RAIL GROUND, DIN RAIL GROUNDING | JB73 PANEL
IEG0130 | 232941-110 | BUS BAR, HP CPSR - INSTRUMENT EARTH GROUNDING | JB73 PANEL
KA0120 | 1061979-1 | RELAY, CONTROLLER ACTIVE | JB73 PANEL
KA4401 | 1061979-1 | RELAY, CASE DEPRESSURIZED | JB73 PANEL
XT0121 | 1066730-7,1066730-8,1067996-4 | TERMINAL BLOCK, SPRING, 4 CONDUCTOR,30-12 AWG (0.05-3.31 MM2),NON-IS | JB73 PANEL
XT0130 | 1066730-7,1066730-8,1067996-4 | TERMINAL BLOCK, SPRING, 4 CONDUCTOR,30-12 AWG (0.05-3.31 MM2),NON-IS | JB73 PANEL
XT0500 | 1066730-1,1066730-2,1067996-4 | TERMINAL STRIP, 4 CONDUCTOR | JB73 PANEL
XT0520 | 1066730-7,1066730-8,1067996-4 | TERMINAL BLOCK, SPRING, 4 CONDUCTOR,30-12 AWG (0.05-3.31 MM2),NON-IS | JB73 PANEL
XT4875 | DRIVEN COMMON | TERMINAL STRIP, HP COMPRESSOR CASE PRESSURE | JB75
BA0005 | 1271449-1 | MEDIA CONVERTER, ETHERNET-FIBER OPTIC | MEDIA CONVERTER
BA0006 | 1271449-1 | MEDIA CONVERTER, ETHERNET-FIBER OPTIC | MEDIA CONVERTER
BA1123 | 1098580-1,1098580-36 | CONNECTOR, FIBER OPTIC, HOUSING PANEL^SC COMPATIBLE ADAPTER | MEDIA CONVERTER
FU0005 | 1043265-1,1043265-3 | FUSE, 2A | MEDIA CONVERTER
FU0006 | 1043265-1,1043265-3 | FUSE, 2A | MEDIA CONVERTER
GR1123 | 903849C1 | RAIL GROUND, DIN RAIL GROUNDING | MEDIA CONVERTER
SB7510 | CUSTOMER DEFINED | PUSHBUTTON SWITCH, START (CUSTOMER) | PANEL
SB7511 | CUSTOMER DEFINED | PUSHBUTTON SWITCH, NORMAL STOP (CUSTOMER) | PANEL
SB7512 | CUSTOMER DEFINED | PUSHBUTTON SWITCH, EMERGENCY STOP (CUSTOMER) | PANEL
SB7513 | CUSTOMER DEFINED | PUSHBUTTON SWITCH, FAST STOP (CUSTOMER) | PANEL
TE5100 | 1065035-18 | TEMPERATURE ELEMENT, SEAL GAS SUPPLY TEMPERATURE ^HP COMPRESSOR | PANEL
AP0601 | [2]1089241-20 | MODULE, BLANK FILLER | PLC
AP0602 | 1089241-40 | 1756-EN2TRXT, ETHERNET | PLC
AP0603 | 1089241-40 | 1756-EN2TRXT, ETHERNET | PLC
AP0604 | 1089241-15,1089241-20 | MVI 56-MNETXT, ETHERNET/MODBUS | PLC
AP0605 | 1089241-20 | MODULE, BLANK FILLER | PLC
AP0606 | 1089241-20 | MODULE, BLANK FILLER | PLC
AP0607 | 1089241-20,1089241-36 | 1756-EN2TXT, ETHERNET | PLC
AP0608 | 1089241-20,1089241-36 | 1756-EN2TXT, ETHERNET | PLC
AP0609 | 1089241-40 | 1756-EN2TRXT, ETHERNET | PLC
AR0600 | 1057900,1059465,1089241-42,1103759,19298R1,22652R1 | RACK CHASSIS, 1756-A10XT (10 SLOT) | PLC
AT0600 | 1089241-43 | 1756-L83EXTS, CONTROLLER^GUARDLOGIX | PLC
BA0001 | 1271449-1 | MEDIA CONVERTER, ETHERNET-FIBER OPTIC | PLC
BA0002 | 1271449-1 | MEDIA CONVERTER, ETHERNET-FIBER OPTIC | PLC
BA0601 | 1271449-1 | MEDIA CONVERTER, ETHERNET-FIBER OPTIC | PLC
BA0607 | 1271449-1 | MEDIA CONVERTER, ETHERNET-FIBER OPTIC | PLC
BA0608 | 1271449-1 | MEDIA CONVERTER, ETHERNET-FIBER OPTIC | PLC
GR0234 | 903849C1 | RAIL GROUND, DIN RAIL GROUNDING | PLC
UV0600 | 1089241-28 | POWER SUPPLY, RSLOGIX CHASSIS | PLC
FU0008 | 1043265-1,1043265-3 | FUSE, 2A | POWER SUPPLY PANEL
FU0010 | 1043265-1,1043265-5,1066730-7 | FUSE, 10A | POWER SUPPLY PANEL
FU0011 | 1043265-1,1043265-7 | FUSE, 20A | POWER SUPPLY PANEL
FU0012 | 1043265-1,1043265-5 | FUSE, 10A | POWER SUPPLY PANEL
FU0013 | 1043265-1,1043265-5 | FUSE, 10A | POWER SUPPLY PANEL
FU0014 | 1043265-1,1043265-5 | FUSE, 10A | POWER SUPPLY PANEL
FU0015 | 1043265-1,1043265-5 | FUSE, 10A | POWER SUPPLY PANEL
FU0016 | 1043265-1,1043265-5 | FUSE, 10A | POWER SUPPLY PANEL
FU0017 | 1043265-1,1043265-5 | FUSE, 10A | POWER SUPPLY PANEL
FU0030 | 1043265-1,1043265-7 | FUSE, 20A | POWER SUPPLY PANEL
FU0136 | 1043265-1,1043265-9 | FUSE, 30A | POWER SUPPLY PANEL
FU0236 | 1043265-1,1043265-9 | FUSE, 30A | POWER SUPPLY PANEL
GR0031 | 903849C1 | RAIL GROUND, DIN RAIL GROUNDING | POWER SUPPLY PANEL
GR0135 | 903849C1 | RAIL GROUND, DIN RAIL GROUNDING | POWER SUPPLY PANEL
GR0136 | 903849C1 | RAIL GROUND, DIN RAIL GROUNDING | POWER SUPPLY PANEL
UJ0031 | 1286570-1 | POWER CONVERTER, AC/DC INPUT TO 28V DC OUTPUT | POWER SUPPLY PANEL
UJ0131 | 1286570-1 | POWER CONVERTER, AC/DC INPUT TO 28V DC OUTPUT | POWER SUPPLY PANEL
XT0011 | ...,[3]1066730-16,1066730-17,1066730-18 | TERMINAL STRIP, 2 CONDUCTOR | POWER SUPPLY PANEL
XT0014 | 1247052-1 | BUS BAR, SYSTEM FUNCTION (USE) | POWER SUPPLY PANEL
XT0030 | 1066730-16,1066730-17,1066730-18 | TERMINAL STRIP, 2 CONDUCTOR | POWER SUPPLY PANEL
XT0131 | 1066730-16 | TERMINAL STRIP, 2 CONDUCTOR | POWER SUPPLY PANEL
GR1101 | [2]903849C1 | RAIL GROUND, DIN RAIL GROUNDING | RAIL,LEFT,JB70
PC0470 | 2271605-1 | TIMER/COUNTER, ENGINE HOUR / START COUNTER | RAIL,LEFT,JB70
AT0680 | 1634974-100 | GATEWAY MODULE, TURBOTRONIC GATEWAY | RAIL,RIGHT,JB70
BA1100 | 1337728-10 | SWITCH, ETAP, DLR INTERFACE | RAIL,RIGHT,JB70
FU0291 | 1043265-4 | FUSE, 5A | RAIL,RIGHT,JB70
FU0680 | 1043265-1,1043265-3,1043265-4 | FUSE, 2A | RAIL,RIGHT,JB70
FU1100 | 1043265-1,1043265-5 | FUSE, 10A | RAIL,RIGHT,JB70
FU1101 | 1043265-1,1043265-3,1066730-32,1066730-7,1066730-8 | FUSE, 2A | RAIL,RIGHT,JB70
GR1100 | 903849C1 | RAIL GROUND, DIN RAIL GROUNDING | RAIL,RIGHT,JB70
UV0291 | 1088442-4 | POWER CONVERTER, DC/DC INPUT TO 24V DC OUTPUT | RAIL,RIGHT,JB70
XT0680 | 1066730-32,1066730-7,1066730-8,1067996-4 | TERMINAL BLOCK, SPRING, 4 CONDUCTOR,30-12 AWG (0.05-3.31 MM2),NON-IS | RAIL,RIGHT,JB70
XT1301 | 1066730-7 | TERMINAL BLOCK, SPRING, 4 CONDUCTOR,30-12 AWG (0.05-3.31 MM2),NON-IS | RAIL,RIGHT,JB70
XT0845 | 1066730-7,1066730-8,1067996-4 | TERMINAL BLOCK, SPRING, 4 CONDUCTOR,30-12 AWG (0.05-3.31 MM2),NON-IS | RAIL,RIGHT,JB73
FU0110 | [2]1043265-1,[2]1043265-7 | FUSE, 20A | TURBINE VIB
FU0113 | [2]1043265-1,[2]1043265-4 | FUSE, 5A | TURBINE VIB
GR0113 | 903849C1 | RAIL GROUND, DIN RAIL GROUNDING | TURBINE VIB
IEG0110 | 232941-200 | BUS BAR, ENGINE VIBRATION - INSTRUMENT EARTH GROUNDING | TURBINE VIB
UA1210 | 190816-120,190817-14 | PROXIMITOR, ENGINE BEARING #1^(GAS PRODUCER X-AXIS) | TURBINE VIB
UA1211 | 190816-120,190817-14 | PROXIMITOR, ENGINE BEARING #1^(GAS PRODUCER Y-AXIS) | TURBINE VIB
UA1220 | 190816-120,190817-141 | PROXIMITOR, ENGINE BEARING #2^(GAS PRODUCER X-AXIS) | TURBINE VIB
UA1221 | 190816-120,190817-141 | PROXIMITOR, ENGINE BEARING #2^(GAS PRODUCER Y-AXIS) | TURBINE VIB
UA1230 | 190816-120,190817-14 | PROXIMITOR, ENGINE BEARING #3^(GAS PRODUCER X-AXIS) | TURBINE VIB
UA1231 | 190816-120,190817-14 | PROXIMITOR, ENGINE BEARING #3^(GAS PRODUCER Y-AXIS) | TURBINE VIB
UA1262 | 190816-120,190817-14 | PROXIMITOR, ENGINE BEARING AXIAL^(GAS PRODUCER Z-AXIS) | TURBINE VIB
UA1263 | 190816-120,190817-14 | PROXIMITOR, ENGINE KEYPHASOR^(GAS PRODUCER) | TURBINE VIB
UA1520 | 1105411-11 | SIGNAL CONVERTER, BAM 2 SIGNAL CONDITIONER | TURBINE VIB
XT0110 | [2]1066730-7,[2]1066730-8,[2]1067996-4 | TERMINAL BLOCK, SPRING, 4 CONDUCTOR,30-12 AWG (0.05-3.31 MM2),NON-IS | TURBINE VIB
XT1521 | 1066730-7,1066730-8,1067996-4 | TERMINAL BLOCK, SPRING, 4 CONDUCTOR,30-12 AWG (0.05-3.31 MM2),NON-IS | TURBINE VIB
XTFGH | 1066730-1,1066730-2,1067996-4 | TERMINAL STRIP, 4 CONDUCTOR | TURBINE VIB