## Blue Labels
(SHT 1) JB70 | (SHT 10) JB72 LEFT RAIL | (SHT 11) JB72 RIGHT RAIL | (SHT 12) GENERATOR PANEL | (SHT 13) TURBINE VIB | (SHT 2) FIRE SYSTEM CONTROLLER PANEL | (SHT 3) JB70 LEFT RAIL | (SHT 4) JB70 RIGHT RAIL | (SHT 5) PLC PANEL | (SHT 6) A PANEL | (SHT 7) B PANEL | (SHT 9) GEN VIB PANEL
HL0171 | GR0140 | GR0141 | KA0121 | XT0110 | XT0174 | AT0178 | BA0001 | UV0600 | FU0080 | XT0240 | AF0510
HL0172 |  |  | KA0123 | FU0110 | GR0171 | AT0176 | BA0002 | AT0600 | XT0080 | FU0070 | AF0500
HL0173 |  |  | KA0128 | FU0113 | AT0170 | AT0175 | BA0009 | AP0601 | XT0081 | FU0071 | XT0500
SB0471 |  |  | KA0310 | UA1520 | UV0170 | KA0172 | XT0001 | AP0602 | XT0085 | XT0070 | FU0130
SB0473 |  |  | KA0330 | XT1520 |  | KA0174 | XT0005 | AP0603 | AU0080 | AU0070 | XT0130
SB0474 |  |  | KA0331 | XT1521 |  | KA0176 | FU0001 | AP0604 | AF0081 | AF0071
SA0170 |  |  | KA0332 | UA1210 |  | KA0178 | FU0002 | AP0605 | AF0082 | AF0072
SB0170 |  |  | KA0333 | UA1211 |  | KA0875 | FU0009 | AP0606 | AF0083 | AF0073
SH0470 |  |  | KA0335 | UA1220 |  | KA6510 | FU1100 | AP0607 | AF0084 | AF0074
SH0471 |  |  | KA0336 | UA1221 |  | KA6511 | GR1100 | AP0608 | AF0085 | AF0075
SH0472 |  |  | FU0180 | UA1230 |  | FU0170 | UA1200 | AP0609 | AF0086 | AF0076
AT1100 |  |  | FU0181 | UA1231 |  | XT0170 |  | AR0600 | AF0087 | AF0077
SA0473 |  |  | FU0182 | UA1240 |  | XT0171 |  | BA1100 | XT0137 | GR0233
SA0471 |  |  | XT0180 | UA1241 |  | XT0172 |  | FU1101 | GR0134 | KA0222
SA0472 |  |  | KA0180 | UA1250 |  | GR1101 |  | AT0680 | FU0090 | KA0235
HA0472 |  |  | KA0185 | UA1251 |  |  |  | FU0680 | FU0091 | KA0236
SB0472 |  |  | AF0185 | UA1262 |  |  |  | XT0680 | FU0092 | KA0237
|  |  | AF0184 | UA1263 |  |  |  | UV0291 | FU0093 | KA0238
|  |  | AF0183 | UA1272 |  |  |  | FU0291 | XT0090 | KA0239
|  |  | AF0182 | UA1273 |  |  |  | GR0234 | AU0090 | KA0240
|  |  | AF0181 | GR0112 |  |  |  |  | AF0091 | KA0248
|  |  | AU0180 | AF0450 |  |  |  |  | AF0092 | KA0250
|  |  | GR0180 | AF0430 |  |  |  |  | AF0093 | KA0241
|  |  | AT0140 | AF0420 |  |  |  |  | AF0094 | KA0242
|  |  | XT0350 | AF0410 |  |  |  |  | AF0095 | KA0243
|  |  | XT0351 | AF0400 |  |  |  |  | AF0096 | KA0244
|  |  | XT0352 | XT0400 |  |  |  |  | XT0136 | KA0246
|  |  | XT0353 | IEG0110 |  |  |  |  | KA0130 | KA0247
|  |  | KA4100 | [5 empty] | KA0131 | KA0245
|  |  | GR0143 | [5 empty] | KA0132 | KA0249
|  |  | FU0332 | [5 empty] | KA0141 | KA0231
|  |  | FU0333 | [5 empty] | KA0133 | KA0232
|  |  | FU0334 | [5 empty] | KA0134 | KA0233
|  |  | FU0335 | [5 empty] | KA0136 | KA0234
|  |  | XT0332 | [5 empty] | KA0137 | GR0232
|  |  | XT0334 | [5 empty] | KA0138 | XT0233
|  |  | XT0335 | [5 empty] | KA0139 | XT0235
|  |  | XT0336 | [5 empty] | KA0144 | XT0236
|  |  | XT0337 | [5 empty] | KT0140 | XT0237
|  |  | XT0338 | [5 empty] | KT0141 | FU0210
|  |  | XT0313 | [5 empty] | KT0142 | FU0211
|  |  | FU0313 | [5 empty] | KT0143 | FU0212
|  |  | FU0314 | [5 empty] | KT0144 | FU0060
|  |  | XT0360 | [5 empty] | KT0145 | FU0061
|  |  | XT0370 | [5 empty] | KT0146 | FU0062
|  |  | GR0142 | [5 empty] | KA0135 | FU0063
|  |  | FU0120 | [5 empty] | KA3103 | FU0064
|  |  | FU0121 | [5 empty] | KA3220 | XT0060
|  |  | XT0120 | [5 empty] | KA6211 | KA1020
|  |  | AF0123 | [5 empty] | KA6221 | AF0068
|  |  | AF0122 | [5 empty] | GR0133 | AF0067
|  |  | AF0121 | [5 empty] | PC0470 | AF0066
|  |  | AU0120 | [5 empty] | FU0010 | AF0065
|  |  | GR0120 | [5 empty] | FU0139 | AF0064
|  |  | KA0313 | [5 empty] | XT0138 | AF0063
|  |  | PEG0140 | [5 empty] | XT0139 | AF0062
|  |  | IEG0130 | [5 empty] | XT0134 | AF0061
[9 empty] | XT0135 | AU0060
[9 empty] | FU0137 | GR0231
[9 empty] | FU0136 | IEG0230
KA0221
KA2160
KA2161
FU0140
GR0131
FU0011
FU0012
FU0013
FU0014
FU0015
FU0017
XT0011
GR0132
UJ0131
XT0014
PEG0130

## White Labels
(SHT 6) A PANEL | (SHT 6) A PANEL - (SHT 7) B PANEL | (SHT 6) A PANEL - (SHT 1) JB70 | (SHT 7) B PANEL | (SHT 7) B PANEL - (SHT 12) GENERATOR PANEL | (SHT 7) B PANEL - (SHT 4) JB70 RIGHT RAIL | (SHT 7) B PANEL - (SHT 5) PLC PANEL | (SHT 7) B PANEL - (SHT 13) TURBINE VIB | (SHT 9) GEN VIB PANEL | (SHT 9) GEN VIB PANEL - (SHT 12) GENERATOR PANEL | (SHT 12) GENERATOR PANEL | (SHT 5) PLC PANEL | (SHT 13) TURBINE VIB
0V | IEG023011 | PEG01304 | AF0064G | IEG02309 | GR1100 | GR0234 | IEG02307 | XT05001 | IEG01308 | AF0184G | UV0600G | XT04001
AF0083G | IEG02302 |  | AF0065G |  | IEG02308 | IEG02301 |  |  |  | AT0140LS(S) |  | XT04002
AF0084G | IEG02303 |  | AF0066G | [6 empty] | AU0120G
AF0085G |  |  | AF0071G | [6 empty] | AU0180G
AF0094G |  |  | AF0072G | [6 empty] | IEG01301
AU0090G |  |  | AF0073G | [6 empty] | IEG01302
IEG023001 |  |  | AF0074G | [6 empty] | IEG01305
|  |  | AF0075G | [6 empty] | PEG01405
|  |  | AU0060G | [6 empty] | PMGS
|  |  | AU0070G | [6 empty] | WC8101
|  |  | GR023310 | [6 empty] | WC8102
|  |  | IEG02304 | [6 empty] | WC8201
|  |  | IEG02305 | [6 empty] | WC8301
IEG02306

## Heat Shrink Labels
(SHT 7) B PANEL - (SHT 4) JB70 RIGHT RAIL | (SHT 2) FIRE SYSTEM CONTROLLER PANEL - (SHT 3) JB70 LEFT RAIL | (SHT 12) GENERATOR PANEL | (SHT 3) JB70 LEFT RAIL | (SHT 13) TURBINE VIB
WC4524 | WC5018 | WC8009 | WC5500 | WC1228
| WC8069 |  | WC8066 | WC1229
|  |  | WC8067 | WC1230
WC1231
WC1232
WC1233
WC1234
WC1235
WC1236
WC1237
WC1238
WC1239
WC1240
WC1241
WC4749

## A PANEL
A PANEL
JB70
Project # | 9A921
Project Name | SPACE EXPLORATION TECHNOLOGIES CORP
Revision | A.3
Controls DE | J.HYDE
Phone: | 0
Controls ME | N. CARPENTER
Phone:
From | [5 empty] | To
Device ID | Cable (W) Conductor (SC) Jumper Clip (JC) | Wire No. | Wire ID | Gauge/Size | Page/Zone | Device ID | Location | Page/Zone
XT0011:2 | JC | 523NEG | CLIP | --- | 12.C3 | XT0011:3 | A PANEL | 12.C3
XT0011:3 | JC | 523NEG | CLIP | --- | 12.C3 | XT0011:4 | A PANEL | 12.C3
XT0011:4 | JC | 523NEG | CLIP | --- | 12.C3 | XT0011:5 | A PANEL | 12.C3
XT0081:1 | JC | 0V | CLIP | --- | 9.D1 | XT0081:2 | A PANEL | 9.D1
XT0134:1 | JC | 0V | CLIP | --- | 13.B3 | XT0134:2 | A PANEL | 13.B3
XT0134:2 | JC | 0V | CLIP | --- | 13.B3 | XT0134:3 | A PANEL | 13.B3
XT0134:3 | JC | 0V | CLIP | --- | 13.B3 | XT0134:4 | A PANEL | 13.B3
XT0135:1 | JC | 0V | CLIP | --- | 13.B4 | XT0135:2 | A PANEL | 13.B4
XT0135:2 | JC | 0V | CLIP | --- | 13.B4 | XT0135:3 | A PANEL | 13.B4
XT0135:3 | JC | 0V | CLIP | --- | 13.B4 | XT0135:4 | A PANEL | 13.C4
XT0136:1 | JC | FU0139 | CLIP | --- | 14.A2 | XT0136:2 | A PANEL | 14.A2
XT0138:1 | JC | FU0136 | CLIP | --- | 13.A3 | XT0138:2 | A PANEL | 13.A3
XT0138:2 | JC | FU0136 | CLIP | --- | 13.A3 | XT0138:3 | A PANEL | 13.A3
XT0138:3 | JC | FU0136 | CLIP | --- | 13.A3 | XT0138:4 | A PANEL | 13.B3
XT0139:1 | JC | FU0137 | CLIP | --- | 13.A4 | XT0139:2 | A PANEL | 13.A4
XT0139:2 | JC | FU0137 | CLIP | --- | 13.A4 | XT0139:3 | A PANEL | 13.B4
AF0081:03 | SC | 008103 | WHT | 20 | 17.C7 | KA0130:14 | A PANEL | 17.D6
AF0081:35 | SC | 008135 | WHT | 20 | 17.C7 | KA0130:A1 | A PANEL | 17.C5
AF0081:07 | SC | JP2 | VIO | 20 | 32.D7 | AF0081:39 | A PANEL | 32.D7
AF0081:COM | SC | AF0081N | WHT | 16 | 9.A2 | AF0082:COM | A PANEL | 9.B3
AF0081:COM | SC | AU0080N | WHT | 20 | 9.A2 | AU0080:COM | A PANEL | 9.A1
AF0081:J | SC | * |  |  | 9.A2 | AF0082:P | A PANEL | 9.B3
AF0081:V+ | SC | AF0081P | WHT | 16 | 9.A2 | AF0082:V+ | A PANEL | 9.B3
AF0081:V+ | SC | AU0080P | WHT | 20 | 9.A2 | AU0080:V+ | A PANEL | 9.A1
AF0082:COM | SC | AF0082N | WHT | 16 | 9.B3 | AF0083:COM | A PANEL | 9.B3
AF0082:J | SC | * |  |  | 9.B3 | AF0083:P | A PANEL | 9.B3
AF0082:V+ | SC | AF0082P | WHT | 16 | 9.B3 | AF0083:V+ | A PANEL | 9.B3
AF0083:COM | SC | AF0083N | WHT | 16 | 9.B3 | AF0084:COM | A PANEL | 9.B4
AF0083:J | SC | * |  |  | 9.B3 | AF0084:P | A PANEL | 9.B4
AF0083:SH | SC | AF0083G | GRN | 14 | 9.B3 | AF0084:SH | A PANEL | 9.B4
AF0083:SH | SC | IEG023001 | GRN | 14 | 9.B3 | AU0080:GND | A PANEL | 9.A1
AF0083:V+ | SC | AF0083P | WHT | 16 | 9.B3 | AF0084:V+ | A PANEL | 9.B4
AF0084:COM | SC | AF0084N | WHT | 16 | 9.B4 | AF0085:COM | A PANEL | 9.B4
AF0084:J | SC | * |  |  | 9.B4 | AF0085:P | A PANEL | 9.B4
AF0084:SH | SC | AF0084G | GRN | 14 | 9.B4 | AF0085:SH | A PANEL | 9.B4
AF0084:V+ | SC | AF0084P | WHT | 16 | 9.B4 | AF0085:V+ | A PANEL | 9.B4
AF0085:COM | SC | AF0085N | WHT | 16 | 9.B4 | AF0086:COM | A PANEL | 9.B5
AF0085:J | SC | * |  |  | 9.B4 | AF0086:P | A PANEL | 9.B5
AF0085:SH | SC | AF0085G | GRN | 14 | 9.B4 | AF0086:SH | A PANEL | 9.B5
AF0085:V+ | SC | AF0085P | WHT | 16 | 9.B4 | AF0086:V+ | A PANEL | 9.B5
AF0086:COM | SC | AF0086N | WHT | 16 | 9.B5 | AF0087:COM | A PANEL | 9.B6
AF0086:J | SC | * |  |  | 9.B5 | AF0087:P | A PANEL | 9.B6
AF0086:V+ | SC | AF0086P | WHT | 16 | 9.B5 | AF0087:V+ | A PANEL | 9.B6
AF0087:11 | SC | KA013624 | WHT | 20 | 14.C6 | KA0136:24 | A PANEL | 14.C5
AF0087:43 | SC | KA013621 | WHT | 20 | 14.C6 | KA0136:21 | A PANEL | 14.C5
AF0091:07 | SC | KA014114 | WHT | 20 | 14.C2 | KA0141:14 | A PANEL | 14.C2
AF0091:09 | SC | UJ0131OK2 | WHT | 20 | 12.B7 | UJ0131:OK2 | A PANEL | 12.B4
AF0091:39 | SC | KA014111 | WHT | 20 | 14.C2 | KA0141:11 | A PANEL | 14.C2
AF0091:41 | SC | UJ0131OK1 | WHT | 20 | 12.B7 | UJ0131:OK1 | A PANEL | 12.B4
AF0091:COM | SC | AF0091N | WHT | 16 | 9.D2 | AF0094:COM | A PANEL | 9.D4
AF0091:COM | SC | AU0090N | WHT | 20 | 9.D2 | AU0090:COM | A PANEL | 9.C1
AF0091:J | SC | * |  |  | 9.D2 | AF0092:P | A PANEL | 9.D3
AF0091:V+ | SC | AF0091P | WHT | 14 | 9.D2 | AF0094:V+ | A PANEL | 9.D4
AF0091:V+ | SC | AU0090P | WHT | 20 | 9.D2 | AU0090:V+ | A PANEL | 9.C1
AF0092:02 | SC | KA0133A1 | WHT | 20 | 70.A7 | KA0133:A1 | A PANEL | 15.B6
AF0092:04 | SC | 009204 | WHT | 20 | 33.A6 | KA2160:A1 | A PANEL | 33.A5
AF0092:06 | SC | KA013114 | WHT | 20 | 70.A7 | KA0131:14 | A PANEL | 14.C5
AF0092:07 | SC | 009207 | WHT | 20 | 33.A6 | KA2161:A1 | A PANEL | 33.B5
AF0092:08 | SC | 009208 | WHT | 20 | 75.A7 | KA3103:A1 | A PANEL | 75.A5
AF0092:20 | SC | 009220 | WHT | 20 | 33.A6 | KA2160:A2 | A PANEL | 33.A5
AF0092:23 | SC | 009223 | WHT | 20 | 33.A6 | KA2161:A2 | A PANEL | 33.B5
AF0092:24 | SC | 009224 | WHT | 20 | 75.A7 | KA3103:A2 | A PANEL | 75.A5
AF0092:COM | SC | 0V | WHT | 14 | 9.D3 | XT0081:1 | A PANEL | 9.D1
AF0092:J | SC | * |  |  | 9.D3 | AF0093:P | A PANEL | 9.D3
AF0092:V+ | SC | FU0091 | WHT | 14 | 9.D3 | FU0091:LD | A PANEL | 9.D1
AF0093:01 | SC | 009301 | WHT | 20 | 73.A7 | KA3220:A1 | A PANEL | 73.B5
AF0093:12 | SC | 009312 | WHT | 20 | 31.B7 | PC0470:INP_A | A PANEL | 31.B5
AF0093:17 | SC | 009317 | WHT | 20 | 73.A7 | KA3220:A2 | A PANEL | 73.B5
AF0093:20 | SC | 009320 | WHT | 20 | 93.A7 | KA6211:A2 | A PANEL | 93.A6
AF0093:21 | SC | 009321 | WHT | 20 | 93.C7 | KA6221:A2 | A PANEL | 93.C6
AF0093:28 | SC | 009328 | WHT | 20 | 31.B7 | PC0470:-PWR | A PANEL | 31.B5
AF0093:44 | SC | 009344 | WHT | 20 | 31.B7 | PC0470:+PWR | A PANEL | 31.B5
AF0093:COM | SC | 0V | WHT | 14 | 9.D3 | XT0081:2 | A PANEL | 9.D1
AF0093:J | SC | * |  |  | 9.D3 | AF0094:P | A PANEL | 9.D4
AF0093:V+ | SC | FU0092 | WHT | 14 | 9.D3 | FU0092:LD | A PANEL | 9.D1
AF0094:04 | SC | UJ0131VIN | WHT | 20 | 12.A7 | UJ0131:VIN | A PANEL | 12.B4
AF0094:05 | SC | 0V | WHT | 14 | 12.A7 | XT0135:4 | A PANEL | 13.C4
AF0094:06 | SC | UJ0131IOUT | WHT | 20 | 12.B7 | UJ0131:IOUT | A PANEL | 12.B4
AF0094:07 | SC | 0V | WHT | 20 | 12.B7 | XT0135:4 | A PANEL | 13.C4
AF0094:COM | SC | AF0094N | WHT | 16 | 9.D4 | AF0096:COM | A PANEL | 9.D5
AF0094:J | SC | * |  |  | 9.D4 | AF0095:P | A PANEL | 9.D4
AF0094:SH | SC | AF0094G | GRN | 14 | 9.D4 | AF0096:SH | A PANEL | 9.D5
AF0094:V+ | SC | AF0094P | WHT | 16 | 9.D4 | AF0096:V+ | A PANEL | 9.D5
AF0095:02 | SC | 009502 | WHT | 20 | 52.B7 | KA0221:14 | A PANEL | 52.B6
AF0095:COM | SC | 0V | WHT | 14 | 9.D4 | XT0081:2 | A PANEL | 9.D1
AF0095:J | SC | * |  |  | 9.D4 | AF0096:P | A PANEL | 9.D5
AF0095:V+ | SC | FU0093 | WHT | 14 | 9.D4 | FU0093:LD | A PANEL | 9.D1
AF0096:SH | SC | AU0090G | GRN | 14 | 9.D5 | AU0090:GND | A PANEL | 9.C1
AU0080:COM | SC | 0V | WHT | 14 | 9.A1 | XT0080:1 | A PANEL | 9.B1
AU0080:V+ | SC | FU0080 | WHT | 14 | 9.A1 | FU0080:LD | A PANEL | 9.B1
AU0090:COM | SC | 0V | WHT | 14 | 9.C1 | XT0081:1 | A PANEL | 9.D1
AU0090:V+ | SC | FU0090 | WHT | 14 | 9.C1 | FU0090:LD | A PANEL | 9.D1
FU0010:LI | SC | FU0137 | WHT | 14 | 13.A5 | FU0139:LI | A PANEL | 13.A5
FU0010:LI | SC | FU0137 | WHT | 14 | 13.A5 | XT0139:1 | A PANEL | 13.A4
FU0011:LD | SC | UJ0131P | WHT | 12 | 12.B3 | UJ0131:+ | A PANEL | 12.B4
FU0012:LI | SC | 523POS | --- | BUS | 12.B3 | FU0013:LI | A PANEL | 12.B3
FU0012:LI | SC | 523POS | --- | BUS | 12.B3 | XT0014:1 | A PANEL | 12.B2
FU0013:LI | SC | 523POS | --- | BUS | 12.B3 | FU0014:LI | A PANEL | 12.C3
FU0014:LI | SC | 523POS | --- | BUS | 12.C3 | FU0015:LI | A PANEL | 12.C3
FU0015:LI | SC | 523POS | --- | BUS | 12.C3 | FU0017:LI | A PANEL | 12.C3
FU0080:LI | SC | FU0137 | WHT | 14 | 9.B1 | XT0139:1 | A PANEL | 13.A4
FU0090:LI | SC | FU0137 | WHT | 14 | 9.D1 | XT0139:2 | A PANEL | 13.A4
FU0090:LI | SC | FU0137 | WHT | 14 | 9.D1 | FU0091:LI | A PANEL | 9.D1
FU0091:LI | SC | FU0137 | WHT | 14 | 9.D1 | FU0092:LI | A PANEL | 9.D1
FU0092:LI | SC | FU0137 | WHT | 14 | 9.D1 | FU0093:LI | A PANEL | 9.D1
FU0136:LD | SC | FU0136 | WHT | 10 | 13.A3 | XT0138:1 | A PANEL | 13.A3
FU0136:LI | SC | 24V | WHT | 10 | 13.A3 | UJ0131:OUT(+) | A PANEL | 12.B4
FU0137:LD | SC | FU0137 | WHT | 12 | 13.A4 | XT0139:1 | A PANEL | 13.A4
FU0137:LI | SC | FU0136 | WHT | 12 | 13.A4 | XT0138:1 | A PANEL | 13.A3
FU0139:LD | SC | FU0139 | WHT | 14 | 13.A5 | XT0136:1 | A PANEL | 14.A2
FU0139:LD | SC | FU0139 | WHT | 14 | 13.A5 | XT0085:1 | A PANEL | 12.C6
FU0140:LD | SC | FU0140 | WHT | 16 | 13.B5 | XT0080:5 | A PANEL | 58.C5
FU0140:LI | SC | FU0137 | WHT | 16 | 13.B5 | XT0139:3 | A PANEL | 13.B4
GR0131: | SC | GR0131 | GRN/YEL | 14 | 5.A3 | FRAME | A PANEL | 5.A3
GR0132: | SC | GR0132 | GRN/YEL | 14 | 5.A3 | FRAME | A PANEL | 5.A3
KA0130:A1 | SC | 008135 | WHT | 20 | 17.C5 | KA0130:11 | A PANEL | 17.D6
KA0131:11 | SC | KA0135A1 | WHT | 20 | 14.C5 | KA0135:A1 | A PANEL | 14.C6
KA0131:12 | SC | KA013724 | WHT | 20 | 14.C5 | KA0137:24 | A PANEL | 14.C3
KA0131:A1 | SC | KA0231A1 | WHT | 20 | 15.A6 | KA0132:A1 | A PANEL | 15.A6
KA0131:A1 | SC | KA0231A1 | WHT | 20 | 15.A6 | XT0136:10 | A PANEL | 15.A5
KA0131:A2 | SC | 0V | WHT | 20 | 15.A6 | KA0132:A2 | A PANEL | 15.A6
KA0131:A2 | SC | 0V | WHT | 20 | 15.A6 | KA0134:A2 | A PANEL | 15.A6
KA0132:11 | SC | FU0139 | WHT | 20 | 14.A3 | KA0133:11 | A PANEL | 14.A3
KA0132:11 | SC | FU0139 | WHT | 20 | 14.A3 | XT0136:2 | A PANEL | 14.A2
KA0132:12 | SC | KT0141A1 | WHT | 20 | 14.A3 | KT0142:A1 | A PANEL | 14.A6
KA0132:12 | SC | KT0141A1 | WHT | 20 | 14.A3 | KA0133:12 | A PANEL | 14.A3
KA0132:21 | SC | KA0138A1 | WHT | 20 | 14.C4 | KA0138:A1 | A PANEL | 14.C6
KA0132:22 | SC | KA013222 | WHT | 20 | 14.4 | KA0137:14 | A PANEL | 14.D3
KA0132:22 | SC | KA013222 | WHT | 20 | 14.4 | KT0141:18 | A PANEL | 14.2
KA0132:24 | SC | KA013224 | WHT | 20 | 14.C4 | KA0134:14 | A PANEL | 14.C3
KA0132:A1 | SC | KA0231A1 | WHT | 20 | 15.A6 | KA0141:A1 | A PANEL | 15.B6
KA0132:A2 | SC | 0V | WHT | 20 | 15.A6 | KA0141:A2 | A PANEL | 15.B6
KA0133:11 | SC | FU0139 | WHT | 20 | 14.A3 | KA0136:11 | A PANEL | 14.B4
KA0133:A2 | SC | 0V | WHT | 20 | 15.B6 | KA0141:A2 | A PANEL | 15.B6
KA0134:11 | SC | FU0139 | WHT | 20 | 14.C3 | KA0137:11 | A PANEL | 14.D3
KA0134:11 | SC | FU0139 | WHT | 20 | 14.C3 | KA0137:21 | A PANEL | 14.C3
KA0134:A1 | SC | KA0134A1 | WHT | 20 | 15.A6 | AF0091:12 | A PANEL | 72.C7
KA0134:A2 | SC | 0V | WHT | 20 | 15.A6 | KA0136:A2 | A PANEL | 15.A6
KA0135:A1 | SC | KA0135A1 | WHT | 20 | 14.C6 | KA0144:A1 | A PANEL | 14.B6
KA0135:A2 | SC | 0V | WHT | 20 | 14.C6 | KA0138:A2 | A PANEL | 14.C6
KA0135:A2 | SC | 0V | WHT | 20 | 14.C6 | KA0144:A2 | A PANEL | 14.B6
KA0136:11 | SC | FU0139 | WHT | 20 | 14.B4 | KA0137:21 | A PANEL | 14.C3
KA0136:14 | SC | KA013821 | WHT | 20 | 14.B4 | KA0138:21 | A PANEL | 14.B5
KA0136:A1 | SC | PS32002 | WHT | 20 | 15.A6 | XT0136:5 | A PANEL | 69.D5
KA0136:A2 | SC | 0V | WHT | 20 | 15.A6 | KA0137:A2 | A PANEL | 14.D6
KA0137:24 | SC | KA013724 | WHT | 20 | 14.C3 | AF0087:09 | A PANEL | 14.C3
KA0137:A1 | SC | KA0137A1 | WHT | 20 | 14.D6 | KT0142:18 | A PANEL | 14.D2
KA0137:A2 | SC | 0V | WHT | 20 | 14.D6 | KA0138:A2 | A PANEL | 14.C6
KA0138:11 | SC | KM3170EP | WHT | 20 | 72.C5 | XT0136:13 | A PANEL | 72.C5
KA0138:14 | SC | FU0139 | WHT | 20 | 72.C5 | XT0136:11 | A PANEL | 72.C6
KA0138:24 | SC | KT0144B1 | WHT | 20 | 14.B5 | KT0144:B1 | A PANEL | 14.B6
KA0141:21 | SC | KT0146A1 | WHT | 20 | 14.B2 | KT0146:A1 | A PANEL | 14.B1
KA0144:A2 | SC | 0V | WHT | 20 | 14.B6 | KT0145:A2 | A PANEL | 14.B6
KT0140:15 | SC | FU0139 | WHT | 20 | 14.1 | KT0145:15 | A PANEL | 14.D2
KT0140:15 | SC | FU0139 | WHT | 20 | 14.1 | KT0144:15 | A PANEL | 14.C2
KT0140:16 | SC | KT014115 | WHT | 20 | 14.1 | KT0141:15 | A PANEL | 14.2
KT0140:18 | SC | KT0143A1 | WHT | 20 | 14.A5 | KT0143:A1 | A PANEL | 14.A6
KT0140:A1 | SC | KT0140A1 | WHT | 20 | 14.A6 | KT0143:16 | A PANEL | 14.A5
KT0140:A2 | SC | 0V | WHT | 20 | 14.A6 | KT0141:A2 | A PANEL | 14.A6
KT0140:A2 | SC | 0V | WHT | 20 | 14.A6 | XT0136:3 | A PANEL | 14.A2
KT0141:18 | SC | KA013222 | WHT | 20 | 14.2 | KT0144:18 | A PANEL | 14.C2
KT0141:A1 | SC | KT0141A1 | WHT | 20 | 14.A6 | KT0143:15 | A PANEL | 14.A5
KT0141:A1 | SC | KT0141A1 | WHT | 20 | 14.A6 | KT0142:A1 | A PANEL | 14.A6
KT0141:A2 | SC | 0V | WHT | 20 | 14.A6 | KT0142:A2 | A PANEL | 14.A6
KT0142:15 | SC | FU0139 | WHT | 20 | 14.D2 | KT0145:15 | A PANEL | 14.D2
KT0142:18 | SC | KA0137A1 | WHT | 20 | 14.D2 | KT0145:18 | A PANEL | 14.D2
KT0142:A2 | SC | 0V | WHT | 20 | 14.A6 | KT0143:A2 | A PANEL | 14.A6
KT0143:A2 | SC | 0V | WHT | 20 | 14.A6 | KT0144:A2 | A PANEL | 14.B6
KT0144:15 | SC | FU0139 | WHT | 20 | 14.C2 | XT0136:2 | A PANEL | 14.A2
KT0144:A2 | SC | 0V | WHT | 20 | 14.B6 | KT0145:A2 | A PANEL | 14.B6
PC0470:INP_A | SC | 009312 | WHT | 20 | 31.B5 | PC0470:INP_B | A PANEL | 31.B5
PEG0130:3 | SC | 0V | GRN/YEL | 12 | 13.B4 | XT0135:3 | A PANEL | 13.B4
RR0851: -3.01K OHM | SC | FU0139 | LEAD | --- | 12.C6 | XT0085:1 | A PANEL | 12.C6
RR0851: -3.01K OHM | SC | 007405 | LEAD | --- | 12.C6 | XT0085:2 | A PANEL | 12.C6
RR0852: -1.0K OHM | SC | 0V | LEAD | --- | 12.C6 | XT0085:3 | A PANEL | 12.C6
RR0852: -1.0K OHM | SC | 007405 | LEAD | --- | 12.C6 | XT0085:2 | A PANEL | 12.C6
UJ0131:- | SC | 521NEG | WHT | 12 | 12.B4 | XT0011:1 | A PANEL | 12.B3
UJ0131:G | SC | UJ0131G | GRN/YEL | 12 | 12.B4 | FRAME | A PANEL | 12.B4
UJ0131:OUT(-) | SC | 0V | WHT | 14 | 12.B4 | XT0134:1 | A PANEL | 13.B3
XT0080:1 | SC | 0V | WHT | 14 | 9.B1 | XT0135:2 | A PANEL | 13.B4
XT0080:3 | SC | 0V | WHT | 16 | 58.C5 | XT0135:3 | A PANEL | 13.B4
XT0085:3 | SC | 0V | WHT | 14 | 12.C6 | XT0135:4 | A PANEL | 13.C4
XT0135:1 | SC | 0V | WHT | 14 | 13.B4 | XT0134:1 | A PANEL | 13.B3
XT0135:1 | SC | 0V | WHT | 14 | 13.B4 | XT0136:3 | A PANEL | 14.A2
XT0135:2 | SC | 0V | WHT | 14 | 13.B4 | XT0081:1 | A PANEL | 9.D1
XT0136:1 | SC | FU0139 | WHT | 20 | 14.A2 | XT0136:11 | A PANEL | 72.C6
XT0136:12 | SC | 0V | WHT | 20 | 72.C6 | XT0136:3 | A PANEL | 14.A2
XT0136:4 | SC | FU0139 | WHT | 20 | 69.D5 | XT0136:1 | A PANEL | 14.A2
AU0080:L1 | WC0009 | AU0080L1 | ENET | CABLE | 9.A1 | AU0090:L1 | A PANEL | 9.C1
AF0086:12 | WC4661 | FT21082 | WHT | 18 | 58.C7 | XT0080:2 | A PANEL | 58.C5
AF0086:28 | WC4661 | 0V | BLK | 18 | 58.C7 | XT0080:3 | A PANEL | 58.C5
AF0086:60 | WC4661 | FT2108S | SH | 18 | 58.C7 | XT0080:4 | A PANEL | 58.C5
AF0081:00 | SC | UA1200J21 | WHT | 20 | 16.A7 | KA0241:11 | B PANEL | 16.A5
AF0081:01 | SC | KA024314 | WHT | 20 | 16.B7 | KA0243:14 | B PANEL | 16.B6
AF0081:02 | SC | KA024524 | WHT | 20 | 16.B7 | KA0245:24 | B PANEL | 16.B6
AF0081:08 | SC | KA024214 | WHT | 20 | 16.C7 | KA0242:14 | B PANEL | 16.C6
AF0081:09 | SC | KA023924 | WHT | 20 | 16.A7 | KA0239:24 | B PANEL | 16.B6
AF0081:33 | SC | KA024311 | WHT | 20 | 16.B7 | KA0243:11 | B PANEL | 16.B6
AF0081:34 | SC | KA024521 | WHT | 20 | 16.B7 | KA0245:21 | B PANEL | 16.B6
AF0081:41 | SC | KA023921 | WHT | 20 | 16.A7 | KA0239:21 | B PANEL | 16.B6
AF0086:SH | SC | IEG023011 | GRN | 14 | 9.B5 | IEG0230:11 | B PANEL | 9.B5
AF0092:13 | SC | 009213 | WHT | 20 | 29.C7 | XT0237:2 T2 | B PANEL | 29.C5
AF0094:SH | SC | IEG02302 | GRN | 14 | 9.D4 | IEG0230:2 | B PANEL | 9.D4
AF0095:18 | SC | SV21202 | WHT | 20 | 52.B7 | XT0060:4 | B PANEL | 52.B5
GR0133: | SC | IEG02303 | GRN | 14 | 5.A4 | IEG0230:3 | B PANEL | 5.A4
KA0134:A1 | SC | KA0134A1 | WHT | 20 | 15.A6 | AF0067:12 | B PANEL | 72.D7
KA0141:21 | SC | KT0146A1 | WHT | 20 | 14.B2 | KA0241:21 | B PANEL | 14.B2
KA0141:24 | SC | FU0139 | WHT | 20 | 14.B2 | KA0241:24 | B PANEL | 14.B2
KA0144:21 | SC | KA023222 | WHT | 20 | 93.A6 | KA0232:22 | B PANEL | 93.A6
KA0144:22 | SC | KA014422 | WHT | 20 | 93.A6 | KA0249:12 | B PANEL | 93.B6
KA0221:11 | SC | KA022111 | WHT | 20 | 52.B6 | KA0235:24 | B PANEL | 52.B5
KA0221:A1 | SC | 007602 | WHT | 20 | 52.B6 | AF0076:02 | B PANEL | 52.B7
KA0221:A2 | SC | 007618 | WHT | 20 | 52.B6 | AF0076:18 | B PANEL | 52.B7
KA6211:A1 | SC | KA6211A1 | WHT | 20 | 93.A6 | KA0246:14 | B PANEL | 93.A5
KA6221:A1 | SC | KA6221A1 | WHT | 20 | 93.C6 | KA0244:24 | B PANEL | 93.C5
KT0145:A1 | SC | KA024412 | WHT | 20 | 14.B6 | KA0244:12 | B PANEL | 16.D4
KT0146:15 | SC | KT014615 | WHT | 20 | 16.C6 | AF0076:10 | B PANEL | 16.C7
KT0146:18 | SC | KA024214 | WHT | 20 | 16.C6 | KA0231:14 | B PANEL | 16.C6
KT0146:A2 | SC | KT0146A2 | WHT | 20 | 14.B1 | AF0076:29 | B PANEL | 14.B2
KT0146:B1 | SC | KT0146B1 | WHT | 20 | 14.B1 | AF0076:13 | B PANEL | 14.B2
XT0085:2 | SC | 007405 | WHT | 20 | 12.C6 | AF0074:05 | B PANEL | 12.C7
XT0085:3 | SC | 0V | WHT | 20 | 12.C6 | AF0074:21 | B PANEL | 12.C7
XT0134:4 | SC | 0V | WHT | 14 | 13.B3 | XT0235:1 | B PANEL | 13.D4
XT0135:1 | SC | 0V | WHT | 14 | 13.B4 | KA1020:24 | B PANEL | 35.B5
XT0136:1 | SC | FU0139 | WHT | 20 | 14.A2 | XT0240:12 | B PANEL | 16.C4
XT0136:10 | SC | KA0231A1 | WHT | 20 | 15.A5 | KA0242:11 | B PANEL | 16.C6
XT0136:2 | SC | FU0139 | WHT | 20 | 14.A2 | KA0241:24 | B PANEL | 14.B2
XT0136:3 | SC | 0V | WHT | 20 | 14.A2 | XT0240:10 | B PANEL | 16.D3
XT0136:6 | SC | PS32004 | WHT | 20 | 69.D5 | KA0240:11 | B PANEL | 69.D6
XT0136:7 | SC | UF1300 | WHT | 20 | 69.D6 | KA0240:14 | B PANEL | 69.D6
XT0137:1 | SC | ESTOPA | WHT | 20 | 30.B5 | XT0240:3 | B PANEL | 16.A3
XT0137:2 | SC | ESTOP | WHT | 20 | 30.B5 | XT0240:4 | B PANEL | 16.A3
XT0138:4 | SC | FU0136 | WHT | 12 | 13.B3 | FU0210:LI | B PANEL | 13.C4
XT0139:3 | SC | FU0137 | WHT | 14 | 13.B4 | FU0211:LI | B PANEL | 13.B4
XT0139:4 | SC | ESTOP | WHT | 20 | 16.B3 | XT0240:4 | B PANEL | 16.A3
AU0080:L2 | WC0008 | AU0080L2 | ENET | CABLE | 9.A1 | AU0070:L1 | B PANEL | 10.A2
AF0081:04 | SC | SB0472B212 | WHT | 20 | 30.B7 | SB0472:B2-12 | JB70 | 30.B1
AF0081:36 | SC | SB0472B211 | WHT | 20 | 30.B7 | SB0472:B2-11 | JB70 | 30.B1
AF0087:00 | SC | SH047114 | WHT | 20 | 29.A7 | SH0471:14 | JB70 | 29.A1
AF0087:01 | SC | SH047012 | WHT | 20 | 29.B7 | SH0470:12 | JB70 | 29.B1
AF0087:02 | SC | SB047112 | WHT | 20 | 29.D7 | SB0471:12 | JB70 | 29.D1
AF0087:03 | SC | SB047314 | WHT | 20 | 29.D7 | SB0473:14 | JB70 | 29.D1
AF0087:04 | SC | SB047414 | WHT | 20 | 30.A7 | SB0474:14 | JB70 | 30.A1
AF0087:05 | SC | SA047312 | WHT | 20 | 30.D7 | SA0473:12 | JB70 | 30.D1
AF0087:06 | SC | SA047314 | WHT | 20 | 30.D7 | SA0473:14 | JB70 | 30.D1
AF0087:07 | SC | SA0471B214 | WHT | 20 | 30.A7 | SA0471:B2-14 | JB70 | 30.A1
AF0087:08 | SC | SA0471B114 | WHT | 20 | 30.B7 | SA0471:B1-14 | JB70 | 30.B1
AF0087:32 | SC | SH047113 | WHT | 20 | 29.A7 | SH0471:13 | JB70 | 29.A1
AF0087:33 | SC | SH047011 | WHT | 20 | 29.B7 | SH0470:11 | JB70 | 29.B1
AF0087:34 | SC | SB047111 | WHT | 20 | 29.D7 | SB0471:11 | JB70 | 29.D1
AF0087:35 | SC | SB047313 | WHT | 20 | 29.D7 | SB0473:13 | JB70 | 29.D1
AF0087:36 | SC | SB047413 | WHT | 20 | 30.A7 | SB0474:13 | JB70 | 30.A1
AF0087:37 | SC | SA047311 | WHT | 20 | 30.D7 | SA0473:11 | JB70 | 30.D1
AF0087:38 | SC | SA047313 | WHT | 20 | 30.D7 | SA0473:13 | JB70 | 30.D1
AF0087:39 | SC | SA0471B213 | WHT | 20 | 30.A7 | SA0471:B2-13 | JB70 | 30.A1
AF0087:40 | SC | SA0471B113 | WHT | 20 | 30.B7 | SA0471:B1-13 | JB70 | 30.B1
AF0091:14 | SC | SA0472B214 | WHT | 20 | 30.C7 | SA0472:B2-14 | JB70 | 30.C1
AF0091:15 | SC | SA0472B114 | WHT | 20 | 30.C7 | SA0472:B1-14 | JB70 | 30.C1
AF0091:46 | SC | SA0472B213 | WHT | 20 | 30.C7 | SA0472:B2-13 | JB70 | 30.C1
AF0091:47 | SC | SA0472B113 | WHT | 20 | 30.C7 | SA0472:B1-13 | JB70 | 30.C1
AF0093:06 | SC | SH0470X2 | WHT | 20 | 29.B7 | SH0470:X2 | JB70 | 29.B1
AF0093:15 | SC | SH0471X2 | WHT | 20 | 29.A7 | SH0471:X2 | JB70 | 29.A1
AF0093:22 | SC | SH0470X1 | WHT | 20 | 29.B7 | SH0470:X1 | JB70 | 29.B1
AF0093:31 | SC | SH0471X1 | WHT | 20 | 29.A7 | SH0471:X1 | JB70 | 29.A1
PEG0130:4 | SC | PEG01304 | GRN/YEL | 14 | 31.D6 | AT1100:GND | JB70 | 31.D3
XT0134:3 | SC | 0V | WHT | 14 | 13.B3 | AT1100:NEG | JB70 | 31.D3
XT0137:1 | SC | ESTOPA | WHT | 20 | 30.B5 | SB0472:B1-11 | JB70 | 30.B1
XT0137:2 | SC | ESTOP | WHT | 20 | 30.B5 | SB0472:B1-12 | JB70 | 30.B1
XT0137:3 | SC | SH047111 | WHT | 20 | 29.A5 | SH0471:11 | JB70 | 29.A1
XT0137:4 | SC | SH047112 | WHT | 20 | 29.A5 | SH0471:12 | JB70 | 29.A1
XT0137:5 | SC | SH047013 | WHT | 20 | 29.B5 | SH0470:13 | JB70 | 29.B1
XT0137:6 | SC | SH047014 | WHT | 20 | 29.B5 | SH0470:14 | JB70 | 29.B1
AF0092:12 | SC | 009212 | WHT | 20 | 11.D3 | KA0875:A1 | JB70 LEFT RAIL | 11.D2
AF0092:28 | SC | 009228 | WHT | 20 | 11.D3 | KA0875:A2 | JB70 LEFT RAIL | 11.D2
AF0093:04 | SC | 009304 | WHT | 20 | 93.A7 | XT0171:2 | JB70 LEFT RAIL | 93.A6
AF0093:05 | SC | 009305 | WHT | 20 | 93.C7 | XT0171:4 | JB70 LEFT RAIL | 93.C5
AF0093:36 | SC | 009336 | WHT | 20 | 93.A7 | KA0176:14 | JB70 LEFT RAIL | 93.A6
AF0093:37 | SC | 009337 | WHT | 20 | 93.C7 | KA0176:24 | JB70 LEFT RAIL | 93.C6
KA0144:22 | SC | KA014422 | WHT | 20 | 93.A6 | KA0176:A1 | JB70 LEFT RAIL | 93.B5
XT0134:2 | SC | 0V | WHT | 12 | 13.B3 | XT0170:3 | JB70 LEFT RAIL | 11.A2
XT0138:2 | SC | FU0136 | WHT | 12 | 13.A3 | FU0170:LI | JB70 LEFT RAIL | 11.A2
AF0081:19 | SC | UA1200J27 | WHT | 20 | 17.C7 | UA1200:J2-7 | JB70 RIGHT RAIL | 17.B3
KA0130:A2 | SC | UA1200J26 | WHT | 20 | 17.C5 | UA1200:J2-6 | JB70 RIGHT RAIL | 17.B3
XT0138:3 | SC | FU0136 | WHT | 14 | 13.A3 | FU1100:LI | JB70 RIGHT RAIL | 31.D3
FU0010:LD | SC | FU0010 | WHT | 14 | 13.A5 | UV0600:(+) | PLC PANEL | 6.B2
XT0134:3 | SC | 0V | WHT | 14 | 13.B3 | UV0291:24V(-) | PLC PANEL | 31.C3
XT0135:1 | SC | 0V | WHT | 14 | 13.B4 | UV0600:(-) | PLC PANEL | 6.B2
AU0090:L2 | WC0003 | AP0603L2 | ENET | CABLE | 9.C1 | AP0603:L2 | PLC PANEL | 6.A3
XT0134:4 | WC8034 | 0V | 3 | 12 | 13.B3 | XT0110:3 | TURBINE VIB | 19.C6
XT0138:4 | WC8034 | FU0136 | 1 | 12 | 13.B3 | XT0110:1 | TURBINE VIB | 19.C6
XT0139:4 | WC8034 | ESTOP | 2 | 12 | 16.B3 | XT0110:5 | TURBINE VIB | 19.D5
SolarTools ver. 24.0.84.24712 (Jul 31, 2025)
Report date: 4/21/2026 7:06 AM

## B PANEL
B PANEL
JB70
Project # | 9A921
Project Name | SPACE EXPLORATION TECHNOLOGIES CORP
Revision | A.3
Controls DE | J.HYDE
Phone: | 0
Controls ME | N. CARPENTER
Phone:
From | [5 empty] | To
Device ID | Cable (W) Conductor (SC) Jumper Clip (JC) | Wire No. | Wire ID | Gauge/Size | Page/Zone | Device ID | Location | Page/Zone
XT0060:1 | JC | 0V | CLIP | --- | 10.D1 | XT0060:2 | B PANEL | 10.D1
XT0233:1 | JC | FU0210 | CLIP | --- | 13.C4 | XT0233:2 | B PANEL | 13.C4
XT0233:2 | JC | FU0210 | CLIP | --- | 13.C4 | XT0233:3 | B PANEL | 13.C4
XT0235:1 | JC | 0V | CLIP | --- | 13.D4 | XT0235:2 | B PANEL | 13.D4
XT0235:2 | JC | 0V | CLIP | --- | 13.D4 | XT0235:3 | B PANEL | 13.D4
XT0240:11 | JC | FU0139 | CLIP | --- | 16.C4 | XT0240:12 | B PANEL | 16.C4
XT0240:9 | JC | 0V | CLIP | --- | 16.D3 | XT0240:10 | B PANEL | 16.D3
AF0061:02 | SC | 006102 | WHT | 20 | 36.B7 | KA0233:14 | B PANEL | 36.B5
AF0061:14 | SC | 006114 | WHT | 20 | 37.B7 | KA0234:14 | B PANEL | 37.B5
AF0061:COM | SC | 0V | WHT | 14 | 10.C2 | XT0060:2 | B PANEL | 10.D1
AF0061:J | SC | * |  |  | 10.C2 | AF0062:P | B PANEL | 10.C3
AF0061:V+ | SC | FU0061 | WHT | 14 | 10.C2 | FU0061:LD | B PANEL | 10.D1
AF0062:00 | SC | 006200 | WHT | 20 | 53.A7 | KA0222:14 | B PANEL | 53.A6
AF0062:16 | SC | SV21242 | WHT | 20 | 53.A7 | XT0060:6 | B PANEL | 53.A5
AF0062:COM | SC | 0V | WHT | 14 | 10.C3 | XT0060:2 | B PANEL | 10.D1
AF0062:J | SC | * |  |  | 10.C3 | AF0063:P | B PANEL | 10.C3
AF0062:V+ | SC | FU0062 | WHT | 14 | 10.C3 | FU0062:LD | B PANEL | 10.D1
AF0063:COM | SC | AF0063N | WHT | 16 | 10.C3 | AF0064:COM | B PANEL | 10.C4
AF0063:COM | SC | AU0060N | WHT | 16 | 10.C3 | AU0060:COM | B PANEL | 10.C2
AF0063:J | SC | * |  |  | 10.C3 | AF0064:P | B PANEL | 10.C4
AF0063:V+ | SC | AF0063P | WHT | 16 | 10.C3 | AF0064:V+ | B PANEL | 10.C4
AF0063:V+ | SC | AU0060P | WHT | 16 | 10.C3 | AU0060:V+ | B PANEL | 10.C2
AF0064:COM | SC | AF0064N | WHT | 16 | 10.C4 | AF0065:COM | B PANEL | 10.C5
AF0064:J | SC | * |  |  | 10.C4 | AF0065:P | B PANEL | 10.C5
AF0064:SH | SC | AF0064G | GRN | 14 | 10.C4 | AF0065:SH | B PANEL | 10.C5
AF0064:SH | SC | IEG02304 | GRN | 14 | 10.C4 | IEG0230:4 | B PANEL | 10.D4
AF0064:V+ | SC | AF0064P | WHT | 16 | 10.C4 | AF0065:V+ | B PANEL | 10.C5
AF0065:COM | SC | AF0065N | WHT | 16 | 10.C5 | AF0068:COM | B PANEL | 10.C6
AF0065:J | SC | * |  |  | 10.C5 | AF0066:P | B PANEL | 10.C5
AF0065:SH | SC | AF0065G | GRN | 14 | 10.C5 | AF0066:SH | B PANEL | 10.C5
AF0065:V+ | SC | AF0065P | WHT | 16 | 10.C5 | AF0068:V+ | B PANEL | 10.C6
AF0066:COM | SC | 0V | WHT | 14 | 10.C5 | XT0060:2 | B PANEL | 10.D1
AF0066:J | SC | * |  |  | 10.C5 | AF0067:P | B PANEL | 10.C6
AF0066:SH | SC | AF0066G | GRN | 14 | 10.C5 | AF0068:SH | B PANEL | 10.C6
AF0066:V+ | SC | FU0063 | WHT | 16 | 10.C5 | FU0063:LD | B PANEL | 10.D1
AF0067:COM | SC | 0V | WHT | 14 | 10.C6 | XT0060:2 | B PANEL | 10.D1
AF0067:J | SC | * |  |  | 10.C6 | AF0068:P | B PANEL | 10.C6
AF0067:V+ | SC | FU0064 | WHT | 16 | 10.C6 | FU0064:LD | B PANEL | 10.D1
AF0068:SH | SC | AU0060G | GRN | 14 | 10.C6 | AU0060:GND | B PANEL | 10.C2
AF0071:COM | SC | AF0071N | WHT | 16 | 10.B2 | AF0072:COM | B PANEL | 10.A3
AF0071:COM | SC | AU0070N | WHT | 16 | 10.B2 | AU0070:COM | B PANEL | 10.A2
AF0071:J | SC | * |  |  | 10.B2 | AF0072:P | B PANEL | 10.A3
AF0071:SH | SC | AF0071G | GRN | 14 | 10.B2 | AF0072:SH | B PANEL | 10.A3
AF0071:SH | SC | IEG02305 | GRN | 14 | 10.B2 | IEG0230:5 | B PANEL | 10.B2
AF0071:V+ | SC | AF0071P | WHT | 16 | 10.B2 | AF0072:V+ | B PANEL | 10.A3
AF0071:V+ | SC | AU0070P | WHT | 16 | 10.B2 | AU0070:V+ | B PANEL | 10.A2
AF0072:COM | SC | AF0072N | WHT | 16 | 10.A3 | AF0073:COM | B PANEL | 10.B3
AF0072:J | SC | * |  |  | 10.A3 | AF0073:P | B PANEL | 10.B3
AF0072:SH | SC | AF0072G | GRN | 14 | 10.A3 | AF0073:SH | B PANEL | 10.B3
AF0072:V+ | SC | AF0072P | WHT | 16 | 10.A3 | AF0073:V+ | B PANEL | 10.B3
AF0073:COM | SC | AF0073N | WHT | 16 | 10.B3 | AF0074:COM | B PANEL | 10.B4
AF0073:J | SC | * |  |  | 10.B3 | AF0074:P | B PANEL | 10.B4
AF0073:SH | SC | AF0073G | GRN | 14 | 10.B3 | AF0074:SH | B PANEL | 10.B4
AF0073:V+ | SC | AF0073P | WHT | 16 | 10.B3 | AF0074:V+ | B PANEL | 10.B4
AF0074:COM | SC | AF0074N | WHT | 16 | 10.B4 | AF0075:COM | B PANEL | 10.A5
AF0074:J | SC | * |  |  | 10.B4 | AF0075:P | B PANEL | 10.A5
AF0074:SH | SC | AF0074G | GRN | 14 | 10.B4 | AF0075:SH | B PANEL | 10.A5
AF0074:V+ | SC | AF0074P | WHT | 16 | 10.B4 | AF0075:V+ | B PANEL | 10.A5
AF0075:COM | SC | AF0075N | WHT | 16 | 10.A5 | AF0077:COM | B PANEL | 10.B6
AF0075:J | SC | * |  |  | 10.A5 | AF0076:P | B PANEL | 10.A5
AF0075:SH | SC | AF0075G | GRN | 14 | 10.A5 | AF0077:SH | B PANEL | 10.B6
AF0075:V+ | SC | AF0075P | WHT | 16 | 10.A5 | AF0077:V+ | B PANEL | 10.B6
AF0076:00 | SC | 007600 | WHT | 20 | 48.B7 | KA0237:14 | B PANEL | 48.B5
AF0076:01 | SC | 007601 | WHT | 20 | 50.B7 | KA0237:24 | B PANEL | 50.B5
AF0076:04 | SC | 007604 | WHT | 20 | 53.A7 | KA0222:A2 | B PANEL | 53.A6
AF0076:08 | SC | 007608 | WHT | 20 | 31.A7 | KA1020:A1 | B PANEL | 31.A5
AF0076:12 | SC | 007612 | WHT | 20 | 17.C7 | XT0237:1 B2 | B PANEL | 17.C5
AF0076:20 | SC | 007620 | WHT | 20 | 53.A7 | KA0222:A1 | B PANEL | 53.A6
AF0076:24 | SC | 007624 | WHT | 20 | 31.A7 | KA1020:A2 | B PANEL | 31.A5
AF0076:26 | SC | KA0231A2 | WHT | 20 | 16.C7 | KA0231:A2 | B PANEL | 16.C6
AF0076:COM | SC | 0V | WHT | 14 | 10.A5 | XT0070:1 | B PANEL | 10.B1
AF0076:J | SC | * |  |  | 10.A5 | AF0077:P | B PANEL | 10.B6
AF0076:V+ | SC | FU0071 | WHT | 16 | 10.A5 | FU0071:LD | B PANEL | 10.B1
AF0077:SH | SC | AU0070G | GRN | 14 | 10.B6 | AU0070:GND | B PANEL | 10.A2
XT0240:3 | SC | JW1 | CLIP | -- | 16.A3 | XT0240:2 | B PANEL | 16.A3
XT0240:2 | SC | JP0 | VIO | 20 | 16.A3 | XT0240:1 | B PANEL | 16.A3
AU0060:COM | SC | 0V | WHT | 14 | 10.C2 | XT0060:1 | B PANEL | 10.D1
AU0060:V+ | SC | FU0060 | WHT | 14 | 10.C2 | FU0060:LD | B PANEL | 10.C1
AU0070:COM | SC | 0V | WHT | 14 | 10.A2 | XT0070:1 | B PANEL | 10.B1
AU0070:V+ | SC | FU0070 | WHT | 16 | 10.A2 | FU0070:LD | B PANEL | 10.B1
FU0060:LI | SC | FU0210 | WHT | 14 | 10.C1 | XT0233:1 | B PANEL | 13.C4
FU0060:LI | SC | FU0210 | WHT | 14 | 10.C1 | FU0061:LI | B PANEL | 10.D1
FU0061:LI | SC | FU0210 | WHT | 14 | 10.D1 | FU0062:LI | B PANEL | 10.D1
FU0062:LI | SC | FU0210 | WHT | 14 | 10.D1 | FU0063:LI | B PANEL | 10.D1
FU0063:LI | SC | FU0210 | WHT | 14 | 10.D1 | FU0064:LI | B PANEL | 10.D1
FU0070:LI | SC | FU0210 | WHT | 14 | 10.B1 | XT0233:2 | B PANEL | 13.C4
FU0070:LI | SC | FU0210 | WHT | 14 | 10.B1 | FU0071:LI | B PANEL | 10.B1
FU0210:LD | SC | FU0210 | WHT | 12 | 13.C4 | XT0233:1 | B PANEL | 13.C4
FU0211:LD | SC | FU0211 | WHT | 14 | 13.B4 | KA1020:14 | B PANEL | 35.B5
FU0212:LD | SC | FU0212 | WHT | 16 | 13.C5 | KA0248:21 | B PANEL | 17.C6
FU0212:LD | SC | FU0212 | WHT | 16 | 13.C5 | XT0233:4 | B PANEL | 17.D5
FU0212:LI | SC | FU0210 | WHT | 14 | 13.C5 | XT0233:1 | B PANEL | 13.C4
GR0231: | SC | IEG02306 | GRN | 14 | 5.A3 | IEG0230:6 | B PANEL | 5.A3
GR0232: | SC | GR0232 | GRN/YEL | 14 | 5.A3 | FRAME | B PANEL | 5.A3
GR0233: | SC | GR023310 | GRN | 14 | 10.B3 | IEG0230:10 | B PANEL | 10.B2
KA0222:11 | SC | KA022211 | WHT | 20 | 53.A6 | KA0236:24 | B PANEL | 53.A5
KA0231:11 | SC | KA0231A1 | WHT | 20 | 16.C6 | KA0242:11 | B PANEL | 16.C6
KA0231:11 | SC | KA0231A1 | WHT | 20 | 16.C6 | KA0231:A1 | B PANEL | 16.C6
KA0231:14 | SC | KA024214 | WHT | 20 | 16.C6 | KA0242:14 | B PANEL | 16.C6
KA0231:21 | SC | KA023121 | WHT | 20 | 16.A4 | KA0245:14 | B PANEL | 16.A4
KA0231:A1 | SC | KA0231A1 | WHT | 20 | 16.C6 | KA0232:A1 | B PANEL | 16.D6
KA0231:A2 | SC | KA0231A2 | WHT | 20 | 16.C6 | KA0232:A2 | B PANEL | 16.D6
KA0232:22 | SC | KA023222 | WHT | 20 | 93.A6 | KA0249:11 | B PANEL | 93.B6
KA0232:A1 | SC | KA0231A1 | WHT | 20 | 16.D6 | KA0233:A1 | B PANEL | 16.D6
KA0232:A2 | SC | KA0231A2 | WHT | 20 | 16.D6 | KA0233:A2 | B PANEL | 16.D6
KA0233:A1 | SC | KA0231A1 | WHT | 20 | 16.D6 | KA0234:A1 | B PANEL | 16.D6
KA0233:A2 | SC | KA0231A2 | WHT | 20 | 16.D6 | KA0234:A2 | B PANEL | 16.D6
KA0235:11 | SC | UA1200J21 | WHT | 20 | 16.A5 | KA0241:11 | B PANEL | 16.A5
KA0235:11 | SC | UA1200J21 | WHT | 20 | 16.A5 | XT0060:3 | B PANEL | 17.D5
KA0235:14 | SC | KA024114 | WHT | 20 | 16.A5 | KA0241:14 | B PANEL | 16.A5
KA0235:A1 | SC | ESTOP | WHT | 20 | 16.A2 | KA0236:A1 | B PANEL | 16.B2
KA0235:A1 | SC | ESTOP | WHT | 20 | 16.A2 | XT0240:4 | B PANEL | 16.A3
KA0236:11 | SC | FU0139 | WHT | 20 | 16.D4 | KA0244:11 | B PANEL | 16.D4
KA0236:11 | SC | FU0139 | WHT | 20 | 16.D4 | XT0240:12 | B PANEL | 16.C4
KA0236:12 | SC | KA023612 | WHT | 20 | 16.D4 | XT0240:13 | B PANEL | 16.D4
KA0236:A1 | SC | ESTOP | WHT | 20 | 16.B2 | KA0237:A1 | B PANEL | 16.B2
KA0236:A2 | SC | 0V | WHT | 20 | 16.B2 | KA0235:A2 | B PANEL | 16.A2
KA0236:A2 | SC | 0V | WHT | 20 | 16.B2 | KA0237:A2 | B PANEL | 16.B2
KA0237:A1 | SC | ESTOP | WHT | 20 | 16.B2 | KA0238:A1 | B PANEL | 16.B2
KA0237:A2 | SC | 0V | WHT | 20 | 16.B2 | KA0238:A2 | B PANEL | 16.B2
KA0238:A1 | SC | ESTOP | WHT | 20 | 16.B2 | KA0239:A1 | B PANEL | 16.B2
KA0238:A2 | SC | 0V | WHT | 20 | 16.B2 | KA0239:A2 | B PANEL | 16.B2
KA0239:A1 | SC | ESTOP | WHT | 20 | 16.B2 | KA0240:A1 | B PANEL | 16.B2
KA0239:A2 | SC | 0V | WHT | 20 | 16.B2 | KA0240:A2 | B PANEL | 16.B2
KA0240:A1 | SC | ESTOP | WHT | 20 | 16.B2 | KA0248:A1 | B PANEL | 16.C2
KA0240:A2 | SC | 0V | WHT | 20 | 16.B2 | KA0248:A2 | B PANEL | 16.C2
KA0241:14 | SC | KA024114 | WHT | 20 | 16.A5 | KA0231:24 | B PANEL | 16.A4
KA0241:A1 | SC | KA0241A1 | WHT | 20 | 16.C2 | KA0242:A1 | B PANEL | 16.C2
KA0241:A1 | SC | KA0241A1 | WHT | 20 | 16.C2 | XT0240:6 | B PANEL | 16.C3
KA0241:A2 | SC | 0V | WHT | 20 | 16.C2 | KA0242:A2 | B PANEL | 16.C2
KA0241:A2 | SC | 0V | WHT | 20 | 16.C2 | KA0250:A2 | B PANEL | 16.C2
KA0242:21 | SC | 024221 | WHT | 20 | 17.C6 | XT0237:1 T2 | B PANEL | 17.C5
KA0242:24 | SC | 024822 | WHT | 20 | 17.C6 | KA0248:22 | B PANEL | 17.C6
KA0242:A2 | SC | 0V | WHT | 20 | 16.C2 | KA0243:A2 | B PANEL | 16.C2
KA0243:21 | SC | ESTOPC | WHT | 20 | 16.A3 | XT0240:1 | B PANEL | 16.A3
KA0243:24 | SC | KA024511 | WHT | 20 | 16.A3 | KA0245:11 | B PANEL | 16.A4
KA0243:A1 | SC | KA0243A1 | WHT | 20 | 16.C2 | KA0244:A1 | B PANEL | 16.D2
KA0243:A1 | SC | KA0243A1 | WHT | 20 | 16.C2 | XT0240:7 | B PANEL | 16.C3
KA0243:A2 | SC | 0V | WHT | 20 | 16.C2 | KA0244:A2 | B PANEL | 16.D2
KA0244:A1 | SC | KA0243A1 | WHT | 20 | 16.D2 | KA0246:A1 | B PANEL | 16.D2
KA0244:A2 | SC | 0V | WHT | 20 | 16.D2 | KA0246:A2 | B PANEL | 16.D2
KA0245:A1 | SC | KA0245A1 | WHT | 20 | 16.D2 | KA0249:A1 | B PANEL | 16.D2
KA0245:A1 | SC | KA0245A1 | WHT | 20 | 16.D2 | XT0240:8 | B PANEL | 16.D3
KA0245:A2 | SC | 0V | WHT | 20 | 16.D2 | KA0249:A2 | B PANEL | 16.D2
KA0245:A2 | SC | 0V | WHT | 20 | 16.D2 | KA0247:A2 | B PANEL | 16.D2
KA0246:A1 | SC | KA0243A1 | WHT | 20 | 16.D2 | KA0247:A1 | B PANEL | 16.D2
KA0246:A2 | SC | 0V | WHT | 20 | 16.D2 | KA0247:A2 | B PANEL | 16.D2
KA0248:A1 | SC | ESTOP | WHT | 20 | 16.C2 | KA0250:A1 | B PANEL | 16.C2
KA0248:A2 | SC | 0V | WHT | 20 | 16.C2 | KA0250:A2 | B PANEL | 16.C2
KA0249:A2 | SC | 0V | WHT | 20 | 16.D2 | XT0240:10 | B PANEL | 16.D3
XT0070:1 | SC | 0V | WHT | 14 | 10.B1 | XT0235:1 | B PANEL | 13.D4
XT0235:1 | SC | 0V | WHT | 14 | 13.D4 | XT0060:1 | B PANEL | 10.D1
XT0235:4 | SC | 0V | WHT | 16 | 17.D5 | XT0235:2 | B PANEL | 13.D4
XT0236:1 | SC | FU0139 | WHT | 20 | 29.B5 | XT0240:11 | B PANEL | 16.C4
XT0236:2 | SC | KA0241A1 | WHT | 20 | 29.B5 | XT0240:6 | B PANEL | 16.C3
XT0236:3 | SC | 0V | WHT | 20 | 29.C5 | XT0240:9 | B PANEL | 16.D3
XT0237:2 B2 | SC | KA023612 | WHT | 20 | 29.C5 | XT0240:13 | B PANEL | 16.D4
AU0060:L1 | WC0007 | AU0070L2 | ENET | CABLE | 10.C2 | AU0070:L2 | B PANEL | 10.A2
AF0067:12 | SC | KA0134A1 | WHT | 20 | 72.D7 | KA0134:A1 | A PANEL | 15.A6
AF0074:05 | SC | 007405 | WHT | 20 | 12.C7 | XT0085:2 | A PANEL | 12.C6
AF0074:21 | SC | 0V | WHT | 20 | 12.C7 | XT0085:3 | A PANEL | 12.C6
AF0076:02 | SC | 007602 | WHT | 20 | 52.B7 | KA0221:A1 | A PANEL | 52.B6
AF0076:10 | SC | KT014615 | WHT | 20 | 16.C7 | KT0146:15 | A PANEL | 16.C6
AF0076:13 | SC | KT0146B1 | WHT | 20 | 14.B2 | KT0146:B1 | A PANEL | 14.B1
AF0076:18 | SC | 007618 | WHT | 20 | 52.B7 | KA0221:A2 | A PANEL | 52.B6
AF0076:29 | SC | KT0146A2 | WHT | 20 | 14.B2 | KT0146:A2 | A PANEL | 14.B1
FU0210:LI | SC | FU0136 | WHT | 12 | 13.C4 | XT0138:4 | A PANEL | 13.B3
FU0211:LI | SC | FU0137 | WHT | 14 | 13.B4 | XT0139:3 | A PANEL | 13.B4
IEG0230:11 | SC | IEG023011 | GRN | 14 | 9.B5 | AF0086:SH | A PANEL | 9.B5
IEG0230:2 | SC | IEG02302 | GRN | 14 | 9.D4 | AF0094:SH | A PANEL | 9.D4
IEG0230:3 | SC | IEG02303 | GRN | 14 | 5.A4 | GR0133: | A PANEL | 5.A4
KA0231:14 | SC | KA024214 | WHT | 20 | 16.C6 | KT0146:18 | A PANEL | 16.C6
KA0232:22 | SC | KA023222 | WHT | 20 | 93.A6 | KA0144:21 | A PANEL | 93.A6
KA0235:24 | SC | KA022111 | WHT | 20 | 52.B5 | KA0221:11 | A PANEL | 52.B6
KA0239:21 | SC | KA023921 | WHT | 20 | 16.B6 | AF0081:41 | A PANEL | 16.A7
KA0239:24 | SC | KA023924 | WHT | 20 | 16.B6 | AF0081:09 | A PANEL | 16.A7
KA0240:11 | SC | PS32004 | WHT | 20 | 69.D6 | XT0136:6 | A PANEL | 69.D5
KA0240:14 | SC | UF1300 | WHT | 20 | 69.D6 | XT0136:7 | A PANEL | 69.D6
KA0241:11 | SC | UA1200J21 | WHT | 20 | 16.A5 | AF0081:00 | A PANEL | 16.A7
KA0241:21 | SC | KT0146A1 | WHT | 20 | 14.B2 | KA0141:21 | A PANEL | 14.B2
KA0241:24 | SC | FU0139 | WHT | 20 | 14.B2 | KA0141:24 | A PANEL | 14.B2
KA0241:24 | SC | FU0139 | WHT | 20 | 14.B2 | XT0136:2 | A PANEL | 14.A2
KA0242:11 | SC | KA0231A1 | WHT | 20 | 16.C6 | XT0136:10 | A PANEL | 15.A5
KA0242:14 | SC | KA024214 | WHT | 20 | 16.C6 | AF0081:08 | A PANEL | 16.C7
KA0243:11 | SC | KA024311 | WHT | 20 | 16.B6 | AF0081:33 | A PANEL | 16.B7
KA0243:14 | SC | KA024314 | WHT | 20 | 16.B6 | AF0081:01 | A PANEL | 16.B7
KA0244:12 | SC | KA024412 | WHT | 20 | 16.D4 | KT0145:A1 | A PANEL | 14.B6
KA0244:24 | SC | KA6221A1 | WHT | 20 | 93.C5 | KA6221:A1 | A PANEL | 93.C6
KA0245:21 | SC | KA024521 | WHT | 20 | 16.B6 | AF0081:34 | A PANEL | 16.B7
KA0245:24 | SC | KA024524 | WHT | 20 | 16.B6 | AF0081:02 | A PANEL | 16.B7
KA0246:14 | SC | KA6211A1 | WHT | 20 | 93.A5 | KA6211:A1 | A PANEL | 93.A6
KA0249:12 | SC | KA014422 | WHT | 20 | 93.B6 | KA0144:22 | A PANEL | 93.A6
KA1020:24 | SC | 0V | WHT | 14 | 35.B5 | XT0135:1 | A PANEL | 13.B4
XT0060:4 | SC | SV21202 | WHT | 20 | 52.B5 | AF0095:18 | A PANEL | 52.B7
XT0235:1 | SC | 0V | WHT | 14 | 13.D4 | XT0134:4 | A PANEL | 13.B3
XT0237:2 T2 | SC | 009213 | WHT | 20 | 29.C5 | AF0092:13 | A PANEL | 29.C7
XT0240:10 | SC | 0V | WHT | 20 | 16.D3 | XT0136:3 | A PANEL | 14.A2
XT0240:12 | SC | FU0139 | WHT | 20 | 16.C4 | XT0136:1 | A PANEL | 14.A2
XT0240:3 | SC | ESTOPA | WHT | 20 | 16.A3 | XT0137:1 | A PANEL | 30.B5
XT0240:4 | SC | ESTOP | WHT | 20 | 16.A3 | XT0137:2 | A PANEL | 30.B5
XT0240:4 | SC | ESTOP | WHT | 20 | 16.A3 | XT0139:4 | A PANEL | 16.B3
AU0070:L1 | WC0008 | AU0080L2 | ENET | CABLE | 10.A2 | AU0080:L2 | A PANEL | 9.A1
XT0240:12 | SC | FU0139 | WHT | 20 | 16.C4 | AT0170:24 | FIRE SYSTEM CONTROLLER PANEL | 11.B3
XT0240:12 | SC | FU0139 | WHT | 20 | 16.C4 | AT0170:30 | FIRE SYSTEM CONTROLLER PANEL | 11.C3
XT0240:7 | SC | KA0243A1 | WHT | 20 | 16.C3 | AT0170:26 | FIRE SYSTEM CONTROLLER PANEL | 11.B3
XT0240:8 | SC | KA0245A1 | WHT | 20 | 16.D3 | AT0170:32 | FIRE SYSTEM CONTROLLER PANEL | 11.C3
IEG0230:9 | SC | IEG02309 | GRN | 14 | 21.D2 | GR0120: | GENERATOR PANEL | 21.D1
XT0236:1 | SC | FU0139 | WHT | 20 | 29.B5 | SH0472:13 | JB70 | 29.B1
XT0236:2 | SC | KA0241A1 | WHT | 20 | 29.B5 | SH0472:14 | JB70 | 29.B1
XT0236:3 | SC | 0V | WHT | 20 | 29.C5 | SH0472:X1 | JB70 | 29.C1
XT0236:4 | SC | SH047211 | WHT | 20 | 29.C5 | SH0472:11 | JB70 | 29.C1
XT0236:5 | SC | SH047212 | WHT | 20 | 29.C5 | SH0472:12 | JB70 | 29.C1
XT0237:2 B1 | SC | SH0472X2 | WHT | 20 | 29.C5 | SH0472:X2 | JB70 | 29.C1
KA0232:11 | SC | KA017814 | WHT | 20 | 28.D6 | KA0178:14 | JB70 LEFT RAIL | 28.D5
KA0232:12 | SC | FU0170 | WHT | 20 | 28.D6 | KA0875:14 | JB70 LEFT RAIL | 28.D6
KA0232:21 | SC | FU0170 | WHT | 20 | 93.A6 | XT0170:2 | JB70 LEFT RAIL | 11.A2
KA0244:21 | SC | KA017621 | WHT | 20 | 93.C5 | XT0171:3 | JB70 LEFT RAIL | 93.C5
KA0246:11 | SC | KA017611 | WHT | 20 | 93.A5 | XT0171:1 | JB70 LEFT RAIL | 93.A5
AF0076:11 | SC | UA1200J14 | WHT | 20 | 17.C7 | UA1200:J1-4 | JB70 RIGHT RAIL | 17.B3
IEG0230:14 | SC | GR1100 | GRN | 14 | 5.A4 | GR1100: | JB70 RIGHT RAIL | 5.A5
IEG0230:8 | SC | IEG02308 | GRN | 16 | 17.D6 | UA1200:J3-4 | JB70 RIGHT RAIL | 17.B3
XT0060:3 | SC | UA1200J21 | WHT | 20 | 17.D5 | UA1200:J2-1 | JB70 RIGHT RAIL | 17.B3
XT0233:3 | SC | FU0210 | WHT | 12 | 13.C4 | XT0001:1 | JB70 RIGHT RAIL | 3.A3
XT0233:3 | SC | FU0210 | WHT | 12 | 13.C4 | XT0001:4 | JB70 RIGHT RAIL | 3.B3
XT0233:4 | SC | FU0212 | WHT | 20 | 17.D5 | UA1200:J2-2 | JB70 RIGHT RAIL | 17.B3
XT0233:4 | SC | FU0212 | WHT | 20 | 17.D5 | UA1200:J1-10 | JB70 RIGHT RAIL | 17.B3
XT0235:3 | SC | 0V | WHT | 12 | 13.D4 | XT0001:5 | JB70 RIGHT RAIL | 3.B3
XT0235:3 | SC | 0V | WHT | 14 | 13.D4 | XT0001:2 | JB70 RIGHT RAIL | 3.A3
XT0235:4 | SC | 0V | WHT | 20 | 17.D5 | UA1200:J1-9 | JB70 RIGHT RAIL | 17.B3
XT0237:1 B1 | SC | UA1200J15 | WHT | 20 | 17.C5 | UA1200:J1-5 | JB70 RIGHT RAIL | 17.B3
AF0065:12 | WC4524 | UA1200J13 | RED | 20 | 17.B7 | UA1200:J1-3 | JB70 RIGHT RAIL | 17.B3
AF0065:28 | WC4524 | UA1200J11 | BLK | 20 | 17.B7 | UA1200:J1-1 | JB70 RIGHT RAIL | 17.B3
AF0065:60 | WC4524 | UA1200S | SH | 20 | 17.B7 | FLOATING | JB70 RIGHT RAIL | 17.B3
IEG0230:1 | SC | IEG02301 | GRN | 12 | 6.B6 | AR0600:IE2 | PLC PANEL | 6.A1
IEG0230:12 | SC | GR0234 | GRN | 14 | 5.A4 | GR0234: | PLC PANEL | 5.A4
XT0233:3 | SC | FU0210 | WHT | 14 | 13.C4 | FU0680:LI | PLC PANEL | 8.B2
XT0235:3 | SC | 0V | WHT | 14 | 13.D4 | XT0680:2 | PLC PANEL | 8.B3
IEG0230:7 | SC | IEG02307 | GRN | 14 | 19.C4 | XT0400:3 | TURBINE VIB | 19.C3
AU0060:L2 | WC0060 | AU0060L2 | ENET | CABLE | 10.C2 | AF0410:L1 | TURBINE VIB | 19.B4
SolarTools ver. 24.0.84.24712 (Jul 31, 2025)
Report date: 4/21/2026 7:06 AM

## FIRE SYSTEM CONTROLLER PANEL
FIRE SYSTEM CONTROLLER PANEL
JB70
Project # | 9A921
Project Name | SPACE EXPLORATION TECHNOLOGIES CORP
Revision | A.3
Controls DE | J.HYDE
Phone: | 0
Controls ME | N. CARPENTER
Phone:
From | [5 empty] | To
Device ID | Cable (W) Conductor (SC) Jumper Clip (JC) | Wire No. | Wire ID | Gauge/Size | Page/Zone | Device ID | Location | Page/Zone
AT0170:1 | SC | UV01705 | WHT | 14 | 11.A5 | UV0170:5(+) | FIRE SYSTEM CONTROLLER PANEL | 11.A3
AT0170:2 | SC | UV01706 | WHT | 14 | 11.A5 | UV0170:6(-) | FIRE SYSTEM CONTROLLER PANEL | 11.A3
AT0170:3 | SC | UV01707 | WHT | 14 | 11.A5 | UV0170:7(+) | FIRE SYSTEM CONTROLLER PANEL | 11.A3
AT0170:4 | SC | UV01708 | WHT | 14 | 11.A5 | UV0170:8(-) | FIRE SYSTEM CONTROLLER PANEL | 11.A3
AT0170:GND | SC | AT0170G | GRN/YEL | 14 | 11.A5 | FRAME | FIRE SYSTEM CONTROLLER PANEL | 11.B6
GR0171: | SC | GR0171 | GRN/YEL | 14 | 11.A5 | FRAME | FIRE SYSTEM CONTROLLER PANEL | 11.A6
RR0175A: -10K OHM | SC | VD0175A | LEAD | --- | 28.B3 | XT0174:4 | FIRE SYSTEM CONTROLLER PANEL | 28.B3
RR0175A: -10K OHM | SC | HL0171X1 | LEAD | --- | 28.B3 | XT0174:5 | FIRE SYSTEM CONTROLLER PANEL | 28.B3
RR0175D: -10K OHM | SC | VD0175D | LEAD | --- | 28.C3 | XT0174:10 | FIRE SYSTEM CONTROLLER PANEL | 28.C3
RR0175D: -10K OHM | SC | HL0173X1 | LEAD | --- | 28.C3 | XT0174:11 | FIRE SYSTEM CONTROLLER PANEL | 28.C3
RR0175I: -10K OHM | SC | VD0175I | LEAD | --- | 28.C3 | XT0174:7 | FIRE SYSTEM CONTROLLER PANEL | 28.C3
RR0175I: -10K OHM | SC | HL0172X1 | LEAD | --- | 28.C3 | XT0174:8 | FIRE SYSTEM CONTROLLER PANEL | 28.C3
RR0175M: -10K OHM | SC | SB017013 | LEAD | --- | 28.B3 | XT0174:1 | FIRE SYSTEM CONTROLLER PANEL | 28.B3
RR0175M: -10K OHM | SC | SB017014 | LEAD | --- | 28.B3 | XT0174:2 | FIRE SYSTEM CONTROLLER PANEL | 28.B3
UV0170:GND | SC | UV0170G | GRN/YEL | 14 | 11.A3 | FRAME | FIRE SYSTEM CONTROLLER PANEL | 11.B4
VD0175A:--1N4007 | SC | HL0171X2 | LEAD | --- | 28.B2 | XT0174:3 | FIRE SYSTEM CONTROLLER PANEL | 28.B2
VD0175A:+-1N4007 | SC | VD0175A | LEAD | --- | 28.B2 | XT0174:4 | FIRE SYSTEM CONTROLLER PANEL | 28.B3
VD0175D:--1N4007 | SC | HL0173X2 | LEAD | --- | 28.C2 | XT0174:9 | FIRE SYSTEM CONTROLLER PANEL | 28.C2
VD0175D:+-1N4007 | SC | VD0175D | LEAD | --- | 28.C2 | XT0174:10 | FIRE SYSTEM CONTROLLER PANEL | 28.C3
VD0175I:--1N4007 | SC | HL0172X2 | LEAD | --- | 28.C2 | XT0174:6 | FIRE SYSTEM CONTROLLER PANEL | 28.C2
VD0175I:+-1N4007 | SC | VD0175I | LEAD | --- | 28.C2 | XT0174:7 | FIRE SYSTEM CONTROLLER PANEL | 28.C3
AT0170:24 | SC | FU0139 | WHT | 20 | 11.B3 | XT0240:12 | B PANEL | 16.C4
AT0170:26 | SC | KA0243A1 | WHT | 20 | 11.B3 | XT0240:7 | B PANEL | 16.C3
AT0170:30 | SC | FU0139 | WHT | 20 | 11.C3 | XT0240:12 | B PANEL | 16.C4
AT0170:32 | SC | KA0245A1 | WHT | 20 | 11.C3 | XT0240:8 | B PANEL | 16.D3
XT0174:1 | SC | SB017013 | WHT | 20 | 28.B3 | SB0170:13 | JB70 | 28.B1
XT0174:11 | SC | HL0173X1 | WHT | 20 | 28.C3 | HL0173:X1 | JB70 | 28.C1
XT0174:2 | SC | SB017014 | WHT | 20 | 28.B3 | SB0170:14 | JB70 | 28.B1
XT0174:3 | SC | HL0171X2 | WHT | 20 | 28.B2 | HL0171:X2 | JB70 | 28.B1
XT0174:5 | SC | HL0171X1 | WHT | 20 | 28.B3 | HL0171:X1 | JB70 | 28.B1
XT0174:6 | SC | HL0172X2 | WHT | 20 | 28.C2 | HL0172:X2 | JB70 | 28.C1
XT0174:8 | SC | HL0172X1 | WHT | 20 | 28.C3 | HL0172:X1 | JB70 | 28.C1
XT0174:9 | SC | HL0173X2 | WHT | 20 | 28.C2 | HL0173:X2 | JB70 | 28.C1
AT0170:11 | SC | SA0170B113 | WHT | 20 | 28.A6 | XT0170:11 | JB70 LEFT RAIL | 28.A6
AT0170:12 | SC | SA0170B114 | WHT | 20 | 28.A6 | XT0170:12 | JB70 LEFT RAIL | 28.A6
AT0170:25 | SC | AT017025 | WHT | 20 | 11.B3 | KA0172:A1 | JB70 LEFT RAIL | 11.B2
AT0170:31 | SC | AT017031 | WHT | 20 | 11.C3 | KA0174:A1 | JB70 LEFT RAIL | 11.C2
AT0170:45 | SC | AT017045 | WHT | 20 | 82.D6 | XT0170:5 | JB70 LEFT RAIL | 82.D5
AT0170:46 | SC | AT017046 | WHT | 20 | 82.D6 | XT0170:6 | JB70 LEFT RAIL | 82.D5
UV0170:1(+) | SC | FU0170 | WHT | 14 | 11.A3 | XT0170:2 | JB70 LEFT RAIL | 11.A2
UV0170:10(-) | SC | UV017010 | WHT | 14 | 11.A3 | AT0175:2P1 | JB70 LEFT RAIL | 11.B5
UV0170:11(+) | SC | UV017011 | WHT | 14 | 11.A3 | AT0176:1P1 | JB70 LEFT RAIL | 11.C5
UV0170:12(-) | SC | UV017012 | WHT | 14 | 11.A3 | AT0176:2P1 | JB70 LEFT RAIL | 11.C5
UV0170:13(+) | SC | LON0P | WHT | 14 | 84.B7 | XT0170:18 | JB70 LEFT RAIL | 84.A6
UV0170:14(-) | SC | LON0N | WHT | 14 | 84.B7 | XT0170:19 | JB70 LEFT RAIL | 84.A6
UV0170:15(+) | SC | LON2P | WHT | 14 | 84.B7 | XT0170:21 | JB70 LEFT RAIL | 84.D6
UV0170:16(-) | SC | LON2N | WHT | 14 | 84.B7 | XT0170:22 | JB70 LEFT RAIL | 84.D6
UV0170:2(-) | SC | 0V | WHT | 14 | 11.A3 | XT0170:3 | JB70 LEFT RAIL | 11.A2
UV0170:3(+) | SC | FU0170 | WHT | 14 | 11.A3 | XT0170:2 | JB70 LEFT RAIL | 11.A2
UV0170:4(-) | SC | 0V | WHT | 14 | 11.A3 | XT0170:3 | JB70 LEFT RAIL | 11.A2
UV0170:9(+) | SC | UV01709 | WHT | 14 | 11.A3 | AT0175:1P1 | JB70 LEFT RAIL | 11.B5
XT0174:1 | SC | SB017013 | WHT | 20 | 28.B3 | AT0175:2 | JB70 LEFT RAIL | 28.B6
XT0174:10 | SC | VD0175D | WHT | 20 | 28.C3 | AT0175:23 | JB70 LEFT RAIL | 28.C6
XT0174:11 | SC | HL0173X1 | WHT | 20 | 28.C3 | AT0175:24 | JB70 LEFT RAIL | 28.C6
XT0174:2 | SC | SB017014 | WHT | 20 | 28.B3 | AT0175:3 | JB70 LEFT RAIL | 28.B6
XT0174:4 | SC | VD0175A | WHT | 20 | 28.B3 | AT0175:17 | JB70 LEFT RAIL | 28.B6
XT0174:5 | SC | HL0171X1 | WHT | 20 | 28.B3 | AT0175:18 | JB70 LEFT RAIL | 28.B6
XT0174:7 | SC | VD0175I | WHT | 20 | 28.C3 | AT0175:20 | JB70 LEFT RAIL | 28.C6
XT0174:8 | SC | HL0172X1 | WHT | 20 | 28.C3 | AT0175:21 | JB70 LEFT RAIL | 28.C6
AT0170:53 | WC5018 | LON2A | WHT | 16 | 84.D6 | XT0172:22 | JB70 LEFT RAIL | 84.D6
AT0170:52 | WC5018 | LON2B | BLK | 16 | 84.D6 | XT0172:23 | JB70 LEFT RAIL | 84.D6
AT0170:51 | WC5018 | LON2S1 | SH | 16 | 84.D6 | XT0172:24 | JB70 LEFT RAIL | 84.D6
AT0170:50 | WC8069 | AT017050 | WHT | 16 | 11.A7 | AT0175:4P2 | JB70 LEFT RAIL | 11.A7
AT0170:49 | WC8069 | AT017049 | BLK | 16 | 11.A7 | AT0175:5P2 | JB70 LEFT RAIL | 11.A7
AT0170:48 | WC8069 | AT017048 | SH | 16 | 11.A7 | AT0175:6P2 | JB70 LEFT RAIL | 11.A7
AT0170:L1 | WC0010 | BA1100L2 | ENET | CABLE | 11.A5 | BA1100:L2 | PLC PANEL | 31.D1
AT0170:L2 | WC9017 | AT0170L2 | ENET | CABLE | 11.A5 | AP0602:L1 | PLC PANEL | 6.A3
SolarTools ver. 24.0.84.24712 (Jul 31, 2025)
Report date: 4/21/2026 7:06 AM

## GEN VIB PANEL
GEN VIB PANEL
JB72
Project # | 9A921
Project Name | SPACE EXPLORATION TECHNOLOGIES CORP
Revision | A.3
Controls DE | J.HYDE
Phone: | 0
Controls ME | N. CARPENTER
Phone:
From | [5 empty] | To
Device ID | Cable (W) Conductor (SC) Jumper Clip (JC) | Wire No. | Wire ID | Gauge/Size | Page/Zone | Device ID | Location | Page/Zone
XT0130:3 | JC | 0V | CLIP | --- | 21.B6 | XT0130:2 | GEN VIB PANEL | 21.B6
AF0500:12 | SC | XT05001 | GRN | 16 | 21.A5 | XT0500:1 | GEN VIB PANEL | 21.B5
AF0510:32 | SC | XT05001 | GRN | 16 | 21.A4 | XT0500:1 | GEN VIB PANEL | 21.B5
AF0510:53 | SC | 0V | WHT | 14 | 21.A4 | XT0130:3 | GEN VIB PANEL | 21.B6
AF0510:55 | SC | FU0130 | WHT | 16 | 21.A4 | FU0130:LD | GEN VIB PANEL | 21.C5
FU0130:LI | SC | FU0332 | WHT | 14 | 21.C5 | XT0130:1 | GEN VIB PANEL | 21.C6
AF0500:LBUS | WC8150 | AF0510RBUS | BUS | CABLE | 21.A5 | AF0510:RBUS | GEN VIB PANEL | 21.A4
FU0130:LI | SC | FU0332 | WHT | 14 | 21.C5 | FU0120:LI | GENERATOR PANEL | 21.D1
XT0130:1 | SC | FU0332 | WHT | 14 | 21.C6 | FU0332:LD | GENERATOR PANEL | 20.B3
XT0130:1 | SC | FU0332 | WHT | 14 | 21.C6 | FU0180:LI | GENERATOR PANEL | 22.B1
XT0130:2 | SC | 0V | WHT | 14 | 21.B6 | XT0120:1 | GENERATOR PANEL | 21.D1
XT0130:2 | SC | 0V | WHT | 14 | 21.B6 | XT0336:3 | GENERATOR PANEL | 20.C4
XT0130:3 | SC | 0V | WHT | 14 | 21.B6 | XT0180:1 | GENERATOR PANEL | 22.B1
XT0500:2 | SC | IEG01308 | GRN | 14 | 21.C6 | IEG0130:8 | GENERATOR PANEL | 21.C6
AF0510:L2 | WC0051 | AF0510L2 | ENET | CABLE | 21.A4 | AU0120:L1 | GENERATOR PANEL | 21.C1
AF0510:L1 | WC0045 | AF0450L2 | ENET | CABLE | 21.A4 | AF0450:L2 | TURBINE VIB | 19.B2
SolarTools ver. 24.0.84.24712 (Jul 31, 2025)
Report date: 4/21/2026 7:06 AM

## GENERATOR PANEL
GENERATOR PANEL
JB72
Project # | 9A921
Project Name | SPACE EXPLORATION TECHNOLOGIES CORP
Revision | A.3
Controls DE | J.HYDE
Phone: | 0
Controls ME | N. CARPENTER
Phone:
From | [5 empty] | To
Device ID | Cable (W) Conductor (SC) Jumper Clip (JC) | Wire No. | Wire ID | Gauge/Size | Page/Zone | Device ID | Location | Page/Zone
XT0120:1 | JC | 0V | CLIP | --- | 21.D1 | XT0120:2 | GENERATOR PANEL | 21.D1
XT0180:1 | JC | 0V | CLIP | --- | 22.B1 | XT0180:2 | GENERATOR PANEL | 22.B1
XT0336:2 | JC | 0V | CLIP | --- | 20.C4 | XT0336:3 | GENERATOR PANEL | 20.C4
XT0336:3 | JC | 0V | CLIP | --- | 20.C4 | XT0336:4 | GENERATOR PANEL | 20.D4
XT0350:2 | JC | CCT1(+) | CLIP | --- | 80.A4 | XT0350:1 | GENERATOR PANEL | 80.A4
XT0350:4 | JC | CCT1(-) | CLIP | --- | 80.A4 | XT0350:3 | GENERATOR PANEL | 80.A4
XT0351:1 | JC | VBUSA | CLIP | --- | 78.B4 | XT0351:2 | GENERATOR PANEL | 78.B4
XT0351:11 | JC | VGENB | CLIP | --- | 78.D4 | XT0351:12 | GENERATOR PANEL | 78.D4
XT0351:13 | JC | VGENC | CLIP | --- | 78.D4 | XT0351:14 | GENERATOR PANEL | 78.D4
XT0351:3 | JC | VBUSB | CLIP | --- | 78.B4 | XT0351:4 | GENERATOR PANEL | 78.B4
XT0351:5 | JC | VBUSC | CLIP | --- | 78.B4 | XT0351:6 | GENERATOR PANEL | 78.B4
XT0351:9 | JC | VGENA | CLIP | --- | 78.D4 | XT0351:10 | GENERATOR PANEL | 78.D4
XT0352:4 | SC | JW70 | CLIP | -- | 80.B4 | XT0352:5 | GENERATOR PANEL | 80.B4
XT0352:5 | SC | JW71 | CLIP | -- | 80.B4 | XT0352:6 | GENERATOR PANEL | 80.B4
XT0352:6 | SC | JW72 | CLIP | -- | 80.B4 | XT0352:7 | GENERATOR PANEL | 80.B4
AF0122:06 | SC | JP1 | VIO | 20 | 25.C7 | AF0122:38 | GENERATOR PANEL | 25.C7
AF0182:01 | SC | JP3 | VIO | 20 | 32.A7 | AF0182:33 | GENERATOR PANEL | 32.A7
AF0121:01 | SC | 012101 | WHT | 20 | 23.A7 | KA0121:A1 | GENERATOR PANEL | 23.A5
AF0121:03 | SC | 012103 | WHT | 20 | 23.A7 | KA0123:A1 | GENERATOR PANEL | 23.A5
AF0121:08 | SC | 012108 | WHT | 20 | 23.B7 | KA0128:A1 | GENERATOR PANEL | 23.B5
AF0121:14 | SC | 012114 | WHT | 20 | 66.A6 | KA0336:11 | GENERATOR PANEL | 66.A5
AF0121:17 | SC | 012117 | WHT | 20 | 23.A7 | KA0121:A2 | GENERATOR PANEL | 23.A5
AF0121:19 | SC | 012119 | WHT | 20 | 23.A7 | KA0123:A2 | GENERATOR PANEL | 23.A5
AF0121:24 | SC | 012124 | WHT | 20 | 23.B7 | KA0128:A2 | GENERATOR PANEL | 23.B5
AF0121:30 | SC | 012130 | WHT | 20 | 66.A6 | KA4100:A2 | GENERATOR PANEL | 66.B6
AF0121:COM | SC | 0V | WHT | 14 | 21.D2 | XT0120:2 | GENERATOR PANEL | 21.D1
AF0121:J | SC | * |  |  | 21.D2 | AF0122:P | GENERATOR PANEL | 21.D3
AF0121:V+ | SC | FU0121 | WHT | 14 | 21.D2 | FU0121:LD | GENERATOR PANEL | 21.D1
AF0122:00 | SC | 012200 | WHT | 20 | 25.A7 | KA0330:11 | GENERATOR PANEL | 25.A6
AF0122:01 | SC | 012201 | WHT | 20 | 25.A7 | KA0331:11 | GENERATOR PANEL | 25.A6
AF0122:02 | SC | 012202 | WHT | 20 | 25.B7 | KA0310:11 | GENERATOR PANEL | 25.B6
AF0122:09 | SC | 012209 | WHT | 20 | 27.A6 | XT0120:4 | GENERATOR PANEL | 27.A6
AF0122:32 | SC | 012232 | WHT | 20 | 25.A7 | KA0330:14 | GENERATOR PANEL | 25.A6
AF0122:33 | SC | 012233 | WHT | 20 | 25.A7 | KA0331:14 | GENERATOR PANEL | 25.A6
AF0122:34 | SC | 012234 | WHT | 20 | 25.B7 | KA0310:14 | GENERATOR PANEL | 25.B6
AF0122:41 | SC | 012241 | WHT | 20 | 27.A6 | XT0120:3 | GENERATOR PANEL | 27.A6
AF0122:COM | SC | AF0122N | WHT | 20 | 21.D3 | AF0123:COM | GENERATOR PANEL | 21.D3
AF0122:COM | SC | AU0120N | WHT | 20 | 21.D3 | AU0120:COM | GENERATOR PANEL | 21.C1
AF0122:J | SC | * |  |  | 21.D3 | AF0123:P | GENERATOR PANEL | 21.D3
AF0122:V+ | SC | AF0122P | WHT | 20 | 21.D3 | AF0123:V+ | GENERATOR PANEL | 21.D3
AF0122:V+ | SC | AU0120P | WHT | 20 | 21.D3 | AU0120:V+ | GENERATOR PANEL | 21.C1
AF0123:SH | SC | AU0120G | GRN | 14 | 21.D3 | AU0120:GND | GENERATOR PANEL | 21.C1
AF0123:SH | SC | IEG01301 | GRN | 14 | 21.D3 | IEG0130:1 | GENERATOR PANEL | 21.D3
AF0181:00 | SC | 018100 | WHT | 20 | 26.A7 | KA0180:A1 | GENERATOR PANEL | 26.A5
AF0181:10 | SC | 018110 | WHT | 20 | 26.A7 | KA0185:A1 | GENERATOR PANEL | 26.A5
AF0181:16 | SC | 018116 | WHT | 20 | 26.A7 | KA0180:A2 | GENERATOR PANEL | 26.A5
AF0181:26 | SC | 018126 | WHT | 20 | 26.A7 | XT0338:2 | GENERATOR PANEL | 26.B5
AF0181:COM | SC | 0V | WHT | 16 | 22.B2 | XT0180:2 | GENERATOR PANEL | 22.B1
AF0181:J | SC | * |  |  | 22.B2 | AF0182:P | GENERATOR PANEL | 22.B3
AF0181:V+ | SC | FU0181 | WHT | 16 | 22.B2 | FU0181:LD | GENERATOR PANEL | 22.B1
AF0182:COM | SC | AF0182N | WHT | 16 | 22.B3 | AF0183:COM | GENERATOR PANEL | 22.A3
AF0182:COM | SC | 0V | WHT | 16 | 22.B3 | XT0180:2 | GENERATOR PANEL | 22.B1
AF0182:J | SC | * |  |  | 22.B3 | AF0183:P | GENERATOR PANEL | 22.A3
AF0182:V+ | SC | AF0182P | WHT | 16 | 22.B3 | AF0183:V+ | GENERATOR PANEL | 22.A3
AF0182:V+ | SC | FU0182 | WHT | 16 | 22.B3 | FU0182:LD | GENERATOR PANEL | 22.B1
AF0183:COM | SC | AF0183N | WHT | 16 | 22.A3 | AF0184:COM | GENERATOR PANEL | 22.B4
AF0183:J | SC | * |  |  | 22.A3 | AF0184:P | GENERATOR PANEL | 22.B4
AF0183:V+ | SC | AF0183P | WHT | 16 | 22.A3 | AF0184:V+ | GENERATOR PANEL | 22.B4
AF0184:COM | SC | AF0184N | WHT | 16 | 22.B4 | AF0185:COM | GENERATOR PANEL | 22.B5
AF0184:SH | SC | AF0184G | GRN | 14 | 22.B4 | AF0185:SH | GENERATOR PANEL | 22.B5
AF0184:SH | SC | AU0180G | GRN | 14 | 22.B4 | AU0180:GND | GENERATOR PANEL | 22.A2
AF0184:V+ | SC | AF0184P | WHT | 16 | 22.B4 | AF0185:V+ | GENERATOR PANEL | 22.B5
AF0185:SH | SC | IEG01305 | GRN | 14 | 22.B5 | IEG0130:5 | GENERATOR PANEL | 22.B6
AT0140:13 VGEN-A | SC | VGENA | RED | 16 | 78.D7 | XT0351:9 | GENERATOR PANEL | 78.D4
AT0140:14 VGEN-B | SC | VGENB | RED | 16 | 78.D7 | XT0351:11 | GENERATOR PANEL | 78.D4
AT0140:15 VGEN-C | SC | VGENC | RED | 16 | 78.D7 | XT0351:13 | GENERATOR PANEL | 78.D4
AT0140:17 VBUS-A | SC | VBUSA | RED | 16 | 78.B7 | XT0351:2 | GENERATOR PANEL | 78.B4
AT0140:18 VBUS-B | SC | VBUSB | RED | 16 | 78.B7 | XT0351:3 | GENERATOR PANEL | 78.B4
AT0140:19 VBUS-C | SC | VBUSC | RED | 16 | 78.B7 | XT0351:5 | GENERATOR PANEL | 78.B4
AT0140:27 ID RLY | SC | CCT1(+) | BLU | 12 | 80.A7 | XT0350:2 | GENERATOR PANEL | 80.A4
AT0140:28 ID RLY | SC | CCT1(-) | BLU | 12 | 80.A7 | XT0350:4 | GENERATOR PANEL | 80.A4
AT0140:3 EX-D(-) | SC | 0V | WHT | 16 | 81.C7 | XT0336:4 | GENERATOR PANEL | 20.D4
AT0140:33 ID RES(+) | SC | CCT1(+) | BLU | 12 | 80.A7 | XT0350:1 | GENERATOR PANEL | 80.A4
AT0140:34 ID RES(-) | SC | AT014034 | WHT | 16 | 80.A7 | AT0140:42 ID(+) | GENERATOR PANEL | 80.A7
AT0140:36 I1(+) | SC | MCTA | BLU | 12 | 80.B7 | XT0352:1 | GENERATOR PANEL | 80.B4
AT0140:37 I1(-) | SC | MCTAN | BLU | 12 | 80.B7 | XT0352:6 | GENERATOR PANEL | 80.B4
AT0140:38 I2(+) | SC | MCTB | BLU | 12 | 80.B7 | XT0352:2 | GENERATOR PANEL | 80.B4
AT0140:39 I2(-) | SC | MCTBN | BLU | 12 | 80.B7 | XT0352:5 | GENERATOR PANEL | 80.B4
AT0140:4 EX-D(+) | SC | KA012314 | WHT | 16 | 81.C7 | KA0123:14 | GENERATOR PANEL | 20.B5
AT0140:40 I3(+) | SC | MCTC | BLU | 12 | 80.B7 | XT0352:3 | GENERATOR PANEL | 80.B4
AT0140:41 I3(-) | SC | MCTN | BLU | 12 | 80.B7 | XT0352:4 | GENERATOR PANEL | 80.B4
AT0140:43 ID(-) | SC | CCT1(-) | BLU | 12 | 80.A7 | XT0350:3 | GENERATOR PANEL | 80.A4
AT0140:56 FG | SC | AT0140G | GRN/YEL | 12 | 21.D5 | FRAME | GENERATOR PANEL | 21.D6
AT0140:BAT(-) 48 | SC | 0V | WHT | 14 | 21.D5 | XT0336:4 | GENERATOR PANEL | 20.D4
AT0140:BAT(+) 47 | SC | FU0334 | WHT | 16 | 21.D5 | XT0335:2 | GENERATOR PANEL | 20.B4
AT0140:FLT 29 | SC | KA0310A2 | WHT | 20 | 21.D5 | KA0310:A2 | GENERATOR PANEL | 20.B5
AT0140:FLT 30 | SC | 0V | WHT | 16 | 21.D5 | XT0336:4 | GENERATOR PANEL | 20.D4
AU0120:COM | SC | 0V | WHT | 14 | 21.C1 | XT0120:1 | GENERATOR PANEL | 21.D1
AU0120:V+ | SC | FU0120 | WHT | 14 | 21.C1 | FU0120:LD | GENERATOR PANEL | 21.D1
AU0180:COM | SC | 0V | WHT | 16 | 22.A2 | XT0180:1 | GENERATOR PANEL | 22.B1
AU0180:V+ | SC | FU0180 | WHT | 16 | 22.A2 | FU0180:LD | GENERATOR PANEL | 22.B1
FU0120:LI | SC | FU0332 | WHT | 14 | 21.D1 | FU0121:LI | GENERATOR PANEL | 21.D1
FU0180:LI | SC | FU0332 | WHT | 14 | 22.B1 | FU0181:LI | GENERATOR PANEL | 22.B1
FU0181:LI | SC | FU0332 | WHT | 14 | 22.B1 | FU0182:LI | GENERATOR PANEL | 22.B1
FU0332:LD | SC | FU0332 | WHT | 14 | 20.B3 | FU0333:LI | GENERATOR PANEL | 20.B3
FU0332:LI | SC | FU0136 | WHT | 12 | 20.B3 | XT0332:1 | GENERATOR PANEL | 20.B2
FU0333:LD | SC | FU0333 | WHT | 16 | 20.B3 | XT0335:1 | GENERATOR PANEL | 20.B4
FU0333:LI | SC | FU0332 | WHT | 14 | 20.B3 | FU0334:LI | GENERATOR PANEL | 20.B3
FU0334:LD | SC | FU0334 | WHT | 14 | 20.B3 | XT0335:2 | GENERATOR PANEL | 20.B4
FU0334:LI | SC | FU0332 | WHT | 14 | 20.B3 | FU0335:LI | GENERATOR PANEL | 20.A3
FU0335:LD | SC | FU0335 | WHT | 14 | 20.A3 | XT0335:3 | GENERATOR PANEL | 20.A4
GR0142: | SC | GR0142 | GRN/YEL | 14 | 5.B3 | FRAME | GENERATOR PANEL | 5.B3
GR0143: | SC | GR0143 | GRN/YEL | 14 | 5.B4 | FRAME | GENERATOR PANEL | 5.B4
GR0180: | SC | IEG01302 | GRN | 14 | 22.B4 | IEG0130:2 | GENERATOR PANEL | 22.B3
IEG0130:7 | SC | AT0140LS(S) | GRN | 14 | 81.C6 | XT0337:18 | GENERATOR PANEL | 81.C4
KA0121:11 | SC | KA018511 | WHT | 20 | 24.C4 | XT0337:13 | GENERATOR PANEL | 24.C3
KA0121:14 | SC | FU0333 | WHT | 20 | 24.C4 | XT0337:12 | GENERATOR PANEL | 24.C3
KA0123:A1 | SC | 012103 | WHT | 20 | 23.A5 | KA0313:2 | GENERATOR PANEL | 23.A5
KA0123:A2 | SC | 012119 | WHT | 20 | 23.A5 | KA0313:7 | GENERATOR PANEL | 23.A5
KA0128:11 | SC | KA0333A1 | WHT | 20 | 24.B4 | KA0335:21 | GENERATOR PANEL | 24.B4
KA0128:14 | SC | FU0333 | WHT | 20 | 24.B4 | KA0335:22 | GENERATOR PANEL | 24.B4
KA0128:14 | SC | FU0333 | WHT | 20 | 24.B4 | XT0337:7 | GENERATOR PANEL | 24.B3
KA0128:21 | SC | KA012821 | WHT | 20 | 25.C6 | XT0337:1 | GENERATOR PANEL | 25.C5
KA0128:24 | SC | KA012824 | WHT | 20 | 25.C6 | XT0337:2 | GENERATOR PANEL | 25.C5
KA0185:11 | SC | KA018511 | WHT | 20 | 24.C3 | XT0337:13 | GENERATOR PANEL | 24.C3
KA0185:14 | SC | KA0332A1 | WHT | 20 | 24.C3 | XT0337:14 | GENERATOR PANEL | 24.C3
KA0185:A2 | SC | KA0185A2 | WHT | 20 | 26.A5 | XT0338:1 | GENERATOR PANEL | 26.A5
KA0310:21 | SC | KA0333A1 | WHT | 20 | 24.B4 | KA0335:21 | GENERATOR PANEL | 24.B4
KA0310:21 | SC | KA0333A1 | WHT | 20 | 24.B4 | XT0337:8 | GENERATOR PANEL | 24.B3
KA0310:24 | SC | FU0333 | WHT | 20 | 24.B4 | KA0335:22 | GENERATOR PANEL | 24.B4
KA0310:A1 | SC | FU0334 | WHT | 20 | 20.B5 | KA0123:11 | GENERATOR PANEL | 20.B5
KA0310:A1 | SC | FU0334 | WHT | 20 | 20.B5 | XT0335:2 | GENERATOR PANEL | 20.B4
KA0330:A1 | SC | KA0330A1 | WHT | 20 | 24.B6 | XT0337:9 | GENERATOR PANEL | 24.B3
KA0330:A2 | SC | 0V | WHT | 20 | 24.B6 | KA0333:A2 | GENERATOR PANEL | 24.B6
KA0330:A2 | SC | 0V | WHT | 20 | 24.B6 | KA0331:A2 | GENERATOR PANEL | 24.C6
KA0331:A1 | SC | KA0331A1 | WHT | 20 | 24.C6 | XT0337:11 | GENERATOR PANEL | 24.C3
KA0331:A2 | SC | 0V | WHT | 20 | 24.C6 | KA0332:A2 | GENERATOR PANEL | 24.C6
KA0332:11 | SC | KA033211 | WHT | 20 | 25.D6 | XT0337:3 | GENERATOR PANEL | 25.D5
KA0332:14 | SC | KA033214 | WHT | 20 | 25.D6 | XT0337:4 | GENERATOR PANEL | 25.D5
KA0332:A1 | SC | KA0332A1 | WHT | 20 | 24.C6 | XT0337:14 | GENERATOR PANEL | 24.C3
KA0332:A2 | SC | 0V | WHT | 20 | 24.C6 | XT0337:15 | GENERATOR PANEL | 24.D3
KA0333:11 | SC | KA033311 | WHT | 20 | 25.D6 | KA0335:11 | GENERATOR PANEL | 25.D6
KA0333:11 | SC | KA033311 | WHT | 20 | 25.D6 | XT0337:5 | GENERATOR PANEL | 25.D5
KA0333:14 | SC | KA033314 | WHT | 20 | 25.D6 | KA0335:12 | GENERATOR PANEL | 25.D6
KA0333:14 | SC | KA033314 | WHT | 20 | 25.D6 | XT0337:6 | GENERATOR PANEL | 25.D5
KA0333:A1 | SC | KA0333A1 | WHT | 20 | 24.B6 | XT0337:8 | GENERATOR PANEL | 24.B3
KA0335:A1 | SC | ESTOP | WHT | 20 | 20.C5 | XT0336:1 | GENERATOR PANEL | 20.C4
KA0335:A2 | SC | 0V | WHT | 20 | 20.C5 | XT0336:2 | GENERATOR PANEL | 20.C4
KA0336:14 | SC | KA033614 | WHT | 20 | 66.A5 | KA4100:A1 | GENERATOR PANEL | 66.B6
KA0336:A1 | SC | KA0231A1 | WHT | 14 | 20.C3 | XT0334:2 | GENERATOR PANEL | 20.C2
KA0336:A2 | SC | 0V | WHT | 14 | 20.C3 | XT0336:2 | GENERATOR PANEL | 20.C4
PEG0140:1 | SC | PMGS | GRN/YEL | 12 | 79.A6 | XT0313:1 | GENERATOR PANEL | 79.A6
PEG0140:5 | SC | PEG01405 | GRN/YEL | 12 | 80.B5 | XT0352:7 | GENERATOR PANEL | 80.B4
XT0334:1 | SC | 0V | WHT | 12 | 20.C2 | XT0336:2 | GENERATOR PANEL | 20.C4
XT0335:1 | SC | FU0333 | WHT | 16 | 20.B4 | XT0337:12 | GENERATOR PANEL | 24.C3
XT0336:3 | SC | 0V | WHT | 14 | 20.C4 | XT0337:15 | GENERATOR PANEL | 24.D3
XT0337:12 | SC | FU0333 | WHT | 20 | 24.C3 | XT0337:7 | GENERATOR PANEL | 24.B3
AT0140:P2 | WC0012 | AU0120L2 | ENET | CABLE | 21.D5 | AU0120:L2 | GENERATOR PANEL | 21.C1
AT0140:P1 | WC0014 | AT0140L2 | ENET | CABLE | 21.D5 | AU0180:L1 | GENERATOR PANEL | 22.A2
AT0140:1 LS(+) | WC8009 | AT0140LS(+) | WHT | 16 | 81.C7 | XT0337:16 | GENERATOR PANEL | 81.C4
AT0140:2 LS(-) | WC8009 | AT0140LS(-) | BLK | 16 | 81.C7 | XT0337:17 | GENERATOR PANEL | 81.C4
FW140:3 | WC8009 | AT0140LS(S) | SH | 16 | 81.C6 | XT0337:18 | GENERATOR PANEL | 81.C4
FU0313:LD | WC8101 | PMG1 | WHT | 12 | 79.A5 | XT0360:1 | GENERATOR PANEL | 79.A4
FU0314:LD | WC8101 | PMG2 | BLK | 12 | 79.A5 | XT0360:2 | GENERATOR PANEL | 79.A4
XT0360:3 | WC8101 | PMGS | SH | 12 | 79.A4 | XT0360:4 | GENERATOR PANEL | 79.A5
AT0140:54 EXC(+) | WC8102 | EXC1 | WHT | 12 | 79.C7 | XT0370:1 | GENERATOR PANEL | 79.C4
AT0140:55 EXC(-) | WC8102 | EXC2 | BLK | 12 | 79.C7 | XT0370:2 | GENERATOR PANEL | 79.C4
PEG0140:2 | WC8102 | EXCS | SH | 12 | 79.C6 | XT0370:3 | GENERATOR PANEL | 79.C4
FU0313:LI | WC8201 | FU0313 | WHT | 12 | 79.A5 | KA0313:3 | GENERATOR PANEL | 79.A6
FU0314:LI | WC8201 | FU0314 | BLK | 12 | 79.A5 | KA0313:6 | GENERATOR PANEL | 79.A6
XT0360:4 | WC8201 | PMGS | SH | 12 | 79.A5 | XT0313:1 | GENERATOR PANEL | 79.A6
AT0140:50 PMG-B | WC8301 | PMG14C | WHT | 12 | 79.A7 | KA0313:1 | GENERATOR PANEL | 79.A6
AT0140:51 PMG-C | WC8301 | PMG14A | BLK | 12 | 79.A7 | KA0313:8 | GENERATOR PANEL | 79.A6
FW140:2 | WC8301 | PMGS | SH | 12 | 79.A6 | XT0313:1 | GENERATOR PANEL | 79.A6
GR0120: | SC | IEG02309 | GRN | 14 | 21.D1 | IEG0230:9 | B PANEL | 21.D2
FU0120:LI | SC | FU0332 | WHT | 14 | 21.D1 | FU0130:LI | GEN VIB PANEL | 21.C5
FU0180:LI | SC | FU0332 | WHT | 14 | 22.B1 | XT0130:1 | GEN VIB PANEL | 21.C6
FU0332:LD | SC | FU0332 | WHT | 14 | 20.B3 | XT0130:1 | GEN VIB PANEL | 21.C6
IEG0130:8 | SC | IEG01308 | GRN | 14 | 21.C6 | XT0500:2 | GEN VIB PANEL | 21.C6
XT0120:1 | SC | 0V | WHT | 14 | 21.D1 | XT0130:2 | GEN VIB PANEL | 21.B6
XT0180:1 | SC | 0V | WHT | 14 | 22.B1 | XT0130:3 | GEN VIB PANEL | 21.B6
XT0336:3 | SC | 0V | WHT | 14 | 20.C4 | XT0130:2 | GEN VIB PANEL | 21.B6
AU0120:L1 | WC0051 | AF0510L2 | ENET | CABLE | 21.C1 | AF0510:L2 | GEN VIB PANEL | 21.A4
AU0180:L2 | WC0018 | AU0180L2 | ENET | CABLE | 22.A2 | BA0002:RJ45 | JB70 RIGHT RAIL | 3.B2
SolarTools ver. 24.0.84.24712 (Jul 31, 2025)
Report date: 4/21/2026 7:06 AM

## JB70
JB70
Project # | 9A921
Project Name | SPACE EXPLORATION TECHNOLOGIES CORP
Revision | A.3
Controls DE | J.HYDE
Phone: | 0
Controls ME | N. CARPENTER
Phone:
From | [5 empty] | To
Device ID | Cable (W) Conductor (SC) Jumper Clip (JC) | Wire No. | Wire ID | Gauge/Size | Page/Zone | Device ID | Location | Page/Zone
AT1100:GND | SC | PEG01304 | GRN/YEL | 14 | 31.D3 | PEG0130:4 | A PANEL | 31.D6
AT1100:NEG | SC | 0V | WHT | 14 | 31.D3 | XT0134:3 | A PANEL | 13.B3
SA0471:B1-13 | SC | SA0471B113 | WHT | 20 | 30.B1 | AF0087:40 | A PANEL | 30.B7
SA0471:B1-14 | SC | SA0471B114 | WHT | 20 | 30.B1 | AF0087:08 | A PANEL | 30.B7
SA0471:B2-13 | SC | SA0471B213 | WHT | 20 | 30.A1 | AF0087:39 | A PANEL | 30.A7
SA0471:B2-14 | SC | SA0471B214 | WHT | 20 | 30.A1 | AF0087:07 | A PANEL | 30.A7
SA0472:B1-13 | SC | SA0472B113 | WHT | 20 | 30.C1 | AF0091:47 | A PANEL | 30.C7
SA0472:B1-14 | SC | SA0472B114 | WHT | 20 | 30.C1 | AF0091:15 | A PANEL | 30.C7
SA0472:B2-13 | SC | SA0472B213 | WHT | 20 | 30.C1 | AF0091:46 | A PANEL | 30.C7
SA0472:B2-14 | SC | SA0472B214 | WHT | 20 | 30.C1 | AF0091:14 | A PANEL | 30.C7
SA0473:11 | SC | SA047311 | WHT | 20 | 30.D1 | AF0087:37 | A PANEL | 30.D7
SA0473:12 | SC | SA047312 | WHT | 20 | 30.D1 | AF0087:05 | A PANEL | 30.D7
SA0473:13 | SC | SA047313 | WHT | 20 | 30.D1 | AF0087:38 | A PANEL | 30.D7
SA0473:14 | SC | SA047314 | WHT | 20 | 30.D1 | AF0087:06 | A PANEL | 30.D7
SB0471:11 | SC | SB047111 | WHT | 20 | 29.D1 | AF0087:34 | A PANEL | 29.D7
SB0471:12 | SC | SB047112 | WHT | 20 | 29.D1 | AF0087:02 | A PANEL | 29.D7
SB0472:B1-11 | SC | ESTOPA | WHT | 20 | 30.B1 | XT0137:1 | A PANEL | 30.B5
SB0472:B1-12 | SC | ESTOP | WHT | 20 | 30.B1 | XT0137:2 | A PANEL | 30.B5
SB0472:B2-11 | SC | SB0472B211 | WHT | 20 | 30.B1 | AF0081:36 | A PANEL | 30.B7
SB0472:B2-12 | SC | SB0472B212 | WHT | 20 | 30.B1 | AF0081:04 | A PANEL | 30.B7
SB0473:13 | SC | SB047313 | WHT | 20 | 29.D1 | AF0087:35 | A PANEL | 29.D7
SB0473:14 | SC | SB047314 | WHT | 20 | 29.D1 | AF0087:03 | A PANEL | 29.D7
SB0474:13 | SC | SB047413 | WHT | 20 | 30.A1 | AF0087:36 | A PANEL | 30.A7
SB0474:14 | SC | SB047414 | WHT | 20 | 30.A1 | AF0087:04 | A PANEL | 30.A7
SH0470:11 | SC | SH047011 | WHT | 20 | 29.B1 | AF0087:33 | A PANEL | 29.B7
SH0470:12 | SC | SH047012 | WHT | 20 | 29.B1 | AF0087:01 | A PANEL | 29.B7
SH0470:13 | SC | SH047013 | WHT | 20 | 29.B1 | XT0137:5 | A PANEL | 29.B5
SH0470:14 | SC | SH047014 | WHT | 20 | 29.B1 | XT0137:6 | A PANEL | 29.B5
SH0470:X1 | SC | SH0470X1 | WHT | 20 | 29.B1 | AF0093:22 | A PANEL | 29.B7
SH0470:X2 | SC | SH0470X2 | WHT | 20 | 29.B1 | AF0093:06 | A PANEL | 29.B7
SH0471:11 | SC | SH047111 | WHT | 20 | 29.A1 | XT0137:3 | A PANEL | 29.A5
SH0471:12 | SC | SH047112 | WHT | 20 | 29.A1 | XT0137:4 | A PANEL | 29.A5
SH0471:13 | SC | SH047113 | WHT | 20 | 29.A1 | AF0087:32 | A PANEL | 29.A7
SH0471:14 | SC | SH047114 | WHT | 20 | 29.A1 | AF0087:00 | A PANEL | 29.A7
SH0471:X1 | SC | SH0471X1 | WHT | 20 | 29.A1 | AF0093:31 | A PANEL | 29.A7
SH0471:X2 | SC | SH0471X2 | WHT | 20 | 29.A1 | AF0093:15 | A PANEL | 29.A7
SH0472:11 | SC | SH047211 | WHT | 20 | 29.C1 | XT0236:4 | B PANEL | 29.C5
SH0472:12 | SC | SH047212 | WHT | 20 | 29.C1 | XT0236:5 | B PANEL | 29.C5
SH0472:13 | SC | FU0139 | WHT | 20 | 29.B1 | XT0236:1 | B PANEL | 29.B5
SH0472:14 | SC | KA0241A1 | WHT | 20 | 29.B1 | XT0236:2 | B PANEL | 29.B5
SH0472:X1 | SC | 0V | WHT | 20 | 29.C1 | XT0236:3 | B PANEL | 29.C5
SH0472:X2 | SC | SH0472X2 | WHT | 20 | 29.C1 | XT0237:2 B1 | B PANEL | 29.C5
HL0171:X1 | SC | HL0171X1 | WHT | 20 | 28.B1 | XT0174:5 | FIRE SYSTEM CONTROLLER PANEL | 28.B3
HL0171:X2 | SC | HL0171X2 | WHT | 20 | 28.B1 | XT0174:3 | FIRE SYSTEM CONTROLLER PANEL | 28.B2
HL0172:X1 | SC | HL0172X1 | WHT | 20 | 28.C1 | XT0174:8 | FIRE SYSTEM CONTROLLER PANEL | 28.C3
HL0172:X2 | SC | HL0172X2 | WHT | 20 | 28.C1 | XT0174:6 | FIRE SYSTEM CONTROLLER PANEL | 28.C2
HL0173:X1 | SC | HL0173X1 | WHT | 20 | 28.C1 | XT0174:11 | FIRE SYSTEM CONTROLLER PANEL | 28.C3
HL0173:X2 | SC | HL0173X2 | WHT | 20 | 28.C1 | XT0174:9 | FIRE SYSTEM CONTROLLER PANEL | 28.C2
SB0170:13 | SC | SB017013 | WHT | 20 | 28.B1 | XT0174:1 | FIRE SYSTEM CONTROLLER PANEL | 28.B3
SB0170:14 | SC | SB017014 | WHT | 20 | 28.B1 | XT0174:2 | FIRE SYSTEM CONTROLLER PANEL | 28.B3
SA0170:B1-13 | SC | SA0170B113 | WHT | 20 | 28.A1 | XT0170:11 | JB70 LEFT RAIL | 28.A6
SA0170:B1-14 | SC | SA0170B114 | WHT | 20 | 28.A1 | XT0170:12 | JB70 LEFT RAIL | 28.A6
SA0170:B2-13 | SC | AT01754P1 | WHT | 20 | 28.A1 | AT0175:4P1 | JB70 LEFT RAIL | 11.B5
SA0170:B2-14 | SC | SA0170B214 | WHT | 20 | 28.A1 | KA6510:A1 | JB70 LEFT RAIL | 28.A5
HA0472:BLK-1 | WC5072 | 0V | 1 | 18 | 28.D1 | XT0170:14 | JB70 LEFT RAIL | 28.D5
HA0472:BLK-2 | WC5072 | HA04722 | 2 | 18 | 28.D1 | XT0170:13 | JB70 LEFT RAIL | 28.D5
AT1100:POS | SC | FU1100 | WHT | 14 | 31.D3 | FU1100:LD | JB70 RIGHT RAIL | 31.D3
AT1100:L1 | WC0101 | BA1100DEVICE | ENET | CABLE | 31.D3 | BA1100:DEVICE | PLC PANEL | 31.D1
SolarTools ver. 24.0.84.24712 (Jul 31, 2025)
Report date: 4/21/2026 7:06 AM

## JB70 LEFT RAIL
JB70 LEFT RAIL
JB70
Project # | 9A921
Project Name | SPACE EXPLORATION TECHNOLOGIES CORP
Revision | A.3
Controls DE | J.HYDE
Phone: | 0
Controls ME | N. CARPENTER
Phone:
From | [5 empty] | To
Device ID | Cable (W) Conductor (SC) Jumper Clip (JC) | Wire No. | Wire ID | Gauge/Size | Page/Zone | Device ID | Location | Page/Zone
XT0170:1 | JC | FU0170 | CLIP | --- | 11.A2 | XT0170:2 | JB70 LEFT RAIL | 11.A2
XT0170:3 | JC | 0V | CLIP | --- | 11.A2 | XT0170:4 | JB70 LEFT RAIL | 11.A2
AT0175:11 | SC | KA651012 | WHT | 20 | 85.A6 | KA6510:12 | JB70 LEFT RAIL | 85.A6
AT0175:14 | SC | AT017514 | LEAD | --- | 85.A6 | RR0175S5: -10K OHM | JB70 LEFT RAIL | 85.A6
AT0175:15 | SC | AT017515 | LEAD | --- | 85.A6 | RR0175S5: -10K OHM | JB70 LEFT RAIL | 85.A6
AT0175:5P1 | SC | KA6510A2 | WHT | 20 | 11.B5 | KA6510:A2 | JB70 LEFT RAIL | 28.A5
AT0175:GND | SC | AT0175G | GRN/YEL | 14 | 11.B5 | FRAME | JB70 LEFT RAIL | 11.C6
AT0176:11 | SC | AT017611 | LEAD | --- | 85.B6 | RR0176S4: -10K OHM | JB70 LEFT RAIL | 85.B6
AT0176:12 | SC | AT017612 | LEAD | --- | 85.B6 | RR0176S4: -10K OHM | JB70 LEFT RAIL | 85.B6
AT0176:14 | SC | AT017614 | LEAD | --- | 85.D6 | RR0176S5: -10K OHM | JB70 LEFT RAIL | 85.D6
AT0176:15 | SC | AT017615 | LEAD | --- | 85.D6 | RR0176S5: -10K OHM | JB70 LEFT RAIL | 85.D6
AT0176:17 | SC | KA651122 | WHT | 20 | 85.C6 | KA6511:22 | JB70 LEFT RAIL | 85.C6
AT0176:20 | SC | AT017620 | LEAD | --- | 85.C6 | RR0176S7: -10K OHM | JB70 LEFT RAIL | 85.C6
AT0176:21 | SC | AT017621 | LEAD | --- | 85.C6 | RR0176S7: -10K OHM | JB70 LEFT RAIL | 85.C6
AT0176:4P1 | SC | AT01764P1 | WHT | 14 | 11.C5 | AT0178:1P1 | JB70 LEFT RAIL | 11.D5
AT0176:5P1 | SC | AT01765P1 | WHT | 14 | 11.C5 | AT0178:2P1 | JB70 LEFT RAIL | 11.D5
AT0176:GND | SC | AT0176G | GRN/YEL | 14 | 11.C5 | FRAME | JB70 LEFT RAIL | 11.C6
AT0178:23 | SC | VD0178 | WHT | 20 | 28.D6 | XT0170:16 | JB70 LEFT RAIL | 28.D6
AT0178:24 | SC | KA0178A2 | WHT | 20 | 28.D6 | XT0170:17 | JB70 LEFT RAIL | 28.D6
AT0178:GND | SC | AT0178G | GRN/YEL | 14 | 11.D5 | FRAME | JB70 LEFT RAIL | 11.D6
FU0170:LD | SC | FU0170 | WHT | 14 | 11.A2 | XT0170:2 | JB70 LEFT RAIL | 11.A2
GR1101: | SC | GR1101 | GRN/YEL | 14 | 5.A5 | FRAME | JB70 LEFT RAIL | 5.A6
KA0172:11 | SC | KA017211 | WHT | 20 | 82.D6 | XT0170:7 | JB70 LEFT RAIL | 82.D5
KA0172:12 | SC | KA017212 | WHT | 20 | 82.D6 | XT0170:8 | JB70 LEFT RAIL | 82.D5
KA0172:A2 | SC | 0V | WHT | 20 | 11.B2 | KA0174:A2 | JB70 LEFT RAIL | 11.C2
KA0172:A2 | SC | 0V | WHT | 20 | 11.B2 | XT0170:4 | JB70 LEFT RAIL | 11.A2
KA0174:11 | SC | KA017411 | WHT | 20 | 82.D6 | XT0170:9 | JB70 LEFT RAIL | 82.D5
KA0174:12 | SC | KA017412 | WHT | 20 | 82.D6 | XT0170:10 | JB70 LEFT RAIL | 82.D5
KA0176:11 | SC | KA017611 | WHT | 20 | 93.A6 | XT0171:1 | JB70 LEFT RAIL | 93.A5
KA0176:21 | SC | KA017621 | WHT | 20 | 93.C6 | XT0171:3 | JB70 LEFT RAIL | 93.C5
KA0176:A2 | SC | 0V | WHT | 20 | 93.B5 | XT0170:3 | JB70 LEFT RAIL | 11.A2
KA0178:A1 | SC | KA0178A1 | WHT | 20 | 28.D5 | XT0170:15 | JB70 LEFT RAIL | 28.D5
KA0178:A2 | SC | KA0178A2 | WHT | 20 | 28.D5 | XT0170:17 | JB70 LEFT RAIL | 28.D6
KA0875:11 | SC | HA04722 | WHT | 20 | 28.D6 | KA0178:11 | JB70 LEFT RAIL | 28.D5
KA0875:11 | SC | HA04722 | WHT | 20 | 28.D6 | XT0170:13 | JB70 LEFT RAIL | 28.D5
KA0875:14 | SC | FU0170 | WHT | 20 | 28.D6 | XT0170:1 | JB70 LEFT RAIL | 11.A2
KA6510:A1 | SC | SA0170B214 | WHT | 20 | 28.A5 | KA6511:A1 | JB70 LEFT RAIL | 28.A5
KA6510:A2 | SC | KA6510A2 | WHT | 20 | 28.A5 | KA6511:A2 | JB70 LEFT RAIL | 28.A5
RR0178: -10K OHM | SC | VD0178 | LEAD | --- | 28.D6 | XT0170:16 | JB70 LEFT RAIL | 28.D6
RR0178: -10K OHM | SC | KA0178A2 | LEAD | --- | 28.D6 | XT0170:17 | JB70 LEFT RAIL | 28.D6
VD0178:--1N4007 | SC | KA0178A1 | LEAD | --- | 28.D6 | XT0170:15 | JB70 LEFT RAIL | 28.D5
VD0178:+-1N4007 | SC | VD0178 | LEAD | --- | 28.D6 | XT0170:16 | JB70 LEFT RAIL | 28.D6
VD6211:--1N4007 | SC | KA017611 | LEAD | --- | 93.A5 | XT0171:1 | JB70 LEFT RAIL | 93.A5
VD6211:+-1N4007 | SC | 009304 | LEAD | --- | 93.A5 | XT0171:2 | JB70 LEFT RAIL | 93.A6
VD6221:--1N4007 | SC | KA017621 | LEAD | --- | 93.C5 | XT0171:3 | JB70 LEFT RAIL | 93.C5
VD6221:+-1N4007 | SC | 009305 | LEAD | --- | 93.C5 | XT0171:4 | JB70 LEFT RAIL | 93.C5
XT0170:14 | SC | 0V | WHT | 20 | 28.D5 | XT0170:4 | JB70 LEFT RAIL | 11.A2
XT0170:4 | SC | 0V | WHT | 14 | 11.A2 | XT0172:5 | JB70 LEFT RAIL | 91.A6
XT0172:16 | SC | FU0170 | WHT | 14 | 91.B6 | XT0172:7 | JB70 LEFT RAIL | 91.D6
XT0172:17 | SC | 0V | WHT | 14 | 91.B6 | XT0172:8 | JB70 LEFT RAIL | 91.D6
XT0172:18 | SC | LON1S2 | WHT | 14 | 91.B6 | XT0172:9 | JB70 LEFT RAIL | 91.D6
XT0172:4 | SC | FU0170 | WHT | 14 | 91.A6 | XT0170:1 | JB70 LEFT RAIL | 11.A2
XT0172:4 | SC | FU0170 | WHT | 14 | 91.A6 | XT0172:16 | JB70 LEFT RAIL | 91.B6
XT0172:5 | SC | 0V | WHT | 14 | 91.A6 | XT0172:17 | JB70 LEFT RAIL | 91.B6
XT0172:6 | SC | LON1S2 | WHT | 16 | 91.A6 | XT0172:18 | JB70 LEFT RAIL | 91.B6
AT0178:1P2 | WC5500 | LON1A | WHT | 16 | 91.A6 | XT0172:1 | JB70 LEFT RAIL | 91.A6
AT0178:2P2 | WC5500 | LON1B | BLK | 16 | 91.A6 | XT0172:2 | JB70 LEFT RAIL | 91.A6
AT0178:3P2 | WC5500 | LON1S1 | SH | 16 | 91.A6 | XT0172:3 | JB70 LEFT RAIL | 91.A6
AT0175:1P2 | WC8066 | AT01751P2 | WHT | 16 | 11.C7 | AT0176:4P2 | JB70 LEFT RAIL | 11.C7
AT0175:2P2 | WC8066 | AT01752P2 | BLK | 16 | 11.C7 | AT0176:5P2 | JB70 LEFT RAIL | 11.C7
AT0175:3P2 | WC8066 | AT01753P2 | SH | 16 | 11.C7 | AT0176:6P2 | JB70 LEFT RAIL | 11.C7
AT0176:1P2 | WC8067 | AT01761P2 | WHT | 16 | 11.D7 | AT0178:4P2 | JB70 LEFT RAIL | 11.D7
AT0176:2P2 | WC8067 | AT01762P2 | BLK | 16 | 11.D7 | AT0178:5P2 | JB70 LEFT RAIL | 11.D7
AT0176:3P2 | WC8067 | AT01763P2 | SH | 16 | 11.D7 | AT0178:6P2 | JB70 LEFT RAIL | 11.D7
FU0170:LI | SC | FU0136 | WHT | 12 | 11.A2 | XT0138:2 | A PANEL | 13.A3
KA0176:14 | SC | 009336 | WHT | 20 | 93.A6 | AF0093:36 | A PANEL | 93.A7
KA0176:24 | SC | 009337 | WHT | 20 | 93.C6 | AF0093:37 | A PANEL | 93.C7
KA0176:A1 | SC | KA014422 | WHT | 20 | 93.B5 | KA0144:22 | A PANEL | 93.A6
KA0875:A1 | SC | 009212 | WHT | 20 | 11.D2 | AF0092:12 | A PANEL | 11.D3
KA0875:A2 | SC | 009228 | WHT | 20 | 11.D2 | AF0092:28 | A PANEL | 11.D3
XT0170:3 | SC | 0V | WHT | 12 | 11.A2 | XT0134:2 | A PANEL | 13.B3
XT0171:2 | SC | 009304 | WHT | 20 | 93.A6 | AF0093:04 | A PANEL | 93.A7
XT0171:4 | SC | 009305 | WHT | 20 | 93.C5 | AF0093:05 | A PANEL | 93.C7
KA0178:14 | SC | KA017814 | WHT | 20 | 28.D5 | KA0232:11 | B PANEL | 28.D6
KA0875:14 | SC | FU0170 | WHT | 20 | 28.D6 | KA0232:12 | B PANEL | 28.D6
XT0170:2 | SC | FU0170 | WHT | 20 | 11.A2 | KA0232:21 | B PANEL | 93.A6
XT0171:1 | SC | KA017611 | WHT | 20 | 93.A5 | KA0246:11 | B PANEL | 93.A5
XT0171:3 | SC | KA017621 | WHT | 20 | 93.C5 | KA0244:21 | B PANEL | 93.C5
AT0175:17 | SC | VD0175A | WHT | 20 | 28.B6 | XT0174:4 | FIRE SYSTEM CONTROLLER PANEL | 28.B3
AT0175:18 | SC | HL0171X1 | WHT | 20 | 28.B6 | XT0174:5 | FIRE SYSTEM CONTROLLER PANEL | 28.B3
AT0175:1P1 | SC | UV01709 | WHT | 14 | 11.B5 | UV0170:9(+) | FIRE SYSTEM CONTROLLER PANEL | 11.A3
AT0175:2 | SC | SB017013 | WHT | 20 | 28.B6 | XT0174:1 | FIRE SYSTEM CONTROLLER PANEL | 28.B3
AT0175:20 | SC | VD0175I | WHT | 20 | 28.C6 | XT0174:7 | FIRE SYSTEM CONTROLLER PANEL | 28.C3
AT0175:21 | SC | HL0172X1 | WHT | 20 | 28.C6 | XT0174:8 | FIRE SYSTEM CONTROLLER PANEL | 28.C3
AT0175:23 | SC | VD0175D | WHT | 20 | 28.C6 | XT0174:10 | FIRE SYSTEM CONTROLLER PANEL | 28.C3
AT0175:24 | SC | HL0173X1 | WHT | 20 | 28.C6 | XT0174:11 | FIRE SYSTEM CONTROLLER PANEL | 28.C3
AT0175:2P1 | SC | UV017010 | WHT | 14 | 11.B5 | UV0170:10(-) | FIRE SYSTEM CONTROLLER PANEL | 11.A3
AT0175:3 | SC | SB017014 | WHT | 20 | 28.B6 | XT0174:2 | FIRE SYSTEM CONTROLLER PANEL | 28.B3
AT0176:1P1 | SC | UV017011 | WHT | 14 | 11.C5 | UV0170:11(+) | FIRE SYSTEM CONTROLLER PANEL | 11.A3
AT0176:2P1 | SC | UV017012 | WHT | 14 | 11.C5 | UV0170:12(-) | FIRE SYSTEM CONTROLLER PANEL | 11.A3
KA0172:A1 | SC | AT017025 | WHT | 20 | 11.B2 | AT0170:25 | FIRE SYSTEM CONTROLLER PANEL | 11.B3
KA0174:A1 | SC | AT017031 | WHT | 20 | 11.C2 | AT0170:31 | FIRE SYSTEM CONTROLLER PANEL | 11.C3
XT0170:11 | SC | SA0170B113 | WHT | 20 | 28.A6 | AT0170:11 | FIRE SYSTEM CONTROLLER PANEL | 28.A6
XT0170:12 | SC | SA0170B114 | WHT | 20 | 28.A6 | AT0170:12 | FIRE SYSTEM CONTROLLER PANEL | 28.A6
XT0170:18 | SC | LON0P | WHT | 14 | 84.A6 | UV0170:13(+) | FIRE SYSTEM CONTROLLER PANEL | 84.B7
XT0170:19 | SC | LON0N | WHT | 14 | 84.A6 | UV0170:14(-) | FIRE SYSTEM CONTROLLER PANEL | 84.B7
XT0170:2 | SC | FU0170 | WHT | 14 | 11.A2 | UV0170:1(+) | FIRE SYSTEM CONTROLLER PANEL | 11.A3
XT0170:2 | SC | FU0170 | WHT | 14 | 11.A2 | UV0170:3(+) | FIRE SYSTEM CONTROLLER PANEL | 11.A3
XT0170:21 | SC | LON2P | WHT | 14 | 84.D6 | UV0170:15(+) | FIRE SYSTEM CONTROLLER PANEL | 84.B7
XT0170:22 | SC | LON2N | WHT | 14 | 84.D6 | UV0170:16(-) | FIRE SYSTEM CONTROLLER PANEL | 84.B7
XT0170:3 | SC | 0V | WHT | 14 | 11.A2 | UV0170:2(-) | FIRE SYSTEM CONTROLLER PANEL | 11.A3
XT0170:3 | SC | 0V | WHT | 14 | 11.A2 | UV0170:4(-) | FIRE SYSTEM CONTROLLER PANEL | 11.A3
XT0170:5 | SC | AT017045 | WHT | 20 | 82.D5 | AT0170:45 | FIRE SYSTEM CONTROLLER PANEL | 82.D6
XT0170:6 | SC | AT017046 | WHT | 20 | 82.D5 | AT0170:46 | FIRE SYSTEM CONTROLLER PANEL | 82.D6
XT0172:22 | WC5018 | LON2A | WHT | 16 | 84.D6 | AT0170:53 | FIRE SYSTEM CONTROLLER PANEL | 84.D6
XT0172:23 | WC5018 | LON2B | BLK | 16 | 84.D6 | AT0170:52 | FIRE SYSTEM CONTROLLER PANEL | 84.D6
XT0172:24 | WC5018 | LON2S1 | SH | 16 | 84.D6 | AT0170:51 | FIRE SYSTEM CONTROLLER PANEL | 84.D6
AT0175:4P2 | WC8069 | AT017050 | WHT | 16 | 11.A7 | AT0170:50 | FIRE SYSTEM CONTROLLER PANEL | 11.A7
AT0175:5P2 | WC8069 | AT017049 | BLK | 16 | 11.A7 | AT0170:49 | FIRE SYSTEM CONTROLLER PANEL | 11.A7
AT0175:6P2 | WC8069 | AT017048 | SH | 16 | 11.A7 | AT0170:48 | FIRE SYSTEM CONTROLLER PANEL | 11.A7
AT0175:4P1 | SC | AT01754P1 | WHT | 20 | 11.B5 | SA0170:B2-13 | JB70 | 28.A1
KA6510:A1 | SC | SA0170B214 | WHT | 20 | 28.A5 | SA0170:B2-14 | JB70 | 28.A1
XT0170:11 | SC | SA0170B113 | WHT | 20 | 28.A6 | SA0170:B1-13 | JB70 | 28.A1
XT0170:12 | SC | SA0170B114 | WHT | 20 | 28.A6 | SA0170:B1-14 | JB70 | 28.A1
XT0170:14 | WC5072 | 0V | 1 | 18 | 28.D5 | HA0472:BLK-1 | JB70 | 28.D1
XT0170:13 | WC5072 | HA04722 | 2 | 18 | 28.D5 | HA0472:BLK-2 | JB70 | 28.D1
SolarTools ver. 24.0.84.24712 (Jul 31, 2025)
Report date: 4/21/2026 7:06 AM

## JB70 RIGHT RAIL
JB70 RIGHT RAIL
JB70
Project # | 9A921
Project Name | SPACE EXPLORATION TECHNOLOGIES CORP
Revision | A.3
Controls DE | J.HYDE
Phone: | 0
Controls ME | N. CARPENTER
Phone:
From | [5 empty] | To
Device ID | Cable (W) Conductor (SC) Jumper Clip (JC) | Wire No. | Wire ID | Gauge/Size | Page/Zone | Device ID | Location | Page/Zone
XT0001:3 | JC | FU0210 | CLIP | --- | 3.B3 | XT0001:4 | JB70 RIGHT RAIL | 3.B3
XT0001:5 | JC | 0V | CLIP | --- | 3.B3 | XT0001:6 | JB70 RIGHT RAIL | 3.B3
BA0001:V1(-) | SC | 0V | WHT | 16 | 3.A2 | XT0001:2 | JB70 RIGHT RAIL | 3.A3
BA0001:V1(+) | SC | FU0001 | WHT | 16 | 3.A2 | FU0001:LD | JB70 RIGHT RAIL | 3.A3
BA0002:V1(-) | SC | 0V | WHT | 16 | 3.B2 | XT0001:5 | JB70 RIGHT RAIL | 3.B3
BA0002:V1(+) | SC | FU0002 | WHT | 16 | 3.B2 | FU0002:LD | JB70 RIGHT RAIL | 3.B3
BA0009:V1(-) | SC | 0V | WHT | 16 | 4.A2 | XT0005:2 | JB70 RIGHT RAIL | 4.A3
BA0009:V1(+) | SC | FU0009 | WHT | 16 | 4.A2 | FU0009:LD | JB70 RIGHT RAIL | 4.A3
FU0001:LI | SC | FU0210 | WHT | 16 | 3.A3 | XT0001:1 | JB70 RIGHT RAIL | 3.A3
FU0002:LI | SC | FU0210 | WHT | 16 | 3.B3 | XT0001:4 | JB70 RIGHT RAIL | 3.B3
FU0009:LI | SC | FU0210 | WHT | 16 | 4.A3 | XT0005:1 | JB70 RIGHT RAIL | 4.A3
UA1200:J1-8 | SC | UA1200J | WHT | 20 | 59.B6 | UA1200:J3-5 | JB70 RIGHT RAIL | 59.B6
XT0001:3 | SC | FU0210 | WHT | 16 | 3.B3 | XT0005:1 | JB70 RIGHT RAIL | 4.A3
XT0001:6 | SC | 0V | WHT | 16 | 3.B3 | XT0005:2 | JB70 RIGHT RAIL | 4.A3
FU1100:LI | SC | FU0136 | WHT | 14 | 31.D3 | XT0138:3 | A PANEL | 13.A3
UA1200:J2-6 | SC | UA1200J26 | WHT | 20 | 17.B3 | KA0130:A2 | A PANEL | 17.C5
UA1200:J2-7 | SC | UA1200J27 | WHT | 20 | 17.B3 | AF0081:19 | A PANEL | 17.C7
GR1100: | SC | GR1100 | GRN | 14 | 5.A5 | IEG0230:14 | B PANEL | 5.A4
UA1200:J1-10 | SC | FU0212 | WHT | 20 | 17.B3 | XT0233:4 | B PANEL | 17.D5
UA1200:J1-4 | SC | UA1200J14 | WHT | 20 | 17.B3 | AF0076:11 | B PANEL | 17.C7
UA1200:J1-5 | SC | UA1200J15 | WHT | 20 | 17.B3 | XT0237:1 B1 | B PANEL | 17.C5
UA1200:J1-9 | SC | 0V | WHT | 20 | 17.B3 | XT0235:4 | B PANEL | 17.D5
UA1200:J2-1 | SC | UA1200J21 | WHT | 20 | 17.B3 | XT0060:3 | B PANEL | 17.D5
UA1200:J2-2 | SC | FU0212 | WHT | 20 | 17.B3 | XT0233:4 | B PANEL | 17.D5
UA1200:J3-4 | SC | IEG02308 | GRN | 16 | 17.B3 | IEG0230:8 | B PANEL | 17.D6
XT0001:1 | SC | FU0210 | WHT | 12 | 3.A3 | XT0233:3 | B PANEL | 13.C4
XT0001:2 | SC | 0V | WHT | 14 | 3.A3 | XT0235:3 | B PANEL | 13.D4
XT0001:4 | SC | FU0210 | WHT | 12 | 3.B3 | XT0233:3 | B PANEL | 13.C4
XT0001:5 | SC | 0V | WHT | 12 | 3.B3 | XT0235:3 | B PANEL | 13.D4
UA1200:J1-3 | WC4524 | UA1200J13 | RED | 20 | 17.B3 | AF0065:12 | B PANEL | 17.B7
UA1200:J1-1 | WC4524 | UA1200J11 | BLK | 20 | 17.B3 | AF0065:28 | B PANEL | 17.B7
FLOATING | WC4524 | UA1200S | SH | 20 | 17.B3 | AF0065:60 | B PANEL | 17.B7
BA0002:RJ45 | WC0018 | AU0180L2 | ENET | CABLE | 3.B2 | AU0180:L2 | GENERATOR PANEL | 22.A2
FU1100:LD | SC | FU1100 | WHT | 14 | 31.D3 | AT1100:POS | JB70 | 31.D3
FU1100:LI | SC | FU0136 | WHT | 16 | 31.D3 | FU0291:LI | PLC PANEL | 31.C4
BA0001:RJ45 | WC9001 | BA0001RJ45 | ENET | CABLE | 3.A2 | BA1100:L1 | PLC PANEL | 31.D1
BA0009:RJ45 | WC9019 | BA0009RJ45 | ENET | CABLE | 4.A2 | AT0680:LAN2 | PLC PANEL | 8.B4
SolarTools ver. 24.0.84.24712 (Jul 31, 2025)
Report date: 4/21/2026 7:06 AM

## JB72 LEFT RAIL
JB72 LEFT RAIL
JB72
Project # | 9A921
Project Name | SPACE EXPLORATION TECHNOLOGIES CORP
Revision | A.3
Controls DE | J.HYDE
Phone: | 0
Controls ME | N. CARPENTER
Phone:
From | [5 empty] | To
Device ID | Cable (W) Conductor (SC) Jumper Clip (JC) | Wire No. | Wire ID | Gauge/Size | Page/Zone | Device ID | Location | Page/Zone
GR0140: | SC | GR0140 | GRN/YEL | 14 | 5.B3 | FRAME | JB72 LEFT RAIL | 5.B3
SolarTools ver. 24.0.84.24712 (Jul 31, 2025)
Report date: 4/21/2026 7:06 AM

## JB72 RIGHT RAIL
JB72 RIGHT RAIL
JB72
Project # | 9A921
Project Name | SPACE EXPLORATION TECHNOLOGIES CORP
Revision | A.3
Controls DE | J.HYDE
Phone: | 0
Controls ME | N. CARPENTER
Phone:
From | [5 empty] | To
Device ID | Cable (W) Conductor (SC) Jumper Clip (JC) | Wire No. | Wire ID | Gauge/Size | Page/Zone | Device ID | Location | Page/Zone
GR0141: | SC | GR0141 | GRN/YEL | 14 | 5.B3 | FRAME | JB72 RIGHT RAIL | 5.B3
SolarTools ver. 24.0.84.24712 (Jul 31, 2025)
Report date: 4/21/2026 7:06 AM

## PLC PANEL
PLC PANEL
JB70
Project # | 9A921
Project Name | SPACE EXPLORATION TECHNOLOGIES CORP
Revision | A.3
Controls DE | J.HYDE
Phone: | 0
Controls ME | N. CARPENTER
Phone:
From | [5 empty] | To
Device ID | Cable (W) Conductor (SC) Jumper Clip (JC) | Wire No. | Wire ID | Gauge/Size | Page/Zone | Device ID | Location | Page/Zone
AR0600:IE1 | SC | UV0600G | GRN | 14 | 6.A1 | UV0600:GND | PLC PANEL | 6.B2
AT0680:NEG | SC | 0V | WHT | 14 | 8.B4 | XT0680:2 | PLC PANEL | 8.B3
AT0680:POS | SC | AT0680POS | WHT | 14 | 8.B4 | XT0680:1 | PLC PANEL | 8.B3
BA1100:NEG | SC | BA1100N | WHT | 16 | 31.D1 | UV0291:OUT1(-) | PLC PANEL | 31.C3
BA1100:POS | SC | FU01101 | WHT | 16 | 31.D1 | FU1101:LD | PLC PANEL | 31.D2
FU0291:LD | SC | FU0291 | WHT | 16 | 31.C4 | UV0291:24V(+) | PLC PANEL | 31.C3
FU0680:LD | SC | AT0680POS | WHT | 14 | 8.B2 | XT0680:1 | PLC PANEL | 8.B3
FU1101:LI | SC | UV0291 | WHT | 16 | 31.D2 | UV0291:OUT1(+) | PLC PANEL | 31.C3
AP0602:L2 | WC0001 | AP0602L2 | ENET | CABLE | 6.A3 | AP0603:L1 | PLC PANEL | 6.A3
AP0609:L1 | WC0680 | AT0680LAN1 | ENET | CABLE | 6.A6 | AT0680:LAN1 | PLC PANEL | 8.B4
UV0291:24V(-) | SC | 0V | WHT | 14 | 31.C3 | XT0134:3 | A PANEL | 13.B3
UV0600:(-) | SC | 0V | WHT | 14 | 6.B2 | XT0135:1 | A PANEL | 13.B4
UV0600:(+) | SC | FU0010 | WHT | 14 | 6.B2 | FU0010:LD | A PANEL | 13.A5
AP0603:L2 | WC0003 | AP0603L2 | ENET | CABLE | 6.A3 | AU0090:L2 | A PANEL | 9.C1
AR0600:IE2 | SC | IEG02301 | GRN | 12 | 6.A1 | IEG0230:1 | B PANEL | 6.B6
FU0680:LI | SC | FU0210 | WHT | 14 | 8.B2 | XT0233:3 | B PANEL | 13.C4
GR0234: | SC | GR0234 | GRN | 14 | 5.A4 | IEG0230:12 | B PANEL | 5.A4
XT0680:2 | SC | 0V | WHT | 14 | 8.B3 | XT0235:3 | B PANEL | 13.D4
BA1100:L2 | WC0010 | BA1100L2 | ENET | CABLE | 31.D1 | AT0170:L1 | FIRE SYSTEM CONTROLLER PANEL | 11.A5
AP0602:L1 | WC9017 | AT0170L2 | ENET | CABLE | 6.A3 | AT0170:L2 | FIRE SYSTEM CONTROLLER PANEL | 11.A5
BA1100:DEVICE | WC0101 | BA1100DEVICE | ENET | CABLE | 31.D1 | AT1100:L1 | JB70 | 31.D3
FU0291:LI | SC | FU0136 | WHT | 16 | 31.C4 | FU1100:LI | JB70 RIGHT RAIL | 31.D3
BA1100:L1 | WC9001 | BA0001RJ45 | ENET | CABLE | 31.D1 | BA0001:RJ45 | JB70 RIGHT RAIL | 3.A2
AT0680:LAN2 | WC9019 | BA0009RJ45 | ENET | CABLE | 8.B4 | BA0009:RJ45 | JB70 RIGHT RAIL | 4.A2
SolarTools ver. 24.0.84.24712 (Jul 31, 2025)
Report date: 4/21/2026 7:06 AM

## TURBINE VIB
TURBINE VIB
JB5
Project # | 9A921
Project Name | SPACE EXPLORATION TECHNOLOGIES CORP
Revision | A.3
Controls DE | J.HYDE
Phone: | 0
Controls ME | N. CARPENTER
Phone:
From | [5 empty] | To
Device ID | Cable (W) Conductor (SC) Jumper Clip (JC) | Wire No. | Wire ID | Gauge/Size | Page/Zone | Device ID | Location | Page/Zone
GR0112: | SC | GR0112 | GRN/YEL | 14 | 5.B3 | FRAME | TURBINE VIB | 5.B3
XT0110:1 | JC | FU0136 | CLIP | --- | 19.C6 | XT0110:2 | TURBINE VIB | 19.C6
XT0110:3 | JC | 0V | CLIP | --- | 19.C6 | XT0110:4 | TURBINE VIB | 19.D6
AF0400:12 | SC | XT04001 | GRN | 16 | 19.B5 | XT0400:1 | TURBINE VIB | 19.C5
AF0410:32 | SC | XT04001 | GRN | 16 | 19.B4 | XT0400:1 | TURBINE VIB | 19.C5
AF0410:53 | SC | 0V | WHT | 16 | 19.B4 | XT0110:3 | TURBINE VIB | 19.C6
AF0410:54 | SC | AF0410N | WHT | 16 | 19.B4 | AF0420:53 | TURBINE VIB | 19.B4
AF0410:55 | SC | FU0113 | WHT | 16 | 19.B4 | FU0113:LD | TURBINE VIB | 19.C5
AF0410:56 | SC | AF0410P | WHT | 16 | 19.B4 | AF0420:55 | TURBINE VIB | 19.B4
AF0420:32 | SC | XT04001 | GRN | 16 | 19.B4 | XT0400:1 | TURBINE VIB | 19.C5
AF0420:54 | SC | AF0420N | WHT | 16 | 19.B4 | AF0430:53 | TURBINE VIB | 19.B3
AF0420:56 | SC | AF0420P | WHT | 16 | 19.B4 | AF0430:55 | TURBINE VIB | 19.B3
AF0430:32 | SC | XT04002 | GRN | 16 | 19.B3 | XT0400:2 | TURBINE VIB | 19.C2
AF0430:54 | SC | AF0430N | WHT | 16 | 19.B3 | AF0450:53 | TURBINE VIB | 19.B2
AF0430:56 | SC | AF0430P | WHT | 16 | 19.B3 | AF0450:55 | TURBINE VIB | 19.B2
AF0450:32 | SC | XT04002 | GRN | 16 | 19.B2 | XT0400:2 | TURBINE VIB | 19.C2
FU0110:LD | SC | FU0110 | WHT | 14 | 19.C6 | FU0113:LI | TURBINE VIB | 19.C5
FU0110:LI | SC | FU0136 | WHT | 14 | 19.C6 | XT0110:1 | TURBINE VIB | 19.C6
AF0410:L2 | WC0041 | AF0410L2 | ENET | CABLE | 19.B4 | AF0420:L1 | TURBINE VIB | 19.B4
AF0420:L2 | WC0042 | AF0420L2 | ENET | CABLE | 19.B4 | AF0430:L1 | TURBINE VIB | 19.B3
AF0430:L2 | WC0043 | AF0430L2 | ENET | CABLE | 19.B3 | AF0450:L1 | TURBINE VIB | 19.B2
AF0400:01 | WC1228 | UA12631 | RED | 20 | 61.A6 | UA1263:VT | TURBINE VIB | 61.A5
AF0400:02 | WC1228 | UA12632 | CLR | 20 | 61.A6 | UA1263:OUTPUT | TURBINE VIB | 61.A5
AF0400:03 | WC1228 | UA12633 | BLK | 20 | 61.A6 | UA1263:COM | TURBINE VIB | 61.A5
AF0400:07 | WC1228 | UA1263S | SH | 20 | 61.A6 | FLOATING | TURBINE VIB | 61.A5
AF0410:01 | WC1229 | UA12111 | RED | 20 | 61.B6 | UA1211:VT | TURBINE VIB | 61.B5
AF0410:02 | WC1229 | UA12112 | CLR | 20 | 61.B6 | UA1211:OUTPUT | TURBINE VIB | 61.B5
AF0410:04 | WC1229 | UA12113 | BLK | 20 | 61.B6 | UA1211:COM | TURBINE VIB | 61.B5
AF0410:19 | WC1229 | UA1211S | SH | 20 | 61.B6 | FLOATING | TURBINE VIB | 61.B5
AF0410:05 | WC1230 | UA12101 | RED | 20 | 61.B6 | UA1210:VT | TURBINE VIB | 61.B5
AF0410:06 | WC1230 | UA12102 | CLR | 20 | 61.B6 | UA1210:OUTPUT | TURBINE VIB | 61.B5
AF0410:08 | WC1230 | UA12103 | BLK | 20 | 61.B6 | UA1210:COM | TURBINE VIB | 61.B5
AF0410:23 | WC1230 | UA1210S | SH | 20 | 61.B6 | FLOATING | TURBINE VIB | 61.B5
AF0410:09 | WC1231 | UA12211 | RED | 20 | 61.C6 | UA1221:VT | TURBINE VIB | 61.C5
AF0410:10 | WC1231 | UA12212 | CLR | 20 | 61.C6 | UA1221:OUTPUT | TURBINE VIB | 61.C5
AF0410:12 | WC1231 | UA12213 | BLK | 20 | 61.C6 | UA1221:COM | TURBINE VIB | 61.C5
AF0410:27 | WC1231 | UA1221S | SH | 20 | 61.C6 | FLOATING | TURBINE VIB | 61.C5
AF0410:13 | WC1232 | UA12201 | RED | 20 | 61.C6 | UA1220:VT | TURBINE VIB | 61.C5
AF0410:14 | WC1232 | UA12202 | CLR | 20 | 61.C6 | UA1220:OUTPUT | TURBINE VIB | 61.C5
AF0410:16 | WC1232 | UA12203 | BLK | 20 | 61.C6 | UA1220:COM | TURBINE VIB | 61.C5
AF0410:31 | WC1232 | UA1220S | SH | 20 | 61.C6 | FLOATING | TURBINE VIB | 61.C5
AF0420:01 | WC1233 | UA12311 | RED | 20 | 61.C6 | UA1231:VT | TURBINE VIB | 61.C5
AF0420:02 | WC1233 | UA12312 | CLR | 20 | 61.C6 | UA1231:OUTPUT | TURBINE VIB | 61.C5
AF0420:04 | WC1233 | UA12313 | BLK | 20 | 61.C6 | UA1231:COM | TURBINE VIB | 61.C5
AF0420:19 | WC1233 | UA1231S | SH | 20 | 61.C6 | FLOATING | TURBINE VIB | 61.D5
AF0420:05 | WC1234 | UA12301 | RED | 20 | 61.D6 | UA1230:VT | TURBINE VIB | 61.D5
AF0420:06 | WC1234 | UA12302 | CLR | 20 | 61.D6 | UA1230:OUTPUT | TURBINE VIB | 61.D5
AF0420:08 | WC1234 | UA12303 | BLK | 20 | 61.D6 | UA1230:COM | TURBINE VIB | 61.D5
AF0420:23 | WC1234 | UA1230S | SH | 20 | 61.D6 | FLOATING | TURBINE VIB | 61.D5
AF0450:09 | WC1235 | UA12621 | RED | 20 | 61.D6 | UA1262:VT | TURBINE VIB | 61.D5
AF0450:10 | WC1235 | UA12622 | CLR | 20 | 61.D6 | UA1262:OUTPUT | TURBINE VIB | 61.D5
AF0450:12 | WC1235 | UA12623 | BLK | 20 | 61.D6 | UA1262:COM | TURBINE VIB | 61.D5
AF0450:27 | WC1235 | UA1262S | SH | 20 | 61.D6 | FLOATING | TURBINE VIB | 61.D5
AF0400:04 | WC1236 | UA12731 | RED | 20 | 62.A6 | UA1273:VT | TURBINE VIB | 62.A5
AF0400:05 | WC1236 | UA12732 | CLR | 20 | 62.A6 | UA1273:OUTPUT | TURBINE VIB | 62.A5
AF0400:06 | WC1236 | UA12733 | BLK | 20 | 62.A6 | UA1273:COM | TURBINE VIB | 62.A5
AF0400:11 | WC1236 | UA1273S | SH | 20 | 62.A6 | FLOATING | TURBINE VIB | 62.A5
AF0430:01 | WC1237 | UA12411 | RED | 20 | 62.B6 | UA1241:VT | TURBINE VIB | 62.B5
AF0430:02 | WC1237 | UA12412 | CLR | 20 | 62.B6 | UA1241:OUTPUT | TURBINE VIB | 62.B5
AF0430:04 | WC1237 | UA12413 | BLK | 20 | 62.B6 | UA1241:COM | TURBINE VIB | 62.B5
AF0430:19 | WC1237 | UA1241S | SH | 20 | 62.B6 | FLOATING | TURBINE VIB | 62.B5
AF0430:05 | WC1238 | UA12401 | RED | 20 | 62.B6 | UA1240:VT | TURBINE VIB | 62.B5
AF0430:06 | WC1238 | UA12402 | CLR | 20 | 62.B6 | UA1240:OUTPUT | TURBINE VIB | 62.B5
AF0430:08 | WC1238 | UA12403 | BLK | 20 | 62.B6 | UA1240:COM | TURBINE VIB | 62.B5
AF0430:23 | WC1238 | UA1240S | SH | 20 | 62.B6 | FLOATING | TURBINE VIB | 62.B5
AF0430:09 | WC1239 | UA12511 | RED | 20 | 62.C6 | UA1251:VT | TURBINE VIB | 62.C5
AF0430:10 | WC1239 | UA12512 | CLR | 20 | 62.C6 | UA1251:OUTPUT | TURBINE VIB | 62.C5
AF0430:12 | WC1239 | UA12513 | BLK | 20 | 62.C6 | UA1251:COM | TURBINE VIB | 62.C5
AF0430:27 | WC1239 | UA1251S | SH | 20 | 62.C6 | FLOATING | TURBINE VIB | 62.C5
AF0430:13 | WC1240 | UA12501 | RED | 20 | 62.C6 | UA1250:VT | TURBINE VIB | 62.C5
AF0430:14 | WC1240 | UA12502 | CLR | 20 | 62.C6 | UA1250:OUTPUT | TURBINE VIB | 62.C5
AF0430:16 | WC1240 | UA12503 | BLK | 20 | 62.C6 | UA1250:COM | TURBINE VIB | 62.C5
AF0430:31 | WC1240 | UA1250S | SH | 20 | 62.C6 | FLOATING | TURBINE VIB | 62.C5
AF0450:13 | WC1241 | UA12721 | RED | 20 | 62.C6 | UA1272:VT | TURBINE VIB | 62.C5
AF0450:14 | WC1241 | UA12722 | CLR | 20 | 62.C6 | UA1272:OUTPUT | TURBINE VIB | 62.C5
AF0450:16 | WC1241 | UA12723 | BLK | 20 | 62.C6 | UA1272:COM | TURBINE VIB | 62.C5
AF0450:31 | WC1241 | UA1272S | SH | 20 | 62.C6 | FLOATING | TURBINE VIB | 62.D5
AF0450:05 | WC4749 | UA15201 | RED | 20 | 44.A7 | UA1520:+24 | TURBINE VIB | 44.A5
AF0450:06 | WC4749 | UA15202 | WHT | 20 | 44.A7 | UA1520:OUT | TURBINE VIB | 44.A5
AF0450:08 | WC4749 | UA15203 | BLK | 20 | 44.A7 | UA1520:COM | TURBINE VIB | 44.A5
AF0450:23 | WC4749 | PE1520S | SH | 20 | 44.A7 | XT1521:1 | TURBINE VIB | 44.A5
AF0400:LBUS | WC8040 | AF0410RBUS | BUS | CABLE | 19.B5 | AF0410:RBUS | TURBINE VIB | 19.B4
AF0410:LBUS | WC8041 | AF0420RBUS | BUS | CABLE | 19.B4 | AF0420:RBUS | TURBINE VIB | 19.B4
AF0420:LBUS | WC8042 | AF0430RBUS | BUS | CABLE | 19.B4 | AF0430:RBUS | TURBINE VIB | 19.B3
AF0430:LBUS | WC8043 | AF0450RBUS | BUS | CABLE | 19.B3 | AF0450:RBUS | TURBINE VIB | 19.B2
XT0110:1 | WC8034 | FU0136 | 1 | 12 | 19.C6 | XT0138:4 | A PANEL | 13.B3
XT0110:5 | WC8034 | ESTOP | 2 | 12 | 19.D5 | XT0139:4 | A PANEL | 16.B3
XT0110:3 | WC8034 | 0V | 3 | 12 | 19.C6 | XT0134:4 | A PANEL | 13.B3
XT0400:3 | SC | IEG02307 | GRN | 14 | 19.C3 | IEG0230:7 | B PANEL | 19.C4
AF0410:L1 | WC0060 | AU0060L2 | ENET | CABLE | 19.B4 | AU0060:L2 | B PANEL | 10.C2
AF0450:L2 | WC0045 | AF0450L2 | ENET | CABLE | 19.B2 | AF0510:L1 | GEN VIB PANEL | 21.A4
SolarTools ver. 24.0.84.24712 (Jul 31, 2025)
Report date: 4/21/2026 7:06 AM

## Panel Errors
Panel Errors
Project # | 9A921
Project Name | SPACE EXPLORATION TECHNOLOGIES CORP
Revision | A.3
Controls DE | J.HYDE
Phone: | 0
Controls ME | N. CARPENTER
Phone:
From | [6 empty] | To
Device ID | Location | Cable (W) Conductor (SC) Jumper Clip (JC) | Wire ID | Wire No. | Gauge/Size | Page/Zone | Device ID | Location | Page/Zone
FW141:5 | PANEL | SC |  | * |  | 27.D2 | FW141:6 | PANEL | 27.D2
FW140:1 | PANEL | SC | GRN/YEL | EXCS | 12 | 79.C6 | XT0370:3 | GENERATOR PANEL | 79.C4
SolarTools ver. 24.0.84.24712 (Jul 31, 2025)
Report date: 4/21/2026 7:06 AM

## Cable Part Numbers
Cable Part Numbers |  |  | SolarTools ver. 24.0.84.24712 (Jul 31, 2025)
Project # | 9A921
Report date: 4/21/2026 7:06 AM
Project Name | SPACE EXPLORATION TECHNOLOGIES CORP
Revision | A.3
Controls DE | J.HYDE
Phone: | 0
Controls ME | N. CARPENTER
Phone:
Device ID |  | Part Number |  | Description
WC0001 |  | 1302073-36 |  | CABLE, ETHERNET - 36 INCHES
WC0003 |  | 1302073-36 |  | CABLE, ETHERNET - 36 INCHES
WC0007 |  | 1302073-36 |  | CABLE, ETHERNET - 36 INCHES
WC0008 |  | 1302073-36 |  | CABLE, ETHERNET - 36 INCHES
WC0009 |  | 1302073-36 |  | CABLE, ETHERNET - 36 INCHES
WC0010 |  | 1302073-36 |  | CABLE, ETHERNET - 36 INCHES
WC0012 |  | 1302073-36 |  | CABLE, ETHERNET - 36 INCHES
WC0014 |  | 1302073-36 |  | CABLE, ETHERNET - 36 INCHES
WC0041 |  | 1302073-36 |  | CABLE, ETHERNET - 36 INCHES
WC0042 |  | 1302073-36 |  | CABLE, ETHERNET - 36 INCHES
WC0043 |  | 1302073-36 |  | CABLE, ETHERNET - 36 INCHES
WC0051 |  | 1302073-36 |  | CABLE, ETHERNET - 36 INCHES
WC0060 |  | 1302073-36 |  | CABLE, ETHERNET - 36 INCHES
WC0101 |  | 1302073-36 |  | CABLE, COMMUNICATION CABLE - 36 INCHES
WC0680 |  | 1302073-36 |  | CABLE, COMMUNICATION CABLE - 36 INCHES
WC1228 |  | 1075034-5 |  | PVC, 1 TRIAD TWISTED SHIELDED
WC1229 |  | 1075034-5 |  | PVC, 1 TRIAD TWISTED SHIELDED
WC1230 |  | 1075034-5 |  | PVC, 1 TRIAD TWISTED SHIELDED
WC1231 |  | 1075034-5 |  | PVC, 1 TRIAD TWISTED SHIELDED
WC1232 |  | 1075034-5 |  | PVC, 1 TRIAD TWISTED SHIELDED
WC1233 |  | 1075034-5 |  | PVC, 1 TRIAD TWISTED SHIELDED
WC1234 |  | 1075034-5 |  | PVC, 1 TRIAD TWISTED SHIELDED
WC1235 |  | 1075034-5 |  | PVC, 1 TRIAD TWISTED SHIELDED
WC1236 |  | 1075034-5 |  | PVC, 1 TRIAD TWISTED SHIELDED
WC1237 |  | 1075034-5 |  | PVC, 1 TRIAD TWISTED SHIELDED
WC1238 |  | 1075034-5 |  | PVC, 1 TRIAD TWISTED SHIELDED
WC1239 |  | 1075034-5 |  | PVC, 1 TRIAD TWISTED SHIELDED
WC1240 |  | 1075034-5 |  | PVC, 1 TRIAD TWISTED SHIELDED
WC1241 |  | 1075034-5 |  | PVC, 1 TRIAD TWISTED SHIELDED
WC4524 |  | 1022941-12 |  | TPE, 1 PAIR TWISTED SHIELDED
WC4749 |  | 1022941-13 |  | TPE, 1 TRIAD TWISTED SHIELDED
WC5018 |  | 1022941-22 |  | TPE, 1 PAIR TWISTED SHIELDED
WC5072 |  | PART OF 1103208-100 |  | CABLE, 2 CONDUCTOR UNSHIELDED PART OF HORN
WC5500 |  | 1022941-22 |  | TPE, 1 PAIR TWISTED SHIELDED
WC8009 |  | 1022941-22 |  | TPE, 1 PAIR TWISTED SHIELDED
WC8040 |  | 1322418-90 |  | CABLE, SYTSTEM FUNCTION
WC8041 |  | 1322418-90 |  | CABLE, SYTSTEM FUNCTION
WC8042 |  | 1322418-90 |  | CABLE, SUPPLIED BY OTHERS
WC8043 |  | 1322418-90 |  | CABLE, SUPPLIED BY OTHERS
WC8066 |  | 1022941-22 |  | TPE, 1 PAIR TWISTED SHIELDED
WC8067 |  | 1022941-22 |  | TPE, 1 PAIR TWISTED SHIELDED
WC8069 |  | 1022941-22 |  | TPE, 1 PAIR TWISTED SHIELDED
WC8101 |  | 1022941-32 |  | TPE, 1 PAIR TWISTED SHIELDED
WC8102 |  | 1022941-32 |  | TPE, 1 PAIR TWISTED SHIELDED
WC8150 |  | 1322418-90 |  | CABLE, SYTSTEM FUNCTION
WC8201 |  | 1022941-32 |  | TPE, 1 PAIR TWISTED SHIELDED
WC8301 |  | 1022941-32 |  | TPE, 1 PAIR TWISTED SHIELDED
WC9001 |  | 1302073-36 |  | CABLE, ETHERNET - 36 INCHES
WC9017 |  | 1302073-36 |  | CABLE, COMMUNICATION CABLE - 36 INCHES
WC9019 |  | 1302073-36 |  | CABLE, ETHERNET - 36 INCHES

## Part Number List
Part Number List |  | SolarTools ver. 24.0.84.24712 (Jul 31, 2025)
Project # | 9A921
Report date: 4/21/2026 7:06 AM
Project Name | SPACE EXPLORATION TECHNOLOGIES CORP
Revision | A.3
Controls DE | J.HYDE
Phone: | 0
Controls ME | N. CARPENTER
Phone:
Device ID | Part Number | Description | Location
AF0081 | 2684693-18,2684693-28 | 5094-IB16SXT, 16 DISCRETE INPUT, S | A PANEL
AF0082 | 2684693-17,2684693-23 | 5094-IB16XT, 16 DISCRETE INPUT | A PANEL
AF0083 | 2684693-19,2684693-33 | 5094-IY8XT, 8 ANALOG INPUT,TC/RTD/I&V | A PANEL
AF0084 | 2684693-19,2684693-33 | 5094-IY8XT, 8 ANALOG INPUT,TC/RTD/I&V | A PANEL
AF0085 | 2684693-18,2684693-56 | 5094-IF8IHXT, 8 ANALOG INPUT, ISOLATED | A PANEL
AF0086 | 2684693-18,2684693-56 | 5094-IF8IHXT, 8 ANALOG INPUT, ISOLATED | A PANEL
AF0087 | 2684693-17,2684693-23 | 5094-IB16XT, 16 DISCRETE INPUT | A PANEL
AF0091 | 2684693-17,2684693-23 | 5094-IB16XT, 16 DISCRETE INPUT | A PANEL
AF0092 | 2684693-17,2684693-24 | 5094-OB16XT, 16 DISCRETE OUTPUT | A PANEL
AF0093 | 2684693-17,2684693-24 | 5094-OB16XT, 16 DISCRETE OUTPUT | A PANEL
AF0094 | 2684693-19,2684693-33 | 5094-IY8XT, 8 ANALOG INPUT,TC/RTD/I&V | A PANEL
AF0095 | 2684693-17,2684693-25 | 5094-OB8XT, 8 DISCRETE OUTPUT | A PANEL
AF0096 | 2684693-21,2684693-36 | 5094-IRT8SXT, 8 RTD/TC ANALOG INPUT, S | A PANEL
AU0080 | 2684693-22 | 5094-AENTRXT, FLEX 5000 I/O | A PANEL
AU0090 | 2684693-22 | 5094-AENTRXT, FLEX 5000 I/O | A PANEL
FU0010 | 1043265-1,1043265-5 | FUSE, 10A | A PANEL
FU0011 | 1043265-1,1043265-7 | FUSE, 20A | A PANEL
FU0012 | 1043265-1,1043265-5 | FUSE, 10A | A PANEL
FU0013 | 1043265-1,1043265-5 | FUSE, 10A | A PANEL
FU0014 | 1043265-1,1043265-5 | FUSE, 10A | A PANEL
FU0015 | 1043265-1,1043265-5 | FUSE, 10A | A PANEL
FU0017 | [2]1043265-1,[2]1043265-5 | FUSE, 10A | A PANEL
FU0080 | 1043265-1,1043265-5 | FUSE, 10A | A PANEL
FU0090 | 1043265-1,1043265-5 | FUSE, 10A | A PANEL
FU0091 | 1043265-1,1043265-5 | FUSE, 10A | A PANEL
FU0092 | 1043265-1,1043265-5 | FUSE, 10A | A PANEL
FU0093 | 1043265-1,1043265-5 | FUSE, 10A | A PANEL
FU0136 | 1043265-1,1043265-9 | FUSE, 30A | A PANEL
FU0137 | 1043265-1,1043265-7 | FUSE, 20A | A PANEL
FU0139 | 1043265-1,1043265-4 | FUSE, 5A | A PANEL
FU0140 | 1043265-1,1043265-4 | FUSE, 5A | A PANEL
GR0131 | 903849C1 | RAIL GROUND, DIN RAIL GROUNDING | A PANEL
GR0132 | 903849C1 | RAIL GROUND, DIN RAIL GROUNDING | A PANEL
GR0133 | 903849C1 | RAIL GROUND, DIN RAIL GROUNDING | A PANEL
KA0130 | 1061979-2 | RELAY, LOWSPEED/OPEN PROBE SETPOINT | A PANEL
KA0131 | 1061979-2 | RELAY, CONTROLLER ACTIVE | A PANEL
KA0132 | 1061979-2 | RELAY, CONTROLLER ACTIVE | A PANEL
KA0133 | 1061979-2 | RELAY, POST LUBE NOT REQUIRED | A PANEL
KA0134 | 1061979-2 | RELAY, BACKUP COMMAND OFF | A PANEL
KA0135 | 1061979-2 | RELAY, AC PRE/POST PUMP DRIVE | A PANEL
KA0136 | 1061979-2 | RELAY, LUBE OIL HEADER PRESSURE HIGH | A PANEL
KA0137 | 1061979-2 | RELAY, LUBE PUMP INHIBIT | A PANEL
KA0138 | 1061979-2 | RELAY, BACKUP LUBE OIL PUMP OFF | A PANEL
KA0141 | 1061979-2 | RELAY, CONTROLLER ACTIVE | A PANEL
KA0144 | 1061979-2 | RELAY, AC PRE/POST PUMP DRIVE | A PANEL
KA0221 | 1061979-2 | RELAY, PRIMARY GAS FUEL SHUTOFF VALVE | A PANEL
KA2160 | 1061979-2 | RELAY, CLOSE GAS BLOCK VALVE | A PANEL
KA2161 | 1061979-2 | RELAY, OPEN GAS BLEED VALVE | A PANEL
KA3103 | 1061979-2 | RELAY, LUBE OIL TANK HEATER | A PANEL
KA3220 | 1061979-2 | RELAY, LUBE OIL COOLER FAN | A PANEL
KA6211 | 1061979-2 | RELAY, DRIVER ENCLOSURE^VENT FAN #1 | A PANEL
KA6221 | 1061979-2 | RELAY, DRIVEN ENCLOSURE^VENT FAN #1 | A PANEL
KT0140 | 2651077-1 | TIMER RELAY, BACKUP PUMP POST LUBE OFF CYCLE | A PANEL
KT0141 | 2651077-1 | TIMER RELAY, BACKUP POST LUBE CONTINUOUS | A PANEL
KT0142 | 2651077-1 | TIMER RELAY, TOTAL POST LUBE | A PANEL
KT0143 | 2651077-1 | TIMER RELAY, BACKUP PUMP POST LUBE ON CYCLE | A PANEL
KT0144 | 2651077-1 | TIMER RELAY, HEADER PRESSURE HIGH BACKUP PUMP OFF | A PANEL
KT0145 | 2651077-1 | TIMER RELAY, FIRE DETECTED ROLLDOWN LUBE | A PANEL
KT0146 | 2651077-3 | TIMER RELAY, WATCHDOG | A PANEL
PC0470 | 2271605-1 | TIMER/COUNTER, ENGINE HOUR / START COUNTER | A PANEL
PEG0130 | 232941-300 | BUS BAR, PANEL A - POWER EARTH GROUNDING | A PANEL
RR0851 | 981090C1 | RESISTOR, 3.01K OHM | A PANEL
RR0852 | 981089C1 | RESISTOR, 1.0K OHM | A PANEL
UJ0131 | 1286570-1 | POWER CONVERTER, AC/DC INPUT TO 28V DC OUTPUT | A PANEL
XT0011 | 1066730-16,1066730-17,1066730-18 | TERMINAL STRIP, 2 CONDUCTOR | A PANEL
XT0014 | 1247052-1 | BUS BAR, SYSTEM FUNCTION (USE) | A PANEL
XT0080 | 1066730-7 | TERMINAL BLOCK, SPRING, 4 CONDUCTOR,30-12 AWG (0.05-3.31 MM2),NON-IS | A PANEL
XT0081 | 1066730-4,1066730-7,1066730-8 | TERMINAL BLOCK, SPRING, 4 CONDUCTOR,30-12 AWG (0.05-3.31 MM2),NON-IS | A PANEL
XT0085 | 1066730-7,1066730-8,1067996-4 | TERMINAL BLOCK, SPRING, 4 CONDUCTOR,30-12 AWG (0.05-3.31 MM2),NON-IS | A PANEL
XT0134 | 1066730-16,1066730-17,1066730-18 | TERMINAL STRIP, 2 CONDUCTOR | A PANEL
XT0135 | 1066730-7,1066730-8,1067996-4 | TERMINAL BLOCK, SPRING, 4 CONDUCTOR,30-12 AWG (0.05-3.31 MM2),NON-IS | A PANEL
XT0136 | 1066730-7,1066730-8,1067996-82 | TERMINAL BLOCK, SPRING, 4 CONDUCTOR,30-12 AWG (0.05-3.31 MM2),NON-IS | A PANEL
XT0137 | 1066730-5,1066730-7,1067996-4 | TERMINAL BLOCK, SPRING, 4 CONDUCTOR,30-12 AWG (0.05-3.31 MM2),NON-IS | A PANEL
XT0138 | 1066730-16,1066730-17,1066730-18 | TERMINAL STRIP, 2 CONDUCTOR | A PANEL
XT0139 | 1066730-7,1066730-8,1067996-4 | TERMINAL BLOCK, SPRING, 4 CONDUCTOR,30-12 AWG (0.05-3.31 MM2),NON-IS | A PANEL
AF0061 | 2684693-17,2684693-25 | 5094-OB8XT, 8 DISCRETE OUTPUT | B PANEL
AF0062 | 2684693-17,2684693-25 | 5094-OB8XT, 8 DISCRETE OUTPUT | B PANEL
AF0063 | 2684693-17,2684693-23 | 5094-IB16XT, 16 DISCRETE INPUT | B PANEL
AF0064 | 2684693-18,2684693-30 | 5094-IF4IHSXT, 4 ANALOG INPUT, S | B PANEL
AF0065 | 2684693-18,2684693-30 | 5094-IF4IHSXT, 4 ANALOG INPUT, S | B PANEL
AF0066 | 2684693-18,2684693-27 | 5094-OF8IHXT, 8 ANALOG OUTPUT, ISOLATED | B PANEL
AF0067 | 2684693-17,2684693-25 | 5094-OB8XT, 8 DISCRETE OUTPUT | B PANEL
AF0068 | 2684693-21,2684693-36 | 5094-IRT8SXT, 8 RTD/TC ANALOG INPUT, S | B PANEL
AF0071 | 2684693-18,2684693-32 | 5094-IJ2ISXT, 2 FAST COUNTER INPUT, S | B PANEL
AF0072 | 2684693-18,2684693-30 | 5094-IF4IHSXT, 4 ANALOG INPUT, S | B PANEL
AF0073 | 2684693-21,2684693-36 | 5094-IRT8SXT, 8 RTD/TC ANALOG INPUT, S | B PANEL
AF0074 | 2684693-18,2684693-56 | 5094-IF8IHXT, 8 ANALOG INPUT, ISOLATED | B PANEL
AF0075 | 2684693-18,2684693-30 | 5094-IF4IHSXT, 4 ANALOG INPUT, S | B PANEL
AF0076 | 2684693-18,2684693-55 | 5094-OB16SXT, 16 DISCRETE OUTPUT, S | B PANEL
AF0077 | 2684693-19,2684693-33 | 5094-IY8XT, 8 ANALOG INPUT,TC/RTD/I&V | B PANEL
AU0060 | 2684693-22 | 5094-AENTRXT, FLEX 5000 I/O | B PANEL
AU0070 | 2684693-22 | 5094-AENTRXT, FLEX 5000 I/O | B PANEL
FU0060 | 1043265-1,1043265-5 | FUSE, 10A | B PANEL
FU0061 | 1043265-1,1043265-5 | FUSE, 10A | B PANEL
FU0062 | 1043265-1,1043265-5 | FUSE, 10A | B PANEL
FU0063 | 1043265-1,1043265-5 | FUSE, 10A | B PANEL
FU0064 | 1043265-1,1043265-5 | FUSE, 10A | B PANEL
FU0070 | 1043265-1,1043265-5 | FUSE, 10A | B PANEL
FU0071 | 1043265-1,1043265-5 | FUSE, 10A | B PANEL
FU0210 | 1043265-1,1043265-7 | FUSE, 20A | B PANEL
FU0211 | 1043265-1,1043265-4 | FUSE, 5A | B PANEL
FU0212 | 1043265-1,1043265-3 | FUSE, 2A | B PANEL
GR0231 | 903849C1 | RAIL GROUND, DIN RAIL GROUNDING | B PANEL
GR0232 | 903849C1 | RAIL GROUND, DIN RAIL GROUNDING | B PANEL
GR0233 | 903849C1 | RAIL GROUND, DIN RAIL GROUNDING | B PANEL
IEG0230 | 232941-300 | BUS BAR, PANEL B - INSTRUMENT EARTH GROUNDING | B PANEL
KA0222 | 1061979-2 | RELAY, SECONDARY GAS FUEL SHUTOFF VALVE | B PANEL
KA0231 | 1061979-2 | RELAY, CONTROLLER ACTIVE | B PANEL
KA0232 | 1061979-2 | RELAY, CONTROLLER ACTIVE | B PANEL
KA0233 | 1061979-2 | RELAY, CONTROLLER ACTIVE | B PANEL
KA0234 | 1061979-2 | RELAY, CONTROLLER ACTIVE | B PANEL
KA0235 | 1061979-2 | RELAY, NO EMERGENCY SHUTDOWN SUMMARY | B PANEL
KA0236 | 1061979-2 | RELAY, NO EMERGENCY SHUTDOWN SUMMARY | B PANEL
KA0237 | 1061979-2 | RELAY, NO EMERGENCY SHUTDOWN SUMMARY | B PANEL
KA0238 | 1061979-2 | RELAY, NO EMERGENCY SHUTDOWN SUMMARY | B PANEL
KA0239 | 1061979-2 | RELAY, NO EMERGENCY SHUTDOWN SUMMARY | B PANEL
KA0240 | 1061979-2 | RELAY, NO EMERGENCY SHUTDOWN SUMMARY | B PANEL
KA0241 | 1061979-2 | RELAY, BACKUP SYSTEM RESET | B PANEL
KA0242 | 1061979-2 | RELAY, BACKUP SYSTEM RESET | B PANEL
KA0243 | 1061979-2 | RELAY, NO FIRE DETECTED | B PANEL
KA0244 | 1061979-2 | RELAY, NO FIRE DETECTED | B PANEL
KA0245 | 1061979-2 | RELAY, NO GAS DETECTED | B PANEL
KA0246 | 1061979-2 | RELAY, NO FIRE DETECTED | B PANEL
KA0247 | 1061979-2 | RELAY, NO FIRE DETECTED | B PANEL
KA0248 | 1061979-2 | RELAY, NO EMERGENCY SHUTDOWN SUMMARY | B PANEL
KA0249 | 1061979-2 | RELAY, NO GAS DETECTED | B PANEL
KA0250 | 1061979-2 | RELAY, NO EMERGENCY SHUTDOWN SUMMARY | B PANEL
KA1020 | 1061979-1 | RELAY, IGNITION START | B PANEL
XT0060 | 1066730-7,1066730-8,1067996-4 | TERMINAL BLOCK, SPRING, 4 CONDUCTOR,30-12 AWG (0.05-3.31 MM2),NON-IS | B PANEL
XT0070 | 1066730-7,1066730-8,1067996-4 | TERMINAL BLOCK, SPRING, 4 CONDUCTOR,30-12 AWG (0.05-3.31 MM2),NON-IS | B PANEL
XT0233 | 1066730-7,1066730-8,1067996-4 | TERMINAL BLOCK, SPRING, 4 CONDUCTOR,30-12 AWG (0.05-3.31 MM2),NON-IS | B PANEL
XT0235 | 1066730-7,1066730-8,1067996-4 | TERMINAL BLOCK, SPRING, 4 CONDUCTOR,30-12 AWG (0.05-3.31 MM2),NON-IS | B PANEL
XT0236 | 1066730-7,1066730-8,1067996-82 | TERMINAL BLOCK, SPRING, 4 CONDUCTOR,30-12 AWG (0.05-3.31 MM2),NON-IS | B PANEL
XT0237 | 1066730-10,1066730-9,1067996-4 | DIODE TERMINAL STRIP, 4 CONDUCTOR | B PANEL
XT0240 | 1066730-7,1066730-8,1067996-4 | TERMINAL BLOCK, SPRING, 4 CONDUCTOR,30-12 AWG (0.05-3.31 MM2),NON-IS | B PANEL
CCAT0170 | CUSTOMER DEFINED | CUSTOMER CONNECTION, TROUBLE ALARM SIGNAL | CUSTOMER FIRE AND GAS SIGNALS
CCKA0982 | CUSTOMER DEFINED | CUSTOMER CONNECTION, FIRE DETECTED SIGNAL | CUSTOMER FIRE AND GAS SIGNALS
CCKA0984 | CUSTOMER DEFINED | CUSTOMER CONNECTION, GAS DETECTED SIGNAL | CUSTOMER FIRE AND GAS SIGNALS
AT0170 | 1056244-29 | CONTROLLER, EAGLE QUANTUM PREMIER | FIRE SYSTEM CONTROLLER PANEL
GR0171 | 903849C1 | RAIL GROUND, DIN RAIL GROUNDING | FIRE SYSTEM CONTROLLER PANEL
RR0175A | 912137C1 | RESISTOR, 10K OHM | FIRE SYSTEM CONTROLLER PANEL
RR0175D | 912137C1 | RESISTOR, 10K OHM | FIRE SYSTEM CONTROLLER PANEL
RR0175I | 912137C1 | RESISTOR, 10K OHM | FIRE SYSTEM CONTROLLER PANEL
RR0175M | 912137C1 | RESISTOR, 10K OHM | FIRE SYSTEM CONTROLLER PANEL
UV0170 | 1056244-2 | POWER SUPPLY, EAGLE QUANTUM PREMIER | FIRE SYSTEM CONTROLLER PANEL
VD0175A | 960592C1 | DIODE, 15 pF | FIRE SYSTEM CONTROLLER PANEL
VD0175D | 960592C1 | DIODE, 15 pF | FIRE SYSTEM CONTROLLER PANEL
VD0175I | 960592C1 | DIODE, 15 pF | FIRE SYSTEM CONTROLLER PANEL
XT0174 | 1066730-7 | TERMINAL BLOCK, SPRING, 4 CONDUCTOR,30-12 AWG (0.05-3.31 MM2),NON-IS | FIRE SYSTEM CONTROLLER PANEL
CCKA2160 | CUSTOMER DEFINED | CUSTOMER CONNECTION, CLOSE GAS BLOCK VALVE | GAS FUEL BLOCK BLEED VALVE
CCKA2161 | CUSTOMER DEFINED | CUSTOMER CONNECTION, OPEN GAS BLEED VALVE | GAS FUEL BLOCK BLEED VALVE
AF0500 | 1322418-31,1322418-40,1322418-72,1322418-73 | 1444-TSCX02-02RB, 2-CH TACHOMETER INPUT^DYNAMIX 1444 VIBRATION | GEN VIB PANEL
AF0510 | 1322418-11,1322418-20 | 1444-DYN04-01RA, 4-CH VIBRATION INPUT^DYNAMIX 1444 VIBRATION | GEN VIB PANEL
FU0130 | 1043265-1,1043265-4 | FUSE, 5A | GEN VIB PANEL
XT0130 | 1066730-32,[2]1066730-7,1066730-8,1067996-4,1067996-82 | TERMINAL BLOCK, SPRING, 4 CONDUCTOR,30-12 AWG (0.05-3.31 MM2),NON-IS | GEN VIB PANEL
XT0500 | [2]1066730-1 | TERMINAL STRIP, 4 CONDUCTOR | GEN VIB PANEL
AF0121 | 2684693-17,2684693-24 | 5094-OB16XT, 16 DISCRETE OUTPUT | GENERATOR PANEL
AF0122 | 2684693-17,2684693-23 | 5094-IB16XT, 16 DISCRETE INPUT | GENERATOR PANEL
AF0123 | 2684693-19,2684693-33 | 5094-IY8XT, 8 ANALOG INPUT,TC/RTD/I&V | GENERATOR PANEL
AF0181 | 2684693-17,2684693-25 | 5094-OB8XT, 8 DISCRETE OUTPUT | GENERATOR PANEL
AF0182 | 2684693-17,2684693-23 | 5094-IB16XT, 16 DISCRETE INPUT | GENERATOR PANEL
AF0183 | 2684693-18,2684693-28 | 5094-IB16SXT, 16 DISCRETE INPUT, S | GENERATOR PANEL
AF0184 | 2684693-19,2684693-33 | 5094-IY8XT, 8 ANALOG INPUT,TC/RTD/I&V | GENERATOR PANEL
AF0185 | 2684693-18,2684693-27 | 5094-OF8IHXT, 8 ANALOG OUTPUT, ISOLATED | GENERATOR PANEL
AT0140 | 2769310-1,2769310-4 | MODULE, DECS-250 | GENERATOR PANEL
AU0120 | 2684693-22 | 5094-AENTRXT, FLEX 5000 I/O | GENERATOR PANEL
AU0180 | 2684693-22 | 5094-AENTRXT, FLEX 5000 I/O | GENERATOR PANEL
FU0120 | 1043265-1,1043265-5 | FUSE, 10A | GENERATOR PANEL
FU0121 | 1043265-1,1043265-5 | FUSE, 10A | GENERATOR PANEL
FU0180 | 1043265-1,1043265-5 | FUSE, 10A | GENERATOR PANEL
FU0181 | 1043265-1,1043265-5 | FUSE, 10A | GENERATOR PANEL
FU0182 | 1043265-1,1043265-5 | FUSE, 10A | GENERATOR PANEL
FU0313 | 1043265-1,1043265-7 | FUSE, 20A | GENERATOR PANEL
FU0314 | 1043265-1,1043265-7 | FUSE, 20A | GENERATOR PANEL
FU0332 | 1043265-1,1043265-7 | FUSE, 20A | GENERATOR PANEL
FU0333 | 1043265-1,1043265-4 | FUSE, 5A | GENERATOR PANEL
FU0334 | 1043265-1,1043265-4 | FUSE, 5A | GENERATOR PANEL
FU0335 | 1043265-1,1043265-4 | FUSE, 5A | GENERATOR PANEL
GR0120 | 903849C1 | RAIL GROUND, DIN RAIL GROUNDING | GENERATOR PANEL
GR0142 | 903849C1 | RAIL GROUND, DIN RAIL GROUNDING | GENERATOR PANEL
GR0143 | 903849C1 | RAIL GROUND, DIN RAIL GROUNDING | GENERATOR PANEL
GR0180 | 903849C1 | RAIL GROUND, DIN RAIL GROUNDING | GENERATOR PANEL
IEG0130 | 232941-110 | BUS BAR, GENERATOR - INSTRUMENT EARTH GROUNDING | GENERATOR PANEL
KA0121 | 1061979-2 | RELAY, AUTOMATIC CLOSE CIRCUIT BREAKER | GENERATOR PANEL
KA0123 | 1061979-2 | RELAY, CGCM #1 ENABLED | GENERATOR PANEL
KA0128 | 1061979-2 | RELAY, GENERATOR TRIP SUMMARY CIRCUIT BREAKER | GENERATOR PANEL
KA0180 | [2]1061979-2 | RELAY, 90% SPEED | GENERATOR PANEL
KA0185 | 1061979-2 | RELAY, PERMISSIVE CLOSE CIRCUIT BREAKER | GENERATOR PANEL
KA0310 | 1061979-2 | RELAY, CGCM #1 FAULT | GENERATOR PANEL
KA0313 | 1076251-1,1076251-2 | RELAY, PMG INPUT #1 | GENERATOR PANEL
KA0330 | 1061979-2 | RELAY, CLOSED CIRCUIT BREAKER | GENERATOR PANEL
KA0331 | 1061979-2 | RELAY, MAIN UTILITY BREAKER AUXILIARY CONTACT CLOSED | GENERATOR PANEL
KA0332 | 1061979-2 | RELAY, CLOSE CONTROL CIRCUIT BREAKER | GENERATOR PANEL
KA0333 | 1061979-2 | RELAY, TRIP CONTROL CIRCUIT BREAKER | GENERATOR PANEL
KA0335 | 1061979-2 | RELAY, NO EMERGENCY SHUTDOWN SUMMARY | GENERATOR PANEL
KA0336 | 1061979-2 | RELAY, CONTROLLER ACTIVE | GENERATOR PANEL
KA4100 | 1061979-2 | RELAY, GENERATOR HEATER DISABLED | GENERATOR PANEL
PEG0140 | 232941-200 | BUS BAR, GENERATOR - POWER EARTH GROUNDING | GENERATOR PANEL
XT0120 | 1066730-7,1067996-4 | TERMINAL BLOCK, SPRING, 4 CONDUCTOR,30-12 AWG (0.05-3.31 MM2),NON-IS | GENERATOR PANEL
XT0180 | 1066730-7,1066730-8,1067996-4 | TERMINAL BLOCK, SPRING, 4 CONDUCTOR,30-12 AWG (0.05-3.31 MM2),NON-IS | GENERATOR PANEL
XT0313 | 1066730-7,1067996-4 | TERMINAL BLOCK, SPRING, 4 CONDUCTOR,30-12 AWG (0.05-3.31 MM2),NON-IS | GENERATOR PANEL
XT0332 | 1066730-7,1067996-4 | TERMINAL BLOCK, SPRING, 4 CONDUCTOR,30-12 AWG (0.05-3.31 MM2),NON-IS | GENERATOR PANEL
XT0334 | 1066730-7,1067996-4 | TERMINAL BLOCK, SPRING, 4 CONDUCTOR,30-12 AWG (0.05-3.31 MM2),NON-IS | GENERATOR PANEL
XT0335 | 1066730-7,1067996-4 | TERMINAL BLOCK, SPRING, 4 CONDUCTOR,30-12 AWG (0.05-3.31 MM2),NON-IS | GENERATOR PANEL
XT0336 | 1066730-7,1067996-4 | TERMINAL BLOCK, SPRING, 4 CONDUCTOR,30-12 AWG (0.05-3.31 MM2),NON-IS | GENERATOR PANEL
XT0337 | 1066730-7,1067996-82 | TERMINAL BLOCK, SPRING, 4 CONDUCTOR,30-12 AWG (0.05-3.31 MM2),NON-IS | GENERATOR PANEL
XT0338 | 1066730-7 | TERMINAL BLOCK, SPRING, 4 CONDUCTOR,30-12 AWG (0.05-3.31 MM2),NON-IS | GENERATOR PANEL
XT0350 | 1066730-16,1066730-17 | TERMINAL STRIP, 2 CONDUCTOR | GENERATOR PANEL
XT0351 | 1066730-7,1067996-82 | TERMINAL BLOCK, SPRING, 4 CONDUCTOR,30-12 AWG (0.05-3.31 MM2),NON-IS | GENERATOR PANEL
XT0352 | 1066730-16,1066730-17,1066730-18 | TERMINAL STRIP, 2 CONDUCTOR | GENERATOR PANEL
XT0353 | 1066730-7,1066730-8,1067996-4 | TERMINAL BLOCK, SPRING, 4 CONDUCTOR,30-12 AWG (0.05-3.31 MM2),NON-IS | GENERATOR PANEL
XT0360 | 1066730-7,1067996-82 | TERMINAL BLOCK, SPRING, 4 CONDUCTOR,30-12 AWG (0.05-3.31 MM2),NON-IS | GENERATOR PANEL
XT0370 | 1066730-7,1067996-4 | TERMINAL BLOCK, SPRING, 4 CONDUCTOR,30-12 AWG (0.05-3.31 MM2),NON-IS | GENERATOR PANEL
AT1100 | 1577354-4502 | WORKSTATION, VERSA VIEW 1200H | JB70
HA0472 | 1103208-101 | HORN, AUDIBLE ALARM | JB70
HL0171 | 2380746-7 | LIGHT, FIRE SYSTEM AUTO, GREEN | JB70
HL0172 | 2380746-7 | LIGHT, FIRE SYSTEM INHIBIT, AMBER | JB70
HL0173 | 2380746-7 | LIGHT, FIRE SYSTEM DISCHARGED, RED | JB70
SA0170 | 2380746-9 | SELECTOR SWITCH, FIRE SYSTEM AUTO/INHIBIT | JB70
SA0471 | 1035040-1652,2380746-2 | SELECTOR SWITCH, SPEED/LOAD | JB70
SA0472 | 1035040-125,2380746-2 | SELECTOR SWITCH, VOLTAGE | JB70
SA0473 | 2380746-5 | SELECTOR SWITCH, OFF/LOC/AUX/CUST. | JB70
SB0170 | 2380746-10 | PUSHBUTTON SWITCH, MANUAL RELEASE | JB70
SB0471 | 1035040-119,2380746-1 | PUSHBUTTON SWITCH, HORN SILENCE | JB70
SB0472 | 1035040-32,2380746-4 | PUSHBUTTON SWITCH, EMERGENCY STOP | JB70
SB0473 | 1035040-120,2380746-1 | PUSHBUTTON SWITCH, ACKNOWLEDGE | JB70
SB0474 | 1035040-121,2380746-1 | PUSHBUTTON SWITCH, RESET | JB70
SH0470 | 1035040-108,2380746-3 | LIGHTED SWITCH, STOP/STOPPING, RED | JB70
SH0471 | 1035040-103,2380746-3 | LIGHTED SWITCH, START/STARTING, GREEN | JB70
SH0472 | 1035040-106,2380746-3 | LIGHTED SWITCH, BACKUP SYSTEM ACTIVE/RESET, AMBER | JB70
AT0175 | 1056244-5 | 8 CHANNEL ED I/O, EAGLE QUANTUM PREMIER | JB70 LEFT RAIL
AT0176 | 1056244-5 | 8 CHANNEL ED I/O, EAGLE QUANTUM PREMIER | JB70 LEFT RAIL
AT0178 | 1056244-5 | 8 CHANNEL ED I/O, EAGLE QUANTUM PREMIER | JB70 LEFT RAIL
FU0170 | 1043265-1,1043265-6 | FUSE, 15A | JB70 LEFT RAIL
GR1101 | [2]903849C1 | RAIL GROUND, DIN RAIL GROUNDING | JB70 LEFT RAIL
KA0172 | 1061979-2 | RELAY, FIRE DETECTED (CUSTOMER) | JB70 LEFT RAIL
KA0174 | 1061979-2 | RELAY, GAS DETECTED (CUSTOMER) | JB70 LEFT RAIL
KA0176 | 1061979-2 | RELAY, VENTILATION REQUIRED | JB70 LEFT RAIL
KA0178 | 1061979-2 | RELAY, LOCAL HORN CONTROL (EQP) | JB70 LEFT RAIL
KA0875 | 1061979-2 | RELAY, LOCAL HORN CONTROL (PLC) | JB70 LEFT RAIL
KA6510 | 1061979-2 | RELAY, FIRE SYSTEM AUTO/INHIBIT | JB70 LEFT RAIL
KA6511 | 1061979-2 | RELAY, FIRE SYSTEM AUTO/INHIBIT | JB70 LEFT RAIL
RR0175S5 | 912137C1 | RESISTOR, 10K OHM | JB70 LEFT RAIL
RR0176S4 | 912137C1 | RESISTOR, 10K OHM | JB70 LEFT RAIL
RR0176S5 | 912137C1 | RESISTOR, 10K OHM | JB70 LEFT RAIL
RR0176S7 | 912137C1 | RESISTOR, 10K OHM | JB70 LEFT RAIL
RR0178 | 912137C1 | RESISTOR, 10K OHM | JB70 LEFT RAIL
VD0178 | 960592C1 | DIODE, 15 pF | JB70 LEFT RAIL
VD6211 | 960592C1 | DIODE, 15 pF | JB70 LEFT RAIL
VD6221 | 960592C1 | DIODE, 15 pF | JB70 LEFT RAIL
XT0170 | 1066730-7,1066730-8,1067996-11 | TERMINAL BLOCK, SPRING, 4 CONDUCTOR,30-12 AWG (0.05-3.31 MM2),NON-IS | JB70 LEFT RAIL
XT0171 | 1066730-7,1066730-8,1067996-11 | TERMINAL BLOCK, SPRING, 4 CONDUCTOR,30-12 AWG (0.05-3.31 MM2),NON-IS | JB70 LEFT RAIL
XT0172 | 1066730-7,1066730-8,1067996-11 | TERMINAL BLOCK, SPRING, 4 CONDUCTOR,30-12 AWG (0.05-3.31 MM2),NON-IS | JB70 LEFT RAIL
BA0001 | 1271449-1 | MEDIA CONVERTER, ETHERNET-FIBER OPTIC | JB70 RIGHT RAIL
BA0002 | 1271449-1 | MEDIA CONVERTER, ETHERNET-FIBER OPTIC | JB70 RIGHT RAIL
BA0009 | 1271449-1 | MEDIA CONVERTER, ETHERNET-FIBER OPTIC | JB70 RIGHT RAIL
FU0001 | 1043265-1,1043265-3 | FUSE, 2A | JB70 RIGHT RAIL
FU0002 | 1043265-1,1043265-3 | FUSE, 2A | JB70 RIGHT RAIL
FU0009 | 1043265-1,1043265-3 | FUSE, 2A | JB70 RIGHT RAIL
FU1100 | 1043265-1,1043265-5 | FUSE, 10A | JB70 RIGHT RAIL
GR1100 | 903849C1 | RAIL GROUND, DIN RAIL GROUNDING | JB70 RIGHT RAIL
UA1200 | 1053833-100,1053834-14 | BUOS MODULE, BACKUP OVERSPEED | JB70 RIGHT RAIL
XT0001 | 1066730-32,1066730-7,1066730-8,1067996-82 | TERMINAL BLOCK, SPRING, 4 CONDUCTOR,30-12 AWG (0.05-3.31 MM2),NON-IS | JB70 RIGHT RAIL
XT0005 | 1066730-32,1066730-7,1066730-8,1067996-82 | TERMINAL BLOCK, SPRING, 4 CONDUCTOR,30-12 AWG (0.05-3.31 MM2),NON-IS | JB70 RIGHT RAIL
GR0140 | 903849C1 | RAIL GROUND, DIN RAIL GROUNDING | JB72 LEFT RAIL
GR0141 | 903849C1 | RAIL GROUND, DIN RAIL GROUNDING | JB72 RIGHT RAIL
CCGKV | CUSTOMER DEFINED | CUSTOMER SIGNAL, GENERATOR kVAR^EXTERNAL SP | PANEL
CCGPF | CUSTOMER DEFINED | CUSTOMER SIGNAL, GENERATOR POWER FACTOR^EXTERNAL SP | PANEL
CCKWCAP | CUSTOMER DEFINED | CUSTOMER SIGNAL, GENERATOR kW CAPACITY | PANEL
CCUKV | CUSTOMER DEFINED | CUSTOMER SIGNAL, UTILITY kVAR^EXTERNAL SP | PANEL
CCUPF | CUSTOMER DEFINED | CUSTOMER SIGNAL, UTILITY POWER FACTOR^EXTERNAL SP | PANEL
CCUTLCBCL | CUSTOMER DEFINED | CUSTOMER SIGNAL, UTILITY CIRCUIT BREAKER^CLOSE COMMAND | PANEL
SB7510 | CUSTOMER DEFINED | PUSHBUTTON SWITCH, START (CUSTOMER) | PANEL
SB7511 | CUSTOMER DEFINED | PUSHBUTTON SWITCH, NORMAL STOP (CUSTOMER) | PANEL
SB7512 | CUSTOMER DEFINED | PUSHBUTTON SWITCH, EMERGENCY STOP (CUSTOMER) | PANEL
SB7551 | CUSTOMER DEFINED | PUSHBUTTON SWITCH, VOLTAGE INCREASE (CUSTOMER) | PANEL
SB7552 | CUSTOMER DEFINED | PUSHBUTTON SWITCH, VOLTAGE DECREASE (CUSTOMER) | PANEL
SB7554 | CUSTOMER DEFINED | PUSHBUTTON SWITCH, SPEED INCREASE (CUSTOMER) | PANEL
SB7555 | CUSTOMER DEFINED | PUSHBUTTON SWITCH, SPEED DECREASE (CUSTOMER) | PANEL
AP0601 | [2]1089241-20 | MODULE, BLANK FILLER | PLC PANEL
AP0602 | 1089241-40 | 1756-EN2TRXT, ETHERNET | PLC PANEL
AP0603 | 1089241-40 | 1756-EN2TRXT, ETHERNET | PLC PANEL
AP0604 | 1089241-20 | MODULE, BLANK FILLER | PLC PANEL
AP0605 | 1089241-20 | MODULE, BLANK FILLER | PLC PANEL
AP0606 | 1089241-20 | MODULE, BLANK FILLER | PLC PANEL
AP0607 | [2]1089241-20 | MODULE, BLANK FILLER | PLC PANEL
AP0608 | 1089241-20 | MODULE, BLANK FILLER | PLC PANEL
AP0609 | 1089241-40 | 1756-EN2TRXT, ETHERNET | PLC PANEL
AR0600 | 1057900,1059465,1089241-42,1103759,19298R1,22652R1 | RACK CHASSIS, 1756-A10XT (10 SLOT) | PLC PANEL
AT0600 | 1089241-43 | 1756-L83EXTS, CONTROLLER^GUARDLOGIX | PLC PANEL
AT0680 | 1634974-100 | GATEWAY MODULE, TURBOTRONIC GATEWAY | PLC PANEL
BA1100 | 1337728-10 | SWITCH, ETAP, DLR INTERFACE | PLC PANEL
FU0291 | 1043265-4 | FUSE, 5A | PLC PANEL
FU0680 | 1043265-1,1043265-4 | FUSE, 5A | PLC PANEL
FU1101 | 1043265-1,1043265-3 | FUSE, 2A | PLC PANEL
GR0234 | [2]903849C1 | RAIL GROUND, DIN RAIL GROUNDING | PLC PANEL
UV0291 | 1088442-4 | POWER CONVERTER, DC/DC INPUT TO 24V DC OUTPUT | PLC PANEL
UV0600 | 1089241-28 | POWER SUPPLY, RSLOGIX CHASSIS | PLC PANEL
XT0680 | 1066730-7,1066730-8,1067996-4 | TERMINAL BLOCK, SPRING, 4 CONDUCTOR,30-12 AWG (0.05-3.31 MM2),NON-IS | PLC PANEL
AF0400 | 1322418-31,1322418-40,1322418-72,1322418-73 | 1444-TSCX02-02RB, 2-CH TACHOMETER INPUT^DYNAMIX 1444 VIBRATION | TURBINE VIB
AF0410 | 1322418-11,1322418-20,1322418-70,1322418-71 | 1444-DYN04-01RA, 4-CH VIBRATION INPUT^DYNAMIX 1444 VIBRATION | TURBINE VIB
AF0420 | 1322418-11,1322418-20,1322418-70,1322418-71 | 1444-DYN04-01RA, 4-CH VIBRATION INPUT^DYNAMIX 1444 VIBRATION | TURBINE VIB
AF0430 | 1322418-11,1322418-20,1322418-70,1322418-71 | 1444-DYN04-01RA, 4-CH VIBRATION INPUT^DYNAMIX 1444 VIBRATION | TURBINE VIB
AF0450 | 1322418-11,1322418-20,1322418-70,1322418-71 | 1444-DYN04-01RA, 4-CH VIBRATION INPUT^DYNAMIX 1444 VIBRATION | TURBINE VIB
FU0110 | [2]1043265-1,[2]1043265-7 | FUSE, 20A | TURBINE VIB
FU0113 | [3]1043265-1,[3]1043265-4 | FUSE, 5A | TURBINE VIB
GR0112 | 903849C1 | RAIL GROUND, DIN RAIL GROUNDING | TURBINE VIB
IEG0110 | 232941-200 | BUS BAR, ENGINE VIBRATION - INSTRUMENT EARTH GROUNDING | TURBINE VIB
UA1210 | 190817-91 | PROXIMITOR, ENGINE BEARING #1^(GAS PRODUCER X-AXIS) | TURBINE VIB
UA1211 | 190817-91 | PROXIMITOR, ENGINE BEARING #1^(GAS PRODUCER Y-AXIS) | TURBINE VIB
UA1220 | 190817-141 | PROXIMITOR, ENGINE BEARING #2^(GAS PRODUCER X-AXIS) | TURBINE VIB
UA1221 | 190817-141 | PROXIMITOR, ENGINE BEARING #2^(GAS PRODUCER Y-AXIS) | TURBINE VIB
UA1230 | 190817-14 | PROXIMITOR, ENGINE BEARING #3^(GAS PRODUCER X-AXIS) | TURBINE VIB
UA1231 | 190816-120,190817-14 | PROXIMITOR, ENGINE BEARING #3^(GAS PRODUCER Y-AXIS) | TURBINE VIB
UA1240 | 190816-120,190817-14 | PROXIMITOR, ENGINE BEARING #4^(POWER TURBINE X-AXIS) | TURBINE VIB
UA1241 | 190816-120,190817-14 | PROXIMITOR, ENGINE BEARING #4^(POWER TURBINE Y-AXIS) | TURBINE VIB
UA1250 | 190816-120,190817-14 | PROXIMITOR, ENGINE BEARING #5^(POWER TURBINE X-AXIS) | TURBINE VIB
UA1251 | 190816-120,190817-14 | PROXIMITOR, ENGINE BEARING #5^(POWER TURBINE Y-AXIS) | TURBINE VIB
UA1262 | 190816-70,190817-91 | PROXIMITOR, ENGINE BEARING AXIAL^(GAS PRODUCER Z-AXIS) | TURBINE VIB
UA1263 | 190816-70,190817-91 | PROXIMITOR, ENGINE KEYPHASOR^(GAS PRODUCER) | TURBINE VIB
UA1272 | 190816-120,190817-14 | PROXIMITOR, ENGINE BEARING AXIAL^(POWER TURBINE Z-AXIS) | TURBINE VIB
UA1273 | 190816-120,190817-14 | PROXIMITOR, ENGINE KEYPHASOR^(POWER TURBINE) | TURBINE VIB
UA1520 | 1105411-11 | SIGNAL CONVERTER, BAM 2 SIGNAL CONDITIONER | TURBINE VIB
XT0110 | [2]1066730-7,[2]1066730-8,[2]1067996-4 | TERMINAL BLOCK, SPRING, 4 CONDUCTOR,30-12 AWG (0.05-3.31 MM2),NON-IS | TURBINE VIB
XT0400 | [2]1066730-1,1066730-2,1066730-67,1066730-7,1066730-8,1067996-4 | TERMINAL STRIP, 4 CONDUCTOR | TURBINE VIB
XT1520 | 1066730-1 | TERMINAL STRIP, 4 CONDUCTOR | TURBINE VIB
XT1521 | 1066730-7 | TERMINAL BLOCK, SPRING, 4 CONDUCTOR,30-12 AWG (0.05-3.31 MM2),NON-IS | TURBINE VIB