## Blue Labels
(SHT 1) CONSOLE | (SHT 10) PWR DISTRIBUTION RAIL | (SHT 11) FIRE SYSTEM | (SHT 12) JB5 | (SHT 13) PLC PANEL | (SHT 14) FIRE SYSTEM CONTROLLER PANEL | (SHT 15) BUOS BOX | (SHT 16) PROX JB352 | (SHT 17) REDUNDANT POWER SUPPLY | (SHT 3) CONSOLE | (SHT 4) TCP | (SHT 5) BOP PANEL | (SHT 6) TURBINE VIBRATION PANEL | (SHT 7) PANEL A | (SHT 8) PANEL B | (SHT 9) HP COMPRESSOR PANEL
EL0273 | AT0680 | FU0170 | UA1210 | UV0600 | UV0170 | UA1200 | UA4460 | UV0171 | AT0190K | HL0411 | IEG0257 | FU0110 | AU0080 | XT0070 | AF1206
HA0273 | FU0680 | KA0875 | UA1211 | AR0600 | AT0170 | XT1200 | UA4461 |  | AT0190 | HL0410 | AU0180 | FU0113 | AF0081 | XT0240 | AF1205
ZS0273 | XT0680 | KA0178 | UA1220 | AT0600 | KA0171 | GR0120 | UA4462 |  |  | HL0409 | AF0181 | XT0110 | AF0082 | FU0070 | AF1204
FG0000 | XT0563 | KA6510 | UA1221 | AP0601 | KA0172 |  | UA4462-SP |  |  | HL0408 | AF0182 | GR0110 | AF0083 | FU0071 | AF1203
| FU0560 | KA6511 | UA1230 | AP0602 | KA0174 |  | UA4470 |  |  | HL0407 | AF0183 | IEG0110 | AF0084 | AU0070 | AF1202
| XT0560 | XT0170 | UA1231 | AP0603 | KA0176 |  | UA4471 |  |  | SB0400 | AF0184 | GR4125 | AF0085 | AF0071 | AF1201
| XT0561 | XT0172 | GR1150 | AP0604 | KA0177 |  | UA4473 |  |  | HL0406 | AF0185 | AF0400 | AF0086 | AF0072 | AU1200
| FU0200 | GR0170 | UA1240 | AP0605 | XT0171 |  | GR4460 |  |  | HL0405 | GR0180 | AF0410 | AF0087 | AF0073 | GR4123
| FU0201 | AT0175 | UA1241 | AP0606 | GR0171 |  |  |  |  | HL0404 | XT0570 | AF0420 | FU0080 | AF0074 | AF1207
| FU0190 | AT0176 | UA1250 | AP0607 | [5 empty] | HL0403 | FU0180 | AF0430 | XT0080 | AF0075 | AF1208
| FU0273 | AT0178 | UA1251 | AP0608 | [5 empty] | HL0402 | FU0181 | AF0450 | XT0081 | AF0076 | AF1209
| XT0562 | GR0172 | UA1262 | AP0609 | [5 empty] | HL0401 | FU0184 | XT0400 | XT0085 | AF0077 | AF1210
|  |  | UA1263 | XT0002 | [5 empty] | HL0400 | FU0570 |  | XT0136 | GR0234 | AF1211
|  |  | UA1272 | [6 empty] | SH0407 | FU0140 |  | GR0133 | KA0230 | GR4124
|  |  | UA1273 | [6 empty] | SH0406 | FU0141 |  | AU0090 | KA0235 | WC1200
|  |  | GR1110 | [6 empty] | SH0405 | FU0142 |  | AF0091 | KA0236 | IEG0130
[10 empty] | SH0404 | XT0180 |  | AF0092 | KA0237 | AF0500
[10 empty] | SA0400 | XT0140 |  | AF0093 | KA0238 | AF0510
[10 empty] | SH0410 | XT0142 |  | AF0094 | KA0239 | AF0520
[10 empty] | SH0409 | XT0572 |  | AF0095 | KA0240 | FU0120
[10 empty] | SH0401 | XT0573 |  | AF0096 | KA0248 | FU0121
[10 empty] | SH0400 | KA0531 |  | FU0090 | KA0250 | FU0130
[10 empty] | XT0564 | KA0532 |  | FU0091 | KA0241 | FU0133
[10 empty] | AU0200 | KA0533 |  | FU0092 | KA0242 | XT0121
[10 empty] | SB0408 | KA0534 |  | FU0093 | KA0243 | XT0120
[10 empty] | SB0407 | KA0535 |  | XT0090 | KA0244 | KA0120
[10 empty] | SH0408 | KA0536 |  | KA0130 | KA0246 | KA4401
[10 empty] | SB0405 | KA0537 |  | KA0131 | KA0247 | XT0130
[10 empty] | SB0406 | KA0540 |  | KA0132 | KA0245 | XT0520
[10 empty] | SA0401 | KA0541 |  | KA0141 | KA0249 | XT0500
[10 empty] | SB0404 | KA0550 |  | KA0133 | KA0231
[10 empty] | SB0403 | KA0551 |  | KA0134 | KA0232
[10 empty] | SB0402 | KA0554 |  | KA0136 | KA0233
[10 empty] | SB0401 | KA0571 |  | KA0137 | KA0234
[10 empty] | AF0201 | KA0572 |  | KA0138 | KA0222
[10 empty] | AF0202 | KA0573 |  | KA0144 | KA6100
[10 empty] | GR0200 | KA0574 |  | KT0140 | GR0232
[11 empty] | GR0134 |  | KT0141 | XT0237
[11 empty] | AU0140 |  | KT0142 | XT0235
[11 empty] | AF0141 |  | KT0143 | XT0233
[11 empty] | AF0142 |  | KT0144 | FU0210
[11 empty] | AF0143 |  | KT0145 | FU0211
[11 empty] | AF0144 |  | KT0146 | FU0212
[11 empty] | AF0145 |  | KA0135 | FU0060
[11 empty] | AF0146 |  | KA3103 | FU0061
[11 empty] | GR0235 |  | KA3220 | FU0062
[13 empty] | KA6211 | FU0063
[13 empty] | KA6212 | FU0064
[13 empty] | GR0132 | XT0060
[13 empty] | PC0470 | KA1020
[13 empty] | FU0010 | AF0068
[13 empty] | FU0136 | AF0067
[13 empty] | FU0137 | AF0066
[13 empty] | FU0139 | AF0065
[13 empty] | FU5120 | AF0064
[13 empty] | FU6210 | AF0063
[13 empty] | XT0134 | AF0062
[13 empty] | XT0135 | AF0061
[13 empty] | XT0138 | AU0060
[13 empty] | XT0139 | GR0231
[13 empty] | KA0221 | IEG0230
[13 empty] | KA2160 | IEG0010
KA2161
GR0131
QS0011
FU0012
FU0013
FU0014
FU0015
FU0017
XT0011
GR0257
UJ0131
XT0014
PEG0130

## White Labels
(SHT 5) BOP PANEL | (SHT 5) BOP PANEL - (SHT 8) PANEL B | (SHT 15) BUOS BOX | (SHT 15) BUOS BOX - (SHT 9) HP COMPRESSOR PANEL | (SHT 9) HP COMPRESSOR PANEL | (SHT 9) HP COMPRESSOR PANEL - (SHT 8) PANEL B | (SHT 7) PANEL A | (SHT 7) PANEL A - (SHT 8) PANEL B | (SHT 8) PANEL B | (SHT 8) PANEL B - (SHT 13) PLC PANEL | (SHT 8) PANEL B - (SHT 4) TCP | (SHT 8) PANEL B - (SHT 6) TURBINE VIBRATION PANEL | (SHT 13) PLC PANEL | (SHT 10) PWR DISTRIBUTION RAIL - (SHT 4) TCP | (SHT 6) TURBINE VIBRATION PANEL
AF0143G | IEG0235 | UA1200G | IEG01304 | AF1203G | IEG0130G | AF0083G | IEG023011 | AF0064G | IEG02301 | IEG02308 | IEG0110G | UV0600G | 0V | XT04001
AF0144G | IEG0257G |  |  | AF1204G |  | AF0084G | IEG02302 | AF0065G |  |  |  |  | 0V1 | XT04002
AU0140G |  |  |  | AF1205G |  | AF0085G | IEG02303 | AF0066G |  |  |  |  | ESTOPA
AU0180G |  |  |  | AF1206G |  | AF0094G |  | AF0071G |  |  |  |  | ESTOPB
IEG02571 |  |  |  | AF1208G |  | AU0080G |  | AF0072G |  |  |  |  | FU0139
IEG02572 |  |  |  | AF1209G |  | AU0090G |  | AF0073G |  |  |  |  | FU0200
IEG02573 |  |  |  | AF1210G |  |  |  | AF0074G |  |  |  |  | FU0201
|  |  |  | AU1200G |  |  |  | AF0075G |  |  |  |  | KA023612
|  |  |  | IEG01301 |  |  |  | AU0060G |  |  |  |  | KA0241A1
|  |  |  | IEG01303 |  |  |  | AU0070G |  |  |  |  | TCP18B1
|  |  |  | XT05001 |  |  |  | GR0234 |  |  |  |  | TCP18B2
IEG02304
IEG02305
IEG02306
IEG0230G

## Heat Shrink Labels
(SHT 15) BUOS BOX | (SHT 11) FIRE SYSTEM | (SHT 11) FIRE SYSTEM - (SHT 14) FIRE SYSTEM CONTROLLER PANEL
WC4524 | WC5500 | WC5018
| WC8066 | WC8069
WC8067

## BOP PANEL
BOP PANEL
CONTROL CONSOLE (BOP PANEL)
Project # | 9A951
Project Name | UGV CHERV
Revision | A.6
Controls DE | F. CABUTO
Phone: | 0
Controls ME | G.CATO
Phone:
From | [5 empty] | To
Device ID | Cable (W) Conductor (SC) Jumper Clip (JC) | Wire No. | Wire ID | Gauge/Size | Page/Zone | Device ID | Location | Page/Zone
XT0140:3 | JC | 0V | CLIP | --- | 24.A5 | XT0140:2 | BOP PANEL | 24.A5
XT0140:4 | JC | 0V | CLIP | --- | 24.A5 | XT0140:3 | BOP PANEL | 24.A5
XT0180:1 | JC | 0V | CLIP | --- | 24.D1 | XT0180:2 | BOP PANEL | 24.D1
AF0182:01 | SC | JP4 | VIO | 20 | 29.A7 | AF0182:33 | BOP PANEL | 29.A7
AF0182:03 | SC | JP3 | VIO | 20 | 29.B7 | AF0182:35 | BOP PANEL | 29.B7
AF0141:00 | SC | KA053211 | WHT | 20 | 97.A7 | KA0532:11 | BOP PANEL | 97.A6
AF0141:02 | SC | KA053624 | WHT | 20 | 96.C7 | KA0536:24 | BOP PANEL | 96.C5
AF0141:04 | SC | KA053221 | WHT | 20 | 98.A7 | KA0532:21 | BOP PANEL | 98.A6
AF0141:12 | SC | KA055411 | WHT | 20 | 99.C7 | KA0554:11 | BOP PANEL | 99.C6
AF0141:14 | SC | KA053111 | WHT | 20 | 96.A7 | KA0531:11 | BOP PANEL | 96.A5
AF0141:16 | SC | SV76212 | WHT | 20 | 97.A7 | XT0572:4 | BOP PANEL | 97.A5
AF0141:20 | SC | SV76412 | WHT | 20 | 98.A7 | XT0572:5 | BOP PANEL | 98.A5
AF0141:32 | SC | KA055011 | WHT | 20 | 97.A7 | KA0550:11 | BOP PANEL | 97.A6
AF0141:36 | SC | KA055111 | WHT | 20 | 98.A7 | KA0551:11 | BOP PANEL | 98.A6
AF0141:COM | SC | 0V | WHT | 14 | 24.B2 | XT0140:3 | BOP PANEL | 24.A5
AF0141:V+ | SC | FU0141 | WHT | 14 | 24.B2 | FU0141:LD | BOP PANEL | 24.C1
AF0142:03 | SC | ZSC61672 | WHT | 20 | 96.D7 | XT0572:9 | BOP PANEL | 96.D5
AF0142:07 | SC | ZSC76112 | WHT | 20 | 96.B7 | XT0572:1 | BOP PANEL | 96.B5
AF0142:19 | SC | KA0574A2 | WHT | 20 | 96.D7 | KA0574:A2 | BOP PANEL | 96.D6
AF0142:23 | SC | 014223 | WHT | 20 | 96.B7 | KA0571:A2 | BOP PANEL | 96.B6
AF0142:COM | SC | AF0142N | WHT | 20 | 24.B3 | AF0143:COM | BOP PANEL | 24.B3
AF0142:COM | SC | AU0140N | WHT | 20 | 24.B3 | AU0140:COM | BOP PANEL | 24.B2
AF0142:V+ | SC | AF0142P | WHT | 20 | 24.B3 | AF0143:V+ | BOP PANEL | 24.B3
AF0142:V+ | SC | AU0140P | WHT | 20 | 24.B3 | AU0140:V+ | BOP PANEL | 24.B2
AF0143:COM | SC | AF0143N | WHT | 20 | 24.B3 | AF0144:COM | BOP PANEL | 24.B4
AF0143:SH | SC | AF0143G | GRN | 14 | 24.B3 | AF0144:SH | BOP PANEL | 24.B4
AF0143:SH | SC | AU0140G | GRN | 14 | 24.B3 | AU0140:GND | BOP PANEL | 24.B2
AF0143:V+ | SC | AF0143P | WHT | 20 | 24.B3 | AF0144:V+ | BOP PANEL | 24.B4
AF0144:COM | SC | AF0144N | WHT | 20 | 24.B4 | AF0145:COM | BOP PANEL | 24.B5
AF0144:SH | SC | AF0144G | GRN | 14 | 24.B4 | AF0145:SH | BOP PANEL | 24.B5
AF0144:V+ | SC | AF0144P | WHT | 20 | 24.B4 | AF0145:V+ | BOP PANEL | 24.B5
AF0145:SH | SC | IEG02571 | GRN | 14 | 24.B5 | IEG0257:1 | BOP PANEL | 24.C5
AF0146:COM | SC | 0V | WHT | 14 | 24.B5 | XT0140:3 | BOP PANEL | 24.A5
AF0146:V+ | SC | FU0142 | WHT | 14 | 24.B5 | XT0142:1 | BOP PANEL | 24.C2
AF0181:COM | SC | 0V | WHT | 14 | 24.D2 | XT0180:2 | BOP PANEL | 24.D1
AF0181:V+ | SC | FU0181 | WHT | 14 | 24.D2 | FU0181:LD | BOP PANEL | 24.D1
AF0182:COM | SC | AF0182N | WHT | 20 | 24.D3 | AF0183:COM | BOP PANEL | 24.C3
AF0182:COM | SC | AU0180N | WHT | 20 | 24.D3 | AU0180:COM | BOP PANEL | 24.C2
AF0182:V+ | SC | AF0182P | WHT | 20 | 24.D3 | AF0183:V+ | BOP PANEL | 24.C3
AF0182:V+ | SC | AU0180P | WHT | 20 | 24.D3 | AU0180:V+ | BOP PANEL | 24.C2
AF0183:04 | SC | ZSC76212 | WHT | 20 | 97.B7 | XT0572:2 | BOP PANEL | 97.B5
AF0183:05 | SC | ZSC76412 | WHT | 20 | 98.B7 | XT0572:3 | BOP PANEL | 98.B5
AF0183:20 | SC | KA0572A2 | WHT | 20 | 97.B7 | KA0572:A2 | BOP PANEL | 97.B6
AF0183:21 | SC | KA0573A2 | WHT | 20 | 98.B7 | KA0573:A2 | BOP PANEL | 98.B6
AF0183:COM | SC | AF0183N | WHT | 20 | 24.C3 | AF0185:COM | BOP PANEL | 24.D5
AF0183:V+ | SC | AF0183P | WHT | 20 | 24.C3 | AF0185:V+ | BOP PANEL | 24.D5
AF0184:00 | SC | KA0550A1 | WHT | 20 | 97.C7 | KA0550:A1 | BOP PANEL | 97.C6
AF0184:02 | SC | KA0551A1 | WHT | 20 | 98.C7 | KA0551:A1 | BOP PANEL | 98.C6
AF0184:05 | SC | KA0554A1 | WHT | 20 | 99.C7 | KA0554:A1 | BOP PANEL | 99.C6
AF0184:16 | SC | KA0550A2 | WHT | 20 | 97.C7 | KA0550:A2 | BOP PANEL | 97.C6
AF0184:18 | SC | KA0551A2 | WHT | 20 | 98.C7 | KA0551:A2 | BOP PANEL | 98.C6
AF0184:21 | SC | KA0554A2 | WHT | 20 | 99.C7 | KA0554:A2 | BOP PANEL | 99.C6
AF0184:COM | SC | 0V | WHT | 14 | 24.C4 | XT0180:2 | BOP PANEL | 24.D1
AF0184:V+ | SC | FU0184 | WHT | 14 | 24.C4 | FU0184:LD | BOP PANEL | 24.D1
AF0185:SH | SC | IEG02572 | GRN | 14 | 24.D5 | IEG0257:2 | BOP PANEL | 24.D6
AF0185:SH | SC | AU0180G | GRN | 14 | 24.D5 | AU0180:GND | BOP PANEL | 24.C2
AU0140:COM | SC | 0V | WHT | 20 | 24.B2 | XT0140:2 | BOP PANEL | 24.A5
AU0140:V+ | SC | FU0140 | WHT | 14 | 24.B2 | FU0140:LD | BOP PANEL | 24.B1
AU0180:COM | SC | 0V | WHT | 20 | 24.C2 | XT0180:1 | BOP PANEL | 24.D1
AU0180:V+ | SC | FU0180 | WHT | 14 | 24.C2 | FU0180:LD | BOP PANEL | 24.D1
FU0140:LI | SC | FU0570 | WHT | 14 | 24.B1 | FU0570:LD | BOP PANEL | 24.A4
FU0140:LI | SC | FU0570 | WHT | 14 | 24.B1 | FU0141:LI | BOP PANEL | 24.C1
FU0141:LI | SC | FU0570 | WHT | 14 | 24.C1 | FU0142:LI | BOP PANEL | 24.C1
FU0142:LD | SC | FU0142 | WHT | 14 | 24.C1 | XT0142:1 | BOP PANEL | 24.C2
FU0142:LI | SC | FU0570 | WHT | 14 | 24.C1 | FU0180:LI | BOP PANEL | 24.D1
FU0180:LI | SC | FU0570 | WHT | 14 | 24.D1 | FU0181:LI | BOP PANEL | 24.D1
FU0181:LI | SC | FU0570 | WHT | 14 | 24.D1 | FU0184:LI | BOP PANEL | 24.D1
FU0570:LI | SC | FU0136 | WHT | 14 | 24.A4 | XT0140:1 | BOP PANEL | 24.A5
GR0134: | SC | GR0134 | GRN/YEL | 14 | 4.A4 | FRAME | BOP PANEL | 4.A4
GR0180: | SC | IEG02573 | GRN | 14 | 4.B4 | IEG0257:3 | BOP PANEL | 4.B3
KA0531:A1 | SC | ESTOP | WHT | 20 | 25.A3 | KA0532:A1 | BOP PANEL | 25.A3
KA0531:A1 | SC | ESTOP | WHT | 20 | 25.A3 | XT0140:6 | BOP PANEL | 25.A2
KA0531:A2 | SC | 0V | WHT | 20 | 25.A3 | KA0532:A2 | BOP PANEL | 25.A3
KA0531:A2 | SC | 0V | WHT | 20 | 25.A3 | KA0536:A2 | BOP PANEL | 25.A3
KA0532:14 | SC | KA053214 | WHT | 20 | 97.A6 | KA0540:A1 | BOP PANEL | 97.A5
KA0532:24 | SC | KA053224 | WHT | 20 | 98.A6 | KA0541:A1 | BOP PANEL | 98.A5
KA0532:A1 | SC | ESTOP | WHT | 20 | 25.A3 | KA0533:A1 | BOP PANEL | 25.B3
KA0532:A2 | SC | 0V | WHT | 20 | 25.A3 | KA0533:A2 | BOP PANEL | 25.B3
KA0533:11 | SC | FU0142 | WHT | 14 | 25.C2 | XT0140:7 | BOP PANEL | 25.C1
KA0533:A1 | SC | ESTOP | WHT | 20 | 25.B3 | KA0534:A1 | BOP PANEL | 25.B3
KA0533:A2 | SC | 0V | WHT | 20 | 25.B3 | KA0534:A2 | BOP PANEL | 25.B3
KA0534:A1 | SC | ESTOP | WHT | 20 | 25.B3 | KA0537:A1 | BOP PANEL | 25.B3
KA0534:A2 | SC | 0V | WHT | 20 | 25.B3 | KA0537:A2 | BOP PANEL | 25.B3
KA0535:11 | SC | KA053511 | WHT | 20 | 99.C6 | KA0554:14 | BOP PANEL | 99.C6
KA0535:14 | SC | KA053514 | WHT | 20 | 99.C6 | XT0573:1 B2 | BOP PANEL | 99.C5
KA0535:A1 | SC | KA0231A1 | WHT | 20 | 25.A3 | KA0536:A1 | BOP PANEL | 25.A3
KA0535:A1 | SC | KA0231A1 | WHT | 20 | 25.A3 | XT0140:5 | BOP PANEL | 25.A2
KA0535:A2 | SC | 0V | WHT | 20 | 25.A3 | KA0536:A2 | BOP PANEL | 25.A3
KA0535:A2 | SC | 0V | WHT | 20 | 25.A3 | XT0140:4 | BOP PANEL | 24.A5
KA0536:11 | SC | XT05732B1 | WHT | 20 | 99.C5 | XT0573:2 B1 | BOP PANEL | 99.C5
KA0536:12 | SC | KA053612 | WHT | 20 | 99.C5 | XT0573:1 T1 | BOP PANEL | 99.C5
KA0540:11 | SC | KA054011 | WHT | 20 | 97.A5 | KA0550:14 | BOP PANEL | 97.A6
KA0540:A2 | SC | SV76212 | WHT | 20 | 97.A5 | XT0572:4 | BOP PANEL | 97.A5
KA0541:11 | SC | KA054111 | WHT | 20 | 98.A5 | KA0551:14 | BOP PANEL | 98.A6
KA0541:A2 | SC | SV76412 | WHT | 20 | 98.A5 | XT0572:5 | BOP PANEL | 98.A5
KA0571:A1 | SC | ZSC76112 | WHT | 20 | 96.B6 | XT0572:1 | BOP PANEL | 96.B5
KA0572:11 | SC | KA053312 | WHT | 20 | 25.C3 | KA0533:12 | BOP PANEL | 25.C2
KA0572:11 | SC | KA053312 | WHT | 20 | 25.C3 | KA0573:11 | BOP PANEL | 25.C3
KA0572:12 | SC | KA057212 | WHT | 20 | 25.C3 | XT0573:3 B2 | BOP PANEL | 99.C5
KA0572:A1 | SC | ZSC76212 | WHT | 20 | 97.B6 | XT0572:2 | BOP PANEL | 97.B5
KA0573:11 | SC | KA053312 | WHT | 20 | 25.C3 | KA0574:11 | BOP PANEL | 25.D3
KA0573:12 | SC | KA057312 | WHT | 20 | 25.C3 | XT0573:2 B2 | BOP PANEL | 99.C5
KA0573:A1 | SC | ZSC76412 | WHT | 20 | 98.B6 | XT0572:3 | BOP PANEL | 98.B5
KA0574:12 | SC | KA057412 | WHT | 20 | 25.D3 | XT0573:3 T2 | BOP PANEL | 99.C5
KA0574:A1 | SC | ZSC61672 | WHT | 20 | 96.D6 | XT0572:9 | BOP PANEL | 96.D5
XT0140:1 | SC | FU0136 | WHT | 12 | 24.A5 | XT0570:1 | BOP PANEL | 24.A5
XT0140:2 | SC | 0V | WHT | 14 | 24.A5 | XT0570:2 | BOP PANEL | 24.A5
XT0142:1 | SC | FU0142 | WHT | 14 | 24.C2 | XT0140:7 | BOP PANEL | 25.C1
XT0180:1 | SC | 0V | WHT | 14 | 24.D1 | XT0140:4 | BOP PANEL | 24.A5
XT0570:3 | SC | KA0231A1 | WHT | 14 | 25.A2 | XT0140:5 | BOP PANEL | 25.A2
XT0573:3 B1 | SC | XT05733B1 | WHT | 20 | 99.C5 | XT0573:2 T1 | BOP PANEL | 99.C5
AU0140:L2 | WC0014 | AU0140L2 | ENET | CABLE | 3.B4 | AU0180:L1 | BOP PANEL | 3.B5
XT0570:1 | SC | FU0136 | WHT | 12 | 24.A5 | XT0520:1 | HP COMPRESSOR PANEL | 22.A5
XT0570:2 | SC | 0V | WHT | 14 | 24.A5 | XT0520:2 | HP COMPRESSOR PANEL | 22.A5
XT0570:3 | SC | KA0231A1 | WHT | 14 | 25.A2 | XT0520:3 | HP COMPRESSOR PANEL | 22.B5
AU0140:L1 | WC0012 | AU1200L2 | ENET | CABLE | 3.B4 | AU1200:L2 | HP COMPRESSOR PANEL | 3.B4
GR0235: | SC | IEG0235 | GRN | 14 | 4.C5 | IEG0230:7 | PANEL B | 4.C4
IEG0257:0 | SC | IEG0257G | GRN | 8 | 4.B2 | IEG0010:3 | PANEL B | 4.B2
XT0140:6 | SC | ESTOP | WHT | 20 | 25.A2 | XT0240:4 | PANEL B | 19.A3
AU0180:L2 | WC0020 | AU0180L2 | ENET | CABLE | 3.B5 | AU0200:L1 | TCP | 3.B6
SolarTools ver. 24.0.84.24712 (Jul 31, 2025)
Report date: 4/29/2026 9:20 AM

## BUOS BOX
BUOS BOX
JB44
Project # | 9A951
Project Name | UGV CHERV
Revision | A.6
Controls DE | F. CABUTO
Phone: | 0
Controls ME | G.CATO
Phone:
From | [5 empty] | To
Device ID | Cable (W) Conductor (SC) Jumper Clip (JC) | Wire No. | Wire ID | Gauge/Size | Page/Zone | Device ID | Location | Page/Zone
UA1200:J1-10 | SC | FU0212 | WHT | 20 | 20.B2 | XT1200:10 | BUOS BOX | 20.D3
UA1200:J1-4 | SC | UA1200J14 | WHT | 20 | 20.B2 | XT1200:4 | BUOS BOX | 20.C3
UA1200:J1-5 | SC | UA1200J15 | WHT | 20 | 20.B2 | XT1200:5 | BUOS BOX | 20.C3
UA1200:J1-8 | SC | UA1200J | WHT | 20 | 55.B6 | UA1200:J3-5 | BUOS BOX | 55.B6
UA1200:J1-9 | SC | 0V | WHT | 20 | 20.B2 | XT1200:11 | BUOS BOX | 20.D3
UA1200:J2-1 | SC | UA1200J21 | WHT | 20 | 20.B2 | XT1200:8 | BUOS BOX | 20.D3
UA1200:J2-2 | SC | FU0212 | WHT | 20 | 20.B2 | XT1200:9 | BUOS BOX | 20.D3
UA1200:J2-6 | SC | UA1200J26 | WHT | 20 | 20.B2 | XT1200:6 | BUOS BOX | 20.C3
UA1200:J2-7 | SC | UA1200J27 | WHT | 20 | 20.B2 | XT1200:7 | BUOS BOX | 20.D3
UA1200:J3-4 | SC | UA1200G | GRN | 16 | 20.B2 | XT1200:13 | BUOS BOX | 20.D3
UA1200:J1-3 | WC4524 | UA1200J13 | RED | 20 | 20.B2 | XT1200:1 | BUOS BOX | 20.B3
UA1200:J1-1 | WC4524 | UA1200J11 | BLK | 20 | 20.B2 | XT1200:2 | BUOS BOX | 20.B3
FLOATING | WC4524 | UA1200S | SH | 20 | 20.B2 | XT1200:3 | BUOS BOX | 20.B3
GR0120: | SC | IEG01304 | GRN | 14 | 4.C3 | IEG0130:2 | HP COMPRESSOR PANEL | 4.C4
SolarTools ver. 24.0.84.24712 (Jul 31, 2025)
Report date: 4/29/2026 9:20 AM

## CONSOLE
CONSOLE
CONTROL CONSOLE & CONTROL CONSOLE (DOOR PANELS)
Project # | 9A951
Project Name | UGV CHERV
Revision | A.6
Controls DE | F. CABUTO
Phone: | 0
Controls ME | G.CATO
Phone:
From | [5 empty] | To
Device ID | Cable (W) Conductor (SC) Jumper Clip (JC) | Wire No. | Wire ID | Gauge/Size | Page/Zone | Device ID | Location | Page/Zone
AT0190:GND | SC | AT0190G | GRN/YEL | 14 | 11.B4 | FRAME | CONSOLE | 11.C3
AT0190:USB1 | SC | AT0190K | CABLE | USB | 11.B4 | AT0190K:KI | CONSOLE | 11.C5
EL0273:+ | SC | ZS0273 | WHT | 14 | 11.B4 | ZS0273:2 | CONSOLE | 11.B4
AT0190:NEG | SC | 0V1 | WHT | 14 | 11.B4 | XT0562:2 | PWR DISTRIBUTION RAIL | 11.B2
AT0190:POS | SC | FU0190 | WHT | 14 | 11.B4 | FU0190:LD | PWR DISTRIBUTION RAIL | 11.C3
EL0273:- | SC | 0V1 | WHT | 14 | 11.B4 | XT0562:1 | PWR DISTRIBUTION RAIL | 11.B2
ZS0273:1 | SC | FU0273 | WHT | 14 | 11.B4 | FU0273:LD | PWR DISTRIBUTION RAIL | 11.B3
AT0190:ENET | WC0019 | AT0190E | ENET | CABLE | 11.B4 | AT0680:LAN2 | PWR DISTRIBUTION RAIL | 7.B4
HA0273:(+) | WC5540 | HA0273P | BLK | 16 | 14.A1 | AF0202:23 | TCP | 14.A3
HA0273:(-) | WC5540 | HA0273N | WHT | 16 | 14.A1 | AF0202:55 | TCP | 14.A3
SolarTools ver. 24.0.84.24712 (Jul 31, 2025)
Report date: 4/29/2026 9:20 AM

## FIRE SYSTEM
FIRE SYSTEM
CONTROL CONSOLE (FIRE SYSTEM PANEL)
Project # | 9A951
Project Name | UGV CHERV
Revision | A.6
Controls DE | F. CABUTO
Phone: | 0
Controls ME | G.CATO
Phone:
From | [5 empty] | To
Device ID | Cable (W) Conductor (SC) Jumper Clip (JC) | Wire No. | Wire ID | Gauge/Size | Page/Zone | Device ID | Location | Page/Zone
XT0170:1 | JC | FU0170 | CLIP | --- | 10.A2 | XT0170:2 | FIRE SYSTEM | 10.A2
XT0170:3 | JC | 0V | CLIP | --- | 10.A2 | XT0170:4 | FIRE SYSTEM | 10.A2
XT0170:4 | JC | 0V | CLIP | --- | 10.A2 | XT0170:5 | FIRE SYSTEM | 10.A2
AT0175:11 | SC | KA651012 | WHT | 20 | 82.A6 | KA6510:12 | FIRE SYSTEM | 82.A6
AT0175:14 | SC | AT017514 | LEAD | --- | 82.A6 | RR0175S5: -10K OHM | FIRE SYSTEM | 82.A6
AT0175:15 | SC | AT017515 | LEAD | --- | 82.A6 | RR0175S5: -10K OHM | FIRE SYSTEM | 82.A6
AT0175:4P1 | SC | AT01754P1 | WHT | 20 | 10.B5 | XT0170:31 | FIRE SYSTEM | 26.A5
AT0175:5P1 | SC | KA6510A2 | WHT | 20 | 10.B5 | KA6510:A2 | FIRE SYSTEM | 26.A6
AT0175:GND | SC | AT0175G | GRN/YEL | 14 | 10.B5 | FRAME | FIRE SYSTEM | 10.C6
AT0176:11 | SC | AT017611 | LEAD | --- | 82.B6 | RR0176S4: -10K OHM | FIRE SYSTEM | 82.B6
AT0176:12 | SC | AT017612 | LEAD | --- | 82.B6 | RR0176S4: -10K OHM | FIRE SYSTEM | 82.B6
AT0176:14 | SC | AT017614 | LEAD | --- | 82.D6 | RR0176S5: -10K OHM | FIRE SYSTEM | 82.D6
AT0176:15 | SC | AT017615 | LEAD | --- | 82.D6 | RR0176S5: -10K OHM | FIRE SYSTEM | 82.D6
AT0176:17 | SC | AT017617 | LEAD | --- | 82.C6 | RR0854: -10K OHM | FIRE SYSTEM | 82.C6
AT0176:18 | SC | AT017618 | LEAD | --- | 82.C6 | RR0854: -10K OHM | FIRE SYSTEM | 82.C6
AT0176:20 | SC | AT017620 | LEAD | --- | 82.C6 | RR0176S7: -10K OHM | FIRE SYSTEM | 82.C6
AT0176:21 | SC | AT017621 | LEAD | --- | 82.C6 | RR0176S7: -10K OHM | FIRE SYSTEM | 82.C6
AT0176:4P1 | SC | AT01764P1 | WHT | 14 | 10.C5 | AT0178:1P1 | FIRE SYSTEM | 10.D5
AT0176:5P1 | SC | AT01765P1 | WHT | 14 | 10.C5 | AT0178:2P1 | FIRE SYSTEM | 10.D5
AT0176:8 | SC | 01768 | LEAD | --- | 80.A6 | RR0853: -10K OHM | FIRE SYSTEM | 80.A6
AT0176:9 | SC | 01769 | LEAD | --- | 80.A6 | RR0853: -10K OHM | FIRE SYSTEM | 80.A6
AT0176:GND | SC | AT0176G | GRN/YEL | 14 | 10.C5 | FRAME | FIRE SYSTEM | 10.C6
AT0178:20 | SC | ZS61P | WHT | 20 | 87.A6 | XT0170:24 | FIRE SYSTEM | 87.A6
AT0178:21 | SC | ZS61S | WHT | 20 | 87.A6 | XT0170:25 | FIRE SYSTEM | 87.A6
AT0178:23 | SC | VD0178 | WHT | 20 | 26.D6 | XT0170:17 | FIRE SYSTEM | 26.D6
AT0178:24 | SC | KA0178A2 | WHT | 20 | 26.D6 | XT0170:18 | FIRE SYSTEM | 26.D6
AT0178:GND | SC | AT0178G | GRN/YEL | 14 | 10.D5 | FRAME | FIRE SYSTEM | 10.D6
FU0170:LD | SC | FU0170 | WHT | 14 | 10.A2 | XT0170:2 | FIRE SYSTEM | 10.A2
GR0170: | SC | GR0170 | GRN/YEL | 14 | 4.D4 | FRAME | FIRE SYSTEM | 4.D5
GR0172: | SC | GR0172 | GRN/YEL | 14 | 4.D4 | FRAME | FIRE SYSTEM | 4.D4
KA0178:A1 | SC | KA0178A1 | WHT | 20 | 26.D5 | XT0170:16 | FIRE SYSTEM | 26.D5
KA0178:A2 | SC | KA0178A2 | WHT | 20 | 26.D5 | XT0170:18 | FIRE SYSTEM | 26.D6
KA0875:11 | SC | HA04722 | WHT | 20 | 26.D6 | KA0178:11 | FIRE SYSTEM | 26.D5
KA0875:11 | SC | HA04722 | WHT | 20 | 26.D6 | XT0170:14 | FIRE SYSTEM | 26.D5
KA0875:14 | SC | FU0170 | WHT | 20 | 26.D6 | XT0170:1 | FIRE SYSTEM | 10.A2
KA6510:A1 | SC | SA0170B214 | WHT | 20 | 26.A6 | KA6511:A1 | FIRE SYSTEM | 26.A6
KA6510:A1 | SC | SA0170B214 | WHT | 20 | 26.A6 | XT0170:32 | FIRE SYSTEM | 26.A5
KA6510:A2 | SC | KA6510A2 | WHT | 20 | 26.A6 | KA6511:A2 | FIRE SYSTEM | 26.A6
RR0178: -10K OHM | SC | VD0178 | LEAD | --- | 26.D6 | XT0170:17 | FIRE SYSTEM | 26.D6
RR0178: -10K OHM | SC | KA0178A2 | LEAD | --- | 26.D6 | XT0170:18 | FIRE SYSTEM | 26.D6
VD0178:--1N4007 | SC | KA0178A1 | LEAD | --- | 26.D6 | XT0170:16 | FIRE SYSTEM | 26.D5
VD0178:+-1N4007 | SC | VD0178 | LEAD | --- | 26.D6 | XT0170:17 | FIRE SYSTEM | 26.D6
XT0170:15 | SC | 0V | WHT | 20 | 26.D5 | XT0170:4 | FIRE SYSTEM | 10.A2
XT0170:4 | SC | 0V | WHT | 14 | 10.A2 | XT0172:5 | FIRE SYSTEM | 90.A6
XT0172:4 | SC | FU0170 | WHT | 14 | 90.A6 | XT0170:1 | FIRE SYSTEM | 10.A2
AT0178:1P2 | WC5500 | LON1A | WHT | 16 | 90.A6 | XT0172:1 | FIRE SYSTEM | 90.A6
AT0178:2P2 | WC5500 | LON1B | BLK | 16 | 90.A6 | XT0172:2 | FIRE SYSTEM | 90.A6
AT0178:3P2 | WC5500 | LON1S1 | SH | 16 | 90.A6 | XT0172:3 | FIRE SYSTEM | 90.A6
AT0175:1P2 | WC8066 | AT01751P2 | WHT | 16 | 10.C7 | AT0176:4P2 | FIRE SYSTEM | 10.C7
AT0175:2P2 | WC8066 | AT01752P2 | BLK | 16 | 10.C7 | AT0176:5P2 | FIRE SYSTEM | 10.C7
AT0175:3P2 | WC8066 | AT01753P2 | SH | 16 | 10.C7 | AT0176:6P2 | FIRE SYSTEM | 10.C7
AT0176:1P2 | WC8067 | AT01761P2 | WHT | 16 | 10.D7 | AT0178:4P2 | FIRE SYSTEM | 10.D7
AT0176:2P2 | WC8067 | AT01762P2 | BLK | 16 | 10.D7 | AT0178:5P2 | FIRE SYSTEM | 10.D7
AT0176:3P2 | WC8067 | AT01763P2 | SH | 16 | 10.D7 | AT0178:6P2 | FIRE SYSTEM | 10.D7
AT0175:1P1 | SC | UV01709 | WHT | 14 | 10.B5 | UV0170:9(+) | FIRE SYSTEM CONTROLLER PANEL | 10.A3
AT0175:2P1 | SC | UV017010 | WHT | 14 | 10.B5 | UV0170:10(-) | FIRE SYSTEM CONTROLLER PANEL | 10.A3
AT0176:1P1 | SC | UV017011 | WHT | 14 | 10.C5 | UV0170:11(+) | FIRE SYSTEM CONTROLLER PANEL | 10.A3
AT0176:2P1 | SC | UV017012 | WHT | 14 | 10.C5 | UV0170:12(-) | FIRE SYSTEM CONTROLLER PANEL | 10.A3
XT0170:10 | SC | KA017411 | WHT | 20 | 79.D5 | KA0174:11 | FIRE SYSTEM CONTROLLER PANEL | 79.D6
XT0170:11 | SC | KA017412 | WHT | 20 | 79.D5 | KA0174:12 | FIRE SYSTEM CONTROLLER PANEL | 79.D6
XT0170:12 | SC | SA0170B113 | WHT | 20 | 26.A5 | AT0170:11 | FIRE SYSTEM CONTROLLER PANEL | 26.A6
XT0170:13 | SC | SA0170B114 | WHT | 20 | 26.A5 | AT0170:12 | FIRE SYSTEM CONTROLLER PANEL | 26.A6
XT0170:2 | SC | FU0170 | WHT | 14 | 10.A2 | UV0170:3(+) | FIRE SYSTEM CONTROLLER PANEL | 10.A3
XT0170:2 | SC | FU0170 | WHT | 14 | 10.A2 | UV0170:1(+) | FIRE SYSTEM CONTROLLER PANEL | 10.A3
XT0170:3 | SC | 0V | WHT | 14 | 10.A2 | UV0170:4(-) | FIRE SYSTEM CONTROLLER PANEL | 10.A3
XT0170:3 | SC | 0V | WHT | 14 | 10.A2 | UV0170:2(-) | FIRE SYSTEM CONTROLLER PANEL | 10.A3
XT0170:3 | SC | 0V | WHT | 20 | 10.A2 | KA0176:A2 | FIRE SYSTEM CONTROLLER PANEL | 92.B5
XT0170:4 | SC | 0V | WHT | 20 | 10.A2 | KA0172:A2 | FIRE SYSTEM CONTROLLER PANEL | 10.C1
XT0170:6 | SC | AT017045 | WHT | 20 | 79.D5 | AT0170:45 | FIRE SYSTEM CONTROLLER PANEL | 79.D6
XT0170:7 | SC | AT017046 | WHT | 20 | 79.D5 | AT0170:46 | FIRE SYSTEM CONTROLLER PANEL | 79.D6
XT0170:8 | SC | KA017211 | WHT | 20 | 79.D5 | KA0172:11 | FIRE SYSTEM CONTROLLER PANEL | 79.D6
XT0170:9 | SC | KA017212 | WHT | 20 | 79.D5 | KA0172:12 | FIRE SYSTEM CONTROLLER PANEL | 79.D6
XT0172:13 | SC | LON0P | WHT | 14 | 81.A6 | UV0170:13(+) | FIRE SYSTEM CONTROLLER PANEL | 81.A7
XT0172:14 | SC | LON0N | WHT | 14 | 81.A6 | UV0170:14(-) | FIRE SYSTEM CONTROLLER PANEL | 81.A7
XT0172:17 | SC | LON2P | WHT | 14 | 81.A6 | UV0170:15(+) | FIRE SYSTEM CONTROLLER PANEL | 81.A7
XT0172:18 | SC | LON2N | WHT | 14 | 81.B6 | UV0170:16(-) | FIRE SYSTEM CONTROLLER PANEL | 81.A7
XT0172:19 | WC5018 | LON2A | WHT | 16 | 81.D6 | AT0170:53 | FIRE SYSTEM CONTROLLER PANEL | 81.D6
XT0172:20 | WC5018 | LON2B | BLK | 16 | 81.D6 | AT0170:52 | FIRE SYSTEM CONTROLLER PANEL | 81.D6
XT0172:21 | WC5018 | LON2S1 | SH | 16 | 81.D6 | AT0170:51 | FIRE SYSTEM CONTROLLER PANEL | 81.D6
AT0175:4P2 | WC8069 | AT017050 | WHT | 16 | 10.A7 | AT0170:50 | FIRE SYSTEM CONTROLLER PANEL | 10.A7
AT0175:5P2 | WC8069 | AT017049 | BLK | 16 | 10.A7 | AT0170:49 | FIRE SYSTEM CONTROLLER PANEL | 10.A7
AT0175:6P2 | WC8069 | AT017048 | SH | 16 | 10.A7 | AT0170:48 | FIRE SYSTEM CONTROLLER PANEL | 10.A7
FU0170:LI | SC | FU0136 | WHT | 12 | 10.A2 | XT0138:2 | PANEL A | 16.A3
KA0875:A1 | SC | 009212 | WHT | 20 | 10.D2 | AF0092:12 | PANEL A | 10.D3
KA0875:A2 | SC | 009228 | WHT | 20 | 10.D2 | AF0092:28 | PANEL A | 10.D3
XT0170:3 | SC | 0V | WHT | 14 | 10.A2 | XT0134:2 | PANEL A | 16.B3
KA0178:14 | SC | KA017814 | WHT | 20 | 26.D5 | KA0232:11 | PANEL B | 26.D6
KA0875:14 | SC | FU0170 | WHT | 20 | 26.D6 | KA0232:12 | PANEL B | 26.D6
XT0170:2 | SC | FU0170 | WHT | 20 | 10.A2 | KA0232:21 | PANEL B | 92.A6
XT0170:1 | SC | FU0170 | WHT | 14 | 10.A2 | UV0171:1(+) | REDUNDANT POWER SUPPLY | 10.B3
XT0170:1 | SC | FU0170 | WHT | 14 | 10.A2 | UV0171:3(+) | REDUNDANT POWER SUPPLY | 10.B3
XT0170:5 | SC | 0V | WHT | 14 | 10.A2 | UV0171:4(-) | REDUNDANT POWER SUPPLY | 10.B3
XT0170:5 | SC | 0V | WHT | 14 | 10.A2 | UV0171:2(-) | REDUNDANT POWER SUPPLY | 10.B3
XT0172:31 | SC | UV0171P1 | WHT | 14 | 81.C6 | UV0171:13(+) | REDUNDANT POWER SUPPLY | 81.C7
XT0172:32 | SC | UV0171N1 | WHT | 14 | 81.C6 | UV0171:14(-) | REDUNDANT POWER SUPPLY | 81.C7
XT0172:33 | SC | UV0171N2 | WHT | 14 | 81.C6 | UV0171:16(-) | REDUNDANT POWER SUPPLY | 81.C7
XT0172:34 | SC | UV0171P2 | WHT | 14 | 81.D6 | UV0171:15(+) | REDUNDANT POWER SUPPLY | 81.C7
SolarTools ver. 24.0.84.24712 (Jul 31, 2025)
Report date: 4/29/2026 9:20 AM

## FIRE SYSTEM CONTROLLER PANEL
FIRE SYSTEM CONTROLLER PANEL
CONTROL CONSOLE DOOR^(FIRE SYSTEM PANEL)
Project # | 9A951
Project Name | UGV CHERV
Revision | A.6
Controls DE | F. CABUTO
Phone: | 0
Controls ME | G.CATO
Phone:
From | [5 empty] | To
Device ID | Cable (W) Conductor (SC) Jumper Clip (JC) | Wire No. | Wire ID | Gauge/Size | Page/Zone | Device ID | Location | Page/Zone
AT0170:1 | SC | UV01705 | WHT | 14 | 10.A5 | UV0170:5(+) | FIRE SYSTEM CONTROLLER PANEL | 10.A3
AT0170:2 | SC | UV01706 | WHT | 14 | 10.A5 | UV0170:6(-) | FIRE SYSTEM CONTROLLER PANEL | 10.A3
AT0170:25 | SC | AT017025 | WHT | 20 | 10.C2 | KA0172:A1 | FIRE SYSTEM CONTROLLER PANEL | 10.C1
AT0170:3 | SC | KA017114 | WHT | 14 | 10.A5 | KA0171:14 | FIRE SYSTEM CONTROLLER PANEL | 10.A4
AT0170:31 | SC | AT017031 | WHT | 20 | 10.D2 | KA0174:A1 | FIRE SYSTEM CONTROLLER PANEL | 10.D1
AT0170:4 | SC | UV01708 | WHT | 14 | 10.A5 | UV0170:8(-) | FIRE SYSTEM CONTROLLER PANEL | 10.A3
AT0170:GND | SC | AT0170G | GRN/YEL | 14 | 10.A5 | FRAME | FIRE SYSTEM CONTROLLER PANEL | 10.B6
GR0171: | SC | GR0171 | GRN/YEL | 14 | 4.D4 | FRAME | FIRE SYSTEM CONTROLLER PANEL | 4.D5
KA0171:11 | SC | UV01707 | WHT | 14 | 10.A4 | UV0170:7(+) | FIRE SYSTEM CONTROLLER PANEL | 10.A3
KA0172:A2 | SC | 0V | WHT | 20 | 10.C1 | KA0174:A2 | FIRE SYSTEM CONTROLLER PANEL | 10.D1
KA0176:11 | SC | KA017611 | WHT | 20 | 92.A6 | XT0171:1 | FIRE SYSTEM CONTROLLER PANEL | 92.A5
KA0176:A1 | SC | KA014422 | WHT | 20 | 92.B5 | KA0177:A1 | FIRE SYSTEM CONTROLLER PANEL | 92.B5
KA0176:A2 | SC | 0V | WHT | 20 | 92.B5 | KA0177:A2 | FIRE SYSTEM CONTROLLER PANEL | 92.B5
KA0177:11 | SC | KA017711 | WHT | 20 | 93.A6 | XT0171:5 | FIRE SYSTEM CONTROLLER PANEL | 93.A5
UV0170:GND | SC | UV0170G | GRN/YEL | 14 | 10.A3 | FRAME | FIRE SYSTEM CONTROLLER PANEL | 10.B4
VD6211:--1N4007 | SC | KA017611 | LEAD | --- | 92.A5 | XT0171:1 | FIRE SYSTEM CONTROLLER PANEL | 92.A5
VD6211:+-1N4007 | SC | 009304 | LEAD | --- | 92.A5 | XT0171:2 | FIRE SYSTEM CONTROLLER PANEL | 92.A5
VD6212:--1N4007 | SC | KA017711 | LEAD | --- | 93.A5 | XT0171:5 | FIRE SYSTEM CONTROLLER PANEL | 93.A5
VD6212:+-1N4007 | SC | 009313 | LEAD | --- | 93.A5 | XT0171:6 | FIRE SYSTEM CONTROLLER PANEL | 93.A6
AT0170:11 | SC | SA0170B113 | WHT | 20 | 26.A6 | XT0170:12 | FIRE SYSTEM | 26.A5
AT0170:12 | SC | SA0170B114 | WHT | 20 | 26.A6 | XT0170:13 | FIRE SYSTEM | 26.A5
AT0170:45 | SC | AT017045 | WHT | 20 | 79.D6 | XT0170:6 | FIRE SYSTEM | 79.D5
AT0170:46 | SC | AT017046 | WHT | 20 | 79.D6 | XT0170:7 | FIRE SYSTEM | 79.D5
KA0172:11 | SC | KA017211 | WHT | 20 | 79.D6 | XT0170:8 | FIRE SYSTEM | 79.D5
KA0172:12 | SC | KA017212 | WHT | 20 | 79.D6 | XT0170:9 | FIRE SYSTEM | 79.D5
KA0172:A2 | SC | 0V | WHT | 20 | 10.C1 | XT0170:4 | FIRE SYSTEM | 10.A2
KA0174:11 | SC | KA017411 | WHT | 20 | 79.D6 | XT0170:10 | FIRE SYSTEM | 79.D5
KA0174:12 | SC | KA017412 | WHT | 20 | 79.D6 | XT0170:11 | FIRE SYSTEM | 79.D5
KA0176:A2 | SC | 0V | WHT | 20 | 92.B5 | XT0170:3 | FIRE SYSTEM | 10.A2
UV0170:1(+) | SC | FU0170 | WHT | 14 | 10.A3 | XT0170:2 | FIRE SYSTEM | 10.A2
UV0170:10(-) | SC | UV017010 | WHT | 14 | 10.A3 | AT0175:2P1 | FIRE SYSTEM | 10.B5
UV0170:11(+) | SC | UV017011 | WHT | 14 | 10.A3 | AT0176:1P1 | FIRE SYSTEM | 10.C5
UV0170:12(-) | SC | UV017012 | WHT | 14 | 10.A3 | AT0176:2P1 | FIRE SYSTEM | 10.C5
UV0170:13(+) | SC | LON0P | WHT | 14 | 81.A7 | XT0172:13 | FIRE SYSTEM | 81.A6
UV0170:14(-) | SC | LON0N | WHT | 14 | 81.A7 | XT0172:14 | FIRE SYSTEM | 81.A6
UV0170:15(+) | SC | LON2P | WHT | 14 | 81.A7 | XT0172:17 | FIRE SYSTEM | 81.A6
UV0170:16(-) | SC | LON2N | WHT | 14 | 81.A7 | XT0172:18 | FIRE SYSTEM | 81.B6
UV0170:2(-) | SC | 0V | WHT | 14 | 10.A3 | XT0170:3 | FIRE SYSTEM | 10.A2
UV0170:3(+) | SC | FU0170 | WHT | 14 | 10.A3 | XT0170:2 | FIRE SYSTEM | 10.A2
UV0170:4(-) | SC | 0V | WHT | 14 | 10.A3 | XT0170:3 | FIRE SYSTEM | 10.A2
UV0170:9(+) | SC | UV01709 | WHT | 14 | 10.A3 | AT0175:1P1 | FIRE SYSTEM | 10.B5
AT0170:53 | WC5018 | LON2A | WHT | 16 | 81.D6 | XT0172:19 | FIRE SYSTEM | 81.D6
AT0170:52 | WC5018 | LON2B | BLK | 16 | 81.D6 | XT0172:20 | FIRE SYSTEM | 81.D6
AT0170:51 | WC5018 | LON2S1 | SH | 16 | 81.D6 | XT0172:21 | FIRE SYSTEM | 81.D6
AT0170:50 | WC8069 | AT017050 | WHT | 16 | 10.A7 | AT0175:4P2 | FIRE SYSTEM | 10.A7
AT0170:49 | WC8069 | AT017049 | BLK | 16 | 10.A7 | AT0175:5P2 | FIRE SYSTEM | 10.A7
AT0170:48 | WC8069 | AT017048 | SH | 16 | 10.A7 | AT0175:6P2 | FIRE SYSTEM | 10.A7
KA0176:14 | SC | 009336 | WHT | 20 | 92.A6 | AF0093:36 | PANEL A | 92.A7
KA0176:A1 | SC | KA014422 | WHT | 20 | 92.B5 | KA0144:22 | PANEL A | 92.A6
KA0177:14 | SC | 009345 | WHT | 20 | 93.A6 | AF0093:45 | PANEL A | 93.A7
XT0171:2 | SC | 009304 | WHT | 20 | 92.A5 | AF0093:04 | PANEL A | 92.A7
XT0171:6 | SC | 009313 | WHT | 20 | 93.A6 | AF0093:13 | PANEL A | 93.A7
AT0170:24 | SC | FU0139 | WHT | 20 | 10.C2 | XT0240:12 | PANEL B | 19.C4
AT0170:26 | SC | KA0243A1 | WHT | 20 | 10.C2 | XT0240:7 | PANEL B | 19.C3
AT0170:30 | SC | FU0139 | WHT | 20 | 10.D2 | XT0240:12 | PANEL B | 19.C4
AT0170:32 | SC | KA0245A1 | WHT | 20 | 10.D2 | XT0240:8 | PANEL B | 19.D3
XT0171:1 | SC | KA017611 | WHT | 20 | 92.A5 | KA0246:11 | PANEL B | 92.A6
XT0171:5 | SC | KA017711 | WHT | 20 | 93.A5 | KA0247:11 | PANEL B | 93.A5
AT0170:L2 | WC0017 | AP0602L1 | ENET | CABLE | 3.B4 | AP0602:L1 | PLC PANEL | 3.A2
KA0171:A1 | SC | UV01715 | WHT | 16 | 10.B4 | UV0171:5(+) | REDUNDANT POWER SUPPLY | 10.B3
KA0171:A2 | SC | UV01716 | WHT | 16 | 10.B4 | UV0171:6(-) | REDUNDANT POWER SUPPLY | 10.B3
Report date: 4/29/2026 9:20 AM |  |  |  |  | SolarTools ver. 24.0.84.24712 (Jul 31, 2025)

## HP COMPRESSOR PANEL
HP COMPRESSOR PANEL
CONTROL CONSOLE^(HP COMPRESSOR PANEL)
Project # | 9A951
Project Name | UGV CHERV
Revision | A.6
Controls DE | F. CABUTO
Phone: | 0
Controls ME | G.CATO
Phone:
From | [5 empty] | To
Device ID | Cable (W) Conductor (SC) Jumper Clip (JC) | Wire No. | Wire ID | Gauge/Size | Page/Zone | Device ID | Location | Page/Zone
XT0130:3 | JC | 0V | CLIP | --- | 22.A5 | XT0130:2 | HP COMPRESSOR PANEL | 22.A5
XT0130:4 | JC | 0V | CLIP | --- | 22.A5 | XT0130:3 | HP COMPRESSOR PANEL | 22.A5
AF0500:12 | SC | XT05001 | GRN | 16 | 23.B4 | XT0500:1 | HP COMPRESSOR PANEL | 23.C3
AF0510:32 | SC | XT05001 | GRN | 16 | 23.B3 | XT0500:1 | HP COMPRESSOR PANEL | 23.C3
AF0510:53 | SC | 0V | WHT | 16 | 23.B3 | XT0130:2 | HP COMPRESSOR PANEL | 22.A5
AF0510:54 | SC | 052053 | WHT | 16 | 23.B3 | AF0520:53 | HP COMPRESSOR PANEL | 23.B2
AF0510:55 | SC | FU0133 | WHT | 16 | 23.B3 | FU0133:LD | HP COMPRESSOR PANEL | 23.C5
AF0510:56 | SC | 052055 | WHT | 16 | 23.B3 | AF0520:55 | HP COMPRESSOR PANEL | 23.B2
AF0520:32 | SC | XT05001 | GRN | 16 | 23.B2 | XT0500:1 | HP COMPRESSOR PANEL | 23.C3
AF1201:00 | SC | 120100 | WHT | 20 | 76.D7 | KA0120:14 | HP COMPRESSOR PANEL | 76.D5
AF1201:32 | SC | 120132 | WHT | 20 | 76.D7 | KA4401:22 | HP COMPRESSOR PANEL | 76.D6
AF1201:COM | SC | 0V | WHT | 14 | 22.D2 | XT0130:3 | HP COMPRESSOR PANEL | 22.A5
AF1201:V+ | SC | FU0121 | WHT | 14 | 22.D2 | FU0121:LD | HP COMPRESSOR PANEL | 22.D1
AF1202:COM | SC | AF1202N | WHT | 16 | 22.D3 | AF1203:COM | HP COMPRESSOR PANEL | 22.D3
AF1202:COM | SC | AU1200N | WHT | 16 | 22.D3 | AU1200:COM | HP COMPRESSOR PANEL | 22.C1
AF1202:V+ | SC | AF1202P | WHT | 16 | 22.D3 | AF1203:V+ | HP COMPRESSOR PANEL | 22.D3
AF1202:V+ | SC | AU1200P | WHT | 16 | 22.D3 | AU1200:V+ | HP COMPRESSOR PANEL | 22.C1
AF1203:COM | SC | AF1203N | WHT | 16 | 22.D3 | AF1204:COM | HP COMPRESSOR PANEL | 22.C4
AF1203:SH | SC | AF1203G | GRN | 14 | 22.D3 | AF1204:SH | HP COMPRESSOR PANEL | 22.C4
AF1203:SH | SC | AU1200G | GRN | 14 | 22.D3 | AU1200:GND | HP COMPRESSOR PANEL | 22.C1
AF1203:V+ | SC | AF1203P | WHT | 16 | 22.D3 | AF1204:V+ | HP COMPRESSOR PANEL | 22.C4
AF1204:COM | SC | AF1204N | WHT | 16 | 22.C4 | AF1205:COM | HP COMPRESSOR PANEL | 22.C5
AF1204:SH | SC | AF1204G | GRN | 14 | 22.C4 | AF1205:SH | HP COMPRESSOR PANEL | 22.C5
AF1204:V+ | SC | AF1204P | WHT | 16 | 22.C4 | AF1205:V+ | HP COMPRESSOR PANEL | 22.C5
AF1205:COM | SC | AF1205N | WHT | 16 | 22.C5 | AF1206:COM | HP COMPRESSOR PANEL | 22.D5
AF1205:SH | SC | AF1205G | GRN | 14 | 22.C5 | AF1206:SH | HP COMPRESSOR PANEL | 22.D5
AF1205:V+ | SC | AF1205P | WHT | 16 | 22.C5 | AF1206:V+ | HP COMPRESSOR PANEL | 22.D5
AF1206:COM | SC | AF1206N | WHT | 16 | 22.D5 | AF1207:COM | HP COMPRESSOR PANEL | 22.A2
AF1206:SH | SC | AF1206G | GRN | 14 | 22.D5 | AF1208:SH | HP COMPRESSOR PANEL | 22.B2
AF1206:V+ | SC | AF1206P | WHT | 16 | 22.D5 | AF1207:V+ | HP COMPRESSOR PANEL | 22.A2
AF1207:02 | SC | 120702 | WHT | 20 | 72.A7 | KA4401:14 | HP COMPRESSOR PANEL | 72.A6
AF1207:18 | SC | 120718 | WHT | 20 | 72.A7 | KA4401:A2 | HP COMPRESSOR PANEL | 72.A6
AF1207:34 | SC | PS44012 | WHT | 20 | 72.A7 | KA4401:11 | HP COMPRESSOR PANEL | 72.A6
AF1207:COM | SC | AF1207N | WHT | 16 | 22.A2 | AF1208:COM | HP COMPRESSOR PANEL | 22.B2
AF1207:V+ | SC | AF1207P | WHT | 16 | 22.A2 | AF1208:V+ | HP COMPRESSOR PANEL | 22.B2
AF1208:COM | SC | AF1208N | WHT | 16 | 22.B2 | AF1209:COM | HP COMPRESSOR PANEL | 22.B3
AF1208:SH | SC | AF1208G | GRN | 14 | 22.B2 | AF1209:SH | HP COMPRESSOR PANEL | 22.B3
AF1208:V+ | SC | AF1208P | WHT | 16 | 22.B2 | AF1209:V+ | HP COMPRESSOR PANEL | 22.B3
AF1209:COM | SC | AF1209N | WHT | 16 | 22.B3 | AF1210:COM | HP COMPRESSOR PANEL | 22.B3
AF1209:SH | SC | AF1209G | GRN | 14 | 22.B3 | AF1210:SH | HP COMPRESSOR PANEL | 22.B3
AF1209:V+ | SC | AF1209P | WHT | 16 | 22.B3 | AF1210:V+ | HP COMPRESSOR PANEL | 22.B3
AF1210:COM | SC | AF1210N | WHT | 16 | 22.B3 | AF1211:COM | HP COMPRESSOR PANEL | 22.B4
AF1210:SH | SC | AF1210G | GRN | 14 | 22.B3 | AF1211:SH | HP COMPRESSOR PANEL | 22.B4
AF1210:V+ | SC | AF1210P | WHT | 16 | 22.B3 | AF1211:V+ | HP COMPRESSOR PANEL | 22.B4
AF1211:SH | SC | IEG01303 | GRN | 14 | 22.B4 | IEG0130:3 | HP COMPRESSOR PANEL | 22.B5
AU1200:COM | SC | 0V | WHT | 20 | 22.C1 | XT0130:4 | HP COMPRESSOR PANEL | 22.A5
AU1200:V+ | SC | FU0120 | WHT | 14 | 22.C1 | FU0120:LD | HP COMPRESSOR PANEL | 22.D1
FU0120:LI | SC | FU0130 | WHT | 14 | 22.D1 | FU0121:LI | HP COMPRESSOR PANEL | 22.D1
FU0120:LI | SC | FU0130 | WHT | 14 | 22.D1 | FU0130:LD | HP COMPRESSOR PANEL | 22.A4
FU0121:LI | SC | FU0130 | WHT | 14 | 22.D1 | FU0133:LI | HP COMPRESSOR PANEL | 23.C5
FU0130:LD | SC | FU0130 | WHT | 14 | 22.A4 | XT0121:3 | HP COMPRESSOR PANEL | 76.A5
FU0130:LI | SC | FU0136 | WHT | 16 | 22.A4 | XT0130:1 | HP COMPRESSOR PANEL | 22.A5
GR4123: | SC | GR4123 | GRN/YEL | 14 | 4.D4 | FRAME | HP COMPRESSOR PANEL | 4.D4
GR4124: | SC | GR4124 | GRN/YEL | 14 | 4.D4 | FRAME | HP COMPRESSOR PANEL | 4.D5
IEG0130:1 | SC | IEG01301 | GRN | 14 | 23.B5 | XT0500:2 | HP COMPRESSOR PANEL | 23.B5
KA0120:12 | SC | KA012012 | WHT | 20 | 76.D5 | KA4401:21 | HP COMPRESSOR PANEL | 76.D6
KA0120:A1 | SC | KA0231A1 | WHT | 20 | 22.B5 | XT0130:5 | HP COMPRESSOR PANEL | 22.A5
KA0120:A2 | SC | 0V | WHT | 16 | 22.B5 | XT0130:3 | HP COMPRESSOR PANEL | 22.A5
KA4401:11 | SC | PS44012 | WHT | 20 | 72.A6 | XT0121:1 | HP COMPRESSOR PANEL | 72.A5
KA4401:A1 | SC | PS44013 | WHT | 20 | 72.A6 | XT0121:2 | HP COMPRESSOR PANEL | 72.A5
XT0121:4 | SC | 0V | WHT | 20 | 76.A5 | XT0130:3 | HP COMPRESSOR PANEL | 22.A5
XT0130:1 | SC | FU0136 | WHT | 14 | 22.A5 | XT0520:1 | HP COMPRESSOR PANEL | 22.A5
XT0130:4 | SC | 0V | WHT | 14 | 22.A5 | XT0520:2 | HP COMPRESSOR PANEL | 22.A5
XT0520:3 | SC | KA0231A1 | WHT | 20 | 22.B5 | XT0130:5 | HP COMPRESSOR PANEL | 22.A5
AF0510:L2 | WC0051 | AF0510L2 | ENET | CABLE | 3.B2 | AF0520:L1 | HP COMPRESSOR PANEL | 3.B3
AF0520:L2 | WC0052 | AF0520L2 | ENET | CABLE | 3.B3 | AU1200:L1 | HP COMPRESSOR PANEL | 3.B4
AF1206:J | WC1200 | AF1206J | CABLE | CABLE | 22.D5 | AF1207:P | HP COMPRESSOR PANEL | 22.A2
AF0500:LBUS | WC8050 | AF0510RBUS | BUS | CABLE | 23.B4 | AF0510:RBUS | HP COMPRESSOR PANEL | 23.B3
AF0510:LBUS | WC8051 | AF0520RBUS | BUS | CABLE | 23.B3 | AF0520:RBUS | HP COMPRESSOR PANEL | 23.B2
XT0520:1 | SC | FU0136 | WHT | 12 | 22.A5 | XT0570:1 | BOP PANEL | 24.A5
XT0520:2 | SC | 0V | WHT | 14 | 22.A5 | XT0570:2 | BOP PANEL | 24.A5
XT0520:3 | SC | KA0231A1 | WHT | 14 | 22.B5 | XT0570:3 | BOP PANEL | 25.A2
AU1200:L2 | WC0012 | AU1200L2 | ENET | CABLE | 3.B4 | AU0140:L1 | BOP PANEL | 3.B4
IEG0130:2 | SC | IEG01304 | GRN | 14 | 4.C4 | GR0120: | BUOS BOX | 4.C3
XT0130:5 | SC | KA0231A1 | WHT | 20 | 22.A5 | XT0139:4 | PANEL A | 19.D6
IEG0130:0 | SC | IEG0130G | GRN | 8 | 4.C2 | IEG0010:5 | PANEL B | 4.C2
XT0130:1 | SC | FU0136 | WHT | 14 | 22.A5 | XT0110:1 | TURBINE VIBRATION PANEL | 21.A5
XT0130:2 | SC | 0V | WHT | 14 | 22.A5 | XT0110:2 | TURBINE VIBRATION PANEL | 21.A5
AF0510:L1 | WC0045 | AF0450L2 | ENET | CABLE | 3.B2 | AF0450:L2 | TURBINE VIBRATION PANEL | 3.A5
SolarTools ver. 24.0.84.24712 (Jul 31, 2025)
Report date: 4/29/2026 9:20 AM

## JB5
JB5
Project # | 9A951
Project Name | UGV CHERV
Revision | A.6
Controls DE | F. CABUTO
Phone: | 0
Controls ME | G.CATO
Phone:
From | [5 empty] | To
Device ID | Cable (W) Conductor (SC) Jumper Clip (JC) | Wire No. | Wire ID | Gauge/Size | Page/Zone | Device ID | Location | Page/Zone
GR1110: | SC | GR1110 | GRN/YEL | 14 | 4.B6 | FRAME | JB5 | 4.B7
GR1150: | SC | GR1150 | GRN/YEL | 14 | 4.B6 | FRAME | JB5 | 4.B6
SolarTools ver. 24.0.84.24712 (Jul 31, 2025)
Report date: 4/29/2026 9:20 AM

## PANEL A
PANEL A
CONTROL CONSOLE (UNIT PANEL A)
Project # | 9A951
Project Name | UGV CHERV
Revision | A.6
Controls DE | F. CABUTO
Phone: | 0
Controls ME | G.CATO
Phone:
From | [5 empty] | To
Device ID | Cable (W) Conductor (SC) Jumper Clip (JC) | Wire No. | Wire ID | Gauge/Size | Page/Zone | Device ID | Location | Page/Zone
XT0011:2 | JC | 523NEG | CLIP | --- | 15.C3 | XT0011:3 | PANEL A | 15.C3
XT0011:3 | JC | 523NEG | CLIP | --- | 15.C3 | XT0011:4 | PANEL A | 15.C3
XT0011:4 | JC | 523NEG | CLIP | --- | 15.C3 | XT0011:5 | PANEL A | 15.C3
XT0080:1 | JC | 0V | CLIP | --- | 8.B1 | XT0080:2 | PANEL A | 8.B1
XT0080:2 | JC | 0V | CLIP | --- | 8.B1 | XT0080:3 | PANEL A | 8.B1
XT0081:1 | JC | 0V | CLIP | --- | 8.D1 | XT0081:2 | PANEL A | 8.D1
XT0134:1 | JC | 0V | CLIP | --- | 16.B3 | XT0134:2 | PANEL A | 16.B3
XT0134:2 | JC | 0V | CLIP | --- | 16.B3 | XT0134:3 | PANEL A | 16.B3
XT0134:3 | JC | 0V | CLIP | --- | 16.B3 | XT0134:4 | PANEL A | 16.B3
XT0135:1 | JC | 0V | CLIP | --- | 16.B4 | XT0135:2 | PANEL A | 16.B4
XT0135:2 | JC | 0V | CLIP | --- | 16.B4 | XT0135:3 | PANEL A | 16.B4
XT0135:3 | JC | 0V | CLIP | --- | 16.B4 | XT0135:4 | PANEL A | 16.C4
XT0136:1 | JC | FU0139 | CLIP | --- | 17.A2 | XT0136:2 | PANEL A | 17.A2
XT0138:1 | JC | FU0136 | CLIP | --- | 16.A3 | XT0138:2 | PANEL A | 16.A3
XT0138:2 | JC | FU0136 | CLIP | --- | 16.A3 | XT0138:3 | PANEL A | 16.A3
XT0138:3 | JC | FU0136 | CLIP | --- | 16.A3 | XT0138:4 | PANEL A | 16.B3
XT0139:1 | JC | FU0137 | CLIP | --- | 16.A4 | XT0139:2 | PANEL A | 16.A4
XT0139:2 | JC | FU0137 | CLIP | --- | 16.A4 | XT0139:3 | PANEL A | 16.B4
AF0081:03 | SC | 008103 | WHT | 20 | 20.C7 | KA0130:14 | PANEL A | 20.D6
AF0081:35 | SC | 008135 | WHT | 20 | 20.C7 | KA0130:A1 | PANEL A | 20.C5
AF0081:07 | SC | JP2 | VIO | 20 | 29.D7 | AF0081:39 | PANEL A | 29.D7
AF0081:COM | SC | AF0081N | WHT | 16 | 8.A2 | AF0082:COM | PANEL A | 8.B3
AF0081:COM | SC | AU0080N | WHT | 20 | 8.A2 | AU0080:COM | PANEL A | 8.A1
AF0081:V+ | SC | AF0081P | WHT | 16 | 8.A2 | AF0082:V+ | PANEL A | 8.B3
AF0081:V+ | SC | AU0080P | WHT | 20 | 8.A2 | AU0080:V+ | PANEL A | 8.A1
AF0082:COM | SC | AF0082N | WHT | 16 | 8.B3 | AF0083:COM | PANEL A | 8.B3
AF0082:V+ | SC | AF0082P | WHT | 16 | 8.B3 | AF0083:V+ | PANEL A | 8.B3
AF0083:COM | SC | AF0083N | WHT | 16 | 8.B3 | AF0084:COM | PANEL A | 8.B4
AF0083:SH | SC | AF0083G | GRN | 14 | 8.B3 | AF0084:SH | PANEL A | 8.B4
AF0083:SH | SC | AU0080G | GRN | 14 | 8.B3 | AU0080:GND | PANEL A | 8.A1
AF0083:V+ | SC | AF0083P | WHT | 16 | 8.B3 | AF0084:V+ | PANEL A | 8.B4
AF0084:COM | SC | AF0084N | WHT | 16 | 8.B4 | AF0085:COM | PANEL A | 8.B4
AF0084:SH | SC | AF0084G | GRN | 14 | 8.B4 | AF0085:SH | PANEL A | 8.B4
AF0084:V+ | SC | AF0084P | WHT | 16 | 8.B4 | AF0085:V+ | PANEL A | 8.B4
AF0085:COM | SC | AF0085N | WHT | 16 | 8.B4 | AF0086:COM | PANEL A | 8.B5
AF0085:SH | SC | AF0085G | GRN | 14 | 8.B4 | AF0086:SH | PANEL A | 8.B5
AF0085:V+ | SC | AF0085P | WHT | 16 | 8.B4 | AF0086:V+ | PANEL A | 8.B5
AF0086:COM | SC | AF0086N | WHT | 16 | 8.B5 | AF0087:COM | PANEL A | 8.B6
AF0086:V+ | SC | AF0086P | WHT | 16 | 8.B5 | AF0087:V+ | PANEL A | 8.B6
AF0087:11 | SC | KA013624 | WHT | 20 | 17.C6 | KA0136:24 | PANEL A | 17.C5
AF0087:43 | SC | KA013621 | WHT | 20 | 17.C6 | KA0136:21 | PANEL A | 17.C5
AF0091:07 | SC | KA014114 | WHT | 20 | 17.C2 | KA0141:14 | PANEL A | 17.C2
AF0091:09 | SC | UJ0131OK2 | WHT | 20 | 15.B7 | UJ0131:OK2 | PANEL A | 15.B4
AF0091:39 | SC | KA014111 | WHT | 20 | 17.C2 | KA0141:11 | PANEL A | 17.C2
AF0091:41 | SC | UJ0131OK1 | WHT | 20 | 15.B7 | UJ0131:OK1 | PANEL A | 15.B4
AF0091:COM | SC | AF0091N | WHT | 16 | 8.D2 | AF0094:COM | PANEL A | 8.D4
AF0091:COM | SC | AU0090N | WHT | 20 | 8.D2 | AU0090:COM | PANEL A | 8.C1
AF0091:V+ | SC | AF0091P | WHT | 14 | 8.D2 | AF0094:V+ | PANEL A | 8.D4
AF0091:V+ | SC | AU0090P | WHT | 20 | 8.D2 | AU0090:V+ | PANEL A | 8.C1
AF0092:02 | SC | KA0133A1 | WHT | 20 | 61.A7 | KA0133:A1 | PANEL A | 18.B6
AF0092:04 | SC | 009204 | WHT | 20 | 31.A6 | KA2160:A1 | PANEL A | 31.A5
AF0092:06 | SC | KA013114 | WHT | 20 | 61.A7 | KA0131:14 | PANEL A | 17.C5
AF0092:07 | SC | 009207 | WHT | 20 | 31.A6 | KA2161:A1 | PANEL A | 31.B5
AF0092:08 | SC | 009208 | WHT | 20 | 66.A7 | KA3103:A1 | PANEL A | 66.A5
AF0092:20 | SC | 009220 | WHT | 20 | 31.A6 | KA2160:A2 | PANEL A | 31.A5
AF0092:23 | SC | 009223 | WHT | 20 | 31.A6 | KA2161:A2 | PANEL A | 31.B5
AF0092:24 | SC | 009224 | WHT | 20 | 66.A7 | KA3103:A2 | PANEL A | 66.A5
AF0092:COM | SC | 0V | WHT | 14 | 8.D3 | XT0081:1 | PANEL A | 8.D1
AF0092:V+ | SC | FU0091 | WHT | 14 | 8.D3 | FU0091:LD | PANEL A | 8.D1
AF0093:01 | SC | 009301 | WHT | 16 | 64.B7 | KA3220:A1 | PANEL A | 64.B6
AF0093:12 | SC | 009312 | WHT | 20 | 28.B7 | PC0470:INP_A | PANEL A | 28.B5
AF0093:17 | SC | 009317 | WHT | 16 | 64.B7 | KA3220:A2 | PANEL A | 64.B6
AF0093:20 | SC | 009320 | WHT | 20 | 92.A7 | KA6211:A2 | PANEL A | 92.A6
AF0093:28 | SC | 009328 | WHT | 20 | 28.B7 | PC0470:-PWR | PANEL A | 28.B5
AF0093:29 | SC | 009329 | WHT | 20 | 93.A7 | KA6212:A2 | PANEL A | 93.A6
AF0093:44 | SC | 009344 | WHT | 20 | 28.B7 | PC0470:+PWR | PANEL A | 28.B5
AF0093:COM | SC | 0V | WHT | 14 | 8.D3 | XT0081:2 | PANEL A | 8.D1
AF0093:V+ | SC | FU0092 | WHT | 14 | 8.D3 | FU0092:LD | PANEL A | 8.D1
AF0094:04 | SC | UJ0131VIN | WHT | 20 | 15.A7 | UJ0131:VIN | PANEL A | 15.B4
AF0094:05 | SC | 0V | WHT | 14 | 15.A7 | XT0135:4 | PANEL A | 16.C4
AF0094:06 | SC | UJ0131IOUT | WHT | 20 | 15.B7 | UJ0131:IOUT | PANEL A | 15.B4
AF0094:07 | SC | 0V | WHT | 20 | 15.B7 | XT0135:4 | PANEL A | 16.C4
AF0094:COM | SC | AF0094N | WHT | 14 | 8.D4 | AF0096:COM | PANEL A | 8.D5
AF0094:SH | SC | AF0094G | GRN | 14 | 8.D4 | AF0096:SH | PANEL A | 8.D5
AF0094:SH | SC | AU0090G | GRN | 14 | 8.D4 | AU0090:GND | PANEL A | 8.C1
AF0094:V+ | SC | AF0094P | WHT | 14 | 8.D4 | AF0096:V+ | PANEL A | 8.D5
AF0095:02 | SC | 009502 | WHT | 20 | 48.B7 | KA0221:14 | PANEL A | 48.B6
AF0095:COM | SC | 0V | WHT | 14 | 8.D4 | XT0081:2 | PANEL A | 8.D1
AF0095:V+ | SC | FU0093 | WHT | 14 | 8.D4 | FU0093:LD | PANEL A | 8.D1
AU0080:COM | SC | 0V | WHT | 14 | 8.A1 | XT0080:1 | PANEL A | 8.B1
AU0080:V+ | SC | FU0080 | WHT | 14 | 8.A1 | FU0080:LD | PANEL A | 8.B1
AU0090:COM | SC | 0V | WHT | 14 | 8.C1 | XT0081:1 | PANEL A | 8.D1
AU0090:V+ | SC | FU0090 | WHT | 14 | 8.C1 | FU0090:LD | PANEL A | 8.D1
FU0010:LI | SC | FU0137 | WHT | 14 | 16.A5 | FU0139:LI | PANEL A | 16.A5
FU0010:LI | SC | FU0137 | WHT | 14 | 16.A5 | XT0139:1 | PANEL A | 16.A4
FU0012:LI | SC | 523POS | --- | BUS | 15.B3 | FU0013:LI | PANEL A | 15.B3
FU0012:LI | SC | 523POS | --- | BUS | 15.B3 | XT0014:1 | PANEL A | 15.B2
FU0013:LI | SC | 523POS | --- | BUS | 15.B3 | FU0014:LI | PANEL A | 15.C3
FU0014:LI | SC | 523POS | --- | BUS | 15.C3 | FU0015:LI | PANEL A | 15.C3
FU0015:LI | SC | 523POS | --- | BUS | 15.C3 | FU0017:LI | PANEL A | 15.C3
FU0080:LI | SC | FU0137 | WHT | 14 | 8.B1 | XT0139:1 | PANEL A | 16.A4
FU0090:LI | SC | FU0137 | WHT | 14 | 8.D1 | XT0139:2 | PANEL A | 16.A4
FU0090:LI | SC | FU0137 | WHT | 14 | 8.D1 | FU0091:LI | PANEL A | 8.D1
FU0091:LI | SC | FU0137 | WHT | 14 | 8.D1 | FU0092:LI | PANEL A | 8.D1
FU0092:LI | SC | FU0137 | WHT | 14 | 8.D1 | FU0093:LI | PANEL A | 8.D1
FU0136:LD | SC | FU0136 | WHT | 10 | 16.A3 | XT0138:1 | PANEL A | 16.A3
FU0136:LI | SC | 24V | WHT | 10 | 16.A3 | UJ0131:OUT(+) | PANEL A | 15.B4
FU0137:LD | SC | FU0137 | WHT | 12 | 16.A4 | XT0139:1 | PANEL A | 16.A4
FU0137:LI | SC | FU0136 | WHT | 12 | 16.A4 | XT0138:1 | PANEL A | 16.A3
FU0139:LD | SC | FU0139 | WHT | 14 | 16.A5 | XT0136:1 | PANEL A | 17.A2
FU0139:LD | SC | FU0139 | WHT | 14 | 16.A5 | XT0085:1 | PANEL A | 15.C6
FU5120:LI | SC | FU0137 | WHT | 14 | 16.B5 | XT0139:3 | PANEL A | 16.B4
FU6210:LI | SC | FU0137 | WHT | 14 | 16.B5 | XT0139:3 | PANEL A | 16.B4
GR0131: | SC | GR0131 | GRN/YEL | 14 | 4.A4 | FRAME | PANEL A | 4.A3
GR0132: | SC | GR0132 | GRN/YEL | 14 | 4.A4 | FRAME | PANEL A | 4.A3
GR0257: | SC | GR0257 | GRN/YEL | 14 | 4.B5 | FRAME | PANEL A | 4.B4
KA0130:A1 | SC | 008135 | WHT | 20 | 20.C5 | KA0130:11 | PANEL A | 20.D6
KA0131:11 | SC | KA0135A1 | WHT | 20 | 17.C5 | KA0135:A1 | PANEL A | 17.C6
KA0131:12 | SC | KA013724 | WHT | 20 | 17.C5 | KA0137:24 | PANEL A | 17.C3
KA0131:A1 | SC | KA0231A1 | WHT | 20 | 18.A6 | KA0132:A1 | PANEL A | 18.A6
KA0131:A2 | SC | 0V | WHT | 20 | 18.A6 | KA0132:A2 | PANEL A | 18.A6
KA0131:A2 | SC | 0V | WHT | 20 | 18.A6 | KA0134:A2 | PANEL A | 18.A6
KA0132:11 | SC | FU0139 | WHT | 20 | 17.A3 | KA0133:11 | PANEL A | 17.A3
KA0132:11 | SC | FU0139 | WHT | 20 | 17.A3 | XT0136:2 | PANEL A | 17.A2
KA0132:12 | SC | KT0141A1 | WHT | 20 | 17.A3 | KT0142:A1 | PANEL A | 17.A6
KA0132:12 | SC | KT0141A1 | WHT | 20 | 17.A3 | KA0133:12 | PANEL A | 17.A3
KA0132:21 | SC | KA0138A1 | WHT | 20 | 17.C4 | KA0138:A1 | PANEL A | 17.C6
KA0132:22 | SC | KA013222 | WHT | 20 | 17.4 | KA0137:14 | PANEL A | 17.D3
KA0132:22 | SC | KA013222 | WHT | 20 | 17.4 | KT0141:18 | PANEL A | 17.2
KA0132:24 | SC | KA013224 | WHT | 20 | 17.C4 | KA0134:14 | PANEL A | 17.C3
KA0132:A1 | SC | KA0231A1 | WHT | 20 | 18.A6 | KA0141:A1 | PANEL A | 18.B6
KA0132:A2 | SC | 0V | WHT | 20 | 18.A6 | KA0141:A2 | PANEL A | 18.B6
KA0133:11 | SC | FU0139 | WHT | 20 | 17.A3 | KA0136:11 | PANEL A | 17.B4
KA0133:A2 | SC | 0V | WHT | 20 | 18.B6 | KA0141:A2 | PANEL A | 18.B6
KA0134:11 | SC | FU0139 | WHT | 20 | 17.C3 | KA0137:11 | PANEL A | 17.D3
KA0134:11 | SC | FU0139 | WHT | 20 | 17.C3 | KA0137:21 | PANEL A | 17.C3
KA0134:A1 | SC | KA0134A1 | WHT | 20 | 18.A6 | AF0091:12 | PANEL A | 63.C7
KA0134:A2 | SC | 0V | WHT | 20 | 18.A6 | KA0136:A2 | PANEL A | 18.A6
KA0135:A1 | SC | KA0135A1 | WHT | 20 | 17.C6 | KA0144:A1 | PANEL A | 17.B6
KA0135:A2 | SC | 0V | WHT | 20 | 17.C6 | KA0138:A2 | PANEL A | 17.C6
KA0135:A2 | SC | 0V | WHT | 20 | 17.C6 | KA0144:A2 | PANEL A | 17.B6
KA0136:11 | SC | FU0139 | WHT | 20 | 17.B4 | KA0137:21 | PANEL A | 17.C3
KA0136:14 | SC | KA013821 | WHT | 20 | 17.B4 | KA0138:21 | PANEL A | 17.B5
KA0136:A1 | SC | PS32002 | WHT | 20 | 18.A6 | XT0136:5 | PANEL A | 60.D5
KA0136:A2 | SC | 0V | WHT | 20 | 18.A6 | KA0137:A2 | PANEL A | 17.D6
KA0137:24 | SC | KA013724 | WHT | 20 | 17.C3 | AF0087:09 | PANEL A | 17.C3
KA0137:A1 | SC | KA0137A1 | WHT | 20 | 17.D6 | KT0142:18 | PANEL A | 17.D2
KA0137:A2 | SC | 0V | WHT | 20 | 17.D6 | KA0138:A2 | PANEL A | 17.C6
KA0138:11 | SC | KM3170EP | WHT | 20 | 63.C5 | XT0136:13 | PANEL A | 63.C5
KA0138:14 | SC | FU0139 | WHT | 20 | 63.C5 | XT0136:11 | PANEL A | 63.C6
KA0138:24 | SC | KT0144B1 | WHT | 20 | 17.B5 | KT0144:B1 | PANEL A | 17.B6
KA0141:21 | SC | KT0146A1 | WHT | 20 | 17.B2 | KT0146:A1 | PANEL A | 17.B1
KA0144:A2 | SC | 0V | WHT | 20 | 17.B6 | KT0145:A2 | PANEL A | 17.B6
KT0140:15 | SC | FU0139 | WHT | 20 | 17.1 | KT0145:15 | PANEL A | 17.D2
KT0140:15 | SC | FU0139 | WHT | 20 | 17.A5 | KT0144:15 | PANEL A | 17.C2
KT0140:15 | SC | FU0139 | WHT | 20 | 17.1 | KT0144:15 | PANEL A | 17.C2
KT0140:15 | SC | FU0139 | WHT | 20 | 17.A5 | XT0136:2 | PANEL A | 17.A2
KT0140:16 | SC | KT014115 | WHT | 20 | 17.1 | KT0141:15 | PANEL A | 17.2
KT0140:18 | SC | KT0143A1 | WHT | 20 | 17.A5 | KT0143:A1 | PANEL A | 17.A6
KT0140:A1 | SC | KT0140A1 | WHT | 20 | 17.A6 | KT0143:16 | PANEL A | 17.A5
KT0140:A2 | SC | 0V | WHT | 20 | 17.A6 | KT0141:A2 | PANEL A | 17.A6
KT0140:A2 | SC | 0V | WHT | 20 | 17.A6 | XT0136:3 | PANEL A | 17.A2
KT0141:18 | SC | KA013222 | WHT | 20 | 17.2 | KT0144:18 | PANEL A | 17.C2
KT0141:A1 | SC | KT0141A1 | WHT | 20 | 17.A6 | KT0143:15 | PANEL A | 17.A5
KT0141:A1 | SC | KT0141A1 | WHT | 20 | 17.A6 | KT0142:A1 | PANEL A | 17.A6
KT0141:A2 | SC | 0V | WHT | 20 | 17.A6 | KT0142:A2 | PANEL A | 17.A6
KT0142:15 | SC | FU0139 | WHT | 20 | 17.D2 | KT0145:15 | PANEL A | 17.D2
KT0142:18 | SC | KA0137A1 | WHT | 20 | 17.D2 | KT0145:18 | PANEL A | 17.D2
KT0142:A2 | SC | 0V | WHT | 20 | 17.A6 | KT0143:A2 | PANEL A | 17.A6
KT0143:A2 | SC | 0V | WHT | 20 | 17.A6 | KT0144:A2 | PANEL A | 17.B6
KT0144:A2 | SC | 0V | WHT | 20 | 17.B6 | KT0145:A2 | PANEL A | 17.B6
PC0470:INP_A | SC | 009312 | WHT | 20 | 28.B5 | PC0470:INP_B | PANEL A | 28.B5
QS0011:LD-1 | SC | UJ0131P | WHT | 12 | 15.B3 | UJ0131:+ | PANEL A | 15.B4
QS0011:LD-3 | SC | UJ0131N | WHT | 12 | 15.B3 | UJ0131:- | PANEL A | 15.B4
RR0851: -3.01K OHM | SC | FU0139 | LEAD | --- | 15.C6 | XT0085:1 | PANEL A | 15.C6
RR0851: -3.01K OHM | SC | 007405 | LEAD | --- | 15.C6 | XT0085:2 | PANEL A | 15.C6
RR0852: -1.0K OHM | SC | 0V | LEAD | --- | 15.C6 | XT0085:3 | PANEL A | 15.C6
RR0852: -1.0K OHM | SC | 007405 | LEAD | --- | 15.C6 | XT0085:2 | PANEL A | 15.C6
UJ0131:G | SC | UJ0131G | GRN/YEL | 12 | 15.B4 | FRAME | PANEL A | 15.B4
UJ0131:OUT(-) | SC | 0V | WHT | 14 | 15.B4 | XT0134:1 | PANEL A | 16.B3
XT0080:1 | SC | 0V | WHT | 14 | 8.B1 | XT0135:2 | PANEL A | 16.B4
XT0085:3 | SC | 0V | WHT | 14 | 15.C6 | XT0135:4 | PANEL A | 16.C4
XT0135:1 | SC | 0V | WHT | 12 | 16.B4 | XT0134:1 | PANEL A | 16.B3
XT0135:1 | SC | 0V | WHT | 20 | 16.B4 | XT0136:3 | PANEL A | 17.A2
XT0135:2 | SC | 0V | WHT | 14 | 16.B4 | XT0081:1 | PANEL A | 8.D1
XT0136:1 | SC | FU0139 | WHT | 20 | 17.A2 | XT0136:11 | PANEL A | 63.C6
XT0136:12 | SC | 0V | WHT | 20 | 63.C6 | XT0136:3 | PANEL A | 17.A2
XT0136:4 | SC | FU0139 | WHT | 20 | 60.D5 | XT0136:1 | PANEL A | 17.A2
AU0080:L1 | WC0009 | AU0090L2 | ENET | CABLE | 3.A4 | AU0090:L2 | PANEL A | 3.A4
AF0092:12 | SC | 009212 | WHT | 20 | 10.D3 | KA0875:A1 | FIRE SYSTEM | 10.D2
AF0092:28 | SC | 009228 | WHT | 20 | 10.D3 | KA0875:A2 | FIRE SYSTEM | 10.D2
XT0134:2 | SC | 0V | WHT | 14 | 16.B3 | XT0170:3 | FIRE SYSTEM | 10.A2
XT0138:2 | SC | FU0136 | WHT | 12 | 16.A3 | FU0170:LI | FIRE SYSTEM | 10.A2
AF0093:04 | SC | 009304 | WHT | 20 | 92.A7 | XT0171:2 | FIRE SYSTEM CONTROLLER PANEL | 92.A5
AF0093:13 | SC | 009313 | WHT | 20 | 93.A7 | XT0171:6 | FIRE SYSTEM CONTROLLER PANEL | 93.A6
AF0093:36 | SC | 009336 | WHT | 20 | 92.A7 | KA0176:14 | FIRE SYSTEM CONTROLLER PANEL | 92.A6
AF0093:45 | SC | 009345 | WHT | 20 | 93.A7 | KA0177:14 | FIRE SYSTEM CONTROLLER PANEL | 93.A6
KA0144:22 | SC | KA014422 | WHT | 20 | 92.A6 | KA0176:A1 | FIRE SYSTEM CONTROLLER PANEL | 92.B5
XT0139:4 | SC | KA0231A1 | WHT | 20 | 19.D6 | XT0130:5 | HP COMPRESSOR PANEL | 22.A5
AF0081:00 | SC | UA1200J21 | WHT | 20 | 19.A7 | KA0241:11 | PANEL B | 19.A5
AF0081:01 | SC | KA024314 | WHT | 20 | 19.B7 | KA0243:14 | PANEL B | 19.B6
AF0081:02 | SC | KA024524 | WHT | 20 | 19.B7 | KA0245:24 | PANEL B | 19.B6
AF0081:08 | SC | KA024214 | WHT | 20 | 19.C7 | KA0242:14 | PANEL B | 19.C6
AF0081:09 | SC | KA023924 | WHT | 20 | 19.A7 | KA0239:24 | PANEL B | 19.B6
AF0081:33 | SC | KA024311 | WHT | 20 | 19.B7 | KA0243:11 | PANEL B | 19.B6
AF0081:34 | SC | KA024521 | WHT | 20 | 19.B7 | KA0245:21 | PANEL B | 19.B6
AF0081:41 | SC | KA023921 | WHT | 20 | 19.A7 | KA0239:21 | PANEL B | 19.B6
AF0086:SH | SC | IEG023011 | GRN | 14 | 8.B5 | IEG0230:11 | PANEL B | 8.B5
AF0095:18 | SC | SV21202 | WHT | 20 | 48.B7 | XT0060:4 | PANEL B | 48.B5
AF0096:SH | SC | IEG02302 | GRN | 14 | 8.D5 | IEG0230:2 | PANEL B | 8.D5
GR0133: | SC | IEG02303 | GRN | 14 | 4.A4 | IEG0230:3 | PANEL B | 4.A4
KA0131:A1 | SC | KA0231A1 | WHT | 20 | 18.A6 | KA0242:11 | PANEL B | 19.C6
KA0134:A1 | SC | KA0134A1 | WHT | 20 | 18.A6 | AF0067:12 | PANEL B | 63.D7
KA0141:21 | SC | KT0146A1 | WHT | 20 | 17.B2 | KA0241:21 | PANEL B | 17.B2
KA0141:24 | SC | FU0139 | WHT | 20 | 17.B2 | KA0241:24 | PANEL B | 17.B2
KA0144:21 | SC | KA023222 | WHT | 20 | 92.A6 | KA0232:22 | PANEL B | 92.A6
KA0144:22 | SC | KA014422 | WHT | 20 | 92.A6 | KA0249:12 | PANEL B | 92.A6
KA0221:11 | SC | KA022111 | WHT | 20 | 48.B6 | KA0235:24 | PANEL B | 48.B5
KA0221:A1 | SC | 007602 | WHT | 20 | 48.B6 | AF0076:02 | PANEL B | 48.B7
KA0221:A2 | SC | 007618 | WHT | 20 | 48.B6 | AF0076:18 | PANEL B | 48.B7
KA6211:A1 | SC | KA6211A1 | WHT | 20 | 92.A6 | KA0246:14 | PANEL B | 92.A6
KA6212:A1 | SC | KA6212A1 | WHT | 20 | 93.A6 | KA0247:14 | PANEL B | 93.A5
KT0145:A1 | SC | KA024412 | WHT | 20 | 17.B6 | KA0244:12 | PANEL B | 19.D4
KT0146:15 | SC | KT014615 | WHT | 20 | 19.C6 | AF0076:10 | PANEL B | 19.C7
KT0146:18 | SC | KA024214 | WHT | 20 | 19.C6 | KA0231:14 | PANEL B | 19.C6
KT0146:A2 | SC | KT0146A2 | WHT | 20 | 17.B1 | AF0076:29 | PANEL B | 17.B2
KT0146:B1 | SC | KT0146B1 | WHT | 20 | 17.B1 | AF0076:13 | PANEL B | 17.B2
XT0085:2 | SC | 007405 | WHT | 20 | 15.C6 | AF0074:05 | PANEL B | 15.C7
XT0085:3 | SC | 0V | WHT | 20 | 15.C6 | AF0074:21 | PANEL B | 15.C7
XT0134:4 | SC | 0V | WHT | 14 | 16.B3 | XT0235:1 | PANEL B | 16.D4
XT0135:1 | SC | 0V | WHT | 14 | 16.B4 | KA1020:24 | PANEL B | 33.A5
XT0136:1 | SC | FU0139 | WHT | 20 | 17.A2 | XT0240:12 | PANEL B | 19.C4
XT0136:2 | SC | FU0139 | WHT | 20 | 17.A2 | KA0241:24 | PANEL B | 17.B2
XT0136:3 | SC | 0V | WHT | 20 | 17.A2 | XT0240:10 | PANEL B | 19.D3
XT0136:6 | SC | PS32004 | WHT | 20 | 60.D5 | KA0240:11 | PANEL B | 60.D6
XT0136:7 | SC | UF1300 | WHT | 20 | 60.D6 | KA0240:14 | PANEL B | 60.D6
XT0138:4 | SC | FU0136 | WHT | 12 | 16.B3 | FU0210:LI | PANEL B | 16.C4
XT0139:3 | SC | FU0137 | WHT | 14 | 16.B4 | FU0211:LI | PANEL B | 16.B4
XT0139:4 | SC | KA0231A1 | WHT | 20 | 19.D6 | KA0230:A1 | PANEL B | 19.D6
AU0080:L2 | WC0008 | AU0080L2 | ENET | CABLE | 3.A4 | AU0070:L1 | PANEL B | 3.A5
FU0010:LD | SC | FU0010 | WHT | 14 | 16.A5 | UV0600:(+) | PLC PANEL | 5.B2
XT0135:1 | SC | 0V | WHT | 14 | 16.B4 | UV0600:(-) | PLC PANEL | 5.B2
AU0090:L1 | WC0003 | AP0603L2 | ENET | CABLE | 3.A4 | AP0603:L2 | PLC PANEL | 3.A3
AF0081:05 | SC | TCP18B2 | WHT | 20 | 13.D6 | XT0563:9 | PWR DISTRIBUTION RAIL | 13.D6
AF0081:37 | SC | TCP18B1 | WHT | 20 | 13.D6 | XT0563:8 | PWR DISTRIBUTION RAIL | 13.D6
XT0134:2 | SC | 0V | WHT | 14 | 16.B3 | XT0560:2 | PWR DISTRIBUTION RAIL | 11.B2
XT0138:2 | SC | FU0136 | WHT | 12 | 16.A3 | XT0560:1 | PWR DISTRIBUTION RAIL | 11.A2
XT0134:4 | SC | 0V | WHT | 14 | 16.B3 | XT0110:2 | TURBINE VIBRATION PANEL | 21.A5
XT0138:4 | SC | FU0136 | WHT | 14 | 16.B3 | XT0110:1 | TURBINE VIBRATION PANEL | 21.A5
SolarTools ver. 24.0.84.24712 (Jul 31, 2025)
Report date: 4/29/2026 9:20 AM

## PANEL B
PANEL B
CONTROL CONSOLE (UNIT PANEL B)
Project # | 9A951
Project Name | UGV CHERV
Revision | A.6
Controls DE | F. CABUTO
Phone: | 0
Controls ME | G.CATO
Phone:
From | [5 empty] | To
Device ID | Cable (W) Conductor (SC) Jumper Clip (JC) | Wire No. | Wire ID | Gauge/Size | Page/Zone | Device ID | Location | Page/Zone
XT0060:1 | JC | 0V | CLIP | --- | 9.D1 | XT0060:2 | PANEL B | 9.D1
XT0233:1 | JC | FU0210 | CLIP | --- | 16.C4 | XT0233:2 | PANEL B | 16.C4
XT0233:2 | JC | FU0210 | CLIP | --- | 16.C4 | XT0233:3 | PANEL B | 16.C4
XT0235:1 | JC | 0V | CLIP | --- | 16.D4 | XT0235:2 | PANEL B | 16.D4
XT0235:2 | JC | 0V | CLIP | --- | 16.D4 | XT0235:3 | PANEL B | 16.D4
XT0240:11 | JC | FU0139 | CLIP | --- | 19.C4 | XT0240:12 | PANEL B | 19.C4
XT0240:9 | JC | 0V | CLIP | --- | 19.D3 | XT0240:10 | PANEL B | 19.D3
AF0061:02 | SC | 006102 | WHT | 20 | 34.B7 | KA0233:14 | PANEL B | 34.B5
AF0061:06 | SC | 006106 | WHT | 20 | 89.C7 | KA6100:A1 | PANEL B | 89.C6
AF0061:14 | SC | 006114 | WHT | 20 | 35.B7 | KA0234:14 | PANEL B | 35.B5
AF0061:22 | SC | 006122 | WHT | 20 | 89.C7 | KA6100:A2 | PANEL B | 89.C6
AF0061:COM | SC | 0V | WHT | 14 | 9.C2 | XT0060:2 | PANEL B | 9.D1
AF0061:V+ | SC | FU0061 | WHT | 14 | 9.C2 | FU0061:LD | PANEL B | 9.D1
AF0062:00 | SC | 006200 | WHT | 20 | 49.B7 | KA0222:14 | PANEL B | 49.B6
AF0062:16 | SC | SV21242 | WHT | 20 | 49.B7 | XT0060:6 | PANEL B | 49.B6
AF0062:COM | SC | 0V | WHT | 14 | 9.C3 | XT0060:2 | PANEL B | 9.D1
AF0062:V+ | SC | FU0062 | WHT | 14 | 9.C3 | FU0062:LD | PANEL B | 9.D1
AF0063:COM | SC | AF0063N | WHT | 16 | 9.C3 | AF0064:COM | PANEL B | 9.C4
AF0063:COM | SC | AU0060N | WHT | 16 | 9.C3 | AU0060:COM | PANEL B | 9.C2
AF0063:V+ | SC | AF0063P | WHT | 16 | 9.C3 | AF0064:V+ | PANEL B | 9.C4
AF0063:V+ | SC | AU0060P | WHT | 16 | 9.C3 | AU0060:V+ | PANEL B | 9.C2
AF0064:COM | SC | AF0064N | WHT | 16 | 9.C4 | AF0065:COM | PANEL B | 9.C5
AF0064:SH | SC | AF0064G | GRN | 14 | 9.C4 | AF0065:SH | PANEL B | 9.C5
AF0064:SH | SC | AU0060G | GRN | 14 | 9.C4 | AU0060:GND | PANEL B | 9.C2
AF0064:V+ | SC | AF0064P | WHT | 16 | 9.C4 | AF0065:V+ | PANEL B | 9.C5
AF0065:COM | SC | AF0065N | WHT | 16 | 9.C5 | AF0068:COM | PANEL B | 9.C6
AF0065:SH | SC | AF0065G | GRN | 14 | 9.C5 | AF0066:SH | PANEL B | 9.C5
AF0065:V+ | SC | AF0065P | WHT | 16 | 9.C5 | AF0068:V+ | PANEL B | 9.C6
AF0066:COM | SC | 0V | WHT | 14 | 9.C5 | XT0060:2 | PANEL B | 9.D1
AF0066:SH | SC | AF0066G | GRN | 14 | 9.C5 | AF0068:SH | PANEL B | 9.C6
AF0066:V+ | SC | FU0063 | WHT | 16 | 9.C5 | FU0063:LD | PANEL B | 9.D1
AF0067:COM | SC | 0V | WHT | 14 | 9.C6 | XT0060:2 | PANEL B | 9.D1
AF0067:V+ | SC | FU0064 | WHT | 16 | 9.C6 | FU0064:LD | PANEL B | 9.D1
AF0068:SH | SC | IEG02304 | GRN | 14 | 9.C6 | IEG0230:4 | PANEL B | 9.D7
AF0071:COM | SC | AF0071N | WHT | 16 | 9.B2 | AF0072:COM | PANEL B | 9.A3
AF0071:COM | SC | AU0070N | WHT | 16 | 9.B2 | AU0070:COM | PANEL B | 9.A2
AF0071:SH | SC | AF0071G | GRN | 14 | 9.B2 | AF0072:SH | PANEL B | 9.A3
AF0071:SH | SC | AU0070G | GRN | 14 | 9.B2 | AU0070:GND | PANEL B | 9.A2
AF0071:V+ | SC | AF0071P | WHT | 16 | 9.B2 | AF0072:V+ | PANEL B | 9.A3
AF0071:V+ | SC | AU0070P | WHT | 16 | 9.B2 | AU0070:V+ | PANEL B | 9.A2
AF0072:COM | SC | AF0072N | WHT | 16 | 9.A3 | AF0073:COM | PANEL B | 9.B3
AF0072:SH | SC | AF0072G | GRN | 14 | 9.A3 | AF0073:SH | PANEL B | 9.B3
AF0072:V+ | SC | AF0072P | WHT | 16 | 9.A3 | AF0073:V+ | PANEL B | 9.B3
AF0073:COM | SC | AF0073N | WHT | 16 | 9.B3 | AF0074:COM | PANEL B | 9.B4
AF0073:SH | SC | AF0073G | GRN | 14 | 9.B3 | AF0074:SH | PANEL B | 9.B4
AF0073:V+ | SC | AF0073P | WHT | 16 | 9.B3 | AF0074:V+ | PANEL B | 9.B4
AF0074:COM | SC | AF0074N | WHT | 16 | 9.B4 | AF0075:COM | PANEL B | 9.A5
AF0074:SH | SC | AF0074G | GRN | 14 | 9.B4 | AF0075:SH | PANEL B | 9.A5
AF0074:V+ | SC | AF0074P | WHT | 16 | 9.B4 | AF0075:V+ | PANEL B | 9.A5
AF0075:COM | SC | AF0075N | WHT | 16 | 9.A5 | AF0077:COM | PANEL B | 9.B6
AF0075:SH | SC | AF0075G | GRN | 14 | 9.A5 | AF0077:SH | PANEL B | 9.B6
AF0075:V+ | SC | AF0075P | WHT | 16 | 9.A5 | AF0077:V+ | PANEL B | 9.B6
AF0076:00 | SC | 007600 | WHT | 20 | 44.B7 | KA0237:14 | PANEL B | 44.B5
AF0076:01 | SC | 007601 | WHT | 20 | 46.B7 | KA0237:24 | PANEL B | 46.B5
AF0076:04 | SC | 007604 | WHT | 20 | 49.B7 | KA0222:A1 | PANEL B | 49.B6
AF0076:08 | SC | 007608 | WHT | 20 | 28.A7 | KA1020:A1 | PANEL B | 28.A5
AF0076:12 | SC | 007612 | WHT | 20 | 20.C7 | XT0237:1 B2 | PANEL B | 20.C5
AF0076:20 | SC | 007620 | WHT | 20 | 49.B7 | KA0222:A2 | PANEL B | 49.B6
AF0076:24 | SC | 007624 | WHT | 20 | 28.A7 | KA1020:A2 | PANEL B | 28.A5
AF0076:26 | SC | KA0231A2 | WHT | 20 | 19.C7 | KA0231:A2 | PANEL B | 19.C6
AF0076:COM | SC | 0V | WHT | 14 | 9.A5 | XT0070:1 | PANEL B | 9.B1
AF0076:V+ | SC | FU0071 | WHT | 16 | 9.A5 | FU0071:LD | PANEL B | 9.B1
AF0077:SH | SC | IEG02305 | GRN | 14 | 9.B6 | IEG0230:5 | PANEL B | 9.B6
XT0240:2 | SC | JP0 | VIO | 20 | 19.A3 | XT0240:1 | PANEL B | 19.A3
AU0060:COM | SC | 0V | WHT | 14 | 9.C2 | XT0060:1 | PANEL B | 9.D1
AU0060:V+ | SC | FU0060 | WHT | 14 | 9.C2 | FU0060:LD | PANEL B | 9.C1
AU0070:COM | SC | 0V | WHT | 14 | 9.A2 | XT0070:1 | PANEL B | 9.B1
AU0070:V+ | SC | FU0070 | WHT | 16 | 9.A2 | FU0070:LD | PANEL B | 9.B1
FU0060:LI | SC | FU0210 | WHT | 14 | 9.C1 | XT0233:1 | PANEL B | 16.C4
FU0060:LI | SC | FU0210 | WHT | 14 | 9.C1 | FU0061:LI | PANEL B | 9.D1
FU0061:LI | SC | FU0210 | WHT | 14 | 9.D1 | FU0062:LI | PANEL B | 9.D1
FU0062:LI | SC | FU0210 | WHT | 14 | 9.D1 | FU0063:LI | PANEL B | 9.D1
FU0063:LI | SC | FU0210 | WHT | 14 | 9.D1 | FU0064:LI | PANEL B | 9.D1
FU0070:LI | SC | FU0210 | WHT | 14 | 9.B1 | XT0233:2 | PANEL B | 16.C4
FU0070:LI | SC | FU0210 | WHT | 14 | 9.B1 | FU0071:LI | PANEL B | 9.B1
FU0210:LD | SC | FU0210 | WHT | 12 | 16.C4 | XT0233:1 | PANEL B | 16.C4
FU0211:LD | SC | FU0211 | WHT | 14 | 16.B4 | KA1020:14 | PANEL B | 33.A5
FU0212:LD | SC | FU0212 | WHT | 16 | 16.C5 | KA0248:21 | PANEL B | 20.C6
FU0212:LD | SC | FU0212 | WHT | 16 | 16.C5 | XT0233:4 | PANEL B | 20.D5
FU0212:LI | SC | FU0210 | WHT | 14 | 16.C5 | XT0233:1 | PANEL B | 16.C4
GR0231: | SC | IEG02306 | GRN | 14 | 4.B4 | IEG0230:6 | PANEL B | 4.B3
GR0232: | SC | GR0232 | GRN/YEL | 14 | 4.B4 | FRAME | PANEL B | 4.B3
GR0234: | SC | GR0234 | GRN | 14 | 4.B4 | IEG0230:12 | PANEL B | 4.B4
IEG0010:1 | SC | IEG0230G | GRN | 8 | 4.B2 | IEG0230:0 | PANEL B | 4.B2
KA0222:11 | SC | KA022211 | WHT | 20 | 49.B6 | KA0236:24 | PANEL B | 49.B5
KA0230:A1 | SC | KA0231A1 | WHT | 20 | 19.D6 | KA0234:A1 | PANEL B | 19.D6
KA0231:11 | SC | KA0231A1 | WHT | 20 | 19.C6 | KA0231:A1 | PANEL B | 19.C6
KA0231:11 | SC | KA0231A1 | WHT | 20 | 19.C6 | KA0242:11 | PANEL B | 19.C6
KA0231:14 | SC | KA024214 | WHT | 20 | 19.C6 | KA0242:14 | PANEL B | 19.C6
KA0231:21 | SC | KA023121 | WHT | 20 | 19.A4 | KA0245:14 | PANEL B | 19.A4
KA0231:A1 | SC | KA0231A1 | WHT | 20 | 19.C6 | KA0232:A1 | PANEL B | 19.D6
KA0231:A2 | SC | KA0231A2 | WHT | 20 | 19.C6 | KA0232:A2 | PANEL B | 19.D6
KA0232:22 | SC | KA023222 | WHT | 20 | 92.A6 | KA0249:11 | PANEL B | 92.A6
KA0232:A1 | SC | KA0231A1 | WHT | 20 | 19.D6 | KA0233:A1 | PANEL B | 19.D6
KA0232:A2 | SC | KA0231A2 | WHT | 20 | 19.D6 | KA0233:A2 | PANEL B | 19.D6
KA0233:A1 | SC | KA0231A1 | WHT | 20 | 19.D6 | KA0234:A1 | PANEL B | 19.D6
KA0233:A2 | SC | KA0231A2 | WHT | 20 | 19.D6 | KA0234:A2 | PANEL B | 19.D6
KA0234:A2 | SC | KA0231A2 | WHT | 20 | 19.D6 | KA0230:A2 | PANEL B | 19.D6
KA0235:11 | SC | UA1200J21 | WHT | 20 | 19.A5 | KA0241:11 | PANEL B | 19.A5
KA0235:11 | SC | UA1200J21 | WHT | 20 | 19.A5 | XT0060:5 | PANEL B | 20.D5
KA0235:14 | SC | KA024114 | WHT | 20 | 19.A5 | KA0241:14 | PANEL B | 19.A5
KA0235:A1 | SC | ESTOP | WHT | 20 | 19.A2 | XT0240:4 | PANEL B | 19.A3
KA0235:A1 | SC | ESTOP | WHT | 20 | 19.A2 | KA0236:A1 | PANEL B | 19.B2
KA0236:11 | SC | FU0139 | WHT | 20 | 19.D4 | KA0244:11 | PANEL B | 19.D4
KA0236:11 | SC | FU0139 | WHT | 20 | 19.D4 | XT0240:12 | PANEL B | 19.C4
KA0236:12 | SC | KA023612 | WHT | 20 | 19.D4 | XT0240:13 | PANEL B | 19.D4
KA0236:A1 | SC | ESTOP | WHT | 20 | 19.B2 | KA0237:A1 | PANEL B | 19.B2
KA0236:A2 | SC | 0V | WHT | 20 | 19.B2 | KA0235:A2 | PANEL B | 19.A2
KA0236:A2 | SC | 0V | WHT | 20 | 19.B2 | KA0237:A2 | PANEL B | 19.B2
KA0237:A1 | SC | ESTOP | WHT | 20 | 19.B2 | KA0238:A1 | PANEL B | 19.B2
KA0237:A2 | SC | 0V | WHT | 20 | 19.B2 | KA0238:A2 | PANEL B | 19.B2
KA0238:A1 | SC | ESTOP | WHT | 20 | 19.B2 | KA0239:A1 | PANEL B | 19.B2
KA0238:A2 | SC | 0V | WHT | 20 | 19.B2 | KA0239:A2 | PANEL B | 19.B2
KA0239:A1 | SC | ESTOP | WHT | 20 | 19.B2 | KA0240:A1 | PANEL B | 19.B2
KA0239:A2 | SC | 0V | WHT | 20 | 19.B2 | KA0240:A2 | PANEL B | 19.B2
KA0240:A1 | SC | ESTOP | WHT | 20 | 19.B2 | KA0248:A1 | PANEL B | 19.B2
KA0240:A2 | SC | 0V | WHT | 20 | 19.B2 | KA0248:A2 | PANEL B | 19.B2
KA0241:14 | SC | KA024114 | WHT | 20 | 19.A5 | KA0231:24 | PANEL B | 19.A4
KA0241:A1 | SC | KA0241A1 | WHT | 20 | 19.C2 | KA0242:A1 | PANEL B | 19.C2
KA0241:A1 | SC | KA0241A1 | WHT | 20 | 19.C2 | XT0240:6 | PANEL B | 19.C3
KA0241:A2 | SC | 0V | WHT | 20 | 19.C2 | KA0242:A2 | PANEL B | 19.C2
KA0241:A2 | SC | 0V | WHT | 20 | 19.C2 | KA0250:A2 | PANEL B | 19.C2
KA0242:21 | SC | 024221 | WHT | 20 | 20.C6 | XT0237:1 T2 | PANEL B | 20.C5
KA0242:24 | SC | 024224 | WHT | 20 | 20.C6 | KA0248:22 | PANEL B | 20.C6
KA0242:A2 | SC | 0V | WHT | 20 | 19.C2 | KA0243:A2 | PANEL B | 19.C2
KA0243:21 | SC | ESTOPC | WHT | 20 | 19.A3 | XT0240:1 | PANEL B | 19.A3
KA0243:24 | SC | KA024511 | WHT | 20 | 19.A3 | KA0245:11 | PANEL B | 19.A4
KA0243:A1 | SC | KA0243A1 | WHT | 20 | 19.C2 | KA0244:A1 | PANEL B | 19.D2
KA0243:A1 | SC | KA0243A1 | WHT | 20 | 19.C2 | XT0240:7 | PANEL B | 19.C3
KA0243:A2 | SC | 0V | WHT | 20 | 19.C2 | KA0244:A2 | PANEL B | 19.D2
KA0244:A1 | SC | KA0243A1 | WHT | 20 | 19.D2 | KA0246:A1 | PANEL B | 19.D2
KA0244:A2 | SC | 0V | WHT | 20 | 19.D2 | KA0246:A2 | PANEL B | 19.D2
KA0245:A1 | SC | KA0245A1 | WHT | 20 | 19.D2 | KA0249:A1 | PANEL B | 19.D2
KA0245:A1 | SC | KA0245A1 | WHT | 20 | 19.D2 | XT0240:8 | PANEL B | 19.D3
KA0245:A2 | SC | 0V | WHT | 20 | 19.D2 | KA0249:A2 | PANEL B | 19.D2
KA0245:A2 | SC | 0V | WHT | 20 | 19.D2 | KA0247:A2 | PANEL B | 19.D2
KA0246:A1 | SC | KA0243A1 | WHT | 20 | 19.D2 | KA0247:A1 | PANEL B | 19.D2
KA0246:A2 | SC | 0V | WHT | 20 | 19.D2 | KA0247:A2 | PANEL B | 19.D2
KA0248:A1 | SC | ESTOP | WHT | 20 | 19.B2 | KA0250:A1 | PANEL B | 19.C2
KA0248:A2 | SC | 0V | WHT | 20 | 19.B2 | KA0250:A2 | PANEL B | 19.C2
KA0249:A2 | SC | 0V | WHT | 20 | 19.D2 | XT0240:10 | PANEL B | 19.D3
XT0070:1 | SC | 0V | WHT | 14 | 9.B1 | XT0235:1 | PANEL B | 16.D4
XT0235:1 | SC | 0V | WHT | 14 | 16.D4 | XT0060:1 | PANEL B | 9.D1
XT0235:4 | SC | 0V | WHT | 16 | 20.D5 | XT0235:2 | PANEL B | 16.D4
AU0060:L1 | WC0007 | AU0070L2 | ENET | CABLE | 3.A6 | AU0070:L2 | PANEL B | 3.A5
IEG0010:3 | SC | IEG0257G | GRN | 8 | 4.B2 | IEG0257:0 | BOP PANEL | 4.B2
IEG0230:7 | SC | IEG0235 | GRN | 14 | 4.C4 | GR0235: | BOP PANEL | 4.C5
XT0240:4 | SC | ESTOP | WHT | 20 | 19.A3 | XT0140:6 | BOP PANEL | 25.A2
KA0232:11 | SC | KA017814 | WHT | 20 | 26.D6 | KA0178:14 | FIRE SYSTEM | 26.D5
KA0232:12 | SC | FU0170 | WHT | 20 | 26.D6 | KA0875:14 | FIRE SYSTEM | 26.D6
KA0232:21 | SC | FU0170 | WHT | 20 | 92.A6 | XT0170:2 | FIRE SYSTEM | 10.A2
KA0246:11 | SC | KA017611 | WHT | 20 | 92.A6 | XT0171:1 | FIRE SYSTEM CONTROLLER PANEL | 92.A5
KA0247:11 | SC | KA017711 | WHT | 20 | 93.A5 | XT0171:5 | FIRE SYSTEM CONTROLLER PANEL | 93.A5
XT0240:12 | SC | FU0139 | WHT | 20 | 19.C4 | AT0170:30 | FIRE SYSTEM CONTROLLER PANEL | 10.D2
XT0240:12 | SC | FU0139 | WHT | 20 | 19.C4 | AT0170:24 | FIRE SYSTEM CONTROLLER PANEL | 10.C2
XT0240:7 | SC | KA0243A1 | WHT | 20 | 19.C3 | AT0170:26 | FIRE SYSTEM CONTROLLER PANEL | 10.C2
XT0240:8 | SC | KA0245A1 | WHT | 20 | 19.D3 | AT0170:32 | FIRE SYSTEM CONTROLLER PANEL | 10.D2
IEG0010:5 | SC | IEG0130G | GRN | 8 | 4.C2 | IEG0130:0 | HP COMPRESSOR PANEL | 4.C2
AF0067:12 | SC | KA0134A1 | WHT | 20 | 63.D7 | KA0134:A1 | PANEL A | 18.A6
AF0074:05 | SC | 007405 | WHT | 20 | 15.C7 | XT0085:2 | PANEL A | 15.C6
AF0074:21 | SC | 0V | WHT | 20 | 15.C7 | XT0085:3 | PANEL A | 15.C6
AF0076:02 | SC | 007602 | WHT | 20 | 48.B7 | KA0221:A1 | PANEL A | 48.B6
AF0076:10 | SC | KT014615 | WHT | 20 | 19.C7 | KT0146:15 | PANEL A | 19.C6
AF0076:13 | SC | KT0146B1 | WHT | 20 | 17.B2 | KT0146:B1 | PANEL A | 17.B1
AF0076:18 | SC | 007618 | WHT | 20 | 48.B7 | KA0221:A2 | PANEL A | 48.B6
AF0076:29 | SC | KT0146A2 | WHT | 20 | 17.B2 | KT0146:A2 | PANEL A | 17.B1
FU0210:LI | SC | FU0136 | WHT | 12 | 16.C4 | XT0138:4 | PANEL A | 16.B3
FU0211:LI | SC | FU0137 | WHT | 14 | 16.B4 | XT0139:3 | PANEL A | 16.B4
IEG0230:11 | SC | IEG023011 | GRN | 14 | 8.B5 | AF0086:SH | PANEL A | 8.B5
IEG0230:2 | SC | IEG02302 | GRN | 14 | 8.D5 | AF0096:SH | PANEL A | 8.D5
IEG0230:3 | SC | IEG02303 | GRN | 14 | 4.A4 | GR0133: | PANEL A | 4.A4
KA0230:A1 | SC | KA0231A1 | WHT | 20 | 19.D6 | XT0139:4 | PANEL A | 19.D6
KA0231:14 | SC | KA024214 | WHT | 20 | 19.C6 | KT0146:18 | PANEL A | 19.C6
KA0232:22 | SC | KA023222 | WHT | 20 | 92.A6 | KA0144:21 | PANEL A | 92.A6
KA0235:24 | SC | KA022111 | WHT | 20 | 48.B5 | KA0221:11 | PANEL A | 48.B6
KA0239:21 | SC | KA023921 | WHT | 20 | 19.B6 | AF0081:41 | PANEL A | 19.A7
KA0239:24 | SC | KA023924 | WHT | 20 | 19.B6 | AF0081:09 | PANEL A | 19.A7
KA0240:11 | SC | PS32004 | WHT | 20 | 60.D6 | XT0136:6 | PANEL A | 60.D5
KA0240:14 | SC | UF1300 | WHT | 20 | 60.D6 | XT0136:7 | PANEL A | 60.D6
KA0241:11 | SC | UA1200J21 | WHT | 20 | 19.A5 | AF0081:00 | PANEL A | 19.A7
KA0241:21 | SC | KT0146A1 | WHT | 20 | 17.B2 | KA0141:21 | PANEL A | 17.B2
KA0241:24 | SC | FU0139 | WHT | 20 | 17.B2 | XT0136:2 | PANEL A | 17.A2
KA0241:24 | SC | FU0139 | WHT | 20 | 17.B2 | KA0141:24 | PANEL A | 17.B2
KA0242:11 | SC | KA0231A1 | WHT | 20 | 19.C6 | KA0131:A1 | PANEL A | 18.A6
KA0242:14 | SC | KA024214 | WHT | 20 | 19.C6 | AF0081:08 | PANEL A | 19.C7
KA0243:11 | SC | KA024311 | WHT | 20 | 19.B6 | AF0081:33 | PANEL A | 19.B7
KA0243:14 | SC | KA024314 | WHT | 20 | 19.B6 | AF0081:01 | PANEL A | 19.B7
KA0244:12 | SC | KA024412 | WHT | 20 | 19.D4 | KT0145:A1 | PANEL A | 17.B6
KA0245:21 | SC | KA024521 | WHT | 20 | 19.B6 | AF0081:34 | PANEL A | 19.B7
KA0245:24 | SC | KA024524 | WHT | 20 | 19.B6 | AF0081:02 | PANEL A | 19.B7
KA0246:14 | SC | KA6211A1 | WHT | 20 | 92.A6 | KA6211:A1 | PANEL A | 92.A6
KA0247:14 | SC | KA6212A1 | WHT | 20 | 93.A5 | KA6212:A1 | PANEL A | 93.A6
KA0249:12 | SC | KA014422 | WHT | 20 | 92.A6 | KA0144:22 | PANEL A | 92.A6
KA1020:24 | SC | 0V | WHT | 14 | 33.A5 | XT0135:1 | PANEL A | 16.B4
XT0060:4 | SC | SV21202 | WHT | 20 | 48.B5 | AF0095:18 | PANEL A | 48.B7
XT0235:1 | SC | 0V | WHT | 14 | 16.D4 | XT0134:4 | PANEL A | 16.B3
XT0240:10 | SC | 0V | WHT | 20 | 19.D3 | XT0136:3 | PANEL A | 17.A2
XT0240:12 | SC | FU0139 | WHT | 20 | 19.C4 | XT0136:1 | PANEL A | 17.A2
AU0070:L1 | WC0008 | AU0080L2 | ENET | CABLE | 3.A5 | AU0080:L2 | PANEL A | 3.A4
IEG0230:1 | SC | IEG02301 | GRN | 12 | 5.B6 | AR0600:IE2 | PLC PANEL | 5.A1
XT0233:3 | SC | FU0210 | WHT | 14 | 16.C4 | FU0680:LI | PWR DISTRIBUTION RAIL | 7.B2
XT0235:3 | SC | 0V | WHT | 14 | 16.D4 | XT0680:2 | PWR DISTRIBUTION RAIL | 7.B3
XT0240:11 | SC | FU0139 | WHT | 20 | 19.C4 | XT0563:6 | PWR DISTRIBUTION RAIL | 13.C6
XT0240:13 | SC | KA023612 | WHT | 20 | 19.D4 | XT0563:3 | PWR DISTRIBUTION RAIL | 13.B6
XT0240:2 | SC | ESTOPB | WHT | 20 | 19.A3 | XT0563:1 | PWR DISTRIBUTION RAIL | 13.D6
XT0240:3 | SC | ESTOPA | WHT | 20 | 19.A3 | XT0563:2 | PWR DISTRIBUTION RAIL | 13.D6
XT0240:6 | SC | KA0241A1 | WHT | 20 | 19.C3 | XT0563:5 | PWR DISTRIBUTION RAIL | 13.C6
XT0240:9 | SC | 0V | WHT | 20 | 19.D3 | XT0563:4 | PWR DISTRIBUTION RAIL | 13.B6
IEG0230:8 | SC | IEG02308 | GRN | 14 | 11.B5 | AU0200:GND | TCP | 11.A3
IEG0010:2 | SC | IEG0110G | GRN | 8 | 4.B2 | IEG0110:0 | TURBINE VIBRATION PANEL | 4.B2
AU0060:L2 | WC0006 | AU0060L2 | ENET | CABLE | 3.A6 | AF0410:L1 | TURBINE VIBRATION PANEL | 3.A2
Report date: 4/29/2026 9:20 AM |  |  |  |  | SolarTools ver. 24.0.84.24712 (Jul 31, 2025)

## PLC PANEL
PLC PANEL
CONTROL CONSOLE (UNIT PANEL A)
Project # | 9A951
Project Name | UGV CHERV
Revision | A.6
Controls DE | F. CABUTO
Phone: | 0
Controls ME | G.CATO
Phone:
From | [5 empty] | To
Device ID | Cable (W) Conductor (SC) Jumper Clip (JC) | Wire No. | Wire ID | Gauge/Size | Page/Zone | Device ID | Location | Page/Zone
AR0600:IE1 | SC | UV0600G | GRN | 14 | 5.A1 | UV0600:GND | PLC PANEL | 5.B2
AP0602:L2 | WC0001 | AP0602L2 | ENET | CABLE | 3.A2 | AP0603:L1 | PLC PANEL | 3.A3
AP0602:L1 | WC0017 | AP0602L1 | ENET | CABLE | 3.A2 | AT0170:L2 | FIRE SYSTEM CONTROLLER PANEL | 3.B4
UV0600:(-) | SC | 0V | WHT | 14 | 5.B2 | XT0135:1 | PANEL A | 16.B4
UV0600:(+) | SC | FU0010 | WHT | 14 | 5.B2 | FU0010:LD | PANEL A | 16.A5
AP0603:L2 | WC0003 | AP0603L2 | ENET | CABLE | 3.A3 | AU0090:L1 | PANEL A | 3.A4
AR0600:IE2 | SC | IEG02301 | GRN | 12 | 5.A1 | IEG0230:1 | PANEL B | 5.B6
AP0609:L1 | WC0680 | AT0680LAN1 | ENET | CABLE | 5.A6 | AT0680:LAN1 | PWR DISTRIBUTION RAIL | 7.B4
SolarTools ver. 24.0.84.24712 (Jul 31, 2025)
Report date: 4/29/2026 9:20 AM

## PROX JB352
PROX JB352
JB352
Project # | 9A951
Project Name | UGV CHERV
Revision | A.6
Controls DE | F. CABUTO
Phone: | 0
Controls ME | G.CATO
Phone:
From | [5 empty] | To
Device ID | Cable (W) Conductor (SC) Jumper Clip (JC) | Wire No. | Wire ID | Gauge/Size | Page/Zone | Device ID | Location | Page/Zone
GR4460: | SC | GR4460 | GRN/YEL | 14 | 69.D3 | FRAME | PROX JB352 | 69.D3
SolarTools ver. 24.0.84.24712 (Jul 31, 2025)
Report date: 4/29/2026 9:20 AM

## PWR DISTRIBUTION RAIL
PWR DISTRIBUTION RAIL
CONTROL CONSOLE DOOR (PWR DIST RAIL)
Project # | 9A951
Project Name | UGV CHERV
Revision | A.6
Controls DE | F. CABUTO
Phone: | 0
Controls ME | G.CATO
Phone:
From | [5 empty] | To
Device ID | Cable (W) Conductor (SC) Jumper Clip (JC) | Wire No. | Wire ID | Gauge/Size | Page/Zone | Device ID | Location | Page/Zone
XT0561:2 | JC | FU0200LI | CLIP | --- | 11.A2 | XT0561:1 | PWR DISTRIBUTION RAIL | 11.A2
XT0562:1 | JC | 0V1 | CLIP | --- | 11.B2 | XT0562:2 | PWR DISTRIBUTION RAIL | 11.B2
XT0562:2 | JC | 0V1 | CLIP | --- | 11.B2 | XT0562:3 | PWR DISTRIBUTION RAIL | 11.B2
XT0560:2 | SC | JW0 | CLIP | -- | 11.B2 | XT0562:1 | PWR DISTRIBUTION RAIL | 11.B2
AT0680:NEG | SC | 0V | WHT | 14 | 7.B4 | XT0680:2 | PWR DISTRIBUTION RAIL | 7.B3
AT0680:POS | SC | AT0680POS | WHT | 14 | 7.B4 | XT0680:1 | PWR DISTRIBUTION RAIL | 7.B3
FU0190:LI | SC | FU0200LI | WHT | 14 | 11.C3 | FU0273:LI | PWR DISTRIBUTION RAIL | 11.B3
FU0200:LI | SC | FU0200LI | WHT | 14 | 11.A3 | FU0201:LI | PWR DISTRIBUTION RAIL | 11.B3
FU0200:LI | SC | FU0200LI | WHT | 14 | 11.A3 | XT0561:1 | PWR DISTRIBUTION RAIL | 11.A2
FU0201:LI | SC | FU0200LI | WHT | 14 | 11.B3 | FU0273:LI | PWR DISTRIBUTION RAIL | 11.B3
FU0560:LD | SC | FU0200LI | WHT | 14 | 11.A2 | XT0561:1 | PWR DISTRIBUTION RAIL | 11.A2
FU0560:LI | SC | FU0136 | WHT | 12 | 11.A2 | XT0560:1 | PWR DISTRIBUTION RAIL | 11.A2
FU0680:LD | SC | AT0680POS | WHT | 14 | 7.B2 | XT0680:1 | PWR DISTRIBUTION RAIL | 7.B3
FU0190:LD | SC | FU0190 | WHT | 14 | 11.C3 | AT0190:POS | CONSOLE | 11.B4
FU0273:LD | SC | FU0273 | WHT | 14 | 11.B3 | ZS0273:1 | CONSOLE | 11.B4
XT0562:1 | SC | 0V1 | WHT | 14 | 11.B2 | EL0273:- | CONSOLE | 11.B4
XT0562:2 | SC | 0V1 | WHT | 14 | 11.B2 | AT0190:NEG | CONSOLE | 11.B4
AT0680:LAN2 | WC0019 | AT0190E | ENET | CABLE | 7.B4 | AT0190:ENET | CONSOLE | 11.B4
XT0560:1 | SC | FU0136 | WHT | 12 | 11.A2 | XT0138:2 | PANEL A | 16.A3
XT0560:2 | SC | 0V | WHT | 14 | 11.B2 | XT0134:2 | PANEL A | 16.B3
XT0563:8 | SC | TCP18B1 | WHT | 20 | 13.D6 | AF0081:37 | PANEL A | 13.D6
XT0563:9 | SC | TCP18B2 | WHT | 20 | 13.D6 | AF0081:05 | PANEL A | 13.D6
FU0680:LI | SC | FU0210 | WHT | 14 | 7.B2 | XT0233:3 | PANEL B | 16.C4
XT0563:1 | SC | ESTOPB | WHT | 20 | 13.D6 | XT0240:2 | PANEL B | 19.A3
XT0563:2 | SC | ESTOPA | WHT | 20 | 13.D6 | XT0240:3 | PANEL B | 19.A3
XT0563:3 | SC | KA023612 | WHT | 20 | 13.B6 | XT0240:13 | PANEL B | 19.D4
XT0563:4 | SC | 0V | WHT | 20 | 13.B6 | XT0240:9 | PANEL B | 19.D3
XT0563:5 | SC | KA0241A1 | WHT | 20 | 13.C6 | XT0240:6 | PANEL B | 19.C3
XT0563:6 | SC | FU0139 | WHT | 20 | 13.C6 | XT0240:11 | PANEL B | 19.C4
XT0680:2 | SC | 0V | WHT | 14 | 7.B3 | XT0235:3 | PANEL B | 16.D4
AT0680:LAN1 | WC0680 | AT0680LAN1 | ENET | CABLE | 7.B4 | AP0609:L1 | PLC PANEL | 5.A6
FU0200:LD | SC | FU0200 | WHT | 14 | 11.A3 | AU0200:V+ | TCP | 11.A3
FU0201:LD | SC | FU0201 | WHT | 14 | 11.B3 | AF0202:V+ | TCP | 11.A5
XT0562:1 | SC | 0V1 | WHT | 14 | 11.B2 | AF0202:COM | TCP | 11.A5
XT0562:1 | SC | 0V1 | WHT | 14 | 11.B2 | AU0200:COM | TCP | 11.A3
XT0562:2 | SC | 0V1 | WHT | 20 | 11.B2 | SH0400:B | TCP | 13.B5
XT0563:1 | SC | ESTOPB | WHT | 20 | 13.D6 | SB0400:11 | TCP | 13.D5
XT0563:2 | SC | ESTOPA | WHT | 20 | 13.D6 | SB0400:12 | TCP | 13.D5
XT0563:3 | SC | KA023612 | WHT | 20 | 13.B6 | XT0564:1 B2 | TCP | 13.B5
XT0563:4 | SC | 0V | WHT | 20 | 13.B6 | HL0410:A | TCP | 13.B5
XT0563:5 | SC | KA0241A1 | WHT | 20 | 13.C6 | SA0401:1 | TCP | 13.C5
XT0563:6 | SC | FU0139 | WHT | 20 | 13.C6 | SA0401:2 | TCP | 13.C5
XT0563:8 | SC | TCP18B1 | WHT | 20 | 13.D6 | SB0400:21 | TCP | 13.D5
XT0563:9 | SC | TCP18B2 | WHT | 20 | 13.D6 | SB0400:22 | TCP | 13.D5
SolarTools ver. 24.0.84.24712 (Jul 31, 2025)
Report date: 4/29/2026 9:20 AM

## REDUNDANT POWER SUPPLY
REDUNDANT POWER SUPPLY
CONTROL CONSOLE DOOR
Project # | 9A951
Project Name | UGV CHERV
Revision | A.6
Controls DE | F. CABUTO
Phone: | 0
Controls ME | G.CATO
Phone:
From | [5 empty] | To
Device ID | Cable (W) Conductor (SC) Jumper Clip (JC) | Wire No. | Wire ID | Gauge/Size | Page/Zone | Device ID | Location | Page/Zone
UV0171:GND | SC | UV0171G | GRN/YEL | 14 | 10.B3 | FRAME | REDUNDANT POWER SUPPLY | 10.C4
UV0171:1(+) | SC | FU0170 | WHT | 14 | 10.B3 | XT0170:1 | FIRE SYSTEM | 10.A2
UV0171:13(+) | SC | UV0171P1 | WHT | 14 | 81.C7 | XT0172:31 | FIRE SYSTEM | 81.C6
UV0171:14(-) | SC | UV0171N1 | WHT | 14 | 81.C7 | XT0172:32 | FIRE SYSTEM | 81.C6
UV0171:15(+) | SC | UV0171P2 | WHT | 14 | 81.C7 | XT0172:34 | FIRE SYSTEM | 81.D6
UV0171:16(-) | SC | UV0171N2 | WHT | 14 | 81.C7 | XT0172:33 | FIRE SYSTEM | 81.C6
UV0171:2(-) | SC | 0V | WHT | 14 | 10.B3 | XT0170:5 | FIRE SYSTEM | 10.A2
UV0171:3(+) | SC | FU0170 | WHT | 14 | 10.B3 | XT0170:1 | FIRE SYSTEM | 10.A2
UV0171:4(-) | SC | 0V | WHT | 14 | 10.B3 | XT0170:5 | FIRE SYSTEM | 10.A2
UV0171:5(+) | SC | UV01715 | WHT | 16 | 10.B3 | KA0171:A1 | FIRE SYSTEM CONTROLLER PANEL | 10.B4
UV0171:6(-) | SC | UV01716 | WHT | 16 | 10.B3 | KA0171:A2 | FIRE SYSTEM CONTROLLER PANEL | 10.B4
Report date: 4/29/2026 9:20 AM |  |  |  |  | SolarTools ver. 24.0.84.24712 (Jul 31, 2025)

## TCP
TCP
CONTROL CONSOLE DOOR^(TURBINE CONTROL PANEL)
Project # | 9A951
Project Name | UGV CHERV
Revision | A.6
Controls DE | F. CABUTO
Phone: | 0
Controls ME | G.CATO
Phone:
From | [5 empty] | To
Device ID | Cable (W) Conductor (SC) Jumper Clip (JC) | Wire No. | Wire ID | Gauge/Size | Page/Zone | Device ID | Location | Page/Zone
AF0201:01 | SC | TCP14NO | WHT | 20 | 13.A3 | SH0401:NO | TCP | 13.A1
AF0201:02 | SC | TCP15NO | WHT | 20 | 13.B3 | SH0409:NO | TCP | 13.B1
AF0201:03 | SC | TCP16NO | WHT | 20 | 13.B3 | SH0410:NO | TCP | 13.B1
AF0201:04 | SC | TCP17A2 | WHT | 20 | 13.C3 | SA0400:B-B1 | TCP | 13.C1
AF0201:05 | SC | TCP17B2 | WHT | 20 | 13.C3 | SA0400:W-B1 | TCP | 13.C1
AF0201:06 | SC | TCP17C2 | WHT | 20 | 13.A3 | SA0400:B-A3 | TCP | 13.A1
AF0201:08 | SC | TCP23NC | WHT | 20 | 13.D3 | SB0401:NC | TCP | 13.D1
AF0201:09 | SC | TCP24NO | WHT | 20 | 13.D3 | SB0402:NO | TCP | 13.D1
AF0201:10 | SC | TCP25NO | WHT | 20 | 13.A7 | SB0403:NO | TCP | 13.A5
AF0201:11 | SC | TCP26NO | WHT | 20 | 13.A7 | SB0404:NO | TCP | 13.A5
AF0201:12 | SC | TCP29NO | WHT | 20 | 14.D3 | SB0405:NO | TCP | 14.D1
AF0201:13 | SC | TCP28NC | WHT | 20 | 14.C3 | SB0406:NC | TCP | 14.C1
AF0201:14 | SC | TCP31NO | WHT | 20 | 14.A6 | SB0407:NO | TCP | 14.A5
AF0201:15 | SC | TCP32NO | WHT | 20 | 14.A6 | SB0408:NO | TCP | 14.A5
AF0201:16 | SC | TCP30NO | WHT | 20 | 14.D3 | SH0408:NO | TCP | 14.D1
AF0201:17 | SC | TCP19NO | WHT | 20 | 14.A3 | SH0404:NO | TCP | 14.A1
AF0201:18 | SC | TCP20NO | WHT | 20 | 14.B3 | SH0405:NO | TCP | 14.B1
AF0201:19 | SC | TCP21NO | WHT | 20 | 14.B3 | SH0406:NO | TCP | 14.B1
AF0201:20 | SC | TCP22NO | WHT | 20 | 14.C3 | SH0407:NO | TCP | 14.C1
AF0201:33 | SC | TCP14C | WHT | 20 | 13.A3 | SH0401:C | TCP | 13.A1
AF0201:34 | SC | TCP15C | WHT | 20 | 13.B3 | SH0409:C | TCP | 13.B1
AF0201:35 | SC | TCP16C | WHT | 20 | 13.B3 | SH0410:C | TCP | 13.B1
AF0201:36 | SC | TCP17A1 | WHT | 20 | 13.C3 | SA0400:B-B2 | TCP | 13.C1
AF0201:37 | SC | TCP17B1 | WHT | 20 | 13.C3 | SA0400:W-B2 | TCP | 13.C1
AF0201:38 | SC | TCP17C1 | WHT | 20 | 13.A3 | SA0400:B-A4 | TCP | 13.A1
AF0201:40 | SC | TCP23C | WHT | 20 | 13.D3 | SB0401:C | TCP | 13.D1
AF0201:41 | SC | TCP24C | WHT | 20 | 13.D3 | SB0402:C | TCP | 13.D1
AF0201:42 | SC | TCP25C | WHT | 20 | 13.A7 | SB0403:C | TCP | 13.A5
AF0201:43 | SC | TCP26C | WHT | 20 | 13.A7 | SB0404:C | TCP | 13.A5
AF0201:44 | SC | TCP29C | WHT | 20 | 14.D3 | SB0405:C | TCP | 14.D1
AF0201:45 | SC | TCP28C | WHT | 20 | 14.C3 | SB0406:C | TCP | 14.C1
AF0201:46 | SC | TCP31C | WHT | 20 | 14.A6 | SB0407:C | TCP | 14.A5
AF0201:47 | SC | TCP32C | WHT | 20 | 14.A6 | SB0408:C | TCP | 14.A5
AF0201:48 | SC | TCP30C | WHT | 20 | 14.D3 | SH0408:C | TCP | 14.D1
AF0201:49 | SC | TCP19C | WHT | 20 | 14.A3 | SH0404:C | TCP | 14.A1
AF0201:50 | SC | TCP20C | WHT | 20 | 14.B3 | SH0405:C | TCP | 14.B1
AF0201:51 | SC | TCP21C | WHT | 20 | 14.B3 | SH0406:C | TCP | 14.B1
AF0201:52 | SC | TCP22C | WHT | 20 | 14.C3 | SH0407:C | TCP | 14.C1
AF0201:COM | SC | AU0200N | WHT | 16 | 11.A4 | AU0200:COM | TCP | 11.A3
AF0201:SHLD | SC | AF0201V+ | WHT | 16 | 11.B5 | AF0201:V+L | TCP | 11.B5
AF0201:V+ | SC | AU0200P | WHT | 16 | 11.A4 | AU0200:V+ | TCP | 11.A3
AF0202:00 | SC | TCP01AP | WHT | 20 | 12.A3 | HL0400:A+ | TCP | 12.A1
AF0202:01 | SC | TCP02AP | WHT | 20 | 12.A3 | HL0401:A+ | TCP | 12.A1
AF0202:02 | SC | TCP03AP | WHT | 20 | 12.B3 | HL0402:A+ | TCP | 12.B1
AF0202:03 | SC | TCP04AP | WHT | 20 | 12.B3 | HL0403:A+ | TCP | 12.B1
AF0202:05 | SC | TCP06AP | WHT | 20 | 12.C3 | HL0405:A+ | TCP | 12.C1
AF0202:06 | SC | TCP06BP | WHT | 20 | 12.D3 | HL0405:B+ | TCP | 12.D1
AF0202:07 | SC | TCP05AP | WHT | 20 | 12.C3 | HL0404:A+ | TCP | 12.C1
AF0202:08 | SC | TCP07AP | WHT | 20 | 12.D3 | HL0406:A+ | TCP | 12.D1
AF0202:09 | SC | TCP08AP | WHT | 20 | 12.A7 | HL0407:A+ | TCP | 12.A5
AF0202:10 | SC | TCP09AP | WHT | 20 | 12.A7 | HL0408:A+ | TCP | 12.A5
AF0202:11 | SC | TCP10AP | WHT | 20 | 12.B7 | HL0409:A+ | TCP | 12.B5
AF0202:12 | SC | TCP11AP | WHT | 20 | 12.B7 | HL0411:A+ | TCP | 12.B5
AF0202:13 | SC | TCP15AP | WHT | 20 | 12.C7 | SH0409:A+ | TCP | 12.C5
AF0202:14 | SC | TCP15BP | WHT | 20 | 12.C7 | SH0409:B+ | TCP | 12.C5
AF0202:15 | SC | TCP16AP | WHT | 20 | 12.D7 | SH0410:A+ | TCP | 12.D5
AF0202:16 | SC | TCP16BP | WHT | 20 | 12.D7 | SH0410:B+ | TCP | 12.D5
AF0202:17 | SC | TCP19AP | WHT | 20 | 14.B6 | SH0404:A+ | TCP | 14.B5
AF0202:18 | SC | TCP20AP | WHT | 20 | 14.B6 | SH0405:A+ | TCP | 14.B5
AF0202:19 | SC | TCP21AP | WHT | 20 | 14.C6 | SH0406:A+ | TCP | 14.C5
AF0202:20 | SC | TCP22AP | WHT | 20 | 14.C6 | SH0407:A+ | TCP | 14.C5
AF0202:21 | SC | TCP30AP | WHT | 20 | 14.D6 | SH0408:A+ | TCP | 14.D5
AF0202:22 | SC | TCP30BP | WHT | 20 | 14.D6 | SH0408:B+ | TCP | 14.D5
AF0202:32 | SC | TCP01A | WHT | 20 | 12.A3 | HL0400:A | TCP | 12.A1
AF0202:33 | SC | TCP02A | WHT | 20 | 12.A3 | HL0401:A | TCP | 12.A1
AF0202:34 | SC | TCP03A | WHT | 20 | 12.B3 | HL0402:A | TCP | 12.B1
AF0202:35 | SC | TCP04A | WHT | 20 | 12.B3 | HL0403:A | TCP | 12.B1
AF0202:37 | SC | TCP06A | WHT | 20 | 12.C3 | HL0405:A | TCP | 12.C1
AF0202:38 | SC | TCP06B | WHT | 20 | 12.D3 | HL0405:B | TCP | 12.D1
AF0202:39 | SC | TCP05A | WHT | 20 | 12.C3 | HL0404:A | TCP | 12.C1
AF0202:40 | SC | TCP07A | WHT | 20 | 12.D3 | HL0406:A | TCP | 12.D1
AF0202:41 | SC | TCP08A | WHT | 20 | 12.A7 | HL0407:A | TCP | 12.A5
AF0202:42 | SC | TCP09A | WHT | 20 | 12.A7 | HL0408:A | TCP | 12.A5
AF0202:43 | SC | TCP10A | WHT | 20 | 12.B7 | HL0409:A | TCP | 12.B5
AF0202:44 | SC | TCP11A | WHT | 20 | 12.B7 | HL0411:A | TCP | 12.B5
AF0202:45 | SC | TCP15A | WHT | 20 | 12.C7 | SH0409:A | TCP | 12.C5
AF0202:46 | SC | TCP15B | WHT | 20 | 12.C7 | SH0409:B | TCP | 12.C5
AF0202:47 | SC | TCP16A | WHT | 20 | 12.D7 | SH0410:A | TCP | 12.D5
AF0202:48 | SC | TCP16B | WHT | 20 | 12.D7 | SH0410:B | TCP | 12.D5
AF0202:49 | SC | TCP19A | WHT | 20 | 14.B6 | SH0404:A | TCP | 14.B5
AF0202:50 | SC | TCP20A | WHT | 20 | 14.B6 | SH0405:A | TCP | 14.B5
AF0202:51 | SC | TCP21A | WHT | 20 | 14.C6 | SH0406:A | TCP | 14.C5
AF0202:52 | SC | TCP22A | WHT | 20 | 14.C6 | SH0407:A | TCP | 14.C5
AF0202:53 | SC | TCP30A | WHT | 20 | 14.D6 | SH0408:A | TCP | 14.D5
AF0202:54 | SC | TCP30B | WHT | 20 | 14.D6 | SH0408:B | TCP | 14.D5
AF0202:COML | SC | AF0202COM | WHT | 16 | 11.B6 | AF0202:SHLD | TCP | 11.B6
HL0400:A | SC | TCP01A | WHT | 20 | 12.A1 | HL0400:B | TCP | 12.A1
HL0400:A+ | SC | TCP01AP | WHT | 20 | 12.A1 | HL0400:B+ | TCP | 12.A1
HL0401:A | SC | TCP02A | WHT | 20 | 12.A1 | HL0401:B | TCP | 12.A1
HL0401:A+ | SC | TCP02AP | WHT | 20 | 12.A1 | HL0401:B+ | TCP | 12.A1
HL0402:A | SC | TCP03A | WHT | 20 | 12.B1 | HL0402:B | TCP | 12.B1
HL0402:A+ | SC | TCP03AP | WHT | 20 | 12.B1 | HL0402:B+ | TCP | 12.B1
HL0403:A | SC | TCP04A | WHT | 20 | 12.B1 | HL0403:B | TCP | 12.B1
HL0403:A+ | SC | TCP04AP | WHT | 20 | 12.B1 | HL0403:B+ | TCP | 12.B1
HL0404:A | SC | TCP05A | WHT | 20 | 12.C1 | HL0404:B | TCP | 12.C1
HL0404:A+ | SC | TCP05AP | WHT | 20 | 12.C1 | HL0404:B+ | TCP | 12.C1
HL0406:A | SC | TCP07A | WHT | 20 | 12.D1 | HL0406:B | TCP | 12.D1
HL0406:A+ | SC | TCP07AP | WHT | 20 | 12.D1 | HL0406:B+ | TCP | 12.D1
HL0407:A | SC | TCP08A | WHT | 20 | 12.A5 | HL0407:B | TCP | 12.A5
HL0407:A+ | SC | TCP08AP | WHT | 20 | 12.A5 | HL0407:B+ | TCP | 12.A5
HL0408:A | SC | TCP09A | WHT | 20 | 12.A5 | HL0408:B | TCP | 12.A5
HL0408:A+ | SC | TCP09AP | WHT | 20 | 12.A5 | HL0408:B+ | TCP | 12.A5
HL0409:A | SC | TCP10A | WHT | 20 | 12.B5 | HL0409:B | TCP | 12.B5
HL0409:A+ | SC | TCP10AP | WHT | 20 | 12.B5 | HL0409:B+ | TCP | 12.B5
HL0410:A | SC | 0V | WHT | 20 | 13.B5 | HL0410:B | TCP | 13.B5
HL0410:A+ | SC | TCP12AP | WHT | 20 | 13.B5 | XT0564:1 B1 | TCP | 13.B5
HL0410:A+ | SC | TCP12AP | WHT | 20 | 13.B5 | HL0410:B+ | TCP | 13.B5
HL0411:A | SC | TCP11A | WHT | 20 | 12.B5 | HL0411:B | TCP | 12.B5
HL0411:A+ | SC | TCP11AP | WHT | 20 | 12.B5 | HL0411:B+ | TCP | 12.B5
SB0404:NO | SC | TCP26NO | WHT | 20 | 13.A5 | XT0564:1 T1 | TCP | 13.B5
SH0400:A | SC | 0V1 | WHT | 20 | 13.B5 | SH0401:A | TCP | 13.C5
SH0400:A | SC | 0V1 | WHT | 20 | 13.B5 | SH0400:B | TCP | 13.B5
SH0400:A+ | SC | TCP13AP | WHT | 20 | 13.B5 | XT0564:2 B1 | TCP | 13.B5
SH0400:B+ | SC | TC13BP | WHT | 20 | 13.B5 | XT0564:3 B1 | TCP | 13.B5
SH0401:A | SC | 0V1 | WHT | 20 | 13.C5 | SH0401:B | TCP | 13.C5
SH0401:A+ | SC | TCP14AP | WHT | 20 | 13.C5 | XT0564:5 B1 | TCP | 13.C5
SH0401:B+ | SC | TCP14BP | WHT | 20 | 13.C5 | XT0564:4 B1 | TCP | 13.C5
SH0404:A | SC | TCP19A | WHT | 20 | 14.B5 | SH0404:B | TCP | 14.B5
SH0404:A+ | SC | TCP19AP | WHT | 20 | 14.B5 | SH0404:B+ | TCP | 14.B5
SH0405:A | SC | TCP20A | WHT | 20 | 14.B5 | SH0405:B | TCP | 14.B5
SH0405:A+ | SC | TCP20AP | WHT | 20 | 14.B5 | SH0405:B+ | TCP | 14.B5
SH0406:A | SC | TCP21A | WHT | 20 | 14.C5 | SH0406:B | TCP | 14.C5
SH0406:A+ | SC | TCP21AP | WHT | 20 | 14.C5 | SH0406:B+ | TCP | 14.C5
SH0407:A | SC | TCP22A | WHT | 20 | 14.C5 | SH0407:B | TCP | 14.C5
SH0407:A+ | SC | TCP22AP | WHT | 20 | 14.C5 | SH0407:B+ | TCP | 14.C5
XT0564:1 T2 | SC | TCP26NO | WHT | 20 | 13.B5 | XT0564:2 T2 | TCP | 13.B5
XT0564:2 T1 | SC | TCP26NO | WHT | 20 | 13.B5 | XT0564:3 T1 | TCP | 13.B5
XT0564:3 T2 | SC | TCP26NO | WHT | 20 | 13.B5 | XT0564:4 T2 | TCP | 13.C5
XT0564:4 T1 | SC | TCP26NO | WHT | 20 | 13.C5 | XT0564:5 T1 | TCP | 13.C5
AU0200:L1 | WC0020 | AU0180L2 | ENET | CABLE | 3.B6 | AU0180:L2 | BOP PANEL | 3.B5
AF0202:23 | WC5540 | HA0273P | BLK | 16 | 14.A3 | HA0273:(+) | CONSOLE | 14.A1
AF0202:55 | WC5540 | HA0273N | WHT | 16 | 14.A3 | HA0273:(-) | CONSOLE | 14.A1
AU0200:GND | SC | IEG02308 | GRN | 14 | 11.A3 | IEG0230:8 | PANEL B | 11.B5
AF0202:COM | SC | 0V1 | WHT | 14 | 11.A5 | XT0562:1 | PWR DISTRIBUTION RAIL | 11.B2
AF0202:V+ | SC | FU0201 | WHT | 14 | 11.A5 | FU0201:LD | PWR DISTRIBUTION RAIL | 11.B3
AU0200:COM | SC | 0V1 | WHT | 14 | 11.A3 | XT0562:1 | PWR DISTRIBUTION RAIL | 11.B2
AU0200:V+ | SC | FU0200 | WHT | 14 | 11.A3 | FU0200:LD | PWR DISTRIBUTION RAIL | 11.A3
HL0410:A | SC | 0V | WHT | 20 | 13.B5 | XT0563:4 | PWR DISTRIBUTION RAIL | 13.B6
SA0401:1 | SC | KA0241A1 | WHT | 20 | 13.C5 | XT0563:5 | PWR DISTRIBUTION RAIL | 13.C6
SA0401:2 | SC | FU0139 | WHT | 20 | 13.C5 | XT0563:6 | PWR DISTRIBUTION RAIL | 13.C6
SB0400:11 | SC | ESTOPB | WHT | 20 | 13.D5 | XT0563:1 | PWR DISTRIBUTION RAIL | 13.D6
SB0400:12 | SC | ESTOPA | WHT | 20 | 13.D5 | XT0563:2 | PWR DISTRIBUTION RAIL | 13.D6
SB0400:21 | SC | TCP18B1 | WHT | 20 | 13.D5 | XT0563:8 | PWR DISTRIBUTION RAIL | 13.D6
SB0400:22 | SC | TCP18B2 | WHT | 20 | 13.D5 | XT0563:9 | PWR DISTRIBUTION RAIL | 13.D6
SH0400:B | SC | 0V1 | WHT | 20 | 13.B5 | XT0562:2 | PWR DISTRIBUTION RAIL | 11.B2
XT0564:1 B2 | SC | KA023612 | WHT | 20 | 13.B5 | XT0563:3 | PWR DISTRIBUTION RAIL | 13.B6
SolarTools ver. 24.0.84.24712 (Jul 31, 2025)
Report date: 4/29/2026 9:20 AM

## TURBINE VIBRATION PANEL
TURBINE VIBRATION PANEL
CONTROL CONSOLE^(TURBINE VIBRATION PANEL)
Project # | 9A951
Project Name | UGV CHERV
Revision | A.6
Controls DE | F. CABUTO
Phone: | 0
Controls ME | G.CATO
Phone:
From | [5 empty] | To
Device ID | Cable (W) Conductor (SC) Jumper Clip (JC) | Wire No. | Wire ID | Gauge/Size | Page/Zone | Device ID | Location | Page/Zone
XT0110:3 | JC | 0V | CLIP | --- | 21.A5 | XT0110:2 | TURBINE VIBRATION PANEL | 21.A5
AF0400:12 | SC | XT04001 | GRN | 16 | 21.B6 | XT0400:1 | TURBINE VIBRATION PANEL | 21.C6
AF0410:32 | SC | XT04001 | GRN | 16 | 21.B5 | XT0400:1 | TURBINE VIBRATION PANEL | 21.C6
AF0410:53 | SC | 0V | WHT | 16 | 21.B5 | XT0110:3 | TURBINE VIBRATION PANEL | 21.A5
AF0410:54 | SC | AF0410N | WHT | 16 | 21.B5 | AF0420:53 | TURBINE VIBRATION PANEL | 21.B5
AF0410:55 | SC | FU0113 | WHT | 16 | 21.B5 | FU0113:LD | TURBINE VIBRATION PANEL | 21.A4
AF0410:56 | SC | AF0410P | WHT | 16 | 21.B5 | AF0420:55 | TURBINE VIBRATION PANEL | 21.B5
AF0420:32 | SC | XT04001 | GRN | 16 | 21.B5 | XT0400:1 | TURBINE VIBRATION PANEL | 21.C6
AF0420:54 | SC | AF0420N | WHT | 16 | 21.B5 | AF0430:53 | TURBINE VIBRATION PANEL | 21.B4
AF0420:56 | SC | AF0420P | WHT | 16 | 21.B5 | AF0430:55 | TURBINE VIBRATION PANEL | 21.B4
AF0430:32 | SC | XT04002 | GRN | 16 | 21.B4 | XT0400:2 | TURBINE VIBRATION PANEL | 21.C3
AF0430:54 | SC | AF0430N | WHT | 16 | 21.B4 | AF0450:53 | TURBINE VIBRATION PANEL | 21.B3
AF0430:56 | SC | AF0430P | WHT | 16 | 21.B4 | AF0450:55 | TURBINE VIBRATION PANEL | 21.B3
AF0450:32 | SC | XT04002 | GRN | 16 | 21.B3 | XT0400:2 | TURBINE VIBRATION PANEL | 21.C3
FU0110:LD | SC | FU0110 | WHT | 14 | 21.A5 | FU0113:LI | TURBINE VIBRATION PANEL | 21.A4
FU0110:LI | SC | FU0136 | WHT | 14 | 21.A5 | XT0110:1 | TURBINE VIBRATION PANEL | 21.A5
GR0110: | SC | GR0110 | GRN/YEL | 14 | 4.B4 | FRAME | TURBINE VIBRATION PANEL | 4.B3
GR4125: | SC | GR4125 | GRN/YEL | 14 | 4.D4 | FRAME | TURBINE VIBRATION PANEL | 4.D5
AF0410:L2 | WC0041 | AF0410L2 | ENET | CABLE | 3.A2 | AF0420:L1 | TURBINE VIBRATION PANEL | 3.A3
AF0420:L2 | WC0042 | AF0420L2 | ENET | CABLE | 3.A3 | AF0430:L1 | TURBINE VIBRATION PANEL | 3.A4
AF0430:L2 | WC0043 | AF0430L2 | ENET | CABLE | 3.A4 | AF0450:L1 | TURBINE VIBRATION PANEL | 3.A5
AF0400:LBUS | WC8040 | AF0410RBUS | BUS | CABLE | 21.B6 | AF0410:RBUS | TURBINE VIBRATION PANEL | 21.B5
AF0410:LBUS | WC8041 | AF0420RBUS | BUS | CABLE | 21.B5 | AF0420:RBUS | TURBINE VIBRATION PANEL | 21.B5
AF0420:LBUS | WC8042 | AF0430RBUS | BUS | CABLE | 21.B5 | AF0430:RBUS | TURBINE VIBRATION PANEL | 21.B4
AF0430:LBUS | WC8043 | AF0450RBUS | BUS | CABLE | 21.B4 | AF0450:RBUS | TURBINE VIBRATION PANEL | 21.B3
XT0110:1 | SC | FU0136 | WHT | 14 | 21.A5 | XT0130:1 | HP COMPRESSOR PANEL | 22.A5
XT0110:2 | SC | 0V | WHT | 14 | 21.A5 | XT0130:2 | HP COMPRESSOR PANEL | 22.A5
AF0450:L2 | WC0045 | AF0450L2 | ENET | CABLE | 3.A5 | AF0510:L1 | HP COMPRESSOR PANEL | 3.B2
XT0110:1 | SC | FU0136 | WHT | 14 | 21.A5 | XT0138:4 | PANEL A | 16.B3
XT0110:2 | SC | 0V | WHT | 14 | 21.A5 | XT0134:4 | PANEL A | 16.B3
IEG0110:0 | SC | IEG0110G | GRN | 8 | 4.B2 | IEG0010:2 | PANEL B | 4.B2
AF0410:L1 | WC0006 | AU0060L2 | ENET | CABLE | 3.A2 | AU0060:L2 | PANEL B | 3.A6
SolarTools ver. 24.0.84.24712 (Jul 31, 2025)
Report date: 4/29/2026 9:19 AM

## Panel Errors
Panel Errors
Project # | 9A951
Project Name | UGV CHERV
Revision | A.6
Controls DE | F. CABUTO
Phone: | 0
Controls ME | G.CATO
Phone:
From | [6 empty] | To
Device ID | Location | Cable (W) Conductor (SC) Jumper Clip (JC) | Wire ID | Wire No. | Gauge/Size | Page/Zone | Device ID | Location | Page/Zone
Report date: 4/29/2026 9:19 AM |  |  |  | SolarTools ver. 24.0.84.24712 (Jul 31, 2025)

## Cable Part Numbers
Cable Part Numbers |  |  | SolarTools ver. 24.0.84.24712 (Jul 31, 2025)
Project # | 9A951
Report date: 4/29/2026 9:20 AM
Project Name | UGV CHERV
Revision | A.6
Controls DE | F. CABUTO
Phone: | 0
Controls ME | G.CATO
Phone:
Device ID |  | Part Number |  | Description
WC1200 |  | 2684693-54 |  | CABLE, EXTENSION, BACKPLANE
WC0001 |  | 1302073-36 |  | CABLE, ETHERNET - 36 INCHES
WC0003 |  | 1302073-36 |  | CABLE, ETHERNET - 36 INCHES
WC0006 |  | 1302073-36 |  | CABLE, ETHERNET - 36 INCHES
WC0007 |  | 1302073-36 |  | CABLE, ETHERNET - 36 INCHES
WC0008 |  | 1302073-36 |  | CABLE, ETHERNET - 36 INCHES
WC0009 |  | 1302073-36 |  | CABLE, ETHERNET - 36 INCHES
WC0012 |  | 1302073-36 |  | CABLE, ETHERNET - 36 INCHES
WC0014 |  | 1302073-36 |  | CABLE, ETHERNET - 36 INCHES
WC0017 |  | 1302073-36 |  | CABLE, ETHERNET - 36 INCHES
WC0019 |  | 1302073-36 |  | CABLE, COMMUNICATION CABLE - 36 INCHES
WC0020 |  | 1302073-36 |  | CABLE, ETHERNET - 36 INCHES
WC0041 |  | 1302073-36 |  | CABLE, ETHERNET - 36 INCHES
WC0042 |  | 1302073-36 |  | CABLE, ETHERNET - 36 INCHES
WC0043 |  | 1302073-36 |  | CABLE, ETHERNET - 36 INCHES
WC0045 |  | 1302073-36 |  | CABLE, ETHERNET - 36 INCHES
WC0051 |  | 1302073-36 |  | CABLE, ETHERNET - 36 INCHES
WC0052 |  | 1302073-36 |  | CABLE, ETHERNET - 36 INCHES
WC0680 |  | 1302073-36 |  | CABLE, COMMUNICATION CABLE - 36 INCHES
WC4524 |  | 1022941-12 |  | TPE, 1 PAIR TWISTED SHIELDED
WC5018 |  | 1022941-22 |  | TPE, 1 PAIR TWISTED SHIELDED
WC5500 |  | 1022941-22 |  | TPE, 1 PAIR TWISTED SHIELDED
WC5540 |  | PART OF 1113568-200 |  | CABLE, 2 CONDUCTOR TRIMMED SHIELD PART OF HORN
WC8040 |  | 1322418-90 |  | CABLE, SYTSTEM FUNCTION
WC8041 |  | 1322418-90 |  | CABLE, SYTSTEM FUNCTION
WC8042 |  | 1322418-90 |  | CABLE, SUPPLIED BY OTHERS
WC8043 |  | 1322418-90 |  | CABLE, SUPPLIED BY OTHERS
WC8050 |  | 1322418-90 |  | CABLE, SUPPLIED BY OTHERS
WC8051 |  | 1322418-90 |  | CABLE, SYTSTEM FUNCTION
WC8066 |  | 1022941-22 |  | TPE, 1 PAIR TWISTED SHIELDED
WC8067 |  | 1022941-22 |  | TPE, 1 PAIR TWISTED SHIELDED
WC8069 |  | 1022941-22 |  | TPE, 1 PAIR TWISTED SHIELDED

## Part Number List
Part Number List |  | SolarTools ver. 24.0.84.24712 (Jul 31, 2025)
Project # | 9A951
Report date: 4/29/2026 9:20 AM
Project Name | UGV CHERV
Revision | A.6
Controls DE | F. CABUTO
Phone: | 0
Controls ME | G.CATO
Phone:
Device ID | Part Number | Description | Location
AF0141 | 2684693-17,2684693-25 | 5094-OB8XT, 8 DISCRETE OUTPUT | BOP PANEL
AF0142 | 2684693-17,2684693-23 | 5094-IB16XT, 16 DISCRETE INPUT | BOP PANEL
AF0143 | 2684693-18,2684693-56 | 5094-IF8IHXT, 8 ANALOG INPUT, ISOLATED | BOP PANEL
AF0144 | 2684693-18,2684693-27 | 5094-OF8IHXT, 8 ANALOG OUTPUT, ISOLATED | BOP PANEL
AF0145 | 2684693-19,2684693-33 | 5094-IY8XT, 8 ANALOG INPUT,TC/RTD/I&V | BOP PANEL
AF0146 | 2684693-17,2684693-25 | 5094-OB8XT, 8 DISCRETE OUTPUT | BOP PANEL
AF0181 | 2684693-17,2684693-25 | 5094-OB8XT, 8 DISCRETE OUTPUT | BOP PANEL
AF0182 | 2684693-17,2684693-23 | 5094-IB16XT, 16 DISCRETE INPUT | BOP PANEL
AF0183 | 2684693-18,2684693-28 | 5094-IB16SXT, 16 DISCRETE INPUT, S | BOP PANEL
AF0184 | 2684693-18,2684693-55 | 5094-OB16SXT, 16 DISCRETE OUTPUT, S | BOP PANEL
AF0185 | 2684693-18,2684693-56 | 5094-IF8IHXT, 8 ANALOG INPUT, ISOLATED | BOP PANEL
AU0140 | 2684693-22,2684693-50 | 5094-AENTRXT, FLEX 5000 I/O | BOP PANEL
AU0180 | 2684693-22,2684693-50 | 5094-AENTRXT, FLEX 5000 I/O | BOP PANEL
FU0140 | 1043265-1,1043265-5 | FUSE, 10A | BOP PANEL
FU0141 | 1043265-1,1043265-5 | FUSE, 10A | BOP PANEL
FU0142 | 1043265-1,1043265-5 | FUSE, 10A | BOP PANEL
FU0180 | 1043265-1,1043265-5 | FUSE, 10A | BOP PANEL
FU0181 | 1043265-1,1043265-5 | FUSE, 10A | BOP PANEL
FU0184 | 1043265-1,1043265-5 | FUSE, 10A | BOP PANEL
FU0570 | 1043265-1,1043265-7 | FUSE, 20A | BOP PANEL
GR0134 | 903849C1 | RAIL GROUND, DIN RAIL GROUNDING | BOP PANEL
GR0180 | 903849C1 | RAIL GROUND, DIN RAIL GROUNDING | BOP PANEL
GR0235 | [2]903849C1 | RAIL GROUND, DIN RAIL GROUNDING | BOP PANEL
IEG0257 | 232941-200 | BUS BAR, BOP - INSTRUMENT EARTH GROUNDING | BOP PANEL
KA0531 | 1061979-1,1061979-2 | RELAY, NO EMERGENCY SHUTDOWN SUMMARY | BOP PANEL
KA0532 | 1061979-1,1061979-2 | RELAY, NO EMERGENCY SHUTDOWN SUMMARY | BOP PANEL
KA0533 | 1061979-2 | RELAY, NO EMERGENCY SHUTDOWN SUMMARY | BOP PANEL
KA0534 | 1061979-2 | RELAY, NO EMERGENCY SHUTDOWN SUMMARY | BOP PANEL
KA0535 | 1061979-2 | RELAY, CONTROLLER ACTIVE | BOP PANEL
KA0536 | 1061979-2 | RELAY, CONTROLLER ACTIVE | BOP PANEL
KA0537 | 1061979-2 | RELAY, NO EMERGENCY SHUTDOWN SUMMARY | BOP PANEL
KA0540 | 1061979-2 | RELAY, OPEN SUCTION VALVE | BOP PANEL
KA0541 | 1061979-2 | RELAY, OPEN DISCHARGE VALVE | BOP PANEL
KA0550 | 1061979-2 | RELAY, OPEN SUCTION VALVE SAFETY | BOP PANEL
KA0551 | 1061979-2 | RELAY, OPEN DISCHARGE VALVE SAFETY | BOP PANEL
KA0554 | 1061979-2 | RELAY, CLOSE VENT VALVE SAFETY | BOP PANEL
KA0571 | 1061979-2 | RELAY, LOADING VALVE CLOSED | BOP PANEL
KA0572 | 1061979-2 | RELAY, SUCTION VALVE CLOSED | BOP PANEL
KA0573 | 1061979-2 | RELAY, DISCHARGE VALVE CLOSED | BOP PANEL
KA0574 | 1061979-2 | RELAY, BLOCK VALVE CLOSED | BOP PANEL
XT0140 | 1066730-7,1066730-8,1067996-4 | TERMINAL BLOCK, SPRING, 4 CONDUCTOR,30-12 AWG (0.05-3.31 MM2),NON-IS | BOP PANEL
XT0142 | 1066730-7 | TERMINAL BLOCK, SPRING, 4 CONDUCTOR,30-12 AWG (0.05-3.31 MM2),NON-IS | BOP PANEL
XT0180 | 1066730-7,1066730-8,1067996-4 | TERMINAL BLOCK, SPRING, 4 CONDUCTOR,30-12 AWG (0.05-3.31 MM2),NON-IS | BOP PANEL
XT0570 | 1066730-16,1066730-17,1066730-18 | TERMINAL STRIP, 2 CONDUCTOR | BOP PANEL
XT0572 | 1066730-7,1066730-8,1067996-4 | TERMINAL BLOCK, SPRING, 4 CONDUCTOR,30-12 AWG (0.05-3.31 MM2),NON-IS | BOP PANEL
XT0573 | 1066730-10,1066730-9,1067996-4 | DIODE TERMINAL STRIP, 4 CONDUCTOR | BOP PANEL
GR0120 | 903849C1 | RAIL GROUND, DIN RAIL GROUNDING | BUOS BOX
UA1200 | 1053834-9 | SIGNAL CONVERTER, BACKUP OVERSPEED | BUOS BOX
XT1200 | 1066730-7,1066730-8,1067996-4 | TERMINAL BLOCK, SPRING, 4 CONDUCTOR,30-12 AWG (0.05-3.31 MM2),NON-IS | BUOS BOX
AT0190 | 1577354-5100,1577354-5101 | WORKSTATION, PANEL COMPUTER, TT4000 | CONSOLE
AT0190K | 1068334 | KEYBOARD, TYPING INTERFACE | CONSOLE
EL0273 | 1015796,1022899,1024594-100 | LIGHT, LED, WHITE | CONSOLE
HA0273 | 1113568-200 | HORN, AUDIBLE ALARM | CONSOLE
ZS0273 | 1113474-1 | LIMIT SWITCH, CONSOLE DOOR OPEN | CONSOLE
CCAT0170 | CUSTOMER DEFINED | CUSTOMER CONNECTION, TROUBLE ALARM SIGNAL | CUSTOMER FIRE AND GAS SIGNALS
CCKA0982 | CUSTOMER DEFINED | CUSTOMER CONNECTION, FIRE DETECTED SIGNAL | CUSTOMER FIRE AND GAS SIGNALS
CCKA0984 | CUSTOMER DEFINED | CUSTOMER CONNECTION, GAS DETECTED SIGNAL | CUSTOMER FIRE AND GAS SIGNALS
AT0175 | 1056244-5 | 8 CHANNEL ED I/O, EAGLE QUANTUM PREMIER | FIRE SYSTEM
AT0176 | 1056244-5 | 8 CHANNEL ED I/O, EAGLE QUANTUM PREMIER | FIRE SYSTEM
AT0178 | 1056244-5 | 8 CHANNEL ED I/O, EAGLE QUANTUM PREMIER | FIRE SYSTEM
FU0170 | 1043265-1,1043265-7 | FUSE, 20A | FIRE SYSTEM
GR0170 | 903849C1 | RAIL GROUND, DIN RAIL GROUNDING | FIRE SYSTEM
GR0172 | 903849C1 | RAIL GROUND, DIN RAIL GROUNDING | FIRE SYSTEM
KA0178 | 1061979-1,1061979-2 | RELAY, LOCAL HORN CONTROL (EQP) | FIRE SYSTEM
KA0875 | 1061979-2 | RELAY, LOCAL HORN CONTROL (PLC) | FIRE SYSTEM
KA6510 | 1061979-2 | RELAY, FIRE SYSTEM AUTO/INHIBIT | FIRE SYSTEM
KA6511 | 1061979-2 | RELAY, FIRE SYSTEM AUTO/INHIBIT | FIRE SYSTEM
RR0175S5 | 912137C1 | RESISTOR, 10K OHM | FIRE SYSTEM
RR0176S4 | 912137C1 | RESISTOR, 10K OHM | FIRE SYSTEM
RR0176S5 | 912137C1 | RESISTOR, 10K OHM | FIRE SYSTEM
RR0176S7 | 912137C1 | RESISTOR, 10K OHM | FIRE SYSTEM
RR0178 | 912137C1 | RESISTOR, 10K OHM | FIRE SYSTEM
RR0853 | 912137C1 | RESISTOR, 10K OHM | FIRE SYSTEM
RR0854 | 912137C1 | RESISTOR, 10K OHM | FIRE SYSTEM
VD0178 | 960592C1 | DIODE, 15 pF | FIRE SYSTEM
XT0170 | 1066730-7,1066730-8,1067996-11 | TERMINAL BLOCK, SPRING, 4 CONDUCTOR,30-12 AWG (0.05-3.31 MM2),NON-IS | FIRE SYSTEM
XT0172 | 1066730-7,1066730-8,1067996-11 | TERMINAL BLOCK, SPRING, 4 CONDUCTOR,30-12 AWG (0.05-3.31 MM2),NON-IS | FIRE SYSTEM
AT0170 | 1056244-29 | CONTROLLER, EAGLE QUANTUM PREMIER | FIRE SYSTEM CONTROLLER PANEL
GR0171 | 903849C1 | RAIL GROUND, DIN RAIL GROUNDING | FIRE SYSTEM CONTROLLER PANEL
KA0171 | 1061979-2 | RELAY, PM2 FAULT | FIRE SYSTEM CONTROLLER PANEL
KA0172 | 1061979-1,1061979-2 | RELAY, FIRE DETECTED (CUSTOMER) | FIRE SYSTEM CONTROLLER PANEL
KA0174 | 1061979-1,1061979-2 | RELAY, GAS DETECTED (CUSTOMER) | FIRE SYSTEM CONTROLLER PANEL
KA0176 | 1061979-1,1061979-2 | RELAY, VENTILATION REQUIRED | FIRE SYSTEM CONTROLLER PANEL
KA0177 | 1061979-1,1061979-2 | RELAY, VENTILATION REQUIRED | FIRE SYSTEM CONTROLLER PANEL
UV0170 | 1056244-2 | POWER SUPPLY, EAGLE QUANTUM PREMIER | FIRE SYSTEM CONTROLLER PANEL
VD6211 | 960592C1 | DIODE, 15 pF | FIRE SYSTEM CONTROLLER PANEL
VD6212 | 960592C1 | DIODE, 15 pF | FIRE SYSTEM CONTROLLER PANEL
XT0171 | 1066730-7,1066730-8,1067996-11 | TERMINAL BLOCK, SPRING, 4 CONDUCTOR,30-12 AWG (0.05-3.31 MM2),NON-IS | FIRE SYSTEM CONTROLLER PANEL
CCKA2160 | CUSTOMER DEFINED | CUSTOMER CONNECTION, CLOSE GAS BLOCK VALVE | GAS FUEL BLOCK BLEED VALVE
CCKA2161 | CUSTOMER DEFINED | CUSTOMER CONNECTION, OPEN GAS BLEED VALVE | GAS FUEL BLOCK BLEED VALVE
AF0500 | 1322418-31,1322418-40,1322418-72,1322418-73 | 1444-TSCX02-02RB, 2-CH TACHOMETER INPUT^DYNAMIX 1444 VIBRATION | HP COMPRESSOR PANEL
AF0510 | 1322418-11,1322418-20,1322418-70,1322418-71 | 1444-DYN04-01RA, 4-CH VIBRATION INPUT^DYNAMIX 1444 VIBRATION | HP COMPRESSOR PANEL
AF0520 | 1322418-11,1322418-20,1322418-70,1322418-71 | 1444-DYN04-01RA, 4-CH VIBRATION INPUT^DYNAMIX 1444 VIBRATION | HP COMPRESSOR PANEL
AF1201 | 2684693-17,2684693-25 | 5094-OB8XT, 8 DISCRETE OUTPUT | HP COMPRESSOR PANEL
AF1202 | 2684693-17,2684693-23 | 5094-IB16XT, 16 DISCRETE INPUT | HP COMPRESSOR PANEL
AF1203 | 2684693-18,2684693-56 | 5094-IF8IHXT, 8 ANALOG INPUT, ISOLATED | HP COMPRESSOR PANEL
AF1204 | 2684693-18,2684693-30 | 5094-IF4IHSXT, 4 ANALOG INPUT, S | HP COMPRESSOR PANEL
AF1205 | 2684693-18,2684693-30 | 5094-IF4IHSXT, 4 ANALOG INPUT, S | HP COMPRESSOR PANEL
AF1206 | 2684693-21,2684693-36 | 5094-IRT8SXT, 8 RTD/TC ANALOG INPUT, S | HP COMPRESSOR PANEL
AF1207 | 2684693-18,2684693-28 | 5094-IB16SXT, 16 DISCRETE INPUT, S | HP COMPRESSOR PANEL
AF1208 | 2684693-19,2684693-33 | 5094-IY8XT, 8 ANALOG INPUT,TC/RTD/I&V | HP COMPRESSOR PANEL
AF1209 | 2684693-19,2684693-33 | 5094-IY8XT, 8 ANALOG INPUT,TC/RTD/I&V | HP COMPRESSOR PANEL
AF1210 | 2684693-18,2684693-56 | 5094-IF8IHXT, 8 ANALOG INPUT, ISOLATED | HP COMPRESSOR PANEL
AF1211 | 2684693-18,2684693-56 | 5094-IF8IHXT, 8 ANALOG INPUT, ISOLATED | HP COMPRESSOR PANEL
AU1200 | 2684693-22,2684693-50 | 5094-AENTRXT, FLEX 5000 I/O | HP COMPRESSOR PANEL
FU0120 | 1043265-1,1043265-5 | FUSE, 10A | HP COMPRESSOR PANEL
FU0121 | 1043265-1,1043265-5 | FUSE, 10A | HP COMPRESSOR PANEL
FU0130 | 1043265-1,1043265-7 | FUSE, 20A | HP COMPRESSOR PANEL
FU0133 | 1043265-1,1043265-4 | FUSE, 5A | HP COMPRESSOR PANEL
GR4123 | 903861C1 | RAIL GROUND, DIN RAIL GROUNDING | HP COMPRESSOR PANEL
GR4124 | 903861C1 | RAIL GROUND, DIN RAIL GROUNDING | HP COMPRESSOR PANEL
IEG0130 | 232941-200 | BUS BAR, HP CPSR - INSTRUMENT EARTH GROUNDING | HP COMPRESSOR PANEL
KA0120 | 1061979-1,1061979-2 | RELAY, CONTROLLER ACTIVE | HP COMPRESSOR PANEL
KA4401 | 1061979-1,1061979-2 | RELAY, CASE DEPRESSURIZED | HP COMPRESSOR PANEL
WC1200 | 2684693-54 |  | HP COMPRESSOR PANEL
XT0121 | 1066730-7,1066730-8,1067996-4 | TERMINAL BLOCK, SPRING, 4 CONDUCTOR,30-12 AWG (0.05-3.31 MM2),NON-IS | HP COMPRESSOR PANEL
XT0130 | 1066730-7,1066730-8,1067996-4 | TERMINAL BLOCK, SPRING, 4 CONDUCTOR,30-12 AWG (0.05-3.31 MM2),NON-IS | HP COMPRESSOR PANEL
XT0500 | 1066730-1,1066730-2 | TERMINAL STRIP, 4 CONDUCTOR | HP COMPRESSOR PANEL
XT0520 | 1066730-7,1066730-8,1067996-4 | TERMINAL BLOCK, SPRING, 4 CONDUCTOR,30-12 AWG (0.05-3.31 MM2),NON-IS | HP COMPRESSOR PANEL
GR1110 | 903849C1 | RAIL GROUND, DIN RAIL GROUNDING | JB5
GR1150 | 903849C1 | RAIL GROUND, DIN RAIL GROUNDING | JB5
XT0871 | 1066730-7,1066730-8,1067996-82 | TERMINAL BLOCK, SPRING, 4 CONDUCTOR,30-12 AWG (0.05-3.31 MM2),NON-IS | JB7
XT0872 | 1066730-7 | TERMINAL BLOCK, SPRING, 4 CONDUCTOR,30-12 AWG (0.05-3.31 MM2),NON-IS | JB7
XT4875 | DRIVEN COMMON | TERMINAL STRIP, HP COMPRESSOR CASE PRESSURE | JB75
SB7510 | CUSTOMER DEFINED | PUSHBUTTON SWITCH, START (CUSTOMER) | PANEL
SB7511 | CUSTOMER DEFINED | PUSHBUTTON SWITCH, NORMAL STOP (CUSTOMER) | PANEL
SB7512 | CUSTOMER DEFINED | PUSHBUTTON SWITCH, EMERGENCY STOP (CUSTOMER) | PANEL
SB7513 | CUSTOMER DEFINED | PUSHBUTTON SWITCH, FAST STOP (CUSTOMER) | PANEL
AF0081 | 2684693-18,2684693-28 | 5094-IB16SXT, 16 DISCRETE INPUT, S | PANEL A
AF0082 | 2684693-17,2684693-23 | 5094-IB16XT, 16 DISCRETE INPUT | PANEL A
AF0083 | 2684693-19,2684693-33 | 5094-IY8XT, 8 ANALOG INPUT,TC/RTD/I&V | PANEL A
AF0084 | 2684693-19,2684693-33 | 5094-IY8XT, 8 ANALOG INPUT,TC/RTD/I&V | PANEL A
AF0085 | 2684693-18,2684693-56 | 5094-IF8IHXT, 8 ANALOG INPUT, ISOLATED | PANEL A
AF0086 | 2684693-18,2684693-56 | 5094-IF8IHXT, 8 ANALOG INPUT, ISOLATED | PANEL A
AF0087 | 2684693-17,2684693-23 | 5094-IB16XT, 16 DISCRETE INPUT | PANEL A
AF0091 | 2684693-17,2684693-23 | 5094-IB16XT, 16 DISCRETE INPUT | PANEL A
AF0092 | 2684693-17,2684693-24 | 5094-OB16XT, 16 DISCRETE OUTPUT | PANEL A
AF0093 | 2684693-17,2684693-24 | 5094-OB16XT, 16 DISCRETE OUTPUT | PANEL A
AF0094 | 2684693-19,2684693-33 | 5094-IY8XT, 8 ANALOG INPUT,TC/RTD/I&V | PANEL A
AF0095 | 2684693-17,2684693-25 | 5094-OB8XT, 8 DISCRETE OUTPUT | PANEL A
AF0096 | 2684693-21,2684693-36 | 5094-IRT8SXT, 8 RTD/TC ANALOG INPUT, S | PANEL A
AU0080 | 2684693-22,2684693-50 | 5094-AENTRXT, FLEX 5000 I/O | PANEL A
AU0090 | 2684693-22,2684693-50 | 5094-AENTRXT, FLEX 5000 I/O | PANEL A
FU0010 | 1043265-1,1043265-5 | FUSE, 10A | PANEL A
FU0012 | 1043265-1,1043265-5 | FUSE, 10A | PANEL A
FU0013 | 1043265-1,1043265-5 | FUSE, 10A | PANEL A
FU0014 | 1043265-1,1043265-5 | FUSE, 10A | PANEL A
FU0015 | 1043265-1,1043265-5 | FUSE, 10A | PANEL A
FU0017 | [2]1043265-1,[2]1043265-5 | FUSE, 10A | PANEL A
FU0080 | 1043265-1,1043265-5 | FUSE, 10A | PANEL A
FU0090 | 1043265-1,1043265-5 | FUSE, 10A | PANEL A
FU0091 | 1043265-1,1043265-5 | FUSE, 10A | PANEL A
FU0092 | 1043265-1,1043265-5 | FUSE, 10A | PANEL A
FU0093 | 1043265-1,1043265-5 | FUSE, 10A | PANEL A
FU0136 | 1043265-1,1043265-9 | FUSE, 30A | PANEL A
FU0137 | 1043265-1,1043265-7 | FUSE, 20A | PANEL A
FU0139 | 1043265-1,1043265-4 | FUSE, 5A | PANEL A
FU5120 | 1043265-1,1043265-4 | FUSE, 5A | PANEL A
FU6210 | 1043265-1,1043265-5 | FUSE, 10A | PANEL A
GR0131 | 903849C1 | RAIL GROUND, DIN RAIL GROUNDING | PANEL A
GR0132 | 903849C1 | RAIL GROUND, DIN RAIL GROUNDING | PANEL A
GR0133 | 903849C1 | RAIL GROUND, DIN RAIL GROUNDING | PANEL A
GR0257 | 903849C1 | RAIL GROUND, DIN RAIL GROUNDING | PANEL A
KA0130 | 1061979-1,1061979-2 | RELAY, LOWSPEED/OPEN PROBE SETPOINT | PANEL A
KA0131 | 1061979-1,1061979-2 | RELAY, CONTROLLER ACTIVE | PANEL A
KA0132 | 1061979-1,1061979-2 | RELAY, CONTROLLER ACTIVE | PANEL A
KA0133 | 1061979-1,1061979-2 | RELAY, POST LUBE NOT REQUIRED | PANEL A
KA0134 | 1061979-1,1061979-2 | RELAY, BACKUP COMMAND OFF | PANEL A
KA0135 | 1061979-2 | RELAY, AC PRE/POST PUMP DRIVE | PANEL A
KA0136 | 1061979-1,1061979-2 | RELAY, LUBE OIL HEADER PRESSURE HIGH | PANEL A
KA0137 | 1061979-1,1061979-2 | RELAY, LUBE PUMP INHIBIT | PANEL A
KA0138 | 1061979-1,1061979-2 | RELAY, BACKUP LUBE OIL PUMP OFF | PANEL A
KA0141 | 1061979-2 | RELAY, CONTROLLER ACTIVE | PANEL A
KA0144 | 1061979-2 | RELAY, AC PRE/POST PUMP DRIVE | PANEL A
KA0221 | 1061979-2 | RELAY, ^PRIMARY GAS FUEL SHUTOFF VALVE | PANEL A
KA2160 | 1061979-1,1061979-2 | RELAY, CLOSE GAS BLOCK VALVE | PANEL A
KA2161 | 1061979-1,1061979-2 | RELAY, OPEN GAS BLEED VALVE | PANEL A
KA3103 | 1061979-2 | RELAY, LUBE OIL TANK HEATER | PANEL A
KA3220 | 1061979-2 | RELAY, LUBE OIL COOLER FAN | PANEL A
KA6211 | 1061979-1,1061979-2 | RELAY, DRIVER ENCLOSURE^VENT FAN #1 | PANEL A
KA6212 | 1061979-2 | RELAY, DRIVER ENCLOSURE^VENT FAN #2 | PANEL A
KT0140 | [2]2651077-1 | TIMER RELAY, BACKUP PUMP POST LUBE OFF CYCLE | PANEL A
KT0141 | [2]2651077-1 | TIMER RELAY, BACKUP POST LUBE CONTINUOUS | PANEL A
KT0142 | 2651077-1 | TIMER RELAY, TOTAL POST LUBE | PANEL A
KT0143 | 2651077-1 | TIMER RELAY, BACKUP PUMP POST LUBE ON CYCLE | PANEL A
KT0144 | [2]2651077-1 | TIMER RELAY, HEADER PRESSURE HIGH BACKUP PUMP OFF | PANEL A
KT0145 | 2651077-1 | TIMER RELAY, FIRE DETECTED ROLLDOWN LUBE | PANEL A
KT0146 | 2651077-3 | TIMER RELAY, WATCHDOG | PANEL A
PC0470 | 2271605-1 | TIMER/COUNTER, ENGINE HOUR / START COUNTER | PANEL A
PEG0130 | 232941-300 | BUS BAR, PANEL A - POWER EARTH GROUNDING | PANEL A
QS0011 | 1126803 | CIRCUIT BREAKER, DOUBLE POLE - RAIL MOUNTABLE | PANEL A
RR0851 | 981090C1 | RESISTOR, 3.01K OHM | PANEL A
RR0852 | 981089C1 | RESISTOR, 1.0K OHM | PANEL A
UJ0131 | 1286570-1 | POWER CONVERTER, AC/DC INPUT TO 28V DC OUTPUT | PANEL A
XT0011 | 1066730-16,1066730-17,1066730-18 | TERMINAL STRIP, 2 CONDUCTOR | PANEL A
XT0014 | 1247052-1 | BUS BAR, SYSTEM FUNCTION (USE) | PANEL A
XT0080 | 1066730-7,1066730-8,1067996-4 | TERMINAL BLOCK, SPRING, 4 CONDUCTOR,30-12 AWG (0.05-3.31 MM2),NON-IS | PANEL A
XT0081 | 1066730-7,1066730-8,1067996-4 | TERMINAL BLOCK, SPRING, 4 CONDUCTOR,30-12 AWG (0.05-3.31 MM2),NON-IS | PANEL A
XT0085 | 1066730-7,1066730-8,1067996-4 | TERMINAL BLOCK, SPRING, 4 CONDUCTOR,30-12 AWG (0.05-3.31 MM2),NON-IS | PANEL A
XT0134 | 1066730-16,1066730-17,1066730-18 | TERMINAL STRIP, 2 CONDUCTOR | PANEL A
XT0135 | 1066730-7,1066730-8,1067996-4 | TERMINAL BLOCK, SPRING, 4 CONDUCTOR,30-12 AWG (0.05-3.31 MM2),NON-IS | PANEL A
XT0136 | 1066730-7,1066730-8,1067996-82 | TERMINAL BLOCK, SPRING, 4 CONDUCTOR,30-12 AWG (0.05-3.31 MM2),NON-IS | PANEL A
XT0138 | 1066730-16,1066730-17,1066730-18 | TERMINAL STRIP, 2 CONDUCTOR | PANEL A
XT0139 | 1066730-7,1066730-8,1067996-4 | TERMINAL BLOCK, SPRING, 4 CONDUCTOR,30-12 AWG (0.05-3.31 MM2),NON-IS | PANEL A
AF0061 | 2684693-17,2684693-25 | 5094-OB8XT, 8 DISCRETE OUTPUT | PANEL B
AF0062 | 2684693-17,2684693-25 | 5094-OB8XT, 8 DISCRETE OUTPUT | PANEL B
AF0063 | 2684693-17,2684693-23 | 5094-IB16XT, 16 DISCRETE INPUT | PANEL B
AF0064 | 2684693-18,2684693-30 | 5094-IF4IHSXT, 4 ANALOG INPUT, S | PANEL B
AF0065 | 2684693-18,2684693-30 | 5094-IF4IHSXT, 4 ANALOG INPUT, S | PANEL B
AF0066 | 2684693-18,2684693-27 | 5094-OF8IHXT, 8 ANALOG OUTPUT, ISOLATED | PANEL B
AF0067 | 2684693-17,2684693-25 | 5094-OB8XT, 8 DISCRETE OUTPUT | PANEL B
AF0068 | 2684693-21,2684693-36 | 5094-IRT8SXT, 8 RTD/TC ANALOG INPUT, S | PANEL B
AF0071 | 2684693-18,2684693-32 | 5094-IJ2ISXT, 2 FAST COUNTER INPUT, S | PANEL B
AF0072 | 2684693-18,2684693-30 | 5094-IF4IHSXT, 4 ANALOG INPUT, S | PANEL B
AF0073 | 2684693-21,2684693-36 | 5094-IRT8SXT, 8 RTD/TC ANALOG INPUT, S | PANEL B
AF0074 | 2684693-18,2684693-56 | 5094-IF8IHXT, 8 ANALOG INPUT, ISOLATED | PANEL B
AF0075 | 2684693-18,2684693-30 | 5094-IF4IHSXT, 4 ANALOG INPUT, S | PANEL B
AF0076 | 2684693-18,2684693-55 | 5094-OB16SXT, 16 DISCRETE OUTPUT, S | PANEL B
AF0077 | 2684693-19,2684693-33 | 5094-IY8XT, 8 ANALOG INPUT,TC/RTD/I&V | PANEL B
AU0060 | 2684693-50 | 5094-AEN2TR, FLEX 5000 I/O | PANEL B
AU0070 | 2684693-50 | 5094-AEN2TR, FLEX 5000 I/O | PANEL B
FU0060 | 1043265-1,1043265-5 | FUSE, 10A | PANEL B
FU0061 | 1043265-1,1043265-5 | FUSE, 10A | PANEL B
FU0062 | 1043265-1,1043265-5 | FUSE, 10A | PANEL B
FU0063 | 1043265-1,1043265-5 | FUSE, 10A | PANEL B
FU0064 | 1043265-1,1043265-5 | FUSE, 10A | PANEL B
FU0070 | 1043265-1,1043265-5 | FUSE, 10A | PANEL B
FU0071 | 1043265-1,1043265-5 | FUSE, 10A | PANEL B
FU0210 | 1043265-1,1043265-7 | FUSE, 20A | PANEL B
FU0211 | 1043265-1,1043265-4 | FUSE, 5A | PANEL B
FU0212 | 1043265-1,1043265-3 | FUSE, 2A | PANEL B
GR0231 | 903849C1 | RAIL GROUND, DIN RAIL GROUNDING | PANEL B
GR0232 | 903849C1 | RAIL GROUND, DIN RAIL GROUNDING | PANEL B
GR0234 | [2]903849C1 | RAIL GROUND, DIN RAIL GROUNDING | PANEL B
IEG0010 | 1099358-100 | BUS BAR, MARSHALLING INSTRUMENT EARTH GROUNDING | PANEL B
IEG0230 | 232941-300 | BUS BAR, PANEL B - INSTRUMENT EARTH GROUNDING | PANEL B
KA0222 | 1061979-2 | RELAY, ^SECONDARY GAS FUEL SHUTOFF VALVE | PANEL B
KA0230 | 1061979-2 | RELAY, CONTROLLER ACTIVE | PANEL B
KA0231 | 1061979-1,1061979-2 | RELAY, CONTROLLER ACTIVE | PANEL B
KA0232 | 1061979-1,1061979-2 | RELAY, CONTROLLER ACTIVE | PANEL B
KA0233 | 1061979-1,1061979-2 | RELAY, CONTROLLER ACTIVE | PANEL B
KA0234 | 1061979-1,1061979-2 | RELAY, CONTROLLER ACTIVE | PANEL B
KA0235 | 1061979-1,1061979-2 | RELAY, NO EMERGENCY SHUTDOWN SUMMARY | PANEL B
KA0236 | 1061979-1,1061979-2 | RELAY, NO EMERGENCY SHUTDOWN SUMMARY | PANEL B
KA0237 | 1061979-1,1061979-2 | RELAY, NO EMERGENCY SHUTDOWN SUMMARY | PANEL B
KA0238 | 1061979-1,1061979-2 | RELAY, NO EMERGENCY SHUTDOWN SUMMARY | PANEL B
KA0239 | 1061979-1,1061979-2 | RELAY, NO EMERGENCY SHUTDOWN SUMMARY | PANEL B
KA0240 | 1061979-1,1061979-2 | RELAY, NO EMERGENCY SHUTDOWN SUMMARY | PANEL B
KA0241 | 1061979-1,1061979-2 | RELAY, BACKUP SYSTEM RESET | PANEL B
KA0242 | 1061979-1,1061979-2 | RELAY, BACKUP SYSTEM RESET | PANEL B
KA0243 | 1061979-1,1061979-2 | RELAY, NO FIRE DETECTED | PANEL B
KA0244 | 1061979-1,1061979-2 | RELAY, NO FIRE DETECTED | PANEL B
KA0245 | 1061979-1,1061979-2 | RELAY, NO GAS DETECTED | PANEL B
KA0246 | 1061979-2 | RELAY, NO FIRE DETECTED | PANEL B
KA0247 | 1061979-2 | RELAY, NO FIRE DETECTED | PANEL B
KA0248 | 1061979-2 | RELAY, NO EMERGENCY SHUTDOWN SUMMARY | PANEL B
KA0249 | 1061979-2 | RELAY, NO GAS DETECTED | PANEL B
KA0250 | 1061979-2 | RELAY, NO EMERGENCY SHUTDOWN SUMMARY | PANEL B
KA1020 | 1061979-1,1061979-2 | RELAY, IGNITION START | PANEL B
KA6100 | 1061979-1 | RELAY, ENCLOSURE HEATER CMD | PANEL B
XT0060 | 1066730-7,1066730-8,1067996-4 | TERMINAL BLOCK, SPRING, 4 CONDUCTOR,30-12 AWG (0.05-3.31 MM2),NON-IS | PANEL B
XT0070 | 1066730-7,1066730-8,1067996-4 | TERMINAL BLOCK, SPRING, 4 CONDUCTOR,30-12 AWG (0.05-3.31 MM2),NON-IS | PANEL B
XT0233 | 1066730-7,1066730-8,1067996-4 | TERMINAL BLOCK, SPRING, 4 CONDUCTOR,30-12 AWG (0.05-3.31 MM2),NON-IS | PANEL B
XT0235 | 1066730-7,1066730-8,1067996-4 | TERMINAL BLOCK, SPRING, 4 CONDUCTOR,30-12 AWG (0.05-3.31 MM2),NON-IS | PANEL B
XT0237 | 1066730-10,1066730-9,1067996-4 | DIODE TERMINAL STRIP, 4 CONDUCTOR | PANEL B
XT0240 | 1066730-7,1066730-8,1067996-4 | TERMINAL BLOCK, SPRING, 4 CONDUCTOR,30-12 AWG (0.05-3.31 MM2),NON-IS | PANEL B
AP0601 | [2]1089241-20,1089241-4 | MODULE, BLANK FILLER | PLC PANEL
AP0602 | 1089241-40 | 1756-EN2TRXT, ETHERNET | PLC PANEL
AP0603 | 1089241-40 | 1756-EN2TRXT, ETHERNET | PLC PANEL
AP0604 | 1089241-14 | MVI 56E-MCMXT, MODBUS | PLC PANEL
AP0605 | 1089241-20 | MODULE, BLANK FILLER | PLC PANEL
AP0606 | 1089241-20 | MODULE, BLANK FILLER | PLC PANEL
AP0607 | 1089241-36 | 1756-EN2TXT, ETHERNET | PLC PANEL
AP0608 | 1089241-20 | MODULE, BLANK FILLER | PLC PANEL
AP0609 | 1089241-40 | 1756-EN2TRXT, ETHERNET | PLC PANEL
AR0600 | 1057900,1059465,1089241-42,1103759,19298R1,22652R1 | RACK CHASSIS, 1756-A10XT (10 SLOT) | PLC PANEL
AT0600 | 1089241-100,1089241-43 | 1756-L83EXTS, CONTROLLER^GUARDLOGIX | PLC PANEL
UV0600 | 1089241-28 | POWER SUPPLY, RSLOGIX CHASSIS | PLC PANEL
AT0680 | 1634974-100 | GATEWAY MODULE, TURBOTRONIC GATEWAY | PWR DISTRIBUTION RAIL
FU0190 | 1043265-1,1043265-5 | FUSE, 10A | PWR DISTRIBUTION RAIL
FU0200 | 1043265-1,1043265-5 | FUSE, 10A | PWR DISTRIBUTION RAIL
FU0201 | 1043265-1,1043265-5 | FUSE, 10A | PWR DISTRIBUTION RAIL
FU0273 | 1043265-1,1043265-4 | FUSE, 5A | PWR DISTRIBUTION RAIL
FU0560 | 1043265-1,1043265-7 | FUSE, 20A | PWR DISTRIBUTION RAIL
FU0680 | 1043265-1,1043265-4 | FUSE, 5A | PWR DISTRIBUTION RAIL
XT0560 | 1066730-16,1066730-17,1066730-18 | TERMINAL STRIP, 2 CONDUCTOR | PWR DISTRIBUTION RAIL
XT0561 | 1066730-53,1066730-7,1066730-8,1067996-4 | TERMINAL BLOCK, SPRING, 4 CONDUCTOR,30-12 AWG (0.05-3.31 MM2),NON-IS | PWR DISTRIBUTION RAIL
XT0562 | 1066730-53,1066730-7,1066730-8,1067996-4 | TERMINAL BLOCK, SPRING, 4 CONDUCTOR,30-12 AWG (0.05-3.31 MM2),NON-IS | PWR DISTRIBUTION RAIL
XT0563 | 1066730-7,1066730-8,1067996-4 | TERMINAL BLOCK, SPRING, 4 CONDUCTOR,30-12 AWG (0.05-3.31 MM2),NON-IS | PWR DISTRIBUTION RAIL
XT0680 | 1066730-7,1066730-8,1067996-4 | TERMINAL BLOCK, SPRING, 4 CONDUCTOR,30-12 AWG (0.05-3.31 MM2),NON-IS | PWR DISTRIBUTION RAIL
UV0171 | 1056244-2 | POWER SUPPLY, EAGLE QUANTUM PREMIER | REDUNDANT POWER SUPPLY
AF0201 | 2684693-51 | 5094-IB32XT, 32 DISCRETE INPUT | TCP
AF0202 | 2684693-57 | 5094-OB32XT, 32 DISCRETE OUTPUT | TCP
AU0200 | 2684693-22,2684693-50,PARTOFTCPASSY | 5094-AENTRXT, FLEX 5000 I/O | TCP
HL0400 | PART OF TCP ASSEMBLY | LIGHT, READY, GREEN | TCP
HL0401 | PART OF TCP ASSEMBLY | LIGHT, STARTING, WHITE | TCP
HL0402 | PART OF TCP ASSEMBLY | LIGHT, READY TO LOAD, WHITE | TCP
HL0403 | PART OF TCP ASSEMBLY | LIGHT, ON LOAD, WHITE | TCP
HL0404 | PART OF TCP ASSEMBLY | LIGHT, LOCAL/AUXILIARY/CUSTOMER SELECT, WHITE | TCP
HL0405 | PART OF TCP ASSEMBLY | LIGHT, LOCAL/AUXILIARY/CUSTOMER SELECT, WHITE | TCP
HL0406 | PART OF TCP ASSEMBLY | LIGHT, SPARE, WHITE | TCP
HL0407 | PART OF TCP ASSEMBLY | LIGHT, COOLDOWN, WHITE | TCP
HL0408 | PART OF TCP ASSEMBLY | LIGHT, STOPPING, WHITE | TCP
HL0409 | PART OF TCP ASSEMBLY | LIGHT, ALARM SUMMARY, AMBER | TCP
HL0410 | PART OF TCP ASSEMBLY | LIGHT, BACKUP ACTIVE, AMBER | TCP
HL0411 | PART OF TCP ASSEMBLY | LIGHT, SHUTDOWN SUMMARY, RED | TCP
SA0400 | PART OF TCP ASSEMBLY | SELECTOR SWITCH, OFF/LOC/AUX/CUST. | TCP
SA0401 | PART OF TCP ASSEMBLY | SELECTOR SWITCH, BACKUP SYSTEM RESET | TCP
SB0400 | PART OF TCP ASSEMBLY | PUSHBUTTON SWITCH, EMERGENCY STOP | TCP
SB0401 | PART OF TCP ASSEMBLY | PUSHBUTTON SWITCH, HORN SILENCE | TCP
SB0402 | PART OF TCP ASSEMBLY | PUSHBUTTON SWITCH, ACKNOWLEDGE | TCP
SB0403 | PART OF TCP ASSEMBLY | PUSHBUTTON SWITCH, RESET | TCP
SB0404 | PART OF TCP ASSEMBLY | PUSHBUTTON SWITCH, LAMP TEST | TCP
SB0405 | PART OF TCP ASSEMBLY | PUSHBUTTON SWITCH, START | TCP
SB0406 | PART OF TCP ASSEMBLY | PUSHBUTTON SWITCH, NORMAL STOP | TCP
SB0407 | PART OF TCP ASSEMBLY | PUSHBUTTON SWITCH, SETPOINT DECREASE | TCP
SB0408 | PART OF TCP ASSEMBLY | PUSHBUTTON SWITCH, SETPOINT INCREASE | TCP
SH0400 | PART OF TCP ASSEMBLY | LIGHTED SWITCH, SPARE, WHITE | TCP
SH0401 | PART OF TCP ASSEMBLY | LIGHTED SWITCH, SPARE, WHITE | TCP
SH0404 | PART OF TCP ASSEMBLY | LIGHTED SWITCH, SPARE, WHITE | TCP
SH0405 | PART OF TCP ASSEMBLY | LIGHTED SWITCH, SPARE, WHITE | TCP
SH0406 | PART OF TCP ASSEMBLY | LIGHTED SWITCH, OPEN HPC SURGE CONTROL VALVE, WHITE | TCP
SH0407 | PART OF TCP ASSEMBLY | LIGHTED SWITCH, CLOSE HPC SURGE CONTROL VALVE, WHITE | TCP
SH0408 | PART OF TCP ASSEMBLY | LIGHTED SWITCH, AUTO/MANUAL SELECT, WHITE | TCP
SH0409 | PART OF TCP ASSEMBLY | LIGHTED SWITCH, SPARE, WHITE | TCP
SH0410 | PART OF TCP ASSEMBLY | LIGHTED SWITCH, SPARE, WHITE | TCP
XT0564 | PART OF TCP ASSEMBLY | TERMINAL STRIP, SYSTEM FUNCTION (USE) | TCP
AF0400 | 1322418-31,1322418-40,1322418-72,1322418-73 | 1444-TSCX02-02RB, 2-CH TACHOMETER INPUT^DYNAMIX 1444 VIBRATION | TURBINE VIBRATION PANEL
AF0410 | 1322418-11,1322418-20,1322418-70,1322418-71 | 1444-DYN04-01RA, 4-CH VIBRATION INPUT^DYNAMIX 1444 VIBRATION | TURBINE VIBRATION PANEL
AF0420 | 1322418-11,1322418-20,1322418-70,1322418-71 | 1444-DYN04-01RA, 4-CH VIBRATION INPUT^DYNAMIX 1444 VIBRATION | TURBINE VIBRATION PANEL
AF0430 | 1322418-11,1322418-20,1322418-70,1322418-71 | 1444-DYN04-01RA, 4-CH VIBRATION INPUT^DYNAMIX 1444 VIBRATION | TURBINE VIBRATION PANEL
AF0450 | 1322418-11,1322418-20,1322418-70,1322418-71 | 1444-DYN04-01RA, 4-CH VIBRATION INPUT^DYNAMIX 1444 VIBRATION | TURBINE VIBRATION PANEL
FU0110 | [2]1043265-1,[2]1043265-7 | FUSE, 20A | TURBINE VIBRATION PANEL
FU0113 | [2]1043265-1,[2]1043265-4 | FUSE, 5A | TURBINE VIBRATION PANEL
GR0110 | 903849C1 | RAIL GROUND, DIN RAIL GROUNDING | TURBINE VIBRATION PANEL
GR4125 | 903861C1 | RAIL GROUND, DIN RAIL GROUNDING | TURBINE VIBRATION PANEL
IEG0110 | 232941-200 | BUS BAR, ENGINE VIBRATION - INSTRUMENT EARTH GROUNDING | TURBINE VIBRATION PANEL
XT0110 | [2]1066730-7,[2]1066730-8,[2]1067996-4 | TERMINAL BLOCK, SPRING, 4 CONDUCTOR,30-12 AWG (0.05-3.31 MM2),NON-IS | TURBINE VIBRATION PANEL
XT0400 | [2]1066730-1,[2]1066730-2,1066730-67,1066730-7,1066730-8,1067996-4 | TERMINAL STRIP, 4 CONDUCTOR | TURBINE VIBRATION PANEL