## Blue Labels
(SHT 1) ASSEMBLY^CONSOLE | (SHT 10) BOP^PANEL | (SHT 11) HP COMPRESSOR^PANEL | (SHT 12) LP COMPRESSOR^PANEL | (SHT 13) GEAR BOX PANEL | (SHT 14) TURB VIB^PANEL | (SHT 15) CONSOLE ISOLATOR^PANEL1 | (SHT 16) CONSOLE ISOLATOR^PANEL2 | (SHT 17) BLANK^PANEL 1 | (SHT 18) BLANK^PANEL | (SHT 2) CONSOLE DOOR^PANELS | (SHT 4) ASSEMBLY^CONTROL PANEL | (SHT 5) PWR DISTR.^ RAIL | (SHT 6) FIRE^PANEL | (SHT 7) FIRE SYS^PANEL | (SHT 8) TURBINE PANEL A | (SHT 9) TURBINE PANEL B
EL0272 | FU0180 | WC8058 | AF0243 | GR0321 | FU0113 | FU0272 | UV0274 | GR0277 | GR0261 | AT0190K | HL0411 | AT0680 | KA0875 | UV0170 | AR0600 | GR0234
EL0273 | FU0181 | AF1205 | AF0242 | AF0321 | XT0110 | UV0271 | UAI9001 | GR0276 | GR0260 | AT0190 | HL0410 | FU0680 | KA6510 | AT0170 | AP0609 | PC0470
EL0274 | FU0184 | AF1204 | AF0241 | AU0320 | GR0110 | UAI4000 | UAI9200 |  |  |  | HL0409 | XT0680 | KA6511 | KA0172 | AP0608 | FU0070
HA0273 | XT0180 | AF1203 | AU0240 | FU0320 | IEG0110 | UAI4100 | UAI9201 |  |  |  | HL0408 | XT0560 | FU0170 | KA0174 | AP0607 | FU0071
ZS0272 | AU0180 | AF1202 | FU0240 | FU0313 | GR0111 | UAI4101 | UAI9202 |  |  |  | HL0407 | FU0560 | XT0170 | KA0176 | AP0606 | XT0070
ZS0273 | AF0181 | AF1201 | FU0241 | FU0310 | AF0400 | UAI4102 | UAI9203 |  |  |  | SB0400 | FU0200 | XT0172 | KA0177 | AP0605 | AU0070
ZS0274 | AF0182 | AU1200 | FU0250 | XT0310 | AF0410 | UAI4103 | UAI9402 |  |  |  | HL0406 | FU0201 | RR0176S4 | XT0171 | AP0604 | AF0071
523POS(+)1 | AF0183 | GR0120 | XT0250 | GR0320 | AF0420 | UAI4200 | UAI9403 |  |  |  | HL0405 | FU0273 | RR0178S7 | VD6211 | AP0603 | AF0072
| AF0184 | AF1206 | GR0240 | IEG0310 | AF0430 | UAI4201 | UAI9000 |  |  |  | HL0404 | FU0274 | GR0170 | VD6212 | AP0602 | AF0073
| AF0185 | AF1207 | GR0254 | AF0900 | AF0450 | UAI4500 | UAI9100 |  |  |  | HL0403 | FU0190 | AT0175 | GR0171 | AP0601 | AF0074
| KA1810 | AF1208 | IEG0250 | AF0910 | XT0400 | UAI4001 | UAI9101 |  |  |  | HL0402 | XT0561 | AT0176 |  | AT0600 | AF0075
| KA1811 | AF1209 |  | AF0920 |  | UAI4300 | UAI9102 |  |  |  | HL0401 | XT0562 | AT0178 |  | UV0600 | AF0076
| KA1812 | FU0120 |  | AF0940 |  | UAI4301 | UAI9103 |  |  |  | HL0400 | XT0563 | GR0172 |  | AU0080 | GR0233
| KA1813 | FU0121 |  | XT0900 |  | UAI4302 | UAI9400 |  |  |  | SH0407 |  |  |  | AF0081 | EA0642
| KA1814 | FU0122 |  |  |  | UAI4303 | UAI9401 |  |  |  | SH0406 |  |  |  | AF0082 | EA0750
| KA1815 | GR0252 |  |  |  | UAI4503 | UAI3210 |  |  |  | SH0405 |  |  |  | AF0083 | EA0664
| KA0576 | IEG0130 |  |  |  | UAI4202 | UAI3211 |  |  |  | SH0404 |  |  |  | AF0084 | EA0850
| KA0531 | AF0500 |  |  |  | UAI08212 | UAI3212 |  |  |  | SA0400 |  |  |  | AF0085 | EA0611
| KA0532 | AF0510 |  |  |  | UAI08214 | UAI3213 |  |  |  | SH0410 |  |  |  | AF0086 | EA0610
| KA0533 | AF0520 |  |  |  | UV0272 | UAI3214 |  |  |  | SH0409 |  |  |  | AF0087 | EA0631
| KA0534 | XT0500 |  |  |  | UAI0835 | UAI3215 |  |  |  | SH0401 |  |  |  | AF0088 | EA0630
| KA0535 | FU0130 |  |  |  | UAI0686 | UV0275 |  |  |  | SH0400 |  |  |  | GR0135 | EA0665
| KA0536 | FU0131 |  |  |  | UAI0680 | UAI5100 |  |  |  | XT0564 |  |  |  | KA0135 | EA0857
| KA0537 | XT0130 |  |  |  | UAI0730 | UAI5101 |  |  |  | AU0200 |  |  |  | KA3220 | EA0860
| KA0540 | KA0120 |  |  |  | UAI0681 | UAI5102 |  |  |  | GR0200 |  |  |  | KA3221 | EA0617
| KA0541 |  |  |  |  | UAI0731 | UAI5103 |  |  |  | SB0408 |  |  |  | KA3103 | EA0616
| KA0571 |  |  |  |  | UAI0682 | UAI5200 |  |  |  | SB0407 |  |  |  | KA6211 | EA0637
| KA0572 |  |  |  |  | UAI0732 | UAI5201 |  |  |  | SH0408 |  |  |  | KA6212 | EA0636
| KA0573 |  |  |  |  | UAI0683 | UAI1280 |  |  |  | SB0405 |  |  |  | KA6310 | EA0650
| KA0574 |  |  |  |  | UAI0733 | UAI1281 |  |  |  | SB0406 |  |  |  | KA2001 | EA0723
| KA0575 |  |  |  |  | UAI0684 | UAI1282 |  |  |  | SA0401 |  |  |  | KA2002 | EA0662
| KA0550 |  |  |  |  | UAI0734 | UAI1283 |  |  |  | SB0404 |  |  |  | KA2003 | EA0740
| KA0551 |  |  |  |  | UAI0685 | UAI1284 |  |  |  | SB0403 |  |  |  | KA2004 | EA0760
| KA0552 |  |  |  |  | UAI0735 | UAI1285 |  |  |  | SB0402 |  |  |  | KA2011 | EA0612
| KA0553 |  |  |  |  | UAI0687 | UAI1290 |  |  |  | SB0401 |  |  |  | KA2012 | EA0633
| GR0140 |  |  |  |  | UAI0737 | UAI1291 |  |  |  | AF0201 |  |  |  | KA2013 | EA0632
| FU0140 |  |  |  |  | UAI0960 | UAI1292 |  |  |  | AF0202 |  |  |  | KA2014 | EA0640
| FU0141 |  |  |  |  | UAI0961 | UAI1293 | [7 empty] | GR0136 | EA0663
| FU0142 |  |  |  |  | UAI0962 | UAI1231 | [7 empty] | FU0080 | EA0741
| FU0143 |  |  |  |  | UAI0842 | UAI1232 | [7 empty] | FU0081 | EA0761
| FU0570 |  |  |  |  | UAI2120 | UAI12103 | [7 empty] | FU0082 | EA0614
| XT0140 |  |  |  |  | UV0273 | UAI1240 | [7 empty] | XT0080 | EA0635
| AU0140 |  |  |  |  | UAI0830 | UAI1241 | [7 empty] | FU0090 | EA0634
| AF0141 |  |  |  |  | UAI0831 | UV0276 | [7 empty] | FU0091 | EA0822
| AF0142 |  |  |  |  | UAI0832 | UAI12104 | [7 empty] | FU0092 | EA0820
| AF0143 |  |  |  |  | UAI0833 | UAI1242 | [7 empty] | FU0093 | GR0237
| AF0144 |  |  |  |  | UAI0834 | UAI1243 | [7 empty] | XT0090 | XT0240
| AF0145 |  |  |  |  | UAI0840 | UAI1251 | [7 empty] | AU0090 | KA0235
| AF0146 |  |  |  |  | UAI0841 | UAI1443 | [7 empty] | AF0091 | KA0236
| XT0572 |  |  |  |  | UAI0836 | UAI12102 | [7 empty] | AF0092 | KA0237
| XT0573 |  |  |  |  | GR0272 | UAI1223 | [7 empty] | AF0093 | KA0238
| GR0180 |  |  |  |  | EA4000 | UAI1224 | [7 empty] | AF0094 | KA0239
| EA1463 |  |  |  |  | EA4100 | UAI1221 | [7 empty] | AF0095 | KA0240
| EA1422 |  |  |  |  | EA4101 | UAI1222 | [7 empty] | AF0096 | KA0248
| EA1423 |  |  |  |  | EA4102 | GR0274 | [7 empty] | GR0133 | KA0250
| EA1461 |  |  |  |  | EA4103 | EA9001 | [7 empty] | RR0852 | KA0241
| EA1420 |  |  |  |  | EA4200 | EA9200 | [7 empty] | RR0851 | KA0242
| EA1421 |  |  |  |  | EA4201 | EA9201 | [7 empty] | XT0085 | KA0243
| EA1417 |  |  |  |  | EA4500 | EA9202 | [7 empty] | XT0139 | KA0244
| EA1428 |  |  |  |  | EA4001 | EA9203 | [7 empty] | FU0010 | KA0246
| EA1427 |  |  |  |  | EA4300 | EA9402 | [7 empty] | FU0139 | KA0247
| EA1415 |  |  |  |  | EA4301 | EA9403 | [7 empty] | FU0137 | KA1020
| EA14214 |  |  |  |  | EA4302 | EA4773 | [7 empty] | FU0211 | KA0245
| EA14215 |  |  |  |  | EA4303 | EA4761 | [7 empty] | XT0138 | KA0130
| EA1446 |  |  |  |  | EA4503 | EA4760 | [7 empty] | XT0134 | KA0249
| EA1447 |  |  |  |  | EA4202 | EA4771 | [7 empty] | XT0135 | KA0131
| EA1810 |  |  |  |  | EA08212 | EA4770 | [7 empty] | FU0136 | KA0231
| EA1811 |  |  |  |  | EA08214 | EA9400 | [7 empty] | FU0210 | KA0132
| EA1812 |  |  |  |  | EA0835A | EA9401 | [7 empty] | FU0212 | KA0232
| EA1813 |  |  |  |  | EA0835B | EA3210A | [7 empty] | FU3000 | KA0141
| EA1814 |  |  |  |  | EA0686A | EA3210B | [7 empty] | XT0233 | KA0233
| EA1815 |  |  |  |  | EA0686B | EA3211A | [7 empty] | XT0235 | KA0133
| EA1850 |  |  |  |  | EA0680 | EA3211B | [7 empty] | KA2160 | KA0234
| EA1824 |  |  |  |  | EA0730 | EA3212A | [7 empty] | KA2161 | KA0134
| EA1825 |  |  |  |  | EA0681 | EA3212B | [7 empty] | FU2108 | KA0144
| EA1826 |  |  |  |  | EA0731 | EA3213A | [7 empty] | GR0131 | KA0136
| EA1827 |  |  |  |  | EA0682 | EA3213B | [7 empty] | UJ0131 | KA0137
| EA1828 |  |  |  |  | EA0732 | EA3214A | [7 empty] | XT0014 | KA0138
| EA1829 |  |  |  |  | EA0683 | EA3214B | [7 empty] | EA0867 | KA0221
| GR0183 |  |  |  |  | EA0733 | EA3215A | [7 empty] | EA0915 | KA0222
| EA1450 |  |  |  |  | EA0684 | EA3215B | [7 empty] | EA0916 | KT0140
| EA1451 |  |  |  |  | EA0734 | EA5100 | [7 empty] | EA0910 | KT0141
| EA1452 |  |  |  |  | EA0685 | EA5101 | [7 empty] | EA1704 | KT0142
| EA1453 |  |  |  |  | EA0735 | EA5102 | [7 empty] | EA1754P1 | KT0143
| EA1454 |  |  |  |  | EA0687 | EA5103 | [7 empty] | EA1751 | KT0144
| EA1455 |  |  |  |  | EA0737 | EA5200 | [7 empty] | EA1756 | KT0145
| EA1456 |  |  |  |  | EA0960 | EA5201 | [7 empty] | EA1757 | KT0146
| EA1457 |  |  |  |  | EA0961 | EA1280A | [7 empty] | EA1758 | FU0060
| EA1220 |  |  |  |  | EA0962 | EA1280B | [7 empty] | EA1768 | FU0061
| EA12100 |  |  |  |  | EA0842A | EA1281A | [7 empty] | EA1761 | FU0062
| EA12105 |  |  |  |  | EA0842B | EA1281B | [7 empty] | EA1762 | FU0063
| EA1250 |  |  |  |  | EA2120A | EA1282A | [7 empty] | EA1766 | XT0060
| EA1261 |  |  |  |  | EA2120B | EA1282B | [7 empty] | EA1767 | XT0237
| EA12101 |  |  |  |  | EA0830A | EA1283A | [7 empty] | EA1752 | GR0232
| EA1230 |  |  |  |  | EA0830B | EA1283B | [7 empty] | EA1754 | EA0653
| EA2420 |  |  |  |  | EA0831A | EA1284A | [7 empty] | EA1755 | EA07611
| EA2470 |  |  |  |  | EA0831B | EA1284B | [7 empty] | EA1764 | EA07612
| EA2475 |  |  |  |  | EA0832A | EA1285A | [7 empty] | EA1765 | EA0813
| EA2442 |  |  |  |  | EA0832B | EA1285B | [7 empty] | EA1785 | EA1200OSP
| EA2440 |  |  |  |  | EA0833A | EA1290A | [7 empty] | EA1781 | EA1200PWR
| EA2430 |  |  |  |  | EA0833B | EA1290B | [7 empty] | EA1782 | EA0870
| GR0181 |  |  |  |  | EA0834A | EA1291A | [7 empty] | EA1786 | EA08211
| EA1412 |  |  |  |  | EA0834B | EA1291B | [7 empty] | EA1783 | EA0814
| EA14212 |  |  |  |  | EA0840A | EA1292A | [7 empty] | EA1784 | EA2403
| EA1835 |  |  |  |  | EA0840B | EA1292B | [7 empty] | EA1753 | EA0875
| EA1431 |  |  |  |  | EA0841A | EA1293A | [7 empty] | EA178P21 | EA09315
| EA1432 |  |  |  |  | EA0841B | EA1293B | [7 empty] | EA3000 | EA0753
| EA1426 |  |  |  |  | EA0836A | EA1231 | [7 empty] | EA4501 | EA0674
| EA1425 |  |  |  |  | EA0836B | EA1232 | [7 empty] | GR0134 | EA0951
| EA1416 |  |  |  |  | GR0273 | EA12103 | [7 empty] | QS0011 | EA0620
| EA1465 |  |  |  |  | EAG0340 | EA1240 | [7 empty] | FU0012 | EA0672
| EA18213 |  |  |  |  | IEG0330 | EA1241 | [7 empty] | FU0013 | EA0670
| EA18212 | [5 empty] | EA12104 | [7 empty] | FU0014 | XT0136
| EA14211 | [5 empty] | EA1242 | [7 empty] | FU0015 | GR0236
| EA14210 | [5 empty] | EA1243 | [7 empty] | FU0017 | AF0068
| EA1413 | [5 empty] | EA1251 | [7 empty] | XT0011 | AF0067
| EA1466 | [5 empty] | EA1443 | [7 empty] | GR0132 | AF0066
| EA18215 | [5 empty] | EA12102 | [7 empty] | IEG0010 | AF0065
| EA18214 | [5 empty] | EA1223 | [7 empty] | PEG0130 | AF0064
| EA1410 | [5 empty] | EA1224 | [8 empty] | AF0063
| EA1429 | [5 empty] | EA1221 | [8 empty] | AF0062
| EA1834 | [5 empty] | EA1222 | [8 empty] | AF0061
| EA1430 | [5 empty] | GR0275 | [8 empty] | AU0060
| GR0182 | [5 empty] | EAG0350 | [8 empty] | GR0231
| IEG0257 | [5 empty] | IEG0350 | [8 empty] | EA0639
[7 empty] | IEG0340 | [8 empty] | EA0638
EA0911
EA0676
EA0767
EA0855
EA0752
EA0641
EA0751
EA0722
EA0866
EA2108PWR
EA0856
EA0853
EA32001
EA32002
EA0851
EA0854
EA0863
EA08213
EA6210PWR
GR0235
IEG0231
IEG0230

## White Labels
(SHT 4) ASSEMBLY^CONTROL PANEL - (SHT 9) TURBINE PANEL B | (SHT 17) BLANK^PANEL 1 | (SHT 10) BOP^PANEL | (SHT 10) BOP^PANEL - (SHT 8) TURBINE PANEL A | (SHT 2) CONSOLE DOOR^PANELS | (SHT 15) CONSOLE ISOLATOR^PANEL1 | (SHT 15) CONSOLE ISOLATOR^PANEL1 - (SHT 16) CONSOLE ISOLATOR^PANEL2 | (SHT 15) CONSOLE ISOLATOR^PANEL1 - (SHT 8) TURBINE PANEL A | (SHT 15) CONSOLE ISOLATOR^PANEL1 - (SHT 9) TURBINE PANEL B | (SHT 16) CONSOLE ISOLATOR^PANEL2 | (SHT 16) CONSOLE ISOLATOR^PANEL2 - (SHT 8) TURBINE PANEL A | (SHT 16) CONSOLE ISOLATOR^PANEL2 - (SHT 9) TURBINE PANEL B | (SHT 7) FIRE SYS^PANEL | (SHT 6) FIRE^PANEL | (SHT 13) GEAR BOX PANEL | (SHT 13) GEAR BOX PANEL - (SHT 11) HP COMPRESSOR^PANEL | (SHT 13) GEAR BOX PANEL - (SHT 8) TURBINE PANEL A | (SHT 11) HP COMPRESSOR^PANEL | (SHT 11) HP COMPRESSOR^PANEL - (SHT 12) LP COMPRESSOR^PANEL | (SHT 11) HP COMPRESSOR^PANEL - (SHT 8) TURBINE PANEL A | (SHT 12) LP COMPRESSOR^PANEL | (SHT 12) LP COMPRESSOR^PANEL - (SHT 8) TURBINE PANEL A | (SHT 14) TURB VIB^PANEL | (SHT 14) TURB VIB^PANEL - (SHT 8) TURBINE PANEL A | (SHT 8) TURBINE PANEL A | (SHT 8) TURBINE PANEL A - (SHT 9) TURBINE PANEL B | (SHT 9) TURBINE PANEL B
AU0200G | GR0276 | AF0143G | IEG0257G | AT0190G | EAG0340 | EAG0350 | IEG0330G | IEG023012 | GR0274 | IEG0340G | IEG023014 | AT0170G | AT0175G | AU0320G | IEG01302G | IEG0310G | AF1203G | IEG01305 | IEG0130G | AF0242G | IEG0250G | GR0110 | IEG0110G | AF0083G | IEG02301 | AF0064G
IEG02308 | GR0277 | AU0140G |  |  | GR0272 |  |  | IEG023013 | GR0275 | IEG0350G | IEG023111 | GR0171 | AT0176G | GR0321 |  |  | AF1204G |  |  | AU0240G |  | IEG01101 |  | AF0084G | IEG023011 | AF0065G
|  | AU0180G |  |  | GR0273 |  |  | IEG02307 |  |  | IEG02312 | UV0170G | AT0178G | IEG03101 |  |  | AF1205G |  |  | IEG02501 |  | IEG01102 |  | AF0085G | IEG02302 | AF0066G
|  | GR0181 | [10 empty] | GR0170 | IEG03102 |  |  | AF1206G |  |  | IEG02502 |  | XT04001 |  | AF0086G | IEG02303 | AF0071G
|  | GR0182 | [10 empty] | GR0172 | XT09001 |  |  | AF1208G |  |  |  |  | XT04002 |  | AF0094G | IEG0230G | AF0072G
|  | GR0183 | [11 empty] | XT09002 |  |  | AU1200G | [6 empty] | AU0080G | IEG02313 | AF0073G
|  | IEG02571 | [14 empty] | IEG01301 | [6 empty] | AU0090G | IEG0231G | AF0074G
|  | IEG02572 | [14 empty] | IEG01303 | [6 empty] | GR0131 |  | AU0060G
|  | IEG02573 | [14 empty] | IEG01304 | [6 empty] | GR0132 |  | AU0070G
|  | IEG02574 | [14 empty] | IEG01306 | [6 empty] | GR0134 |  | GR0232
[17 empty] | XT05001 | [6 empty] | GR0136 |  | GR0234
[24 empty] | UJ0131G |  | GR0235
[24 empty] | UV0600G |  | GR0236
GR0237
IEG02304
IEG02305
IEG02306
IEG02309

## Heat Shrink Labels
(SHT 10) BOP^PANEL | (SHT 10) BOP^PANEL - (SHT 16) CONSOLE ISOLATOR^PANEL2 | (SHT 10) BOP^PANEL - (SHT 11) HP COMPRESSOR^PANEL | (SHT 10) BOP^PANEL - (SHT 12) LP COMPRESSOR^PANEL | (SHT 15) CONSOLE ISOLATOR^PANEL1 | (SHT 15) CONSOLE ISOLATOR^PANEL1 - (SHT 14) TURB VIB^PANEL | (SHT 15) CONSOLE ISOLATOR^PANEL1 - (SHT 8) TURBINE PANEL A | (SHT 15) CONSOLE ISOLATOR^PANEL1 - (SHT 9) TURBINE PANEL B | (SHT 16) CONSOLE ISOLATOR^PANEL2 | (SHT 16) CONSOLE ISOLATOR^PANEL2 - (SHT 13) GEAR BOX PANEL | (SHT 16) CONSOLE ISOLATOR^PANEL2 - (SHT 11) HP COMPRESSOR^PANEL | (SHT 7) FIRE SYS^PANEL - (SHT 6) FIRE^PANEL | (SHT 6) FIRE^PANEL | (SHT 6) FIRE^PANEL - (SHT 8) TURBINE PANEL A | (SHT 13) GEAR BOX PANEL - (SHT 11) HP COMPRESSOR^PANEL | (SHT 14) TURB VIB^PANEL - (SHT 8) TURBINE PANEL A | (SHT 8) TURBINE PANEL A | (SHT 8) TURBINE PANEL A - (SHT 9) TURBINE PANEL B | (SHT 9) TURBINE PANEL B
WCCNGP | WC4441 | WC2023 | WC2008 | WC1227 | WC1327 | WC2126 | WC2129 | W1110 | WC1304 | WC1353 | WC5018 | WC8066 | WC5500 | WC1452 | WC4749 | WCGFC1 | WC4012 | WC4020
WCCNPT |  | WC2024 | WC2009 | WC1228 | WC1328 | WC2128 | WC2200 | WC1107 | WC1307 | WC1354 | WC8069 | WC8067 |  |  |  |  | WC4191 | WC4087
WCDVP1 |  | WC4044 | WC4067 | WC1229 | WC1329 | WC2156 | WC2201 | WC1108 | WC1308 | WC1355 | [6 empty] | WC4194 | WC4088
WCDVP2 |  | WC4053 | WC4068 | WC1230 | WC1330 | WC2157 | WC2202 | WC1111 | WC1309 | WC1356 | [6 empty] | WC4195 | WC4101
WCNGPE |  | WC4054 | WC4069 | WC1231 | WC1331 | WC2180 | WC2211 | WC1112 | WC1310 | WC1357 | [6 empty] | WC4515 | WC4117
WCSVDP |  | WC4057 |  | WC1232 | WC1332 | WC2203 | WC2212 | WC1113 | WC1311 | WC1358 | [6 empty] | WC4519 | WC4118
|  |  |  | WC1233 | WC1333 | WC2204 | WC2213 | WC1114 | WC1312 | WC2800 | [6 empty] | WC4520 | WC4119
|  |  |  | WC1234 | WC1334 | WC2205 | WC2214 | WC1115 | WC1313 | WC2801 | [6 empty] | WC4523 | WC4122
|  |  |  | WC1235 | WC1335 | WC2227 | WC2215 | WC1120 | WC1314 | WC2803 | [6 empty] | WC4560 | WC4123
|  |  |  | WC1236 | WC1336 | WC2230 | WC2216 | WC1121 | WC1315 | WC2804 | [7 empty] | WC4134
|  |  |  | WC1237 | WC1337 | WC2254 | WC2217 | WC1122 | WC1320 | WC2805 | [7 empty] | WC4135
|  |  |  | WC1238 | WC1338 | WC2255 | WC2218 | WC1123 | WC1321 | WC2806 | [7 empty] | WC4181
|  |  |  | WC1239 | WC1339 | WC2262 | WC2219 | WC1153 | WC1322 | WC2807 | [7 empty] | WC4182
|  |  |  | WC1240 | WC1340 |  | WC2220 | WC1154 | WC1323 | WC2814 | [7 empty] | WC4190
|  |  |  | WC1241 | WC1341 |  | WC2221 | WC1155 | WC451AC | WC2815 | [7 empty] | WC4193
|  |  |  | WC2026 |  |  | WC2222 | WC1156 | WC452AC | WC2816 | [7 empty] | WC4221
|  |  |  | WC2028 |  |  |  | WC1157 | WC453AC | WC4336
|  |  |  | WC2029 |  |  |  | WC1158 | WC454AC | WC4337
|  |  |  | WC2056 |  |  |  | WC1204 | WC455AC | WC4338
|  |  |  | WC2057 |  |  |  | WC1209 | WC456AC | WC4339
|  |  |  | WC2080 |  |  |  | WC2700 |  | WC4348
|  |  |  | WC2100 |  |  |  | WC2701 |  | WC4349
|  |  |  | WC2101 |  |  |  | WC2703 |  | WC4440
|  |  |  | WC2102 |  |  |  | WC2704 |  | WC4445
|  |  |  | WC2103 |  |  |  | WC2705 |  | WC4840
|  |  |  | WC2104 |  |  |  | WC2706
|  |  |  | WC2105 |  |  |  | WC2707
|  |  |  | WC2111 |  |  |  | WC2714
|  |  |  | WC2112 |  |  |  | WC2715
|  |  |  | WC2113 |  |  |  | WC2716
|  |  |  | WC2114 |  |  |  | WC4236
|  |  |  | WC2115 |  |  |  | WC4237
|  |  |  | WC2116 |  |  |  | WC4238
|  |  |  | WC2117 |  |  |  | WC4239
|  |  |  | WC2118 |  |  |  | WC4248
|  |  |  | WC2119 |  |  |  | WC4249
|  |  |  | WC2120 |  |  |  | WC4340
|  |  |  | WC2121 |  |  |  | WC4341
|  |  |  | WC2122 |  |  |  | WC4345
|  |  |  | WC2127 |  |  |  | WC451AB
|  |  |  | WC2130 |  |  |  | WC452AB
|  |  |  | WC2154 |  |  |  | WC453AB
|  |  |  | WC2155 |  |  |  | WC454AB
|  |  |  | WC2162 |  |  |  | WC455AB
WC456AB
WC4740
WC4741

## ASSEMBLY^CONSOLE
ASSEMBLY^CONSOLE
Project # | G7810
Project Name | LEE WAGPCO
Revision | B
Controls DE | H.VOUNG
Phone:
Controls ME | A. PUENTES
Phone:
From | [5 empty] | To
Device ID | Cable (W) Conductor (SC) Jumper Clip (JC) | Wire No. | Wire ID | Gauge/Size | Page/Zone | Device ID | Location | Page/Zone
EL0272:- | SC | EL0273N | WHT | 14 | 11.B5 | EL0273:- | ASSEMBLY^CONSOLE | 11.B4
EL0272:+ | SC | ZS0272 | WHT | 14 | 11.B5 | ZS0272:2 | ASSEMBLY^CONSOLE | 11.B6
EL0272:+ | SC | EL0273P | WHT | 14 | 11.B5 | EL0273:+ | ASSEMBLY^CONSOLE | 11.B4
EL0273:+ | SC | ZS0273 | WHT | 14 | 11.B4 | ZS0273:2 | ASSEMBLY^CONSOLE | 11.B4
EL0274:+ | SC | ZS0274 | WHT | 14 | 11.B4 | ZS0274:2 | ASSEMBLY^CONSOLE | 11.B4
HA0273:(+) | WC5540 | HA0273P | BLK | 16 | 14.A1 | AF0202:23 | ASSEMBLY^CONTROL PANEL | 14.A3
HA0273:(-) | WC5540 | HA0273N | WHT | 16 | 14.A1 | AF0202:55 | ASSEMBLY^CONTROL PANEL | 14.A3
EL0273:- | SC | 0V1 | WHT | 14 | 11.B4 | XT0562:1 | PWR DISTR.^ RAIL | 11.B2
EL0274:- | SC | 0V1 | WHT | 14 | 11.B4 | XT0562:2 | PWR DISTR.^ RAIL | 11.B2
ZS0272:1 | SC | FU0273 | WHT | 14 | 11.B6 | FU0273:LD | PWR DISTR.^ RAIL | 11.B3
ZS0273:1 | SC | FU0273 | WHT | 14 | 11.B4 | FU0273:LD | PWR DISTR.^ RAIL | 11.B3
ZS0274:1 | SC | FU0274 | WHT | 14 | 11.B4 | FU0274:LD | PWR DISTR.^ RAIL | 11.B3
SolarTools ver. 24.0.84.24712 (Jul 31, 2025)
Report date: 2/10/2026 4:06 PM

## ASSEMBLY^CONTROL PANEL
ASSEMBLY^CONTROL PANEL
Project # | G7810
Project Name | LEE WAGPCO
Revision | B
Controls DE | H.VOUNG
Phone:
Controls ME | A. PUENTES
Phone:
From | [5 empty] | To
Device ID | Cable (W) Conductor (SC) Jumper Clip (JC) | Wire No. | Wire ID | Gauge/Size | Page/Zone | Device ID | Location | Page/Zone
AF0201:00 | SC | TCP13NO | WHT | 20 | 13.A3 | SA0400:B-A3 | ASSEMBLY^CONTROL PANEL | 13.A1
AF0201:01 | SC | TCP14NO | WHT | 20 | 13.A3 | SH0401:NO | ASSEMBLY^CONTROL PANEL | 13.A1
AF0201:02 | SC | TCP15NO | WHT | 20 | 13.B3 | SH0409:NO | ASSEMBLY^CONTROL PANEL | 13.B1
AF0201:03 | SC | TCP16NO | WHT | 20 | 13.B3 | SH0410:NO | ASSEMBLY^CONTROL PANEL | 13.B1
AF0201:04 | SC | TCP17A2 | WHT | 20 | 13.C3 | SA0400:B-B1 | ASSEMBLY^CONTROL PANEL | 13.C1
AF0201:05 | SC | TCP17B2 | WHT | 20 | 13.C3 | SA0400:W-B1 | ASSEMBLY^CONTROL PANEL | 13.C1
AF0201:08 | SC | TCP23NC | WHT | 20 | 13.D3 | SB0401:NC | ASSEMBLY^CONTROL PANEL | 13.D1
AF0201:09 | SC | TCP24NO | WHT | 20 | 13.D3 | SB0402:NO | ASSEMBLY^CONTROL PANEL | 13.D1
AF0201:10 | SC | TCP25NO | WHT | 20 | 13.A7 | SB0403:NO | ASSEMBLY^CONTROL PANEL | 13.A5
AF0201:11 | SC | TCP26NO | WHT | 20 | 13.A7 | SB0404:NO | ASSEMBLY^CONTROL PANEL | 13.A5
AF0201:12 | SC | TCP29NO | WHT | 20 | 14.D3 | SB0405:NO | ASSEMBLY^CONTROL PANEL | 14.D1
AF0201:13 | SC | TCP28NC | WHT | 20 | 14.C3 | SB0406:NC | ASSEMBLY^CONTROL PANEL | 14.C1
AF0201:14 | SC | TCP31NO | WHT | 20 | 14.A6 | SB0407:NO | ASSEMBLY^CONTROL PANEL | 14.A5
AF0201:15 | SC | TCP32NO | WHT | 20 | 14.A6 | SB0408:NO | ASSEMBLY^CONTROL PANEL | 14.A5
AF0201:17 | SC | TCP19NO | WHT | 20 | 14.A3 | SH0404:NO | ASSEMBLY^CONTROL PANEL | 14.A1
AF0201:18 | SC | TCP20NO | WHT | 20 | 14.B3 | SH0405:NO | ASSEMBLY^CONTROL PANEL | 14.B1
AF0201:19 | SC | TCP21NO | WHT | 20 | 14.B3 | SH0406:NO | ASSEMBLY^CONTROL PANEL | 14.B1
AF0201:20 | SC | TCP22NO | WHT | 20 | 14.C3 | SH0407:NO | ASSEMBLY^CONTROL PANEL | 14.C1
AF0201:32 | SC | TCP13C | WHT | 20 | 13.A3 | SA0400:B-A4 | ASSEMBLY^CONTROL PANEL | 13.A1
AF0201:33 | SC | TCP14C | WHT | 20 | 13.A3 | SH0401:C | ASSEMBLY^CONTROL PANEL | 13.A1
AF0201:34 | SC | TCP15C | WHT | 20 | 13.B3 | SH0409:C | ASSEMBLY^CONTROL PANEL | 13.B1
AF0201:35 | SC | TCP16C | WHT | 20 | 13.B3 | SH0410:C | ASSEMBLY^CONTROL PANEL | 13.B1
AF0201:36 | SC | TCP17A1 | WHT | 20 | 13.C3 | SA0400:B-B2 | ASSEMBLY^CONTROL PANEL | 13.C1
AF0201:37 | SC | TCP17B1 | WHT | 20 | 13.C3 | SA0400:W-B2 | ASSEMBLY^CONTROL PANEL | 13.C1
AF0201:40 | SC | TCP23C | WHT | 20 | 13.D3 | SB0401:C | ASSEMBLY^CONTROL PANEL | 13.D1
AF0201:41 | SC | TCP24C | WHT | 20 | 13.D3 | SB0402:C | ASSEMBLY^CONTROL PANEL | 13.D1
AF0201:42 | SC | TCP25C | WHT | 20 | 13.A7 | SB0403:C | ASSEMBLY^CONTROL PANEL | 13.A5
AF0201:43 | SC | TCP26C | WHT | 20 | 13.A7 | SB0404:C | ASSEMBLY^CONTROL PANEL | 13.A5
AF0201:44 | SC | TCP29C | WHT | 20 | 14.D3 | SB0405:C | ASSEMBLY^CONTROL PANEL | 14.D1
AF0201:45 | SC | TCP28C | WHT | 20 | 14.C3 | SB0406:C | ASSEMBLY^CONTROL PANEL | 14.C1
AF0201:46 | SC | TCP31C | WHT | 20 | 14.A6 | SB0407:C | ASSEMBLY^CONTROL PANEL | 14.A5
AF0201:47 | SC | TCP32C | WHT | 20 | 14.A6 | SB0408:C | ASSEMBLY^CONTROL PANEL | 14.A5
AF0201:49 | SC | TCP19C | WHT | 20 | 14.A3 | SH0404:C | ASSEMBLY^CONTROL PANEL | 14.A1
AF0201:50 | SC | TCP20C | WHT | 20 | 14.B3 | SH0405:C | ASSEMBLY^CONTROL PANEL | 14.B1
AF0201:51 | SC | TCP21C | WHT | 20 | 14.B3 | SH0406:C | ASSEMBLY^CONTROL PANEL | 14.B1
AF0201:52 | SC | TCP22C | WHT | 20 | 14.C3 | SH0407:C | ASSEMBLY^CONTROL PANEL | 14.C1
AF0201:COM | SC | AU0200N | WHT | 16 | 11.A4 | AU0200:COM | ASSEMBLY^CONTROL PANEL | 11.A3
AF0201:SHLD | SC | AF0201V+L | WHT | 14 | 11.B5 | AF0201:V+L | ASSEMBLY^CONTROL PANEL | 11.B5
AF0201:V+ | SC | AU0200P | WHT | 16 | 11.A4 | AU0200:V+ | ASSEMBLY^CONTROL PANEL | 11.A3
AF0202:00 | SC | TCP01AP | WHT | 20 | 12.A3 | HL0400:A+ | ASSEMBLY^CONTROL PANEL | 12.A1
AF0202:01 | SC | TCP02AP | WHT | 20 | 12.A3 | HL0401:A+ | ASSEMBLY^CONTROL PANEL | 12.A1
AF0202:02 | SC | TCP03AP | WHT | 20 | 12.B3 | HL0402:A+ | ASSEMBLY^CONTROL PANEL | 12.B1
AF0202:03 | SC | TCP04AP | WHT | 20 | 12.B3 | HL0403:A+ | ASSEMBLY^CONTROL PANEL | 12.B1
AF0202:04 | SC | TCP05AP | WHT | 20 | 12.C3 | HL0404:A+ | ASSEMBLY^CONTROL PANEL | 12.C1
AF0202:05 | SC | TCP06AP | WHT | 20 | 12.C3 | HL0405:A+ | ASSEMBLY^CONTROL PANEL | 12.C1
AF0202:06 | SC | TCP06BP | WHT | 20 | 12.D3 | HL0405:B+ | ASSEMBLY^CONTROL PANEL | 12.D1
AF0202:08 | SC | TCP07AP | WHT | 20 | 12.D3 | HL0406:A+ | ASSEMBLY^CONTROL PANEL | 12.D1
AF0202:09 | SC | TCP08AP | WHT | 20 | 12.A7 | HL0407:A+ | ASSEMBLY^CONTROL PANEL | 12.A5
AF0202:10 | SC | TCP09AP | WHT | 20 | 12.A7 | HL0408:A+ | ASSEMBLY^CONTROL PANEL | 12.A5
AF0202:11 | SC | TCP10AP | WHT | 20 | 12.B7 | HL0409:A+ | ASSEMBLY^CONTROL PANEL | 12.B5
AF0202:12 | SC | TCP11AP | WHT | 20 | 12.B7 | HL0411:A+ | ASSEMBLY^CONTROL PANEL | 12.B5
AF0202:13 | SC | TCP15AP | WHT | 20 | 12.C7 | SH0409:A+ | ASSEMBLY^CONTROL PANEL | 12.C5
AF0202:14 | SC | TCP15BP | WHT | 20 | 12.C7 | SH0409:B+ | ASSEMBLY^CONTROL PANEL | 12.C5
AF0202:15 | SC | TCP16AP | WHT | 20 | 12.D7 | SH0410:A+ | ASSEMBLY^CONTROL PANEL | 12.D5
AF0202:16 | SC | TCP16BP | WHT | 20 | 12.D7 | SH0410:B+ | ASSEMBLY^CONTROL PANEL | 12.D5
AF0202:17 | SC | TCP19AP | WHT | 20 | 14.B6 | SH0404:A+ | ASSEMBLY^CONTROL PANEL | 14.B5
AF0202:18 | SC | TCP20AP | WHT | 20 | 14.B6 | SH0405:A+ | ASSEMBLY^CONTROL PANEL | 14.B5
AF0202:19 | SC | TCP21AP | WHT | 20 | 14.C6 | SH0406:A+ | ASSEMBLY^CONTROL PANEL | 14.C5
AF0202:20 | SC | TCP22AP | WHT | 20 | 14.C6 | SH0407:A+ | ASSEMBLY^CONTROL PANEL | 14.C5
AF0202:32 | SC | TCP01A | WHT | 20 | 12.A3 | HL0400:A | ASSEMBLY^CONTROL PANEL | 12.A1
AF0202:33 | SC | TCP02A | WHT | 20 | 12.A3 | HL0401:A | ASSEMBLY^CONTROL PANEL | 12.A1
AF0202:34 | SC | TCP03A | WHT | 20 | 12.B3 | HL0402:A | ASSEMBLY^CONTROL PANEL | 12.B1
AF0202:35 | SC | TCP04A | WHT | 20 | 12.B3 | HL0403:A | ASSEMBLY^CONTROL PANEL | 12.B1
AF0202:36 | SC | TCP05A | WHT | 20 | 12.C3 | HL0404:A | ASSEMBLY^CONTROL PANEL | 12.C1
AF0202:37 | SC | TCP06A | WHT | 20 | 12.C3 | HL0405:A | ASSEMBLY^CONTROL PANEL | 12.C1
AF0202:38 | SC | TCP06B | WHT | 20 | 12.D3 | HL0405:B | ASSEMBLY^CONTROL PANEL | 12.D1
AF0202:40 | SC | TCP07A | WHT | 20 | 12.D3 | HL0406:A | ASSEMBLY^CONTROL PANEL | 12.D1
AF0202:41 | SC | TCP08A | WHT | 20 | 12.A7 | HL0407:A | ASSEMBLY^CONTROL PANEL | 12.A5
AF0202:42 | SC | TCP09A | WHT | 20 | 12.A7 | HL0408:A | ASSEMBLY^CONTROL PANEL | 12.A5
AF0202:43 | SC | TCP10A | WHT | 20 | 12.B7 | HL0409:A | ASSEMBLY^CONTROL PANEL | 12.B5
AF0202:44 | SC | TCP11A | WHT | 20 | 12.B7 | HL0411:A | ASSEMBLY^CONTROL PANEL | 12.B5
AF0202:45 | SC | TCP15A | WHT | 20 | 12.C7 | SH0409:A | ASSEMBLY^CONTROL PANEL | 12.C5
AF0202:46 | SC | TCP15B | WHT | 20 | 12.C7 | SH0409:B | ASSEMBLY^CONTROL PANEL | 12.C5
AF0202:47 | SC | TCP16A | WHT | 20 | 12.D7 | SH0410:A | ASSEMBLY^CONTROL PANEL | 12.D5
AF0202:48 | SC | TCP16B | WHT | 20 | 12.D7 | SH0410:B | ASSEMBLY^CONTROL PANEL | 12.D5
AF0202:49 | SC | TCP19A | WHT | 20 | 14.B6 | SH0404:A | ASSEMBLY^CONTROL PANEL | 14.B5
AF0202:50 | SC | TCP20A | WHT | 20 | 14.B6 | SH0405:A | ASSEMBLY^CONTROL PANEL | 14.B5
AF0202:51 | SC | TCP21A | WHT | 20 | 14.C6 | SH0406:A | ASSEMBLY^CONTROL PANEL | 14.C5
AF0202:52 | SC | TCP22A | WHT | 20 | 14.C6 | SH0407:A | ASSEMBLY^CONTROL PANEL | 14.C5
AF0202:COML | SC | AF0202COM-L | WHT | 14 | 11.B6 | AF0202:SHLD | ASSEMBLY^CONTROL PANEL | 11.B6
HL0400:A | SC | TCP01A | WHT | 20 | 12.A1 | HL0400:B | ASSEMBLY^CONTROL PANEL | 12.A1
HL0400:A+ | SC | TCP01AP | WHT | 20 | 12.A1 | HL0400:B+ | ASSEMBLY^CONTROL PANEL | 12.A1
HL0401:A | SC | TCP02A | WHT | 20 | 12.A1 | HL0401:B | ASSEMBLY^CONTROL PANEL | 12.A1
HL0401:A+ | SC | TCP02AP | WHT | 20 | 12.A1 | HL0401:B+ | ASSEMBLY^CONTROL PANEL | 12.A1
HL0402:A | SC | TCP03A | WHT | 20 | 12.B1 | HL0402:B | ASSEMBLY^CONTROL PANEL | 12.B1
HL0402:A+ | SC | TCP03AP | WHT | 20 | 12.B1 | HL0402:B+ | ASSEMBLY^CONTROL PANEL | 12.B1
HL0403:A | SC | TCP04A | WHT | 20 | 12.B1 | HL0403:B | ASSEMBLY^CONTROL PANEL | 12.B1
HL0403:A+ | SC | TCP04AP | WHT | 20 | 12.B1 | HL0403:B+ | ASSEMBLY^CONTROL PANEL | 12.B1
HL0404:A | SC | TCP05A | WHT | 20 | 12.C1 | HL0404:B | ASSEMBLY^CONTROL PANEL | 12.C1
HL0404:A+ | SC | TCP05AP | WHT | 20 | 12.C1 | HL0404:B+ | ASSEMBLY^CONTROL PANEL | 12.C1
HL0406:A | SC | TCP07A | WHT | 20 | 12.D1 | HL0406:B | ASSEMBLY^CONTROL PANEL | 12.D1
HL0406:A+ | SC | TCP07AP | WHT | 20 | 12.D1 | HL0406:B+ | ASSEMBLY^CONTROL PANEL | 12.D1
HL0407:A | SC | TCP08A | WHT | 20 | 12.A5 | HL0407:B | ASSEMBLY^CONTROL PANEL | 12.A5
HL0407:A+ | SC | TCP08AP | WHT | 20 | 12.A5 | HL0407:B+ | ASSEMBLY^CONTROL PANEL | 12.A5
HL0408:A | SC | TCP09A | WHT | 20 | 12.A5 | HL0408:B | ASSEMBLY^CONTROL PANEL | 12.A5
HL0408:A+ | SC | TCP09AP | WHT | 20 | 12.A5 | HL0408:B+ | ASSEMBLY^CONTROL PANEL | 12.A5
HL0409:A | SC | TCP10A | WHT | 20 | 12.B5 | HL0409:B | ASSEMBLY^CONTROL PANEL | 12.B5
HL0409:A+ | SC | TCP10AP | WHT | 20 | 12.B5 | HL0409:B+ | ASSEMBLY^CONTROL PANEL | 12.B5
HL0410:A | SC | 0V | WHT | 20 | 13.B5 | HL0410:B | ASSEMBLY^CONTROL PANEL | 13.B5
HL0410:A+ | SC | TCP12AP | WHT | 20 | 13.B5 | XT0564:1 B1 | ASSEMBLY^CONTROL PANEL | 13.B5
HL0410:A+ | SC | TCP12AP | WHT | 20 | 13.B5 | HL0410:B+ | ASSEMBLY^CONTROL PANEL | 13.B5
HL0411:A | SC | TCP11A | WHT | 20 | 12.B5 | HL0411:B | ASSEMBLY^CONTROL PANEL | 12.B5
HL0411:A+ | SC | TCP11AP | WHT | 20 | 12.B5 | HL0411:B+ | ASSEMBLY^CONTROL PANEL | 12.B5
SB0404:NO | SC | TCP26NO | WHT | 20 | 13.A5 | XT0564:1 T1 | ASSEMBLY^CONTROL PANEL | 13.B5
SH0401:A | SC | 0V1 | WHT | 20 | 13.C5 | SH0401:B | ASSEMBLY^CONTROL PANEL | 13.C5
SH0401:A+ | SC | TCP14AP | WHT | 20 | 13.C5 | XT0564:5 B1 | ASSEMBLY^CONTROL PANEL | 13.C5
SH0401:B+ | SC | TCP14BP | WHT | 20 | 13.C5 | XT0564:4 B1 | ASSEMBLY^CONTROL PANEL | 13.C5
SH0404:A | SC | TCP19A | WHT | 20 | 14.B5 | SH0404:B | ASSEMBLY^CONTROL PANEL | 14.B5
SH0404:A+ | SC | TCP19AP | WHT | 20 | 14.B5 | SH0404:B+ | ASSEMBLY^CONTROL PANEL | 14.B5
SH0405:A | SC | TCP20A | WHT | 20 | 14.B5 | SH0405:B | ASSEMBLY^CONTROL PANEL | 14.B5
SH0405:A+ | SC | TCP20AP | WHT | 20 | 14.B5 | SH0405:B+ | ASSEMBLY^CONTROL PANEL | 14.B5
SH0406:A | SC | TCP21A | WHT | 20 | 14.C5 | SH0406:B | ASSEMBLY^CONTROL PANEL | 14.C5
SH0406:A+ | SC | TCP21AP | WHT | 20 | 14.C5 | SH0406:B+ | ASSEMBLY^CONTROL PANEL | 14.C5
SH0407:A | SC | TCP22A | WHT | 20 | 14.C5 | SH0407:B | ASSEMBLY^CONTROL PANEL | 14.C5
SH0407:A+ | SC | TCP22AP | WHT | 20 | 14.C5 | SH0407:B+ | ASSEMBLY^CONTROL PANEL | 14.C5
XT0564:1 T2 | SC | TCP26NO | WHT | 20 | 13.B5 | XT0564:4 T2 | ASSEMBLY^CONTROL PANEL | 13.C5
XT0564:4 T1 | SC | TCP26NO | WHT | 20 | 13.C5 | XT0564:5 T1 | ASSEMBLY^CONTROL PANEL | 13.C5
AF0202:23 | WC5540 | HA0273P | BLK | 16 | 14.A3 | HA0273:(+) | ASSEMBLY^CONSOLE | 14.A1
AF0202:55 | WC5540 | HA0273N | WHT | 16 | 14.A3 | HA0273:(-) | ASSEMBLY^CONSOLE | 14.A1
AU0200:L1 | WC0018 | AU0180L2 | ENET | CABLE | 2.C4 | AU0180:L2 | BOP^PANEL | 2.C3
AU0200:L2 | WC0020 | AU0200L2 | ENET | CABLE | 2.C4 | AT0170:L1 | FIRE SYS^PANEL | 2.C2
AF0202:COM | SC | 0V1 | WHT | 14 | 11.A5 | XT0562:1 | PWR DISTR.^ RAIL | 11.B2
AF0202:V+ | SC | FU0201 | WHT | 14 | 11.A5 | FU0201:LD | PWR DISTR.^ RAIL | 11.B3
AU0200:COM | SC | 0V1 | WHT | 14 | 11.A3 | XT0562:1 | PWR DISTR.^ RAIL | 11.B2
AU0200:V+ | SC | FU0200 | WHT | 14 | 11.A3 | FU0200:LD | PWR DISTR.^ RAIL | 11.A3
HL0410:A | SC | 0V | WHT | 20 | 13.B5 | XT0563:4 | PWR DISTR.^ RAIL | 13.B6
SA0401:1 | SC | KA0241A1 | WHT | 20 | 13.C5 | XT0563:5 | PWR DISTR.^ RAIL | 13.C6
SA0401:2 | SC | FU0139 | WHT | 20 | 13.C5 | XT0563:6 | PWR DISTR.^ RAIL | 13.C6
SB0400:11 | SC | ESTOPB | WHT | 20 | 13.D5 | XT0563:1 | PWR DISTR.^ RAIL | 13.D6
SB0400:12 | SC | ESTOPA | WHT | 20 | 13.D5 | XT0563:2 | PWR DISTR.^ RAIL | 13.D6
SH0401:A | SC | 0V1 | WHT | 20 | 13.C5 | XT0562:3 | PWR DISTR.^ RAIL | 11.B2
XT0564:1 B2 | SC | KA023612 | WHT | 20 | 13.B5 | XT0563:3 | PWR DISTR.^ RAIL | 13.B6
SB0400:21 | SC | TCP18B1 | WHT | 20 | 13.D5 | AF0081:37 | TURBINE PANEL A | 13.D6
SB0400:22 | SC | TCP18B2 | WHT | 20 | 13.D5 | AF0081:05 | TURBINE PANEL A | 13.D6
AU0200:GND | SC | AU0200G | GRN | 14 | 11.A3 | IEG0230:10 | TURBINE PANEL B | 11.B4
GR0200: | SC | IEG02308 | GRN | 14 | 11.A3 | IEG0230:8 | TURBINE PANEL B | 11.A2
SolarTools ver. 24.0.84.24712 (Jul 31, 2025)
Report date: 2/10/2026 4:06 PM

## BLANK^PANEL
BLANK^PANEL
Project # | G7810
Project Name | LEE WAGPCO
Revision | B
Controls DE | H.VOUNG
Phone:
Controls ME | A. PUENTES
Phone:
From | [5 empty] | To
Device ID | Cable (W) Conductor (SC) Jumper Clip (JC) | Wire No. | Wire ID | Gauge/Size | Page/Zone | Device ID | Location | Page/Zone
GR0260: | SC | * |  |  | 4.D5 | FG_UCP:35 | BLANK^PANEL | 4.D5
GR0261: | SC | * |  |  | 4.D5 | FG_UCP:36 | BLANK^PANEL | 4.D5
SolarTools ver. 24.0.84.24712 (Jul 31, 2025)
Report date: 2/10/2026 4:06 PM

## BLANK^PANEL 1
BLANK^PANEL 1
Project # | G7810
Project Name | LEE WAGPCO
Revision | B
Controls DE | H.VOUNG
Phone:
Controls ME | A. PUENTES
Phone:
From | [5 empty] | To
Device ID | Cable (W) Conductor (SC) Jumper Clip (JC) | Wire No. | Wire ID | Gauge/Size | Page/Zone | Device ID | Location | Page/Zone
GR0276: | SC | GR0276 | GRN/YEL | 14 | 4.D5 | FG_UCP:34 | BLANK^PANEL 1 | 4.D5
GR0277: | SC | GR0277 | GRN/YEL | 14 | 4.D5 | FG_UCP:33 | BLANK^PANEL 1 | 4.D5
SolarTools ver. 24.0.84.24712 (Jul 31, 2025)
Report date: 2/10/2026 4:06 PM

## BOP^PANEL
BOP^PANEL
Project # | G7810
Project Name | LEE WAGPCO
Revision | B
Controls DE | H.VOUNG
Phone:
Controls ME | A. PUENTES
Phone:
From | [5 empty] | To
Device ID | Cable (W) Conductor (SC) Jumper Clip (JC) | Wire No. | Wire ID | Gauge/Size | Page/Zone | Device ID | Location | Page/Zone
XT0140:3 | JC | 0V | CLIP | --- | 25.A5 | XT0140:2 | BOP^PANEL | 25.A5
XT0140:4 | JC | 0V | CLIP | --- | 25.A5 | XT0140:3 | BOP^PANEL | 25.A5
XT0180:1 | JC | 0V | CLIP | --- | 25.D1 | XT0180:2 | BOP^PANEL | 25.D1
AF0141:00 | SC | KA053121 | WHT | 20 | 112.A7 | KA0531:21 | BOP^PANEL | 112.A6
AF0141:04 | SC | KA053211 | WHT | 20 | 113.A7 | KA0532:11 | BOP^PANEL | 113.A6
AF0141:06 | SC | KA055311 | WHT | 20 | 116.B7 | KA0553:11 | BOP^PANEL | 116.B6
AF0141:10 | SC | KA053221 | WHT | 20 | 111.A7 | KA0532:21 | BOP^PANEL | 111.A6
AF0141:12 | SC | KA055211 | WHT | 20 | 114.B7 | KA0552:11 | BOP^PANEL | 114.B6
AF0141:14 | SC | KA053111 | WHT | 20 | 110.A7 | KA0531:11 | BOP^PANEL | 110.A6
AF0141:16 | SC | 014116 | WHT | 20 | 112.A7 | XT0572:4 | BOP^PANEL | 112.A5
AF0141:20 | SC | 014120 | WHT | 20 | 113.A7 | XT0572:5 | BOP^PANEL | 113.A5
AF0141:22 | SC | 014122 | WHT | 20 | 116.B7 | EA1413:2 | BOP^PANEL | 116.B4
AF0141:26 | SC | 14152 | WHT | 20 | 111.A7 | EA1415:2 | BOP^PANEL | 111.A5
AF0141:28 | SC | 014128 | WHT | 20 | 114.B7 | EA1416:2 | BOP^PANEL | 114.B4
AF0141:30 | SC | 14172 | WHT | 20 | 110.A7 | EA1417:2 | BOP^PANEL | 110.A5
AF0141:32 | SC | KA055011 | WHT | 20 | 112.A7 | KA0550:14 | BOP^PANEL | 112.A6
AF0141:36 | SC | KA055111 | WHT | 20 | 113.A7 | KA0551:11 | BOP^PANEL | 113.A6
AF0141:COM | SC | 0V | WHT | 16 | 25.B2 | XT0140:3 | BOP^PANEL | 25.A5
AF0141:V+ | SC | FU0141 | WHT | 16 | 25.B2 | FU0141:LD | BOP^PANEL | 25.C1
AF0142:00 | SC | 14202 | WHT | 20 | 109.C7 | EA1420:2 | BOP^PANEL | 109.C5
AF0142:01 | SC | 14212 | WHT | 20 | 109.D7 | EA1421:2 | BOP^PANEL | 109.D5
AF0142:02 | SC | 14222 | WHT | 20 | 108.C7 | EA1422:2 | BOP^PANEL | 108.C5
AF0142:03 | SC | 14232 | WHT | 20 | 108.D7 | EA1423:2 | BOP^PANEL | 108.D5
AF0142:05 | SC | 14252 | WHT | 20 | 114.B7 | EA1425:2 | BOP^PANEL | 114.B4
AF0142:06 | SC | 14262 | WHT | 20 | 114.A7 | EA1426:2 | BOP^PANEL | 114.A4
AF0142:07 | SC | 14272 | WHT | 20 | 110.B7 | XT0572:1 | BOP^PANEL | 110.B5
AF0142:08 | SC | 14282 | WHT | 20 | 110.A7 | EA1428:2 | BOP^PANEL | 110.A5
AF0142:09 | SC | 14292 | WHT | 20 | 112.A7 | EA1429:2 | BOP^PANEL | 112.A5
AF0142:10 | SC | 142102 | WHT | 20 | 116.B7 | EA14210:2 | BOP^PANEL | 116.B4
AF0142:11 | SC | 142112 | WHT | 20 | 116.A7 | EA14211:2 | BOP^PANEL | 116.A4
AF0142:12 | SC | 142122 | WHT | 20 | 113.A7 | EA14212:2 | BOP^PANEL | 113.A5
AF0142:14 | SC | 142142 | WHT | 20 | 111.B7 | XT0572:6 | BOP^PANEL | 111.B5
AF0142:15 | SC | 142152 | WHT | 20 | 111.A7 | EA14215:2 | BOP^PANEL | 111.A5
AF0142:23 | SC | KA0571A2 | WHT | 20 | 110.B7 | KA0571:A2 | BOP^PANEL | 110.B6
AF0142:30 | SC | KA0574A2 | WHT | 20 | 111.B7 | KA0574:A2 | BOP^PANEL | 111.B6
AF0142:32 | SC | 14201 | WHT | 20 | 109.C7 | EA1420:1 | BOP^PANEL | 109.C5
AF0142:33 | SC | 14211 | WHT | 20 | 109.D7 | EA1421:1 | BOP^PANEL | 109.D5
AF0142:34 | SC | 14221 | WHT | 20 | 108.C7 | EA1422:1 | BOP^PANEL | 108.C5
AF0142:35 | SC | 14231 | WHT | 20 | 108.D7 | EA1423:1 | BOP^PANEL | 108.D5
AF0142:37 | SC | 14251 | WHT | 20 | 114.B7 | EA1425:1 | BOP^PANEL | 114.B4
AF0142:38 | SC | 14261 | WHT | 20 | 114.A7 | EA1426:1 | BOP^PANEL | 114.A4
AF0142:39 | SC | 14271 | WHT | 20 | 110.B7 | EA1427:1 | BOP^PANEL | 110.B5
AF0142:40 | SC | 14281 | WHT | 20 | 110.A7 | EA1428:1 | BOP^PANEL | 110.A5
AF0142:41 | SC | 14291 | WHT | 20 | 112.A7 | EA1429:1 | BOP^PANEL | 112.A5
AF0142:42 | SC | 142101 | WHT | 20 | 116.B7 | EA14210:1 | BOP^PANEL | 116.B4
AF0142:43 | SC | 142111 | WHT | 20 | 116.A7 | EA14211:1 | BOP^PANEL | 116.A4
AF0142:44 | SC | 142121 | WHT | 20 | 113.A7 | EA14212:1 | BOP^PANEL | 113.A5
AF0142:46 | SC | 142141 | WHT | 20 | 111.B7 | EA14214:1 | BOP^PANEL | 111.B5
AF0142:47 | SC | 142151 | WHT | 20 | 111.A7 | EA14215:1 | BOP^PANEL | 111.A5
AF0142:COM | SC | AF0142N | WHT | 16 | 25.B3 | AF0143:COM | BOP^PANEL | 25.B3
AF0142:COM | SC | AU0140N | WHT | 16 | 25.B3 | AU0140:COM | BOP^PANEL | 25.B1
AF0142:V+ | SC | AF0142P | WHT | 16 | 25.B3 | AF0143:V+ | BOP^PANEL | 25.B3
AF0142:V+ | SC | AU0140P | WHT | 16 | 25.B3 | AU0140:V+ | BOP^PANEL | 25.B1
AF0143:COM | SC | AF0143N | WHT | 16 | 25.B3 | AF0144:COM | BOP^PANEL | 25.B4
AF0143:SH | SC | AF0143G | GRN | 14 | 25.B3 | AF0144:SH | BOP^PANEL | 25.B4
AF0143:SH | SC | AU0140G | GRN | 14 | 25.B3 | AU0140:GND | BOP^PANEL | 25.B1
AF0143:V+ | SC | AF0143P | WHT | 16 | 25.B3 | AF0144:V+ | BOP^PANEL | 25.B4
AF0144:COM | SC | AF0144N | WHT | 16 | 25.B4 | AF0145:COM | BOP^PANEL | 25.B5
AF0144:SH | SC | IEG02571 | GRN | 14 | 25.B4 | IEG0257:1 | BOP^PANEL | 25.C5
AF0144:V+ | SC | AF0144P | WHT | 16 | 25.B4 | AF0145:V+ | BOP^PANEL | 25.B5
AF0145:00 | SC | 14502 | WHT | 20 | 118.A7 | EA1450:2 | BOP^PANEL | 118.A5
AF0145:01 | SC | 14512 | WHT | 20 | 119.A7 | EA1451:2 | BOP^PANEL | 119.A5
AF0145:02 | SC | 14522 | WHT | 20 | 120.A7 | EA1452:2 | BOP^PANEL | 120.A5
AF0145:03 | SC | 14532 | WHT | 20 | 121.A7 | EA1453:2 | BOP^PANEL | 121.A5
AF0145:04 | SC | 14542 | WHT | 20 | 122.A7 | EA1454:2 | BOP^PANEL | 122.A5
AF0145:05 | SC | 14552 | WHT | 20 | 123.A7 | EA1455:2 | BOP^PANEL | 123.A5
AF0145:06 | SC | 14562 | WHT | 20 | 124.A7 | EA1456:2 | BOP^PANEL | 124.A5
AF0145:07 | SC | 14572 | WHT | 20 | 125.A7 | EA1457:2 | BOP^PANEL | 125.A5
AF0145:32 | SC | 14501 | WHT | 20 | 118.A7 | EA1450:1 | BOP^PANEL | 118.A5
AF0145:33 | SC | 14511 | WHT | 20 | 119.A7 | EA1451:1 | BOP^PANEL | 119.A5
AF0145:34 | SC | 14521 | WHT | 20 | 120.A7 | EA1452:1 | BOP^PANEL | 120.A5
AF0145:35 | SC | 14531 | WHT | 20 | 121.A7 | EA1453:1 | BOP^PANEL | 121.A5
AF0145:36 | SC | 14541 | WHT | 20 | 122.A7 | EA1454:1 | BOP^PANEL | 122.A5
AF0145:37 | SC | 14551 | WHT | 20 | 123.A7 | EA1455:1 | BOP^PANEL | 123.A5
AF0145:38 | SC | 14561 | WHT | 20 | 124.A7 | EA1456:1 | BOP^PANEL | 124.A5
AF0145:39 | SC | 14571 | WHT | 20 | 125.A7 | EA1457:1 | BOP^PANEL | 125.A5
AF0146:02 | SC | 14611 | WHT | 20 | 109.B7 | EA1461:1 | BOP^PANEL | 109.B5
AF0146:06 | SC | 14631 | WHT | 20 | 108.B7 | EA1463:1 | BOP^PANEL | 108.B5
AF0146:10 | SC | KA053311 | WHT | 20 | 115.A7 | KA0533:21 | BOP^PANEL | 115.A6
AF0146:12 | SC | KA053421 | WHT | 20 | 117.A7 | KA0534:21 | BOP^PANEL | 117.A6
AF0146:18 | SC | 14612 | WHT | 20 | 109.B7 | EA1461:2 | BOP^PANEL | 109.B5
AF0146:22 | SC | 14632 | WHT | 20 | 108.B7 | EA1463:2 | BOP^PANEL | 108.B5
AF0146:26 | SC | 14652 | WHT | 20 | 115.A7 | EA1465:2 | BOP^PANEL | 115.A5
AF0146:28 | SC | 14662 | WHT | 20 | 117.A7 | EA1466:2 | BOP^PANEL | 117.A5
AF0146:COM | SC | 0V | WHT | 16 | 25.B5 | XT0140:3 | BOP^PANEL | 25.A5
AF0146:V+ | SC | FU0142 | WHT | 16 | 25.B5 | FU0142:LD | BOP^PANEL | 25.C1
AF0181:00 | SC | 018100 | WHT | 20 | 32.B7 | KA1810:A1 | BOP^PANEL | 32.B6
AF0181:01 | SC | 018101 | WHT | 20 | 32.B7 | KA1811:A1 | BOP^PANEL | 32.B6
AF0181:02 | SC | 018102 | WHT | 20 | 32.C7 | KA1812:A1 | BOP^PANEL | 32.C6
AF0181:03 | SC | 018103 | WHT | 20 | 32.C7 | KA1813:A1 | BOP^PANEL | 32.C6
AF0181:04 | SC | 018104 | WHT | 20 | 32.D7 | KA1814:A1 | BOP^PANEL | 32.D6
AF0181:05 | SC | 018105 | WHT | 20 | 32.D7 | KA1815:A1 | BOP^PANEL | 32.D6
AF0181:16 | SC | 018116 | WHT | 20 | 32.B7 | KA1810:A2 | BOP^PANEL | 32.B6
AF0181:17 | SC | 018117 | WHT | 20 | 32.B7 | KA1811:A2 | BOP^PANEL | 32.B6
AF0181:18 | SC | 018118 | WHT | 20 | 32.C7 | KA1812:A2 | BOP^PANEL | 32.C6
AF0181:19 | SC | 018119 | WHT | 20 | 32.C7 | KA1813:A2 | BOP^PANEL | 32.C6
AF0181:20 | SC | 018120 | WHT | 20 | 32.D7 | KA1814:A2 | BOP^PANEL | 32.D6
AF0181:21 | SC | 018121 | WHT | 20 | 32.D7 | KA1815:A2 | BOP^PANEL | 32.D6
AF0181:COM | SC | 0V | WHT | 16 | 25.D2 | XT0180:2 | BOP^PANEL | 25.D1
AF0181:J | SC | * |  |  | 25.D2 | AF0182:P | BOP^PANEL | 25.D3
AF0181:V+ | SC | FU0181 | WHT | 16 | 25.D2 | FU0181:LD | BOP^PANEL | 25.D1
AF0182:04 | SC | 18242 | WHT | 20 | 31.A7 | EA1824:2 | BOP^PANEL | 31.A5
AF0182:05 | SC | 18252 | WHT | 20 | 31.B7 | EA1825:2 | BOP^PANEL | 31.B5
AF0182:06 | SC | 18262 | WHT | 20 | 31.B7 | EA1826:2 | BOP^PANEL | 31.B5
AF0182:07 | SC | 18272 | WHT | 20 | 31.C7 | EA1827:2 | BOP^PANEL | 31.C5
AF0182:08 | SC | 18282 | WHT | 20 | 31.D7 | EA1828:2 | BOP^PANEL | 31.D5
AF0182:09 | SC | 18292 | WHT | 20 | 31.D7 | EA1829:2 | BOP^PANEL | 31.D5
AF0182:12 | SC | 182122 | WHT | 20 | 115.B7 | XT0572:7 | BOP^PANEL | 115.B5
AF0182:13 | SC | 182132 | WHT | 20 | 115.A7 | EA18213:2 | BOP^PANEL | 115.A5
AF0182:14 | SC | 182142 | WHT | 20 | 117.B7 | XT0572:8 | BOP^PANEL | 117.B5
AF0182:15 | SC | 182152 | WHT | 20 | 117.A7 | EA18215:2 | BOP^PANEL | 117.A5
AF0182:28 | SC | KA0575A2 | WHT | 20 | 115.B7 | KA0575:A2 | BOP^PANEL | 115.B6
AF0182:30 | SC | KA0576A2 | WHT | 20 | 117.B7 | KA0576:A2 | BOP^PANEL | 117.B6
AF0182:36 | SC | 18241 | WHT | 20 | 31.A7 | EA1824:1 | BOP^PANEL | 31.A5
AF0182:37 | SC | 18251 | WHT | 20 | 31.B7 | EA1825:1 | BOP^PANEL | 31.B5
AF0182:38 | SC | 18261 | WHT | 20 | 31.B7 | EA1826:1 | BOP^PANEL | 31.B5
AF0182:39 | SC | 18271 | WHT | 20 | 31.C7 | EA1827:1 | BOP^PANEL | 31.C5
AF0182:40 | SC | 18281 | WHT | 20 | 31.D7 | EA1828:1 | BOP^PANEL | 31.D5
AF0182:41 | SC | 18291 | WHT | 20 | 31.D7 | EA1829:1 | BOP^PANEL | 31.D5
AF0182:44 | SC | 182121 | WHT | 20 | 115.B7 | EA18212:1 | BOP^PANEL | 115.B5
AF0182:45 | SC | 182131 | WHT | 20 | 115.A7 | EA18213:1 | BOP^PANEL | 115.A5
AF0182:46 | SC | 182141 | WHT | 20 | 117.B7 | EA18214:1 | BOP^PANEL | 117.B5
AF0182:47 | SC | 182151 | WHT | 20 | 117.A7 | EA18215:1 | BOP^PANEL | 117.A5
AF0182:COM | SC | AF0182N | WHT | 16 | 25.D3 | AF0183:COM | BOP^PANEL | 25.C3
AF0182:COM | SC | AU0180N | WHT | 16 | 25.D3 | AU0180:COM | BOP^PANEL | 25.C1
AF0182:V+ | SC | AF0182P | WHT | 16 | 25.D3 | AF0183:V+ | BOP^PANEL | 25.C3
AF0182:V+ | SC | AU0180P | WHT | 16 | 25.D3 | AU0180:V+ | BOP^PANEL | 25.C1
AF0183:04 | SC | 18342 | WHT | 20 | 112.B7 | XT0572:2 | BOP^PANEL | 112.B5
AF0183:05 | SC | 18352 | WHT | 20 | 113.B7 | XT0572:3 | BOP^PANEL | 113.B5
AF0183:20 | SC | KA0572A2 | WHT | 20 | 112.B7 | KA0572:A2 | BOP^PANEL | 112.B6
AF0183:21 | SC | KA0573A2 | WHT | 20 | 113.B7 | KA0573:A2 | BOP^PANEL | 113.B6
AF0183:36 | SC | 18341 | WHT | 20 | 112.B7 | EA1834:1 | BOP^PANEL | 112.B5
AF0183:37 | SC | 18351 | WHT | 20 | 113.B7 | EA1835:1 | BOP^PANEL | 113.B5
AF0183:COM | SC | AF0183N | WHT | 16 | 25.C3 | AF0185:COM | BOP^PANEL | 25.D5
AF0183:V+ | SC | AF0183P | WHT | 16 | 25.C3 | AF0185:V+ | BOP^PANEL | 25.D5
AF0184:00 | SC | KA0550A1 | WHT | 20 | 112.B7 | KA0550:A1 | BOP^PANEL | 112.B6
AF0184:01 | SC | KA0551A1 | WHT | 20 | 113.B7 | KA0551:A1 | BOP^PANEL | 113.B6
AF0184:02 | SC | KA0552A1 | WHT | 20 | 114.C7 | KA0552:A1 | BOP^PANEL | 114.C6
AF0184:03 | SC | KA0553A1 | WHT | 20 | 116.C7 | KA0553:A1 | BOP^PANEL | 116.C6
AF0184:16 | SC | KA0550A2 | WHT | 20 | 112.B7 | KA0550:A2 | BOP^PANEL | 112.B6
AF0184:17 | SC | KA0551A2 | WHT | 20 | 113.B7 | KA0551:A2 | BOP^PANEL | 113.B6
AF0184:18 | SC | KA0552A2 | WHT | 20 | 114.C7 | KA0552:A2 | BOP^PANEL | 114.C6
AF0184:19 | SC | KA0553A2 | WHT | 20 | 116.C7 | KA0553:A2 | BOP^PANEL | 116.C6
AF0184:COM | SC | 0V | WHT | 16 | 25.C4 | XT0180:1 | BOP^PANEL | 25.D1
AF0184:V+ | SC | FU0184 | WHT | 16 | 25.C4 | FU0184:LD | BOP^PANEL | 25.D1
AF0185:SH | SC | IEG02572 | GRN | 14 | 25.D5 | IEG0257:2 | BOP^PANEL | 25.D5
AF0185:SH | SC | AU0180G | GRN | 14 | 25.D5 | AU0180:GND | BOP^PANEL | 25.C1
AU0140:COM | SC | 0V | WHT | 16 | 25.B1 | XT0140:2 | BOP^PANEL | 25.A5
AU0140:V+ | SC | FU0140 | WHT | 16 | 25.B1 | FU0140:LD | BOP^PANEL | 25.B1
AU0180:COM | SC | 0V | WHT | 16 | 25.C1 | XT0180:1 | BOP^PANEL | 25.D1
AU0180:V+ | SC | FU0180 | WHT | 16 | 25.C1 | FU0180:LD | BOP^PANEL | 25.D1
EA1410:1 | SC | KA054014 | WHT | 20 | 112.A5 | KA0540:14 | BOP^PANEL | 112.A5
EA1410:2 | SC | 014116 | WHT | 20 | 112.A5 | XT0572:4 | BOP^PANEL | 112.A5
EA1412:1 | SC | KA054114 | WHT | 20 | 113.A5 | KA0541:14 | BOP^PANEL | 113.A5
EA1412:2 | SC | 014120 | WHT | 20 | 113.A5 | XT0572:5 | BOP^PANEL | 113.A5
EA1413:1 | SC | XT05733B1 | WHT | 20 | 116.B4 | XT0573:3 B1 | BOP^PANEL | 116.B5
EA1415:1 | SC | 14151 | WHT | 20 | 111.A5 | KA0532:24 | BOP^PANEL | 111.A6
EA1416:1 | SC | XT05731B1 | WHT | 20 | 114.B4 | XT0573:1 B1 | BOP^PANEL | 114.B5
EA1417:1 | SC | 14171 | WHT | 20 | 110.A5 | KA0531:14 | BOP^PANEL | 110.A6
EA14214:2 | SC | 142142 | WHT | 20 | 111.B5 | XT0572:6 | BOP^PANEL | 111.B5
EA1427:2 | SC | 14272 | WHT | 20 | 110.B5 | XT0572:1 | BOP^PANEL | 110.B5
EA1465:1 | SC | 14651 | WHT | 20 | 115.A5 | KA0533:24 | BOP^PANEL | 115.A6
EA1466:1 | SC | 14661 | WHT | 20 | 117.A5 | KA0534:24 | BOP^PANEL | 117.A6
EA1810:1 | SC | KA181011 | WHT | 20 | 32.B4 | KA1810:11 | BOP^PANEL | 32.B5
EA1810:2 | SC | KA181014 | WHT | 20 | 32.B4 | KA1810:14 | BOP^PANEL | 32.B5
EA1811:1 | SC | KA181111 | WHT | 20 | 32.B4 | KA1811:11 | BOP^PANEL | 32.B5
EA1811:2 | SC | KA181114 | WHT | 20 | 32.B4 | KA1811:14 | BOP^PANEL | 32.B5
EA1812:1 | SC | KA181211 | WHT | 20 | 32.C4 | KA1812:11 | BOP^PANEL | 32.C5
EA1812:2 | SC | KA181214 | WHT | 20 | 32.C4 | KA1812:14 | BOP^PANEL | 32.C5
EA1813:1 | SC | KA181311 | WHT | 20 | 32.C4 | KA1813:11 | BOP^PANEL | 32.C5
EA1813:2 | SC | KA181314 | WHT | 20 | 32.C4 | KA1813:14 | BOP^PANEL | 32.C5
EA1814:1 | SC | KA181411 | WHT | 20 | 32.D4 | KA1814:11 | BOP^PANEL | 32.D5
EA1814:2 | SC | KA181414 | WHT | 20 | 32.D4 | KA1814:14 | BOP^PANEL | 32.D5
EA1815:1 | SC | KA181511 | WHT | 20 | 32.D4 | KA1815:11 | BOP^PANEL | 32.D5
EA1815:2 | SC | KA181514 | WHT | 20 | 32.D4 | KA1815:14 | BOP^PANEL | 32.D5
EA18212:2 | SC | 182122 | WHT | 20 | 115.B5 | XT0572:7 | BOP^PANEL | 115.B5
EA18214:2 | SC | 182142 | WHT | 20 | 117.B5 | XT0572:8 | BOP^PANEL | 117.B5
EA1834:2 | SC | 18342 | WHT | 20 | 112.B5 | XT0572:2 | BOP^PANEL | 112.B5
EA1835:2 | SC | 18352 | WHT | 20 | 113.B5 | XT0572:3 | BOP^PANEL | 113.B5
FU0140:LI | SC | FU0570 | WHT | 14 | 25.B1 | FU0570:LD | BOP^PANEL | 25.A4
FU0140:LI | SC | FU0570 | WHT | 14 | 25.B1 | FU0141:LI | BOP^PANEL | 25.C1
FU0141:LI | SC | FU0570 | WHT | 14 | 25.C1 | FU0142:LI | BOP^PANEL | 25.C1
FU0142:LI | SC | FU0570 | WHT | 14 | 25.C1 | FU0143:LI | BOP^PANEL | 25.C1
FU0143:LD | SC | FU0143 | WHT | 14 | 25.C1 | XT0140:7 | BOP^PANEL | 26.C1
FU0143:LI | SC | FU0570 | WHT | 14 | 25.C1 | FU0180:LI | BOP^PANEL | 25.D1
FU0180:LI | SC | FU0570 | WHT | 14 | 25.D1 | FU0181:LI | BOP^PANEL | 25.D1
FU0181:LI | SC | FU0570 | WHT | 14 | 25.D1 | FU0184:LI | BOP^PANEL | 25.D1
FU0570:LI | SC | FU0136 | WHT | 12 | 25.A4 | XT0140:1 | BOP^PANEL | 25.A5
GR0140: | SC | IEG02574 | GRN | 14 | 4.C4 | IEG0257:4 | BOP^PANEL | 4.C3
GR0180: | SC | IEG02573 | GRN | 14 | 4.C4 | IEG0257:3 | BOP^PANEL | 4.C3
GR0181: | SC | GR0181 | GRN/YEL | 14 | 4.C4 | FG_UCP:14 | BOP^PANEL | 4.C4
GR0182: | SC | GR0182 | GRN/YEL | 14 | 4.C4 | FG_UCP:15 | BOP^PANEL | 4.C4
GR0183: | SC | GR0183 | GRN/YEL | 14 | 4.C5 | FG_UCP:16 | BOP^PANEL | 4.C5
KA0531:24 | SC | KA053124 | WHT | 20 | 112.A6 | KA0540:A1 | BOP^PANEL | 112.A5
KA0531:A1 | SC | ESTOP | WHT | 20 | 26.A3 | KA0532:A1 | BOP^PANEL | 26.A3
KA0531:A1 | SC | ESTOP | WHT | 20 | 26.A3 | XT0140:6 | BOP^PANEL | 26.A2
KA0531:A2 | SC | 0V | WHT | 20 | 26.A3 | KA0532:A2 | BOP^PANEL | 26.A3
KA0531:A2 | SC | 0V | WHT | 20 | 26.A3 | KA0536:A2 | BOP^PANEL | 26.A3
KA0532:14 | SC | KA053214 | WHT | 20 | 113.A6 | KA0541:A1 | BOP^PANEL | 113.A5
KA0532:A1 | SC | ESTOP | WHT | 20 | 26.A3 | KA0533:A1 | BOP^PANEL | 26.B3
KA0532:A2 | SC | 0V | WHT | 20 | 26.A3 | KA0533:A2 | BOP^PANEL | 26.B3
KA0533:11 | SC | FU0143 | WHT | 14 | 26.C2 | XT0140:7 | BOP^PANEL | 26.C1
KA0533:A1 | SC | ESTOP | WHT | 20 | 26.B3 | KA0534:A1 | BOP^PANEL | 26.B3
KA0533:A2 | SC | 0V | WHT | 20 | 26.B3 | KA0534:A2 | BOP^PANEL | 26.B3
KA0534:A1 | SC | ESTOP | WHT | 20 | 26.B3 | KA0537:A1 | BOP^PANEL | 26.B3
KA0534:A2 | SC | 0V | WHT | 20 | 26.B3 | KA0537:A2 | BOP^PANEL | 26.B3
KA0535:11 | SC | KA053511 | WHT | 20 | 114.B5 | KA0552:14 | BOP^PANEL | 114.B6
KA0535:14 | SC | KA053514 | WHT | 20 | 114.B5 | XT0573:1 B2 | BOP^PANEL | 114.B5
KA0535:21 | SC | KA053521 | WHT | 20 | 116.B5 | KA0553:14 | BOP^PANEL | 116.B6
KA0535:24 | SC | KA053524 | WHT | 20 | 116.B5 | XT0573:3 B2 | BOP^PANEL | 116.B5
KA0535:A1 | SC | KA0231A1 | WHT | 20 | 26.A3 | KA0536:A1 | BOP^PANEL | 26.A3
KA0535:A1 | SC | KA0231A1 | WHT | 20 | 26.A3 | XT0140:5 | BOP^PANEL | 26.A2
KA0535:A2 | SC | 0V | WHT | 20 | 26.A3 | KA0536:A2 | BOP^PANEL | 26.A3
KA0535:A2 | SC | 0V | WHT | 20 | 26.A3 | XT0140:4 | BOP^PANEL | 25.A5
KA0536:11 | SC | XT05732B1 | WHT | 20 | 114.B5 | XT0573:2 B1 | BOP^PANEL | 114.B5
KA0536:12 | SC | KA053612 | WHT | 20 | 114.B5 | XT0573:1 T1 | BOP^PANEL | 114.B5
KA0536:21 | SC | XT05734B1 | WHT | 20 | 116.B5 | XT0573:4 B1 | BOP^PANEL | 116.B5
KA0536:22 | SC | KA053622 | WHT | 20 | 116.B5 | XT0573:3 T1 | BOP^PANEL | 116.B5
KA0540:11 | SC | KA054011 | WHT | 20 | 112.A5 | KA0550:11 | BOP^PANEL | 112.A6
KA0540:A2 | SC | 014116 | WHT | 20 | 112.A5 | XT0572:4 | BOP^PANEL | 112.A5
KA0541:11 | SC | KA054111 | WHT | 20 | 113.A5 | KA0551:14 | BOP^PANEL | 113.A6
KA0541:A2 | SC | 014120 | WHT | 20 | 113.A5 | XT0572:5 | BOP^PANEL | 113.A5
KA0571:A1 | SC | 14272 | WHT | 20 | 110.B6 | XT0572:1 | BOP^PANEL | 110.B5
KA0572:11 | SC | KA053312 | WHT | 20 | 26.D3 | KA0572:21 | BOP^PANEL | 26.D3
KA0572:11 | SC | KA053312 | WHT | 20 | 26.D3 | KA0573:21 | BOP^PANEL | 26.C3
KA0572:12 | SC | KA057212 | WHT | 20 | 26.D3 | XT0573:2 B2 | BOP^PANEL | 114.B5
KA0572:22 | SC | KA057222 | WHT | 20 | 26.D3 | XT0573:4 B2 | BOP^PANEL | 116.B5
KA0572:A1 | SC | 18342 | WHT | 20 | 112.B6 | XT0572:2 | BOP^PANEL | 112.B5
KA0573:11 | SC | KA053312 | WHT | 20 | 26.C3 | KA0533:12 | BOP^PANEL | 26.C2
KA0573:11 | SC | KA053312 | WHT | 20 | 26.C3 | KA0573:21 | BOP^PANEL | 26.C3
KA0573:12 | SC | KA057312 | WHT | 20 | 26.C3 | XT0573:2 T2 | BOP^PANEL | 114.B5
KA0573:22 | SC | KA057322 | WHT | 20 | 26.C3 | XT0573:4 T2 | BOP^PANEL | 116.B5
KA0573:A1 | SC | 18352 | WHT | 20 | 113.B6 | XT0572:3 | BOP^PANEL | 113.B5
KA0574:A1 | SC | 142142 | WHT | 20 | 111.B6 | XT0572:6 | BOP^PANEL | 111.B5
KA0575:A1 | SC | 182122 | WHT | 20 | 115.B6 | XT0572:7 | BOP^PANEL | 115.B5
KA0576:A1 | SC | 182142 | WHT | 20 | 117.B6 | XT0572:8 | BOP^PANEL | 117.B5
XT0180:1 | SC | 0V | WHT | 16 | 25.D1 | XT0140:4 | BOP^PANEL | 25.A5
AU0140:L2 | WC0014 | AU0140L2 | ENET | CABLE | 2.C2 | AU0180:L1 | BOP^PANEL | 2.C3
AF0144:12 | WCCNGP | 14461 | RED | 20 | 32.A7 | EA1446:1 | BOP^PANEL | 32.A4
AF0144:28 | WCCNGP | 14462 | BLK | 20 | 32.A7 | EA1446:2 | BOP^PANEL | 32.A4
AF0144:60 | WCCNGP | 1446S | SH | 20 | 32.A7 | FW_UCP:2 | BOP^PANEL | 32.A5
AF0144:14 | WCCNPT | 14471 | RED | 20 | 32.A7 | EA1447:1 | BOP^PANEL | 32.A4
AF0144:30 | WCCNPT | 14472 | BLK | 20 | 32.A7 | EA1447:2 | BOP^PANEL | 32.A4
AF0144:62 | WCCNPT | 1447S | SH | 20 | 32.A7 | FW_UCP:4 | BOP^PANEL | 32.A5
AF0143:34 | WCDVP1 | 14311 | RED | 20 | 113.C7 | EA1431:1 | BOP^PANEL | 113.C5
AF0143:02 | WCDVP1 | 14312 | BLK | 20 | 113.C7 | EA1431:2 | BOP^PANEL | 113.C5
AF0143:50 | WCDVP1 | 1431S | SH | 20 | 113.C7 | FW_UCP:136 | BOP^PANEL | 113.C5
AF0143:36 | WCDVP2 | 14321 | RED | 20 | 113.D7 | EA1432:1 | BOP^PANEL | 113.D5
AF0143:04 | WCDVP2 | 14322 | BLK | 20 | 113.D7 | EA1432:2 | BOP^PANEL | 113.D5
AF0143:52 | WCDVP2 | 1432S | SH | 20 | 113.D7 | FW_UCP:155 | BOP^PANEL | 113.D5
AF0185:00 | WCNGPE | 18501 | RED | 20 | 31.A7 | EA1850:1 | BOP^PANEL | 31.A5
AF0185:16 | WCNGPE | 18502 | BLK | 20 | 31.A7 | EA1850:2 | BOP^PANEL | 31.A5
AF0185:48 | WCNGPE | 1850S | SH | 20 | 31.A7 | FW_UCP:1 | BOP^PANEL | 31.A5
AF0143:32 | WCSVDP | 14301 | RED | 20 | 112.C7 | EA1430:1 | BOP^PANEL | 112.C5
AF0143:00 | WCSVDP | 14302 | BLK | 20 | 112.C7 | EA1430:2 | BOP^PANEL | 112.C5
AF0143:48 | WCSVDP | 1430S | SH | 20 | 112.C7 | FW_UCP:135 | BOP^PANEL | 112.C5
AU0180:L2 | WC0018 | AU0180L2 | ENET | CABLE | 2.C3 | AU0200:L1 | ASSEMBLY^CONTROL PANEL | 2.C4
AF0144:06 | WC4441 | UAI14438 | RED | 20 | 90.A7 | UAI1443:+8 | CONSOLE ISOLATOR^PANEL2 | 90.A6
AF0144:22 | WC4441 | UAI14437 | BLK | 20 | 90.A7 | UAI1443:-7 | CONSOLE ISOLATOR^PANEL2 | 90.A6
AF0144:54 | WC4441 | UAI1443S | SH | 20 | 90.A7 | FW_UCP:154 | CONSOLE ISOLATOR^PANEL2 | 90.A6
EA1220:1 | SC | EA12201 | WHT | 20 | 87.A5 | AF1202:32 | HP COMPRESSOR^PANEL | 87.A7
EA1220:2 | SC | EA12202 | WHT | 20 | 87.A5 | AF1202:00 | HP COMPRESSOR^PANEL | 87.A7
XT0140:1 | SC | FU0136 | WHT | 14 | 25.A5 | XT0130:1 | HP COMPRESSOR^PANEL | 24.A5
XT0140:2 | SC | 0V | WHT | 16 | 25.A5 | XT0130:4 | HP COMPRESSOR^PANEL | 24.A5
XT0140:5 | SC | KA0231A1 | WHT | 20 | 26.A2 | XT0130:5 | HP COMPRESSOR^PANEL | 24.A5
AU0140:L1 | WC0012 | AU1200L2 | ENET | CABLE | 2.C2 | AU1200:L2 | HP COMPRESSOR^PANEL | 2.B4
EA1261:1 | WC2023 | EA12611 | RED | 20 | 88.A5 | AF1205:40 | HP COMPRESSOR^PANEL | 88.A7
EA1261:2 | WC2023 | EA12612 | BLK | 20 | 88.A5 | AF1205:08 | HP COMPRESSOR^PANEL | 88.A7
FW_UCP:152 | WC2023 | EA1261S | SH | 20 | 88.A5 | AF1205:56 | HP COMPRESSOR^PANEL | 88.A7
EA12101:1 | WC2024 | EA121011 | RED | 20 | 88.A5 | AF1209:34 | HP COMPRESSOR^PANEL | 88.A7
EA12101:2 | WC2024 | EA121012 | BLK | 20 | 88.A5 | AF1209:02 | HP COMPRESSOR^PANEL | 88.A7
FW_UCP:125 | WC2024 | EA12101S | SH | 20 | 88.B5 | AF1209:50 | HP COMPRESSOR^PANEL | 88.A7
EA1230:1 | WC4044 | EA12301 | RED | 20 | 91.C5 | AF1203:32 | HP COMPRESSOR^PANEL | 91.C7
EA1230:2 | WC4044 | EA12302 | BLK | 20 | 91.C5 | AF1203:00 | HP COMPRESSOR^PANEL | 91.C7
FW_UCP:132 | WC4044 | EA1230S | SH | 20 | 91.C5 | AF1203:48 | HP COMPRESSOR^PANEL | 91.C7
EA12105:1 | WC4053 | EA121051 | RED | 20 | 87.B5 | AF1209:42 | HP COMPRESSOR^PANEL | 87.B7
EA12105:2 | WC4053 | EA121052 | BLK | 20 | 87.B5 | AF1209:10 | HP COMPRESSOR^PANEL | 87.B7
FW_UCP:92 | WC4053 | EA12105S | SH | 20 | 87.C5 | AF1209:58 | HP COMPRESSOR^PANEL | 87.B7
EA1250:1 | WC4054 | EA12501 | RED | 20 | 87.C5 | AF1205:32 | HP COMPRESSOR^PANEL | 87.C7
EA1250:2 | WC4054 | EA12502 | BLK | 20 | 87.C5 | AF1205:00 | HP COMPRESSOR^PANEL | 87.C7
FW_UCP:143 | WC4054 | EA1250S | SH | 20 | 87.C5 | AF1205:48 | HP COMPRESSOR^PANEL | 87.C7
EA12100:1 | WC4057 | EA121001 | RED | 20 | 87.B5 | AF1209:32 | HP COMPRESSOR^PANEL | 87.B7
EA12100:2 | WC4057 | EA121002 | BLK | 20 | 87.B5 | AF1209:00 | HP COMPRESSOR^PANEL | 87.B7
FW_UCP:159 | WC4057 | EA12100S | SH | 20 | 87.B5 | AF1209:48 | HP COMPRESSOR^PANEL | 87.B7
EA2420:1 | SC | 24201 | WHT | 20 | 79.A5 | AF0241:32 | LP COMPRESSOR^PANEL | 79.A7
EA2420:2 | SC | 24202 | WHT | 20 | 79.A5 | AF0241:00 | LP COMPRESSOR^PANEL | 79.A7
EA2440:1 | WC2008 | 24401 | RED | 20 | 80.A5 | AF0243:32 | LP COMPRESSOR^PANEL | 80.A7
EA2440:2 | WC2008 | 24402 | BLK | 20 | 80.A5 | AF0243:00 | LP COMPRESSOR^PANEL | 80.A7
FW_UCP:123 | WC2008 | 2440S | SH | 20 | 80.A5 | AF0243:48 | LP COMPRESSOR^PANEL | 80.A7
EA2430:1 | WC2009 | 24301 | RED | 20 | 80.A5 | AF0242:32 | LP COMPRESSOR^PANEL | 80.A7
EA2430:2 | WC2009 | 24302 | BLK | 20 | 80.A5 | AF0242:00 | LP COMPRESSOR^PANEL | 80.A7
FW_UCP:151 | WC2009 | 2430S | SH | 20 | 80.B5 | AF0242:48 | LP COMPRESSOR^PANEL | 80.A7
EA2470:1 | WC4067 | 24701 | RED | 20 | 79.B5 | AF0242:34 | LP COMPRESSOR^PANEL | 79.B7
EA2470:2 | WC4067 | 24702 | BLK | 20 | 79.B5 | AF0242:02 | LP COMPRESSOR^PANEL | 79.B7
FW_UCP:161 | WC4067 | 2470S | SH | 20 | 79.B5 | AF0242:50 | LP COMPRESSOR^PANEL | 79.B7
EA2475:1 | WC4068 | 24751 | RED | 20 | 79.B5 | AF0242:36 | LP COMPRESSOR^PANEL | 79.B7
EA2475:2 | WC4068 | 24752 | BLK | 20 | 79.B5 | AF0242:04 | LP COMPRESSOR^PANEL | 79.B7
FW_UCP:121 | WC4068 | 2475S | SH | 20 | 79.C5 | AF0242:52 | LP COMPRESSOR^PANEL | 79.B7
EA2442:1 | WC4069 | 24421 | RED | 20 | 79.C5 | AF0243:40 | LP COMPRESSOR^PANEL | 79.C7
EA2442:2 | WC4069 | 24422 | BLK | 20 | 79.C5 | AF0243:08 | LP COMPRESSOR^PANEL | 79.C7
FW_UCP:150 | WC4069 | 2442S | SH | 20 | 79.C5 | AF0243:56 | LP COMPRESSOR^PANEL | 79.C7
AF0181:06 | SC | KA2001A1 | WHT | 20 | 118.B7 | KA2001:A1 | TURBINE PANEL A | 118.B5
AF0181:07 | SC | KA2002A1 | WHT | 20 | 119.B7 | KA2002:A1 | TURBINE PANEL A | 119.B5
AF0181:08 | SC | KA2003A1 | WHT | 20 | 120.B7 | KA2003:A1 | TURBINE PANEL A | 120.B5
AF0181:09 | SC | KA2004A1 | WHT | 20 | 121.B7 | KA2004:A1 | TURBINE PANEL A | 121.B5
AF0181:10 | SC | KA2011A1 | WHT | 20 | 122.B7 | KA2011:A1 | TURBINE PANEL A | 122.B5
AF0181:11 | SC | KA2012A1 | WHT | 20 | 123.B7 | KA2012:A1 | TURBINE PANEL A | 123.B5
AF0181:12 | SC | KA2013A1 | WHT | 20 | 124.B7 | KA2013:A1 | TURBINE PANEL A | 124.B5
AF0181:13 | SC | KA2014A1 | WHT | 20 | 125.B7 | KA2014:A1 | TURBINE PANEL A | 125.B5
AF0181:22 | SC | KA2001A2 | WHT | 20 | 118.B7 | KA2001:A2 | TURBINE PANEL A | 118.B5
AF0181:23 | SC | KA2002A2 | WHT | 20 | 119.B7 | KA2002:A2 | TURBINE PANEL A | 119.B5
AF0181:24 | SC | KA2003A2 | WHT | 20 | 120.B7 | KA2003:A2 | TURBINE PANEL A | 120.B5
AF0181:25 | SC | KA2004A2 | WHT | 20 | 121.B7 | KA2004:A2 | TURBINE PANEL A | 121.B5
AF0181:26 | SC | KA2011A2 | WHT | 20 | 122.B7 | KA2011:A2 | TURBINE PANEL A | 122.B5
AF0181:27 | SC | KA2012A2 | WHT | 20 | 123.B7 | KA2012:A2 | TURBINE PANEL A | 123.B5
AF0181:28 | SC | KA2013A2 | WHT | 20 | 124.B7 | KA2013:A2 | TURBINE PANEL A | 124.B5
AF0181:29 | SC | KA2014A2 | WHT | 20 | 125.B7 | KA2014:A2 | TURBINE PANEL A | 125.B5
IEG0257:0 | SC | IEG0257G | GRN | 8 | 4.C2 | IEG0010:3 | TURBINE PANEL A | 4.C2
XT0140:6 | SC | ESTOP | WHT | 20 | 26.A2 | XT0240:4 | TURBINE PANEL B | 19.A3
SolarTools ver. 24.0.84.24712 (Jul 31, 2025)
Report date: 2/10/2026 4:06 PM

## CONSOLE DOOR^PANELS
CONSOLE DOOR^PANELS
Project # | G7810
Project Name | LEE WAGPCO
Revision | B
Controls DE | H.VOUNG
Phone:
Controls ME | A. PUENTES
Phone:
From | [5 empty] | To
Device ID | Cable (W) Conductor (SC) Jumper Clip (JC) | Wire No. | Wire ID | Gauge/Size | Page/Zone | Device ID | Location | Page/Zone
AT0190:GND | SC | AT0190G | GRN/YEL | 14 | 11.C4 | FG_UCP:3 | CONSOLE DOOR^PANELS | 11.D3
AT0190:USB1 | SC | AT0190K | CABLE | USB | 11.C4 | AT0190K:KI | CONSOLE DOOR^PANELS | 11.D5
AT0190:NEG | SC | 0V1 | WHT | 14 | 11.C4 | XT0562:2 | PWR DISTR.^ RAIL | 11.B2
AT0190:POS | SC | FU0190 | WHT | 14 | 11.C4 | FU0190:LD | PWR DISTR.^ RAIL | 11.D3
AT0190:ETAP:L1 | WC0019 | AT0190E | ENET | CABLE | 11.C4 | AT0680:LAN2 | PWR DISTR.^ RAIL | 5.A2
SolarTools ver. 24.0.84.24712 (Jul 31, 2025)
Report date: 2/10/2026 4:06 PM

## CONSOLE ISOLATOR^PANEL1
CONSOLE ISOLATOR^PANEL1
Project # | G7810
Project Name | LEE WAGPCO
Revision | B
Controls DE | H.VOUNG
Phone:
Controls ME | A. PUENTES
Phone:
From | [5 empty] | To
Device ID | Cable (W) Conductor (SC) Jumper Clip (JC) | Wire No. | Wire ID | Gauge/Size | Page/Zone | Device ID | Location | Page/Zone
EA08212:1 | SC | 082121 | WHT | 20 | 54.A5 | UAI08212:1+ | CONSOLE ISOLATOR^PANEL1 | 54.A6
EA08212:2 | SC | 082122 | WHT | 20 | 54.A5 | UAI08212:3- | CONSOLE ISOLATOR^PANEL1 | 54.A6
EA08214:1 | SC | 082141 | WHT | 20 | 54.C5 | UAI08214:1+ | CONSOLE ISOLATOR^PANEL1 | 54.C6
EA08214:2 | SC | 082142 | WHT | 20 | 54.C5 | UAI08214:3- | CONSOLE ISOLATOR^PANEL1 | 54.C6
EAG0340: | SC | EAG0340 | GRN | 14 | 4.C4 | IEG0330:1 | CONSOLE ISOLATOR^PANEL1 | 4.C3
FU0272:LD | SC | UV0271P | WHT | 14 | 17.A3 | UV0271:8+ | CONSOLE ISOLATOR^PANEL1 | 17.A2
GR0272: | SC | GR0272 | GRN/YEL | 14 | 4.D4 | FG_UCP:27 | CONSOLE ISOLATOR^PANEL1 | 4.D3
GR0273: | SC | GR0273 | GRN/YEL | 14 | 4.D4 | FG_UCP:28 | CONSOLE ISOLATOR^PANEL1 | 4.D3
UAI0686:1 | SC | 0686B1 | WHT | 20 | 39.A6 | UAI0686:2 | CONSOLE ISOLATOR^PANEL1 | 39.A6
UAI0830:1 | SC | 0830B1 | WHT | 20 | 57.C6 | UAI0830:2 | CONSOLE ISOLATOR^PANEL1 | 57.C6
UAI0831:1 | SC | 0831B1 | WHT | 20 | 57.A6 | UAI0831:2 | CONSOLE ISOLATOR^PANEL1 | 57.A6
UAI0832:1 | SC | 0832B1 | WHT | 20 | 61.A6 | UAI0832:2 | CONSOLE ISOLATOR^PANEL1 | 61.A6
UAI0833:1 | SC | 0833B1 | WHT | 20 | 61.B6 | UAI0833:2 | CONSOLE ISOLATOR^PANEL1 | 61.B6
UAI0834:1 | SC | 0834B1 | WHT | 20 | 61.C6 | UAI0834:2 | CONSOLE ISOLATOR^PANEL1 | 61.C6
UAI0835:1 | SC | 0835B1 | WHT | 20 | 38.A6 | UAI0835:2 | CONSOLE ISOLATOR^PANEL1 | 38.A6
UAI0836:1 | SC | 0836B1 | WHT | 20 | 101.C6 | UAI0836:2 | CONSOLE ISOLATOR^PANEL1 | 101.C6
UAI0840:1 | SC | 0840B1 | WHT | 20 | 63.A6 | UAI0840:2 | CONSOLE ISOLATOR^PANEL1 | 63.A6
UAI0841:1 | SC | 0841B1 | WHT | 20 | 71.A6 | UAI0841:2 | CONSOLE ISOLATOR^PANEL1 | 71.A6
UAI0842:1 | SC | 0842B1 | WHT | 20 | 47.A6 | UAI0842:2 | CONSOLE ISOLATOR^PANEL1 | 47.A6
UAI2120:1 | SC | 2120B1 | WHT | 20 | 47.D6 | UAI2120:2 | CONSOLE ISOLATOR^PANEL1 | 47.D6
UV0271:11+ | SC | UV027111 | WHT | 14 | 17.A2 | UV0272:8+ | CONSOLE ISOLATOR^PANEL1 | 17.A2
UV0271:12- | SC | UV027112 | WHT | 14 | 17.A2 | UV0272:9- | CONSOLE ISOLATOR^PANEL1 | 17.A2
UV0272:11+ | SC | UV027211 | WHT | 14 | 17.A2 | UV0273:8+ | CONSOLE ISOLATOR^PANEL1 | 17.B2
UV0272:12- | SC | UV027212 | WHT | 14 | 17.A2 | UV0273:9- | CONSOLE ISOLATOR^PANEL1 | 17.B2
EA4202:1 | WC1227 | 215401 | RED | 20 | 60.D5 | UAI4202:4+ | CONSOLE ISOLATOR^PANEL1 | 60.D6
EA4202:2 | WC1227 | 215402 | BLK | 20 | 60.D5 | UAI4202:5- | CONSOLE ISOLATOR^PANEL1 | 60.D6
UAI4202:IE | WC1227 | 21540S2 | SH | 20 | 60.D6 | FW_UCP:76 | CONSOLE ISOLATOR^PANEL1 | 60.D5
EA4000:1 | WC1228 | 12631 | RED | 20 | 58.A5 | UAI4000:5 | CONSOLE ISOLATOR^PANEL1 | 58.A6
EA4000:3 | WC1228 | 12633 | WHT | 20 | 58.A5 | UAI4000:4 | CONSOLE ISOLATOR^PANEL1 | 58.A6
EA4000:2 | WC1228 | 12632 | BLK | 20 | 58.A5 | UAI4000:6 | CONSOLE ISOLATOR^PANEL1 | 58.A6
UAI4000:IE | WC1228 | 1263S3 | SH | 20 | 58.A6 | FW_UCP:20 | CONSOLE ISOLATOR^PANEL1 | 58.A5
EA4100:1 | WC1229 | 12111 | RED | 20 | 58.A5 | UAI4100:5 | CONSOLE ISOLATOR^PANEL1 | 58.A6
EA4100:3 | WC1229 | 12113 | WHT | 20 | 58.A5 | UAI4100:4 | CONSOLE ISOLATOR^PANEL1 | 58.A6
EA4100:2 | WC1229 | 12112 | BLK | 20 | 58.A5 | UAI4100:6 | CONSOLE ISOLATOR^PANEL1 | 58.A6
UAI4100:IE | WC1229 | 1211S3 | SH | 20 | 58.A6 | FW_UCP:32 | CONSOLE ISOLATOR^PANEL1 | 58.B5
EA4101:1 | WC1230 | 12101 | RED | 20 | 58.B5 | UAI4101:5 | CONSOLE ISOLATOR^PANEL1 | 58.B6
EA4101:3 | WC1230 | 12103 | WHT | 20 | 58.B5 | UAI4101:4 | CONSOLE ISOLATOR^PANEL1 | 58.B6
EA4101:2 | WC1230 | 12102 | BLK | 20 | 58.B5 | UAI4101:6 | CONSOLE ISOLATOR^PANEL1 | 58.B6
UAI4101:IE | WC1230 | 1210S3 | SH | 20 | 58.B6 | FW_UCP:42 | CONSOLE ISOLATOR^PANEL1 | 58.B5
EA4102:1 | WC1231 | 12211 | RED | 20 | 58.B5 | UAI4102:5 | CONSOLE ISOLATOR^PANEL1 | 58.B6
EA4102:3 | WC1231 | 12213 | WHT | 20 | 58.B5 | UAI4102:4 | CONSOLE ISOLATOR^PANEL1 | 58.B6
EA4102:2 | WC1231 | 12212 | BLK | 20 | 58.B5 | UAI4102:6 | CONSOLE ISOLATOR^PANEL1 | 58.B6
UAI4102:IE | WC1231 | 1221S3 | SH | 20 | 58.B6 | FW_UCP:51 | CONSOLE ISOLATOR^PANEL1 | 58.C5
EA4103:1 | WC1232 | 12201 | RED | 20 | 58.C5 | UAI4103:5 | CONSOLE ISOLATOR^PANEL1 | 58.C6
EA4103:3 | WC1232 | 12203 | WHT | 20 | 58.C5 | UAI4103:4 | CONSOLE ISOLATOR^PANEL1 | 58.C6
EA4103:2 | WC1232 | 12202 | BLK | 20 | 58.C5 | UAI4103:6 | CONSOLE ISOLATOR^PANEL1 | 58.C6
UAI4103:IE | WC1232 | 1220S3 | SH | 20 | 58.C6 | FW_UCP:59 | CONSOLE ISOLATOR^PANEL1 | 58.C5
EA4200:1 | WC1233 | 12311 | RED | 20 | 58.C5 | UAI4200:5 | CONSOLE ISOLATOR^PANEL1 | 58.C6
EA4200:3 | WC1233 | 12313 | WHT | 20 | 58.C5 | UAI4200:4 | CONSOLE ISOLATOR^PANEL1 | 58.C6
EA4200:2 | WC1233 | 12312 | BLK | 20 | 58.C5 | UAI4200:6 | CONSOLE ISOLATOR^PANEL1 | 58.C6
UAI4200:IE | WC1233 | 1231S3 | SH | 20 | 58.C6 | FW_UCP:67 | CONSOLE ISOLATOR^PANEL1 | 58.D5
EA4201:1 | WC1234 | 12301 | RED | 20 | 58.D5 | UAI4201:5 | CONSOLE ISOLATOR^PANEL1 | 58.D6
EA4201:3 | WC1234 | 12303 | WHT | 20 | 58.D5 | UAI4201:4 | CONSOLE ISOLATOR^PANEL1 | 58.D6
EA4201:2 | WC1234 | 12302 | BLK | 20 | 58.D5 | UAI4201:6 | CONSOLE ISOLATOR^PANEL1 | 58.D6
UAI4201:IE | WC1234 | 1230S3 | SH | 20 | 58.D6 | FW_UCP:75 | CONSOLE ISOLATOR^PANEL1 | 58.D5
EA4500:1 | WC1235 | 12621 | RED | 20 | 59.A5 | UAI4500:5 | CONSOLE ISOLATOR^PANEL1 | 59.A6
EA4500:3 | WC1235 | 12623 | WHT | 20 | 59.A5 | UAI4500:4 | CONSOLE ISOLATOR^PANEL1 | 59.A6
EA4500:2 | WC1235 | 12622 | BLK | 20 | 59.A5 | UAI4500:6 | CONSOLE ISOLATOR^PANEL1 | 59.A6
UAI4500:IE | WC1235 | 1262S3 | SH | 20 | 59.A6 | FW_UCP:22 | CONSOLE ISOLATOR^PANEL1 | 59.A5
EA4001:1 | WC1236 | 12731 | RED | 20 | 60.A5 | UAI4001:5 | CONSOLE ISOLATOR^PANEL1 | 60.A6
EA4001:3 | WC1236 | 12733 | WHT | 20 | 60.A5 | UAI4001:4 | CONSOLE ISOLATOR^PANEL1 | 60.A6
EA4001:2 | WC1236 | 12732 | BLK | 20 | 60.A5 | UAI4001:6 | CONSOLE ISOLATOR^PANEL1 | 60.A6
UAI4001:IE | WC1236 | 1273S3 | SH | 20 | 60.A6 | FW_UCP:26 | CONSOLE ISOLATOR^PANEL1 | 60.A5
EA4300:1 | WC1237 | 12411 | RED | 20 | 60.A5 | UAI4300:5 | CONSOLE ISOLATOR^PANEL1 | 60.A6
EA4300:3 | WC1237 | 12413 | WHT | 20 | 60.A5 | UAI4300:4 | CONSOLE ISOLATOR^PANEL1 | 60.A6
EA4300:2 | WC1237 | 12412 | BLK | 20 | 60.A5 | UAI4300:6 | CONSOLE ISOLATOR^PANEL1 | 60.A6
UAI4300:IE | WC1237 | 1241S3 | SH | 20 | 60.A6 | FW_UCP:35 | CONSOLE ISOLATOR^PANEL1 | 60.B5
EA4301:1 | WC1238 | 12401 | RED | 20 | 60.B5 | UAI4301:5 | CONSOLE ISOLATOR^PANEL1 | 60.B6
EA4301:3 | WC1238 | 12403 | WHT | 20 | 60.B5 | UAI4301:4 | CONSOLE ISOLATOR^PANEL1 | 60.B6
EA4301:2 | WC1238 | 12402 | BLK | 20 | 60.B5 | UAI4301:6 | CONSOLE ISOLATOR^PANEL1 | 60.B6
UAI4301:IE | WC1238 | 1240S3 | SH | 20 | 60.B6 | FW_UCP:45 | CONSOLE ISOLATOR^PANEL1 | 60.B5
EA4302:1 | WC1239 | 12511 | RED | 20 | 60.B5 | UAI4302:5 | CONSOLE ISOLATOR^PANEL1 | 60.B6
EA4302:3 | WC1239 | 12513 | WHT | 20 | 60.B5 | UAI4302:4 | CONSOLE ISOLATOR^PANEL1 | 60.B6
EA4302:2 | WC1239 | 12512 | BLK | 20 | 60.B5 | UAI4302:6 | CONSOLE ISOLATOR^PANEL1 | 60.B6
UAI4302:IE | WC1239 | 1251S3 | SH | 20 | 60.B6 | FW_UCP:54 | CONSOLE ISOLATOR^PANEL1 | 60.C5
EA4303:1 | WC1240 | 12501 | RED | 20 | 60.C5 | UAI4303:5 | CONSOLE ISOLATOR^PANEL1 | 60.C6
EA4303:3 | WC1240 | 12503 | WHT | 20 | 60.C5 | UAI4303:4 | CONSOLE ISOLATOR^PANEL1 | 60.C6
EA4303:2 | WC1240 | 12502 | BLK | 20 | 60.C5 | UAI4303:6 | CONSOLE ISOLATOR^PANEL1 | 60.C6
UAI4303:IE | WC1240 | 1250S3 | SH | 20 | 60.C6 | FW_UCP:62 | CONSOLE ISOLATOR^PANEL1 | 60.C5
EA4503:1 | WC1241 | 12721 | RED | 20 | 60.D5 | UAI4503:5 | CONSOLE ISOLATOR^PANEL1 | 60.D6
EA4503:3 | WC1241 | 12723 | WHT | 20 | 60.D5 | UAI4503:4 | CONSOLE ISOLATOR^PANEL1 | 60.D6
EA4503:2 | WC1241 | 12722 | BLK | 20 | 60.D5 | UAI4503:6 | CONSOLE ISOLATOR^PANEL1 | 60.D6
UAI4503:IE | WC1241 | 1272S3 | SH | 20 | 60.D6 | FW_UCP:69 | CONSOLE ISOLATOR^PANEL1 | 60.D5
EA0840A:1 | WC2026 | 0840A1 | RED | 20 | 63.A5 | UAI0840:4 | CONSOLE ISOLATOR^PANEL1 | 63.A6
EA0840A:2 | WC2026 | 0840A2 | WHT | 20 | 63.A5 | UAI0840:3 | CONSOLE ISOLATOR^PANEL1 | 63.A6
UAI0840:2 | WC2026 | 0840B1 | BLK | 20 | 63.A6 | EA0840B:1 | CONSOLE ISOLATOR^PANEL1 | 63.A5
EA0840B:2 | WC2026 | 0840B2 | SH | 20 | 63.A5 | UAI0840:IE | CONSOLE ISOLATOR^PANEL1 | 63.A6
EA0833A:1 | WC2028 | 0833A1 | RED | 20 | 61.B5 | UAI0833:4 | CONSOLE ISOLATOR^PANEL1 | 61.B6
EA0833A:2 | WC2028 | 0833A2 | WHT | 20 | 61.B5 | UAI0833:3 | CONSOLE ISOLATOR^PANEL1 | 61.B6
UAI0833:2 | WC2028 | 0833B1 | BLK | 20 | 61.B6 | EA0833B:1 | CONSOLE ISOLATOR^PANEL1 | 61.B5
EA0833B:2 | WC2028 | 0833BS | SH | 20 | 61.B5 | UAI0833:IE | CONSOLE ISOLATOR^PANEL1 | 61.B6
EA2120A:1 | WC2029 | 2120A1 | RED | 20 | 47.D5 | UAI2120:4 | CONSOLE ISOLATOR^PANEL1 | 47.D6
EA2120A:2 | WC2029 | 2120A2 | WHT | 20 | 47.D5 | UAI2120:3 | CONSOLE ISOLATOR^PANEL1 | 47.D6
UAI2120:1 | WC2029 | 2120B1 | BLK | 20 | 47.D6 | EA2120B:1 | CONSOLE ISOLATOR^PANEL1 | 47.D5
EA2120B:2 | WC2029 | 2120BS | SH | 20 | 47.D5 | UAI2120:IE | CONSOLE ISOLATOR^PANEL1 | 47.D6
EA0832A:1 | WC2056 | 0832A1 | RED | 20 | 61.A5 | UAI0832:4 | CONSOLE ISOLATOR^PANEL1 | 61.A6
EA0832A:2 | WC2056 | 0832A2 | WHT | 20 | 61.A5 | UAI0832:3 | CONSOLE ISOLATOR^PANEL1 | 61.A6
UAI0832:2 | WC2056 | 0832B1 | BLK | 20 | 61.A6 | EA0832B:1 | CONSOLE ISOLATOR^PANEL1 | 61.A5
EA0832B:2 | WC2056 | 0832BS | SH | 20 | 61.A5 | UAI0832:IE | CONSOLE ISOLATOR^PANEL1 | 61.A6
EA0834A:1 | WC2057 | 0834A1 | RED | 20 | 61.C5 | UAI0834:4 | CONSOLE ISOLATOR^PANEL1 | 61.C6
EA0834A:2 | WC2057 | 0834A2 | WHT | 20 | 61.C5 | UAI0834:3 | CONSOLE ISOLATOR^PANEL1 | 61.C6
UAI0834:2 | WC2057 | 0834B1 | BLK | 20 | 61.C6 | EA0834B:1 | CONSOLE ISOLATOR^PANEL1 | 61.C5
EA0834B:2 | WC2057 | 0834BS | SH | 20 | 61.C5 | UAI0834:IE | CONSOLE ISOLATOR^PANEL1 | 61.C6
EA0835A:1 | WC2080 | 0835A1 | RED | 20 | 38.A5 | UAI0835:4 | CONSOLE ISOLATOR^PANEL1 | 38.A6
EA0835A:2 | WC2080 | 0835A2 | WHT | 20 | 38.A5 | UAI0835:3 | CONSOLE ISOLATOR^PANEL1 | 38.A6
UAI0835:1 | WC2080 | 0835B1 | BLK | 20 | 38.A6 | EA0835B:1 | CONSOLE ISOLATOR^PANEL1 | 38.A5
EA0835B:2 | WC2080 | 0835BS | SH | 20 | 38.A5 | UAI0835:IE | CONSOLE ISOLATOR^PANEL1 | 38.A6
EA0686A:1 | WC2100 | 0686A1 | RED | 20 | 39.A5 | UAI0686:4 | CONSOLE ISOLATOR^PANEL1 | 39.A6
EA0686A:2 | WC2100 | 0686A2 | WHT | 20 | 39.A5 | UAI0686:3 | CONSOLE ISOLATOR^PANEL1 | 39.A6
UAI0686:1 | WC2100 | 0686B1 | BLK | 20 | 39.A6 | EA0686B:1 | CONSOLE ISOLATOR^PANEL1 | 39.A5
EA0686B:2 | WC2100 | 0686BS | SH | 20 | 39.A5 | UAI0686:IE | CONSOLE ISOLATOR^PANEL1 | 39.A6
EA0687:1 | WC2101 | 06871 | RED | 20 | 41.B5 | UAI0687:4+ | CONSOLE ISOLATOR^PANEL1 | 41.B6
EA0687:2 | WC2101 | 06872 | BLK | 20 | 41.B5 | UAI0687:5- | CONSOLE ISOLATOR^PANEL1 | 41.B6
UAI0687:IE | WC2101 | 0687S | SH | 20 | 41.B6 | FW_UCP:90 | CONSOLE ISOLATOR^PANEL1 | 41.B5
EA0737:1 | WC2102 | 07371 | RED | 20 | 41.B5 | UAI0737:4+ | CONSOLE ISOLATOR^PANEL1 | 41.B6
EA0737:2 | WC2102 | 07372 | BLK | 20 | 41.B5 | UAI0737:5- | CONSOLE ISOLATOR^PANEL1 | 41.B6
UAI0737:IE | WC2102 | 0737S | SH | 20 | 41.B6 | FW_UCP:142 | CONSOLE ISOLATOR^PANEL1 | 41.B5
EA0960:1 | WC2103 | 09601 | RED | 20 | 41.B5 | UAI0960:4+ | CONSOLE ISOLATOR^PANEL1 | 41.B6
EA0960:2 | WC2103 | 09602 | BLK | 20 | 41.B5 | UAI0960:5- | CONSOLE ISOLATOR^PANEL1 | 41.B6
UAI0960:IE | WC2103 | 0960S | SH | 20 | 41.B6 | FW_UCP:158 | CONSOLE ISOLATOR^PANEL1 | 41.C5
EA0961:1 | WC2104 | 09611 | RED | 20 | 41.C5 | UAI0961:4+ | CONSOLE ISOLATOR^PANEL1 | 41.C6
EA0961:2 | WC2104 | 09612 | BLK | 20 | 41.C5 | UAI0961:5- | CONSOLE ISOLATOR^PANEL1 | 41.C6
UAI0961:IE | WC2104 | 0961S | SH | 20 | 41.C6 | FW_UCP:165 | CONSOLE ISOLATOR^PANEL1 | 41.C5
EA0962:1 | WC2105 | 09621 | RED | 20 | 41.C5 | UAI0962:4+ | CONSOLE ISOLATOR^PANEL1 | 41.C6
EA0962:2 | WC2105 | 09622 | BLK | 20 | 41.C5 | UAI0962:5- | CONSOLE ISOLATOR^PANEL1 | 41.C6
UAI0962:IE | WC2105 | 0962S | SH | 20 | 41.C6 | FW_UCP:169 | CONSOLE ISOLATOR^PANEL1 | 41.D5
EA0680:1 | WC2111 | 06801 | RED | 20 | 39.B5 | UAI0680:4+ | CONSOLE ISOLATOR^PANEL1 | 39.B6
EA0680:2 | WC2111 | 06802 | BLK | 20 | 39.B5 | UAI0680:5- | CONSOLE ISOLATOR^PANEL1 | 39.B6
UAI0680:IE | WC2111 | 0680S | SH | 20 | 39.B6 | FW_UCP:73 | CONSOLE ISOLATOR^PANEL1 | 39.B5
EA0730:1 | WC2112 | 07301 | RED | 20 | 39.B5 | UAI0730:4+ | CONSOLE ISOLATOR^PANEL1 | 39.B6
EA0730:2 | WC2112 | 07302 | BLK | 20 | 39.B5 | UAI0730:5- | CONSOLE ISOLATOR^PANEL1 | 39.B6
UAI0730:IE | WC2112 | 0730S | SH | 20 | 39.B6 | FW_UCP:89 | CONSOLE ISOLATOR^PANEL1 | 39.C5
EA0681:1 | WC2113 | 06811 | RED | 20 | 39.C5 | UAI0681:4+ | CONSOLE ISOLATOR^PANEL1 | 39.C6
EA0681:2 | WC2113 | 06812 | BLK | 20 | 39.C5 | UAI0681:5- | CONSOLE ISOLATOR^PANEL1 | 39.C6
UAI0681:IE | WC2113 | 0681S | SH | 20 | 39.C6 | FW_UCP:91 | CONSOLE ISOLATOR^PANEL1 | 39.C5
EA0731:1 | WC2114 | 07311 | RED | 20 | 39.C5 | UAI0731:4+ | CONSOLE ISOLATOR^PANEL1 | 39.C6
EA0731:2 | WC2114 | 07312 | BLK | 20 | 39.C5 | UAI0731:5- | CONSOLE ISOLATOR^PANEL1 | 39.C6
UAI0731:IE | WC2114 | 0731s | SH | 20 | 39.C6 | FW_UCP:93 | CONSOLE ISOLATOR^PANEL1 | 39.C5
EA0682:1 | WC2115 | 06821 | RED | 20 | 39.D5 | UAI0682:4+ | CONSOLE ISOLATOR^PANEL1 | 39.D6
EA0682:2 | WC2115 | 06822 | BLK | 20 | 39.D5 | UAI0682:5- | CONSOLE ISOLATOR^PANEL1 | 39.D6
UAI0682:IE | WC2115 | 0682S | SH | 20 | 39.D6 | FW_UCP:95 | CONSOLE ISOLATOR^PANEL1 | 39.D5
EA0732:1 | WC2116 | 07321 | RED | 20 | 39.D5 | UAI0732:4+ | CONSOLE ISOLATOR^PANEL1 | 39.D6
EA0732:2 | WC2116 | 07322 | BLK | 20 | 39.D5 | UAI0732:5- | CONSOLE ISOLATOR^PANEL1 | 39.D6
UAI0732:IE | WC2116 | 0732S | SH | 20 | 39.D6 | FW_UCP:97 | CONSOLE ISOLATOR^PANEL1 | 39.D5
EA0683:1 | WC2117 | 06831 | RED | 20 | 40.B5 | UAI0683:4+ | CONSOLE ISOLATOR^PANEL1 | 40.B6
EA0683:2 | WC2117 | 06832 | BLK | 20 | 40.B5 | UAI0683:5- | CONSOLE ISOLATOR^PANEL1 | 40.B6
UAI0683:IE | WC2117 | 0683S | SH | 20 | 40.B6 | FW_UCP:41 | CONSOLE ISOLATOR^PANEL1 | 40.B5
EA0733:1 | WC2118 | 07331 | RED | 20 | 40.B5 | UAI0733:4+ | CONSOLE ISOLATOR^PANEL1 | 40.B6
EA0733:2 | WC2118 | 07332 | BLK | 20 | 40.B5 | UAI0733:5- | CONSOLE ISOLATOR^PANEL1 | 40.B6
UAI0733:IE | WC2118 | 0733S | SH | 20 | 40.B6 | FW_UCP:110 | CONSOLE ISOLATOR^PANEL1 | 40.B5
EA0684:1 | WC2119 | 06841 | RED | 20 | 40.B5 | UAI0684:4+ | CONSOLE ISOLATOR^PANEL1 | 40.B6
EA0684:2 | WC2119 | 06842 | BLK | 20 | 40.B5 | UAI0684:5- | CONSOLE ISOLATOR^PANEL1 | 40.B6
UAI0684:IE | WC2119 | 0684S | SH | 20 | 40.B6 | FW_UCP:115 | CONSOLE ISOLATOR^PANEL1 | 40.C5
EA0734:1 | WC2120 | 07341 | RED | 20 | 40.C5 | UAI0734:4+ | CONSOLE ISOLATOR^PANEL1 | 40.C6
EA0734:2 | WC2120 | 07342 | BLK | 20 | 40.C5 | UAI0734:5- | CONSOLE ISOLATOR^PANEL1 | 40.C6
UAI0734:IE | WC2120 | 0734S | SH | 20 | 40.C6 | FW_UCP:120 | CONSOLE ISOLATOR^PANEL1 | 40.C5
EA0685:1 | WC2121 | 06851 | RED | 20 | 40.C5 | UAI0685:4+ | CONSOLE ISOLATOR^PANEL1 | 40.C6
EA0685:2 | WC2121 | 06852 | BLK | 20 | 40.C5 | UAI0685:5- | CONSOLE ISOLATOR^PANEL1 | 40.C6
UAI0685:IE | WC2121 | 0685S | SH | 20 | 40.C6 | FW_UCP:124 | CONSOLE ISOLATOR^PANEL1 | 40.D5
EA0735:1 | WC2122 | 07351 | RED | 20 | 40.D5 | UAI0735:4+ | CONSOLE ISOLATOR^PANEL1 | 40.D6
EA0735:2 | WC2122 | 07352 | BLK | 20 | 40.D5 | UAI0735:5- | CONSOLE ISOLATOR^PANEL1 | 40.D6
UAI0735:IE | WC2122 | 0735S | SH | 20 | 40.D6 | FW_UCP:128 | CONSOLE ISOLATOR^PANEL1 | 40.D5
EA0841A:1 | WC2127 | 0841A1 | RED | 20 | 71.A5 | UAI0841:4 | CONSOLE ISOLATOR^PANEL1 | 71.A6
EA0841A:2 | WC2127 | 0841A2 | WHT | 20 | 71.A5 | UAI0841:3 | CONSOLE ISOLATOR^PANEL1 | 71.A6
UAI0841:2 | WC2127 | 0841B1 | BLK | 20 | 71.A6 | EA0841B:1 | CONSOLE ISOLATOR^PANEL1 | 71.B5
EA0841B:2 | WC2127 | 0841BS | SH | 20 | 71.B5 | UAI0841:IE | CONSOLE ISOLATOR^PANEL1 | 71.A6
EA0842A:1 | WC2130 | 0842A1 | RED | 20 | 47.A5 | UAI0842:4 | CONSOLE ISOLATOR^PANEL1 | 47.A6
EA0842A:2 | WC2130 | 0842A2 | WHT | 20 | 47.A5 | UAI0842:3 | CONSOLE ISOLATOR^PANEL1 | 47.A6
UAI0842:2 | WC2130 | 0842B1 | BLK | 20 | 47.A6 | EA0842B:1 | CONSOLE ISOLATOR^PANEL1 | 47.A5
EA0842B:2 | WC2130 | 0842BS | SH | 20 | 47.A5 | UAI0842:IE | CONSOLE ISOLATOR^PANEL1 | 47.A6
EA0831A:1 | WC2154 | 0831A1 | RED | 20 | 57.A5 | UAI0831:4 | CONSOLE ISOLATOR^PANEL1 | 57.A6
EA0831A:2 | WC2154 | 0831A2 | WHT | 20 | 57.A5 | UAI0831:3 | CONSOLE ISOLATOR^PANEL1 | 57.A6
UAI0831:1 | WC2154 | 0831B1 | BLK | 20 | 57.A6 | EA0831B:1 | CONSOLE ISOLATOR^PANEL1 | 57.A5
EA0831B:2 | WC2154 | 0831B2 | SH | 20 | 57.A5 | UAI0831:IE | CONSOLE ISOLATOR^PANEL1 | 57.A6
EA0830A:1 | WC2155 | 0830A1 | RED | 20 | 57.C5 | UAI0830:4 | CONSOLE ISOLATOR^PANEL1 | 57.C6
EA0830A:2 | WC2155 | 0830A2 | WHT | 20 | 57.C5 | UAI0830:3 | CONSOLE ISOLATOR^PANEL1 | 57.C6
UAI0830:2 | WC2155 | 0830B1 | BLK | 20 | 57.C6 | EA0830B:1 | CONSOLE ISOLATOR^PANEL1 | 57.C5
EA0830B:2 | WC2155 | 0830BS | SH | 20 | 57.C5 | UAI0830:IE | CONSOLE ISOLATOR^PANEL1 | 57.C6
EA0836A:1 | WC2162 | 0836A1 | RED | 20 | 101.C5 | UAI0836:4 | CONSOLE ISOLATOR^PANEL1 | 101.C6
EA0836A:2 | WC2162 | 0836A2 | WHT | 20 | 101.C5 | UAI0836:3 | CONSOLE ISOLATOR^PANEL1 | 101.C6
UAI0836:2 | WC2162 | 0836B1 | BLK | 20 | 101.C6 | EA0836B:1 | CONSOLE ISOLATOR^PANEL1 | 101.C5
EA0836B:2 | WC2162 | 0836BS | SH | 20 | 101.C5 | UAI0836:IE | CONSOLE ISOLATOR^PANEL1 | 101.C6
IEG0330:2 | SC | EAG0350 | GRN | 14 | 4.C4 | EAG0350: | CONSOLE ISOLATOR^PANEL2 | 4.C4
UV0273:11+ | SC | UV027311 | WHT | 14 | 17.B2 | UV0274:8+ | CONSOLE ISOLATOR^PANEL2 | 17.B2
UV0273:12- | SC | UV027312 | WHT | 14 | 17.B2 | UV0274:9- | CONSOLE ISOLATOR^PANEL2 | 17.B2
UAI4202:8+ | WC1327 | UAI42028 | RED | 20 | 60.D6 | AF0420:10 | TURB VIB^PANEL | 60.D7
UAI4202:7- | WC1327 | UAI42027 | BLK | 20 | 60.D6 | AF0420:12 | TURB VIB^PANEL | 60.D7
FW_UCP:186 | WC1327 | UAI4202S | SH | 20 | 60.D6 | AF0420:27 | TURB VIB^PANEL | 60.D7
UAI4000:7 | WC1328 | UAI40007 | RED | 20 | 58.A6 | AF0400:02 | TURB VIB^PANEL | 58.A6
UAI4000:8 | WC1328 | UAI40008 | BLK | 20 | 58.A6 | AF0400:03 | TURB VIB^PANEL | 58.A6
FW_UCP:72 | WC1328 | UAI4000S | SH | 20 | 58.A6 | AF0400:07 | TURB VIB^PANEL | 58.A6
UAI4100:7 | WC1329 | UAI41007 | RED | 20 | 58.A6 | AF0410:02 | TURB VIB^PANEL | 58.A6
UAI4100:8 | WC1329 | UAI41008 | BLK | 20 | 58.A6 | AF0410:04 | TURB VIB^PANEL | 58.A6
FW_UCP:185 | WC1329 | UAI4100S | SH | 20 | 58.A6 | AF0410:19 | TURB VIB^PANEL | 58.A6
UAI4101:7 | WC1330 | UAI41017 | RED | 20 | 58.B6 | AF0410:06 | TURB VIB^PANEL | 58.B6
UAI4101:8 | WC1330 | UAI41018 | BLK | 20 | 58.B6 | AF0410:08 | TURB VIB^PANEL | 58.B6
FW_UCP:77 | WC1330 | UAI4101S | SH | 20 | 58.B6 | AF0410:23 | TURB VIB^PANEL | 58.B6
UAI4102:7 | WC1331 | UAI41027 | RED | 20 | 58.B6 | AF0410:10 | TURB VIB^PANEL | 58.B6
UAI4102:8 | WC1331 | UAI41028 | BLK | 20 | 58.B6 | AF0410:12 | TURB VIB^PANEL | 58.B6
FW_UCP:78 | WC1331 | UAI4102S | SH | 20 | 58.C6 | AF0410:27 | TURB VIB^PANEL | 58.B6
UAI4103:7 | WC1332 | UAI41037 | RED | 20 | 58.C6 | AF0410:14 | TURB VIB^PANEL | 58.C6
UAI4103:8 | WC1332 | UAI41038 | BLK | 20 | 58.C6 | AF0410:16 | TURB VIB^PANEL | 58.C6
FW_UCP:79 | WC1332 | UAI4103S | SH | 20 | 58.C6 | AF0410:31 | TURB VIB^PANEL | 58.C6
UAI4200:7 | WC1333 | UAI42007 | RED | 20 | 58.C6 | AF0420:02 | TURB VIB^PANEL | 58.C6
UAI4200:8 | WC1333 | UAI42008 | BLK | 20 | 58.C6 | AF0420:04 | TURB VIB^PANEL | 58.C6
FW_UCP:81 | WC1333 | UAI4200S | SH | 20 | 58.D6 | AF0420:19 | TURB VIB^PANEL | 58.C6
UAI4201:7 | WC1334 | UAI42017 | RED | 20 | 58.D6 | AF0420:06 | TURB VIB^PANEL | 58.D6
UAI4201:8 | WC1334 | UAI42018 | BLK | 20 | 58.D6 | AF0420:08 | TURB VIB^PANEL | 58.D6
FW_UCP:82 | WC1334 | UAI4201S | SH | 20 | 58.D6 | AF0420:23 | TURB VIB^PANEL | 58.D6
UAI4500:7 | WC1335 | UAI45007 | CLR | 20 | 59.A6 | AF0450:10 | TURB VIB^PANEL | 59.A6
UAI4500:8 | WC1335 | UAI45008 | BLK | 20 | 59.A6 | AF0450:12 | TURB VIB^PANEL | 59.A6
FW_UCP:184 | WC1335 | UAI4500S | SH | 20 | 59.A6 | AF0450:27 | TURB VIB^PANEL | 59.A6
UAI4001:7 | WC1336 | UAI40017 | RED | 20 | 60.A6 | AF0400:05 | TURB VIB^PANEL | 60.A7
UAI4001:8 | WC1336 | UAI40018 | BLK | 20 | 60.A6 | AF0400:06 | TURB VIB^PANEL | 60.A7
FW_UCP:17 | WC1336 | UAI4001S | SH | 20 | 60.A6 | AF0400:11 | TURB VIB^PANEL | 60.A7
UAI4300:7 | WC1337 | UAI43007 | RED | 20 | 60.A6 | AF0430:02 | TURB VIB^PANEL | 60.A7
UAI4300:8 | WC1337 | UAI43008 | BLK | 20 | 60.A6 | AF0430:04 | TURB VIB^PANEL | 60.A7
FW_UCP:187 | WC1337 | UAI4300S | SH | 20 | 60.A6 | AF0430:19 | TURB VIB^PANEL | 60.A7
UAI4301:7 | WC1338 | UAI43017 | RED | 20 | 60.B6 | AF0430:06 | TURB VIB^PANEL | 60.B7
UAI4301:8 | WC1338 | UAI43018 | BLK | 20 | 60.B6 | AF0430:08 | TURB VIB^PANEL | 60.B7
FW_UCP:189 | WC1338 | UAI4301S | SH | 20 | 60.B6 | AF0430:23 | TURB VIB^PANEL | 60.B7
UAI4302:7 | WC1339 | UAI43027 | RED | 20 | 60.B6 | AF0430:10 | TURB VIB^PANEL | 60.B7
UAI4302:8 | WC1339 | UAI43028 | BLK | 20 | 60.B6 | AF0430:12 | TURB VIB^PANEL | 60.B7
FW_UCP:191 | WC1339 | UAI4302S | SH | 20 | 60.C6 | AF0430:27 | TURB VIB^PANEL | 60.B7
UAI4303:7 | WC1340 | UAI43037 | RED | 20 | 60.C6 | AF0430:14 | TURB VIB^PANEL | 60.C7
UAI4303:8 | WC1340 | UAI43038 | BLK | 20 | 60.C6 | AF0430:16 | TURB VIB^PANEL | 60.C7
FW_UCP:193 | WC1340 | UAI4303S | SH | 20 | 60.C6 | AF0430:31 | TURB VIB^PANEL | 60.C7
UAI4503:7 | WC1341 | UAI45037 | RED | 20 | 60.D6 | AF0450:14 | TURB VIB^PANEL | 60.D7
UAI4503:8 | WC1341 | UAI45038 | BLK | 20 | 60.D6 | AF0450:16 | TURB VIB^PANEL | 60.D7
FW_UCP:195 | WC1341 | UAI4503S | SH | 20 | 60.D6 | AF0450:31 | TURB VIB^PANEL | 60.D7
FU0272:LI | SC | FU0210 | WHT | 14 | 17.A3 | XT0233:2 | TURBINE PANEL A | 16.C4
IEG0330:0 | SC | IEG0330G | GRN | 8 | 4.B4 | IEG0010:7 | TURBINE PANEL A | 4.B3
UAI08212:7 | SC | UAI082127 | WHT | 20 | 54.A6 | AF0082:44 | TURBINE PANEL A | 54.A7
UAI08212:8 | SC | UAI082128 | WHT | 20 | 54.A6 | AF0082:12 | TURBINE PANEL A | 54.A7
UAI08214:7 | SC | UAI082147 | WHT | 20 | 54.C6 | AF0082:46 | TURBINE PANEL A | 54.C7
UAI08214:8 | SC | UAI082148 | WHT | 20 | 54.C6 | AF0082:14 | TURBINE PANEL A | 54.C7
UV0271:9- | SC | 0V | WHT | 14 | 17.A2 | XT0235:2 | TURBINE PANEL A | 16.D4
UAI0840:-7 | WC2126 | UAI08407 | RED | 20 | 63.A6 | AF0084:17 | TURBINE PANEL A | 63.A7
UAI0840:-5 | WC2126 | UAI08405 | WHT | 20 | 63.A6 | AF0084:01 | TURBINE PANEL A | 63.A7
UAI0840:+6 | WC2126 | UAI08406 | BLK | 20 | 63.A6 | AF0084:00 | TURBINE PANEL A | 63.A7
FW_UCP:21 | WC2126 | UAI0840S | SH | 20 | 63.A6 | AF0084:48 | TURBINE PANEL A | 63.A7
UAI0833:-7 | WC2128 | UAI08337 | RED | 20 | 61.B6 | AF0083:23 | TURBINE PANEL A | 61.B7
UAI0833:-5 | WC2128 | UAI08335 | WHT | 20 | 61.B6 | AF0083:07 | TURBINE PANEL A | 61.B7
UAI0833:+6 | WC2128 | UAI08336 | BLK | 20 | 61.B6 | AF0083:06 | TURBINE PANEL A | 61.B7
FW_UCP:34 | WC2128 | UAI0833S | SH | 20 | 61.B6 | AF0083:54 | TURBINE PANEL A | 61.B7
UAI0832:-7 | WC2156 | UAI08327 | RED | 20 | 61.A6 | AF0083:21 | TURBINE PANEL A | 61.A7
UAI0832:-5 | WC2156 | UAI08325 | WHT | 20 | 61.A6 | AF0083:05 | TURBINE PANEL A | 61.A7
UAI0832:+6 | WC2156 | UAI08326 | BLK | 20 | 61.A6 | AF0083:04 | TURBINE PANEL A | 61.A7
FW_UCP:19 | WC2156 | UAI0832S | SH | 20 | 61.A6 | AF0083:52 | TURBINE PANEL A | 61.A7
UAI0834:-7 | WC2157 | UAI08347 | RED | 20 | 61.C6 | AF0083:25 | TURBINE PANEL A | 61.C7
UAI0834:-5 | WC2157 | UAI08345 | WHT | 20 | 61.C6 | AF0083:09 | TURBINE PANEL A | 61.C7
UAI0834:+6 | WC2157 | UAI08346 | BLK | 20 | 61.C6 | AF0083:08 | TURBINE PANEL A | 61.C7
FW_UCP:48 | WC2157 | UAI0834S | SH | 20 | 61.C6 | AF0083:56 | TURBINE PANEL A | 61.C7
UAI0835:-7 | WC2180 | 08357 | RED | 20 | 38.A6 | AF0083:27 | TURBINE PANEL A | 38.A7
UAI0835:-5 | WC2180 | 08355 | WHT | 20 | 38.A6 | AF0083:11 | TURBINE PANEL A | 38.A7
UAI0835:+6 | WC2180 | 08356 | BLK | 20 | 38.A6 | AF0083:10 | TURBINE PANEL A | 38.A7
FW_UCP:30 | WC2180 | 0835S | SH | 20 | 38.A6 | AF0083:58 | TURBINE PANEL A | 38.A7
UAI0960:7+ | WC2203 | UAI09607 | RED | 20 | 41.B6 | AF0096:00 | TURBINE PANEL A | 41.B7
UAI0960:8- | WC2203 | UAI09608 | BLK | 20 | 41.B6 | AF0096:01 | TURBINE PANEL A | 41.B7
FW_UCP:160 | WC2203 | UAI0960S | SH | 20 | 41.C6 | AF0096:48 | TURBINE PANEL A | 41.B7
UAI0961:7+ | WC2204 | UAI09617 | RED | 20 | 41.C6 | AF0096:02 | TURBINE PANEL A | 41.C7
UAI0961:8- | WC2204 | UAI09618 | BLK | 20 | 41.C6 | AF0096:03 | TURBINE PANEL A | 41.C7
FW_UCP:166 | WC2204 | UAI0961S | SH | 20 | 41.C6 | AF0096:50 | TURBINE PANEL A | 41.C7
UAI0962:7+ | WC2205 | UAI09627 | RED | 20 | 41.C6 | AF0096:04 | TURBINE PANEL A | 41.C7
UAI0962:8- | WC2205 | UAI09628 | BLK | 20 | 41.C6 | AF0096:05 | TURBINE PANEL A | 41.C7
FW_UCP:170 | WC2205 | UAI0962S | SH | 20 | 41.D6 | AF0096:52 | TURBINE PANEL A | 41.C7
UAI0841:-7 | WC2227 | UAI08417 | RED | 20 | 71.A6 | AF0084:19 | TURBINE PANEL A | 71.A7
UAI0841:-5 | WC2227 | UAI08415 | WHT | 20 | 71.A6 | AF0084:03 | TURBINE PANEL A | 71.A7
UAI0841:+6 | WC2227 | UAI08416 | BLK | 20 | 71.A6 | AF0084:02 | TURBINE PANEL A | 71.A7
FW_UCP:86 | WC2227 | UAI0841S | SH | 20 | 71.B6 | AF0084:50 | TURBINE PANEL A | 71.A7
UAI0842:-7 | WC2230 | UAI08427 | RED | 20 | 47.A6 | AF0084:21 | TURBINE PANEL A | 47.A7
UAI0842:-5 | WC2230 | UAI08425 | WHT | 20 | 47.A6 | AF0084:05 | TURBINE PANEL A | 47.A7
UAI0842:+6 | WC2230 | UAI08426 | BLK | 20 | 47.A6 | AF0084:04 | TURBINE PANEL A | 47.A7
FW_UCP:145 | WC2230 | UAI0842S | SH | 20 | 47.A6 | AF0084:52 | TURBINE PANEL A | 47.A7
UAI0831:-7 | WC2254 | UAI08317 | RED | 20 | 57.A6 | AF0083:19 | TURBINE PANEL A | 57.A7
UAI0831:-5 | WC2254 | UAI08315 | WHT | 20 | 57.A6 | AF0083:03 | TURBINE PANEL A | 57.A7
UAI0831:+6 | WC2254 | UAI08316 | BLK | 20 | 57.A6 | AF0083:02 | TURBINE PANEL A | 57.A7
FW_UCP:103 | WC2254 | UAI0831S | SH | 20 | 57.A6 | AF0083:50 | TURBINE PANEL A | 57.A7
UAI0830:-7 | WC2255 | UAI08307 | RED | 20 | 57.C6 | AF0083:17 | TURBINE PANEL A | 57.C7
UAI0830:-5 | WC2255 | UAI08305 | WHT | 20 | 57.C6 | AF0083:01 | TURBINE PANEL A | 57.C7
UAI0830:+6 | WC2255 | UAI08306 | BLK | 20 | 57.C6 | AF0083:00 | TURBINE PANEL A | 57.C7
FW_UCP:147 | WC2255 | UAI0830S | SH | 20 | 57.C6 | AF0083:48 | TURBINE PANEL A | 57.C7
UAI0836:-7 | WC2262 | UAI08367 | RED | 20 | 101.C6 | AF0083:29 | TURBINE PANEL A | 101.C7
UAI0836:-5 | WC2262 | UAI08365 | WHT | 20 | 101.C6 | AF0083:13 | TURBINE PANEL A | 101.C7
UAI0836:+6 | WC2262 | UAI08366 | BLK | 20 | 101.C6 | AF0083:12 | TURBINE PANEL A | 101.C7
FW_UCP:134 | WC2262 | UAI0836S | SH | 20 | 101.C6 | AF0083:60 | TURBINE PANEL A | 101.C7
UV0271:IE | SC | IEG02307 | GRN | 14 | 17.A2 | IEG0230:7 | TURBINE PANEL B | 17.A1
UV0272:IE | SC | IEG023012 | GRN | 14 | 17.A2 | IEG0230:12 | TURBINE PANEL B | 17.B1
UV0273:IE | SC | IEG023013 | GRN | 14 | 17.B2 | IEG0230:13 | TURBINE PANEL B | 17.B1
UAI2120:-7 | WC2129 | 21207 | RED | 20 | 47.D6 | AF0073:45 | TURBINE PANEL B | 47.D7
UAI2120:-5 | WC2129 | 21205 | WHT | 20 | 47.D6 | AF0073:29 | TURBINE PANEL B | 47.D7
UAI2120:+6 | WC2129 | 21206 | BLK | 20 | 47.D6 | AF0073:28 | TURBINE PANEL B | 47.D7
FW_UCP:201 | WC2129 | 2120S | SH | 20 | 47.D6 | AF0073:60 | TURBINE PANEL B | 47.D7
UAI0686:-7 | WC2200 | 06867 | RED | 20 | 39.A6 | AF0068:45 | TURBINE PANEL B | 39.A7
UAI0686:-5 | WC2200 | 06865 | WHT | 20 | 39.A6 | AF0068:29 | TURBINE PANEL B | 39.A7
UAI0686:+6 | WC2200 | 06866 | BLK | 20 | 39.A6 | AF0068:28 | TURBINE PANEL B | 39.A7
FW_UCP:88 | WC2200 | 0686S | SH | 20 | 39.A6 | AF0068:60 | TURBINE PANEL B | 39.A7
UAI0687:7+ | WC2201 | UAI06877 | RED | 20 | 41.B6 | AF0068:14 | TURBINE PANEL B | 41.B7
UAI0687:8- | WC2201 | UAI06878 | BLK | 20 | 41.B6 | AF0068:15 | TURBINE PANEL B | 41.B7
FW_UCP:94 | WC2201 | UAI0687S | SH | 20 | 41.B6 | AF0068:62 | TURBINE PANEL B | 41.B7
UAI0737:7+ | WC2202 | UAI07377 | RED | 20 | 41.B6 | AF0073:14 | TURBINE PANEL B | 41.B7
UAI0737:8- | WC2202 | UAI07378 | BLK | 20 | 41.B6 | AF0073:15 | TURBINE PANEL B | 41.B7
FW_UCP:144 | WC2202 | UAI0737S | SH | 20 | 41.B6 | AF0073:62 | TURBINE PANEL B | 41.B7
UAI0680:7+ | WC2211 | UAI06807 | RED | 20 | 39.B6 | AF0068:00 | TURBINE PANEL B | 39.B7
UAI0680:8- | WC2211 | UAI06808 | BLK | 20 | 39.B6 | AF0068:01 | TURBINE PANEL B | 39.B7
FW_UCP:71 | WC2211 | UAI0680S | SH | 20 | 39.B6 | AF0068:48 | TURBINE PANEL B | 39.B7
UAI0730:7+ | WC2212 | UAI07307 | RED | 20 | 39.B6 | AF0073:00 | TURBINE PANEL B | 39.B7
UAI0730:8- | WC2212 | UAI07308 | BLK | 20 | 39.B6 | AF0073:01 | TURBINE PANEL B | 39.B7
FW_UCP:98 | WC2212 | UAI07302 | SH | 20 | 39.C6 | AF0073:48 | TURBINE PANEL B | 39.B7
UAI0681:7+ | WC2213 | UAI06817 | RED | 20 | 39.C6 | AF0068:02 | TURBINE PANEL B | 39.C7
UAI0681:8- | WC2213 | UAI06818 | BLK | 20 | 39.C6 | AF0068:03 | TURBINE PANEL B | 39.C7
FW_UCP:100 | WC2213 | UAI0681S | SH | 20 | 39.C6 | AF0068:50 | TURBINE PANEL B | 39.C7
UAI0731:7+ | WC2214 | UAI07317 | RED | 20 | 39.C6 | AF0073:02 | TURBINE PANEL B | 39.C7
UAI0731:8- | WC2214 | UAI07318 | BLK | 20 | 39.C6 | AF0073:03 | TURBINE PANEL B | 39.C7
FW_UCP:102 | WC2214 | UAI0731S | SH | 20 | 39.D6 | AF0073:50 | TURBINE PANEL B | 39.C7
UAI0682:7+ | WC2215 | UAI06827 | RED | 20 | 39.D6 | AF0068:04 | TURBINE PANEL B | 39.D7
UAI0682:8- | WC2215 | UAI06828 | BLK | 20 | 39.D6 | AF0068:05 | TURBINE PANEL B | 39.D7
FW_UCP:104 | WC2215 | UAI0682S | SH | 20 | 39.D6 | AF0068:52 | TURBINE PANEL B | 39.D7
UAI0732:7+ | WC2216 | UAI07327 | RED | 20 | 39.D6 | AF0073:04 | TURBINE PANEL B | 39.D7
UAI0732:8- | WC2216 | UAI07328 | BLK | 20 | 39.D6 | AF0073:05 | TURBINE PANEL B | 39.D7
FW_UCP:106 | WC2216 | UAI0732S | SH | 20 | 39.D6 | AF0073:52 | TURBINE PANEL B | 39.D7
UAI0683:7+ | WC2217 | UAI06836 | RED | 20 | 40.B6 | AF0068:06 | TURBINE PANEL B | 40.B7
UAI0683:8- | WC2217 | UAI06837 | BLK | 20 | 40.B6 | AF0068:07 | TURBINE PANEL B | 40.B7
FW_UCP:108 | WC2217 | UAI0683S | SH | 20 | 40.B6 | AF0068:54 | TURBINE PANEL B | 40.B7
UAI0733:7+ | WC2218 | UAI07337 | RED | 20 | 40.B6 | AF0073:06 | TURBINE PANEL B | 40.B7
UAI0733:8- | WC2218 | UAI07338 | BLK | 20 | 40.B6 | AF0073:07 | TURBINE PANEL B | 40.B7
FW_UCP:112 | WC2218 | UAI0733S | SH | 20 | 40.B6 | AF0073:54 | TURBINE PANEL B | 40.B7
UAI0684:7+ | WC2219 | UAI06847 | RED | 20 | 40.B6 | AF0068:08 | TURBINE PANEL B | 40.B7
UAI0684:8- | WC2219 | UAI06848 | BLK | 20 | 40.B6 | AF0068:09 | TURBINE PANEL B | 40.B7
FW_UCP:118 | WC2219 | UAI0684S | SH | 20 | 40.C6 | AF0068:56 | TURBINE PANEL B | 40.B7
UAI0734:7+ | WC2220 | UAI07347 | RED | 20 | 40.C6 | AF0073:08 | TURBINE PANEL B | 40.C7
UAI0734:8- | WC2220 | UAI07348 | BLK | 20 | 40.C6 | AF0073:09 | TURBINE PANEL B | 40.C7
FW_UCP:122 | WC2220 | UAI0734S | SH | 20 | 40.C6 | AF0073:56 | TURBINE PANEL B | 40.C7
UAI0685:7+ | WC2221 | UAI06857 | RED | 20 | 40.C6 | AF0068:10 | TURBINE PANEL B | 40.C7
UAI0685:8- | WC2221 | UAI06858 | BLK | 20 | 40.C6 | AF0068:11 | TURBINE PANEL B | 40.C7
FW_UCP:126 | WC2221 | UAI0685S | SH | 20 | 40.D6 | AF0068:58 | TURBINE PANEL B | 40.C7
UAI0735:7+ | WC2222 | UAI07357 | RED | 20 | 40.D6 | AF0073:10 | TURBINE PANEL B | 40.D7
UAI0735:8- | WC2222 | UAI07358 | BLK | 20 | 40.D6 | AF0073:11 | TURBINE PANEL B | 40.D7
FW_UCP:130 | WC2222 | UAI0735S | SH | 20 | 40.D6 | AF0073:58 | TURBINE PANEL B | 40.D7
SolarTools ver. 24.0.84.24712 (Jul 31, 2025)
Report date: 2/10/2026 4:06 PM

## CONSOLE ISOLATOR^PANEL2
CONSOLE ISOLATOR^PANEL2
Project # | G7810
Project Name | LEE WAGPCO
Revision | B
Controls DE | H.VOUNG
Phone:
Controls ME | A. PUENTES
Phone:
From | [5 empty] | To
Device ID | Cable (W) Conductor (SC) Jumper Clip (JC) | Wire No. | Wire ID | Gauge/Size | Page/Zone | Device ID | Location | Page/Zone
EA1221:1 | SC | EA12211 | WHT | 20 | 91.A5 | UAI1221:1+ | CONSOLE ISOLATOR^PANEL2 | 91.A6
EA1221:2 | SC | EA12212 | WHT | 20 | 91.A5 | UAI1221:3- | CONSOLE ISOLATOR^PANEL2 | 91.A6
EA1222:1 | SC | EA12221 | WHT | 20 | 91.A5 | UAI1222:1+ | CONSOLE ISOLATOR^PANEL2 | 91.A6
EA1222:2 | SC | EA12222 | WHT | 20 | 91.A5 | UAI1222:3- | CONSOLE ISOLATOR^PANEL2 | 91.A6
EA1223:1 | SC | EA12231 | WHT | 20 | 90.B5 | UAI1223:1+ | CONSOLE ISOLATOR^PANEL2 | 90.B6
EA1223:2 | SC | EA12232 | WHT | 20 | 90.B5 | UAI1223:3- | CONSOLE ISOLATOR^PANEL2 | 90.B6
EA1224:1 | SC | EA12241 | WHT | 20 | 90.C5 | UAI1224:1+ | CONSOLE ISOLATOR^PANEL2 | 90.C6
EA1224:2 | SC | EA12242 | WHT | 20 | 90.C5 | UAI1224:3- | CONSOLE ISOLATOR^PANEL2 | 90.C6
GR0274: | SC | GR0274 | GRN/YEL | 14 | 4.D5 | FG_UCP:29 | CONSOLE ISOLATOR^PANEL2 | 4.D4
GR0275: | SC | GR0275 | GRN/YEL | 14 | 4.D5 | FG_UCP:30 | CONSOLE ISOLATOR^PANEL2 | 4.D4
UAI1280:1 | SC | 1280B1 | WHT | 20 | 82.A6 | UAI1280:2 | CONSOLE ISOLATOR^PANEL2 | 82.A6
UAI1281:1 | SC | 1281B1 | WHT | 20 | 82.B6 | UAI1281:2 | CONSOLE ISOLATOR^PANEL2 | 82.B6
UAI1282:1 | SC | 1282B1 | WHT | 20 | 82.C6 | UAI1282:2 | CONSOLE ISOLATOR^PANEL2 | 82.C6
UAI1283:1 | SC | 1283B1 | WHT | 20 | 83.A6 | UAI1283:2 | CONSOLE ISOLATOR^PANEL2 | 83.A6
UAI1284:1 | SC | 1284B1 | WHT | 20 | 83.B6 | UAI1284:2 | CONSOLE ISOLATOR^PANEL2 | 83.B6
UAI1285:1 | SC | 1285B1 | WHT | 20 | 83.C6 | UAI1285:2 | CONSOLE ISOLATOR^PANEL2 | 83.C6
UAI1290:1 | SC | 1290B1 | WHT | 20 | 84.A6 | UAI1290:2 | CONSOLE ISOLATOR^PANEL2 | 84.A6
UAI1291:1 | SC | 1291B1 | WHT | 20 | 84.B6 | UAI1291:2 | CONSOLE ISOLATOR^PANEL2 | 84.B6
UAI1292:1 | SC | 1292B1 | WHT | 20 | 85.A6 | UAI1292:2 | CONSOLE ISOLATOR^PANEL2 | 85.A6
UAI1293:1 | SC | 1293B1 | WHT | 20 | 85.B6 | UAI1293:2 | CONSOLE ISOLATOR^PANEL2 | 85.B6
UAI3210:1 | SC | 3210B1 | WHT | 20 | 76.A6 | UAI3210:2 | CONSOLE ISOLATOR^PANEL2 | 76.A6
UAI3211:1 | SC | 3211B1 | WHT | 20 | 76.B6 | UAI3211:2 | CONSOLE ISOLATOR^PANEL2 | 76.B6
UAI3212:1 | SC | 3212B1 | WHT | 20 | 77.A6 | UAI3212:2 | CONSOLE ISOLATOR^PANEL2 | 77.A6
UAI3213:1 | SC | 3213B1 | WHT | 20 | 77.B6 | UAI3213:2 | CONSOLE ISOLATOR^PANEL2 | 77.B6
UAI3214:1 | SC | 3214B1 | WHT | 20 | 78.A6 | UAI3214:2 | CONSOLE ISOLATOR^PANEL2 | 78.A6
UAI3215:1 | SC | 3215B1 | WHT | 20 | 78.B6 | UAI3215:2 | CONSOLE ISOLATOR^PANEL2 | 78.B6
UV0274:11+ | SC | UV027411 | WHT | 14 | 17.B2 | UV0275:8+ | CONSOLE ISOLATOR^PANEL2 | 17.C2
UV0274:12- | SC | UV027412 | WHT | 14 | 17.B2 | UV0275:9- | CONSOLE ISOLATOR^PANEL2 | 17.C2
UV0275:11+ | SC | UV027511 | WHT | 14 | 17.C2 | UV0276:8+ | CONSOLE ISOLATOR^PANEL2 | 17.C2
UV0275:12- | SC | UV027512 | WHT | 14 | 17.C2 | UV0276:9- | CONSOLE ISOLATOR^PANEL2 | 17.C2
EA9202:1 | W1110 | 47411 | RED | 20 | 73.A5 | UAI9202:5 | CONSOLE ISOLATOR^PANEL2 | 73.A6
EA9202:3 | W1110 | 47413 | WHT | 20 | 73.A5 | UAI9202:4 | CONSOLE ISOLATOR^PANEL2 | 73.A6
EA9202:2 | W1110 | 47412 | BLK | 20 | 73.A5 | UAI9202:6 | CONSOLE ISOLATOR^PANEL2 | 73.A6
UAI9202:IE | W1110 | 4741S3 | SH | 20 | 73.A6 | FW_UCP:46 | CONSOLE ISOLATOR^PANEL2 | 73.B5
EA9001:1 | WC1107 | 47531 | RED | 20 | 73.A5 | UAI9001:5 | CONSOLE ISOLATOR^PANEL2 | 73.A6
EA9001:3 | WC1107 | 47533 | WHT | 20 | 73.A5 | UAI9001:4 | CONSOLE ISOLATOR^PANEL2 | 73.A6
EA9001:2 | WC1107 | 47532 | BLK | 20 | 73.A5 | UAI9001:6 | CONSOLE ISOLATOR^PANEL2 | 73.A6
UAI9001:IE | WC1107 | 4753S3 | SH | 20 | 73.A6 | FW_UCP:31 | CONSOLE ISOLATOR^PANEL2 | 73.A5
EA4773:1 | WC1108 | 47731 | RED | 20 | 74.A5 | UAI9000:5 | CONSOLE ISOLATOR^PANEL2 | 74.A6
EA4773:3 | WC1108 | 47733 | WHT | 20 | 74.A5 | UAI9000:4 | CONSOLE ISOLATOR^PANEL2 | 74.A6
EA4773:2 | WC1108 | 47732 | BLK | 20 | 74.A5 | UAI9000:6 | CONSOLE ISOLATOR^PANEL2 | 74.A6
UAI9000:IE | WC1108 | 4773S3 | SH | 20 | 74.A6 | FW_UCP:40 | CONSOLE ISOLATOR^PANEL2 | 74.A5
EA9203:1 | WC1111 | 47401 | RED | 20 | 73.B5 | UAI9203:5 | CONSOLE ISOLATOR^PANEL2 | 73.B6
EA9203:3 | WC1111 | 47403 | WHT | 20 | 73.B5 | UAI9203:4 | CONSOLE ISOLATOR^PANEL2 | 73.B6
EA9203:2 | WC1111 | 47402 | BLK | 20 | 73.B5 | UAI9203:6 | CONSOLE ISOLATOR^PANEL2 | 73.B6
UAI9203:IE | WC1111 | 47401S3 | SH | 20 | 73.B6 | FW_UCP:49 | CONSOLE ISOLATOR^PANEL2 | 73.B5
EA9200:1 | WC1112 | 47511 | RED | 20 | 73.B5 | UAI9200:5 | CONSOLE ISOLATOR^PANEL2 | 73.B6
EA9200:3 | WC1112 | 47513 | WHT | 20 | 73.B5 | UAI9200:4 | CONSOLE ISOLATOR^PANEL2 | 73.B6
EA9200:2 | WC1112 | 47512 | BLK | 20 | 73.B5 | UAI9200:6 | CONSOLE ISOLATOR^PANEL2 | 73.B6
UAI9200:IE | WC1112 | 4751S3 | SH | 20 | 73.B6 | FW_UCP:55 | CONSOLE ISOLATOR^PANEL2 | 73.C5
EA9201:1 | WC1113 | 47501 | RED | 20 | 73.C5 | UAI9201:5 | CONSOLE ISOLATOR^PANEL2 | 73.C6
EA9201:3 | WC1113 | 47503 | WHT | 20 | 73.C5 | UAI9201:4 | CONSOLE ISOLATOR^PANEL2 | 73.C6
EA9201:2 | WC1113 | 47502 | BLK | 20 | 73.C5 | UAI9201:6 | CONSOLE ISOLATOR^PANEL2 | 73.C6
UAI9201:IE | WC1113 | 4750S3 | SH | 20 | 73.C6 | FW_UCP:57 | CONSOLE ISOLATOR^PANEL2 | 73.C5
EA9402:1 | WC1114 | 47421 | RED | 20 | 73.D5 | UAI9402:5 | CONSOLE ISOLATOR^PANEL2 | 73.D6
EA9402:3 | WC1114 | 47423 | WHT | 20 | 73.D5 | UAI9402:4 | CONSOLE ISOLATOR^PANEL2 | 73.D6
EA9402:2 | WC1114 | 47422 | BLK | 20 | 73.D5 | UAI9402:6 | CONSOLE ISOLATOR^PANEL2 | 73.D6
UAI9402:IE | WC1114 | 4742S3 | SH | 20 | 73.D6 | FW_UCP:63 | CONSOLE ISOLATOR^PANEL2 | 73.D5
EA9403:1 | WC1115 | 47521 | RED | 20 | 73.D5 | UAI9403:5 | CONSOLE ISOLATOR^PANEL2 | 73.D6
EA9403:3 | WC1115 | 47523 | WHT | 20 | 73.D5 | UAI9403:4 | CONSOLE ISOLATOR^PANEL2 | 73.D6
EA9403:2 | WC1115 | 47522 | BLK | 20 | 73.D5 | UAI9403:6 | CONSOLE ISOLATOR^PANEL2 | 73.D6
UAI9403:IE | WC1115 | 4752S3 | SH | 20 | 73.D6 | FW_UCP:64 | CONSOLE ISOLATOR^PANEL2 | 73.D5
EA4771:1 | WC1120 | 47711 | RED | 20 | 74.C5 | UAI9100:5 | CONSOLE ISOLATOR^PANEL2 | 74.C6
EA4771:3 | WC1120 | 47713 | WHT | 20 | 74.C5 | UAI9100:4 | CONSOLE ISOLATOR^PANEL2 | 74.C6
EA4771:2 | WC1120 | 47712 | BLK | 20 | 74.C5 | UAI9100:6 | CONSOLE ISOLATOR^PANEL2 | 74.C6
UAI9100:IE | WC1120 | 4771S3 | SH | 20 | 74.C6 | FW_UCP:70 | CONSOLE ISOLATOR^PANEL2 | 74.C5
EA4770:1 | WC1121 | 47701 | RED | 20 | 74.C5 | UAI9101:5 | CONSOLE ISOLATOR^PANEL2 | 74.C6
EA4770:3 | WC1121 | 47703 | WHT | 20 | 74.C5 | UAI9101:4 | CONSOLE ISOLATOR^PANEL2 | 74.C6
EA4770:2 | WC1121 | 47702 | BLK | 20 | 74.C5 | UAI9101:6 | CONSOLE ISOLATOR^PANEL2 | 74.C6
UAI9101:IE | WC1121 | 4770S3 | SH | 20 | 74.C6 | FW_UCP:74 | CONSOLE ISOLATOR^PANEL2 | 74.D5
EA4761:1 | WC1122 | 47611 | RED | 20 | 74.B5 | UAI9102:5 | CONSOLE ISOLATOR^PANEL2 | 74.B6
EA4761:3 | WC1122 | 47613 | WHT | 20 | 74.B5 | UAI9102:4 | CONSOLE ISOLATOR^PANEL2 | 74.B6
EA4761:2 | WC1122 | 47612 | BLK | 20 | 74.B5 | UAI9102:6 | CONSOLE ISOLATOR^PANEL2 | 74.B6
UAI9102:IE | WC1122 | 4761S3 | SH | 20 | 74.B6 | FW_UCP:29 | CONSOLE ISOLATOR^PANEL2 | 74.B5
EA4760:1 | WC1123 | 47601 | RED | 20 | 74.B5 | UAI9103:5 | CONSOLE ISOLATOR^PANEL2 | 74.B6
EA4760:3 | WC1123 | 47603 | WHT | 20 | 74.B5 | UAI9103:4 | CONSOLE ISOLATOR^PANEL2 | 74.B6
EA4760:2 | WC1123 | 47602 | BLK | 20 | 74.B5 | UAI9103:6 | CONSOLE ISOLATOR^PANEL2 | 74.B6
UAI9103:IE | WC1123 | 4760S3 | SH | 20 | 74.B6 | FW_UCP:38 | CONSOLE ISOLATOR^PANEL2 | 74.C5
EA5100:1 | WC1153 | 44611 | RED | 20 | 81.A5 | UAI5100:5 | CONSOLE ISOLATOR^PANEL2 | 81.A6
EA5100:3 | WC1153 | 44613 | WHT | 20 | 81.A5 | UAI5100:4 | CONSOLE ISOLATOR^PANEL2 | 81.A6
EA5100:2 | WC1153 | 44612 | BLK | 20 | 81.A5 | UAI5100:6 | CONSOLE ISOLATOR^PANEL2 | 81.A6
UAI5100:IE | WC1153 | 4461S3 | SH | 20 | 81.A6 | FW_UCP:18 | CONSOLE ISOLATOR^PANEL2 | 81.A5
EA5101:1 | WC1154 | 44601 | RED | 20 | 81.B5 | UAI5101:5 | CONSOLE ISOLATOR^PANEL2 | 81.B6
EA5101:3 | WC1154 | 44603 | WHT | 20 | 81.B5 | UAI5101:4 | CONSOLE ISOLATOR^PANEL2 | 81.B6
EA5101:2 | WC1154 | 44602 | BLK | 20 | 81.B5 | UAI5101:6 | CONSOLE ISOLATOR^PANEL2 | 81.B6
UAI5101:IE | WC1154 | 4460S3 | SH | 20 | 81.B6 | FW_UCP:33 | CONSOLE ISOLATOR^PANEL2 | 81.B5
EA5102:1 | WC1155 | 44711 | RED | 20 | 81.B5 | UAI5102:5 | CONSOLE ISOLATOR^PANEL2 | 81.B6
EA5102:3 | WC1155 | 44713 | WHT | 20 | 81.B5 | UAI5102:4 | CONSOLE ISOLATOR^PANEL2 | 81.B6
EA5102:2 | WC1155 | 44712 | BLK | 20 | 81.B5 | UAI5102:6 | CONSOLE ISOLATOR^PANEL2 | 81.B6
UAI5102:IE | WC1155 | 4471S3 | SH | 20 | 81.B6 | FW_UCP:47 | CONSOLE ISOLATOR^PANEL2 | 81.C5
EA5103:1 | WC1156 | 44701 | RED | 20 | 81.C5 | UAI5103:5 | CONSOLE ISOLATOR^PANEL2 | 81.C6
EA5103:3 | WC1156 | 44703 | WHT | 20 | 81.C5 | UAI5103:4 | CONSOLE ISOLATOR^PANEL2 | 81.C6
EA5103:2 | WC1156 | 44702 | BLK | 20 | 81.C5 | UAI5103:6 | CONSOLE ISOLATOR^PANEL2 | 81.C6
UAI5103:IE | WC1156 | 4470S3 | SH | 20 | 81.C6 | FW_UCP:52 | CONSOLE ISOLATOR^PANEL2 | 81.C5
EA5200:1 | WC1157 | 44621 | RED | 20 | 81.D5 | UAI5200:5 | CONSOLE ISOLATOR^PANEL2 | 81.D6
EA5200:3 | WC1157 | 44623 | WHT | 20 | 81.D5 | UAI5200:4 | CONSOLE ISOLATOR^PANEL2 | 81.D6
EA5200:2 | WC1157 | 44622 | BLK | 20 | 81.D5 | UAI5200:6 | CONSOLE ISOLATOR^PANEL2 | 81.D6
UAI5200:IE | WC1157 | 4462S3 | SH | 20 | 81.D6 | FW_UCP:60 | CONSOLE ISOLATOR^PANEL2 | 81.D5
EA5201:1 | WC1158 | 44721 | RED | 20 | 81.D5 | UAI5201:5 | CONSOLE ISOLATOR^PANEL2 | 81.D6
EA5201:3 | WC1158 | 44723 | WHT | 20 | 81.D5 | UAI5201:4 | CONSOLE ISOLATOR^PANEL2 | 81.D6
EA5201:2 | WC1158 | 44722 | BLK | 20 | 81.D5 | UAI5201:6 | CONSOLE ISOLATOR^PANEL2 | 81.D6
UAI5201:IE | WC1158 | 4472S3 | SH | 20 | 81.D6 | FW_UCP:65 | CONSOLE ISOLATOR^PANEL2 | 81.D5
EA9400:1 | WC1204 | 47651 | RED | 20 | 75.A5 | UAI9400:5 | CONSOLE ISOLATOR^PANEL2 | 75.A6
EA9400:3 | WC1204 | 47653 | WHT | 20 | 75.A5 | UAI9400:4 | CONSOLE ISOLATOR^PANEL2 | 75.A6
EA9400:2 | WC1204 | 47652 | BLK | 20 | 75.A5 | UAI9400:6 | CONSOLE ISOLATOR^PANEL2 | 75.A6
UAI9400:IE | WC1204 | 4765S3 | SH | 20 | 75.A6 | FW_UCP:27 | CONSOLE ISOLATOR^PANEL2 | 75.A5
EA9401:1 | WC1209 | 47551 | RED | 20 | 75.A5 | UAI9401:5 | CONSOLE ISOLATOR^PANEL2 | 75.A6
EA9401:3 | WC1209 | 47553 | WHT | 20 | 75.A5 | UAI9401:4 | CONSOLE ISOLATOR^PANEL2 | 75.A6
EA9401:2 | WC1209 | 47552 | BLK | 20 | 75.A5 | UAI9401:6 | CONSOLE ISOLATOR^PANEL2 | 75.A6
UAI9401:IE | WC1209 | 4755S3 | SH | 20 | 75.A6 | FW_UCP:23 | CONSOLE ISOLATOR^PANEL2 | 75.B5
EA1281A:1 | WC2700 | 1281A1 | RED | 20 | 82.B5 | UAI1281:4 | CONSOLE ISOLATOR^PANEL2 | 82.B6
EA1281A:2 | WC2700 | 1281A2 | WHT | 20 | 82.B5 | UAI1281:3 | CONSOLE ISOLATOR^PANEL2 | 82.B6
UAI1281:2 | WC2700 | 1281B1 | BLK | 20 | 82.B6 | EA1281B:1 | CONSOLE ISOLATOR^PANEL2 | 82.B5
EA1281B:2 | WC2700 | 1281BS | SH | 20 | 82.B5 | UAI1281:IE | CONSOLE ISOLATOR^PANEL2 | 82.B6
EA1282A:1 | WC2701 | 1282A1 | RED | 20 | 82.C5 | UAI1282:4 | CONSOLE ISOLATOR^PANEL2 | 82.C6
EA1282A:2 | WC2701 | 1282A2 | WHT | 20 | 82.C5 | UAI1282:3 | CONSOLE ISOLATOR^PANEL2 | 82.C6
UAI1282:2 | WC2701 | 1282B1 | BLK | 20 | 82.C6 | EA1282B:1 | CONSOLE ISOLATOR^PANEL2 | 82.D5
EA1282B:2 | WC2701 | 1282BS | SH | 20 | 82.D5 | UAI1282:IE | CONSOLE ISOLATOR^PANEL2 | 82.C6
EA1283A:1 | WC2703 | 1283A1 | RED | 20 | 83.A5 | UAI1283:4 | CONSOLE ISOLATOR^PANEL2 | 83.A6
EA1283A:2 | WC2703 | 1283A2 | WHT | 20 | 83.A5 | UAI1283:3 | CONSOLE ISOLATOR^PANEL2 | 83.A6
UAI1283:2 | WC2703 | 1283B1 | BLK | 20 | 83.A6 | EA1283B:1 | CONSOLE ISOLATOR^PANEL2 | 83.A5
EA1283B:2 | WC2703 | 1283BS | SH | 20 | 83.A5 | UAI1283:IE | CONSOLE ISOLATOR^PANEL2 | 83.A6
EA1291A:1 | WC2704 | 1291A1 | RED | 20 | 84.B5 | UAI1291:4 | CONSOLE ISOLATOR^PANEL2 | 84.B6
EA1291A:2 | WC2704 | 1291A2 | WHT | 20 | 84.B5 | UAI1291:3 | CONSOLE ISOLATOR^PANEL2 | 84.B6
UAI1291:2 | WC2704 | 1291B1 | BLK | 20 | 84.B6 | EA1291B:1 | CONSOLE ISOLATOR^PANEL2 | 84.B5
EA1291B:2 | WC2704 | 1291BS | SH | 20 | 84.B5 | UAI1291:IE | CONSOLE ISOLATOR^PANEL2 | 84.B6
EA1290A:1 | WC2705 | 1290A1 | RED | 20 | 84.A5 | UAI1290:4 | CONSOLE ISOLATOR^PANEL2 | 84.A6
EA1290A:2 | WC2705 | 1290A2 | WHT | 20 | 84.A5 | UAI1290:3 | CONSOLE ISOLATOR^PANEL2 | 84.A6
UAI1290:2 | WC2705 | 1290B1 | BLK | 20 | 84.A6 | EA1290B:1 | CONSOLE ISOLATOR^PANEL2 | 84.A5
EA1290B:2 | WC2705 | 1290B2 | SH | 20 | 84.A5 | UAI1290:IE | CONSOLE ISOLATOR^PANEL2 | 84.A6
EA1293A:1 | WC2706 | 1293A1 | RED | 20 | 85.B5 | UAI1293:4 | CONSOLE ISOLATOR^PANEL2 | 85.B6
EA1293A:2 | WC2706 | 1293A2 | WHT | 20 | 85.B5 | UAI1293:3 | CONSOLE ISOLATOR^PANEL2 | 85.B6
UAI1293:2 | WC2706 | 1293B1 | BLK | 20 | 85.B6 | EA1293B:1 | CONSOLE ISOLATOR^PANEL2 | 85.B5
EA1293B:2 | WC2706 | 1293BS | SH | 20 | 85.B5 | UAI1293:IE | CONSOLE ISOLATOR^PANEL2 | 85.B6
EA1292A:1 | WC2707 | 1292A1 | RED | 20 | 85.A5 | UAI1292:4 | CONSOLE ISOLATOR^PANEL2 | 85.A6
EA1292A:2 | WC2707 | 1292A2 | WHT | 20 | 85.A5 | UAI1292:3 | CONSOLE ISOLATOR^PANEL2 | 85.A6
UAI1292:2 | WC2707 | 1292B1 | BLK | 20 | 85.A6 | EA1292B:1 | CONSOLE ISOLATOR^PANEL2 | 85.A5
EA1292B:2 | WC2707 | 1292BS | SH | 20 | 85.A5 | UAI1292:IE | CONSOLE ISOLATOR^PANEL2 | 85.A6
EA1280A:1 | WC2714 | 1280A1 | RED | 20 | 82.A5 | UAI1280:4 | CONSOLE ISOLATOR^PANEL2 | 82.A6
EA1280A:2 | WC2714 | 1280A2 | WHT | 20 | 82.A5 | UAI1280:3 | CONSOLE ISOLATOR^PANEL2 | 82.A6
UAI1280:2 | WC2714 | 1280B1 | BLK | 20 | 82.A6 | EA1280B:1 | CONSOLE ISOLATOR^PANEL2 | 82.A5
EA1280B:2 | WC2714 | 1280BS | SH | 20 | 82.A5 | UAI1280:IE | CONSOLE ISOLATOR^PANEL2 | 82.A6
EA1284A:1 | WC2715 | 1284A1 | RED | 20 | 83.B5 | UAI1284:4 | CONSOLE ISOLATOR^PANEL2 | 83.B6
EA1284A:2 | WC2715 | 1284A2 | WHT | 20 | 83.B5 | UAI1284:3 | CONSOLE ISOLATOR^PANEL2 | 83.B6
UAI1284:2 | WC2715 | 1284B1 | BLK | 20 | 83.B6 | EA1284B:1 | CONSOLE ISOLATOR^PANEL2 | 83.B5
EA1284B:2 | WC2715 | 1284BS | SH | 20 | 83.B5 | UAI1284:IE | CONSOLE ISOLATOR^PANEL2 | 83.B6
EA1285A:1 | WC2716 | 1285A1 | RED | 20 | 83.C5 | UAI1285:4 | CONSOLE ISOLATOR^PANEL2 | 83.C6
EA1285A:2 | WC2716 | 1285A2 | WHT | 20 | 83.C5 | UAI1285:3 | CONSOLE ISOLATOR^PANEL2 | 83.C6
UAI1285:2 | WC2716 | 1285B1 | BLK | 20 | 83.C6 | EA1285B:1 | CONSOLE ISOLATOR^PANEL2 | 83.D5
EA1285B:2 | WC2716 | 1285BS | SH | 20 | 83.D5 | UAI1285:IE | CONSOLE ISOLATOR^PANEL2 | 83.C6
EA1240:1 | WC4236 | EA12401 | RED | 20 | 89.A5 | UAI1240:1+ | CONSOLE ISOLATOR^PANEL2 | 89.A6
EA1240:2 | WC4236 | EA12402 | BLK | 20 | 89.A5 | UAI1240:3- | CONSOLE ISOLATOR^PANEL2 | 89.A6
UAI1240:IE | WC4236 | EA1240S | SH | 20 | 89.A6 | FW_UCP:162 | CONSOLE ISOLATOR^PANEL2 | 89.B5
EA1243:1 | WC4237 | EA12431 | RED | 20 | 89.D5 | UAI1243:1+ | CONSOLE ISOLATOR^PANEL2 | 89.D6
EA1243:2 | WC4237 | EA12432 | BLK | 20 | 89.D5 | UAI1243:3- | CONSOLE ISOLATOR^PANEL2 | 89.D6
UAI1243:IE | WC4237 | EA1243S | SH | 20 | 89.D6 | FW_UCP:178 | CONSOLE ISOLATOR^PANEL2 | 89.D5
EA1241:1 | WC4238 | EA12411 | RED | 20 | 89.B5 | UAI1241:1+ | CONSOLE ISOLATOR^PANEL2 | 89.B6
EA1241:2 | WC4238 | EA12412 | BLK | 20 | 89.B5 | UAI1241:3- | CONSOLE ISOLATOR^PANEL2 | 89.B6
UAI1241:IE | WC4238 | EA1241S | SH | 20 | 89.B6 | FW_UCP:171 | CONSOLE ISOLATOR^PANEL2 | 89.B5
EA1242:1 | WC4239 | EA12421 | RED | 20 | 89.C5 | UAI1242:1+ | CONSOLE ISOLATOR^PANEL2 | 89.C6
EA1242:2 | WC4239 | EA12422 | BLK | 20 | 89.C5 | UAI1242:3- | CONSOLE ISOLATOR^PANEL2 | 89.C6
UAI1242:IE | WC4239 | EA1242S | SH | 20 | 89.C6 | FW_UCP:180 | CONSOLE ISOLATOR^PANEL2 | 89.C5
EA1231:1 | WC4248 | EA12311 | RED | 20 | 86.A5 | UAI1231:1+ | CONSOLE ISOLATOR^PANEL2 | 86.A6
EA1231:2 | WC4248 | EA12312 | BLK | 20 | 86.A5 | UAI1231:3- | CONSOLE ISOLATOR^PANEL2 | 86.A6
UAI1231:IE | WC4248 | EA1231S | SH | 20 | 86.A6 | FW_UCP:177 | CONSOLE ISOLATOR^PANEL2 | 86.A5
EA1232:1 | WC4249 | EA12321 | RED | 20 | 86.A5 | UAI1232:1+ | CONSOLE ISOLATOR^PANEL2 | 86.A6
EA1232:2 | WC4249 | EA12322 | BLK | 20 | 86.A5 | UAI1232:3- | CONSOLE ISOLATOR^PANEL2 | 86.A6
UAI1232:IE | WC4249 | EA1232S | SH | 20 | 86.A6 | FW_UCP:179 | CONSOLE ISOLATOR^PANEL2 | 86.B5
EA1251:1 | WC4340 | EA12511 | RED | 20 | 90.A5 | UAI1251:1+ | CONSOLE ISOLATOR^PANEL2 | 90.A6
EA1251:2 | WC4340 | EA12512 | BLK | 20 | 90.A5 | UAI1251:3- | CONSOLE ISOLATOR^PANEL2 | 90.A6
UAI1251:IE | WC4340 | EA1251S | SH | 20 | 90.A6 | FW_UCP:16 | CONSOLE ISOLATOR^PANEL2 | 90.A5
EA1443:1 | WC4341 | EA14431 | RED | 20 | 90.A5 | UAI1443:1+ | CONSOLE ISOLATOR^PANEL2 | 90.A6
EA1443:2 | WC4341 | EA14432 | BLK | 20 | 90.A5 | UAI1443:2- | CONSOLE ISOLATOR^PANEL2 | 90.A6
UAI1443:IE | WC4341 | EA1443S | SH | 20 | 90.A6 | FW_UCP:28 | CONSOLE ISOLATOR^PANEL2 | 90.A5
EA12102:1 | WC4345 | EA121021 | RED | 20 | 90.B5 | UAI12102:1+ | CONSOLE ISOLATOR^PANEL2 | 90.B6
EA12102:2 | WC4345 | EA121022 | BLK | 20 | 90.B5 | UAI12102:3- | CONSOLE ISOLATOR^PANEL2 | 90.B6
UAI12102:IE | WC4345 | EA12102S | SH | 20 | 90.B6 | FW_UCP:36 | CONSOLE ISOLATOR^PANEL2 | 90.B5
EA3210A:1 | WC451AB | 3210A1 | RED | 20 | 76.A5 | UAI3210:4 | CONSOLE ISOLATOR^PANEL2 | 76.A6
EA3210A:2 | WC451AB | 3210A2 | WHT | 20 | 76.A5 | UAI3210:3 | CONSOLE ISOLATOR^PANEL2 | 76.A6
UAI3210:2 | WC451AB | 3210B1 | BLK | 20 | 76.A6 | EA3210B:1 | CONSOLE ISOLATOR^PANEL2 | 76.A5
EA3210B:2 | WC451AB | 3210BS | SH | 20 | 76.A5 | UAI3210:IE | CONSOLE ISOLATOR^PANEL2 | 76.A6
EA3211A:1 | WC452AB | 3211A1 | RED | 20 | 76.B5 | UAI3211:4 | CONSOLE ISOLATOR^PANEL2 | 76.B6
EA3211A:2 | WC452AB | 3211A2 | WHT | 20 | 76.B5 | UAI3211:3 | CONSOLE ISOLATOR^PANEL2 | 76.B6
UAI3211:2 | WC452AB | 3211B1 | BLK | 20 | 76.B6 | EA3211B:1 | CONSOLE ISOLATOR^PANEL2 | 76.C5
EA3211B:2 | WC452AB | 3211BS | SH | 20 | 76.C5 | UAI3211:IE | CONSOLE ISOLATOR^PANEL2 | 76.B6
EA3212A:1 | WC453AB | 3212A1 | RED | 20 | 77.A5 | UAI3212:4 | CONSOLE ISOLATOR^PANEL2 | 77.A6
EA3212A:2 | WC453AB | 3212A2 | WHT | 20 | 77.A5 | UAI3212:3 | CONSOLE ISOLATOR^PANEL2 | 77.A6
UAI3212:2 | WC453AB | 3212B1 | BLK | 20 | 77.A6 | EA3212B:1 | CONSOLE ISOLATOR^PANEL2 | 77.A5
EA3212B:2 | WC453AB | 3212BS | SH | 20 | 77.A5 | UAI3212:IE | CONSOLE ISOLATOR^PANEL2 | 77.A6
EA3213A:1 | WC454AB | 3213A1 | RED | 20 | 77.B5 | UAI3213:4 | CONSOLE ISOLATOR^PANEL2 | 77.B6
EA3213A:2 | WC454AB | 3213A2 | WHT | 20 | 77.B5 | UAI3213:3 | CONSOLE ISOLATOR^PANEL2 | 77.B6
UAI3213:2 | WC454AB | 3213B1 | BLK | 20 | 77.B6 | EA3213B:1 | CONSOLE ISOLATOR^PANEL2 | 77.C5
EA3213B:2 | WC454AB | 3213BS | SH | 20 | 77.C5 | UAI3213:IE | CONSOLE ISOLATOR^PANEL2 | 77.B6
EA3214A:1 | WC455AB | 3214A1 | RED | 20 | 78.A5 | UAI3214:4 | CONSOLE ISOLATOR^PANEL2 | 78.A6
EA3214A:2 | WC455AB | 3214A2 | WHT | 20 | 78.A5 | UAI3214:3 | CONSOLE ISOLATOR^PANEL2 | 78.A6
UAI3214:2 | WC455AB | 3214B1 | BLK | 20 | 78.A6 | EA3214B:1 | CONSOLE ISOLATOR^PANEL2 | 78.A5
EA3214B:2 | WC455AB | 3214BS | SH | 20 | 78.A5 | UAI3214:IE | CONSOLE ISOLATOR^PANEL2 | 78.A6
EA3215A:1 | WC456AB | 3215A1 | RED | 20 | 78.B5 | UAI3215:4 | CONSOLE ISOLATOR^PANEL2 | 78.B6
EA3215A:2 | WC456AB | 3215A2 | WHT | 20 | 78.B5 | UAI3215:3 | CONSOLE ISOLATOR^PANEL2 | 78.B6
UAI3215:2 | WC456AB | 3215B1 | BLK | 20 | 78.B6 | EA3215B:1 | CONSOLE ISOLATOR^PANEL2 | 78.C5
EA3215B:2 | WC456AB | 3215BS | SH | 20 | 78.C5 | UAI3215:IE | CONSOLE ISOLATOR^PANEL2 | 78.B6
EA12103:1 | WC4740 | EA121031 | RED | 20 | 89.A5 | UAI12103:1+ | CONSOLE ISOLATOR^PANEL2 | 89.A6
EA12103:2 | WC4740 | EA121032 | BLK | 20 | 89.A5 | UAI12103:3- | CONSOLE ISOLATOR^PANEL2 | 89.A6
UAI12103:IE | WC4740 | EA12103S | SH | 20 | 89.A6 | FW_UCP:127 | CONSOLE ISOLATOR^PANEL2 | 89.A5
EA12104:1 | WC4741 | EA121041 | RED | 20 | 89.C5 | UAI12104:1+ | CONSOLE ISOLATOR^PANEL2 | 89.C6
EA12104:2 | WC4741 | EA121042 | BLK | 20 | 89.C5 | UAI12104:3- | CONSOLE ISOLATOR^PANEL2 | 89.C6
UAI12104:IE | WC4741 | EA12104S | SH | 20 | 89.C6 | FW_UCP:176 | CONSOLE ISOLATOR^PANEL2 | 89.C5
UAI1443:+8 | WC4441 | UAI14438 | RED | 20 | 90.A6 | AF0144:06 | BOP^PANEL | 90.A7
UAI1443:-7 | WC4441 | UAI14437 | BLK | 20 | 90.A6 | AF0144:22 | BOP^PANEL | 90.A7
FW_UCP:154 | WC4441 | UAI1443S | SH | 20 | 90.A6 | AF0144:54 | BOP^PANEL | 90.A7
EAG0350: | SC | EAG0350 | GRN | 14 | 4.C4 | IEG0330:2 | CONSOLE ISOLATOR^PANEL1 | 4.C4
UV0274:8+ | SC | UV027311 | WHT | 14 | 17.B2 | UV0273:11+ | CONSOLE ISOLATOR^PANEL1 | 17.B2
UV0274:9- | SC | UV027312 | WHT | 14 | 17.B2 | UV0273:12- | CONSOLE ISOLATOR^PANEL1 | 17.B2
UAI9400:7 | WC1304 | UAI94007 | RED | 20 | 75.A6 | AF0940:02 | GEAR BOX PANEL | 75.A6
UAI9400:8 | WC1304 | UAI94008 | BLK | 20 | 75.A6 | AF0940:04 | GEAR BOX PANEL | 75.A6
FW_UCP:113 | WC1304 | UAI9400S | SH | 20 | 75.A6 | AF0940:19 | GEAR BOX PANEL | 75.A6
UAI9001:7 | WC1307 | UAI90017 | RED | 20 | 73.A6 | AF0900:05 | GEAR BOX PANEL | 73.A6
UAI9001:8 | WC1307 | UAI90018 | BLK | 20 | 73.A6 | AF0900:06 | GEAR BOX PANEL | 73.A6
FW_UCP:68 | WC1307 | UAI9001S | SH | 20 | 73.A6 | AF0900:11 | GEAR BOX PANEL | 73.A6
UAI9000:7 | WC1308 | UAI90007 | RED | 20 | 74.A6 | AF0900:02 | GEAR BOX PANEL | 74.A6
UAI9000:8 | WC1308 | UAI90008 | BLK | 20 | 74.A6 | AF0900:03 | GEAR BOX PANEL | 74.A6
FW_UCP:175 | WC1308 | UAI9000S | SH | 20 | 74.A6 | AF0900:07 | GEAR BOX PANEL | 74.A6
UAI9401:7 | WC1309 | UAI94017 | RED | 20 | 75.A6 | AF0940:06 | GEAR BOX PANEL | 75.A6
UAI9401:8 | WC1309 | UAI94018 | BLK | 20 | 75.A6 | AF0940:08 | GEAR BOX PANEL | 75.A6
FW_UCP:117 | WC1309 | UAI9401S | SH | 20 | 75.A6 | AF0940:23 | GEAR BOX PANEL | 75.A6
UAI9202:7 | WC1310 | UAI92027 | RED | 20 | 73.A6 | AF0920:10 | GEAR BOX PANEL | 73.A6
UAI9202:8 | WC1310 | UAI92028 | BLK | 20 | 73.A6 | AF0920:12 | GEAR BOX PANEL | 73.A6
FW_UCP:43 | WC1310 | UAI9202S | SH | 20 | 73.A6 | AF0920:27 | GEAR BOX PANEL | 73.A6
UAI9203:7 | WC1311 | UAI92037 | RED | 20 | 73.B6 | AF0920:14 | GEAR BOX PANEL | 73.B6
UAI9203:8 | WC1311 | UAI92038 | BLK | 20 | 73.B6 | AF0920:16 | GEAR BOX PANEL | 73.B6
FW_UCP:53 | WC1311 | UAI9203S | SH | 20 | 73.B6 | AF0920:31 | GEAR BOX PANEL | 73.B6
UAI9200:7 | WC1312 | UAI92007 | RED | 20 | 73.B6 | AF0920:02 | GEAR BOX PANEL | 73.B6
UAI9200:8 | WC1312 | UAI92008 | BLK | 20 | 73.B6 | AF0920:04 | GEAR BOX PANEL | 73.B6
FW_UCP:83 | WC1312 | UAI9200S | SH | 20 | 73.C6 | AF0920:19 | GEAR BOX PANEL | 73.B6
UAI9201:7 | WC1313 | UAI92017 | RED | 20 | 73.C6 | AF0920:06 | GEAR BOX PANEL | 73.C6
UAI9201:8 | WC1313 | UAI92018 | BLK | 20 | 73.C6 | AF0920:08 | GEAR BOX PANEL | 73.C6
FW_UCP:139 | WC1313 | UAI9201S | SH | 20 | 73.C6 | AF0920:23 | GEAR BOX PANEL | 73.C6
UAI9402:7 | WC1314 | UAI94027 | RED | 20 | 73.D6 | AF0940:10 | GEAR BOX PANEL | 73.D6
UAI9402:8 | WC1314 | UAI94028 | BLK | 20 | 73.D6 | AF0940:12 | GEAR BOX PANEL | 73.D6
FW_UCP:188 | WC1314 | UAI9402S | SH | 20 | 73.D6 | AF0940:27 | GEAR BOX PANEL | 73.D6
UAI9403:7 | WC1315 | UAI94037 | RED | 20 | 73.D6 | AF0940:14 | GEAR BOX PANEL | 73.D6
UAI9403:8 | WC1315 | UAI94038 | BLK | 20 | 73.D6 | AF0940:16 | GEAR BOX PANEL | 73.D6
FW_UCP:190 | WC1315 | UAI9403S | SH | 20 | 73.D6 | AF0940:31 | GEAR BOX PANEL | 73.D6
UAI9100:7 | WC1320 | UAI91007 | RED | 20 | 74.C6 | AF0910:02 | GEAR BOX PANEL | 74.C6
UAI9100:8 | WC1320 | UAI91008 | BLK | 20 | 74.C6 | AF0910:04 | GEAR BOX PANEL | 74.C6
FW_UCP:192 | WC1320 | UAI9100S | SH | 20 | 74.C6 | AF0910:19 | GEAR BOX PANEL | 74.C6
UAI9101:7 | WC1321 | UAI91017 | RED | 20 | 74.C6 | AF0910:06 | GEAR BOX PANEL | 74.C6
UAI9101:8 | WC1321 | UAI91018 | BLK | 20 | 74.C6 | AF0910:08 | GEAR BOX PANEL | 74.C6
FW_UCP:56 | WC1321 | UAI9101S | SH | 20 | 74.D6 | AF0910:23 | GEAR BOX PANEL | 74.C6
UAI9102:7 | WC1322 | UAI91027 | RED | 20 | 74.B6 | AF0910:10 | GEAR BOX PANEL | 74.B6
UAI9102:8 | WC1322 | UAI91028 | BLK | 20 | 74.B6 | AF0910:12 | GEAR BOX PANEL | 74.B6
FW_UCP:119 | WC1322 | UAI9102S | SH | 20 | 74.B6 | AF0910:27 | GEAR BOX PANEL | 74.B6
UAI9103:7 | WC1323 | UAI91037 | RED | 20 | 74.B6 | AF0910:14 | GEAR BOX PANEL | 74.B6
UAI9103:8 | WC1323 | UAI91038 | BLK | 20 | 74.B6 | AF0910:16 | GEAR BOX PANEL | 74.B6
FW_UCP:149 | WC1323 | UAI9103S | SH | 20 | 74.B6 | AF0910:31 | GEAR BOX PANEL | 74.B6
UAI3210:-7 | WC451AC | UAI32106 | RED | 20 | 76.A6 | AF0321:17 | GEAR BOX PANEL | 76.A7
UAI3210:-5 | WC451AC | UAI32108 | WHT | 20 | 76.A6 | AF0321:01 | GEAR BOX PANEL | 76.A7
UAI3210:+6 | WC451AC | UAI32107 | BLK | 20 | 76.A6 | AF0321:00 | GEAR BOX PANEL | 76.A7
FW_UCP:137 | WC451AC | UAI3210S | SH | 20 | 76.A6 | AF0321:48 | GEAR BOX PANEL | 76.A7
UAI3211:-7 | WC452AC | UAI32116 | RED | 20 | 76.B6 | AF0321:19 | GEAR BOX PANEL | 76.B7
UAI3211:-5 | WC452AC | UAI32118 | WHT | 20 | 76.B6 | AF0321:03 | GEAR BOX PANEL | 76.B7
UAI3211:+6 | WC452AC | UAI32117 | BLK | 20 | 76.B6 | AF0321:02 | GEAR BOX PANEL | 76.B7
FW_UCP:156 | WC452AC | UAI3211S | SH | 20 | 76.B6 | AF0321:50 | GEAR BOX PANEL | 76.B7
UAI3212:-7 | WC453AC | UAI32126 | RED | 20 | 77.A6 | AF0321:21 | GEAR BOX PANEL | 77.A7
UAI3212:-5 | WC453AC | UAI32128 | WHT | 20 | 77.A6 | AF0321:05 | GEAR BOX PANEL | 77.A7
UAI3212:+6 | WC453AC | UAI32127 | BLK | 20 | 77.A6 | AF0321:04 | GEAR BOX PANEL | 77.A7
FW_UCP:138 | WC453AC | UAI3212S | SH | 20 | 77.A6 | AF0321:52 | GEAR BOX PANEL | 77.A7
UAI3213:-7 | WC454AC | UAI32136 | RED | 20 | 77.B6 | AF0321:23 | GEAR BOX PANEL | 77.B7
UAI3213:-5 | WC454AC | UAI32138 | WHT | 20 | 77.B6 | AF0321:07 | GEAR BOX PANEL | 77.B7
UAI3213:+6 | WC454AC | UAI32137 | BLK | 20 | 77.B6 | AF0321:06 | GEAR BOX PANEL | 77.B7
FW_UCP:157 | WC454AC | UAI3213S | SH | 20 | 77.B6 | AF0321:54 | GEAR BOX PANEL | 77.B7
UAI3214:-7 | WC455AC | UAI32146 | RED | 20 | 78.A6 | AF0321:25 | GEAR BOX PANEL | 78.A7
UAI3214:-5 | WC455AC | UAI32148 | WHT | 20 | 78.A6 | AF0321:09 | GEAR BOX PANEL | 78.A7
UAI3214:+6 | WC455AC | UAI32147 | BLK | 20 | 78.A6 | AF0321:08 | GEAR BOX PANEL | 78.A7
FW_UCP:114 | WC455AC | UAI3214S | SH | 20 | 78.A6 | AF0321:56 | GEAR BOX PANEL | 78.A7
UAI3215:-7 | WC456AC | UAI32156 | RED | 20 | 78.B6 | AF0321:27 | GEAR BOX PANEL | 78.B7
UAI3215:-5 | WC456AC | UAI32158 | WHT | 20 | 78.B6 | AF0321:11 | GEAR BOX PANEL | 78.B7
UAI3215:+6 | WC456AC | UAI32157 | BLK | 20 | 78.B6 | AF0321:10 | GEAR BOX PANEL | 78.B7
FW_UCP:148 | WC456AC | UAI3215S | SH | 20 | 78.B6 | AF0321:58 | GEAR BOX PANEL | 78.B7
UAI1221:7 | SC | UAI12217 | WHT | 20 | 91.A6 | AF1202:33 | HP COMPRESSOR^PANEL | 91.A7
UAI1221:8 | SC | UAI12218 | WHT | 20 | 91.A6 | AF1202:01 | HP COMPRESSOR^PANEL | 91.A7
UAI1222:7 | SC | UAI12227 | WHT | 20 | 91.A6 | AF1202:34 | HP COMPRESSOR^PANEL | 91.A7
UAI1222:8 | SC | UAI12228 | WHT | 20 | 91.A6 | AF1202:02 | HP COMPRESSOR^PANEL | 91.A7
UAI1223:7 | SC | UAI12237 | WHT | 20 | 90.B6 | AF1202:35 | HP COMPRESSOR^PANEL | 90.B7
UAI1223:8 | SC | UAI12238 | WHT | 16 | 90.B6 | AF1202:03 | HP COMPRESSOR^PANEL | 90.B7
UAI1224:7 | SC | UAI12247 | WHT | 20 | 90.C6 | AF1202:36 | HP COMPRESSOR^PANEL | 90.C7
UAI1224:8 | SC | UAI12248 | WHT | 16 | 90.C6 | AF1202:04 | HP COMPRESSOR^PANEL | 90.C7
UAI5100:7 | WC1353 | UAI51007 | RED | 20 | 81.A6 | AF0510:02 | HP COMPRESSOR^PANEL | 81.A6
UAI5100:8 | WC1353 | UAI51008 | BLK | 20 | 81.A6 | AF0510:04 | HP COMPRESSOR^PANEL | 81.A6
FW_UCP:58 | WC1353 | UAI5100S | SH | 20 | 81.A6 | AF0510:19 | HP COMPRESSOR^PANEL | 81.A6
UAI5101:7 | WC1354 | UAI51017 | RED | 20 | 81.B6 | AF0510:06 | HP COMPRESSOR^PANEL | 81.B6
UAI5101:8 | WC1354 | UAI51018 | BLK | 20 | 81.B6 | AF0510:08 | HP COMPRESSOR^PANEL | 81.B6
FW_UCP:50 | WC1354 | UAI5101S | SH | 20 | 81.B6 | AF0510:23 | HP COMPRESSOR^PANEL | 81.B6
UAI5102:7 | WC1355 | UAI51027 | RED | 20 | 81.B6 | AF0510:10 | HP COMPRESSOR^PANEL | 81.B6
UAI5102:8 | WC1355 | UAI51028 | BLK | 20 | 81.B6 | AF0510:12 | HP COMPRESSOR^PANEL | 81.B6
FW_UCP:37 | WC1355 | UAI5102S | SH | 20 | 81.C6 | AF0510:27 | HP COMPRESSOR^PANEL | 81.B6
UAI5103:7 | WC1356 | UAI51037 | RED | 20 | 81.C6 | AF0510:14 | HP COMPRESSOR^PANEL | 81.C6
UAI5103:8 | WC1356 | UAI51038 | BLK | 20 | 81.C6 | AF0510:16 | HP COMPRESSOR^PANEL | 81.C6
FW_UCP:24 | WC1356 | UAI5103S | SH | 20 | 81.C6 | AF0510:31 | HP COMPRESSOR^PANEL | 81.C6
UAI5200:7 | WC1357 | UAI52007 | RED | 20 | 81.D6 | AF0520:02 | HP COMPRESSOR^PANEL | 81.D6
UAI5200:8 | WC1357 | UAI52008 | BLK | 20 | 81.D6 | AF0520:04 | HP COMPRESSOR^PANEL | 81.D6
FW_UCP:66 | WC1357 | UAI5200S | SH | 20 | 81.D6 | AF0520:19 | HP COMPRESSOR^PANEL | 81.D6
UAI5201:7 | WC1358 | UAI52017 | RED | 20 | 81.D6 | AF0520:06 | HP COMPRESSOR^PANEL | 81.D6
UAI5201:8 | WC1358 | UAI52018 | BLK | 20 | 81.D6 | AF0520:08 | HP COMPRESSOR^PANEL | 81.D6
FW_UCP:194 | WC1358 | UAI5201S | SH | 20 | 81.D6 | AF0520:23 | HP COMPRESSOR^PANEL | 81.D6
UAI1281:-7 | WC2800 | UAI12816 | RED | 20 | 82.B6 | AF1207:19 | HP COMPRESSOR^PANEL | 82.B7
UAI1281:-5 | WC2800 | UAI12818 | WHT | 20 | 82.B6 | AF1207:03 | HP COMPRESSOR^PANEL | 82.B7
UAI1281:+6 | WC2800 | UAI12817 | BLK | 20 | 82.B6 | AF1207:02 | HP COMPRESSOR^PANEL | 82.B7
FW_UCP:25 | WC2800 | UAI1281S | SH | 20 | 82.B6 | AF1207:50 | HP COMPRESSOR^PANEL | 82.B7
UAI1282:-7 | WC2801 | UAI12826 | RED | 20 | 82.C6 | AF1207:21 | HP COMPRESSOR^PANEL | 82.C7
UAI1282:-5 | WC2801 | UAI12828 | WHT | 20 | 82.C6 | AF1207:05 | HP COMPRESSOR^PANEL | 82.C7
UAI1282:+6 | WC2801 | UAI12827 | BLK | 20 | 82.C6 | AF1207:04 | HP COMPRESSOR^PANEL | 82.C7
FW_UCP:80 | WC2801 | UAI1282S | SH | 20 | 82.C6 | AF1207:52 | HP COMPRESSOR^PANEL | 82.C7
UAI1283:-7 | WC2803 | UAI12836 | RED | 20 | 83.A6 | AF1207:23 | HP COMPRESSOR^PANEL | 83.A7
UAI1283:-5 | WC2803 | UAI12838 | WHT | 20 | 83.A6 | AF1207:07 | HP COMPRESSOR^PANEL | 83.A7
UAI1283:+6 | WC2803 | UAI12837 | BLK | 20 | 83.A6 | AF1207:06 | HP COMPRESSOR^PANEL | 83.A7
FW_UCP:197 | WC2803 | UAI1283S | SH | 20 | 83.A6 | AF1207:54 | HP COMPRESSOR^PANEL | 83.A7
UAI1291:-7 | WC2804 | UAI12917 | RED | 20 | 84.B6 | AF1208:19 | HP COMPRESSOR^PANEL | 84.B7
UAI1291:-5 | WC2804 | UAI12915 | WHT | 20 | 84.B6 | AF1208:03 | HP COMPRESSOR^PANEL | 84.B7
UAI1291:+6 | WC2804 | UAI12916 | BLK | 20 | 84.B6 | AF1208:02 | HP COMPRESSOR^PANEL | 84.B7
FW_UCP:39 | WC2804 | UAI1291S | SH | 20 | 84.B6 | AF1208:50 | HP COMPRESSOR^PANEL | 84.B7
UAI1290:-7 | WC2805 | UAI12907 | RED | 20 | 84.A6 | AF1208:17 | HP COMPRESSOR^PANEL | 84.A7
UAI1290:-5 | WC2805 | UAI12905 | WHT | 20 | 84.A6 | AF1208:01 | HP COMPRESSOR^PANEL | 84.A7
UAI1290:+6 | WC2805 | UAI12906 | BLK | 20 | 84.A6 | AF1208:00 | HP COMPRESSOR^PANEL | 84.A7
FW_UCP:61 | WC2805 | UAI1290S | SH | 20 | 84.A6 | AF1208:48 | HP COMPRESSOR^PANEL | 84.A7
UAI1293:-7 | WC2806 | UAI12937 | RED | 20 | 85.B6 | AF1208:23 | HP COMPRESSOR^PANEL | 85.B7
UAI1293:-5 | WC2806 | UAI12935 | WHT | 20 | 85.B6 | AF1208:07 | HP COMPRESSOR^PANEL | 85.B7
UAI1293:+6 | WC2806 | UAI12936 | BLK | 20 | 85.B6 | AF1208:06 | HP COMPRESSOR^PANEL | 85.B7
FW_UCP:199 | WC2806 | UAI1293S | SH | 20 | 85.B6 | AF1208:54 | HP COMPRESSOR^PANEL | 85.B7
UAI1292:-7 | WC2807 | UAI12927 | RED | 20 | 85.A6 | AF1208:21 | HP COMPRESSOR^PANEL | 85.A7
UAI1292:-5 | WC2807 | UAI12925 | WHT | 20 | 85.A6 | AF1208:05 | HP COMPRESSOR^PANEL | 85.A7
UAI1292:+6 | WC2807 | UAI12926 | BLK | 20 | 85.A6 | AF1208:04 | HP COMPRESSOR^PANEL | 85.A7
FW_UCP:200 | WC2807 | UAI1292S | SH | 20 | 85.A6 | AF1208:52 | HP COMPRESSOR^PANEL | 85.A7
UAI1280:-7 | WC2814 | UAI12806 | RED | 20 | 82.A6 | AF1207:17 | HP COMPRESSOR^PANEL | 82.A7
UAI1280:-5 | WC2814 | UAI12808 | WHT | 20 | 82.A6 | AF1207:01 | HP COMPRESSOR^PANEL | 82.A7
UAI1280:+6 | WC2814 | UAI12807 | BLK | 20 | 82.A6 | AF1207:00 | HP COMPRESSOR^PANEL | 82.A7
FW_UCP:13 | WC2814 | UAI1280S | SH | 20 | 82.A6 | AF1207:48 | HP COMPRESSOR^PANEL | 82.A7
UAI1284:-7 | WC2815 | UAI12846 | RED | 20 | 83.B6 | AF1207:25 | HP COMPRESSOR^PANEL | 83.B7
UAI1284:-5 | WC2815 | UAI12848 | WHT | 20 | 83.B6 | AF1207:09 | HP COMPRESSOR^PANEL | 83.B7
UAI1284:+6 | WC2815 | UAI12847 | BLK | 20 | 83.B6 | AF1207:08 | HP COMPRESSOR^PANEL | 83.B7
FW_UCP:196 | WC2815 | UAI1284S | SH | 20 | 83.B6 | AF1207:56 | HP COMPRESSOR^PANEL | 83.B7
UAI1285:-7 | WC2816 | UAI12856 | RED | 20 | 83.C6 | AF1207:27 | HP COMPRESSOR^PANEL | 83.C7
UAI1285:-5 | WC2816 | UAI12858 | WHT | 20 | 83.C6 | AF1207:11 | HP COMPRESSOR^PANEL | 83.C7
UAI1285:+6 | WC2816 | UAI12857 | BLK | 20 | 83.C6 | AF1207:10 | HP COMPRESSOR^PANEL | 83.C7
FW_UCP:198 | WC2816 | UAI1285S | SH | 20 | 83.C6 | AF1207:58 | HP COMPRESSOR^PANEL | 83.C7
UAI1240:+8 | WC4336 | UAI12408 | RED | 20 | 89.A6 | AF1204:00 | HP COMPRESSOR^PANEL | 89.A7
UAI1240:-7 | WC4336 | UAI12407 | BLK | 20 | 89.A6 | AF1204:16 | HP COMPRESSOR^PANEL | 89.A7
FW_UCP:153 | WC4336 | UAI1240S | SH | 20 | 89.B6 | AF1204:48 | HP COMPRESSOR^PANEL | 89.A7
UAI1243:+8 | WC4337 | UAI12438 | RED | 20 | 89.D6 | AF1204:12 | HP COMPRESSOR^PANEL | 89.D7
UAI1243:-7 | WC4337 | UAI12437 | BLK | 20 | 89.D6 | AF1204:28 | HP COMPRESSOR^PANEL | 89.D7
FW_UCP:172 | WC4337 | UAI1243S | SH | 20 | 89.D6 | AF1204:60 | HP COMPRESSOR^PANEL | 89.D7
UAI1241:+8 | WC4338 | UAI12418 | RED | 20 | 89.B6 | AF1204:04 | HP COMPRESSOR^PANEL | 89.B7
UAI1241:-7 | WC4338 | UAI12417 | BLK | 20 | 89.B6 | AF1204:20 | HP COMPRESSOR^PANEL | 89.B7
FW_UCP:163 | WC4338 | UAI1241S | SH | 20 | 89.B6 | AF1204:52 | HP COMPRESSOR^PANEL | 89.B7
UAI1242:+8 | WC4339 | UAI12428 | RED | 20 | 89.C6 | AF1204:08 | HP COMPRESSOR^PANEL | 89.C7
UAI1242:-7 | WC4339 | UAI12427 | BLK | 20 | 89.C6 | AF1204:24 | HP COMPRESSOR^PANEL | 89.C7
FW_UCP:174 | WC4339 | UAI1242S | SH | 20 | 89.C6 | AF1204:56 | HP COMPRESSOR^PANEL | 89.C7
UAI1231:+8 | WC4348 | UAI12318 | RED | 20 | 86.A6 | AF1203:02 | HP COMPRESSOR^PANEL | 86.A7
UAI1231:-7 | WC4348 | UAI12317 | BLK | 20 | 86.A6 | AF1203:18 | HP COMPRESSOR^PANEL | 86.A7
FW_UCP:168 | WC4348 | UAI1231S | SH | 20 | 86.A6 | AF1203:50 | HP COMPRESSOR^PANEL | 86.A7
UAI1232:+8 | WC4349 | UAI12328 | RED | 20 | 86.A6 | AF1203:04 | HP COMPRESSOR^PANEL | 86.A7
UAI1232:-7 | WC4349 | UAI12327 | BLK | 20 | 86.A6 | AF1203:20 | HP COMPRESSOR^PANEL | 86.A7
FW_UCP:173 | WC4349 | UAI1232S | SH | 20 | 86.B6 | AF1203:52 | HP COMPRESSOR^PANEL | 86.A7
UAI1251:+8 | WC4440 | UAI12518 | RED | 20 | 90.A6 | AF1205:04 | HP COMPRESSOR^PANEL | 90.A7
UAI1251:-7 | WC4440 | UAI12517 | BLK | 20 | 90.A6 | AF1205:20 | HP COMPRESSOR^PANEL | 90.A7
FW_UCP:131 | WC4440 | UAI1251S | SH | 20 | 90.A6 | AF1205:52 | HP COMPRESSOR^PANEL | 90.A7
UAI12102:+8 | WC4445 | UAI121028 | RED | 20 | 90.B6 | AF1209:04 | HP COMPRESSOR^PANEL | 90.B7
UAI12102:-7 | WC4445 | UAI121027 | BLK | 20 | 90.B6 | AF1209:20 | HP COMPRESSOR^PANEL | 90.B7
FW_UCP:164 | WC4445 | UAI12102S | SH | 20 | 90.B6 | AF1209:52 | HP COMPRESSOR^PANEL | 90.B7
UAI12103:+8 | WC4840 | UAI121038 | RED | 20 | 89.A6 | AF1209:06 | HP COMPRESSOR^PANEL | 89.A7
UAI12103:-7 | WC4840 | UAI121037 | BLK | 20 | 89.A6 | AF1209:22 | HP COMPRESSOR^PANEL | 89.A7
FW_UCP:129 | WC4840 | UAI12103S | SH | 20 | 89.A6 | AF1209:54 | HP COMPRESSOR^PANEL | 89.A7
UAI12104:+8 | WC4841 | UAI121048 | RED | 20 | 89.C6 | AF1209:08 | HP COMPRESSOR^PANEL | 89.B7
UAI12104:-7 | WC4841 | UAI121047 | BLK | 20 | 89.C6 | AF1209:24 | HP COMPRESSOR^PANEL | 89.B7
IEG0340:0 | SC | IEG0340G | GRN | 8 | 4.C4 | IEG0010:8 | TURBINE PANEL A | 4.C3
IEG0350:0 | SC | IEG0350G | GRN | 8 | 4.D4 | IEG0010:9 | TURBINE PANEL A | 4.D3
UV0274:IE | SC | IEG023014 | GRN | 14 | 17.B2 | IEG0230:14 | TURBINE PANEL B | 17.B1
UV0275:IE | SC | IEG023111 | GRN | 14 | 17.C2 | IEG0231:1 | TURBINE PANEL B | 17.C1
UV0276:IE | SC | IEG02312 | GRN | 14 | 17.C2 | IEG0231:2 | TURBINE PANEL B | 17.C1
SolarTools ver. 24.0.84.24712 (Jul 31, 2025)
Report date: 2/10/2026 4:06 PM

## FIRE SYS^PANEL
FIRE SYS^PANEL
Project # | G7810
Project Name | LEE WAGPCO
Revision | B
Controls DE | H.VOUNG
Phone:
Controls ME | A. PUENTES
Phone:
From | [5 empty] | To
Device ID | Cable (W) Conductor (SC) Jumper Clip (JC) | Wire No. | Wire ID | Gauge/Size | Page/Zone | Device ID | Location | Page/Zone
AT0170:1 | SC | UV01705 | WHT | 14 | 10.A5 | UV0170:5(+) | FIRE SYS^PANEL | 10.A3
AT0170:2 | SC | UV01706 | WHT | 14 | 10.A5 | UV0170:6(-) | FIRE SYS^PANEL | 10.A3
AT0170:25 | SC | AT017025 | WHT | 20 | 10.B3 | KA0172:A1 | FIRE SYS^PANEL | 10.B2
AT0170:3 | SC | UV01707 | WHT | 14 | 10.A5 | UV0170:7(+) | FIRE SYS^PANEL | 10.A3
AT0170:31 | SC | AT017031 | WHT | 20 | 10.C3 | KA0174:A1 | FIRE SYS^PANEL | 10.C2
AT0170:4 | SC | UV01708 | WHT | 14 | 10.A5 | UV0170:8(-) | FIRE SYS^PANEL | 10.A3
AT0170:GND | SC | AT0170G | GRN/YEL | 14 | 10.A5 | FG_UCP:2 | FIRE SYS^PANEL | 10.B6
GR0171: | SC | GR0171 | GRN/YEL | 14 | 4.B4 | FG_UCP:25 | FIRE SYS^PANEL | 4.B4
KA0172:A2 | SC | 0V | WHT | 20 | 10.B2 | KA0174:A2 | FIRE SYS^PANEL | 10.C2
KA0176:11 | SC | KA017611 | WHT | 20 | 104.A6 | XT0171:1 | FIRE SYS^PANEL | 104.A5
KA0176:A1 | SC | KA014422 | WHT | 20 | 104.B5 | KA0177:A1 | FIRE SYS^PANEL | 104.B5
KA0176:A2 | SC | 0V | WHT | 20 | 104.B5 | KA0177:A2 | FIRE SYS^PANEL | 104.B5
KA0177:11 | SC | KA017711 | WHT | 20 | 105.A6 | XT0171:3 | FIRE SYS^PANEL | 105.A5
UV0170:GND | SC | UV0170G | GRN/YEL | 14 | 10.A3 | FG_UCP:6 | FIRE SYS^PANEL | 10.B4
VD6211:--1N4005/1 | SC | KA017611 | WHT | 20 | 104.A5 | XT0171:1 | FIRE SYS^PANEL | 104.A5
VD6211:+-1N4005/1 | SC | 009304 | WHT | 20 | 104.A5 | XT0171:2 | FIRE SYS^PANEL | 104.A6
VD6212:--1N4005/1 | SC | KA017711 | WHT | 20 | 105.A5 | XT0171:3 | FIRE SYS^PANEL | 105.A5
VD6212:+-1N4005/1 | SC | 009313 | WHT | 20 | 105.A5 | XT0171:4 | FIRE SYS^PANEL | 105.A6
AT0170:L1 | WC0020 | AU0200L2 | ENET | CABLE | 2.C2 | AU0200:L2 | ASSEMBLY^CONTROL PANEL | 2.C4
AT0170:11 | SC | 017011 | WHT | 20 | 27.A6 | XT0170:11 | FIRE^PANEL | 27.A6
AT0170:12 | SC | 017012 | WHT | 20 | 27.A6 | XT0170:12 | FIRE^PANEL | 27.A6
AT0170:45 | SC | AT017045 | WHT | 20 | 92.D6 | XT0170:5 | FIRE^PANEL | 92.D5
AT0170:46 | SC | AT017046 | WHT | 20 | 92.D6 | XT0170:6 | FIRE^PANEL | 92.D5
KA0172:11 | SC | KA017211 | WHT | 20 | 92.D6 | XT0170:7 | FIRE^PANEL | 92.D5
KA0172:12 | SC | KA017212 | WHT | 20 | 92.D6 | XT0170:8 | FIRE^PANEL | 92.D5
KA0172:A2 | SC | 0V | WHT | 20 | 10.B2 | XT0170:4 | FIRE^PANEL | 10.A2
KA0174:11 | SC | KA017411 | WHT | 20 | 92.D6 | XT0170:9 | FIRE^PANEL | 92.D5
KA0174:12 | SC | KA017412 | WHT | 20 | 92.D6 | XT0170:10 | FIRE^PANEL | 92.D5
KA0176:A2 | SC | 0V | WHT | 20 | 104.B5 | XT0170:3 | FIRE^PANEL | 10.A2
UV0170:1(+) | SC | FU0170 | WHT | 14 | 10.A3 | XT0170:2 | FIRE^PANEL | 10.A2
UV0170:10(-) | SC | UV017010 | WHT | 14 | 10.A3 | AT0175:2P1 | FIRE^PANEL | 10.B5
UV0170:11(+) | SC | UV017011 | WHT | 14 | 10.A3 | AT0176:1P1 | FIRE^PANEL | 10.C5
UV0170:12(-) | SC | UV017012 | WHT | 14 | 10.A3 | AT0176:2P1 | FIRE^PANEL | 10.C5
UV0170:13(+) | SC | LON0P | WHT | 14 | 95.B7 | XT0172:6 | FIRE^PANEL | 95.A6
UV0170:14(-) | SC | LON0N | WHT | 14 | 95.B7 | XT0172:7 | FIRE^PANEL | 95.A6
UV0170:15(+) | SC | DTF5A | WHT | 14 | 95.B7 | XT0172:8 | FIRE^PANEL | 95.D6
UV0170:16(-) | SC | DTF5B | WHT | 14 | 95.B7 | XT0172:9 | FIRE^PANEL | 95.D6
UV0170:2(-) | SC | 0V | WHT | 14 | 10.A3 | XT0170:3 | FIRE^PANEL | 10.A2
UV0170:3(+) | SC | FU0170 | WHT | 14 | 10.A3 | XT0170:2 | FIRE^PANEL | 10.A2
UV0170:4(-) | SC | 0V | WHT | 14 | 10.A3 | XT0170:3 | FIRE^PANEL | 10.A2
UV0170:9(+) | SC | UV01709 | WHT | 14 | 10.A3 | AT0175:1P1 | FIRE^PANEL | 10.B5
AT0170:53 | WC5018 | DTF5P | WHT | 16 | 95.D6 | XT0172:10 | FIRE^PANEL | 95.D6
AT0170:52 | WC5018 | DTF5N | BLK | 16 | 95.D6 | XT0172:11 | FIRE^PANEL | 95.D6
AT0170:51 | WC5018 | DTF5S2 | SH | 16 | 95.D6 | XT0172:12 | FIRE^PANEL | 95.D6
AT0170:50 | WC8069 | AT017050 | WHT | 16 | 10.A7 | AT0175:4P2 | FIRE^PANEL | 10.A7
AT0170:49 | WC8069 | AT017049 | BLK | 16 | 10.A7 | AT0175:5P2 | FIRE^PANEL | 10.A7
AT0170:48 | WC8069 | AT017048 | SH | 16 | 10.A7 | AT0175:6P2 | FIRE^PANEL | 10.A7
KA0176:14 | SC | 009336 | WHT | 20 | 104.A6 | AF0093:36 | TURBINE PANEL A | 104.A7
KA0177:14 | SC | 009345 | WHT | 20 | 105.A6 | AF0093:45 | TURBINE PANEL A | 105.A7
XT0171:2 | SC | 009304 | WHT | 20 | 104.A6 | AF0093:04 | TURBINE PANEL A | 104.A7
XT0171:4 | SC | 009313 | WHT | 20 | 105.A6 | AF0093:13 | TURBINE PANEL A | 105.A7
AT0170:24 | SC | FU0139 | WHT | 20 | 10.B3 | XT0240:12 | TURBINE PANEL B | 19.C4
AT0170:26 | SC | KA0243A1 | WHT | 20 | 10.B3 | XT0240:7 | TURBINE PANEL B | 19.C3
AT0170:30 | SC | FU0139 | WHT | 20 | 10.C3 | XT0240:12 | TURBINE PANEL B | 19.C4
AT0170:32 | SC | KA0245A1 | WHT | 20 | 10.C3 | XT0240:8 | TURBINE PANEL B | 19.D3
KA0176:A1 | SC | KA014422 | WHT | 20 | 104.B5 | KA0249:12 | TURBINE PANEL B | 104.B6
XT0171:1 | SC | KA017611 | WHT | 20 | 104.A5 | KA0246:11 | TURBINE PANEL B | 104.A6
XT0171:3 | SC | KA017711 | WHT | 20 | 105.A5 | KA0246:21 | TURBINE PANEL B | 105.A6
SolarTools ver. 24.0.84.24712 (Jul 31, 2025)
Report date: 2/10/2026 4:06 PM

## FIRE^PANEL
FIRE^PANEL
Project # | G7810
Project Name | LEE WAGPCO
Revision | B
Controls DE | H.VOUNG
Phone:
Controls ME | A. PUENTES
Phone:
From | [5 empty] | To
Device ID | Cable (W) Conductor (SC) Jumper Clip (JC) | Wire No. | Wire ID | Gauge/Size | Page/Zone | Device ID | Location | Page/Zone
XT0170:1 | JC | FU0170 | CLIP | --- | 10.A2 | XT0170:2 | FIRE^PANEL | 10.A2
XT0170:3 | JC | 0V | CLIP | --- | 10.A2 | XT0170:4 | FIRE^PANEL | 10.A2
AT0175:11 | SC | KA651012 | WHT | 20 | 96.A6 | KA6510:12 | FIRE^PANEL | 96.A6
AT0175:14 | SC | KA651112 | WHT | 20 | 96.A6 | KA6511:12 | FIRE^PANEL | 96.A6
AT0175:4P1 | SC | AT01754P1 | WHT | 20 | 10.B5 | XT0170:13 | FIRE^PANEL | 27.A6
AT0175:GND | SC | AT0175G | GRN/YEL | 14 | 10.B5 | FG_UCP:7 | FIRE^PANEL | 10.C6
AT0176:11 | SC | KA651022 | WHT | 20 | 96.B6 | KA6510:22 | FIRE^PANEL | 96.B6
AT0176:14 | SC | KA651122 | WHT | 20 | 96.C6 | KA6511:22 | FIRE^PANEL | 96.C6
AT0176:4P1 | SC | AT01764P1 | WHT | 14 | 10.C5 | AT0178:1P1 | FIRE^PANEL | 10.D5
AT0176:5P1 | SC | AT01765P1 | WHT | 14 | 10.C5 | AT0178:2P1 | FIRE^PANEL | 10.D5
AT0176:8 | SC | AT017611 | WHT | 20 | 96.C6 | RR0176S4: -10K OHM | FIRE^PANEL | 96.D6
AT0176:9 | SC | AT017612 | WHT | 20 | 96.C6 | RR0176S4: -10K OHM | FIRE^PANEL | 96.D6
AT0176:GND | SC | AT0176G | GRN/YEL | 14 | 10.C5 | FG_UCP:8 | FIRE^PANEL | 10.C6
AT0178:20 | SC | AT017820 | WHT | 20 | 98.D6 | RR0178S7: -10K OHM | FIRE^PANEL | 98.D6
AT0178:21 | SC | AT017821 | WHT | 20 | 98.D6 | RR0178S7: -10K OHM | FIRE^PANEL | 98.D6
AT0178:GND | SC | AT0178G | GRN/YEL | 14 | 10.D5 | FG_UCP:9 | FIRE^PANEL | 10.D6
FU0170:LD | SC | FU0170 | WHT | 14 | 10.A2 | XT0170:2 | FIRE^PANEL | 10.A2
GR0170: | SC | GR0170 | GRN/YEL | 14 | 4.B4 | FG_UCP:24 | FIRE^PANEL | 4.B4
GR0172: | SC | GR0172 | GRN/YEL | 14 | 4.B5 | FG_UCP:26 | FIRE^PANEL | 4.B5
KA6510:A1 | SC | KA6510A1 | WHT | 20 | 27.A6 | KA6511:A1 | FIRE^PANEL | 27.A6
KA6510:A1 | SC | KA6510A1 | WHT | 20 | 27.A6 | XT0170:14 | FIRE^PANEL | 27.A6
KA6510:A2 | SC | KA6510A2 | WHT | 20 | 27.A6 | AT0175:5P1 | FIRE^PANEL | 10.B5
KA6510:A2 | SC | KA6510A2 | WHT | 20 | 27.A6 | KA6511:A2 | FIRE^PANEL | 27.A6
XT0172:4 | SC | FU0170 | WHT | 20 | 93.A6 | XT0170:1 | FIRE^PANEL | 10.A2
XT0172:5 | SC | 0V | WHT | 14 | 93.A6 | XT0170:4 | FIRE^PANEL | 10.A2
AT0175:1P2 | WC8066 | AT01751P2 | WHT | 16 | 10.C7 | AT0176:4P2 | FIRE^PANEL | 10.C7
AT0175:2P2 | WC8066 | AT01752P2 | BLK | 16 | 10.C7 | AT0176:5P2 | FIRE^PANEL | 10.C7
AT0175:3P2 | WC8066 | AT01753P2 | SH | 16 | 10.C7 | AT0176:6P2 | FIRE^PANEL | 10.C7
AT0176:1P2 | WC8067 | AT01761P2 | WHT | 16 | 10.D7 | AT0178:4P2 | FIRE^PANEL | 10.D7
AT0176:2P2 | WC8067 | AT01762P2 | BLK | 16 | 10.D7 | AT0178:5P2 | FIRE^PANEL | 10.D7
AT0176:3P2 | WC8067 | AT01763P2 | SH | 16 | 10.D7 | AT0178:6P2 | FIRE^PANEL | 10.D7
AT0175:1P1 | SC | UV01709 | WHT | 14 | 10.B5 | UV0170:9(+) | FIRE SYS^PANEL | 10.A3
AT0175:2P1 | SC | UV017010 | WHT | 14 | 10.B5 | UV0170:10(-) | FIRE SYS^PANEL | 10.A3
AT0176:1P1 | SC | UV017011 | WHT | 14 | 10.C5 | UV0170:11(+) | FIRE SYS^PANEL | 10.A3
AT0176:2P1 | SC | UV017012 | WHT | 14 | 10.C5 | UV0170:12(-) | FIRE SYS^PANEL | 10.A3
XT0170:10 | SC | KA017412 | WHT | 20 | 92.D5 | KA0174:12 | FIRE SYS^PANEL | 92.D6
XT0170:11 | SC | 017011 | WHT | 20 | 27.A6 | AT0170:11 | FIRE SYS^PANEL | 27.A6
XT0170:12 | SC | 017012 | WHT | 20 | 27.A6 | AT0170:12 | FIRE SYS^PANEL | 27.A6
XT0170:2 | SC | FU0170 | WHT | 14 | 10.A2 | UV0170:3(+) | FIRE SYS^PANEL | 10.A3
XT0170:2 | SC | FU0170 | WHT | 14 | 10.A2 | UV0170:1(+) | FIRE SYS^PANEL | 10.A3
XT0170:3 | SC | 0V | WHT | 14 | 10.A2 | UV0170:4(-) | FIRE SYS^PANEL | 10.A3
XT0170:3 | SC | 0V | WHT | 14 | 10.A2 | UV0170:2(-) | FIRE SYS^PANEL | 10.A3
XT0170:3 | SC | 0V | WHT | 20 | 10.A2 | KA0176:A2 | FIRE SYS^PANEL | 104.B5
XT0170:4 | SC | 0V | WHT | 20 | 10.A2 | KA0172:A2 | FIRE SYS^PANEL | 10.B2
XT0170:5 | SC | AT017045 | WHT | 20 | 92.D5 | AT0170:45 | FIRE SYS^PANEL | 92.D6
XT0170:6 | SC | AT017046 | WHT | 20 | 92.D5 | AT0170:46 | FIRE SYS^PANEL | 92.D6
XT0170:7 | SC | KA017211 | WHT | 20 | 92.D5 | KA0172:11 | FIRE SYS^PANEL | 92.D6
XT0170:8 | SC | KA017212 | WHT | 20 | 92.D5 | KA0172:12 | FIRE SYS^PANEL | 92.D6
XT0170:9 | SC | KA017411 | WHT | 20 | 92.D5 | KA0174:11 | FIRE SYS^PANEL | 92.D6
XT0172:6 | SC | LON0P | WHT | 14 | 95.A6 | UV0170:13(+) | FIRE SYS^PANEL | 95.B7
XT0172:7 | SC | LON0N | WHT | 14 | 95.A6 | UV0170:14(-) | FIRE SYS^PANEL | 95.B7
XT0172:8 | SC | DTF5A | WHT | 14 | 95.D6 | UV0170:15(+) | FIRE SYS^PANEL | 95.B7
XT0172:9 | SC | DTF5B | WHT | 14 | 95.D6 | UV0170:16(-) | FIRE SYS^PANEL | 95.B7
XT0172:10 | WC5018 | DTF5P | WHT | 16 | 95.D6 | AT0170:53 | FIRE SYS^PANEL | 95.D6
XT0172:11 | WC5018 | DTF5N | BLK | 16 | 95.D6 | AT0170:52 | FIRE SYS^PANEL | 95.D6
XT0172:12 | WC5018 | DTF5S2 | SH | 16 | 95.D6 | AT0170:51 | FIRE SYS^PANEL | 95.D6
AT0175:4P2 | WC8069 | AT017050 | WHT | 16 | 10.A7 | AT0170:50 | FIRE SYS^PANEL | 10.A7
AT0175:5P2 | WC8069 | AT017049 | BLK | 16 | 10.A7 | AT0170:49 | FIRE SYS^PANEL | 10.A7
AT0175:6P2 | WC8069 | AT017048 | SH | 16 | 10.A7 | AT0170:48 | FIRE SYS^PANEL | 10.A7
AT0175:1 | SC | 01751 | WHT | 20 | 27.B6 | EA1751:1 | TURBINE PANEL A | 27.B5
AT0175:12 | SC | 17542 | WHT | 20 | 96.A6 | EA1754:2 | TURBINE PANEL A | 96.A5
AT0175:15 | SC | 17552 | WHT | 20 | 96.A6 | EA1755:2 | TURBINE PANEL A | 96.A5
AT0175:16 | SC | 017516 | WHT | 20 | 27.B6 | EA1756:1 | TURBINE PANEL A | 27.B5
AT0175:17 | SC | 017517 | WHT | 20 | 27.B6 | EA1756:2 | TURBINE PANEL A | 27.B5
AT0175:19 | SC | 017519 | WHT | 20 | 27.C6 | EA1757:1 | TURBINE PANEL A | 27.C5
AT0175:2 | SC | 01752 | WHT | 20 | 27.B6 | EA1751:2 | TURBINE PANEL A | 27.B5
AT0175:20 | SC | 017520 | WHT | 20 | 27.C6 | EA1757:2 | TURBINE PANEL A | 27.C5
AT0175:22 | SC | 017522 | WHT | 20 | 27.C6 | EA1758:1 | TURBINE PANEL A | 27.C5
AT0175:23 | SC | 017523 | WHT | 20 | 27.C6 | EA1758:2 | TURBINE PANEL A | 27.C5
AT0175:5 | SC | 17521 | WHT | 20 | 94.A6 | EA1752:1 | TURBINE PANEL A | 94.A5
AT0175:6 | SC | 17522 | WHT | 20 | 94.A6 | EA1752:2 | TURBINE PANEL A | 94.A5
AT0175:8 | SC | 17531 | WHT | 20 | 98.C6 | EA1753:1 | TURBINE PANEL A | 98.C5
AT0175:9 | SC | 17532 | WHT | 20 | 98.C6 | EA1753:2 | TURBINE PANEL A | 98.C5
AT0176:12 | SC | 17642 | WHT | 20 | 96.B6 | EA1764:2 | TURBINE PANEL A | 96.B5
AT0176:15 | SC | 17652 | WHT | 20 | 96.C6 | EA1765:2 | TURBINE PANEL A | 96.C5
AT0176:17 | SC | 17661 | WHT | 20 | 92.B6 | EA1766:1 | TURBINE PANEL A | 92.C5
AT0176:18 | SC | 17662 | WHT | 20 | 92.B6 | EA1766:2 | TURBINE PANEL A | 92.C5
AT0176:2 | SC | 17611 | WHT | 20 | 92.A6 | EA1761:1 | TURBINE PANEL A | 92.A5
AT0176:20 | SC | 17671 | WHT | 20 | 92.C6 | EA1767:1 | TURBINE PANEL A | 92.C5
AT0176:21 | SC | 17672 | WHT | 20 | 92.C6 | EA1767:2 | TURBINE PANEL A | 92.C5
AT0176:23 | SC | 17681 | WHT | 20 | 92.A6 | EA1768:1 | TURBINE PANEL A | 92.A5
AT0176:24 | SC | 17682 | WHT | 20 | 92.A6 | EA1768:2 | TURBINE PANEL A | 92.A5
AT0176:3 | SC | 17612 | WHT | 20 | 92.A6 | EA1761:2 | TURBINE PANEL A | 92.A5
AT0176:5 | SC | 17621 | WHT | 20 | 92.B6 | EA1762:1 | TURBINE PANEL A | 92.B5
AT0176:6 | SC | 17622 | WHT | 20 | 92.B6 | EA1762:2 | TURBINE PANEL A | 92.B5
AT0178:11 | SC | 17841 | WHT | 20 | 97.D6 | EA1784:1 | TURBINE PANEL A | 97.D5
AT0178:12 | SC | 17842 | WHT | 20 | 97.D6 | EA1784:2 | TURBINE PANEL A | 97.D5
AT0178:14 | SC | 17851 | WHT | 20 | 97.A6 | EA1785:1 | TURBINE PANEL A | 97.A5
AT0178:15 | SC | 17852 | WHT | 20 | 97.A6 | EA1785:2 | TURBINE PANEL A | 97.A5
AT0178:17 | SC | 17861 | WHT | 20 | 97.C6 | EA1786:1 | TURBINE PANEL A | 97.C5
AT0178:18 | SC | 17862 | WHT | 20 | 97.C6 | EA1786:2 | TURBINE PANEL A | 97.C5
AT0178:2 | SC | 17811 | WHT | 20 | 97.B6 | EA1781:1 | TURBINE PANEL A | 97.B5
AT0178:3 | SC | 17812 | WHT | 20 | 97.B6 | EA1781:2 | TURBINE PANEL A | 97.B5
AT0178:5 | SC | 17821 | WHT | 20 | 97.B6 | EA1782:1 | TURBINE PANEL A | 97.B5
AT0178:6 | SC | 17822 | WHT | 20 | 97.B6 | EA1782:2 | TURBINE PANEL A | 97.B5
AT0178:8 | SC | 17831 | WHT | 20 | 97.D6 | EA1783:1 | TURBINE PANEL A | 97.D5
AT0178:9 | SC | 17832 | WHT | 20 | 97.D6 | EA1783:2 | TURBINE PANEL A | 97.D5
FU0170:LI | SC | FU0136 | WHT | 14 | 10.A2 | XT0138:2 | TURBINE PANEL A | 16.A3
KA0875:A1 | SC | 009212 | WHT | 20 | 10.C2 | AF0092:12 | TURBINE PANEL A | 10.C3
KA0875:A2 | SC | 009228 | WHT | 20 | 10.C2 | AF0092:28 | TURBINE PANEL A | 10.C3
KA6510:11 | SC | 17541 | WHT | 20 | 96.A6 | EA1754:1 | TURBINE PANEL A | 96.A5
KA6510:21 | SC | 17641 | WHT | 20 | 96.B6 | EA1764:1 | TURBINE PANEL A | 96.B5
KA6511:11 | SC | 17551 | WHT | 20 | 96.A6 | EA1755:1 | TURBINE PANEL A | 96.A5
KA6511:21 | SC | 17651 | WHT | 20 | 96.C6 | EA1765:1 | TURBINE PANEL A | 96.C5
XT0170:11 | SC | 017011 | WHT | 20 | 27.A6 | EA1704:1 | TURBINE PANEL A | 27.A5
XT0170:12 | SC | 017012 | WHT | 20 | 27.A6 | EA1704:2 | TURBINE PANEL A | 27.A5
XT0170:13 | SC | AT01754P1 | WHT | 20 | 27.A6 | EA1754P1:1 | TURBINE PANEL A | 27.A5
XT0170:14 | SC | KA6510A1 | WHT | 20 | 27.A6 | EA1754P1:2 | TURBINE PANEL A | 27.A5
XT0170:3 | SC | 0V | WHT | 14 | 10.A2 | XT0134:2 | TURBINE PANEL A | 16.B3
AT0178:1P2 | WC5500 | 178P211 | WHT | 16 | 93.A7 | EA178P21:1 | TURBINE PANEL A | 93.A6
AT0178:2P2 | WC5500 | 178P212 | BLK | 16 | 93.A7 | EA178P21:2 | TURBINE PANEL A | 93.A6
AT0178:3P2 | WC5500 | 1783P2 | SH | 16 | 93.A7 | FW_UCP:202 | TURBINE PANEL A | 93.A6
XT0170:2 | SC | FU0170 | WHT | 20 | 10.A2 | KA0232:21 | TURBINE PANEL B | 104.A6
SolarTools ver. 24.0.84.24712 (Jul 31, 2025)
Report date: 2/10/2026 4:06 PM

## GEAR BOX PANEL
GEAR BOX PANEL
Project # | G7810
Project Name | LEE WAGPCO
Revision | B
Controls DE | H.VOUNG
Phone:
Controls ME | A. PUENTES
Phone:
From | [5 empty] | To
Device ID | Cable (W) Conductor (SC) Jumper Clip (JC) | Wire No. | Wire ID | Gauge/Size | Page/Zone | Device ID | Location | Page/Zone
XT0310:3 | JC | 0V | CLIP | --- | 22.A5 | XT0310:2 | GEAR BOX PANEL | 22.A5
AF0321:COM | SC | AU0320N | WHT | 20 | 22.D2 | AU0320:COM | GEAR BOX PANEL | 22.D1
AF0321:SH | SC | AU0320G | GRN | 14 | 22.D2 | AU0320:GND | GEAR BOX PANEL | 22.D1
AF0321:V+ | SC | AU0320P | WHT | 20 | 22.D2 | AU0320:V+ | GEAR BOX PANEL | 22.D1
AF0900:12 | SC | XT09001 | GRN | 16 | 22.B6 | XT0900:1 | GEAR BOX PANEL | 22.C6
AF0910:32 | SC | XT09001 | GRN | 16 | 22.B5 | XT0900:1 | GEAR BOX PANEL | 22.C6
AF0910:53 | SC | 0V | WHT | 16 | 22.B5 | XT0310:2 | GEAR BOX PANEL | 22.A5
AF0910:54 | SC | AF0910N | WHT | 16 | 22.B5 | AF0920:53 | GEAR BOX PANEL | 22.B5
AF0910:55 | SC | FU0313 | WHT | 16 | 22.B5 | FU0313:LD | GEAR BOX PANEL | 22.C2
AF0910:56 | SC | AF0910P | WHT | 16 | 22.B5 | AF0920:55 | GEAR BOX PANEL | 22.B5
AF0920:32 | SC | XT09001 | GRN | 16 | 22.B5 | XT0900:1 | GEAR BOX PANEL | 22.C6
AF0920:54 | SC | AF0920N | WHT | 16 | 22.B5 | AF0940:53 | GEAR BOX PANEL | 22.B3
AF0920:56 | SC | AF0920P | WHT | 16 | 22.B5 | AF0940:55 | GEAR BOX PANEL | 22.B3
AF0940:32 | SC | XT09002 | GRN | 16 | 22.B3 | XT0900:2 | GEAR BOX PANEL | 22.C3
AU0320:COM | SC | 0V | WHT | 16 | 22.D1 | XT0310:3 | GEAR BOX PANEL | 22.A5
AU0320:V+ | SC | FU0320 | WHT | 14 | 22.D1 | FU0320:LD | GEAR BOX PANEL | 22.D1
FU0310:LD | SC | FU0310 | WHT | 14 | 22.A4 | XT0310:4 | GEAR BOX PANEL | 22.A3
FU0310:LI | SC | FU0136 | WHT | 14 | 22.A4 | XT0310:1 | GEAR BOX PANEL | 22.A5
FU0313:LI | SC | FU0310 | WHT | 16 | 22.C2 | XT0310:4 | GEAR BOX PANEL | 22.A3
FU0320:LI | SC | FU0310 | WHT | 14 | 22.D1 | XT0310:4 | GEAR BOX PANEL | 22.A3
GR0320: | SC | IEG03101 | GRN | 14 | 4.C4 | IEG0310:1 | GEAR BOX PANEL | 4.C3
GR0321: | SC | GR0321 | GRN/YEL | 14 | 4.C4 | FG_UCP:22 | GEAR BOX PANEL | 4.C4
IEG0310:2 | SC | IEG03102 | GRN | 14 | 22.C7 | XT0900:3 | GEAR BOX PANEL | 22.C6
AF0910:L2 | WC0091 | AF0910L2 | ENET | CABLE | 2.B2 | AF0920:L1 | GEAR BOX PANEL | 2.B3
AF0920:L2 | WC0092 | AF0920L2 | ENET | CABLE | 2.B3 | AF0940:L1 | GEAR BOX PANEL | 2.B4
AF0940:L2 | WC0094 | AF0940L2 | ENET | CABLE | 2.B4 | AU0320:L1 | GEAR BOX PANEL | 2.B4
AF0900:LBUS | WC0900 | AF0910RBUS | BUS | CABLE | 22.B6 | AF0910:RBUS | GEAR BOX PANEL | 22.B5
AF0910:LBUS | WC0910 | AF0910LBUS | BUS | CABLE | 22.B5 | AF0920:RBUS | GEAR BOX PANEL | 22.B5
AF0920:LBUS | WC0920 | AF0920LBUS | BUS | CABLE | 22.B5 | AF0940:RBUS | GEAR BOX PANEL | 22.B3
AF0940:02 | WC1304 | UAI94007 | RED | 20 | 75.A6 | UAI9400:7 | CONSOLE ISOLATOR^PANEL2 | 75.A6
AF0940:04 | WC1304 | UAI94008 | BLK | 20 | 75.A6 | UAI9400:8 | CONSOLE ISOLATOR^PANEL2 | 75.A6
AF0940:19 | WC1304 | UAI9400S | SH | 20 | 75.A6 | FW_UCP:113 | CONSOLE ISOLATOR^PANEL2 | 75.A6
AF0900:05 | WC1307 | UAI90017 | RED | 20 | 73.A6 | UAI9001:7 | CONSOLE ISOLATOR^PANEL2 | 73.A6
AF0900:06 | WC1307 | UAI90018 | BLK | 20 | 73.A6 | UAI9001:8 | CONSOLE ISOLATOR^PANEL2 | 73.A6
AF0900:11 | WC1307 | UAI9001S | SH | 20 | 73.A6 | FW_UCP:68 | CONSOLE ISOLATOR^PANEL2 | 73.A6
AF0900:02 | WC1308 | UAI90007 | RED | 20 | 74.A6 | UAI9000:7 | CONSOLE ISOLATOR^PANEL2 | 74.A6
AF0900:03 | WC1308 | UAI90008 | BLK | 20 | 74.A6 | UAI9000:8 | CONSOLE ISOLATOR^PANEL2 | 74.A6
AF0900:07 | WC1308 | UAI9000S | SH | 20 | 74.A6 | FW_UCP:175 | CONSOLE ISOLATOR^PANEL2 | 74.A6
AF0940:06 | WC1309 | UAI94017 | RED | 20 | 75.A6 | UAI9401:7 | CONSOLE ISOLATOR^PANEL2 | 75.A6
AF0940:08 | WC1309 | UAI94018 | BLK | 20 | 75.A6 | UAI9401:8 | CONSOLE ISOLATOR^PANEL2 | 75.A6
AF0940:23 | WC1309 | UAI9401S | SH | 20 | 75.A6 | FW_UCP:117 | CONSOLE ISOLATOR^PANEL2 | 75.A6
AF0920:10 | WC1310 | UAI92027 | RED | 20 | 73.A6 | UAI9202:7 | CONSOLE ISOLATOR^PANEL2 | 73.A6
AF0920:12 | WC1310 | UAI92028 | BLK | 20 | 73.A6 | UAI9202:8 | CONSOLE ISOLATOR^PANEL2 | 73.A6
AF0920:27 | WC1310 | UAI9202S | SH | 20 | 73.A6 | FW_UCP:43 | CONSOLE ISOLATOR^PANEL2 | 73.A6
AF0920:14 | WC1311 | UAI92037 | RED | 20 | 73.B6 | UAI9203:7 | CONSOLE ISOLATOR^PANEL2 | 73.B6
AF0920:16 | WC1311 | UAI92038 | BLK | 20 | 73.B6 | UAI9203:8 | CONSOLE ISOLATOR^PANEL2 | 73.B6
AF0920:31 | WC1311 | UAI9203S | SH | 20 | 73.B6 | FW_UCP:53 | CONSOLE ISOLATOR^PANEL2 | 73.B6
AF0920:02 | WC1312 | UAI92007 | RED | 20 | 73.B6 | UAI9200:7 | CONSOLE ISOLATOR^PANEL2 | 73.B6
AF0920:04 | WC1312 | UAI92008 | BLK | 20 | 73.B6 | UAI9200:8 | CONSOLE ISOLATOR^PANEL2 | 73.B6
AF0920:19 | WC1312 | UAI9200S | SH | 20 | 73.B6 | FW_UCP:83 | CONSOLE ISOLATOR^PANEL2 | 73.C6
AF0920:06 | WC1313 | UAI92017 | RED | 20 | 73.C6 | UAI9201:7 | CONSOLE ISOLATOR^PANEL2 | 73.C6
AF0920:08 | WC1313 | UAI92018 | BLK | 20 | 73.C6 | UAI9201:8 | CONSOLE ISOLATOR^PANEL2 | 73.C6
AF0920:23 | WC1313 | UAI9201S | SH | 20 | 73.C6 | FW_UCP:139 | CONSOLE ISOLATOR^PANEL2 | 73.C6
AF0940:10 | WC1314 | UAI94027 | RED | 20 | 73.D6 | UAI9402:7 | CONSOLE ISOLATOR^PANEL2 | 73.D6
AF0940:12 | WC1314 | UAI94028 | BLK | 20 | 73.D6 | UAI9402:8 | CONSOLE ISOLATOR^PANEL2 | 73.D6
AF0940:27 | WC1314 | UAI9402S | SH | 20 | 73.D6 | FW_UCP:188 | CONSOLE ISOLATOR^PANEL2 | 73.D6
AF0940:14 | WC1315 | UAI94037 | RED | 20 | 73.D6 | UAI9403:7 | CONSOLE ISOLATOR^PANEL2 | 73.D6
AF0940:16 | WC1315 | UAI94038 | BLK | 20 | 73.D6 | UAI9403:8 | CONSOLE ISOLATOR^PANEL2 | 73.D6
AF0940:31 | WC1315 | UAI9403S | SH | 20 | 73.D6 | FW_UCP:190 | CONSOLE ISOLATOR^PANEL2 | 73.D6
AF0910:02 | WC1320 | UAI91007 | RED | 20 | 74.C6 | UAI9100:7 | CONSOLE ISOLATOR^PANEL2 | 74.C6
AF0910:04 | WC1320 | UAI91008 | BLK | 20 | 74.C6 | UAI9100:8 | CONSOLE ISOLATOR^PANEL2 | 74.C6
AF0910:19 | WC1320 | UAI9100S | SH | 20 | 74.C6 | FW_UCP:192 | CONSOLE ISOLATOR^PANEL2 | 74.C6
AF0910:06 | WC1321 | UAI91017 | RED | 20 | 74.C6 | UAI9101:7 | CONSOLE ISOLATOR^PANEL2 | 74.C6
AF0910:08 | WC1321 | UAI91018 | BLK | 20 | 74.C6 | UAI9101:8 | CONSOLE ISOLATOR^PANEL2 | 74.C6
AF0910:23 | WC1321 | UAI9101S | SH | 20 | 74.C6 | FW_UCP:56 | CONSOLE ISOLATOR^PANEL2 | 74.D6
AF0910:10 | WC1322 | UAI91027 | RED | 20 | 74.B6 | UAI9102:7 | CONSOLE ISOLATOR^PANEL2 | 74.B6
AF0910:12 | WC1322 | UAI91028 | BLK | 20 | 74.B6 | UAI9102:8 | CONSOLE ISOLATOR^PANEL2 | 74.B6
AF0910:27 | WC1322 | UAI9102S | SH | 20 | 74.B6 | FW_UCP:119 | CONSOLE ISOLATOR^PANEL2 | 74.B6
AF0910:14 | WC1323 | UAI91037 | RED | 20 | 74.B6 | UAI9103:7 | CONSOLE ISOLATOR^PANEL2 | 74.B6
AF0910:16 | WC1323 | UAI91038 | BLK | 20 | 74.B6 | UAI9103:8 | CONSOLE ISOLATOR^PANEL2 | 74.B6
AF0910:31 | WC1323 | UAI9103S | SH | 20 | 74.B6 | FW_UCP:149 | CONSOLE ISOLATOR^PANEL2 | 74.B6
AF0321:17 | WC451AC | UAI32106 | RED | 20 | 76.A7 | UAI3210:-7 | CONSOLE ISOLATOR^PANEL2 | 76.A6
AF0321:01 | WC451AC | UAI32108 | WHT | 20 | 76.A7 | UAI3210:-5 | CONSOLE ISOLATOR^PANEL2 | 76.A6
AF0321:00 | WC451AC | UAI32107 | BLK | 20 | 76.A7 | UAI3210:+6 | CONSOLE ISOLATOR^PANEL2 | 76.A6
AF0321:48 | WC451AC | UAI3210S | SH | 20 | 76.A7 | FW_UCP:137 | CONSOLE ISOLATOR^PANEL2 | 76.A6
AF0321:19 | WC452AC | UAI32116 | RED | 20 | 76.B7 | UAI3211:-7 | CONSOLE ISOLATOR^PANEL2 | 76.B6
AF0321:03 | WC452AC | UAI32118 | WHT | 20 | 76.B7 | UAI3211:-5 | CONSOLE ISOLATOR^PANEL2 | 76.B6
AF0321:02 | WC452AC | UAI32117 | BLK | 20 | 76.B7 | UAI3211:+6 | CONSOLE ISOLATOR^PANEL2 | 76.B6
AF0321:50 | WC452AC | UAI3211S | SH | 20 | 76.B7 | FW_UCP:156 | CONSOLE ISOLATOR^PANEL2 | 76.B6
AF0321:21 | WC453AC | UAI32126 | RED | 20 | 77.A7 | UAI3212:-7 | CONSOLE ISOLATOR^PANEL2 | 77.A6
AF0321:05 | WC453AC | UAI32128 | WHT | 20 | 77.A7 | UAI3212:-5 | CONSOLE ISOLATOR^PANEL2 | 77.A6
AF0321:04 | WC453AC | UAI32127 | BLK | 20 | 77.A7 | UAI3212:+6 | CONSOLE ISOLATOR^PANEL2 | 77.A6
AF0321:52 | WC453AC | UAI3212S | SH | 20 | 77.A7 | FW_UCP:138 | CONSOLE ISOLATOR^PANEL2 | 77.A6
AF0321:23 | WC454AC | UAI32136 | RED | 20 | 77.B7 | UAI3213:-7 | CONSOLE ISOLATOR^PANEL2 | 77.B6
AF0321:07 | WC454AC | UAI32138 | WHT | 20 | 77.B7 | UAI3213:-5 | CONSOLE ISOLATOR^PANEL2 | 77.B6
AF0321:06 | WC454AC | UAI32137 | BLK | 20 | 77.B7 | UAI3213:+6 | CONSOLE ISOLATOR^PANEL2 | 77.B6
AF0321:54 | WC454AC | UAI3213S | SH | 20 | 77.B7 | FW_UCP:157 | CONSOLE ISOLATOR^PANEL2 | 77.B6
AF0321:25 | WC455AC | UAI32146 | RED | 20 | 78.A7 | UAI3214:-7 | CONSOLE ISOLATOR^PANEL2 | 78.A6
AF0321:09 | WC455AC | UAI32148 | WHT | 20 | 78.A7 | UAI3214:-5 | CONSOLE ISOLATOR^PANEL2 | 78.A6
AF0321:08 | WC455AC | UAI32147 | BLK | 20 | 78.A7 | UAI3214:+6 | CONSOLE ISOLATOR^PANEL2 | 78.A6
AF0321:56 | WC455AC | UAI3214S | SH | 20 | 78.A7 | FW_UCP:114 | CONSOLE ISOLATOR^PANEL2 | 78.A6
AF0321:27 | WC456AC | UAI32156 | RED | 20 | 78.B7 | UAI3215:-7 | CONSOLE ISOLATOR^PANEL2 | 78.B6
AF0321:11 | WC456AC | UAI32158 | WHT | 20 | 78.B7 | UAI3215:-5 | CONSOLE ISOLATOR^PANEL2 | 78.B6
AF0321:10 | WC456AC | UAI32157 | BLK | 20 | 78.B7 | UAI3215:+6 | CONSOLE ISOLATOR^PANEL2 | 78.B6
AF0321:58 | WC456AC | UAI3215S | SH | 20 | 78.B7 | FW_UCP:148 | CONSOLE ISOLATOR^PANEL2 | 78.B6
AF0321:SH | SC | IEG01302G | GRN | 14 | 22.D2 | IEG0130:2 | HP COMPRESSOR^PANEL | 22.D3
XT0310:5 | SC | KA0231A1 | WHT | 20 | 22.A5 | XT0130:5 | HP COMPRESSOR^PANEL | 24.A5
AF0900:17 | WC1452 | 090017 | RED | 20 | 74.A6 | AF0500:02 | HP COMPRESSOR^PANEL | 81.A6
AF0900:16 | WC1452 | 090016 | BLK | 20 | 74.A6 | AF0500:03 | HP COMPRESSOR^PANEL | 81.A6
AF0900:22 | WC1452 | 090022 | SH | 20 | 74.A6 | AF0500:07 | HP COMPRESSOR^PANEL | 81.A6
XT0310:1 | SC | FU0136 | WHT | 14 | 22.A5 | XT0250:1 | LP COMPRESSOR^PANEL | 23.A5
XT0310:2 | SC | 0V | WHT | 16 | 22.A5 | XT0250:2 | LP COMPRESSOR^PANEL | 23.A5
XT0310:5 | SC | KA0231A1 | WHT | 20 | 22.A5 | XT0250:5 | LP COMPRESSOR^PANEL | 23.A5
AU0320:L2 | WC0032 | AU0320L2 | ENET | CABLE | 2.B4 | AU0240:L1 | LP COMPRESSOR^PANEL | 2.B2
FU0310:LI | SC | FU0136 | WHT | 16 | 22.A4 | XT0110:1 | TURB VIB^PANEL | 21.A5
XT0310:3 | SC | 0V | WHT | 16 | 22.A5 | XT0110:2 | TURB VIB^PANEL | 21.A5
AF0910:L1 | WC0045 | AF0450L2 | ENET | CABLE | 2.B2 | AF0450:L2 | TURB VIB^PANEL | 2.A4
IEG0310:0 | SC | IEG0310G | GRN | 8 | 4.C2 | IEG0010:4 | TURBINE PANEL A | 4.C2
SolarTools ver. 24.0.84.24712 (Jul 31, 2025)
Report date: 2/10/2026 4:06 PM

## HP COMPRESSOR^PANEL
HP COMPRESSOR^PANEL
Project # | G7810
Project Name | LEE WAGPCO
Revision | B
Controls DE | H.VOUNG
Phone:
Controls ME | A. PUENTES
Phone:
From | [5 empty] | To
Device ID | Cable (W) Conductor (SC) Jumper Clip (JC) | Wire No. | Wire ID | Gauge/Size | Page/Zone | Device ID | Location | Page/Zone
XT0130:3 | JC | 0V | CLIP | --- | 24.A5 | XT0130:2 | HP COMPRESSOR^PANEL | 24.A5
XT0130:4 | JC | 0V | CLIP | --- | 24.A5 | XT0130:3 | HP COMPRESSOR^PANEL | 24.A5
AF0500:12 | SC | XT05001 | GRN | 16 | 24.B3 | XT0500:1 | HP COMPRESSOR^PANEL | 24.C2
AF0510:32 | SC | XT05001 | GRN | 16 | 24.B2 | XT0500:1 | HP COMPRESSOR^PANEL | 24.C2
AF0510:53 | SC | 0V | WHT | 16 | 24.B2 | XT0130:2 | HP COMPRESSOR^PANEL | 24.A5
AF0510:54 | SC | AF0510N | WHT | 16 | 24.B2 | AF0520:53 | HP COMPRESSOR^PANEL | 24.B1
AF0510:55 | SC | FU0131 | WHT | 16 | 24.B2 | FU0131:LD | HP COMPRESSOR^PANEL | 24.C1
AF0510:56 | SC | AF0510P | WHT | 16 | 24.B2 | AF0520:55 | HP COMPRESSOR^PANEL | 24.B1
AF0520:32 | SC | XT05001 | GRN | 16 | 24.B1 | XT0500:1 | HP COMPRESSOR^PANEL | 24.C2
AF1201:COM | SC | 0V | WHT | 14 | 24.D2 | XT0130:3 | HP COMPRESSOR^PANEL | 24.A5
AF1201:J | SC | * |  |  | 24.D2 | AF1202:P | HP COMPRESSOR^PANEL | 24.D3
AF1201:V+ | SC | FU0121 | WHT | 14 | 24.D2 | FU0121:LD | HP COMPRESSOR^PANEL | 24.D1
AF1202:COM | SC | AF1202N | WHT | 20 | 24.D3 | AF1203:COM | HP COMPRESSOR^PANEL | 24.D3
AF1202:COM | SC | AU1200N | WHT | 20 | 24.D3 | AU1200:COM | HP COMPRESSOR^PANEL | 24.C1
AF1202:J | SC | * |  |  | 24.D3 | AF1203:P | HP COMPRESSOR^PANEL | 24.D3
AF1202:V+ | SC | AF1202P | WHT | 20 | 24.D3 | AF1203:V+ | HP COMPRESSOR^PANEL | 24.D3
AF1202:V+ | SC | AU1200P | WHT | 20 | 24.D3 | AU1200:V+ | HP COMPRESSOR^PANEL | 24.C1
AF1203:COM | SC | AF1203N | WHT | 20 | 24.D3 | AF1204:COM | HP COMPRESSOR^PANEL | 24.C4
AF1203:J | SC | * |  |  | 24.D3 | AF1204:P | HP COMPRESSOR^PANEL | 24.C4
AF1203:SH | SC | AF1203G | GRN | 14 | 24.D3 | AF1204:SH | HP COMPRESSOR^PANEL | 24.C4
AF1203:SH | SC | AU1200G | GRN | 14 | 24.D3 | AU1200:GND | HP COMPRESSOR^PANEL | 24.C1
AF1203:V+ | SC | AF1203P | WHT | 20 | 24.D3 | AF1204:V+ | HP COMPRESSOR^PANEL | 24.C4
AF1204:COM | SC | AF1204N | WHT | 20 | 24.C4 | AF1205:COM | HP COMPRESSOR^PANEL | 24.C4
AF1204:J | SC | * |  |  | 24.C4 | AF1205:P | HP COMPRESSOR^PANEL | 24.C4
AF1204:SH | SC | AF1204G | GRN | 14 | 24.C4 | AF1205:SH | HP COMPRESSOR^PANEL | 24.C4
AF1204:V+ | SC | AF1204P | WHT | 20 | 24.C4 | AF1205:V+ | HP COMPRESSOR^PANEL | 24.C4
AF1205:COM | SC | AF1205N | WHT | 20 | 24.C4 | AF1206:COM | HP COMPRESSOR^PANEL | 24.D5
AF1205:J | SC | * |  |  | 24.C4 | AF1206:P | HP COMPRESSOR^PANEL | 24.D5
AF1205:SH | SC | AF1205G | GRN | 14 | 24.C4 | AF1206:SH | HP COMPRESSOR^PANEL | 24.D5
AF1205:V+ | SC | AF1205P | WHT | 20 | 24.C4 | AF1206:V+ | HP COMPRESSOR^PANEL | 24.D5
AF1206:COM | SC | AF1206N | WHT | 20 | 24.D5 | AF1207:COM | HP COMPRESSOR^PANEL | 24.D6
AF1206:J | SC | * |  |  | 24.D5 | AF1207:P | HP COMPRESSOR^PANEL | 24.D6
AF1206:SH | SC | AF1206G | GRN | 14 | 24.D5 | AF1208:SH | HP COMPRESSOR^PANEL | 24.D6
AF1206:V+ | SC | AF1206P | WHT | 20 | 24.D5 | AF1207:V+ | HP COMPRESSOR^PANEL | 24.D6
AF1207:COM | SC | AF1207N | WHT | 20 | 24.D6 | AF1208:COM | HP COMPRESSOR^PANEL | 24.D6
AF1207:J | SC | * |  |  | 24.D6 | AF1208:P | HP COMPRESSOR^PANEL | 24.D6
AF1207:V+ | SC | AF1207P | WHT | 20 | 24.D6 | AF1208:V+ | HP COMPRESSOR^PANEL | 24.D6
AF1208:COM | SC | AF1208N | WHT | 20 | 24.D6 | AF1209:COM | HP COMPRESSOR^PANEL | 24.C4
AF1208:SH | SC | AF1208G | GRN | 14 | 24.D6 | AF1209:SH | HP COMPRESSOR^PANEL | 24.C4
AF1208:V+ | SC | AF1208P | WHT | 20 | 24.D6 | AF1209:V+ | HP COMPRESSOR^PANEL | 24.C4
AF1209:SH | SC | IEG01303 | GRN | 14 | 24.C4 | IEG0130:3 | HP COMPRESSOR^PANEL | 24.C5
AU1200:COM | SC | 0V | WHT | 16 | 24.C1 | XT0130:4 | HP COMPRESSOR^PANEL | 24.A5
AU1200:V+ | SC | FU0120 | WHT | 14 | 24.C1 | FU0120:LD | HP COMPRESSOR^PANEL | 24.D1
FU0120:LI | SC | FU0130 | WHT | 14 | 24.D1 | FU0131:LI | HP COMPRESSOR^PANEL | 24.C1
FU0120:LI | SC | FU0130 | WHT | 14 | 24.D1 | FU0121:LI | HP COMPRESSOR^PANEL | 24.D1
FU0121:LI | SC | FU0130 | WHT | 14 | 24.D1 | FU0122:LI | HP COMPRESSOR^PANEL | 24.D1
FU0130:LD | SC | FU0130 | WHT | 14 | 24.A4 | FU0131:LI | HP COMPRESSOR^PANEL | 24.C1
FU0130:LI | SC | FU0136 | WHT | 14 | 24.A4 | XT0130:1 | HP COMPRESSOR^PANEL | 24.A5
GR0120: | SC | IEG01301 | GRN | 14 | 4.D3 | IEG0130:1 | HP COMPRESSOR^PANEL | 4.D3
GR0252: | SC | IEG01306 | GRN | 14 | 4.D3 | IEG0130:6 | HP COMPRESSOR^PANEL | 4.D3
IEG0130:4 | SC | IEG01304 | GRN | 14 | 24.C3 | XT0500:2 | HP COMPRESSOR^PANEL | 24.C3
KA0120:A1 | SC | KA0231A1 | WHT | 20 | 24.B5 | XT0130:6 | HP COMPRESSOR^PANEL | 24.B5
KA0120:A2 | SC | 0V | WHT | 20 | 24.B5 | XT0130:7 | HP COMPRESSOR^PANEL | 24.B5
XT0130:3 | SC | 0V | WHT | 20 | 24.A5 | XT0130:7 | HP COMPRESSOR^PANEL | 24.B5
XT0130:6 | SC | KA0231A1 | WHT | 20 | 24.B5 | XT0130:5 | HP COMPRESSOR^PANEL | 24.A5
AF0510:L2 | WC0051 | AF0510L2 | ENET | CABLE | 2.B3 | AF0520:L1 | HP COMPRESSOR^PANEL | 2.B4
AF0520:L2 | WC0052 | AF0520L2 | ENET | CABLE | 2.B4 | AU1200:L1 | HP COMPRESSOR^PANEL | 2.B4
AF0500:LBUS | WC8050 | AF0510RBUS | BUS | CABLE | 24.B3 | AF0510:RBUS | HP COMPRESSOR^PANEL | 24.B2
AF0510:LBUS | WC8051 | AF0520RBUS | BUS | CABLE | 24.B2 | AF0520:RBUS | HP COMPRESSOR^PANEL | 24.B1
AF1208:J | WC8058 | AF1208J | CABLE | CABLE | 24.D6 | AF1209:P | HP COMPRESSOR^PANEL | 24.C4
AF1202:00 | SC | EA12202 | WHT | 20 | 87.A7 | EA1220:2 | BOP^PANEL | 87.A5
AF1202:32 | SC | EA12201 | WHT | 20 | 87.A7 | EA1220:1 | BOP^PANEL | 87.A5
XT0130:1 | SC | FU0136 | WHT | 14 | 24.A5 | XT0140:1 | BOP^PANEL | 25.A5
XT0130:4 | SC | 0V | WHT | 16 | 24.A5 | XT0140:2 | BOP^PANEL | 25.A5
XT0130:5 | SC | KA0231A1 | WHT | 20 | 24.A5 | XT0140:5 | BOP^PANEL | 26.A2
AU1200:L2 | WC0012 | AU1200L2 | ENET | CABLE | 2.B4 | AU0140:L1 | BOP^PANEL | 2.C2
AF1205:40 | WC2023 | EA12611 | RED | 20 | 88.A7 | EA1261:1 | BOP^PANEL | 88.A5
AF1205:08 | WC2023 | EA12612 | BLK | 20 | 88.A7 | EA1261:2 | BOP^PANEL | 88.A5
AF1205:56 | WC2023 | EA1261S | SH | 20 | 88.A7 | FW_UCP:152 | BOP^PANEL | 88.A5
AF1209:34 | WC2024 | EA121011 | RED | 20 | 88.A7 | EA12101:1 | BOP^PANEL | 88.A5
AF1209:02 | WC2024 | EA121012 | BLK | 20 | 88.A7 | EA12101:2 | BOP^PANEL | 88.A5
AF1209:50 | WC2024 | EA12101S | SH | 20 | 88.A7 | FW_UCP:125 | BOP^PANEL | 88.B5
AF1203:32 | WC4044 | EA12301 | RED | 20 | 91.C7 | EA1230:1 | BOP^PANEL | 91.C5
AF1203:00 | WC4044 | EA12302 | BLK | 20 | 91.C7 | EA1230:2 | BOP^PANEL | 91.C5
AF1203:48 | WC4044 | EA1230S | SH | 20 | 91.C7 | FW_UCP:132 | BOP^PANEL | 91.C5
AF1209:42 | WC4053 | EA121051 | RED | 20 | 87.B7 | EA12105:1 | BOP^PANEL | 87.B5
AF1209:10 | WC4053 | EA121052 | BLK | 20 | 87.B7 | EA12105:2 | BOP^PANEL | 87.B5
AF1209:58 | WC4053 | EA12105S | SH | 20 | 87.B7 | FW_UCP:92 | BOP^PANEL | 87.C5
AF1205:32 | WC4054 | EA12501 | RED | 20 | 87.C7 | EA1250:1 | BOP^PANEL | 87.C5
AF1205:00 | WC4054 | EA12502 | BLK | 20 | 87.C7 | EA1250:2 | BOP^PANEL | 87.C5
AF1205:48 | WC4054 | EA1250S | SH | 20 | 87.C7 | FW_UCP:143 | BOP^PANEL | 87.C5
AF1209:32 | WC4057 | EA121001 | RED | 20 | 87.B7 | EA12100:1 | BOP^PANEL | 87.B5
AF1209:00 | WC4057 | EA121002 | BLK | 20 | 87.B7 | EA12100:2 | BOP^PANEL | 87.B5
AF1209:48 | WC4057 | EA12100S | SH | 20 | 87.B7 | FW_UCP:159 | BOP^PANEL | 87.B5
AF1202:01 | SC | UAI12218 | WHT | 20 | 91.A7 | UAI1221:8 | CONSOLE ISOLATOR^PANEL2 | 91.A6
AF1202:02 | SC | UAI12228 | WHT | 20 | 91.A7 | UAI1222:8 | CONSOLE ISOLATOR^PANEL2 | 91.A6
AF1202:03 | SC | UAI12238 | WHT | 16 | 90.B7 | UAI1223:8 | CONSOLE ISOLATOR^PANEL2 | 90.B6
AF1202:04 | SC | UAI12248 | WHT | 16 | 90.C7 | UAI1224:8 | CONSOLE ISOLATOR^PANEL2 | 90.C6
AF1202:33 | SC | UAI12217 | WHT | 20 | 91.A7 | UAI1221:7 | CONSOLE ISOLATOR^PANEL2 | 91.A6
AF1202:34 | SC | UAI12227 | WHT | 20 | 91.A7 | UAI1222:7 | CONSOLE ISOLATOR^PANEL2 | 91.A6
AF1202:35 | SC | UAI12237 | WHT | 20 | 90.B7 | UAI1223:7 | CONSOLE ISOLATOR^PANEL2 | 90.B6
AF1202:36 | SC | UAI12247 | WHT | 20 | 90.C7 | UAI1224:7 | CONSOLE ISOLATOR^PANEL2 | 90.C6
AF0510:02 | WC1353 | UAI51007 | RED | 20 | 81.A6 | UAI5100:7 | CONSOLE ISOLATOR^PANEL2 | 81.A6
AF0510:04 | WC1353 | UAI51008 | BLK | 20 | 81.A6 | UAI5100:8 | CONSOLE ISOLATOR^PANEL2 | 81.A6
AF0510:19 | WC1353 | UAI5100S | SH | 20 | 81.A6 | FW_UCP:58 | CONSOLE ISOLATOR^PANEL2 | 81.A6
AF0510:06 | WC1354 | UAI51017 | RED | 20 | 81.B6 | UAI5101:7 | CONSOLE ISOLATOR^PANEL2 | 81.B6
AF0510:08 | WC1354 | UAI51018 | BLK | 20 | 81.B6 | UAI5101:8 | CONSOLE ISOLATOR^PANEL2 | 81.B6
AF0510:23 | WC1354 | UAI5101S | SH | 20 | 81.B6 | FW_UCP:50 | CONSOLE ISOLATOR^PANEL2 | 81.B6
AF0510:10 | WC1355 | UAI51027 | RED | 20 | 81.B6 | UAI5102:7 | CONSOLE ISOLATOR^PANEL2 | 81.B6
AF0510:12 | WC1355 | UAI51028 | BLK | 20 | 81.B6 | UAI5102:8 | CONSOLE ISOLATOR^PANEL2 | 81.B6
AF0510:27 | WC1355 | UAI5102S | SH | 20 | 81.B6 | FW_UCP:37 | CONSOLE ISOLATOR^PANEL2 | 81.C6
AF0510:14 | WC1356 | UAI51037 | RED | 20 | 81.C6 | UAI5103:7 | CONSOLE ISOLATOR^PANEL2 | 81.C6
AF0510:16 | WC1356 | UAI51038 | BLK | 20 | 81.C6 | UAI5103:8 | CONSOLE ISOLATOR^PANEL2 | 81.C6
AF0510:31 | WC1356 | UAI5103S | SH | 20 | 81.C6 | FW_UCP:24 | CONSOLE ISOLATOR^PANEL2 | 81.C6
AF0520:02 | WC1357 | UAI52007 | RED | 20 | 81.D6 | UAI5200:7 | CONSOLE ISOLATOR^PANEL2 | 81.D6
AF0520:04 | WC1357 | UAI52008 | BLK | 20 | 81.D6 | UAI5200:8 | CONSOLE ISOLATOR^PANEL2 | 81.D6
AF0520:19 | WC1357 | UAI5200S | SH | 20 | 81.D6 | FW_UCP:66 | CONSOLE ISOLATOR^PANEL2 | 81.D6
AF0520:06 | WC1358 | UAI52017 | RED | 20 | 81.D6 | UAI5201:7 | CONSOLE ISOLATOR^PANEL2 | 81.D6
AF0520:08 | WC1358 | UAI52018 | BLK | 20 | 81.D6 | UAI5201:8 | CONSOLE ISOLATOR^PANEL2 | 81.D6
AF0520:23 | WC1358 | UAI5201S | SH | 20 | 81.D6 | FW_UCP:194 | CONSOLE ISOLATOR^PANEL2 | 81.D6
AF1207:19 | WC2800 | UAI12816 | RED | 20 | 82.B7 | UAI1281:-7 | CONSOLE ISOLATOR^PANEL2 | 82.B6
AF1207:03 | WC2800 | UAI12818 | WHT | 20 | 82.B7 | UAI1281:-5 | CONSOLE ISOLATOR^PANEL2 | 82.B6
AF1207:02 | WC2800 | UAI12817 | BLK | 20 | 82.B7 | UAI1281:+6 | CONSOLE ISOLATOR^PANEL2 | 82.B6
AF1207:50 | WC2800 | UAI1281S | SH | 20 | 82.B7 | FW_UCP:25 | CONSOLE ISOLATOR^PANEL2 | 82.B6
AF1207:21 | WC2801 | UAI12826 | RED | 20 | 82.C7 | UAI1282:-7 | CONSOLE ISOLATOR^PANEL2 | 82.C6
AF1207:05 | WC2801 | UAI12828 | WHT | 20 | 82.C7 | UAI1282:-5 | CONSOLE ISOLATOR^PANEL2 | 82.C6
AF1207:04 | WC2801 | UAI12827 | BLK | 20 | 82.C7 | UAI1282:+6 | CONSOLE ISOLATOR^PANEL2 | 82.C6
AF1207:52 | WC2801 | UAI1282S | SH | 20 | 82.C7 | FW_UCP:80 | CONSOLE ISOLATOR^PANEL2 | 82.C6
AF1207:23 | WC2803 | UAI12836 | RED | 20 | 83.A7 | UAI1283:-7 | CONSOLE ISOLATOR^PANEL2 | 83.A6
AF1207:07 | WC2803 | UAI12838 | WHT | 20 | 83.A7 | UAI1283:-5 | CONSOLE ISOLATOR^PANEL2 | 83.A6
AF1207:06 | WC2803 | UAI12837 | BLK | 20 | 83.A7 | UAI1283:+6 | CONSOLE ISOLATOR^PANEL2 | 83.A6
AF1207:54 | WC2803 | UAI1283S | SH | 20 | 83.A7 | FW_UCP:197 | CONSOLE ISOLATOR^PANEL2 | 83.A6
AF1208:19 | WC2804 | UAI12917 | RED | 20 | 84.B7 | UAI1291:-7 | CONSOLE ISOLATOR^PANEL2 | 84.B6
AF1208:03 | WC2804 | UAI12915 | WHT | 20 | 84.B7 | UAI1291:-5 | CONSOLE ISOLATOR^PANEL2 | 84.B6
AF1208:02 | WC2804 | UAI12916 | BLK | 20 | 84.B7 | UAI1291:+6 | CONSOLE ISOLATOR^PANEL2 | 84.B6
AF1208:50 | WC2804 | UAI1291S | SH | 20 | 84.B7 | FW_UCP:39 | CONSOLE ISOLATOR^PANEL2 | 84.B6
AF1208:17 | WC2805 | UAI12907 | RED | 20 | 84.A7 | UAI1290:-7 | CONSOLE ISOLATOR^PANEL2 | 84.A6
AF1208:01 | WC2805 | UAI12905 | WHT | 20 | 84.A7 | UAI1290:-5 | CONSOLE ISOLATOR^PANEL2 | 84.A6
AF1208:00 | WC2805 | UAI12906 | BLK | 20 | 84.A7 | UAI1290:+6 | CONSOLE ISOLATOR^PANEL2 | 84.A6
AF1208:48 | WC2805 | UAI1290S | SH | 20 | 84.A7 | FW_UCP:61 | CONSOLE ISOLATOR^PANEL2 | 84.A6
AF1208:23 | WC2806 | UAI12937 | RED | 20 | 85.B7 | UAI1293:-7 | CONSOLE ISOLATOR^PANEL2 | 85.B6
AF1208:07 | WC2806 | UAI12935 | WHT | 20 | 85.B7 | UAI1293:-5 | CONSOLE ISOLATOR^PANEL2 | 85.B6
AF1208:06 | WC2806 | UAI12936 | BLK | 20 | 85.B7 | UAI1293:+6 | CONSOLE ISOLATOR^PANEL2 | 85.B6
AF1208:54 | WC2806 | UAI1293S | SH | 20 | 85.B7 | FW_UCP:199 | CONSOLE ISOLATOR^PANEL2 | 85.B6
AF1208:21 | WC2807 | UAI12927 | RED | 20 | 85.A7 | UAI1292:-7 | CONSOLE ISOLATOR^PANEL2 | 85.A6
AF1208:05 | WC2807 | UAI12925 | WHT | 20 | 85.A7 | UAI1292:-5 | CONSOLE ISOLATOR^PANEL2 | 85.A6
AF1208:04 | WC2807 | UAI12926 | BLK | 20 | 85.A7 | UAI1292:+6 | CONSOLE ISOLATOR^PANEL2 | 85.A6
AF1208:52 | WC2807 | UAI1292S | SH | 20 | 85.A7 | FW_UCP:200 | CONSOLE ISOLATOR^PANEL2 | 85.A6
AF1207:17 | WC2814 | UAI12806 | RED | 20 | 82.A7 | UAI1280:-7 | CONSOLE ISOLATOR^PANEL2 | 82.A6
AF1207:01 | WC2814 | UAI12808 | WHT | 20 | 82.A7 | UAI1280:-5 | CONSOLE ISOLATOR^PANEL2 | 82.A6
AF1207:00 | WC2814 | UAI12807 | BLK | 20 | 82.A7 | UAI1280:+6 | CONSOLE ISOLATOR^PANEL2 | 82.A6
AF1207:48 | WC2814 | UAI1280S | SH | 20 | 82.A7 | FW_UCP:13 | CONSOLE ISOLATOR^PANEL2 | 82.A6
AF1207:25 | WC2815 | UAI12846 | RED | 20 | 83.B7 | UAI1284:-7 | CONSOLE ISOLATOR^PANEL2 | 83.B6
AF1207:09 | WC2815 | UAI12848 | WHT | 20 | 83.B7 | UAI1284:-5 | CONSOLE ISOLATOR^PANEL2 | 83.B6
AF1207:08 | WC2815 | UAI12847 | BLK | 20 | 83.B7 | UAI1284:+6 | CONSOLE ISOLATOR^PANEL2 | 83.B6
AF1207:56 | WC2815 | UAI1284S | SH | 20 | 83.B7 | FW_UCP:196 | CONSOLE ISOLATOR^PANEL2 | 83.B6
AF1207:27 | WC2816 | UAI12856 | RED | 20 | 83.C7 | UAI1285:-7 | CONSOLE ISOLATOR^PANEL2 | 83.C6
AF1207:11 | WC2816 | UAI12858 | WHT | 20 | 83.C7 | UAI1285:-5 | CONSOLE ISOLATOR^PANEL2 | 83.C6
AF1207:10 | WC2816 | UAI12857 | BLK | 20 | 83.C7 | UAI1285:+6 | CONSOLE ISOLATOR^PANEL2 | 83.C6
AF1207:58 | WC2816 | UAI1285S | SH | 20 | 83.C7 | FW_UCP:198 | CONSOLE ISOLATOR^PANEL2 | 83.C6
AF1204:00 | WC4336 | UAI12408 | RED | 20 | 89.A7 | UAI1240:+8 | CONSOLE ISOLATOR^PANEL2 | 89.A6
AF1204:16 | WC4336 | UAI12407 | BLK | 20 | 89.A7 | UAI1240:-7 | CONSOLE ISOLATOR^PANEL2 | 89.A6
AF1204:48 | WC4336 | UAI1240S | SH | 20 | 89.A7 | FW_UCP:153 | CONSOLE ISOLATOR^PANEL2 | 89.B6
AF1204:12 | WC4337 | UAI12438 | RED | 20 | 89.D7 | UAI1243:+8 | CONSOLE ISOLATOR^PANEL2 | 89.D6
AF1204:28 | WC4337 | UAI12437 | BLK | 20 | 89.D7 | UAI1243:-7 | CONSOLE ISOLATOR^PANEL2 | 89.D6
AF1204:60 | WC4337 | UAI1243S | SH | 20 | 89.D7 | FW_UCP:172 | CONSOLE ISOLATOR^PANEL2 | 89.D6
AF1204:04 | WC4338 | UAI12418 | RED | 20 | 89.B7 | UAI1241:+8 | CONSOLE ISOLATOR^PANEL2 | 89.B6
AF1204:20 | WC4338 | UAI12417 | BLK | 20 | 89.B7 | UAI1241:-7 | CONSOLE ISOLATOR^PANEL2 | 89.B6
AF1204:52 | WC4338 | UAI1241S | SH | 20 | 89.B7 | FW_UCP:163 | CONSOLE ISOLATOR^PANEL2 | 89.B6
AF1204:08 | WC4339 | UAI12428 | RED | 20 | 89.C7 | UAI1242:+8 | CONSOLE ISOLATOR^PANEL2 | 89.C6
AF1204:24 | WC4339 | UAI12427 | BLK | 20 | 89.C7 | UAI1242:-7 | CONSOLE ISOLATOR^PANEL2 | 89.C6
AF1204:56 | WC4339 | UAI1242S | SH | 20 | 89.C7 | FW_UCP:174 | CONSOLE ISOLATOR^PANEL2 | 89.C6
AF1203:02 | WC4348 | UAI12318 | RED | 20 | 86.A7 | UAI1231:+8 | CONSOLE ISOLATOR^PANEL2 | 86.A6
AF1203:18 | WC4348 | UAI12317 | BLK | 20 | 86.A7 | UAI1231:-7 | CONSOLE ISOLATOR^PANEL2 | 86.A6
AF1203:50 | WC4348 | UAI1231S | SH | 20 | 86.A7 | FW_UCP:168 | CONSOLE ISOLATOR^PANEL2 | 86.A6
AF1203:04 | WC4349 | UAI12328 | RED | 20 | 86.A7 | UAI1232:+8 | CONSOLE ISOLATOR^PANEL2 | 86.A6
AF1203:20 | WC4349 | UAI12327 | BLK | 20 | 86.A7 | UAI1232:-7 | CONSOLE ISOLATOR^PANEL2 | 86.A6
AF1203:52 | WC4349 | UAI1232S | SH | 20 | 86.A7 | FW_UCP:173 | CONSOLE ISOLATOR^PANEL2 | 86.B6
AF1205:04 | WC4440 | UAI12518 | RED | 20 | 90.A7 | UAI1251:+8 | CONSOLE ISOLATOR^PANEL2 | 90.A6
AF1205:20 | WC4440 | UAI12517 | BLK | 20 | 90.A7 | UAI1251:-7 | CONSOLE ISOLATOR^PANEL2 | 90.A6
AF1205:52 | WC4440 | UAI1251S | SH | 20 | 90.A7 | FW_UCP:131 | CONSOLE ISOLATOR^PANEL2 | 90.A6
AF1209:04 | WC4445 | UAI121028 | RED | 20 | 90.B7 | UAI12102:+8 | CONSOLE ISOLATOR^PANEL2 | 90.B6
AF1209:20 | WC4445 | UAI121027 | BLK | 20 | 90.B7 | UAI12102:-7 | CONSOLE ISOLATOR^PANEL2 | 90.B6
AF1209:52 | WC4445 | UAI12102S | SH | 20 | 90.B7 | FW_UCP:164 | CONSOLE ISOLATOR^PANEL2 | 90.B6
AF1209:06 | WC4840 | UAI121038 | RED | 20 | 89.A7 | UAI12103:+8 | CONSOLE ISOLATOR^PANEL2 | 89.A6
AF1209:22 | WC4840 | UAI121037 | BLK | 20 | 89.A7 | UAI12103:-7 | CONSOLE ISOLATOR^PANEL2 | 89.A6
AF1209:54 | WC4840 | UAI12103S | SH | 20 | 89.A7 | FW_UCP:129 | CONSOLE ISOLATOR^PANEL2 | 89.A6
AF1209:08 | WC4841 | UAI121048 | RED | 20 | 89.B7 | UAI12104:+8 | CONSOLE ISOLATOR^PANEL2 | 89.C6
AF1209:24 | WC4841 | UAI121047 | BLK | 20 | 89.B7 | UAI12104:-7 | CONSOLE ISOLATOR^PANEL2 | 89.C6
IEG0130:2 | SC | IEG01302G | GRN | 14 | 22.D3 | AF0321:SH | GEAR BOX PANEL | 22.D2
XT0130:5 | SC | KA0231A1 | WHT | 20 | 24.A5 | XT0310:5 | GEAR BOX PANEL | 22.A5
AF0500:02 | WC1452 | 090017 | RED | 20 | 81.A6 | AF0900:17 | GEAR BOX PANEL | 74.A6
AF0500:03 | WC1452 | 090016 | BLK | 20 | 81.A6 | AF0900:16 | GEAR BOX PANEL | 74.A6
AF0500:07 | WC1452 | 090022 | SH | 20 | 81.A6 | AF0900:22 | GEAR BOX PANEL | 74.A6
IEG0130:5 | SC | IEG01305 | GRN | 14 | 23.D4 | AF0243:SH | LP COMPRESSOR^PANEL | 23.C3
XT0130:1 | SC | FU0136 | WHT | 14 | 24.A5 | XT0250:1 | LP COMPRESSOR^PANEL | 23.A5
XT0130:2 | SC | 0V | WHT | 16 | 24.A5 | XT0250:4 | LP COMPRESSOR^PANEL | 23.A5
AF0510:L1 | WC0024 | AU0240L2 | ENET | CABLE | 2.B3 | AU0240:L2 | LP COMPRESSOR^PANEL | 2.B2
IEG0130:0 | SC | IEG0130G | GRN | 8 | 4.D2 | IEG0010:5 | TURBINE PANEL A | 4.D2
SolarTools ver. 24.0.84.24712 (Jul 31, 2025)
Report date: 2/10/2026 4:06 PM

## LP COMPRESSOR^PANEL
LP COMPRESSOR^PANEL
Project # | G7810
Project Name | LEE WAGPCO
Revision | B
Controls DE | H.VOUNG
Phone:
Controls ME | A. PUENTES
Phone:
From | [5 empty] | To
Device ID | Cable (W) Conductor (SC) Jumper Clip (JC) | Wire No. | Wire ID | Gauge/Size | Page/Zone | Device ID | Location | Page/Zone
XT0250:3 | JC | 0V | CLIP | --- | 23.A5 | XT0250:2 | LP COMPRESSOR^PANEL | 23.A5
XT0250:4 | JC | 0V | CLIP | --- | 23.A5 | XT0250:3 | LP COMPRESSOR^PANEL | 23.A5
AF0241:COM | SC | AF0241N | WHT | 16 | 23.D2 | AF0242:COM | LP COMPRESSOR^PANEL | 23.D3
AF0241:COM | SC | AU0240N | WHT | 16 | 23.D2 | AU0240:COM | LP COMPRESSOR^PANEL | 23.C1
AF0241:V+ | SC | AF0241P | WHT | 16 | 23.D2 | AF0242:V+ | LP COMPRESSOR^PANEL | 23.D3
AF0241:V+ | SC | AU0240P | WHT | 16 | 23.D2 | AU0240:V+ | LP COMPRESSOR^PANEL | 23.C1
AF0242:COM | SC | AF0242N | WHT | 16 | 23.D3 | AF0243:COM | LP COMPRESSOR^PANEL | 23.C3
AF0242:SH | SC | AF0242G | GRN | 14 | 23.D3 | AF0243:SH | LP COMPRESSOR^PANEL | 23.C3
AF0242:SH | SC | AU0240G | GRN | 14 | 23.D3 | AU0240:GND | LP COMPRESSOR^PANEL | 23.C1
AF0242:V+ | SC | AF0242P | WHT | 16 | 23.D3 | AF0243:V+ | LP COMPRESSOR^PANEL | 23.C3
AU0240:COM | SC | 0V | WHT | 16 | 23.C1 | XT0250:4 | LP COMPRESSOR^PANEL | 23.A5
AU0240:V+ | SC | FU0240 | WHT | 16 | 23.C1 | FU0240:LD | LP COMPRESSOR^PANEL | 23.D1
FU0240:LI | SC | FU0250 | WHT | 14 | 23.D1 | FU0250:LD | LP COMPRESSOR^PANEL | 23.A4
FU0240:LI | SC | FU0250 | WHT | 14 | 23.D1 | FU0241:LI | LP COMPRESSOR^PANEL | 23.D1
FU0250:LI | SC | FU0136 | WHT | 14 | 23.A4 | XT0250:1 | LP COMPRESSOR^PANEL | 23.A5
GR0240: | SC | IEG02501 | GRN | 14 | 4.D4 | IEG0250:1 | LP COMPRESSOR^PANEL | 4.D3
GR0254: | SC | IEG02502 | GRN | 14 | 4.D4 | IEG0250:2 | LP COMPRESSOR^PANEL | 4.D4
AF0241:00 | SC | 24202 | WHT | 20 | 79.A7 | EA2420:2 | BOP^PANEL | 79.A5
AF0241:32 | SC | 24201 | WHT | 20 | 79.A7 | EA2420:1 | BOP^PANEL | 79.A5
AF0243:32 | WC2008 | 24401 | RED | 20 | 80.A7 | EA2440:1 | BOP^PANEL | 80.A5
AF0243:00 | WC2008 | 24402 | BLK | 20 | 80.A7 | EA2440:2 | BOP^PANEL | 80.A5
AF0243:48 | WC2008 | 2440S | SH | 20 | 80.A7 | FW_UCP:123 | BOP^PANEL | 80.A5
AF0242:32 | WC2009 | 24301 | RED | 20 | 80.A7 | EA2430:1 | BOP^PANEL | 80.A5
AF0242:00 | WC2009 | 24302 | BLK | 20 | 80.A7 | EA2430:2 | BOP^PANEL | 80.A5
AF0242:48 | WC2009 | 2430S | SH | 20 | 80.A7 | FW_UCP:151 | BOP^PANEL | 80.B5
AF0242:34 | WC4067 | 24701 | RED | 20 | 79.B7 | EA2470:1 | BOP^PANEL | 79.B5
AF0242:02 | WC4067 | 24702 | BLK | 20 | 79.B7 | EA2470:2 | BOP^PANEL | 79.B5
AF0242:50 | WC4067 | 2470S | SH | 20 | 79.B7 | FW_UCP:161 | BOP^PANEL | 79.B5
AF0242:36 | WC4068 | 24751 | RED | 20 | 79.B7 | EA2475:1 | BOP^PANEL | 79.B5
AF0242:04 | WC4068 | 24752 | BLK | 20 | 79.B7 | EA2475:2 | BOP^PANEL | 79.B5
AF0242:52 | WC4068 | 2475S | SH | 20 | 79.B7 | FW_UCP:121 | BOP^PANEL | 79.C5
AF0243:40 | WC4069 | 24421 | RED | 20 | 79.C7 | EA2442:1 | BOP^PANEL | 79.C5
AF0243:08 | WC4069 | 24422 | BLK | 20 | 79.C7 | EA2442:2 | BOP^PANEL | 79.C5
AF0243:56 | WC4069 | 2442S | SH | 20 | 79.C7 | FW_UCP:150 | BOP^PANEL | 79.C5
XT0250:1 | SC | FU0136 | WHT | 14 | 23.A5 | XT0310:1 | GEAR BOX PANEL | 22.A5
XT0250:2 | SC | 0V | WHT | 16 | 23.A5 | XT0310:2 | GEAR BOX PANEL | 22.A5
XT0250:5 | SC | KA0231A1 | WHT | 20 | 23.A5 | XT0310:5 | GEAR BOX PANEL | 22.A5
AU0240:L1 | WC0032 | AU0320L2 | ENET | CABLE | 2.B2 | AU0320:L2 | GEAR BOX PANEL | 2.B4
AF0243:SH | SC | IEG01305 | GRN | 14 | 23.C3 | IEG0130:5 | HP COMPRESSOR^PANEL | 23.D4
XT0250:1 | SC | FU0136 | WHT | 14 | 23.A5 | XT0130:1 | HP COMPRESSOR^PANEL | 24.A5
XT0250:4 | SC | 0V | WHT | 16 | 23.A5 | XT0130:2 | HP COMPRESSOR^PANEL | 24.A5
AU0240:L2 | WC0024 | AU0240L2 | ENET | CABLE | 2.B2 | AF0510:L1 | HP COMPRESSOR^PANEL | 2.B3
XT0250:5 | SC | KA0231A1 | WHT | 20 | 23.A5 | XT0110:4 | TURB VIB^PANEL | 21.B5
IEG0250:0 | SC | IEG0250G | GRN | 8 | 4.D2 | IEG0010:6 | TURBINE PANEL A | 4.D2
SolarTools ver. 24.0.84.24712 (Jul 31, 2025)
Report date: 2/10/2026 4:06 PM

## PWR DISTR.^ RAIL
PWR DISTR.^ RAIL
Project # | G7810
Project Name | LEE WAGPCO
Revision | B
Controls DE | H.VOUNG
Phone:
Controls ME | A. PUENTES
Phone:
From | [5 empty] | To
Device ID | Cable (W) Conductor (SC) Jumper Clip (JC) | Wire No. | Wire ID | Gauge/Size | Page/Zone | Device ID | Location | Page/Zone
XT0561:2 | JC | FU0200LI | CLIP | --- | 11.A2 | XT0561:1 | PWR DISTR.^ RAIL | 11.A2
XT0562:1 | JC | 0V1 | CLIP | --- | 11.B2 | XT0562:2 | PWR DISTR.^ RAIL | 11.B2
XT0562:2 | JC | 0V1 | CLIP | --- | 11.B2 | XT0562:3 | PWR DISTR.^ RAIL | 11.B2
AT0680:NEG | SC | 0V | WHT | 14 | 5.C3 | XT0680:2 | PWR DISTR.^ RAIL | 5.D3
AT0680:POS | SC | AT0680POS | WHT | 14 | 5.C3 | XT0680:1 | PWR DISTR.^ RAIL | 5.D3
FU0190:LI | SC | FU0200LI | WHT | 14 | 11.D3 | FU0274:LI | PWR DISTR.^ RAIL | 11.B3
FU0200:LI | SC | FU0200LI | WHT | 14 | 11.A3 | FU0201:LI | PWR DISTR.^ RAIL | 11.B3
FU0200:LI | SC | FU0200LI | WHT | 14 | 11.A3 | XT0561:1 | PWR DISTR.^ RAIL | 11.A2
FU0201:LI | SC | FU0200LI | WHT | 14 | 11.B3 | FU0273:LI | PWR DISTR.^ RAIL | 11.B3
FU0273:LI | SC | FU0200LI | WHT | 14 | 11.B3 | FU0274:LI | PWR DISTR.^ RAIL | 11.B3
FU0560:LD | SC | FU0200LI | WHT | 14 | 11.A2 | XT0561:1 | PWR DISTR.^ RAIL | 11.A2
FU0560:LI | SC | FU0136 | WHT | 12 | 11.A2 | XT0560:1 | PWR DISTR.^ RAIL | 11.A2
FU0680:LD | SC | AT0680POS | WHT | 14 | 5.D2 | XT0680:1 | PWR DISTR.^ RAIL | 5.D3
XT0560:2 | SC | JW0 | CLIP | -- | 11.B2 | XT0562:1 | PWR DISTR.^ RAIL | 11.B2
FU0273:LD | SC | FU0273 | WHT | 14 | 11.B3 | ZS0272:1 | ASSEMBLY^CONSOLE | 11.B6
FU0273:LD | SC | FU0273 | WHT | 14 | 11.B3 | ZS0273:1 | ASSEMBLY^CONSOLE | 11.B4
FU0274:LD | SC | FU0274 | WHT | 14 | 11.B3 | ZS0274:1 | ASSEMBLY^CONSOLE | 11.B4
XT0562:1 | SC | 0V1 | WHT | 14 | 11.B2 | EL0273:- | ASSEMBLY^CONSOLE | 11.B4
XT0562:2 | SC | 0V1 | WHT | 14 | 11.B2 | EL0274:- | ASSEMBLY^CONSOLE | 11.B4
FU0200:LD | SC | FU0200 | WHT | 14 | 11.A3 | AU0200:V+ | ASSEMBLY^CONTROL PANEL | 11.A3
FU0201:LD | SC | FU0201 | WHT | 14 | 11.B3 | AF0202:V+ | ASSEMBLY^CONTROL PANEL | 11.A5
XT0562:1 | SC | 0V1 | WHT | 14 | 11.B2 | AF0202:COM | ASSEMBLY^CONTROL PANEL | 11.A5
XT0562:1 | SC | 0V1 | WHT | 14 | 11.B2 | AU0200:COM | ASSEMBLY^CONTROL PANEL | 11.A3
XT0562:3 | SC | 0V1 | WHT | 20 | 11.B2 | SH0401:A | ASSEMBLY^CONTROL PANEL | 13.C5
XT0563:1 | SC | ESTOPB | WHT | 20 | 13.D6 | SB0400:11 | ASSEMBLY^CONTROL PANEL | 13.D5
XT0563:2 | SC | ESTOPA | WHT | 20 | 13.D6 | SB0400:12 | ASSEMBLY^CONTROL PANEL | 13.D5
XT0563:3 | SC | KA023612 | WHT | 20 | 13.B6 | XT0564:1 B2 | ASSEMBLY^CONTROL PANEL | 13.B5
XT0563:4 | SC | 0V | WHT | 20 | 13.B6 | HL0410:A | ASSEMBLY^CONTROL PANEL | 13.B5
XT0563:5 | SC | KA0241A1 | WHT | 20 | 13.C6 | SA0401:1 | ASSEMBLY^CONTROL PANEL | 13.C5
XT0563:6 | SC | FU0139 | WHT | 20 | 13.C6 | SA0401:2 | ASSEMBLY^CONTROL PANEL | 13.C5
FU0190:LD | SC | FU0190 | WHT | 14 | 11.D3 | AT0190:POS | CONSOLE DOOR^PANELS | 11.C4
XT0562:2 | SC | 0V1 | WHT | 14 | 11.B2 | AT0190:NEG | CONSOLE DOOR^PANELS | 11.C4
AT0680:LAN2 | WC0019 | AT0190E | ENET | CABLE | 5.A2 | AT0190:ETAP:L1 | CONSOLE DOOR^PANELS | 11.C4
FU0680:LI | SC | FU0210 | WHT | 14 | 5.D2 | XT0233:3 | TURBINE PANEL A | 16.C4
XT0560:1 | SC | FU0136 | WHT | 14 | 11.A2 | XT0138:2 | TURBINE PANEL A | 16.A3
XT0560:2 | SC | 0V | WHT | 14 | 11.B2 | XT0134:2 | TURBINE PANEL A | 16.B3
XT0680:2 | SC | 0V | WHT | 14 | 5.D3 | XT0235:3 | TURBINE PANEL A | 16.D4
AT0680:LAN1 | WC0680 | AP0609L1 | ENET | CABLE | 5.A2 | AP0609:L1 | TURBINE PANEL A | 5.A1
XT0563:1 | SC | ESTOPB | WHT | 20 | 13.D6 | XT0240:2 | TURBINE PANEL B | 19.A3
XT0563:2 | SC | ESTOPA | WHT | 20 | 13.D6 | XT0240:3 | TURBINE PANEL B | 19.A3
XT0563:3 | SC | KA023612 | WHT | 14 | 13.B6 | XT0240:13 | TURBINE PANEL B | 19.D4
XT0563:4 | SC | 0V | WHT | 14 | 13.B6 | XT0240:9 | TURBINE PANEL B | 19.D3
XT0563:5 | SC | KA0241A1 | WHT | 20 | 13.C6 | XT0240:6 | TURBINE PANEL B | 19.C3
XT0563:6 | SC | FU0139 | WHT | 20 | 13.C6 | XT0240:11 | TURBINE PANEL B | 19.C4
SolarTools ver. 24.0.84.24712 (Jul 31, 2025)
Report date: 2/10/2026 4:06 PM

## TURB VIB^PANEL
TURB VIB^PANEL
Project # | G7810
Project Name | LEE WAGPCO
Revision | B
Controls DE | H.VOUNG
Phone:
Controls ME | A. PUENTES
Phone:
From | [5 empty] | To
Device ID | Cable (W) Conductor (SC) Jumper Clip (JC) | Wire No. | Wire ID | Gauge/Size | Page/Zone | Device ID | Location | Page/Zone
AF0400:12 | SC | XT04001 | GRN | 16 | 21.B6 | XT0400:1 | TURB VIB^PANEL | 21.C6
AF0410:32 | SC | XT04001 | GRN | 16 | 21.B5 | XT0400:1 | TURB VIB^PANEL | 21.C6
AF0410:32 | SC | XT04001 | GRN | 16 | 21.B5 | AF0420:32 | TURB VIB^PANEL | 21.B4
AF0410:53 | SC | 0V | WHT | 16 | 21.B5 | XT0110:2 | TURB VIB^PANEL | 21.A5
AF0410:54 | SC | AF0410N | WHT | 16 | 21.B5 | AF0420:53 | TURB VIB^PANEL | 21.B4
AF0410:55 | SC | FU0113 | WHT | 16 | 21.B5 | XT0110:3 | TURB VIB^PANEL | 21.A3
AF0410:56 | SC | AF0410P | WHT | 16 | 21.B5 | AF0420:55 | TURB VIB^PANEL | 21.B4
AF0420:54 | SC | AF0420N | WHT | 16 | 21.B4 | AF0430:53 | TURB VIB^PANEL | 21.B4
AF0420:56 | SC | AF0420P | WHT | 16 | 21.B4 | AF0430:55 | TURB VIB^PANEL | 21.B4
AF0430:32 | SC | XT04002 | GRN | 16 | 21.B4 | XT0400:2 | TURB VIB^PANEL | 21.C3
AF0430:54 | SC | AF0430N | WHT | 16 | 21.B4 | AF0450:53 | TURB VIB^PANEL | 21.B3
AF0430:56 | SC | AF0430P | WHT | 16 | 21.B4 | AF0450:55 | TURB VIB^PANEL | 21.B3
AF0450:32 | SC | XT04002 | GRN | 16 | 21.B3 | XT0400:2 | TURB VIB^PANEL | 21.C3
FU0113:LD | SC | FU0113 | WHT | 14 | 21.A4 | XT0110:3 | TURB VIB^PANEL | 21.A3
FU0113:LI | SC | FU0136 | WHT | 14 | 21.A4 | XT0110:1 | TURB VIB^PANEL | 21.A5
GR0110: | SC | GR0110 | GRN/YEL | 14 | 4.B4 | FG_UCP:23 | TURB VIB^PANEL | 4.B3
GR0111: | SC | IEG01102 | GRN | 14 | 4.B4 | FG_UCP:31 | TURB VIB^PANEL | 4.B4
IEG0110:1 | SC | IEG01101 | GRN | 14 | 21.C6 | XT0400:3 | TURB VIB^PANEL | 21.C6
AF0410:L2 | WC0041 | AF0410L2 | ENET | CABLE | 2.A2 | AF0420:L1 | TURB VIB^PANEL | 2.A3
AF0420:L2 | WC0042 | AF0420L2 | ENET | CABLE | 2.A3 | AF0430:L1 | TURB VIB^PANEL | 2.A4
AF0430:L2 | WC0043 | AF0430L2 | ENET | CABLE | 2.A4 | AF0450:L1 | TURB VIB^PANEL | 2.A4
AF0400:LBUS | WC8040 | AF0410RBUS | BUS | CABLE | 21.B6 | AF0410:RBUS | TURB VIB^PANEL | 21.B5
AF0410:LBUS | WC8041 | AF0420RBUS | BUS | CABLE | 21.B5 | AF0420:RBUS | TURB VIB^PANEL | 21.B4
AF0420:LBUS | WC8042 | AF0430RBUS | BUS | CABLE | 21.B4 | AF0430:RBUS | TURB VIB^PANEL | 21.B4
AF0430:LBUS | WC8043 | AF0450RBUS | BUS | CABLE | 21.B4 | AF0450:RBUS | TURB VIB^PANEL | 21.B3
AF0420:10 | WC1327 | UAI42028 | RED | 20 | 60.D7 | UAI4202:8+ | CONSOLE ISOLATOR^PANEL1 | 60.D6
AF0420:12 | WC1327 | UAI42027 | BLK | 20 | 60.D7 | UAI4202:7- | CONSOLE ISOLATOR^PANEL1 | 60.D6
AF0420:27 | WC1327 | UAI4202S | SH | 20 | 60.D7 | FW_UCP:186 | CONSOLE ISOLATOR^PANEL1 | 60.D6
AF0400:02 | WC1328 | UAI40007 | RED | 20 | 58.A6 | UAI4000:7 | CONSOLE ISOLATOR^PANEL1 | 58.A6
AF0400:03 | WC1328 | UAI40008 | BLK | 20 | 58.A6 | UAI4000:8 | CONSOLE ISOLATOR^PANEL1 | 58.A6
AF0400:07 | WC1328 | UAI4000S | SH | 20 | 58.A6 | FW_UCP:72 | CONSOLE ISOLATOR^PANEL1 | 58.A6
AF0410:02 | WC1329 | UAI41007 | RED | 20 | 58.A6 | UAI4100:7 | CONSOLE ISOLATOR^PANEL1 | 58.A6
AF0410:04 | WC1329 | UAI41008 | BLK | 20 | 58.A6 | UAI4100:8 | CONSOLE ISOLATOR^PANEL1 | 58.A6
AF0410:19 | WC1329 | UAI4100S | SH | 20 | 58.A6 | FW_UCP:185 | CONSOLE ISOLATOR^PANEL1 | 58.A6
AF0410:06 | WC1330 | UAI41017 | RED | 20 | 58.B6 | UAI4101:7 | CONSOLE ISOLATOR^PANEL1 | 58.B6
AF0410:08 | WC1330 | UAI41018 | BLK | 20 | 58.B6 | UAI4101:8 | CONSOLE ISOLATOR^PANEL1 | 58.B6
AF0410:23 | WC1330 | UAI4101S | SH | 20 | 58.B6 | FW_UCP:77 | CONSOLE ISOLATOR^PANEL1 | 58.B6
AF0410:10 | WC1331 | UAI41027 | RED | 20 | 58.B6 | UAI4102:7 | CONSOLE ISOLATOR^PANEL1 | 58.B6
AF0410:12 | WC1331 | UAI41028 | BLK | 20 | 58.B6 | UAI4102:8 | CONSOLE ISOLATOR^PANEL1 | 58.B6
AF0410:27 | WC1331 | UAI4102S | SH | 20 | 58.B6 | FW_UCP:78 | CONSOLE ISOLATOR^PANEL1 | 58.C6
AF0410:14 | WC1332 | UAI41037 | RED | 20 | 58.C6 | UAI4103:7 | CONSOLE ISOLATOR^PANEL1 | 58.C6
AF0410:16 | WC1332 | UAI41038 | BLK | 20 | 58.C6 | UAI4103:8 | CONSOLE ISOLATOR^PANEL1 | 58.C6
AF0410:31 | WC1332 | UAI4103S | SH | 20 | 58.C6 | FW_UCP:79 | CONSOLE ISOLATOR^PANEL1 | 58.C6
AF0420:02 | WC1333 | UAI42007 | RED | 20 | 58.C6 | UAI4200:7 | CONSOLE ISOLATOR^PANEL1 | 58.C6
AF0420:04 | WC1333 | UAI42008 | BLK | 20 | 58.C6 | UAI4200:8 | CONSOLE ISOLATOR^PANEL1 | 58.C6
AF0420:19 | WC1333 | UAI4200S | SH | 20 | 58.C6 | FW_UCP:81 | CONSOLE ISOLATOR^PANEL1 | 58.D6
AF0420:06 | WC1334 | UAI42017 | RED | 20 | 58.D6 | UAI4201:7 | CONSOLE ISOLATOR^PANEL1 | 58.D6
AF0420:08 | WC1334 | UAI42018 | BLK | 20 | 58.D6 | UAI4201:8 | CONSOLE ISOLATOR^PANEL1 | 58.D6
AF0420:23 | WC1334 | UAI4201S | SH | 20 | 58.D6 | FW_UCP:82 | CONSOLE ISOLATOR^PANEL1 | 58.D6
AF0450:10 | WC1335 | UAI45007 | CLR | 20 | 59.A6 | UAI4500:7 | CONSOLE ISOLATOR^PANEL1 | 59.A6
AF0450:12 | WC1335 | UAI45008 | BLK | 20 | 59.A6 | UAI4500:8 | CONSOLE ISOLATOR^PANEL1 | 59.A6
AF0450:27 | WC1335 | UAI4500S | SH | 20 | 59.A6 | FW_UCP:184 | CONSOLE ISOLATOR^PANEL1 | 59.A6
AF0400:05 | WC1336 | UAI40017 | RED | 20 | 60.A7 | UAI4001:7 | CONSOLE ISOLATOR^PANEL1 | 60.A6
AF0400:06 | WC1336 | UAI40018 | BLK | 20 | 60.A7 | UAI4001:8 | CONSOLE ISOLATOR^PANEL1 | 60.A6
AF0400:11 | WC1336 | UAI4001S | SH | 20 | 60.A7 | FW_UCP:17 | CONSOLE ISOLATOR^PANEL1 | 60.A6
AF0430:02 | WC1337 | UAI43007 | RED | 20 | 60.A7 | UAI4300:7 | CONSOLE ISOLATOR^PANEL1 | 60.A6
AF0430:04 | WC1337 | UAI43008 | BLK | 20 | 60.A7 | UAI4300:8 | CONSOLE ISOLATOR^PANEL1 | 60.A6
AF0430:19 | WC1337 | UAI4300S | SH | 20 | 60.A7 | FW_UCP:187 | CONSOLE ISOLATOR^PANEL1 | 60.A6
AF0430:06 | WC1338 | UAI43017 | RED | 20 | 60.B7 | UAI4301:7 | CONSOLE ISOLATOR^PANEL1 | 60.B6
AF0430:08 | WC1338 | UAI43018 | BLK | 20 | 60.B7 | UAI4301:8 | CONSOLE ISOLATOR^PANEL1 | 60.B6
AF0430:23 | WC1338 | UAI4301S | SH | 20 | 60.B7 | FW_UCP:189 | CONSOLE ISOLATOR^PANEL1 | 60.B6
AF0430:10 | WC1339 | UAI43027 | RED | 20 | 60.B7 | UAI4302:7 | CONSOLE ISOLATOR^PANEL1 | 60.B6
AF0430:12 | WC1339 | UAI43028 | BLK | 20 | 60.B7 | UAI4302:8 | CONSOLE ISOLATOR^PANEL1 | 60.B6
AF0430:27 | WC1339 | UAI4302S | SH | 20 | 60.B7 | FW_UCP:191 | CONSOLE ISOLATOR^PANEL1 | 60.C6
AF0430:14 | WC1340 | UAI43037 | RED | 20 | 60.C7 | UAI4303:7 | CONSOLE ISOLATOR^PANEL1 | 60.C6
AF0430:16 | WC1340 | UAI43038 | BLK | 20 | 60.C7 | UAI4303:8 | CONSOLE ISOLATOR^PANEL1 | 60.C6
AF0430:31 | WC1340 | UAI4303S | SH | 20 | 60.C7 | FW_UCP:193 | CONSOLE ISOLATOR^PANEL1 | 60.C6
AF0450:14 | WC1341 | UAI45037 | RED | 20 | 60.D7 | UAI4503:7 | CONSOLE ISOLATOR^PANEL1 | 60.D6
AF0450:16 | WC1341 | UAI45038 | BLK | 20 | 60.D7 | UAI4503:8 | CONSOLE ISOLATOR^PANEL1 | 60.D6
AF0450:31 | WC1341 | UAI4503S | SH | 20 | 60.D7 | FW_UCP:195 | CONSOLE ISOLATOR^PANEL1 | 60.D6
XT0110:1 | SC | FU0136 | WHT | 16 | 21.A5 | FU0310:LI | GEAR BOX PANEL | 22.A4
XT0110:2 | SC | 0V | WHT | 16 | 21.A5 | XT0310:3 | GEAR BOX PANEL | 22.A5
AF0450:L2 | WC0045 | AF0450L2 | ENET | CABLE | 2.A4 | AF0910:L1 | GEAR BOX PANEL | 2.B2
XT0110:4 | SC | KA0231A1 | WHT | 20 | 21.B5 | XT0250:5 | LP COMPRESSOR^PANEL | 23.A5
IEG0110:0 | SC | IEG0110G | GRN | 8 | 4.B2 | IEG0010:2 | TURBINE PANEL A | 4.B2
XT0110:1 | SC | FU0136 | WHT | 14 | 21.A5 | XT0138:4 | TURBINE PANEL A | 16.B3
XT0110:2 | SC | 0V | WHT | 14 | 21.A5 | XT0134:4 | TURBINE PANEL A | 16.B3
XT0110:4 | SC | KA0231A1 | WHT | 20 | 21.B5 | XT0139:4 | TURBINE PANEL A | 19.D6
AF0450:05 | WC4749 | 15201 | RED | 20 | 44.A7 | EA4501:1 | TURBINE PANEL A | 44.A5
AF0450:06 | WC4749 | 15202 | WHT | 20 | 44.A7 | EA4501:2 | TURBINE PANEL A | 44.A5
AF0450:08 | WC4749 | 15203 | BLK | 20 | 44.A7 | EA4501:3 | TURBINE PANEL A | 44.A5
AF0450:23 | WC4749 | 1520S3 | SH | 20 | 44.A7 | FW_UCP:15 | TURBINE PANEL A | 44.A5
AF0410:L1 | WC0006 | AU0060L2 | ENET | CABLE | 2.A2 | AU0060:L2 | TURBINE PANEL B | 2.A6
SolarTools ver. 24.0.84.24712 (Jul 31, 2025)
Report date: 2/10/2026 4:06 PM

## TURBINE PANEL A
TURBINE PANEL A
Project # | G7810
Project Name | LEE WAGPCO
Revision | B
Controls DE | H.VOUNG
Phone:
Controls ME | A. PUENTES
Phone:
From | [5 empty] | To
Device ID | Cable (W) Conductor (SC) Jumper Clip (JC) | Wire No. | Wire ID | Gauge/Size | Page/Zone | Device ID | Location | Page/Zone
XT0011:1 | JC | 523NEG | CLIP | --- | 15.C3 | XT0011:2 | TURBINE PANEL A | 15.C3
XT0011:2 | JC | 523NEG | CLIP | --- | 15.C3 | XT0011:3 | TURBINE PANEL A | 15.C3
XT0011:3 | JC | 523NEG | CLIP | --- | 15.C3 | XT0011:4 | TURBINE PANEL A | 15.C3
XT0080:1 | JC | 0V | CLIP | --- | 8.D1 | XT0080:2 | TURBINE PANEL A | 8.D1
XT0080:2 | JC | 0V | CLIP | --- | 8.D1 | XT0080:3 | TURBINE PANEL A | 8.D1
XT0090:1 | JC | 0V | CLIP | --- | 8.B1 | XT0090:2 | TURBINE PANEL A | 8.B1
XT0134:1 | JC | 0V | CLIP | --- | 16.B3 | XT0134:2 | TURBINE PANEL A | 16.B3
XT0134:2 | JC | 0V | CLIP | --- | 16.B3 | XT0134:3 | TURBINE PANEL A | 16.B3
XT0134:3 | JC | 0V | CLIP | --- | 16.B3 | XT0134:4 | TURBINE PANEL A | 16.B3
XT0135:1 | JC | 0V | CLIP | --- | 16.B4 | XT0135:2 | TURBINE PANEL A | 16.B4
XT0135:2 | JC | 0V | CLIP | --- | 16.B4 | XT0135:3 | TURBINE PANEL A | 16.B4
XT0138:1 | JC | FU0136 | CLIP | --- | 16.A3 | XT0138:2 | TURBINE PANEL A | 16.A3
XT0138:2 | JC | FU0136 | CLIP | --- | 16.A3 | XT0138:3 | TURBINE PANEL A | 16.A3
XT0138:3 | JC | FU0136 | CLIP | --- | 16.A3 | XT0138:4 | TURBINE PANEL A | 16.B3
XT0139:1 | JC | FU0137 | CLIP | --- | 16.A4 | XT0139:2 | TURBINE PANEL A | 16.A4
XT0139:2 | JC | FU0137 | CLIP | --- | 16.A4 | XT0139:3 | TURBINE PANEL A | 16.B4
XT0233:1 | JC | FU0210 | CLIP | --- | 16.C4 | XT0233:2 | TURBINE PANEL A | 16.C4
XT0233:2 | JC | FU0210 | CLIP | --- | 16.C4 | XT0233:3 | TURBINE PANEL A | 16.C4
XT0235:1 | JC | 0V | CLIP | --- | 16.D4 | XT0235:2 | TURBINE PANEL A | 16.D4
XT0235:2 | JC | 0V | CLIP | --- | 16.D4 | XT0235:3 | TURBINE PANEL A | 16.D4
AF0081:COM | SC | AU0080N | WHT | 20 | 8.C2 | AU0080:COM | TURBINE PANEL A | 8.C2
AF0081:V+ | SC | AU0080P | WHT | 20 | 8.C2 | AU0080:V+ | TURBINE PANEL A | 8.C2
AF0082:COM | SC | 0V | WHT | 16 | 8.D3 | XT0080:2 | TURBINE PANEL A | 8.D1
AF0082:COM | SC | AF0082N | WHT | 20 | 8.D3 | AF0083:COM | TURBINE PANEL A | 8.D3
AF0082:V+ | SC | FU0081 | WHT | 14 | 8.D3 | FU0081:LD | TURBINE PANEL A | 8.D1
AF0082:V+ | SC | AF0082P | WHT | 20 | 8.D3 | AF0083:V+ | TURBINE PANEL A | 8.D3
AF0083:COM | SC | AF0083N | WHT | 20 | 8.D3 | AF0084:COM | TURBINE PANEL A | 8.D4
AF0083:SH | SC | AF0083G | GRN | 14 | 8.D3 | AF0084:SH | TURBINE PANEL A | 8.D4
AF0083:SH | SC | AU0080G | GRN | 14 | 8.D3 | AU0080:GND | TURBINE PANEL A | 8.C2
AF0083:V+ | SC | AF0083P | WHT | 20 | 8.D3 | AF0084:V+ | TURBINE PANEL A | 8.D4
AF0084:COM | SC | AF0084N | WHT | 20 | 8.D4 | AF0085:COM | TURBINE PANEL A | 8.D5
AF0084:SH | SC | AF0084G | GRN | 14 | 8.D4 | AF0085:SH | TURBINE PANEL A | 8.D5
AF0084:V+ | SC | AF0084P | WHT | 20 | 8.D4 | AF0085:V+ | TURBINE PANEL A | 8.D5
AF0085:COM | SC | AF0085N | WHT | 20 | 8.D5 | AF0086:COM | TURBINE PANEL A | 8.D5
AF0085:SH | SC | AF0085G | GRN | 14 | 8.D5 | AF0086:SH | TURBINE PANEL A | 8.D5
AF0085:V+ | SC | AF0085P | WHT | 20 | 8.D5 | AF0086:V+ | TURBINE PANEL A | 8.D5
AF0086:COM | SC | AF0086N | WHT | 20 | 8.D5 | AF0087:COM | TURBINE PANEL A | 8.D6
AF0086:SH | SC | AF0086G | GRN | 14 | 8.D5 | AF0088:SH | TURBINE PANEL A | 8.D6
AF0086:V+ | SC | AF0086P | WHT | 20 | 8.D5 | AF0087:V+ | TURBINE PANEL A | 8.D6
AF0087:COM | SC | AF0087N | WHT | 20 | 8.D6 | AF0088:COM | TURBINE PANEL A | 8.D6
AF0087:V+ | SC | AF0087P | WHT | 20 | 8.D6 | AF0088:V+ | TURBINE PANEL A | 8.D6
AF0091:00 | SC | 09102 | WHT | 20 | 68.A7 | EA0910:2 | TURBINE PANEL A | 68.A5
AF0091:05 | SC | 009105 | WHT | 20 | 15.A7 | EA0915:2 | TURBINE PANEL A | 15.A5
AF0091:06 | SC | 09162 | WHT | 20 | 67.A7 | EA0916:2 | TURBINE PANEL A | 67.A5
AF0091:09 | SC | UJ0131OK2 | WHT | 20 | 15.B7 | UJ0131:OK2 | TURBINE PANEL A | 15.B4
AF0091:32 | SC | 09101 | WHT | 20 | 68.A7 | EA0910:1 | TURBINE PANEL A | 68.A5
AF0091:37 | SC | 009137 | WHT | 20 | 15.A7 | EA0915:1 | TURBINE PANEL A | 15.A5
AF0091:38 | SC | 09161 | WHT | 20 | 67.A7 | EA0916:1 | TURBINE PANEL A | 67.A5
AF0091:41 | SC | UJ0131OK1 | WHT | 20 | 15.B7 | UJ0131:OK1 | TURBINE PANEL A | 15.B4
AF0091:COM | SC | AF0091N | WHT | 20 | 8.B2 | AF0094:COM | TURBINE PANEL A | 8.B4
AF0091:COM | SC | AU0090N | WHT | 20 | 8.B2 | AU0090:COM | TURBINE PANEL A | 8.A2
AF0091:V+ | SC | AF0091P | WHT | 20 | 8.B2 | AF0094:V+ | TURBINE PANEL A | 8.B4
AF0091:V+ | SC | AU0090P | WHT | 20 | 8.B2 | AU0090:V+ | TURBINE PANEL A | 8.A2
AF0092:04 | SC | 009204 | WHT | 20 | 33.A6 | KA2160:A1 | TURBINE PANEL A | 33.A5
AF0092:05 | SC | 009205 | WHT | 20 | 106.A7 | KA6310:A1 | TURBINE PANEL A | 106.A5
AF0092:07 | SC | 009207 | WHT | 20 | 33.A6 | KA2161:A1 | TURBINE PANEL A | 33.B5
AF0092:08 | SC | 009208 | WHT | 20 | 70.A7 | KA3103:A1 | TURBINE PANEL A | 70.A5
AF0092:20 | SC | 009220 | WHT | 20 | 33.A6 | KA2160:A2 | TURBINE PANEL A | 33.A5
AF0092:21 | SC | 009221 | WHT | 20 | 106.A7 | KA6310:A2 | TURBINE PANEL A | 106.A5
AF0092:23 | SC | 009223 | WHT | 20 | 33.A6 | KA2161:A2 | TURBINE PANEL A | 33.B5
AF0092:24 | SC | 009224 | WHT | 20 | 70.A7 | KA3103:A2 | TURBINE PANEL A | 70.A5
AF0092:COM | SC | 0V | WHT | 16 | 8.B3 | XT0090:2 | TURBINE PANEL A | 8.B1
AF0092:V+ | SC | FU0091 | WHT | 14 | 8.B3 | FU0091:LD | TURBINE PANEL A | 8.B1
AF0093:00 | SC | KA32211 | WHT | 20 | 68.B7 | KA3221:A1 | TURBINE PANEL A | 68.B5
AF0093:01 | SC | KA32201 | WHT | 20 | 67.B7 | KA3220:A1 | TURBINE PANEL A | 67.B5
AF0093:16 | SC | KA32212 | WHT | 20 | 68.B7 | KA3221:A2 | TURBINE PANEL A | 68.B5
AF0093:17 | SC | KA32202 | WHT | 20 | 67.B7 | KA3220:A2 | TURBINE PANEL A | 67.B5
AF0093:20 | SC | 009320 | WHT | 20 | 104.A7 | KA6211:A2 | TURBINE PANEL A | 104.A6
AF0093:29 | SC | 009329 | WHT | 20 | 105.A7 | KA6212:A2 | TURBINE PANEL A | 105.A6
AF0093:COM | SC | 0V | WHT | 16 | 8.B3 | XT0090:2 | TURBINE PANEL A | 8.B1
AF0093:V+ | SC | FU0092 | WHT | 14 | 8.B3 | FU0092:LD | TURBINE PANEL A | 8.B1
AF0094:00 | SC | 009400 | WHT | 20 | 15.C7 | XT0085:2 | TURBINE PANEL A | 15.C6
AF0094:01 | SC | 0V | WHT | 20 | 15.C7 | XT0085:3 | TURBINE PANEL A | 15.D6
AF0094:04 | SC | UJ0131VIN | WHT | 20 | 15.A7 | UJ0131:VIN | TURBINE PANEL A | 15.B4
AF0094:05 | SC | 0V | WHT | 14 | 15.A7 | AF0094:07 | TURBINE PANEL A | 15.B7
AF0094:05 | SC | 0V | WHT | 16 | 15.A7 | XT0135:3 | TURBINE PANEL A | 16.B4
AF0094:06 | SC | UJ0131IOUT | WHT | 20 | 15.B7 | UJ0131:IOUT | TURBINE PANEL A | 15.B4
AF0094:COM | SC | AF0094N | WHT | 20 | 8.B4 | AF0096:COM | TURBINE PANEL A | 8.B5
AF0094:SH | SC | AF0094G | GRN | 14 | 8.B4 | AF0096:SH | TURBINE PANEL A | 8.B5
AF0094:SH | SC | AU0090G | GRN | 14 | 8.B4 | AU0090:GND | TURBINE PANEL A | 8.A2
AF0094:V+ | SC | AF0094P | WHT | 20 | 8.B4 | AF0096:V+ | TURBINE PANEL A | 8.B5
AF0095:COM | SC | 0V | WHT | 16 | 8.B5 | XT0090:2 | TURBINE PANEL A | 8.B1
AF0095:V+ | SC | FU0093 | WHT | 14 | 8.B5 | FU0093:LD | TURBINE PANEL A | 8.B1
AR0600:IE1 | SC | UV0600G | GRN | 14 | 7.A1 | UV0600:GND | TURBINE PANEL A | 7.B2
AU0080:COM | SC | 0V | WHT | 16 | 8.C2 | XT0080:1 | TURBINE PANEL A | 8.D1
AU0080:V+ | SC | FU0080 | WHT | 14 | 8.C2 | FU0080:LD | TURBINE PANEL A | 8.D1
AU0090:COM | SC | 0V | WHT | 16 | 8.A2 | XT0090:1 | TURBINE PANEL A | 8.B1
AU0090:V+ | SC | FU0090 | WHT | 14 | 8.A2 | FU0090:LD | TURBINE PANEL A | 8.B1
EA3000:1 | SC | FU3000 | WHT | 16 | 54.B5 | FU3000:LD | TURBINE PANEL A | 54.B6
EA3000:2 | SC | 0V | WHT | 16 | 54.B5 | XT0235:2 | TURBINE PANEL A | 16.D4
FU0010:LD | SC | FU0010 | WHT | 14 | 16.A5 | UV0600:(+) | TURBINE PANEL A | 7.B2
FU0010:LI | SC | FU0137 | WHT | 14 | 16.A5 | XT0139:1 | TURBINE PANEL A | 16.A4
FU0012:LI | SC | 523POS | --- | BUS | 15.B3 | FU0013:LI | TURBINE PANEL A | 15.B3
FU0012:LI | SC | 523POS | --- | BUS | 15.B3 | XT0014:1 | TURBINE PANEL A | 15.B2
FU0013:LI | SC | 523POS | --- | BUS | 15.B3 | FU0014:LI | TURBINE PANEL A | 15.C3
FU0014:LI | SC | 523POS | --- | BUS | 15.C3 | FU0015:LI | TURBINE PANEL A | 15.C3
FU0015:LI | SC | 523POS | --- | BUS | 15.C3 | FU0017:LI | TURBINE PANEL A | 15.C3
FU0080:LI | SC | FU0137 | WHT | 14 | 8.D1 | FU0081:LI | TURBINE PANEL A | 8.D1
FU0080:LI | SC | FU0137 | WHT | 14 | 8.D1 | XT0139:2 | TURBINE PANEL A | 16.A4
FU0081:LI | SC | FU0137 | WHT | 14 | 8.D1 | FU0082:LI | TURBINE PANEL A | 8.D1
FU0090:LI | SC | FU0137 | WHT | 14 | 8.B1 | XT0139:2 | TURBINE PANEL A | 16.A4
FU0090:LI | SC | FU0137 | WHT | 14 | 8.B1 | FU0091:LI | TURBINE PANEL A | 8.B1
FU0091:LI | SC | FU0137 | WHT | 14 | 8.B1 | FU0092:LI | TURBINE PANEL A | 8.B1
FU0092:LI | SC | FU0137 | WHT | 14 | 8.B1 | FU0093:LI | TURBINE PANEL A | 8.B1
FU0136:LD | SC | FU0136 | WHT | 10 | 16.A3 | XT0138:1 | TURBINE PANEL A | 16.A3
FU0136:LI | SC | 24V | WHT | 10 | 16.A3 | UJ0131:OUT(+) | TURBINE PANEL A | 15.B4
FU0137:LD | SC | FU0137 | WHT | 12 | 16.A4 | XT0139:1 | TURBINE PANEL A | 16.A4
FU0137:LI | SC | FU0136 | WHT | 14 | 16.A4 | XT0138:1 | TURBINE PANEL A | 16.A3
FU0139:LI | SC | FU0137 | WHT | 14 | 16.A5 | XT0139:1 | TURBINE PANEL A | 16.A4
FU0210:LD | SC | FU0210 | WHT | 14 | 16.C4 | XT0233:1 | TURBINE PANEL A | 16.C4
FU0210:LI | SC | FU0136 | WHT | 14 | 16.C4 | XT0138:4 | TURBINE PANEL A | 16.B3
FU0211:LI | SC | FU0137 | WHT | 12 | 16.B4 | XT0139:3 | TURBINE PANEL A | 16.B4
FU0212:LD | SC | FU0212 | WHT | 16 | 16.C5 | XT0233:4 | TURBINE PANEL A | 20.C6
FU0212:LI | SC | FU0210 | WHT | 14 | 16.C5 | XT0233:1 | TURBINE PANEL A | 16.C4
FU2108:LI | SC | FU0210 | WHT | 16 | 55.C6 | XT0233:3 | TURBINE PANEL A | 16.C4
FU3000:LI | SC | FU0210 | WHT | 14 | 54.B6 | XT0233:2 | TURBINE PANEL A | 16.C4
GR0131: | SC | GR0131 | GRN/YEL | 14 | 4.A4 | FG_UCP:1 | TURBINE PANEL A | 4.A3
GR0132: | SC | GR0132 | GRN/YEL | 14 | 4.A4 | FG_UCP:5 | TURBINE PANEL A | 4.A3
GR0134: | SC | GR0134 | GRN/YEL | 14 | 4.A4 | FG_UCP:11 | TURBINE PANEL A | 4.A4
GR0136: | SC | GR0136 | GRN/YEL | 14 | 4.A5 | FG_UCP:12 | TURBINE PANEL A | 4.A5
QS0011:LD-1 | SC | UJ0131P | WHT | 12 | 15.B3 | UJ0131:+ | TURBINE PANEL A | 15.B4
QS0011:LD-3 | SC | UJ0131N | WHT | 12 | 15.B3 | UJ0131:- | TURBINE PANEL A | 15.B4
RR0851: -3.01K OHM | SC | FU0137 | WHT | 20 | 15.C6 | XT0085:1 | TURBINE PANEL A | 15.C6
RR0851: -3.01K OHM | SC | 009400 | WHT | 20 | 15.C6 | XT0085:2 | TURBINE PANEL A | 15.C6
RR0852: -1.0K OHM | SC | 0V | WHT | 20 | 15.D6 | XT0085:3 | TURBINE PANEL A | 15.D6
RR0852: -1.0K OHM | SC | 009400 | WHT | 20 | 15.D6 | XT0085:2 | TURBINE PANEL A | 15.C6
UJ0131:G | SC | UJ0131G | GRN/YEL | 12 | 15.B4 | FG_UCP:4 | TURBINE PANEL A | 15.B4
UJ0131:OUT(-) | SC | 0V | WHT | 10 | 15.B4 | XT0134:1 | TURBINE PANEL A | 16.B3
UV0600:(-) | SC | 0V | WHT | 16 | 7.B2 | XT0135:1 | TURBINE PANEL A | 16.B4
XT0085:1 | SC | FU0137 | WHT | 16 | 15.C6 | XT0139:3 | TURBINE PANEL A | 16.B4
XT0085:3 | SC | 0V | WHT | 16 | 15.D6 | XT0135:3 | TURBINE PANEL A | 16.B4
XT0090:1 | SC | 0V | WHT | 16 | 8.B1 | XT0135:2 | TURBINE PANEL A | 16.B4
XT0134:4 | SC | 0V | WHT | 12 | 16.B3 | XT0235:1 | TURBINE PANEL A | 16.D4
XT0135:1 | SC | 0V | WHT | 12 | 16.B4 | XT0134:1 | TURBINE PANEL A | 16.B3
XT0135:2 | SC | 0V | WHT | 16 | 16.B4 | XT0080:1 | TURBINE PANEL A | 8.D1
XT0235:4 | SC | 0V | WHT | 16 | 20.C6 | XT0235:2 | TURBINE PANEL A | 16.D4
AP0602:L2 | WC0001 | AP0602L2 | ENET | CABLE | 2.A2 | AP0603:L1 | TURBINE PANEL A | 2.A3
AP0603:L2 | WC0003 | AP0603L2 | ENET | CABLE | 2.A3 | AU0090:L1 | TURBINE PANEL A | 2.A4
AU0080:L1 | WC0009 | AU0090L2 | ENET | CABLE | 2.A4 | AU0090:L2 | TURBINE PANEL A | 2.A4
AF0086:46 | WCGFC1 | 08671 | RED | 20 | 54.A7 | EA0867:1 | TURBINE PANEL A | 54.A5
AF0086:14 | WCGFC1 | 08672 | BLK | 20 | 54.A7 | EA0867:2 | TURBINE PANEL A | 54.A5
AF0086:62 | WCGFC1 | 0867S | SH | 20 | 54.A7 | FW_UCP:96 | TURBINE PANEL A | 54.A5
AF0081:05 | SC | TCP18B2 | WHT | 20 | 13.D6 | SB0400:22 | ASSEMBLY^CONTROL PANEL | 13.D5
AF0081:37 | SC | TCP18B1 | WHT | 20 | 13.D6 | SB0400:21 | ASSEMBLY^CONTROL PANEL | 13.D5
IEG0010:3 | SC | IEG0257G | GRN | 8 | 4.C2 | IEG0257:0 | BOP^PANEL | 4.C2
KA2001:A1 | SC | KA2001A1 | WHT | 20 | 118.B5 | AF0181:06 | BOP^PANEL | 118.B7
KA2001:A2 | SC | KA2001A2 | WHT | 20 | 118.B5 | AF0181:22 | BOP^PANEL | 118.B7
KA2002:A1 | SC | KA2002A1 | WHT | 20 | 119.B5 | AF0181:07 | BOP^PANEL | 119.B7
KA2002:A2 | SC | KA2002A2 | WHT | 20 | 119.B5 | AF0181:23 | BOP^PANEL | 119.B7
KA2003:A1 | SC | KA2003A1 | WHT | 20 | 120.B5 | AF0181:08 | BOP^PANEL | 120.B7
KA2003:A2 | SC | KA2003A2 | WHT | 20 | 120.B5 | AF0181:24 | BOP^PANEL | 120.B7
KA2004:A1 | SC | KA2004A1 | WHT | 20 | 121.B5 | AF0181:09 | BOP^PANEL | 121.B7
KA2004:A2 | SC | KA2004A2 | WHT | 20 | 121.B5 | AF0181:25 | BOP^PANEL | 121.B7
KA2011:A1 | SC | KA2011A1 | WHT | 20 | 122.B5 | AF0181:10 | BOP^PANEL | 122.B7
KA2011:A2 | SC | KA2011A2 | WHT | 20 | 122.B5 | AF0181:26 | BOP^PANEL | 122.B7
KA2012:A1 | SC | KA2012A1 | WHT | 20 | 123.B5 | AF0181:11 | BOP^PANEL | 123.B7
KA2012:A2 | SC | KA2012A2 | WHT | 20 | 123.B5 | AF0181:27 | BOP^PANEL | 123.B7
KA2013:A1 | SC | KA2013A1 | WHT | 20 | 124.B5 | AF0181:12 | BOP^PANEL | 124.B7
KA2013:A2 | SC | KA2013A2 | WHT | 20 | 124.B5 | AF0181:28 | BOP^PANEL | 124.B7
KA2014:A1 | SC | KA2014A1 | WHT | 20 | 125.B5 | AF0181:13 | BOP^PANEL | 125.B7
KA2014:A2 | SC | KA2014A2 | WHT | 20 | 125.B5 | AF0181:29 | BOP^PANEL | 125.B7
AF0082:12 | SC | UAI082128 | WHT | 20 | 54.A7 | UAI08212:8 | CONSOLE ISOLATOR^PANEL1 | 54.A6
AF0082:14 | SC | UAI082148 | WHT | 20 | 54.C7 | UAI08214:8 | CONSOLE ISOLATOR^PANEL1 | 54.C6
AF0082:44 | SC | UAI082127 | WHT | 20 | 54.A7 | UAI08212:7 | CONSOLE ISOLATOR^PANEL1 | 54.A6
AF0082:46 | SC | UAI082147 | WHT | 20 | 54.C7 | UAI08214:7 | CONSOLE ISOLATOR^PANEL1 | 54.C6
IEG0010:7 | SC | IEG0330G | GRN | 8 | 4.B3 | IEG0330:0 | CONSOLE ISOLATOR^PANEL1 | 4.B4
XT0233:2 | SC | FU0210 | WHT | 14 | 16.C4 | FU0272:LI | CONSOLE ISOLATOR^PANEL1 | 17.A3
XT0235:2 | SC | 0V | WHT | 14 | 16.D4 | UV0271:9- | CONSOLE ISOLATOR^PANEL1 | 17.A2
AF0084:17 | WC2126 | UAI08407 | RED | 20 | 63.A7 | UAI0840:-7 | CONSOLE ISOLATOR^PANEL1 | 63.A6
AF0084:01 | WC2126 | UAI08405 | WHT | 20 | 63.A7 | UAI0840:-5 | CONSOLE ISOLATOR^PANEL1 | 63.A6
AF0084:00 | WC2126 | UAI08406 | BLK | 20 | 63.A7 | UAI0840:+6 | CONSOLE ISOLATOR^PANEL1 | 63.A6
AF0084:48 | WC2126 | UAI0840S | SH | 20 | 63.A7 | FW_UCP:21 | CONSOLE ISOLATOR^PANEL1 | 63.A6
AF0083:23 | WC2128 | UAI08337 | RED | 20 | 61.B7 | UAI0833:-7 | CONSOLE ISOLATOR^PANEL1 | 61.B6
AF0083:07 | WC2128 | UAI08335 | WHT | 20 | 61.B7 | UAI0833:-5 | CONSOLE ISOLATOR^PANEL1 | 61.B6
AF0083:06 | WC2128 | UAI08336 | BLK | 20 | 61.B7 | UAI0833:+6 | CONSOLE ISOLATOR^PANEL1 | 61.B6
AF0083:54 | WC2128 | UAI0833S | SH | 20 | 61.B7 | FW_UCP:34 | CONSOLE ISOLATOR^PANEL1 | 61.B6
AF0083:21 | WC2156 | UAI08327 | RED | 20 | 61.A7 | UAI0832:-7 | CONSOLE ISOLATOR^PANEL1 | 61.A6
AF0083:05 | WC2156 | UAI08325 | WHT | 20 | 61.A7 | UAI0832:-5 | CONSOLE ISOLATOR^PANEL1 | 61.A6
AF0083:04 | WC2156 | UAI08326 | BLK | 20 | 61.A7 | UAI0832:+6 | CONSOLE ISOLATOR^PANEL1 | 61.A6
AF0083:52 | WC2156 | UAI0832S | SH | 20 | 61.A7 | FW_UCP:19 | CONSOLE ISOLATOR^PANEL1 | 61.A6
AF0083:25 | WC2157 | UAI08347 | RED | 20 | 61.C7 | UAI0834:-7 | CONSOLE ISOLATOR^PANEL1 | 61.C6
AF0083:09 | WC2157 | UAI08345 | WHT | 20 | 61.C7 | UAI0834:-5 | CONSOLE ISOLATOR^PANEL1 | 61.C6
AF0083:08 | WC2157 | UAI08346 | BLK | 20 | 61.C7 | UAI0834:+6 | CONSOLE ISOLATOR^PANEL1 | 61.C6
AF0083:56 | WC2157 | UAI0834S | SH | 20 | 61.C7 | FW_UCP:48 | CONSOLE ISOLATOR^PANEL1 | 61.C6
AF0083:27 | WC2180 | 08357 | RED | 20 | 38.A7 | UAI0835:-7 | CONSOLE ISOLATOR^PANEL1 | 38.A6
AF0083:11 | WC2180 | 08355 | WHT | 20 | 38.A7 | UAI0835:-5 | CONSOLE ISOLATOR^PANEL1 | 38.A6
AF0083:10 | WC2180 | 08356 | BLK | 20 | 38.A7 | UAI0835:+6 | CONSOLE ISOLATOR^PANEL1 | 38.A6
AF0083:58 | WC2180 | 0835S | SH | 20 | 38.A7 | FW_UCP:30 | CONSOLE ISOLATOR^PANEL1 | 38.A6
AF0096:00 | WC2203 | UAI09607 | RED | 20 | 41.B7 | UAI0960:7+ | CONSOLE ISOLATOR^PANEL1 | 41.B6
AF0096:01 | WC2203 | UAI09608 | BLK | 20 | 41.B7 | UAI0960:8- | CONSOLE ISOLATOR^PANEL1 | 41.B6
AF0096:48 | WC2203 | UAI0960S | SH | 20 | 41.B7 | FW_UCP:160 | CONSOLE ISOLATOR^PANEL1 | 41.C6
AF0096:02 | WC2204 | UAI09617 | RED | 20 | 41.C7 | UAI0961:7+ | CONSOLE ISOLATOR^PANEL1 | 41.C6
AF0096:03 | WC2204 | UAI09618 | BLK | 20 | 41.C7 | UAI0961:8- | CONSOLE ISOLATOR^PANEL1 | 41.C6
AF0096:50 | WC2204 | UAI0961S | SH | 20 | 41.C7 | FW_UCP:166 | CONSOLE ISOLATOR^PANEL1 | 41.C6
AF0096:04 | WC2205 | UAI09627 | RED | 20 | 41.C7 | UAI0962:7+ | CONSOLE ISOLATOR^PANEL1 | 41.C6
AF0096:05 | WC2205 | UAI09628 | BLK | 20 | 41.C7 | UAI0962:8- | CONSOLE ISOLATOR^PANEL1 | 41.C6
AF0096:52 | WC2205 | UAI0962S | SH | 20 | 41.C7 | FW_UCP:170 | CONSOLE ISOLATOR^PANEL1 | 41.D6
AF0084:19 | WC2227 | UAI08417 | RED | 20 | 71.A7 | UAI0841:-7 | CONSOLE ISOLATOR^PANEL1 | 71.A6
AF0084:03 | WC2227 | UAI08415 | WHT | 20 | 71.A7 | UAI0841:-5 | CONSOLE ISOLATOR^PANEL1 | 71.A6
AF0084:02 | WC2227 | UAI08416 | BLK | 20 | 71.A7 | UAI0841:+6 | CONSOLE ISOLATOR^PANEL1 | 71.A6
AF0084:50 | WC2227 | UAI0841S | SH | 20 | 71.A7 | FW_UCP:86 | CONSOLE ISOLATOR^PANEL1 | 71.B6
AF0084:21 | WC2230 | UAI08427 | RED | 20 | 47.A7 | UAI0842:-7 | CONSOLE ISOLATOR^PANEL1 | 47.A6
AF0084:05 | WC2230 | UAI08425 | WHT | 20 | 47.A7 | UAI0842:-5 | CONSOLE ISOLATOR^PANEL1 | 47.A6
AF0084:04 | WC2230 | UAI08426 | BLK | 20 | 47.A7 | UAI0842:+6 | CONSOLE ISOLATOR^PANEL1 | 47.A6
AF0084:52 | WC2230 | UAI0842S | SH | 20 | 47.A7 | FW_UCP:145 | CONSOLE ISOLATOR^PANEL1 | 47.A6
AF0083:19 | WC2254 | UAI08317 | RED | 20 | 57.A7 | UAI0831:-7 | CONSOLE ISOLATOR^PANEL1 | 57.A6
AF0083:03 | WC2254 | UAI08315 | WHT | 20 | 57.A7 | UAI0831:-5 | CONSOLE ISOLATOR^PANEL1 | 57.A6
AF0083:02 | WC2254 | UAI08316 | BLK | 20 | 57.A7 | UAI0831:+6 | CONSOLE ISOLATOR^PANEL1 | 57.A6
AF0083:50 | WC2254 | UAI0831S | SH | 20 | 57.A7 | FW_UCP:103 | CONSOLE ISOLATOR^PANEL1 | 57.A6
AF0083:17 | WC2255 | UAI08307 | RED | 20 | 57.C7 | UAI0830:-7 | CONSOLE ISOLATOR^PANEL1 | 57.C6
AF0083:01 | WC2255 | UAI08305 | WHT | 20 | 57.C7 | UAI0830:-5 | CONSOLE ISOLATOR^PANEL1 | 57.C6
AF0083:00 | WC2255 | UAI08306 | BLK | 20 | 57.C7 | UAI0830:+6 | CONSOLE ISOLATOR^PANEL1 | 57.C6
AF0083:48 | WC2255 | UAI0830S | SH | 20 | 57.C7 | FW_UCP:147 | CONSOLE ISOLATOR^PANEL1 | 57.C6
AF0083:29 | WC2262 | UAI08367 | RED | 20 | 101.C7 | UAI0836:-7 | CONSOLE ISOLATOR^PANEL1 | 101.C6
AF0083:13 | WC2262 | UAI08365 | WHT | 20 | 101.C7 | UAI0836:-5 | CONSOLE ISOLATOR^PANEL1 | 101.C6
AF0083:12 | WC2262 | UAI08366 | BLK | 20 | 101.C7 | UAI0836:+6 | CONSOLE ISOLATOR^PANEL1 | 101.C6
AF0083:60 | WC2262 | UAI0836S | SH | 20 | 101.C7 | FW_UCP:134 | CONSOLE ISOLATOR^PANEL1 | 101.C6
IEG0010:8 | SC | IEG0340G | GRN | 8 | 4.C3 | IEG0340:0 | CONSOLE ISOLATOR^PANEL2 | 4.C4
IEG0010:9 | SC | IEG0350G | GRN | 8 | 4.D3 | IEG0350:0 | CONSOLE ISOLATOR^PANEL2 | 4.D4
AF0093:04 | SC | 009304 | WHT | 20 | 104.A7 | XT0171:2 | FIRE SYS^PANEL | 104.A6
AF0093:13 | SC | 009313 | WHT | 20 | 105.A7 | XT0171:4 | FIRE SYS^PANEL | 105.A6
AF0093:36 | SC | 009336 | WHT | 20 | 104.A7 | KA0176:14 | FIRE SYS^PANEL | 104.A6
AF0093:45 | SC | 009345 | WHT | 20 | 105.A7 | KA0177:14 | FIRE SYS^PANEL | 105.A6
AF0092:12 | SC | 009212 | WHT | 20 | 10.C3 | KA0875:A1 | FIRE^PANEL | 10.C2
AF0092:28 | SC | 009228 | WHT | 20 | 10.C3 | KA0875:A2 | FIRE^PANEL | 10.C2
EA1704:1 | SC | 017011 | WHT | 20 | 27.A5 | XT0170:11 | FIRE^PANEL | 27.A6
EA1704:2 | SC | 017012 | WHT | 20 | 27.A5 | XT0170:12 | FIRE^PANEL | 27.A6
EA1751:1 | SC | 01751 | WHT | 20 | 27.B5 | AT0175:1 | FIRE^PANEL | 27.B6
EA1751:2 | SC | 01752 | WHT | 20 | 27.B5 | AT0175:2 | FIRE^PANEL | 27.B6
EA1752:1 | SC | 17521 | WHT | 20 | 94.A5 | AT0175:5 | FIRE^PANEL | 94.A6
EA1752:2 | SC | 17522 | WHT | 20 | 94.A5 | AT0175:6 | FIRE^PANEL | 94.A6
EA1753:1 | SC | 17531 | WHT | 20 | 98.C5 | AT0175:8 | FIRE^PANEL | 98.C6
EA1753:2 | SC | 17532 | WHT | 20 | 98.C5 | AT0175:9 | FIRE^PANEL | 98.C6
EA1754:1 | SC | 17541 | WHT | 20 | 96.A5 | KA6510:11 | FIRE^PANEL | 96.A6
EA1754:2 | SC | 17542 | WHT | 20 | 96.A5 | AT0175:12 | FIRE^PANEL | 96.A6
EA1754P1:1 | SC | AT01754P1 | WHT | 20 | 27.A5 | XT0170:13 | FIRE^PANEL | 27.A6
EA1754P1:2 | SC | KA6510A1 | WHT | 20 | 27.A5 | XT0170:14 | FIRE^PANEL | 27.A6
EA1755:1 | SC | 17551 | WHT | 20 | 96.A5 | KA6511:11 | FIRE^PANEL | 96.A6
EA1755:2 | SC | 17552 | WHT | 20 | 96.A5 | AT0175:15 | FIRE^PANEL | 96.A6
EA1756:1 | SC | 017516 | WHT | 20 | 27.B5 | AT0175:16 | FIRE^PANEL | 27.B6
EA1756:2 | SC | 017517 | WHT | 20 | 27.B5 | AT0175:17 | FIRE^PANEL | 27.B6
EA1757:1 | SC | 017519 | WHT | 20 | 27.C5 | AT0175:19 | FIRE^PANEL | 27.C6
EA1757:2 | SC | 017520 | WHT | 20 | 27.C5 | AT0175:20 | FIRE^PANEL | 27.C6
EA1758:1 | SC | 017522 | WHT | 20 | 27.C5 | AT0175:22 | FIRE^PANEL | 27.C6
EA1758:2 | SC | 017523 | WHT | 20 | 27.C5 | AT0175:23 | FIRE^PANEL | 27.C6
EA1761:1 | SC | 17611 | WHT | 20 | 92.A5 | AT0176:2 | FIRE^PANEL | 92.A6
EA1761:2 | SC | 17612 | WHT | 20 | 92.A5 | AT0176:3 | FIRE^PANEL | 92.A6
EA1762:1 | SC | 17621 | WHT | 20 | 92.B5 | AT0176:5 | FIRE^PANEL | 92.B6
EA1762:2 | SC | 17622 | WHT | 20 | 92.B5 | AT0176:6 | FIRE^PANEL | 92.B6
EA1764:1 | SC | 17641 | WHT | 20 | 96.B5 | KA6510:21 | FIRE^PANEL | 96.B6
EA1764:2 | SC | 17642 | WHT | 20 | 96.B5 | AT0176:12 | FIRE^PANEL | 96.B6
EA1765:1 | SC | 17651 | WHT | 20 | 96.C5 | KA6511:21 | FIRE^PANEL | 96.C6
EA1765:2 | SC | 17652 | WHT | 20 | 96.C5 | AT0176:15 | FIRE^PANEL | 96.C6
EA1766:1 | SC | 17661 | WHT | 20 | 92.C5 | AT0176:17 | FIRE^PANEL | 92.B6
EA1766:2 | SC | 17662 | WHT | 20 | 92.C5 | AT0176:18 | FIRE^PANEL | 92.B6
EA1767:1 | SC | 17671 | WHT | 20 | 92.C5 | AT0176:20 | FIRE^PANEL | 92.C6
EA1767:2 | SC | 17672 | WHT | 20 | 92.C5 | AT0176:21 | FIRE^PANEL | 92.C6
EA1768:1 | SC | 17681 | WHT | 20 | 92.A5 | AT0176:23 | FIRE^PANEL | 92.A6
EA1768:2 | SC | 17682 | WHT | 20 | 92.A5 | AT0176:24 | FIRE^PANEL | 92.A6
EA1781:1 | SC | 17811 | WHT | 20 | 97.B5 | AT0178:2 | FIRE^PANEL | 97.B6
EA1781:2 | SC | 17812 | WHT | 20 | 97.B5 | AT0178:3 | FIRE^PANEL | 97.B6
EA1782:1 | SC | 17821 | WHT | 20 | 97.B5 | AT0178:5 | FIRE^PANEL | 97.B6
EA1782:2 | SC | 17822 | WHT | 20 | 97.B5 | AT0178:6 | FIRE^PANEL | 97.B6
EA1783:1 | SC | 17831 | WHT | 20 | 97.D5 | AT0178:8 | FIRE^PANEL | 97.D6
EA1783:2 | SC | 17832 | WHT | 20 | 97.D5 | AT0178:9 | FIRE^PANEL | 97.D6
EA1784:1 | SC | 17841 | WHT | 20 | 97.D5 | AT0178:11 | FIRE^PANEL | 97.D6
EA1784:2 | SC | 17842 | WHT | 20 | 97.D5 | AT0178:12 | FIRE^PANEL | 97.D6
EA1785:1 | SC | 17851 | WHT | 20 | 97.A5 | AT0178:14 | FIRE^PANEL | 97.A6
EA1785:2 | SC | 17852 | WHT | 20 | 97.A5 | AT0178:15 | FIRE^PANEL | 97.A6
EA1786:1 | SC | 17861 | WHT | 20 | 97.C5 | AT0178:17 | FIRE^PANEL | 97.C6
EA1786:2 | SC | 17862 | WHT | 20 | 97.C5 | AT0178:18 | FIRE^PANEL | 97.C6
XT0134:2 | SC | 0V | WHT | 14 | 16.B3 | XT0170:3 | FIRE^PANEL | 10.A2
XT0138:2 | SC | FU0136 | WHT | 14 | 16.A3 | FU0170:LI | FIRE^PANEL | 10.A2
EA178P21:1 | WC5500 | 178P211 | WHT | 16 | 93.A6 | AT0178:1P2 | FIRE^PANEL | 93.A7
EA178P21:2 | WC5500 | 178P212 | BLK | 16 | 93.A6 | AT0178:2P2 | FIRE^PANEL | 93.A7
FW_UCP:202 | WC5500 | 1783P2 | SH | 16 | 93.A6 | AT0178:3P2 | FIRE^PANEL | 93.A7
IEG0010:4 | SC | IEG0310G | GRN | 8 | 4.C2 | IEG0310:0 | GEAR BOX PANEL | 4.C2
IEG0010:5 | SC | IEG0130G | GRN | 8 | 4.D2 | IEG0130:0 | HP COMPRESSOR^PANEL | 4.D2
IEG0010:6 | SC | IEG0250G | GRN | 8 | 4.D2 | IEG0250:0 | LP COMPRESSOR^PANEL | 4.D2
XT0134:2 | SC | 0V | WHT | 14 | 16.B3 | XT0560:2 | PWR DISTR.^ RAIL | 11.B2
XT0138:2 | SC | FU0136 | WHT | 14 | 16.A3 | XT0560:1 | PWR DISTR.^ RAIL | 11.A2
XT0233:3 | SC | FU0210 | WHT | 14 | 16.C4 | FU0680:LI | PWR DISTR.^ RAIL | 5.D2
XT0235:3 | SC | 0V | WHT | 14 | 16.D4 | XT0680:2 | PWR DISTR.^ RAIL | 5.D3
AP0609:L1 | WC0680 | AP0609L1 | ENET | CABLE | 5.A1 | AT0680:LAN1 | PWR DISTR.^ RAIL | 5.A2
IEG0010:2 | SC | IEG0110G | GRN | 8 | 4.B2 | IEG0110:0 | TURB VIB^PANEL | 4.B2
XT0134:4 | SC | 0V | WHT | 14 | 16.B3 | XT0110:2 | TURB VIB^PANEL | 21.A5
XT0138:4 | SC | FU0136 | WHT | 14 | 16.B3 | XT0110:1 | TURB VIB^PANEL | 21.A5
XT0139:4 | SC | KA0231A1 | WHT | 20 | 19.D6 | XT0110:4 | TURB VIB^PANEL | 21.B5
EA4501:1 | WC4749 | 15201 | RED | 20 | 44.A5 | AF0450:05 | TURB VIB^PANEL | 44.A7
EA4501:2 | WC4749 | 15202 | WHT | 20 | 44.A5 | AF0450:06 | TURB VIB^PANEL | 44.A7
EA4501:3 | WC4749 | 15203 | BLK | 20 | 44.A5 | AF0450:08 | TURB VIB^PANEL | 44.A7
FW_UCP:15 | WC4749 | 1520S3 | SH | 20 | 44.A5 | AF0450:23 | TURB VIB^PANEL | 44.A7
AF0081:00 | SC | 1200OSP1 | WHT | 20 | 19.A7 | KA0241:11 | TURBINE PANEL B | 19.A5
AF0081:01 | SC | KA024314 | WHT | 20 | 19.B7 | KA0243:14 | TURBINE PANEL B | 19.B6
AF0081:02 | SC | KA024524 | WHT | 20 | 19.B7 | KA0245:24 | TURBINE PANEL B | 19.B6
AF0081:03 | SC | 008103 | WHT | 20 | 20.B7 | KA0130:14 | TURBINE PANEL B | 20.B6
AF0081:04 | SC | 008104 | WHT | 20 | 28.B7 | EA0814:2 | TURBINE PANEL B | 28.B5
AF0081:08 | SC | KA024214 | WHT | 20 | 19.C7 | KA0242:14 | TURBINE PANEL B | 19.C6
AF0081:09 | SC | KA023924 | WHT | 20 | 19.A7 | KA0239:24 | TURBINE PANEL B | 19.B6
AF0081:19 | SC | 08132 | WHT | 20 | 20.B7 | EA0813:2 | TURBINE PANEL B | 20.B4
AF0081:33 | SC | KA024311 | WHT | 20 | 19.B7 | KA0243:11 | TURBINE PANEL B | 19.B6
AF0081:34 | SC | KA024521 | WHT | 20 | 19.B7 | KA0245:21 | TURBINE PANEL B | 19.B6
AF0081:35 | SC | 008135 | WHT | 20 | 20.B7 | KA0130:11 | TURBINE PANEL B | 20.B6
AF0081:36 | SC | 008136 | WHT | 20 | 28.B7 | EA0814:1 | TURBINE PANEL B | 28.B5
AF0081:41 | SC | KA023921 | WHT | 20 | 19.A7 | KA0239:21 | TURBINE PANEL B | 19.B6
AF0082:00 | SC | 08202 | WHT | 20 | 65.B7 | EA0820:2 | TURBINE PANEL B | 65.B5
AF0082:02 | SC | 08222 | WHT | 20 | 65.A7 | EA0822:2 | TURBINE PANEL B | 65.A5
AF0082:11 | SC | 008211 | WHT | 20 | 28.A7 | EA08211:2 | TURBINE PANEL B | 28.A5
AF0082:13 | SC | 082132 | WHT | 20 | 103.A7 | EA08213:2 | TURBINE PANEL B | 103.A5
AF0082:32 | SC | 08201 | WHT | 20 | 65.B7 | EA0820:1 | TURBINE PANEL B | 65.B5
AF0082:34 | SC | 08221 | WHT | 20 | 65.A7 | EA0822:1 | TURBINE PANEL B | 65.A5
AF0082:43 | SC | 008243 | WHT | 20 | 28.A7 | EA08211:1 | TURBINE PANEL B | 28.A5
AF0082:45 | SC | 082131 | WHT | 20 | 103.A7 | EA08213:1 | TURBINE PANEL B | 103.A5
AF0087:00 | SC | 008700 | WHT | 20 | 28.A7 | EA0870:2 | TURBINE PANEL B | 28.A5
AF0087:05 | SC | 08752 | WHT | 20 | 29.D7 | EA0875:2 | TURBINE PANEL B | 29.D5
AF0087:09 | SC | KA013112 | WHT | 20 | 18.C4 | KA0137:24 | TURBINE PANEL B | 18.D3
AF0087:11 | SC | KA013624 | WHT | 20 | 18.B4 | KA0136:24 | TURBINE PANEL B | 18.B3
AF0087:32 | SC | 008732 | WHT | 20 | 28.A7 | EA0870:1 | TURBINE PANEL B | 28.A5
AF0087:37 | SC | 08751 | WHT | 20 | 29.D7 | EA0875:1 | TURBINE PANEL B | 29.D5
AF0087:43 | SC | KA013621 | WHT | 20 | 18.B4 | KA0136:21 | TURBINE PANEL B | 18.B3
AF0088:SH | SC | IEG02302 | GRN | 14 | 8.D6 | IEG0230:2 | TURBINE PANEL B | 8.D6
AF0091:01 | SC | 09112 | WHT | 20 | 107.B7 | EA0911:2 | TURBINE PANEL B | 107.B5
AF0091:07 | SC | KA014114 | WHT | 20 | 18.C2 | KA0141:14 | TURBINE PANEL B | 18.C2
AF0091:12 | SC | KA0134A1 | WHT | 20 | 66.C7 | KA0134:A1 | TURBINE PANEL B | 18.C6
AF0091:33 | SC | 09111 | WHT | 20 | 107.B7 | EA0911:1 | TURBINE PANEL B | 107.B5
AF0091:39 | SC | KA014111 | WHT | 20 | 18.C2 | KA0141:11 | TURBINE PANEL B | 18.C2
AF0092:02 | SC | KA0133A1 | WHT | 20 | 64.B7 | KA0133:A1 | TURBINE PANEL B | 18.C6
AF0092:06 | SC | KA013114 | WHT | 20 | 64.A7 | KA0131:14 | TURBINE PANEL B | 18.D4
AF0093:12 | SC | 009312 | WHT | 20 | 29.B7 | PC0470:INP_A | TURBINE PANEL B | 29.B5
AF0093:15 | SC | 093151 | WHT | 20 | 29.D7 | EA09315:1 | TURBINE PANEL B | 29.D5
AF0093:28 | SC | 009328 | WHT | 20 | 29.B7 | PC0470:-PWR | TURBINE PANEL B | 29.B5
AF0093:31 | SC | 093152 | WHT | 20 | 29.D7 | EA09315:2 | TURBINE PANEL B | 29.D5
AF0093:44 | SC | 009344 | WHT | 20 | 29.B7 | PC0470:+PWR | TURBINE PANEL B | 29.B5
AF0095:02 | SC | 009502 | WHT | 20 | 52.A7 | KA0221:14 | TURBINE PANEL B | 52.A6
AF0095:18 | SC | 09512 | WHT | 20 | 52.A7 | EA0951:2 | TURBINE PANEL B | 52.A5
AF0096:SH | SC | IEG023011 | GRN | 14 | 8.B5 | IEG0230:11 | TURBINE PANEL B | 8.B6
AR0600:IE2 | SC | IEG02301 | GRN | 12 | 7.A1 | IEG0230:1 | TURBINE PANEL B | 7.B6
FU0082:LD | SC | FU0082 | WHT | 16 | 8.D1 | EA6210PWR:1 | TURBINE PANEL B | 103.B5
FU0139:LD | SC | FU0139 | WHT | 14 | 16.A5 | XT0136:1 | TURBINE PANEL B | 18.A2
FU0211:LD | SC | FU0211 | WHT | 14 | 16.B4 | KA1020:14 | TURBINE PANEL B | 35.A6
FU0212:LD | SC | FU0212 | WHT | 16 | 16.C5 | KA0248:21 | TURBINE PANEL B | 20.A6
FU2108:LD | SC | FU2108 | WHT | 16 | 55.C6 | EA2108PWR:1 | TURBINE PANEL B | 55.C5
GR0133: | SC | IEG02303 | GRN | 14 | 4.A4 | IEG0230:3 | TURBINE PANEL B | 4.A4
GR0135: | SC | IEG02313 | GRN | 14 | 4.A5 | IEG0231:3 | TURBINE PANEL B | 4.A5
IEG0010:1 | SC | IEG0230G | GRN | 8 | 4.B2 | IEG0230:0 | TURBINE PANEL B | 4.B2
IEG0010:10 | SC | IEG0231G | GRN | 8 | 4.B3 | IEG0231:0 | TURBINE PANEL B | 4.B4
KA0135:A1 | SC | KA0135A1 | WHT | 20 | 18.D6 | KA0144:A1 | TURBINE PANEL B | 18.C6
KA0135:A1 | SC | KA0135A1 | WHT | 20 | 18.D6 | KA0131:11 | TURBINE PANEL B | 18.D4
KA0135:A2 | SC | 0V | WHT | 20 | 18.D6 | KA0136:A2 | TURBINE PANEL B | 18.D6
KA0135:A2 | SC | 0V | WHT | 20 | 18.D6 | KA0144:A2 | TURBINE PANEL B | 18.C6
KA6211:A1 | SC | KA6211A1 | WHT | 20 | 104.A6 | KA0246:14 | TURBINE PANEL B | 104.A6
KA6212:A1 | SC | KA6212A1 | WHT | 20 | 105.A6 | KA0246:24 | TURBINE PANEL B | 105.A6
XT0080:3 | SC | 0V | WHT | 16 | 8.D1 | EA6210PWR:2 | TURBINE PANEL B | 103.B5
XT0135:1 | SC | 0V | WHT | 14 | 16.B4 | XT0136:3 | TURBINE PANEL B | 18.A2
XT0135:1 | SC | 0V | WHT | 16 | 16.B4 | KA1020:24 | TURBINE PANEL B | 35.A6
XT0139:4 | SC | KA0231A1 | WHT | 20 | 19.D6 | KA0234:A1 | TURBINE PANEL B | 19.D6
XT0233:1 | SC | FU0210 | WHT | 14 | 16.C4 | FU0060:LI | TURBINE PANEL B | 9.C1
XT0233:2 | SC | FU0210 | WHT | 14 | 16.C4 | FU0070:LI | TURBINE PANEL B | 9.B1
XT0233:4 | SC | FU0212 | WHT | 16 | 20.C6 | EA1200PWR:1 | TURBINE PANEL B | 20.C4
XT0233:4 | SC | FU0212 | WHT | 16 | 20.C6 | EA1200OSP:2 | TURBINE PANEL B | 20.C4
XT0235:1 | SC | 0V | WHT | 14 | 16.D4 | XT0060:1 | TURBINE PANEL B | 9.C1
XT0235:1 | SC | 0V | WHT | 16 | 16.D4 | XT0070:1 | TURBINE PANEL B | 9.B1
XT0235:3 | SC | 0V | WHT | 16 | 16.D4 | EA2108PWR:2 | TURBINE PANEL B | 55.C5
XT0235:4 | SC | 0V | WHT | 16 | 20.C6 | EA1200PWR:2 | TURBINE PANEL B | 20.C4
AU0080:L2 | WC0008 | AU0080L2 | ENET | CABLE | 2.A4 | AU0070:L1 | TURBINE PANEL B | 2.A5
AF0085:38 | WC4012 | 08531 | RED | 20 | 63.C7 | EA0853:1 | TURBINE PANEL B | 63.C5
AF0085:06 | WC4012 | 08532 | BLK | 20 | 63.C7 | EA0853:2 | TURBINE PANEL B | 63.C5
AF0085:54 | WC4012 | 0853S | SH | 20 | 63.C7 | FW_UCP:109 | TURBINE PANEL B | 63.C5
AF0085:00 | WC4191 | 08501 | RED | 20 | 36.B7 | EA0850:1 | TURBINE PANEL B | 36.B5
AF0085:16 | WC4191 | 08502 | BLK | 20 | 36.B7 | EA0850:2 | TURBINE PANEL B | 36.B5
AF0085:48 | WC4191 | 0850S | SH | 20 | 36.B7 | FW_UCP:6 | TURBINE PANEL B | 36.B5
AF0086:00 | WC4194 | 08601 | RED | 20 | 37.B7 | EA0860:1 | TURBINE PANEL B | 37.B5
AF0086:16 | WC4194 | 08602 | BLK | 20 | 37.B7 | EA0860:2 | TURBINE PANEL B | 37.B5
AF0086:48 | WC4194 | 0860S | SH | 20 | 37.B7 | FW_UCP:10 | TURBINE PANEL B | 37.B5
AF0085:14 | WC4195 | 08571 | RED | 20 | 37.A7 | EA0857:1 | TURBINE PANEL B | 37.A5
AF0085:30 | WC4195 | 08572 | BLK | 20 | 37.A7 | EA0857:2 | TURBINE PANEL B | 37.A5
AF0085:62 | WC4195 | 0857S | SH | 20 | 37.A7 | FW_UCP:8 | TURBINE PANEL B | 37.A5
AF0086:38 | WC4515 | 08631 | RED | 20 | 100.A7 | EA0863:1 | TURBINE PANEL B | 100.A5
AF0086:06 | WC4515 | 08632 | BLK | 20 | 100.A7 | EA0863:2 | TURBINE PANEL B | 100.A5
AF0086:54 | WC4515 | 0863S | SH | 20 | 100.A7 | FW_UCP:133 | TURBINE PANEL B | 100.A5
AF0085:40 | WC4519 | 08541 | RED | 20 | 72.A7 | EA0854:1 | TURBINE PANEL B | 72.A5
AF0085:08 | WC4519 | 08542 | BLK | 20 | 72.A7 | EA0854:2 | TURBINE PANEL B | 72.A5
AF0085:56 | WC4519 | 0854S | SH | 20 | 72.A7 | FW_UCP:116 | TURBINE PANEL B | 72.B5
AF0085:42 | WC4520 | 08551 | RED | 20 | 43.C7 | EA0855:1 | TURBINE PANEL B | 43.C5
AF0085:10 | WC4520 | 08552 | BLK | 20 | 43.C7 | EA0855:2 | TURBINE PANEL B | 43.C5
AF0085:58 | WC4520 | 0855S | SH | 20 | 43.C7 | FW_UCP:12 | TURBINE PANEL B | 43.C5
AF0085:44 | WC4523 | 08561 | RED | 20 | 62.B7 | EA0856:1 | TURBINE PANEL B | 62.B5
AF0085:12 | WC4523 | 08562 | BLK | 20 | 62.B7 | EA0856:2 | TURBINE PANEL B | 62.B5
AF0085:60 | WC4523 | 0856S | SH | 20 | 62.B7 | FW_UCP:105 | TURBINE PANEL B | 62.B5
AF0085:34 | WC4560 | 08511 | RED | 20 | 69.A7 | EA0851:1 | TURBINE PANEL B | 69.A5
AF0085:02 | WC4560 | 08512 | BLK | 20 | 69.A7 | EA0851:2 | TURBINE PANEL B | 69.A5
AF0085:50 | WC4560 | 0851S | SH | 20 | 69.A7 | FW_UCP:107 | TURBINE PANEL B | 69.A5
AF0086:12 | WC4761 | 08661 | RED | 20 | 55.C7 | EA0866:1 | TURBINE PANEL B | 55.C5
AF0086:28 | WC4761 | 08662 | WHT | 20 | 55.C7 | EA0866:2 | TURBINE PANEL B | 55.C5
AF0086:60 | WC4761 | 0866S | BLK | 20 | 55.C7 | FW_UCP:44 | TURBINE PANEL B | 55.C5
SolarTools ver. 24.0.84.24712 (Jul 31, 2025)
Report date: 2/10/2026 4:06 PM

## TURBINE PANEL B
TURBINE PANEL B
Project # | G7810
Project Name | LEE WAGPCO
Revision | B
Controls DE | H.VOUNG
Phone:
Controls ME | A. PUENTES
Phone:
From | [5 empty] | To
Device ID | Cable (W) Conductor (SC) Jumper Clip (JC) | Wire No. | Wire ID | Gauge/Size | Page/Zone | Device ID | Location | Page/Zone
XT0060:1 | JC | 0V | CLIP | --- | 9.C1 | XT0060:2 | TURBINE PANEL B | 9.C1
XT0070:1 | JC | 0V | CLIP | --- | 9.B1 | XT0070:2 | TURBINE PANEL B | 9.B1
XT0136:1 | JC | FU0139 | CLIP | --- | 18.A2 | XT0136:2 | TURBINE PANEL B | 18.A2
XT0240:11 | JC | FU0139 | CLIP | --- | 19.C4 | XT0240:12 | TURBINE PANEL B | 19.C4
XT0240:9 | JC | 0V | CLIP | --- | 19.D3 | XT0240:10 | TURBINE PANEL B | 19.D3
AF0061:00 | SC | 06101 | WHT | 20 | 36.C7 | EA0610:1 | TURBINE PANEL B | 36.C5
AF0061:02 | SC | 006102 | WHT | 20 | 36.B7 | KA0233:14 | TURBINE PANEL B | 36.B6
AF0061:04 | SC | 06121 | WHT | 20 | 48.C7 | EA0612:1 | TURBINE PANEL B | 48.C5
AF0061:08 | SC | 06141 | WHT | 20 | 50.C7 | EA0614:1 | TURBINE PANEL B | 50.C5
AF0061:12 | SC | 06161 | WHT | 20 | 37.C7 | EA0616:1 | TURBINE PANEL B | 37.C5
AF0061:14 | SC | 006114 | WHT | 20 | 37.B7 | KA0234:14 | TURBINE PANEL B | 37.B6
AF0061:16 | SC | 06102 | WHT | 20 | 36.C7 | EA0610:2 | TURBINE PANEL B | 36.C5
AF0061:18 | SC | 06112 | WHT | 20 | 36.B7 | EA0611:2 | TURBINE PANEL B | 36.B5
AF0061:20 | SC | 06122 | WHT | 20 | 48.C7 | EA0612:2 | TURBINE PANEL B | 48.C5
AF0061:24 | SC | 06142 | WHT | 20 | 50.C7 | EA0614:2 | TURBINE PANEL B | 50.C5
AF0061:28 | SC | 06162 | WHT | 20 | 37.C7 | EA0616:2 | TURBINE PANEL B | 37.C5
AF0061:30 | SC | 06172 | WHT | 20 | 37.B7 | EA0617:2 | TURBINE PANEL B | 37.B5
AF0061:COM | SC | 0V | WHT | 14 | 9.C2 | XT0060:2 | TURBINE PANEL B | 9.C1
AF0061:V+ | SC | FU0061 | WHT | 14 | 9.C2 | FU0061:LD | TURBINE PANEL B | 9.C1
AF0062:00 | SC | 006200 | WHT | 20 | 52.B7 | KA0222:14 | TURBINE PANEL B | 52.B6
AF0062:16 | SC | 06202 | WHT | 20 | 52.B7 | EA0620:2 | TURBINE PANEL B | 52.B5
AF0062:COM | SC | 0V | WHT | 14 | 9.C3 | XT0060:2 | TURBINE PANEL B | 9.C1
AF0062:V+ | SC | FU0062 | WHT | 14 | 9.C3 | FU0062:LD | TURBINE PANEL B | 9.C1
AF0063:00 | SC | 06302 | WHT | 20 | 36.D7 | EA0630:2 | TURBINE PANEL B | 36.D5
AF0063:01 | SC | 06312 | WHT | 20 | 36.C7 | EA0631:2 | TURBINE PANEL B | 36.C5
AF0063:02 | SC | 06322 | WHT | 20 | 48.D7 | EA0632:2 | TURBINE PANEL B | 48.D5
AF0063:03 | SC | 06332 | WHT | 20 | 48.C7 | EA0633:2 | TURBINE PANEL B | 48.C5
AF0063:04 | SC | 06342 | WHT | 20 | 50.D7 | EA0634:2 | TURBINE PANEL B | 50.D5
AF0063:05 | SC | 06352 | WHT | 20 | 50.C7 | EA0635:2 | TURBINE PANEL B | 50.C5
AF0063:06 | SC | 06362 | WHT | 20 | 37.D7 | EA0636:2 | TURBINE PANEL B | 37.D5
AF0063:07 | SC | 06372 | WHT | 20 | 37.C7 | EA0637:2 | TURBINE PANEL B | 37.C5
AF0063:08 | SC | 06382 | WHT | 20 | 107.A7 | EA0638:2 | TURBINE PANEL B | 107.A5
AF0063:09 | SC | 06392 | WHT | 20 | 106.C7 | EA0639:2 | TURBINE PANEL B | 106.C5
AF0063:32 | SC | 06301 | WHT | 20 | 36.D7 | EA0630:1 | TURBINE PANEL B | 36.D5
AF0063:33 | SC | 06311 | WHT | 20 | 36.C7 | EA0631:1 | TURBINE PANEL B | 36.C5
AF0063:34 | SC | 06321 | WHT | 20 | 48.D7 | EA0632:1 | TURBINE PANEL B | 48.D5
AF0063:35 | SC | 06331 | WHT | 20 | 48.C7 | EA0633:1 | TURBINE PANEL B | 48.C5
AF0063:36 | SC | 06341 | WHT | 20 | 50.D7 | EA0634:1 | TURBINE PANEL B | 50.D5
AF0063:37 | SC | 06351 | WHT | 20 | 50.C7 | EA0635:1 | TURBINE PANEL B | 50.C5
AF0063:38 | SC | 06361 | WHT | 20 | 37.D7 | EA0636:1 | TURBINE PANEL B | 37.D5
AF0063:39 | SC | 06371 | WHT | 20 | 37.C7 | EA0637:1 | TURBINE PANEL B | 37.C5
AF0063:40 | SC | 06381 | WHT | 20 | 107.A7 | EA0638:1 | TURBINE PANEL B | 107.A5
AF0063:41 | SC | 06391 | WHT | 20 | 106.C7 | EA0639:1 | TURBINE PANEL B | 106.C5
AF0063:COM | SC | AF0063N | WHT | 20 | 9.C3 | AF0064:COM | TURBINE PANEL B | 9.B4
AF0063:COM | SC | AU0060N | WHT | 20 | 9.C3 | AU0060:COM | TURBINE PANEL B | 9.B2
AF0063:V+ | SC | AF0063P | WHT | 20 | 9.C3 | AF0064:V+ | TURBINE PANEL B | 9.B4
AF0063:V+ | SC | AU0060P | WHT | 20 | 9.C3 | AU0060:V+ | TURBINE PANEL B | 9.B2
AF0064:COM | SC | AF0064N | WHT | 20 | 9.B4 | AF0065:COM | TURBINE PANEL B | 9.B5
AF0064:SH | SC | AF0064G | GRN | 14 | 9.B4 | AF0065:SH | TURBINE PANEL B | 9.B5
AF0064:SH | SC | AU0060G | GRN | 14 | 9.B4 | AU0060:GND | TURBINE PANEL B | 9.B2
AF0064:V+ | SC | AF0064P | WHT | 20 | 9.B4 | AF0065:V+ | TURBINE PANEL B | 9.B5
AF0065:COM | SC | AF0065N | WHT | 20 | 9.B5 | AF0066:COM | TURBINE PANEL B | 9.C5
AF0065:SH | SC | AF0065G | GRN | 14 | 9.B5 | AF0066:SH | TURBINE PANEL B | 9.C5
AF0065:V+ | SC | AF0065P | WHT | 20 | 9.B5 | AF0066:V+ | TURBINE PANEL B | 9.C5
AF0066:COM | SC | AF0066N | WHT | 20 | 9.C5 | AF0068:COM | TURBINE PANEL B | 9.C6
AF0066:SH | SC | AF0066G | GRN | 14 | 9.C5 | AF0068:SH | TURBINE PANEL B | 9.C6
AF0066:V+ | SC | AF0066P | WHT | 20 | 9.C5 | AF0068:V+ | TURBINE PANEL B | 9.C6
AF0067:00 | SC | 06701 | WHT | 20 | 52.D7 | EA0670:1 | TURBINE PANEL B | 52.D5
AF0067:04 | SC | 06721 | WHT | 20 | 52.C7 | EA0672:1 | TURBINE PANEL B | 52.C5
AF0067:08 | SC | 06741 | WHT | 16 | 45.C7 | EA0674:1 | TURBINE PANEL B | 45.C5
AF0067:12 | SC | KA0134A1 | WHT | 20 | 66.D7 | KA0134:A1 | TURBINE PANEL B | 18.C6
AF0067:16 | SC | 06702 | WHT | 20 | 52.D7 | EA0670:2 | TURBINE PANEL B | 52.D5
AF0067:20 | SC | 06722 | WHT | 20 | 52.C7 | EA0672:2 | TURBINE PANEL B | 52.C5
AF0067:24 | SC | 06742 | WHT | 16 | 45.C7 | EA0674:2 | TURBINE PANEL B | 45.C5
AF0067:COM | SC | 0V | WHT | 14 | 9.C6 | XT0060:2 | TURBINE PANEL B | 9.C1
AF0067:V+ | SC | FU0063 | WHT | 14 | 9.C6 | FU0063:LD | TURBINE PANEL B | 9.C1
AF0068:SH | SC | IEG02304 | GRN | 14 | 9.C6 | IEG0230:4 | TURBINE PANEL B | 9.C7
AF0071:COM | SC | AF0071N | WHT | 20 | 9.B2 | AF0072:COM | TURBINE PANEL B | 9.A3
AF0071:COM | SC | AU0070N | WHT | 20 | 9.B2 | AU0070:COM | TURBINE PANEL B | 9.A2
AF0071:SH | SC | AF0071G | GRN | 14 | 9.B2 | AF0072:SH | TURBINE PANEL B | 9.A3
AF0071:SH | SC | AU0070G | GRN | 14 | 9.B2 | AU0070:GND | TURBINE PANEL B | 9.A2
AF0071:V+ | SC | AF0071P | WHT | 20 | 9.B2 | AF0072:V+ | TURBINE PANEL B | 9.A3
AF0071:V+ | SC | AU0070P | WHT | 20 | 9.B2 | AU0070:V+ | TURBINE PANEL B | 9.A2
AF0072:COM | SC | AF0072N | WHT | 20 | 9.A3 | AF0073:COM | TURBINE PANEL B | 9.B3
AF0072:SH | SC | AF0072G | GRN | 14 | 9.A3 | AF0073:SH | TURBINE PANEL B | 9.B3
AF0072:V+ | SC | AF0072P | WHT | 20 | 9.A3 | AF0073:V+ | TURBINE PANEL B | 9.B3
AF0073:COM | SC | AF0073N | WHT | 20 | 9.B3 | AF0074:COM | TURBINE PANEL B | 9.B4
AF0073:SH | SC | AF0073G | GRN | 14 | 9.B3 | AF0074:SH | TURBINE PANEL B | 9.B4
AF0073:V+ | SC | AF0073P | WHT | 20 | 9.B3 | AF0074:V+ | TURBINE PANEL B | 9.B4
AF0074:COM | SC | AF0074N | WHT | 20 | 9.B4 | AF0075:COM | TURBINE PANEL B | 9.A5
AF0074:SH | SC | AF0074G | GRN | 14 | 9.B4 | AF0075:SH | TURBINE PANEL B | 9.A5
AF0074:V+ | SC | AF0074P | WHT | 20 | 9.B4 | AF0075:V+ | TURBINE PANEL B | 9.A5
AF0075:SH | SC | IEG02305 | GRN | 14 | 9.A5 | IEG0230:5 | TURBINE PANEL B | 9.B6
AF0076:00 | SC | 007600 | WHT | 20 | 48.B7 | KA0237:14 | TURBINE PANEL B | 48.B6
AF0076:01 | SC | 007601 | WHT | 20 | 50.B7 | KA0237:24 | TURBINE PANEL B | 50.B6
AF0076:02 | SC | 007602 | WHT | 16 | 52.A7 | KA0221:A1 | TURBINE PANEL B | 52.A6
AF0076:04 | SC | 007604 | WHT | 16 | 52.B7 | KA0222:A1 | TURBINE PANEL B | 52.B6
AF0076:07 | SC | 007607 | WHT | 20 | 29.A7 | KA1020:A1 | TURBINE PANEL B | 29.A5
AF0076:10 | SC | KT014615 | WHT | 20 | 19.C7 | KT0146:15 | TURBINE PANEL B | 19.C6
AF0076:11 | SC | 076111 | WHT | 20 | 20.A7 | EA07611:1 | TURBINE PANEL B | 20.A4
AF0076:12 | SC | 007612 | WHT | 20 | 20.B7 | XT0237:1 B2 | TURBINE PANEL B | 20.B5
AF0076:13 | SC | KT0146B1 | WHT | 20 | 18.B2 | KT0146:B1 | TURBINE PANEL B | 18.B2
AF0076:16 | SC | 07602 | WHT | 20 | 48.B7 | EA0760:2 | TURBINE PANEL B | 48.B5
AF0076:17 | SC | 07612 | WHT | 20 | 50.B7 | EA0761:2 | TURBINE PANEL B | 50.B5
AF0076:18 | SC | 007618 | WHT | 20 | 52.A7 | KA0221:A2 | TURBINE PANEL B | 52.A6
AF0076:20 | SC | 007620 | WHT | 20 | 52.B7 | KA0222:A2 | TURBINE PANEL B | 52.B6
AF0076:23 | SC | 007623 | WHT | 20 | 29.A7 | KA1020:A2 | TURBINE PANEL B | 29.A5
AF0076:26 | SC | KA0231A2 | WHT | 20 | 19.C7 | KA0231:A2 | TURBINE PANEL B | 19.C6
AF0076:29 | SC | KT0146A2 | WHT | 20 | 18.B2 | KT0146:A2 | TURBINE PANEL B | 18.B2
AF0076:COM | SC | 0V | WHT | 14 | 9.A5 | XT0070:2 | TURBINE PANEL B | 9.B1
AF0076:V+ | SC | FU0071 | WHT | 14 | 9.A5 | FU0071:LD | TURBINE PANEL B | 9.B1
AU0060:COM | SC | 0V | WHT | 14 | 9.B2 | XT0060:1 | TURBINE PANEL B | 9.C1
AU0060:V+ | SC | FU0060 | WHT | 14 | 9.B2 | FU0060:LD | TURBINE PANEL B | 9.C1
AU0070:COM | SC | 0V | WHT | 14 | 9.A2 | XT0070:1 | TURBINE PANEL B | 9.B1
AU0070:V+ | SC | FU0070 | WHT | 14 | 9.A2 | FU0070:LD | TURBINE PANEL B | 9.B1
EA0611:1 | SC | 06111 | WHT | 20 | 36.B5 | KA0233:11 | TURBINE PANEL B | 36.B6
EA0617:1 | SC | 06171 | WHT | 20 | 37.B5 | KA0234:11 | TURBINE PANEL B | 37.B6
EA0620:1 | SC | 06201 | WHT | 20 | 52.B5 | KA0236:21 | TURBINE PANEL B | 52.B6
EA0676:1 | SC | 06761 | WHT | 20 | 66.C5 | KA0138:14 | TURBINE PANEL B | 66.C6
EA0676:2 | SC | 0V | WHT | 20 | 66.C5 | XT0136:8 | TURBINE PANEL B | 66.C6
EA0760:1 | SC | 07601 | WHT | 20 | 48.B5 | KA0237:11 | TURBINE PANEL B | 48.B6
EA0761:1 | SC | 07611 | WHT | 20 | 50.B5 | KA0237:21 | TURBINE PANEL B | 50.B6
EA07612:1 | SC | XT0237B1 | WHT | 20 | 20.B4 | XT0237:1 B1 | TURBINE PANEL B | 20.B5
EA0767:1 | SC | KA102011 | WHT | 14 | 35.A5 | KA1020:11 | TURBINE PANEL B | 35.A6
EA0767:2 | SC | KA102021 | WHT | 14 | 35.A5 | KA1020:21 | TURBINE PANEL B | 35.A6
EA0813:1 | SC | 08131 | WHT | 20 | 20.B4 | KA0130:A2 | TURBINE PANEL B | 20.B5
EA0951:1 | SC | 09511 | WHT | 20 | 52.A5 | KA0235:21 | TURBINE PANEL B | 52.A6
EA1200OSP:1 | SC | 1200OSP1 | WHT | 20 | 20.C4 | XT0060:3 | TURBINE PANEL B | 20.C6
EA2403:1 | SC | ESTOPA | WHT | 20 | 28.C5 | XT0240:3 | TURBINE PANEL B | 19.A3
EA2403:2 | SC | ESTOP | WHT | 20 | 28.C5 | XT0240:4 | TURBINE PANEL B | 19.A3
EA32001:1 | SC | FU0139 | WHT | 20 | 63.D5 | XT0136:1 | TURBINE PANEL B | 18.A2
EA32001:2 | SC | 320012 | WHT | 20 | 63.D5 | KA0136:A1 | TURBINE PANEL B | 18.D6
EA32002:1 | SC | KA024011 | WHT | 20 | 63.D5 | KA0240:11 | TURBINE PANEL B | 63.D6
EA32002:2 | SC | 320022 | WHT | 20 | 63.D5 | XT0136:4 | TURBINE PANEL B | 63.D6
FU0060:LI | SC | FU0210 | WHT | 14 | 9.C1 | FU0061:LI | TURBINE PANEL B | 9.C1
FU0061:LI | SC | FU0210 | WHT | 14 | 9.C1 | FU0062:LI | TURBINE PANEL B | 9.C1
FU0062:LI | SC | FU0210 | WHT | 14 | 9.C1 | FU0063:LI | TURBINE PANEL B | 9.C1
FU0070:LI | SC | FU0210 | WHT | 14 | 9.B1 | FU0071:LI | TURBINE PANEL B | 9.B1
GR0231: | SC | IEG02306 | GRN | 14 | 4.B4 | IEG0230:6 | TURBINE PANEL B | 4.B4
GR0232: | SC | GR0232 | GRN/YEL | 14 | 4.B5 | FG_UCP:10 | TURBINE PANEL B | 4.B5
GR0233: | SC | IEG02309 | GRN | 14 | 4.B5 | IEG0230:9 | TURBINE PANEL B | 4.B5
GR0234: | SC | GR0234 | GRN/YEL | 14 | 4.B3 | FG_UCP:17 | TURBINE PANEL B | 4.B3
GR0235: | SC | GR0235 | GRN/YEL | 14 | 4.B3 | FG_UCP:18 | TURBINE PANEL B | 4.B3
GR0236: | SC | GR0236 | GRN/YEL | 14 | 4.B4 | FG_UCP:19 | TURBINE PANEL B | 4.B3
GR0237: | SC | GR0237 | GRN/YEL | 14 | 4.B4 | FG_UCP:20 | TURBINE PANEL B | 4.B3
KA0130:11 | SC | 008135 | WHT | 20 | 20.B6 | KA0130:A1 | TURBINE PANEL B | 20.B5
KA0131:12 | SC | KA013112 | WHT | 20 | 18.D4 | KA0137:24 | TURBINE PANEL B | 18.D3
KA0131:A1 | SC | KA0231A1 | WHT | 20 | 18.B6 | KA0132:A1 | TURBINE PANEL B | 18.B6
KA0131:A1 | SC | KA0231A1 | WHT | 20 | 18.B6 | XT0136:6 | TURBINE PANEL B | 18.B5
KA0131:A2 | SC | 0V | WHT | 20 | 18.B6 | KA0132:A2 | TURBINE PANEL B | 18.B6
KA0131:A2 | SC | 0V | WHT | 20 | 18.B6 | KT0145:A2 | TURBINE PANEL B | 18.B6
KA0132:11 | SC | FU0139 | WHT | 20 | 18.A3 | KA0133:11 | TURBINE PANEL B | 18.A3
KA0132:11 | SC | FU0139 | WHT | 20 | 18.A3 | KT0145:15 | TURBINE PANEL B | 18.D2
KA0132:12 | SC | KT0141A1 | WHT | 20 | 18.A3 | KT0142:A1 | TURBINE PANEL B | 18.A6
KA0132:12 | SC | KT0141A1 | WHT | 20 | 18.A3 | KA0133:12 | TURBINE PANEL B | 18.A3
KA0132:21 | SC | KA0138A1 | WHT | 20 | 18.D4 | KA0138:A1 | TURBINE PANEL B | 18.D6
KA0132:22 | SC | KA013222 | WHT | 20 | 18.D4 | KA0137:14 | TURBINE PANEL B | 18.D3
KA0132:22 | SC | KA013222 | WHT | 20 | 18.D4 | KT0141:18 | TURBINE PANEL B | 18.D2
KA0132:24 | SC | KA013224 | WHT | 20 | 18.D4 | KA0134:14 | TURBINE PANEL B | 18.D3
KA0132:A1 | SC | KA0231A1 | WHT | 20 | 18.B6 | KA0141:A1 | TURBINE PANEL B | 18.C6
KA0132:A2 | SC | 0V | WHT | 20 | 18.B6 | KA0141:A2 | TURBINE PANEL B | 18.C6
KA0133:11 | SC | FU0139 | WHT | 20 | 18.A3 | KA0134:11 | TURBINE PANEL B | 18.D3
KA0133:A2 | SC | 0V | WHT | 20 | 18.C6 | KA0134:A2 | TURBINE PANEL B | 18.C6
KA0133:A2 | SC | 0V | WHT | 20 | 18.C6 | KA0141:A2 | TURBINE PANEL B | 18.C6
KA0134:11 | SC | FU0139 | WHT | 20 | 18.D3 | KA0136:11 | TURBINE PANEL B | 18.B4
KA0134:A2 | SC | 0V | WHT | 20 | 18.C6 | KA0144:A2 | TURBINE PANEL B | 18.C6
KA0136:11 | SC | FU0139 | WHT | 20 | 18.B4 | KA0137:21 | TURBINE PANEL B | 18.D3
KA0136:14 | SC | KA013821 | WHT | 20 | 18.B4 | KA0138:21 | TURBINE PANEL B | 18.B5
KA0136:A2 | SC | 0V | WHT | 20 | 18.D6 | KA0137:A2 | TURBINE PANEL B | 18.D6
KA0137:11 | SC | FU0139 | WHT | 20 | 18.D3 | KA0137:21 | TURBINE PANEL B | 18.D3
KA0137:A1 | SC | KA0137A1 | WHT | 20 | 18.D6 | KT0142:18 | TURBINE PANEL B | 18.D2
KA0137:A2 | SC | 0V | WHT | 20 | 18.D6 | KA0138:A2 | TURBINE PANEL B | 18.D6
KA0138:11 | SC | FU0139 | WHT | 20 | 66.C6 | XT0136:7 | TURBINE PANEL B | 66.C6
KA0138:24 | SC | KT0144B1 | WHT | 20 | 18.B5 | KT0144:B1 | TURBINE PANEL B | 18.B6
KA0141:21 | SC | KT0146A1 | WHT | 20 | 18.B2 | KT0146:A1 | TURBINE PANEL B | 18.B2
KA0141:21 | SC | KT0146A1 | WHT | 20 | 18.B2 | KA0241:21 | TURBINE PANEL B | 18.B2
KA0141:24 | SC | FU0139 | WHT | 20 | 18.B2 | KA0241:24 | TURBINE PANEL B | 18.B2
KA0141:24 | SC | FU0139 | WHT | 20 | 18.B2 | XT0136:2 | TURBINE PANEL B | 18.A2
KA0144:22 | SC | KA014422 | WHT | 20 | 104.A6 | KA0249:12 | TURBINE PANEL B | 104.B6
KA0221:11 | SC | 022111 | WHT | 20 | 52.A6 | KA0235:24 | TURBINE PANEL B | 52.A6
KA0222:11 | SC | 022211 | WHT | 20 | 52.B6 | KA0236:24 | TURBINE PANEL B | 52.B6
KA0231:11 | SC | KA0231A1 | WHT | 20 | 19.C6 | KA0231:A1 | TURBINE PANEL B | 19.C6
KA0231:11 | SC | KA0231A1 | WHT | 20 | 19.C6 | KA0242:11 | TURBINE PANEL B | 19.C6
KA0231:14 | SC | KA024214 | WHT | 20 | 19.C6 | KA0242:14 | TURBINE PANEL B | 19.C6
KA0231:14 | SC | KA024214 | WHT | 20 | 19.C6 | KT0146:18 | TURBINE PANEL B | 19.C6
KA0231:21 | SC | KA023121 | WHT | 20 | 19.A4 | KA0245:14 | TURBINE PANEL B | 19.A4
KA0231:A1 | SC | KA0231A1 | WHT | 20 | 19.C6 | KA0232:A1 | TURBINE PANEL B | 19.D6
KA0231:A2 | SC | KA0231A2 | WHT | 20 | 19.C6 | KA0232:A2 | TURBINE PANEL B | 19.D6
KA0232:22 | SC | KA014421 | WHT | 20 | 104.A6 | KA0144:21 | TURBINE PANEL B | 104.A6
KA0232:22 | SC | KA014421 | WHT | 20 | 104.A6 | KA0249:11 | TURBINE PANEL B | 104.B6
KA0232:A1 | SC | KA0231A1 | WHT | 20 | 19.D6 | KA0233:A1 | TURBINE PANEL B | 19.D6
KA0232:A2 | SC | KA0231A2 | WHT | 20 | 19.D6 | KA0233:A2 | TURBINE PANEL B | 19.D6
KA0233:A1 | SC | KA0231A1 | WHT | 20 | 19.D6 | KA0234:A1 | TURBINE PANEL B | 19.D6
KA0233:A2 | SC | KA0231A2 | WHT | 20 | 19.D6 | KA0234:A2 | TURBINE PANEL B | 19.D6
KA0235:11 | SC | 1200OSP1 | WHT | 20 | 19.A5 | XT0060:3 | TURBINE PANEL B | 20.C6
KA0235:11 | SC | 1200OSP1 | WHT | 20 | 19.A5 | KA0241:11 | TURBINE PANEL B | 19.A5
KA0235:14 | SC | KA024114 | WHT | 20 | 19.A5 | KA0241:14 | TURBINE PANEL B | 19.A5
KA0235:A1 | SC | ESTOP | WHT | 20 | 19.A2 | XT0240:4 | TURBINE PANEL B | 19.A3
KA0235:A1 | SC | ESTOP | WHT | 20 | 19.A2 | KA0236:A1 | TURBINE PANEL B | 19.B2
KA0236:11 | SC | FU0139 | WHT | 20 | 19.D4 | KA0244:11 | TURBINE PANEL B | 19.D4
KA0236:11 | SC | FU0139 | WHT | 20 | 19.D4 | XT0240:12 | TURBINE PANEL B | 19.C4
KA0236:12 | SC | KA023612 | WHT | 20 | 19.D4 | XT0240:13 | TURBINE PANEL B | 19.D4
KA0236:A1 | SC | ESTOP | WHT | 20 | 19.B2 | KA0237:A1 | TURBINE PANEL B | 19.B2
KA0236:A2 | SC | 0V | WHT | 20 | 19.B2 | KA0235:A2 | TURBINE PANEL B | 19.A2
KA0236:A2 | SC | 0V | WHT | 20 | 19.B2 | KA0237:A2 | TURBINE PANEL B | 19.B2
KA0237:A1 | SC | ESTOP | WHT | 20 | 19.B2 | KA0238:A1 | TURBINE PANEL B | 19.B2
KA0237:A2 | SC | 0V | WHT | 20 | 19.B2 | KA0238:A2 | TURBINE PANEL B | 19.B2
KA0238:A1 | SC | ESTOP | WHT | 20 | 19.B2 | KA0239:A1 | TURBINE PANEL B | 19.B2
KA0238:A2 | SC | 0V | WHT | 20 | 19.B2 | KA0239:A2 | TURBINE PANEL B | 19.B2
KA0239:A1 | SC | ESTOP | WHT | 20 | 19.B2 | KA0240:A1 | TURBINE PANEL B | 19.B2
KA0239:A2 | SC | 0V | WHT | 20 | 19.B2 | KA0240:A2 | TURBINE PANEL B | 19.B2
KA0240:14 | SC | UF1300 | WHT | 20 | 63.D6 | XT0136:5 | TURBINE PANEL B | 63.D6
KA0240:A1 | SC | ESTOP | WHT | 20 | 19.B2 | KA0248:A1 | TURBINE PANEL B | 19.C2
KA0240:A2 | SC | 0V | WHT | 20 | 19.B2 | KA0248:A2 | TURBINE PANEL B | 19.C2
KA0241:14 | SC | KA024114 | WHT | 20 | 19.A5 | KA0231:24 | TURBINE PANEL B | 19.A4
KA0241:A1 | SC | KA0241A1 | WHT | 20 | 19.C2 | KA0242:A1 | TURBINE PANEL B | 19.C2
KA0241:A1 | SC | KA0241A1 | WHT | 20 | 19.C2 | XT0240:6 | TURBINE PANEL B | 19.C3
KA0241:A2 | SC | 0V | WHT | 20 | 19.C2 | KA0242:A2 | TURBINE PANEL B | 19.C2
KA0241:A2 | SC | 0V | WHT | 20 | 19.C2 | KA0250:A2 | TURBINE PANEL B | 19.C2
KA0242:11 | SC | KA0231A1 | WHT | 20 | 19.C6 | XT0136:6 | TURBINE PANEL B | 18.B5
KA0242:21 | SC | KA024221 | WHT | 20 | 20.B6 | XT0237:1 T2 | TURBINE PANEL B | 20.B5
KA0242:24 | SC | KA024822 | WHT | 20 | 20.B6 | KA0248:22 | TURBINE PANEL B | 20.A6
KA0242:A2 | SC | 0V | WHT | 20 | 19.C2 | KA0243:A2 | TURBINE PANEL B | 19.C2
KA0243:21 | SC | ESTOPC | WHT | 20 | 19.A3 | XT0240:1 | TURBINE PANEL B | 19.A3
KA0243:24 | SC | KA024511 | WHT | 20 | 19.A3 | KA0245:11 | TURBINE PANEL B | 19.A4
KA0243:A1 | SC | KA0243A1 | WHT | 20 | 19.C2 | KA0244:A1 | TURBINE PANEL B | 19.D2
KA0243:A1 | SC | KA0243A1 | WHT | 20 | 19.C2 | XT0240:7 | TURBINE PANEL B | 19.C3
KA0243:A2 | SC | 0V | WHT | 20 | 19.C2 | KA0244:A2 | TURBINE PANEL B | 19.D2
KA0244:12 | SC | KA024412 | WHT | 20 | 19.D4 | KT0145:A1 | TURBINE PANEL B | 18.B6
KA0244:A1 | SC | KA0243A1 | WHT | 20 | 19.D2 | KA0246:A1 | TURBINE PANEL B | 19.D2
KA0244:A2 | SC | 0V | WHT | 20 | 19.D2 | KA0246:A2 | TURBINE PANEL B | 19.D2
KA0245:A1 | SC | KA0245A1 | WHT | 20 | 19.D2 | KA0249:A1 | TURBINE PANEL B | 19.D2
KA0245:A1 | SC | KA0245A1 | WHT | 20 | 19.D2 | XT0240:8 | TURBINE PANEL B | 19.D3
KA0245:A2 | SC | 0V | WHT | 20 | 19.D2 | KA0249:A2 | TURBINE PANEL B | 19.D2
KA0245:A2 | SC | 0V | WHT | 20 | 19.D2 | KA0247:A2 | TURBINE PANEL B | 19.D2
KA0246:A1 | SC | KA0243A1 | WHT | 20 | 19.D2 | KA0247:A1 | TURBINE PANEL B | 19.D2
KA0246:A2 | SC | 0V | WHT | 20 | 19.D2 | KA0247:A2 | TURBINE PANEL B | 19.D2
KA0248:A1 | SC | ESTOP | WHT | 20 | 19.C2 | KA0250:A1 | TURBINE PANEL B | 19.C2
KA0248:A2 | SC | 0V | WHT | 20 | 19.C2 | KA0250:A2 | TURBINE PANEL B | 19.C2
KA0249:A2 | SC | 0V | WHT | 20 | 19.D2 | XT0240:10 | TURBINE PANEL B | 19.D3
KT0140:15 | SC | FU0139 | WHT | 20 | 18.D1 | KT0142:15 | TURBINE PANEL B | 18.D2
KT0140:15 | SC | FU0139 | WHT | 20 | 18.A2 | XT0136:2 | TURBINE PANEL B | 18.A2
KT0140:16 | SC | KT014115 | WHT | 20 | 18.D1 | KT0141:15 | TURBINE PANEL B | 18.D2
KT0140:18 | SC | KT0143A1 | WHT | 20 | 18.A2 | KT0143:A1 | TURBINE PANEL B | 18.A6
KT0140:A1 | SC | KT0140A1 | WHT | 20 | 18.A6 | KT0143:16 | TURBINE PANEL B | 18.A5
KT0140:A2 | SC | 0V | WHT | 20 | 18.A6 | KT0141:A2 | TURBINE PANEL B | 18.A6
KT0140:A2 | SC | 0V | WHT | 20 | 18.A6 | XT0136:3 | TURBINE PANEL B | 18.A2
KT0141:18 | SC | KA013222 | WHT | 20 | 18.D2 | KT0144:18 | TURBINE PANEL B | 18.D2
KT0141:A1 | SC | KT0141A1 | WHT | 20 | 18.A6 | KT0143:15 | TURBINE PANEL B | 18.A5
KT0141:A1 | SC | KT0141A1 | WHT | 20 | 18.A6 | KT0142:A1 | TURBINE PANEL B | 18.A6
KT0141:A2 | SC | 0V | WHT | 20 | 18.A6 | KT0142:A2 | TURBINE PANEL B | 18.A6
KT0142:15 | SC | FU0139 | WHT | 20 | 18.D2 | KT0144:A1 | TURBINE PANEL B | 18.B6
KT0142:18 | SC | KA0137A1 | WHT | 20 | 18.D2 | KT0145:18 | TURBINE PANEL B | 18.D2
KT0142:A2 | SC | 0V | WHT | 20 | 18.A6 | KT0143:A2 | TURBINE PANEL B | 18.A6
KT0143:A2 | SC | 0V | WHT | 20 | 18.A6 | KT0144:A2 | TURBINE PANEL B | 18.B6
KT0144:15 | SC | FU0139 | WHT | 20 | 18.D2 | KT0145:15 | TURBINE PANEL B | 18.D2
KT0144:15 | SC | FU0139 | WHT | 20 | 18.D2 | KT0144:A1 | TURBINE PANEL B | 18.B6
KT0144:A2 | SC | 0V | WHT | 20 | 18.B6 | KT0145:A2 | TURBINE PANEL B | 18.B6
PC0470:INP_A | SC | 009312 | WHT | 20 | 29.B5 | PC0470:INP_B | TURBINE PANEL B | 29.B5
XT0136:1 | SC | FU0139 | WHT | 20 | 18.A2 | XT0136:7 | TURBINE PANEL B | 66.C6
XT0136:1 | SC | FU0139 | WHT | 20 | 18.A2 | XT0240:12 | TURBINE PANEL B | 19.C4
XT0136:3 | SC | 0V | WHT | 20 | 18.A2 | XT0240:10 | TURBINE PANEL B | 19.D3
XT0136:8 | SC | 0V | WHT | 20 | 66.C6 | XT0136:3 | TURBINE PANEL B | 18.A2
AU0060:L1 | WC0007 | AU0070L2 | ENET | CABLE | 2.A6 | AU0070:L2 | TURBINE PANEL B | 2.A5
AF0065:32 | WC4020 | 06501 | RED | 20 | 42.A7 | EA0650:1 | TURBINE PANEL B | 42.A5
AF0065:00 | WC4020 | 06502 | BLK | 20 | 42.A7 | EA0650:2 | TURBINE PANEL B | 42.A5
AF0065:48 | WC4020 | 0650S | SH | 20 | 42.A7 | FW_UCP:3 | TURBINE PANEL B | 42.A5
AF0066:06 | WC4087 | 06631 | RED | 20 | 50.A7 | EA0663:1 | TURBINE PANEL B | 50.A5
AF0066:22 | WC4087 | 06632 | BLK | 20 | 50.A7 | EA0663:2 | TURBINE PANEL B | 50.A5
AF0066:54 | WC4087 | 0663S | SH | 20 | 50.A7 | FW_UCP:87 | TURBINE PANEL B | 50.A5
AF0074:02 | WC4088 | 07411 | RED | 20 | 50.B7 | EA0741:1 | TURBINE PANEL B | 50.B5
AF0074:18 | WC4088 | 07412 | BLK | 20 | 50.B7 | EA0741:2 | TURBINE PANEL B | 50.B5
AF0074:50 | WC4088 | 0741S | SH | 20 | 50.B7 | FW_UCP:141 | TURBINE PANEL B | 50.B5
AF0075:44 | WC4101 | 07531 | RED | 20 | 42.D7 | EA0753:1 | TURBINE PANEL B | 42.D5
AF0075:12 | WC4101 | 07532 | BLK | 20 | 42.D7 | EA0753:2 | TURBINE PANEL B | 42.D5
AF0075:60 | WC4101 | 0753S | SH | 20 | 42.D7 | FW_UCP:11 | TURBINE PANEL B | 42.D5
AF0072:40 | WC4117 | 07221 | RED | 20 | 53.A7 | EA0722:1 | TURBINE PANEL B | 53.A5
AF0072:08 | WC4117 | 07222 | BLK | 20 | 53.A7 | EA0722:2 | TURBINE PANEL B | 53.A5
AF0072:56 | WC4117 | 0722S | SH | 20 | 53.A7 | FW_UCP:101 | TURBINE PANEL B | 53.A5
AF0075:40 | WC4118 | 07521 | RED | 20 | 49.B7 | EA0752:1 | TURBINE PANEL B | 49.B5
AF0075:08 | WC4118 | 07522 | BLK | 20 | 49.B7 | EA0752:2 | TURBINE PANEL B | 49.B5
AF0075:56 | WC4118 | 0752S | SH | 20 | 49.B7 | FW_UCP:181 | TURBINE PANEL B | 49.B5
AF0072:44 | WC4119 | 07231 | RED | 20 | 46.A7 | EA0723:1 | TURBINE PANEL B | 46.A5
AF0072:12 | WC4119 | 07232 | BLK | 20 | 46.A7 | EA0723:2 | TURBINE PANEL B | 46.A5
AF0072:60 | WC4119 | 0723S | SH | 20 | 46.A7 | FW_UCP:9 | TURBINE PANEL B | 46.A5
AF0064:36 | WC4122 | 06411 | RED | 20 | 49.C7 | EA0641:1 | TURBINE PANEL B | 49.C5
AF0064:04 | WC4122 | 06412 | BLK | 20 | 49.C7 | EA0641:2 | TURBINE PANEL B | 49.C5
AF0064:52 | WC4122 | 0641S | SH | 20 | 49.C7 | FW_UCP:182 | TURBINE PANEL B | 49.C5
AF0075:36 | WC4123 | 07511 | RED | 20 | 49.C7 | EA0751:1 | TURBINE PANEL B | 49.C5
AF0075:04 | WC4123 | 07512 | BLK | 20 | 49.C7 | EA0751:2 | TURBINE PANEL B | 49.C5
AF0075:52 | WC4123 | 0751S | SH | 20 | 49.C7 | FW_UCP:183 | TURBINE PANEL B | 49.D5
AF0064:40 | WC4134 | 06421 | RED | 20 | 51.D7 | EA0642:1 | TURBINE PANEL B | 51.D5
AF0064:08 | WC4134 | 06422 | BLK | 20 | 51.D7 | EA0642:2 | TURBINE PANEL B | 51.D5
AF0064:56 | WC4134 | 0642S | SH | 20 | 51.D7 | FW_UCP:99 | TURBINE PANEL B | 51.D5
AF0075:32 | WC4135 | 07501 | RED | 20 | 51.D7 | EA0750:1 | TURBINE PANEL B | 51.D5
AF0075:00 | WC4135 | 07502 | BLK | 20 | 51.D7 | EA0750:2 | TURBINE PANEL B | 51.D5
AF0075:48 | WC4135 | 0750S | SH | 20 | 51.D7 | FW_UCP:146 | TURBINE PANEL B | 51.D5
AF0066:04 | WC4181 | 06621 | RED | 20 | 48.A7 | EA0662:1 | TURBINE PANEL B | 48.A5
AF0066:20 | WC4181 | 06622 | BLK | 20 | 48.A7 | EA0662:2 | TURBINE PANEL B | 48.A5
AF0066:52 | WC4181 | 0662S | SH | 20 | 48.A7 | FW_UCP:84 | TURBINE PANEL B | 48.A5
AF0074:00 | WC4182 | 07401 | RED | 20 | 48.B7 | EA0740:1 | TURBINE PANEL B | 48.B5
AF0074:16 | WC4182 | 07402 | BLK | 20 | 48.B7 | EA0740:2 | TURBINE PANEL B | 48.B5
AF0074:48 | WC4182 | 0740S | SH | 20 | 48.B7 | FW_UCP:140 | TURBINE PANEL B | 48.B5
AF0066:08 | WC4190 | 06641 | RED | 20 | 36.A7 | EA0664:1 | TURBINE PANEL B | 36.A5
AF0066:24 | WC4190 | 06642 | BLK | 20 | 36.A7 | EA0664:2 | TURBINE PANEL B | 36.A5
AF0066:56 | WC4190 | 0664S | SH | 20 | 36.A7 | FW_UCP:5 | TURBINE PANEL B | 36.A5
AF0066:10 | WC4193 | 06651 | RED | 20 | 37.A7 | EA0665:1 | TURBINE PANEL B | 37.A5
AF0066:26 | WC4193 | 06652 | BLK | 20 | 37.A7 | EA0665:2 | TURBINE PANEL B | 37.A5
AF0066:58 | WC4193 | 0665S | SH | 20 | 37.A7 | FW_UCP:7 | TURBINE PANEL B | 37.A5
AF0064:32 | WC4221 | 06401 | RED | 20 | 49.A7 | EA0640:1 | TURBINE PANEL B | 49.A5
AF0064:00 | WC4221 | 06402 | BLK | 20 | 49.A7 | EA0640:2 | TURBINE PANEL B | 49.A5
AF0064:48 | WC4221 | 0640S | SH | 20 | 49.A7 | FW_UCP:85 | TURBINE PANEL B | 49.A5
AF0065:12 | WC4624 | 06531 | RED | 20 | 20.A7 | EA0653:1 | TURBINE PANEL B | 20.A4
AF0065:28 | WC4624 | 06532 | BLK | 20 | 20.A7 | EA0653:2 | TURBINE PANEL B | 20.A4
IEG0230:10 | SC | AU0200G | GRN | 14 | 11.B4 | AU0200:GND | ASSEMBLY^CONTROL PANEL | 11.A3
IEG0230:8 | SC | IEG02308 | GRN | 14 | 11.A2 | GR0200: | ASSEMBLY^CONTROL PANEL | 11.A3
XT0240:4 | SC | ESTOP | WHT | 20 | 19.A3 | XT0140:6 | BOP^PANEL | 26.A2
IEG0230:12 | SC | IEG023012 | GRN | 14 | 17.B1 | UV0272:IE | CONSOLE ISOLATOR^PANEL1 | 17.A2
IEG0230:13 | SC | IEG023013 | GRN | 14 | 17.B1 | UV0273:IE | CONSOLE ISOLATOR^PANEL1 | 17.B2
IEG0230:7 | SC | IEG02307 | GRN | 14 | 17.A1 | UV0271:IE | CONSOLE ISOLATOR^PANEL1 | 17.A2
AF0073:45 | WC2129 | 21207 | RED | 20 | 47.D7 | UAI2120:-7 | CONSOLE ISOLATOR^PANEL1 | 47.D6
AF0073:29 | WC2129 | 21205 | WHT | 20 | 47.D7 | UAI2120:-5 | CONSOLE ISOLATOR^PANEL1 | 47.D6
AF0073:28 | WC2129 | 21206 | BLK | 20 | 47.D7 | UAI2120:+6 | CONSOLE ISOLATOR^PANEL1 | 47.D6
AF0073:60 | WC2129 | 2120S | SH | 20 | 47.D7 | FW_UCP:201 | CONSOLE ISOLATOR^PANEL1 | 47.D6
AF0068:45 | WC2200 | 06867 | RED | 20 | 39.A7 | UAI0686:-7 | CONSOLE ISOLATOR^PANEL1 | 39.A6
AF0068:29 | WC2200 | 06865 | WHT | 20 | 39.A7 | UAI0686:-5 | CONSOLE ISOLATOR^PANEL1 | 39.A6
AF0068:28 | WC2200 | 06866 | BLK | 20 | 39.A7 | UAI0686:+6 | CONSOLE ISOLATOR^PANEL1 | 39.A6
AF0068:60 | WC2200 | 0686S | SH | 20 | 39.A7 | FW_UCP:88 | CONSOLE ISOLATOR^PANEL1 | 39.A6
AF0068:14 | WC2201 | UAI06877 | RED | 20 | 41.B7 | UAI0687:7+ | CONSOLE ISOLATOR^PANEL1 | 41.B6
AF0068:15 | WC2201 | UAI06878 | BLK | 20 | 41.B7 | UAI0687:8- | CONSOLE ISOLATOR^PANEL1 | 41.B6
AF0068:62 | WC2201 | UAI0687S | SH | 20 | 41.B7 | FW_UCP:94 | CONSOLE ISOLATOR^PANEL1 | 41.B6
AF0073:14 | WC2202 | UAI07377 | RED | 20 | 41.B7 | UAI0737:7+ | CONSOLE ISOLATOR^PANEL1 | 41.B6
AF0073:15 | WC2202 | UAI07378 | BLK | 20 | 41.B7 | UAI0737:8- | CONSOLE ISOLATOR^PANEL1 | 41.B6
AF0073:62 | WC2202 | UAI0737S | SH | 20 | 41.B7 | FW_UCP:144 | CONSOLE ISOLATOR^PANEL1 | 41.B6
AF0068:00 | WC2211 | UAI06807 | RED | 20 | 39.B7 | UAI0680:7+ | CONSOLE ISOLATOR^PANEL1 | 39.B6
AF0068:01 | WC2211 | UAI06808 | BLK | 20 | 39.B7 | UAI0680:8- | CONSOLE ISOLATOR^PANEL1 | 39.B6
AF0068:48 | WC2211 | UAI0680S | SH | 20 | 39.B7 | FW_UCP:71 | CONSOLE ISOLATOR^PANEL1 | 39.B6
AF0073:00 | WC2212 | UAI07307 | RED | 20 | 39.B7 | UAI0730:7+ | CONSOLE ISOLATOR^PANEL1 | 39.B6
AF0073:01 | WC2212 | UAI07308 | BLK | 20 | 39.B7 | UAI0730:8- | CONSOLE ISOLATOR^PANEL1 | 39.B6
AF0073:48 | WC2212 | UAI07302 | SH | 20 | 39.B7 | FW_UCP:98 | CONSOLE ISOLATOR^PANEL1 | 39.C6
AF0068:02 | WC2213 | UAI06817 | RED | 20 | 39.C7 | UAI0681:7+ | CONSOLE ISOLATOR^PANEL1 | 39.C6
AF0068:03 | WC2213 | UAI06818 | BLK | 20 | 39.C7 | UAI0681:8- | CONSOLE ISOLATOR^PANEL1 | 39.C6
AF0068:50 | WC2213 | UAI0681S | SH | 20 | 39.C7 | FW_UCP:100 | CONSOLE ISOLATOR^PANEL1 | 39.C6
AF0073:02 | WC2214 | UAI07317 | RED | 20 | 39.C7 | UAI0731:7+ | CONSOLE ISOLATOR^PANEL1 | 39.C6
AF0073:03 | WC2214 | UAI07318 | BLK | 20 | 39.C7 | UAI0731:8- | CONSOLE ISOLATOR^PANEL1 | 39.C6
AF0073:50 | WC2214 | UAI0731S | SH | 20 | 39.C7 | FW_UCP:102 | CONSOLE ISOLATOR^PANEL1 | 39.D6
AF0068:04 | WC2215 | UAI06827 | RED | 20 | 39.D7 | UAI0682:7+ | CONSOLE ISOLATOR^PANEL1 | 39.D6
AF0068:05 | WC2215 | UAI06828 | BLK | 20 | 39.D7 | UAI0682:8- | CONSOLE ISOLATOR^PANEL1 | 39.D6
AF0068:52 | WC2215 | UAI0682S | SH | 20 | 39.D7 | FW_UCP:104 | CONSOLE ISOLATOR^PANEL1 | 39.D6
AF0073:04 | WC2216 | UAI07327 | RED | 20 | 39.D7 | UAI0732:7+ | CONSOLE ISOLATOR^PANEL1 | 39.D6
AF0073:05 | WC2216 | UAI07328 | BLK | 20 | 39.D7 | UAI0732:8- | CONSOLE ISOLATOR^PANEL1 | 39.D6
AF0073:52 | WC2216 | UAI0732S | SH | 20 | 39.D7 | FW_UCP:106 | CONSOLE ISOLATOR^PANEL1 | 39.D6
AF0068:06 | WC2217 | UAI06836 | RED | 20 | 40.B7 | UAI0683:7+ | CONSOLE ISOLATOR^PANEL1 | 40.B6
AF0068:07 | WC2217 | UAI06837 | BLK | 20 | 40.B7 | UAI0683:8- | CONSOLE ISOLATOR^PANEL1 | 40.B6
AF0068:54 | WC2217 | UAI0683S | SH | 20 | 40.B7 | FW_UCP:108 | CONSOLE ISOLATOR^PANEL1 | 40.B6
AF0073:06 | WC2218 | UAI07337 | RED | 20 | 40.B7 | UAI0733:7+ | CONSOLE ISOLATOR^PANEL1 | 40.B6
AF0073:07 | WC2218 | UAI07338 | BLK | 20 | 40.B7 | UAI0733:8- | CONSOLE ISOLATOR^PANEL1 | 40.B6
AF0073:54 | WC2218 | UAI0733S | SH | 20 | 40.B7 | FW_UCP:112 | CONSOLE ISOLATOR^PANEL1 | 40.B6
AF0068:08 | WC2219 | UAI06847 | RED | 20 | 40.B7 | UAI0684:7+ | CONSOLE ISOLATOR^PANEL1 | 40.B6
AF0068:09 | WC2219 | UAI06848 | BLK | 20 | 40.B7 | UAI0684:8- | CONSOLE ISOLATOR^PANEL1 | 40.B6
AF0068:56 | WC2219 | UAI0684S | SH | 20 | 40.B7 | FW_UCP:118 | CONSOLE ISOLATOR^PANEL1 | 40.C6
AF0073:08 | WC2220 | UAI07347 | RED | 20 | 40.C7 | UAI0734:7+ | CONSOLE ISOLATOR^PANEL1 | 40.C6
AF0073:09 | WC2220 | UAI07348 | BLK | 20 | 40.C7 | UAI0734:8- | CONSOLE ISOLATOR^PANEL1 | 40.C6
AF0073:56 | WC2220 | UAI0734S | SH | 20 | 40.C7 | FW_UCP:122 | CONSOLE ISOLATOR^PANEL1 | 40.C6
AF0068:10 | WC2221 | UAI06857 | RED | 20 | 40.C7 | UAI0685:7+ | CONSOLE ISOLATOR^PANEL1 | 40.C6
AF0068:11 | WC2221 | UAI06858 | BLK | 20 | 40.C7 | UAI0685:8- | CONSOLE ISOLATOR^PANEL1 | 40.C6
AF0068:58 | WC2221 | UAI0685S | SH | 20 | 40.C7 | FW_UCP:126 | CONSOLE ISOLATOR^PANEL1 | 40.D6
AF0073:10 | WC2222 | UAI07357 | RED | 20 | 40.D7 | UAI0735:7+ | CONSOLE ISOLATOR^PANEL1 | 40.D6
AF0073:11 | WC2222 | UAI07358 | BLK | 20 | 40.D7 | UAI0735:8- | CONSOLE ISOLATOR^PANEL1 | 40.D6
AF0073:58 | WC2222 | UAI0735S | SH | 20 | 40.D7 | FW_UCP:130 | CONSOLE ISOLATOR^PANEL1 | 40.D6
IEG0230:14 | SC | IEG023014 | GRN | 14 | 17.B1 | UV0274:IE | CONSOLE ISOLATOR^PANEL2 | 17.B2
IEG0231:1 | SC | IEG023111 | GRN | 14 | 17.C1 | UV0275:IE | CONSOLE ISOLATOR^PANEL2 | 17.C2
IEG0231:2 | SC | IEG02312 | GRN | 14 | 17.C1 | UV0276:IE | CONSOLE ISOLATOR^PANEL2 | 17.C2
KA0246:11 | SC | KA017611 | WHT | 20 | 104.A6 | XT0171:1 | FIRE SYS^PANEL | 104.A5
KA0246:21 | SC | KA017711 | WHT | 20 | 105.A6 | XT0171:3 | FIRE SYS^PANEL | 105.A5
KA0249:12 | SC | KA014422 | WHT | 20 | 104.B6 | KA0176:A1 | FIRE SYS^PANEL | 104.B5
XT0240:12 | SC | FU0139 | WHT | 20 | 19.C4 | AT0170:30 | FIRE SYS^PANEL | 10.C3
XT0240:12 | SC | FU0139 | WHT | 20 | 19.C4 | AT0170:24 | FIRE SYS^PANEL | 10.B3
XT0240:7 | SC | KA0243A1 | WHT | 20 | 19.C3 | AT0170:26 | FIRE SYS^PANEL | 10.B3
XT0240:8 | SC | KA0245A1 | WHT | 20 | 19.D3 | AT0170:32 | FIRE SYS^PANEL | 10.C3
KA0232:21 | SC | FU0170 | WHT | 20 | 104.A6 | XT0170:2 | FIRE^PANEL | 10.A2
XT0240:11 | SC | FU0139 | WHT | 20 | 19.C4 | XT0563:6 | PWR DISTR.^ RAIL | 13.C6
XT0240:13 | SC | KA023612 | WHT | 14 | 19.D4 | XT0563:3 | PWR DISTR.^ RAIL | 13.B6
XT0240:2 | SC | ESTOPB | WHT | 20 | 19.A3 | XT0563:1 | PWR DISTR.^ RAIL | 13.D6
XT0240:3 | SC | ESTOPA | WHT | 20 | 19.A3 | XT0563:2 | PWR DISTR.^ RAIL | 13.D6
XT0240:6 | SC | KA0241A1 | WHT | 20 | 19.C3 | XT0563:5 | PWR DISTR.^ RAIL | 13.C6
XT0240:9 | SC | 0V | WHT | 14 | 19.D3 | XT0563:4 | PWR DISTR.^ RAIL | 13.B6
AU0060:L2 | WC0006 | AU0060L2 | ENET | CABLE | 2.A6 | AF0410:L1 | TURB VIB^PANEL | 2.A2
EA0813:2 | SC | 08132 | WHT | 20 | 20.B4 | AF0081:19 | TURBINE PANEL A | 20.B7
EA0814:1 | SC | 008136 | WHT | 20 | 28.B5 | AF0081:36 | TURBINE PANEL A | 28.B7
EA0814:2 | SC | 008104 | WHT | 20 | 28.B5 | AF0081:04 | TURBINE PANEL A | 28.B7
EA0820:1 | SC | 08201 | WHT | 20 | 65.B5 | AF0082:32 | TURBINE PANEL A | 65.B7
EA0820:2 | SC | 08202 | WHT | 20 | 65.B5 | AF0082:00 | TURBINE PANEL A | 65.B7
EA08211:1 | SC | 008243 | WHT | 20 | 28.A5 | AF0082:43 | TURBINE PANEL A | 28.A7
EA08211:2 | SC | 008211 | WHT | 20 | 28.A5 | AF0082:11 | TURBINE PANEL A | 28.A7
EA08213:1 | SC | 082131 | WHT | 20 | 103.A5 | AF0082:45 | TURBINE PANEL A | 103.A7
EA08213:2 | SC | 082132 | WHT | 20 | 103.A5 | AF0082:13 | TURBINE PANEL A | 103.A7
EA0822:1 | SC | 08221 | WHT | 20 | 65.A5 | AF0082:34 | TURBINE PANEL A | 65.A7
EA0822:2 | SC | 08222 | WHT | 20 | 65.A5 | AF0082:02 | TURBINE PANEL A | 65.A7
EA0870:1 | SC | 008732 | WHT | 20 | 28.A5 | AF0087:32 | TURBINE PANEL A | 28.A7
EA0870:2 | SC | 008700 | WHT | 20 | 28.A5 | AF0087:00 | TURBINE PANEL A | 28.A7
EA0875:1 | SC | 08751 | WHT | 20 | 29.D5 | AF0087:37 | TURBINE PANEL A | 29.D7
EA0875:2 | SC | 08752 | WHT | 20 | 29.D5 | AF0087:05 | TURBINE PANEL A | 29.D7
EA0911:1 | SC | 09111 | WHT | 20 | 107.B5 | AF0091:33 | TURBINE PANEL A | 107.B7
EA0911:2 | SC | 09112 | WHT | 20 | 107.B5 | AF0091:01 | TURBINE PANEL A | 107.B7
EA09315:1 | SC | 093151 | WHT | 20 | 29.D5 | AF0093:15 | TURBINE PANEL A | 29.D7
EA09315:2 | SC | 093152 | WHT | 20 | 29.D5 | AF0093:31 | TURBINE PANEL A | 29.D7
EA0951:2 | SC | 09512 | WHT | 20 | 52.A5 | AF0095:18 | TURBINE PANEL A | 52.A7
EA1200OSP:2 | SC | FU0212 | WHT | 16 | 20.C4 | XT0233:4 | TURBINE PANEL A | 20.C6
EA1200PWR:1 | SC | FU0212 | WHT | 16 | 20.C4 | XT0233:4 | TURBINE PANEL A | 20.C6
EA1200PWR:2 | SC | 0V | WHT | 16 | 20.C4 | XT0235:4 | TURBINE PANEL A | 20.C6
EA2108PWR:1 | SC | FU2108 | WHT | 16 | 55.C5 | FU2108:LD | TURBINE PANEL A | 55.C6
EA2108PWR:2 | SC | 0V | WHT | 16 | 55.C5 | XT0235:3 | TURBINE PANEL A | 16.D4
EA6210PWR:1 | SC | FU0082 | WHT | 16 | 103.B5 | FU0082:LD | TURBINE PANEL A | 8.D1
EA6210PWR:2 | SC | 0V | WHT | 16 | 103.B5 | XT0080:3 | TURBINE PANEL A | 8.D1
FU0060:LI | SC | FU0210 | WHT | 14 | 9.C1 | XT0233:1 | TURBINE PANEL A | 16.C4
FU0070:LI | SC | FU0210 | WHT | 14 | 9.B1 | XT0233:2 | TURBINE PANEL A | 16.C4
IEG0230:0 | SC | IEG0230G | GRN | 8 | 4.B2 | IEG0010:1 | TURBINE PANEL A | 4.B2
IEG0230:1 | SC | IEG02301 | GRN | 12 | 7.B6 | AR0600:IE2 | TURBINE PANEL A | 7.A1
IEG0230:11 | SC | IEG023011 | GRN | 14 | 8.B6 | AF0096:SH | TURBINE PANEL A | 8.B5
IEG0230:2 | SC | IEG02302 | GRN | 14 | 8.D6 | AF0088:SH | TURBINE PANEL A | 8.D6
IEG0230:3 | SC | IEG02303 | GRN | 14 | 4.A4 | GR0133: | TURBINE PANEL A | 4.A4
IEG0231:0 | SC | IEG0231G | GRN | 8 | 4.B4 | IEG0010:10 | TURBINE PANEL A | 4.B3
IEG0231:3 | SC | IEG02313 | GRN | 14 | 4.A5 | GR0135: | TURBINE PANEL A | 4.A5
KA0130:11 | SC | 008135 | WHT | 20 | 20.B6 | AF0081:35 | TURBINE PANEL A | 20.B7
KA0130:14 | SC | 008103 | WHT | 20 | 20.B6 | AF0081:03 | TURBINE PANEL A | 20.B7
KA0131:11 | SC | KA0135A1 | WHT | 20 | 18.D4 | KA0135:A1 | TURBINE PANEL A | 18.D6
KA0131:14 | SC | KA013114 | WHT | 20 | 18.D4 | AF0092:06 | TURBINE PANEL A | 64.A7
KA0133:A1 | SC | KA0133A1 | WHT | 20 | 18.C6 | AF0092:02 | TURBINE PANEL A | 64.B7
KA0134:A1 | SC | KA0134A1 | WHT | 20 | 18.C6 | AF0091:12 | TURBINE PANEL A | 66.C7
KA0136:21 | SC | KA013621 | WHT | 20 | 18.B3 | AF0087:43 | TURBINE PANEL A | 18.B4
KA0136:24 | SC | KA013624 | WHT | 20 | 18.B3 | AF0087:11 | TURBINE PANEL A | 18.B4
KA0136:A2 | SC | 0V | WHT | 20 | 18.D6 | KA0135:A2 | TURBINE PANEL A | 18.D6
KA0137:24 | SC | KA013112 | WHT | 20 | 18.D3 | AF0087:09 | TURBINE PANEL A | 18.C4
KA0141:11 | SC | KA014111 | WHT | 20 | 18.C2 | AF0091:39 | TURBINE PANEL A | 18.C2
KA0141:14 | SC | KA014114 | WHT | 20 | 18.C2 | AF0091:07 | TURBINE PANEL A | 18.C2
KA0144:A1 | SC | KA0135A1 | WHT | 20 | 18.C6 | KA0135:A1 | TURBINE PANEL A | 18.D6
KA0144:A2 | SC | 0V | WHT | 20 | 18.C6 | KA0135:A2 | TURBINE PANEL A | 18.D6
KA0221:14 | SC | 009502 | WHT | 20 | 52.A6 | AF0095:02 | TURBINE PANEL A | 52.A7
KA0234:A1 | SC | KA0231A1 | WHT | 20 | 19.D6 | XT0139:4 | TURBINE PANEL A | 19.D6
KA0239:21 | SC | KA023921 | WHT | 20 | 19.B6 | AF0081:41 | TURBINE PANEL A | 19.A7
KA0239:24 | SC | KA023924 | WHT | 20 | 19.B6 | AF0081:09 | TURBINE PANEL A | 19.A7
KA0241:11 | SC | 1200OSP1 | WHT | 20 | 19.A5 | AF0081:00 | TURBINE PANEL A | 19.A7
KA0242:14 | SC | KA024214 | WHT | 20 | 19.C6 | AF0081:08 | TURBINE PANEL A | 19.C7
KA0243:11 | SC | KA024311 | WHT | 20 | 19.B6 | AF0081:33 | TURBINE PANEL A | 19.B7
KA0243:14 | SC | KA024314 | WHT | 20 | 19.B6 | AF0081:01 | TURBINE PANEL A | 19.B7
KA0245:21 | SC | KA024521 | WHT | 20 | 19.B6 | AF0081:34 | TURBINE PANEL A | 19.B7
KA0245:24 | SC | KA024524 | WHT | 20 | 19.B6 | AF0081:02 | TURBINE PANEL A | 19.B7
KA0246:14 | SC | KA6211A1 | WHT | 20 | 104.A6 | KA6211:A1 | TURBINE PANEL A | 104.A6
KA0246:24 | SC | KA6212A1 | WHT | 20 | 105.A6 | KA6212:A1 | TURBINE PANEL A | 105.A6
KA0248:21 | SC | FU0212 | WHT | 16 | 20.A6 | FU0212:LD | TURBINE PANEL A | 16.C5
KA1020:14 | SC | FU0211 | WHT | 14 | 35.A6 | FU0211:LD | TURBINE PANEL A | 16.B4
KA1020:24 | SC | 0V | WHT | 16 | 35.A6 | XT0135:1 | TURBINE PANEL A | 16.B4
PC0470:+PWR | SC | 009344 | WHT | 20 | 29.B5 | AF0093:44 | TURBINE PANEL A | 29.B7
PC0470:INP_A | SC | 009312 | WHT | 20 | 29.B5 | AF0093:12 | TURBINE PANEL A | 29.B7
PC0470:-PWR | SC | 009328 | WHT | 20 | 29.B5 | AF0093:28 | TURBINE PANEL A | 29.B7
XT0060:1 | SC | 0V | WHT | 14 | 9.C1 | XT0235:1 | TURBINE PANEL A | 16.D4
XT0070:1 | SC | 0V | WHT | 16 | 9.B1 | XT0235:1 | TURBINE PANEL A | 16.D4
XT0136:1 | SC | FU0139 | WHT | 14 | 18.A2 | FU0139:LD | TURBINE PANEL A | 16.A5
XT0136:3 | SC | 0V | WHT | 14 | 18.A2 | XT0135:1 | TURBINE PANEL A | 16.B4
AU0070:L1 | WC0008 | AU0080L2 | ENET | CABLE | 2.A5 | AU0080:L2 | TURBINE PANEL A | 2.A4
EA0853:1 | WC4012 | 08531 | RED | 20 | 63.C5 | AF0085:38 | TURBINE PANEL A | 63.C7
EA0853:2 | WC4012 | 08532 | BLK | 20 | 63.C5 | AF0085:06 | TURBINE PANEL A | 63.C7
FW_UCP:109 | WC4012 | 0853S | SH | 20 | 63.C5 | AF0085:54 | TURBINE PANEL A | 63.C7
EA0850:1 | WC4191 | 08501 | RED | 20 | 36.B5 | AF0085:00 | TURBINE PANEL A | 36.B7
EA0850:2 | WC4191 | 08502 | BLK | 20 | 36.B5 | AF0085:16 | TURBINE PANEL A | 36.B7
FW_UCP:6 | WC4191 | 0850S | SH | 20 | 36.B5 | AF0085:48 | TURBINE PANEL A | 36.B7
EA0860:1 | WC4194 | 08601 | RED | 20 | 37.B5 | AF0086:00 | TURBINE PANEL A | 37.B7
EA0860:2 | WC4194 | 08602 | BLK | 20 | 37.B5 | AF0086:16 | TURBINE PANEL A | 37.B7
FW_UCP:10 | WC4194 | 0860S | SH | 20 | 37.B5 | AF0086:48 | TURBINE PANEL A | 37.B7
EA0857:1 | WC4195 | 08571 | RED | 20 | 37.A5 | AF0085:14 | TURBINE PANEL A | 37.A7
EA0857:2 | WC4195 | 08572 | BLK | 20 | 37.A5 | AF0085:30 | TURBINE PANEL A | 37.A7
FW_UCP:8 | WC4195 | 0857S | SH | 20 | 37.A5 | AF0085:62 | TURBINE PANEL A | 37.A7
EA0863:1 | WC4515 | 08631 | RED | 20 | 100.A5 | AF0086:38 | TURBINE PANEL A | 100.A7
EA0863:2 | WC4515 | 08632 | BLK | 20 | 100.A5 | AF0086:06 | TURBINE PANEL A | 100.A7
FW_UCP:133 | WC4515 | 0863S | SH | 20 | 100.A5 | AF0086:54 | TURBINE PANEL A | 100.A7
EA0854:1 | WC4519 | 08541 | RED | 20 | 72.A5 | AF0085:40 | TURBINE PANEL A | 72.A7
EA0854:2 | WC4519 | 08542 | BLK | 20 | 72.A5 | AF0085:08 | TURBINE PANEL A | 72.A7
FW_UCP:116 | WC4519 | 0854S | SH | 20 | 72.B5 | AF0085:56 | TURBINE PANEL A | 72.A7
EA0855:1 | WC4520 | 08551 | RED | 20 | 43.C5 | AF0085:42 | TURBINE PANEL A | 43.C7
EA0855:2 | WC4520 | 08552 | BLK | 20 | 43.C5 | AF0085:10 | TURBINE PANEL A | 43.C7
FW_UCP:12 | WC4520 | 0855S | SH | 20 | 43.C5 | AF0085:58 | TURBINE PANEL A | 43.C7
EA0856:1 | WC4523 | 08561 | RED | 20 | 62.B5 | AF0085:44 | TURBINE PANEL A | 62.B7
EA0856:2 | WC4523 | 08562 | BLK | 20 | 62.B5 | AF0085:12 | TURBINE PANEL A | 62.B7
FW_UCP:105 | WC4523 | 0856S | SH | 20 | 62.B5 | AF0085:60 | TURBINE PANEL A | 62.B7
EA0851:1 | WC4560 | 08511 | RED | 20 | 69.A5 | AF0085:34 | TURBINE PANEL A | 69.A7
EA0851:2 | WC4560 | 08512 | BLK | 20 | 69.A5 | AF0085:02 | TURBINE PANEL A | 69.A7
FW_UCP:107 | WC4560 | 0851S | SH | 20 | 69.A5 | AF0085:50 | TURBINE PANEL A | 69.A7
EA0866:1 | WC4761 | 08661 | RED | 20 | 55.C5 | AF0086:12 | TURBINE PANEL A | 55.C7
EA0866:2 | WC4761 | 08662 | WHT | 20 | 55.C5 | AF0086:28 | TURBINE PANEL A | 55.C7
FW_UCP:44 | WC4761 | 0866S | BLK | 20 | 55.C5 | AF0086:60 | TURBINE PANEL A | 55.C7
SolarTools ver. 24.0.84.24712 (Jul 31, 2025)
Report date: 2/10/2026 4:05 PM

## Panel Errors
Panel Errors
Project # | G7810
Project Name | LEE WAGPCO
Revision | B
Controls DE | H.VOUNG
Phone:
Controls ME | A. PUENTES
Phone:
From | [6 empty] | To
Device ID | Location | Cable (W) Conductor (SC) Jumper Clip (JC) | Wire ID | Wire No. | Gauge/Size | Page/Zone | Device ID | Location | Page/Zone
Report date: 2/10/2026 4:05 PM |  |  |  | SolarTools ver. 24.0.84.24712 (Jul 31, 2025)

## Cable Part Numbers
Cable Part Numbers |  |  | SolarTools ver. 24.0.84.24712 (Jul 31, 2025)
Project # | G7810
Report date: 2/10/2026 4:07 PM
Project Name | LEE WAGPCO
Revision | B
Controls DE | H.VOUNG
Phone:
Controls ME | A. PUENTES
Phone:
Device ID |  | Part Number |  | Description
WC8058 |  | 2684693-54 |  | CABLE, EXTENSION, BACKPLANE
W1110 |  | 1022941-13 |  | TPE, 1 TRIAD TWISTED SHIELDED
WC0001 |  | 1302073-36 |  | CABLE, ETHERNET - 36 INCHES
WC0003 |  | 1302073-36 |  | CABLE, ETHERNET - 36 INCHES
WC0006 |  | 1302073-36 |  | CABLE, ETHERNET - 36 INCHES
WC0007 |  | 1302073-36 |  | CABLE, ETHERNET - 36 INCHES
WC0008 |  | 1302073-36 |  | CABLE, ETHERNET - 36 INCHES
WC0009 |  | 1302073-36 |  | CABLE, ETHERNET - 36 INCHES
WC0012 |  | 1302073-36 |  | CABLE, ETHERNET - 36 INCHES
WC0014 |  | 1302073-36 |  | CABLE, ETHERNET - 36 INCHES
WC0018 |  | 1302073-36 |  | CABLE, ETHERNET - 36 INCHES
WC0019 |  | 1302073-36 |  | CABLE, ETHERNET - 36 INCHES
WC0020 |  | 1302073-36 |  | CABLE, ETHERNET - 36 INCHES
WC0024 |  | 1302073-36 |  | CABLE, ETHERNET - 36 INCHES
WC0032 |  | 1302073-36 |  | CABLE, ETHERNET - 36 INCHES
WC0041 |  | 1302073-36 |  | CABLE, ETHERNET - 36 INCHES
WC0042 |  | 1302073-36 |  | CABLE, ETHERNET - 36 INCHES
WC0043 |  | 1302073-36 |  | CABLE, ETHERNET - 36 INCHES
WC0045 |  | 1302073-36 |  | CABLE, ETHERNET - 36 INCHES
WC0051 |  | 1302073-36 |  | CABLE, ETHERNET - 36 INCHES
WC0052 |  | 1302073-36 |  | CABLE, ETHERNET - 36 INCHES
WC0091 |  | 1302073-36 |  | CABLE, ETHERNET - 36 INCHES
WC0092 |  | 1302073-36 |  | CABLE, ETHERNET - 36 INCHES
WC0094 |  | 1302073-36 |  | CABLE, ETHERNET - 36 INCHES
WC0680 |  | 1302073-36 |  | CABLE
WC0900 |  | 1322418-90 |  | CABLE, SUPPLIED BY OTHERS
WC0910 |  | 1322418-90 |  | CABLE, SUPPLIED BY OTHERS
WC0920 |  | 1322418-90 |  | CABLE, SUPPLIED BY OTHERS
WC1107 |  | 1022941-13 |  | TPE, 1 TRIAD TWISTED SHIELDED
WC1108 |  | 1022941-13 |  | TPE, 1 TRIAD TWISTED SHIELDED
WC1111 |  | 1022941-13 |  | TPE, 1 TRIAD TWISTED SHIELDED
WC1112 |  | 1022941-13 |  | TPE, 1 TRIAD TWISTED SHIELDED
WC1113 |  | 1022941-13 |  | TPE, 1 TRIAD TWISTED SHIELDED
WC1114 |  | 1022941-13 |  | TPE, 1 TRIAD TWISTED SHIELDED
WC1115 |  | 1022941-13 |  | TPE, 1 TRIAD TWISTED SHIELDED
WC1120 |  | 1022941-13 |  | TPE, 1 TRIAD TWISTED SHIELDED
WC1121 |  | 1022941-13 |  | TPE, 1 TRIAD TWISTED SHIELDED
WC1122 |  | 1022941-13 |  | TPE, 1 TRIAD TWISTED SHIELDED
WC1123 |  | 1022941-13 |  | TPE, 1 TRIAD TWISTED SHIELDED
WC1153 |  | 1022941-13 |  | TPE, 1 TRIAD TWISTED SHIELDED
WC1154 |  | 1022941-13 |  | TPE, 1 TRIAD TWISTED SHIELDED
WC1155 |  | 1022941-13 |  | TPE, 1 TRIAD TWISTED SHIELDED
WC1156 |  | 1022941-13 |  | TPE, 1 TRIAD TWISTED SHIELDED
WC1157 |  | 1022941-13 |  | TPE, 1 TRIAD TWISTED SHIELDED
WC1158 |  | 1022941-13 |  | TPE, 1 TRIAD TWISTED SHIELDED
WC1204 |  | 1022941-13 |  | TPE, 1 TRIAD TWISTED SHIELDED
WC1209 |  | 1022941-13 |  | TPE, 1 TRIAD TWISTED SHIELDED
WC1227 |  | 1022941-12 |  | TPE, 1 PAIR TWISTED SHIELDED
WC1228 |  | 1022941-13 |  | TPE, 1 TRIAD TWISTED SHIELDED
WC1229 |  | 1022941-13 |  | TPE, 1 TRIAD TWISTED SHIELDED
WC1230 |  | 1022941-13 |  | TPE, 1 TRIAD TWISTED SHIELDED
WC1231 |  | 1022941-13 |  | TPE, 1 TRIAD TWISTED SHIELDED
WC1232 |  | 1022941-13 |  | TPE, 1 TRIAD TWISTED SHIELDED
WC1233 |  | 1022941-13 |  | TPE, 1 TRIAD TWISTED SHIELDED
WC1234 |  | 1022941-13 |  | TPE, 1 TRIAD TWISTED SHIELDED
WC1235 |  | 1022941-13 |  | TPE, 1 TRIAD TWISTED SHIELDED
WC1236 |  | 1022941-13 |  | TPE, 1 TRIAD TWISTED SHIELDED
WC1237 |  | 1022941-13 |  | TPE, 1 TRIAD TWISTED SHIELDED
WC1238 |  | 1022941-13 |  | TPE, 1 TRIAD TWISTED SHIELDED
WC1239 |  | 1022941-13 |  | TPE, 1 TRIAD TWISTED SHIELDED
WC1240 |  | 1022941-13 |  | TPE, 1 TRIAD TWISTED SHIELDED
WC1241 |  | 1022941-13 |  | TPE, 1 TRIAD TWISTED SHIELDED
WC1304 |  | 1022941-12 |  | TPE, 1 PAIR TWISTED SHIELDED
WC1307 |  | 1022941-12 |  | TPE, 1 PAIR TWISTED SHIELDED
WC1308 |  | 1022941-12 |  | TPE, 1 PAIR TWISTED SHIELDED
WC1309 |  | 1022941-12 |  | TPE, 1 PAIR TWISTED SHIELDED
WC1310 |  | 1022941-12 |  | TPE, 1 PAIR TWISTED SHIELDED
WC1311 |  | 1022941-12 |  | TPE, 1 PAIR TWISTED SHIELDED
WC1312 |  | 1022941-12 |  | TPE, 1 PAIR TWISTED SHIELDED
WC1313 |  | 1022941-12 |  | TPE, 1 PAIR TWISTED SHIELDED
WC1314 |  | 1022941-12 |  | TPE, 1 PAIR TWISTED SHIELDED
WC1315 |  | 1022941-12 |  | TPE, 1 PAIR TWISTED SHIELDED
WC1320 |  | 1022941-12 |  | TPE, 1 PAIR TWISTED SHIELDED
WC1321 |  | 1022941-12 |  | TPE, 1 PAIR TWISTED SHIELDED
WC1322 |  | 1022941-12 |  | TPE, 1 PAIR TWISTED SHIELDED
WC1323 |  | 1022941-12 |  | TPE, 1 PAIR TWISTED SHIELDED
WC1327 |  | 1022941-12 |  | TPE, 1 PAIR TWISTED SHIELDED
WC1328 |  | 1022941-12 |  | TPE, 1 PAIR TWISTED SHIELDED
WC1329 |  | 1022941-12 |  | TPE, 1 PAIR TWISTED SHIELDED
WC1330 |  | 1022941-12 |  | TPE, 1 PAIR TWISTED SHIELDED
WC1331 |  | 1022941-12 |  | TPE, 1 PAIR TWISTED SHIELDED
WC1332 |  | 1022941-12 |  | TPE, 1 PAIR TWISTED SHIELDED
WC1333 |  | 1022941-12 |  | TPE, 1 PAIR TWISTED SHIELDED
WC1334 |  | 1022941-12 |  | TPE, 1 PAIR TWISTED SHIELDED
WC1335 |  | 1022941-12 |  | PVC, 1 PAIR TWISTED SHIELDED
WC1336 |  | 1022941-12 |  | TPE, 1 PAIR TWISTED SHIELDED
WC1337 |  | 1022941-12 |  | TPE, 1 PAIR TWISTED SHIELDED
WC1338 |  | 1022941-12 |  | TPE, 1 PAIR TWISTED SHIELDED
WC1339 |  | 1022941-12 |  | TPE, 1 PAIR TWISTED SHIELDED
WC1340 |  | 1022941-12 |  | TPE, 1 PAIR TWISTED SHIELDED
WC1341 |  | 1022941-12 |  | TPE, 1 PAIR TWISTED SHIELDED
WC1353 |  | 1022941-12 |  | TPE, 1 PAIR TWISTED SHIELDED
WC1354 |  | 1022941-12 |  | TPE, 1 PAIR TWISTED SHIELDED
WC1355 |  | 1022941-12 |  | TPE, 1 PAIR TWISTED SHIELDED
WC1356 |  | 1022941-12 |  | TPE, 1 PAIR TWISTED SHIELDED
WC1357 |  | 1022941-12 |  | TPE, 1 PAIR TWISTED SHIELDED
WC1358 |  | 1022941-12 |  | TPE, 1 PAIR TWISTED SHIELDED
WC2008 |  | 1022941-12 |  | TPE, 1 PAIR TWISTED SHIELDED
WC2009 |  | 1022941-12 |  | TPE, 1 PAIR TWISTED SHIELDED
WC2023 |  | 1022941-12 |  | TPE, 1 PAIR TWISTED SHIELDED
WC2024 |  | 1022941-12 |  | TPE, 1 PAIR TWISTED SHIELDED
WC2026 |  | 1022941-13 |  | TPE, 1 TRIAD TWISTED SHIELDED
WC2028 |  | 1022941-13 |  | TPE, 1 TRIAD TWISTED SHIELDED
WC2029 |  | 1022941-13 |  | TPE, 1 TRIAD TWISTED SHIELDED
WC2056 |  | 1022941-13 |  | TPE, 1 TRIAD TWISTED SHIELDED
WC2057 |  | 1022941-13 |  | TPE, 1 TRIAD TWISTED SHIELDED
WC2080 |  | 1022941-13 |  | TPE, 1 TRIAD TWISTED SHIELDED
WC2100 |  | 1022941-13 |  | TPE, 1 TRIAD TWISTED SHIELDED
WC2101 |  | 1022941-12 |  | TPE, 1 PAIR TWISTED SHIELDED
WC2102 |  | 1022941-12 |  | TPE, 1 PAIR TWISTED SHIELDED
WC2103 |  | 1022941-12 |  | TPE, 1 PAIR TWISTED SHIELDED
WC2104 |  | 1022941-12 |  | TPE, 1 PAIR TWISTED SHIELDED
WC2105 |  | 1022941-12 |  | TPE, 1 PAIR TWISTED SHIELDED
WC2111 |  | 1022941-12 |  | TPE, 1 PAIR TWISTED SHIELDED
WC2112 |  | 1022941-12 |  | TPE, 1 PAIR TWISTED SHIELDED
WC2113 |  | 1022941-12 |  | TPE, 1 PAIR TWISTED SHIELDED
WC2114 |  | 1022941-12 |  | TPE, 1 PAIR TWISTED SHIELDED
WC2115 |  | 1022941-12 |  | TPE, 1 PAIR TWISTED SHIELDED
WC2116 |  | 1022941-12 |  | TPE, 1 PAIR TWISTED SHIELDED
WC2117 |  | 1022941-12 |  | TPE, 1 PAIR TWISTED SHIELDED
WC2118 |  | 1022941-12 |  | TPE, 1 PAIR TWISTED SHIELDED
WC2119 |  | 1022941-12 |  | TPE, 1 PAIR TWISTED SHIELDED
WC2120 |  | 1022941-12 |  | TPE, 1 PAIR TWISTED SHIELDED
WC2121 |  | 1022941-12 |  | TPE, 1 PAIR TWISTED SHIELDED
WC2122 |  | 1022941-12 |  | TPE, 1 PAIR TWISTED SHIELDED
WC2126 |  | 1022941-13 |  | TPE, 1 TRIAD TWISTED SHIELDED
WC2127 |  | 1022941-13 |  | TPE, 1 TRIAD TWISTED SHIELDED
WC2128 |  | 1022941-13 |  | TPE, 1 TRIAD TWISTED SHIELDED
WC2129 |  | 1022941-13 |  | TPE, 1 TRIAD TWISTED SHIELDED
WC2130 |  | 1022941-13 |  | TPE, 1 TRIAD TWISTED SHIELDED
WC2154 |  | 1022941-13 |  | TPE, 1 TRIAD TWISTED SHIELDED
WC2155 |  | 1022941-13 |  | TPE, 1 TRIAD TWISTED SHIELDED
WC2156 |  | 1022941-13 |  | TPE, 1 TRIAD TWISTED SHIELDED
WC2157 |  | 1022941-13 |  | TPE, 1 TRIAD TWISTED SHIELDED
WC2162 |  | 1022941-13 |  | TPE, 1 TRIAD TWISTED SHIELDED
WC2180 |  | 1022941-13 |  | TPE, 1 TRIAD TWISTED SHIELDED
WC2200 |  | 1022941-13 |  | TPE, 1 TRIAD TWISTED SHIELDED
WC2201 |  | 1022941-12 |  | TPE, 1 PAIR TWISTED SHIELDED
WC2202 |  | 1022941-12 |  | TPE, 1 PAIR TWISTED SHIELDED
WC2203 |  | 1022941-12 |  | TPE, 1 PAIR TWISTED SHIELDED
WC2204 |  | 1022941-12 |  | TPE, 1 PAIR TWISTED SHIELDED
WC2205 |  | 1022941-12 |  | TPE, 1 PAIR TWISTED SHIELDED
WC2211 |  | 1022941-12 |  | TPE, 1 PAIR TWISTED SHIELDED
WC2212 |  | 1022941-12 |  | TPE, 1 PAIR TWISTED SHIELDED
WC2213 |  | 1022941-12 |  | TPE, 1 PAIR TWISTED SHIELDED
WC2214 |  | 1022941-12 |  | TPE, 1 PAIR TWISTED SHIELDED
WC2215 |  | 1022941-12 |  | TPE, 1 PAIR TWISTED SHIELDED
WC2216 |  | 1022941-12 |  | TPE, 1 PAIR TWISTED SHIELDED
WC2217 |  | 1022941-12 |  | TPE, 1 PAIR TWISTED SHIELDED
WC2218 |  | 1022941-12 |  | TPE, 1 PAIR TWISTED SHIELDED
WC2219 |  | 1022941-12 |  | TPE, 1 PAIR TWISTED SHIELDED
WC2220 |  | 1022941-12 |  | TPE, 1 PAIR TWISTED SHIELDED
WC2221 |  | 1022941-12 |  | TPE, 1 PAIR TWISTED SHIELDED
WC2222 |  | 1022941-12 |  | TPE, 1 PAIR TWISTED SHIELDED
WC2227 |  | 1022941-13 |  | TPE, 1 TRIAD TWISTED SHIELDED
WC2230 |  | 1022941-13 |  | TPE, 1 TRIAD TWISTED SHIELDED
WC2254 |  | 1022941-13 |  | TPE, 1 TRIAD TWISTED SHIELDED
WC2255 |  | 1022941-13 |  | TPE, 1 TRIAD TWISTED SHIELDED
WC2262 |  | 1022941-13 |  | TPE, 1 TRIAD TWISTED SHIELDED
WC2700 |  | 1022941-13 |  | TPE, 1 TRIAD TWISTED SHIELDED
WC2701 |  | 1022941-13 |  | TPE, 1 TRIAD TWISTED SHIELDED
WC2703 |  | 1022941-13 |  | TPE, 1 TRIAD TWISTED SHIELDED
WC2704 |  | 1022941-13 |  | TPE, 1 TRIAD TWISTED SHIELDED
WC2705 |  | 1022941-13 |  | TPE, 1 TRIAD TWISTED SHIELDED
WC2706 |  | 1022941-13 |  | TPE, 1 TRIAD TWISTED SHIELDED
WC2707 |  | 1022941-13 |  | TPE, 1 TRIAD TWISTED SHIELDED
WC2714 |  | 1022941-13 |  | TPE, 1 TRIAD TWISTED SHIELDED
WC2715 |  | 1022941-13 |  | TPE, 1 TRIAD TWISTED SHIELDED
WC2716 |  | 1022941-13 |  | TPE, 1 TRIAD TWISTED SHIELDED
WC2800 |  | 1022941-13 |  | TPE, 1 TRIAD TWISTED SHIELDED
WC2801 |  | 1022941-13 |  | TPE, 1 TRIAD TWISTED SHIELDED
WC2803 |  | 1022941-13 |  | TPE, 1 TRIAD TWISTED SHIELDED
WC2804 |  | 1022941-13 |  | TPE, 1 TRIAD TWISTED SHIELDED
WC2805 |  | 1022941-13 |  | TPE, 1 TRIAD TWISTED SHIELDED
WC2806 |  | 1022941-13 |  | TPE, 1 TRIAD TWISTED SHIELDED
WC2807 |  | 1022941-13 |  | TPE, 1 TRIAD TWISTED SHIELDED
WC2814 |  | 1022941-13 |  | TPE, 1 TRIAD TWISTED SHIELDED
WC2815 |  | 1022941-13 |  | TPE, 1 TRIAD TWISTED SHIELDED
WC2816 |  | 1022941-13 |  | TPE, 1 TRIAD TWISTED SHIELDED
WC4012 |  | 1022941-12 |  | TPE, 1 PAIR TWISTED SHIELDED
WC4020 |  | 1022941-12 |  | TPE, 1 PAIR TWISTED SHIELDED
WC4044 |  | 1022941-12 |  | TPE, 1 PAIR TWISTED SHIELDED
WC4053 |  | 1022941-12 |  | TPE, 1 PAIR TWISTED SHIELDED
WC4054 |  | 1022941-12 |  | TPE, 1 PAIR TWISTED SHIELDED
WC4057 |  | 1022941-12 |  | TPE, 1 PAIR TWISTED SHIELDED
WC4067 |  | 1022941-12 |  | TPE, 1 PAIR TWISTED SHIELDED
WC4068 |  | 1022941-12 |  | TPE, 1 PAIR TWISTED SHIELDED
WC4069 |  | 1022941-12 |  | TPE, 1 PAIR TWISTED SHIELDED
WC4087 |  | 1022941-12 |  | TPE, 1 PAIR TWISTED SHIELDED
WC4088 |  | 1022941-12 |  | TPE, 1 PAIR TWISTED SHIELDED
WC4101 |  | 1022941-12 |  | TPE, 1 PAIR TWISTED SHIELDED
WC4117 |  | 1022941-12 |  | TPE, 1 PAIR TWISTED SHIELDED
WC4118 |  | 1022941-12 |  | TPE, 1 PAIR TWISTED SHIELDED
WC4119 |  | 1022941-12 |  | TPE, 1 PAIR TWISTED SHIELDED
WC4122 |  | 1022941-12 |  | TPE, 1 PAIR TWISTED SHIELDED
WC4123 |  | 1022941-12 |  | TPE, 1 PAIR TWISTED SHIELDED
WC4134 |  | 1022941-12 |  | TPE, 1 PAIR TWISTED SHIELDED
WC4135 |  | 1022941-12 |  | TPE, 1 PAIR TWISTED SHIELDED
WC4181 |  | 1022941-12 |  | TPE, 1 PAIR TWISTED SHIELDED
WC4182 |  | 1022941-12 |  | TPE, 1 PAIR TWISTED SHIELDED
WC4190 |  | 1022941-12 |  | TPE, 1 PAIR TWISTED SHIELDED
WC4191 |  | 1022941-12 |  | TPE, 1 PAIR TWISTED SHIELDED
WC4193 |  | 1022941-12 |  | TPE, 1 PAIR TWISTED SHIELDED
WC4194 |  | 1022941-12 |  | TPE, 1 PAIR TWISTED SHIELDED
WC4195 |  | 1022941-12 |  | TPE, 1 PAIR TWISTED SHIELDED
WC4221 |  | 1022941-12 |  | TPE, 1 PAIR TWISTED SHIELDED
WC4236 |  | 1022941-12 |  | TPE, 1 PAIR TWISTED SHIELDED
WC4237 |  | 1022941-12 |  | TPE, 1 PAIR TWISTED SHIELDED
WC4238 |  | 1022941-12 |  | TPE, 1 PAIR TWISTED SHIELDED
WC4239 |  | 1022941-12 |  | TPE, 1 PAIR TWISTED SHIELDED
WC4248 |  | 1022941-12 |  | TPE, 1 PAIR TWISTED SHIELDED
WC4249 |  | 1022941-12 |  | TPE, 1 PAIR TWISTED SHIELDED
WC4336 |  | 1022941-12 |  | TPE, 1 PAIR TWISTED SHIELDED
WC4337 |  | 1022941-12 |  | TPE, 1 PAIR TWISTED SHIELDED
WC4338 |  | 1022941-12 |  | TPE, 1 PAIR TWISTED SHIELDED
WC4339 |  | 1022941-12 |  | TPE, 1 PAIR TWISTED SHIELDED
WC4340 |  | 1022941-12 |  | TPE, 1 PAIR TWISTED SHIELDED
WC4341 |  | 1022941-12 |  | TPE, 1 PAIR TWISTED SHIELDED
WC4345 |  | 1022941-12 |  | TPE, 1 PAIR TWISTED SHIELDED
WC4348 |  | 1022941-12 |  | TPE, 1 PAIR TWISTED SHIELDED
WC4349 |  | 1022941-12 |  | TPE, 1 PAIR TWISTED SHIELDED
WC4440 |  | 1022941-12 |  | TPE, 1 PAIR TWISTED SHIELDED
WC4441 |  | 1022941-12 |  | TPE, 1 PAIR TWISTED SHIELDED
WC4445 |  | 1022941-12 |  | TPE, 1 PAIR TWISTED SHIELDED
WC4515 |  | 1022941-12 |  | TPE, 1 PAIR TWISTED SHIELDED
WC4519 |  | 1022941-12 |  | TPE, 1 PAIR TWISTED SHIELDED
WC451AB |  | 1022941-13 |  | TPE, 1 TRIAD TWISTED SHIELDED
WC451AC |  | 1022941-13 |  | TPE, 1 TRIAD TWISTED SHIELDED
WC4520 |  | 1022941-12 |  | TPE, 1 PAIR TWISTED SHIELDED
WC4523 |  | 1022941-12 |  | TPE, 1 PAIR TWISTED SHIELDED
WC452AB |  | 1022941-13 |  | TPE, 1 TRIAD TWISTED SHIELDED
WC452AC |  | 1022941-13 |  | TPE, 1 TRIAD TWISTED SHIELDED
WC453AB |  | 1022941-13 |  | TPE, 1 TRIAD TWISTED SHIELDED
WC453AC |  | 1022941-13 |  | TPE, 1 TRIAD TWISTED SHIELDED
WC454AB |  | 1022941-13 |  | TPE, 1 TRIAD TWISTED SHIELDED
WC454AC |  | 1022941-13 |  | TPE, 1 TRIAD TWISTED SHIELDED
WC455AB |  | 1022941-13 |  | TPE, 1 TRIAD TWISTED SHIELDED
WC455AC |  | 1022941-13 |  | TPE, 1 TRIAD TWISTED SHIELDED
WC4560 |  | 1022941-12 |  | TPE, 1 PAIR TWISTED SHIELDED
WC456AB |  | 1022941-13 |  | TPE, 1 TRIAD TWISTED SHIELDED
WC456AC |  | 1022941-13 |  | TPE, 1 TRIAD TWISTED SHIELDED
WC4624 |  | 1022941-12 |  | TPE, 1 PAIR TWISTED SHIELDED
WC4740 |  | 1022941-12 |  | TPE, 1 PAIR TWISTED SHIELDED
WC4741 |  | 1022941-12 |  | TPE, 1 PAIR TWISTED SHIELDED
WC4749 |  | 1022941-13 |  | TPE, 1 TRIAD TWISTED SHIELDED
WC4761 |  | 1022941-13 |  | TPE, 1 TRIAD TWISTED SHIELDED
WC4840 |  | 1022941-12 |  | TPE, 1 PAIR TWISTED SHIELDED
WC4841 |  | 1022941-12 |  | TPE, 1 PAIR TWISTED SHIELDED
WC5018 |  | 1022941-22 |  | TPE, 1 PAIR TWISTED SHIELDED
WC5500 |  | 1022941-22 |  | TPE, 1 PAIR TWISTED SHIELDED
WC5540 |  | PART OF 1113568-200 |  | CABLE, 2 CONDUCTOR TRIMMED SHIELD PART OF HORN
WC8040 |  | 1322418-90 |  | CABLE, SYTSTEM FUNCTION
WC8041 |  | 1322418-90 |  | CABLE, SUPPLIED BY OTHERS
WC8042 |  | 1322418-90 |  | CABLE, SUPPLIED BY OTHERS
WC8043 |  | 1322418-90 |  | CABLE, SUPPLIED BY OTHERS
WC8050 |  | 1322418-90 |  | CABLE, SUPPLIED BY OTHERS
WC8051 |  | 1322418-90 |  | CABLE, SYTSTEM FUNCTION
WC8066 |  | 1022941-22 |  | TPE, 1 PAIR TWISTED SHIELDED
WC8067 |  | 1022941-22 |  | TPE, 1 PAIR TWISTED SHIELDED
WC8069 |  | 1022941-22 |  | TPE, 1 PAIR TWISTED SHIELDED
WCCNGP |  | 1022941-12 |  | TPE, 1 PAIR TWISTED SHIELDED
WCCNPT |  | 1022941-12 |  | TPE, 1 PAIR TWISTED SHIELDED
WCDVP1 |  | 1022941-12 |  | TPE, 1 PAIR TWISTED SHIELDED
WCDVP2 |  | 1022941-12 |  | TPE, 1 PAIR TWISTED SHIELDED
WCGFC1 |  | 1022941-12 |  | TPE, 1 PAIR TWISTED SHIELDED
WCNGPE |  | 1022941-12 |  | TPE, 1 PAIR TWISTED SHIELDED
WCSVDP |  | 1022941-12 |  | TPE, 1 PAIR TWISTED SHIELDED

## Part Number List
Part Number List |  | SolarTools ver. 24.0.84.24712 (Jul 31, 2025)
Project # | G7810
Report date: 2/10/2026 4:07 PM
Project Name | LEE WAGPCO
Revision | B
Controls DE | H.VOUNG
Phone:
Controls ME | A. PUENTES
Phone:
Device ID | Part Number | Description | Location
EL0272 | 1022899,1050304 | LIGHT, LED, WHITE | ASSEMBLY^CONSOLE
EL0273 | 1022899,1050304 | LIGHT, LED, WHITE | ASSEMBLY^CONSOLE
EL0274 | 1022899,1024595-100,1050304 | LIGHT, LED, WHITE | ASSEMBLY^CONSOLE
HA0273 | 1006246-1,1113568-200 | HORN, AUDIBLE ALARM | ASSEMBLY^CONSOLE
ZS0272 | 1006914-802,1113474-1,22650R1,22690R1,23523R1,24556R1,915786C1 | LIMIT SWITCH, CONSOLE DOOR OPEN | ASSEMBLY^CONSOLE
ZS0273 | 1006914-902,1113474-1 | LIMIT SWITCH, CONSOLE DOOR OPEN | ASSEMBLY^CONSOLE
ZS0274 | 1006914-702,1113474-1 | LIMIT SWITCH, CONSOLE DOOR OPEN | ASSEMBLY^CONSOLE
AF0201 | 2684693-48,2684693-51 | 5094-IB32XT, 32 DISCRETE INPUT | ASSEMBLY^CONTROL PANEL
AF0202 | 2684693-49,2684693-52 | 5094-OB32XT, 32 DISCRETE OUTPUT | ASSEMBLY^CONTROL PANEL
AU0200 | 2684693-22,PART OF TCP ASSEMBLY,PARTOFTCPASSY | 5094-AENTRXT, FLEX 5000 I/O | ASSEMBLY^CONTROL PANEL
GR0200 | PARTOFTCPASSY | RAIL LUG, DIN RAIL GROUNDING | ASSEMBLY^CONTROL PANEL
HL0400 | PARTOFTCPASSY | LIGHT, READY, GREEN | ASSEMBLY^CONTROL PANEL
HL0401 | PARTOFTCPASSY | LIGHT, STARTING, WHITE | ASSEMBLY^CONTROL PANEL
HL0402 | PARTOFTCPASSY | LIGHT, READY TO LOAD, WHITE | ASSEMBLY^CONTROL PANEL
HL0403 | PARTOFTCPASSY | LIGHT, ON LOAD, WHITE | ASSEMBLY^CONTROL PANEL
HL0404 | PARTOFTCPASSY | LIGHT, LOCAL/AUXILIARY/CUSTOMER SELECT, WHITE | ASSEMBLY^CONTROL PANEL
HL0405 | PARTOFTCPASSY | LIGHT, LOCAL/AUXILIARY/CUSTOMER SELECT, WHITE | ASSEMBLY^CONTROL PANEL
HL0406 | PARTOFTCPASSY | LIGHT, SPARE, WHITE | ASSEMBLY^CONTROL PANEL
HL0407 | PARTOFTCPASSY | LIGHT, COOLDOWN, WHITE | ASSEMBLY^CONTROL PANEL
HL0408 | PARTOFTCPASSY | LIGHT, STOPPING, WHITE | ASSEMBLY^CONTROL PANEL
HL0409 | PARTOFTCPASSY | LIGHT, ALARM SUMMARY, AMBER | ASSEMBLY^CONTROL PANEL
HL0410 | PARTOFTCPASSY | LIGHT, BACKUP ACTIVE, AMBER | ASSEMBLY^CONTROL PANEL
HL0411 | PARTOFTCPASSY | LIGHT, SHUTDOWN SUMMARY, RED | ASSEMBLY^CONTROL PANEL
SA0400 | PARTOFTCPASSY | SELECTOR SWITCH, OFF/LOC/AUX/CUST. | ASSEMBLY^CONTROL PANEL
SA0401 | PARTOFTCPASSY | SELECTOR SWITCH, BACKUP SYSTEM RESET | ASSEMBLY^CONTROL PANEL
SB0400 | PARTOFTCPASSY | PUSHBUTTON SWITCH, EMERGENCY STOP | ASSEMBLY^CONTROL PANEL
SB0401 | PARTOFTCPASSY | PUSHBUTTON SWITCH, HORN SILENCE | ASSEMBLY^CONTROL PANEL
SB0402 | PARTOFTCPASSY | PUSHBUTTON SWITCH, ACKNOWLEDGE | ASSEMBLY^CONTROL PANEL
SB0403 | PARTOFTCPASSY | PUSHBUTTON SWITCH, RESET | ASSEMBLY^CONTROL PANEL
SB0404 | PARTOFTCPASSY | PUSHBUTTON SWITCH, LAMP TEST | ASSEMBLY^CONTROL PANEL
SB0405 | PARTOFTCPASSY | PUSHBUTTON SWITCH, START | ASSEMBLY^CONTROL PANEL
SB0406 | PARTOFTCPASSY | PUSHBUTTON SWITCH, NORMAL STOP | ASSEMBLY^CONTROL PANEL
SB0407 | PARTOFTCPASSY | PUSHBUTTON SWITCH, NGP DECREASE | ASSEMBLY^CONTROL PANEL
SB0408 | PARTOFTCPASSY | PUSHBUTTON SWITCH, NGP INCREASE | ASSEMBLY^CONTROL PANEL
SH0401 | PARTOFTCPASSY | LIGHTED SWITCH, SPARE, WHITE | ASSEMBLY^CONTROL PANEL
SH0404 | PARTOFTCPASSY | LIGHTED SWITCH, OPEN LPC SURGE CONTROL VALVE, WHITE | ASSEMBLY^CONTROL PANEL
SH0405 | PARTOFTCPASSY | LIGHTED SWITCH, CLOSE LPC SURGE CONTROL VALVE, WHITE | ASSEMBLY^CONTROL PANEL
SH0406 | PARTOFTCPASSY | LIGHTED SWITCH, OPEN HPC SURGE CONTROL VALVE, WHITE | ASSEMBLY^CONTROL PANEL
SH0407 | PARTOFTCPASSY | LIGHTED SWITCH, CLOSE HPC SURGE CONTROL VALVE, WHITE | ASSEMBLY^CONTROL PANEL
SH0409 | PARTOFTCPASSY | LIGHTED SWITCH, SPARE, WHITE | ASSEMBLY^CONTROL PANEL
SH0410 | PARTOFTCPASSY | LIGHTED SWITCH, SPARE, WHITE | ASSEMBLY^CONTROL PANEL
XT0564 | PARTOFTCPASSY | TERMINAL STRIP, SYSTEM FUNCTION (USE) | ASSEMBLY^CONTROL PANEL
GR0260 | 903849C1 | RAIL GROUND, DIN RAIL GROUNDING | BLANK^PANEL
GR0261 | 903849C1 | RAIL GROUND, DIN RAIL GROUNDING | BLANK^PANEL
GR0276 | 903849C1 | RAIL GROUND, DIN RAIL GROUNDING | BLANK^PANEL 1
GR0277 | 903849C1 | RAIL GROUND, DIN RAIL GROUNDING | BLANK^PANEL 1
AF0141 | 2684693-17,2684693-25 | 5094-OB8XT, 8 DISCRETE OUTPUT | BOP^PANEL
AF0142 | 2684693-17,2684693-23 | 5094-IB16XT, 16 DISCRETE INPUT | BOP^PANEL
AF0143 | 2684693-18,2684693-56 | 5094-IF8IHXT, 8 ANALOG INPUT, ISOLATED | BOP^PANEL
AF0144 | 2684693-18,2684693-27 | 5094-OF8IHXT, 8 ANALOG OUTPUT, ISOLATED | BOP^PANEL
AF0145 | 2684693-17,2684693-23 | 5094-IB16XT, 16 DISCRETE INPUT | BOP^PANEL
AF0146 | 2684693-17,2684693-25 | 5094-OB8XT, 8 DISCRETE OUTPUT | BOP^PANEL
AF0181 | 2684693-17,2684693-24 | 5094-OB16XT, 16 DISCRETE OUTPUT | BOP^PANEL
AF0182 | 2684693-17,2684693-23 | 5094-IB16XT, 16 DISCRETE INPUT | BOP^PANEL
AF0183 | 2684693-18,2684693-28 | 5094-IB16SXT, 16 DISCRETE INPUT, S | BOP^PANEL
AF0184 | 2684693-18,2684693-55 | 5094-OB16SXT, 16 DISCRETE OUTPUT, S | BOP^PANEL
AF0185 | 2684693-18,2684693-56 | 5094-IF8IHXT, 8 ANALOG INPUT, ISOLATED | BOP^PANEL
AU0140 | 2684693-22 | 5094-AENTRXT, FLEX 5000 I/O | BOP^PANEL
AU0180 | 2684693-22 | 5094-AENTRXT, FLEX 5000 I/O | BOP^PANEL
EA12100 | 1014136-2 | SURGE SUPPRESSOR, MODULE (MTL-SD32X) | BOP^PANEL
EA12101 | 1014136-2 | SURGE SUPPRESSOR, MODULE (MTL-SD32X) | BOP^PANEL
EA12105 | 1014136-2 | SURGE SUPPRESSOR, MODULE (MTL-SD32X) | BOP^PANEL
EA1220 | 1014136-2 | SURGE SUPPRESSOR, MODULE (MTL-SD32X) | BOP^PANEL
EA1230 | 1014136-2 | SURGE SUPPRESSOR, MODULE (MTL-SD32X) | BOP^PANEL
EA1250 | 1014136-2 | SURGE SUPPRESSOR, MODULE (MTL-SD32X) | BOP^PANEL
EA1261 | 1014136-2 | SURGE SUPPRESSOR, MODULE (MTL-SD32X) | BOP^PANEL
EA1410 | 1014136-2 | SURGE SUPPRESSOR, MODULE (MTL-SD32X) | BOP^PANEL
EA1412 | 1014136-2 | SURGE SUPPRESSOR, MODULE (MTL-SD32X) | BOP^PANEL
EA1413 | 1014136-2 | SURGE SUPPRESSOR, MODULE (MTL-SD32X) | BOP^PANEL
EA1415 | 1014136-2 | SURGE SUPPRESSOR, MODULE (MTL-SD32X) | BOP^PANEL
EA1416 | 1014136-2 | SURGE SUPPRESSOR, MODULE (MTL-SD32X) | BOP^PANEL
EA1417 | 1014136-2 | SURGE SUPPRESSOR, MODULE (MTL-SD32X) | BOP^PANEL
EA1420 | 1014136-2 | SURGE SUPPRESSOR, MODULE (MTL-SD32X) | BOP^PANEL
EA1421 | 1014136-2 | SURGE SUPPRESSOR, MODULE (MTL-SD32X) | BOP^PANEL
EA14210 | 1014136-2 | SURGE SUPPRESSOR, MODULE (MTL-SD32X) | BOP^PANEL
EA14211 | 1014136-2 | SURGE SUPPRESSOR, MODULE (MTL-SD32X) | BOP^PANEL
EA14212 | 1014136-2 | SURGE SUPPRESSOR, MODULE (MTL-SD32X) | BOP^PANEL
EA14214 | 1014136-2 | SURGE SUPPRESSOR, MODULE (MTL-SD32X) | BOP^PANEL
EA14215 | 1014136-2 | SURGE SUPPRESSOR, MODULE (MTL-SD32X) | BOP^PANEL
EA1422 | 1014136-2 | SURGE SUPPRESSOR, MODULE (MTL-SD32X) | BOP^PANEL
EA1423 | 1014136-2 | SURGE SUPPRESSOR, MODULE (MTL-SD32X) | BOP^PANEL
EA1425 | 1014136-2 | SURGE SUPPRESSOR, MODULE (MTL-SD32X) | BOP^PANEL
EA1426 | 1014136-2 | SURGE SUPPRESSOR, MODULE (MTL-SD32X) | BOP^PANEL
EA1427 | 1014136-2 | SURGE SUPPRESSOR, MODULE (MTL-SD32X) | BOP^PANEL
EA1428 | 1014136-2 | SURGE SUPPRESSOR, MODULE (MTL-SD32X) | BOP^PANEL
EA1429 | 1014136-2 | SURGE SUPPRESSOR, MODULE (MTL-SD32X) | BOP^PANEL
EA1430 | 1014136-2 | SURGE SUPPRESSOR, MODULE (MTL-SD32X) | BOP^PANEL
EA1431 | 1014136-2 | SURGE SUPPRESSOR, MODULE (MTL-SD32X) | BOP^PANEL
EA1432 | 1014136-2 | SURGE SUPPRESSOR, MODULE (MTL-SD32X) | BOP^PANEL
EA1446 | 1014136-2 | SURGE SUPPRESSOR, MODULE (MTL-SD32X) | BOP^PANEL
EA1447 | 1014136-2 | SURGE SUPPRESSOR, MODULE (MTL-SD32X) | BOP^PANEL
EA1450 | 1014136-2 | SURGE SUPPRESSOR, MODULE (MTL-SD32X) | BOP^PANEL
EA1451 | 1014136-2 | SURGE SUPPRESSOR, MODULE (MTL-SD32X) | BOP^PANEL
EA1452 | 1014136-2 | SURGE SUPPRESSOR, MODULE (MTL-SD32X) | BOP^PANEL
EA1453 | 1014136-2 | SURGE SUPPRESSOR, MODULE (MTL-SD32X) | BOP^PANEL
EA1454 | 1014136-2 | SURGE SUPPRESSOR, MODULE (MTL-SD32X) | BOP^PANEL
EA1455 | 1014136-2 | SURGE SUPPRESSOR, MODULE (MTL-SD32X) | BOP^PANEL
EA1456 | 1014136-2 | SURGE SUPPRESSOR, MODULE (MTL-SD32X) | BOP^PANEL
EA1457 | 1014136-2 | SURGE SUPPRESSOR, MODULE (MTL-SD32X) | BOP^PANEL
EA1461 | 1014136-2 | SURGE SUPPRESSOR, MODULE (MTL-SD32X) | BOP^PANEL
EA1463 | 1014136-2 | SURGE SUPPRESSOR, MODULE (MTL-SD32X) | BOP^PANEL
EA1465 | 1014136-2 | SURGE SUPPRESSOR, MODULE (MTL-SD32X) | BOP^PANEL
EA1466 | 1014136-2 | SURGE SUPPRESSOR, MODULE (MTL-SD32X) | BOP^PANEL
EA1810 | 1014136-2 | SURGE SUPPRESSOR, MODULE (MTL-SD32X) | BOP^PANEL
EA1811 | 1014136-2 | SURGE SUPPRESSOR, MODULE (MTL-SD32X) | BOP^PANEL
EA1812 | 1014136-2 | SURGE SUPPRESSOR, MODULE (MTL-SD32X) | BOP^PANEL
EA1813 | 1014136-2 | SURGE SUPPRESSOR, MODULE (MTL-SD32X) | BOP^PANEL
EA1814 | 1014136-2 | SURGE SUPPRESSOR, MODULE (MTL-SD32X) | BOP^PANEL
EA1815 | 1014136-2 | SURGE SUPPRESSOR, MODULE (MTL-SD32X) | BOP^PANEL
EA18212 | 1014136-2 | SURGE SUPPRESSOR, MODULE (MTL-SD32X) | BOP^PANEL
EA18213 | 1014136-2 | SURGE SUPPRESSOR, MODULE (MTL-SD32X) | BOP^PANEL
EA18214 | 1014136-2 | SURGE SUPPRESSOR, MODULE (MTL-SD32X) | BOP^PANEL
EA18215 | 1014136-2 | SURGE SUPPRESSOR, MODULE (MTL-SD32X) | BOP^PANEL
EA1824 | 1014136-2 | SURGE SUPPRESSOR, MODULE (MTL-SD32X) | BOP^PANEL
EA1825 | 1014136-2 | SURGE SUPPRESSOR, MODULE (MTL-SD32X) | BOP^PANEL
EA1826 | 1014136-2 | SURGE SUPPRESSOR, MODULE (MTL-SD32X) | BOP^PANEL
EA1827 | 1014136-2 | SURGE SUPPRESSOR, MODULE (MTL-SD32X) | BOP^PANEL
EA1828 | 1014136-2 | SURGE SUPPRESSOR, MODULE (MTL-SD32X) | BOP^PANEL
EA1829 | 1014136-2 | SURGE SUPPRESSOR, MODULE (MTL-SD32X) | BOP^PANEL
EA1834 | 1014136-2 | SURGE SUPPRESSOR, MODULE (MTL-SD32X) | BOP^PANEL
EA1835 | 1014136-2 | SURGE SUPPRESSOR, MODULE (MTL-SD32X) | BOP^PANEL
EA1850 | 1014136-2 | SURGE SUPPRESSOR, MODULE (MTL-SD32X) | BOP^PANEL
EA2420 | 1014136-2 | SURGE SUPPRESSOR, MODULE (MTL-SD32X) | BOP^PANEL
EA2430 | 1014136-2 | SURGE SUPPRESSOR, MODULE (MTL-SD32X) | BOP^PANEL
EA2440 | 1014136-2 | SURGE SUPPRESSOR, MODULE (MTL-SD32X) | BOP^PANEL
EA2442 | 1014136-2 | SURGE SUPPRESSOR, MODULE (MTL-SD32X) | BOP^PANEL
EA2470 | 1014136-2 | SURGE SUPPRESSOR, MODULE (MTL-SD32X) | BOP^PANEL
EA2475 | 1014136-2 | SURGE SUPPRESSOR, MODULE (MTL-SD32X) | BOP^PANEL
FU0140 | 1043265-1,1043265-5 | FUSE, 10A | BOP^PANEL
FU0141 | 1043265-1,1043265-5 | FUSE, 10A | BOP^PANEL
FU0142 | 1043265-1,1043265-5 | FUSE, 10A | BOP^PANEL
FU0143 | 1043265-1,1043265-5 | FUSE, 10A | BOP^PANEL
FU0180 | 1043265-1,1043265-5 | FUSE, 10A | BOP^PANEL
FU0181 | 1043265-1,1043265-5 | FUSE, 10A | BOP^PANEL
FU0184 | 1043265-1,1043265-5 | FUSE, 10A | BOP^PANEL
FU0570 | 1043265-1,1043265-7 | FUSE, 20A | BOP^PANEL
GR0140 | 903849C1 | RAIL GROUND, DIN RAIL GROUNDING | BOP^PANEL
GR0180 | 903849C1 | RAIL GROUND, DIN RAIL GROUNDING | BOP^PANEL
GR0181 | 903849C1 | RAIL GROUND, DIN RAIL GROUNDING | BOP^PANEL
GR0182 | 903849C1 | RAIL GROUND, DIN RAIL GROUNDING | BOP^PANEL
GR0183 | 903849C1 | RAIL GROUND, DIN RAIL GROUNDING | BOP^PANEL
IEG0257 | 232941-200 | BUS BAR, BOP - INSTRUMENT EARTH GROUNDING | BOP^PANEL
KA0531 | 1061979-1 | RELAY, NO EMERGENCY SHUTDOWN SUMMARY | BOP^PANEL
KA0532 | 1061979-1 | RELAY, NO EMERGENCY SHUTDOWN SUMMARY | BOP^PANEL
KA0533 | 1061979-1 | RELAY, NO EMERGENCY SHUTDOWN SUMMARY | BOP^PANEL
KA0534 | 1061979-1 | RELAY, NO EMERGENCY SHUTDOWN SUMMARY | BOP^PANEL
KA0535 | 1061979-1 | RELAY, CONTROLLER ACTIVE | BOP^PANEL
KA0536 | 1061979-1 | RELAY, CONTROLLER ACTIVE | BOP^PANEL
KA0537 | 1061979-1 | RELAY, NO EMERGENCY SHUTDOWN SUMMARY | BOP^PANEL
KA0540 | 1061979-1 | RELAY, OPEN SUCTION VALVE | BOP^PANEL
KA0541 | 1061979-1 | RELAY, OPEN DISCHARGE VALVE | BOP^PANEL
KA0550 | 1061979-1 | RELAY, OPEN SUCTION VALVE (SAFETY) | BOP^PANEL
KA0551 | 1061979-1 | RELAY, OPEN DISCHARGE VALVE (SAFETY) | BOP^PANEL
KA0552 | 1061979-1 | RELAY, CLOSE 1ST STAGE VENT VALVE (SAFETY) | BOP^PANEL
KA0553 | 1061979-1 | RELAY, CLOSE 2ND STAGE VENT VALVE (SAFETY) | BOP^PANEL
KA0571 | 1061979-1 | RELAY, LOADING VALVE CLOSED | BOP^PANEL
KA0572 | 1061979-1 | RELAY, SUCTION VALVE CLOSED | BOP^PANEL
KA0573 | 1061979-1 | RELAY, DISCHARGE VALVE CLOSED | BOP^PANEL
KA0574 | 1061979-1 | RELAY, DISCHARGE LOADING VALVE CLOSED | BOP^PANEL
KA0575 | 1061979-1 | RELAY, 1ST STAGE EQUALIZATION VALVE CLOSED | BOP^PANEL
KA0576 | 1061979-1 | RELAY, 2ND STAGE EQUALIZATION VALVE CLOSED | BOP^PANEL
KA1810 | 1061979-1 | RELAY, 1ST STAGE COMPRESSOR PURGE | BOP^PANEL
KA1811 | 1061979-1 | RELAY, 2ND STAGE COMPRESSOR PURGE | BOP^PANEL
KA1812 | 1061979-1 | RELAY, ESD SIGNAL TO CCC | BOP^PANEL
KA1813 | 1061979-1 | RELAY, RUN/START SIGNAL TO CCC | BOP^PANEL
KA1814 | 1061979-1 | RELAY, TRACK SIGNAL TO CCC | BOP^PANEL
KA1815 | 1061979-1 | RELAY, TRAIN RUN/STOP SIGNAL TO CCC | BOP^PANEL
XT0140 | 1066730-7,1066730-8,1067996-4 | TERMINAL BLOCK, SPRING, 4 CONDUCTOR,30-12 AWG (0.05-3.31 MM2),NON-IS | BOP^PANEL
XT0180 | 1066730-7,1066730-8,1067996-4 | TERMINAL BLOCK, SPRING, 4 CONDUCTOR,30-12 AWG (0.05-3.31 MM2),NON-IS | BOP^PANEL
XT0572 | 1066730-7,1066730-8,1067996-4 | TERMINAL BLOCK, SPRING, 4 CONDUCTOR,30-12 AWG (0.05-3.31 MM2),NON-IS | BOP^PANEL
XT0573 | 1066730-10,1066730-68,1066730-9 | DIODE TERMINAL STRIP, 4 CONDUCTOR | BOP^PANEL
AT0190 | 1577354-5100 | WORKSTATION, PANEL COMPUTER, TT4000 | CONSOLE DOOR^PANELS
AT0190K | 1068334 | KEYBOARD, TYPING INTERFACE | CONSOLE DOOR^PANELS
EA0680 | 1014136-2 | SURGE SUPPRESSOR, MODULE (MTL-SD32X) | CONSOLE ISOLATOR^PANEL1
EA0681 | 1014136-2 | SURGE SUPPRESSOR, MODULE (MTL-SD32X) | CONSOLE ISOLATOR^PANEL1
EA0682 | 1014136-2 | SURGE SUPPRESSOR, MODULE (MTL-SD32X) | CONSOLE ISOLATOR^PANEL1
EA0683 | 1014136-2 | SURGE SUPPRESSOR, MODULE (MTL-SD32X) | CONSOLE ISOLATOR^PANEL1
EA0684 | 1014136-2 | SURGE SUPPRESSOR, MODULE (MTL-SD32X) | CONSOLE ISOLATOR^PANEL1
EA0685 | 1014136-2 | SURGE SUPPRESSOR, MODULE (MTL-SD32X) | CONSOLE ISOLATOR^PANEL1
EA0686A | 1014136-2 | SURGE SUPPRESSOR, MODULE (MTL-SD32X) | CONSOLE ISOLATOR^PANEL1
EA0686B | 1014136-2 | SURGE SUPPRESSOR, MODULE (MTL-SD32X) | CONSOLE ISOLATOR^PANEL1
EA0687 | 1014136-2 | SURGE SUPPRESSOR, MODULE (MTL-SD32X) | CONSOLE ISOLATOR^PANEL1
EA0730 | 1014136-2 | SURGE SUPPRESSOR, MODULE (MTL-SD32X) | CONSOLE ISOLATOR^PANEL1
EA0731 | 1014136-2 | SURGE SUPPRESSOR, MODULE (MTL-SD32X) | CONSOLE ISOLATOR^PANEL1
EA0732 | 1014136-2 | SURGE SUPPRESSOR, MODULE (MTL-SD32X) | CONSOLE ISOLATOR^PANEL1
EA0733 | 1014136-2 | SURGE SUPPRESSOR, MODULE (MTL-SD32X) | CONSOLE ISOLATOR^PANEL1
EA0734 | 1014136-2 | SURGE SUPPRESSOR, MODULE (MTL-SD32X) | CONSOLE ISOLATOR^PANEL1
EA0735 | 1014136-2 | SURGE SUPPRESSOR, MODULE (MTL-SD32X) | CONSOLE ISOLATOR^PANEL1
EA0737 | 1014136-2 | SURGE SUPPRESSOR, MODULE (MTL-SD32X) | CONSOLE ISOLATOR^PANEL1
EA08212 | 1014136-2 | SURGE SUPPRESSOR, MODULE (MTL-SD32X) | CONSOLE ISOLATOR^PANEL1
EA08214 | 1014136-2 | SURGE SUPPRESSOR, MODULE (MTL-SD32X) | CONSOLE ISOLATOR^PANEL1
EA0830A | 1014136-2 | SURGE SUPPRESSOR, MODULE (MTL-SD32X) | CONSOLE ISOLATOR^PANEL1
EA0830B | 1014136-2 | SURGE SUPPRESSOR, MODULE (MTL-SD32X) | CONSOLE ISOLATOR^PANEL1
EA0831A | 1014136-2 | SURGE SUPPRESSOR, MODULE (MTL-SD32X) | CONSOLE ISOLATOR^PANEL1
EA0831B | 1014136-2 | SURGE SUPPRESSOR, MODULE (MTL-SD32X) | CONSOLE ISOLATOR^PANEL1
EA0832A | 1014136-2 | SURGE SUPPRESSOR, MODULE (MTL-SD32X) | CONSOLE ISOLATOR^PANEL1
EA0832B | 1014136-2 | SURGE SUPPRESSOR, MODULE (MTL-SD32X) | CONSOLE ISOLATOR^PANEL1
EA0833A | 1014136-2 | SURGE SUPPRESSOR, MODULE (MTL-SD32X) | CONSOLE ISOLATOR^PANEL1
EA0833B | 1014136-2 | SURGE SUPPRESSOR, MODULE (MTL-SD32X) | CONSOLE ISOLATOR^PANEL1
EA0834A | 1014136-2 | SURGE SUPPRESSOR, MODULE (MTL-SD32X) | CONSOLE ISOLATOR^PANEL1
EA0834B | 1014136-2 | SURGE SUPPRESSOR, MODULE (MTL-SD32X) | CONSOLE ISOLATOR^PANEL1
EA0835A | 1014136-2 | SURGE SUPPRESSOR, MODULE (MTL-SD32X) | CONSOLE ISOLATOR^PANEL1
EA0835B | 1014136-2 | SURGE SUPPRESSOR, MODULE (MTL-SD32X) | CONSOLE ISOLATOR^PANEL1
EA0836A | 1014136-2 | SURGE SUPPRESSOR, MODULE (MTL-SD32X) | CONSOLE ISOLATOR^PANEL1
EA0836B | 1014136-2 | SURGE SUPPRESSOR, MODULE (MTL-SD32X) | CONSOLE ISOLATOR^PANEL1
EA0840A | 1014136-2 | SURGE SUPPRESSOR, MODULE (MTL-SD32X) | CONSOLE ISOLATOR^PANEL1
EA0840B | 1014136-2 | SURGE SUPPRESSOR, MODULE (MTL-SD32X) | CONSOLE ISOLATOR^PANEL1
EA0841A | 1014136-2 | SURGE SUPPRESSOR, MODULE (MTL-SD32X) | CONSOLE ISOLATOR^PANEL1
EA0841B | 1014136-2 | SURGE SUPPRESSOR, MODULE (MTL-SD32X) | CONSOLE ISOLATOR^PANEL1
EA0842A | 1014136-2 | SURGE SUPPRESSOR, MODULE (MTL-SD32X) | CONSOLE ISOLATOR^PANEL1
EA0842B | 1014136-2 | SURGE SUPPRESSOR, MODULE (MTL-SD32X) | CONSOLE ISOLATOR^PANEL1
EA0960 | 1014136-2 | SURGE SUPPRESSOR, MODULE (MTL-SD32X) | CONSOLE ISOLATOR^PANEL1
EA0961 | 1014136-2 | SURGE SUPPRESSOR, MODULE (MTL-SD32X) | CONSOLE ISOLATOR^PANEL1
EA0962 | 1014136-2 | SURGE SUPPRESSOR, MODULE (MTL-SD32X) | CONSOLE ISOLATOR^PANEL1
EA2120A | 1014136-2 | SURGE SUPPRESSOR, MODULE (MTL-SD32X) | CONSOLE ISOLATOR^PANEL1
EA2120B | 1014136-2 | SURGE SUPPRESSOR, MODULE (MTL-SD32X) | CONSOLE ISOLATOR^PANEL1
EA4000 | 1014136-3 | SURGE SUPPRESSOR, MODULE (MTL-SD32T3) | CONSOLE ISOLATOR^PANEL1
EA4001 | 1014136-3 | SURGE SUPPRESSOR, MODULE (MTL-SD32T3) | CONSOLE ISOLATOR^PANEL1
EA4100 | 1014136-3 | SURGE SUPPRESSOR, MODULE (MTL-SD32T3) | CONSOLE ISOLATOR^PANEL1
EA4101 | 1014136-3 | SURGE SUPPRESSOR, MODULE (MTL-SD32T3) | CONSOLE ISOLATOR^PANEL1
EA4102 | 1014136-3 | SURGE SUPPRESSOR, MODULE (MTL-SD32T3) | CONSOLE ISOLATOR^PANEL1
EA4103 | 1014136-3 | SURGE SUPPRESSOR, MODULE (MTL-SD32T3) | CONSOLE ISOLATOR^PANEL1
EA4200 | 1014136-3 | SURGE SUPPRESSOR, MODULE (MTL-SD32T3) | CONSOLE ISOLATOR^PANEL1
EA4201 | 1014136-3 | SURGE SUPPRESSOR, MODULE (MTL-SD32T3) | CONSOLE ISOLATOR^PANEL1
EA4202 | 1014136-3 | SURGE SUPPRESSOR, MODULE (MTL-SD32T3) | CONSOLE ISOLATOR^PANEL1
EA4300 | 1014136-3 | SURGE SUPPRESSOR, MODULE (MTL-SD32T3) | CONSOLE ISOLATOR^PANEL1
EA4301 | 1014136-3 | SURGE SUPPRESSOR, MODULE (MTL-SD32T3) | CONSOLE ISOLATOR^PANEL1
EA4302 | 1014136-3 | SURGE SUPPRESSOR, MODULE (MTL-SD32T3) | CONSOLE ISOLATOR^PANEL1
EA4303 | 1014136-3 | SURGE SUPPRESSOR, MODULE (MTL-SD32T3) | CONSOLE ISOLATOR^PANEL1
EA4500 | 1014136-3 | SURGE SUPPRESSOR, MODULE (MTL-SD32T3) | CONSOLE ISOLATOR^PANEL1
EA4503 | 1014136-3 | SURGE SUPPRESSOR, MODULE (MTL-SD32T3) | CONSOLE ISOLATOR^PANEL1
EAG0340 | 1054025-201 | BUS BAR, INSTRUMENT EARTH (SHIELDING) | CONSOLE ISOLATOR^PANEL1
FU0272 | 1043265-1,1043265-4 | FUSE, 5A | CONSOLE ISOLATOR^PANEL1
GR0272 | 903849C1 | RAIL GROUND, DIN RAIL GROUNDING | CONSOLE ISOLATOR^PANEL1
GR0273 | 903849C1 | RAIL GROUND, DIN RAIL GROUNDING | CONSOLE ISOLATOR^PANEL1
IEG0330 | 232941-300 | BUS BAR, ENGINE VIBRATION - SURGE INSTRUMENT EARTH GROUNDING | CONSOLE ISOLATOR^PANEL1
UAI0680 | 1053038-35 | ISOLATOR, THERMOCOUPLE ELEMENT | CONSOLE ISOLATOR^PANEL1
UAI0681 | 1053038-35 | ISOLATOR, THERMOCOUPLE ELEMENT | CONSOLE ISOLATOR^PANEL1
UAI0682 | 1053038-35 | ISOLATOR, THERMOCOUPLE ELEMENT | CONSOLE ISOLATOR^PANEL1
UAI0683 | 1053038-35 | ISOLATOR, THERMOCOUPLE ELEMENT | CONSOLE ISOLATOR^PANEL1
UAI0684 | 1053038-35 | ISOLATOR, THERMOCOUPLE ELEMENT | CONSOLE ISOLATOR^PANEL1
UAI0685 | 1053038-35 | ISOLATOR, THERMOCOUPLE ELEMENT | CONSOLE ISOLATOR^PANEL1
UAI0686 | 1106298-11 | ISOLATOR, RESISTIVE TEMPERATURE DEVICE | CONSOLE ISOLATOR^PANEL1
UAI0687 | 1053038-35 | ISOLATOR, THERMOCOUPLE ELEMENT | CONSOLE ISOLATOR^PANEL1
UAI0730 | 1053038-35 | ISOLATOR, THERMOCOUPLE ELEMENT | CONSOLE ISOLATOR^PANEL1
UAI0731 | 1053038-35 | ISOLATOR, THERMOCOUPLE ELEMENT | CONSOLE ISOLATOR^PANEL1
UAI0732 | 1053038-35 | ISOLATOR, THERMOCOUPLE ELEMENT | CONSOLE ISOLATOR^PANEL1
UAI0733 | 1053038-35 | ISOLATOR, THERMOCOUPLE ELEMENT | CONSOLE ISOLATOR^PANEL1
UAI0734 | 1053038-35 | ISOLATOR, THERMOCOUPLE ELEMENT | CONSOLE ISOLATOR^PANEL1
UAI0735 | 1053038-35 | ISOLATOR, THERMOCOUPLE ELEMENT | CONSOLE ISOLATOR^PANEL1
UAI0737 | 1053038-35 | ISOLATOR, THERMOCOUPLE ELEMENT | CONSOLE ISOLATOR^PANEL1
UAI08212 | 1053038-28 | ISOLATOR, DISCRETE INPUT SIGNAL | CONSOLE ISOLATOR^PANEL1
UAI08214 | 1053038-28 | ISOLATOR, DISCRETE INPUT SIGNAL | CONSOLE ISOLATOR^PANEL1
UAI0830 | 1106298-11 | ISOLATOR, RESISTIVE TEMPERATURE DEVICE | CONSOLE ISOLATOR^PANEL1
UAI0831 | 1106298-11 | ISOLATOR, RESISTIVE TEMPERATURE DEVICE | CONSOLE ISOLATOR^PANEL1
UAI0832 | 1106298-11 | ISOLATOR, RESISTIVE TEMPERATURE DEVICE | CONSOLE ISOLATOR^PANEL1
UAI0833 | 1106298-11 | ISOLATOR, RESISTIVE TEMPERATURE DEVICE | CONSOLE ISOLATOR^PANEL1
UAI0834 | 1106298-11 | ISOLATOR, RESISTIVE TEMPERATURE DEVICE | CONSOLE ISOLATOR^PANEL1
UAI0835 | 1106298-11 | ISOLATOR, RESISTIVE TEMPERATURE DEVICE | CONSOLE ISOLATOR^PANEL1
UAI0836 | 1106298-11 | ISOLATOR, RESISTIVE TEMPERATURE DEVICE | CONSOLE ISOLATOR^PANEL1
UAI0840 | 1106298-11 | ISOLATOR, RESISTIVE TEMPERATURE DEVICE | CONSOLE ISOLATOR^PANEL1
UAI0841 | 1106298-11 | ISOLATOR, RESISTIVE TEMPERATURE DEVICE | CONSOLE ISOLATOR^PANEL1
UAI0842 | 1106298-11 | ISOLATOR, RESISTIVE TEMPERATURE DEVICE | CONSOLE ISOLATOR^PANEL1
UAI0960 | 1053038-35 | ISOLATOR, THERMOCOUPLE ELEMENT | CONSOLE ISOLATOR^PANEL1
UAI0961 | 1053038-35 | ISOLATOR, THERMOCOUPLE ELEMENT | CONSOLE ISOLATOR^PANEL1
UAI0962 | 1053038-35 | ISOLATOR, THERMOCOUPLE ELEMENT | CONSOLE ISOLATOR^PANEL1
UAI2120 | 1106298-11 | ISOLATOR, RESISTIVE TEMPERATURE DEVICE | CONSOLE ISOLATOR^PANEL1
UAI4000 | 1053038-18 | ISOLATOR, VOLTAGE REPEATER | CONSOLE ISOLATOR^PANEL1
UAI4001 | 1053038-18 | ISOLATOR, VOLTAGE REPEATER | CONSOLE ISOLATOR^PANEL1
UAI4100 | 1053038-18 | ISOLATOR, VOLTAGE REPEATER | CONSOLE ISOLATOR^PANEL1
UAI4101 | 1053038-18 | ISOLATOR, VOLTAGE REPEATER | CONSOLE ISOLATOR^PANEL1
UAI4102 | 1053038-18 | ISOLATOR, VOLTAGE REPEATER | CONSOLE ISOLATOR^PANEL1
UAI4103 | 1053038-18 | ISOLATOR, VOLTAGE REPEATER | CONSOLE ISOLATOR^PANEL1
UAI4200 | 1053038-18 | ISOLATOR, VOLTAGE REPEATER | CONSOLE ISOLATOR^PANEL1
UAI4201 | 1053038-18 | ISOLATOR, VOLTAGE REPEATER | CONSOLE ISOLATOR^PANEL1
UAI4202 | 1053038-10 | ISOLATOR, VOLTAGE REPEATER | CONSOLE ISOLATOR^PANEL1
UAI4300 | 1053038-18 | ISOLATOR, VOLTAGE REPEATER | CONSOLE ISOLATOR^PANEL1
UAI4301 | 1053038-18 | ISOLATOR, VOLTAGE REPEATER | CONSOLE ISOLATOR^PANEL1
UAI4302 | 1053038-18 | ISOLATOR, VOLTAGE REPEATER | CONSOLE ISOLATOR^PANEL1
UAI4303 | 1053038-18 | ISOLATOR, VOLTAGE REPEATER | CONSOLE ISOLATOR^PANEL1
UAI4500 | 1053038-18 | ISOLATOR, VOLTAGE REPEATER | CONSOLE ISOLATOR^PANEL1
UAI4503 | 1053038-18 | ISOLATOR, VOLTAGE REPEATER | CONSOLE ISOLATOR^PANEL1
UV0271 | 1053038-19 | POWER FEED MODULE, INTRINSIC SAFETY | CONSOLE ISOLATOR^PANEL1
UV0272 | 1053038-19 | POWER FEED MODULE, INTRINSIC SAFETY | CONSOLE ISOLATOR^PANEL1
UV0273 | 1053038-19 | POWER FEED MODULE, INTRINSIC SAFETY | CONSOLE ISOLATOR^PANEL1
EA12102 | 1014136-2 | SURGE SUPPRESSOR, MODULE (MTL-SD32X) | CONSOLE ISOLATOR^PANEL2
EA12103 | 1014136-2 | SURGE SUPPRESSOR, MODULE (MTL-SD32X) | CONSOLE ISOLATOR^PANEL2
EA12104 | 1014136-2 | SURGE SUPPRESSOR, MODULE (MTL-SD32X) | CONSOLE ISOLATOR^PANEL2
EA1221 | 1014136-2 | SURGE SUPPRESSOR, MODULE (MTL-SD32X) | CONSOLE ISOLATOR^PANEL2
EA1222 | 1014136-2 | SURGE SUPPRESSOR, MODULE (MTL-SD32X) | CONSOLE ISOLATOR^PANEL2
EA1223 | 1014136-2 | SURGE SUPPRESSOR, MODULE (MTL-SD32X) | CONSOLE ISOLATOR^PANEL2
EA1224 | 1014136-2 | SURGE SUPPRESSOR, MODULE (MTL-SD32X) | CONSOLE ISOLATOR^PANEL2
EA1231 | 1014136-2 | SURGE SUPPRESSOR, MODULE (MTL-SD32X) | CONSOLE ISOLATOR^PANEL2
EA1232 | 1014136-2 | SURGE SUPPRESSOR, MODULE (MTL-SD32X) | CONSOLE ISOLATOR^PANEL2
EA1240 | 1014136-2 | SURGE SUPPRESSOR, MODULE (MTL-SD32X) | CONSOLE ISOLATOR^PANEL2
EA1241 | 1014136-2 | SURGE SUPPRESSOR, MODULE (MTL-SD32X) | CONSOLE ISOLATOR^PANEL2
EA1242 | 1014136-2 | SURGE SUPPRESSOR, MODULE (MTL-SD32X) | CONSOLE ISOLATOR^PANEL2
EA1243 | 1014136-2 | SURGE SUPPRESSOR, MODULE (MTL-SD32X) | CONSOLE ISOLATOR^PANEL2
EA1251 | 1014136-2 | SURGE SUPPRESSOR, MODULE (MTL-SD32X) | CONSOLE ISOLATOR^PANEL2
EA1280A | 1014136-2 | SURGE SUPPRESSOR, MODULE (MTL-SD32X) | CONSOLE ISOLATOR^PANEL2
EA1280B | 1014136-2 | SURGE SUPPRESSOR, MODULE (MTL-SD32X) | CONSOLE ISOLATOR^PANEL2
EA1281A | 1014136-2 | SURGE SUPPRESSOR, MODULE (MTL-SD32X) | CONSOLE ISOLATOR^PANEL2
EA1281B | 1014136-2 | SURGE SUPPRESSOR, MODULE (MTL-SD32X) | CONSOLE ISOLATOR^PANEL2
EA1282A | 1014136-2 | SURGE SUPPRESSOR, MODULE (MTL-SD32X) | CONSOLE ISOLATOR^PANEL2
EA1282B | 1014136-2 | SURGE SUPPRESSOR, MODULE (MTL-SD32X) | CONSOLE ISOLATOR^PANEL2
EA1283A | 1014136-2 | SURGE SUPPRESSOR, MODULE (MTL-SD32X) | CONSOLE ISOLATOR^PANEL2
EA1283B | 1014136-2 | SURGE SUPPRESSOR, MODULE (MTL-SD32X) | CONSOLE ISOLATOR^PANEL2
EA1284A | 1014136-2 | SURGE SUPPRESSOR, MODULE (MTL-SD32X) | CONSOLE ISOLATOR^PANEL2
EA1284B | 1014136-2 | SURGE SUPPRESSOR, MODULE (MTL-SD32X) | CONSOLE ISOLATOR^PANEL2
EA1285A | 1014136-2 | SURGE SUPPRESSOR, MODULE (MTL-SD32X) | CONSOLE ISOLATOR^PANEL2
EA1285B | 1014136-2 | SURGE SUPPRESSOR, MODULE (MTL-SD32X) | CONSOLE ISOLATOR^PANEL2
EA1290A | 1014136-2 | SURGE SUPPRESSOR, MODULE (MTL-SD32X) | CONSOLE ISOLATOR^PANEL2
EA1290B | 1014136-2 | SURGE SUPPRESSOR, MODULE (MTL-SD32X) | CONSOLE ISOLATOR^PANEL2
EA1291A | 1014136-2 | SURGE SUPPRESSOR, MODULE (MTL-SD32X) | CONSOLE ISOLATOR^PANEL2
EA1291B | 1014136-2 | SURGE SUPPRESSOR, MODULE (MTL-SD32X) | CONSOLE ISOLATOR^PANEL2
EA1292A | 1014136-2 | SURGE SUPPRESSOR, MODULE (MTL-SD32X) | CONSOLE ISOLATOR^PANEL2
EA1292B | 1014136-2 | SURGE SUPPRESSOR, MODULE (MTL-SD32X) | CONSOLE ISOLATOR^PANEL2
EA1293A | 1014136-2 | SURGE SUPPRESSOR, MODULE (MTL-SD32X) | CONSOLE ISOLATOR^PANEL2
EA1293B | 1014136-2 | SURGE SUPPRESSOR, MODULE (MTL-SD32X) | CONSOLE ISOLATOR^PANEL2
EA1443 | 1014136-2 | SURGE SUPPRESSOR, MODULE (MTL-SD32X) | CONSOLE ISOLATOR^PANEL2
EA3210A | 1014136-2 | SURGE SUPPRESSOR, MODULE (MTL-SD32X) | CONSOLE ISOLATOR^PANEL2
EA3210B | 1014136-2 | SURGE SUPPRESSOR, MODULE (MTL-SD32X) | CONSOLE ISOLATOR^PANEL2
EA3211A | 1014136-2 | SURGE SUPPRESSOR, MODULE (MTL-SD32X) | CONSOLE ISOLATOR^PANEL2
EA3211B | 1014136-2 | SURGE SUPPRESSOR, MODULE (MTL-SD32X) | CONSOLE ISOLATOR^PANEL2
EA3212A | 1014136-2 | SURGE SUPPRESSOR, MODULE (MTL-SD32X) | CONSOLE ISOLATOR^PANEL2
EA3212B | 1014136-2 | SURGE SUPPRESSOR, MODULE (MTL-SD32X) | CONSOLE ISOLATOR^PANEL2
EA3213A | 1014136-2 | SURGE SUPPRESSOR, MODULE (MTL-SD32X) | CONSOLE ISOLATOR^PANEL2
EA3213B | 1014136-2 | SURGE SUPPRESSOR, MODULE (MTL-SD32X) | CONSOLE ISOLATOR^PANEL2
EA3214A | 1014136-2 | SURGE SUPPRESSOR, MODULE (MTL-SD32X) | CONSOLE ISOLATOR^PANEL2
EA3214B | 1014136-2 | SURGE SUPPRESSOR, MODULE (MTL-SD32X) | CONSOLE ISOLATOR^PANEL2
EA3215A | 1014136-2 | SURGE SUPPRESSOR, MODULE (MTL-SD32X) | CONSOLE ISOLATOR^PANEL2
EA3215B | 1014136-2 | SURGE SUPPRESSOR, MODULE (MTL-SD32X) | CONSOLE ISOLATOR^PANEL2
EA4760 | 1014136-3 | SURGE SUPPRESSOR, MODULE (MTL-SD32T3) | CONSOLE ISOLATOR^PANEL2
EA4761 | 1014136-3 | SURGE SUPPRESSOR, MODULE (MTL-SD32T3) | CONSOLE ISOLATOR^PANEL2
EA4770 | 1014136-3 | SURGE SUPPRESSOR, MODULE (MTL-SD32T3) | CONSOLE ISOLATOR^PANEL2
EA4771 | 1014136-3 | SURGE SUPPRESSOR, MODULE (MTL-SD32T3) | CONSOLE ISOLATOR^PANEL2
EA4773 | 1014136-3 | SURGE SUPPRESSOR, MODULE (MTL-SD32T3) | CONSOLE ISOLATOR^PANEL2
EA5100 | 1014136-3 | SURGE SUPPRESSOR, MODULE (MTL-SD32T3) | CONSOLE ISOLATOR^PANEL2
EA5101 | 1014136-3 | SURGE SUPPRESSOR, MODULE (MTL-SD32T3) | CONSOLE ISOLATOR^PANEL2
EA5102 | 1014136-3 | SURGE SUPPRESSOR, MODULE (MTL-SD32T3) | CONSOLE ISOLATOR^PANEL2
EA5103 | 1014136-3 | SURGE SUPPRESSOR, MODULE (MTL-SD32T3) | CONSOLE ISOLATOR^PANEL2
EA5200 | 1014136-3 | SURGE SUPPRESSOR, MODULE (MTL-SD32T3) | CONSOLE ISOLATOR^PANEL2
EA5201 | 1014136-3 | SURGE SUPPRESSOR, MODULE (MTL-SD32T3) | CONSOLE ISOLATOR^PANEL2
EA9001 | 1014136-3 | SURGE SUPPRESSOR, MODULE (MTL-SD32T3) | CONSOLE ISOLATOR^PANEL2
EA9200 | 1014136-3 | SURGE SUPPRESSOR, MODULE (MTL-SD32T3) | CONSOLE ISOLATOR^PANEL2
EA9201 | 1014136-3 | SURGE SUPPRESSOR, MODULE (MTL-SD32T3) | CONSOLE ISOLATOR^PANEL2
EA9202 | 1014136-3 | SURGE SUPPRESSOR, MODULE (MTL-SD32T3) | CONSOLE ISOLATOR^PANEL2
EA9203 | 1014136-3 | SURGE SUPPRESSOR, MODULE (MTL-SD32T3) | CONSOLE ISOLATOR^PANEL2
EA9400 | 1014136-3 | SURGE SUPPRESSOR, MODULE (MTL-SD32T3) | CONSOLE ISOLATOR^PANEL2
EA9401 | 1014136-3 | SURGE SUPPRESSOR, MODULE (MTL-SD32T3) | CONSOLE ISOLATOR^PANEL2
EA9402 | 1014136-3 | SURGE SUPPRESSOR, MODULE (MTL-SD32T3) | CONSOLE ISOLATOR^PANEL2
EA9403 | 1014136-3 | SURGE SUPPRESSOR, MODULE (MTL-SD32T3) | CONSOLE ISOLATOR^PANEL2
EAG0350 | 1054025-201 | BUS BAR, INSTRUMENT EARTH (SHIELDING) | CONSOLE ISOLATOR^PANEL2
GR0274 | 903849C1 | RAIL GROUND, DIN RAIL GROUNDING | CONSOLE ISOLATOR^PANEL2
GR0275 | 903849C1 | RAIL GROUND, DIN RAIL GROUNDING | CONSOLE ISOLATOR^PANEL2
IEG0340 | 232941-300 | BUS BAR, GEARBOX - SURGE INSTRUMENT EARTH GROUNDING | CONSOLE ISOLATOR^PANEL2
IEG0350 | 232941-300 | BUS BAR, CPSR - SURGE INSTRUMENT EARTH GROUNDING | CONSOLE ISOLATOR^PANEL2
UAI12102 | 1053038-55 | ISOLATOR, SMART TRANSMITTER POWER SUPPLY | CONSOLE ISOLATOR^PANEL2
UAI12103 | 1053038-55 | ISOLATOR, SMART TRANSMITTER POWER SUPPLY | CONSOLE ISOLATOR^PANEL2
UAI12104 | 1053038-55 | ISOLATOR, SMART TRANSMITTER POWER SUPPLY | CONSOLE ISOLATOR^PANEL2
UAI1221 | 1053038-28 | ISOLATOR, DISCRETE INPUT SIGNAL | CONSOLE ISOLATOR^PANEL2
UAI1222 | 1053038-28 | ISOLATOR, DISCRETE INPUT SIGNAL | CONSOLE ISOLATOR^PANEL2
UAI1223 | 1053038-28 | ISOLATOR, DISCRETE INPUT SIGNAL | CONSOLE ISOLATOR^PANEL2
UAI1224 | 1053038-28 | ISOLATOR, DISCRETE INPUT SIGNAL | CONSOLE ISOLATOR^PANEL2
UAI1231 | 1053038-55 | ISOLATOR, SMART TRANSMITTER POWER SUPPLY | CONSOLE ISOLATOR^PANEL2
UAI1232 | 1053038-55 | ISOLATOR, SMART TRANSMITTER POWER SUPPLY | CONSOLE ISOLATOR^PANEL2
UAI1240 | 1053038-55 | ISOLATOR, SMART TRANSMITTER POWER SUPPLY | CONSOLE ISOLATOR^PANEL2
UAI1241 | 1053038-55 | ISOLATOR, SMART TRANSMITTER POWER SUPPLY | CONSOLE ISOLATOR^PANEL2
UAI1242 | 1053038-55 | ISOLATOR, SMART TRANSMITTER POWER SUPPLY | CONSOLE ISOLATOR^PANEL2
UAI1243 | 1053038-55 | ISOLATOR, SMART TRANSMITTER POWER SUPPLY | CONSOLE ISOLATOR^PANEL2
UAI1251 | 1053038-55 | ISOLATOR, SMART TRANSMITTER POWER SUPPLY | CONSOLE ISOLATOR^PANEL2
UAI1280 | 1106298-11 | ISOLATOR, RESISTIVE TEMPERATURE DEVICE | CONSOLE ISOLATOR^PANEL2
UAI1281 | 1106298-11 | ISOLATOR, RESISTIVE TEMPERATURE DEVICE | CONSOLE ISOLATOR^PANEL2
UAI1282 | 1106298-11 | ISOLATOR, RESISTIVE TEMPERATURE DEVICE | CONSOLE ISOLATOR^PANEL2
UAI1283 | 1106298-11 | ISOLATOR, RESISTIVE TEMPERATURE DEVICE | CONSOLE ISOLATOR^PANEL2
UAI1284 | 1106298-11 | ISOLATOR, RESISTIVE TEMPERATURE DEVICE | CONSOLE ISOLATOR^PANEL2
UAI1285 | 1106298-11 | ISOLATOR, RESISTIVE TEMPERATURE DEVICE | CONSOLE ISOLATOR^PANEL2
UAI1290 | 1106298-11 | ISOLATOR, RESISTIVE TEMPERATURE DEVICE | CONSOLE ISOLATOR^PANEL2
UAI1291 | 1106298-11 | ISOLATOR, RESISTIVE TEMPERATURE DEVICE | CONSOLE ISOLATOR^PANEL2
UAI1292 | 1106298-11 | ISOLATOR, RESISTIVE TEMPERATURE DEVICE | CONSOLE ISOLATOR^PANEL2
UAI1293 | 1106298-11 | ISOLATOR, RESISTIVE TEMPERATURE DEVICE | CONSOLE ISOLATOR^PANEL2
UAI1443 | 1053038-54 | ISOLATOR, INTRINSIC SAFETY^4-20mA CURRENT DRIVER | CONSOLE ISOLATOR^PANEL2
UAI3210 | 1106298-11 | ISOLATOR, RESISTIVE TEMPERATURE DEVICE | CONSOLE ISOLATOR^PANEL2
UAI3211 | 1106298-11 | ISOLATOR, RESISTIVE TEMPERATURE DEVICE | CONSOLE ISOLATOR^PANEL2
UAI3212 | 1106298-11 | ISOLATOR, RESISTIVE TEMPERATURE DEVICE | CONSOLE ISOLATOR^PANEL2
UAI3213 | 1106298-11 | ISOLATOR, RESISTIVE TEMPERATURE DEVICE | CONSOLE ISOLATOR^PANEL2
UAI3214 | 1106298-11 | ISOLATOR, RESISTIVE TEMPERATURE DEVICE | CONSOLE ISOLATOR^PANEL2
UAI3215 | 1106298-11 | ISOLATOR, RESISTIVE TEMPERATURE DEVICE | CONSOLE ISOLATOR^PANEL2
UAI5100 | 1053038-18 | ISOLATOR, VOLTAGE REPEATER | CONSOLE ISOLATOR^PANEL2
UAI5101 | 1053038-18 | ISOLATOR, VOLTAGE REPEATER | CONSOLE ISOLATOR^PANEL2
UAI5102 | 1053038-18 | ISOLATOR, VOLTAGE REPEATER | CONSOLE ISOLATOR^PANEL2
UAI5103 | 1053038-18 | ISOLATOR, VOLTAGE REPEATER | CONSOLE ISOLATOR^PANEL2
UAI5200 | 1053038-18 | ISOLATOR, VOLTAGE REPEATER | CONSOLE ISOLATOR^PANEL2
UAI5201 | 1053038-18 | ISOLATOR, VOLTAGE REPEATER | CONSOLE ISOLATOR^PANEL2
UAI9000 | 1053038-18 | ISOLATOR, VOLTAGE REPEATER | CONSOLE ISOLATOR^PANEL2
UAI9001 | 1053038-18 | ISOLATOR, VOLTAGE REPEATER | CONSOLE ISOLATOR^PANEL2
UAI9100 | 1053038-18 | ISOLATOR, VOLTAGE REPEATER | CONSOLE ISOLATOR^PANEL2
UAI9101 | 1053038-18 | ISOLATOR, VOLTAGE REPEATER | CONSOLE ISOLATOR^PANEL2
UAI9102 | 1053038-18 | ISOLATOR, VOLTAGE REPEATER | CONSOLE ISOLATOR^PANEL2
UAI9103 | 1053038-18 | ISOLATOR, VOLTAGE REPEATER | CONSOLE ISOLATOR^PANEL2
UAI9200 | 1053038-18 | ISOLATOR, VOLTAGE REPEATER | CONSOLE ISOLATOR^PANEL2
UAI9201 | 1053038-18 | ISOLATOR, VOLTAGE REPEATER | CONSOLE ISOLATOR^PANEL2
UAI9202 | 1053038-18 | ISOLATOR, VOLTAGE REPEATER | CONSOLE ISOLATOR^PANEL2
UAI9203 | 1053038-18 | ISOLATOR, VOLTAGE REPEATER | CONSOLE ISOLATOR^PANEL2
UAI9400 | 1053038-18 | ISOLATOR, VOLTAGE REPEATER | CONSOLE ISOLATOR^PANEL2
UAI9401 | 1053038-18 | ISOLATOR, VOLTAGE REPEATER | CONSOLE ISOLATOR^PANEL2
UAI9402 | 1053038-18 | ISOLATOR, VOLTAGE REPEATER | CONSOLE ISOLATOR^PANEL2
UAI9403 | 1053038-18 | ISOLATOR, VOLTAGE REPEATER | CONSOLE ISOLATOR^PANEL2
UV0274 | 1053038-19 | POWER FEED MODULE, INTRINSIC SAFETY | CONSOLE ISOLATOR^PANEL2
UV0275 | 1053038-19 | POWER FEED MODULE, INTRINSIC SAFETY | CONSOLE ISOLATOR^PANEL2
UV0276 | 1053038-19 | POWER FEED MODULE, INTRINSIC SAFETY | CONSOLE ISOLATOR^PANEL2
AT0170 | 1056244-29 | CONTROLLER, EAGLE QUANTUM PREMIER | FIRE SYS^PANEL
GR0171 | 903842C1,903849C1 | RAIL GROUND, DINRAIL GROUNDING | FIRE SYS^PANEL
KA0172 | 1061979-1 | RELAY, FIRE DETECTED (CUSTOMER) | FIRE SYS^PANEL
KA0174 | 1061979-1 | RELAY, GAS DETECTED (CUSTOMER) | FIRE SYS^PANEL
KA0176 | 1061979-1 | RELAY, VENTILATION REQUIRED | FIRE SYS^PANEL
KA0177 | 1061979-1 | RELAY, VENTILATION REQUIRED | FIRE SYS^PANEL
UV0170 | 1056244-2 | POWER SUPPLY, EAGLE QUANTUM PREMIER | FIRE SYS^PANEL
VD6211 | 1066738-10 | DIODE, 15 pF | FIRE SYS^PANEL
VD6212 | 1066738-10 | DIODE, 15 pF | FIRE SYS^PANEL
XT0171 | 1066730-7,1067996-11 | TERMINAL BLOCK, SPRING, 4 CONDUCTOR,30-12 AWG (0.05-3.31 MM2),NON-IS | FIRE SYS^PANEL
AT0175 | 1056244-5 | 8 CHANNEL ED I/O, EAGLE QUANTUM PREMIER | FIRE^PANEL
AT0176 | 1056244-5 | 8 CHANNEL ED I/O, EAGLE QUANTUM PREMIER | FIRE^PANEL
AT0178 | 1056244-5 | 8 CHANNEL ED I/O, EAGLE QUANTUM PREMIER | FIRE^PANEL
FU0170 | 1043265-1,1043265-7 | FUSE, 20A | FIRE^PANEL
GR0170 | 903842C1,903849C1 | RAIL GROUND, DINRAIL GROUNDING | FIRE^PANEL
GR0172 | 903842C1,903849C1 | RAIL GROUND, DINRAIL GROUNDING | FIRE^PANEL
KA0875 | 1061979-1 | RELAY, LOCAL HORN CONTROL (PLC) | FIRE^PANEL
KA6510 | 1061979-1 | RELAY, FIRE SYSTEM AUTO/INHIBIT | FIRE^PANEL
KA6511 | 1061979-1 | RELAY, FIRE SYSTEM AUTO/INHIBIT | FIRE^PANEL
RR0176S4 | 1066738-9 | RESISTOR, 10K OHM | FIRE^PANEL
RR0178S7 | 1066738-9 | RESISTOR, 10K OHM | FIRE^PANEL
XT0170 | 1066730-68,1066730-7,1066730-8 | TERMINAL BLOCK, SPRING, 4 CONDUCTOR,30-12 AWG (0.05-3.31 MM2),NON-IS | FIRE^PANEL
XT0172 | 1066730-68,1066730-7,1066730-8 | TERMINAL BLOCK, SPRING, 4 CONDUCTOR,30-12 AWG (0.05-3.31 MM2),NON-IS | FIRE^PANEL
AF0321 | 2684693-19,2684693-33 | 5094-IY8XT, 8 ANALOG INPUT,TC/RTD/I&V | GEAR BOX PANEL
AF0900 | 1322418-31,1322418-40,1322418-72,1322418-73 | 1444-TSCX02-02RB, 2-CH TACHOMETER INPUT^DYNAMIX 1444 VIBRATION | GEAR BOX PANEL
AF0910 | 1322418-11,1322418-20,1322418-70,1322418-71 | 1444-DYN04-01RA, 4-CH VIBRATION INPUT^DYNAMIX 1444 VIBRATION | GEAR BOX PANEL
AF0920 | 1322418-11,1322418-20,1322418-70,1322418-71 | 1444-DYN04-01RA, 4-CH VIBRATION INPUT^DYNAMIX 1444 VIBRATION | GEAR BOX PANEL
AF0940 | 1322418-11,1322418-20,1322418-70,1322418-71 | 1444-DYN04-01RA, 4-CH VIBRATION INPUT^DYNAMIX 1444 VIBRATION | GEAR BOX PANEL
AU0320 | 2684693-22 | 5094-AENTRXT, FLEX 5000 I/O | GEAR BOX PANEL
FU0310 | 1043265-1,1043265-7 | FUSE, 20A | GEAR BOX PANEL
FU0313 | 1043265-1,1043265-4 | FUSE, 5A | GEAR BOX PANEL
FU0320 | 1043265-1,1043265-5 | FUSE, 10A | GEAR BOX PANEL
GR0320 | 903849C1 | RAIL GROUND, DIN RAIL GROUNDING | GEAR BOX PANEL
GR0321 | 903849C1 | RAIL GROUND, DIN RAIL GROUNDING | GEAR BOX PANEL
IEG0310 | 232941-200 | BUS BAR, GEARBOX - INSTRUMENT EARTH GROUNDING | GEAR BOX PANEL
XT0310 | 1066730-7,1066730-8,1067996-4 | TERMINAL BLOCK, SPRING, 4 CONDUCTOR,30-12 AWG (0.05-3.31 MM2),NON-IS | GEAR BOX PANEL
XT0900 | 1066730-1,1066730-2,1067996-4 | TERMINAL STRIP, 4 CONDUCTOR | GEAR BOX PANEL
AF0500 | 1322418-31,1322418-40,1322418-72,1322418-73 | 1444-TSCX02-02RB, 2-CH TACHOMETER INPUT^DYNAMIX 1444 VIBRATION | HP COMPRESSOR^PANEL
AF0510 | 1322418-11,1322418-20,1322418-70,1322418-71 | 1444-DYN04-01RA, 4-CH VIBRATION INPUT^DYNAMIX 1444 VIBRATION | HP COMPRESSOR^PANEL
AF0520 | 1322418-11,1322418-20,1322418-70,1322418-71 | 1444-DYN04-01RA, 4-CH VIBRATION INPUT^DYNAMIX 1444 VIBRATION | HP COMPRESSOR^PANEL
AF1201 | 2684693-17,2684693-25 | 5094-OB8XT, 8 DISCRETE OUTPUT | HP COMPRESSOR^PANEL
AF1202 | 2684693-17,2684693-23 | 5094-IB16XT, 16 DISCRETE INPUT | HP COMPRESSOR^PANEL
AF1203 | 2684693-18,2684693-56 | 5094-IF8IHXT, 8 ANALOG INPUT, ISOLATED | HP COMPRESSOR^PANEL
AF1204 | 2684693-18,2684693-30 | 5094-IF4IHSXT, 4 ANALOG INPUT, S | HP COMPRESSOR^PANEL
AF1205 | 2684693-18,2684693-30 | 5094-IF4IHSXT, 4 ANALOG INPUT, S | HP COMPRESSOR^PANEL
AF1206 | 2684693-21,2684693-36 | 5094-IRT8SXT, 8 RTD/TC ANALOG INPUT, S | HP COMPRESSOR^PANEL
AF1207 | 2684693-19,2684693-33 | 5094-IY8XT, 8 ANALOG INPUT,TC/RTD/I&V | HP COMPRESSOR^PANEL
AF1208 | 2684693-19,2684693-33 | 5094-IY8XT, 8 ANALOG INPUT,TC/RTD/I&V | HP COMPRESSOR^PANEL
AF1209 | 2684693-18,2684693-56 | 5094-IF8IHXT, 8 ANALOG INPUT, ISOLATED | HP COMPRESSOR^PANEL
AU1200 | 2684693-50 | 5094-AEN2TR, FLEX 5000 I/O | HP COMPRESSOR^PANEL
FU0120 | 1043265-1,1043265-5 | FUSE, 10A | HP COMPRESSOR^PANEL
FU0121 | 1043265-1,1043265-5 | FUSE, 10A | HP COMPRESSOR^PANEL
FU0122 | 1043265-1,1043265-4 | FUSE, 5A | HP COMPRESSOR^PANEL
FU0130 | 1043265-1,1043265-5 | FUSE, 10A | HP COMPRESSOR^PANEL
FU0131 | 1043265-1,1043265-4 | FUSE, 5A | HP COMPRESSOR^PANEL
GR0120 | 903849C1 | RAIL GROUND, DIN RAIL GROUNDING | HP COMPRESSOR^PANEL
GR0252 | 903849C1 | RAIL GROUND, DIN RAIL GROUNDING | HP COMPRESSOR^PANEL
IEG0130 | 232941-110 | BUS BAR, HP CPSR - INSTRUMENT EARTH GROUNDING | HP COMPRESSOR^PANEL
KA0120 | 1061979-1 | RELAY, CONTROLLER ACTIVE | HP COMPRESSOR^PANEL
WC8058 | 2684693-54 |  | HP COMPRESSOR^PANEL
XT0130 | 1066730-7,1066730-8,1067996-4 | TERMINAL BLOCK, SPRING, 4 CONDUCTOR,30-12 AWG (0.05-3.31 MM2),NON-IS | HP COMPRESSOR^PANEL
XT0500 | 1066730-1,1066730-2,1067996-4 | TERMINAL STRIP, 4 CONDUCTOR | HP COMPRESSOR^PANEL
TSZ353 | 1066730-7 | TERMINAL BLOCK, SPRING, 4 CONDUCTOR,30-12 AWG (0.05-3.31 MM2),NON-IS | JB44
UA1200 | 1053834-15 | SIGNAL CONVERTER, BACKUP OVERSPEED | JB44
JB1 | 1066730-50 | TERMINAL STRIP, 4 CONDUCTOR | JB701
VT-701X | DRIVEN COMMON | PROXIMITOR, COMPRESSOR DRIVEN END^(X-AXIS) | JB702
VT-701Y | DRIVEN COMMON | PROXIMITOR, COMPRESSOR DRIVEN END^(Y-AXIS) | JB702
VT-702X | DRIVEN COMMON | PROXIMITOR, COMPRESSOR NON-DRIVEN END^(X-AXIS) | JB702
VT-702Y | DRIVEN COMMON | PROXIMITOR, COMPRESSOR NON-DRIVEN END^(Y-AXIS) | JB702
ZT-703A | DRIVEN COMMON | PROXIMITOR, COMPRESSOR AXIAL #1^(Z-AXIS) | JB702
ZT-703B | DRIVEN COMMON | PROXIMITOR, COMPRESSOR AXIAL #2^(Z-AXIS) | JB702
JB3 | 1066730-50 | TERMINAL STRIP, 4 CONDUCTOR | JB703
JB4 | 1066730-50 | TERMINAL STRIP, 4 CONDUCTOR | JB704
SD312100 | 1014136-2 | SURGE SUPPRESSOR, MODULE (MTL-SD32X) | JB706
SD312101 | 1014136-2 | SURGE SUPPRESSOR, MODULE (MTL-SD32X) | JB706
SD312200 | 1014136-2 | SURGE SUPPRESSOR, MODULE (MTL-SD32X) | JB706
SD312201 | 1014136-2 | SURGE SUPPRESSOR, MODULE (MTL-SD32X) | JB706
SD312202 | 1014136-2 | SURGE SUPPRESSOR, MODULE (MTL-SD32X) | JB706
SD312203 | 1014136-2 | SURGE SUPPRESSOR, MODULE (MTL-SD32X) | JB706
SD312204 | 1014136-2 | SURGE SUPPRESSOR, MODULE (MTL-SD32X) | JB706
SD312300 | 1014136-2 | SURGE SUPPRESSOR, MODULE (MTL-SD32X) | JB706
SD312303 | 1014136-2 | SURGE SUPPRESSOR, MODULE (MTL-SD32X) | JB706
SD312304 | 1014136-2 | SURGE SUPPRESSOR, MODULE (MTL-SD32X) | JB706
SD312306 | 1014136-2 | SURGE SUPPRESSOR, MODULE (MTL-SD32X) | JB706
SD312307 | 1014136-2 | SURGE SUPPRESSOR, MODULE (MTL-SD32X) | JB706
SD312308 | 1014136-2 | SURGE SUPPRESSOR, MODULE (MTL-SD32X) | JB706
SD312309 | 1014136-2 | SURGE SUPPRESSOR, MODULE (MTL-SD32X) | JB706
SD312401 | 1014136-2 | SURGE SUPPRESSOR, MODULE (MTL-SD32X) | JB706
SD312500A | 1014136-2 | SURGE SUPPRESSOR, MODULE (MTL-SD32X) | JB706
SD312500B | 1014136-2 | SURGE SUPPRESSOR, MODULE (MTL-SD32X) | JB706
SD312501A | 1014136-2 | SURGE SUPPRESSOR, MODULE (MTL-SD32X) | JB706
SD312501B | 1014136-2 | SURGE SUPPRESSOR, MODULE (MTL-SD32X) | JB706
SD312502A | 1014136-2 | SURGE SUPPRESSOR, MODULE (MTL-SD32X) | JB706
SD312502B | 1014136-2 | SURGE SUPPRESSOR, MODULE (MTL-SD32X) | JB706
SD312503A | 1014136-2 | SURGE SUPPRESSOR, MODULE (MTL-SD32X) | JB706
SD312503B | 1014136-2 | SURGE SUPPRESSOR, MODULE (MTL-SD32X) | JB706
SD312504A | 1014136-2 | SURGE SUPPRESSOR, MODULE (MTL-SD32X) | JB706
SD312504B | 1014136-2 | SURGE SUPPRESSOR, MODULE (MTL-SD32X) | JB706
SD312505A | 1014136-2 | SURGE SUPPRESSOR, MODULE (MTL-SD32X) | JB706
SD312505B | 1014136-2 | SURGE SUPPRESSOR, MODULE (MTL-SD32X) | JB706
SD312506A | 1014136-2 | SURGE SUPPRESSOR, MODULE (MTL-SD32X) | JB706
SD312506B | 1014136-2 | SURGE SUPPRESSOR, MODULE (MTL-SD32X) | JB706
SD312600A | 1014136-2 | SURGE SUPPRESSOR, MODULE (MTL-SD32X) | JB706
SD312600B | 1014136-2 | SURGE SUPPRESSOR, MODULE (MTL-SD32X) | JB706
SD312601A | 1014136-2 | SURGE SUPPRESSOR, MODULE (MTL-SD32X) | JB706
SD312601B | 1014136-2 | SURGE SUPPRESSOR, MODULE (MTL-SD32X) | JB706
SD312602A | 1014136-2 | SURGE SUPPRESSOR, MODULE (MTL-SD32X) | JB706
SD312602B | 1014136-2 | SURGE SUPPRESSOR, MODULE (MTL-SD32X) | JB706
SDG360 | 232941-300 | BUS BAR | JB706
SDZ3131TA | 1014136-3 | SURGE SUPPRESSOR, MODULE (MTL-SD32T3) | JB706
SDZ3131TB | 1014136-3 | SURGE SUPPRESSOR, MODULE (MTL-SD32T3) | JB706
SDZ3132TA | 1014136-3 | SURGE SUPPRESSOR, MODULE (MTL-SD32T3) | JB706
SDZ3132TB | 1014136-3 | SURGE SUPPRESSOR, MODULE (MTL-SD32T3) | JB706
SDZ3133TA | 1014136-3 | SURGE SUPPRESSOR, MODULE (MTL-SD32T3) | JB706
SDZ3133TB | 1014136-3 | SURGE SUPPRESSOR, MODULE (MTL-SD32T3) | JB706
TSGB1 | 1066730-50 | TERMINAL STRIP, 4 CONDUCTOR | JB711
TS360G | DRIVER COMMON | TERMINAL STRIP, SYSTEM FUNCTION (USE) | JB712
VT-459X | DRIVEN COMMON | PROXIMITOR, LOW SPEED SHAFT^EXTENSION RADIAL (X-AXIS) | JB712
VT-459Y | DRIVEN COMMON | PROXIMITOR, LOW SPEED SHAFT^EXTENSION RADIAL (Y-AXIS) | JB712
VT-461X | DRIVEN COMMON | PROXIMITOR, LOW SPEED SHAFT ^BLIND END RADIAL (X-AXIS) | JB712
VT-461Y | DRIVEN COMMON | PROXIMITOR, LOW SPEED SHAFT ^BLIND END RADIAL (Y-AXIS) | JB712
VT-464 | DRIVEN COMMON | PROXIMITOR, LOW SPEED SHAFT^(BLIND END TACHOMETER) | JB712
VT-467X | DRIVEN COMMON | PROXIMITOR, HIGH SPEED SHAFT^(COUPLING END X-AXIS) | JB712
VT-467Y | DRIVEN COMMON | PROXIMITOR, HIGH SPEED SHAFT^(COUPLING END Y-AXIS) | JB712
VT-469X | DRIVEN COMMON | PROXIMITOR, HIGH SPEED SHAFT^(BLIND END Y-AXIS) | JB712
VT-469Y | DRIVEN COMMON | PROXIMITOR, HIGH SPEED SHAFT^(BLIND END Y-AXIS) | JB712
VT-472 | DRIVEN COMMON | PROXIMITOR, HIGH SPEED SHAFT^(BLIND END TACHOMETER) | JB712
ZT-463A | DRIVEN COMMON | PROXIMITOR, LOW SPEED SHAFT^BLIND END AXIAL #1 | JB712
ZT-463B | DRIVEN COMMON | PROXIMITOR, LOW SPEED SHAFT^BLIND END AXIAL #2 | JB712
EAZ3413TA | 1014136-3 | SURGE SUPPRESSOR, MODULE (MTL-SD32T3) | JB715
EAZ3413TB | 1014136-3 | SURGE SUPPRESSOR, MODULE (MTL-SD32T3) | JB715
SD332000A | 1014136-2 | SURGE SUPPRESSOR, MODULE (MTL-SD32X) | JB715
SD332000B | 1014136-2 | SURGE SUPPRESSOR, MODULE (MTL-SD32X) | JB715
SD332001A | 1014136-2 | SURGE SUPPRESSOR, MODULE (MTL-SD32X) | JB715
SD332001B | 1014136-2 | SURGE SUPPRESSOR, MODULE (MTL-SD32X) | JB715
SD332002A | 1014136-2 | SURGE SUPPRESSOR, MODULE (MTL-SD32X) | JB715
SD332002B | 1014136-2 | SURGE SUPPRESSOR, MODULE (MTL-SD32X) | JB715
SD332003A | 1014136-2 | SURGE SUPPRESSOR, MODULE (MTL-SD32X) | JB715
SD332003B | 1014136-2 | SURGE SUPPRESSOR, MODULE (MTL-SD32X) | JB715
SD332100A | 1014136-2 | SURGE SUPPRESSOR, MODULE (MTL-SD32X) | JB715
SD332100B | 1014136-2 | SURGE SUPPRESSOR, MODULE (MTL-SD32X) | JB715
SD332101A | 1014136-2 | SURGE SUPPRESSOR, MODULE (MTL-SD32X) | JB715
SD332101B | 1014136-2 | SURGE SUPPRESSOR, MODULE (MTL-SD32X) | JB715
SDG350 | 232941-300 | BUS BAR | JB715
SDZ3310A | 1014136-3 | SURGE SUPPRESSOR, MODULE (MTL-SD32T3) | JB715
SDZ3311TA | 1014136-3 | SURGE SUPPRESSOR, MODULE (MTL-SD32T3) | JB715
SDZ3311TB | 1014136-3 | SURGE SUPPRESSOR, MODULE (MTL-SD32T3) | JB715
SDZ3312TA | 1014136-3 | SURGE SUPPRESSOR, MODULE (MTL-SD32T3) | JB715
SDZ3312TB | 1014136-3 | SURGE SUPPRESSOR, MODULE (MTL-SD32T3) | JB715
SDZ3313TA | 1014136-3 | SURGE SUPPRESSOR, MODULE (MTL-SD32T3) | JB715
SDZ3313TB | 1014136-3 | SURGE SUPPRESSOR, MODULE (MTL-SD32T3) | JB715
SDZ3410A | 1014136-3 | SURGE SUPPRESSOR, MODULE (MTL-SD32T3) | JB715
SDZ3411TA | 1014136-3 | SURGE SUPPRESSOR, MODULE (MTL-SD32T3) | JB715
SDZ3411TB | 1014136-3 | SURGE SUPPRESSOR, MODULE (MTL-SD32T3) | JB715
SDZ3412TA | 1014136-3 | SURGE SUPPRESSOR, MODULE (MTL-SD32T3) | JB715
SDZ3412TB | 1014136-3 | SURGE SUPPRESSOR, MODULE (MTL-SD32T3) | JB715
AF0241 | 2684693-17,2684693-23 | 5094-IB16XT, 16 DISCRETE INPUT | LP COMPRESSOR^PANEL
AF0242 | 2684693-18,2684693-56 | 5094-IF8IHXT, 8 ANALOG INPUT, ISOLATED | LP COMPRESSOR^PANEL
AF0243 | 2684693-18,2684693-30 | 5094-IF4IHSXT, 4 ANALOG INPUT, S | LP COMPRESSOR^PANEL
AU0240 | 2684693-22 | 5094-AENTRXT, FLEX 5000 I/O | LP COMPRESSOR^PANEL
FU0240 | 1043265-1,1043265-5 | FUSE, 10A | LP COMPRESSOR^PANEL
FU0241 | 1043265-1,1043265-5 | FUSE, 10A | LP COMPRESSOR^PANEL
FU0250 | 1043265-1,1043265-7 | FUSE, 20A | LP COMPRESSOR^PANEL
GR0240 | 903849C1 | RAIL GROUND, DIN RAIL GROUNDING | LP COMPRESSOR^PANEL
GR0254 | 903849C1 | RAIL GROUND, DIN RAIL GROUNDING | LP COMPRESSOR^PANEL
IEG0250 | 232941-200 | BUS BAR, LP CPSR - INSTRUMENT EARTH GROUNDING | LP COMPRESSOR^PANEL
XT0250 | 1066730-7,1066730-8,1067996-4 | TERMINAL BLOCK, SPRING, 4 CONDUCTOR,30-12 AWG (0.05-3.31 MM2),NON-IS | LP COMPRESSOR^PANEL
BUOSM | REFERENCE |  | PANEL
AT0680 | 1634974-100 | GATEWAY MODULE, TURBOTRONIC GATEWAY | PWR DISTR.^ RAIL
FU0190 | 1043265-1,1043265-5 | FUSE, 10A | PWR DISTR.^ RAIL
FU0200 | 1043265-1,1043265-5 | FUSE, 10A | PWR DISTR.^ RAIL
FU0201 | 1043265-1,1043265-5 | FUSE, 10A | PWR DISTR.^ RAIL
FU0273 | 1043265-1,1043265-4 | FUSE, 5A | PWR DISTR.^ RAIL
FU0274 | 1043265-1,1043265-4 | FUSE, 5A | PWR DISTR.^ RAIL
FU0560 | 1043265-1,1043265-7 | FUSE, 20A | PWR DISTR.^ RAIL
FU0680 | 1043265-1,1043265-4 | FUSE, 5A | PWR DISTR.^ RAIL
XT0560 | 1066730-16,1066730-17,1066730-18 | TERMINAL STRIP, 2 CONDUCTOR | PWR DISTR.^ RAIL
XT0561 | 1066730-53,1066730-7,1066730-8,1067996-4 | TERMINAL BLOCK, SPRING, 4 CONDUCTOR,30-12 AWG (0.05-3.31 MM2),NON-IS | PWR DISTR.^ RAIL
XT0562 | 1066730-53,1066730-7,1066730-8,1067996-4 | TERMINAL BLOCK, SPRING, 4 CONDUCTOR,30-12 AWG (0.05-3.31 MM2),NON-IS | PWR DISTR.^ RAIL
XT0563 | 1066730-7,1066730-8,1067996-4 | TERMINAL BLOCK, SPRING, 4 CONDUCTOR,30-12 AWG (0.05-3.31 MM2),NON-IS | PWR DISTR.^ RAIL
XT0680 | 1066730-7,1066730-8,1067996-4 | TERMINAL BLOCK, SPRING, 4 CONDUCTOR,30-12 AWG (0.05-3.31 MM2),NON-IS | PWR DISTR.^ RAIL
AF0400 | 1322418-31,1322418-40,1322418-72,1322418-73 | 1444-TSCX02-02RB, 2-CH TACHOMETER INPUT^DYNAMIX 1444 VIBRATION | TURB VIB^PANEL
AF0410 | 1322418-11,1322418-20,1322418-70,1322418-71 | 1444-DYN04-01RA, 4-CH VIBRATION INPUT^DYNAMIX 1444 VIBRATION | TURB VIB^PANEL
AF0420 | 1322418-11,1322418-20,1322418-70,1322418-71 | 1444-DYN04-01RA, 4-CH VIBRATION INPUT^DYNAMIX 1444 VIBRATION | TURB VIB^PANEL
AF0430 | 1322418-11,1322418-20,1322418-70,1322418-71 | 1444-DYN04-01RA, 4-CH VIBRATION INPUT^DYNAMIX 1444 VIBRATION | TURB VIB^PANEL
AF0450 | 1322418-11,1322418-20,1322418-70,1322418-71 | 1444-DYN04-01RA, 4-CH VIBRATION INPUT^DYNAMIX 1444 VIBRATION | TURB VIB^PANEL
FU0113 | 1043265-1,1043265-4 | FUSE, 5A | TURB VIB^PANEL
GR0110 | 903849C1 | RAIL GROUND, DIN RAIL GROUNDING | TURB VIB^PANEL
GR0111 | 903849C1 | RAIL GROUND, DIN RAIL GROUNDING | TURB VIB^PANEL
IEG0110 | 232941-200 | BUS BAR, ENGINE VIBRATION - INSTRUMENT EARTH GROUNDING | TURB VIB^PANEL
XT0110 | 1066730-7,1066730-8,1067996-4 | TERMINAL BLOCK, SPRING, 4 CONDUCTOR,30-12 AWG (0.05-3.31 MM2),NON-IS | TURB VIB^PANEL
XT0400 | 1066730-1,1066730-2,1067996-4 |  | TURB VIB^PANEL
XT0400 | 1066730-1,1066730-2,1067996-4 |  | TURB VIB^PANEL
XT0400 | 1066730-1,1066730-2,1067996-4 | TERMINAL STRIP, 4 CONDUCTOR | TURB VIB^PANEL
XT0400 | 1066730-1,1066730-2,1067996-4 | TERMINAL STRIP, 4 CONDUCTOR | TURB VIB^PANEL
AF0081 | 2684693-18,2684693-28 | 5094-IB16SXT, 16 DISCRETE INPUT, S | TURBINE PANEL A
AF0082 | 2684693-17,2684693-23 | 5094-IB16XT, 16 DISCRETE INPUT | TURBINE PANEL A
AF0083 | 2684693-19,2684693-33 | 5094-IY8XT, 8 ANALOG INPUT,TC/RTD/I&V | TURBINE PANEL A
AF0084 | 2684693-19,2684693-33 | 5094-IY8XT, 8 ANALOG INPUT,TC/RTD/I&V | TURBINE PANEL A
AF0085 | 2684693-18,2684693-56 | 5094-IF8IHXT, 8 ANALOG INPUT, ISOLATED | TURBINE PANEL A
AF0086 | 2684693-18,2684693-56 | 5094-IF8IHXT, 8 ANALOG INPUT, ISOLATED | TURBINE PANEL A
AF0087 | 2684693-17,2684693-23 | 5094-IB16XT, 16 DISCRETE INPUT | TURBINE PANEL A
AF0088 | 2684693-18,2684693-56 | 5094-IF8IHXT, 8 ANALOG INPUT, ISOLATED | TURBINE PANEL A
AF0091 | 2684693-17,2684693-23 | 5094-IB16XT, 16 DISCRETE INPUT | TURBINE PANEL A
AF0092 | 2684693-17,2684693-24 | 5094-OB16XT, 16 DISCRETE OUTPUT | TURBINE PANEL A
AF0093 | 2684693-17,2684693-24 | 5094-OB16XT, 16 DISCRETE OUTPUT | TURBINE PANEL A
AF0094 | 2684693-19,2684693-33 | 5094-IY8XT, 8 ANALOG INPUT,TC/RTD/I&V | TURBINE PANEL A
AF0095 | 2684693-17,2684693-25 | 5094-OB8XT, 8 DISCRETE OUTPUT | TURBINE PANEL A
AF0096 | 2684693-21,2684693-36 | 5094-IRT8SXT, 8 RTD/TC ANALOG INPUT, S | TURBINE PANEL A
AP0601 | 1089241-20 | MODULE, BLANK FILLER | TURBINE PANEL A
AP0602 | 1089241-40 | 1756-EN2TRXT, ETHERNET | TURBINE PANEL A
AP0603 | 1089241-40 | 1756-EN2TRXT, ETHERNET | TURBINE PANEL A
AP0604 | 1089241-14 | MVI 56E-MCMXT, MODBUS | TURBINE PANEL A
AP0605 | 1089241-20 | MODULE, BLANK FILLER | TURBINE PANEL A
AP0606 | 1089241-36 | 1756-EN2TXT, ETHERNET | TURBINE PANEL A
AP0607 | 1089241-36 | 1756-EN2TXT, ETHERNET | TURBINE PANEL A
AP0608 | 1089241-20 | MODULE, BLANK FILLER | TURBINE PANEL A
AP0609 | 1089241-40 | 1756-EN2TRXT, ETHERNET | TURBINE PANEL A
AR0600 | 1089241-42 | RACK CHASSIS, 1756-A10XT (10 SLOT) | TURBINE PANEL A
AT0600 | 1089241-43 | 1756-L83EXTS, CONTROLLER^GUARDLOGIX | TURBINE PANEL A
AU0080 | 2684693-22 | 5094-AENTRXT, FLEX 5000 I/O | TURBINE PANEL A
AU0090 | 2684693-22 | 5094-AENTRXT, FLEX 5000 I/O | TURBINE PANEL A
EA0867 | 1014136-2 | SURGE SUPPRESSOR, MODULE (MTL-SD32X) | TURBINE PANEL A
EA0910 | 1014136-2 | SURGE SUPPRESSOR, MODULE (MTL-SD32X) | TURBINE PANEL A
EA0915 | 1014136-2 | SURGE SUPPRESSOR, MODULE (MTL-SD32X) | TURBINE PANEL A
EA0916 | 1014136-2 | SURGE SUPPRESSOR, MODULE (MTL-SD32X) | TURBINE PANEL A
EA1704 | 1014136-2 | SURGE SUPPRESSOR, MODULE (MTL-SD32X) | TURBINE PANEL A
EA1751 | 1014136-2 | SURGE SUPPRESSOR, MODULE (MTL-SD32X) | TURBINE PANEL A
EA1752 | 1014136-2 | SURGE SUPPRESSOR, MODULE (MTL-SD32X) | TURBINE PANEL A
EA1753 | 1014136-2 | SURGE SUPPRESSOR, MODULE (MTL-SD32X) | TURBINE PANEL A
EA1754 | 1014136-2 | SURGE SUPPRESSOR, MODULE (MTL-SD32X) | TURBINE PANEL A
EA1754P1 | 1014136-2 | SURGE SUPPRESSOR, MODULE (MTL-SD32X) | TURBINE PANEL A
EA1755 | 1014136-2 | SURGE SUPPRESSOR, MODULE (MTL-SD32X) | TURBINE PANEL A
EA1756 | 1014136-2 | SURGE SUPPRESSOR, MODULE (MTL-SD32X) | TURBINE PANEL A
EA1757 | 1014136-2 | SURGE SUPPRESSOR, MODULE (MTL-SD32X) | TURBINE PANEL A
EA1758 | 1014136-2 | SURGE SUPPRESSOR, MODULE (MTL-SD32X) | TURBINE PANEL A
EA1761 | 1014136-2 | SURGE SUPPRESSOR, MODULE (MTL-SD32X) | TURBINE PANEL A
EA1762 | 1014136-2 | SURGE SUPPRESSOR, MODULE (MTL-SD32X) | TURBINE PANEL A
EA1764 | 1014136-2 | SURGE SUPPRESSOR, MODULE (MTL-SD32X) | TURBINE PANEL A
EA1765 | 1014136-2 | SURGE SUPPRESSOR, MODULE (MTL-SD32X) | TURBINE PANEL A
EA1766 | 1014136-2 | SURGE SUPPRESSOR, MODULE (MTL-SD32X) | TURBINE PANEL A
EA1767 | 1014136-2 | SURGE SUPPRESSOR, MODULE (MTL-SD32X) | TURBINE PANEL A
EA1768 | 1014136-2 | SURGE SUPPRESSOR, MODULE (MTL-SD32X) | TURBINE PANEL A
EA1781 | 1014136-2 | SURGE SUPPRESSOR, MODULE (MTL-SD32X) | TURBINE PANEL A
EA1782 | 1014136-2 | SURGE SUPPRESSOR, MODULE (MTL-SD32X) | TURBINE PANEL A
EA1783 | 1014136-2 | SURGE SUPPRESSOR, MODULE (MTL-SD32X) | TURBINE PANEL A
EA1784 | 1014136-2 | SURGE SUPPRESSOR, MODULE (MTL-SD32X) | TURBINE PANEL A
EA1785 | 1014136-2 | SURGE SUPPRESSOR, MODULE (MTL-SD32X) | TURBINE PANEL A
EA1786 | 1014136-2 | SURGE SUPPRESSOR, MODULE (MTL-SD32X) | TURBINE PANEL A
EA178P21 | 1014136-7 | SURGE SUPPRESSOR, MODULE (MTL-SD32R) | TURBINE PANEL A
EA3000 | 1014136-2 | SURGE SUPPRESSOR, MODULE (MTL-SD32X) | TURBINE PANEL A
EA4501 | 1014136-3 | SURGE SUPPRESSOR, MODULE (MTL-SD32T3) | TURBINE PANEL A
FU0010 | 1043265-1,1043265-5 | FUSE, 10A | TURBINE PANEL A
FU0012 | 1043265-1,1043265-5 | FUSE, 10A | TURBINE PANEL A
FU0013 | 1043265-1,1043265-5 | FUSE, 10A | TURBINE PANEL A
FU0014 | 1043265-1,1043265-5 | FUSE, 10A | TURBINE PANEL A
FU0015 | 1043265-1,1043265-5 | FUSE, 10A | TURBINE PANEL A
FU0017 | 1043265-5 | FUSE, 10A | TURBINE PANEL A
FU0080 | 1043265-1,1043265-5 | FUSE, 10A | TURBINE PANEL A
FU0081 | 1043265-1,1043265-5 | FUSE, 10A | TURBINE PANEL A
FU0082 | 1043265-1,1043265-5 | FUSE, 10A | TURBINE PANEL A
FU0090 | 1043265-1,1043265-5 | FUSE, 10A | TURBINE PANEL A
FU0091 | 1043265-1,1043265-5 | FUSE, 10A | TURBINE PANEL A
FU0092 | 1043265-1,1043265-5 | FUSE, 10A | TURBINE PANEL A
FU0093 | 1043265-1,1043265-5 | FUSE, 10A | TURBINE PANEL A
FU0136 | 1043265-1,1043265-9 | FUSE, 30A | TURBINE PANEL A
FU0137 | 1043265-1,1043265-7 | FUSE, 20A | TURBINE PANEL A
FU0139 | 1043265-1,1043265-4 | FUSE, 5A | TURBINE PANEL A
FU0210 | 1043265-1,1043265-7 | FUSE, 20A | TURBINE PANEL A
FU0211 | 1043265-1,1043265-4 | FUSE, 5A | TURBINE PANEL A
FU0212 | 1043265-1,1043265-3 | FUSE, 2A | TURBINE PANEL A
FU2108 | 1043265-1,1043265-3 | FUSE, 2A | TURBINE PANEL A
FU3000 | 1043265-1,1043265-3 | FUSE, 2A | TURBINE PANEL A
GR0131 | 903849C1 | RAIL GROUND, DIN RAIL GROUNDING | TURBINE PANEL A
GR0132 | 903849C1 | RAIL GROUND, DIN RAIL GROUNDING | TURBINE PANEL A
GR0133 | 903849C1 | RAIL GROUND, DIN RAIL GROUNDING | TURBINE PANEL A
GR0134 | 903849C1 | RAIL GROUND, DIN RAIL GROUNDING | TURBINE PANEL A
GR0135 | 903849C1 | RAIL GROUND, DIN RAIL GROUNDING | TURBINE PANEL A
GR0136 | 903849C1 | RAIL GROUND, DIN RAIL GROUNDING | TURBINE PANEL A
IEG0010 | 1099358-200 | BUS BAR, MARSHALLING INSTRUMENT EARTH GROUNDING | TURBINE PANEL A
KA0135 | 1061979-1 | RELAY, AC PRE/POST PUMP DRIVE | TURBINE PANEL A
KA2001 | 1061979-1 | RELAY, DISCHARGE GAS COOLER#1 FAN#1 | TURBINE PANEL A
KA2002 | 1061979-1 | RELAY, DISCHARGE GAS COOLER#1 FAN#2 | TURBINE PANEL A
KA2003 | 1061979-1 | RELAY, DISCHARGE GAS COOLER#1 FAN#3 | TURBINE PANEL A
KA2004 | 1061979-1 | RELAY, DISCHARGE GAS COOLER#1 FAN#4 | TURBINE PANEL A
KA2011 | 1061979-1 | RELAY, DISCHARGE GAS COOLER#2 FAN#1 | TURBINE PANEL A
KA2012 | 1061979-1 | RELAY, DISCHARGE GAS COOLER#2 FAN#2 | TURBINE PANEL A
KA2013 | 1061979-1 | RELAY, DISCHARGE GAS COOLER#2 FAN#3 | TURBINE PANEL A
KA2014 | 1061979-1 | RELAY, DISCHARGE GAS COOLER#2 FAN#4 | TURBINE PANEL A
KA2160 | 1061979-1 | RELAY, SPARE | TURBINE PANEL A
KA2161 | 1061979-1 | RELAY, SPARE | TURBINE PANEL A
KA3103 | 1061979-1 | RELAY, LUBE OIL TANK HEATER | TURBINE PANEL A
KA3220 | 1061979-1 | RELAY, LUBE OIL COOLER FAN #1 | TURBINE PANEL A
KA3221 | 1061979-1 | RELAY, LUBE OIL COOLER FAN #2 | TURBINE PANEL A
KA6211 | 1061979-1 | RELAY, DRIVER ENCLOSURE^VENT FAN #1 | TURBINE PANEL A
KA6212 | 1061979-1 | RELAY, DRIVER ENCLOSURE^VENT FAN #2 | TURBINE PANEL A
KA6310 | 1061979-1 | RELAY, AIR INLET FILTER FAN | TURBINE PANEL A
PEG0130 | 232941-300 | BUS BAR, PANEL A - POWER EARTH GROUNDING | TURBINE PANEL A
QS0011 | 1126803 | CIRCUIT BREAKER, DOUBLE POLE - RAIL MOUNTABLE | TURBINE PANEL A
RR0851 | 1066738-5 | RESISTOR, 3.01K OHM | TURBINE PANEL A
RR0852 | 1066738-1 | RESISTOR, 1.0K OHM | TURBINE PANEL A
UJ0131 | 1286570-1 | POWER CONVERTER, AC/DC INPUT TO 28V DC OUTPUT | TURBINE PANEL A
UV0600 | 1089241-28 | POWER SUPPLY, RSLOGIX CHASSIS | TURBINE PANEL A
XT0011 | 1066730-16,1066730-17,1066730-18 | TERMINAL STRIP, 2 CONDUCTOR | TURBINE PANEL A
XT0014 | 1247052-1 | BUS BAR, SYSTEM FUNCTION (USE) | TURBINE PANEL A
XT0080 | 1066730-7,1066730-8,1067996-4 | TERMINAL BLOCK, SPRING, 4 CONDUCTOR,30-12 AWG (0.05-3.31 MM2),NON-IS | TURBINE PANEL A
XT0085 | 1066730-7,1066730-8,1067996-4 | TERMINAL BLOCK, SPRING, 4 CONDUCTOR,30-12 AWG (0.05-3.31 MM2),NON-IS | TURBINE PANEL A
XT0090 | 1066730-7,1066730-8,1067996-4 | TERMINAL BLOCK, SPRING, 4 CONDUCTOR,30-12 AWG (0.05-3.31 MM2),NON-IS | TURBINE PANEL A
XT0134 | 1066730-16,1066730-17,1066730-18 | TERMINAL STRIP, 2 CONDUCTOR | TURBINE PANEL A
XT0135 | 1066730-7,1066730-8,1067996-4 | TERMINAL BLOCK, SPRING, 4 CONDUCTOR,30-12 AWG (0.05-3.31 MM2),NON-IS | TURBINE PANEL A
XT0138 | 1066730-16,1066730-17,1066730-18 | TERMINAL STRIP, 2 CONDUCTOR | TURBINE PANEL A
XT0139 | 1066730-7,1066730-8,1067996-4 | TERMINAL BLOCK, SPRING, 4 CONDUCTOR,30-12 AWG (0.05-3.31 MM2),NON-IS | TURBINE PANEL A
XT0233 | 1066730-7,1066730-8,1067996-4 | TERMINAL BLOCK, SPRING, 4 CONDUCTOR,30-12 AWG (0.05-3.31 MM2),NON-IS | TURBINE PANEL A
XT0235 | 1066730-7,1066730-8,1067996-4 | TERMINAL BLOCK, SPRING, 4 CONDUCTOR,30-12 AWG (0.05-3.31 MM2),NON-IS | TURBINE PANEL A
AF0061 | 2684693-17,2684693-25 | 5094-OB8XT, 8 DISCRETE OUTPUT | TURBINE PANEL B
AF0062 | 2684693-17,2684693-25 | 5094-OB8XT, 8 DISCRETE OUTPUT | TURBINE PANEL B
AF0063 | 2684693-17,2684693-23 | 5094-IB16XT, 16 DISCRETE INPUT | TURBINE PANEL B
AF0064 | 2684693-18,2684693-30 | 5094-IF4IHSXT, 4 ANALOG INPUT, S | TURBINE PANEL B
AF0065 | 2684693-18,2684693-30 | 5094-IF4IHSXT, 4 ANALOG INPUT, S | TURBINE PANEL B
AF0066 | 2684693-18,2684693-27 | 5094-OF8IHXT, 8 ANALOG OUTPUT, ISOLATED | TURBINE PANEL B
AF0067 | 2684693-17,2684693-25 | 5094-OB8XT, 8 DISCRETE OUTPUT | TURBINE PANEL B
AF0068 | 2684693-21,2684693-36 | 5094-IRT8SXT, 8 RTD/TC ANALOG INPUT, S | TURBINE PANEL B
AF0071 | 2684693-18,2684693-32 | 5094-IJ2ISXT, 2 FAST COUNTER INPUT, S | TURBINE PANEL B
AF0072 | 2684693-18,2684693-30 | 5094-IF4IHSXT, 4 ANALOG INPUT, S | TURBINE PANEL B
AF0073 | 2684693-21,2684693-36 | 5094-IRT8SXT, 8 RTD/TC ANALOG INPUT, S | TURBINE PANEL B
AF0074 | 2684693-18,2684693-56 | 5094-IF8IHXT, 8 ANALOG INPUT, ISOLATED | TURBINE PANEL B
AF0075 | 2684693-18,2684693-30 | 5094-IF4IHSXT, 4 ANALOG INPUT, S | TURBINE PANEL B
AF0076 | 2684693-18,2684693-55 | 5094-OB16SXT, 16 DISCRETE OUTPUT, S | TURBINE PANEL B
AU0060 | 2684693-22 | 5094-AENTRXT, FLEX 5000 I/O | TURBINE PANEL B
AU0070 | 2684693-22 | 5094-AENTRXT, FLEX 5000 I/O | TURBINE PANEL B
EA0610 | 1014136-2 | SURGE SUPPRESSOR, MODULE (MTL-SD32X) | TURBINE PANEL B
EA0611 | 1014136-2 | SURGE SUPPRESSOR, MODULE (MTL-SD32X) | TURBINE PANEL B
EA0612 | 1014136-2 | SURGE SUPPRESSOR, MODULE (MTL-SD32X) | TURBINE PANEL B
EA0614 | 1014136-2 | SURGE SUPPRESSOR, MODULE (MTL-SD32X) | TURBINE PANEL B
EA0616 | 1014136-2 | SURGE SUPPRESSOR, MODULE (MTL-SD32X) | TURBINE PANEL B
EA0617 | 1014136-2 | SURGE SUPPRESSOR, MODULE (MTL-SD32X) | TURBINE PANEL B
EA0620 | 1014136-2 | SURGE SUPPRESSOR, MODULE (MTL-SD32X) | TURBINE PANEL B
EA0630 | 1014136-2 | SURGE SUPPRESSOR, MODULE (MTL-SD32X) | TURBINE PANEL B
EA0631 | 1014136-2 | SURGE SUPPRESSOR, MODULE (MTL-SD32X) | TURBINE PANEL B
EA0632 | 1014136-2 | SURGE SUPPRESSOR, MODULE (MTL-SD32X) | TURBINE PANEL B
EA0633 | 1014136-2 | SURGE SUPPRESSOR, MODULE (MTL-SD32X) | TURBINE PANEL B
EA0634 | 1014136-2 | SURGE SUPPRESSOR, MODULE (MTL-SD32X) | TURBINE PANEL B
EA0635 | 1014136-2 | SURGE SUPPRESSOR, MODULE (MTL-SD32X) | TURBINE PANEL B
EA0636 | 1014136-2 | SURGE SUPPRESSOR, MODULE (MTL-SD32X) | TURBINE PANEL B
EA0637 | 1014136-2 | SURGE SUPPRESSOR, MODULE (MTL-SD32X) | TURBINE PANEL B
EA0638 | 1014136-2 | SURGE SUPPRESSOR, MODULE (MTL-SD32X) | TURBINE PANEL B
EA0639 | 1014136-2 | SURGE SUPPRESSOR, MODULE (MTL-SD32X) | TURBINE PANEL B
EA0640 | 1014136-2 | SURGE SUPPRESSOR, MODULE (MTL-SD32X) | TURBINE PANEL B
EA0641 | 1014136-2 | SURGE SUPPRESSOR, MODULE (MTL-SD32X) | TURBINE PANEL B
EA0642 | 1014136-2 | SURGE SUPPRESSOR, MODULE (MTL-SD32X) | TURBINE PANEL B
EA0650 | 1014136-2 | SURGE SUPPRESSOR, MODULE (MTL-SD32X) | TURBINE PANEL B
EA0653 | 1014136-2 | SURGE SUPPRESSOR, MODULE (MTL-SD32X) | TURBINE PANEL B
EA0662 | 1014136-2 | SURGE SUPPRESSOR, MODULE (MTL-SD32X) | TURBINE PANEL B
EA0663 | 1014136-2 | SURGE SUPPRESSOR, MODULE (MTL-SD32X) | TURBINE PANEL B
EA0664 | 1014136-2 | SURGE SUPPRESSOR, MODULE (MTL-SD32X) | TURBINE PANEL B
EA0665 | 1014136-2 | SURGE SUPPRESSOR, MODULE (MTL-SD32X) | TURBINE PANEL B
EA0670 | 1014136-2 | SURGE SUPPRESSOR, MODULE (MTL-SD32X) | TURBINE PANEL B
EA0672 | 1014136-2 | SURGE SUPPRESSOR, MODULE (MTL-SD32X) | TURBINE PANEL B
EA0674 | 1014136-2 | SURGE SUPPRESSOR, MODULE (MTL-SD32X) | TURBINE PANEL B
EA0676 | 1014136-2 | SURGE SUPPRESSOR, MODULE (MTL-SD32X) | TURBINE PANEL B
EA0722 | 1014136-2 | SURGE SUPPRESSOR, MODULE (MTL-SD32X) | TURBINE PANEL B
EA0723 | 1014136-2 | SURGE SUPPRESSOR, MODULE (MTL-SD32X) | TURBINE PANEL B
EA0740 | 1014136-2 | SURGE SUPPRESSOR, MODULE (MTL-SD32X) | TURBINE PANEL B
EA0741 | 1014136-2 | SURGE SUPPRESSOR, MODULE (MTL-SD32X) | TURBINE PANEL B
EA0750 | 1014136-2 | SURGE SUPPRESSOR, MODULE (MTL-SD32X) | TURBINE PANEL B
EA0751 | 1014136-2 | SURGE SUPPRESSOR, MODULE (MTL-SD32X) | TURBINE PANEL B
EA0752 | 1014136-2 | SURGE SUPPRESSOR, MODULE (MTL-SD32X) | TURBINE PANEL B
EA0753 | 1014136-2 | SURGE SUPPRESSOR, MODULE (MTL-SD32X) | TURBINE PANEL B
EA0760 | 1014136-2 | SURGE SUPPRESSOR, MODULE (MTL-SD32X) | TURBINE PANEL B
EA0761 | 1014136-2 | SURGE SUPPRESSOR, MODULE (MTL-SD32X) | TURBINE PANEL B
EA07611 | 1014136-2 | SURGE SUPPRESSOR, MODULE (MTL-SD32X) | TURBINE PANEL B
EA07612 | 1014136-2 | SURGE SUPPRESSOR, MODULE (MTL-SD32X) | TURBINE PANEL B
EA0767 | 1014136-2 | SURGE SUPPRESSOR, MODULE (MTL-SD32X) | TURBINE PANEL B
EA0813 | 1014136-2 | SURGE SUPPRESSOR, MODULE (MTL-SD32X) | TURBINE PANEL B
EA0814 | 1014136-2 | SURGE SUPPRESSOR, MODULE (MTL-SD32X) | TURBINE PANEL B
EA0820 | 1014136-2 | SURGE SUPPRESSOR, MODULE (MTL-SD32X) | TURBINE PANEL B
EA08211 | 1014136-2 | SURGE SUPPRESSOR, MODULE (MTL-SD32X) | TURBINE PANEL B
EA08213 | 1014136-2 | SURGE SUPPRESSOR, MODULE (MTL-SD32X) | TURBINE PANEL B
EA0822 | 1014136-2 | SURGE SUPPRESSOR, MODULE (MTL-SD32X) | TURBINE PANEL B
EA0850 | 1014136-2 | SURGE SUPPRESSOR, MODULE (MTL-SD32X) | TURBINE PANEL B
EA0851 | 1014136-2 | SURGE SUPPRESSOR, MODULE (MTL-SD32X) | TURBINE PANEL B
EA0853 | 1014136-2 | SURGE SUPPRESSOR, MODULE (MTL-SD32X) | TURBINE PANEL B
EA0854 | 1014136-2 | SURGE SUPPRESSOR, MODULE (MTL-SD32X) | TURBINE PANEL B
EA0855 | 1014136-2 | SURGE SUPPRESSOR, MODULE (MTL-SD32X) | TURBINE PANEL B
EA0856 | 1014136-2 | SURGE SUPPRESSOR, MODULE (MTL-SD32X) | TURBINE PANEL B
EA0857 | 1014136-2 | SURGE SUPPRESSOR, MODULE (MTL-SD32X) | TURBINE PANEL B
EA0860 | 1014136-2 | SURGE SUPPRESSOR, MODULE (MTL-SD32X) | TURBINE PANEL B
EA0863 | 1014136-2 | SURGE SUPPRESSOR, MODULE (MTL-SD32X) | TURBINE PANEL B
EA0866 | 1014136-2 | SURGE SUPPRESSOR, MODULE (MTL-SD32X) | TURBINE PANEL B
EA0870 | 1014136-2 | SURGE SUPPRESSOR, MODULE (MTL-SD32X) | TURBINE PANEL B
EA0875 | 1014136-2 | SURGE SUPPRESSOR, MODULE (MTL-SD32X) | TURBINE PANEL B
EA0911 | 1014136-2 | SURGE SUPPRESSOR, MODULE (MTL-SD32X) | TURBINE PANEL B
EA09315 | 1014136-2 | SURGE SUPPRESSOR, MODULE (MTL-SD32X) | TURBINE PANEL B
EA0951 | 1014136-2 | SURGE SUPPRESSOR, MODULE (MTL-SD32X) | TURBINE PANEL B
EA1200OSP | 1014136-2 | SURGE SUPPRESSOR, MODULE (MTL-SD32X) | TURBINE PANEL B
EA1200PWR | 1014136-2 | SURGE SUPPRESSOR, MODULE (MTL-SD32X) | TURBINE PANEL B
EA2108PWR | 1014136-2 | SURGE SUPPRESSOR, MODULE (MTL-SD32X) | TURBINE PANEL B
EA2403 | 1014136-2 | SURGE SUPPRESSOR, MODULE (MTL-SD32X) | TURBINE PANEL B
EA32001 | 1014136-2 | SURGE SUPPRESSOR, MODULE (MTL-SD32X) | TURBINE PANEL B
EA32002 | 1014136-2 | SURGE SUPPRESSOR, MODULE (MTL-SD32X) | TURBINE PANEL B
EA6210PWR | 1014136-2 | SURGE SUPPRESSOR, MODULE (MTL-SD32X) | TURBINE PANEL B
FU0060 | 1043265-1,1043265-5 | FUSE, 10A | TURBINE PANEL B
FU0061 | 1043265-1,1043265-5 | FUSE, 10A | TURBINE PANEL B
FU0062 | 1043265-1,1043265-5 | FUSE, 10A | TURBINE PANEL B
FU0063 | 1043265-1,1043265-5 | FUSE, 10A | TURBINE PANEL B
FU0070 | 1043265-1,1043265-5 | FUSE, 10A | TURBINE PANEL B
FU0071 | 1043265-1,1043265-5 | FUSE, 10A | TURBINE PANEL B
GR0231 | 903842C1 | RAIL LUG, DINRAIL GROUNDING | TURBINE PANEL B
GR0232 | 903842C1 | RAIL LUG, DINRAIL GROUNDING | TURBINE PANEL B
GR0233 | 903842C1 | RAIL LUG, DINRAIL GROUNDING | TURBINE PANEL B
GR0234 | 903842C1,903849C1 | RAIL LUG, DINRAIL GROUNDING | TURBINE PANEL B
GR0235 | 903842C1,903849C1 | RAIL GROUND, DINRAIL GROUNDING | TURBINE PANEL B
GR0236 | 903842C1,903849C1 | RAIL GROUND, DINRAIL GROUNDING | TURBINE PANEL B
GR0237 | 903842C1,903849C1 | RAIL GROUND, DINRAIL GROUNDING | TURBINE PANEL B
IEG0230 | 232941-300 | BUS BAR, PANEL B - INSTRUMENT EARTH GROUNDING | TURBINE PANEL B
IEG0231 | 232941-200 | BUS BAR, PANEL B - INSTRUMENT EARTH GROUNDING | TURBINE PANEL B
KA0130 | 1061979-1 | RELAY, LOWSPEED/OPEN PROBE SETPOINT | TURBINE PANEL B
KA0131 | 1061979-1 | RELAY, CONTROLLER ACTIVE | TURBINE PANEL B
KA0132 | 1061979-1 | RELAY, CONTROLLER ACTIVE | TURBINE PANEL B
KA0133 | 1061979-1 | RELAY, POST LUBE NOT REQUIRED | TURBINE PANEL B
KA0134 | 1061979-1 | RELAY, BACKUP COMMAND OFF | TURBINE PANEL B
KA0136 | 1061979-1 | RELAY, LUBE OIL HEADER^PRESSURE HIGH | TURBINE PANEL B
KA0137 | 1061979-1 | RELAY, LUBE PUMP INHIBIT | TURBINE PANEL B
KA0138 | 1061979-1 | RELAY, BACKUP LUBE OIL PUMP OFF | TURBINE PANEL B
KA0141 | 1061979-1 | RELAY, CONTROLLER ACTIVE | TURBINE PANEL B
KA0144 | 1061979-1 | RELAY, AC PRE/POST PUMP DRIVE | TURBINE PANEL B
KA0221 | 1061979-1 | RELAY, PRIMARY GAS FUEL^SHUTOFF VALVE | TURBINE PANEL B
KA0222 | 1061979-1 | RELAY, SECONDARY GAS FUEL^ SHUTOFF VALVE | TURBINE PANEL B
KA0231 | 1061979-1 | RELAY, CONTROLLER ACTIVE | TURBINE PANEL B
KA0232 | 1061979-1 | RELAY, CONTROLLER ACTIVE | TURBINE PANEL B
KA0233 | 1061979-1 | RELAY, CONTROLLER ACTIVE | TURBINE PANEL B
KA0234 | 1061979-1 | RELAY, CONTROLLER ACTIVE | TURBINE PANEL B
KA0235 | 1061979-1 | RELAY, NO EMERGENCY ^SHUTDOWN SUMMARY | TURBINE PANEL B
KA0236 | 1061979-1 | RELAY, NO EMERGENCY ^SHUTDOWN SUMMARY | TURBINE PANEL B
KA0237 | 1061979-1 | RELAY, NO EMERGENCY ^SHUTDOWN SUMMARY | TURBINE PANEL B
KA0238 | 1061979-1 | RELAY, NO EMERGENCY SHUTDOWN SUMMARY | TURBINE PANEL B
KA0239 | 1061979-1 | RELAY, NO EMERGENCY SHUTDOWN SUMMARY | TURBINE PANEL B
KA0240 | 1061979-1 | RELAY, NO EMERGENCY SHUTDOWN SUMMARY | TURBINE PANEL B
KA0241 | 1061979-1 | RELAY, BACKUP SYSTEM RESET | TURBINE PANEL B
KA0242 | 1061979-1 | RELAY, BACKUP SYSTEM RESET | TURBINE PANEL B
KA0243 | 1061979-1 | RELAY, NO FIRE DETECTED | TURBINE PANEL B
KA0244 | 1061979-1 | RELAY, NO FIRE DETECTED | TURBINE PANEL B
KA0245 | 1061979-1 | RELAY, NO GAS DETECTED | TURBINE PANEL B
KA0246 | 1061979-1 | RELAY, NO FIRE DETECTED | TURBINE PANEL B
KA0247 | 1061979-1 | RELAY, NO FIRE DETECTED | TURBINE PANEL B
KA0248 | 1061979-1 | RELAY, NO EMERGENCY SHUTDOWN SUMMARY | TURBINE PANEL B
KA0249 | 1061979-1 | RELAY, NO GAS DETECTED | TURBINE PANEL B
KA0250 | 1061979-1 | RELAY, NO EMERGENCY SHUTDOWN SUMMARY | TURBINE PANEL B
KA1020 | 1061979-1 | RELAY, IGNITION START | TURBINE PANEL B
KT0140 | 2651077-1 | TIMER RELAY, BACKUP PUMP POST LUBE OFF CYCLE | TURBINE PANEL B
KT0141 | 2651077-1 | TIMER RELAY, BACKUP POST LUBE CONTINUOUS | TURBINE PANEL B
KT0142 | 2651077-1 | TIMER RELAY, TOTAL POST LUBE | TURBINE PANEL B
KT0143 | 2651077-1 | TIMER RELAY, BACKUP PUMP POST LUBE ON CYCLE | TURBINE PANEL B
KT0144 | 2651077-1 | TIMER RELAY, HEADER PRESSURE HIGH BACKUP PUMP OFF | TURBINE PANEL B
KT0145 | 2651077-1 | TIMER RELAY, FIRE DETECTED ROLLDOWN LUBE | TURBINE PANEL B
KT0146 | 2651077-3 | TIMER RELAY, WATCHDOG | TURBINE PANEL B
PC0470 | 2271605-1 | TIMER/COUNTER, ENGINE HOUR / START COUNTER | TURBINE PANEL B
XT0060 | 1066730-7,1066730-8,1067996-4 | TERMINAL BLOCK, SPRING, 4 CONDUCTOR,30-12 AWG (0.05-3.31 MM2),NON-IS | TURBINE PANEL B
XT0070 | 1066730-7,1066730-8,1067996-4 | TERMINAL BLOCK, SPRING, 4 CONDUCTOR,30-12 AWG (0.05-3.31 MM2),NON-IS | TURBINE PANEL B
XT0136 | 1066730-7,1066730-8,1067996-4 | TERMINAL BLOCK, SPRING, 4 CONDUCTOR,30-12 AWG (0.05-3.31 MM2),NON-IS | TURBINE PANEL B
XT0237 | 1066730-10,1066730-68,1066730-9 | DIODE TERMINAL STRIP, 4 CONDUCTOR | TURBINE PANEL B
XT0240 | 1066730-7,1066730-8,1067996-4 | TERMINAL BLOCK, SPRING, 4 CONDUCTOR,30-12 AWG (0.05-3.31 MM2),NON-IS | TURBINE PANEL B