## Blue Labels
(SHT 1) CONTROL PANEL DOOR | (SHT 10) AUXILIARY PANEL A | (SHT 11) AUXILIARY PANEL B | (SHT 12) AUXILIARY PANEL C | (SHT 13) PROX BOX | (SHT 2) CONTROL SWITCH PANEL | (SHT 3) CONTROL PANEL A | (SHT 4) CONTROL PANEL B | (SHT 5) CONTROL PANEL C | (SHT 6) AUX CONSOLE DOOR | (SHT 7) AUX SWITCH PANEL | (SHT 9) AUXILIARY EQP POWER
AT0190K | AF0400 | UA3170 | GR0100 | UA1263 | SB0402 | AR0600 | GR1100 | BA0541 | GD0521 | HL0171 | UV0170
AP0560 | AF0410 | XT0031 | XT0213X | UA1211 | HL0702 | AP0606 | FU0680 | FU0541 | GD0525 | HL0172 | AT0170
FG0000 | AF0420 | XT0032 | XT0212 | UA1210 | HL0701 | AP0605 | AT0680 | XT0122 | FG0001 | HA0170
AT0190 | AF0450 | XT0310 | XT0214 | UA1221 | HL0704 | AP0604 | FU0232 | XT0351 |  | SA0170
| FU0113 | XT6210 | XT0211 | UA1220 | HL0703 | AP0603 | FU0234 | XT0352 |  | SH6500
| XT0400 | XT6240 | XT1521 | UA1231 | SB0403 | AP0602 | FU0236 | XT0353
| XT0112 | FU0310 | XTFGH | UA1230 | SA0408 | AP0601 | FU0237 | XT112
| XT0113 | FU0311 | UA1520 | UA1262 | SA0412 | AT0600 | KA0567 | XTFG12
| FU0211 | FU0312 | FU0080 | GR1250 | HA0273 | UV0600 | XT0333 | GR1105
| FU0212 | FU0313 | FU0081 |  | SH0401 | FU0340 | XT0335 | GR1103
| FU0215 | AU0310 | FU0082 |  | SA0400 | FU0341 | KA163B7 | XT0001
| FU0223 | AF0311 | FU0083 |  | SB0701 | FU0342 | KA163D7 | FU0543
| XT0012 | AF0312 | XT0080 |  | SB0400 | XT0340 | KA163F7 | FU0542
| XT0013 | AF0313 | AU0080 |  |  | AU0340 | KA163G7 | BA0542
| FU0050 | AF0314 | XT1400 |  |  | AF0341 | KA163I7 | BA0543
| FU0051 | AF0315 | XT069 |  |  | AF0342 | KA163J7 | KA0123
| FU0052 | AF0316 | GR0080 |  |  | AF0343 | KA163M7 | KA0310
| XT0050 | AF0317 | FU0090 |  |  | AF0344 | KA164B7 | KA0188
| XT0051 | XT0120 | FU0091 |  |  | AF0345 | KA164F7 | KA0194
| AF0056 | GR0250 | FU0092 |  |  | AU0360 | KA164G7 | KA0195
| AF0055 | FU0170 | XT0090 |  |  | AF0361 | XT0600 | FU0235
| AF0054 | FU0171 | AF0095 |  |  | AF0362 | XT0101 | XT0233
| AF0053 | FU0172 | AF0094 |  |  | AF0363 | XT6735 | XT0235
| AF0052 | FU0173 | AF0093 |  |  | AF0364 | XT0100 | XT0361
| AF0051 | FU0174 | AF0092 |  |  | AF0365 | GR1101 | XT0370
| AU0050 | KA0172 | AF0091 |  |  | AF0366 | XT0103 | KA0198
| QS0211 | KA0173 | AU0090 |  |  | AF0367 | XT0102 | KA0199
| QF0209 | KA0174 | GR0090 |  |  | GR0233 | GR1102 | KA0196
| QF0210 | KA0175 | AF0086 |  |  | FU0231 |  | GR1104
| QF0211 | KA0176 | AF0085 |  |  | FU0233 |  | AT0140
| XT0251 | KA0178 | AF0084 |  |  | FU0238 |  | KA0314
| XT0252 | KA6500 | AF0083 |  |  | FU0239 |  | KA0198B
| GR0050 | XT0170 | AF0082 |  |  | FU0240 |  | KA0199A
| FU0060 | XT0172 | AF0081 |  |  | FU0241 |  | QF0781
| FU0061 | XT2100 |  |  |  | FU0242 |  | QF0782
| FU0062 | XT0415 |  |  |  | FU0350 |  | QF0783
| XT0060 | GR0171 |  |  |  | FU0351 |  | QF0784
| AU0060 | SA3170 |  |  |  | FU0352 |  | QF0786
| AF0061 | KA0129 |  |  |  | FU0353 |  | FV0721
| AF0062 | KA0131 |  |  |  | XT0350 |  | FV0722
| AF0063 | KA0132 |  |  |  | AU0350 |  | GR1106
| AF0064 | KA0153 |  |  |  | AF0351 |  | KA0184
| AF0065 | KA0143 |  |  |  | AF0352 |  | KA0187
| AF0066 | KA0154 |  |  |  | AF0353 |  | KA0189
| XT0200 | KA0144 |  |  |  | AF0354 |  | KA0190
| XT0213 | KA0133 |  |  |  | AF0355 |  | PF0700
| XT0015 | KA0134 |  |  |  | AF0356
| FU0012 | KA0150 |  |  |  | AF0357
| FU0013 | KA0151 |  |  |  | AF0358
| FU0014 | KA0152 |  |  |  | XT0360
| FU0015 | KA0156 |  |  |  | XT0135
| FU0016 | KA0155 |  |  |  | XT0139
| XT0011 | KA0177 |  |  |  | SC0001
| GR0060 | KA0135 |  |  |  | GR0232
| KA2113 | KA0136 |  |  |  | KA0121
| KA2114 | KA0137 |  |  |  | KA0128
| KA0115 | KA0138 |  |  |  | KA0130
| KA0116 | KA0217 |  |  |  | KA0141
| KA0161 | KA2140 |  |  |  | KA0166
| KA0162 | KT0140 |  |  |  | KA0167
| KA0221 | KT0141 |  |  |  | KA0168
| KA0222 | KT0142 |  |  |  | KA0169
| KA0233 | KT0143 |  |  |  | KA0171
| KA0234 | KT0144 |  |  |  | KA0180
| KA0235 | KT0145 |  |  |  | KA0181
| KA0236 | KT0150 |  |  |  | KA0182
| KA0237 | AT0175 |  |  |  | KA0183
| KA0238 | AT0176 |  |  |  | KA0185
| KA1020 | AT0178 |  |  |  | KA0186
| UA6571 | GR0170 |  |  |  | KA0192
| UAI6581 |  |  |  |  | KA0193
| FU0070 |  |  |  |  | KA0231
| FU0071 |  |  |  |  | KA0232
| XT0070 |  |  |  |  | KA0240
| AU0070 |  |  |  |  | KA0241
| AF0071 |  |  |  |  | KA0242
| AF0072 |  |  |  |  | KA0243
| AF0073 |  |  |  |  | KA0244
| AF0074 |  |  |  |  | KA0245
| AF0075 |  |  |  |  | KA0246
| XT0240 |  |  |  |  | KA0247
| GR0070 |  |  |  |  | KA0248
| XT0014 |  |  |  |  | KA0249
| IEG0250 |  |  |  |  | KA0250
KA0251
KA0261
KA0262
KA0330
KA0331
KA0332
KA0333
KA0334
KA0335
KA0336
KA0340
KA0342
KA0346
KA0875
KA0351
KA0352
KA0364
KA0365
KT0146
KA0801
KA0802
XT0236
XT0238
XT0134
XT0138
FU0136
FU0360
FU0361
XT0237
XT6735
KA162M7
KA162P7
GR0231
UA1200
PEG0110
IEG0110

## White Labels
(SHT 10) AUXILIARY PANEL A | (SHT 10) AUXILIARY PANEL A - (SHT 11) AUXILIARY PANEL B | (SHT 10) AUXILIARY PANEL A - (SHT 12) AUXILIARY PANEL C | (SHT 11) AUXILIARY PANEL B | (SHT 11) AUXILIARY PANEL B - (SHT 12) AUXILIARY PANEL C | (SHT 12) AUXILIARY PANEL C | (SHT 3) CONTROL PANEL A | (SHT 3) CONTROL PANEL A - (SHT 5) CONTROL PANEL C | (SHT 3) CONTROL PANEL A - (SHT 1) CONTROL PANEL DOOR | (SHT 4) CONTROL PANEL B | (SHT 5) CONTROL PANEL C | (SHT 13) PROX BOX
AF0052G | IEG03101 | IEG025011 | AF0316G | WC4188 | AF0085G | 0V | AT0140LSS | AT0190G | GR1101 | AT014016 | GR1250
AF0053G | WC4181 | IEG02505 | AT0176G | WC4281 | AU0080 | AF0361G | PEG01102 |  | GR1102 | BUSPTN
AF0054G | WC4187 | IEG02508 | AT0178G |  | AU0090G | AF0362G | PEG01104 |  | IEG01103 | GR1103
AF0055G |  | IEG02510 | AU0310 |  | GR0100 | AU0340G |  |  |  | GR1104
AF0063G |  | WC4190 | GR0170 |  | WC4191 | AU0350G |  |  |  | GR1105
AF0064G |  | WC4193 | GR0171 |  | WC4293 | AU0360G |  |  |  | GR1106
AF0065G |  |  |  |  | WC4394 | GR0231 |  |  |  | WC8201
AF0071G | [5 empty] | IEG01101
AF0072G | [5 empty] | IEG011010
AF0073G | [5 empty] | IEG01102
AF0074G | [5 empty] | IEG01104
AU0050G | [5 empty] | IEG01106
AU0060 | [5 empty] | IEG01107
AU0070G | [5 empty] | UV0600G
GR0060
IEG02501
IEG02502
IEG02503
IEG02504
IEG02507
IEG02509
XT04001
XT04002

## Heat Shrink Labels
(SHT 9) AUXILIARY EQP POWER - (SHT 11) AUXILIARY PANEL B | (SHT 10) AUXILIARY PANEL A | (SHT 10) AUXILIARY PANEL A - (SHT 12) AUXILIARY PANEL C | (SHT 11) AUXILIARY PANEL B | (SHT 3) CONTROL PANEL A | (SHT 3) CONTROL PANEL A - (SHT 4) CONTROL PANEL B
WC5019 | WC0562 | WC4749 | WC5500 | WC4524 | WC3610
WC8069 | WC4000 |  | WC8066 |  | WC3611
| WC4100 |  | WC8067
WC4101
WC4102
WC4103
WC4200
WC4201
WC4202
WC4203
WC4500
WC4502
WC6571A
WC6571B
WC6581A
WC6581B

## AUX CONSOLE DOOR
AUX CONSOLE DOOR
AUXILIARY CONSOLE EE25
Project # | G9300
Project Name | KGHM RETROFI
Revision | A.9
Controls DE | G. MENDOZA
Phone:
Controls ME | N. CARPENTER
Phone:
From | [5 empty] | To
Device ID | Cable (W) Conductor (SC) Jumper Clip (JC) | Wire No. | Wire ID | Gauge/Size | Page/Zone | Device ID | Location | Page/Zone
GD0521:- | SC | 0V | WHT | 6 | 46.A3 | XT0013:1 | AUXILIARY PANEL A | 47.C4
GD0521:- | SC | 0V | WHT | 6 | 46.A3 | XT0252:2 | AUXILIARY PANEL A | 46.D4
GD0521:+ | SC | GD0521P, 21mm | BLU | 4 | 46.A3 | XT0015:1 | AUXILIARY PANEL A | 47.A2
GD0521:+ | SC | GD0521P, 21mm | WHT | 4 | 46.A3 | XT0252:1 | AUXILIARY PANEL A | 46.C4
GD0525:- | SC | 110NEG | WHT | 10 | 45.A2 | XT0011:1 | AUXILIARY PANEL A | 45.C5
GD0525:- | SC | 110NEG | WHT | 10 | 45.A2 | XT0251:2 | AUXILIARY PANEL A | 45.D4
GD0525:+ | SC | 110POS | WHT | 10 | 45.A2 | XT0014:1 | AUXILIARY PANEL A | 45.B5
GD0525:+ | SC | 110POS | WHT | 10 | 45.A2 | XT0251:1 | AUXILIARY PANEL A | 45.D4
GD0521:KA1 (C) | SC | 008100 | WHT | 20 | 46.A3 | AF0081:00 | AUXILIARY PANEL C | 46.A6
GD0521:KA1 (NO) | SC | 008132 | WHT | 20 | 46.A3 | AF0081:32 | AUXILIARY PANEL C | 46.A6
GD0525:KA1 (C) | SC | 008211 | WHT | 20 | 45.A2 | AF0082:11 | AUXILIARY PANEL C | 45.A7
GD0525:KA1 (NO) | SC | 008243 | WHT | 20 | 45.A2 | AF0082:43 | AUXILIARY PANEL C | 45.A7
SolarTools ver. 24.0.84.24712 (Jul 31, 2025)
Report date: 3/2/2026 7:12 AM

## AUX SWITCH PANEL
AUX SWITCH PANEL
AUXILIARY CONSOLE EE25
Project # | G9300
Project Name | KGHM RETROFI
Revision | A.9
Controls DE | G. MENDOZA
Phone:
Controls ME | N. CARPENTER
Phone:
From | [5 empty] | To
Device ID | Cable (W) Conductor (SC) Jumper Clip (JC) | Wire No. | Wire ID | Gauge/Size | Page/Zone | Device ID | Location | Page/Zone
HA0170:M1 | SC | HA0170M2 | WHT | 16 | 54.A1 | HA0170:M2 | AUX SWITCH PANEL | 54.A1
HL0171:X1 | SC | HL0171X1 | WHT | 16 | 56.A3 | HL0171:X4(-) | AUX SWITCH PANEL | 56.A3
HL0172:X1 | SC | HL0172X1 | WHT | 16 | 56.B3 | HL0172:X4(-) | AUX SWITCH PANEL | 56.B3
SA0170:13 | SC | SA017013 | WHT | 20 | 97.A4 | AT0170:11 | AUXILIARY EQP POWER | 97.A7
SA0170:14 | SC | SA017014 | WHT | 20 | 97.A4 | AT0170:12 | AUXILIARY EQP POWER | 97.A7
HA0170:M1 | SC | HA0170M2 | WHT | 16 | 54.A1 | KA0178:14 | AUXILIARY PANEL B | 54.A2
HA0170:M3 | SC | 0V | WHT | 16 | 54.A1 | XT0170:3 | AUXILIARY PANEL B | 52.B2
HL0171:X2 | SC | HL0171X2 | WHT | 16 | 56.A3 | XT0172:11 | AUXILIARY PANEL B | 56.A5
HL0171:X3(+) | SC | HL0171X3 | WHT | 16 | 56.A3 | XT0172:10 | AUXILIARY PANEL B | 56.A5
HL0172:X2 | SC | HL0172X2 | WHT | 16 | 56.B3 | XT0172:13 | AUXILIARY PANEL B | 56.B5
HL0172:X3(+) | SC | HL0172X3 | WHT | 16 | 56.B3 | XT0172:12 | AUXILIARY PANEL B | 56.B5
SA0170:21 | SC | SA017011 | WHT | 20 | 97.A4 | AT0175:11 | AUXILIARY PANEL B | 97.A7
SA0170:22 | SC | MV03111 | WHT | 20 | 97.A4 | XT0172:30 | AUXILIARY PANEL B | 97.B5
SA0170:31 | SC | SA017017 | WHT | 20 | 97.B4 | AT0176:17 | AUXILIARY PANEL B | 97.B7
SA0170:32 | SC | SV66121 | WHT | 20 | 97.B4 | XT0172:32 | AUXILIARY PANEL B | 97.B5
SH6500:1 | SC | FU0173 | WHT | 16 | 99.A1 | FU0173:LD | AUXILIARY PANEL B | 52.C2
SH6500:2 | SC | SH65002 | WHT | 20 | 99.A1 | XT0172:33 | AUXILIARY PANEL B | 99.B5
SH6500:X1 | SC | SH6500X1 | WHT | 20 | 99.A1 | XT0172:39 | AUXILIARY PANEL B | 99.A5
SH6500:X2 | SC | SH6500X2 | WHT | 20 | 99.A1 | XT0172:40 | AUXILIARY PANEL B | 99.A5
SolarTools ver. 24.0.84.24712 (Jul 31, 2025)
Report date: 3/2/2026 7:12 AM

## AUXILIARY EQP POWER
AUXILIARY EQP POWER
AUXILIARY CONSOLE EE25
Project # | G9300
Project Name | KGHM RETROFI
Revision | A.9
Controls DE | G. MENDOZA
Phone:
Controls ME | N. CARPENTER
Phone:
From | [5 empty] | To
Device ID | Cable (W) Conductor (SC) Jumper Clip (JC) | Wire No. | Wire ID | Gauge/Size | Page/Zone | Device ID | Location | Page/Zone
AT0170:1 | SC | UV01705 | WHT | 14 | 52.A5 | UV0170:5(+) | AUXILIARY EQP POWER | 52.A3
AT0170:2 | SC | UV01706 | WHT | 14 | 52.A5 | UV0170:6(-) | AUXILIARY EQP POWER | 52.A3
AT0170:24 | SC | FU0172 | WHT | 20 | 53.A6 | AT0170:45 | AUXILIARY EQP POWER | 53.B6
AT0170:3 | SC | UV01707 | WHT | 14 | 52.A5 | UV0170:7(+) | AUXILIARY EQP POWER | 52.A3
AT0170:36 | SC | FU0172 | WHT | 20 | 53.C6 | AT0170:45 | AUXILIARY EQP POWER | 53.B6
AT0170:36 | SC | FU0172 | WHT | 20 | 53.C6 | AT0170:39 | AUXILIARY EQP POWER | 53.C6
AT0170:4 | SC | UV01708 | WHT | 14 | 52.A5 | UV0170:8(-) | AUXILIARY EQP POWER | 52.A3
AT0170:GND | SC | AT0170G | GRN/YEL | 14 | 52.A5 | FRAME | AUXILIARY EQP POWER | 52.B6
UV0170:GND | SC | UV0170G | GRN/YEL | 14 | 52.A3 | FRAME | AUXILIARY EQP POWER | 52.B4
AT0170:11 | SC | SA017013 | WHT | 20 | 97.A7 | SA0170:13 | AUX SWITCH PANEL | 97.A4
AT0170:12 | SC | SA017014 | WHT | 20 | 97.A7 | SA0170:14 | AUX SWITCH PANEL | 97.A4
AT0170:21 | SC | FU0174 | WHT | 16 | 53.A6 | FU0174:LD | AUXILIARY PANEL B | 52.C2
AT0170:24 | SC | FU0172 | WHT | 16 | 53.A6 | FU0172:LD | AUXILIARY PANEL B | 52.C2
AT0170:25 | SC | KA0172A1 | WHT | 20 | 53.A6 | KA0172:A1 | AUXILIARY PANEL B | 53.B5
AT0170:37 | SC | KA0175A1 | WHT | 20 | 53.C6 | KA0175:A1 | AUXILIARY PANEL B | 53.C5
AT0170:40 | SC | KA0176A1 | WHT | 20 | 53.C6 | KA0176:A1 | AUXILIARY PANEL B | 53.C5
AT0170:46 | SC | KA0174A1 | WHT | 20 | 53.B6 | KA0174:A1 | AUXILIARY PANEL B | 53.B5
UV0170:1(+) | SC | FU0170 | WHT | 14 | 52.A3 | FU0170:LD | AUXILIARY PANEL B | 52.A2
UV0170:10(-) | SC | UV017010 | WHT | 14 | 52.A3 | AT0175:2P1 | AUXILIARY PANEL B | 52.B5
UV0170:11(+) | SC | UV017011 | WHT | 14 | 52.A3 | AT0176:1P1 | AUXILIARY PANEL B | 52.C5
UV0170:12(-) | SC | UV017012 | WHT | 14 | 52.A3 | AT0176:2P1 | AUXILIARY PANEL B | 52.C5
UV0170:13(+) | SC | LON0P | WHT | 14 | 94.B7 | XT0172:21 | AUXILIARY PANEL B | 94.A5
UV0170:14(-) | SC | LON0N | WHT | 14 | 94.B7 | XT0172:19 | AUXILIARY PANEL B | 94.A5
UV0170:15(+) | SC | DTF3P | WHT | 16 | 94.B7 | XT0170:7 | AUXILIARY PANEL B | 94.C6
UV0170:16(-) | SC | DTF3N | WHT | 16 | 94.B7 | XT0170:6 | AUXILIARY PANEL B | 94.C6
UV0170:2(-) | SC | 0V | WHT | 14 | 52.A3 | XT0170:1 | AUXILIARY PANEL B | 52.A2
UV0170:3(+) | SC | FU0171 | WHT | 14 | 52.A3 | FU0171:LD | AUXILIARY PANEL B | 52.A2
UV0170:4(-) | SC | 0V | WHT | 14 | 52.A3 | XT0170:2 | AUXILIARY PANEL B | 52.A2
UV0170:9(+) | SC | UV01709 | WHT | 14 | 52.A3 | AT0175:1P1 | AUXILIARY PANEL B | 52.B5
AT0170:53 | WC5019 | LON2A | WHT | 16 | 94.D6 | XT0172:25 | AUXILIARY PANEL B | 94.D6
AT0170:52 | WC5019 | LON2B | BLK | 16 | 94.D6 | XT0172:26 | AUXILIARY PANEL B | 94.D6
AT0170:51 | WC5019 | LON2S1 | SH | 16 | 94.D6 | XT0172:29 | AUXILIARY PANEL B | 94.D6
AT0170:50 | WC8069 | AT017050 | WHT | 16 | 52.A7 | AT0175:4P2 | AUXILIARY PANEL B | 52.A7
AT0170:49 | WC8069 | AT017049 | BLK | 16 | 52.A7 | AT0175:5P2 | AUXILIARY PANEL B | 52.A7
AT0170:48 | WC8069 | AT017048 | SH | 16 | 52.A7 | AT0175:6P2 | AUXILIARY PANEL B | 52.A7
AT0170:23 | SC | KA0262A1 | WHT | 16 | 53.A6 | XT0100:28 | CONTROL PANEL B | 19.A3
Report date: 3/2/2026 7:12 AM |  |  |  |  | SolarTools ver. 24.0.84.24712 (Jul 31, 2025)

## AUXILIARY PANEL A
AUXILIARY PANEL A
AUXILIARY CONSOLE EE25
Project # | G9300
Project Name | KGHM RETROFI
Revision | A.9
Controls DE | G. MENDOZA
Phone:
Controls ME | N. CARPENTER
Phone:
From | [5 empty] | To
Device ID | Cable (W) Conductor (SC) Jumper Clip (JC) | Wire No. | Wire ID | Gauge/Size | Page/Zone | Device ID | Location | Page/Zone
XT0011:1 | JC | 110NEG | CLIP | --- | 45.C5 | XT0011:2 | AUXILIARY PANEL A | 45.C5
XT0011:2 | JC | 110NEG | CLIP | --- | 45.C5 | XT0011:3 | AUXILIARY PANEL A | 45.C5
XT0011:3 | JC | 110NEG | CLIP | --- | 45.C5 | XT0011:4 | AUXILIARY PANEL A | 45.C5
XT0011:4 | JC | 110NEG | CLIP | --- | 45.C5 | XT0011:5 | AUXILIARY PANEL A | 45.D5
XT0012:1 | JC | FU0211 | CLIP | --- | 47.A4 | XT0012:2 | AUXILIARY PANEL A | 47.A4
XT0012:2 | JC | FU0211 | CLIP | --- | 47.A4 | XT0012:3 | AUXILIARY PANEL A | 47.A4
XT0012:3 | JC | FU0211 | CLIP | --- | 47.A4 | XT0012:4 | AUXILIARY PANEL A | 47.B4
XT0013:1 | JC | 0V | CLIP | --- | 47.C4 | XT0013:2 | AUXILIARY PANEL A | 47.C4
XT0013:2 | JC | 0V | CLIP | --- | 47.C4 | XT0013:3 | AUXILIARY PANEL A | 47.D4
XT0013:3 | JC | 0V | CLIP | --- | 47.D4 | XT0013:4 | AUXILIARY PANEL A | 47.D4
XT0015:1 | JC | GD0521P, 21mm | CLIP | --- | 47.A2 | XT0015:2 | AUXILIARY PANEL A | 47.A2
XT0050:1 | JC | 0V | CLIP | --- | 48.B1 | XT0050:2 | AUXILIARY PANEL A | 48.B1
XT0050:2 | JC | 0V | CLIP | --- | 48.B1 | XT0050:3 | AUXILIARY PANEL A | 48.B1
XT0060:1 | JC | 0V | CLIP | --- | 48.D1 | XT0060:2 | AUXILIARY PANEL A | 48.D1
XT0060:2 | JC | 0V | CLIP | --- | 48.D1 | XT0060:3 | AUXILIARY PANEL A | 48.D1
XT0070:1 | JC | 0V | CLIP | --- | 49.B1 | XT0070:2 | AUXILIARY PANEL A | 49.B1
XT0112:1 | JC | FU0212,WHT | CLIP | --- | 47.A5 | XT0112:2 | AUXILIARY PANEL A | 47.A5
XT0112:2 | JC | FU0212,WHT | CLIP | --- | 47.A5 | XT0112:3 | AUXILIARY PANEL A | 47.B5
XT0112:4 | JC | KA016214 | CLIP | --- | 47.B5 | XT0112:5 | AUXILIARY PANEL A | 47.B5
XT0113:1 | JC | 0V | CLIP | --- | 47.D5 | XT0113:2 | AUXILIARY PANEL A | 47.D5
XT0113:2 | JC | 0V | CLIP | --- | 47.D5 | XT0113:3 | AUXILIARY PANEL A | 47.D5
AF0051:00 | SC | PS64002 | WHT | 16 | 71.B7 | XT0200:39 | AUXILIARY PANEL A | 71.B5
AF0051:02 | SC | PS11702 | WHT | 16 | 68.A7 | XT0200:2 | AUXILIARY PANEL A | 68.A5
AF0051:COM | SC | 0V | WHT | 14 | 48.A2 | XT0050:2 | AUXILIARY PANEL A | 48.B1
AF0051:J | SC | * |  |  | 48.A2 | AF0052:P | AUXILIARY PANEL A | 48.B3
AF0051:V+ | SC | FU0051 | WHT | 14 | 48.A2 | FU0051:LD | AUXILIARY PANEL A | 48.B1
AF0052:COM | SC | 0V | WHT | 14 | 48.B3 | XT0050:3 | AUXILIARY PANEL A | 48.B1
AF0052:COM | SC | AF0052N | WHT | 16 | 48.B3 | AF0053:COM | AUXILIARY PANEL A | 48.A3
AF0052:J | SC | * |  |  | 48.B3 | AF0053:P | AUXILIARY PANEL A | 48.A3
AF0052:SH | SC | AF0052G | GRN | 16 | 48.B3 | AF0053:SH | AUXILIARY PANEL A | 48.A3
AF0052:SH | SC | AU0050G | GRN | 16 | 48.B3 | AU0050:GND | AUXILIARY PANEL A | 48.A2
AF0052:V+ | SC | FU0052 | WHT | 14 | 48.B3 | FU0052:LD | AUXILIARY PANEL A | 48.B1
AF0052:V+ | SC | AF0052P | WHT | 16 | 48.B3 | AF0053:V+ | AUXILIARY PANEL A | 48.A3
AF0053:COM | SC | AF0053N | WHT | 16 | 48.A3 | AF0054:COM | AUXILIARY PANEL A | 48.A4
AF0053:J | SC | * |  |  | 48.A3 | AF0054:P | AUXILIARY PANEL A | 48.A4
AF0053:SH | SC | AF0053G | GRN | 14 | 48.A3 | AF0054:SH | AUXILIARY PANEL A | 48.A4
AF0053:V+ | SC | AF0053P | WHT | 16 | 48.A3 | AF0054:V+ | AUXILIARY PANEL A | 48.A4
AF0054:COM | SC | AF0054N | WHT | 16 | 48.A4 | AF0055:COM | AUXILIARY PANEL A | 48.A5
AF0054:J | SC | * |  |  | 48.A4 | AF0055:P | AUXILIARY PANEL A | 48.A5
AF0054:SH | SC | AF0054G | GRN | 14 | 48.A4 | AF0055:SH | AUXILIARY PANEL A | 48.A5
AF0054:V+ | SC | AF0054P | WHT | 16 | 48.A4 | AF0055:V+ | AUXILIARY PANEL A | 48.A5
AF0055:COM | SC | AF0055N | WHT | 16 | 48.A5 | AF0056:COM | AUXILIARY PANEL A | 48.B5
AF0055:J | SC | * |  |  | 48.A5 | AF0056:P | AUXILIARY PANEL A | 48.B5
AF0055:SH | SC | AF0055G | GRN | 14 | 48.A5 | AF0056:SH | AUXILIARY PANEL A | 48.B5
AF0055:V+ | SC | AF0055P | WHT | 16 | 48.A5 | AF0056:V+ | AUXILIARY PANEL A | 48.B5
AF0056:00 | SC | 005600 | WHT | 20 | 57.B6 | XT0051:5 | AUXILIARY PANEL A | 57.B6
AF0056:01 | SC | 110NEG | WHT | 20 | 57.B6 | XT0051:6 | AUXILIARY PANEL A | 57.B6
AF0056:02 | SC | 005602 | WHT | 20 | 57.A6 | XT0051:2 | AUXILIARY PANEL A | 57.A6
AF0056:03 | SC | 0V | WHT | 20 | 57.A6 | XT0051:3 | AUXILIARY PANEL A | 57.B6
AF0056:SH | SC | IEG02502 | GRN | 14 | 48.B5 | IEG0250:2 | AUXILIARY PANEL A | 48.B6
AF0061:COM | SC | 0V | WHT | 14 | 48.D2 | XT0060:2 | AUXILIARY PANEL A | 48.D1
AF0061:COM | SC | AF0061N | WHT | 16 | 48.D2 | AF0065:COM | AUXILIARY PANEL A | 48.D5
AF0061:J | SC | * |  |  | 48.D2 | AF0062:P | AUXILIARY PANEL A | 48.D3
AF0061:V+ | SC | FU0061 | WHT | 14 | 48.D2 | FU0061:LD | AUXILIARY PANEL A | 48.D1
AF0061:V+ | SC | AF0061P | WHT | 16 | 48.D2 | AF0065:V+ | AUXILIARY PANEL A | 48.D5
AF0062:00 | SC | 006200 | WHT | 20 | 77.B7 | KA0222:14 | AUXILIARY PANEL A | 77.B6
AF0062:08 | SC | 006208 | WHT | 20 | 80.A7 | KA2113:11 | AUXILIARY PANEL A | 80.A6
AF0062:16 | SC | SV21242 | WHT | 20 | 77.B7 | XT0200:6 | AUXILIARY PANEL A | 77.C5
AF0062:24 | SC | SV21132 | WHT | 20 | 80.A7 | XT0200:13 | AUXILIARY PANEL A | 80.A5
AF0062:COM | SC | 0V | WHT | 14 | 48.D3 | XT0060:3 | AUXILIARY PANEL A | 48.D1
AF0062:J | SC | * |  |  | 48.D3 | AF0063:P | AUXILIARY PANEL A | 48.C3
AF0062:V+ | SC | FU0062 | WHT | 14 | 48.D3 | FU0062:LD | AUXILIARY PANEL A | 48.D1
AF0063:COM | SC | AF0063N | WHT | 16 | 48.C3 | AF0064:COM | AUXILIARY PANEL A | 48.C4
AF0063:COM | SC | AU0060N | WHT | 16 | 48.C3 | AU0060:COM | AUXILIARY PANEL A | 48.C2
AF0063:J | SC | * |  |  | 48.C3 | AF0064:P | AUXILIARY PANEL A | 48.C4
AF0063:SH | SC | AF0063G | GRN | 14 | 48.C3 | AF0064:SH | AUXILIARY PANEL A | 48.C4
AF0063:SH | SC | AU0060 | GRN | 16 | 48.C3 | AU0060:GND | AUXILIARY PANEL A | 48.C2
AF0063:V+ | SC | AF0063P | WHT | 16 | 48.C3 | AF0064:V+ | AUXILIARY PANEL A | 48.C4
AF0063:V+ | SC | AU0060P | WHT | 16 | 48.C3 | AU0060:V+ | AUXILIARY PANEL A | 48.C2
AF0064:J | SC | * |  |  | 48.C4 | AF0065:P | AUXILIARY PANEL A | 48.D5
AF0064:SH | SC | AF0064G | GRN | 14 | 48.C4 | AF0065:SH | AUXILIARY PANEL A | 48.D5
AF0065:COM | SC | AF0065N | WHT | 16 | 48.D5 | AF0066:COM | AUXILIARY PANEL A | 48.D5
AF0065:J | SC | * |  |  | 48.D5 | AF0066:P | AUXILIARY PANEL A | 48.D5
AF0065:SH | SC | AF0065G | GRN | 14 | 48.D5 | AF0066:SH | AUXILIARY PANEL A | 48.D5
AF0065:V+ | SC | AF0065P | WHT | 16 | 48.D5 | AF0066:V+ | AUXILIARY PANEL A | 48.D5
AF0066:SH | SC | IEG02503 | GRN | 14 | 48.D5 | IEG0250:3 | AUXILIARY PANEL A | 48.D6
AF0071:COM | SC | 0V | WHT | 14 | 49.B2 | XT0070:2 | AUXILIARY PANEL A | 49.B1
AF0071:COM | SC | AF0071N | WHT | 16 | 49.B2 | AF0072:COM | AUXILIARY PANEL A | 49.B3
AF0071:J | SC | * |  |  | 49.B2 | AF0072:P | AUXILIARY PANEL A | 49.B3
AF0071:P | SC | * |  |  | 49.B2 | AU0070:J | AUXILIARY PANEL A | 49.A2
AF0071:SH | SC | AF0071G | GRN | 14 | 49.B2 | AF0072:SH | AUXILIARY PANEL A | 49.B3
AF0071:SH | SC | AU0070G | GRN | 14 | 49.B2 | AU0070:GND | AUXILIARY PANEL A | 49.A2
AF0071:V+ | SC | FU0071 | WHT | 14 | 49.B2 | FU0071:LD | AUXILIARY PANEL A | 49.B1
AF0071:V+ | SC | AF0071P | WHT | 16 | 49.B2 | AF0072:V+ | AUXILIARY PANEL A | 49.B3
AF0072:10 | SC | 007210 | WHT | 20 | 57.C6 | AF0072:11 | AUXILIARY PANEL A | 57.C6
AF0072:COM | SC | AF0072N | WHT | 16 | 49.B3 | AF0073:COM | AUXILIARY PANEL A | 49.B3
AF0072:J | SC | * |  |  | 49.B3 | AF0073:P | AUXILIARY PANEL A | 49.B3
AF0072:SH | SC | AF0072G | GRN | 14 | 49.B3 | AF0073:SH | AUXILIARY PANEL A | 49.B3
AF0072:V+ | SC | AF0072P | WHT | 16 | 49.B3 | AF0073:V+ | AUXILIARY PANEL A | 49.B3
AF0073:COM | SC | AF0073N | WHT | 16 | 49.B3 | AF0074:COM | AUXILIARY PANEL A | 49.B4
AF0073:J | SC | * |  |  | 49.B3 | AF0074:P | AUXILIARY PANEL A | 49.B4
AF0073:SH | SC | AF0073G | GRN | 14 | 49.B3 | AF0074:SH | AUXILIARY PANEL A | 49.B4
AF0073:V+ | SC | AF0073P | WHT | 16 | 49.B3 | AF0074:V+ | AUXILIARY PANEL A | 49.B4
AF0074:COM | SC | AF0074N | WHT | 16 | 49.B4 | AF0075:COM | AUXILIARY PANEL A | 49.B5
AF0074:J | SC | * |  |  | 49.B4 | AF0075:P | AUXILIARY PANEL A | 49.B5
AF0074:SH | SC | AF0074G | GRN | 14 | 49.B4 | AF0075:SH | AUXILIARY PANEL A | 49.B5
AF0074:V+ | SC | AF0074P | WHT | 16 | 49.B4 | AF0075:V+ | AUXILIARY PANEL A | 49.B5
AF0075:SH | SC | IEG02504 | GRN | 14 | 49.B5 | IEG0250:4 | AUXILIARY PANEL A | 49.B5
AF0400:12 | SC | XT04002 | GRN | 16 | 51.B5 | XT0400:2 | AUXILIARY PANEL A | 51.C4
AF0410:32 | SC | XT04002 | GRN | 16 | 51.B4 | XT0400:2 | AUXILIARY PANEL A | 51.C4
AF0410:53 | SC | 0V | WHT | 16 | 51.B4 | XT0113:2 | AUXILIARY PANEL A | 47.D5
AF0410:54 | SC | 0V | WHT | 16 | 51.B4 | AF0420:53 | AUXILIARY PANEL A | 51.B3
AF0410:55 | SC | FU0113 | WHT | 16 | 51.B4 | FU0113:LD | AUXILIARY PANEL A | 51.C6
AF0410:56 | SC | FU0113 | WHT | 16 | 51.B4 | AF0420:55 | AUXILIARY PANEL A | 51.B3
AF0420:09 | SC | 051002 | WHT | 20 | 86.B6 | AF0420:10 | AUXILIARY PANEL A | 86.B6
AF0420:13 | SC | 051001 | WHT | 20 | 86.A6 | AF0420:14 | AUXILIARY PANEL A | 86.A6
AF0420:32 | SC | XT04002 | GRN | 16 | 51.B3 | XT0400:2 | AUXILIARY PANEL A | 51.C4
AF0420:54 | SC | 0V | WHT | 16 | 51.B3 | AF0450:53 | AUXILIARY PANEL A | 51.B2
AF0420:56 | SC | FU0113 | WHT | 16 | 51.B3 | AF0450:55 | AUXILIARY PANEL A | 51.B2
AF0450:32 | SC | XT04001 | GRN | 16 | 51.B2 | XT0400:1 | AUXILIARY PANEL A | 51.C2
AU0050:COM | SC | 0V | WHT | 14 | 48.A2 | XT0050:1 | AUXILIARY PANEL A | 48.B1
AU0050:V+ | SC | FU0050 | WHT | 14 | 48.A2 | FU0050:LD | AUXILIARY PANEL A | 48.B1
AU0060:COM | SC | 0V | WHT | 14 | 48.C2 | XT0060:1 | AUXILIARY PANEL A | 48.D1
AU0060:V+ | SC | FU0060 | WHT | 14 | 48.C2 | FU0060:LD | AUXILIARY PANEL A | 48.D1
AU0070:COM | SC | 0V | WHT | 14 | 49.A2 | XT0070:1 | AUXILIARY PANEL A | 49.B1
AU0070:V+ | SC | FU0070 | WHT | 14 | 49.A2 | FU0070:LD | AUXILIARY PANEL A | 49.B1
FU0012:LI | SC | 110POS | --- | BUS | 45.B6 | FU0013:LI | AUXILIARY PANEL A | 45.B6
FU0012:LI | SC | 110POS | --- | BUS | 45.B6 | XT0014:1 | AUXILIARY PANEL A | 45.B5
FU0013:LI | SC | 110POS | --- | BUS | 45.B6 | FU0014:LI | AUXILIARY PANEL A | 45.B6
FU0014:LI | SC | 110POS | --- | BUS | 45.B6 | FU0015:LI | AUXILIARY PANEL A | 45.B6
FU0015:LI | SC | 110POS | --- | BUS | 45.B6 | FU0016:LI | AUXILIARY PANEL A | 45.C6
FU0016:LD | SC | FU0016 | WHT | 16 | 45.C6 | XT0051:4 | AUXILIARY PANEL A | 57.B6
FU0050:LI | SC | FU0212,WHT | WHT | 14 | 48.B1 | FU0051:LI | AUXILIARY PANEL A | 48.B1
FU0050:LI | SC | FU0212,WHT | WHT | 14 | 48.B1 | XT0112:1 | AUXILIARY PANEL A | 47.A5
FU0051:LI | SC | FU0212,WHT | WHT | 14 | 48.B1 | FU0052:LI | AUXILIARY PANEL A | 48.B1
FU0052:LI | SC | FU0212,WHT | WHT | 14 | 48.B1 | XT0051:1 | AUXILIARY PANEL A | 57.A6
FU0060:LI | SC | FU0212,WHT | WHT | 14 | 48.D1 | XT0112:1 | AUXILIARY PANEL A | 47.A5
FU0060:LI | SC | FU0212,WHT | WHT | 14 | 48.D1 | FU0062:LI | AUXILIARY PANEL A | 48.D1
FU0061:LI | SC | KA016214 | WHT | 14 | 48.D1 | XT0112:4 | AUXILIARY PANEL A | 47.B5
FU0070:LI | SC | FU0212,WHT | WHT | 14 | 49.B1 | XT0112:2 | AUXILIARY PANEL A | 47.A5
FU0071:LI | SC | KA016214 | WHT | 14 | 49.B1 | XT0112:5 | AUXILIARY PANEL A | 47.B5
FU0113:LI | SC | KA016214 | WHT | 14 | 51.C6 | XT0112:5 | AUXILIARY PANEL A | 47.B5
FU0211:LD | SC | FU0211 | WHT | 10 | 47.A3 | XT0012:1 | AUXILIARY PANEL A | 47.A4
FU0211:LI | SC | GD0521P, 21mm | WHT | 4 | 47.A3 | XT0015:1 | AUXILIARY PANEL A | 47.A2
FU0212:LD | SC | FU0212,WHT | WHT | 14 | 47.A5 | XT0112:1 | AUXILIARY PANEL A | 47.A5
FU0212:LI | SC | FU0211 | WHT | 14 | 47.A5 | XT0012:3 | AUXILIARY PANEL A | 47.A4
FU0215:LD | SC | FU0215 | WHT | 16 | 47.B6 | KA1020:14 | AUXILIARY PANEL A | 60.A5
FU0215:LI | SC | FU0212,WHT | WHT | 14 | 47.B6 | XT0112:2 | AUXILIARY PANEL A | 47.A5
FU0223:LD | SC | FU0223 | WHT | 16 | 47.B6 | XT0200:16 | AUXILIARY PANEL A | 95.A5
FU0223:LI | SC | FU0212,WHT | WHT | 14 | 47.B6 | XT0112:3 | AUXILIARY PANEL A | 47.B5
GR0050: | SC | IEG02501 | GRN | 14 | 2.B4 | IEG0250:1 | AUXILIARY PANEL A | 2.B4
GR0060: | SC | GR0060 | GRN/YEL | 14 | 2.B4 | FG0060:1 | AUXILIARY PANEL A | 2.B4
GR0070: | SC | IEG02507 | GRN | 14 | 2.B4 | IEG0250:7 | AUXILIARY PANEL A | 2.B4
IEG0250:9 | SC | IEG02509 | GRN | 14 | 51.C5 | XT0400:3 | AUXILIARY PANEL A | 51.C4
KA0161:11 | SC | KA016111 | WHT | 20 | 47.B5 | KA0162:11 | AUXILIARY PANEL A | 47.B5
KA0161:14 | SC | FU0212,WHT | WHT | 16 | 47.B5 | XT0112:3 | AUXILIARY PANEL A | 47.B5
KA0161:A2 | SC | 0V | WHT | 20 | 55.C6 | KA0234:A2 | AUXILIARY PANEL A | 55.B6
KA0161:A2 | SC | 0V | WHT | 20 | 55.C6 | KA0162:A2 | AUXILIARY PANEL A | 55.C6
KA0162:14 | SC | KA016214 | WHT | 16 | 47.B5 | XT0112:4 | AUXILIARY PANEL A | 47.B5
KA0162:A2 | SC | 0V | WHT | 20 | 55.C6 | XT0113:3 | AUXILIARY PANEL A | 47.D5
KA0221:14 | SC | 022114 | WHT | 20 | 77.A6 | KA0235:24 | AUXILIARY PANEL A | 77.A5
KA0222:11 | SC | 022211 | WHT | 20 | 77.B6 | KA0236:24 | AUXILIARY PANEL A | 77.B5
KA0233:21 | SC | KA023321 | WHT | 20 | 80.A5 | XT0200:12 | AUXILIARY PANEL A | 80.A5
KA0233:24 | SC | KA211314 | WHT | 20 | 80.A5 | KA2113:14 | AUXILIARY PANEL A | 80.A6
KA0233:A1 | SC | KA0231A1 | WHT | 20 | 55.B6 | KA0234:A1 | AUXILIARY PANEL A | 55.B6
KA0233:A2 | SC | 0V | WHT | 20 | 55.B6 | KA0238:A2 | AUXILIARY PANEL A | 55.B6
KA0233:A2 | SC | 0V | WHT | 20 | 55.B6 | KA0234:A2 | AUXILIARY PANEL A | 55.B6
KA0235:21 | SC | SV21201 | WHT | 20 | 77.A5 | XT0200:3 | AUXILIARY PANEL A | 77.A5
KA0235:A1 | SC | ESTOP | WHT | 20 | 55.A6 | KA0236:A1 | AUXILIARY PANEL A | 55.A6
KA0235:A2 | SC | 0V | WHT | 20 | 55.A6 | KA0236:A2 | AUXILIARY PANEL A | 55.A6
KA0236:21 | SC | SV21141 | WHT | 20 | 77.B5 | XT0200:5 | AUXILIARY PANEL A | 77.B5
KA0236:A1 | SC | ESTOP | WHT | 20 | 55.A6 | KA0237:A1 | AUXILIARY PANEL A | 55.A6
KA0236:A2 | SC | 0V | WHT | 20 | 55.A6 | KA0237:A2 | AUXILIARY PANEL A | 55.A6
KA0237:A1 | SC | ESTOP | WHT | 20 | 55.A6 | KA0238:A1 | AUXILIARY PANEL A | 55.B6
KA0237:A2 | SC | 0V | WHT | 20 | 55.A6 | KA0238:A2 | AUXILIARY PANEL A | 55.B6
KA1020:24 | SC | 0V | WHT | 14 | 60.A5 | XT0113:1 | AUXILIARY PANEL A | 47.D5
QF0209:14 | SC | QF021014 | WHT | 20 | 46.D5 | QF0210:14 | AUXILIARY PANEL A | 46.D5
QF0209:2 | SC | GD0521P, 21mm | WHT | 4 | 46.D3 | XT0252:1 | AUXILIARY PANEL A | 46.C4
QF0209:4 | SC | 0V | WHT | 20 | 46.D3 | XT0252:2 | AUXILIARY PANEL A | 46.D4
QF0210:2 | SC | GD0521P, 21mm | WHT | 4 | 46.C3 | XT0252:1 | AUXILIARY PANEL A | 46.C4
QF0210:4 | SC | 0V | WHT | 20 | 46.C3 | XT0252:2 | AUXILIARY PANEL A | 46.D4
QF0211:1 | SC | 110POS | WHT | 10 | 45.D3 | XT0251:1 | AUXILIARY PANEL A | 45.D4
QS0211:1 | SC | GD0521P, 21mm | WHT | 4 | 47.A3 | XT0015:2 | AUXILIARY PANEL A | 47.A2
RR0553:-10K OHM | SC | 110NEG | LEAD | --- | 57.B6 | XT0051:6 | AUXILIARY PANEL A | 57.B6
RR0553:-10K OHM | SC | 005600 | LEAD | --- | 57.B6 | XT0051:5 | AUXILIARY PANEL A | 57.B6
RR0554:-210K OHM | SC | FU0016 | LEAD | --- | 57.B6 | XT0051:4 | AUXILIARY PANEL A | 57.B6
RR0554:-210K OHM | SC | 005600 | LEAD | --- | 57.B6 | XT0051:5 | AUXILIARY PANEL A | 57.B6
UA6571:14+ | SC | FU0223 | WHT | 16 | 95.A5 | XT0200:16 | AUXILIARY PANEL A | 95.A5
UA6571:14+ | SC | FU0223 | WHT | 16 | 95.A5 | XT0200:17 | AUXILIARY PANEL A | 95.B5
UA6571:15- | SC | 0V | WHT | 16 | 95.A5 | XT0200:20 | AUXILIARY PANEL A | 95.A5
UA6571:15- | SC | 0V | WHT | 16 | 95.A5 | XT0200:21 | AUXILIARY PANEL A | 95.B5
UA6571:2- | SC | 0V | WHT | 16 | 95.A5 | XT0200:24 | AUXILIARY PANEL A | 95.A5
UA6571:3 | SC | DTG65716 | WHT | 16 | 95.A5 | XT0200:23 | AUXILIARY PANEL A | 95.A5
UAI6581:14+ | SC | FU0223 | WHT | 16 | 95.B5 | XT0200:17 | AUXILIARY PANEL A | 95.B5
UAI6581:14+ | SC | FU0223 | WHT | 16 | 95.B5 | XT0200:18 | AUXILIARY PANEL A | 95.C5
UAI6581:15- | SC | 0V | WHT | 16 | 95.B5 | XT0200:21 | AUXILIARY PANEL A | 95.B5
UAI6581:15- | SC | 0V | WHT | 16 | 95.B5 | XT0200:22 | AUXILIARY PANEL A | 95.D5
UAI6581:2- | SC | 0V | WHT | 16 | 95.B5 | XT0200:26 | AUXILIARY PANEL A | 95.B5
UAI6581:3 | SC | DTG65816 | WHT | 16 | 95.B5 | XT0200:25 | AUXILIARY PANEL A | 95.B5
XT0011:5 | SC | 110NEG | WHT | 16 | 45.D5 | XT0051:6 | AUXILIARY PANEL A | 57.B6
XT0013:3 | SC | 0V | WHT | 14 | 47.D4 | XT0113:1 | AUXILIARY PANEL A | 47.D5
XT0013:4 | SC | 0V | WHT | 14 | 47.D4 | XT0213:1 | AUXILIARY PANEL A | 47.D5
XT0050:3 | SC | 0V | WHT | 14 | 48.B1 | XT0051:3 | AUXILIARY PANEL A | 57.B6
XT0050:3 | SC | 0V | WHT | 14 | 48.B1 | XT0060:1 | AUXILIARY PANEL A | 48.D1
XT0060:3 | SC | 0V | WHT | 14 | 48.D1 | XT0070:1 | AUXILIARY PANEL A | 49.B1
XT0113:1 | SC | 0V | WHT | 14 | 47.D5 | XT0050:1 | AUXILIARY PANEL A | 48.B1
XT0200:1 | SC | KA016214 | WHT | 16 | 68.A5 | XT0112:5 | AUXILIARY PANEL A | 47.B5
XT0200:11 | SC | 0V | WHT | 20 | 79.C5 | XT0200:22 | AUXILIARY PANEL A | 95.D5
XT0200:20 | SC | 0V | WHT | 16 | 95.A5 | XT0113:2 | AUXILIARY PANEL A | 47.D5
XT0200:24 | SC | 0V | WHT | 16 | 95.A5 | XT0200:20 | AUXILIARY PANEL A | 95.A5
XT0200:26 | SC | 0V | WHT | 16 | 95.B5 | XT0200:21 | AUXILIARY PANEL A | 95.B5
XT0200:37 | SC | KT015015 | WHT | 20 | 118.C3 | XT0200:35 | AUXILIARY PANEL A | 118.B3
XT0200:38 | SC | KA016214 | WHT | 16 | 71.B5 | XT0112:4 | AUXILIARY PANEL A | 47.B5
XT0200:8 | SC | FU0223 | WHT | 16 | 79.C5 | XT0200:18 | AUXILIARY PANEL A | 95.C5
AU0050:L2 | WC0137 | AU0050L2 | ENET | CABLE | 3.B2 | AU0060:L1 | AUXILIARY PANEL A | 3.B3
AU0060:L2 | WC0138 | AU0060L2 | ENET | CABLE | 3.B3 | AU0070:L1 | AUXILIARY PANEL A | 3.B4
AF0410:L2 | WC0143 | AF0410L2 | ENET | CABLE | 3.C2 | AF0420:L1 | AUXILIARY PANEL A | 3.C3
AF0420:L2 | WC0144 | AF0420L2 | ENET | CABLE | 3.C3 | AF0450:L1 | AUXILIARY PANEL A | 3.C4
AF0056:04 | WC0562 | FT21082 | RED | 20 | 79.C7 | XT0200:7 | AUXILIARY PANEL A | 79.C5
AF0056:05 | WC0562 | FT21083 | BLK | 20 | 79.C7 | XT0200:9 | AUXILIARY PANEL A | 79.C5
AF0056:52 | WC0562 | FT2108S | SH | 20 | 79.C7 | XT0200:10 | AUXILIARY PANEL A | 79.C5
AF0400:01 | WC4000 | UA12631 | RED | 20 | 83.A6 | XT0240:1 | AUXILIARY PANEL A | 83.A5
AF0400:02 | WC4000 | UA12632 | WHT | 20 | 83.A6 | XT0240:4 | AUXILIARY PANEL A | 83.A5
AF0400:03 | WC4000 | UA12633 | BLK | 20 | 83.A6 | XT0240:7 | AUXILIARY PANEL A | 83.A5
AF0400:07 | WC4000 | UA1263S | SH | 20 | 83.A6 | XT0240:10 | AUXILIARY PANEL A | 83.A5
AF0410:01 | WC4100 | UA12111 | RED | 20 | 83.B6 | XT0240:13 | AUXILIARY PANEL A | 83.B5
AF0410:02 | WC4100 | UA12112 | WHT | 20 | 83.B6 | XT0240:15 | AUXILIARY PANEL A | 83.B5
AF0410:04 | WC4100 | UA12113 | BLK | 20 | 83.B6 | XT0240:17 | AUXILIARY PANEL A | 83.B5
AF0410:19 | WC4100 | UA1211S | SH | 20 | 83.B6 | XT0240:18 | AUXILIARY PANEL A | 83.B5
AF0410:05 | WC4101 | UA12101 | RED | 20 | 83.B6 | XT0240:19 | AUXILIARY PANEL A | 83.B5
AF0410:06 | WC4101 | UA12102 | WHT | 20 | 83.B6 | XT0240:20 | AUXILIARY PANEL A | 83.B5
AF0410:08 | WC4101 | UA12103 | BLK | 20 | 83.B6 | XT0240:21 | AUXILIARY PANEL A | 83.B5
AF0410:23 | WC4101 | UA1210S | SH | 20 | 83.B6 | XT0240:22 | AUXILIARY PANEL A | 83.B5
AF0410:09 | WC4102 | UA12211 | RED | 20 | 83.C6 | XT0240:23 | AUXILIARY PANEL A | 83.C5
AF0410:10 | WC4102 | UA12212 | WHT | 20 | 83.C6 | XT0240:24 | AUXILIARY PANEL A | 83.C5
AF0410:12 | WC4102 | UA12213 | BLK | 20 | 83.C6 | XT0240:25 | AUXILIARY PANEL A | 83.C5
AF0410:27 | WC4102 | UA1221S | SH | 20 | 83.C6 | XT0240:26 | AUXILIARY PANEL A | 83.C5
AF0410:13 | WC4103 | UA12201 | RED | 20 | 83.C6 | XT0240:27 | AUXILIARY PANEL A | 83.C5
AF0410:14 | WC4103 | UA12202 | WHT | 20 | 83.C6 | XT0240:28 | AUXILIARY PANEL A | 83.C5
AF0410:16 | WC4103 | UA12203 | BLK | 20 | 83.C6 | XT0240:29 | AUXILIARY PANEL A | 83.C5
AF0410:31 | WC4103 | UA1220S | SH | 20 | 83.C6 | XT0240:30 | AUXILIARY PANEL A | 83.C5
AF0420:01 | WC4200 | UA12311 | RED | 20 | 83.C6 | XT0240:31 | AUXILIARY PANEL A | 83.C5
AF0420:02 | WC4200 | UA12312 | WHT | 20 | 83.C6 | XT0240:32 | AUXILIARY PANEL A | 83.C5
AF0420:04 | WC4200 | UA12313 | BLK | 20 | 83.C6 | XT0240:33 | AUXILIARY PANEL A | 83.C5
AF0420:19 | WC4200 | UA1231S | SH | 20 | 83.C6 | XT0240:34 | AUXILIARY PANEL A | 83.D5
AF0420:05 | WC4201 | UA12301 | RED | 20 | 83.D6 | XT0240:35 | AUXILIARY PANEL A | 83.D5
AF0420:06 | WC4201 | UA12302 | WHT | 20 | 83.D6 | XT0240:36 | AUXILIARY PANEL A | 83.D5
AF0420:08 | WC4201 | UA12303 | BLK | 20 | 83.D6 | XT0240:37 | AUXILIARY PANEL A | 83.D5
AF0420:23 | WC4201 | UA1230S | SH | 20 | 83.D6 | XT0240:38 | AUXILIARY PANEL A | 83.D5
AF0420:11 | WC4202 | VE42441 | RED | 20 | 86.B6 | XT0240:11 | AUXILIARY PANEL A | 86.B5
AF0420:12 | WC4202 | VE42442 | BLK | 20 | 86.B6 | XT0240:14 | AUXILIARY PANEL A | 86.B5
AF0420:27 | WC4202 | VE4244S | SH | 20 | 86.B6 | XT0240:16 | AUXILIARY PANEL A | 86.B5
AF0420:15 | WC4203 | VE42341 | RED | 20 | 86.A6 | XT0240:2 | AUXILIARY PANEL A | 86.A5
AF0420:16 | WC4203 | VE42342 | BLK | 20 | 86.A6 | XT0240:5 | AUXILIARY PANEL A | 86.A5
AF0420:31 | WC4203 | VE4234S | SH | 20 | 86.A6 | XT0240:8 | AUXILIARY PANEL A | 86.A5
AF0450:01 | WC4500 | VE47651 | RED | 20 | 92.A7 | XT0240:3 | AUXILIARY PANEL A | 92.A5
AF0450:02 | WC4500 | VE47652 | WHT | 20 | 92.A7 | XT0240:6 | AUXILIARY PANEL A | 92.A5
AF0450:04 | WC4500 | VE47653 | BLK | 20 | 92.A7 | XT0240:9 | AUXILIARY PANEL A | 92.A5
AF0450:19 | WC4500 | VE4765S | SH | 20 | 92.A7 | XT0240:12 | AUXILIARY PANEL A | 92.A5
AF0450:09 | WC4502 | UA12621 | RED | 20 | 83.D6 | XT0240:39 | AUXILIARY PANEL A | 83.D5
AF0450:10 | WC4502 | UA12622 | WHT | 20 | 83.D6 | XT0240:40 | AUXILIARY PANEL A | 83.D5
AF0450:12 | WC4502 | UA12623 | BLK | 20 | 83.D6 | XT0240:41 | AUXILIARY PANEL A | 83.D5
AF0450:27 | WC4502 | UA1262S | SH | 20 | 83.D6 | XT0240:42 | AUXILIARY PANEL A | 83.D5
AF0055:00 | WC6571A | UA65718 | WHT | 16 | 95.A7 | UA6571:+8 | AUXILIARY PANEL A | 95.A5
AF0055:16 | WC6571A | UA65717 | BLK | 16 | 95.A7 | UA6571:-7 | AUXILIARY PANEL A | 95.A5
AF0055:48 | WC6571A | UA657148 | SH | 16 | 95.A7 | FW6571:1 | AUXILIARY PANEL A | 95.A6
AF0064:04 | WC6571B | UA657111 | WHT | 16 | 95.B7 | UA6571:+11 | AUXILIARY PANEL A | 95.A5
AF0064:20 | WC6571B | UA657110 | BLK | 16 | 95.B7 | UA6571:-10 | AUXILIARY PANEL A | 95.A5
AF0064:52 | WC6571B | UA757152 | SH | 16 | 95.B7 | FW6572:1 | AUXILIARY PANEL A | 95.A6
AF0055:04 | WC6581A | UA65818 | WHT | 16 | 95.B7 | UAI6581:+8 | AUXILIARY PANEL A | 95.B5
AF0055:20 | WC6581A | UA65817 | BLK | 16 | 95.B7 | UAI6581:-7 | AUXILIARY PANEL A | 95.B5
AF0055:52 | WC6581A | UA658152 | SH | 16 | 95.B7 | FW6571:2 | AUXILIARY PANEL A | 95.B6
AF0064:08 | WC6581B | UA65811 | WHT | 16 | 95.C7 | UAI6581:+11 | AUXILIARY PANEL A | 95.B5
AF0064:24 | WC6581B | UA658110 | BLK | 16 | 95.C7 | UAI6581:-10 | AUXILIARY PANEL A | 95.B5
AF0064:56 | WC6581B | UA658156 | SH | 16 | 95.C7 | FW65812131:1 | AUXILIARY PANEL A | 95.C6
AF0400:LBUS | WC8040 | * | BUS | CABLE | 51.B5 | AF0410:RBUS | AUXILIARY PANEL A | 51.B4
AF0410:LBUS | WC8041 | * | BUS | CABLE | 51.B4 | AF0420:RBUS | AUXILIARY PANEL A | 51.B3
AF0420:LBUS | WC8042 | * | BUS | CABLE | 51.B3 | AF0450:RBUS | AUXILIARY PANEL A | 51.B2
XT0011:1 | SC | 110NEG | WHT | 10 | 45.C5 | GD0525:- | AUX CONSOLE DOOR | 45.A2
XT0013:1 | SC | 0V | WHT | 6 | 47.C4 | GD0521:- | AUX CONSOLE DOOR | 46.A3
XT0014:1 | SC | 110POS | WHT | 10 | 45.B5 | GD0525:+ | AUX CONSOLE DOOR | 45.A2
XT0015:1 | SC | GD0521P, 21mm | BLU | 4 | 47.A2 | GD0521:+ | AUX CONSOLE DOOR | 46.A3
XT0251:1 | SC | 110POS | WHT | 10 | 45.D4 | GD0525:+ | AUX CONSOLE DOOR | 45.A2
XT0251:2 | SC | 110NEG | WHT | 10 | 45.D4 | GD0525:- | AUX CONSOLE DOOR | 45.A2
XT0252:1 | SC | GD0521P, 21mm | WHT | 4 | 46.C4 | GD0521:+ | AUX CONSOLE DOOR | 46.A3
XT0252:2 | SC | 0V | WHT | 6 | 46.D4 | GD0521:- | AUX CONSOLE DOOR | 46.A3
IEG0250:12 | SC | IEG03101 | GRN | 14 | 105.C7 | AF0317:SH | AUXILIARY PANEL B | 105.B6
KA0237:11 | SC | FCE21307 | WHT | 20 | 73.B5 | XT2100:7 | AUXILIARY PANEL B | 73.B4
KA0237:14 | SC | KA023714 | WHT | 20 | 73.B5 | KA0217:11 | AUXILIARY PANEL B | 73.B6
KA0237:21 | SC | FCE21407 | WHT | 20 | 75.B5 | XT2100:21 | AUXILIARY PANEL B | 75.B4
KA0237:24 | SC | KA023724 | WHT | 20 | 75.B5 | KA2140:11 | AUXILIARY PANEL B | 75.B6
XT0012:4 | SC | FU0211 | WHT | 14 | 47.B4 | FU0170:LI | AUXILIARY PANEL B | 52.A2
XT0112:3 | SC | FU0212,WHT | WHT | 14 | 47.B5 | XT0031:5 | AUXILIARY PANEL B | 105.A3
XT0200:14 | SC | FU0212,WHT | WHT | 20 | 90.C5 | XT0031:2 | AUXILIARY PANEL B | 117.A2
XT0200:15 | SC | KA0135A1 | WHT | 20 | 90.C5 | KA0136:A1 | AUXILIARY PANEL B | 117.C6
XT0200:34 | SC | XT62102B1 | WHT | 20 | 118.B3 | XT6210:1 B1 | AUXILIARY PANEL B | 118.B4
XT0200:35 | SC | KT015015 | WHT | 20 | 118.B3 | KT0150:15 | AUXILIARY PANEL B | 118.A5
XT0200:36 | SC | XT62402B1 | WHT | 20 | 118.C3 | XT6240:1 B1 | AUXILIARY PANEL B | 118.C4
XT0213:1 | SC | 0V | WHT | 16 | 47.D5 | XT0170:1 | AUXILIARY PANEL B | 52.A2
AF0450:L2 | WC0145 | AF0450L2 | ENET | CABLE | 3.C4 | AU0310:L1 | AUXILIARY PANEL B | 3.C5
AF0052:00 | WC4181 | FCE21301 | WHT | 12 | 73.A7 | XT2100:1 | AUXILIARY PANEL B | 73.A4
AF0052:16 | WC4181 | FCE21302 | BLK | 12 | 73.A7 | XT2100:2 | AUXILIARY PANEL B | 73.A4
AF0052:48 | WC4181 | FCE2130SH | SH | 12 | 73.A7 | XT2100:3 | AUXILIARY PANEL B | 73.A4
AF0052:02 | WC4187 | FCE21401 | WHT | 12 | 75.A7 | XT2100:15 | AUXILIARY PANEL B | 75.A4
AF0052:18 | WC4187 | FCE21402 | BLK | 12 | 75.A7 | XT2100:16 | AUXILIARY PANEL B | 75.A4
AF0052:50 | WC4187 | FCE2140S1 | SH | 12 | 75.A7 | XT2100:17 | AUXILIARY PANEL B | 75.A4
IEG0250:10 | SC | IEG02510 | GRN | 14 | 2.B5 | GR0080: | AUXILIARY PANEL C | 2.B5
IEG0250:11 | SC | IEG025011 | GRN | 14 | 50.B4 | AF0093:SH | AUXILIARY PANEL C | 50.B3
IEG0250:5 | SC | IEG02505 | GRN | 14 | 49.D6 | AF0086:SH | AUXILIARY PANEL C | 49.D5
IEG0250:8 | SC | IEG02508 | GRN | 14 | 2.B5 | GR0090: | AUXILIARY PANEL C | 2.B5
KA0221:11 | SC | 009506 | WHT | 20 | 77.A6 | AF0095:06 | AUXILIARY PANEL C | 77.A7
KA0221:A1 | SC | 008400 | WHT | 20 | 77.A6 | AF0084:00 | AUXILIARY PANEL C | 77.A7
KA0221:A2 | SC | 008416 | WHT | 20 | 77.A6 | AF0084:16 | AUXILIARY PANEL C | 77.A7
KA0222:A1 | SC | 008401 | WHT | 20 | 77.B6 | AF0084:01 | AUXILIARY PANEL C | 77.B7
KA0222:A2 | SC | 008417 | WHT | 20 | 77.B6 | AF0084:17 | AUXILIARY PANEL C | 77.B7
KA0233:11 | SC | FCE14207 | WHT | 20 | 61.B5 | XT1400:7 | AUXILIARY PANEL C | 61.B5
KA0233:14 | SC | 009104 | WHT | 20 | 61.B5 | AF0091:04 | AUXILIARY PANEL C | 61.B7
KA0234:11 | SC | FCE14407 | WHT | 20 | 62.B5 | XT1400:24 | AUXILIARY PANEL C | 62.B4
KA0234:14 | SC | 009102 | WHT | 20 | 62.B5 | AF0091:02 | AUXILIARY PANEL C | 62.B7
KA1020:A1 | SC | 008406 | WHT | 20 | 60.B5 | AF0084:06 | AUXILIARY PANEL C | 60.B7
KA1020:A2 | SC | 008422 | WHT | 20 | 60.B5 | AF0084:22 | AUXILIARY PANEL C | 60.B7
KA2113:A1 | SC | 008402 | WHT | 20 | 80.A6 | AF0084:02 | AUXILIARY PANEL C | 80.A7
KA2113:A2 | SC | 008418 | WHT | 20 | 80.A6 | AF0084:18 | AUXILIARY PANEL C | 80.A7
QF0209:11 | SC | 008101 | WHT | 20 | 46.D5 | AF0081:01 | AUXILIARY PANEL C | 46.D6
QF0210:11 | SC | 008133 | WHT | 20 | 46.D5 | AF0081:33 | AUXILIARY PANEL C | 46.D6
QF0211:11 | SC | 008212 | WHT | 20 | 45.D6 | AF0082:12 | AUXILIARY PANEL C | 45.D7
QF0211:14 | SC | 008244 | WHT | 20 | 45.D6 | AF0082:44 | AUXILIARY PANEL C | 45.D7
XT0012:4 | SC | FU0211 | WHT | 14 | 47.B4 | XT0211:1 | AUXILIARY PANEL C | 47.B3
XT0013:4 | SC | 0V | WHT | 14 | 47.D4 | XT0214:1 | AUXILIARY PANEL C | 47.D3
XT0112:5 | SC | KA016214 | WHT | 14 | 47.B5 | FU0081:LI | AUXILIARY PANEL C | 49.D1
XT0200:2 | SC | PS11702 | WHT | 16 | 68.A5 | AF0094:01 | AUXILIARY PANEL C | 68.B7
XT0200:4 | SC | SV21202 | WHT | 20 | 77.A5 | AF0095:22 | AUXILIARY PANEL C | 77.A7
AU0070:L2 | WC0139 | AU0070L2 | ENET | CABLE | 3.B4 | AU0080:L1 | AUXILIARY PANEL C | 3.B5
AF0410:L1 | WC0141 | AU0090L2 | ENET | CABLE | 3.C2 | AU0090:L2 | AUXILIARY PANEL C | 3.B6
AF0052:06 | WC4190 | FCE14201 | WHT | 12 | 61.A7 | XT1400:1 | AUXILIARY PANEL C | 61.A5
AF0052:22 | WC4190 | FCE14202 | BLK | 12 | 61.A7 | XT1400:2 | AUXILIARY PANEL C | 61.A5
AF0052:54 | WC4190 | FCE1420S1 | SH | 12 | 61.A7 | XT1400:3 | AUXILIARY PANEL C | 61.A5
AF0052:04 | WC4193 | FCE14401 | WHT | 12 | 62.A7 | XT1400:15 | AUXILIARY PANEL C | 62.A4
AF0052:20 | WC4193 | FCE14402 | BLK | 12 | 62.A7 | XT1400:16 | AUXILIARY PANEL C | 62.A4
AF0052:52 | WC4193 | FCE1440S1 | SH | 12 | 62.A7 | XT1400:17 | AUXILIARY PANEL C | 62.A4
AF0450:05 | WC4749 | UA15201 | RED | 20 | 69.A7 | UA1520:+24 | AUXILIARY PANEL C | 69.A5
AF0450:06 | WC4749 | UA15202 | CLR | 20 | 69.A7 | UA1520:OUT | AUXILIARY PANEL C | 69.A5
AF0450:08 | WC4749 | UA15203 | BLK | 20 | 69.A7 | UA1520:COM | AUXILIARY PANEL C | 69.A5
AF0450:23 | WC4749 | PE1520S | SH | 20 | 69.A7 | XT1521:1 | AUXILIARY PANEL C | 69.A5
XT0012:1 | SC | FU0211 | WHT | 10 | 47.A4 | FU0136:LI | CONTROL PANEL A | 11.A3
XT0013:1 | SC | 0V | WHT | 10 | 47.C4 | XT0134:1 | CONTROL PANEL A | 11.C3
AU0050:L1 | WC0136 | AU0360L2 | ENET | CABLE | 3.B2 | AU0360:L2 | CONTROL PANEL A | 3.A6
KA0161:A1 | SC | KA0245A1 | WHT | 20 | 55.C6 | XT0100:7 | CONTROL PANEL B | 15.D5
KA0162:A1 | SC | KA0250A1 | WHT | 20 | 55.C6 | XT0100:9 | CONTROL PANEL B | 15.D5
KA0233:A1 | SC | KA0231A1 | WHT | 20 | 55.B6 | XT0100:5 | CONTROL PANEL B | 15.C5
KA0235:11 | SC | KA016811 | WHT | 20 | 55.D6 | XT0100:23 | CONTROL PANEL B | 18.A5
KA0235:12 | SC | 034204 | WHT | 20 | 55.D6 | XT0100:24 | CONTROL PANEL B | 18.A5
KA0235:A1 | SC | ESTOP | WHT | 20 | 55.A6 | XT0100:2 | CONTROL PANEL B | 15.B3
XT0240:1 | WC1228 | UA12631 | RED-TR1 | 18 | 83.A5 | UA1263:VT | PROX BOX | 83.A3
XT0240:4 | WC1228 | UA12632 | WHT-TR1 | 18 | 83.A5 | UA1263:OUTPUT | PROX BOX | 83.A3
XT0240:7 | WC1228 | UA12633 | BLK-TR1 | 18 | 83.A5 | UA1263:COM | PROX BOX | 83.A3
XT0240:13 | WC1228 | UA12111 | RED-TR2 | 18 | 83.B5 | UA1211:VT | PROX BOX | 83.B3
XT0240:15 | WC1228 | UA12112 | WHT-TR2 | 18 | 83.B5 | UA1211:OUTPUT | PROX BOX | 83.B3
XT0240:17 | WC1228 | UA12113 | BLK-TR2 | 18 | 83.B5 | UA1211:COM | PROX BOX | 83.B3
XT0240:19 | WC1228 | UA12101 | RED-TR3 | 18 | 83.B5 | UA1210:VT | PROX BOX | 83.B3
XT0240:20 | WC1228 | UA12102 | WHT-TR3 | 18 | 83.B5 | UA1210:OUTPUT | PROX BOX | 83.B3
XT0240:21 | WC1228 | UA12103 | BLK-TR3 | 18 | 83.B5 | UA1210:COM | PROX BOX | 83.B3
XT0240:23 | WC1228 | UA12211 | RED-TR4 | 18 | 83.C5 | UA1221:VT | PROX BOX | 83.C3
XT0240:24 | WC1228 | UA12212 | WHT-TR4 | 18 | 83.C5 | UA1221:OUTPUT | PROX BOX | 83.C3
XT0240:25 | WC1228 | UA12213 | BLK-TR4 | 18 | 83.C5 | UA1221:COM | PROX BOX | 83.C3
XT0240:27 | WC1228 | UA12201 | RED-TR5 | 18 | 83.C5 | UA1220:VT | PROX BOX | 83.C3
XT0240:28 | WC1228 | UA12202 | WHT-TR5 | 18 | 83.C5 | UA1220:OUTPUT | PROX BOX | 83.C3
XT0240:29 | WC1228 | UA12203 | BLK-TR5 | 18 | 83.C5 | UA1220:COM | PROX BOX | 83.C3
XT0240:31 | WC1228 | UA12311 | RED-TR6 | 18 | 83.C5 | UA1231:VT | PROX BOX | 83.C3
XT0240:32 | WC1228 | UA12312 | WHT-TR6 | 18 | 83.C5 | UA1231:OUTPUT | PROX BOX | 83.C3
XT0240:33 | WC1228 | UA12313 | BLK-TR6 | 18 | 83.C5 | UA1231:COM | PROX BOX | 83.C3
XT0240:35 | WC1228 | UA12301 | RED-TR7 | 18 | 83.D5 | UA1230:VT | PROX BOX | 83.D3
XT0240:36 | WC1228 | UA12302 | WHT-TR7 | 18 | 83.D5 | UA1230:OUTPUT | PROX BOX | 83.D3
XT0240:37 | WC1228 | UA12303 | BLK-TR7 | 18 | 83.D5 | UA1230:COM | PROX BOX | 83.D3
XT0240:39 | WC1228 | UA12621 | RED-TR8 | 18 | 83.D5 | UA1262:VT | PROX BOX | 83.D3
XT0240:40 | WC1228 | UA12622 | WHT-TR8 | 18 | 83.D5 | UA1262:OUTPUT | PROX BOX | 83.D3
XT0240:41 | WC1228 | UA12623 | BLK-TR8 | 18 | 83.D5 | UA1262:COM | PROX BOX | 83.D3
SolarTools ver. 24.0.84.24712 (Jul 31, 2025)
Report date: 3/2/2026 7:12 AM

## AUXILIARY PANEL B
AUXILIARY PANEL B
AUXILIARY CONSOLE EE25
Project # | G9300
Project Name | KGHM RETROFI
Revision | A.9
Controls DE | G. MENDOZA
Phone:
Controls ME | N. CARPENTER
Phone:
From | [5 empty] | To
Device ID | Cable (W) Conductor (SC) Jumper Clip (JC) | Wire No. | Wire ID | Gauge/Size | Page/Zone | Device ID | Location | Page/Zone
XT0031:1 | JC | FU0212,WHT | CLIP | --- | 117.A2 | XT0031:2 | AUXILIARY PANEL B | 117.A2
XT0031:2 | JC | FU0212,WHT | CLIP | --- | 117.A2 | XT0031:3 | AUXILIARY PANEL B | 117.A2
XT0031:3 | JC | FU0212,WHT | CLIP | --- | 117.A2 | XT0031:4 | AUXILIARY PANEL B | 117.A2
XT0032:1 | JC | 0V | CLIP | --- | 117.A2 | XT0032:2 | AUXILIARY PANEL B | 117.A2
XT0170:1 | JC | 0V | CLIP | --- | 52.A2 | XT0170:2 | AUXILIARY PANEL B | 52.A2
XT0170:2 | JC | 0V | CLIP | --- | 52.A2 | XT0170:3 | AUXILIARY PANEL B | 52.B2
XT0170:3 | JC | 0V | CLIP | --- | 52.B2 | XT0170:4 | AUXILIARY PANEL B | 52.C2
XT0310:1 | JC | 0V | CLIP | --- | 105.C1 | XT0310:2 | AUXILIARY PANEL B | 105.C1
XT0310:2 | JC | 0V | CLIP | --- | 105.C1 | XT0310:3 | AUXILIARY PANEL B | 105.C1
XT0310:3 | JC | 0V | CLIP | --- | 105.C1 | XT0310:4 | AUXILIARY PANEL B | 105.C1
AF0311:00 | SC | 031100 | WHT | 20 | 106.A7 | XT0415:1 | AUXILIARY PANEL B | 106.A4
AF0311:01 | SC | 031101 | WHT | 20 | 106.A7 | KA0133:A1 | AUXILIARY PANEL B | 106.A5
AF0311:02 | SC | 031102 | WHT | 20 | 106.B7 | KA0143:14 | AUXILIARY PANEL B | 106.B5
AF0311:03 | SC | 031103 | WHT | 20 | 118.A7 | XT6210:2 B2 | AUXILIARY PANEL B | 118.A5
AF0311:04 | SC | 031104 | WHT | 20 | 118.B7 | XT6240:2 B2 | AUXILIARY PANEL B | 118.B5
AF0311:05 | SC | 031105 | WHT | 20 | 106.C7 | KA0151:14 | AUXILIARY PANEL B | 106.C5
AF0311:06 | SC | 031106 | WHT | 20 | 106.C7 | KA0151:24 | AUXILIARY PANEL B | 106.C5
AF0311:16 | SC | 031116 | WHT | 20 | 106.A7 | XT0415:2 | AUXILIARY PANEL B | 106.A4
AF0311:17 | SC | 031117 | WHT | 20 | 106.A7 | KA0133:A2 | AUXILIARY PANEL B | 106.A5
AF0311:18 | SC | 031118 | WHT | 20 | 106.B7 | XT0415:4 | AUXILIARY PANEL B | 106.B4
AF0311:19 | SC | 031119 | WHT | 20 | 118.A7 | KT0150:18 | AUXILIARY PANEL B | 118.A5
AF0311:21 | SC | KA6211A2 | WHT | 20 | 106.C7 | XT0415:6 | AUXILIARY PANEL B | 106.C4
AF0311:22 | SC | KA6241A2 | WHT | 20 | 106.C7 | XT0415:8 | AUXILIARY PANEL B | 106.C4
AF0311:37 | SC | 031137 | WHT | 20 | 106.C7 | KA0155:14 | AUXILIARY PANEL B | 106.C5
AF0311:38 | SC | 031138 | WHT | 20 | 106.C7 | KA0155:24 | AUXILIARY PANEL B | 106.C5
AF0311:COM | SC | 0V | WHT | 14 | 105.C2 | XT0310:2 | AUXILIARY PANEL B | 105.C1
AF0311:J | SC | * |  |  | 105.C2 | AF0312:P | AUXILIARY PANEL B | 105.C3
AF0311:V+ | SC | FU0311 | WHT | 14 | 105.C2 | FU0311:LD | AUXILIARY PANEL B | 105.C1
AF0312:00 | SC | KM202B7A1 | WHT | 20 | 107.A6 | XT0415:13 | AUXILIARY PANEL B | 107.A4
AF0312:01 | SC | KM202F7A1 | WHT | 20 | 107.B6 | XT0415:17 | AUXILIARY PANEL B | 107.B4
AF0312:02 | SC | KM203D7A1 | WHT | 20 | 107.D6 | XT0415:23 | AUXILIARY PANEL B | 107.D4
AF0312:03 | SC | 031203 | WHT | 20 | 108.B6 | XT0415:29 | AUXILIARY PANEL B | 108.B5
AF0312:04 | SC | KA203B7A1 | WHT | 20 | 107.C6 | XT0415:21 | AUXILIARY PANEL B | 107.C4
AF0312:05 | SC | 031205 | WHT | 20 | 108.A6 | XT0415:25 | AUXILIARY PANEL B | 108.A5
AF0312:06 | SC | 031206 | WHT | 20 | 108.A6 | XT0415:27 | AUXILIARY PANEL B | 108.A5
AF0312:07 | SC | KM202D7A1 | WHT | 20 | 107.A6 | XT0415:15 | AUXILIARY PANEL B | 107.A4
AF0312:08 | SC | KM202G7A1 | WHT | 20 | 107.B6 | XT0415:19 | AUXILIARY PANEL B | 107.C4
AF0312:09 | SC | 031209 | WHT | 20 | 108.B6 | XT0415:31 | AUXILIARY PANEL B | 108.B5
AF0312:16 | SC | KM202B7A2 | WHT | 20 | 107.A6 | XT0415:14 | AUXILIARY PANEL B | 107.A4
AF0312:17 | SC | KM202F7A2 | WHT | 20 | 107.B6 | XT0415:18 | AUXILIARY PANEL B | 107.B4
AF0312:18 | SC | KM203D7A2 | WHT | 20 | 107.D6 | XT0415:24 | AUXILIARY PANEL B | 107.D4
AF0312:19 | SC | 031219 | WHT | 20 | 108.B6 | XT0415:30 | AUXILIARY PANEL B | 108.B5
AF0312:20 | SC | KA203B7A2 | WHT | 20 | 107.C6 | XT0415:22 | AUXILIARY PANEL B | 107.C4
AF0312:21 | SC | 031221 | WHT | 20 | 108.A6 | XT0415:26 | AUXILIARY PANEL B | 108.A5
AF0312:22 | SC | 031222 | WHT | 20 | 108.A6 | XT0415:28 | AUXILIARY PANEL B | 108.B5
AF0312:23 | SC | KM202D7A2 | WHT | 20 | 107.A6 | XT0415:16 | AUXILIARY PANEL B | 107.B4
AF0312:24 | SC | KM202G7A2 | WHT | 20 | 107.B6 | XT0415:20 | AUXILIARY PANEL B | 107.C4
AF0312:25 | SC | 031225 | WHT | 20 | 108.B6 | XT0415:32 | AUXILIARY PANEL B | 108.C5
AF0312:COM | SC | 0V | WHT | 14 | 105.C3 | XT0310:3 | AUXILIARY PANEL B | 105.C1
AF0312:J | SC | * |  |  | 105.C3 | AF0313:P | AUXILIARY PANEL B | 105.C3
AF0312:V+ | SC | FU0312 | WHT | 14 | 105.C3 | FU0312:LD | AUXILIARY PANEL B | 105.C1
AF0313:05 | SC | 031305 | WHT | 20 | 118.B7 | XT6210:1 B2 | AUXILIARY PANEL B | 118.B4
AF0313:06 | SC | 031306 | WHT | 20 | 118.C7 | XT6240:1 B2 | AUXILIARY PANEL B | 118.C4
AF0313:07 | SC | 031307 | WHT | 20 | 106.D7 | KA0152:14 | AUXILIARY PANEL B | 106.D5
AF0313:08 | SC | 031308 | WHT | 20 | 106.D7 | KA0152:24 | AUXILIARY PANEL B | 106.D5
AF0313:23 | SC | KA6212A2 | WHT | 20 | 106.D7 | XT0415:10 | AUXILIARY PANEL B | 106.D4
AF0313:24 | SC | KA6412A2 | WHT | 20 | 106.D7 | XT0415:12 | AUXILIARY PANEL B | 106.D4
AF0313:39 | SC | 031339 | WHT | 20 | 106.D7 | KA0177:14 | AUXILIARY PANEL B | 106.D5
AF0313:40 | SC | 031340 | WHT | 20 | 106.D7 | KA0177:24 | AUXILIARY PANEL B | 106.D5
AF0313:COM | SC | 0V | WHT | 14 | 105.C3 | XT0310:4 | AUXILIARY PANEL B | 105.C1
AF0313:J | SC | * |  |  | 105.C3 | AF0314:P | AUXILIARY PANEL B | 105.C4
AF0313:V+ | SC | FU0313 | WHT | 14 | 105.C3 | FU0313:LD | AUXILIARY PANEL B | 105.C1
AF0314:01 | SC | 031401 | WHT | 20 | 109.B7 | SA3170:3 | AUXILIARY PANEL B | 109.B4
AF0314:03 | SC | 031403 | WHT | 20 | 109.D7 | KA0136:21 | AUXILIARY PANEL B | 109.D4
AF0314:04 | SC | 031404 | WHT | 20 | 109.D7 | KA0137:11 | AUXILIARY PANEL B | 109.D4
AF0314:05 | SC | 031405 | WHT | 20 | 110.A6 | KA0129:14 | AUXILIARY PANEL B | 110.A5
AF0314:33 | SC | 031433 | WHT | 20 | 109.B7 | SA3170:4 | AUXILIARY PANEL B | 109.B4
AF0314:35 | SC | 031435 | WHT | 20 | 109.D7 | KA0136:24 | AUXILIARY PANEL B | 109.D4
AF0314:36 | SC | 031436 | WHT | 20 | 109.D7 | KA0137:14 | AUXILIARY PANEL B | 109.D4
AF0314:37 | SC | 031437 | WHT | 20 | 110.A6 | KA0129:11 | AUXILIARY PANEL B | 110.A5
AF0314:COM | SC | AF0314N | WHT | 16 | 105.C4 | AF0315:COM | AUXILIARY PANEL B | 105.C5
AF0314:COM | SC | AU0310N | WHT | 16 | 105.C4 | AU0310:COM | AUXILIARY PANEL B | 105.B2
AF0314:J | SC | * |  |  | 105.C4 | AF0315:P | AUXILIARY PANEL B | 105.C5
AF0314:V+ | SC | AF0314P | WHT | 16 | 105.C4 | AF0315:V+ | AUXILIARY PANEL B | 105.C5
AF0314:V+ | SC | AU0310P | WHT | 16 | 105.C4 | AU0310:V+ | AUXILIARY PANEL B | 105.B2
AF0315:00 | SC | 031500 | WHT | 20 | 111.A7 | XT0415:36 | AUXILIARY PANEL B | 111.A5
AF0315:01 | SC | 031501 | WHT | 20 | 111.B7 | XT0415:38 | AUXILIARY PANEL B | 111.B5
AF0315:02 | SC | 031502 | WHT | 20 | 111.C7 | XT0415:40 | AUXILIARY PANEL B | 111.C5
AF0315:03 | SC | 031503 | WHT | 20 | 111.C7 | XT0415:42 | AUXILIARY PANEL B | 111.C5
AF0315:32 | SC | 031532 | WHT | 20 | 111.A7 | XT0415:35 | AUXILIARY PANEL B | 111.A5
AF0315:33 | SC | 031533 | WHT | 20 | 111.B7 | XT0415:37 | AUXILIARY PANEL B | 111.B5
AF0315:34 | SC | 031534 | WHT | 20 | 111.C7 | XT0415:39 | AUXILIARY PANEL B | 111.C5
AF0315:35 | SC | 031535 | WHT | 20 | 111.C7 | XT0415:41 | AUXILIARY PANEL B | 111.C5
AF0315:COM | SC | AF0315N | WHT | 16 | 105.C5 | AF0316:COM | AUXILIARY PANEL B | 105.C5
AF0315:J | SC | * |  |  | 105.C5 | AF0316:P | AUXILIARY PANEL B | 105.C5
AF0315:V+ | SC | AF0315P | WHT | 16 | 105.C5 | AF0316:V+ | AUXILIARY PANEL B | 105.C5
AF0316:04 | SC | 031604 | WHT | 20 | 113.A7 | UA3170:42 | AUXILIARY PANEL B | 113.A4
AF0316:20 | SC | 031620 | WHT | 20 | 113.A7 | UA3170:41 | AUXILIARY PANEL B | 113.A4
AF0316:COM | SC | AF0316N | WHT | 16 | 105.C5 | AF0317:COM | AUXILIARY PANEL B | 105.B6
AF0316:J | SC | * |  |  | 105.C5 | AF0317:P | AUXILIARY PANEL B | 105.B6
AF0316:SH | SC | AF0316G | GRN | 14 | 105.C5 | AF0317:SH | AUXILIARY PANEL B | 105.B6
AF0316:SH | SC | AU0310 | GRN | 14 | 105.C5 | AU0310:GND | AUXILIARY PANEL B | 105.B2
AF0316:V+ | SC | AF0316P | WHT | 16 | 105.C5 | AF0317:V+ | AUXILIARY PANEL B | 105.B6
AT0175:12 | SC | MV03112 | WHT | 20 | 97.A7 | XT0172:31 | AUXILIARY PANEL B | 97.B5
AT0175:14 | SC | SH650014 | WHT | 20 | 99.A6 | XT0172:38 | AUXILIARY PANEL B | 99.A5
AT0175:15 | SC | SH6500X2 | WHT | 20 | 99.A6 | XT0172:40 | AUXILIARY PANEL B | 99.A5
AT0175:17 | SC | HL0171X3 | WHT | 20 | 56.A7 | XT0172:10 | AUXILIARY PANEL B | 56.A5
AT0175:18 | SC | HL0171X2 | WHT | 20 | 56.A7 | XT0172:11 | AUXILIARY PANEL B | 56.A5
AT0175:20 | SC | HL0172X3 | WHT | 20 | 56.B7 | XT0172:12 | AUXILIARY PANEL B | 56.B5
AT0175:21 | SC | HL0172X2 | WHT | 20 | 56.B7 | XT0172:13 | AUXILIARY PANEL B | 56.B5
AT0175:GND | SC | AT0175G | GRN/YEL | 14 | 52.B5 | FRAME | AUXILIARY PANEL B | 52.C6
AT0176:14 | SC | AT017614 | WHT | 20 | 53.D6 | XT0172:5 | AUXILIARY PANEL B | 53.D6
AT0176:15 | SC | KA6500A2 | WHT | 20 | 53.D6 | XT0172:6 | AUXILIARY PANEL B | 53.D6
AT0176:18 | SC | SV66122 | WHT | 20 | 97.B7 | XT0172:36 | AUXILIARY PANEL B | 97.B5
AT0176:2 | SC | HAL67103 | WHT | 16 | 93.A7 | XT0172:15 | AUXILIARY PANEL B | 93.A5
AT0176:20 | SC | AT017620 | LEAD | --- | 98.C6 | RR6610: -10K OHM | AUXILIARY PANEL B | 98.C5
AT0176:21 | SC | AT017621 | LEAD | --- | 98.C6 | RR6610: -10K OHM | AUXILIARY PANEL B | 98.C5
AT0176:23 | SC | HAL67101 |  | 16 | 93.A7 | XT0172:14 | AUXILIARY PANEL B | 93.A5
AT0176:24 | SC | HAL67102 | WHT | 16 | 93.A7 | XT0172:16 | AUXILIARY PANEL B | 93.A5
AT0176:3 | SC | HAL67104 | WHT | 16 | 93.A7 | XT0172:17 | AUXILIARY PANEL B | 93.B5
AT0176:4P1 | SC | AT01764P1 | WHT | 14 | 52.C5 | AT0178:1P1 | AUXILIARY PANEL B | 52.D5
AT0176:5 | SC | AT01765 | WHT | 20 | 53.D6 | XT0172:2 | AUXILIARY PANEL B | 53.D6
AT0176:5P1 | SC | AT01765P1 | WHT | 14 | 52.C5 | AT0178:2P1 | AUXILIARY PANEL B | 52.D5
AT0176:6 | SC | KA0173A2 | WHT | 20 | 53.D6 | XT0172:3 | AUXILIARY PANEL B | 53.D6
AT0176:8 | SC | DT65001 | WHT | 20 | 99.B6 | XT0172:35 | AUXILIARY PANEL B | 99.B5
AT0176:9 | SC | DT65002 | WHT | 20 | 99.B6 | XT0172:37 | AUXILIARY PANEL B | 99.B5
AT0176:GND | SC | AT0176G | GRN/YEL | 14 | 52.C5 | FG177:1 | AUXILIARY PANEL B | 52.C6
AT0178:11 | SC | AT017811 | LEAD | --- | 100.D6 | RR0178S8:-10K OHM | AUXILIARY PANEL B | 100.D6
AT0178:12 | SC | AT017812 | LEAD | --- | 100.D6 | RR0178S8:-10K OHM | AUXILIARY PANEL B | 100.D6
AT0178:14 | SC | AT017814 | LEAD | --- | 100.A6 | RR6611:-10K OHM | AUXILIARY PANEL B | 100.A6
AT0178:15 | SC | AT017815 | LEAD | --- | 100.A6 | RR6611:-10K OHM | AUXILIARY PANEL B | 100.A6
AT0178:17 | SC | AT017817 | LEAD | --- | 100.B6 | RR0178S6:-10K OHM | AUXILIARY PANEL B | 100.C6
AT0178:18 | SC | AT017818 | LEAD | --- | 100.B6 | RR0178S6:-10K OHM | AUXILIARY PANEL B | 100.C6
AT0178:23 | SC | VD0178 | WHT | 20 | 54.A6 | XT0172:9 | AUXILIARY PANEL B | 54.A6
AT0178:24 | SC | KA0178A2 | WHT | 20 | 54.A6 | XT0172:8 | AUXILIARY PANEL B | 54.A6
AT0178:8 | SC | AT017808 | LEAD | --- | 100.C6 | RR0178S7:-10K OHM | AUXILIARY PANEL B | 100.C6
AT0178:9 | SC | AT017809 | LEAD | --- | 100.C6 | RR0178S7:-10K OHM | AUXILIARY PANEL B | 100.C6
AT0178:GND | SC | AT0178G | GRN/YEL | 14 | 52.D5 | FG179:1 | AUXILIARY PANEL B | 52.D6
AU0310:COM | SC | 0V | WHT | 14 | 105.B2 | XT0310:1 | AUXILIARY PANEL B | 105.C1
AU0310:V+ | SC | FU0310 | WHT | 14 | 105.B2 | FU0310:LD | AUXILIARY PANEL B | 105.C1
FU0170:LI | SC | FU0211 | WHT | 12 | 52.A2 | FU0171:LI | AUXILIARY PANEL B | 52.A2
FU0171:LI | SC | FU0211 | WHT | 12 | 52.A2 | FU0172:LI | AUXILIARY PANEL B | 52.C2
FU0172:LD | SC | FU0172 | WHT | 16 | 52.C2 | KA0178:11 | AUXILIARY PANEL B | 54.A2
FU0172:LI | SC | FU0211 | WHT | 12 | 52.C2 | FU0173:LI | AUXILIARY PANEL B | 52.C2
FU0173:LI | SC | FU0211 | WHT | 12 | 52.C2 | FU0174:LI | AUXILIARY PANEL B | 52.C2
FU0174:LD | SC | FU0174 | WHT | 16 | 52.C2 | KA0172:12 | AUXILIARY PANEL B | 53.B4
FU0310:LI | SC | FU0212,WHT | WHT | 14 | 105.C1 | XT0031:5 | AUXILIARY PANEL B | 105.A3
FU0310:LI | SC | FU0212,WHT | WHT | 14 | 105.C1 | FU0311:LI | AUXILIARY PANEL B | 105.C1
FU0311:LI | SC | FU0212,WHT | WHT | 14 | 105.C1 | FU0313:LI | AUXILIARY PANEL B | 105.C1
FU0312:LI | SC | KA015311 | WHT | 16 | 105.C1 | KA0153:11 | AUXILIARY PANEL B | 105.A2
GR0170: | SC | GR0170 | GRN/YEL | 14 | 2.B5 | FG0170:1 | AUXILIARY PANEL B | 2.B4
GR0171: | SC | GR0171 | GRN/YEL | 14 | 2.B5 | FG0171:1 | AUXILIARY PANEL B | 2.B4
KA0129:21 | SC | KA013824 | WHT | 20 | 117.B5 | KA0138:24 | AUXILIARY PANEL B | 117.B4
KA0129:24 | SC | KT0144B1 | WHT | 20 | 117.B5 | KT0144:B1 | AUXILIARY PANEL B | 117.B6
KA0129:A1 | SC | KA0231A1 | WHT | 20 | 116.A4 | KA0131:A1 | AUXILIARY PANEL B | 116.A4
KA0129:A1 | SC | KA0231A1 | WHT | 20 | 116.A4 | XT0120:3 | AUXILIARY PANEL B | 116.A3
KA0129:A2 | SC | 0V | WHT | 20 | 116.A4 | KA0131:A2 | AUXILIARY PANEL B | 116.A4
KA0131:11 | SC | KA013111 | WHT | 20 | 117.C3 | KA0177:A1 | AUXILIARY PANEL B | 117.C6
KA0131:12 | SC | KT014216 | WHT | 20 | 117.C3 | KT0142:16 | AUXILIARY PANEL B | 117.C2
KA0131:14 | SC | KA015422 | WHT | 20 | 117.C3 | KA0154:22 | AUXILIARY PANEL B | 117.C2
KA0131:A1 | SC | KA0231A1 | WHT | 20 | 116.A4 | KA0132:A1 | AUXILIARY PANEL B | 116.A4
KA0131:A2 | SC | 0V | WHT | 20 | 116.A4 | KA0132:A2 | AUXILIARY PANEL B | 116.A4
KA0132:11 | SC | FU0212,WHT | WHT | 20 | 117.A3 | KA0133:11 | AUXILIARY PANEL B | 117.A3
KA0132:11 | SC | FU0212,WHT | WHT | 20 | 117.A3 | XT0031:4 | AUXILIARY PANEL B | 117.A2
KA0132:12 | SC | KT0141A1 | WHT | 20 | 117.A3 | KT0142:A1 | AUXILIARY PANEL B | 117.A6
KA0132:12 | SC | KT0141A1 | WHT | 20 | 117.A3 | KA0133:12 | AUXILIARY PANEL B | 117.A3
KA0132:21 | SC | KA013221 | WHT | 20 | 117.D4 | SA3170:1 | AUXILIARY PANEL B | 117.D5
KA0132:22 | SC | KA013222 | WHT | 20 | 117.D4 | KA0137:24 | AUXILIARY PANEL B | 117.D2
KA0132:22 | SC | KA013222 | WHT | 20 | 117.D4 | KT0141:18 | AUXILIARY PANEL B | 117.D2
KA0132:24 | SC | KA013224 | WHT | 20 | 117.D4 | KA0134:14 | AUXILIARY PANEL B | 117.D3
KA0132:A2 | SC | 0V | WHT | 20 | 116.A4 | KA0153:A2 | AUXILIARY PANEL B | 116.A4
KA0134:11 | SC | FU0212,WHT | WHT | 20 | 117.D3 | KT0144:15 | AUXILIARY PANEL B | 117.D2
KA0134:11 | SC | FU0212,WHT | WHT | 20 | 117.D3 | KT0142:15 | AUXILIARY PANEL B | 117.D2
KA0135:11 | SC | KA013511 | WHT | 20 | 115.A6 | XT0120:1 | AUXILIARY PANEL B | 115.A5
KA0135:14 | SC | KA013514 | WHT | 20 | 115.A6 | XT0120:2 | AUXILIARY PANEL B | 115.A5
KA0135:A1 | SC | KA0135A1 | WHT | 20 | 117.C6 | KA0136:A1 | AUXILIARY PANEL B | 117.C6
KA0135:A2 | SC | 0V | WHT | 20 | 117.C6 | KA0136:A2 | AUXILIARY PANEL B | 117.C6
KA0135:A2 | SC | 0V | WHT | 20 | 117.C6 | KA0177:A2 | AUXILIARY PANEL B | 117.C6
KA0136:11 | SC | FU0212,WHT | WHT | 20 | 117.B3 | XT0031:3 | AUXILIARY PANEL B | 117.A2
KA0136:11 | SC | FU0212,WHT | WHT | 20 | 117.B3 | KA0150:21 | AUXILIARY PANEL B | 117.B5
KA0136:14 | SC | KA013614 | WHT | 20 | 117.B3 | KA0138:21 | AUXILIARY PANEL B | 117.B4
KA0136:A2 | SC | 0V | WHT | 20 | 117.C6 | KA0137:A2 | AUXILIARY PANEL B | 117.D6
KA0137:21 | SC | FU0212,WHT | WHT | 20 | 117.D2 | KT0144:15 | AUXILIARY PANEL B | 117.D2
KA0137:A1 | SC | KA0137A1 | WHT | 20 | 117.D6 | KT0142:18 | AUXILIARY PANEL B | 117.D2
KA0137:A2 | SC | 0V | WHT | 20 | 117.D6 | KA0138:A2 | AUXILIARY PANEL B | 117.D6
KA0138:11 | SC | KM204I7A1 | WHT | 20 | 109.B5 | XT0415:33 | AUXILIARY PANEL B | 109.B4
KA0138:14 | SC | FU0212,WHT | WHT | 20 | 109.B5 | XT0031:3 | AUXILIARY PANEL B | 117.A2
KA0138:A1 | SC | KA0138A1 | WHT | 20 | 117.D6 | SA3170:2 | AUXILIARY PANEL B | 117.D5
KA0143:11 | SC | 014311 | WHT | 20 | 106.B5 | KA0144:14 | AUXILIARY PANEL B | 106.B5
KA0143:A1 | SC | KA0245A1 | WHT | 20 | 116.B4 | KA0153:A1 | AUXILIARY PANEL B | 116.A4
KA0143:A2 | SC | 0V | WHT | 20 | 116.B4 | KA0153:A2 | AUXILIARY PANEL B | 116.A4
KA0143:A2 | SC | 0V | WHT | 20 | 116.B4 | KA0154:A2 | AUXILIARY PANEL B | 116.B4
KA0144:11 | SC | 014411 | WHT | 20 | 106.B5 | XT0415:3 | AUXILIARY PANEL B | 106.B4
KA0144:A1 | SC | KA0250A1 | WHT | 20 | 116.B4 | KA0154:A1 | AUXILIARY PANEL B | 116.B4
KA0144:A2 | SC | 0V | WHT | 20 | 116.B4 | KA0154:A2 | AUXILIARY PANEL B | 116.B4
KA0144:A2 | SC | 0V | WHT | 20 | 116.B4 | XT0120:6 | AUXILIARY PANEL B | 116.B3
KA0150:14 | SC | KT0150B1 | WHT | 20 | 117.C5 | KT0150:B1 | AUXILIARY PANEL B | 117.B6
KA0150:21 | SC | FU0212,WHT | WHT | 20 | 117.B5 | KT0150:A1 | AUXILIARY PANEL B | 117.B6
KA0150:22 | SC | KT0145A1 | WHT | 20 | 117.B5 | KT0145:A1 | AUXILIARY PANEL B | 117.B6
KA0150:A1 | SC | KA024614 | WHT | 20 | 116.C4 | KA0151:A1 | AUXILIARY PANEL B | 116.C4
KA0150:A1 | SC | KA024614 | WHT | 20 | 116.C4 | XT0120:8 | AUXILIARY PANEL B | 116.C3
KA0150:A2 | SC | 0V | WHT | 20 | 116.C4 | XT0032:2 | AUXILIARY PANEL B | 117.A2
KA0150:A2 | SC | 0V | WHT | 20 | 116.C4 | KA0151:A2 | AUXILIARY PANEL B | 116.C4
KA0151:11 | SC | KA6211A1 | WHT | 20 | 106.C5 | XT0415:5 | AUXILIARY PANEL B | 106.C4
KA0151:14 | SC | 031105 | WHT | 20 | 106.C5 | KA0155:11 | AUXILIARY PANEL B | 106.C5
KA0151:21 | SC | KA6241A1 | WHT | 20 | 106.C5 | XT0415:7 | AUXILIARY PANEL B | 106.C4
KA0151:24 | SC | 031106 | WHT | 20 | 106.C5 | KA0155:21 | AUXILIARY PANEL B | 106.C5
KA0151:A1 | SC | KA024614 | WHT | 20 | 116.C4 | KA0152:A1 | AUXILIARY PANEL B | 116.C4
KA0151:A2 | SC | 0V | WHT | 20 | 116.C4 | KA0152:A2 | AUXILIARY PANEL B | 116.C4
KA0152:11 | SC | KA6212A1 | WHT | 20 | 106.D5 | XT0415:9 | AUXILIARY PANEL B | 106.D4
KA0152:14 | SC | 031307 | WHT | 20 | 106.D5 | KA0177:11 | AUXILIARY PANEL B | 106.D5
KA0152:21 | SC | KA6412A1 | WHT | 20 | 106.D5 | XT0415:11 | AUXILIARY PANEL B | 106.D4
KA0152:24 | SC | 031308 | WHT | 20 | 106.D5 | KA0177:21 | AUXILIARY PANEL B | 106.D5
KA0153:14 | SC | KA015314 | WHT | 16 | 105.A2 | KA0154:11 | AUXILIARY PANEL B | 105.A2
KA0153:21 | SC | FU0212,WHT | WHT | 20 | 117.C2 | KA0154:21 | AUXILIARY PANEL B | 117.C2
KA0153:A1 | SC | KA0245A1 | WHT | 20 | 116.A4 | XT0120:4 | AUXILIARY PANEL B | 116.A3
KA0154:14 | SC | FU0212,WHT | WHT | 16 | 105.A2 | XT0031:5 | AUXILIARY PANEL B | 105.A3
KA0154:21 | SC | FU0212,WHT | WHT | 20 | 117.C2 | XT0031:2 | AUXILIARY PANEL B | 117.A2
KA0154:22 | SC | KA015422 | WHT | 20 | 117.C2 | KA0153:22 | AUXILIARY PANEL B | 117.C2
KA0154:A1 | SC | KA0250A1 | WHT | 20 | 116.B4 | XT0120:5 | AUXILIARY PANEL B | 116.B3
KA0155:A1 | SC | KA013111 | WHT | 20 | 117.C6 | KA0156:A1 | AUXILIARY PANEL B | 117.C6
KA0155:A1 | SC | KA013111 | WHT | 20 | 117.C6 | KA0177:A1 | AUXILIARY PANEL B | 117.C6
KA0155:A2 | SC | 0V | WHT | 20 | 117.C6 | KA0177:A2 | AUXILIARY PANEL B | 117.C6
KA0155:A2 | SC | 0V | WHT | 20 | 117.C6 | KA0156:A2 | AUXILIARY PANEL B | 117.C6
KA0156:11 | SC | KA015611 | WHT | 20 | 118.A6 | XT6240:2 T2 | AUXILIARY PANEL B | 118.B5
KA0156:11 | SC | KA015611 | WHT | 20 | 118.A6 | XT6210:2 T2 | AUXILIARY PANEL B | 118.A5
KA0156:14 | SC | FU0212,WHT | WHT | 20 | 118.A6 | XT0031:2 | AUXILIARY PANEL B | 117.A2
KA0156:A2 | SC | 0V | WHT | 20 | 117.C6 | KT0150:A2 | AUXILIARY PANEL B | 117.B6
KA0172:11 | SC | KA017211 | WHT | 20 | 53.B4 | KA0173:12 | AUXILIARY PANEL B | 53.B3
KA0172:12 | SC | FU0174 | WHT | 16 | 53.B4 | KA0174:11 | AUXILIARY PANEL B | 53.B4
KA0172:A2 | SC | 0V | WHT | 20 | 53.B5 | XT0170:3 | AUXILIARY PANEL B | 52.B2
KA0172:A2 | SC | 0V | WHT | 20 | 53.B5 | KA0174:A2 | AUXILIARY PANEL B | 53.B5
KA0173:A1 | SC | KA0173A1 | WHT | 20 | 53.D5 | XT0172:1 | AUXILIARY PANEL B | 53.D5
KA0173:A2 | SC | KA0173A2 | WHT | 20 | 53.D5 | XT0172:3 | AUXILIARY PANEL B | 53.D6
KA0174:A2 | SC | 0V | WHT | 20 | 53.B5 | KA0175:A2 | AUXILIARY PANEL B | 53.C5
KA0175:A2 | SC | 0V | WHT | 20 | 53.C5 | KA0176:A2 | AUXILIARY PANEL B | 53.C5
KA0178:A1 | SC | KA0178A1 | WHT | 20 | 54.A5 | XT0172:7 | AUXILIARY PANEL B | 54.A5
KA0178:A2 | SC | KA0178A2 | WHT | 20 | 54.A5 | XT0172:8 | AUXILIARY PANEL B | 54.A6
KA0217:14 | SC | FCE21308 | WHT | 20 | 73.B6 | XT2100:8 | AUXILIARY PANEL B | 73.B4
KA2140:14 | SC | FCE21408 | WHT | 20 | 75.B6 | XT2100:22 | AUXILIARY PANEL B | 75.B4
KA6500:A1 | SC | KA6500A1 | WHT | 20 | 53.D5 | XT0172:4 | AUXILIARY PANEL B | 53.D5
KA6500:A2 | SC | KA6500A2 | WHT | 20 | 53.D5 | XT0172:6 | AUXILIARY PANEL B | 53.D6
KT0140:15 | SC | FU0212,WHT | WHT | 20 | 117.B2 | XT0031:4 | AUXILIARY PANEL B | 117.A2
KT0140:16 | SC | KT014115 | WHT | 20 | 117.D1 | KT0141:15 | AUXILIARY PANEL B | 117.D2
KT0140:18 | SC | KT0143A1 | WHT | 20 | 117.B2 | KT0143:A1 | AUXILIARY PANEL B | 117.B6
KT0140:A1 | SC | KT0140A1 | WHT | 20 | 117.A6 | KT0143:16 | AUXILIARY PANEL B | 117.A5
KT0140:A2 | SC | 0V | WHT | 20 | 117.A6 | KT0141:A2 | AUXILIARY PANEL B | 117.A6
KT0140:A2 | SC | 0V | WHT | 20 | 117.A6 | XT0032:1 | AUXILIARY PANEL B | 117.A2
KT0141:18 | SC | KA013222 | WHT | 20 | 117.D2 | KT0144:18 | AUXILIARY PANEL B | 117.D2
KT0141:A1 | SC | KT0141A1 | WHT | 20 | 117.A6 | KT0143:15 | AUXILIARY PANEL B | 117.A5
KT0141:A1 | SC | KT0141A1 | WHT | 20 | 117.A6 | KT0142:A1 | AUXILIARY PANEL B | 117.A6
KT0141:A2 | SC | 0V | WHT | 20 | 117.A6 | KT0142:A2 | AUXILIARY PANEL B | 117.A6
KT0142:15 | SC | FU0212,WHT | WHT | 20 | 117.D2 | KT0145:15 | AUXILIARY PANEL B | 117.C2
KT0142:18 | SC | KA0137A1 | WHT | 20 | 117.D2 | KT0145:18 | AUXILIARY PANEL B | 117.C2
KT0142:A2 | SC | 0V | WHT | 20 | 117.A6 | KT0143:A2 | AUXILIARY PANEL B | 117.B6
KT0143:A2 | SC | 0V | WHT | 20 | 117.B6 | KT0144:A2 | AUXILIARY PANEL B | 117.B6
KT0144:A1 | SC | FU0212,WHT | WHT | 20 | 117.B6 | XT0031:3 | AUXILIARY PANEL B | 117.A2
KT0144:A2 | SC | 0V | WHT | 20 | 117.B6 | KT0145:A2 | AUXILIARY PANEL B | 117.B6
KT0145:15 | SC | FU0212,WHT | WHT | 20 | 117.C2 | XT0031:2 | AUXILIARY PANEL B | 117.A2
KT0145:A2 | SC | 0V | WHT | 20 | 117.B6 | KT0150:A2 | AUXILIARY PANEL B | 117.B6
KT0150:A1 | SC | FU0212,WHT | WHT | 20 | 117.B6 | KA0150:11 | AUXILIARY PANEL B | 117.C5
RR0176S2:-10K OHM | SC | AT01765 | LEAD | --- | 53.C5 | XT0172:2 | AUXILIARY PANEL B | 53.D6
RR0176S2:-10K OHM | SC | KA0173A2 | LEAD | --- | 53.C5 | XT0172:3 | AUXILIARY PANEL B | 53.D6
RR0176S3:-10K OHM | SC | AT017614 | LEAD | --- | 53.D5 | XT0172:5 | AUXILIARY PANEL B | 53.D6
RR0176S3:-10K OHM | SC | KA6500A2 | LEAD | --- | 53.D5 | XT0172:6 | AUXILIARY PANEL B | 53.D6
RR0178:-10K OHM | SC | KA0178A2 | LEAD | --- | 54.A5 | XT0172:8 | AUXILIARY PANEL B | 54.A6
RR0178:-10K OHM | SC | VD0178 | LEAD | --- | 54.A5 | XT0172:9 | AUXILIARY PANEL B | 54.A6
RR6612:-10K OHM | SC | SH650014 | LEAD | --- | 99.A5 | XT0172:38 | AUXILIARY PANEL B | 99.A5
RR6612:-10K OHM | SC | SH6500X2 | LEAD | --- | 99.A5 | XT0172:40 | AUXILIARY PANEL B | 99.A5
RR6730O:-10K OHM | SC | SV66121 | LEAD | --- | 97.B5 | XT0172:32 | AUXILIARY PANEL B | 97.B5
RR6730O:-10K OHM | SC | SV66122 | LEAD | --- | 97.B5 | XT0172:36 | AUXILIARY PANEL B | 97.B5
UA3170:51 | SC | FU0212,WHT | WHT | 16 | 113.A4 | XT0031:1 | AUXILIARY PANEL B | 117.A2
UA3170:52 | SC | 0V | WHT | 20 | 113.A4 | XT0032:1 | AUXILIARY PANEL B | 117.A2
VD0173:--1N4007 | SC | KA0173A1 | LEAD | --- | 53.D5 | XT0172:1 | AUXILIARY PANEL B | 53.D5
VD0173:+-1N4007 | SC | AT01765 | LEAD | --- | 53.D5 | XT0172:2 | AUXILIARY PANEL B | 53.D6
VD0174:--1N4007 | SC | KA6500A1 | LEAD | --- | 53.D5 | XT0172:4 | AUXILIARY PANEL B | 53.D5
VD0174:+-1N4007 | SC | AT017614 | LEAD | --- | 53.D5 | XT0172:5 | AUXILIARY PANEL B | 53.D6
VD0178:--1N4007 | SC | KA0178A1 | LEAD | --- | 54.A5 | XT0172:7 | AUXILIARY PANEL B | 54.A5
VD0178:+-1N4007 | SC | VD0178 | LEAD | --- | 54.A5 | XT0172:9 | AUXILIARY PANEL B | 54.A6
VD6500:--1N4007 | SC | SH6500X1 | LEAD | --- | 99.A5 | XT0172:39 | AUXILIARY PANEL B | 99.A5
VD6500:+-1N4007 | SC | SH650014 | LEAD | --- | 99.A5 | XT0172:38 | AUXILIARY PANEL B | 99.A5
XT0031:1 | SC | FU0212,WHT | WHT | 14 | 117.A2 | XT0031:5 | AUXILIARY PANEL B | 105.A3
XT0031:1 | SC | FU0212,WHT | WHT | 20 | 117.A2 | XT0120:7 | AUXILIARY PANEL B | 116.C3
XT0032:1 | SC | 0V | WHT | 20 | 117.A2 | XT0032:3 | AUXILIARY PANEL B | 105.A3
XT0172:34 | SC | 0V | WHT | 16 | 99.B5 | XT0170:4 | AUXILIARY PANEL B | 52.C2
XT0310:1 | SC | 0V | WHT | 14 | 105.C1 | XT0032:3 | AUXILIARY PANEL B | 105.A3
XT0415:34 | SC | 0V | WHT | 20 | 109.B4 | XT0032:2 | AUXILIARY PANEL B | 117.A2
XT6210:1 T2 | SC | 621002 | WHT | 20 | 118.B4 | XT6210:2 B1 | AUXILIARY PANEL B | 118.A5
XT6240:1 T2 | SC | 624002 | WHT | 20 | 118.C4 | XT6240:2 B1 | AUXILIARY PANEL B | 118.B5
AT0178:1P2 | WC5500 | LON0A | WHT | 16 | 94.A6 | XT0172:18 | AUXILIARY PANEL B | 94.A5
AT0178:2P2 | WC5500 | LON0B | BLK | 16 | 94.A6 | XT0172:28 | AUXILIARY PANEL B | 94.A5
AT0178:3P2 | WC5500 | LONS1 | SH | 16 | 94.A6 | XT0172:27 | AUXILIARY PANEL B | 94.A5
AT0175:1P2 | WC8066 | AT01751P2 | WHT | 16 | 52.C7 | AT0176:4P2 | AUXILIARY PANEL B | 52.C7
AT0175:2P2 | WC8066 | AT01752P2 | BLK | 16 | 52.C7 | AT0176:5P2 | AUXILIARY PANEL B | 52.C7
AT0175:3P2 | WC8066 | AT01753P2 | SH | 16 | 52.C7 | AT0176:6P2 | AUXILIARY PANEL B | 52.C7
AT0176:1P2 | WC8067 | AT01761P2 | WHT | 16 | 52.D7 | AT0178:4P2 | AUXILIARY PANEL B | 52.D7
AT0176:2P2 | WC8067 | AT01762P2 | BLK | 16 | 52.D7 | AT0178:5P2 | AUXILIARY PANEL B | 52.D7
AT0176:3P2 | WC8067 | AT01763P2 | SH | 16 | 52.D7 | AT0178:6P2 | AUXILIARY PANEL B | 52.D7
AT0175:11 | SC | SA017011 | WHT | 20 | 97.A7 | SA0170:21 | AUX SWITCH PANEL | 97.A4
AT0176:17 | SC | SA017017 | WHT | 20 | 97.B7 | SA0170:31 | AUX SWITCH PANEL | 97.B4
FU0173:LD | SC | FU0173 | WHT | 16 | 52.C2 | SH6500:1 | AUX SWITCH PANEL | 99.A1
KA0178:14 | SC | HA0170M2 | WHT | 16 | 54.A2 | HA0170:M1 | AUX SWITCH PANEL | 54.A1
XT0170:3 | SC | 0V | WHT | 16 | 52.B2 | HA0170:M3 | AUX SWITCH PANEL | 54.A1
XT0172:10 | SC | HL0171X3 | WHT | 16 | 56.A5 | HL0171:X3(+) | AUX SWITCH PANEL | 56.A3
XT0172:11 | SC | HL0171X2 | WHT | 16 | 56.A5 | HL0171:X2 | AUX SWITCH PANEL | 56.A3
XT0172:12 | SC | HL0172X3 | WHT | 16 | 56.B5 | HL0172:X3(+) | AUX SWITCH PANEL | 56.B3
XT0172:13 | SC | HL0172X2 | WHT | 16 | 56.B5 | HL0172:X2 | AUX SWITCH PANEL | 56.B3
XT0172:30 | SC | MV03111 | WHT | 20 | 97.B5 | SA0170:22 | AUX SWITCH PANEL | 97.A4
XT0172:32 | SC | SV66121 | WHT | 20 | 97.B5 | SA0170:32 | AUX SWITCH PANEL | 97.B4
XT0172:33 | SC | SH65002 | WHT | 20 | 99.B5 | SH6500:2 | AUX SWITCH PANEL | 99.A1
XT0172:39 | SC | SH6500X1 | WHT | 20 | 99.A5 | SH6500:X1 | AUX SWITCH PANEL | 99.A1
XT0172:40 | SC | SH6500X2 | WHT | 20 | 99.A5 | SH6500:X2 | AUX SWITCH PANEL | 99.A1
AT0175:1P1 | SC | UV01709 | WHT | 14 | 52.B5 | UV0170:9(+) | AUXILIARY EQP POWER | 52.A3
AT0175:2P1 | SC | UV017010 | WHT | 14 | 52.B5 | UV0170:10(-) | AUXILIARY EQP POWER | 52.A3
AT0176:1P1 | SC | UV017011 | WHT | 14 | 52.C5 | UV0170:11(+) | AUXILIARY EQP POWER | 52.A3
AT0176:2P1 | SC | UV017012 | WHT | 14 | 52.C5 | UV0170:12(-) | AUXILIARY EQP POWER | 52.A3
FU0170:LD | SC | FU0170 | WHT | 14 | 52.A2 | UV0170:1(+) | AUXILIARY EQP POWER | 52.A3
FU0171:LD | SC | FU0171 | WHT | 14 | 52.A2 | UV0170:3(+) | AUXILIARY EQP POWER | 52.A3
FU0172:LD | SC | FU0172 | WHT | 16 | 52.C2 | AT0170:24 | AUXILIARY EQP POWER | 53.A6
FU0174:LD | SC | FU0174 | WHT | 16 | 52.C2 | AT0170:21 | AUXILIARY EQP POWER | 53.A6
KA0172:A1 | SC | KA0172A1 | WHT | 20 | 53.B5 | AT0170:25 | AUXILIARY EQP POWER | 53.A6
KA0174:A1 | SC | KA0174A1 | WHT | 20 | 53.B5 | AT0170:46 | AUXILIARY EQP POWER | 53.B6
KA0175:A1 | SC | KA0175A1 | WHT | 20 | 53.C5 | AT0170:37 | AUXILIARY EQP POWER | 53.C6
KA0176:A1 | SC | KA0176A1 | WHT | 20 | 53.C5 | AT0170:40 | AUXILIARY EQP POWER | 53.C6
XT0170:1 | SC | 0V | WHT | 14 | 52.A2 | UV0170:2(-) | AUXILIARY EQP POWER | 52.A3
XT0170:2 | SC | 0V | WHT | 14 | 52.A2 | UV0170:4(-) | AUXILIARY EQP POWER | 52.A3
XT0170:6 | SC | DTF3N | WHT | 16 | 94.C6 | UV0170:16(-) | AUXILIARY EQP POWER | 94.B7
XT0170:7 | SC | DTF3P | WHT | 16 | 94.C6 | UV0170:15(+) | AUXILIARY EQP POWER | 94.B7
XT0172:19 | SC | LON0N | WHT | 14 | 94.A5 | UV0170:14(-) | AUXILIARY EQP POWER | 94.B7
XT0172:21 | SC | LON0P | WHT | 14 | 94.A5 | UV0170:13(+) | AUXILIARY EQP POWER | 94.B7
XT0172:25 | WC5019 | LON2A | WHT | 16 | 94.D6 | AT0170:53 | AUXILIARY EQP POWER | 94.D6
XT0172:26 | WC5019 | LON2B | BLK | 16 | 94.D6 | AT0170:52 | AUXILIARY EQP POWER | 94.D6
XT0172:29 | WC5019 | LON2S1 | SH | 16 | 94.D6 | AT0170:51 | AUXILIARY EQP POWER | 94.D6
AT0175:4P2 | WC8069 | AT017050 | WHT | 16 | 52.A7 | AT0170:50 | AUXILIARY EQP POWER | 52.A7
AT0175:5P2 | WC8069 | AT017049 | BLK | 16 | 52.A7 | AT0170:49 | AUXILIARY EQP POWER | 52.A7
AT0175:6P2 | WC8069 | AT017048 | SH | 16 | 52.A7 | AT0170:48 | AUXILIARY EQP POWER | 52.A7
AF0317:SH | SC | IEG03101 | GRN | 14 | 105.B6 | IEG0250:12 | AUXILIARY PANEL A | 105.C7
FU0170:LI | SC | FU0211 | WHT | 14 | 52.A2 | XT0012:4 | AUXILIARY PANEL A | 47.B4
KA0136:A1 | SC | KA0135A1 | WHT | 20 | 117.C6 | XT0200:15 | AUXILIARY PANEL A | 90.C5
KA0217:11 | SC | KA023714 | WHT | 20 | 73.B6 | KA0237:14 | AUXILIARY PANEL A | 73.B5
KA2140:11 | SC | KA023724 | WHT | 20 | 75.B6 | KA0237:24 | AUXILIARY PANEL A | 75.B5
KT0150:15 | SC | KT015015 | WHT | 20 | 118.A5 | XT0200:35 | AUXILIARY PANEL A | 118.B3
XT0031:2 | SC | FU0212,WHT | WHT | 20 | 117.A2 | XT0200:14 | AUXILIARY PANEL A | 90.C5
XT0031:5 | SC | FU0212,WHT | WHT | 14 | 105.A3 | XT0112:3 | AUXILIARY PANEL A | 47.B5
XT0170:1 | SC | 0V | WHT | 16 | 52.A2 | XT0213:1 | AUXILIARY PANEL A | 47.D5
XT2100:21 | SC | FCE21407 | WHT | 20 | 75.B4 | KA0237:21 | AUXILIARY PANEL A | 75.B5
XT2100:7 | SC | FCE21307 | WHT | 20 | 73.B4 | KA0237:11 | AUXILIARY PANEL A | 73.B5
XT6210:1 B1 | SC | XT62102B1 | WHT | 20 | 118.B4 | XT0200:34 | AUXILIARY PANEL A | 118.B3
XT6240:1 B1 | SC | XT62402B1 | WHT | 20 | 118.C4 | XT0200:36 | AUXILIARY PANEL A | 118.C3
AU0310:L1 | WC0145 | AF0450L2 | ENET | CABLE | 3.C5 | AF0450:L2 | AUXILIARY PANEL A | 3.C4
XT2100:1 | WC4181 | FCE21301 | WHT | 12 | 73.A4 | AF0052:00 | AUXILIARY PANEL A | 73.A7
XT2100:2 | WC4181 | FCE21302 | BLK | 12 | 73.A4 | AF0052:16 | AUXILIARY PANEL A | 73.A7
XT2100:3 | WC4181 | FCE2130SH | SH | 12 | 73.A4 | AF0052:48 | AUXILIARY PANEL A | 73.A7
XT2100:15 | WC4187 | FCE21401 | WHT | 12 | 75.A4 | AF0052:02 | AUXILIARY PANEL A | 75.A7
XT2100:16 | WC4187 | FCE21402 | BLK | 12 | 75.A4 | AF0052:18 | AUXILIARY PANEL A | 75.A7
XT2100:17 | WC4187 | FCE2140S1 | SH | 12 | 75.A4 | AF0052:50 | AUXILIARY PANEL A | 75.A7
KA0217:A1 | SC | 008404 | WHT | 20 | 73.B6 | AF0084:04 | AUXILIARY PANEL C | 73.B7
KA0217:A2 | SC | 008420 | WHT | 20 | 73.B6 | AF0084:20 | AUXILIARY PANEL C | 73.B7
KA2140:A1 | SC | 008405 | WHT | 20 | 75.B6 | AF0084:05 | AUXILIARY PANEL C | 75.B7
KA2140:A2 | SC | 008421 | WHT | 20 | 75.B6 | AF0084:21 | AUXILIARY PANEL C | 75.B7
XT0032:3 | SC | 0V | WHT | 14 | 105.A3 | XT0214:1 | AUXILIARY PANEL C | 47.D3
XT2100:10 | SC | FCE213110 | WHT | 20 | 73.C4 | AF0091:16 | AUXILIARY PANEL C | 73.C7
XT2100:11 | SC | FCE213011 | WHT | 20 | 73.C4 | AF0082:32 | AUXILIARY PANEL C | 73.C7
XT2100:12 | SC | FCE213012 | WHT | 20 | 73.C4 | AF0082:00 | AUXILIARY PANEL C | 73.C7
XT2100:13 | SC | FCE213013 | WHT | 20 | 73.D4 | AF0082:33 | AUXILIARY PANEL C | 73.D7
XT2100:14 | SC | FCE213014 | WHT | 20 | 73.D4 | AF0082:01 | AUXILIARY PANEL C | 73.D7
XT2100:23 | SC | FCE21409 | WHT | 20 | 75.C4 | AF0091:01 | AUXILIARY PANEL C | 75.C7
XT2100:24 | SC | FCE214010 | WHT | 20 | 75.C4 | AF0091:17 | AUXILIARY PANEL C | 75.C7
XT2100:25 | SC | FCE214011 | WHT | 20 | 75.C4 | AF0082:34 | AUXILIARY PANEL C | 75.C7
XT2100:26 | SC | FCE214012 | WHT | 20 | 75.C4 | AF0082:02 | AUXILIARY PANEL C | 75.C7
XT2100:27 | SC | FCE214013 | WHT | 20 | 75.D4 | AF0082:35 | AUXILIARY PANEL C | 75.D7
XT2100:28 | SC | FCE214014 | WHT | 20 | 75.D4 | AF0082:03 | AUXILIARY PANEL C | 75.D7
XT2100:9 | SC | FCE21309 | WHT | 20 | 73.C4 | AF0091:00 | AUXILIARY PANEL C | 73.C7
XT2100:18 | WC4188 | FCE21405 | WHT | 12 | 75.A4 | AF0085:02 | AUXILIARY PANEL C | 75.A7
XT2100:19 | WC4188 | FCE21406 | BLK | 12 | 75.A4 | AF0085:18 | AUXILIARY PANEL C | 75.A7
XT2100:20 | WC4188 | FCE2140S2 | SH | 12 | 75.B4 | AF0085:50 | AUXILIARY PANEL C | 75.A7
XT2100:4 | WC4281 | FCE21305 | WHT | 12 | 73.A4 | AF0085:00 | AUXILIARY PANEL C | 73.A7
XT2100:5 | WC4281 | FCE21306 | BLK | 12 | 73.B4 | AF0085:16 | AUXILIARY PANEL C | 73.A7
XT2100:6 | WC4281 | FCE2130S | SH | 12 | 73.B4 | AF0085:48 | AUXILIARY PANEL C | 73.A7
KA0134:A1 | SC | 034305 | WHT | 20 | 109.C4 | AF0343:05 | CONTROL PANEL A | 109.C6
KA0134:A2 | SC | 034321 | WHT | 20 | 109.C4 | AF0343:21 | CONTROL PANEL A | 109.C6
AU0310:L2 | WC0149 | AU0310L2 | ENET | CABLE | 3.C5 | AP0602:L1 | CONTROL PANEL A | 3.A2
KA0173:11 | SC | KA0243A1 | WHT | 20 | 53.B3 | XT0100:3 | CONTROL PANEL B | 15.C3
KA0174:14 | SC | KA0261A1 | WHT | 20 | 53.B4 | XT0100:27 | CONTROL PANEL B | 19.A3
KA0175:11 | SC | 034438 | WHT | 20 | 53.C4 | XT0100:31 | CONTROL PANEL B | 19.D3
KA0175:12 | SC | 034406 | WHT | 20 | 53.C4 | XT0100:32 | CONTROL PANEL B | 19.D3
KA0176:11 | SC | 034439 | WHT | 20 | 53.C4 | XT0100:33 | CONTROL PANEL B | 19.D3
KA0176:12 | SC | 034407 | WHT | 20 | 53.C4 | XT0100:34 | CONTROL PANEL B | 19.D3
KA6500:11 | SC | 034437 | WHT | 20 | 53.D4 | XT0100:29 | CONTROL PANEL B | 19.C3
KA6500:12 | SC | 034405 | WHT | 20 | 53.D4 | XT0100:30 | CONTROL PANEL B | 19.C3
XT0120:3 | SC | KA0231A1 | WHT | 20 | 116.A3 | XT0100:6 | CONTROL PANEL B | 15.C5
XT0120:4 | SC | KA0245A1 | WHT | 20 | 116.A3 | XT0100:8 | CONTROL PANEL B | 15.D5
XT0120:5 | SC | KA0250A1 | WHT | 20 | 116.B3 | XT0100:10 | CONTROL PANEL B | 15.D5
XT0120:6 | SC | 0V | WHT | 20 | 116.B3 | XT0100:4 | CONTROL PANEL B | 15.D3
XT0120:7 | SC | FU0212,WHT | WHT | 20 | 116.C3 | XT0100:21 | CONTROL PANEL B | 17.C3
XT0120:8 | SC | KA024614 | WHT | 20 | 116.C3 | XT0100:22 | CONTROL PANEL B | 17.C3
Report date: 3/2/2026 7:12 AM |  |  |  |  | SolarTools ver. 24.0.84.24712 (Jul 31, 2025)

## AUXILIARY PANEL C
AUXILIARY PANEL C
AUXILIARY CONSOLE EE25
Project # | G9300
Project Name | KGHM RETROFI
Revision | A.9
Controls DE | G. MENDOZA
Phone:
Controls ME | N. CARPENTER
Phone:
From | [5 empty] | To
Device ID | Cable (W) Conductor (SC) Jumper Clip (JC) | Wire No. | Wire ID | Gauge/Size | Page/Zone | Device ID | Location | Page/Zone
XT0080:1 | JC | 0V | CLIP | --- | 49.D1 | XT0080:2 | AUXILIARY PANEL C | 49.D1
XT0080:2 | JC | 0V | CLIP | --- | 49.D1 | XT0080:3 | AUXILIARY PANEL C | 49.D1
XT0080:3 | JC | 0V | CLIP | --- | 49.D1 | XT0080:4 | AUXILIARY PANEL C | 49.D1
XT0090:1 | JC | 0V | CLIP | --- | 50.B1 | XT0090:2 | AUXILIARY PANEL C | 50.B1
XT0090:2 | JC | 0V | CLIP | --- | 50.B1 | XT0090:3 | AUXILIARY PANEL C | 50.B1
AF0081:COM | SC | AF0081N | WHT | 16 | 49.D2 | AF0082:COM | AUXILIARY PANEL C | 49.D3
AF0081:COM | SC | AU0080N | WHT | 16 | 49.D2 | AU0080:COM | AUXILIARY PANEL C | 49.C2
AF0081:J | SC | * |  |  | 49.D2 | AF0082:P | AUXILIARY PANEL C | 49.D3
AF0081:P | SC | * |  |  | 49.D2 | AU0080:J | AUXILIARY PANEL C | 49.C2
AF0081:V+ | SC | AF0081P | WHT | 16 | 49.D2 | AF0082:V+ | AUXILIARY PANEL C | 49.D3
AF0081:V+ | SC | AU0080P | WHT | 16 | 49.D2 | AU0080:V+ | AUXILIARY PANEL C | 49.C2
AF0082:04 | SC | FCE144012 | WHT | 20 | 62.C7 | XT1400:29 | AUXILIARY PANEL C | 62.C4
AF0082:06 | SC | FCE142012 | WHT | 20 | 61.C7 | XT1400:12 | AUXILIARY PANEL C | 61.C5
AF0082:07 | SC | FCE142014 | WHT | 20 | 61.D7 | XT1400:14 | AUXILIARY PANEL C | 61.D5
AF0082:08 | SC | FCE144014 | WHT | 20 | 62.D7 | XT1400:31 | AUXILIARY PANEL C | 62.D4
AF0082:36 | SC | FCE144011 | WHT | 20 | 62.C7 | XT1400:28 | AUXILIARY PANEL C | 62.C4
AF0082:38 | SC | FCE142011 | WHT | 20 | 61.C7 | XT1400:11 | AUXILIARY PANEL C | 61.C5
AF0082:39 | SC | FCE142013 | WHT | 20 | 61.D7 | XT1400:13 | AUXILIARY PANEL C | 61.D5
AF0082:40 | SC | FCE144013 | WHT | 20 | 62.D7 | XT1400:30 | AUXILIARY PANEL C | 62.D4
AF0082:COM | SC | AF0082N | WHT | 16 | 49.D3 | AF0085:COM | AUXILIARY PANEL C | 49.D5
AF0082:J | SC | * |  |  | 49.D3 | AF0083:P | AUXILIARY PANEL C | 49.D3
AF0082:V+ | SC | AF0082P | WHT | 16 | 49.D3 | AF0085:V+ | AUXILIARY PANEL C | 49.D5
AF0083:COM | SC | 0V | WHT | 14 | 49.D3 | XT0080:2 | AUXILIARY PANEL C | 49.D1
AF0083:J | SC | * |  |  | 49.D3 | AF0084:P | AUXILIARY PANEL C | 49.C4
AF0083:V+ | SC | FU0081 | WHT | 14 | 49.D3 | FU0081:LD | AUXILIARY PANEL C | 49.D1
AF0084:COM | SC | 0V | WHT | 14 | 49.C4 | XT0080:3 | AUXILIARY PANEL C | 49.D1
AF0084:V+ | SC | FU0082 | WHT | 14 | 49.C4 | FU0082:LD | AUXILIARY PANEL C | 49.D1
AF0085:J | SC | * |  |  | 49.D5 | AF0086:P | AUXILIARY PANEL C | 49.D5
AF0085:SH | SC | AF0085G | GRN | 14 | 49.D5 | AF0086:SH | AUXILIARY PANEL C | 49.D5
AF0085:SH | SC | AU0080 | GRN | 14 | 49.D5 | AU0080:GND | AUXILIARY PANEL C | 49.C2
AF0086:COM | SC | 0V | WHT | 14 | 49.D5 | XT0080:4 | AUXILIARY PANEL C | 49.D1
AF0086:V+ | SC | FU0083 | WHT | 14 | 49.D5 | FU0083:LD | AUXILIARY PANEL C | 49.D1
AF0091:03 | SC | FCE14409 | WHT | 20 | 62.C7 | XT1400:26 | AUXILIARY PANEL C | 62.C4
AF0091:05 | SC | FCE14209 | WHT | 20 | 61.B6 | XT1400:9 | AUXILIARY PANEL C | 61.C4
AF0091:18 | SC | FCE14408 | WHT | 20 | 62.B7 | XT1400:25 | AUXILIARY PANEL C | 62.B4
AF0091:19 | SC | FCE144010 | WHT | 20 | 62.C7 | XT1400:27 | AUXILIARY PANEL C | 62.C4
AF0091:20 | SC | FCE14208 | WHT | 20 | 61.B7 | XT1400:8 | AUXILIARY PANEL C | 61.B5
AF0091:21 | SC | FCE142010 | WHT | 20 | 61.B6 | XT1400:10 | AUXILIARY PANEL C | 61.C4
AF0091:COM | SC | 0V | WHT | 14 | 50.B2 | XT0090:2 | AUXILIARY PANEL C | 50.B1
AF0091:J | SC | * |  |  | 50.B2 | AF0092:P | AUXILIARY PANEL C | 50.B3
AF0091:P | SC | * |  |  | 50.B2 | AU0090:J | AUXILIARY PANEL C | 50.A2
AF0091:V+ | SC | FU0091 | WHT | 14 | 50.B2 | FU0091:LD | AUXILIARY PANEL C | 50.B1
AF0092:COM | SC | AF0092N | WHT | 16 | 50.B3 | AF0093:COM | AUXILIARY PANEL C | 50.B3
AF0092:COM | SC | AU0090N | WHT | 16 | 50.B3 | AU0090:COM | AUXILIARY PANEL C | 50.A2
AF0092:J | SC | * |  |  | 50.B3 | AF0093:P | AUXILIARY PANEL C | 50.B3
AF0092:V+ | SC | AF0092P | WHT | 16 | 50.B3 | AF0093:V+ | AUXILIARY PANEL C | 50.B3
AF0092:V+ | SC | AU0090P | WHT | 16 | 50.B3 | AU0090:V+ | AUXILIARY PANEL C | 50.A2
AF0093:COM | SC | AF0093N | WHT | 16 | 50.B3 | AF0094:COM | AUXILIARY PANEL C | 50.A4
AF0093:J | SC | * |  |  | 50.B3 | AF0094:P | AUXILIARY PANEL C | 50.A4
AF0093:SH | SC | AU0090G | GRN | 14 | 50.B3 | AU0090:GND | AUXILIARY PANEL C | 50.A2
AF0093:V+ | SC | AF0093P | WHT | 16 | 50.B3 | AF0094:V+ | AUXILIARY PANEL C | 50.A4
AF0094:J | SC | * |  |  | 50.A4 | AF0095:P | AUXILIARY PANEL C | 50.B5
AF0095:COM | SC | 0V | WHT | 14 | 50.B5 | XT0090:3 | AUXILIARY PANEL C | 50.B1
AF0095:V+ | SC | FU0092 | WHT | 14 | 50.B5 | FU0092:LD | AUXILIARY PANEL C | 50.B1
AU0080:COM | SC | 0V | WHT | 14 | 49.C2 | XT0080:1 | AUXILIARY PANEL C | 49.D1
AU0080:V+ | SC | FU0080 | WHT | 14 | 49.C2 | FU0080:LD | AUXILIARY PANEL C | 49.D1
AU0090:COM | SC | 0V | WHT | 14 | 50.A2 | XT0090:1 | AUXILIARY PANEL C | 50.B1
AU0090:V+ | SC | FU0090 | WHT | 14 | 50.A2 | FU0090:LD | AUXILIARY PANEL C | 50.B1
FU0080:LI | SC | FU0211 | WHT | 14 | 49.D1 | XT0211:1 | AUXILIARY PANEL C | 47.B3
FU0080:LI | SC | FU0211 | WHT | 14 | 49.D1 | FU0082:LI | AUXILIARY PANEL C | 49.D1
FU0081:LI | SC | KA016214 | WHT | 14 | 49.D1 | FU0083:LI | AUXILIARY PANEL C | 49.D1
FU0090:LI | SC | FU0211 | WHT | 14 | 50.B1 | FU0091:LI | AUXILIARY PANEL C | 50.B1
FU0090:LI | SC | FU0211 | WHT | 14 | 50.B1 | XT0211:1 | AUXILIARY PANEL C | 47.B3
FU0091:LI | SC | FU0211 | WHT | 14 | 50.B1 | FU0092:LI | AUXILIARY PANEL C | 50.B1
GR0100: | SC | GR0100 | GRN/YEL | 14 | 2.B5 | FG0172:1 | AUXILIARY PANEL C | 2.B5
XT0080:4 | SC | 0V | WHT | 14 | 49.D1 | XT0090:1 | AUXILIARY PANEL C | 50.B1
XT0214:1 | SC | 0V | WHT | 14 | 47.D3 | XT0080:1 | AUXILIARY PANEL C | 49.D1
AU0080:L2 | WC0140 | AU0080L2 | ENET | CABLE | 3.B5 | AU0090:L1 | AUXILIARY PANEL C | 3.B6
AF0081:12 | WC25065.2 | 2506512 | 2 | 16GA | 121.B7 | XT069:2 | AUXILIARY PANEL C | 121.B4
AF0081:45 | WC25065.2 | 2506545 | 3 | 16GA | 121.C7 | XT069:3 | AUXILIARY PANEL C | 121.C4
AF0081:13 | WC25065.2 | 2506513 | 4 | 16GA | 121.C7 | XT069:4 | AUXILIARY PANEL C | 121.C4
AF0081:15 | WC25065.2 | 2506515 | 6 | 16GA | 121.C7 | XT069:6 | AUXILIARY PANEL C | 121.C4
AF0081:14 | WC25065.2 | 2506514 | 7 | 16GA | 121.D7 | XT069:7 | AUXILIARY PANEL C | 121.D4
AF0085:06 | WC4191 | FCE14205 | WHT | 12 | 61.A7 | XT1400:4 | AUXILIARY PANEL C | 61.A5
AF0085:22 | WC4191 | FCE14206 | BLK | 12 | 61.A7 | XT1400:5 | AUXILIARY PANEL C | 61.B5
AF0085:54 | WC4191 | FCE1420S2 | SH | 12 | 61.A7 | XT1400:6 | AUXILIARY PANEL C | 61.B5
AF0085:08 | WC4293 | FCE14403 | WHT | 12 | 62.A7 | XT1400:18 | AUXILIARY PANEL C | 62.A4
AF0085:24 | WC4293 | FCE14404 | BLK | 12 | 62.A7 | XT1400:19 | AUXILIARY PANEL C | 62.A4
AF0085:56 | WC4293 | FCE1440S2 | SH | 12 | 62.A7 | XT1400:20 | AUXILIARY PANEL C | 62.A4
AF0085:04 | WC4394 | FCE14405 | WHT | 12 | 62.B7 | XT1400:21 | AUXILIARY PANEL C | 62.A4
AF0085:20 | WC4394 | FCE14406 | BLK | 12 | 62.B7 | XT1400:23 | AUXILIARY PANEL C | 62.B4
AF0085:52 | WC4394 | FCE1440S3 | SH | 12 | 62.B7 | XT1400:22 | AUXILIARY PANEL C | 62.B4
AF0081:00 | SC | 008100 | WHT | 20 | 46.A6 | GD0521:KA1 (C) | AUX CONSOLE DOOR | 46.A3
AF0081:32 | SC | 008132 | WHT | 20 | 46.A6 | GD0521:KA1 (NO) | AUX CONSOLE DOOR | 46.A3
AF0082:11 | SC | 008211 | WHT | 20 | 45.A7 | GD0525:KA1 (C) | AUX CONSOLE DOOR | 45.A2
AF0082:43 | SC | 008243 | WHT | 20 | 45.A7 | GD0525:KA1 (NO) | AUX CONSOLE DOOR | 45.A2
AF0081:01 | SC | 008101 | WHT | 20 | 46.D6 | QF0209:11 | AUXILIARY PANEL A | 46.D5
AF0081:33 | SC | 008133 | WHT | 20 | 46.D6 | QF0210:11 | AUXILIARY PANEL A | 46.D5
AF0082:12 | SC | 008212 | WHT | 20 | 45.D7 | QF0211:11 | AUXILIARY PANEL A | 45.D6
AF0082:44 | SC | 008244 | WHT | 20 | 45.D7 | QF0211:14 | AUXILIARY PANEL A | 45.D6
AF0084:00 | SC | 008400 | WHT | 20 | 77.A7 | KA0221:A1 | AUXILIARY PANEL A | 77.A6
AF0084:01 | SC | 008401 | WHT | 20 | 77.B7 | KA0222:A1 | AUXILIARY PANEL A | 77.B6
AF0084:02 | SC | 008402 | WHT | 20 | 80.A7 | KA2113:A1 | AUXILIARY PANEL A | 80.A6
AF0084:06 | SC | 008406 | WHT | 20 | 60.B7 | KA1020:A1 | AUXILIARY PANEL A | 60.B5
AF0084:16 | SC | 008416 | WHT | 20 | 77.A7 | KA0221:A2 | AUXILIARY PANEL A | 77.A6
AF0084:17 | SC | 008417 | WHT | 20 | 77.B7 | KA0222:A2 | AUXILIARY PANEL A | 77.B6
AF0084:18 | SC | 008418 | WHT | 20 | 80.A7 | KA2113:A2 | AUXILIARY PANEL A | 80.A6
AF0084:22 | SC | 008422 | WHT | 20 | 60.B7 | KA1020:A2 | AUXILIARY PANEL A | 60.B5
AF0086:SH | SC | IEG02505 | GRN | 14 | 49.D5 | IEG0250:5 | AUXILIARY PANEL A | 49.D6
AF0091:02 | SC | 009102 | WHT | 20 | 62.B7 | KA0234:14 | AUXILIARY PANEL A | 62.B5
AF0091:04 | SC | 009104 | WHT | 20 | 61.B7 | KA0233:14 | AUXILIARY PANEL A | 61.B5
AF0093:SH | SC | IEG025011 | GRN | 14 | 50.B3 | IEG0250:11 | AUXILIARY PANEL A | 50.B4
AF0094:01 | SC | PS11702 | WHT | 16 | 68.B7 | XT0200:2 | AUXILIARY PANEL A | 68.A5
AF0095:06 | SC | 009506 | WHT | 20 | 77.A7 | KA0221:11 | AUXILIARY PANEL A | 77.A6
AF0095:22 | SC | SV21202 | WHT | 20 | 77.A7 | XT0200:4 | AUXILIARY PANEL A | 77.A5
FU0081:LI | SC | KA016214 | WHT | 14 | 49.D1 | XT0112:5 | AUXILIARY PANEL A | 47.B5
GR0080: | SC | IEG02510 | GRN | 14 | 2.B5 | IEG0250:10 | AUXILIARY PANEL A | 2.B5
GR0090: | SC | IEG02508 | GRN | 14 | 2.B5 | IEG0250:8 | AUXILIARY PANEL A | 2.B5
XT0211:1 | SC | FU0211 | WHT | 14 | 47.B3 | XT0012:4 | AUXILIARY PANEL A | 47.B4
XT0214:1 | SC | 0V | WHT | 14 | 47.D3 | XT0013:4 | AUXILIARY PANEL A | 47.D4
XT1400:24 | SC | FCE14407 | WHT | 20 | 62.B4 | KA0234:11 | AUXILIARY PANEL A | 62.B5
XT1400:7 | SC | FCE14207 | WHT | 20 | 61.B5 | KA0233:11 | AUXILIARY PANEL A | 61.B5
AU0080:L1 | WC0139 | AU0070L2 | ENET | CABLE | 3.B5 | AU0070:L2 | AUXILIARY PANEL A | 3.B4
AU0090:L2 | WC0141 | AU0090L2 | ENET | CABLE | 3.B6 | AF0410:L1 | AUXILIARY PANEL A | 3.C2
XT1400:1 | WC4190 | FCE14201 | WHT | 12 | 61.A5 | AF0052:06 | AUXILIARY PANEL A | 61.A7
XT1400:2 | WC4190 | FCE14202 | BLK | 12 | 61.A5 | AF0052:22 | AUXILIARY PANEL A | 61.A7
XT1400:3 | WC4190 | FCE1420S1 | SH | 12 | 61.A5 | AF0052:54 | AUXILIARY PANEL A | 61.A7
XT1400:15 | WC4193 | FCE14401 | WHT | 12 | 62.A4 | AF0052:04 | AUXILIARY PANEL A | 62.A7
XT1400:16 | WC4193 | FCE14402 | BLK | 12 | 62.A4 | AF0052:20 | AUXILIARY PANEL A | 62.A7
XT1400:17 | WC4193 | FCE1440S1 | SH | 12 | 62.A4 | AF0052:52 | AUXILIARY PANEL A | 62.A7
UA1520:+24 | WC4749 | UA15201 | RED | 20 | 69.A5 | AF0450:05 | AUXILIARY PANEL A | 69.A7
UA1520:OUT | WC4749 | UA15202 | CLR | 20 | 69.A5 | AF0450:06 | AUXILIARY PANEL A | 69.A7
UA1520:COM | WC4749 | UA15203 | BLK | 20 | 69.A5 | AF0450:08 | AUXILIARY PANEL A | 69.A7
XT1521:1 | WC4749 | PE1520S | SH | 20 | 69.A5 | AF0450:23 | AUXILIARY PANEL A | 69.A7
AF0082:00 | SC | FCE213012 | WHT | 20 | 73.C7 | XT2100:12 | AUXILIARY PANEL B | 73.C4
AF0082:01 | SC | FCE213014 | WHT | 20 | 73.D7 | XT2100:14 | AUXILIARY PANEL B | 73.D4
AF0082:02 | SC | FCE214012 | WHT | 20 | 75.C7 | XT2100:26 | AUXILIARY PANEL B | 75.C4
AF0082:03 | SC | FCE214014 | WHT | 20 | 75.D7 | XT2100:28 | AUXILIARY PANEL B | 75.D4
AF0082:32 | SC | FCE213011 | WHT | 20 | 73.C7 | XT2100:11 | AUXILIARY PANEL B | 73.C4
AF0082:33 | SC | FCE213013 | WHT | 20 | 73.D7 | XT2100:13 | AUXILIARY PANEL B | 73.D4
AF0082:34 | SC | FCE214011 | WHT | 20 | 75.C7 | XT2100:25 | AUXILIARY PANEL B | 75.C4
AF0082:35 | SC | FCE214013 | WHT | 20 | 75.D7 | XT2100:27 | AUXILIARY PANEL B | 75.D4
AF0084:04 | SC | 008404 | WHT | 20 | 73.B7 | KA0217:A1 | AUXILIARY PANEL B | 73.B6
AF0084:05 | SC | 008405 | WHT | 20 | 75.B7 | KA2140:A1 | AUXILIARY PANEL B | 75.B6
AF0084:20 | SC | 008420 | WHT | 20 | 73.B7 | KA0217:A2 | AUXILIARY PANEL B | 73.B6
AF0084:21 | SC | 008421 | WHT | 20 | 75.B7 | KA2140:A2 | AUXILIARY PANEL B | 75.B6
AF0091:00 | SC | FCE21309 | WHT | 20 | 73.C7 | XT2100:9 | AUXILIARY PANEL B | 73.C4
AF0091:01 | SC | FCE21409 | WHT | 20 | 75.C7 | XT2100:23 | AUXILIARY PANEL B | 75.C4
AF0091:16 | SC | FCE213110 | WHT | 20 | 73.C7 | XT2100:10 | AUXILIARY PANEL B | 73.C4
AF0091:17 | SC | FCE214010 | WHT | 20 | 75.C7 | XT2100:24 | AUXILIARY PANEL B | 75.C4
XT0214:1 | SC | 0V | WHT | 14 | 47.D3 | XT0032:3 | AUXILIARY PANEL B | 105.A3
AF0085:02 | WC4188 | FCE21405 | WHT | 12 | 75.A7 | XT2100:18 | AUXILIARY PANEL B | 75.A4
AF0085:18 | WC4188 | FCE21406 | BLK | 12 | 75.A7 | XT2100:19 | AUXILIARY PANEL B | 75.A4
AF0085:50 | WC4188 | FCE2140S2 | SH | 12 | 75.A7 | XT2100:20 | AUXILIARY PANEL B | 75.B4
AF0085:00 | WC4281 | FCE21305 | WHT | 12 | 73.A7 | XT2100:4 | AUXILIARY PANEL B | 73.A4
AF0085:16 | WC4281 | FCE21306 | BLK | 12 | 73.A7 | XT2100:5 | AUXILIARY PANEL B | 73.B4
AF0085:48 | WC4281 | FCE2130S | SH | 12 | 73.A7 | XT2100:6 | AUXILIARY PANEL B | 73.B4
XT069:8 | WC25065-1 | 2506508 | 1 | 16GA | 121.A4 | AF0367:06 | CONTROL PANEL A | 121.A7
XT069:9 | WC25065-1 | 2506505 | 2 | 16GA | 121.A4 | AF0367:05 | CONTROL PANEL A | 121.A7
XT069:10 | WC25065-1 | 2506502 | 3 | 16GA | 121.A4 | AF0367:46 | CONTROL PANEL A | 121.A7
XT069:11 | WC25065-1 | 2506501 | 4 | 16GA | 121.A4 | AF0367:45 | CONTROL PANEL A | 121.A7
SolarTools ver. 24.0.84.24712 (Jul 31, 2025)
Report date: 3/2/2026 7:12 AM

## CONTROL PANEL A
CONTROL PANEL A
CONTROL CONSOLE EE11
Project # | G9300
Project Name | KGHM RETROFI
Revision | A.9
Controls DE | G. MENDOZA
Phone:
Controls ME | N. CARPENTER
Phone:
From | [5 empty] | To
Device ID | Cable (W) Conductor (SC) Jumper Clip (JC) | Wire No. | Wire ID | Gauge/Size | Page/Zone | Device ID | Location | Page/Zone
AF0364:48 | WC4524 | UA1200S | SH | 20 | 16.B7 | FLOATING | CONTROL PANEL A | 16.B3
XT0134:1 | JC | 0V | CLIP | --- | 11.C3 | XT0134:2 | CONTROL PANEL A | 11.C3
XT0134:2 | JC | 0V | CLIP | --- | 11.C3 | XT0134:3 | CONTROL PANEL A | 11.D3
XT0135:1 | JC | 0V | CLIP | --- | 11.C5 | XT0135:2 | CONTROL PANEL A | 11.C5
XT0135:2 | JC | 0V | CLIP | --- | 11.C5 | XT0135:3 | CONTROL PANEL A | 11.C5
XT0135:3 | JC | 0V | CLIP | --- | 11.C5 | XT0135:4 | CONTROL PANEL A | 11.C5
XT0138:1 | JC | FU0136 | CLIP | --- | 11.A3 | XT0138:2 | CONTROL PANEL A | 11.A3
XT0138:2 | JC | FU0136 | CLIP | --- | 11.A3 | XT0138:3 | CONTROL PANEL A | 11.B3
XT0139:1 | JC | FU0239 | CLIP | --- | 11.A5 | XT0139:2 | CONTROL PANEL A | 11.A5
XT0139:2 | JC | FU0239 | CLIP | --- | 11.A5 | XT0139:3 | CONTROL PANEL A | 11.A5
XT0139:3 | JC | FU0239 | CLIP | --- | 11.A5 | XT0139:4 | CONTROL PANEL A | 11.A5
XT0139:4 | JC | FU0239 | CLIP | --- | 11.A5 | XT0139:5 | CONTROL PANEL A | 11.B5
XT0236:1 | JC | 0V | CLIP | --- | 14.A5 | XT0236:2 | CONTROL PANEL A | 14.B5
XT0236:2 | JC | 0V | CLIP | --- | 14.B5 | XT0236:3 | CONTROL PANEL A | 14.C5
XT0236:3 | JC | 0V | CLIP | --- | 14.C5 | XT0236:4 | CONTROL PANEL A | 14.C5
XT0236:4 | JC | 0V | CLIP | --- | 14.C5 | XT0236:5 | CONTROL PANEL A | 14.D5
XT0238:3 | JC | FU0238 | CLIP | --- | 14.A6 | XT0238:4 | CONTROL PANEL A | 14.B6
XT0238:4 | JC | FU0238 | CLIP | --- | 14.B6 | XT0238:5 | CONTROL PANEL A | 14.C6
XT0238:5 | JC | FU0238 | CLIP | --- | 14.C6 | XT0238:6 | CONTROL PANEL A | 14.C6
XT0340:1 | JC | 0V | CLIP | --- | 8.B1 | XT0340:2 | CONTROL PANEL A | 8.B1
XT0340:2 | JC | 0V | CLIP | --- | 8.B1 | XT0340:3 | CONTROL PANEL A | 8.B1
XT0350:1 | JC | 0V | CLIP | --- | 8.D1 | XT0350:2 | CONTROL PANEL A | 8.D1
XT0350:2 | JC | 0V | CLIP | --- | 8.D1 | XT0350:3 | CONTROL PANEL A | 8.D1
XT0360:1 | JC | 0V | CLIP | --- | 9.B1 | XT0360:2 | CONTROL PANEL A | 9.B1
AF0341:00 | SC | JP14 | VIO | 20 | 119.A7 | AF0341:32 | CONTROL PANEL A | 119.A7
AF0341:01 | SC | JP6 | VIO | 20 | 119.B7 | AF0341:33 | CONTROL PANEL A | 119.B7
AF0341:COM | SC | AF0341N | WHT | 16 | 8.B2 | AF0342:COM | CONTROL PANEL A | 8.B3
AF0341:COM | SC | AU0340N | WHT | 16 | 8.B2 | AU0340:COM | CONTROL PANEL A | 8.A2
AF0341:V+ | SC | AF0341P | WHT | 16 | 8.B2 | AF0342:V+ | CONTROL PANEL A | 8.B3
AF0341:V+ | SC | AU0340P | WHT | 16 | 8.B2 | AU0340:V+ | CONTROL PANEL A | 8.A2
AF0342:03 | SC | 034203 | WHT | 20 | 18.D7 | KA0240:21 | CONTROL PANEL A | 18.D6
AF0342:35 | SC | 034235 | WHT | 20 | 18.D7 | KA0240:24 | CONTROL PANEL A | 18.D6
AF0342:36 | SC | 034236 | WHT | 20 | 18.A7 | KA0168:12 | CONTROL PANEL A | 18.A6
AF0342:COM | SC | AF0342N | WHT | 16 | 8.B3 | AF0344:COM | CONTROL PANEL A | 8.A4
AF0342:J | SC | * |  |  | 8.B3 | AF0343:P | CONTROL PANEL A | 8.B3
AF0342:V+ | SC | AF0342P | WHT | 16 | 8.B3 | AF0344:V+ | CONTROL PANEL A | 8.A4
AF0343:00 | SC | 034300 | WHT | 20 | 14.D7 | KA0875:A1 | CONTROL PANEL A | 14.D6
AF0343:01 | SC | 034301 | WHT | 20 | 14.A7 | XT0237:1 T1 | CONTROL PANEL A | 14.A3
AF0343:06 | SC | 034306 | WHT | 20 | 17.A7 | KA0247:A1 | CONTROL PANEL A | 17.A6
AF0343:08 | SC | 034308 | WHT | 20 | 24.A7 | KA0801:A1 | CONTROL PANEL A | 24.A6
AF0343:09 | SC | 034309 | WHT | 20 | 24.A7 | KA0802:A1 | CONTROL PANEL A | 24.A6
AF0343:16 | SC | 034316 | WHT | 20 | 14.D7 | KA0875:A2 | CONTROL PANEL A | 14.D6
AF0343:22 | SC | 034322 | WHT | 20 | 17.A7 | KA0247:A2 | CONTROL PANEL A | 17.A6
AF0343:24 | SC | 034324 | WHT | 20 | 24.A7 | KA0801:A2 | CONTROL PANEL A | 24.A6
AF0343:25 | SC | 034325 | WHT | 20 | 24.A7 | KA0802:A2 | CONTROL PANEL A | 24.A6
AF0343:COM | SC | 0V | WHT | 14 | 8.B3 | XT0340:2 | CONTROL PANEL A | 8.B1
AF0343:J | SC | * |  |  | 8.B3 | AF0344:P | CONTROL PANEL A | 8.A4
AF0343:V+ | SC | FU0341 | WHT | 14 | 8.B3 | FU0341:LD | CONTROL PANEL A | 8.B1
AF0344:02 | SC | 034402 | WHT | 20 | 19.A7 | KA0261:14 | CONTROL PANEL A | 19.A5
AF0344:03 | SC | 034403 | WHT | 20 | 19.A7 | KA0262:14 | CONTROL PANEL A | 19.A5
AF0344:04 | SC | 034404 | WHT | 20 | 15.B7 | KA0243:14 | CONTROL PANEL A | 15.B6
AF0344:10 | SC | 034410 | WHT | 20 | 16.C7 | KA0130:14 | CONTROL PANEL A | 16.D6
AF0344:11 | SC | KA024214 | WHT | 20 | 15.B7 | KA0242:14 | CONTROL PANEL A | 15.B6
AF0344:26 | SC | UA1200J27 | WHT | 20 | 16.C7 | UA1200:J2-7 | CONTROL PANEL A | 16.B3
AF0344:34 | SC | 034434 | WHT | 20 | 19.A7 | KA0261:11 | CONTROL PANEL A | 19.A5
AF0344:35 | SC | 034435 | WHT | 20 | 19.A7 | KA0262:11 | CONTROL PANEL A | 19.A5
AF0344:36 | SC | 034436 | WHT | 20 | 15.B7 | KA0243:11 | CONTROL PANEL A | 15.B6
AF0344:42 | SC | 034442 | WHT | 20 | 16.C7 | KA0130:A1 | CONTROL PANEL A | 16.C5
AF0345:00 | SC | 034500 | WHT | 20 | 15.C7 | KA0232:11 | CONTROL PANEL A | 15.C6
AF0345:01 | SC | 034501 | WHT | 20 | 16.C7 | XT0237:6 B2 | CONTROL PANEL A | 16.C5
AF0345:02 | SC | KT0146B1 | WHT | 20 | 18.C7 | KT0146:B1 | CONTROL PANEL A | 18.C5
AF0345:16 | SC | 034516 | WHT | 20 | 15.C7 | KA0245:A2 | CONTROL PANEL A | 15.D6
AF0345:18 | SC | KT0146A2 | WHT | 20 | 18.C7 | KT0146:A2 | CONTROL PANEL A | 18.C5
AF0345:COM | SC | 0V | WHT | 14 | 8.A5 | XT0340:3 | CONTROL PANEL A | 8.B1
AF0345:V+ | SC | FU0342 | WHT | 14 | 8.A5 | FU0342:LD | CONTROL PANEL A | 8.B1
AF0351:COM | SC | 0V | WHT | 16 | 8.D2 | XT0350:2 | CONTROL PANEL A | 8.D1
AF0351:J | SC | * |  |  | 8.D2 | AF0352:P | CONTROL PANEL A | 8.D3
AF0351:SH | SC | IEG01106 | GRN | 14 | 8.D2 | IEG0110:6 | CONTROL PANEL A | 8.D4
AF0351:SH | SC | AU0350G | GRN | 14 | 8.D2 | AU0350:GND | CONTROL PANEL A | 8.C2
AF0351:V+ | SC | FU0351 | WHT | 14 | 8.D2 | FU0351:LD | CONTROL PANEL A | 8.D1
AF0352:01 | SC | 035201 | WHT | 20 | 37.B7 | KA0331:14 | CONTROL PANEL A | 37.B6
AF0352:06 | SC | 035206 | WHT | 20 | 36.B7 | KA0340:14 | CONTROL PANEL A | 36.B6
AF0352:08 | SC | 035208 | WHT | 20 | 20.C6 | KA0121:12 | CONTROL PANEL A | 20.D5
AF0352:09 | SC | 035209 | WHT | 20 | 20.D6 | KA0171:12 | CONTROL PANEL A | 20.D5
AF0352:24 | SC | 035224 | WHT | 20 | 20.C6 | KA0332:A2 | CONTROL PANEL A | 20.D6
AF0352:25 | SC | 035225 | WHT | 20 | 20.D6 | KA0342:A2 | CONTROL PANEL A | 20.D6
AF0352:33 | SC | 035233 | WHT | 20 | 37.B7 | KA0331:11 | CONTROL PANEL A | 37.B6
AF0352:38 | SC | 035238 | WHT | 20 | 36.B7 | KA0340:11 | CONTROL PANEL A | 36.B6
AF0352:40 | SC | 035240 | WHT | 20 | 20.C6 | KA0121:11 | CONTROL PANEL A | 20.D5
AF0352:41 | SC | 035241 | WHT | 20 | 20.D6 | KA0171:11 | CONTROL PANEL A | 20.D5
AF0352:COM | SC | AF0352N | WHT | 16 | 8.D3 | AF0353:COM | CONTROL PANEL A | 8.D3
AF0352:COM | SC | AU0350N | WHT | 16 | 8.D3 | AU0350:COM | CONTROL PANEL A | 8.C2
AF0352:J | SC | * |  |  | 8.D3 | AF0353:P | CONTROL PANEL A | 8.D3
AF0352:V+ | SC | AF0352P | WHT | 16 | 8.D3 | AF0353:V+ | CONTROL PANEL A | 8.D3
AF0352:V+ | SC | AU0350P | WHT | 16 | 8.D3 | AU0350:V+ | CONTROL PANEL A | 8.C2
AF0353:00 | SC | 035300 | WHT | 20 | 31.B6 | KA0334:14 | CONTROL PANEL A | 31.B6
AF0353:32 | SC | 035332 | WHT | 20 | 31.B6 | KA0334:11 | CONTROL PANEL A | 31.B6
AF0353:COM | SC | AF0353N | WHT | 16 | 8.D3 | AF0355:COM | CONTROL PANEL A | 8.C5
AF0353:J | SC | * |  |  | 8.D3 | AF0354:P | CONTROL PANEL A | 8.D4
AF0353:V+ | SC | AF0353P | WHT | 16 | 8.D3 | AF0355:V+ | CONTROL PANEL A | 8.C5
AF0354:00 | SC | 035400 | WHT | 20 | 39.D6 | KA0180:A1 | CONTROL PANEL A | 39.D6
AF0354:02 | SC | 035402 | WHT | 20 | 20.A7 | KA0121:A1 | CONTROL PANEL A | 20.B5
AF0354:03 | SC | 035403 | WHT | 20 | 20.B7 | KA0364:11 | CONTROL PANEL A | 20.B6
AF0354:04 | SC | 035404 | WHT | 20 | 39.B6 | KA0128:A1 | CONTROL PANEL A | 39.C6
AF0354:05 | SC | 035405 | WHT | 20 | 20.B7 | KA0171:A1 | CONTROL PANEL A | 20.C5
AF0354:06 | SC | 035406 | WHT | 20 | 20.C7 | KA0364:21 | CONTROL PANEL A | 20.C6
AF0354:16 | SC | 035416 | WHT | 20 | 39.D6 | KA0180:A2 | CONTROL PANEL A | 39.D6
AF0354:18 | SC | 035418 | WHT | 20 | 20.A7 | KA0121:A2 | CONTROL PANEL A | 20.B5
AF0354:19 | SC | 035419 | WHT | 20 | 20.B7 | KA0185:A2 | CONTROL PANEL A | 20.B5
AF0354:20 | SC | 035420 | WHT | 20 | 39.B6 | KA0128:A2 | CONTROL PANEL A | 39.C6
AF0354:21 | SC | 035421 | WHT | 20 | 20.B7 | KA0171:A2 | CONTROL PANEL A | 20.C5
AF0354:22 | SC | 035422 | WHT | 20 | 20.C7 | KA0186:A2 | CONTROL PANEL A | 20.C5
AF0354:COM | SC | 0V | WHT | 14 | 8.D4 | XT0350:2 | CONTROL PANEL A | 8.D1
AF0354:J | SC | * |  |  | 8.D4 | AF0355:P | CONTROL PANEL A | 8.C5
AF0354:V+ | SC | FU0352 | WHT | 14 | 8.D4 | FU0352:LD | CONTROL PANEL A | 8.D1
AF0355:02 | SC | 035502 | WHT | 20 | 15.A7 | KA0167:11 | CONTROL PANEL A | 15.A6
AF0355:34 | SC | 035534 | WHT | 20 | 15.A7 | KA0167:14 | CONTROL PANEL A | 15.A6
AF0356:00 | SC | 035600 | WHT | 20 | 15.D7 | KA0141:14 | CONTROL PANEL A | 15.D6
AF0356:01 | SC | 035601 | WHT | 20 | 120.A7 | KA162P7:A1 | CONTROL PANEL A | 120.A6
AF0356:02 | SC | 035602 | WHT | 20 | 120.B7 | KA162M7:A1 | CONTROL PANEL A | 120.B6
AF0356:03 | SC | KT014615 | WHT | 20 | 15.C7 | KT0146:15 | CONTROL PANEL A | 15.C6
AF0356:04 | SC | UA1200J14 | WHT | 20 | 16.C7 | UA1200:J1-4 | CONTROL PANEL A | 16.B3
AF0356:16 | SC | 035616 | WHT | 20 | 15.D7 | KA0250:A2 | CONTROL PANEL A | 15.D6
AF0356:17 | SC | 035617 | WHT | 20 | 120.A7 | KA162P7:A2 | CONTROL PANEL A | 120.A6
AF0356:18 | SC | 035618 | WHT | 20 | 120.B7 | KA162M7:A2 | CONTROL PANEL A | 120.B6
AF0356:19 | SC | KA0231A2 | WHT | 20 | 15.C7 | KA0231:A2 | CONTROL PANEL A | 15.C6
AF0356:COM | SC | 0V | WHT | 14 | 8.C5 | XT0350:3 | CONTROL PANEL A | 8.D1
AF0356:COM | SC | AF0356N | WHT | 16 | 8.C5 | AF0357:COM | CONTROL PANEL A | 8.D6
AF0356:V+ | SC | FU0353 | WHT | 14 | 8.C5 | FU0353:LD | CONTROL PANEL A | 8.D1
AF0356:V+ | SC | AF0356P | WHT | 16 | 8.C5 | AF0357:V+ | CONTROL PANEL A | 8.D6
AF0357:COM | SC | AF0357N | WHT | 16 | 8.D6 | AF0358:COM | CONTROL PANEL A | 8.D6
AF0357:V+ | SC | AF0357P | WHT | 16 | 8.D6 | AF0358:V+ | CONTROL PANEL A | 8.D6
AF0361:COM | SC | AF0361N | WHT | 16 | 9.B2 | AF0362:COM | CONTROL PANEL A | 9.B3
AF0361:COM | SC | AU0360N | WHT | 16 | 9.B2 | AU0360:COM | CONTROL PANEL A | 9.A1
AF0361:SH | SC | AF0361G | GRN | 14 | 9.B2 | AF0362:SH | CONTROL PANEL A | 9.B3
AF0361:SH | SC | AU0360G | GRN | 16 | 9.B2 | AU0360:GND | CONTROL PANEL A | 9.A1
AF0361:V+ | SC | AF0361P | WHT | 16 | 9.B2 | AF0362:V+ | CONTROL PANEL A | 9.B3
AF0361:V+ | SC | AU0360P | WHT | 16 | 9.B2 | AU0360:V+ | CONTROL PANEL A | 9.A1
AF0362:COM | SC | AF0362N | WHT | 16 | 9.B3 | AF0363:COM | CONTROL PANEL A | 9.B3
AF0362:SH | SC | AF0362G | GRN | 14 | 9.B3 | AF0364:SH | CONTROL PANEL A | 9.A4
AF0362:V+ | SC | AF0362P | WHT | 16 | 9.B3 | AF0363:V+ | CONTROL PANEL A | 9.B3
AF0363:COM | SC | AF0363N | WHT | 16 | 9.B3 | AF0364:COM | CONTROL PANEL A | 9.A4
AF0363:V+ | SC | AF0363P | WHT | 16 | 9.B3 | AF0364:V+ | CONTROL PANEL A | 9.A4
AF0364:SH | SC | IEG01104 | GRN | 14 | 9.A4 | IEG0110:4 | CONTROL PANEL A | 9.C6
AF0365:COM | SC | 0V | WHT | 14 | 9.B4 | XT0360:2 | CONTROL PANEL A | 9.B1
AF0365:COM | SC | AF0364N | WHT | 16 | 9.B4 | AF0366:COM | CONTROL PANEL A | 9.B5
AF0365:V+ | SC | FU0361 | WHT | 14 | 9.B4 | FU0361:LD | CONTROL PANEL A | 9.B1
AF0365:V+ | SC | AF0364P | WHT | 16 | 9.B4 | AF0366:V+ | CONTROL PANEL A | 9.B5
AF0366:COM | SC | AF0635N | WHT | 16 | 9.B5 | AF0367:COM | CONTROL PANEL A | 9.B6
AF0366:V+ | SC | AF0635P | WHT | 16 | 9.B5 | AF0367:V+ | CONTROL PANEL A | 9.B6
AR0600:IE1 | SC | UV0600G | GRN | 14 | 7.A1 | UV0600:GND | CONTROL PANEL A | 7.B2
AR0600:IE2 | SC | IEG01107 | GRN | 12 | 7.A1 | IEG0110:7 | CONTROL PANEL A | 7.B4
AU0340:COM | SC | 0V | WHT | 14 | 8.A2 | XT0340:1 | CONTROL PANEL A | 8.B1
AU0340:GND | SC | AU0340G | GRN | 14 | 8.A2 | IEG0110:3 | CONTROL PANEL A | 8.B3
AU0340:V+ | SC | FU0340 | WHT | 14 | 8.A2 | FU0340:LD | CONTROL PANEL A | 8.B1
AU0350:COM | SC | 0V | WHT | 16 | 8.C2 | XT0350:1 | CONTROL PANEL A | 8.D1
AU0350:V+ | SC | FU0350 | WHT | 14 | 8.C2 | FU0350:LD | CONTROL PANEL A | 8.D1
AU0360:COM | SC | 0V | WHT | 14 | 9.A1 | XT0360:1 | CONTROL PANEL A | 9.B1
AU0360:V+ | SC | FU0360 | WHT | 14 | 9.A1 | FU0360:LD | CONTROL PANEL A | 9.B1
FU0136:LD | SC | FU0136 | WHT | 10 | 11.A3 | XT0138:1 | CONTROL PANEL A | 11.A3
FU0231:LD | SC | FU0231 | WHT | 14 | 11.A6 | UV0600:(+) | CONTROL PANEL A | 7.B2
FU0231:LI | SC | FU0239 | WHT | 14 | 11.A6 | XT0139:1 | CONTROL PANEL A | 11.A5
FU0233:LD | SC | FU0233 | WHT | 16 | 11.B6 | KA0875:11 | CONTROL PANEL A | 14.D6
FU0233:LI | SC | FU0239 | WHT | 14 | 11.B6 | XT0139:5 | CONTROL PANEL A | 11.B5
FU0238:LD | SC | FU0238 | WHT | 14 | 11.B6 | XT0238:1 | CONTROL PANEL A | 11.B6
FU0238:LI | SC | FU0239 | WHT | 14 | 11.B6 | XT0139:5 | CONTROL PANEL A | 11.B5
FU0239:LD | SC | FU0239 | WHT | 12 | 11.A4 | XT0139:1 | CONTROL PANEL A | 11.A5
FU0239:LI | SC | FU0136 | WHT | 12 | 11.A4 | XT0138:1 | CONTROL PANEL A | 11.A3
FU0240:LD | SC | FU0240 | WHT | 16 | 11.A6 | XT0238:2 | CONTROL PANEL A | 16.D5
FU0240:LD | SC | FU0240 | WHT | 20 | 11.A6 | KA0167:21 | CONTROL PANEL A | 16.C6
FU0240:LI | SC | FU0239 | WHT | 14 | 11.A6 | XT0139:4 | CONTROL PANEL A | 11.A5
FU0340:LI | SC | FU0239 | WHT | 14 | 8.B1 | XT0139:2 | CONTROL PANEL A | 11.A5
FU0340:LI | SC | FU0239 | WHT | 14 | 8.B1 | FU0341:LI | CONTROL PANEL A | 8.B1
FU0341:LI | SC | FU0239 | WHT | 14 | 8.B1 | FU0342:LI | CONTROL PANEL A | 8.B1
FU0350:LI | SC | FU0239 | WHT | 14 | 8.D1 | FU0352:LI | CONTROL PANEL A | 8.D1
FU0350:LI | SC | FU0239 | WHT | 14 | 8.D1 | XT0139:2 | CONTROL PANEL A | 11.A5
FU0351:LI | SC | KA025124 | WHT | 16 | 8.D1 | KA0251:24 | CONTROL PANEL A | 11.A6
FU0352:LI | SC | FU0239 | WHT | 14 | 8.D1 | FU0353:LI | CONTROL PANEL A | 8.D1
FU0360:LI | SC | FU0239 | WHT | 14 | 9.B1 | FU0361:LI | CONTROL PANEL A | 9.B1
FU0360:LI | SC | FU0239 | WHT | 14 | 9.B1 | XT0139:3 | CONTROL PANEL A | 11.A5
GR0231: | SC | GR0231 | GRN/YEL | 14 | 2.A3 | FG231:1 | CONTROL PANEL A | 2.A3
GR0232: | SC | IEG01101 | GRN | 14 | 2.A4 | IEG0110:1 | CONTROL PANEL A | 2.A4
GR0233: | SC | IEG01102 | GRN | 14 | 2.A4 | IEG0110:2 | CONTROL PANEL A | 2.A4
IEG0110:10 | SC | IEG011010 | GRN | 16 | 16.D6 | UA1200:J3-4 | CONTROL PANEL A | 16.B3
KA0121:14 | SC | KA012114 | WHT | 20 | 20.D5 | KA0185:14 | CONTROL PANEL A | 20.D5
KA0128:12 | SC | KA012812 | WHT | 20 | 39.A5 | KA0166:11 | CONTROL PANEL A | 39.B5
KA0130:A1 | SC | 034442 | WHT | 20 | 16.C5 | KA0130:11 | CONTROL PANEL A | 16.D6
KA0130:A2 | SC | UA1200J26 | WHT | 20 | 16.C5 | UA1200:J2-6 | CONTROL PANEL A | 16.B3
KA0141:11 | SC | KA0250A1 | WHT | 20 | 15.D6 | KA0250:A1 | CONTROL PANEL A | 15.D6
KA0141:21 | SC | KT0146A1 | WHT | 20 | 18.C6 | KA0241:21 | CONTROL PANEL A | 18.C6
KA0141:21 | SC | KT0146A1 | WHT | 20 | 18.C6 | KT0146:A1 | CONTROL PANEL A | 18.C5
KA0141:24 | SC | FU0238 | WHT | 20 | 18.C6 | KA0241:24 | CONTROL PANEL A | 18.C6
KA0141:A1 | SC | KA0231A1 | WHT | 20 | 15.C6 | KA0232:A1 | CONTROL PANEL A | 15.C6
KA0166:14 | SC | KA0333A1 | WHT | 20 | 39.B5 | KA0333:A1 | CONTROL PANEL A | 39.B6
KA0166:21 | SC | UA1200J21 | WHT | 20 | 15.A5 | UA1200:J2-1 | CONTROL PANEL A | 16.B3
KA0166:21 | SC | UA1200J21 | WHT | 20 | 15.A5 | KA0241:11 | CONTROL PANEL A | 15.A5
KA0166:24 | SC | KA024114 | WHT | 20 | 15.A5 | KA0241:14 | CONTROL PANEL A | 15.A5
KA0166:A1 | SC | ESTOP | WHT | 20 | 15.A2 | KA0167:A1 | CONTROL PANEL A | 15.B2
KA0166:A2 | SC | 0V | WHT | 20 | 15.A2 | KA0262:A2 | CONTROL PANEL A | 19.A4
KA0166:A2 | SC | 0V | WHT | 20 | 15.A2 | KA0167:A2 | CONTROL PANEL A | 15.B2
KA0167:22 | SC | KA016722 | WHT | 20 | 16.C6 | KA0242:24 | CONTROL PANEL A | 16.C6
KA0167:A1 | SC | ESTOP | WHT | 20 | 15.B2 | KA0168:A1 | CONTROL PANEL A | 15.B2
KA0167:A2 | SC | 0V | WHT | 20 | 15.B2 | KA0168:A2 | CONTROL PANEL A | 15.B2
KA0168:21 | SC | KA016821 | WHT | 20 | 14.A5 | XT0237:1 B2 | CONTROL PANEL A | 14.A3
KA0168:22 | SC | FU0238 | WHT | 20 | 14.A5 | XT0238:3 | CONTROL PANEL A | 14.A6
KA0168:A1 | SC | ESTOP | WHT | 20 | 15.B2 | KA0169:A1 | CONTROL PANEL A | 15.B2
KA0168:A2 | SC | 0V | WHT | 20 | 15.B2 | KA0169:A2 | CONTROL PANEL A | 15.B2
KA0169:A2 | SC | 0V | WHT | 20 | 15.B2 | KA0240:A2 | CONTROL PANEL A | 15.B2
KA0171:14 | SC | KA018614 | WHT | 20 | 20.D5 | KA0186:14 | CONTROL PANEL A | 20.D5
KA0185:11 | SC | KA018511 | WHT | 20 | 20.D5 | KA0332:A1 | CONTROL PANEL A | 20.D6
KA0185:A1 | SC | KA0185A1 | WHT | 20 | 20.B5 | KA0364:14 | CONTROL PANEL A | 20.B6
KA0186:11 | SC | KA018611 | WHT | 20 | 20.D5 | KA0342:A1 | CONTROL PANEL A | 20.D6
KA0186:A1 | SC | KA0186A1 | WHT | 20 | 20.C5 | KA0364:24 | CONTROL PANEL A | 20.C6
KA0231:11 | SC | KA0231A1 | WHT | 20 | 15.B6 | KA0242:11 | CONTROL PANEL A | 15.B6
KA0231:11 | SC | KA0231A1 | WHT | 20 | 15.B6 | KA0231:A1 | CONTROL PANEL A | 15.C6
KA0231:14 | SC | KA024214 | WHT | 20 | 15.B6 | KA0242:14 | CONTROL PANEL A | 15.B6
KA0231:14 | SC | KA024214 | WHT | 20 | 15.B6 | KT0146:18 | CONTROL PANEL A | 15.C6
KA0231:21 | SC | KA023121 | WHT | 20 | 15.A5 | KA0250:14 | CONTROL PANEL A | 15.A4
KA0231:A1 | SC | KA0231A1 | WHT | 20 | 15.C6 | KA0232:A1 | CONTROL PANEL A | 15.C6
KA0231:A2 | SC | KA0231A2 | WHT | 20 | 15.C6 | KA0232:A2 | CONTROL PANEL A | 15.C6
KA0232:14 | SC | KA0245A1 | WHT | 20 | 15.C6 | KA0245:A1 | CONTROL PANEL A | 15.D6
KA0232:A2 | SC | KA0231A2 | WHT | 20 | 15.C6 | KA0141:A2 | CONTROL PANEL A | 15.C6
KA0240:A1 | SC | KA0241A1 | WHT | 20 | 15.B2 | KA0241:A1 | CONTROL PANEL A | 15.B2
KA0240:A2 | SC | 0V | WHT | 20 | 15.B2 | KA0241:A2 | CONTROL PANEL A | 15.B2
KA0241:11 | SC | UA1200J21 | WHT | 20 | 15.A5 | AF0344:00 | CONTROL PANEL A | 15.A7
KA0241:14 | SC | KA024114 | WHT | 20 | 15.A5 | KA0231:24 | CONTROL PANEL A | 15.A5
KA0241:24 | SC | FU0238 | WHT | 20 | 18.C6 | XT0238:6 | CONTROL PANEL A | 14.C6
KA0241:A1 | SC | KA0241A1 | WHT | 20 | 15.B2 | KA0242:A1 | CONTROL PANEL A | 15.C2
KA0241:A2 | SC | 0V | WHT | 20 | 15.B2 | KA0242:A2 | CONTROL PANEL A | 15.C2
KA0242:21 | SC | 024221 | WHT | 20 | 16.C6 | XT0237:6 T2 | CONTROL PANEL A | 16.C5
KA0242:A2 | SC | 0V | WHT | 20 | 15.C2 | KA0243:A2 | CONTROL PANEL A | 15.C2
KA0243:24 | SC | KA024511 | WHT | 20 | 15.A3 | KA0245:11 | CONTROL PANEL A | 15.A3
KA0243:A1 | SC | KA0243A1 | WHT | 20 | 15.C2 | KA0244:A1 | CONTROL PANEL A | 15.C2
KA0243:A2 | SC | 0V | WHT | 20 | 15.C2 | KA0244:A2 | CONTROL PANEL A | 15.C2
KA0244:A1 | SC | KA0243A1 | WHT | 20 | 15.C2 | KA0246:A1 | CONTROL PANEL A | 15.C2
KA0244:A2 | SC | 0V | WHT | 20 | 15.C2 | KA0246:A2 | CONTROL PANEL A | 15.C2
KA0245:14 | SC | KA025011 | WHT | 20 | 15.A3 | KA0250:11 | CONTROL PANEL A | 15.A4
KA0245:A1 | SC | KA0245A1 | WHT | 20 | 15.D6 | KA0249:A1 | CONTROL PANEL A | 15.D6
KA0245:A2 | SC | 034516 | WHT | 20 | 15.D6 | KA0249:A2 | CONTROL PANEL A | 15.D6
KA0246:A1 | SC | KA0243A1 | WHT | 20 | 15.C2 | KA0248:A1 | CONTROL PANEL A | 15.C2
KA0246:A2 | SC | 0V | WHT | 20 | 15.C2 | KA0248:A2 | CONTROL PANEL A | 15.C2
KA0247:21 | SC | HAL6735,WHT | WHT | 16 | 17.D5 | XT6735:1 | CONTROL PANEL A | 17.D4
KA0248:A2 | SC | 0V | WHT | 20 | 15.C2 | XT0135:3 | CONTROL PANEL A | 11.C5
KA0249:11 | SC | KA024911 | WHT | 20 | 17.B5 | KA0251:14 | CONTROL PANEL A | 17.B4
KA0249:21 | SC | FU0239 | WHT | 14 | 11.A5 | XT0139:3 | CONTROL PANEL A | 11.A5
KA0249:24 | SC | KA024924 | WHT | 20 | 11.A5 | KA0251:21 | CONTROL PANEL A | 11.A6
KA0250:A1 | SC | KA0250A1 | WHT | 20 | 15.D6 | KA0251:A1 | CONTROL PANEL A | 15.D6
KA0250:A2 | SC | 035616 | WHT | 20 | 15.D6 | KA0251:A2 | CONTROL PANEL A | 15.D6
KA0261:A2 | SC | 0V | WHT | 20 | 19.A4 | KA0262:A2 | CONTROL PANEL A | 19.A4
KA0330:21 | SC | FU0236 | WHT | 20 | 30.B5 | KA0336:11 | CONTROL PANEL A | 30.C5
KA0330:A2 | SC | 0V | WHT | 20 | 37.A5 | KA0346:A2 | CONTROL PANEL A | 36.B5
KA0330:A2 | SC | 0V | WHT | 20 | 37.A5 | KA0331:A2 | CONTROL PANEL A | 37.B5
KA0331:A1 | SC | KA9602NO | WHT | 20 | 37.B5 | KA0330:A1 | CONTROL PANEL A | 37.A5
KA0331:A2 | SC | 0V | WHT | 20 | 37.B5 | KA0336:A2 | CONTROL PANEL A | 37.B5
KA0332:14 | SC | KA033214 | WHT | 16 | 39.C5 | KA0332:21 | CONTROL PANEL A | 39.C6
KA0333:14 | SC | KA033322 | WHT | 16 | 39.C5 | KA0333:21 | CONTROL PANEL A | 39.C6
KA0333:A2 | SC | 0V | WHT | 20 | 39.B6 | XT0236:4 | CONTROL PANEL A | 14.C5
KA0334:21 | SC | KA033421 | WHT | 20 | 39.C6 | KA0335:21 | CONTROL PANEL A | 39.D6
KA0334:22 | SC | KA033422 | WHT | 20 | 39.C6 | KA0335:22 | CONTROL PANEL A | 39.D6
KA0334:A2 | SC | 0V | WHT | 20 | 31.B4 | KA0335:A2 | CONTROL PANEL A | 31.B4
KA0340:A2 | SC | 0V | WHT | 20 | 36.B5 | XT0236:2 | CONTROL PANEL A | 14.B5
KA0340:A2 | SC | 0V | WHT | 20 | 36.B5 | KA0346:A2 | CONTROL PANEL A | 36.B5
KA0364:A1 | SC | KA0364A1 | WHT | 20 | 10.D6 | KA0365:A1 | CONTROL PANEL A | 10.D6
KA0364:A2 | SC | 0V | WHT | 20 | 10.D6 | KA0365:A2 | CONTROL PANEL A | 10.D6
PEG0110:3 | SC | 0V | GRN/YEL | 16 | 11.C4 | XT0135:4 | CONTROL PANEL A | 11.C5
SC0001:51 | SC | FU0238 | WHT | 16 | 22.B5 | XT0238:5 | CONTROL PANEL A | 14.C6
SC0001:52 | SC | 0V | WHT | 16 | 22.B5 | XT0236:3 | CONTROL PANEL A | 14.C5
UA1200:J1-10 | SC | FU0240 | WHT | 20 | 16.B3 | XT0238:2 | CONTROL PANEL A | 16.D5
UA1200:J1-5 | SC | UA1200J15 | WHT | 20 | 16.B3 | XT0237:6 B1 | CONTROL PANEL A | 16.C5
UA1200:J1-8 | SC | UA1200J | WHT | 20 | 81.B6 | UA1200:J3-5 | CONTROL PANEL A | 81.B6
UA1200:J1-9 | SC | 0V | WHT | 20 | 16.B3 | XT0135:1 | CONTROL PANEL A | 11.C5
UA1200:J2-2 | SC | FU0240 | WHT | 20 | 16.B3 | XT0238:2 | CONTROL PANEL A | 16.D5
UV0600:(-) | SC | 0V | WHT | 16 | 7.B2 | XT0135:1 | CONTROL PANEL A | 11.C5
XT0134:1 | SC | 0V | WHT | 16 | 11.C3 | XT0135:1 | CONTROL PANEL A | 11.C5
XT0135:2 | SC | 0V | WHT | 14 | 11.C5 | XT0350:1 | CONTROL PANEL A | 8.D1
XT0135:3 | SC | 0V | WHT | 16 | 11.C5 | XT0360:1 | CONTROL PANEL A | 9.B1
XT0135:4 | SC | 0V | WHT | 20 | 11.C5 | XT0236:1 | CONTROL PANEL A | 14.A5
XT0237:1 T2 | SC | 034301 | WHT | 20 | 14.A3 | XT0237:2 T2 | CONTROL PANEL A | 14.B3
XT0237:2 T1 | SC | 034301 | WHT | 20 | 14.B3 | XT0237:3 T1 | CONTROL PANEL A | 14.C3
XT0237:3 T2 | SC | 034301 | WHT | 20 | 14.C3 | XT0237:4 T2 | CONTROL PANEL A | 14.C3
XT0237:4 T1 | SC | 034301 | WHT | 20 | 14.C3 | XT0237:5 T1 | CONTROL PANEL A | 14.D3
XT0238:1 | SC | FU0238 | WHT | 16 | 11.B6 | XT0238:3 | CONTROL PANEL A | 14.A6
XT0340:1 | SC | 0V | WHT | 14 | 8.B1 | XT0135:2 | CONTROL PANEL A | 11.C5
AP0602:L2 | WC0131 | AP0602L2 | ENET | CABLE | 3.A2 | AP0603:L1 | CONTROL PANEL A | 3.A3
AP0603:L2 | WC0132 | AP0603L2 | ENET | CABLE | 3.A3 | AU0340:L1 | CONTROL PANEL A | 3.A4
AU0340:L2 | WC0133 | AU0340L2 | ENET | CABLE | 3.A4 | AU0350:L1 | CONTROL PANEL A | 3.A5
AF0361:05 | WC3612 | SC00011 | RED | 20 | 22.B6 | SC0001:42 | CONTROL PANEL A | 22.B5
AF0361:21 | WC3612 | SC00012 | BLK | 20 | 22.B6 | SC0001:41 | CONTROL PANEL A | 22.B5
AF0364:00 | WC4524 | UA1200J13 | RED | 20 | 16.B7 | UA1200:J1-3 | CONTROL PANEL A | 16.B3
AF0364:16 | WC4524 | UA1200J11 | BLK | 20 | 16.B7 | UA1200:J1-1 | CONTROL PANEL A | 16.B3
FU0136:LI | SC | FU0211 | WHT | 10 | 11.A3 | XT0012:1 | AUXILIARY PANEL A | 47.A4
XT0134:1 | SC | 0V | WHT | 10 | 11.C3 | XT0013:1 | AUXILIARY PANEL A | 47.C4
AU0360:L2 | WC0136 | AU0360L2 | ENET | CABLE | 3.A6 | AU0050:L1 | AUXILIARY PANEL A | 3.B2
AF0343:05 | SC | 034305 | WHT | 20 | 109.C6 | KA0134:A1 | AUXILIARY PANEL B | 109.C4
AF0343:21 | SC | 034321 | WHT | 20 | 109.C6 | KA0134:A2 | AUXILIARY PANEL B | 109.C4
AP0602:L1 | WC0149 | AU0310L2 | ENET | CABLE | 3.A2 | AU0310:L2 | AUXILIARY PANEL B | 3.C5
AF0367:06 | WC25065-1 | 2506508 | 1 | 16GA | 121.A7 | XT069:8 | AUXILIARY PANEL C | 121.A4
AF0367:05 | WC25065-1 | 2506505 | 2 | 16GA | 121.A7 | XT069:9 | AUXILIARY PANEL C | 121.A4
AF0367:46 | WC25065-1 | 2506502 | 3 | 16GA | 121.A7 | XT069:10 | AUXILIARY PANEL C | 121.A4
AF0367:45 | WC25065-1 | 2506501 | 4 | 16GA | 121.A7 | XT069:11 | AUXILIARY PANEL C | 121.A4
AF0341:02 | SC | 034102 | WHT | 20 | 23.A7 | XT0103:6 | CONTROL PANEL B | 23.A5
AF0341:03 | SC | 034103 | WHT | 20 | 23.B7 | XT0103:9 | CONTROL PANEL B | 23.B5
AF0341:04 | SC | 034104 | WHT | 20 | 23.A7 | XT0103:7 | CONTROL PANEL B | 23.A5
AF0341:05 | SC | 034105 | WHT | 20 | 23.B7 | XT0103:8 | CONTROL PANEL B | 23.B5
AF0341:10 | SC | 034110 | WHT | 20 | 23.D7 | XT0103:14 | CONTROL PANEL B | 23.D5
AF0341:11 | SC | 034111 | WHT | 20 | 38.D6 | XT0103:36 | CONTROL PANEL B | 38.D5
AF0341:34 | SC | 034134 | WHT | 20 | 23.A7 | XT0103:5 | CONTROL PANEL B | 23.A5
AF0341:43 | SC | 034143 | WHT | 20 | 38.D6 | XT0103:35 | CONTROL PANEL B | 38.D5
AF0342:04 | SC | 034204 | WHT | 20 | 18.A7 | XT0100:24 | CONTROL PANEL B | 18.A5
AF0343:04 | SC | 034304 | WHT | 20 | 21.D6 | KA0567:A1 | CONTROL PANEL B | 21.D6
AF0343:20 | SC | 034320 | WHT | 20 | 21.D6 | KA0567:A2 | CONTROL PANEL B | 21.D6
AF0344:01 | SC | SB047312 | WHT | 20 | 26.B7 | XT0100:44 | CONTROL PANEL B | 26.C5
AF0344:05 | SC | 034405 | WHT | 20 | 19.C7 | XT0100:30 | CONTROL PANEL B | 19.C3
AF0344:06 | SC | 034406 | WHT | 20 | 19.D7 | XT0100:32 | CONTROL PANEL B | 19.D3
AF0344:07 | SC | 034407 | WHT | 20 | 19.D7 | XT0100:34 | CONTROL PANEL B | 19.D3
AF0344:12 | SC | SB75122 | WHT | 20 | 26.A7 | XT0100:36 | CONTROL PANEL B | 26.A5
AF0344:33 | SC | SB047211 | WHT | 20 | 26.B7 | XT0100:39 | CONTROL PANEL B | 26.B5
AF0344:37 | SC | 034437 | WHT | 20 | 19.C7 | XT0100:29 | CONTROL PANEL B | 19.C3
AF0344:38 | SC | 034438 | WHT | 20 | 19.D7 | XT0100:31 | CONTROL PANEL B | 19.D3
AF0344:39 | SC | 034439 | WHT | 20 | 19.D7 | XT0100:33 | CONTROL PANEL B | 19.D3
AF0344:44 | SC | SB75121 | WHT | 20 | 26.A7 | XT0100:35 | CONTROL PANEL B | 26.A5
AF0352:02 | SC | 035202 | WHT | 20 | 38.A6 | XT0102:5 | CONTROL PANEL B | 38.A5
AF0352:03 | SC | 035203 | WHT | 20 | 38.A6 | XT0102:7 | CONTROL PANEL B | 38.A5
AF0352:04 | SC | 035204 | WHT | 20 | 37.C7 | XT0102:9 | CONTROL PANEL B | 37.C4
AF0352:05 | SC | 035205 | WHT | 20 | 37.C7 | XT0102:11 | CONTROL PANEL B | 37.C4
AF0352:07 | SC | 035207 | WHT | 20 | 36.D7 | XT0102:13 | CONTROL PANEL B | 36.D4
AF0352:14 | SC | 035214 | WHT | 20 | 38.B6 | XT0102:15 | CONTROL PANEL B | 38.B5
AF0352:34 | SC | 035234 | WHT | 20 | 38.A6 | XT0102:4 | CONTROL PANEL B | 38.A5
AF0352:35 | SC | 035235 | WHT | 20 | 38.A6 | XT0102:6 | CONTROL PANEL B | 38.A5
AF0352:36 | SC | 035236 | WHT | 20 | 37.C7 | XT0102:8 | CONTROL PANEL B | 37.C4
AF0352:37 | SC | 035237 | WHT | 20 | 37.C7 | XT0102:10 | CONTROL PANEL B | 37.C4
AF0352:39 | SC | 035239 | WHT | 20 | 36.D7 | XT0102:12 | CONTROL PANEL B | 36.D4
AF0352:46 | SC | 035246 | WHT | 20 | 38.B6 | XT0102:14 | CONTROL PANEL B | 38.B5
AF0353:01 | SC | 035301 | WHT | 20 | 31.C6 | XT0600:1 | CONTROL PANEL B | 31.C5
AF0353:02 | SC | 035302 | WHT | 20 | 31.C6 | XT0600:2 | CONTROL PANEL B | 31.C5
AF0353:03 | SC | 035303 | WHT | 20 | 31.D6 | XT0600:3 | CONTROL PANEL B | 31.D5
AF0353:04 | SC | 035304 | WHT | 20 | 31.D6 | XT0600:4 | CONTROL PANEL B | 31.D5
AF0353:05 | SC | 035305 | WHT | 20 | 33.B6 | XT0600:6 | CONTROL PANEL B | 33.B5
AF0353:06 | SC | 035306 | WHT | 20 | 33.B6 | XT0600:7 | CONTROL PANEL B | 33.B5
AF0353:07 | SC | 035307 | WHT | 20 | 33.C6 | XT0600:8 | CONTROL PANEL B | 33.C5
AF0353:08 | SC | 035308 | WHT | 20 | 33.C6 | XT0600:9 | CONTROL PANEL B | 33.C5
AF0353:11 | SC | 035311 | WHT | 20 | 33.D6 | XT0600:10 | CONTROL PANEL B | 33.D5
AF0353:12 | SC | 035312 | WHT | 20 | 33.A6 | XT0600:5 | CONTROL PANEL B | 33.A5
AF0353:14 | SC | 035314 | WHT | 20 | 36.D7 | XT0102:17 | CONTROL PANEL B | 36.D4
AF0353:17 | SC | 035317 | WHT | 20 | 31.C6 | KA163B7:A2 | CONTROL PANEL B | 31.C5
AF0353:18 | SC | 035318 | WHT | 20 | 31.C6 | KA163D7:A2 | CONTROL PANEL B | 31.C5
AF0353:19 | SC | 035319 | WHT | 20 | 31.D6 | KA163F7:A2 | CONTROL PANEL B | 31.D5
AF0353:20 | SC | 035320 | WHT | 20 | 31.D6 | KA163G7:A2 | CONTROL PANEL B | 31.D5
AF0353:21 | SC | 035321 | WHT | 20 | 33.B6 | KA163I7:A2 | CONTROL PANEL B | 33.B6
AF0353:22 | SC | 035322 | WHT | 20 | 33.B6 | KA163J7:A2 | CONTROL PANEL B | 33.C6
AF0353:23 | SC | 035323 | WHT | 20 | 33.C6 | KA163M7:A2 | CONTROL PANEL B | 33.C6
AF0353:24 | SC | 035324 | WHT | 20 | 33.C6 | KA164B7:A2 | CONTROL PANEL B | 33.D6
AF0353:27 | SC | 035327 | WHT | 20 | 33.D6 | KA164F7:A2 | CONTROL PANEL B | 33.D6
AF0353:28 | SC | 035328 | WHT | 20 | 33.A6 | KA164G7:A2 | CONTROL PANEL B | 33.A6
AF0353:46 | SC | 035346 | WHT | 20 | 36.D7 | XT0102:16 | CONTROL PANEL B | 36.D4
AF0363:00 | SC | SB75102 | WHT | 20 | 25.A7 | XT0101:2 | CONTROL PANEL B | 25.A6
AF0363:01 | SC | SB75112 | WHT | 20 | 25.A7 | XT0101:4 | CONTROL PANEL B | 25.A6
AF0363:02 | SC | SB75562 | WHT | 20 | 25.C7 | XT0101:6 | CONTROL PANEL B | 25.C6
AF0363:03 | SC | SB75582 | WHT | 20 | 25.D7 | XT0101:8 | CONTROL PANEL B | 25.D6
AF0363:04 | SC | SB75512 | WHT | 20 | 25.C7 | XT0101:10 | CONTROL PANEL B | 25.C6
AF0363:05 | SC | SB75522 | WHT | 20 | 25.C7 | XT0101:12 | CONTROL PANEL B | 25.C6
AF0363:06 | SC | SB75542 | WHT | 20 | 25.B7 | XT0101:14 | CONTROL PANEL B | 25.B6
AF0363:07 | SC | SB75552 | WHT | 20 | 25.B7 | XT0101:16 | CONTROL PANEL B | 25.B6
AF0363:32 | SC | SB75101 | WHT | 20 | 25.A7 | XT0101:1 | CONTROL PANEL B | 25.A6
AF0363:33 | SC | SB75111 | WHT | 20 | 25.A7 | XT0101:3 | CONTROL PANEL B | 25.A6
AF0363:34 | SC | SB75561 | WHT | 20 | 25.C7 | XT0101:5 | CONTROL PANEL B | 25.C6
AF0363:35 | SC | SB75581 | WHT | 20 | 25.D7 | XT0101:7 | CONTROL PANEL B | 25.D6
AF0363:36 | SC | SB75511 | WHT | 20 | 25.C7 | XT0101:9 | CONTROL PANEL B | 25.C6
AF0363:37 | SC | SB75521 | WHT | 20 | 25.C7 | XT0101:11 | CONTROL PANEL B | 25.C6
AF0363:38 | SC | SB75541 | WHT | 20 | 25.B7 | XT0101:13 | CONTROL PANEL B | 25.B6
AF0363:39 | SC | SB75551 | WHT | 20 | 25.B7 | XT0101:15 | CONTROL PANEL B | 25.B6
AF0365:01 | SC | 036400 | WHT | 20 | 28.A6 | XT0101:29 | CONTROL PANEL B | 28.A5
AF0365:02 | SC | 036416 | WHT | 20 | 28.A6 | XT0101:30 | CONTROL PANEL B | 28.A5
AF0365:05 | SC | 036401 | WHT | 20 | 28.A6 | XT0101:31 | CONTROL PANEL B | 28.A5
AF0365:06 | SC | 036417 | WHT | 20 | 28.A6 | XT0101:32 | CONTROL PANEL B | 28.A5
AF0365:09 | SC | 036402 | WHT | 20 | 28.B6 | XT0101:33 | CONTROL PANEL B | 28.B5
AF0365:10 | SC | 036418 | WHT | 20 | 28.B6 | XT0101:34 | CONTROL PANEL B | 28.B5
AF0365:13 | SC | 036403 | WHT | 20 | 28.B6 | XT0101:35 | CONTROL PANEL B | 28.B5
AF0365:14 | SC | 036419 | WHT | 20 | 28.B6 | XT0101:36 | CONTROL PANEL B | 28.B5
AF0365:33 | SC | 036404 | WHT | 20 | 28.C6 | XT0101:37 | CONTROL PANEL B | 28.C5
AF0365:34 | SC | 036420 | WHT | 20 | 28.C6 | XT0101:38 | CONTROL PANEL B | 28.C5
AF0365:37 | SC | 036405 | WHT | 20 | 28.C6 | XT0101:39 | CONTROL PANEL B | 28.C5
AF0365:38 | SC | 036421 | WHT | 20 | 28.C6 | XT0101:40 | CONTROL PANEL B | 28.C5
AF0366:01 | SC | 036601 | WHT | 20 | 29.A6 | XT0101:45 | CONTROL PANEL B | 29.A5
AF0366:02 | SC | 036602 | WHT | 20 | 29.A6 | XT0101:46 | CONTROL PANEL B | 29.A5
AF0366:05 | SC | 036605 | WHT | 20 | 29.A6 | XT0101:47 | CONTROL PANEL B | 29.A5
AF0366:06 | SC | 036606 | WHT | 20 | 29.A6 | XT0101:48 | CONTROL PANEL B | 29.A5
AF0366:09 | SC | 036410 | WHT | 20 | 29.B6 | XT0101:49 | CONTROL PANEL B | 29.B5
AF0366:10 | SC | 036426 | WHT | 20 | 29.B6 | XT0101:50 | CONTROL PANEL B | 29.B5
AF0366:13 | SC | 036613 | WHT | 20 | 29.B6 | XT0101:51 | CONTROL PANEL B | 29.B5
AF0366:14 | SC | 036614 | WHT | 20 | 29.B6 | XT0101:52 | CONTROL PANEL B | 29.B5
AF0366:33 | SC | 036633 | WHT | 20 | 29.C6 | XT0101:53 | CONTROL PANEL B | 29.C5
AF0366:34 | SC | 036634 | WHT | 20 | 29.C6 | XT0101:54 | CONTROL PANEL B | 29.C5
KA0141:A1 | SC | KA0231A1 | WHT | 20 | 15.C6 | XT0100:5 | CONTROL PANEL B | 15.C5
KA0166:A1 | SC | ESTOP | WHT | 20 | 15.A2 | XT0100:1 | CONTROL PANEL B | 15.A3
KA0168:11 | SC | KA016811 | WHT | 20 | 18.A6 | XT0100:23 | CONTROL PANEL B | 18.A5
KA0180:11 | SC | CC75801 | WHT | 20 | 39.D5 | XT0102:47 | CONTROL PANEL B | 39.D3
KA0180:14 | SC | CC75802 | WHT | 20 | 39.D5 | XT0102:48 | CONTROL PANEL B | 39.D3
KA0243:21 | SC | ESTOPD | WHT | 20 | 15.A3 | XT0100:38 | CONTROL PANEL B | 26.B5
KA0243:A1 | SC | KA0243A1 | WHT | 20 | 15.C2 | XT0100:3 | CONTROL PANEL B | 15.C3
KA0246:11 | SC | FU0212,WHT | WHT | 20 | 17.C5 | XT0100:21 | CONTROL PANEL B | 17.C3
KA0246:14 | SC | KA024614 | WHT | 20 | 17.C5 | XT0100:22 | CONTROL PANEL B | 17.C3
KA0247:11 | SC | KA024711 | WHT | 20 | 17.A5 | XT0100:11 | CONTROL PANEL B | 17.A3
KA0247:14 | SC | KA024714 | WHT | 20 | 17.A5 | XT0100:12 | CONTROL PANEL B | 17.A3
KA0247:21 | SC | HAL6735,WHT | WHT | 16 | 17.D5 | XT6735:1 | CONTROL PANEL B | 17.D4
KA0247:24 | SC | FU0237 | WHT | 16 | 17.D5 | FU0237:LD | CONTROL PANEL B | 11.B6
KA0248:11 | SC | KA024811 | WHT | 20 | 17.C5 | XT0100:19 | CONTROL PANEL B | 17.C3
KA0248:14 | SC | KA024814 | WHT | 20 | 17.C5 | XT0100:20 | CONTROL PANEL B | 17.C3
KA0249:14 | SC | KA024914 | WHT | 20 | 17.B5 | XT0100:14 | CONTROL PANEL B | 17.B3
KA0249:A1 | SC | KA0245A1 | WHT | 20 | 15.D6 | XT0100:7 | CONTROL PANEL B | 15.D5
KA0251:11 | SC | KA025111 | WHT | 20 | 17.B4 | XT0100:13 | CONTROL PANEL B | 17.B3
KA0251:A1 | SC | KA0250A1 | WHT | 20 | 15.D6 | XT0100:9 | CONTROL PANEL B | 15.D5
KA0261:21 | SC | KA026121 | WHT | 20 | 17.B5 | XT0100:15 | CONTROL PANEL B | 17.B3
KA0261:24 | SC | KA026124 | WHT | 20 | 17.B5 | XT0100:16 | CONTROL PANEL B | 17.B3
KA0261:A1 | SC | KA0261A1 | WHT | 20 | 19.A4 | XT0100:27 | CONTROL PANEL B | 19.A3
KA0262:21 | SC | KA026221 | WHT | 20 | 17.B5 | XT0100:17 | CONTROL PANEL B | 17.B3
KA0262:24 | SC | KA026224 | WHT | 20 | 17.B5 | XT0100:18 | CONTROL PANEL B | 17.B3
KA0262:A1 | SC | KA0262A1 | WHT | 20 | 19.A4 | XT0100:28 | CONTROL PANEL B | 19.A3
KA0330:11 | SC | KA080111 | WHT | 20 | 24.C5 | XT0103:25 | CONTROL PANEL B | 24.C4
KA0330:14 | SC | KA033014 | WHT | 20 | 24.C5 | XT0103:27 | CONTROL PANEL B | 24.C4
KA0331:21 | SC | KA080121 | WHT | 20 | 24.D5 | XT0103:26 | CONTROL PANEL B | 24.D4
KA0331:24 | SC | KA033124 | WHT | 20 | 24.D5 | XT0103:28 | CONTROL PANEL B | 24.D4
KA0331:A1 | SC | KA9602NO | WHT | 20 | 37.B5 | XT0102:22 | CONTROL PANEL B | 37.B4
KA0332:11 | SC | KA033211 | WHT | 20 | 39.C5 | XT0102:41 | CONTROL PANEL B | 39.C3
KA0332:24 | SC | KA033224 | WHT | 20 | 39.C6 | XT0102:42 | CONTROL PANEL B | 39.C3
KA0333:11 | SC | KA033311 | WHT | 20 | 39.C5 | XT0102:43 | CONTROL PANEL B | 39.C3
KA0333:24 | SC | KA033324 | WHT | 20 | 39.C6 | XT0102:44 | CONTROL PANEL B | 39.C3
KA0334:21 | SC | KA033421 | WHT | 20 | 39.C6 | XT0102:45 | CONTROL PANEL B | 39.C3
KA0335:22 | SC | KA033422 | WHT | 20 | 39.D6 | XT0102:46 | CONTROL PANEL B | 39.D3
KA0336:A1 | SC | KA9602NC | WHT | 20 | 37.B5 | XT0102:23 | CONTROL PANEL B | 37.B4
KA0340:A1 | SC | KA9603NO | WHT | 20 | 36.B5 | XT0102:2 | CONTROL PANEL B | 36.B4
KA0342:11 | SC | KA034211 | WHT | 20 | 38.C6 | XT0103:37 | CONTROL PANEL B | 38.C5
KA0342:14 | SC | KA034214 | WHT | 20 | 38.C6 | XT0103:38 | CONTROL PANEL B | 38.C5
KA0346:A1 | SC | KA9603NC | WHT | 20 | 36.B5 | XT0102:3 | CONTROL PANEL B | 36.B4
KA0801:11 | SC | KA080111 | WHT | 20 | 24.B5 | XT0103:15 | CONTROL PANEL B | 24.B4
KA0801:14 | SC | KA080114 | WHT | 20 | 24.B5 | XT0103:17 | CONTROL PANEL B | 24.B4
KA0801:21 | SC | KA080121 | WHT | 20 | 24.C5 | XT0103:16 | CONTROL PANEL B | 24.C4
KA0801:24 | SC | KA080124 | WHT | 20 | 24.C5 | XT0103:18 | CONTROL PANEL B | 24.C4
KA0802:11 | SC | KA080111 | WHT | 20 | 24.B5 | XT0103:21 | CONTROL PANEL B | 24.B4
KA0802:14 | SC | KA080214 | WHT | 20 | 24.B5 | XT0103:23 | CONTROL PANEL B | 24.B4
KA0802:21 | SC | KA080121 | WHT | 20 | 24.D5 | XT0103:22 | CONTROL PANEL B | 24.D4
KA0802:24 | SC | KA080224 | WHT | 20 | 24.D5 | XT0103:24 | CONTROL PANEL B | 24.D4
XT0134:2 | SC | 0V | WHT | 16 | 11.C3 | AT0680:NEG | CONTROL PANEL B | 4.A3
XT0134:3 | SC | 0V | WHT | 14 | 11.D3 | XT0335:1 | CONTROL PANEL B | 11.D5
XT0135:3 | SC | 0V | WHT | 16 | 11.C5 | XT0100:4 | CONTROL PANEL B | 15.D3
XT0138:2 | SC | FU0136 | WHT | 14 | 11.A3 | FU0680:LI | CONTROL PANEL B | 4.A5
XT0138:3 | SC | FU0136 | WHT | 14 | 11.B3 | XT0333:1 | CONTROL PANEL B | 11.B5
XT0237:2 B2 | SC | KA9602NO | WHT | 20 | 14.B3 | XT0102:22 | CONTROL PANEL B | 37.B4
XT0237:3 B2 | SC | KA9602NC | WHT | 20 | 14.C3 | XT0102:23 | CONTROL PANEL B | 37.B4
XT0237:4 B2 | SC | KA9603NO | WHT | 20 | 14.C3 | XT0102:2 | CONTROL PANEL B | 36.B4
XT0237:5 B2 | SC | KA9603NC | WHT | 20 | 14.D3 | XT0102:3 | CONTROL PANEL B | 36.B4
XT0238:4 | SC | FU0238 | WHT | 16 | 14.B6 | XT0102:1 | CONTROL PANEL B | 36.A4
XT6735:2 | SC | 0V | WHT | 16 | 17.D4 | XT0335:2 | CONTROL PANEL B | 11.D5
AP0606:L1 | WC0680 | AP0606L1 | ENET | CABLE | 4.D2 | AT0680:LAN1 | CONTROL PANEL B | 4.D3
AF0361:00 | WC3610 | CC75821 | RED | 20 | 27.A7 | XT0101:55 | CONTROL PANEL B | 27.A5
AF0361:16 | WC3610 | CC75822 | BLK | 20 | 27.A7 | XT0101:56 | CONTROL PANEL B | 27.A5
AF0361:48 | WC3610 | CC7582S | SH | 20 | 27.A7 | XT0101:57 | CONTROL PANEL B | 27.A5
AF0361:02 | WC3611 | CC75871 | RED | 20 | 27.A7 | XT0101:58 | CONTROL PANEL B | 27.A5
AF0361:18 | WC3611 | CC75872 | BLK | 20 | 27.A7 | XT0101:59 | CONTROL PANEL B | 27.B5
AF0361:50 | WC3611 | CC7587S | SH | 20 | 27.A7 | XT0101:60 | CONTROL PANEL B | 27.B5
AF0342:00 | SC | 034200 | WHT | 20 | 21.C6 | KA0310:14 | CONTROL PANEL C | 21.C6
AF0342:32 | SC | 034232 | WHT | 20 | 21.C6 | KA0310:11 | CONTROL PANEL C | 21.C6
AF0343:02 | SC | 034302 | WHT | 20 | 20.A7 | KA0123:A1 | CONTROL PANEL C | 20.A5
AF0343:18 | SC | 034318 | WHT | 20 | 20.A7 | KA0123:A2 | CONTROL PANEL C | 20.A5
AF0352:11 | SC | 035211 | WHT | 20 | 21.D6 | QF0786:14 | CONTROL PANEL C | 21.D6
AF0352:12 | SC | 035212 | WHT | 20 | 21.A6 | FV0721:14 | CONTROL PANEL C | 21.A5
AF0352:13 | SC | 035213 | WHT | 20 | 21.A6 | FV0722:14 | CONTROL PANEL C | 21.A5
AF0352:43 | SC | 035243 | WHT | 20 | 21.D6 | QF0781:11 | CONTROL PANEL C | 21.D6
AF0352:44 | SC | 035244 | WHT | 20 | 21.A6 | FV0721:21 | CONTROL PANEL C | 21.A6
AF0352:45 | SC | 035245 | WHT | 20 | 21.A6 | FV0722:21 | CONTROL PANEL C | 21.A6
AF0354:01 | SC | 035409 | WHT | 20 | 21.A4 | KA0188:22 | CONTROL PANEL C | 21.A3
AF0354:07 | SC | 035407 | WHT | 20 | 21.B6 | KA0194:12 | CONTROL PANEL C | 21.B6
AF0354:08 | SC | 035408 | WHT | 20 | 21.C4 | KA0188:12 | CONTROL PANEL C | 21.C3
AF0354:17 | SC | 035425 | WHT | 20 | 21.A4 | KA0199:A2 | CONTROL PANEL C | 21.A2
AF0354:23 | SC | 035423 | WHT | 20 | 21.B6 | KA0188:A2 | CONTROL PANEL C | 21.B5
AF0354:24 | SC | 035424 | WHT | 20 | 21.C4 | KA0195:A2 | CONTROL PANEL C | 21.C2
IEG0110:5 | SC | AT0140LSS | GRN | 16 | 10.D6 | XT0370:6 | CONTROL PANEL C | 10.C5
KA0128:11 | SC | KA031022 | WHT | 20 | 39.A5 | KA0310:22 | CONTROL PANEL C | 39.A6
KA0330:21 | SC | FU0236 | WHT | 20 | 30.B5 | XT0370:7 | CONTROL PANEL C | 10.D4
KA0364:A1 | SC | KA0364A1 | WHT | 20 | 10.D6 | PF0700:14 | CONTROL PANEL C | 10.D5
KA0364:A2 | SC | 0V | WHT | 20 | 10.D6 | XT0370:8 | CONTROL PANEL C | 10.D4
PEG0110:2 | SC | PEG01102 | GRN/YEL | 16 | 43.B6 | XT0370:3 | CONTROL PANEL C | 43.B5
PEG0110:4 | SC | PEG01104 | GRN/YEL | 16 | 43.C5 | XT0352:7 | CONTROL PANEL C | 43.C5
XT0134:2 | SC | 0V | WHT | 16 | 11.C3 | XT0235:1 | CONTROL PANEL C | 11.C3
XT0138:2 | SC | FU0136 | WHT | 14 | 11.A3 | XT0233:1 | CONTROL PANEL C | 11.A3
AU0350:L2 | WC0134 | AU0350L2 | ENET | CABLE | 3.A5 | AT0140:P1 | CONTROL PANEL C | 3.A5
AU0360:L1 | WC0135 | AT0140P2 | ENET | CABLE | 3.A6 | AT0140:P2 | CONTROL PANEL C | 3.A5
SC0001:21 | WC3613 | KA019622 | RED | 20 | 22.B5 | KA0196:22 | CONTROL PANEL C | 22.B4
SC0001:11 | WC3613 | KA019612 | BLK | 20 | 22.B5 | KA0196:12 | CONTROL PANEL C | 22.B4
AF0362:01 | WC3620 | * | RED | 20 | 22.A6 | KA0195:14 | CONTROL PANEL C | 22.A5
AF0362:17 | WC3620 | * | BLK | 20 | 22.A6 | KA0195:24 | CONTROL PANEL C | 22.A5
AF0343:03 | SC | 034303 | WHT | 20 | 30.B7 | AP0560:X1-6 | CONTROL PANEL DOOR | 30.A1
AF0343:19 | SC | 034319 | WHT | 20 | 30.B7 | AP0560:X1-5 | CONTROL PANEL DOOR | 30.A1
AF0353:10 | SC | 035310 | WHT | 20 | 32.B6 | AP0560:X104-4 | CONTROL PANEL DOOR | 32.A1
AF0353:13 | SC | 035313 | WHT | 20 | 33.A6 | AP0560:X5-16 | CONTROL PANEL DOOR | 33.A1
AF0353:42 | SC | 035342 | WHT | 20 | 32.B6 | AP0560:X104-5 | CONTROL PANEL DOOR | 32.A1
KA0330:24 | SC | KA033024 | WHT | 20 | 30.B5 | AP0560:X1-11 | CONTROL PANEL DOOR | 30.A1
KA0334:A1 | SC | KA0334A1 | WHT | 20 | 31.B4 | AP0560:X2-3 | CONTROL PANEL DOOR | 31.B1
KA0334:A2 | SC | 0V | WHT | 20 | 31.B4 | AP0560:X1-10 | CONTROL PANEL DOOR | 30.A1
KA0335:A1 | SC | KA0335A1 | WHT | 20 | 31.B4 | AP0560:X2-6 | CONTROL PANEL DOOR | 31.B1
KA0336:11 | SC | FU0236 | WHT | 20 | 30.C5 | AP0560:X2-2 | CONTROL PANEL DOOR | 31.B1
KA0336:14 | SC | KA033614 | WHT | 20 | 30.C5 | AP0560:X1-12 | CONTROL PANEL DOOR | 30.A1
PEG0110:1 | SC | AT0190G | GRN/YEL | 14 | 12.A5 | AT0190:GND | CONTROL PANEL DOOR | 12.A1
AF0342:01 | SC | SA040012 | WHT | 20 | 13.C6 | SA0400:12 | CONTROL SWITCH PANEL | 13.C1
AF0342:02 | SC | SA040014 | WHT | 20 | 13.C6 | SA0400:14 | CONTROL SWITCH PANEL | 13.C1
AF0342:06 | SC | SA0412B214 | WHT | 20 | 13.B6 | SA0412:14 | CONTROL SWITCH PANEL | 13.B1
AF0342:07 | SC | SA0412B124 | WHT | 20 | 13.C6 | SA0412:24 | CONTROL SWITCH PANEL | 13.C1
AF0342:08 | SC | SA0408B214 | WHT | 20 | 13.A6 | SA0408:14 | CONTROL SWITCH PANEL | 13.A1
AF0342:09 | SC | SA0408B124 | WHT | 20 | 13.A6 | SA0408:24 | CONTROL SWITCH PANEL | 13.A1
AF0342:10 | SC | SB040210 | WHT | 20 | 13.D6 | SB0402:NO | CONTROL SWITCH PANEL | 13.D1
AF0342:11 | SC | SB040311 | WHT | 20 | 13.D6 | SB0403:NO | CONTROL SWITCH PANEL | 13.D1
AF0342:33 | SC | SA040011 | WHT | 20 | 13.C6 | SA0400:11 | CONTROL SWITCH PANEL | 13.C1
AF0342:34 | SC | SA040013 | WHT | 20 | 13.C6 | SA0400:13 | CONTROL SWITCH PANEL | 13.C1
AF0342:38 | SC | SA0412B213 | WHT | 20 | 13.B6 | SA0412:13 | CONTROL SWITCH PANEL | 13.B1
AF0342:39 | SC | SA0412B123 | WHT | 20 | 13.C6 | SA0412:23 | CONTROL SWITCH PANEL | 13.C1
AF0342:40 | SC | SA0408B213 | WHT | 20 | 13.A6 | SA0408:13 | CONTROL SWITCH PANEL | 13.A1
AF0342:41 | SC | SA0408B123 | WHT | 20 | 13.A6 | SA0408:23 | CONTROL SWITCH PANEL | 13.A1
AF0342:42 | SC | SB040242 | WHT | 20 | 13.D6 | SB0402:C | CONTROL SWITCH PANEL | 13.D1
AF0342:43 | SC | SB040343 | WHT | 20 | 13.D6 | SB0403:C | CONTROL SWITCH PANEL | 13.D1
AF0352:10 | SC | 035210 | WHT | 20 | 39.A6 | SB0701:22 | CONTROL SWITCH PANEL | 39.A1
AF0352:42 | SC | 035242 | WHT | 20 | 39.A6 | SB0701:21 | CONTROL SWITCH PANEL | 39.A1
AF0355:03 | SC | SB0400B212 | WHT | 20 | 13.B6 | SB0400:B2-12 | CONTROL SWITCH PANEL | 13.B1
AF0355:35 | SC | SB0400B211 | WHT | 20 | 13.B6 | SB0400:B2-11 | CONTROL SWITCH PANEL | 13.B1
KA0240:A1 | SC | KA0241A1 | WHT | 20 | 15.B2 | SH0401:4 | CONTROL SWITCH PANEL | 14.B1
XT0236:1 | SC | 0V | WHT | 20 | 14.A5 | SH0401:X2 | CONTROL SWITCH PANEL | 14.A1
XT0236:2 | SC | 0V | WHT | 20 | 14.B5 | HL0702:X1 | CONTROL SWITCH PANEL | 14.B1
XT0236:3 | SC | 0V | WHT | 20 | 14.C5 | HL0701:X1 | CONTROL SWITCH PANEL | 14.C1
XT0236:4 | SC | 0V | WHT | 20 | 14.C5 | HL0704:X1 | CONTROL SWITCH PANEL | 14.C1
XT0236:5 | SC | 0V | WHT | 20 | 14.D5 | HL0703:X1 | CONTROL SWITCH PANEL | 14.D1
XT0237:1 B1 | SC | SH0401X1 | WHT | 20 | 14.A3 | SH0401:X1 | CONTROL SWITCH PANEL | 14.A1
XT0237:2 B1 | SC | HL0702X2 | WHT | 20 | 14.B3 | HL0702:X2 | CONTROL SWITCH PANEL | 14.B1
XT0237:3 B1 | SC | HL0701X2 | WHT | 20 | 14.C3 | HL0701:X2 | CONTROL SWITCH PANEL | 14.C1
XT0237:4 B1 | SC | HL0704X2 | WHT | 20 | 14.C3 | HL0704:X2 | CONTROL SWITCH PANEL | 14.C1
XT0237:5 B1 | SC | HL0703X2 | WHT | 20 | 14.D3 | HL0703:X2 | CONTROL SWITCH PANEL | 14.D1
XT0238:1 | SC | FU0238 | WHT | 16 | 11.B6 | SH0401:3 | CONTROL SWITCH PANEL | 14.B1
XT0238:6 | SC | FU0238 | WHT | 20 | 14.C6 | SB0701:1 | CONTROL SWITCH PANEL | 39.A1
SolarTools ver. 24.0.84.24712 (Jul 31, 2025)
Report date: 3/2/2026 7:12 AM

## CONTROL PANEL B
CONTROL PANEL B
CONTROL CONSOLE EE11
Project # | G9300
Project Name | KGHM RETROFI
Revision | A.9
Controls DE | G. MENDOZA
Phone:
Controls ME | N. CARPENTER
Phone:
From | [5 empty] | To
Device ID | Cable (W) Conductor (SC) Jumper Clip (JC) | Wire No. | Wire ID | Gauge/Size | Page/Zone | Device ID | Location | Page/Zone
XT0100:10 | JC | KA0250A1 | CLIP | --- | 15.D5 | XT0100:9 | CONTROL PANEL B | 15.D5
XT0100:5 | JC | KA0231A1 | CLIP | --- | 15.C5 | XT0100:6 | CONTROL PANEL B | 15.C5
XT0100:7 | JC | KA0245A1 | CLIP | --- | 15.D5 | XT0100:8 | CONTROL PANEL B | 15.D5
XT0333:1 | JC | FU0136 | CLIP | --- | 11.B5 | XT0333:2 | CONTROL PANEL B | 11.B5
XT0333:2 | JC | FU0136 | CLIP | --- | 11.B5 | XT0333:3 | CONTROL PANEL B | 11.C5
XT0335:1 | JC | 0V | CLIP | --- | 11.D5 | XT0335:2 | CONTROL PANEL B | 11.D5
XT0100:36 | SC | JE1 | VIO | 20 | 26.A5 | XT0100:35 | CONTROL PANEL B | 26.A5
XT0100:38 | SC | JE2 | VIO | 20 | 26.B5 | XT0100:37 | CONTROL PANEL B | 26.A5
XT0100:40 | SC | JE3 | VIO | 20 | 26.B5 | XT0100:39 | CONTROL PANEL B | 26.B5
XT0100:42 | SC | JE4 | VIO | 20 | 26.B5 | XT0100:41 | CONTROL PANEL B | 26.B5
XT0100:44 | SC | JE5 | VIO | 20 | 26.C5 | XT0100:43 | CONTROL PANEL B | 26.C5
XT0100:46 | SC | JE6 | VIO | 20 | 26.C5 | XT0100:45 | CONTROL PANEL B | 26.C5
XT0101:4 | SC | JP09 | VIO | 20 | 25.A6 | XT0101:3 | CONTROL PANEL B | 25.A6
XT0102:11 | SC | J11 | VIO | 20 | 37.C4 | XT0102:10 | CONTROL PANEL B | 37.C4
XT0102:15 | SC | JP12 | VIO | 20 | 38.B5 | XT0102:14 | CONTROL PANEL B | 38.B5
XT0102:5 | SC | JP10 | VIO | 20 | 38.A5 | XT0102:4 | CONTROL PANEL B | 38.A5
XT0102:7 | SC | JP11 | VIO | 20 | 38.A5 | XT0102:6 | CONTROL PANEL B | 38.A5
XT0102:9 | SC | J10 | VIO | 20 | 37.C4 | XT0102:8 | CONTROL PANEL B | 37.C4
XT0103:36 | SC | JP13 | VIO | 20 | 38.D5 | XT0103:35 | CONTROL PANEL B | 38.D5
AT0680:POS | SC | FU0680 | WHT | 16 | 4.A3 | FU0680:LD | CONTROL PANEL B | 4.A5
FU0232:LI | SC | FU0136 | WHT | 14 | 12.A5 | XT0333:1 | CONTROL PANEL B | 11.B5
FU0234:LI | SC | FU0136 | WHT | 14 | 11.B6 | XT0333:2 | CONTROL PANEL B | 11.B5
FU0236:LI | SC | FU0136 | WHT | 14 | 11.C6 | XT0333:3 | CONTROL PANEL B | 11.C5
FU0237:LI | SC | FU0136 | WHT | 14 | 11.B6 | XT0333:2 | CONTROL PANEL B | 11.B5
GR1100: | SC | IEG01103 | GRN/YEL | 14 | 2.A5 | FG1112:1 | CONTROL PANEL B | 2.A4
GR1101: | SC | GR1101 | GRN/YEL | 14 | 2.A5 | FG1101:1 | CONTROL PANEL B | 2.A4
GR1102: | SC | GR1102 | GRN/YEL | 14 | 2.A5 | FG1102:1 | CONTROL PANEL B | 2.A4
KA163B7:11 | SC | 17201 | WHT | 20 | 34.B5 | KA163D7:11 | CONTROL PANEL B | 34.B5
KA163B7:11 | SC | 17201 | WHT | 20 | 34.B5 | XT0600:11 | CONTROL PANEL B | 34.A4
KA163B7:12 | SC | 17202 | WHT | 20 | 34.B5 | XT0600:12 | CONTROL PANEL B | 34.B4
KA163B7:21 | SC | 17401 | WHT | 20 | 35.B5 | KA163D7:21 | CONTROL PANEL B | 35.B5
KA163B7:21 | SC | 17401 | WHT | 20 | 35.B5 | XT0600:23 | CONTROL PANEL B | 35.A4
KA163B7:22 | SC | 17402 | WHT | 20 | 35.B5 | XT0600:24 | CONTROL PANEL B | 35.B4
KA163B7:A1 | SC | 035301 | WHT | 20 | 31.C5 | XT0600:1 | CONTROL PANEL B | 31.C5
KA163D7:11 | SC | 17201 | WHT | 20 | 34.B5 | KA163F7:11 | CONTROL PANEL B | 34.B5
KA163D7:12 | SC | 17203 | WHT | 20 | 34.B5 | XT0600:13 | CONTROL PANEL B | 34.B4
KA163D7:21 | SC | 17401 | WHT | 20 | 35.B5 | KA163F7:21 | CONTROL PANEL B | 35.B5
KA163D7:22 | SC | 17403 | WHT | 20 | 35.B5 | XT0600:25 | CONTROL PANEL B | 35.B4
KA163D7:A1 | SC | 035302 | WHT | 20 | 31.C5 | XT0600:2 | CONTROL PANEL B | 31.C5
KA163F7:11 | SC | 17201 | WHT | 20 | 34.B5 | KA163G7:11 | CONTROL PANEL B | 34.B5
KA163F7:12 | SC | 17204 | WHT | 20 | 34.B5 | XT0600:14 | CONTROL PANEL B | 34.B4
KA163F7:21 | SC | 17401 | WHT | 20 | 35.B5 | KA163G7:21 | CONTROL PANEL B | 35.B5
KA163F7:22 | SC | 17404 | WHT | 20 | 35.B5 | XT0600:26 | CONTROL PANEL B | 35.B4
KA163F7:A1 | SC | 035303 | WHT | 20 | 31.D5 | XT0600:3 | CONTROL PANEL B | 31.D5
KA163G7:11 | SC | 17201 | WHT | 20 | 34.B5 | KA163I7:11 | CONTROL PANEL B | 34.B5
KA163G7:12 | SC | 17205 | WHT | 20 | 34.B5 | XT0600:15 | CONTROL PANEL B | 34.B4
KA163G7:21 | SC | 17401 | WHT | 20 | 35.B5 | KA163I7:21 | CONTROL PANEL B | 35.B5
KA163G7:22 | SC | 17405 | WHT | 20 | 35.B5 | XT0600:27 | CONTROL PANEL B | 35.B4
KA163G7:A1 | SC | 035304 | WHT | 20 | 31.D5 | XT0600:4 | CONTROL PANEL B | 31.D5
KA163I7:11 | SC | 17201 | WHT | 20 | 34.B5 | KA163J7:11 | CONTROL PANEL B | 34.C5
KA163I7:12 | SC | 17206 | WHT | 20 | 34.B5 | XT0600:16 | CONTROL PANEL B | 34.B4
KA163I7:21 | SC | 17401 | WHT | 20 | 35.B5 | KA163J7:21 | CONTROL PANEL B | 35.C5
KA163I7:22 | SC | 17406 | WHT | 20 | 35.B5 | XT0600:28 | CONTROL PANEL B | 35.B4
KA163I7:A1 | SC | 035305 | WHT | 20 | 33.B6 | XT0600:6 | CONTROL PANEL B | 33.B5
KA163J7:11 | SC | 17201 | WHT | 20 | 34.C5 | KA163M7:11 | CONTROL PANEL B | 34.C5
KA163J7:12 | SC | 17207 | WHT | 20 | 34.C5 | XT0600:17 | CONTROL PANEL B | 34.C4
KA163J7:21 | SC | 17401 | WHT | 20 | 35.C5 | KA163M7:21 | CONTROL PANEL B | 35.C5
KA163J7:22 | SC | 17407 | WHT | 20 | 35.C5 | XT0600:29 | CONTROL PANEL B | 35.C4
KA163J7:A1 | SC | 035306 | WHT | 20 | 33.C6 | XT0600:7 | CONTROL PANEL B | 33.B5
KA163M7:11 | SC | 17201 | WHT | 20 | 34.C5 | KA164B7:11 | CONTROL PANEL B | 34.C5
KA163M7:12 | SC | 17208 | WHT | 20 | 34.C5 | XT0600:18 | CONTROL PANEL B | 34.C4
KA163M7:21 | SC | 17401 | WHT | 20 | 35.C5 | KA164B7:21 | CONTROL PANEL B | 35.C5
KA163M7:22 | SC | 17408 | WHT | 20 | 35.C5 | XT0600:30 | CONTROL PANEL B | 35.C4
KA163M7:A1 | SC | 035307 | WHT | 20 | 33.C6 | XT0600:8 | CONTROL PANEL B | 33.C5
KA164B7:11 | SC | 17201 | WHT | 20 | 34.C5 | XT0600:20 | CONTROL PANEL B | 34.C4
KA164B7:12 | SC | 17209 | WHT | 20 | 34.C5 | XT0600:19 | CONTROL PANEL B | 34.C4
KA164B7:21 | SC | 17401 | WHT | 20 | 35.C5 | XT0600:32 | CONTROL PANEL B | 35.C4
KA164B7:22 | SC | 17409 | WHT | 20 | 35.C5 | XT0600:31 | CONTROL PANEL B | 35.C4
KA164B7:A1 | SC | 035308 | WHT | 20 | 33.D6 | XT0600:9 | CONTROL PANEL B | 33.C5
KA164F7:11 | SC | 17201 | WHT | 20 | 34.C5 | KA164G7:11 | CONTROL PANEL B | 34.D5
KA164F7:11 | SC | 17201 | WHT | 20 | 34.C5 | XT0600:20 | CONTROL PANEL B | 34.C4
KA164F7:12 | SC | 17302 | WHT | 20 | 34.C5 | XT0600:21 | CONTROL PANEL B | 34.C4
KA164F7:21 | SC | 17401 | WHT | 20 | 35.C5 | KA164G7:21 | CONTROL PANEL B | 35.D5
KA164F7:21 | SC | 17401 | WHT | 20 | 35.C5 | XT0600:32 | CONTROL PANEL B | 35.C4
KA164F7:22 | SC | 17502 | WHT | 20 | 35.C5 | XT0600:33 | CONTROL PANEL B | 35.C4
KA164F7:A1 | SC | 035311 | WHT | 20 | 33.D6 | XT0600:10 | CONTROL PANEL B | 33.D5
KA164G7:12 | SC | 17303 | WHT | 20 | 34.D5 | XT0600:22 | CONTROL PANEL B | 34.D4
KA164G7:22 | SC | 17503 | WHT | 20 | 35.D5 | XT0600:34 | CONTROL PANEL B | 35.D4
KA164G7:A1 | SC | 035312 | WHT | 20 | 33.A6 | XT0600:5 | CONTROL PANEL B | 33.A5
XT0100:1 | SC | ESTOP | WHT | 20 | 15.A3 | XT0100:2 | CONTROL PANEL B | 15.B3
XT0100:37 | SC | ESTOPC | WHT | 20 | 26.A5 | XT0100:41 | CONTROL PANEL B | 26.B5
XT0100:40 | SC | SB047212 | WHT | 20 | 26.B5 | XT0100:43 | CONTROL PANEL B | 26.C5
XT0100:42 | SC | ESTOPB | WHT | 20 | 26.B5 | XT0100:45 | CONTROL PANEL B | 26.C5
XT0102:21 | SC | FU0238 | WHT | 16 | 37.A4 | XT0102:1 | CONTROL PANEL B | 36.A4
XT0103:10 | SC | 034134 | WHT | 20 | 23.C5 | XT0103:5 | CONTROL PANEL B | 23.A5
XT0103:11 | SC | 034102 | WHT | 20 | 23.C5 | XT0103:6 | CONTROL PANEL B | 23.A5
XT0103:12 | SC | 034104 | WHT | 20 | 23.C5 | XT0103:7 | CONTROL PANEL B | 23.A5
XT0103:13 | SC | 034105 | WHT | 20 | 23.D5 | XT0103:8 | CONTROL PANEL B | 23.B5
XT0103:15 | SC | KA080111 | WHT | 20 | 24.B4 | XT0103:19 | CONTROL PANEL B | 24.B4
XT0103:16 | SC | KA080121 | WHT | 20 | 24.C4 | XT0103:20 | CONTROL PANEL B | 24.C4
XT0103:19 | SC | KA080111 | WHT | 20 | 24.B4 | XT0103:21 | CONTROL PANEL B | 24.B4
XT0103:20 | SC | KA080121 | WHT | 20 | 24.C4 | XT0103:22 | CONTROL PANEL B | 24.D4
XT0103:21 | SC | KA080111 | WHT | 20 | 24.B4 | XT0103:25 | CONTROL PANEL B | 24.C4
XT0103:22 | SC | KA080121 | WHT | 20 | 24.D4 | XT0103:26 | CONTROL PANEL B | 24.D4
XT6735:2 | SC | 0V | WHT | 16 | 17.D4 | XT0335:2 | CONTROL PANEL B | 11.D5
XT0100:28 | SC | KA0262A1 | WHT | 16 | 19.A3 | AT0170:23 | AUXILIARY EQP POWER | 53.A6
XT0100:2 | SC | ESTOP | WHT | 20 | 15.B3 | KA0235:A1 | AUXILIARY PANEL A | 55.A6
XT0100:23 | SC | KA016811 | WHT | 20 | 18.A5 | KA0235:11 | AUXILIARY PANEL A | 55.D6
XT0100:24 | SC | 034204 | WHT | 20 | 18.A5 | KA0235:12 | AUXILIARY PANEL A | 55.D6
XT0100:5 | SC | KA0231A1 | WHT | 20 | 15.C5 | KA0233:A1 | AUXILIARY PANEL A | 55.B6
XT0100:7 | SC | KA0245A1 | WHT | 20 | 15.D5 | KA0161:A1 | AUXILIARY PANEL A | 55.C6
XT0100:9 | SC | KA0250A1 | WHT | 20 | 15.D5 | KA0162:A1 | AUXILIARY PANEL A | 55.C6
XT0100:10 | SC | KA0250A1 | WHT | 20 | 15.D5 | XT0120:5 | AUXILIARY PANEL B | 116.B3
XT0100:21 | SC | FU0212,WHT | WHT | 20 | 17.C3 | XT0120:7 | AUXILIARY PANEL B | 116.C3
XT0100:22 | SC | KA024614 | WHT | 20 | 17.C3 | XT0120:8 | AUXILIARY PANEL B | 116.C3
XT0100:27 | SC | KA0261A1 | WHT | 20 | 19.A3 | KA0174:14 | AUXILIARY PANEL B | 53.B4
XT0100:29 | SC | 034437 | WHT | 20 | 19.C3 | KA6500:11 | AUXILIARY PANEL B | 53.D4
XT0100:3 | SC | KA0243A1 | WHT | 20 | 15.C3 | KA0173:11 | AUXILIARY PANEL B | 53.B3
XT0100:30 | SC | 034405 | WHT | 20 | 19.C3 | KA6500:12 | AUXILIARY PANEL B | 53.D4
XT0100:31 | SC | 034438 | WHT | 20 | 19.D3 | KA0175:11 | AUXILIARY PANEL B | 53.C4
XT0100:32 | SC | 034406 | WHT | 20 | 19.D3 | KA0175:12 | AUXILIARY PANEL B | 53.C4
XT0100:33 | SC | 034439 | WHT | 20 | 19.D3 | KA0176:11 | AUXILIARY PANEL B | 53.C4
XT0100:34 | SC | 034407 | WHT | 20 | 19.D3 | KA0176:12 | AUXILIARY PANEL B | 53.C4
XT0100:4 | SC | 0V | WHT | 20 | 15.D3 | XT0120:6 | AUXILIARY PANEL B | 116.B3
XT0100:6 | SC | KA0231A1 | WHT | 20 | 15.C5 | XT0120:3 | AUXILIARY PANEL B | 116.A3
XT0100:8 | SC | KA0245A1 | WHT | 20 | 15.D5 | XT0120:4 | AUXILIARY PANEL B | 116.A3
AT0680:NEG | SC | 0V | WHT | 16 | 4.A3 | XT0134:2 | CONTROL PANEL A | 11.C3
FU0237:LD | SC | FU0237 | WHT | 16 | 11.B6 | KA0247:24 | CONTROL PANEL A | 17.D5
FU0680:LI | SC | FU0136 | WHT | 14 | 4.A5 | XT0138:2 | CONTROL PANEL A | 11.A3
KA0567:A1 | SC | 034304 | WHT | 20 | 21.D6 | AF0343:04 | CONTROL PANEL A | 21.D6
KA0567:A2 | SC | 034320 | WHT | 20 | 21.D6 | AF0343:20 | CONTROL PANEL A | 21.D6
KA163B7:A2 | SC | 035317 | WHT | 20 | 31.C5 | AF0353:17 | CONTROL PANEL A | 31.C6
KA163D7:A2 | SC | 035318 | WHT | 20 | 31.C5 | AF0353:18 | CONTROL PANEL A | 31.C6
KA163F7:A2 | SC | 035319 | WHT | 20 | 31.D5 | AF0353:19 | CONTROL PANEL A | 31.D6
KA163G7:A2 | SC | 035320 | WHT | 20 | 31.D5 | AF0353:20 | CONTROL PANEL A | 31.D6
KA163I7:A2 | SC | 035321 | WHT | 20 | 33.B6 | AF0353:21 | CONTROL PANEL A | 33.B6
KA163J7:A2 | SC | 035322 | WHT | 20 | 33.C6 | AF0353:22 | CONTROL PANEL A | 33.B6
KA163M7:A2 | SC | 035323 | WHT | 20 | 33.C6 | AF0353:23 | CONTROL PANEL A | 33.C6
KA164B7:A2 | SC | 035324 | WHT | 20 | 33.D6 | AF0353:24 | CONTROL PANEL A | 33.C6
KA164F7:A2 | SC | 035327 | WHT | 20 | 33.D6 | AF0353:27 | CONTROL PANEL A | 33.D6
KA164G7:A2 | SC | 035328 | WHT | 20 | 33.A6 | AF0353:28 | CONTROL PANEL A | 33.A6
XT0100:1 | SC | ESTOP | WHT | 20 | 15.A3 | KA0166:A1 | CONTROL PANEL A | 15.A2
XT0100:11 | SC | KA024711 | WHT | 20 | 17.A3 | KA0247:11 | CONTROL PANEL A | 17.A5
XT0100:12 | SC | KA024714 | WHT | 20 | 17.A3 | KA0247:14 | CONTROL PANEL A | 17.A5
XT0100:13 | SC | KA025111 | WHT | 20 | 17.B3 | KA0251:11 | CONTROL PANEL A | 17.B4
XT0100:14 | SC | KA024914 | WHT | 20 | 17.B3 | KA0249:14 | CONTROL PANEL A | 17.B5
XT0100:15 | SC | KA026121 | WHT | 20 | 17.B3 | KA0261:21 | CONTROL PANEL A | 17.B5
XT0100:16 | SC | KA026124 | WHT | 20 | 17.B3 | KA0261:24 | CONTROL PANEL A | 17.B5
XT0100:17 | SC | KA026221 | WHT | 20 | 17.B3 | KA0262:21 | CONTROL PANEL A | 17.B5
XT0100:18 | SC | KA026224 | WHT | 20 | 17.B3 | KA0262:24 | CONTROL PANEL A | 17.B5
XT0100:19 | SC | KA024811 | WHT | 20 | 17.C3 | KA0248:11 | CONTROL PANEL A | 17.C5
XT0100:20 | SC | KA024814 | WHT | 20 | 17.C3 | KA0248:14 | CONTROL PANEL A | 17.C5
XT0100:21 | SC | FU0212,WHT | WHT | 20 | 17.C3 | KA0246:11 | CONTROL PANEL A | 17.C5
XT0100:22 | SC | KA024614 | WHT | 20 | 17.C3 | KA0246:14 | CONTROL PANEL A | 17.C5
XT0100:23 | SC | KA016811 | WHT | 20 | 18.A5 | KA0168:11 | CONTROL PANEL A | 18.A6
XT0100:24 | SC | 034204 | WHT | 20 | 18.A5 | AF0342:04 | CONTROL PANEL A | 18.A7
XT0100:27 | SC | KA0261A1 | WHT | 20 | 19.A3 | KA0261:A1 | CONTROL PANEL A | 19.A4
XT0100:28 | SC | KA0262A1 | WHT | 20 | 19.A3 | KA0262:A1 | CONTROL PANEL A | 19.A4
XT0100:29 | SC | 034437 | WHT | 20 | 19.C3 | AF0344:37 | CONTROL PANEL A | 19.C7
XT0100:3 | SC | KA0243A1 | WHT | 20 | 15.C3 | KA0243:A1 | CONTROL PANEL A | 15.C2
XT0100:30 | SC | 034405 | WHT | 20 | 19.C3 | AF0344:05 | CONTROL PANEL A | 19.C7
XT0100:31 | SC | 034438 | WHT | 20 | 19.D3 | AF0344:38 | CONTROL PANEL A | 19.D7
XT0100:32 | SC | 034406 | WHT | 20 | 19.D3 | AF0344:06 | CONTROL PANEL A | 19.D7
XT0100:33 | SC | 034439 | WHT | 20 | 19.D3 | AF0344:39 | CONTROL PANEL A | 19.D7
XT0100:34 | SC | 034407 | WHT | 20 | 19.D3 | AF0344:07 | CONTROL PANEL A | 19.D7
XT0100:35 | SC | SB75121 | WHT | 20 | 26.A5 | AF0344:44 | CONTROL PANEL A | 26.A7
XT0100:36 | SC | SB75122 | WHT | 20 | 26.A5 | AF0344:12 | CONTROL PANEL A | 26.A7
XT0100:38 | SC | ESTOPD | WHT | 20 | 26.B5 | KA0243:21 | CONTROL PANEL A | 15.A3
XT0100:39 | SC | SB047211 | WHT | 20 | 26.B5 | AF0344:33 | CONTROL PANEL A | 26.B7
XT0100:4 | SC | 0V | WHT | 16 | 15.D3 | XT0135:3 | CONTROL PANEL A | 11.C5
XT0100:44 | SC | SB047312 | WHT | 20 | 26.C5 | AF0344:01 | CONTROL PANEL A | 26.B7
XT0100:5 | SC | KA0231A1 | WHT | 20 | 15.C5 | KA0141:A1 | CONTROL PANEL A | 15.C6
XT0100:7 | SC | KA0245A1 | WHT | 20 | 15.D5 | KA0249:A1 | CONTROL PANEL A | 15.D6
XT0100:9 | SC | KA0250A1 | WHT | 20 | 15.D5 | KA0251:A1 | CONTROL PANEL A | 15.D6
XT0101:1 | SC | SB75101 | WHT | 20 | 25.A6 | AF0363:32 | CONTROL PANEL A | 25.A7
XT0101:10 | SC | SB75512 | WHT | 20 | 25.C6 | AF0363:04 | CONTROL PANEL A | 25.C7
XT0101:11 | SC | SB75521 | WHT | 20 | 25.C6 | AF0363:37 | CONTROL PANEL A | 25.C7
XT0101:12 | SC | SB75522 | WHT | 20 | 25.C6 | AF0363:05 | CONTROL PANEL A | 25.C7
XT0101:13 | SC | SB75541 | WHT | 20 | 25.B6 | AF0363:38 | CONTROL PANEL A | 25.B7
XT0101:14 | SC | SB75542 | WHT | 20 | 25.B6 | AF0363:06 | CONTROL PANEL A | 25.B7
XT0101:15 | SC | SB75551 | WHT | 20 | 25.B6 | AF0363:39 | CONTROL PANEL A | 25.B7
XT0101:16 | SC | SB75552 | WHT | 20 | 25.B6 | AF0363:07 | CONTROL PANEL A | 25.B7
XT0101:2 | SC | SB75102 | WHT | 20 | 25.A6 | AF0363:00 | CONTROL PANEL A | 25.A7
XT0101:29 | SC | 036400 | WHT | 20 | 28.A5 | AF0365:01 | CONTROL PANEL A | 28.A6
XT0101:3 | SC | SB75111 | WHT | 20 | 25.A6 | AF0363:33 | CONTROL PANEL A | 25.A7
XT0101:30 | SC | 036416 | WHT | 20 | 28.A5 | AF0365:02 | CONTROL PANEL A | 28.A6
XT0101:31 | SC | 036401 | WHT | 20 | 28.A5 | AF0365:05 | CONTROL PANEL A | 28.A6
XT0101:32 | SC | 036417 | WHT | 20 | 28.A5 | AF0365:06 | CONTROL PANEL A | 28.A6
XT0101:33 | SC | 036402 | WHT | 20 | 28.B5 | AF0365:09 | CONTROL PANEL A | 28.B6
XT0101:34 | SC | 036418 | WHT | 20 | 28.B5 | AF0365:10 | CONTROL PANEL A | 28.B6
XT0101:35 | SC | 036403 | WHT | 20 | 28.B5 | AF0365:13 | CONTROL PANEL A | 28.B6
XT0101:36 | SC | 036419 | WHT | 20 | 28.B5 | AF0365:14 | CONTROL PANEL A | 28.B6
XT0101:37 | SC | 036404 | WHT | 20 | 28.C5 | AF0365:33 | CONTROL PANEL A | 28.C6
XT0101:38 | SC | 036420 | WHT | 20 | 28.C5 | AF0365:34 | CONTROL PANEL A | 28.C6
XT0101:39 | SC | 036405 | WHT | 20 | 28.C5 | AF0365:37 | CONTROL PANEL A | 28.C6
XT0101:4 | SC | SB75112 | WHT | 20 | 25.A6 | AF0363:01 | CONTROL PANEL A | 25.A7
XT0101:40 | SC | 036421 | WHT | 20 | 28.C5 | AF0365:38 | CONTROL PANEL A | 28.C6
XT0101:45 | SC | 036601 | WHT | 20 | 29.A5 | AF0366:01 | CONTROL PANEL A | 29.A6
XT0101:46 | SC | 036602 | WHT | 20 | 29.A5 | AF0366:02 | CONTROL PANEL A | 29.A6
XT0101:47 | SC | 036605 | WHT | 20 | 29.A5 | AF0366:05 | CONTROL PANEL A | 29.A6
XT0101:48 | SC | 036606 | WHT | 20 | 29.A5 | AF0366:06 | CONTROL PANEL A | 29.A6
XT0101:49 | SC | 036410 | WHT | 20 | 29.B5 | AF0366:09 | CONTROL PANEL A | 29.B6
XT0101:5 | SC | SB75561 | WHT | 20 | 25.C6 | AF0363:34 | CONTROL PANEL A | 25.C7
XT0101:50 | SC | 036426 | WHT | 20 | 29.B5 | AF0366:10 | CONTROL PANEL A | 29.B6
XT0101:51 | SC | 036613 | WHT | 20 | 29.B5 | AF0366:13 | CONTROL PANEL A | 29.B6
XT0101:52 | SC | 036614 | WHT | 20 | 29.B5 | AF0366:14 | CONTROL PANEL A | 29.B6
XT0101:53 | SC | 036633 | WHT | 20 | 29.C5 | AF0366:33 | CONTROL PANEL A | 29.C6
XT0101:54 | SC | 036634 | WHT | 20 | 29.C5 | AF0366:34 | CONTROL PANEL A | 29.C6
XT0101:6 | SC | SB75562 | WHT | 20 | 25.C6 | AF0363:02 | CONTROL PANEL A | 25.C7
XT0101:7 | SC | SB75581 | WHT | 20 | 25.D6 | AF0363:35 | CONTROL PANEL A | 25.D7
XT0101:8 | SC | SB75582 | WHT | 20 | 25.D6 | AF0363:03 | CONTROL PANEL A | 25.D7
XT0101:9 | SC | SB75511 | WHT | 20 | 25.C6 | AF0363:36 | CONTROL PANEL A | 25.C7
XT0102:1 | SC | FU0238 | WHT | 16 | 36.A4 | XT0238:4 | CONTROL PANEL A | 14.B6
XT0102:10 | SC | 035237 | WHT | 20 | 37.C4 | AF0352:37 | CONTROL PANEL A | 37.C7
XT0102:11 | SC | 035205 | WHT | 20 | 37.C4 | AF0352:05 | CONTROL PANEL A | 37.C7
XT0102:12 | SC | 035239 | WHT | 20 | 36.D4 | AF0352:39 | CONTROL PANEL A | 36.D7
XT0102:13 | SC | 035207 | WHT | 20 | 36.D4 | AF0352:07 | CONTROL PANEL A | 36.D7
XT0102:14 | SC | 035246 | WHT | 20 | 38.B5 | AF0352:46 | CONTROL PANEL A | 38.B6
XT0102:15 | SC | 035214 | WHT | 20 | 38.B5 | AF0352:14 | CONTROL PANEL A | 38.B6
XT0102:16 | SC | 035346 | WHT | 20 | 36.D4 | AF0353:46 | CONTROL PANEL A | 36.D7
XT0102:17 | SC | 035314 | WHT | 20 | 36.D4 | AF0353:14 | CONTROL PANEL A | 36.D7
XT0102:2 | SC | KA9603NO | WHT | 20 | 36.B4 | KA0340:A1 | CONTROL PANEL A | 36.B5
XT0102:2 | SC | KA9603NO | WHT | 20 | 36.B4 | XT0237:4 B2 | CONTROL PANEL A | 14.C3
XT0102:22 | SC | KA9602NO | WHT | 20 | 37.B4 | KA0331:A1 | CONTROL PANEL A | 37.B5
XT0102:22 | SC | KA9602NO | WHT | 20 | 37.B4 | XT0237:2 B2 | CONTROL PANEL A | 14.B3
XT0102:23 | SC | KA9602NC | WHT | 20 | 37.B4 | KA0336:A1 | CONTROL PANEL A | 37.B5
XT0102:23 | SC | KA9602NC | WHT | 20 | 37.B4 | XT0237:3 B2 | CONTROL PANEL A | 14.C3
XT0102:3 | SC | KA9603NC | WHT | 20 | 36.B4 | KA0346:A1 | CONTROL PANEL A | 36.B5
XT0102:3 | SC | KA9603NC | WHT | 20 | 36.B4 | XT0237:5 B2 | CONTROL PANEL A | 14.D3
XT0102:4 | SC | 035234 | WHT | 20 | 38.A5 | AF0352:34 | CONTROL PANEL A | 38.A6
XT0102:41 | SC | KA033211 | WHT | 20 | 39.C3 | KA0332:11 | CONTROL PANEL A | 39.C5
XT0102:42 | SC | KA033224 | WHT | 20 | 39.C3 | KA0332:24 | CONTROL PANEL A | 39.C6
XT0102:43 | SC | KA033311 | WHT | 20 | 39.C3 | KA0333:11 | CONTROL PANEL A | 39.C5
XT0102:44 | SC | KA033324 | WHT | 20 | 39.C3 | KA0333:24 | CONTROL PANEL A | 39.C6
XT0102:45 | SC | KA033421 | WHT | 20 | 39.C3 | KA0334:21 | CONTROL PANEL A | 39.C6
XT0102:46 | SC | KA033422 | WHT | 20 | 39.D3 | KA0335:22 | CONTROL PANEL A | 39.D6
XT0102:47 | SC | CC75801 | WHT | 20 | 39.D3 | KA0180:11 | CONTROL PANEL A | 39.D5
XT0102:48 | SC | CC75802 | WHT | 20 | 39.D3 | KA0180:14 | CONTROL PANEL A | 39.D5
XT0102:5 | SC | 035202 | WHT | 20 | 38.A5 | AF0352:02 | CONTROL PANEL A | 38.A6
XT0102:6 | SC | 035235 | WHT | 20 | 38.A5 | AF0352:35 | CONTROL PANEL A | 38.A6
XT0102:7 | SC | 035203 | WHT | 20 | 38.A5 | AF0352:03 | CONTROL PANEL A | 38.A6
XT0102:8 | SC | 035236 | WHT | 20 | 37.C4 | AF0352:36 | CONTROL PANEL A | 37.C7
XT0102:9 | SC | 035204 | WHT | 20 | 37.C4 | AF0352:04 | CONTROL PANEL A | 37.C7
XT0103:14 | SC | 034110 | WHT | 20 | 23.D5 | AF0341:10 | CONTROL PANEL A | 23.D7
XT0103:15 | SC | KA080111 | WHT | 20 | 24.B4 | KA0801:11 | CONTROL PANEL A | 24.B5
XT0103:16 | SC | KA080121 | WHT | 20 | 24.C4 | KA0801:21 | CONTROL PANEL A | 24.C5
XT0103:17 | SC | KA080114 | WHT | 20 | 24.B4 | KA0801:14 | CONTROL PANEL A | 24.B5
XT0103:18 | SC | KA080124 | WHT | 20 | 24.C4 | KA0801:24 | CONTROL PANEL A | 24.C5
XT0103:21 | SC | KA080111 | WHT | 20 | 24.B4 | KA0802:11 | CONTROL PANEL A | 24.B5
XT0103:22 | SC | KA080121 | WHT | 20 | 24.D4 | KA0802:21 | CONTROL PANEL A | 24.D5
XT0103:23 | SC | KA080214 | WHT | 20 | 24.B4 | KA0802:14 | CONTROL PANEL A | 24.B5
XT0103:24 | SC | KA080224 | WHT | 20 | 24.D4 | KA0802:24 | CONTROL PANEL A | 24.D5
XT0103:25 | SC | KA080111 | WHT | 20 | 24.C4 | KA0330:11 | CONTROL PANEL A | 24.C5
XT0103:26 | SC | KA080121 | WHT | 20 | 24.D4 | KA0331:21 | CONTROL PANEL A | 24.D5
XT0103:27 | SC | KA033014 | WHT | 20 | 24.C4 | KA0330:14 | CONTROL PANEL A | 24.C5
XT0103:28 | SC | KA033124 | WHT | 20 | 24.D4 | KA0331:24 | CONTROL PANEL A | 24.D5
XT0103:35 | SC | 034143 | WHT | 20 | 38.D5 | AF0341:43 | CONTROL PANEL A | 38.D6
XT0103:36 | SC | 034111 | WHT | 20 | 38.D5 | AF0341:11 | CONTROL PANEL A | 38.D6
XT0103:37 | SC | KA034211 | WHT | 20 | 38.C5 | KA0342:11 | CONTROL PANEL A | 38.C6
XT0103:38 | SC | KA034214 | WHT | 20 | 38.C5 | KA0342:14 | CONTROL PANEL A | 38.C6
XT0103:5 | SC | 034134 | WHT | 20 | 23.A5 | AF0341:34 | CONTROL PANEL A | 23.A7
XT0103:6 | SC | 034102 | WHT | 20 | 23.A5 | AF0341:02 | CONTROL PANEL A | 23.A7
XT0103:7 | SC | 034104 | WHT | 20 | 23.A5 | AF0341:04 | CONTROL PANEL A | 23.A7
XT0103:8 | SC | 034105 | WHT | 20 | 23.B5 | AF0341:05 | CONTROL PANEL A | 23.B7
XT0103:9 | SC | 034103 | WHT | 20 | 23.B5 | AF0341:03 | CONTROL PANEL A | 23.B7
XT0333:1 | SC | FU0136 | WHT | 14 | 11.B5 | XT0138:3 | CONTROL PANEL A | 11.B3
XT0335:1 | SC | 0V | WHT | 14 | 11.D5 | XT0134:3 | CONTROL PANEL A | 11.D3
XT0335:2 | SC | 0V | WHT | 16 | 11.D5 | XT6735:2 | CONTROL PANEL A | 17.D4
XT0600:1 | SC | 035301 | WHT | 20 | 31.C5 | AF0353:01 | CONTROL PANEL A | 31.C6
XT0600:10 | SC | 035311 | WHT | 20 | 33.D5 | AF0353:11 | CONTROL PANEL A | 33.D6
XT0600:2 | SC | 035302 | WHT | 20 | 31.C5 | AF0353:02 | CONTROL PANEL A | 31.C6
XT0600:3 | SC | 035303 | WHT | 20 | 31.D5 | AF0353:03 | CONTROL PANEL A | 31.D6
XT0600:4 | SC | 035304 | WHT | 20 | 31.D5 | AF0353:04 | CONTROL PANEL A | 31.D6
XT0600:5 | SC | 035312 | WHT | 20 | 33.A5 | AF0353:12 | CONTROL PANEL A | 33.A6
XT0600:6 | SC | 035305 | WHT | 20 | 33.B5 | AF0353:05 | CONTROL PANEL A | 33.B6
XT0600:7 | SC | 035306 | WHT | 20 | 33.B5 | AF0353:06 | CONTROL PANEL A | 33.B6
XT0600:8 | SC | 035307 | WHT | 20 | 33.C5 | AF0353:07 | CONTROL PANEL A | 33.C6
XT0600:9 | SC | 035308 | WHT | 20 | 33.C5 | AF0353:08 | CONTROL PANEL A | 33.C6
XT6735:1 | SC | HAL6735,WHT | WHT | 16 | 17.D4 | KA0247:21 | CONTROL PANEL A | 17.D5
AT0680:LAN1 | WC0680 | AP0606L1 | ENET | CABLE | 4.D3 | AP0606:L1 | CONTROL PANEL A | 4.D2
XT0101:55 | WC3610 | CC75821 | RED | 20 | 27.A5 | AF0361:00 | CONTROL PANEL A | 27.A7
XT0101:56 | WC3610 | CC75822 | BLK | 20 | 27.A5 | AF0361:16 | CONTROL PANEL A | 27.A7
XT0101:57 | WC3610 | CC7582S | SH | 20 | 27.A5 | AF0361:48 | CONTROL PANEL A | 27.A7
XT0101:58 | WC3611 | CC75871 | RED | 20 | 27.A5 | AF0361:02 | CONTROL PANEL A | 27.A7
XT0101:59 | WC3611 | CC75872 | BLK | 20 | 27.B5 | AF0361:18 | CONTROL PANEL A | 27.A7
XT0101:60 | WC3611 | CC7587S | SH | 20 | 27.B5 | AF0361:50 | CONTROL PANEL A | 27.A7
FU0236:LD | SC | FU0236 | WHT | 16 | 11.C6 | XT0370:7 | CONTROL PANEL C | 10.D4
XT0103:19 | SC | KA080111 | WHT | 20 | 24.B4 | KA0194:21 | CONTROL PANEL C | 24.B5
XT0103:20 | SC | KA080121 | WHT | 20 | 24.C4 | KA0195:11 | CONTROL PANEL C | 24.C5
XT0103:33 | SC | KA019424 | WHT | 20 | 24.B4 | KA0194:24 | CONTROL PANEL C | 24.B5
XT0103:34 | SC | KA019514 | WHT | 20 | 24.D4 | KA0195:14 | CONTROL PANEL C | 24.C5
XT0103:59 | SC | KA019511 | WHT | 20 | 22.A4 | KA0195:11 | CONTROL PANEL C | 22.A5
XT0103:59 | SC | KA019511 | WHT | 20 | 22.A4 | KA0196:21 | CONTROL PANEL C | 22.B4
XT0103:60 | SC | KA019521 | WHT | 20 | 22.A4 | KA0195:21 | CONTROL PANEL C | 22.A5
XT0103:60 | SC | KA019521 | WHT | 20 | 22.A4 | KA0196:11 | CONTROL PANEL C | 22.B4
XT0335:1 | SC | 0V | WHT | 16 | 11.D5 | XT0370:8 | CONTROL PANEL C | 10.D4
AT0680:LAN3 | WC0190 | * | ENET | CABLE | 4.D3 | BA0542:RJ45 | CONTROL PANEL C | 4.D4
FU0232:LD | SC | FU0232 | WHT | 14 | 12.A5 | AT0190:POS | CONTROL PANEL DOOR | 12.A1
FU0234:LD | SC | FU0234 | WHT | 16 | 11.B6 | AP0560:X1-2 | CONTROL PANEL DOOR | 30.A1
KA0567:11 | SC | FU0234 | WHT | 20 | 30.B2 | AP0560:X1-2 | CONTROL PANEL DOOR | 30.A1
KA0567:14 | SC | KA056714 | WHT | 16 | 30.B2 | AP0560:X1-8 | CONTROL PANEL DOOR | 30.A1
XT0335:1 | SC | 0V | WHT | 16 | 11.D5 | AT0190:NEG | CONTROL PANEL DOOR | 12.A1
XT0335:2 | SC | 0V | WHT | 16 | 11.D5 | AP0560:X1-3 | CONTROL PANEL DOOR | 30.A1
XT0600:1 | SC | 035301 | WHT | 20 | 31.C5 | AP0560:X2-9 | CONTROL PANEL DOOR | 31.B1
XT0600:10 | SC | 035311 | WHT | 20 | 33.D5 | AP0560:X6-18 | CONTROL PANEL DOOR | 33.C1
XT0600:2 | SC | 035302 | WHT | 20 | 31.C5 | AP0560:X2-12 | CONTROL PANEL DOOR | 31.B1
XT0600:3 | SC | 035303 | WHT | 20 | 31.D5 | AP0560:X2-15 | CONTROL PANEL DOOR | 31.B1
XT0600:4 | SC | 035304 | WHT | 20 | 31.D5 | AP0560:X2-18 | CONTROL PANEL DOOR | 31.B1
XT0600:5 | SC | 035312 | WHT | 20 | 33.A5 | AP0560:X5-14 | CONTROL PANEL DOOR | 33.A1
XT0600:6 | SC | 035305 | WHT | 20 | 33.B5 | AP0560:X6-10 | CONTROL PANEL DOOR | 33.C1
XT0600:7 | SC | 035306 | WHT | 20 | 33.B5 | AP0560:X6-12 | CONTROL PANEL DOOR | 33.C1
XT0600:8 | SC | 035307 | WHT | 20 | 33.C5 | AP0560:X6-14 | CONTROL PANEL DOOR | 33.C1
XT0600:9 | SC | 035308 | WHT | 20 | 33.C5 | AP0560:X6-16 | CONTROL PANEL DOOR | 33.C1
AT0680:LAN2 | WC0191 | AT0680L3 | ENET | CABLE | 4.D3 | AT0190:ETAP:L1 | CONTROL PANEL DOOR | 12.A1
XT0100:1 | SC | ESTOP | WHT | 20 | 15.A3 | SB0400:B1-12 | CONTROL SWITCH PANEL | 13.A1
XT0100:46 | SC | ESTOPA | WHT | 16 | 26.C5 | SB0400:B1-11 | CONTROL SWITCH PANEL | 13.A1
SolarTools ver. 24.0.84.24712 (Jul 31, 2025)
Report date: 3/2/2026 7:12 AM

## CONTROL PANEL C
CONTROL PANEL C
CONTROL CONSOLE EE11
Project # | G9300
Project Name | KGHM RETROFI
Revision | A.9
Controls DE | G. MENDOZA
Phone:
Controls ME | N. CARPENTER
Phone:
From | [5 empty] | To
Device ID | Cable (W) Conductor (SC) Jumper Clip (JC) | Wire No. | Wire ID | Gauge/Size | Page/Zone | Device ID | Location | Page/Zone
XT0001:1 | JC | FU0136 | CLIP | --- | 4.A5 | XT0001:2 | CONTROL PANEL C | 4.B5
XT0001:2 | JC | FU0136 | CLIP | --- | 4.B5 | XT0001:3 | CONTROL PANEL C | 4.C5
XT0001:4 | JC | 0V | CLIP | --- | 4.A5 | XT0001:5 | CONTROL PANEL C | 4.B5
XT0001:5 | JC | 0V | CLIP | --- | 4.B5 | XT0001:6 | CONTROL PANEL C | 4.C5
XT0233:1 | JC | FU0136 | CLIP | --- | 11.A3 | XT0233:2 | CONTROL PANEL C | 11.A3
XT0235:1 | JC | 0V | CLIP | --- | 11.C3 | XT0235:2 | CONTROL PANEL C | 11.C3
XT0353:2 | JC | CCT(+) | CLIP | --- | 43.A5 | XT0353:1 | CONTROL PANEL C | 43.A5
XT0353:4 | JC | CCT(-) | CLIP | --- | 43.A5 | XT0353:3 | CONTROL PANEL C | 43.A5
AT0140:13 VGEN-A | SC | AT014013 | RED | 16 | 42.B7 | XT0351:31 | CONTROL PANEL C | 42.B5
AT0140:14 VGEN-B | SC | AT014014 | RED | 16 | 42.B7 | XT0351:32 | CONTROL PANEL C | 42.B5
AT0140:15 VGEN-C | SC | AT014015 | RED | 16 | 42.B7 | XT0351:33 | CONTROL PANEL C | 42.B5
AT0140:16 VGEN-N | SC | AT014016 | GRN/YEL | 16 | 42.B7 | XT0351:34 | CONTROL PANEL C | 42.C5
AT0140:17 VBUS-A | SC | QF07842 | RED | 16 | 40.C7 | AT0140:18 VBUS-B | CONTROL PANEL C | 40.C7
AT0140:17 VBUS-A | SC | QF07842 | RED | 16 | 40.C7 | XT0122:1 | CONTROL PANEL C | 40.A4
AT0140:19 VBUS-C | SC | BUSPTN | GRN/YEL | 16 | 40.C7 | AT0140:20 VBUS-N | CONTROL PANEL C | 40.C7
AT0140:20 VBUS-N | SC | BUSPTN | GRN/YEL | 16 | 40.C7 | XT0351:12 | CONTROL PANEL C | 40.C3
AT0140:27 ID RLY | SC | CCT(+) | BLU | 12 | 43.A7 | XT0353:2 | CONTROL PANEL C | 43.A5
AT0140:28 ID RLY | SC | CCT(-) | BLU | 12 | 43.A7 | XT0353:4 | CONTROL PANEL C | 43.A5
AT0140:29 FLT | SC | KA0310A2 | WHT | 20 | 10.B6 | KA0310:A2 | CONTROL PANEL C | 10.B6
AT0140:3 EX-D(-) | SC | 0V | WHT | 16 | 10.C7 | XT0235:2 | CONTROL PANEL C | 11.C3
AT0140:30 FLT | SC | 0V | WHT | 16 | 10.B6 | XT0235:1 | CONTROL PANEL C | 11.C3
AT0140:33 ID RES(+) | SC | CCT(+) | BLU | 12 | 43.A7 | XT0353:1 | CONTROL PANEL C | 43.A5
AT0140:34 ID RES(-) | SC | AT014034 | BLU | 12 | 43.A7 | AT0140:42 ID(+) | CONTROL PANEL C | 43.A7
AT0140:36 I1(+) | SC | AT014036 | BLU | 12 | 43.D7 | XT0352:1 | CONTROL PANEL C | 43.C5
AT0140:37 I1(-) | SC | AT014037 | BLU | 12 | 43.D7 | XT0352:6 | CONTROL PANEL C | 43.C5
AT0140:38 I2(+) | SC | AT014038 | BLU | 12 | 43.D7 | XT0352:2 | CONTROL PANEL C | 43.D5
AT0140:39 I2(-) | SC | AT014039 | BLU | 12 | 43.D7 | XT0352:5 | CONTROL PANEL C | 43.C5
AT0140:4 EX-D(+) | SC | KA012314 | WHT | 20 | 10.C7 | KA0123:14 | CONTROL PANEL C | 10.C6
AT0140:40 I3(+) | SC | AT014040 | BLU | 12 | 43.D7 | XT0352:3 | CONTROL PANEL C | 43.D5
AT0140:41 I3(-) | SC | AT014041 | BLU | 12 | 43.D7 | XT0352:4 | CONTROL PANEL C | 43.D5
AT0140:43 ID(-) | SC | CCT(-) | BLU | 12 | 43.A7 | XT0353:3 | CONTROL PANEL C | 43.A5
AT0140:47 BAT(+) | SC | FU0235 | WHT | 16 | 10.B6 | XT0233:3 | CONTROL PANEL C | 10.C5
AT0140:48 BAT(-) | SC | 0V | WHT | 16 | 10.B6 | XT0235:2 | CONTROL PANEL C | 11.C3
AT0140:49 PMG-A | SC | AT014049 | WHT | 12 | 43.C7 | KA0314:1 | CONTROL PANEL C | 43.B6
AT0140:50 PMG-B | SC | AT014050 | WHT | 12 | 43.C7 | XT0361:3 | CONTROL PANEL C | 43.C5
AT0140:51 PMG-C | SC | AT014051 | WHT | 12 | 43.C7 | KA0314:8 | CONTROL PANEL C | 43.C6
AT0140:FG 56 | SC | AT0140G | GRN/YEL | 12 | 10.B6 | FRAME | CONTROL PANEL C | 10.B7
BA0541:V1(-) | SC | 0V | WHT | 16 | 4.A3 | XT0001:4 | CONTROL PANEL C | 4.A5
BA0541:V1(+) | SC | FU0541 | WHT | 16 | 4.A3 | FU0541:LD | CONTROL PANEL C | 4.A5
BA0542:V1(-) | SC | 0V | WHT | 16 | 4.B3 | XT0001:5 | CONTROL PANEL C | 4.B5
BA0542:V1(+) | SC | FU0542 | WHT | 16 | 4.B3 | FU0542:LD | CONTROL PANEL C | 4.B5
BA0543:V1(-) | SC | 0V | WHT | 16 | 4.C3 | XT0001:6 | CONTROL PANEL C | 4.C5
BA0543:V1(+) | SC | FU0543 | WHT | 16 | 4.C3 | FU0543:LD | CONTROL PANEL C | 4.C5
FU0235:LD | SC | FU0235 | WHT | 14 | 11.A3 | XT0233:3 | CONTROL PANEL C | 10.C5
FU0235:LI | SC | FU0136 | WHT | 14 | 11.A3 | XT0233:2 | CONTROL PANEL C | 11.A3
FU0541:LI | SC | FU0136 | WHT | 14 | 4.A5 | XT0001:1 | CONTROL PANEL C | 4.A5
FU0542:LI | SC | FU0136 | WHT | 14 | 4.B5 | XT0001:2 | CONTROL PANEL C | 4.B5
FU0543:LI | SC | FU0136 | WHT | 14 | 4.C5 | XT0001:3 | CONTROL PANEL C | 4.C5
FV0721:11 | SC | FV072111 | WHT | 20 | 21.A5 | FV0721:24 | CONTROL PANEL C | 21.A6
FV0721:L1 | SC | QF07844 | RED | 16 | 40.B5 | XT0122:4 | CONTROL PANEL C | 40.B4
FV0721:L2 | SC | QF07824 | RED | 16 | 40.B5 | XT0122:5 | CONTROL PANEL C | 40.C4
FV0721:L3 | SC | QF07826 | RED | 16 | 40.B5 | XT0122:6 | CONTROL PANEL C | 40.C4
FV0722:11 | SC | FV072211 | WHT | 20 | 21.A5 | FV0722:24 | CONTROL PANEL C | 21.A6
FV0722:L1 | SC | QF07842 | RED | 16 | 40.A6 | XT0122:1 | CONTROL PANEL C | 40.A4
FV0722:L2 | SC | QF07844 | RED | 16 | 40.A6 | XT0122:2 | CONTROL PANEL C | 40.A4
FV0722:L3 | SC | QF07846 | RED | 16 | 40.A6 | XT0122:3 | CONTROL PANEL C | 40.A4
GR1103: | SC | GR1103 | GRN/YEL | 14 | 2.A5 | FG1103:1 | CONTROL PANEL C | 2.A5
GR1104: | SC | GR1104 | GRN/YEL | 14 | 2.A5 | FG1104:1 | CONTROL PANEL C | 2.A5
GR1105: | SC | GR1105 | GRN/YEL | 14 | 2.A5 | FG1105:1 | CONTROL PANEL C | 2.A5
GR1106: | SC | GR1106 | GRN/YEL | 14 | 2.A4 | FG1?:1 | CONTROL PANEL C | 2.A4
KA0123:11 | SC | FU0235 | WHT | 16 | 10.C6 | XT0233:3 | CONTROL PANEL C | 10.C5
KA0123:A1 | SC | 034302 | WHT | 20 | 20.A5 | KA0314:2 | CONTROL PANEL C | 20.A5
KA0123:A2 | SC | 034318 | WHT | 20 | 20.A5 | KA0314:7 | CONTROL PANEL C | 20.A5
KA0184:1 | SC | QF07844 | RED | 16 | 40.C5 | XT0122:4 | CONTROL PANEL C | 40.B4
KA0184:3 | SC | PF07003 | RED | 16 | 40.C5 | XT0122:7 | CONTROL PANEL C | 40.C6
KA0184:6 | SC | QF07824 | RED | 16 | 40.D5 | XT0122:5 | CONTROL PANEL C | 40.C4
KA0184:8 | SC | PF07004 | RED | 16 | 40.D5 | XT0122:8 | CONTROL PANEL C | 40.D6
KA0187:1 | SC | QF07812 | RED | 16 | 40.D5 | QF0781:2 | CONTROL PANEL C | 40.C4
KA0187:2 | SC | KA019411 | WHT | 20 | 21.B5 | KA0184:2 | CONTROL PANEL C | 21.B5
KA0187:2 | SC | KA019411 | WHT | 20 | 21.B5 | KA0188:A1 | CONTROL PANEL C | 21.B5
KA0187:3 | SC | PF07001 | RED | 16 | 40.D5 | XT0122:9 | CONTROL PANEL C | 40.D6
KA0187:6 | SC | QF07814 | RED | 16 | 40.D5 | QF0781:4 | CONTROL PANEL C | 40.C4
KA0187:7 | SC | 035423 | WHT | 20 | 21.B5 | KA0184:7 | CONTROL PANEL C | 21.B5
KA0187:7 | SC | 035423 | WHT | 20 | 21.B5 | KA0188:A2 | CONTROL PANEL C | 21.B5
KA0187:8 | SC | PF07002 | RED | 16 | 40.D5 | XT0122:10 | CONTROL PANEL C | 40.D6
KA0188:11 | SC | KA018811 | WHT | 20 | 21.C3 | KA0195:A1 | CONTROL PANEL C | 21.C2
KA0188:21 | SC | KA018821 | WHT | 20 | 21.A3 | KA0199:A1 | CONTROL PANEL C | 21.A2
KA0188:A1 | SC | KA019411 | WHT | 20 | 21.B5 | KA0194:11 | CONTROL PANEL C | 21.B6
KA0189:1 | SC | QF07842 | RED | 16 | 40.C6 | XT0122:1 | CONTROL PANEL C | 40.A4
KA0189:3 | SC | PF07003 | RED | 16 | 40.C6 | XT0122:7 | CONTROL PANEL C | 40.C6
KA0189:6 | SC | QF07844 | RED | 16 | 40.D6 | XT0122:2 | CONTROL PANEL C | 40.A4
KA0189:8 | SC | PF07004 | RED | 16 | 40.D6 | XT0122:8 | CONTROL PANEL C | 40.D6
KA0190:1 | SC | QF07832 | RED | 16 | 40.D6 | QF0783:2 | CONTROL PANEL C | 40.A4
KA0190:2 | SC | KA018811 | WHT | 20 | 21.B2 | KA0189:2 | CONTROL PANEL C | 21.B2
KA0190:2 | SC | KA018811 | WHT | 20 | 21.B2 | KA0194:A1 | CONTROL PANEL C | 21.B2
KA0190:3 | SC | PF07001 | RED | 16 | 40.D6 | XT0122:9 | CONTROL PANEL C | 40.D6
KA0190:6 | SC | QF07834 | RED | 16 | 40.D6 | QF0783:4 | CONTROL PANEL C | 40.A4
KA0190:7 | SC | 035424 | WHT | 20 | 21.B2 | KA0189:7 | CONTROL PANEL C | 21.B2
KA0190:7 | SC | 035424 | WHT | 20 | 21.B2 | KA0194:A2 | CONTROL PANEL C | 21.B2
KA0190:8 | SC | PF07002 | RED | 16 | 40.D6 | XT0122:10 | CONTROL PANEL C | 40.D6
KA0194:21 | SC | KA080111 | WHT | 20 | 24.B5 | KA0199:11 | CONTROL PANEL C | 24.B5
KA0194:24 | SC | KA019424 | WHT | 20 | 24.B5 | KA0199:14 | CONTROL PANEL C | 24.B5
KA0194:A1 | SC | KA018811 | WHT | 20 | 21.B2 | KA0196:A1 | CONTROL PANEL C | 21.C2
KA0194:A2 | SC | 035424 | WHT | 20 | 21.B2 | KA0196:A2 | CONTROL PANEL C | 21.C2
KA0195:11 | SC | KA080121 | WHT | 20 | 24.C5 | KA0199:21 | CONTROL PANEL C | 24.C5
KA0195:14 | SC | KA019514 | WHT | 20 | 24.C5 | KA0199:24 | CONTROL PANEL C | 24.C5
KA0195:A1 | SC | KA018811 | WHT | 20 | 21.C2 | KA0196:A1 | CONTROL PANEL C | 21.C2
KA0195:A2 | SC | 035424 | WHT | 20 | 21.C2 | KA0196:A2 | CONTROL PANEL C | 21.C2
KA0198:A1 | SC | KA018821 | WHT | 20 | 21.A2 | KA0199:A1 | CONTROL PANEL C | 21.A2
KA0198:A1 | SC | KA018821 | WHT | 20 | 21.A2 | KA0199A:2 | CONTROL PANEL C | 21.A2
KA0198:A2 | SC | 035425 | WHT | 20 | 21.A2 | KA0199:A2 | CONTROL PANEL C | 21.A2
KA0198:A2 | SC | 035425 | WHT | 20 | 21.A2 | KA0199A:7 | CONTROL PANEL C | 21.A2
KA0199A:2 | SC | KA018821 | WHT | 20 | 21.A2 | KA0198B:2 | CONTROL PANEL C | 21.A2
KA0199A:7 | SC | 035425 | WHT | 20 | 21.A2 | KA0198B:7 | CONTROL PANEL C | 21.A2
KA0310:A1 | SC | FU0235 | WHT | 16 | 10.B6 | XT0233:3 | CONTROL PANEL C | 10.C5
KA0314:3 | SC | KA031423 | WHT | 12 | 43.B6 | XT0361:1 | CONTROL PANEL C | 43.B5
KA0314:6 | SC | KA031413 | WHT | 12 | 43.C6 | XT0361:4 | CONTROL PANEL C | 43.C5
PF0700:11 | SC | FU0236 | WHT | 20 | 10.D5 | XT0370:7 | CONTROL PANEL C | 10.D4
PF0700:1-GEN | SC | PF07001 | RED | 16 | 40.C7 | XT0122:9 | CONTROL PANEL C | 40.D6
PF0700:2-GEN | SC | PF07002 | RED | 16 | 40.C7 | XT0122:10 | CONTROL PANEL C | 40.D6
PF0700:3-BUS | SC | PF07003 | RED | 16 | 40.C7 | XT0122:7 | CONTROL PANEL C | 40.C6
PF0700:4-BUS | SC | PF07004 | RED | 16 | 40.C7 | XT0122:8 | CONTROL PANEL C | 40.D6
QF0781:1 | SC | XT01129 | RED | 16 | 40.C4 | XT0351:5 | CONTROL PANEL C | 40.C3
QF0781:14 | SC | QF078211 | WHT | 20 | 21.D6 | QF0782:11 | CONTROL PANEL C | 21.D5
QF0781:3 | SC | XT011210 | RED | 16 | 40.C4 | XT0351:6 | CONTROL PANEL C | 40.D3
QF0781:5 | SC | XT011211 | RED | 16 | 40.C4 | XT0351:7 | CONTROL PANEL C | 40.D3
QF0782:1 | SC | BUSPTA | RED | 16 | 40.B4 | XT0351:9 | CONTROL PANEL C | 40.B3
QF0782:14 | SC | QF078311 | WHT | 20 | 21.D5 | QF0783:11 | CONTROL PANEL C | 21.D5
QF0782:2 | SC | QF07844 | RED | 16 | 40.B4 | XT0122:4 | CONTROL PANEL C | 40.B4
QF0782:3 | SC | BUSPTB | RED | 16 | 40.B4 | XT0351:10 | CONTROL PANEL C | 40.C3
QF0782:4 | SC | QF07824 | RED | 16 | 40.B4 | XT0122:5 | CONTROL PANEL C | 40.C4
QF0782:5 | SC | BUSPTC | RED | 16 | 40.B4 | XT0351:11 | CONTROL PANEL C | 40.C3
QF0782:6 | SC | QF07826 | RED | 16 | 40.B4 | XT0122:6 | CONTROL PANEL C | 40.C4
QF0783:1 | SC | QF07831 | RED | 16 | 40.A4 | XT0351:13 | CONTROL PANEL C | 40.A3
QF0783:14 | SC | QF078411 | WHT | 20 | 21.D5 | QF0784:11 | CONTROL PANEL C | 21.D5
QF0783:3 | SC | QF07833 | RED | 16 | 40.A4 | XT0351:14 | CONTROL PANEL C | 40.B3
QF0783:5 | SC | QF07835 | RED | 16 | 40.A4 | XT0351:15 | CONTROL PANEL C | 40.B3
QF0784:1 | SC | BUSPTA | RED | 16 | 40.A4 | XT0351:16 | CONTROL PANEL C | 40.A3
QF0784:14 | SC | QF078414 | WHT | 20 | 21.D5 | QF0786:11 | CONTROL PANEL C | 21.D6
QF0784:2 | SC | QF07842 | RED | 16 | 40.A4 | XT0122:1 | CONTROL PANEL C | 40.A4
QF0784:3 | SC | BUSPTB | RED | 16 | 40.A4 | XT0351:17 | CONTROL PANEL C | 40.A3
QF0784:4 | SC | QF07844 | RED | 16 | 40.A4 | XT0122:2 | CONTROL PANEL C | 40.A4
QF0784:5 | SC | BUSPTC | RED | 16 | 40.A4 | XT0351:18 | CONTROL PANEL C | 40.A3
QF0784:6 | SC | QF07846 | RED | 16 | 40.A4 | XT0122:3 | CONTROL PANEL C | 40.A4
QF0786:1 | SC | 07861 | RED | 16 | 42.C5 | XT0351:3 | CONTROL PANEL C | 42.C5
QF0786:3 | SC | QF40034 | RED | 16 | 42.C5 | XT0351:2 | CONTROL PANEL C | 42.C5
QF0786:5 | SC | QF40036 | RED | 16 | 42.C5 | XT0351:1 | CONTROL PANEL C | 42.C5
XT0233:1 | SC | FU0136 | WHT | 14 | 11.A3 | XT0001:1 | CONTROL PANEL C | 4.A5
XT0235:1 | SC | 0V | WHT | 14 | 11.C3 | XT0001:4 | CONTROL PANEL C | 4.A5
XT0351:16 | SC | BUSPTA |  |  | 40.A3 | XT0351:9 | CONTROL PANEL C | 40.B3
XT0351:17 | SC | BUSPTB |  |  | 40.A3 | XT0351:10 | CONTROL PANEL C | 40.C3
XT0351:18 | SC | BUSPTC |  |  | 40.A3 | XT0351:11 | CONTROL PANEL C | 40.C3
XT0351:20 | SC | BUSPTN | GRN/YEL | 16 | 40.A3 | XT0351:12 | CONTROL PANEL C | 40.C3
XT0361:2 | SC | AT014050 | WHT | 12 | 43.B5 | XT0361:3 | CONTROL PANEL C | 43.C5
AT0140:1 LS(+) | WC8009 | AT0140LS1 | WHT | 16 | 10.C7 | XT0370:4 | CONTROL PANEL C | 10.C5
AT0140:2 LS(-) | WC8009 | AT0140LS2 | BLK | 16 | 10.C7 | XT0370:5 | CONTROL PANEL C | 10.C5
AT0140:54 EXC(+) | WC8201 | AT014054 | WHT | 12 | 43.B7 | XT0370:1 | CONTROL PANEL C | 43.B5
AT0140:55 EXC(-) | WC8201 | AT014055 | BLK | 12 | 43.B7 | XT0370:2 | CONTROL PANEL C | 43.B5
FV0721:14 | SC | 035212 | WHT | 20 | 21.A5 | AF0352:12 | CONTROL PANEL A | 21.A6
FV0721:21 | SC | 035244 | WHT | 20 | 21.A6 | AF0352:44 | CONTROL PANEL A | 21.A6
FV0722:14 | SC | 035213 | WHT | 20 | 21.A5 | AF0352:13 | CONTROL PANEL A | 21.A6
FV0722:21 | SC | 035245 | WHT | 20 | 21.A6 | AF0352:45 | CONTROL PANEL A | 21.A6
KA0123:A1 | SC | 034302 | WHT | 20 | 20.A5 | AF0343:02 | CONTROL PANEL A | 20.A7
KA0123:A2 | SC | 034318 | WHT | 20 | 20.A5 | AF0343:18 | CONTROL PANEL A | 20.A7
KA0188:12 | SC | 035408 | WHT | 20 | 21.C3 | AF0354:08 | CONTROL PANEL A | 21.C4
KA0188:22 | SC | 035409 | WHT | 20 | 21.A3 | AF0354:01 | CONTROL PANEL A | 21.A4
KA0188:A2 | SC | 035423 | WHT | 20 | 21.B5 | AF0354:23 | CONTROL PANEL A | 21.B6
KA0194:12 | SC | 035407 | WHT | 20 | 21.B6 | AF0354:07 | CONTROL PANEL A | 21.B6
KA0195:A2 | SC | 035424 | WHT | 20 | 21.C2 | AF0354:24 | CONTROL PANEL A | 21.C4
KA0199:A2 | SC | 035425 | WHT | 20 | 21.A2 | AF0354:17 | CONTROL PANEL A | 21.A4
KA0310:11 | SC | 034232 | WHT | 20 | 21.C6 | AF0342:32 | CONTROL PANEL A | 21.C6
KA0310:14 | SC | 034200 | WHT | 20 | 21.C6 | AF0342:00 | CONTROL PANEL A | 21.C6
KA0310:22 | SC | KA031022 | WHT | 20 | 39.A6 | KA0128:11 | CONTROL PANEL A | 39.A5
PF0700:14 | SC | KA0364A1 | WHT | 20 | 10.D5 | KA0364:A1 | CONTROL PANEL A | 10.D6
QF0781:11 | SC | 035243 | WHT | 20 | 21.D6 | AF0352:43 | CONTROL PANEL A | 21.D6
QF0786:14 | SC | 035211 | WHT | 20 | 21.D6 | AF0352:11 | CONTROL PANEL A | 21.D6
XT0233:1 | SC | FU0136 | WHT | 14 | 11.A3 | XT0138:2 | CONTROL PANEL A | 11.A3
XT0235:1 | SC | 0V | WHT | 16 | 11.C3 | XT0134:2 | CONTROL PANEL A | 11.C3
XT0352:7 | SC | PEG01104 | GRN/YEL | 16 | 43.C5 | PEG0110:4 | CONTROL PANEL A | 43.C5
XT0370:3 | SC | PEG01102 | GRN/YEL | 16 | 43.B5 | PEG0110:2 | CONTROL PANEL A | 43.B6
XT0370:6 | SC | AT0140LSS | GRN | 16 | 10.C5 | IEG0110:5 | CONTROL PANEL A | 10.D6
XT0370:7 | SC | FU0236 | WHT | 20 | 10.D4 | KA0330:21 | CONTROL PANEL A | 30.B5
XT0370:8 | SC | 0V | WHT | 20 | 10.D4 | KA0364:A2 | CONTROL PANEL A | 10.D6
AT0140:P1 | WC0134 | AU0350L2 | ENET | CABLE | 3.A5 | AU0350:L2 | CONTROL PANEL A | 3.A5
AT0140:P2 | WC0135 | AT0140P2 | ENET | CABLE | 3.A5 | AU0360:L1 | CONTROL PANEL A | 3.A6
KA0196:22 | WC3613 | KA019622 | RED | 20 | 22.B4 | SC0001:21 | CONTROL PANEL A | 22.B5
KA0196:12 | WC3613 | KA019612 | BLK | 20 | 22.B4 | SC0001:11 | CONTROL PANEL A | 22.B5
KA0195:14 | WC3620 | * | RED | 20 | 22.A5 | AF0362:01 | CONTROL PANEL A | 22.A6
KA0195:24 | WC3620 | * | BLK | 20 | 22.A5 | AF0362:17 | CONTROL PANEL A | 22.A6
KA0194:21 | SC | KA080111 | WHT | 20 | 24.B5 | XT0103:19 | CONTROL PANEL B | 24.B4
KA0194:24 | SC | KA019424 | WHT | 20 | 24.B5 | XT0103:33 | CONTROL PANEL B | 24.B4
KA0195:11 | SC | KA080121 | WHT | 20 | 24.C5 | XT0103:20 | CONTROL PANEL B | 24.C4
KA0195:11 | SC | KA019511 | WHT | 20 | 22.A5 | XT0103:59 | CONTROL PANEL B | 22.A4
KA0195:14 | SC | KA019514 | WHT | 20 | 24.C5 | XT0103:34 | CONTROL PANEL B | 24.D4
KA0195:21 | SC | KA019521 | WHT | 20 | 22.A5 | XT0103:60 | CONTROL PANEL B | 22.A4
KA0196:11 | SC | KA019521 | WHT | 20 | 22.B4 | XT0103:60 | CONTROL PANEL B | 22.A4
KA0196:21 | SC | KA019511 | WHT | 20 | 22.B4 | XT0103:59 | CONTROL PANEL B | 22.A4
XT0370:7 | SC | FU0236 | WHT | 16 | 10.D4 | FU0236:LD | CONTROL PANEL B | 11.C6
XT0370:8 | SC | 0V | WHT | 16 | 10.D4 | XT0335:1 | CONTROL PANEL B | 11.D5
BA0542:RJ45 | WC0190 | * | ENET | CABLE | 4.D4 | AT0680:LAN3 | CONTROL PANEL B | 4.D3
QF0786:2 | SC | AP0560X6-5 | RED | 16 | 42.C5 | AP0560:X6-5 | CONTROL PANEL DOOR | 42.C6
QF0786:4 | SC | AP0560X6-3 | RED | 16 | 42.C5 | AP0560:X6-3 | CONTROL PANEL DOOR | 42.C6
QF0786:6 | SC | AP0560X6-1 | RED | 16 | 42.C5 | AP0560:X6-1 | CONTROL PANEL DOOR | 42.C6
XT0351:27 | SC | AP0560X311 | BLU | 12 | 44.D5 | AP0560:X3-10 | CONTROL PANEL DOOR | 44.C6
XT0351:29 | SC | AP0560X412 | BLU | 12 | 44.D5 | AP0560:X4-12 | CONTROL PANEL DOOR | 44.A6
XT0351:35 | SC | AP0560X6-7 | RED | 16 | 42.D5 | AP0560:X6-7 | CONTROL PANEL DOOR | 42.C6
XT0351:36 | SC | AP0560X6-8 | RED | 16 | 42.D5 | AP0560:X6-8 | CONTROL PANEL DOOR | 42.C6
XT0351:4 | SC | AP0560X6-2 | RED | 16 | 42.C5 | AP0560:X6-2 | CONTROL PANEL DOOR | 42.C6
XT0352:10 | SC | XT01123 | BLU | 12 | 41.B3 | AP0560:X4-7 | CONTROL PANEL DOOR | 44.A6
XT0352:11 | SC | XT01124 | BLU | 12 | 41.B3 | AP0560:X4-9 | CONTROL PANEL DOOR | 44.A6
XT0352:8 | SC | XT01121 | BLU | 12 | 41.B3 | AP0560:X4-1 | CONTROL PANEL DOOR | 44.A6
XT0352:9 | SC | XT01122 | BLU | 12 | 41.B3 | AP0560:X4-4 | CONTROL PANEL DOOR | 44.A6
XT0370:8 | SC | 0V | WHT | 20 | 10.D4 | AP0560:X1-10 | CONTROL PANEL DOOR | 30.A1
XT112:1 | SC | AP0560X39 | BLU | 12 | 44.C4 | AP0560:X3-9 | CONTROL PANEL DOOR | 44.C6
XT112:2 | SC | AP0560X38 | BLU | 12 | 44.C4 | AP0560:X3-7 | CONTROL PANEL DOOR | 44.C6
XT112:3 | SC | AP0560X35 | BLU | 12 | 44.C4 | AP0560:X3-4 | CONTROL PANEL DOOR | 44.C6
XT112:4 | SC | AP0560X32 | BLU | 12 | 44.C4 | AP0560:X3-1 | CONTROL PANEL DOOR | 44.C6
KA0310:21 | SC | SB07012 | WHT | 20 | 39.A6 | SB0701:2 | CONTROL SWITCH PANEL | 39.A1
SolarTools ver. 24.0.84.24712 (Jul 31, 2025)
Report date: 3/2/2026 7:12 AM

## CONTROL PANEL DOOR
CONTROL PANEL DOOR
CONTROL CONSOLE EE11
Project # | G9300
Project Name | KGHM RETROFI
Revision | A.9
Controls DE | G. MENDOZA
Phone:
Controls ME | N. CARPENTER
Phone:
From | [5 empty] | To
Device ID | Cable (W) Conductor (SC) Jumper Clip (JC) | Wire No. | Wire ID | Gauge/Size | Page/Zone | Device ID | Location | Page/Zone
AP0560:X1-1 | SC | AP0560X11G | GRN/YEL | 12 | 30.A1 | FRAME | CONTROL PANEL DOOR | 30.A2
AP0560:X1-3 | SC | 0V | WHT | 20 | 30.A1 | AP0560:X1-7 | CONTROL PANEL DOOR | 30.A1
AP0560:X2-11 | SC | FU0236 | WHT | 20 | 31.B1 | AP0560:X2-14 | CONTROL PANEL DOOR | 31.B1
AP0560:X2-11 | SC | FU0236 | WHT | 20 | 31.B1 | AP0560:X2-8 | CONTROL PANEL DOOR | 31.B1
AP0560:X2-14 | SC | FU0236 | WHT | 20 | 31.B1 | AP0560:X2-17 | CONTROL PANEL DOOR | 31.B1
AP0560:X2-17 | SC | FU0236 | WHT | 20 | 31.B1 | AP0560:X5-11 | CONTROL PANEL DOOR | 33.A1
AP0560:X2-2 | SC | FU0236 | WHT | 20 | 31.B1 | AP0560:X2-5 | CONTROL PANEL DOOR | 31.B1
AP0560:X2-5 | SC | FU0236 | WHT | 20 | 31.B1 | AP0560:X2-8 | CONTROL PANEL DOOR | 31.B1
AP0560:X3-12 | SC | AP0560X312 | BLU | 12 | 44.C6 | AP0560:X4-10 | CONTROL PANEL DOOR | 44.A6
AP0560:X3-3 | SC | AP0560X39 | BLU | 12 | 44.C6 | AP0560:X3-6 | CONTROL PANEL DOOR | 44.C6
AP0560:X3-6 | SC | AP0560X39 | BLU | 12 | 44.C6 | AP0560:X3-9 | CONTROL PANEL DOOR | 44.C6
AP0560:X4-3 | SC | XT01124 | BLU | 12 | 44.A6 | AP0560:X4-6 | CONTROL PANEL DOOR | 44.A6
AP0560:X4-6 | SC | XT01124 | BLU | 12 | 44.A6 | AP0560:X4-9 | CONTROL PANEL DOOR | 44.A6
AP0560:X5-11 | SC | FU0236 | WHT | 20 | 33.A1 | AP0560:X5-13 | CONTROL PANEL DOOR | 33.A1
AP0560:X5-13 | SC | FU0236 | WHT | 20 | 33.A1 | AP0560:X5-15 | CONTROL PANEL DOOR | 33.A1
AP0560:X5-15 | SC | FU0236 | WHT | 20 | 33.A1 | AP0560:X5-17 | CONTROL PANEL DOOR | 33.A1
AP0560:X5-17 | SC | FU0236 | WHT | 20 | 33.A1 | AP0560:X6-9 | CONTROL PANEL DOOR | 33.C1
AP0560:X6-11 | SC | FU0236 | WHT | 20 | 33.C1 | AP0560:X6-13 | CONTROL PANEL DOOR | 33.C1
AP0560:X6-11 | SC | FU0236 | WHT | 20 | 33.C1 | AP0560:X6-9 | CONTROL PANEL DOOR | 33.C1
AP0560:X6-13 | SC | FU0236 | WHT | 20 | 33.C1 | AP0560:X6-15 | CONTROL PANEL DOOR | 33.C1
AP0560:X6-15 | SC | FU0236 | WHT | 20 | 33.C1 | AP0560:X6-17 | CONTROL PANEL DOOR | 33.C1
AP0560:X6-2 | SC | AP0560X6-2 | RED | 16 | 42.C6 | AP0560:X6-4 | CONTROL PANEL DOOR | 42.C6
AP0560:X6-4 | SC | AP0560X6-2 | RED | 16 | 42.C6 | AP0560:X6-6 | CONTROL PANEL DOOR | 42.C6
AT0190:USB1 | SC | AT0190K | CABLE | PS2 | 12.A1 | AT0190K: | CONTROL PANEL DOOR | 12.A3
AP0560:X104-4 | SC | 035310 | WHT | 20 | 32.A1 | AF0353:10 | CONTROL PANEL A | 32.B6
AP0560:X104-5 | SC | 035342 | WHT | 20 | 32.A1 | AF0353:42 | CONTROL PANEL A | 32.B6
AP0560:X1-10 | SC | 0V | WHT | 20 | 30.A1 | KA0334:A2 | CONTROL PANEL A | 31.B4
AP0560:X1-11 | SC | KA033024 | WHT | 20 | 30.A1 | KA0330:24 | CONTROL PANEL A | 30.B5
AP0560:X1-12 | SC | KA033614 | WHT | 20 | 30.A1 | KA0336:14 | CONTROL PANEL A | 30.C5
AP0560:X1-5 | SC | 034319 | WHT | 20 | 30.A1 | AF0343:19 | CONTROL PANEL A | 30.B7
AP0560:X1-6 | SC | 034303 | WHT | 20 | 30.A1 | AF0343:03 | CONTROL PANEL A | 30.B7
AP0560:X2-2 | SC | FU0236 | WHT | 20 | 31.B1 | KA0336:11 | CONTROL PANEL A | 30.C5
AP0560:X2-3 | SC | KA0334A1 | WHT | 20 | 31.B1 | KA0334:A1 | CONTROL PANEL A | 31.B4
AP0560:X2-6 | SC | KA0335A1 | WHT | 20 | 31.B1 | KA0335:A1 | CONTROL PANEL A | 31.B4
AP0560:X5-16 | SC | 035313 | WHT | 20 | 33.A1 | AF0353:13 | CONTROL PANEL A | 33.A6
AT0190:GND | SC | AT0190G | GRN/YEL | 14 | 12.A1 | PEG0110:1 | CONTROL PANEL A | 12.A5
AP0560:X1-2 | SC | FU0234 | WHT | 16 | 30.A1 | FU0234:LD | CONTROL PANEL B | 11.B6
AP0560:X1-2 | SC | FU0234 | WHT | 20 | 30.A1 | KA0567:11 | CONTROL PANEL B | 30.B2
AP0560:X1-3 | SC | 0V | WHT | 16 | 30.A1 | XT0335:2 | CONTROL PANEL B | 11.D5
AP0560:X1-8 | SC | KA056714 | WHT | 16 | 30.A1 | KA0567:14 | CONTROL PANEL B | 30.B2
AP0560:X2-12 | SC | 035302 | WHT | 20 | 31.B1 | XT0600:2 | CONTROL PANEL B | 31.C5
AP0560:X2-15 | SC | 035303 | WHT | 20 | 31.B1 | XT0600:3 | CONTROL PANEL B | 31.D5
AP0560:X2-18 | SC | 035304 | WHT | 20 | 31.B1 | XT0600:4 | CONTROL PANEL B | 31.D5
AP0560:X2-9 | SC | 035301 | WHT | 20 | 31.B1 | XT0600:1 | CONTROL PANEL B | 31.C5
AP0560:X5-14 | SC | 035312 | WHT | 20 | 33.A1 | XT0600:5 | CONTROL PANEL B | 33.A5
AP0560:X6-10 | SC | 035305 | WHT | 20 | 33.C1 | XT0600:6 | CONTROL PANEL B | 33.B5
AP0560:X6-12 | SC | 035306 | WHT | 20 | 33.C1 | XT0600:7 | CONTROL PANEL B | 33.B5
AP0560:X6-14 | SC | 035307 | WHT | 20 | 33.C1 | XT0600:8 | CONTROL PANEL B | 33.C5
AP0560:X6-16 | SC | 035308 | WHT | 20 | 33.C1 | XT0600:9 | CONTROL PANEL B | 33.C5
AP0560:X6-18 | SC | 035311 | WHT | 20 | 33.C1 | XT0600:10 | CONTROL PANEL B | 33.D5
AT0190:NEG | SC | 0V | WHT | 16 | 12.A1 | XT0335:1 | CONTROL PANEL B | 11.D5
AT0190:POS | SC | FU0232 | WHT | 14 | 12.A1 | FU0232:LD | CONTROL PANEL B | 12.A5
AT0190:ETAP:L1 | WC0191 | AT0680L3 | ENET | CABLE | 12.A1 | AT0680:LAN2 | CONTROL PANEL B | 4.D3
AP0560:X1-10 | SC | 0V | WHT | 20 | 30.A1 | XT0370:8 | CONTROL PANEL C | 10.D4
AP0560:X3-1 | SC | AP0560X32 | BLU | 12 | 44.C6 | XT112:4 | CONTROL PANEL C | 44.C4
AP0560:X3-10 | SC | AP0560X311 | BLU | 12 | 44.C6 | XT0351:27 | CONTROL PANEL C | 44.D5
AP0560:X3-4 | SC | AP0560X35 | BLU | 12 | 44.C6 | XT112:3 | CONTROL PANEL C | 44.C4
AP0560:X3-7 | SC | AP0560X38 | BLU | 12 | 44.C6 | XT112:2 | CONTROL PANEL C | 44.C4
AP0560:X3-9 | SC | AP0560X39 | BLU | 12 | 44.C6 | XT112:1 | CONTROL PANEL C | 44.C4
AP0560:X4-1 | SC | XT01121 | BLU | 12 | 44.A6 | XT0352:8 | CONTROL PANEL C | 41.B3
AP0560:X4-12 | SC | AP0560X412 | BLU | 12 | 44.A6 | XT0351:29 | CONTROL PANEL C | 44.D5
AP0560:X4-4 | SC | XT01122 | BLU | 12 | 44.A6 | XT0352:9 | CONTROL PANEL C | 41.B3
AP0560:X4-7 | SC | XT01123 | BLU | 12 | 44.A6 | XT0352:10 | CONTROL PANEL C | 41.B3
AP0560:X4-9 | SC | XT01124 | BLU | 12 | 44.A6 | XT0352:11 | CONTROL PANEL C | 41.B3
AP0560:X6-1 | SC | AP0560X6-1 | RED | 16 | 42.C6 | QF0786:6 | CONTROL PANEL C | 42.C5
AP0560:X6-2 | SC | AP0560X6-2 | RED | 16 | 42.C6 | XT0351:4 | CONTROL PANEL C | 42.C5
AP0560:X6-3 | SC | AP0560X6-3 | RED | 16 | 42.C6 | QF0786:4 | CONTROL PANEL C | 42.C5
AP0560:X6-5 | SC | AP0560X6-5 | RED | 16 | 42.C6 | QF0786:2 | CONTROL PANEL C | 42.C5
AP0560:X6-7 | SC | AP0560X6-7 | RED | 16 | 42.C6 | XT0351:35 | CONTROL PANEL C | 42.D5
AP0560:X6-8 | SC | AP0560X6-8 | RED | 16 | 42.C6 | XT0351:36 | CONTROL PANEL C | 42.D5
SolarTools ver. 24.0.84.24712 (Jul 31, 2025)
Report date: 3/2/2026 7:12 AM

## CONTROL SWITCH PANEL
CONTROL SWITCH PANEL
CONTROL CONSOLE EE11
Project # | G9300
Project Name | KGHM RETROFI
Revision | A.9
Controls DE | G. MENDOZA
Phone:
Controls ME | N. CARPENTER
Phone:
From | [5 empty] | To
Device ID | Cable (W) Conductor (SC) Jumper Clip (JC) | Wire No. | Wire ID | Gauge/Size | Page/Zone | Device ID | Location | Page/Zone
HL0701:X1 | SC | 0V | WHT | 20 | 14.C1 | XT0236:3 | CONTROL PANEL A | 14.C5
HL0701:X2 | SC | HL0701X2 | WHT | 20 | 14.C1 | XT0237:3 B1 | CONTROL PANEL A | 14.C3
HL0702:X1 | SC | 0V | WHT | 20 | 14.B1 | XT0236:2 | CONTROL PANEL A | 14.B5
HL0702:X2 | SC | HL0702X2 | WHT | 20 | 14.B1 | XT0237:2 B1 | CONTROL PANEL A | 14.B3
HL0703:X1 | SC | 0V | WHT | 20 | 14.D1 | XT0236:5 | CONTROL PANEL A | 14.D5
HL0703:X2 | SC | HL0703X2 | WHT | 20 | 14.D1 | XT0237:5 B1 | CONTROL PANEL A | 14.D3
HL0704:X1 | SC | 0V | WHT | 20 | 14.C1 | XT0236:4 | CONTROL PANEL A | 14.C5
HL0704:X2 | SC | HL0704X2 | WHT | 20 | 14.C1 | XT0237:4 B1 | CONTROL PANEL A | 14.C3
SA0400:11 | SC | SA040011 | WHT | 20 | 13.C1 | AF0342:33 | CONTROL PANEL A | 13.C6
SA0400:12 | SC | SA040012 | WHT | 20 | 13.C1 | AF0342:01 | CONTROL PANEL A | 13.C6
SA0400:13 | SC | SA040013 | WHT | 20 | 13.C1 | AF0342:34 | CONTROL PANEL A | 13.C6
SA0400:14 | SC | SA040014 | WHT | 20 | 13.C1 | AF0342:02 | CONTROL PANEL A | 13.C6
SA0408:13 | SC | SA0408B213 | WHT | 20 | 13.A1 | AF0342:40 | CONTROL PANEL A | 13.A6
SA0408:14 | SC | SA0408B214 | WHT | 20 | 13.A1 | AF0342:08 | CONTROL PANEL A | 13.A6
SA0408:23 | SC | SA0408B123 | WHT | 20 | 13.A1 | AF0342:41 | CONTROL PANEL A | 13.A6
SA0408:24 | SC | SA0408B124 | WHT | 20 | 13.A1 | AF0342:09 | CONTROL PANEL A | 13.A6
SA0412:13 | SC | SA0412B213 | WHT | 20 | 13.B1 | AF0342:38 | CONTROL PANEL A | 13.B6
SA0412:14 | SC | SA0412B214 | WHT | 20 | 13.B1 | AF0342:06 | CONTROL PANEL A | 13.B6
SA0412:23 | SC | SA0412B123 | WHT | 20 | 13.C1 | AF0342:39 | CONTROL PANEL A | 13.C6
SA0412:24 | SC | SA0412B124 | WHT | 20 | 13.C1 | AF0342:07 | CONTROL PANEL A | 13.C6
SB0400:B2-11 | SC | SB0400B211 | WHT | 20 | 13.B1 | AF0355:35 | CONTROL PANEL A | 13.B6
SB0400:B2-12 | SC | SB0400B212 | WHT | 20 | 13.B1 | AF0355:03 | CONTROL PANEL A | 13.B6
SB0402:C | SC | SB040242 | WHT | 20 | 13.D1 | AF0342:42 | CONTROL PANEL A | 13.D6
SB0402:NO | SC | SB040210 | WHT | 20 | 13.D1 | AF0342:10 | CONTROL PANEL A | 13.D6
SB0403:C | SC | SB040343 | WHT | 20 | 13.D1 | AF0342:43 | CONTROL PANEL A | 13.D6
SB0403:NO | SC | SB040311 | WHT | 20 | 13.D1 | AF0342:11 | CONTROL PANEL A | 13.D6
SB0701:1 | SC | FU0238 | WHT | 20 | 39.A1 | XT0238:6 | CONTROL PANEL A | 14.C6
SB0701:21 | SC | 035242 | WHT | 20 | 39.A1 | AF0352:42 | CONTROL PANEL A | 39.A6
SB0701:22 | SC | 035210 | WHT | 20 | 39.A1 | AF0352:10 | CONTROL PANEL A | 39.A6
SH0401:3 | SC | FU0238 | WHT | 16 | 14.B1 | XT0238:1 | CONTROL PANEL A | 11.B6
SH0401:4 | SC | KA0241A1 | WHT | 20 | 14.B1 | KA0240:A1 | CONTROL PANEL A | 15.B2
SH0401:X1 | SC | SH0401X1 | WHT | 20 | 14.A1 | XT0237:1 B1 | CONTROL PANEL A | 14.A3
SH0401:X2 | SC | 0V | WHT | 20 | 14.A1 | XT0236:1 | CONTROL PANEL A | 14.A5
SB0400:B1-11 | SC | ESTOPA | WHT | 16 | 13.A1 | XT0100:46 | CONTROL PANEL B | 26.C5
SB0400:B1-12 | SC | ESTOP | WHT | 20 | 13.A1 | XT0100:1 | CONTROL PANEL B | 15.A3
SB0701:2 | SC | SB07012 | WHT | 20 | 39.A1 | KA0310:21 | CONTROL PANEL C | 39.A6
Report date: 3/2/2026 7:12 AM |  |  |  |  | SolarTools ver. 24.0.84.24712 (Jul 31, 2025)

## PROX BOX
PROX BOX
JB4
Project # | G9300
Project Name | KGHM RETROFI
Revision | A.9
Controls DE | G. MENDOZA
Phone:
Controls ME | N. CARPENTER
Phone:
From | [5 empty] | To
Device ID | Cable (W) Conductor (SC) Jumper Clip (JC) | Wire No. | Wire ID | Gauge/Size | Page/Zone | Device ID | Location | Page/Zone
GR1250: | SC | GR1250 | GRN/YEL | 14 | 2.B2 | FG0060:2 | PROX BOX | 2.B2
UA1210:VT | WC1228 | UA12101 | RED-TR3 | 18 | 83.B3 | XT0240:19 | AUXILIARY PANEL A | 83.B5
UA1210:OUTPUT | WC1228 | UA12102 | WHT-TR3 | 18 | 83.B3 | XT0240:20 | AUXILIARY PANEL A | 83.B5
UA1210:COM | WC1228 | UA12103 | BLK-TR3 | 18 | 83.B3 | XT0240:21 | AUXILIARY PANEL A | 83.B5
UA1211:VT | WC1228 | UA12111 | RED-TR2 | 18 | 83.B3 | XT0240:13 | AUXILIARY PANEL A | 83.B5
UA1211:OUTPUT | WC1228 | UA12112 | WHT-TR2 | 18 | 83.B3 | XT0240:15 | AUXILIARY PANEL A | 83.B5
UA1211:COM | WC1228 | UA12113 | BLK-TR2 | 18 | 83.B3 | XT0240:17 | AUXILIARY PANEL A | 83.B5
UA1220:VT | WC1228 | UA12201 | RED-TR5 | 18 | 83.C3 | XT0240:27 | AUXILIARY PANEL A | 83.C5
UA1220:OUTPUT | WC1228 | UA12202 | WHT-TR5 | 18 | 83.C3 | XT0240:28 | AUXILIARY PANEL A | 83.C5
UA1220:COM | WC1228 | UA12203 | BLK-TR5 | 18 | 83.C3 | XT0240:29 | AUXILIARY PANEL A | 83.C5
UA1221:VT | WC1228 | UA12211 | RED-TR4 | 18 | 83.C3 | XT0240:23 | AUXILIARY PANEL A | 83.C5
UA1221:OUTPUT | WC1228 | UA12212 | WHT-TR4 | 18 | 83.C3 | XT0240:24 | AUXILIARY PANEL A | 83.C5
UA1221:COM | WC1228 | UA12213 | BLK-TR4 | 18 | 83.C3 | XT0240:25 | AUXILIARY PANEL A | 83.C5
UA1230:VT | WC1228 | UA12301 | RED-TR7 | 18 | 83.D3 | XT0240:35 | AUXILIARY PANEL A | 83.D5
UA1230:OUTPUT | WC1228 | UA12302 | WHT-TR7 | 18 | 83.D3 | XT0240:36 | AUXILIARY PANEL A | 83.D5
UA1230:COM | WC1228 | UA12303 | BLK-TR7 | 18 | 83.D3 | XT0240:37 | AUXILIARY PANEL A | 83.D5
UA1231:VT | WC1228 | UA12311 | RED-TR6 | 18 | 83.C3 | XT0240:31 | AUXILIARY PANEL A | 83.C5
UA1231:OUTPUT | WC1228 | UA12312 | WHT-TR6 | 18 | 83.C3 | XT0240:32 | AUXILIARY PANEL A | 83.C5
UA1231:COM | WC1228 | UA12313 | BLK-TR6 | 18 | 83.C3 | XT0240:33 | AUXILIARY PANEL A | 83.C5
UA1262:VT | WC1228 | UA12621 | RED-TR8 | 18 | 83.D3 | XT0240:39 | AUXILIARY PANEL A | 83.D5
UA1262:OUTPUT | WC1228 | UA12622 | WHT-TR8 | 18 | 83.D3 | XT0240:40 | AUXILIARY PANEL A | 83.D5
UA1262:COM | WC1228 | UA12623 | BLK-TR8 | 18 | 83.D3 | XT0240:41 | AUXILIARY PANEL A | 83.D5
UA1263:VT | WC1228 | UA12631 | RED-TR1 | 18 | 83.A3 | XT0240:1 | AUXILIARY PANEL A | 83.A5
UA1263:OUTPUT | WC1228 | UA12632 | WHT-TR1 | 18 | 83.A3 | XT0240:4 | AUXILIARY PANEL A | 83.A5
UA1263:COM | WC1228 | UA12633 | BLK-TR1 | 18 | 83.A3 | XT0240:7 | AUXILIARY PANEL A | 83.A5
SolarTools ver. 24.0.84.24712 (Jul 31, 2025)
Report date: 3/2/2026 7:12 AM

## Panel Errors
Panel Errors
Project # | G9300
Project Name | KGHM RETROFI
Revision | A.9
Controls DE | G. MENDOZA
Phone:
Controls ME | N. CARPENTER
Phone:
From | [6 empty] | To
Device ID | Location | Cable (W) Conductor (SC) Jumper Clip (JC) | Wire ID | Wire No. | Gauge/Size | Page/Zone | Device ID | Location | Page/Zone
HA0273:Lb | PANEL | SC | WHT | KA087514 | 16 | 14.D1 | HA0273:La | PANEL | 14.D1
XT0051:2 | AUXILIARY PANEL A | SC | WHT | 005602 | 20 | 57.A6 | RR0552: -1.0K OHM | PANEL | 57.B6
XT069:1 | AUXILIARY PANEL C | WC25065.2 | 1 | 2506544 | 16GA | 121.B4 | FWANTI:1 | PANEL | 121.B6
XT069:5 | AUXILIARY PANEL C | WC25065.2 | 5 | * | 16GA | 121.C4 | FWANTI:2 | PANEL | 121.C6
GB0521:(+) | PANEL | WXGB0521CL | BLK | GB0521-+ | 16 MM2 | 46.C2 | GB0521:(-) | PANEL | 46.C2
GB0522:(+) | PANEL | WXGB0522CL | BLK | GB0522+- | 16 MM2 | 46.D2 | GB0522:(-) | PANEL | 46.D2
GB0521:(-) | PANEL | SC | WHT | GB0521- | 10 | 46.C2 | QF0210:3 | AUXILIARY PANEL A | 46.C3
GB0521:(+) | PANEL | SC | WHT | GB0521+ | 10 | 46.C2 | QF0210:1 | AUXILIARY PANEL A | 46.C3
GB0522:(-) | PANEL | SC | WHT | GB0522- | 10 | 46.D2 | QF0209:3 | AUXILIARY PANEL A | 46.D3
GB0522:(+) | PANEL | SC | WHT | GB0522+ | 10 | 46.D2 | QF0209:1 | AUXILIARY PANEL A | 46.D3
RR0551: -3.01K OHM | PANEL | SC | WHT | FU0212,WHT | 20 | 57.A6 | XT0051:1 | AUXILIARY PANEL A | 57.A6
RR0551: -3.01K OHM | PANEL | SC | WHT | 005602 | 20 | 57.A6 | XT0051:2 | AUXILIARY PANEL A | 57.A6
RR0552: -1.0K OHM | PANEL | SC | WHT | 0V | 20 | 57.B6 | XT0051:3 | AUXILIARY PANEL A | 57.B6
HA0273:Lb | PANEL | SC | WHT | KA087514 | 16 | 14.D1 | KA0875:14 | CONTROL PANEL A | 14.D6
HA0273:N | PANEL | SC | WHT | 0V | 16 | 14.D1 | XT0135:4 | CONTROL PANEL A | 11.C5
SolarTools ver. 24.0.84.24712 (Jul 31, 2025)
Report date: 3/2/2026 7:12 AM

## Cable Part Numbers
Cable Part Numbers |  |  | SolarTools ver. 24.0.84.24712 (Jul 31, 2025)
Project # | G9300
Report date: 3/2/2026 7:13 AM
Project Name | KGHM RETROFI
Revision | A.9
Controls DE | G. MENDOZA
Phone:
Controls ME | N. CARPENTER
Phone:
Device ID |  | Part Number |  | Description
WC0131 |  | 1302073-36 |  | CABLE, ETHERNET - 36 INCHES
WC0132 |  | 1302073-36 |  | CABLE, ETHERNET - 36 INCHES
WC0133 |  | 1302073-36 |  | CABLE, ETHERNET - 36 INCHES
WC0134 |  | 1302073-36 |  | CABLE, ETHERNET - 36 INCHES
WC0135 |  | 1302073-36 |  | CABLE, ETHERNET - 36 INCHES
WC0136 |  | 1302073-36 |  | CABLE, ETHERNET - 36 INCHES
WC0137 |  | 1302073-36 |  | CABLE, ETHERNET - 36 INCHES
WC0138 |  | 1302073-36 |  | CABLE, ETHERNET - 36 INCHES
WC0139 |  | 1302073-36 |  | CABLE, ETHERNET - 36 INCHES
WC0140 |  | 1302073-36 |  | CABLE, ETHERNET - 36 INCHES
WC0141 |  | 1302073-36 |  | CABLE, ETHERNET - 36 INCHES
WC0143 |  | 1302073-36 |  | CABLE, ETHERNET - 36 INCHES
WC0144 |  | 1302073-36 |  | CABLE, ETHERNET - 36 INCHES
WC0145 |  | 1302073-36 |  | CABLE, ETHERNET - 36 INCHES
WC0149 |  | 1302073-36 |  | CABLE, ETHERNET - 36 INCHES
WC0190 |  | 1302073-36 |  | CABLE, ETHERNET - 36 INCHES
WC0191 |  | 1302073-36 |  | CABLE, ETHERNET - 36 INCHES
WC0562 |  | 1022941-12 |  | TPE, 1 PAIR TWISTED SHIELDED
WC0680 |  | 1302073-36 |  | CABLE, ETHERNET - 36 INCHES
WC3610 |  | 1022941-12 |  | TPE, 1 PAIR TWISTED SHIELDED
WC3611 |  | 1022941-12 |  | TPE, 1 PAIR TWISTED SHIELDED
WC3612 |  | 1022941-12 |  | TPE, 1 PAIR TWISTED SHIELDED
WC3613 |  | 1022941-12 |  | TPE, 1 PAIR TWISTED SHIELDED
WC3620 |  | 1022941-12 |  | TPE, 1 PAIR TWISTED SHIELDED
WC4000 |  | 1022941-13 |  | TPE, 1 TRIAD TWISTED SHIELDED
WC4100 |  | 1022941-13 |  | TPE, 1 TRIAD TWISTED SHIELDED
WC4101 |  | 1022941-13 |  | TPE, 1 TRIAD TWISTED SHIELDED
WC4102 |  | 1022941-13 |  | TPE, 1 TRIAD TWISTED SHIELDED
WC4103 |  | 1022941-13 |  | TPE, 1 TRIAD TWISTED SHIELDED
WC4181 |  | 1022941-32 |  | TPE, 1 PAIR TWISTED SHIELDED
WC4187 |  | 1022941-32 |  | TPE, 1 PAIR TWISTED SHIELDED
WC4188 |  | 1022941-32 |  | TPE, 1 PAIR TWISTED SHIELDED
WC4190 |  | 1022941-32 |  | TPE, 1 PAIR TWISTED SHIELDED
WC4191 |  | 1022941-32 |  | TPE, 1 PAIR TWISTED SHIELDED
WC4193 |  | 1022941-32 |  | TPE, 1 PAIR TWISTED SHIELDED
WC4200 |  | 1022941-13 |  | TPE, 1 TRIAD TWISTED SHIELDED
WC4201 |  | 1022941-13 |  | TPE, 1 TRIAD TWISTED SHIELDED
WC4202 |  | 1022941-12 |  | TPE, 1 PAIR TWISTED SHIELDED
WC4203 |  | 1022941-12 |  | TPE, 1 PAIR TWISTED SHIELDED
WC4281 |  | 1022941-32 |  | TPE, 1 PAIR TWISTED SHIELDED
WC4293 |  | 1022941-32 |  | TPE, 1 PAIR TWISTED SHIELDED
WC4394 |  | 1022941-32 |  | TPE, 1 PAIR TWISTED SHIELDED
WC4502 |  | 1022941-13 |  | TPE, 1 TRIAD TWISTED SHIELDED
WC4524 |  | 1022941-12 |  | TPE, 1 PAIR TWISTED SHIELDED
WC4749 |  | 1075034-5 |  | PVC, 1 TRIAD TWISTED SHIELDED
WC5019 |  | 1022941-22 |  | TPE, 1 PAIR TWISTED SHIELDED
WC6571A |  | 1022941-22 |  | TPE, 1 PAIR TWISTED SHIELDED
WC6571B |  | 1022941-22 |  | TPE, 1 PAIR TWISTED SHIELDED
WC6581A |  | 1022941-22 |  | TPE, 1 PAIR TWISTED SHIELDED
WC6581B |  | 1022941-22 |  | TPE, 1 PAIR TWISTED SHIELDED
WC8009 |  | 1022941-22 |  | TPE, 1 PAIR TWISTED SHIELDED
WC8040 |  | 1322418-90 |  | CABLE, SYTSTEM FUNCTION
WC8041 |  | 1322418-90 |  | CABLE, SUPPLIED BY OTHERS
WC8042 |  | 1322418-90 |  | CABLE, SUPPLIED BY OTHERS
WC8066 |  | 1022941-22 |  | TPE, 1 PAIR TWISTED SHIELDED
WC8067 |  | 1022941-22 |  | TPE, 1 PAIR TWISTED SHIELDED
WC8069 |  | 1022941-22 |  | TPE, 1 PAIR TWISTED SHIELDED
WC8201 |  | 1022941-32 |  | TPE, 1 PAIR TWISTED SHIELDED

## Part Number List
Part Number List |  | SolarTools ver. 24.0.84.24712 (Jul 31, 2025)
Project # | G9300
Report date: 3/2/2026 7:13 AM
Project Name | KGHM RETROFI
Revision | A.9
Controls DE | G. MENDOZA
Phone:
Controls ME | N. CARPENTER
Phone:
Device ID | Part Number | Description | Location
GD0521 | 2856193-100,3342424-100,REUSED | BATTERY CHARGER, 24V BATTERY CHARGER | AUX CONSOLE DOOR
HA0170 | 1035040-262,1483682-18 | HORN, ACUSTIC DEVICE | AUX SWITCH PANEL
HL0171 | 1483682-28,1483682-29 | LIGHT FIRE SYSTEM AUTO, SYSTEM FUNCTION (USE), CLEAR | AUX SWITCH PANEL
HL0172 | 1483682-28,1483682-29 | LIGHT FIRE SYSTEM AUTO, SYSTEM FUNCTION (USE), CLEAR | AUX SWITCH PANEL
SA0170 | 1016815-18,1483682-26 | SELECTOR SWITCH, FIRE SYSTEM AUTO/INHIBIT | AUX SWITCH PANEL
SH6500 | 1035040-2292,1483682-10 | LIGHTED PUSHBUTTON SWITCH, SMOKE ALARM/RESET, RED | AUX SWITCH PANEL
AT0170 | 1056244-29 | CONTROLLER, EAGLE QUANTUM PREMIER | AUXILIARY EQP POWER
UV0170 | 1056244-2 | POWER SUPPLY, EAGLE QUANTUM PREMIER | AUXILIARY EQP POWER
AF0051 | 2684693-18,2684693-28 | 5094-IB16SXT, 16 DISCRETE INPUT, S | AUXILIARY PANEL A
AF0052 | 2684693-18,2684693-27 | 5094-OF8IHXT, 8 ANALOG OUTPUT, ISOLATED | AUXILIARY PANEL A
AF0053 | 2684693-18,2684693-30 | 5094-IF4IHSXT, 4 ANALOG INPUT, S | AUXILIARY PANEL A
AF0054 | 2684693-18,2684693-30 | 5094-IF4IHSXT, 4 ANALOG INPUT, S | AUXILIARY PANEL A
AF0055 | 2684693-18,2684693-30 | 5094-IF4IHSXT, 4 ANALOG INPUT, S | AUXILIARY PANEL A
AF0056 | 2684693-19,2684693-33 | 5094-IY8XT, 8 ANALOG INPUT, TC/RTD/ I&V | AUXILIARY PANEL A
AF0061 | 2684693-17,2684693-23 | 5094-IB16XT, 16 DISCRETE INPUT | AUXILIARY PANEL A
AF0062 | 2684693-17,2684693-25 | 5094-OB8XT, 8 DISCRETE OUTPUT | AUXILIARY PANEL A
AF0063 | 2684693-18,2684693-30 | 5094-IF4IHSXT, 4 ANALOG INPUT, S | AUXILIARY PANEL A
AF0064 | 2684693-18,2684693-30 | 5094-IF4IHSXT, 4 ANALOG INPUT, S | AUXILIARY PANEL A
AF0065 | 2684693-19,2684693-33 | 5094-IY8XT, 8 ANALOG INPUT, TC/RTD/ I&V | AUXILIARY PANEL A
AF0066 | 2684693-21,2684693-36 | 5094-IRT8SXT, 8 RTD/TC ANALOG INPUT, S | AUXILIARY PANEL A
AF0071 | 2684693-18,2684693-27 | 5094-OF8IHXT, 8 ANALOG OUTPUT, ISOLATED | AUXILIARY PANEL A
AF0072 | 2684693-19,2684693-33 | 5094-IY8XT, 8 ANALOG INPUT, TC/RTD/ I&V | AUXILIARY PANEL A
AF0073 | 2684693-19,2684693-33 | 5094-IY8XT, 8 ANALOG INPUT, TC/RTD/ I&V | AUXILIARY PANEL A
AF0074 | 2684693-19,2684693-33 | 5094-IY8XT, 8 ANALOG INPUT, TC/RTD/ I&V | AUXILIARY PANEL A
AF0075 | 2684693-21,2684693-36 | 5094-IRT8SXT, 8 RTD/TC ANALOG INPUT, S | AUXILIARY PANEL A
AF0400 | 1322418-31,1322418-40,1322418-72,1322418-73 | 1444-TSCX02-02RB, 2-CH TACHOMETER INPUT^DYNAMIX 1444 VIBRATION | AUXILIARY PANEL A
AF0410 | 1322418-11,1322418-20,1322418-70,1322418-71 | 1444-DYN04-01RA, 4-CH VIBRATION INPUT^DYNAMIX 1444 VIBRATION | AUXILIARY PANEL A
AF0420 | 1322418-11,1322418-20,1322418-70,1322418-71 | 1444-DYN04-01RA, 4-CH VIBRATION INPUT^DYNAMIX 1444 VIBRATION | AUXILIARY PANEL A
AF0450 | 1322418-11,1322418-20,1322418-70,1322418-71 | 1444-DYN04-01RA, 4-CH VIBRATION INPUT^DYNAMIX 1444 VIBRATION | AUXILIARY PANEL A
AU0050 | 2684693-22 | 5094-AENTRXT, DEVICE LEVEL RING | AUXILIARY PANEL A
AU0060 | 2684693-22 | 5094-AENTRXT, DEVICE LEVEL RING | AUXILIARY PANEL A
AU0070 | 2684693-22 | 5094-AENTRXT, DEVICE LEVEL RING | AUXILIARY PANEL A
FU0012 | 1043265-1,1043265-5 | FUSE, 10A | AUXILIARY PANEL A
FU0013 | 1043265-1,1043265-5 | FUSE, 10A | AUXILIARY PANEL A
FU0014 | 1043265-1,1043265-5 | FUSE, 10A | AUXILIARY PANEL A
FU0015 | 1043265-1,1043265-5 | FUSE, 10A | AUXILIARY PANEL A
FU0016 | 1043265-1,1043265-3 | FUSE, 2A | AUXILIARY PANEL A
FU0050 | 1043265-1,1043265-5 | FUSE, 10A | AUXILIARY PANEL A
FU0051 | 1043265-1,1043265-5 | FUSE, 10A | AUXILIARY PANEL A
FU0052 | 1043265-1,1043265-5 | FUSE, 10A | AUXILIARY PANEL A
FU0060 | 1043265-1,1043265-5 | FUSE, 10A | AUXILIARY PANEL A
FU0061 | 1043265-1,1043265-5 | FUSE, 10A | AUXILIARY PANEL A
FU0062 | 1043265-1,1043265-5 | FUSE, 10A | AUXILIARY PANEL A
FU0070 | 1043265-1,1043265-5 | FUSE, 10A | AUXILIARY PANEL A
FU0071 | 1043265-1,1043265-5 | FUSE, 10A | AUXILIARY PANEL A
FU0113 | 1043265-1,1043265-4 | FUSE, 5A | AUXILIARY PANEL A
FU0211 | 1043265-1,1043265-9 | FUSE, 30A | AUXILIARY PANEL A
FU0212 | 1043265-1,1043265-7 | FUSE, 20A | AUXILIARY PANEL A
FU0215 | 1043265-1,1043265-4 | FUSE, 5A | AUXILIARY PANEL A
FU0223 | 1043265-1,1043265-4 | FUSE, 5A | AUXILIARY PANEL A
GR0050 | 903849C1 | RAIL GROUND, DIN RAIL GROUNDING | AUXILIARY PANEL A
GR0060 | 903849C1 | RAIL GROUND, DIN RAIL GROUNDING | AUXILIARY PANEL A
GR0070 | 903849C1 | RAIL GROUND, DIN RAIL GROUNDING | AUXILIARY PANEL A
IEG0250 | 232941-300 | BUS BAR, PANEL A - INSTRUMENT EARTH GROUNDING | AUXILIARY PANEL A
KA0161 | 1061979-1 | RELAY, GAS ALARM | AUXILIARY PANEL A
KA0162 | 1061979-1 | RELAY, GAS ALARM | AUXILIARY PANEL A
KA0221 | 1061979-1 | RELAY, PRIMARY GAS FUEL^SHUTOFF VALVE | AUXILIARY PANEL A
KA0222 | 1061979-1 | RELAY, SECONDARY GAS FUEL^SHUTOFF VALVE | AUXILIARY PANEL A
KA0233 | 1061979-1 | RELAY, CONTROLLER ACTIVE | AUXILIARY PANEL A
KA0234 | 1061979-1 | RELAY, CONTROLLER ACTIVE | AUXILIARY PANEL A
KA0235 | 1061979-1 | RELAY, NO EMERGENCY SHUTDOWN SUMMARY | AUXILIARY PANEL A
KA0236 | 1061979-1 | RELAY, NO EMERGENCY SHUTDOWN SUMMARY | AUXILIARY PANEL A
KA0237 | 1061979-1 | RELAY, NO EMERGENCY SHUTDOWN SUMMARY | AUXILIARY PANEL A
KA0238 | 1061979-1 | RELAY, NO EMERGENCY SHUTDOWN SUMMARY | AUXILIARY PANEL A
KA1020 | 1061979-1 | RELAY, IGNITION START | AUXILIARY PANEL A
KA2113 | 1061979-1 | RELAY, SPARE | AUXILIARY PANEL A
QF0209 | 1765875-52,1765879-13 | CIRCUIT BREAKER | AUXILIARY PANEL A
QF0210 | 1765875-52,1765879-13 | CIRCUIT BREAKER | AUXILIARY PANEL A
QF0211 | 1765875-52,1765879-13 | CIRCUIT BREAKER | AUXILIARY PANEL A
QS0211 | 1765875-52,1765879-13 | CIRCUIT BREAKER | AUXILIARY PANEL A
RR0553 | 912137C1 | RESISTOR, 10K OHM | AUXILIARY PANEL A
RR0554 | 700684C1 | RESISTOR, 210K OHM | AUXILIARY PANEL A
UA6571 | 1053038-53 | ISOLATOR, ANALOG SPLITTER | AUXILIARY PANEL A
UAI6581 | 1053038-53 | ISOLATOR, ANALOG SPLITTER | AUXILIARY PANEL A
XT0011 | 1066730-16,1066730-17,1066730-18 | TERMINAL STRIP, 2 CONDUCTOR | AUXILIARY PANEL A
XT0012 | 1066730-16,1066730-17,1066730-18 | TERMINAL STRIP, 2 CONDUCTOR | AUXILIARY PANEL A
XT0013 | 1066730-16,1066730-17,1066730-18 | TERMINAL STRIP, 2 CONDUCTOR | AUXILIARY PANEL A
XT0014 | 1247052-1 | BUS BAR, SYSTEM FUNCTION (USE) | AUXILIARY PANEL A
XT0015 | 1066730-16,1066730-17,1066730-18 | TERMINAL STRIP, 2 CONDUCTOR | AUXILIARY PANEL A
XT0050 | 1066730-7,1066730-8,1067996-4 | TERMINAL BLOCK, SPRING, 4 CONDUCTOR,30-12 AWG (0.05-3.31 MM2),NON-IS | AUXILIARY PANEL A
XT0051 | 1066730-7 | TERMINAL BLOCK, SPRING, 4 CONDUCTOR,30-12 AWG (0.05-3.31 MM2),NON-IS | AUXILIARY PANEL A
XT0060 | 1066730-7,1066730-8,1067996-4 | TERMINAL BLOCK, SPRING, 4 CONDUCTOR,30-12 AWG (0.05-3.31 MM2),NON-IS | AUXILIARY PANEL A
XT0070 | 1066730-7,1066730-8,1067996-4 | TERMINAL BLOCK, SPRING, 4 CONDUCTOR,30-12 AWG (0.05-3.31 MM2),NON-IS | AUXILIARY PANEL A
XT0112 | 1066730-7 | TERMINAL BLOCK, SPRING, 4 CONDUCTOR,30-12 AWG (0.05-3.31 MM2),NON-IS | AUXILIARY PANEL A
XT0113 | 1066730-7 | TERMINAL BLOCK, SPRING, 4 CONDUCTOR,30-12 AWG (0.05-3.31 MM2),NON-IS | AUXILIARY PANEL A
XT0200 | 1066730-7,1066730-8,1067996-4 | TERMINAL BLOCK, SPRING, 4 CONDUCTOR,30-12 AWG (0.05-3.31 MM2),NON-IS | AUXILIARY PANEL A
XT0213 | 1066730-7 | TERMINAL BLOCK, SPRING, 4 CONDUCTOR,30-12 AWG (0.05-3.31 MM2),NON-IS | AUXILIARY PANEL A
XT0240 | 1066730-7,1066730-8,1067996-4 | TERMINAL BLOCK, SPRING, 4 CONDUCTOR,30-12 AWG (0.05-3.31 MM2),NON-IS | AUXILIARY PANEL A
XT0251 | 1066730-16 | TERMINAL STRIP, 2 CONDUCTOR | AUXILIARY PANEL A
XT0252 | 1066730-16 | TERMINAL STRIP, 2 CONDUCTOR | AUXILIARY PANEL A
XT0400 | 1066730-1,1066730-2,1067996-4 | TERMINAL STRIP, 4 CONDUCTOR | AUXILIARY PANEL A
AF0311 | 2684693-17,2684693-24 | 5094-OB16XT, 16 DISCRETE OUTPUT | AUXILIARY PANEL B
AF0312 | 2684693-17,2684693-24 | 5094-OB16XT, 16 DISCRETE OUTPUT | AUXILIARY PANEL B
AF0313 | 2684693-17,2684693-24 | 5094-OB16XT, 16 DISCRETE OUTPUT | AUXILIARY PANEL B
AF0314 | 2684693-17,2684693-23 | 5094-IB16XT, 16 DISCRETE INPUT | AUXILIARY PANEL B
AF0315 | 2684693-17,2684693-23 | 5094-IB16XT, 16 DISCRETE INPUT | AUXILIARY PANEL B
AF0316 | 2684693-18,2684693-26 | 5094-IF8IHXT, 8 ANALOG INPUT, ISOLATED | AUXILIARY PANEL B
AF0317 | 2684693-18,2684693-30 | 5094-IF4IHSXT, 4 ANALOG INPUT, S | AUXILIARY PANEL B
AT0175 | 1056244-5 | 8 CHANNEL ED I/O, EAGLE QUANTUM PREMIER | AUXILIARY PANEL B
AT0176 | 1056244-5 | 8 CHANNEL ED I/O, EAGLE QUANTUM PREMIER | AUXILIARY PANEL B
AT0178 | 1056244-5 | 8 CHANNEL ED I/O, EAGLE QUANTUM PREMIER | AUXILIARY PANEL B
AU0310 | 2684693-22 | 5094-AENTRXT, DEVICE LEVEL RING | AUXILIARY PANEL B
FU0170 | 1043265-1,1043265-5 | FUSE, 10A | AUXILIARY PANEL B
FU0171 | 1043265-1,1043265-5 | FUSE, 10A | AUXILIARY PANEL B
FU0172 | 1043265-1,1043265-5 | FUSE, 10A | AUXILIARY PANEL B
FU0173 | 1043265-1,1043265-5 | FUSE, 10A | AUXILIARY PANEL B
FU0174 | 1043265-1,1043265-5 | FUSE, 10A | AUXILIARY PANEL B
FU0310 | 1043265-1,1043265-5 | FUSE, 10A | AUXILIARY PANEL B
FU0311 | 1043265-1,1043265-5 | FUSE, 10A | AUXILIARY PANEL B
FU0312 | 1043265-1,1043265-5 | FUSE, 10A | AUXILIARY PANEL B
FU0313 | 1043265-1,1043265-5 | FUSE, 10A | AUXILIARY PANEL B
GR0170 | 903849C1 | RAIL GROUND, DIN RAIL GROUNDING | AUXILIARY PANEL B
GR0171 | 903849C1 | RAIL GROUND, DIN RAIL GROUNDING | AUXILIARY PANEL B
KA0129 | 1061979-1 | RELAY, CONTROLLER ACTIVE | AUXILIARY PANEL B
KA0131 | 1061979-1 | RELAY, CONTROLLER ACTIVE | AUXILIARY PANEL B
KA0132 | 1061979-1 | RELAY, CONTROLLER ACTIVE | AUXILIARY PANEL B
KA0133 | 1061979-1 | RELAY, POST LUBE NOT REQUIRED | AUXILIARY PANEL B
KA0134 | 1061979-1 | RELAY, BACKUP LUBE OIL PUMP OFF | AUXILIARY PANEL B
KA0135 | 1061979-1 | RELAY, LUBE OIL HEADER PRESSURE HIGH | AUXILIARY PANEL B
KA0136 | 1061979-1 | RELAY, LUBE OIL HEADER PRESSURE HIGH | AUXILIARY PANEL B
KA0137 | 1061979-1 | RELAY, LUBE PUMP INHIBIT | AUXILIARY PANEL B
KA0138 | 1061979-1 | RELAY, BACKUP LUBE OIL PUMP OFF | AUXILIARY PANEL B
KA0143 | 1061979-1 | RELAY, NO GAS DETECTED | AUXILIARY PANEL B
KA0144 | 1061979-1 | RELAY, NO GAS DETECTED | AUXILIARY PANEL B
KA0150 | 1061979-1 | RELAY, NO FIRE DETECTED | AUXILIARY PANEL B
KA0151 | 1061979-1 | RELAY, NO FIRE DETECTED | AUXILIARY PANEL B
KA0152 | 1061979-1 | RELAY, NO FIRE DETECTED | AUXILIARY PANEL B
KA0153 | 1061979-1 | RELAY, NO GAS DETECTED | AUXILIARY PANEL B
KA0154 | 1061979-1 | RELAY, NO GAS DETECTED | AUXILIARY PANEL B
KA0155 | 1061979-1 | RELAY, VENTILATION REQUIRED | AUXILIARY PANEL B
KA0156 | 1061979-1 | RELAY, VENTILATION REQUIRED | AUXILIARY PANEL B
KA0172 | 1061979-1 | RELAY, FLAME DETECTION #1 | AUXILIARY PANEL B
KA0173 | 1061979-1 | RELAY, FLAME DETECTION #2 | AUXILIARY PANEL B
KA0174 | 1061979-1 | RELAY, TROUBLE ALARM | AUXILIARY PANEL B
KA0175 | 1061979-1 | RELAY, EXTINCTION BLOCKED | AUXILIARY PANEL B
KA0176 | 1061979-1 | RELAY, RELEASED EXTINCTION | AUXILIARY PANEL B
KA0177 | 1061979-1 | RELAY, VENTILATION REQUIRED | AUXILIARY PANEL B
KA0178 | 1061979-1 | RELAY, LOCAL HORN CONTROL (EQP) | AUXILIARY PANEL B
KA0217 | 1061979-1 | RELAY, MAIN FUEL ACTUATOR ENABLE | AUXILIARY PANEL B
KA2140 | 1061979-1 | RELAY, PILOT FUEL ACTUATOR ENABLE | AUXILIARY PANEL B
KA6500 | 1061979-1 | RELAY, SMOKE ALARM | AUXILIARY PANEL B
KT0140 | 2651077-1 | TIMER RELAY, BACKUP PUMP POST LUBE OFF CYCLE | AUXILIARY PANEL B
KT0141 | 2651077-1 | TIMER RELAY, BACKUP POST LUBE CONTINUOUS | AUXILIARY PANEL B
KT0142 | 2651077-1 | TIMER RELAY, TOTAL POST LUBE | AUXILIARY PANEL B
KT0143 | 2651077-1 | TIMER RELAY, BACKUP PUMP POST LUBE ON CYCLE | AUXILIARY PANEL B
KT0144 | 2651077-1 | TIMER RELAY, HEADER PRESSURE HIGH BACKUP PUMP OFF | AUXILIARY PANEL B
KT0145 | 2651077-1 | TIMER RELAY, FIRE DETECTED ROLLDOWN LUBE | AUXILIARY PANEL B
KT0150 | 2651077-1 | TIMER RELAY, NO FIRE DETECTED | AUXILIARY PANEL B
RR0176S2 | 912137C1 | RESISTOR, 10K OHM | AUXILIARY PANEL B
RR0176S3 | 912137C1 | RESISTOR, 10K OHM | AUXILIARY PANEL B
RR0178 | 912137C1 | RESISTOR, 10K OHM | AUXILIARY PANEL B
RR0178S6 | 912137C1 | RESISTOR, 10K OHM | AUXILIARY PANEL B
RR0178S7 | 912137C1 | RESISTOR, 10K OHM | AUXILIARY PANEL B
RR0178S8 | 912137C1 | RESISTOR, 10K OHM | AUXILIARY PANEL B
RR6610 | < no partnumber assigned > | RESISTOR, 10K OHM | AUXILIARY PANEL B
RR6611 | 912137C1 | RESISTOR, 10K OHM | AUXILIARY PANEL B
RR6612 | 912137C1 | RESISTOR, 10K OHM | AUXILIARY PANEL B
RR6730O | 912137C1 | RESISTOR, 10K OHM | AUXILIARY PANEL B
SA3170 | 1483682-21,1483682-22,1483682-24 | LUBE OIL PUMP MANUAL SWITCH, MANUAL NORMALLY OPEN | AUXILIARY PANEL B
UA3170 | 3148081-1 | SIGNAL CONVERTER, BACKUP PUMP CURRENT MEASUREMENT | AUXILIARY PANEL B
VD0173 | 960592C1 | DIODE, 15 pF | AUXILIARY PANEL B
VD0174 | 960592C1 | DIODE, 15 pF | AUXILIARY PANEL B
VD0178 | 960592C1 | DIODE, 15 pF | AUXILIARY PANEL B
VD6500 | 960592C1 | DIODE, 15 pF | AUXILIARY PANEL B
XT0031 | 1066730-7,1066730-8,1067996-4 | TERMINAL BLOCK, SPRING, 4 CONDUCTOR,30-12 AWG (0.05-3.31 MM2),NON-IS | AUXILIARY PANEL B
XT0032 | 1066730-7,1066730-8,1067996-4 | TERMINAL BLOCK, SPRING, 4 CONDUCTOR,30-12 AWG (0.05-3.31 MM2),NON-IS | AUXILIARY PANEL B
XT0120 | 1066730-7 | TERMINAL BLOCK, SPRING, 4 CONDUCTOR,30-12 AWG (0.05-3.31 MM2),NON-IS | AUXILIARY PANEL B
XT0170 | 1066730-7,1066730-8,1067996-4 | TERMINAL BLOCK, SPRING, 4 CONDUCTOR,30-12 AWG (0.05-3.31 MM2),NON-IS | AUXILIARY PANEL B
XT0172 | 1066730-7,1066730-8,1067996-4 | TERMINAL BLOCK, SPRING, 4 CONDUCTOR,30-12 AWG (0.05-3.31 MM2),NON-IS | AUXILIARY PANEL B
XT0310 | 1066730-7,1066730-8,1067996-4 | TERMINAL BLOCK, SPRING, 4 CONDUCTOR,30-12 AWG (0.05-3.31 MM2),NON-IS | AUXILIARY PANEL B
XT0415 | 1066730-7 | TERMINAL BLOCK, SPRING, 4 CONDUCTOR,30-12 AWG (0.05-3.31 MM2),NON-IS | AUXILIARY PANEL B
XT2100 | 1066730-7,1066730-8,1067996-4 | TERMINAL BLOCK, SPRING, 4 CONDUCTOR,30-12 AWG (0.05-3.31 MM2),NON-IS | AUXILIARY PANEL B
XT6210 | 1066730-10,1066730-9,1067996-4 | DIODE TERMINAL STRIP, 4 CONDUCTOR | AUXILIARY PANEL B
XT6240 | 1066730-10,1066730-9,1067996-4 | DIODE TERMINAL STRIP, 4 CONDUCTOR | AUXILIARY PANEL B
AF0081 | 2684693-17,2684693-23 | 5094-IB16XT, 16 DISCRETE INPUT | AUXILIARY PANEL C
AF0082 | 2684693-17,2684693-23 | 5094-IB16XT, 16 DISCRETE INPUT | AUXILIARY PANEL C
AF0083 | 2684693-17,2684693-25 | 5094-OB8XT, 8 DISCRETE OUTPUT | AUXILIARY PANEL C
AF0084 | 2684693-18 | 5094-OB16SXT, 16 DISCRETE OUTPUT, S | AUXILIARY PANEL C
AF0085 | 2684693-18,2684693-26 | 5094-IF8IHXT, 8 ANALOG INPUT, ISOLATED | AUXILIARY PANEL C
AF0086 | 2684693-18,2684693-26 | 5094-IF8IHXT, 8 ANALOG INPUT, ISOLATED | AUXILIARY PANEL C
AF0091 | 2684693-17,2684693-24 | 5094-OB16XT, 16 DISCRETE OUTPUT | AUXILIARY PANEL C
AF0092 | 2684693-17,2684693-23 | 5094-IB16XT, 16 DISCRETE INPUT | AUXILIARY PANEL C
AF0093 | 2684693-18,2684693-26 | 5094-IF8IHXT, 8 ANALOG INPUT, ISOLATED | AUXILIARY PANEL C
AF0094 | 2684693-18,2684693-28 | 5094-IB16SXT, 16 DISCRETE INPUT, S | AUXILIARY PANEL C
AF0095 | 2684693-17,2684693-25 | 5094-OB8XT, 8 DISCRETE OUTPUT | AUXILIARY PANEL C
AU0080 | 2684693-22 | 5094-AENTRXT, DEVICE LEVEL RING | AUXILIARY PANEL C
AU0090 | 2684693-22 | 5094-AENTRXT, FLEX 5000 I/O | AUXILIARY PANEL C
FU0080 | 1043265-1,1043265-5 | FUSE, 10A | AUXILIARY PANEL C
FU0081 | 1043265-1,1043265-5 | FUSE, 10A | AUXILIARY PANEL C
FU0082 | 1043265-1,1043265-5 | FUSE, 10A | AUXILIARY PANEL C
FU0083 | 1043265-1,1043265-5 | FUSE, 10A | AUXILIARY PANEL C
FU0090 | 1043265-1,1043265-5 | FUSE, 10A | AUXILIARY PANEL C
FU0091 | 1043265-1,1043265-5 | FUSE, 10A | AUXILIARY PANEL C
FU0092 | 1043265-1,1043265-5 | FUSE, 10A | AUXILIARY PANEL C
GR0080 | 903849C1 | RAIL GROUND, DIN RAIL GROUNDING | AUXILIARY PANEL C
GR0090 | 903849C1 | RAIL GROUND, DIN RAIL GROUNDING | AUXILIARY PANEL C
GR0100 | 903849C1 | RAIL GROUND, DIN RAIL GROUNDING | AUXILIARY PANEL C
UA1520 | 1105411-11 | SIGNAL CONVERTER, BAM 2 SIGNAL CONDITIONER | AUXILIARY PANEL C
XT0080 | 1066730-7,1066730-8,1067996-4 | TERMINAL BLOCK, SPRING, 4 CONDUCTOR,30-12 AWG (0.05-3.31 MM2),NON-IS | AUXILIARY PANEL C
XT0090 | 1066730-7,1066730-8,1067996-4 | TERMINAL BLOCK, SPRING, 4 CONDUCTOR,30-12 AWG (0.05-3.31 MM2),NON-IS | AUXILIARY PANEL C
XT0211 | 1066730-7,1066730-8,1067996-4 | TERMINAL BLOCK, SPRING, 4 CONDUCTOR,30-12 AWG (0.05-3.31 MM2),NON-IS | AUXILIARY PANEL C
XT0214 | 1066730-7,1066730-8,1067996-4 | TERMINAL BLOCK, SPRING, 4 CONDUCTOR,30-12 AWG (0.05-3.31 MM2),NON-IS | AUXILIARY PANEL C
XT069 | 1066730-7 | TERMINAL BLOCK, SPRING, 4 CONDUCTOR,30-12 AWG (0.05-3.31 MM2),NON-IS | AUXILIARY PANEL C
XT1400 | 1066730-7,1066730-8,1067996-4 | TERMINAL BLOCK, SPRING, 4 CONDUCTOR,30-12 AWG (0.05-3.31 MM2),NON-IS | AUXILIARY PANEL C
XT1521 | 1066730-7,1066730-8,1067996-4 | TERMINAL BLOCK, SPRING, 4 CONDUCTOR,30-12 AWG (0.05-3.31 MM2),NON-IS | AUXILIARY PANEL C
XTFGH | 1066730-1,1066730-2,1067996-4 | TERMINAL STRIP, 4 CONDUCTOR | AUXILIARY PANEL C
AF0341 | 2684693-17,2684693-23 | 5094-IB16XT, 16 DISCRETE INPUT | CONTROL PANEL A
AF0342 | 2684693-17,2684693-23 | 5094-IB16XT, 16 DISCRETE INPUT | CONTROL PANEL A
AF0343 | 2684693-17,2684693-24 | 5094-OB16XT, 16 DISCRETE OUTPUT | CONTROL PANEL A
AF0344 | 2684693-18,2684693-28 | 5094-IB16SXT, 16 DISCRETE INPUT, S | CONTROL PANEL A
AF0345 | 2684693-18,2684693-29,2684693-55 | 5094-OB16SXT, 16 DISCRETE OUTPUT, S | CONTROL PANEL A
AF0351 | 2684693-18,2684693-32 | 5094-IJ2ISXT, 2 FAST COUNTER INPUT, S | CONTROL PANEL A
AF0352 | 2684693-17,2684693-23 | 5094-IB16XT, 16 DISCRETE INPUT | CONTROL PANEL A
AF0353 | 2684693-17,2684693-23 | 5094-IB16XT, 16 DISCRETE INPUT | CONTROL PANEL A
AF0354 | 2684693-17,2684693-24 | 5094-OB16XT, 16 DISCRETE OUTPUT | CONTROL PANEL A
AF0355 | 2684693-18,2684693-28 | 5094-IB16SXT, 16 DISCRETE INPUT, S | CONTROL PANEL A
AF0356 | 2684693-18,2684693-29,2684693-55 | 5094-OB16SXT, 16 DISCRETE OUTPUT, S | CONTROL PANEL A
AF0357 | 2684693-20,2684693-34 | 5094-OW8IXT, 8 DIGITAL OUTPUT CONTACTS | CONTROL PANEL A
AF0358 | 2684693-20,2684693-34 | 5094-OW8IXT, 8 DIGITAL OUTPUT CONTACTS | CONTROL PANEL A
AF0361 | 2684693-18,2684693-26 | 5094-IF8IHXT, 8 ANALOG INPUT, ISOLATED | CONTROL PANEL A
AF0362 | 2684693-18,2684693-27 | 5094-OF8IHXT, 8 ANALOG OUTPUT, ISOLATED | CONTROL PANEL A
AF0363 | 2684693-17,2684693-23 | 5094-IB16XT, 16 DISCRETE INPUT | CONTROL PANEL A
AF0364 | 2684693-18,2684693-30 | 5094-IF4IHSXT, 4 ANALOG INPUT, S | CONTROL PANEL A
AF0365 | 2684693-20,2684693-34 | 5094-OW8IXT, 8 DIGITAL OUTPUT CONTACTS | CONTROL PANEL A
AF0366 | 2684693-20,2684693-34 | 5094-OW8IXT, 8 DIGITAL OUTPUT CONTACTS | CONTROL PANEL A
AF0367 | 2684693-20,2684693-34 | 5094-OW8IXT, 8 DIGITAL OUTPUT CONTACTS | CONTROL PANEL A
AP0601 | 1089241-20 | MODULE, BLANK FILLER | CONTROL PANEL A
AP0602 | 1089241-40 | 1756-EN2TRXT, ETHERNET | CONTROL PANEL A
AP0603 | 1089241-40 | 1756-EN2TRXT, ETHERNET | CONTROL PANEL A
AP0604 | 1089241-15 | MVI 56-MNETXT, ETHERNET/MODBUS | CONTROL PANEL A
AP0605 | 1089241-20 | MODULE, BLANK FILLER | CONTROL PANEL A
AP0606 | 1089241-36 | 1756-EN2TXT, ETHERNET | CONTROL PANEL A
AR0600 | 1089241-29 | RACK CHASSIS, 1756-A7XT (7 SLOT) | CONTROL PANEL A
AT0600 | 1089241-43 | 1756-L83EXTS, CONTROLLER^GUARDLOGIX | CONTROL PANEL A
AU0340 | 2684693-22 | 5094-AENTRXT, DEVICE LEVEL RING | CONTROL PANEL A
AU0350 | 2684693-22 | 5094-AENTRXT, DEVICE LEVEL RING | CONTROL PANEL A
AU0360 | 2684693-22 | 5094-AENTRXT, DEVICE LEVEL RING | CONTROL PANEL A
FU0136 | 1043265-1,1043265-9 | FUSE, 30A | CONTROL PANEL A
FU0231 | 1043265-1,1043265-5 | FUSE, 10A | CONTROL PANEL A
FU0233 | 1043265-1,1043265-4 | FUSE, 5A | CONTROL PANEL A
FU0238 | 1043265-1,1043265-4 | FUSE, 5A | CONTROL PANEL A
FU0239 | 1043265-1,1043265-7 | FUSE, 20A | CONTROL PANEL A
FU0240 | 1043265-1,1043265-5 | FUSE, 10A | CONTROL PANEL A
FU0340 | 1043265-1,1043265-5 | FUSE, 10A | CONTROL PANEL A
FU0341 | 1043265-1,1043265-5 | FUSE, 10A | CONTROL PANEL A
FU0342 | 1043265-1,1043265-5 | FUSE, 10A | CONTROL PANEL A
FU0350 | 1043265-1,1043265-5 | FUSE, 10A | CONTROL PANEL A
FU0351 | 1043265-1,1043265-5 | FUSE, 10A | CONTROL PANEL A
FU0352 | 1043265-1,1043265-5 | FUSE, 10A | CONTROL PANEL A
FU0353 | 1043265-1,1043265-5 | FUSE, 10A | CONTROL PANEL A
FU0360 | 1043265-1,1043265-5 | FUSE, 10A | CONTROL PANEL A
FU0361 | 1043265-1,1043265-5 | FUSE, 10A | CONTROL PANEL A
GR0231 | 903849C1 | RAIL GROUND, DIN RAIL GROUNDING | CONTROL PANEL A
GR0232 | 903849C1 | RAIL GROUND, DIN RAIL GROUNDING | CONTROL PANEL A
GR0233 | 903849C1 | RAIL GROUND, DIN RAIL GROUNDING | CONTROL PANEL A
IEG0110 | 232941-300 | BUS BAR, PANEL A - INSTRUMENT EARTH GROUNDING | CONTROL PANEL A
KA0121 | 1061979-1 | RELAY, GEN. CB^COMMAND CLOSE | CONTROL PANEL A
KA0128 | 1061979-1 | RELAY, GEN TRIP SUMMARY BREAKER | CONTROL PANEL A
KA0130 | 1061979-1 | RELAY, LOWSPEED/OPEN PROBE SETPOINT | CONTROL PANEL A
KA0141 | 1061979-1 | RELAY, CONTROLLER ACTIVE | CONTROL PANEL A
KA0166 | 1061979-1 | RELAY, NO EMERGENCY SHUTDOWN SUMMARY | CONTROL PANEL A
KA0167 | 1061979-1 | RELAY, NO EMERGENCY SHUTDOWN SUMMARY | CONTROL PANEL A
KA0168 | 1061979-1 | RELAY, NO EMERGENCY SHUTDOWN SUMMARY | CONTROL PANEL A
KA0169 | 1061979-1 | RELAY, NO EMERGENCY SHUTDOWN SUMMARY | CONTROL PANEL A
KA0171 | 1061979-1 | RELAY, GRID CB^REQUEST CLOSE | CONTROL PANEL A
KA0180 | 1061979-1 | RELAY, 90% SPEED | CONTROL PANEL A
KA0185 | 1061979-1 | RELAY, GEN. CB^ENABLE CLOSE | CONTROL PANEL A
KA0186 | 1061979-1 | RELAY, GRID CB^ENABLE CLOSE | CONTROL PANEL A
KA0231 | 1061979-1 | RELAY, CONTROLLER ACTIVE | CONTROL PANEL A
KA0232 | 1061979-1 | RELAY, CONTROLLER ACTIVE | CONTROL PANEL A
KA0240 | 1061979-1 | RELAY, BACKUP SYSTEM RESET | CONTROL PANEL A
KA0241 | 1061979-1 | RELAY, BACKUP SYSTEM RESET | CONTROL PANEL A
KA0242 | 1061979-1 | RELAY, BACKUP SYSTEM RESET | CONTROL PANEL A
KA0243 | 1061979-1 | RELAY, NO FIRE DETECTED | CONTROL PANEL A
KA0244 | 1061979-1 | RELAY, NO FIRE DETECTED | CONTROL PANEL A
KA0245 | 1061979-1 | RELAY, NO GAS DETECTED | CONTROL PANEL A
KA0246 | 1061979-1 | RELAY, NO FIRE DETECTED | CONTROL PANEL A
KA0247 | 1061979-1 | RELAY, GAS WARNING | CONTROL PANEL A
KA0248 | 1061979-1 | RELAY, NO FIRE DETECTED | CONTROL PANEL A
KA0249 | 1061979-1 | RELAY, NO GAS DETECTED | CONTROL PANEL A
KA0250 | 1061979-1 | RELAY, NO GAS DETECTED | CONTROL PANEL A
KA0251 | 1061979-1 | RELAY, NO GAS DETECTED | CONTROL PANEL A
KA0261 | 1061979-1 | RELAY, FIRE FAULT | CONTROL PANEL A
KA0262 | 1061979-1 | RELAY, FIRE WARNING | CONTROL PANEL A
KA0330 | 1061979-1 | RELAY, GEN CB CLOSED | CONTROL PANEL A
KA0331 | 1061979-1 | RELAY, GEN CB CLOSED | CONTROL PANEL A
KA0332 | 1061979-1 | RELAY, GEN. CB CLOSE^COMMAND (SWITCHGEAR) | CONTROL PANEL A
KA0333 | 1061979-1 | RELAY, TRIP CONTROL BREAKER | CONTROL PANEL A
KA0334 | 1061979-1 | RELAY, GEN. CB COMMAND OPEN | CONTROL PANEL A
KA0335 | 1061979-1 | RELAY, GEN CB. COMMAND OPEN | CONTROL PANEL A
KA0336 | 1061979-1 | RELAY, GEN CB OPEN | CONTROL PANEL A
KA0340 | 1061979-1 | RELAY, GRID CB CLOSED | CONTROL PANEL A
KA0342 | 1061979-1 | RELAY, GRID CB CLOSE^COMMAND (SWITCHGEAR) | CONTROL PANEL A
KA0346 | 1061979-1 | RELAY, GRID CB OPEN | CONTROL PANEL A
KA0364 | 1061979-1 | RELAY, SYNCHRONIZATION OK | CONTROL PANEL A
KA0365 | 1061979-1 | RELAY, SYNCHRONIZATION OK | CONTROL PANEL A
KA0801 | 1061979-1 | RELAY, GEN CB DIRECT INSERTION | CONTROL PANEL A
KA0802 | 1061979-1 | RELAY, START INHIBIT OTHER GT | CONTROL PANEL A
KA0875 | 1061979-1 | RELAY, LOCAL HORN CONTROL (PLC) | CONTROL PANEL A
KA162M7 | 1061979-1 | RELAY, WHRS READY B | CONTROL PANEL A
KA162P7 | 1061979-1 | RELAY, WHRS PURGE B | CONTROL PANEL A
KT0146 | 2651077-3 | TIMER RELAY, WATCHDOG | CONTROL PANEL A
PEG0110 | 232941-110 | BUS BAR, PANEL B - POWER EARTH GROUNDING | CONTROL PANEL A
SC0001 | 3148081-1 | SIGNAL CONVERTER, BACKUP PUMP CURRENT MEASUREMENT | CONTROL PANEL A
UA1200 | 1053834-11 | BUOS MODULE, OVERSPEED | CONTROL PANEL A
UV0600 | 1089241-28 | POWER SUPPLY, RSLOGIX CHASSIS | CONTROL PANEL A
XT0134 | 1066730-7,1066730-8,1067996-4 | TERMINAL BLOCK, SPRING, 4 CONDUCTOR,30-12 AWG (0.05-3.31 MM2),NON-IS | CONTROL PANEL A
XT0135 | 1066730-7,1066730-8,1067996-4 | TERMINAL BLOCK, SPRING, 4 CONDUCTOR,30-12 AWG (0.05-3.31 MM2),NON-IS | CONTROL PANEL A
XT0138 | 1066730-7,1066730-8,1067996-4 | TERMINAL BLOCK, SPRING, 4 CONDUCTOR,30-12 AWG (0.05-3.31 MM2),NON-IS | CONTROL PANEL A
XT0139 | 1066730-7,1066730-8,1067996-4 | TERMINAL BLOCK, SPRING, 4 CONDUCTOR,30-12 AWG (0.05-3.31 MM2),NON-IS | CONTROL PANEL A
XT0236 | 1066730-7,1066730-8,1067996-4 | TERMINAL BLOCK, SPRING, 4 CONDUCTOR,30-12 AWG (0.05-3.31 MM2),NON-IS | CONTROL PANEL A
XT0237 | 1066730-10,1066730-9,1067996-4 | DIODE TERMINAL STRIP, 4 CONDUCTOR | CONTROL PANEL A
XT0238 | 1066730-7,1066730-8,1067996-4 | TERMINAL BLOCK, SPRING, 4 CONDUCTOR,30-12 AWG (0.05-3.31 MM2),NON-IS | CONTROL PANEL A
XT0340 | 1066730-7,1066730-8,1067996-4 | TERMINAL BLOCK, SPRING, 4 CONDUCTOR,30-12 AWG (0.05-3.31 MM2),NON-IS | CONTROL PANEL A
XT0350 | 1066730-7,1066730-8,1067996-4 | TERMINAL BLOCK, SPRING, 4 CONDUCTOR,30-12 AWG (0.05-3.31 MM2),NON-IS | CONTROL PANEL A
XT0360 | 1066730-7,1066730-8,1067996-4 | TERMINAL BLOCK, SPRING, 4 CONDUCTOR,30-12 AWG (0.05-3.31 MM2),NON-IS | CONTROL PANEL A
XT6735 | 1066730-7,1066730-8,1067996-4 | TERMINAL BLOCK, SPRING, 4 CONDUCTOR,30-12 AWG (0.05-3.31 MM2),NON-IS | CONTROL PANEL A
AT0680 | 1634974-100 | GATEWAY MODULE, TURBOTRONIC GATEWAY | CONTROL PANEL B
FU0232 | 1043265-1,1043265-5 | FUSE, 10A | CONTROL PANEL B
FU0234 | 1043265-1,1043265-5 | FUSE, 10A | CONTROL PANEL B
FU0236 | 1043265-1,1043265-4 | FUSE, 5A | CONTROL PANEL B
FU0237 | 1043265-1,1043265-5 | FUSE, 10A | CONTROL PANEL B
FU0680 | 1043265-1,1043265-4 | FUSE, 5A | CONTROL PANEL B
GR1100 | 903849C1 | RAIL GROUND, DIN RAIL GROUNDING | CONTROL PANEL B
GR1101 | 903849C1 | RAIL GROUND, DIN RAIL GROUNDING | CONTROL PANEL B
GR1102 | 903849C1 | RAIL GROUND, DIN RAIL GROUNDING | CONTROL PANEL B
KA0567 | 1061979-1 | RELAY, MAX-MIN FREQUENCY^OUT OF STEP | CONTROL PANEL B
KA163B7 | 1061979-1 | RELAY, GEN DIFFERENTIAL CURRENT | CONTROL PANEL B
KA163D7 | 1061979-1 | RELAY, GEN OVERCURRENT | CONTROL PANEL B
KA163F7 | 1061979-1 | RELAY, GEN UNBALANCED LOAD | CONTROL PANEL B
KA163G7 | 1061979-1 | RELAY, GENSTATOR EARTH FAULT | CONTROL PANEL B
KA163I7 | 1061979-1 | RELAY, GEN OVERVOLTAGE | CONTROL PANEL B
KA163J7 | 1061979-1 | RELAY, GEN UNDERVOLTAGE | CONTROL PANEL B
KA163M7 | 1061979-1 | RELAY, GEN REV POWER | CONTROL PANEL B
KA164B7 | 1061979-1 | RELAY, GEN LOSS OF EXCITATION | CONTROL PANEL B
KA164F7 | 1061979-1 | RELAY, GEN MIN MAX FREQUENCY | CONTROL PANEL B
KA164G7 | 1061979-1 | RELAY, GEN VOLTAGE VECTOR^SHIFT GRID | CONTROL PANEL B
XT0100 | 1066730-7,1066730-8,1067996-4 | TERMINAL BLOCK, SPRING, 4 CONDUCTOR,30-12 AWG (0.05-3.31 MM2),NON-IS | CONTROL PANEL B
XT0101 | 1066730-7,1066730-8,1067996-4 | TERMINAL BLOCK, SPRING, 4 CONDUCTOR,30-12 AWG (0.05-3.31 MM2),NON-IS | CONTROL PANEL B
XT0102 | 1066730-7,1066730-8,1067996-4 | TERMINAL BLOCK, SPRING, 4 CONDUCTOR,30-12 AWG (0.05-3.31 MM2),NON-IS | CONTROL PANEL B
XT0103 | 1066730-7,1066730-8,1067996-4 | TERMINAL BLOCK, SPRING, 4 CONDUCTOR,30-12 AWG (0.05-3.31 MM2),NON-IS | CONTROL PANEL B
XT0333 | 1066730-7,1066730-8,1067996-4 | TERMINAL BLOCK, SPRING, 4 CONDUCTOR,30-12 AWG (0.05-3.31 MM2),NON-IS | CONTROL PANEL B
XT0335 | 1066730-7,1066730-8,1067996-4 | TERMINAL BLOCK, SPRING, 4 CONDUCTOR,30-12 AWG (0.05-3.31 MM2),NON-IS | CONTROL PANEL B
XT0600 | 1066730-7 | TERMINAL BLOCK, SPRING, 4 CONDUCTOR,30-12 AWG (0.05-3.31 MM2),NON-IS | CONTROL PANEL B
AT0140 | 2769310-1 | MODULE, DECS-250 | CONTROL PANEL C
BA0541 | 1271449-2 | MEDIA CONVERTER, ETHERNET-FIBER OPTIC | CONTROL PANEL C
BA0542 | 1271449-2 | MEDIA CONVERTER, ETHERNET-FIBER OPTIC | CONTROL PANEL C
BA0543 | 1271449-2 | MEDIA CONVERTER, ETHERNET-FIBER OPTIC | CONTROL PANEL C
FU0235 | 1043265-1,1043265-4 | FUSE, 5A | CONTROL PANEL C
FU0541 | 1043265-1,1043265-3 | FUSE, 2A | CONTROL PANEL C
FU0542 | 1043265-1,1043265-3 | FUSE, 2A | CONTROL PANEL C
FU0543 | 1043265-1,1043265-3 | FUSE, 2A | CONTROL PANEL C
FV0721 | 1503046-1 | MULTI-FUNCTION RELAY, MINV - PH SEQ | CONTROL PANEL C
FV0722 | 1503046-1 | MULTI-FUNCTION RELAY, MINV - PH SEQ | CONTROL PANEL C
GR1103 | 903849C1 | RAIL GROUND, DIN RAIL GROUNDING | CONTROL PANEL C
GR1104 | 903849C1 | RAIL GROUND, DIN RAIL GROUNDING | CONTROL PANEL C
GR1105 | 903849C1 | RAIL GROUND, DIN RAIL GROUNDING | CONTROL PANEL C
GR1106 | 903849C1 | RAIL GROUND, DIN RAIL GROUNDING | CONTROL PANEL C
KA0123 | 1061979-1 | RELAY, DECS-250 ENABLED | CONTROL PANEL C
KA0184 | 1076251-1 | RELAY, NORMAL SYNC | CONTROL PANEL C
KA0187 | 1076251-1 | RELAY, NORMAL SYNC | CONTROL PANEL C
KA0188 | 1061979-1 | RELAY, NORMAL SYNC | CONTROL PANEL C
KA0189 | 1076251-1 | RELAY, BACK SYNC | CONTROL PANEL C
KA0190 | 1076251-1 | RELAY, BACK SYNC | CONTROL PANEL C
KA0194 | 1061979-1 | RELAY, BACK SYNC | CONTROL PANEL C
KA0195 | 1061979-1 | RELAY, BACK SYNC | CONTROL PANEL C
KA0196 | 1061979-1 | RELAY, BACK SYNC | CONTROL PANEL C
KA0198 | 1061979-1 | RELAY, ADDITIONAL BUSBAR SYNC | CONTROL PANEL C
KA0198B | 1076251-1 | RELAY, ADDITIONAL BUSBAR SYNC | CONTROL PANEL C
KA0199 | 1061979-1 | RELAY, ADDITIONAL BUSBAR SYNC | CONTROL PANEL C
KA0199A | 1076251-1 | RELAY, ADDITIONAL BUSBAR SYNC | CONTROL PANEL C
KA0310 | 1061979-1 | RELAY, CGCM #1 FAULT | CONTROL PANEL C
KA0314 | 1076251-1 | RELAY, PMG INPUT #1 | CONTROL PANEL C
PF0700 | 1031741-4 | RELAY, SYNCHRONIZATION CHECK | CONTROL PANEL C
QF0781 | 1503050-2,1503050-3 | CIRCUIT BRAKER | CONTROL PANEL C
QF0782 | 1503050-2,1503050-3 | CIRCUIT BRAKER | CONTROL PANEL C
QF0783 | 1503050-2,1503050-3 | CIRCUIT BRAKER | CONTROL PANEL C
QF0784 | 1503050-2,1503050-3 | CIRCUIT BRAKER | CONTROL PANEL C
QF0786 | 1503050-2,1503050-3 | CIRCUIT BRAKER | CONTROL PANEL C
XT0001 | 1066730-7,1066730-8,1067996-4 | TERMINAL BLOCK, SPRING, 4 CONDUCTOR,30-12 AWG (0.05-3.31 MM2),NON-IS | CONTROL PANEL C
XT0122 | 1066730-7,1066730-8,1067996-4 | TERMINAL BLOCK, SPRING, 4 CONDUCTOR,30-12 AWG (0.05-3.31 MM2),NON-IS | CONTROL PANEL C
XT0233 | 1066730-7,1066730-8,1067996-4 | TERMINAL BLOCK, SPRING, 4 CONDUCTOR,30-12 AWG (0.05-3.31 MM2),NON-IS | CONTROL PANEL C
XT0235 | 1066730-7,1066730-8,1067996-4 | TERMINAL BLOCK, SPRING, 4 CONDUCTOR,30-12 AWG (0.05-3.31 MM2),NON-IS | CONTROL PANEL C
XT0351 | 1066730-7,1066730-8,1067996-4 | TERMINAL BLOCK, SPRING, 4 CONDUCTOR,30-12 AWG (0.05-3.31 MM2),NON-IS | CONTROL PANEL C
XT0352 | 1066730-7,1066730-8,1067996-4 | TERMINAL BLOCK, SPRING, 4 CONDUCTOR,30-12 AWG (0.05-3.31 MM2),NON-IS | CONTROL PANEL C
XT0353 | 1066730-7,1066730-8,1067996-4 | TERMINAL BLOCK, SPRING, 4 CONDUCTOR,30-12 AWG (0.05-3.31 MM2),NON-IS | CONTROL PANEL C
XT0361 | 1066730-7,1066730-8,1067996-4 | TERMINAL BLOCK, SPRING, 4 CONDUCTOR,30-12 AWG (0.05-3.31 MM2),NON-IS | CONTROL PANEL C
XT0370 | 1066730-7,1066730-8,1067996-4 | TERMINAL BLOCK, SPRING, 4 CONDUCTOR,30-12 AWG (0.05-3.31 MM2),NON-IS | CONTROL PANEL C
XT112 | 1503051-1 | TERMINAL STRIP, SYSTEM FUNCTION (USE) | CONTROL PANEL C
AP0560 | 1503048-2 | GENERATOR PROTECTION, MULTI FUNCTIONAL PROTECTION MCDGV4 | CONTROL PANEL DOOR
AT0190 | 1577354-5100 | WORKSTATION, PANEL COMPUTER, TT4000 | CONTROL PANEL DOOR
AT0190K | 1047273-2,1047273-4,1068334 | KEYBOARD, TYPING INTERFACE | CONTROL PANEL DOOR
HL0701 | 1483682-28 | LIGHT, GEN CB OPEN, GREEN | CONTROL SWITCH PANEL
HL0702 | 1035040-1176,1483682-36 | LIGHT, GEN CB CLOSED, RED | CONTROL SWITCH PANEL
HL0703 | 1483682-28 | LIGHT, GRID CB OPEN, GREEN | CONTROL SWITCH PANEL
HL0704 | 1035040-2294,1483682-36 | LIGHT, GRID CB CLOSED, RED | CONTROL SWITCH PANEL
SA0400 | 1483682-37,1483682-38 | SELECTOR SWITCH, OFF/LOCAL/AUXILIARY | CONTROL SWITCH PANEL
SA0408 | 1483682-14 | 3-POSITION SWITCH, SPEED | CONTROL SWITCH PANEL
SA0412 | 1483682-14 | 3-POSITION SWITCH, VOLTAGE | CONTROL SWITCH PANEL
SB0400 | 1483682-33 | PUSHBUTTON SWITCH, EMERGENCY STOP (CONSOLE) | CONTROL SWITCH PANEL
SB0402 | 1483682-6 | PUSHBUTTON SWITCH, ACKNOWLEDGE | CONTROL SWITCH PANEL
SB0403 | 1483682-6 | PUSHBUTTON SWITCH, RESET | CONTROL SWITCH PANEL
SB0701 | 1483682-20 | PUSHBUTTON SWITCH, OPEN GENERATOR CB | CONTROL SWITCH PANEL
SH0401 | 1035040-106,1483682-12 | LIGHTED PUSHBUTTON SWITCH, BACKUP SYSTEM ACTIVE/RESET, YELLOW | CONTROL SWITCH PANEL
CC3640 | CUSTOMER DEFINED | CUSTOMER CONNECTION, ENGINE READY | PANEL
CC3641 | CUSTOMER DEFINED | CUSTOMER CONNECTION, ENGINE STARTING | PANEL
CC36410 | CUSTOMER DEFINED | CUSTOMER CONNECTION, COOLDOWN SHUTDOWN SUMMARY | PANEL
CC36411 | CUSTOMER DEFINED | CUSTOMER CONNECTION, FASTSTOP SHUTDOWN SUMMARY | PANEL
CC36412 | CUSTOMER DEFINED | CUSTOMER CONNECTION, LOCKOUT SHUTDOWN SUMMARY | PANEL
CC3642 | CUSTOMER DEFINED | CUSTOMER CONNECTION, ENGINE READY TO LOAD | PANEL
CC3643 | CUSTOMER DEFINED | CUSTOMER CONNECTION, ENGINE ON LOAD | PANEL
CC3644 | CUSTOMER DEFINED | CUSTOMER CONNECTION, ENGINE STOPPING | PANEL
CC3645 | CUSTOMER DEFINED | CUSTOMER CONNECTION, AUDIBLE ALARM HORN ON | PANEL
CC3648 | CUSTOMER DEFINED | CUSTOMER CONNECTION, REMOTE CONTROL ENABLED | PANEL
CC3649 | CUSTOMER DEFINED | CUSTOMER CONNECTION, ALARM SUMMARY | PANEL
GB0521 | < no partnumber assigned > | BATTERY SET, VRLA | PANEL
GB0522 | < no partnumber assigned > | BATTERY SET, VRLA | PANEL
HA0273 | 1035040-262,1113568-200,1483682-18 | HORN, START SYSTEM ALARM | PANEL
KM3270 | EXISTING | COMPONENT DESCRIPTION, LUBE OIL DEMISTER | PANEL
RR0551 | 1066738-11 | RESISTOR, 3.01K OHM | PANEL
RR0552 | 1066738-8 | RESISTOR, 1.0K OHM | PANEL
UA1209INFO | < no partnumber assigned > |  | PANEL
GR1250 | 903849C1 | RAIL GROUND, DIN RAIL GROUNDING | PROX BOX
UA1210 | 190817-90,190817-91,2867683 | PROXIMITOR, ENGINE BEARING #1^(GAS PRODUCER X-AXIS) | PROX BOX
UA1211 | 190817-90,190817-91,2867681 | PROXIMITOR, ENGINE BEARING #1^(GAS PRODUCER Y-AXIS) | PROX BOX
UA1220 | 190817-190,190817-191,2867682 | PROXIMITOR, ENGINE BEARING #2^(GAS PRODUCER X-AXIS) | PROX BOX
UA1221 | 190817-190,190817-191,2867680 | PROXIMITOR, ENGINE BEARING #2^(GAS PRODUCER Y-AXIS) | PROX BOX
UA1230 | 190817-90,190817-91,2867679 | PROXIMITOR, ENGINE BEARING #3^(GAS PRODUCER X-AXIS) | PROX BOX
UA1231 | 190817-90,190817-91,2867678 | PROXIMITOR, ENGINE BEARING #3^(GAS PRODUCER Y-AXIS) | PROX BOX
UA1262 | 190817-90,190817-91,2867673 | PROXIMITOR, AXIAL GAS PRODUCER | PROX BOX
UA1263 | 190817-90,190817-91,2867672 | PROXIMITOR, ENGINE KEY PHASOR^GAS PRODUCER | PROX BOX