## Blue Labels
(SHT 1) TCP | (SHT 10) TURBINE PANEL B | (SHT 11) PWR DISTRIBUTION RAIL | (SHT 12) GENERATOR VIBRATION PANEL | (SHT 13) GENERATOR PANEL | (SHT 14) FIRE SYSTEM | (SHT 15) REDUNDANT POWER SUPPLY | (SHT 16) JB 5 | (SHT 17) JB 44 | (SHT 18) JB 72 | (SHT 19) JB 72 | (SHT 3) CONSOLE | (SHT 4) FIRE SYSTEM CONTROLLER PANEL | (SHT 5) METER PANEL | (SHT 6) CONSOLE | (SHT 7) ISOLATOR PANEL 1 | (SHT 8) ISOLATOR PANEL 2 | (SHT 9) TURBINE PANEL A
SH0412 | XT0240A | XY0190 | IEG0130 | AT0140 | FU0170 | GR0032 | UA1210 | UA1200 | XY1100 | XT0834 | AT0190K | UV0170 | HL0704 | EL0273 | FU0272 | UAI0830 | AR0600
SH0411 | XT0050 | XY0191 | XY0180 | AT0220 | XT0170 | UJ0031 | UA1211 | XT1844 | XY1101 | XT0833 | UV0900 | AT0170 | HL0703 | HA0273 | UAI1221 | UAI0831 | AP0606
SH0410 | KA0505 | XT0560 | XY0181 | XY0140 | XT0172 | XT0031 | UA1220 |  | FU1100 | XT0835 | UV0901 | XY0170 | HL0702 | ZS0273 | UAI1222 | UAI0833 | AP0605
SH0409 | FU0054 | FU0560 | XT0180 | XY0141 | GR0172 | FU0031 | UA1221 |  | GR1100 | GR4181 | AP0901 | XY0171 | HL0701 |  | UAI0741 | UAI0835 | AP0702
XY0200 | FU0053 | FU0200 | FU0180 | XY0220 | AT0175 | QS0031 | UA1230 |  | HL0171 | XT0800 | AR0900 | KA0172 | SA0710 |  | UAI0742 | UAI0836 | AP0603
XY0201 | FU0052 | FU0900 | FU0181 | XY0221 | AT0177 | GR0031 | UA1231 |  | HL0172 | RR0175A | AP0902 | KA0174 | SA0740 |  | UAI0743 | UAI0837 | AP0602
XT0564 | FU0051 | FU0273 | FU0182 | VD0121 | AT0179 | VD0032 | UA1262 |  | HL0173 | RR0175D | AP0903 | KA0176 | PF0700 |  | UAI0744 | UAI0840 | AT0600
AU0200 | XY0050 | FU0190 | KA0181 | VD0122 | GR0171 |  | GR1110 |  | SA0170 | RR0175I | AP0904 | KA0177 | SA0770 |  | UAI0745 | UAI0841 | UV0600
AF0200 | XY0051 | XT0561 | KA0182 | VD0123 |  |  | UA1263 |  | SB0170 | RR0175M | AP0905 | XT0171 | PA0703 |  | UAI0746 | UAI0842 | AP0601
AF0201 | XY0070 | XT0562 | KA0183 | VD0124 |  |  | GR1150 |  | XS1100 | VD0175A | AP0906 | GR0170 | SA0700 |  | UAI0747 | UAI0843 | FU0090
AF0202 | XY0071 | XT0563 | KA9810 | XT0340 |  |  |  |  | SH0470 | VD0175D | AP0907 |  | PV0701 |  | UAI0750 | UAI0844 | FU0091
GR0200 | XY0030 |  | KA9811 | XT0341 |  |  |  |  | AT1100 | VD0175I | AP0908 |  | PA0701 |  | UAI0751 | UAI0847 | FU0092
HL0411 | XY0031 |  | KA9812 | XT0342 |  |  |  |  | SB0471 | GR4141 | AP0909 |  | PF0701 |  | UAI0752 | UAI0906 | XT0090
HL0410 | XY0010 |  | KA9813 | KA0180 |  |  |  |  | SB0473 | XT0831 | AP0910 |  | PA0771 |  | UAI0753 | UAI0908 | AU0090
HL0409 | XY0011 |  | KA9814 | FU0322 |  |  |  |  | SB0474 | XT0832 | AP0911 |  | PV0700 |  | UAI0754 | UAI1225 | AF0090
HL0408 | FU0050 |  | KA9815 | FU0321 |  |  |  |  | SA0471 | GR4142 | AP0912 |  | PA0700 |  | UAI0755 | UAI1226 | AF0091
HL0407 | KA0231 |  | KA9816 | FU0314 |  |  |  |  | HA0472 |  | AP0913 |  | SA0701 |  | UAI0756 | UAI1227 | AF0092
SB0400 | KA0232 |  | KA9817 | FU0313 |  |  |  |  | SB0472 |  | AP0914 |  |  |  | UAI0757 | UV0272 | XT0136
HL0406 | KA0233 |  | KA9819 | XT0360 |  |  |  |  | SA0472 |  | AP0915 |  |  |  | UV0273 | GR0292 | KA0130
HL0405 | KA0234 |  | KA9818 | XT0313 |  |  |  |  | SH0471 |  | AT0190 |  |  |  | GR0273 | AP0291 | KA0131
HL0404 | KA0235 |  | KA98110 | XT0351 |  |  |  |  | SH0472 |  | TM0102 |  |  |  | UAI9021B | AP0291 | KA0132
HL0403 | KA0236 |  | GR0181 | XT0352 | [10 empty] | UAI9021T | XT0290 | KA0133
HL0402 | KA0237 |  | IEG0180 | XT0350 | [10 empty] | UAI9041 | FU0291 | KA0134
HL0401 | KA0238 |  | AU0180 | XT0370 | [10 empty] | UAI9042 | XT0291 | KA0135
HL0400 | KA0239 |  | AF0180 | GR0142 | [10 empty] | UAI9043 | GR0291 | KA0136
SB0408 | KA0240 |  | AF0181 | RS0106 | [10 empty] | UAI9044 |  | KA0137
SB0407 | KA0241 |  | AF0182 | FU0332 | [10 empty] | UAI9051 |  | KA0138
SH0408 | KA0242 |  | AF0183 | FU0333 | [10 empty] | UAI9052 |  | KA0826
SB0405 | KA0243 |  | AF0184 | FU0334 | [10 empty] | UAI9053 |  | KT0140
SB0406 | KA0244 |  | GR0180 | FU0335 | [10 empty] | UAI9073 |  | KT0141
SA0401 | KA0245 |  |  | KA0185 | [10 empty] | UAI9091 |  | KT0142
SB0404 | KA0246 |  |  | KA0310 | [10 empty] | UAI9092 |  | KT0143
SB0403 | FU0070 |  |  | KA0320 | [10 empty] | UAI9093 |  | KT0144
SB0402 | XT0070 |  |  | KA0330 | [10 empty] | UAI9094 |  | KT0145
SB0401 | AU0050 |  |  | KA0331 | [10 empty] | UV0271 |  | KT0146
SH0405 | AF0050 |  |  | KA0332 | [10 empty] | GR0272 |  | KA0827
SH0404 | AF0051 |  |  | KA0333 | [12 empty] | KA2160
SA0400 | AF0052 |  |  | KA0335 | [12 empty] | KA2161
SH0401 | AF0053 |  |  | XT0332 | [12 empty] | KA3220
SH0400 | AF0054 |  |  | XT0334 | [12 empty] | KA3420
| AF0055 |  |  | XT0335 | [12 empty] | KA6211
| GR0232 |  |  | XT0336 | [12 empty] | KA6212
| GR0234 |  |  | XT0337 | [12 empty] | KA6221
| XT0236 |  |  | XT0343 | [12 empty] | KA6222
| XT0233 |  |  | XT0124 | [12 empty] | GR0133
| XT0235 |  |  | GR0141 | [12 empty] | FU0080
| XT0237 |  |  | FU0120 | [12 empty] | FU0081
| FU0210 |  |  | FU0121 | [12 empty] | FU0082
| FU0211 |  |  | KA0121 | [12 empty] | XT0080
| FU0212 |  |  | KA0123 | [12 empty] | XT0085
| FU0060 |  |  | KA0126 | [12 empty] | XY0080
| FU0061 |  |  | KA0128 | [12 empty] | XY0081
| FU0062 |  |  | XT0120 | [12 empty] | AU0080
| FU0063 |  |  | XY0120 | [12 empty] | AF0080
| XT0060 |  |  | XY0121 | [12 empty] | AF0081
| KA1020 |  |  | AU0120 | [12 empty] | AF0082
| AF0065 |  |  | AF0120 | [12 empty] | AF0083
| AF0064 |  |  | AF0121 | [12 empty] | AF0084
| AF0063 |  |  | AF0122 | [12 empty] | AF0085
| AF0062 |  |  | GR0120 | [12 empty] | AF0086
| AF0061 |  |  | KA0364 | [12 empty] | AF0087
| AF0060 |  |  | KA0323 | [12 empty] | XT0137
| AU0060 |  |  | KA0313 | [12 empty] | GR0134
| XY0060 |  |  | KA0125 | [12 empty] | XY0090
| XY0061 |  |  | KA0124 | [12 empty] | XY0091
| GR0231 |  |  | PEG0140 | [12 empty] | PC0470
| AU0070 | [15 empty] | FU0010
| AF0070 | [15 empty] | FU0138
| AF0071 | [15 empty] | FU0139
| AF0072 | [15 empty] | XT0138
| AF0073 | [15 empty] | XT0139
| AF0074 | [15 empty] | XT0134
| AF0075 | [15 empty] | XT0135
| GR0233 | [15 empty] | FU0137
| IEG0070 | [15 empty] | FU0136
| IEG0060 | [15 empty] | GR0131
| IEG0050 | [15 empty] | QS0011
| IEG0230 | [15 empty] | FU0012
| IEG0000 | [15 empty] | FU0013
FU0014
FU0015
XT0011
GR0132
UJ0131
IEG0080
PEG0130

## White Labels
(SHT 3) CONSOLE - (SHT 10) TURBINE PANEL B | (SHT 4) FIRE SYSTEM CONTROLLER PANEL - (SHT 10) TURBINE PANEL B | (SHT 13) GENERATOR PANEL | (SHT 13) GENERATOR PANEL - (SHT 12) GENERATOR VIBRATION PANEL | (SHT 13) GENERATOR PANEL - (SHT 11) PWR DISTRIBUTION RAIL | (SHT 13) GENERATOR PANEL - (SHT 9) TURBINE PANEL A | (SHT 12) GENERATOR VIBRATION PANEL | (SHT 12) GENERATOR VIBRATION PANEL - (SHT 7) ISOLATOR PANEL 1 | (SHT 12) GENERATOR VIBRATION PANEL - (SHT 8) ISOLATOR PANEL 2 | (SHT 12) GENERATOR VIBRATION PANEL - (SHT 10) TURBINE PANEL B | (SHT 7) ISOLATOR PANEL 1 - (SHT 10) TURBINE PANEL B | (SHT 8) ISOLATOR PANEL 2 - (SHT 10) TURBINE PANEL B | (SHT 18) JB 72 | (SHT 11) PWR DISTRIBUTION RAIL - (SHT 1) TCP | (SHT 15) REDUNDANT POWER SUPPLY | (SHT 1) TCP - (SHT 10) TURBINE PANEL B | (SHT 9) TURBINE PANEL A | (SHT 9) TURBINE PANEL A - (SHT 10) TURBINE PANEL B | (SHT 10) TURBINE PANEL B
IEG023010 | W1701A | AT14G1 | W1812A | W1419A | PEG0140G | IEG01303 | IEG01302 | IEG01305 | IEG0130G | IEG023013 | IEG023012 | AT1100G | 0V | GR0031 | IEG02309 | UJ0131H | IEG02301 | IEG02304
IEG023011 | W1701B | AT14G2 | W1812B | W1419B |  | IEG01304 |  |  | W0511A |  |  |  | 0V1 | GR0032 |  | UJ0131L | IEG023014 | IEG02305
|  | AT22G1 | [6 empty] | W0511B |  |  |  | ESTOPA | UJ0031H |  | W0908A | IEG02302 | IEG02306
|  | AT22G2 | [10 empty] | ESTOPB | UJ0031L |  | W0908B | IEG02303 | IEG02307
|  | VBUSN | [10 empty] | FU0139 | WUJ2 |  | WUJ1 | W0309A | IEG02308
|  | W1214A | [10 empty] | FU0200 |  |  |  | W0309B | IEG0230G
|  | W1214B | [10 empty] | KA023612 |  |  |  | W0807A | W0103A
|  | W2214A | [10 empty] | KA0241A1 |  |  |  | W0807B | W0103B
|  | W2214B | [10 empty] | W1920A |  |  |  |  | W0605A
|  | WEX1 | [10 empty] | W1920B |  |  |  |  | W0605B
|  | WEX14 | [15 empty] | W0706A
|  | WEX2 | [15 empty] | W0706B
WEX22
WFU31
WFU32
WPM1
WPM14
WPM2
WPM22

## Heat Shrink Labels
(SHT 3) CONSOLE - (SHT 7) ISOLATOR PANEL 1 | (SHT 14) FIRE SYSTEM | (SHT 14) FIRE SYSTEM - (SHT 4) FIRE SYSTEM CONTROLLER PANEL | (SHT 13) GENERATOR PANEL | (SHT 13) GENERATOR PANEL - (SHT 7) ISOLATOR PANEL 1 | (SHT 13) GENERATOR PANEL - (SHT 8) ISOLATOR PANEL 2 | (SHT 13) GENERATOR PANEL - (SHT 5) METER PANEL | (SHT 7) ISOLATOR PANEL 1 - (SHT 10) TURBINE PANEL B | (SHT 8) ISOLATOR PANEL 2 - (SHT 9) TURBINE PANEL A | (SHT 8) ISOLATOR PANEL 2 - (SHT 10) TURBINE PANEL B
WG1X1 | W0175P2 | WLON1 | WAT14 | W0121 | W1225 | WIM0 | W0741 | W0830 | W0540
WG1Y1 | W0177P2 | WLON2 | WAT22 | W0122 | W1226 | WVM0 | W0742 | W0831 | W0542
WG2X1 |  |  | WIM1 |  | W1227 |  | W0743 | W0833 | W0550
WG2Y1 |  |  | WIM2 |  |  |  | W0744 | W0835 | W0551
WGK1 |  |  | WVM1 |  |  |  | W0745 | W0836 | W0555
WGP1X1 | [6 empty] | W0746 | W0837 | W0646
WGP1Y1 | [6 empty] | W0747 | W0840 | W0650
WGP2X1 | [6 empty] | W0750 | W0841 | W0651
WGP2Y1 | [6 empty] | W0751 | W0842 | W072I0
WGP3X1 | [6 empty] | W0752 | W0843 | W0730
WGP3Y1 | [6 empty] | W0753 | W0844 | W0731
WGPK1 | [6 empty] | W0754 | W0847 | WC4100
WGPZ1 | [6 empty] | W0755 | W0851 | WC4104
WRGB1 | [6 empty] | W0756 | W0852 | WC4107
[7 empty] | W0757 | W0853 | WC4108
[8 empty] | W0854 | WC4110
W0855
W0856
W0861
W0862
W0863
W0864
W0866
W0867

## CONSOLE
CONSOLE
ASSEMBLY CONSOLE & CONSOLE DOOR PANELS, 2&3 BAY
Project # | 3J821
Project Name | PC SOGT
Revision | J
Controls DE | J. FIGUEROA
Phone: | 2096
Controls ME | J.Shih
Phone: | 7765
From | [5 empty] | To
Device ID | Cable (W) Conductor (SC) Jumper Clip (JC) | Wire No. | Wire ID | Gauge/Size | Page/Zone | Device ID | Location | Page/Zone
AT0190:GND | SC | AT0190G | GRN/YEL | 14 | 11.B4 | FRAME | CONSOLE | 11.C3
EL0273:B1 | SC | ZS0273 | WHT | 14 | 11.B4 | ZS0273:2 | CONSOLE | 11.B4
HA0273:(-) | SC | 020127 | LEAD | --- | 13.D5 | VD0273:+-1N4007 | CONSOLE | 13.D5
HA0273:(+) | SC | 020110 | LEAD | --- | 13.D5 | VD0273:--1N4007 | CONSOLE | 13.D5
TM0102:GND | SC | TM0102G | GRN/YEL | 12 | 20.B4 | FRAME | CONSOLE | 20.C5
UV0900:(-) | SC | 0V1 | WHT | 20 | 21.A1 | UV0901:(-) | CONSOLE | 21.B1
UV0900:(+) | SC | FU0900 | WHT | 14 | 21.A1 | UV0901:(+) | CONSOLE | 21.B1
AT0190:USB | WC0190K | AT0190K | CABLE | CABLE | 11.B4 | AT0190K:KI | CONSOLE | 11.C5
AP0909:SIG | WG1X1 | UAI90927 | RED | 20 | 72.B7 | UAI9092:7 | ISOLATOR PANEL 1 | 72.B5
AP0909:COM | WG1X1 | UAI90928 | BLK | 20 | 72.B7 | UAI9092:8 | ISOLATOR PANEL 1 | 72.B5
AP0909:SH | WG1X1 | UAI9092S | SH | 20 | 72.B7 | FLOATING | ISOLATOR PANEL 1 | 72.B6
AP0909:SIG | WG1Y1 | UAI90917 | RED | 20 | 72.B7 | UAI9091:7 | ISOLATOR PANEL 1 | 72.B5
AP0909:COM | WG1Y1 | UAI90918 | BLK | 20 | 72.B7 | UAI9091:8 | ISOLATOR PANEL 1 | 72.B5
AP0909:SH | WG1Y1 | UAI9091S | SH | 20 | 72.B7 | FLOATING | ISOLATOR PANEL 1 | 72.B6
AP0909:SIG | WG2X1 | UAI90947 | RED | 20 | 72.C7 | UAI9094:7 | ISOLATOR PANEL 1 | 72.C5
AP0909:COM | WG2X1 | UAI90948 | BLK | 20 | 72.C7 | UAI9094:8 | ISOLATOR PANEL 1 | 72.C5
AP0909:SH | WG2X1 | UAI9094S | SH | 20 | 72.C7 | FLOATING | ISOLATOR PANEL 1 | 72.C6
AP0909:SIG | WG2Y1 | UAI90937 | RED | 20 | 72.B7 | UAI9093:7 | ISOLATOR PANEL 1 | 72.B5
AP0909:COM | WG2Y1 | UAI90938 | BLK | 20 | 72.B7 | UAI9093:8 | ISOLATOR PANEL 1 | 72.B5
AP0909:SH | WG2Y1 | UAI9093S | SH | 20 | 72.B7 | FLOATING | ISOLATOR PANEL 1 | 72.B6
AP0902:SIG | WGK1 | UAI9021B7 | RED | 20 | 72.A7 | UAI9021B:7 | ISOLATOR PANEL 1 | 72.A5
AP0902:COM | WGK1 | UAI9021B8 | BLK | 20 | 72.A7 | UAI9021B:8 | ISOLATOR PANEL 1 | 72.A5
AP0902:SH | WGK1 | UAI9021BS | SH | 20 | 72.A7 | FLOATING | ISOLATOR PANEL 1 | 72.A6
AP0904:SIG | WGP1X1 | UAI90427 | RED | 20 | 38.B7 | UAI9042:7 | ISOLATOR PANEL 1 | 38.B5
AP0904:COM | WGP1X1 | UAI90428 | BLK | 20 | 38.B7 | UAI9042:8 | ISOLATOR PANEL 1 | 38.B5
AP0904:SH | WGP1X1 | UAI9042S | SH | 20 | 38.B7 | FLOATING | ISOLATOR PANEL 1 | 38.B6
AP0904:SIG | WGP1Y1 | UAI90417 | RED | 20 | 38.B7 | UAI9041:7 | ISOLATOR PANEL 1 | 38.B5
AP0904:COM | WGP1Y1 | UAI90418 | BLK | 20 | 38.B7 | UAI9041:8 | ISOLATOR PANEL 1 | 38.B5
AP0904:SH | WGP1Y1 | UAI9041S | SH | 20 | 38.B7 | FLOATING | ISOLATOR PANEL 1 | 38.B6
AP0904:SIG | WGP2X1 | UAI90447 | RED | 20 | 38.C7 | UAI9044:7 | ISOLATOR PANEL 1 | 38.C5
AP0904:COM | WGP2X1 | UAI90448 | BLK | 20 | 38.C7 | UAI9044:8 | ISOLATOR PANEL 1 | 38.C5
AP0904:SH | WGP2X1 | UAI9044S | SH | 20 | 38.C7 | FLOATING | ISOLATOR PANEL 1 | 38.C6
AP0904:SIG | WGP2Y1 | UAI90437 | RED | 20 | 38.C7 | UAI9043:7 | ISOLATOR PANEL 1 | 38.C5
AP0904:COM | WGP2Y1 | UAI90438 | BLK | 20 | 38.C7 | UAI9043:8 | ISOLATOR PANEL 1 | 38.C5
AP0904:SH | WGP2Y1 | UAI9043S | SH | 20 | 38.C7 | FLOATING | ISOLATOR PANEL 1 | 38.C6
AP0905:SIG | WGP3X1 | UAI90527 | RED | 20 | 38.D7 | UAI9052:7 | ISOLATOR PANEL 1 | 38.D5
AP0905:COM | WGP3X1 | UAI90528 | BLK | 20 | 38.D7 | UAI9052:8 | ISOLATOR PANEL 1 | 38.D5
AP0905:SH | WGP3X1 | UAI9052S | SH | 20 | 38.D7 | FLOATING | ISOLATOR PANEL 1 | 38.D6
AP0905:SIG | WGP3Y1 | UAI90517 | RED | 20 | 38.C7 | UAI9051:7 | ISOLATOR PANEL 1 | 38.C5
AP0905:COM | WGP3Y1 | UAI90518 | BLK | 20 | 38.C7 | UAI9051:8 | ISOLATOR PANEL 1 | 38.C5
AP0905:SH | WGP3Y1 | UAI9051S | SH | 20 | 38.C7 | FLOATING | ISOLATOR PANEL 1 | 38.D6
AP0902:SIG | WGPK1 | UAI9021T7 | RED | 20 | 38.A7 | UAI9021T:7 | ISOLATOR PANEL 1 | 38.A5
AP0902:COM | WGPK1 | UAI9021T8 | BLK | 20 | 38.A7 | UAI9021T:8 | ISOLATOR PANEL 1 | 38.A5
AP0902:SH | WGPK1 | UAI9021TS | SH | 20 | 38.A7 | FLOATING | ISOLATOR PANEL 1 | 38.A6
AP0905:SIG | WGPZ1 | UAI90537 | RED | 20 | 38.D7 | UAI9053:7 | ISOLATOR PANEL 1 | 38.D5
AP0905:COM | WGPZ1 | UAI90538 | BLK | 20 | 38.D7 | UAI9053:8 | ISOLATOR PANEL 1 | 38.D5
AP0905:SH | WGPZ1 | UAI9053S | SH | 20 | 38.D7 | FLOATING | ISOLATOR PANEL 1 | 38.D6
AP0907:SIG3 | WRGB1 | UAI90737 | RED | 20 | 72.D7 | UAI9073:7 | ISOLATOR PANEL 1 | 72.D5
AP0907:COM3 | WRGB1 | UAI90738 | BLK | 20 | 72.D7 | UAI9073:8 | ISOLATOR PANEL 1 | 72.D5
AP0907:SH3 | WRGB1 | UAI9073S | SH | 20 | 72.D7 | FLOATING | ISOLATOR PANEL 1 | 72.D6
TM0102:1 | SC | VGENA | RED | 16 | 20.B4 | SA0710:16 | METER PANEL | 20.D5
TM0102:2 | SC | VGENB | RED | 16 | 20.B4 | SA0710:26 | METER PANEL | 20.C5
TM0102:3 | SC | VGENC | RED | 16 | 20.B4 | SA0710:17 | METER PANEL | 20.D5
TM0102:4 | SC | TM01024 | RED | 16 | 20.B4 | SA0770:13 | METER PANEL | 20.B5
TM0102:5 | SC | TM01025 | RED | 16 | 20.B4 | SA0770:17 | METER PANEL | 20.B5
TM0102:6 | SC | TM01026 | RED | 16 | 20.B4 | SA0770:27 | METER PANEL | 20.B5
TM0102:7 | SC | TM01027 | RED | 16 | 20.B4 | SA0770:23 | METER PANEL | 20.B5
AT0190:NEG | SC | 0V1 | WHT | 14 | 11.B4 | XT0562:2 | PWR DISTRIBUTION RAIL | 11.B2
AT0190:POS | SC | FU0190 | WHT | 14 | 11.B4 | FU0190:LD | PWR DISTRIBUTION RAIL | 11.C3
EL0273:W1 | SC | 0V1 | WHT | 14 | 11.B4 | XT0562:1 | PWR DISTRIBUTION RAIL | 11.B2
UV0900:(-) | SC | 0V1 | WHT | 14 | 21.A1 | XT0562:2 | PWR DISTRIBUTION RAIL | 11.B2
UV0900:(+) | SC | FU0900 | WHT | 14 | 21.A1 | FU0900:LD | PWR DISTRIBUTION RAIL | 11.B3
ZS0273:1 | SC | FU0273 | WHT | 14 | 11.B4 | FU0273:LD | PWR DISTRIBUTION RAIL | 11.B3
HA0273:(-) | SC | 020127 | BLK | 16 | 13.D5 | AF0201:27 | TCP | 13.D7
HA0273:(+) | SC | 020110 | BLK | 16 | 13.D5 | AF0201:10 | TCP | 13.D7
AP0901:ARM | SC | 009037 | WHT | 20 | 21.C2 | AF0090:37 | TURBINE PANEL A | 21.C2
AP0901:NO | SC | 009002 | WHT | 20 | 21.C2 | AF0090:02 | TURBINE PANEL A | 21.C2
AP0903:ARM | SC | 009035 | WHT | 20 | 21.C3 | AF0090:35 | TURBINE PANEL A | 21.C3
AP0903:ARM | SC | 009036 | WHT | 20 | 21.C5 | AF0090:36 | TURBINE PANEL A | 21.C5
AP0903:NC | SC | 009000 | WHT | 20 | 21.C3 | AF0090:00 | TURBINE PANEL A | 21.C3
AP0903:NC | SC | 009001 | WHT | 20 | 21.C5 | AF0090:01 | TURBINE PANEL A | 21.C5
AP0915:HST | WMOD1 | AP0603P1 | CABLE | CABLE | 6.B2 | AP0603:P1 | TURBINE PANEL A | 6.B2
UV0900:GND | SC | IEG023011 | GRN/YEL | 14 | 21.A1 | IEG0230:11 | TURBINE PANEL B | 21.C2
UV0901:GND | SC | IEG023010 | GRN/YEL | 14 | 21.B1 | IEG0230:10 | TURBINE PANEL B | 21.C2
SolarTools ver. 24.0.84.24712 (Jul 31, 2025)
Report date: 2/18/2026 9:07 AM

## FIRE SYSTEM
FIRE SYSTEM
FIRE SYSTEM PANEL
Project # | 3J821
Project Name | PC SOGT
Revision | J
Controls DE | J. FIGUEROA
Phone: | 2096
Controls ME | J.Shih
Phone: | 7765
From | [5 empty] | To
Device ID | Cable (W) Conductor (SC) Jumper Clip (JC) | Wire No. | Wire ID | Gauge/Size | Page/Zone | Device ID | Location | Page/Zone
XT0170:1 | JC | FU0170 | CLIP | --- | 10.A2 | XT0170:2 | FIRE SYSTEM | 10.A2
XT0170:3 | JC | 0V | CLIP | --- | 10.A2 | XT0170:4 | FIRE SYSTEM | 10.A2
AT0175:GND | SC | AT0175G | GRN/YEL | 12 | 10.B5 | FRAME | FIRE SYSTEM | 10.C6
AT0177:4P1 | SC | AT01774P1 | WHT | 14 | 10.C5 | AT0179:1P1 | FIRE SYSTEM | 10.D5
AT0177:5P1 | SC | AT01775P1 | WHT | 14 | 10.C5 | AT0179:2P1 | FIRE SYSTEM | 10.D5
AT0177:GND | SC | AT0177G | GRN/YEL | 12 | 10.C5 | FRAME | FIRE SYSTEM | 10.C6
AT0179:2 | SC | AT017902 | LEAD | --- | 10.C3 | RR0179S1:-10K OHM | FIRE SYSTEM | 10.D3
AT0179:3 | SC | AT017903 | LEAD | --- | 10.C3 | RR0179S1:-10K OHM | FIRE SYSTEM | 10.D3
AT0179:5 | SC | AT017905 | LEAD | --- | 10.D3 | RR0179S2:-10K OHM | FIRE SYSTEM | 10.D3
AT0179:6 | SC | AT017906 | LEAD | --- | 10.D3 | RR0179S2:-10K OHM | FIRE SYSTEM | 10.D3
AT0179:GND | SC | AT0179G | GRN/YEL | 12 | 10.D5 | FRAME | FIRE SYSTEM | 10.D6
FU0170:LD | SC | FU0170 | WHT | 14 | 10.A2 | XT0170:2 | FIRE SYSTEM | 10.A2
GR0171: | SC | GR0171 | GRN/YEL | 14 | 10.A2 | FRAME | FIRE SYSTEM | 10.A3
GR0172: | SC | GR0172 | GRN/YEL | 14 | 10.A4 | FRAME | FIRE SYSTEM | 10.A4
XT0170:17 | SC | FU0082 | WHT | 14 | 87.A5 | XT0170:15 | FIRE SYSTEM | 83.A5
XT0170:18 | SC | 0V | WHT | 14 | 87.B5 | XT0170:16 | FIRE SYSTEM | 83.B5
XT0172:4 | SC | FU0170 | WHT | 14 | 77.A6 | XT0170:1 | FIRE SYSTEM | 10.A2
XT0172:5 | SC | 0V | WHT | 14 | 77.A6 | XT0170:4 | FIRE SYSTEM | 10.A2
AT0175:1P2 | W0175P2 | AT01751P2 | WHT | 16 | 10.C7 | AT0177:4P2 | FIRE SYSTEM | 10.C7
AT0175:2P2 | W0175P2 | AT01752P2 | BLK | 16 | 10.C7 | AT0177:5P2 | FIRE SYSTEM | 10.C7
AT0175:3P2 | W0175P2 | AT01753P2 | SH | 16 | 10.C7 | AT0177:6P2 | FIRE SYSTEM | 10.C7
AT0177:1P2 | W0177P2 | AT01771P2 | WHT | 16 | 10.C7 | AT0179:4P2 | FIRE SYSTEM | 10.D7
AT0177:2P2 | W0177P2 | AT01772P2 | BLK | 16 | 10.C7 | AT0179:5P2 | FIRE SYSTEM | 10.D7
AT0177:3P2 | W0177P2 | AT01773P2 | SH | 16 | 10.C7 | AT0179:6P2 | FIRE SYSTEM | 10.D7
AT0175:1P1 | SC | UV01709 | WHT | 14 | 10.B5 | UV0170:9(+) | FIRE SYSTEM CONTROLLER PANEL | 10.A3
AT0175:2P1 | SC | UV017010 | WHT | 14 | 10.B5 | UV0170:10(-) | FIRE SYSTEM CONTROLLER PANEL | 10.A3
AT0177:1P1 | SC | UV017011 | WHT | 14 | 10.C5 | UV0170:11(+) | FIRE SYSTEM CONTROLLER PANEL | 10.A3
AT0177:2P1 | SC | UV017012 | WHT | 14 | 10.C5 | UV0170:12(-) | FIRE SYSTEM CONTROLLER PANEL | 10.A3
XT0170:10 | SC | KA017212 | WHT | 20 | 76.D5 | KA0172:12 | FIRE SYSTEM CONTROLLER PANEL | 76.D6
XT0170:11 | SC | KA017411 | WHT | 20 | 76.D5 | KA0174:11 | FIRE SYSTEM CONTROLLER PANEL | 76.D6
XT0170:12 | SC | KA017412 | WHT | 20 | 76.D5 | KA0174:12 | FIRE SYSTEM CONTROLLER PANEL | 76.D6
XT0170:2 | SC | FU0170 | WHT | 14 | 10.A2 | UV0170:3(+) | FIRE SYSTEM CONTROLLER PANEL | 10.A3
XT0170:2 | SC | FU0170 | WHT | 14 | 10.A2 | UV0170:1(+) | FIRE SYSTEM CONTROLLER PANEL | 10.A3
XT0170:3 | SC | 0V | WHT | 14 | 10.A2 | UV0170:4(-) | FIRE SYSTEM CONTROLLER PANEL | 10.A3
XT0170:3 | SC | 0V | WHT | 14 | 10.A2 | UV0170:2(-) | FIRE SYSTEM CONTROLLER PANEL | 10.A3
XT0170:3 | SC | 0V | WHT | 20 | 10.A2 | KA0176:A2 | FIRE SYSTEM CONTROLLER PANEL | 86.B5
XT0170:4 | SC | 0V | WHT | 20 | 10.A2 | KA0172:A2 | FIRE SYSTEM CONTROLLER PANEL | 10.B2
XT0170:5 | SC | SA017023 | WHT | 20 | 25.A6 | AT0170:11 | FIRE SYSTEM CONTROLLER PANEL | 25.A6
XT0170:6 | SC | SA017024 | WHT | 20 | 25.A6 | AT0170:12 | FIRE SYSTEM CONTROLLER PANEL | 25.A6
XT0170:7 | SC | AT017045 | WHT | 20 | 76.D5 | AT0170:45 | FIRE SYSTEM CONTROLLER PANEL | 76.D6
XT0170:8 | SC | AT017046 | WHT | 20 | 76.D5 | AT0170:46 | FIRE SYSTEM CONTROLLER PANEL | 76.D6
XT0170:9 | SC | KA017211 | WHT | 20 | 76.D5 | KA0172:11 | FIRE SYSTEM CONTROLLER PANEL | 76.D6
XT0172:6 | SC | LON0P | WHT | 14 | 78.A6 | UV0170:13(+) | FIRE SYSTEM CONTROLLER PANEL | 78.B7
XT0172:7 | SC | LON0N | WHT | 14 | 78.A6 | UV0170:14(-) | FIRE SYSTEM CONTROLLER PANEL | 78.B7
XT0172:8 | SC | LON2P | WHT | 14 | 78.D6 | UV0170:15(+) | FIRE SYSTEM CONTROLLER PANEL | 78.B7
XT0172:9 | SC | LON2N | WHT | 14 | 78.D6 | UV0170:16(-) | FIRE SYSTEM CONTROLLER PANEL | 78.B7
AT0175:4P2 | WLON1 | AT017050 | WHT | 16 | 10.B7 | AT0170:50 | FIRE SYSTEM CONTROLLER PANEL | 10.A7
AT0175:5P2 | WLON1 | AT017049 | BLK | 16 | 10.B7 | AT0170:49 | FIRE SYSTEM CONTROLLER PANEL | 10.A7
AT0175:6P2 | WLON1 | AT017048 | SH | 16 | 10.B7 | AT0170:48 | FIRE SYSTEM CONTROLLER PANEL | 10.A7
XT0172:10 | WLON2 | LON2A | WHT | 16 | 78.D6 | AT0170:53 | FIRE SYSTEM CONTROLLER PANEL | 78.D6
XT0172:11 | WLON2 | LON2B | BLK | 16 | 78.D6 | AT0170:52 | FIRE SYSTEM CONTROLLER PANEL | 78.D6
XT0172:12 | WLON2 | LON2S1 | SH | 16 | 78.D6 | AT0170:51 | FIRE SYSTEM CONTROLLER PANEL | 78.D6
FU0170:LI | SC | FU0138 | WHT | 12 | 10.A2 | XT0138:2 | TURBINE PANEL A | 16.A3
XT0170:13 | SC | ZS61S | WHT | 20 | 81.A5 | AF0082:05 | TURBINE PANEL A | 81.A6
XT0170:14 | SC | ZS61P | WHT | 20 | 81.A5 | AF0082:40 | TURBINE PANEL A | 81.A6
XT0170:15 | SC | FU0082 | WHT | 14 | 83.A5 | FU0082:LD | TURBINE PANEL A | 7.D1
XT0170:16 | SC | 0V | WHT | 14 | 83.B5 | XT0080:3 | TURBINE PANEL A | 7.D1
XT0170:3 | SC | 0V | WHT | 12 | 10.A2 | XT0134:2 | TURBINE PANEL A | 16.B3
XT0170:2 | SC | FU0170 | WHT | 14 | 10.A2 | KA0238:22 | TURBINE PANEL B | 86.B6
SolarTools ver. 24.0.84.24712 (Jul 31, 2025)
Report date: 2/18/2026 9:07 AM

## FIRE SYSTEM CONTROLLER PANEL
FIRE SYSTEM CONTROLLER PANEL
Project # | 3J821
Project Name | PC SOGT
Revision | J
Controls DE | J. FIGUEROA
Phone: | 2096
Controls ME | J.Shih
Phone: | 7765
From | [5 empty] | To
Device ID | Cable (W) Conductor (SC) Jumper Clip (JC) | Wire No. | Wire ID | Gauge/Size | Page/Zone | Device ID | Location | Page/Zone
AT0170:1 | SC | UV01705 | WHT | 14 | 10.A5 | UV0170:5(+) | FIRE SYSTEM CONTROLLER PANEL | 10.A3
AT0170:2 | SC | UV01706 | WHT | 14 | 10.A5 | UV0170:6(-) | FIRE SYSTEM CONTROLLER PANEL | 10.A3
AT0170:25 | SC | AT017025 | WHT | 20 | 10.B3 | KA0172:A1 | FIRE SYSTEM CONTROLLER PANEL | 10.B2
AT0170:3 | SC | UV01707 | WHT | 14 | 10.A5 | UV0170:7(+) | FIRE SYSTEM CONTROLLER PANEL | 10.A3
AT0170:31 | SC | AT017031 | WHT | 20 | 10.C3 | KA0174:A1 | FIRE SYSTEM CONTROLLER PANEL | 10.C2
AT0170:4 | SC | UV01708 | WHT | 14 | 10.A5 | UV0170:8(-) | FIRE SYSTEM CONTROLLER PANEL | 10.A3
AT0170:GND | SC | AT0170G | GRN/YEL | 14 | 10.A5 | FRAME | FIRE SYSTEM CONTROLLER PANEL | 10.B6
GR0170: | SC | GR0170 | GRN/YEL | 14 | 10.A2 | FRAME | FIRE SYSTEM CONTROLLER PANEL | 10.A3
KA0172:A2 | SC | 0V | WHT | 20 | 10.B2 | KA0174:A2 | FIRE SYSTEM CONTROLLER PANEL | 10.C2
KA0176:11 | SC | KA6211A1 | WHT | 20 | 85.A6 | XT0171:1 | FIRE SYSTEM CONTROLLER PANEL | 85.A5
KA0176:21 | SC | KA6212A1 | WHT | 20 | 86.A6 | XT0171:5 | FIRE SYSTEM CONTROLLER PANEL | 86.A5
KA0176:A1 | SC | KA0176A1 | WHT | 20 | 86.B5 | KA0177:A1 | FIRE SYSTEM CONTROLLER PANEL | 86.B5
KA0176:A2 | SC | 0V | WHT | 20 | 86.B5 | KA0177:A2 | FIRE SYSTEM CONTROLLER PANEL | 86.B5
KA0177:11 | SC | KA6221A1 | WHT | 20 | 85.C6 | XT0171:3 | FIRE SYSTEM CONTROLLER PANEL | 85.C5
KA0177:21 | SC | KA6222A1 | WHT | 20 | 86.C6 | XT0171:7 | FIRE SYSTEM CONTROLLER PANEL | 86.C5
UV0170:GND | SC | UV0170G | GRN/YEL | 14 | 10.A3 | FRAME | FIRE SYSTEM CONTROLLER PANEL | 10.B4
VD6211:--1N4007 | SC | KA6211A1 | LEAD | --- | 85.A5 | XT0171:1 | FIRE SYSTEM CONTROLLER PANEL | 85.A5
VD6211:+-1N4007 | SC | 009204 | LEAD | --- | 85.A5 | XT0171:2 | FIRE SYSTEM CONTROLLER PANEL | 85.A5
VD6212:--1N4007 | SC | KA6212A1 | LEAD | --- | 86.A5 | XT0171:5 | FIRE SYSTEM CONTROLLER PANEL | 86.A5
VD6212:+-1N4007 | SC | 008010 | LEAD | --- | 86.A5 | XT0171:6 | FIRE SYSTEM CONTROLLER PANEL | 86.A5
VD6221:--1N4007 | SC | KA6221A1 | LEAD | --- | 85.C5 | XT0171:3 | FIRE SYSTEM CONTROLLER PANEL | 85.C5
VD6221:+-1N4007 | SC | 009205 | LEAD | --- | 85.C5 | XT0171:4 | FIRE SYSTEM CONTROLLER PANEL | 85.C5
VD6222:--1N4007 | SC | KA6222A1 | LEAD | --- | 86.C5 | XT0171:7 | FIRE SYSTEM CONTROLLER PANEL | 86.C5
VD6222:+-1N4007 | SC | 009208 | LEAD | --- | 86.C5 | XT0171:8 | FIRE SYSTEM CONTROLLER PANEL | 86.C5
AT0170:A | W0170T | XY0170T | COAX | RG6/U | 2.B2 | XY0170:T | FIRE SYSTEM CONTROLLER PANEL | 2.B2
AT0170:B | W0171T | XY0171T | COAX | RG6/U | 2.B2 | XY0171:T | FIRE SYSTEM CONTROLLER PANEL | 2.B2
AT0170:11 | SC | SA017023 | WHT | 20 | 25.A6 | XT0170:5 | FIRE SYSTEM | 25.A6
AT0170:12 | SC | SA017024 | WHT | 20 | 25.A6 | XT0170:6 | FIRE SYSTEM | 25.A6
AT0170:45 | SC | AT017045 | WHT | 20 | 76.D6 | XT0170:7 | FIRE SYSTEM | 76.D5
AT0170:46 | SC | AT017046 | WHT | 20 | 76.D6 | XT0170:8 | FIRE SYSTEM | 76.D5
KA0172:11 | SC | KA017211 | WHT | 20 | 76.D6 | XT0170:9 | FIRE SYSTEM | 76.D5
KA0172:12 | SC | KA017212 | WHT | 20 | 76.D6 | XT0170:10 | FIRE SYSTEM | 76.D5
KA0172:A2 | SC | 0V | WHT | 20 | 10.B2 | XT0170:4 | FIRE SYSTEM | 10.A2
KA0174:11 | SC | KA017411 | WHT | 20 | 76.D6 | XT0170:11 | FIRE SYSTEM | 76.D5
KA0174:12 | SC | KA017412 | WHT | 20 | 76.D6 | XT0170:12 | FIRE SYSTEM | 76.D5
KA0176:A2 | SC | 0V | WHT | 20 | 86.B5 | XT0170:3 | FIRE SYSTEM | 10.A2
UV0170:1(+) | SC | FU0170 | WHT | 14 | 10.A3 | XT0170:2 | FIRE SYSTEM | 10.A2
UV0170:10(-) | SC | UV017010 | WHT | 14 | 10.A3 | AT0175:2P1 | FIRE SYSTEM | 10.B5
UV0170:11(+) | SC | UV017011 | WHT | 14 | 10.A3 | AT0177:1P1 | FIRE SYSTEM | 10.C5
UV0170:12(-) | SC | UV017012 | WHT | 14 | 10.A3 | AT0177:2P1 | FIRE SYSTEM | 10.C5
UV0170:13(+) | SC | LON0P | WHT | 14 | 78.B7 | XT0172:6 | FIRE SYSTEM | 78.A6
UV0170:14(-) | SC | LON0N | WHT | 14 | 78.B7 | XT0172:7 | FIRE SYSTEM | 78.A6
UV0170:15(+) | SC | LON2P | WHT | 14 | 78.B7 | XT0172:8 | FIRE SYSTEM | 78.D6
UV0170:16(-) | SC | LON2N | WHT | 14 | 78.B7 | XT0172:9 | FIRE SYSTEM | 78.D6
UV0170:2(-) | SC | 0V | WHT | 14 | 10.A3 | XT0170:3 | FIRE SYSTEM | 10.A2
UV0170:3(+) | SC | FU0170 | WHT | 14 | 10.A3 | XT0170:2 | FIRE SYSTEM | 10.A2
UV0170:4(-) | SC | 0V | WHT | 14 | 10.A3 | XT0170:3 | FIRE SYSTEM | 10.A2
UV0170:9(+) | SC | UV01709 | WHT | 14 | 10.A3 | AT0175:1P1 | FIRE SYSTEM | 10.B5
AT0170:50 | WLON1 | AT017050 | WHT | 16 | 10.A7 | AT0175:4P2 | FIRE SYSTEM | 10.B7
AT0170:49 | WLON1 | AT017049 | BLK | 16 | 10.A7 | AT0175:5P2 | FIRE SYSTEM | 10.B7
AT0170:48 | WLON1 | AT017048 | SH | 16 | 10.A7 | AT0175:6P2 | FIRE SYSTEM | 10.B7
AT0170:53 | WLON2 | LON2A | WHT | 16 | 78.D6 | XT0172:10 | FIRE SYSTEM | 78.D6
AT0170:52 | WLON2 | LON2B | BLK | 16 | 78.D6 | XT0172:11 | FIRE SYSTEM | 78.D6
AT0170:51 | WLON2 | LON2S1 | SH | 16 | 78.D6 | XT0172:12 | FIRE SYSTEM | 78.D6
KA0176:14 | SC | 009239 | WHT | 20 | 85.A6 | AF0092:39 | TURBINE PANEL A | 85.A7
KA0176:24 | SC | 008040 | WHT | 20 | 86.A6 | AF0080:40 | TURBINE PANEL A | 86.A7
KA0177:14 | SC | 009240 | WHT | 20 | 85.C6 | AF0092:40 | TURBINE PANEL A | 85.C7
KA0177:24 | SC | 009243 | WHT | 20 | 86.C6 | AF0092:43 | TURBINE PANEL A | 86.C7
XT0171:1 | SC | KA6211A1 | WHT | 20 | 85.A5 | KA6211:A1 | TURBINE PANEL A | 85.B6
XT0171:2 | SC | 009204 | WHT | 20 | 85.A5 | AF0092:04 | TURBINE PANEL A | 85.A7
XT0171:3 | SC | KA6221A1 | WHT | 20 | 85.C5 | KA6221:A1 | TURBINE PANEL A | 85.C6
XT0171:4 | SC | 009205 | WHT | 20 | 85.C5 | AF0092:05 | TURBINE PANEL A | 85.C7
XT0171:5 | SC | KA6212A1 | WHT | 20 | 86.A5 | KA6212:A1 | TURBINE PANEL A | 86.B6
XT0171:6 | SC | 008010 | WHT | 20 | 86.A5 | AF0080:10 | TURBINE PANEL A | 86.A7
XT0171:7 | SC | KA6222A1 | WHT | 20 | 86.C5 | KA6222:A1 | TURBINE PANEL A | 86.C6
XT0171:8 | SC | 009208 | WHT | 20 | 86.C5 | AF0092:08 | TURBINE PANEL A | 86.C7
AT0170:24 | SC | FU0139 | WHT | 20 | 10.B3 | XT0240:10 | TURBINE PANEL B | 18.C4
AT0170:26 | SC | KA0243A1 | WHT | 20 | 10.B3 | XT0240:6 | TURBINE PANEL B | 18.C3
AT0170:30 | SC | FU0139 | WHT | 20 | 10.C3 | XT0240:10 | TURBINE PANEL B | 18.C4
AT0170:32 | SC | KA0245A1 | WHT | 20 | 10.C3 | XT0240:7 | TURBINE PANEL B | 18.C3
KA0176:A1 | SC | KA0176A1 | WHT | 20 | 86.B5 | KA0244:21 | TURBINE PANEL B | 86.B5
XY0170:BNC2 | W1701A | XY0170 | COAX | RG6/U | 2.B2 | XY0010:BNC1 | TURBINE PANEL B | 2.B2
XY0171:BNC2 | W1701B | XY0171 | COAX | RG6/U | 2.B2 | XY0011:BNC1 | TURBINE PANEL B | 2.B2
SolarTools ver. 24.0.84.24712 (Jul 31, 2025)
Report date: 2/18/2026 9:07 AM

## GENERATOR PANEL
GENERATOR PANEL
GENERATOR COMPONENT PANEL
Project # | 3J821
Project Name | PC SOGT
Revision | J
Controls DE | J. FIGUEROA
Phone: | 2096
Controls ME | J.Shih
Phone: | 7765
From | [5 empty] | To
Device ID | Cable (W) Conductor (SC) Jumper Clip (JC) | Wire No. | Wire ID | Gauge/Size | Page/Zone | Device ID | Location | Page/Zone
XT0120:1 | JC | 0V | CLIP | --- | 24.B1 | XT0120:2 | GENERATOR PANEL | 24.B1
XT0336:2 | JC | 0V | CLIP | --- | 23.C4 | XT0336:3 | GENERATOR PANEL | 23.C4
XT0336:3 | JC | 0V | CLIP | --- | 23.C4 | XT0336:4 | GENERATOR PANEL | 23.D4
XT0336:4 | JC | 0V | CLIP | --- | 23.D4 | XT0336:5 | GENERATOR PANEL | 23.D4
XT0350:2 | JC | CCT1(+) | CLIP | --- | 69.D4 | XT0350:1 | GENERATOR PANEL | 69.D4
XT0350:4 | JC | CCT1(-) | CLIP | --- | 69.C4 | XT0350:3 | GENERATOR PANEL | 69.D4
XT0351:1 | JC | VBUSN | CLIP | --- | 68.A3 | XT0351:2 | GENERATOR PANEL | 68.B3
AF0120:01 | SC | 012001 | WHT | 20 | 65.A7 | KA0121:A1 | GENERATOR PANEL | 65.A5
AF0120:03 | SC | 012003 | WHT | 20 | 65.A7 | KA0123:A1 | GENERATOR PANEL | 65.A5
AF0120:04 | SC | 012004 | WHT | 20 | 65.C7 | KA0124:A1 | GENERATOR PANEL | 65.C5
AF0120:05 | SC | 012005 | WHT | 20 | 65.C7 | KA0125:A1 | GENERATOR PANEL | 65.C5
AF0120:06 | SC | 012006 | WHT | 20 | 65.D7 | KA0126:A1 | GENERATOR PANEL | 65.D5
AF0120:08 | SC | 012008 | WHT | 20 | 65.B7 | KA0128:A1 | GENERATOR PANEL | 65.B5
AF0120:16 | SC | AU0120N | WHT | 20 | 24.A2 | AU0120:COM | GENERATOR PANEL | 24.A2
AF0120:18 | SC | 012018 | WHT | 20 | 65.A7 | KA0121:A2 | GENERATOR PANEL | 65.A5
AF0120:20 | SC | 012020 | WHT | 20 | 65.A7 | KA0123:A2 | GENERATOR PANEL | 65.A5
AF0120:23 | SC | 012023 | WHT | 20 | 65.D7 | KA0126:A2 | GENERATOR PANEL | 65.D5
AF0120:25 | SC | 012025 | WHT | 20 | 65.B7 | KA0128:A2 | GENERATOR PANEL | 65.B5
AF0120:34 | SC | AU0120P | WHT | 20 | 24.A2 | AU0120:V+ | GENERATOR PANEL | 24.A2
AF0121:00 | SC | 012100 | WHT | 20 | 66.A7 | KA0330:11 | GENERATOR PANEL | 66.A6
AF0121:01 | SC | 012101 | WHT | 20 | 66.A7 | KA0331:11 | GENERATOR PANEL | 66.A6
AF0121:02 | SC | 012102 | WHT | 20 | 66.B7 | KA0310:11 | GENERATOR PANEL | 66.B6
AF0121:08 | SC | 012108 | WHT | 20 | 66.B7 | KA0320:11 | GENERATOR PANEL | 66.B6
AF0121:16 | SC | 0V | WHT | 14 | 24.A3 | XT0120:2 | GENERATOR PANEL | 24.B1
AF0121:33 | SC | AF0121N | WHT | 20 | 24.A3 | AF0122:35 | GENERATOR PANEL | 24.A3
AF0121:34 | SC | FU0121 | WHT | 14 | 24.A3 | FU0121:LD | GENERATOR PANEL | 24.B1
AF0121:35 | SC | 012135 | WHT | 20 | 66.A7 | KA0330:14 | GENERATOR PANEL | 66.A6
AF0121:36 | SC | 012136 | WHT | 20 | 66.A7 | KA0331:14 | GENERATOR PANEL | 66.A6
AF0121:37 | SC | 012137 | WHT | 20 | 66.B7 | KA0310:14 | GENERATOR PANEL | 66.B6
AF0121:43 | SC | 012143 | WHT | 20 | 66.B7 | KA0320:14 | GENERATOR PANEL | 66.B6
AF0121:51 | SC | AF0121P | WHT | 20 | 24.A3 | AF0122:34 | GENERATOR PANEL | 24.A3
AF0122:00 | SC | JP | VIO | 20 | 24.A3 | AF0122:02 | GENERATOR PANEL | 24.A3
AF0122:02 | SC | JP | VIO | 20 | 24.A3 | AF0122:03 | GENERATOR PANEL | 24.A3
AF0122:12 | SC | JP | VIO | 20 | 24.A3 | AF0122:14 | GENERATOR PANEL | 24.A3
AF0122:14 | SC | JP | VIO | 20 | 24.A3 | AF0122:15 | GENERATOR PANEL | 24.A3
AF0122:17 | SC | JP | VIO | 20 | 24.A3 | AF0122:19 | GENERATOR PANEL | 24.A3
AF0122:19 | SC | JP | VIO | 20 | 24.A3 | AF0122:20 | GENERATOR PANEL | 24.A3
AT0140:BAT(-) | SC | 0V | WHT | 16 | 69.A6 | XT0336:4 | GENERATOR PANEL | 23.D4
AT0140:BAT(+) | SC | FU0334 | WHT | 16 | 69.A6 | XT0335:2 | GENERATOR PANEL | 23.B4
AT0140:CH_GND | SC | VBUSN | GRN/YEL | 12 | 69.A6 | XT0351:2 | GENERATOR PANEL | 68.B3
AT0140:EX-D(-) | SC | 0V | WHT | 16 | 69.A6 | XT0336:4 | GENERATOR PANEL | 23.D4
AT0140:EX-D(+) | SC | KA012314 | WHT | 20 | 69.A6 | KA0123:14 | GENERATOR PANEL | 23.B5
AT0140:FG | SC | AT0140G | GRN/YEL | 12 | 69.A6 | FRAME | GENERATOR PANEL | 69.D6
AT0140:FLT | SC | KA0310A2 | WHT | 20 | 69.A6 | KA0310:A2 | GENERATOR PANEL | 23.B5
AT0140:I1(-) | SC | I1(-) | BLU | 16 | 69.A6 | AT0220:I1(+)5A | GENERATOR PANEL | 68.A6
AT0140:I1(+)5A | SC | MCTA | BLU | 16 | 69.A6 | XT0352:1 | GENERATOR PANEL | 68.C3
AT0140:I2(-) | SC | I2(-) | BLU | 16 | 69.A6 | AT0220:I2(+)5A | GENERATOR PANEL | 68.A6
AT0140:I2(+)5A | SC | MCTB | BLU | 16 | 69.A6 | XT0352:2 | GENERATOR PANEL | 68.C3
AT0140:I3(-) | SC | I3(-) | BLU | 16 | 69.A6 | AT0220:I3(+)5A | GENERATOR PANEL | 68.A6
AT0140:I3(+)5A | SC | MCTC | BLU | 16 | 69.A6 | XT0352:3 | GENERATOR PANEL | 68.C3
AT0140:ID(-) | SC | CCT1(-) | BLU | 16 | 69.A6 | XT0352:6 | GENERATOR PANEL | 69.D4
AT0140:ID(+)5A | SC | AT0140ID | BLU | 16 | 69.A6 | AT0220:ID(-) | GENERATOR PANEL | 68.A6
AT0140:RD_RLY | SC | KA0124A2 | WHT | 20 | 69.A6 | KA0124:A2 | GENERATOR PANEL | 65.C5
AT0140:SHLD1 | SC | AT14G1 | GRN/YEL | 12 | 69.A6 | PEG0140:1 | GENERATOR PANEL | 69.B5
AT0140:SHLD2 | SC | AT14G2 | GRN/YEL | 12 | 69.A6 | PEG0140:2 | GENERATOR PANEL | 69.B5
AT0140:VBUS-A | SC | VBUSA | RED | 16 | 69.A6 | XT0351:3 | GENERATOR PANEL | 68.B3
AT0140:VBUS-B | SC | VBUSB | RED | 16 | 69.A6 | XT0351:4 | GENERATOR PANEL | 68.B3
AT0140:VBUS-C | SC | VBUSC | RED | 16 | 69.A6 | XT0351:5 | GENERATOR PANEL | 68.B3
AT0140:VBUS-N | SC | VBUSN | GRN/YEL | 12 | 69.A6 | XT0351:1 | GENERATOR PANEL | 68.A3
AT0140:VGEN-A | SC | VGENA | RED | 16 | 69.A6 | XT0351:6 | GENERATOR PANEL | 68.C3
AT0140:VGEN-B | SC | VGENB | RED | 16 | 69.A6 | XT0351:7 | GENERATOR PANEL | 68.C3
AT0140:VGEN-C | SC | VGENC | RED | 16 | 69.A6 | XT0351:8 | GENERATOR PANEL | 68.C3
AT0140:VGEN-N | SC | VBUSN | GRN/YEL | 12 | 69.A6 | XT0351:1 | GENERATOR PANEL | 68.A3
AT0220:BAT(-) | SC | 0V | WHT | 16 | 68.A6 | XT0336:5 | GENERATOR PANEL | 23.D4
AT0220:BAT(+) | SC | FU0335 | WHT | 16 | 68.A6 | XT0335:3 | GENERATOR PANEL | 23.A4
AT0220:CH_GND | SC | VBUSN | GRN/YEL | 12 | 68.A6 | XT0351:2 | GENERATOR PANEL | 68.B3
AT0220:EX-D(-) | SC | 0V | WHT | 20 | 68.A6 | XT0336:5 | GENERATOR PANEL | 23.D4
AT0220:EX-D(+) | SC | KA012614 | WHT | 20 | 68.A6 | KA0126:14 | GENERATOR PANEL | 23.A5
AT0220:FG | SC | AT0220G | GRN/YEL | 12 | 68.A6 | FRAME | GENERATOR PANEL | 68.D7
AT0220:FLT | SC | KA0320A2 | WHT | 20 | 68.A6 | KA0320:A2 | GENERATOR PANEL | 23.A5
AT0220:I1(-) | SC | PA07031 | BLU | 16 | 68.A6 | XT0342:1 | GENERATOR PANEL | 20.A2
AT0220:I2(-) | SC | PA07711 | BLU | 16 | 68.A6 | XT0342:4 | GENERATOR PANEL | 20.C2
AT0220:I3(-) | SC | PA07035 | BLU | 16 | 68.A6 | XT0342:2 | GENERATOR PANEL | 20.A2
AT0220:ID(+)5A | SC | CCT1(+) | BLU | 16 | 68.A6 | XT0352:5 | GENERATOR PANEL | 69.D4
AT0220:RD_RLY | SC | KA0125A2 | WHT | 20 | 68.A6 | KA0125:A2 | GENERATOR PANEL | 65.C5
AT0220:SHLD1 | SC | AT22G1 | GRN/YEL | 12 | 68.A6 | PEG0140:3 | GENERATOR PANEL | 68.C5
AT0220:SHLD2 | SC | AT22G2 | GRN/YEL | 12 | 68.A6 | PEG0140:4 | GENERATOR PANEL | 68.C5
AT0220:VBUS-A | SC | VBUSA | RED | 16 | 68.A6 | XT0351:3 | GENERATOR PANEL | 68.B3
AT0220:VBUS-B | SC | VBUSB | RED | 16 | 68.A6 | XT0351:4 | GENERATOR PANEL | 68.B3
AT0220:VBUS-C | SC | VBUSC | RED | 16 | 68.A6 | XT0351:5 | GENERATOR PANEL | 68.B3
AT0220:VBUS-N | SC | VBUSN | GRN/YEL | 12 | 68.A6 | XT0351:1 | GENERATOR PANEL | 68.A3
AT0220:VGEN-A | SC | VGENA | RED | 16 | 68.A6 | XT0351:6 | GENERATOR PANEL | 68.C3
AT0220:VGEN-B | SC | VGENB | RED | 16 | 68.A6 | XT0351:7 | GENERATOR PANEL | 68.C3
AT0220:VGEN-C | SC | VGENC | RED | 16 | 68.A6 | XT0351:8 | GENERATOR PANEL | 68.C3
AT0220:VGEN-N | SC | VBUSN | GRN/YEL | 12 | 68.A6 | XT0351:2 | GENERATOR PANEL | 68.B3
AU0120:COM | SC | 0V | WHT | 14 | 24.A2 | XT0120:1 | GENERATOR PANEL | 24.B1
AU0120:V+ | SC | FU0120 | WHT | 14 | 24.A2 | FU0120:LD | GENERATOR PANEL | 24.B1
FU0120:LI | SC | FU0332 | WHT | 14 | 24.B1 | FU0332:LD | GENERATOR PANEL | 23.B3
FU0120:LI | SC | FU0332 | WHT | 14 | 24.B1 | FU0121:LI | GENERATOR PANEL | 24.B1
FU0332:LD | SC | FU0332 | WHT | 14 | 23.B3 | FU0333:LI | GENERATOR PANEL | 23.B3
FU0332:LI | SC | FU0138 | WHT | 14 | 23.B3 | XT0332:1 | GENERATOR PANEL | 23.B2
FU0333:LD | SC | FU0333 | WHT | 14 | 23.B3 | XT0335:1 | GENERATOR PANEL | 23.B4
FU0333:LI | SC | FU0332 | WHT | 14 | 23.B3 | FU0334:LI | GENERATOR PANEL | 23.B3
FU0334:LD | SC | FU0334 | WHT | 14 | 23.B3 | XT0335:2 | GENERATOR PANEL | 23.B4
FU0334:LI | SC | FU0332 | WHT | 14 | 23.B3 | FU0335:LI | GENERATOR PANEL | 23.A3
FU0335:LD | SC | FU0335 | WHT | 14 | 23.A3 | XT0335:3 | GENERATOR PANEL | 23.A4
GR0120: | SC | 0V |  |  | 24.B1 | XT0120:2 | GENERATOR PANEL | 24.B1
GR0141: | SC | GR0141 | GRN/YEL | 14 | 69.A4 | FRAME | GENERATOR PANEL | 69.A5
GR0142: | SC | GR0142 | GRN/YEL | 14 | 69.A4 | FRAME | GENERATOR PANEL | 69.A5
KA0121:11 | SC | KA018511 | WHT | 20 | 67.C4 | XT0337:13 | GENERATOR PANEL | 67.C3
KA0121:14 | SC | FU0333 | WHT | 20 | 67.C4 | XT0337:12 | GENERATOR PANEL | 67.C3
KA0123:11 | SC | FU0334 | WHT | 20 | 23.B5 | KA0310:A1 | GENERATOR PANEL | 23.B5
KA0123:A1 | SC | 012003 | WHT | 20 | 65.A5 | KA0313:2 | GENERATOR PANEL | 65.A5
KA0123:A2 | SC | 012020 | WHT | 20 | 65.A5 | KA0313:7 | GENERATOR PANEL | 65.A5
KA0126:11 | SC | FU0335 | WHT | 20 | 23.A5 | KA0320:A1 | GENERATOR PANEL | 23.A5
KA0126:A1 | SC | 012006 | WHT | 20 | 65.D5 | KA0323:2 | GENERATOR PANEL | 65.D5
KA0126:A2 | SC | 012023 | WHT | 20 | 65.D5 | KA0323:7 | GENERATOR PANEL | 65.D5
KA0128:11 | SC | KA0333A1 | WHT | 20 | 67.B4 | KA0335:21 | GENERATOR PANEL | 67.B4
KA0128:14 | SC | FU0333 | WHT | 20 | 67.B4 | KA0335:22 | GENERATOR PANEL | 67.B4
KA0128:14 | SC | FU0333 | WHT | 20 | 67.B4 | XT0337:7 | GENERATOR PANEL | 67.B3
KA0128:21 | SC | KA012821 | WHT | 20 | 66.C6 | XT0337:1 | GENERATOR PANEL | 66.C5
KA0128:24 | SC | KA012824 | WHT | 20 | 66.C6 | XT0337:2 | GENERATOR PANEL | 66.C5
KA0185:11 | SC | KA018511 | WHT | 16 | 67.C3 | XT0337:13 | GENERATOR PANEL | 67.C3
KA0185:14 | SC | KA0332A1 | WHT | 20 | 67.C3 | XT0337:14 | GENERATOR PANEL | 67.C3
KA0185:A2 | SC | KA0185A2 | WHT | 20 | 89.A5 | KA0364:11 | GENERATOR PANEL | 89.A6
KA0310:21 | SC | KA0333A1 | WHT | 20 | 67.B4 | KA0335:21 | GENERATOR PANEL | 67.B4
KA0310:21 | SC | KA0333A1 | WHT | 20 | 67.B4 | XT0337:8 | GENERATOR PANEL | 67.B3
KA0310:24 | SC | KA031024 | WHT | 20 | 67.B4 | KA0320:21 | GENERATOR PANEL | 67.B5
KA0310:A1 | SC | FU0334 | WHT | 20 | 23.B5 | XT0335:2 | GENERATOR PANEL | 23.B4
KA0320:24 | SC | FU0333 | WHT | 20 | 67.B5 | KA0335:22 | GENERATOR PANEL | 67.B4
KA0320:A1 | SC | FU0335 | WHT | 20 | 23.A5 | XT0335:3 | GENERATOR PANEL | 23.A4
KA0330:A1 | SC | KA0330A1 | WHT | 20 | 67.B6 | XT0337:9 | GENERATOR PANEL | 67.B3
KA0330:A2 | SC | 0V | WHT | 20 | 67.B6 | KA0331:A2 | GENERATOR PANEL | 67.C6
KA0330:A2 | SC | 0V | WHT | 20 | 67.B6 | KA0333:A2 | GENERATOR PANEL | 67.B6
KA0331:A1 | SC | KA0331A1 | WHT | 20 | 67.C6 | XT0337:11 | GENERATOR PANEL | 67.C3
KA0331:A2 | SC | 0V | WHT | 20 | 67.C6 | KA0332:A2 | GENERATOR PANEL | 67.C6
KA0332:11 | SC | KA033211 | WHT | 20 | 66.C6 | XT0337:3 | GENERATOR PANEL | 66.C5
KA0332:14 | SC | KA033214 | WHT | 20 | 66.C6 | XT0337:4 | GENERATOR PANEL | 66.C5
KA0332:A1 | SC | KA0332A1 | WHT | 20 | 67.C6 | XT0337:14 | GENERATOR PANEL | 67.C3
KA0332:A2 | SC | 0V | WHT | 20 | 67.C6 | XT0337:15 | GENERATOR PANEL | 67.D3
KA0333:11 | SC | KA033311 | WHT | 20 | 66.D6 | XT0337:5 | GENERATOR PANEL | 66.D5
KA0333:14 | SC | KA033314 | WHT | 20 | 66.D6 | XT0337:6 | GENERATOR PANEL | 66.D5
KA0333:A1 | SC | KA0333A1 | WHT | 20 | 67.B6 | XT0337:8 | GENERATOR PANEL | 67.B3
KA0335:A1 | SC | ESTOP | WHT | 20 | 23.C5 | XT0336:1 | GENERATOR PANEL | 23.C4
KA0335:A2 | SC | 0V | WHT | 20 | 23.C5 | XT0336:2 | GENERATOR PANEL | 23.C4
KA0364:1 | SC | VGENA | RED | 16 | 20.C1 | XT0341:6 | GENERATOR PANEL | 20.D2
KA0364:2 | SC | VGENB | RED | 16 | 20.C1 | XT0341:4 | GENERATOR PANEL | 20.D2
KA0364:3 | SC | VBUSA | RED | 16 | 20.C1 | XT0341:2 | GENERATOR PANEL | 20.D2
KA0364:4 | SC | VBUSB | RED | 16 | 20.C1 | XT0341:1 | GENERATOR PANEL | 20.D2
VD0121:- | SC | VD0122 | WHT | 12 | 69.C4 | VD0122:+ | GENERATOR PANEL | 69.C3
VD0121:+ | SC | EXC2 | WHT | 12 | 69.C4 | XT0370:4 | GENERATOR PANEL | 69.B4
VD0122:- | SC | VD0123 | WHT | 12 | 69.C3 | VD0123:+ | GENERATOR PANEL | 69.C4
VD0123:- | SC | VD0124 | WHT | 12 | 69.C4 | VD0124:+ | GENERATOR PANEL | 69.B3
VD0124:- | SC | EXC0 | WHT | 12 | 69.B3 | XT0370:1 | GENERATOR PANEL | 69.B4
XT0334:1 | SC | 0V | WHT | 14 | 23.C2 | XT0336:2 | GENERATOR PANEL | 23.C4
XT0336:3 | SC | 0V | WHT | 14 | 23.C4 | XT0120:1 | GENERATOR PANEL | 24.B1
XT0337:10 | SC | KA9602NC | WHT | 16 | 67.C3 | XT0343:3 | GENERATOR PANEL | 19.C5
XT0337:12 | SC | FU0333 | WHT | 14 | 67.C3 | XT0335:1 | GENERATOR PANEL | 23.B4
XT0337:12 | SC | FU0333 | WHT | 16 | 67.C3 | XT0337:7 | GENERATOR PANEL | 67.B3
XT0337:13 | SC | KA018511 | WHT | 16 | 67.C3 | XT0343:1 | GENERATOR PANEL | 19.C5
XT0337:15 | SC | 0V | WHT | 14 | 67.D3 | XT0336:3 | GENERATOR PANEL | 23.C4
XT0337:8 | SC | KA0333A1 | WHT | 16 | 67.B3 | XT0343:2 | GENERATOR PANEL | 19.C5
XT0337:9 | SC | KA0330A1 | WHT | 16 | 67.B3 | XT0343:4 | GENERATOR PANEL | 19.C5
XT0350:2 | SC | CCT1(+) | BLU | 12 | 69.D4 | XT0352:5 | GENERATOR PANEL | 69.D4
XT0350:3 | SC | CCT1(-) | BLU | 12 | 69.D4 | XT0352:6 | GENERATOR PANEL | 69.D4
XT0351:3 | SC | VBUSA | RED | 16 | 68.B3 | XT0341:2 | GENERATOR PANEL | 20.D2
XT0351:4 | SC | VBUSB | RED | 16 | 68.B3 | XT0341:1 | GENERATOR PANEL | 20.D2
XT0351:5 | SC | VBUSC | RED | 16 | 68.B3 | XT0341:3 | GENERATOR PANEL | 20.D2
XT0351:6 | SC | VGENA | RED | 16 | 68.C3 | XT0341:6 | GENERATOR PANEL | 20.D2
XT0351:7 | SC | VGENB | RED | 16 | 68.C3 | XT0341:4 | GENERATOR PANEL | 20.D2
XT0351:8 | SC | VGENC | RED | 16 | 68.C3 | XT0341:5 | GENERATOR PANEL | 20.D2
XT0352:4 | SC | MCTN | BLU | 16 | 68.D3 | XT0342:3 | GENERATOR PANEL | 20.B2
XT0370:3 | SC | EXC2 | WHT | 16 | 69.B5 | XT0370:4 | GENERATOR PANEL | 69.B4
XT0370:6 | SC | EXCS | WHT | 16 | 69.B5 | XT0370:5 | GENERATOR PANEL | 69.B4
AU0120:A | W0120T | XY0120T | COAX | RG6/U | 3.B3 | XY0120:T | GENERATOR PANEL | 3.B2
AU0120:B | W0121T | XY0121T | COAX | RG6/U | 3.B3 | XY0121:T | GENERATOR PANEL | 3.B2
AT0140:A | W0140T | XY0140T | COAX | RG6/U | 3.C3 | XY0140:T | GENERATOR PANEL | 3.C2
AT0140:B | W0141T | XY0141T | COAX | RG6/U | 3.C3 | XY0141:T | GENERATOR PANEL | 3.C2
AT0220:A | W0220T | XY0220T | COAX | RG6/U | 3.B3 | XY0220:T | GENERATOR PANEL | 3.B2
AT0220:B | W0221T | XY0221T | COAX | RG6/U | 3.B3 | XY0221:T | GENERATOR PANEL | 3.B2
XY0120:BNC2 | W1214A | XY0120 | COAX | RG6/U | 3.B2 | XY0220:BNC1 | GENERATOR PANEL | 3.B2
XY0121:BNC2 | W1214B | XY0121 | COAX | RG6/U | 3.B2 | XY0221:BNC1 | GENERATOR PANEL | 3.B2
XY0140:BNC1 | W2214A | XY0220 | COAX | RG6/U | 3.C2 | XY0220:BNC2 | GENERATOR PANEL | 3.B2
XY0141:BNC1 | W2214B | XY0221 | COAX | RG6/U | 3.C2 | XY0221:BNC2 | GENERATOR PANEL | 3.B2
AT0140:LS(+) | WAT14 | LS14(+) | WHT | 16 | 69.A6 | XT0337:18 | GENERATOR PANEL | 69.D5
AT0140:LS(-) | WAT14 | LS14(-) | BLK | 16 | 69.A6 | XT0337:17 | GENERATOR PANEL | 69.D5
AT0140:SHLD4 | WAT14 | LS14(S) | SH | 16 | 69.A6 | XT0337:16 | GENERATOR PANEL | 69.D5
AT0220:LS(+) | WAT22 | LS14(+) | WHT | 16 | 68.A6 | XT0337:18 | GENERATOR PANEL | 69.D5
AT0220:LS(-) | WAT22 | LS14(-) | BLK | 16 | 68.A6 | XT0337:17 | GENERATOR PANEL | 69.D5
AT0220:SHLD4 | WAT22 | LS14(S) | SH | 16 | 68.A6 | XT0337:16 | GENERATOR PANEL | 69.D5
AT0140:DB9 | WAT22IC | AT22IC | CABLE | CABLE | 69.A6 | AT0220:DB9 | GENERATOR PANEL | 68.A6
KA0124:14 | WEX1 | EXC1 | WHT | 12 | 69.B5 | XT0370:2 | GENERATOR PANEL | 69.B5
KA0124:44 | WEX1 | EXC2 | BLK | 12 | 69.B5 | XT0370:3 | GENERATOR PANEL | 69.B5
XT0370:6 | WEX1 | EXCS | SH | 12 | 69.B5 | XT0124:1 | GENERATOR PANEL | 69.B5
AT0140:EXC(+) | WEX14 | EXC14(+) | WHT | 12 | 69.A6 | KA0124:13 | GENERATOR PANEL | 69.B5
AT0140:EXC(-) | WEX14 | EXC14(-) | BLK | 12 | 69.A6 | KA0124:43 | GENERATOR PANEL | 69.B5
AT0140:SHLD2 | WEX14 | EXCS | SH | 12 | 69.A6 | XT0124:1 | GENERATOR PANEL | 69.B5
KA0125:14 | WEX2 | EXC1 | WHT | 12 | 68.C5 | XT0370:2 | GENERATOR PANEL | 69.B5
KA0125:44 | WEX2 | EXC2 | BLK | 12 | 68.C5 | XT0370:3 | GENERATOR PANEL | 69.B5
XT0124:2 | WEX2 | EXCS | SH | 12 | 68.C5 | XT0370:6 | GENERATOR PANEL | 69.B5
AT0220:EXC(+) | WEX22 | EXC22(+) | WHT | 12 | 68.A6 | KA0125:13 | GENERATOR PANEL | 68.C5
AT0220:EXC(-) | WEX22 | EXC22(-) | BLK | 12 | 68.A6 | KA0125:43 | GENERATOR PANEL | 68.C5
AT0220:SHLD2 | WEX22 | EXCS | SH | 12 | 68.A6 | XT0124:2 | GENERATOR PANEL | 68.C5
FU0313:LI | WFU31 | FU0313 | WHT | 12 | 69.B5 | KA0313:3 | GENERATOR PANEL | 69.B5
FU0314:LI | WFU31 | FU0314 | BLK | 12 | 69.B5 | KA0313:6 | GENERATOR PANEL | 69.B5
XT0360:4 | WFU31 | PMGS | SH | 12 | 69.B5 | XT0313:1 | GENERATOR PANEL | 69.B5
FU0321:LI | WFU32 | FU0321 | WHT | 12 | 68.B5 | KA0323:3 | GENERATOR PANEL | 68.B5
FU0322:LI | WFU32 | FU0322 | BLK | 12 | 68.B5 | KA0323:6 | GENERATOR PANEL | 68.B5
XT0360:5 | WFU32 | PMGS | SH | 12 | 68.B5 | XT0313:2 | GENERATOR PANEL | 68.B5
RS0106:2 | WIM1 | EXC1 | WHT | 16 | 19.A4 | XT0340:2 | GENERATOR PANEL | 19.A5
RS0106:4 | WIM1 | EXC0 | BLK | 16 | 19.A4 | XT0340:3 | GENERATOR PANEL | 19.A5
XT0340:1 | WIM1 | EXCS | SH | 16 | 19.A4 | XT0340:4 | GENERATOR PANEL | 19.A5
XT0370:2 | WIM2 | EXC1 | WHT | 16 | 69.B5 | XT0340:2 | GENERATOR PANEL | 19.A5
XT0340:3 | WIM2 | EXC0 | BLK | 16 | 19.A5 | XT0370:1 | GENERATOR PANEL | 69.B4
XT0340:4 | WIM2 | EXCS | SH | 16 | 19.A5 | XT0370:6 | GENERATOR PANEL | 69.B5
FU0313:LD | WPM1 | PMG1 | WHT | 12 | 69.B5 | XT0360:1 | GENERATOR PANEL | 69.B4
FU0314:LD | WPM1 | PMG2 | BLK | 12 | 69.B5 | XT0360:2 | GENERATOR PANEL | 69.B4
XT0360:3 | WPM1 | PMGS | SH | 12 | 69.B4 | XT0360:4 | GENERATOR PANEL | 69.B5
AT0140:PMGC | WPM14 | PMG14C | WHT | 12 | 69.A6 | KA0313:1 | GENERATOR PANEL | 69.B5
AT0140:PMGA | WPM14 | PMG14A | BLK | 12 | 69.A6 | KA0313:8 | GENERATOR PANEL | 69.B5
AT0140:SHLD1 | WPM14 | PMGS | SH | 12 | 69.A6 | XT0313:1 | GENERATOR PANEL | 69.B5
FU0321:LD | WPM2 | PMG1 | WHT | 12 | 68.B5 | XT0360:1 | GENERATOR PANEL | 69.B4
FU0322:LD | WPM2 | PMG2 | BLK | 12 | 68.B5 | XT0360:2 | GENERATOR PANEL | 69.B4
XT0360:5 | WPM2 | PMGS | SH | 12 | 68.B5 | XT0360:3 | GENERATOR PANEL | 69.B4
AT0220:PMGA | WPM22 | PMG22(C) | WHT | 12 | 68.A6 | KA0323:1 | GENERATOR PANEL | 68.B5
AT0220:SHLD1 | WPM22 | PMG22(A) | BLK | 12 | 68.A6 | KA0323:8 | GENERATOR PANEL | 68.B5
AT0220:PMGB | WPM22 | PMGS | SH | 12 | 68.A6 | XT0313:2 | GENERATOR PANEL | 68.B5
XT0370:1 | WVM1 | EXC0 | WHT | 16 | 69.B4 | XT0340:5 | GENERATOR PANEL | 19.A5
XT0370:4 | WVM1 | EXC2 | BLK | 16 | 69.B4 | XT0340:6 | GENERATOR PANEL | 19.B5
XT0370:5 | WVM1 | EXCS | SH | 16 | 69.B4 | XT0340:7 | GENERATOR PANEL | 19.B5
KA0180:A1 | SC | 018000 | WHT | 20 | 89.A5 | AF0180:00 | GENERATOR VIBRATION PANEL | 89.A7
KA0180:A2 | SC | 018017 | WHT | 20 | 89.A5 | AF0180:17 | GENERATOR VIBRATION PANEL | 89.A7
KA0185:A1 | SC | 018010 | WHT | 20 | 89.A5 | AF0180:10 | GENERATOR VIBRATION PANEL | 89.A7
KA0364:14 | SC | 018022 | WHT | 20 | 89.A6 | AF0180:22 | GENERATOR VIBRATION PANEL | 89.A7
XY0120:BNC1 | W1812A | XY0180 | COAX | RG6/U | 3.B2 | XY0180:BNC2 | GENERATOR VIBRATION PANEL | 3.A2
XY0121:BNC1 | W1812B | XY0181 | COAX | RG6/U | 3.B2 | XY0181:BNC2 | GENERATOR VIBRATION PANEL | 3.A2
AF0122:04 | W0121 | 012204 | RED | 20 | 71.B7 | UAI1221:+9 | ISOLATOR PANEL 1 | 71.B5
AF0122:06 | W0121 | 012206 | WHT | 20 | 71.B7 | UAI1221:+10 | ISOLATOR PANEL 1 | 71.B5
AF0122:07 | W0121 | 012207 | BLK | 20 | 71.B7 | UAI1221:-11 | ISOLATOR PANEL 1 | 71.B5
AF0122:40 | W0121 | 012240 | SH | 20 | 71.B7 | FLOATING | ISOLATOR PANEL 1 | 71.C6
AF0122:08 | W0122 | 012208 | RED | 20 | 71.A7 | UAI1222:+9 | ISOLATOR PANEL 1 | 71.A5
AF0122:10 | W0122 | 012210 | WHT | 20 | 71.A7 | UAI1222:+10 | ISOLATOR PANEL 1 | 71.A5
AF0122:11 | W0122 | 012211 | BLK | 20 | 71.A7 | UAI1222:-11 | ISOLATOR PANEL 1 | 71.A5
AF0122:41 | W0122 | 012241 | SH | 20 | 71.A7 | FLOATING | ISOLATOR PANEL 1 | 71.A6
AF0122:21 | W1225 | 012221 | RED | 20 | 70.A7 | UAI1225:+9 | ISOLATOR PANEL 2 | 70.A5
AF0122:23 | W1225 | 012223 | WHT | 20 | 70.A7 | UAI1225:+10 | ISOLATOR PANEL 2 | 70.A5
AF0122:24 | W1225 | 012224 | BLK | 20 | 70.A7 | UAI1225:-11 | ISOLATOR PANEL 2 | 70.A5
AF0122:44 | W1225 | 012244 | SH | 20 | 70.A7 | FLOATING | ISOLATOR PANEL 2 | 70.A6
AF0122:25 | W1226 | 012225 | RED | 20 | 70.B7 | UAI1226:+9 | ISOLATOR PANEL 2 | 70.B5
AF0122:27 | W1226 | 012227 | WHT | 20 | 70.B7 | UAI1226:+10 | ISOLATOR PANEL 2 | 70.B5
AF0122:28 | W1226 | 012228 | BLK | 20 | 70.B7 | UAI1226:-11 | ISOLATOR PANEL 2 | 70.B5
AF0122:45 | W1226 | 012245 | SH | 20 | 70.B7 | FLOATING | ISOLATOR PANEL 2 | 70.B6
AF0122:29 | W1227 | 012229 | RED | 20 | 70.C7 | UAI1227:+9 | ISOLATOR PANEL 2 | 70.C5
AF0122:31 | W1227 | 012231 | WHT | 20 | 70.C7 | UAI1227:+10 | ISOLATOR PANEL 2 | 70.C5
AF0122:32 | W1227 | 012232 | BLK | 20 | 70.C7 | UAI1227:-11 | ISOLATOR PANEL 2 | 70.C5
AF0122:33 | W1227 | 012233 | SH | 20 | 70.C7 | FLOATING | ISOLATOR PANEL 2 | 70.C6
KA0180:11 | SC | VGENC | RED | 16 | 20.B6 | SA0770:24 | METER PANEL | 20.B6
KA0180:14 | SC | PF07011 | RED | 16 | 20.B6 | PF0701:1 | METER PANEL | 20.B6
XT0335:1 | SC | FU0333 | WHT | 16 | 23.B4 | SA0701:14 | METER PANEL | 19.C2
XT0336:3 | SC | 0V | WHT | 16 | 23.C4 | HL0702: | METER PANEL | 19.C2
XT0341:1 | SC | VBUSB | RED | 16 | 20.D2 | SA0710:23 | METER PANEL | 20.D5
XT0341:2 | SC | VBUSA | RED | 16 | 20.D2 | SA0710:12 | METER PANEL | 20.D5
XT0341:2 | SC | VBUSA | RED | 16 | 20.D2 | HL0703: | METER PANEL | 20.A5
XT0341:3 | SC | VBUSC | RED | 16 | 20.D2 | SA0710:14 | METER PANEL | 20.D5
XT0341:3 | SC | VBUSC | RED | 16 | 20.D2 | HL0704: | METER PANEL | 20.A5
XT0341:4 | SC | VGENB | RED | 16 | 20.D2 | SA0770:14 | METER PANEL | 20.B6
XT0341:4 | SC | VGENB | RED | 16 | 20.D2 | PA0771:5 | METER PANEL | 20.C3
XT0341:5 | SC | VGENC | RED | 16 | 20.D2 | PA0771:2 | METER PANEL | 20.C3
XT0341:5 | SC | VGENC | RED | 16 | 20.D2 | SA0700:17 | METER PANEL | 20.A5
XT0341:5 | SC | VGENC | RED | 16 | 20.D2 | SA0710:18 | METER PANEL | 20.D5
XT0341:6 | SC | VGENA | RED | 16 | 20.D2 | SA0700:13 | METER PANEL | 20.A5
XT0341:6 | SC | VGENA | RED | 16 | 20.D2 | PA0771:3 | METER PANEL | 20.C3
XT0342:1 | SC | PA07031 | BLU | 16 | 20.A2 | PA0703:1 | METER PANEL | 20.A3
XT0342:2 | SC | PA07035 | BLU | 16 | 20.A2 | PA0703:5 | METER PANEL | 20.A3
XT0342:3 | SC | MCTN | BLU | 16 | 20.B2 | SA0740:21 | METER PANEL | 20.B3
XT0342:4 | SC | PA07711 | BLU | 16 | 20.C2 | PA0771:1 | METER PANEL | 20.C3
XT0343:1 | SC | KA018511 | WHT | 16 | 19.C5 | SA0700:23 | METER PANEL | 19.C3
XT0343:2 | SC | KA0333A1 | WHT | 16 | 19.C5 | SA0701:15 | METER PANEL | 19.C2
XT0343:3 | SC | KA9602NC | WHT | 16 | 19.C5 | HL0701: | METER PANEL | 19.C2
XT0343:4 | SC | KA0330A1 | WHT | 16 | 19.C5 | HL0702: | METER PANEL | 19.C2
RS0106:1 | WIM0 | PA07011 | RED | 20 | 19.A4 | PA0701:1 | METER PANEL | 19.A1
RS0106:3 | WIM0 | PA07012 | BLK | 20 | 19.A4 | PA0701:2 | METER PANEL | 19.A1
XT0340:1 | WIM0 | EXCS | SH | 20 | 19.A4 | FLOATING | METER PANEL | 19.A1
XT0340:5 | WVM0 | EXC0 | RED | 20 | 19.A5 | PV0701:1 | METER PANEL | 19.A1
XT0340:6 | WVM0 | EXC2 | BLK | 20 | 19.B5 | PV0701:2 | METER PANEL | 19.A1
XT0340:7 | WVM0 | EXCS | SH | 20 | 19.B5 | FLOATING | METER PANEL | 19.B1
XY0140:BNC2 | W1419A | XY0140 | COAX | RG6/U | 3.C2 | XY0190:BNC1 | PWR DISTRIBUTION RAIL | 4.A2
XY0141:BNC2 | W1419B | XY0141 | COAX | RG6/U | 3.C2 | XY0191:BNC1 | PWR DISTRIBUTION RAIL | 4.A2
PEG0140:00 | SC | PEG0140G | GRN/YEL | 8 | 5.B3 | PEG0130:5 | TURBINE PANEL A | 5.B4
XT0332:1 | SC | FU0138 | WHT | 12 | 23.B2 | XT0138:4 | TURBINE PANEL A | 16.B3
XT0334:1 | SC | 0V | WHT | 12 | 23.C2 | XT0134:4 | TURBINE PANEL A | 16.B3
KA0123:21 | SC | KM4100EN | WHT | 20 | 73.A5 | XT0240A:4 | TURBINE PANEL B | 73.A5
KA0123:22 | SC | KA012322 | WHT | 20 | 73.A5 | KA0246:11 | TURBINE PANEL B | 73.A6
XT0336:1 | SC | ESTOP | WHT | 20 | 23.C4 | XT0240A:5 | TURBINE PANEL B | 18.B3
SolarTools ver. 24.0.84.24712 (Jul 31, 2025)
Report date: 2/18/2026 9:07 AM

## GENERATOR VIBRATION PANEL
GENERATOR VIBRATION PANEL
Project # | 3J821
Project Name | PC SOGT
Revision | J
Controls DE | J. FIGUEROA
Phone: | 2096
Controls ME | J.Shih
Phone: | 7765
From | [5 empty] | To
Device ID | Cable (W) Conductor (SC) Jumper Clip (JC) | Wire No. | Wire ID | Gauge/Size | Page/Zone | Device ID | Location | Page/Zone
XT0180:1 | JC | 0V1 | CLIP | --- | 11.D2 | XT0180:2 | GENERATOR VIBRATION PANEL | 11.D2
AF0182:07 | SC | JP4 | VIO | 20 | 94.A7 | AF0182:42 | GENERATOR VIBRATION PANEL | 94.A7
AF0182:08 | SC | JP7 | VIO | 20 | 94.B7 | AF0182:43 | GENERATOR VIBRATION PANEL | 94.B7
AF0182:14 | SC | JP5 | VIO | 20 | 94.A7 | AF0182:49 | GENERATOR VIBRATION PANEL | 94.A7
AF0182:15 | SC | JP6 | VIO | 20 | 94.B7 | AF0182:50 | GENERATOR VIBRATION PANEL | 94.B7
AF0180:02 | SC | 018002 | WHT | 20 | 94.C7 | KA0181:A1 | GENERATOR VIBRATION PANEL | 94.C5
AF0180:04 | SC | 018004 | WHT | 20 | 94.C7 | KA0182:A1 | GENERATOR VIBRATION PANEL | 94.C5
AF0180:06 | SC | 018006 | WHT | 20 | 94.D7 | KA0183:A1 | GENERATOR VIBRATION PANEL | 94.D5
AF0180:16 | SC | AU0180N | WHT | 20 | 11.C4 | AU0180:COM | GENERATOR VIBRATION PANEL | 11.C3
AF0180:18 | SC | 018018 | WHT | 20 | 94.C7 | KA0181:A2 | GENERATOR VIBRATION PANEL | 94.C5
AF0180:19 | SC | 018019 | WHT | 20 | 94.C7 | KA0182:A2 | GENERATOR VIBRATION PANEL | 94.C5
AF0180:20 | SC | 018020 | WHT | 20 | 94.D7 | KA0183:A2 | GENERATOR VIBRATION PANEL | 94.D5
AF0180:34 | SC | AU0180P | WHT | 20 | 11.C4 | AU0180:V+ | GENERATOR VIBRATION PANEL | 11.C3
AF0181:00 | SC | 018100 | WHT | 20 | 92.A7 | KA9810:A2 | GENERATOR VIBRATION PANEL | 92.A5
AF0181:01 | SC | 018101 | WHT | 20 | 92.A7 | KA9811:A1 | GENERATOR VIBRATION PANEL | 92.A5
AF0181:02 | SC | 018102 | WHT | 20 | 92.B7 | KA9812:A1 | GENERATOR VIBRATION PANEL | 92.B5
AF0181:03 | SC | 018103 | WHT | 20 | 92.C7 | KA9813:A1 | GENERATOR VIBRATION PANEL | 92.C5
AF0181:04 | SC | 018104 | WHT | 20 | 92.C7 | KA9814:A1 | GENERATOR VIBRATION PANEL | 92.C5
AF0181:05 | SC | 018105 | WHT | 20 | 92.D7 | KA9815:A1 | GENERATOR VIBRATION PANEL | 92.D5
AF0181:06 | SC | 018106 | WHT | 20 | 93.A7 | KA9816:A2 | GENERATOR VIBRATION PANEL | 93.A5
AF0181:07 | SC | 018107 | WHT | 20 | 93.A7 | KA9817:A1 | GENERATOR VIBRATION PANEL | 93.A5
AF0181:08 | SC | 018108 | WHT | 20 | 93.B7 | KA9818:A1 | GENERATOR VIBRATION PANEL | 93.B5
AF0181:09 | SC | 018109 | WHT | 20 | 93.C7 | KA9819:A1 | GENERATOR VIBRATION PANEL | 93.C5
AF0181:10 | SC | 018110 | WHT | 20 | 93.C7 | KA98110:A1 | GENERATOR VIBRATION PANEL | 93.C5
AF0181:16 | SC | 0V1 | WHT | 14 | 11.C5 | XT0180:2 | GENERATOR VIBRATION PANEL | 11.D2
AF0181:17 | SC | 018117 | WHT | 20 | 92.A7 | KA9810:A1 | GENERATOR VIBRATION PANEL | 92.A5
AF0181:18 | SC | 018118 | WHT | 20 | 92.A7 | KA9811:A2 | GENERATOR VIBRATION PANEL | 92.A5
AF0181:19 | SC | 018119 | WHT | 20 | 92.B7 | KA9812:A2 | GENERATOR VIBRATION PANEL | 92.B5
AF0181:20 | SC | 018120 | WHT | 20 | 92.C7 | KA9813:A2 | GENERATOR VIBRATION PANEL | 92.C5
AF0181:21 | SC | 018121 | WHT | 20 | 92.C7 | KA9814:A2 | GENERATOR VIBRATION PANEL | 92.C5
AF0181:22 | SC | 018122 | WHT | 20 | 92.D7 | KA9815:A2 | GENERATOR VIBRATION PANEL | 92.D5
AF0181:23 | SC | 018123 | WHT | 20 | 93.A7 | KA9816:A1 | GENERATOR VIBRATION PANEL | 93.A5
AF0181:24 | SC | 018124 | WHT | 20 | 93.A7 | KA9817:A2 | GENERATOR VIBRATION PANEL | 93.A5
AF0181:25 | SC | 018125 | WHT | 20 | 93.B7 | KA9818:A2 | GENERATOR VIBRATION PANEL | 93.B5
AF0181:26 | SC | 018126 | WHT | 20 | 93.C7 | KA9819:A2 | GENERATOR VIBRATION PANEL | 93.C5
AF0181:27 | SC | 018127 | WHT | 20 | 93.C7 | KA98110:A2 | GENERATOR VIBRATION PANEL | 93.C5
AF0181:34 | SC | FU0181 | WHT | 14 | 11.C5 | FU0181:LD | GENERATOR VIBRATION PANEL | 11.D3
AF0182:16 | SC | 0V1 | WHT | 14 | 11.C5 | XT0180:2 | GENERATOR VIBRATION PANEL | 11.D2
AF0182:33 | SC | AF0182N | WHT | 20 | 11.C5 | AF0183:16 | GENERATOR VIBRATION PANEL | 11.C6
AF0182:34 | SC | FU0182 | WHT | 14 | 11.C5 | FU0182:LD | GENERATOR VIBRATION PANEL | 11.D3
AF0182:51 | SC | AF0182P | WHT | 20 | 11.C5 | AF0183:34 | GENERATOR VIBRATION PANEL | 11.C6
AF0183:33 | SC | AF0183N | WHT | 20 | 11.C6 | AF0184:16 | GENERATOR VIBRATION PANEL | 11.C6
AF0183:51 | SC | AF0183P | WHT | 20 | 11.C6 | AF0184:34 | GENERATOR VIBRATION PANEL | 11.C6
AU0180:COM | SC | 0V1 | WHT | 14 | 11.C3 | XT0180:1 | GENERATOR VIBRATION PANEL | 11.D2
AU0180:V+ | SC | FU0180 | WHT | 14 | 11.C3 | FU0180:LD | GENERATOR VIBRATION PANEL | 11.D3
FU0180:LI | SC | FU0200LI | WHT | 14 | 11.D3 | FU0181:LI | GENERATOR VIBRATION PANEL | 11.D3
FU0181:LI | SC | FU0200LI | WHT | 14 | 11.D3 | FU0182:LI | GENERATOR VIBRATION PANEL | 11.D3
GR0180: | SC | IEG01304 | GRN/YEL | 14 | 11.D1 | IEG0130:4 | GENERATOR VIBRATION PANEL | 11.D2
GR0181: | SC | GR0181 | GRN/YEL | 14 | 11.D1 | FRAME | GENERATOR VIBRATION PANEL | 11.D2
IEG0130:3 | SC | IEG01303 | GRN/YEL | 14 | 11.D2 | IEG0180: | GENERATOR VIBRATION PANEL | 11.D1
AU0180:A | W0180T | XY0180T | COAX | RG6/U | 3.A3 | XY0180:T | GENERATOR VIBRATION PANEL | 3.A2
AU0180:B | W0181T | XY0181T | COAX | RG6/U | 3.A3 | XY0181:T | GENERATOR VIBRATION PANEL | 3.A2
AF0180:00 | SC | 018000 | WHT | 20 | 89.A7 | KA0180:A1 | GENERATOR PANEL | 89.A5
AF0180:10 | SC | 018010 | WHT | 20 | 89.A7 | KA0185:A1 | GENERATOR PANEL | 89.A5
AF0180:17 | SC | 018017 | WHT | 20 | 89.A7 | KA0180:A2 | GENERATOR PANEL | 89.A5
AF0180:22 | SC | 018022 | WHT | 20 | 89.A7 | KA0364:14 | GENERATOR PANEL | 89.A6
XY0180:BNC2 | W1812A | XY0180 | COAX | RG6/U | 3.A2 | XY0120:BNC1 | GENERATOR PANEL | 3.B2
XY0181:BNC2 | W1812B | XY0181 | COAX | RG6/U | 3.A2 | XY0121:BNC1 | GENERATOR PANEL | 3.B2
IEG0130:2 | SC | IEG01302 | GRN/YEL | 14 | 35.A7 | UV0273:IE | ISOLATOR PANEL 1 | 35.A6
IEG0130:5 | SC | IEG01305 | GRN/YEL | 14 | 35.A5 | UV0272:IE | ISOLATOR PANEL 2 | 35.A5
FU0180:LI | SC | FU0200LI | WHT | 14 | 11.D3 | FU0190:LI | PWR DISTRIBUTION RAIL | 11.C3
XT0180:1 | SC | 0V1 | WHT | 14 | 11.D2 | XT0562:2 | PWR DISTRIBUTION RAIL | 11.B2
IEG0130:00 | SC | IEG0130G | GRN/YEL | 8 | 5.C3 | IEG0000:3 | TURBINE PANEL B | 5.C4
XY0180:BNC1 | W0511A | XY0050 | COAX | RG6/U | 3.A2 | XY0050:BNC2 | TURBINE PANEL B | 2.C3
XY0181:BNC1 | W0511B | XY0051 | COAX | RG6/U | 3.A2 | XY0051:BNC2 | TURBINE PANEL B | 2.C3
SolarTools ver. 24.0.84.24712 (Jul 31, 2025)
Report date: 2/18/2026 9:07 AM

## ISOLATOR PANEL 1
ISOLATOR PANEL 1
Project # | 3J821
Project Name | PC SOGT
Revision | J
Controls DE | J. FIGUEROA
Phone: | 2096
Controls ME | J.Shih
Phone: | 7765
From | [5 empty] | To
Device ID | Cable (W) Conductor (SC) Jumper Clip (JC) | Wire No. | Wire ID | Gauge/Size | Page/Zone | Device ID | Location | Page/Zone
FU0272:LI | SC | UV0271P | WHT | 14 | 35.A6 | UV0271:8+ | ISOLATOR PANEL 1 | 35.A5
GR0272: | SC | RG0272 | GRN/YEL | 14 | 35.A6 | FRAME | ISOLATOR PANEL 1 | 35.A7
GR0273: | SC | RG0273 | GRN/YEL | 14 | 35.A6 | FRAME | ISOLATOR PANEL 1 | 35.A7
UAI1221:1 | SC | TE42192 | WHT | 20 | 71.B5 | UAI1221:3 | ISOLATOR PANEL 1 | 71.B5
UAI1221:2 | SC | TE42193 | WHT | 20 | 71.B5 | UAI1221:5 | ISOLATOR PANEL 1 | 71.B5
UAI1222:1 | SC | TE42392 | WHT | 20 | 71.A5 | UAI1222:3 | ISOLATOR PANEL 1 | 71.A5
UAI1222:2 | SC | TE42393 | WHT | 20 | 71.A5 | UAI1222:5 | ISOLATOR PANEL 1 | 71.A5
UAI9092:7 | WG1X1 | UAI90927 | RED | 20 | 72.B5 | AP0909:SIG | CONSOLE | 72.B7
UAI9092:8 | WG1X1 | UAI90928 | BLK | 20 | 72.B5 | AP0909:COM | CONSOLE | 72.B7
FLOATING | WG1X1 | UAI9092S | SH | 20 | 72.B6 | AP0909:SH | CONSOLE | 72.B7
UAI9091:7 | WG1Y1 | UAI90917 | RED | 20 | 72.B5 | AP0909:SIG | CONSOLE | 72.B7
UAI9091:8 | WG1Y1 | UAI90918 | BLK | 20 | 72.B5 | AP0909:COM | CONSOLE | 72.B7
FLOATING | WG1Y1 | UAI9091S | SH | 20 | 72.B6 | AP0909:SH | CONSOLE | 72.B7
UAI9094:7 | WG2X1 | UAI90947 | RED | 20 | 72.C5 | AP0909:SIG | CONSOLE | 72.C7
UAI9094:8 | WG2X1 | UAI90948 | BLK | 20 | 72.C5 | AP0909:COM | CONSOLE | 72.C7
FLOATING | WG2X1 | UAI9094S | SH | 20 | 72.C6 | AP0909:SH | CONSOLE | 72.C7
UAI9093:7 | WG2Y1 | UAI90937 | RED | 20 | 72.B5 | AP0909:SIG | CONSOLE | 72.B7
UAI9093:8 | WG2Y1 | UAI90938 | BLK | 20 | 72.B5 | AP0909:COM | CONSOLE | 72.B7
FLOATING | WG2Y1 | UAI9093S | SH | 20 | 72.B6 | AP0909:SH | CONSOLE | 72.B7
UAI9021B:7 | WGK1 | UAI9021B7 | RED | 20 | 72.A5 | AP0902:SIG | CONSOLE | 72.A7
UAI9021B:8 | WGK1 | UAI9021B8 | BLK | 20 | 72.A5 | AP0902:COM | CONSOLE | 72.A7
FLOATING | WGK1 | UAI9021BS | SH | 20 | 72.A6 | AP0902:SH | CONSOLE | 72.A7
UAI9042:7 | WGP1X1 | UAI90427 | RED | 20 | 38.B5 | AP0904:SIG | CONSOLE | 38.B7
UAI9042:8 | WGP1X1 | UAI90428 | BLK | 20 | 38.B5 | AP0904:COM | CONSOLE | 38.B7
FLOATING | WGP1X1 | UAI9042S | SH | 20 | 38.B6 | AP0904:SH | CONSOLE | 38.B7
UAI9041:7 | WGP1Y1 | UAI90417 | RED | 20 | 38.B5 | AP0904:SIG | CONSOLE | 38.B7
UAI9041:8 | WGP1Y1 | UAI90418 | BLK | 20 | 38.B5 | AP0904:COM | CONSOLE | 38.B7
FLOATING | WGP1Y1 | UAI9041S | SH | 20 | 38.B6 | AP0904:SH | CONSOLE | 38.B7
UAI9044:7 | WGP2X1 | UAI90447 | RED | 20 | 38.C5 | AP0904:SIG | CONSOLE | 38.C7
UAI9044:8 | WGP2X1 | UAI90448 | BLK | 20 | 38.C5 | AP0904:COM | CONSOLE | 38.C7
FLOATING | WGP2X1 | UAI9044S | SH | 20 | 38.C6 | AP0904:SH | CONSOLE | 38.C7
UAI9043:7 | WGP2Y1 | UAI90437 | RED | 20 | 38.C5 | AP0904:SIG | CONSOLE | 38.C7
UAI9043:8 | WGP2Y1 | UAI90438 | BLK | 20 | 38.C5 | AP0904:COM | CONSOLE | 38.C7
FLOATING | WGP2Y1 | UAI9043S | SH | 20 | 38.C6 | AP0904:SH | CONSOLE | 38.C7
UAI9052:7 | WGP3X1 | UAI90527 | RED | 20 | 38.D5 | AP0905:SIG | CONSOLE | 38.D7
UAI9052:8 | WGP3X1 | UAI90528 | BLK | 20 | 38.D5 | AP0905:COM | CONSOLE | 38.D7
FLOATING | WGP3X1 | UAI9052S | SH | 20 | 38.D6 | AP0905:SH | CONSOLE | 38.D7
UAI9051:7 | WGP3Y1 | UAI90517 | RED | 20 | 38.C5 | AP0905:SIG | CONSOLE | 38.C7
UAI9051:8 | WGP3Y1 | UAI90518 | BLK | 20 | 38.C5 | AP0905:COM | CONSOLE | 38.C7
FLOATING | WGP3Y1 | UAI9051S | SH | 20 | 38.D6 | AP0905:SH | CONSOLE | 38.C7
UAI9021T:7 | WGPK1 | UAI9021T7 | RED | 20 | 38.A5 | AP0902:SIG | CONSOLE | 38.A7
UAI9021T:8 | WGPK1 | UAI9021T8 | BLK | 20 | 38.A5 | AP0902:COM | CONSOLE | 38.A7
FLOATING | WGPK1 | UAI9021TS | SH | 20 | 38.A6 | AP0902:SH | CONSOLE | 38.A7
UAI9053:7 | WGPZ1 | UAI90537 | RED | 20 | 38.D5 | AP0905:SIG | CONSOLE | 38.D7
UAI9053:8 | WGPZ1 | UAI90538 | BLK | 20 | 38.D5 | AP0905:COM | CONSOLE | 38.D7
FLOATING | WGPZ1 | UAI9053S | SH | 20 | 38.D6 | AP0905:SH | CONSOLE | 38.D7
UAI9073:7 | WRGB1 | UAI90737 | RED | 20 | 72.D5 | AP0907:SIG3 | CONSOLE | 72.D7
UAI9073:8 | WRGB1 | UAI90738 | BLK | 20 | 72.D5 | AP0907:COM3 | CONSOLE | 72.D7
FLOATING | WRGB1 | UAI9073S | SH | 20 | 72.D6 | AP0907:SH3 | CONSOLE | 72.D7
UAI1221:+9 | W0121 | 012204 | RED | 20 | 71.B5 | AF0122:04 | GENERATOR PANEL | 71.B7
UAI1221:+10 | W0121 | 012206 | WHT | 20 | 71.B5 | AF0122:06 | GENERATOR PANEL | 71.B7
UAI1221:-11 | W0121 | 012207 | BLK | 20 | 71.B5 | AF0122:07 | GENERATOR PANEL | 71.B7
FLOATING | W0121 | 012240 | SH | 20 | 71.C6 | AF0122:40 | GENERATOR PANEL | 71.B7
UAI1222:+9 | W0122 | 012208 | RED | 20 | 71.A5 | AF0122:08 | GENERATOR PANEL | 71.A7
UAI1222:+10 | W0122 | 012210 | WHT | 20 | 71.A5 | AF0122:10 | GENERATOR PANEL | 71.A7
UAI1222:-11 | W0122 | 012211 | BLK | 20 | 71.A5 | AF0122:11 | GENERATOR PANEL | 71.A7
FLOATING | W0122 | 012241 | SH | 20 | 71.A6 | AF0122:41 | GENERATOR PANEL | 71.A7
UV0273:IE | SC | IEG01302 | GRN/YEL | 14 | 35.A6 | IEG0130:2 | GENERATOR VIBRATION PANEL | 35.A7
UV0271:11+ | SC | UV02718 | WHT | 16 | 35.A5 | UV0272:8+ | ISOLATOR PANEL 2 | 35.A5
UV0271:12- | SC | UV02719 | WHT | 16 | 35.A5 | UV0272:9- | ISOLATOR PANEL 2 | 35.A5
UV0273:11+ | SC | UV027211 | WHT | 16 | 35.A6 | UV0272:11+ | ISOLATOR PANEL 2 | 35.A5
UV0273:12- | SC | UV027212 | WHT | 16 | 35.A6 | UV0272:12- | ISOLATOR PANEL 2 | 35.A5
FU0272:LD | SC | FU0137 | WHT | 14 | 35.A6 | XT0139:2 | TURBINE PANEL A | 16.A4
UV0271:9- | SC | 0V | WHT | 14 | 35.A5 | XT0135:3 | TURBINE PANEL A | 16.B4
UV0271:IE | SC | IEG023013 | GRN/YEL | 14 | 35.A5 | IEG0230:13 | TURBINE PANEL B | 35.A5
UAI0741:+7 | W0741 | 007406 | RED | 20 | 35.B5 | AF0074:06 | TURBINE PANEL B | 35.B7
UAI0741:-8 | W0741 | 007407 | BLK | 20 | 35.B5 | AF0074:07 | TURBINE PANEL B | 35.B7
FLOATING | W0741 | 007440 | SH | 20 | 35.B6 | AF0074:40 | TURBINE PANEL B | 35.B7
UAI0742:+7 | W0742 | 007410 | RED | 20 | 35.B5 | AF0074:10 | TURBINE PANEL B | 35.B7
UAI0742:-8 | W0742 | 007411 | BLK | 20 | 35.B5 | AF0074:11 | TURBINE PANEL B | 35.B7
FLOATING | W0742 | 007441 | SH | 20 | 35.C6 | AF0074:41 | TURBINE PANEL B | 35.B7
UAI0743:+7 | W0743 | 007414 | RED | 20 | 35.C5 | AF0074:14 | TURBINE PANEL B | 35.C7
UAI0743:-8 | W0743 | 007415 | BLK | 20 | 35.C5 | AF0074:15 | TURBINE PANEL B | 35.C7
FLOATING | W0743 | 007442 | SH | 20 | 35.C6 | AF0074:42 | TURBINE PANEL B | 35.C7
UAI0744:+7 | W0744 | 007419 | RED | 20 | 35.C5 | AF0074:19 | TURBINE PANEL B | 35.C7
UAI0744:-8 | W0744 | 007420 | BLK | 20 | 35.C5 | AF0074:20 | TURBINE PANEL B | 35.C7
FLOATING | W0744 | 007443 | SH | 20 | 35.D6 | AF0074:43 | TURBINE PANEL B | 35.C7
UAI0745:+7 | W0745 | 007423 | RED | 20 | 35.D5 | AF0074:23 | TURBINE PANEL B | 35.D7
UAI0745:-8 | W0745 | 007424 | BLK | 20 | 35.D5 | AF0074:24 | TURBINE PANEL B | 35.D7
FLOATING | W0745 | 007444 | SH | 20 | 35.D6 | AF0074:44 | TURBINE PANEL B | 35.D7
UAI0746:+7 | W0746 | 007427 | RED | 20 | 35.D5 | AF0074:27 | TURBINE PANEL B | 35.D7
UAI0746:-8 | W0746 | 007428 | BLK | 20 | 35.D5 | AF0074:28 | TURBINE PANEL B | 35.D7
FLOATING | W0746 | 007445 | SH | 20 | 35.D6 | AF0074:45 | TURBINE PANEL B | 35.D7
UAI0747:+7 | W0747 | 007431 | RED | 20 | 36.A5 | AF0074:31 | TURBINE PANEL B | 36.A7
UAI0747:-8 | W0747 | 007432 | BLK | 20 | 36.A5 | AF0074:32 | TURBINE PANEL B | 36.A7
FLOATING | W0747 | 007433 | SH | 20 | 36.A6 | AF0074:33 | TURBINE PANEL B | 36.A7
UAI0750:+7 | W0750 | 007502 | RED | 20 | 36.B5 | AF0075:02 | TURBINE PANEL B | 36.B7
UAI0750:-8 | W0750 | 007503 | BLK | 20 | 36.B5 | AF0075:03 | TURBINE PANEL B | 36.B7
FLOATING | W0750 | 007516 | SH | 20 | 36.B6 | AF0075:16 | TURBINE PANEL B | 36.B7
UAI0751:+7 | W0751 | 007506 | RED | 20 | 36.B5 | AF0075:06 | TURBINE PANEL B | 36.B7
UAI0751:-8 | W0751 | 007507 | BLK | 20 | 36.B5 | AF0075:07 | TURBINE PANEL B | 36.B7
FLOATING | W0751 | 007540 | SH | 20 | 36.B6 | AF0075:40 | TURBINE PANEL B | 36.B7
UAI0752:+7 | W0752 | 007510 | RED | 20 | 36.C5 | AF0075:10 | TURBINE PANEL B | 36.C7
UAI0752:-8 | W0752 | 007511 | BLK | 20 | 36.C5 | AF0075:11 | TURBINE PANEL B | 36.C7
FLOATING | W0752 | 007541 | SH | 20 | 36.C6 | AF0075:41 | TURBINE PANEL B | 36.C7
UAI0753:+7 | W0753 | 007514 | RED | 20 | 36.C5 | AF0075:14 | TURBINE PANEL B | 36.C7
UAI0753:-8 | W0753 | 007515 | BLK | 20 | 36.C5 | AF0075:15 | TURBINE PANEL B | 36.C7
FLOATING | W0753 | 007542 | SH | 20 | 36.C6 | AF0075:42 | TURBINE PANEL B | 36.C7
UAI0754:+7 | W0754 | 007519 | RED | 20 | 36.C5 | AF0075:19 | TURBINE PANEL B | 36.C7
UAI0754:-8 | W0754 | 007520 | BLK | 20 | 36.C5 | AF0075:20 | TURBINE PANEL B | 36.C7
FLOATING | W0754 | 007543 | SH | 20 | 36.D6 | AF0075:43 | TURBINE PANEL B | 36.C7
UAI0755:+7 | W0755 | 007523 | RED | 20 | 37.A5 | AF0075:23 | TURBINE PANEL B | 37.A7
UAI0755:-8 | W0755 | 007524 | BLK | 20 | 37.A5 | AF0075:24 | TURBINE PANEL B | 37.A7
FLOATING | W0755 | 007544 | SH | 20 | 37.B6 | AF0075:44 | TURBINE PANEL B | 37.A7
UAI0756:+7 | W0756 | 007527 | RED | 20 | 37.B5 | AF0075:27 | TURBINE PANEL B | 37.B7
UAI0756:-8 | W0756 | 007528 | BLK | 20 | 37.B5 | AF0075:28 | TURBINE PANEL B | 37.B7
FLOATING | W0756 | 007545 | SH | 20 | 37.B6 | AF0075:45 | TURBINE PANEL B | 37.B7
UAI0757:+7 | W0757 | 007531 | RED | 20 | 37.B5 | AF0075:31 | TURBINE PANEL B | 37.B7
UAI0757:-8 | W0757 | 007532 | BLK | 20 | 37.B5 | AF0075:32 | TURBINE PANEL B | 37.B7
FLOATING | W0757 | 007533 | SH | 20 | 37.B6 | AF0075:33 | TURBINE PANEL B | 37.B7
SolarTools ver. 24.0.84.24712 (Jul 31, 2025)
Report date: 2/18/2026 9:07 AM

## ISOLATOR PANEL 2
ISOLATOR PANEL 2
Project # | 3J821
Project Name | PC SOGT
Revision | J
Controls DE | J. FIGUEROA
Phone: | 2096
Controls ME | J.Shih
Phone: | 7765
From | [5 empty] | To
Device ID | Cable (W) Conductor (SC) Jumper Clip (JC) | Wire No. | Wire ID | Gauge/Size | Page/Zone | Device ID | Location | Page/Zone
AP0291:- | SC | 0V | WHT | 14 | 6.D4 | XT0291:2 | ISOLATOR PANEL 2 | 6.D5
AP0291:+ | SC | FU0291 | WHT | 14 | 6.D4 | XT0291:1 | ISOLATOR PANEL 2 | 6.D5
FU0291:LD | SC | FU0291 | WHT | 14 | 6.D5 | XT0291:1 | ISOLATOR PANEL 2 | 6.D5
GR0291: | SC | GR0291 | GRN/YEL | 14 | 6.D5 | FRAME | ISOLATOR PANEL 2 | 6.D6
GR0292: | SC | GR0292 | GRN/YEL | 14 | 6.D5 | FRAME | ISOLATOR PANEL 2 | 6.D6
UAI0830:1 | SC | TE21602 | WHT | 20 | 45.D5 | UAI0830:3 | ISOLATOR PANEL 2 | 45.D5
UAI0830:2 | SC | TE21603 | WHT | 20 | 45.D5 | UAI0830:5 | ISOLATOR PANEL 2 | 45.D5
UAI0831:1 | SC | TE12602 | WHT | 20 | 34.B5 | UAI0831:3 | ISOLATOR PANEL 2 | 34.B5
UAI0831:2 | SC | TE12603 | WHT | 20 | 34.B5 | UAI0831:5 | ISOLATOR PANEL 2 | 34.B5
UAI0833:1 | SC | TE35202 | WHT | 20 | 57.A5 | UAI0833:3 | ISOLATOR PANEL 2 | 57.A5
UAI0833:2 | SC | TE35203 | WHT | 20 | 57.A5 | UAI0833:5 | ISOLATOR PANEL 2 | 57.A5
UAI0835:1 | SC | TE11102 | WHT | 20 | 33.A5 | UAI0835:3 | ISOLATOR PANEL 2 | 33.A5
UAI0835:2 | SC | TE11103 | WHT | 20 | 33.A5 | UAI0835:5 | ISOLATOR PANEL 2 | 33.A5
UAI0836:1 | SC | AP11702 | WHT | 20 | 37.A5 | UAI0836:3 | ISOLATOR PANEL 2 | 37.A5
UAI0836:2 | SC | AP11703 | WHT | 20 | 37.A5 | UAI0836:5 | ISOLATOR PANEL 2 | 37.A5
UAI0837:1 | SC | AP11002 | WHT | 20 | 35.A5 | UAI0837:3 | ISOLATOR PANEL 2 | 35.A5
UAI0837:2 | SC | AP11003 | WHT | 20 | 35.A5 | UAI0837:5 | ISOLATOR PANEL 2 | 35.A5
UAI0840:1 | SC | TE32002 | WHT | 20 | 58.A5 | UAI0840:3 | ISOLATOR PANEL 2 | 58.A5
UAI0840:2 | SC | TE32003 | WHT | 20 | 58.A5 | UAI0840:5 | ISOLATOR PANEL 2 | 58.A5
UAI0841:1 | SC | TE31002 | WHT | 20 | 58.A5 | UAI0841:3 | ISOLATOR PANEL 2 | 58.A5
UAI0841:2 | SC | TE31003 | WHT | 20 | 58.A5 | UAI0841:5 | ISOLATOR PANEL 2 | 58.A5
UAI0842:1 | SC | TE32202 | WHT | 20 | 64.A5 | UAI0842:3 | ISOLATOR PANEL 2 | 64.A5
UAI0842:2 | SC | TE32203 | WHT | 20 | 64.A5 | UAI0842:5 | ISOLATOR PANEL 2 | 64.A5
UAI0843:1 | SC | TE32402 | WHT | 20 | 64.A5 | UAI0843:3 | ISOLATOR PANEL 2 | 64.A5
UAI0843:2 | SC | TE32403 | WHT | 20 | 64.A5 | UAI0843:5 | ISOLATOR PANEL 2 | 64.A5
UAI0844:1 | SC | TE61102 | WHT | 20 | 84.C5 | UAI0844:3 | ISOLATOR PANEL 2 | 84.C5
UAI0844:2 | SC | TE61103 | WHT | 20 | 84.C5 | UAI0844:5 | ISOLATOR PANEL 2 | 84.C5
UAI0847:1 | SC | TE21202 | WHT | 20 | 43.D5 | UAI0847:3 | ISOLATOR PANEL 2 | 43.D5
UAI0847:2 | SC | TE21203 | WHT | 20 | 43.D5 | UAI0847:5 | ISOLATOR PANEL 2 | 43.D5
UAI1225:1 | SC | TE42012 | WHT | 20 | 70.A5 | UAI1225:3 | ISOLATOR PANEL 2 | 70.A5
UAI1225:2 | SC | TE42013 | WHT | 20 | 70.A5 | UAI1225:5 | ISOLATOR PANEL 2 | 70.A5
UAI1226:1 | SC | TE42022 | WHT | 20 | 70.B5 | UAI1226:3 | ISOLATOR PANEL 2 | 70.B5
UAI1226:2 | SC | TE42023 | WHT | 20 | 70.B5 | UAI1226:5 | ISOLATOR PANEL 2 | 70.B5
UAI1227:1 | SC | TE42032 | WHT | 20 | 70.C5 | UAI1227:3 | ISOLATOR PANEL 2 | 70.C5
UAI1227:2 | SC | TE42033 | WHT | 20 | 70.C5 | UAI1227:5 | ISOLATOR PANEL 2 | 70.C5
UAI1225:+9 | W1225 | 012221 | RED | 20 | 70.A5 | AF0122:21 | GENERATOR PANEL | 70.A7
UAI1225:+10 | W1225 | 012223 | WHT | 20 | 70.A5 | AF0122:23 | GENERATOR PANEL | 70.A7
UAI1225:-11 | W1225 | 012224 | BLK | 20 | 70.A5 | AF0122:24 | GENERATOR PANEL | 70.A7
FLOATING | W1225 | 012244 | SH | 20 | 70.A6 | AF0122:44 | GENERATOR PANEL | 70.A7
UAI1226:+9 | W1226 | 012225 | RED | 20 | 70.B5 | AF0122:25 | GENERATOR PANEL | 70.B7
UAI1226:+10 | W1226 | 012227 | WHT | 20 | 70.B5 | AF0122:27 | GENERATOR PANEL | 70.B7
UAI1226:-11 | W1226 | 012228 | BLK | 20 | 70.B5 | AF0122:28 | GENERATOR PANEL | 70.B7
FLOATING | W1226 | 012245 | SH | 20 | 70.B6 | AF0122:45 | GENERATOR PANEL | 70.B7
UAI1227:+9 | W1227 | 012229 | RED | 20 | 70.C5 | AF0122:29 | GENERATOR PANEL | 70.C7
UAI1227:+10 | W1227 | 012231 | WHT | 20 | 70.C5 | AF0122:31 | GENERATOR PANEL | 70.C7
UAI1227:-11 | W1227 | 012232 | BLK | 20 | 70.C5 | AF0122:32 | GENERATOR PANEL | 70.C7
FLOATING | W1227 | 012233 | SH | 20 | 70.C6 | AF0122:33 | GENERATOR PANEL | 70.C7
UV0272:IE | SC | IEG01305 | GRN/YEL | 14 | 35.A5 | IEG0130:5 | GENERATOR VIBRATION PANEL | 35.A5
UV0272:11+ | SC | UV027211 | WHT | 16 | 35.A5 | UV0273:11+ | ISOLATOR PANEL 1 | 35.A6
UV0272:12- | SC | UV027212 | WHT | 16 | 35.A5 | UV0273:12- | ISOLATOR PANEL 1 | 35.A6
UV0272:8+ | SC | UV02718 | WHT | 16 | 35.A5 | UV0271:11+ | ISOLATOR PANEL 1 | 35.A5
UV0272:9- | SC | UV02719 | WHT | 16 | 35.A5 | UV0271:12- | ISOLATOR PANEL 1 | 35.A5
FU0291:LI | SC | FU0138 | WHT | 14 | 6.D5 | XT0138:3 | TURBINE PANEL A | 16.A3
UAI0906:10 | SC | 009042 | WHT | 20 | 45.B5 | AF0090:42 | TURBINE PANEL A | 45.B7
UAI0906:11 | SC | 009007 | WHT | 20 | 45.B5 | AF0090:07 | TURBINE PANEL A | 45.B7
UAI0906:7 | SC | 009041 | WHT | 20 | 45.A5 | AF0090:41 | TURBINE PANEL A | 45.A7
UAI0906:8 | SC | 009006 | WHT | 20 | 45.A5 | AF0090:06 | TURBINE PANEL A | 45.A7
UAI0908:10 | SC | 009044 | WHT | 20 | 45.D5 | AF0090:44 | TURBINE PANEL A | 45.D7
UAI0908:11 | SC | 009009 | WHT | 20 | 45.D5 | AF0090:09 | TURBINE PANEL A | 45.D7
UAI0908:7 | SC | 009043 | WHT | 20 | 45.C5 | AF0090:43 | TURBINE PANEL A | 45.C7
UAI0908:8 | SC | 009008 | WHT | 20 | 45.C5 | AF0090:08 | TURBINE PANEL A | 45.C7
XT0291:2 | SC | 0V | WHT | 14 | 6.D5 | XT0134:3 | TURBINE PANEL A | 16.B3
UAI0830:+9 | W0830 | 008300 | RED | 20 | 45.D5 | AF0083:00 | TURBINE PANEL A | 45.D7
UAI0830:+10 | W0830 | 008302 | WHT | 20 | 45.D5 | AF0083:02 | TURBINE PANEL A | 45.D7
UAI0830:-11 | W0830 | 008303 | BLK | 20 | 45.D5 | AF0083:03 | TURBINE PANEL A | 45.D7
FLOATING | W0830 | 008316 | SH | 20 | 45.D6 | AF0083:16 | TURBINE PANEL A | 45.D7
UAI0831:+9 | W0831 | 008304 | RED | 20 | 34.B5 | AF0083:04 | TURBINE PANEL A | 34.B7
UAI0831:+10 | W0831 | 008306 | WHT | 20 | 34.B5 | AF0083:06 | TURBINE PANEL A | 34.B7
UAI0831:-11 | W0831 | 008307 | BLK | 20 | 34.B5 | AF0083:07 | TURBINE PANEL A | 34.B7
FLOATING | W0831 | 008340 | SH | 20 | 34.B6 | AF0083:40 | TURBINE PANEL A | 34.B7
UAI0833:+9 | W0833 | 008312 | RED | 20 | 57.A5 | AF0083:12 | TURBINE PANEL A | 57.A7
UAI0833:+10 | W0833 | 008314 | WHT | 20 | 57.A5 | AF0083:14 | TURBINE PANEL A | 57.A7
UAI0833:-11 | W0833 | 008315 | BLK | 20 | 57.A5 | AF0083:15 | TURBINE PANEL A | 57.A7
FLOATING | W0833 | 008342 | SH | 20 | 57.B6 | AF0083:42 | TURBINE PANEL A | 57.A7
UAI0835:+9 | W0835 | 008321 | RED | 20 | 33.A5 | AF0083:21 | TURBINE PANEL A | 33.A7
UAI0835:+10 | W0835 | 008323 | WHT | 20 | 33.A5 | AF0083:23 | TURBINE PANEL A | 33.A7
UAI0835:-11 | W0835 | 008324 | BLK | 20 | 33.A5 | AF0083:24 | TURBINE PANEL A | 33.A7
FLOATING | W0835 | 008344 | SH | 20 | 33.A6 | AF0083:44 | TURBINE PANEL A | 33.A7
UAI0836:+9 | W0836 | 008325 | RED | 20 | 37.A5 | AF0083:25 | TURBINE PANEL A | 37.A7
UAI0836:+10 | W0836 | 008327 | WHT | 20 | 37.A5 | AF0083:27 | TURBINE PANEL A | 37.A7
UAI0836:-11 | W0836 | 008328 | BLK | 20 | 37.A5 | AF0083:28 | TURBINE PANEL A | 37.A7
FLOATING | W0836 | 008345 | SH | 20 | 37.A6 | AF0083:45 | TURBINE PANEL A | 37.A7
UAI0837:+9 | W0837 | 008329 | RED | 20 | 35.A5 | AF0083:29 | TURBINE PANEL A | 35.A7
UAI0837:+10 | W0837 | 008331 | WHT | 20 | 35.A5 | AF0083:31 | TURBINE PANEL A | 35.A7
UAI0837:-11 | W0837 | 008332 | BLK | 20 | 35.A5 | AF0083:32 | TURBINE PANEL A | 35.A7
FLOATING | W0837 | 008333 | SH | 20 | 35.B6 | AF0083:33 | TURBINE PANEL A | 35.A7
UAI0840:+9 | W0840 | 008400 | RED | 20 | 58.A5 | AF0084:00 | TURBINE PANEL A | 58.A7
UAI0840:+10 | W0840 | 008402 | WHT | 20 | 58.A5 | AF0084:02 | TURBINE PANEL A | 58.A7
UAI0840:-11 | W0840 | 008403 | BLK | 20 | 58.A5 | AF0084:03 | TURBINE PANEL A | 58.A7
FLOATING | W0840 | 008416 | SH | 20 | 58.A6 | AF0084:16 | TURBINE PANEL A | 58.A7
UAI0841:+9 | W0841 | 008404 | RED | 20 | 58.A5 | AF0084:04 | TURBINE PANEL A | 58.A7
UAI0841:+10 | W0841 | 008406 | WHT | 20 | 58.A5 | AF0084:06 | TURBINE PANEL A | 58.A7
UAI0841:-11 | W0841 | 008407 | BLK | 20 | 58.A5 | AF0084:07 | TURBINE PANEL A | 58.A7
FLOATING | W0841 | 008440 | SH | 20 | 58.B6 | AF0084:40 | TURBINE PANEL A | 58.A7
UAI0842:+9 | W0842 | 008408 | RED | 20 | 64.A5 | AF0084:08 | TURBINE PANEL A | 64.A7
UAI0842:+10 | W0842 | 008410 | WHT | 20 | 64.A5 | AF0084:10 | TURBINE PANEL A | 64.A7
UAI0842:-11 | W0842 | 008411 | BLK | 20 | 64.A5 | AF0084:11 | TURBINE PANEL A | 64.A7
FLOATING | W0842 | 008441 | SH | 20 | 64.A6 | AF0084:41 | TURBINE PANEL A | 64.A7
UAI0843:+9 | W0843 | 008412 | RED | 20 | 64.A5 | AF0084:12 | TURBINE PANEL A | 64.A7
UAI0843:+10 | W0843 | 008414 | WHT | 20 | 64.A5 | AF0084:14 | TURBINE PANEL A | 64.A7
UAI0843:-11 | W0843 | 008415 | BLK | 20 | 64.A5 | AF0084:15 | TURBINE PANEL A | 64.A7
FLOATING | W0843 | 008442 | SH | 20 | 64.B6 | AF0084:42 | TURBINE PANEL A | 64.A7
UAI0844:+9 | W0844 | 008417 | RED | 20 | 84.C5 | AF0084:17 | TURBINE PANEL A | 84.C7
UAI0844:+10 | W0844 | 008419 | WHT | 20 | 84.C5 | AF0084:19 | TURBINE PANEL A | 84.C7
UAI0844:-11 | W0844 | 008420 | BLK | 20 | 84.C5 | AF0084:20 | TURBINE PANEL A | 84.C7
FLOATING | W0844 | 008443 | SH | 20 | 84.C6 | AF0084:43 | TURBINE PANEL A | 84.C7
UAI0847:+9 | W0847 | 008429 | RED | 20 | 43.D5 | AF0084:29 | TURBINE PANEL A | 43.D7
UAI0847:+10 | W0847 | 008431 | WHT | 20 | 43.D5 | AF0084:31 | TURBINE PANEL A | 43.D7
UAI0847:-11 | W0847 | 008432 | BLK | 20 | 43.D5 | AF0084:32 | TURBINE PANEL A | 43.D7
FLOATING | W0847 | 008433 | SH | 20 | 43.D6 | AF0084:33 | TURBINE PANEL A | 43.D7
AP0291:O:A12+ | W0851 | 008537 | RED | 20 | 59.A5 | AF0085:37 | TURBINE PANEL A | 59.A7
AP0291:O:C12- | W0851 | 008502 | BLK | 20 | 59.A5 | AF0085:02 | TURBINE PANEL A | 59.A7
AP0291:O:B12S | W0851 | 00851S | SH | 20 | 59.A5 | IEG0080: | TURBINE PANEL A | 59.A6
AP0291:O:A20+ | W0852 | 008539 | RED | 20 | 37.D5 | AF0085:39 | TURBINE PANEL A | 37.D7
AP0291:O:C20- | W0852 | 008504 | BLK | 20 | 37.D5 | AF0085:04 | TURBINE PANEL A | 37.D7
AP0291:O:B20S | W0852 | 00852S | SH | 20 | 37.D5 | IEG0080: | TURBINE PANEL A | 37.D6
AP0291:O:A15+ | W0853 | 008541 | RED | 20 | 59.C5 | AF0085:41 | TURBINE PANEL A | 59.C7
AP0291:O:C15- | W0853 | 008506 | BLK | 20 | 59.C5 | AF0085:06 | TURBINE PANEL A | 59.C7
AP0291:O:B15S | W0853 | 00853S | SH | 20 | 59.C5 | IEG0080: | TURBINE PANEL A | 59.C6
AP0291:O:A13+ | W0854 | 008543 | RED | 20 | 59.A5 | AF0085:43 | TURBINE PANEL A | 59.A7
AP0291:O:C13- | W0854 | 008508 | BLK | 20 | 59.A5 | AF0085:08 | TURBINE PANEL A | 59.A7
AP0291:O:B13S | W0854 | 00854S | SH | 20 | 59.A5 | IEG0080: | TURBINE PANEL A | 59.B6
AP0291:O:A2+ | W0855 | 008545 | RED | 20 | 33.C5 | AF0085:45 | TURBINE PANEL A | 33.C7
AP0291:O:C2- | W0855 | 008510 | BLK | 20 | 33.C5 | AF0085:10 | TURBINE PANEL A | 33.C7
AP0291:O:B2S | W0855 | 00855S | SH | 20 | 33.C5 | IEG0080: | TURBINE PANEL A | 33.C6
AP0291:O:A14+ | W0856 | 008547 | RED | 20 | 59.B5 | AF0085:47 | TURBINE PANEL A | 59.B7
AP0291:O:C14- | W0856 | 008512 | BLK | 20 | 59.B5 | AF0085:12 | TURBINE PANEL A | 59.B7
AP0291:O:B14S | W0856 | 00856S | SH | 20 | 59.B5 | IEG0080: | TURBINE PANEL A | 59.B6
AP0291:O:A18+ | W0861 | 008637 | RED | 20 | 84.A5 | AF0086:37 | TURBINE PANEL A | 84.A7
AP0291:O:C18- | W0861 | 008602 | BLK | 20 | 84.A5 | AF0086:02 | TURBINE PANEL A | 84.A7
AP0291:O:B18S | W0861 | 00861S | SH | 20 | 84.A5 | IEG0080: | TURBINE PANEL A | 84.B6
AP0291:O:A19+ | W0862 | 008639 | RED | 20 | 88.A5 | AF0086:39 | TURBINE PANEL A | 88.A7
AP0291:O:C19- | W0862 | 008604 | BLK | 20 | 88.A5 | AF0086:04 | TURBINE PANEL A | 88.A7
AP0291:O:B19S | W0862 | 00862S | SH | 20 | 88.A5 | IEG0080: | TURBINE PANEL A | 88.A6
AP0291:0:A17+ | W0863 | 008641 | RED | 20 | 84.A5 | AF0086:41 | TURBINE PANEL A | 84.A7
AP0291:O:C17- | W0863 | 008606 | BLK | 20 | 84.A5 | AF0086:06 | TURBINE PANEL A | 84.A7
AP0291:O:B17S | W0863 | 00863S | SH | 20 | 84.A5 | IEG0080: | TURBINE PANEL A | 84.A6
AP0291:O:A23+ | W0864 | 008643 | RED | 20 | 63.C5 | AF0086:43 | TURBINE PANEL A | 63.C7
AP0291:O:C23- | W0864 | 008608 | BLK | 20 | 63.C5 | AF0086:08 | TURBINE PANEL A | 63.C7
AP0291:O:B23S | W0864 | 00864S | SH | 20 | 63.C5 | IEG0080: | TURBINE PANEL A | 63.C6
AP0291:O:A21+ | W0866 | 008612 | WHT | 20 | 51.C5 | AF0086:12 | TURBINE PANEL A | 51.C7
AP0291:O:C21- | W0866 | 008629 | BLK | 20 | 51.C5 | AF0086:29 | TURBINE PANEL A | 51.C7
AP0291:O:B21S | W0866 | 00866S | SH | 20 | 51.C5 | IEG0080: | TURBINE PANEL A | 51.C6
XT0290:2 | W0866 | 008647 | RED | 20 | 51.C5 | AF0086:47 | TURBINE PANEL A | 51.C7
AP0291:O:A5+ | W0867 | 008649 | RED | 20 | 43.A5 | AF0086:49 | TURBINE PANEL A | 43.A7
AP0291:O:C5- | W0867 | 008614 | BLK | 20 | 43.A5 | AF0086:14 | TURBINE PANEL A | 43.A7
AP0291:O:B5S | W0867 | 00867S | SH | 20 | 43.A5 | IEG0080: | TURBINE PANEL A | 43.A6
AP0291:SH(OUT) | SC | IEG023012 | GRN/YEL | 14 | 6.D4 | IEG0230:12 | TURBINE PANEL B | 6.D4
AP0291:O:A31+ | W0540 | 005435 | RED | 20 | 52.B5 | AF0054:35 | TURBINE PANEL B | 52.B7
AP0291:O:C31- | W0540 | 005400 | BLK | 20 | 52.B5 | AF0054:00 | TURBINE PANEL B | 52.B7
AP0291:O:B31S | W0540 | 0054S | SH | 20 | 52.B5 | IEG0050: | TURBINE PANEL B | 52.B6
AP0291:O:A22+ | W0542 | 005404 | WHT | 20 | 46.C5 | AF0054:04 | TURBINE PANEL B | 46.C7
AP0291:O:C22- | W0542 | 005421 | BLK | 20 | 46.C5 | AF0054:21 | TURBINE PANEL B | 46.C7
AP0291:O:B22S | W0542 | 00542S | SH | 20 | 46.C5 | IEG0050: | TURBINE PANEL B | 46.C6
XT0290:1 | W0542 | 005439 | RED | 20 | 46.C5 | AF0054:39 | TURBINE PANEL B | 46.C7
AP0291:O:A8+ | W0550 | 005535 | RED | 20 | 46.A5 | AF0055:35 | TURBINE PANEL B | 46.A7
AP0291:O:C8- | W0550 | 005500 | BLK | 20 | 46.A5 | AF0055:00 | TURBINE PANEL B | 46.A7
AP0291:O:B8S | W0550 | 00550S | SH | 20 | 46.A5 | IEG0050: | TURBINE PANEL B | 46.A6
AP0291:O:A9+ | W0551 | 005537 | RED | 20 | 46.A5 | AF0055:37 | TURBINE PANEL B | 46.A7
AP0291:O:C9- | W0551 | 005502 | BLK | 20 | 46.A5 | AF0055:02 | TURBINE PANEL B | 46.A7
AP0291:O:B9S | W0551 | 00551S | SH | 20 | 46.A5 | IEG0050: | TURBINE PANEL B | 46.A6
AP0291:O:A11+ | W0555 | 005545 | RED | 20 | 51.B5 | AF0055:45 | TURBINE PANEL B | 51.B7
AP0291:O:C11- | W0555 | 005510 | BLK | 20 | 51.B5 | AF0055:10 | TURBINE PANEL B | 51.B7
AP0291:O:B11S | W0555 | 00555S | SH | 20 | 51.B5 | IEG0050: | TURBINE PANEL B | 51.B6
AP0291:O:A16+ | W0646 | 006447 | RED | 20 | 74.A5 | AF0064:47 | TURBINE PANEL B | 74.A7
AP0291:O:C16- | W0646 | 006412 | BLK | 20 | 74.A5 | AF0064:12 | TURBINE PANEL B | 74.A7
AP0291:O:B16S | W0646 | 00646S | SH | 20 | 74.A5 | IEG0060: | TURBINE PANEL B | 74.A6
AP0291:O:A7+ | W0650 | 006535 | RED | 20 | 43.B5 | AF0065:35 | TURBINE PANEL B | 43.B7
AP0291:O:C7- | W0650 | 006500 | BLK | 20 | 43.B5 | AF0065:00 | TURBINE PANEL B | 43.B7
AP0291:O:B7S | W0650 | 00650S | SH | 20 | 43.B5 | IEG0060: | TURBINE PANEL B | 43.B6
AP0291:O:A3+ | W0651 | 006537 | RED | 20 | 40.A5 | AF0065:37 | TURBINE PANEL B | 40.A7
AP0291:O:C3- | W0651 | 006504 | BLK | 20 | 40.A5 | AF0065:04 | TURBINE PANEL B | 40.A7
AP0291:O:B3S | W0651 | 00651S | SH | 20 | 40.A5 | IEG0060: | TURBINE PANEL B | 40.A6
AP0291:O:A1+ | W072I0 | 007235 | RED | 20 | 28.B5 | AF0072:35 | TURBINE PANEL B | 28.B7
AP0291:O:C1- | W072I0 | 007200 | BLK | 20 | 28.B5 | AF0072:00 | TURBINE PANEL B | 28.B7
AP0291:O:B1S | W072I0 | 0072I0S | SH | 20 | 28.B5 | IEG0070: | TURBINE PANEL B | 28.B6
AP0291:O:A6+ | W0730 | 007335 | RED | 20 | 43.A5 | AF0073:35 | TURBINE PANEL B | 43.A7
AP0291:O:C6- | W0730 | 007300 | BLK | 20 | 43.A5 | AF0073:00 | TURBINE PANEL B | 43.A7
AP0291:O:B6S | W0730 | 00730S | SH | 20 | 43.A5 | IEG0070: | TURBINE PANEL B | 43.B6
AP0291:O:A4+ | W0731 | 007337 | RED | 20 | 40.A5 | AF0073:37 | TURBINE PANEL B | 40.A7
AP0291:O:C4- | W0731 | 007304 | BLK | 20 | 40.A5 | AF0073:04 | TURBINE PANEL B | 40.A7
AP0291:O:B4S | W0731 | 00731S | SH | 20 | 40.A5 | IEG0070: | TURBINE PANEL B | 40.B6
AP0291:O:A24+ | WC4100 | 006539 | RED | 20 | 42.A5 | AF0065:39 | TURBINE PANEL B | 42.A7
AP0291:O:C24- | WC4100 | 006508 | BLK | 20 | 42.A5 | AF0065:08 | TURBINE PANEL B | 42.A7
AP0291:O:B24S | WC4100 | 0065S | SH | 20 | 42.A5 | IEG0060: | TURBINE PANEL B | 42.A6
AP0291:O:A26+ | WC4104 | 006541 | RED | 20 | 28.B5 | AF0065:41 | TURBINE PANEL B | 28.B7
AP0291:O:C26- | WC4104 | 006512 | BLK | 20 | 28.B5 | AF0065:12 | TURBINE PANEL B | 28.B7
AP0291:O:B26S | WC4104 | 006526S | SH | 20 | 28.B5 | IEG0060: | TURBINE PANEL B | 28.C6
AP0291:O:A27+ | WC4107 | 005412 | WHT | 20 | 50.A5 | AF0054:12 | TURBINE PANEL B | 50.A7
AP0291:O:C27- | WC4107 | 005429 | BLK | 20 | 50.A5 | AF0054:29 | TURBINE PANEL B | 50.A7
AP0291:O:B27S | WC4107 | 0054S1 | SH | 20 | 50.A5 | IEG0050: | TURBINE PANEL B | 50.A6
XT0291:3 | WC4107 | 005447 | RED | 20 | 50.A6 | AF0054:47 | TURBINE PANEL B | 50.A7
AP0291:O:A28+ | WC4108 | 005449 | RED | 20 | 46.B5 | AF0054:49 | TURBINE PANEL B | 46.B7
AP0291:O:C28- | WC4108 | 005414 | BLK | 20 | 46.B5 | AF0054:14 | TURBINE PANEL B | 46.B7
AP0291:O:B28S | WC4108 | 00543S | SH | 20 | 46.B5 | IEG0050: | TURBINE PANEL B | 46.C6
AP0291:O:A25+ | WC4110 | 007339 | RED | 20 | 42.A5 | AF0073:39 | TURBINE PANEL B | 42.A7
AP0291:O:C25- | WC4110 | 007308 | BLK | 20 | 42.A5 | AF0073:08 | TURBINE PANEL B | 42.A7
AP0291:O:B25S | WC4110 | 0073S | SH | 20 | 42.A5 | IEG0070: | TURBINE PANEL B | 42.B6
SolarTools ver. 24.0.84.24712 (Jul 31, 2025)
Report date: 2/18/2026 9:07 AM

## JB 44
JB 44
JB44 - BACK-UP OVERSPEED BOX ASSEMBLY
Project # | 3J821
Project Name | PC SOGT
Revision | J
Controls DE | J. FIGUEROA
Phone: | 2096
Controls ME | J.Shih
Phone: | 7765
From | [5 empty] | To
Device ID | Cable (W) Conductor (SC) Jumper Clip (JC) | Wire No. | Wire ID | Gauge/Size | Page/Zone | Device ID | Location | Page/Zone
UA1200:J1-8 | SC | UA1200J | WHT | 20 | 31.B3 | UA1200:J3-5 | JB 44 | 31.B3
SolarTools ver. 24.0.84.24712 (Jul 31, 2025)
Report date: 2/18/2026 9:07 AM

## JB 5
JB 5
JB5 - PROXIMITOR BOX
Project # | 3J821
Project Name | PC SOGT
Revision | J
Controls DE | J. FIGUEROA
Phone: | 2096
Controls ME | J.Shih
Phone: | 7765
From | [5 empty] | To
Device ID | Cable (W) Conductor (SC) Jumper Clip (JC) | Wire No. | Wire ID | Gauge/Size | Page/Zone | Device ID | Location | Page/Zone
GR1110: | SC | GR1110 | GRN/YEL | 14 | 5.B6 | FRAME | JB 5 | 5.B7
GR1150: | SC | GR1150 | GRN/YEL | 14 | 5.B6 | FRAME | JB 5 | 5.B6
SolarTools ver. 24.0.84.24712 (Jul 31, 2025)
Report date: 2/18/2026 9:07 AM

## JB 72
JB 72
JB72 - GENERATOR BOX (DOOR) & JB72 - GENERATOR BOX (PANEL)
Project # | 3J821
Project Name | PC SOGT
Revision | J
Controls DE | J. FIGUEROA
Phone: | 2096
Controls ME | J.Shih
Phone: | 7765
From | [5 empty] | To
Device ID | Cable (W) Conductor (SC) Jumper Clip (JC) | Wire No. | Wire ID | Gauge/Size | Page/Zone | Device ID | Location | Page/Zone
AT1100:POS | SC | FU1100 | WHT | 12 | 27.D1 | FU1100:LD | JB 72 | 27.D2
GR1100: | SC | GR1100 | GRN/YEL | 14 | 5.C6 | FRAME | JB 72 | 5.C7
HA0472:G | SC | HA0472G | GRN | 16 | 26.C1 | FRAME | JB 72 | 26.C3
RR0175A: -10K OHM | SC | HL01712 | WHT | 20 | 25.B4 | HL0171:2 | JB 72 | 25.B1
RR0175D: -10K OHM | SC | HL01732 | WHT | 20 | 25.C4 | HL0173:2 | JB 72 | 25.C1
RR0175I: -10K OHM | SC | HL01722 | WHT | 20 | 25.B4 | HL0172:2 | JB 72 | 25.B1
RR0175M: -10K OHM | SC | SB017023 | WHT | 20 | 25.A4 | SB0170:23 | JB 72 | 25.A1
RR0175M: -10K OHM | SC | SB017024 | WHT | 20 | 25.A4 | SB0170:24 | JB 72 | 25.A1
RR1100: -75 OHM | SC | * | LEAD | --- | 2.A2 | XY1100:BNC1 | JB 72 | 2.A2
RR1101: -75 OHM | SC | * | LEAD | --- | 2.A2 | XY1101:BNC1 | JB 72 | 2.A2
VD0175A:- | SC | HL01711 | WHT | 20 | 25.B3 | HL0171:1 | JB 72 | 25.B1
VD0175D:- | SC | HL01731 | WHT | 20 | 25.C3 | HL0173:1 | JB 72 | 25.C1
VD0175I:- | SC | HL01721 | WHT | 20 | 25.B3 | HL0172:1 | JB 72 | 25.B1
XT0800:19 | SC | HA04721 | WHT | 16 | 26.C4 | HA0472:W | JB 72 | 26.C1
XT0800:20 | SC | HA04722 | BLK | 16 | 26.C4 | HA0472:B | JB 72 | 26.C1
XT0800:21 | SC | SB047111 | WHT | 20 | 26.D4 | SB0471:11 | JB 72 | 26.D1
XT0800:22 | SC | SB047112 | WHT | 20 | 26.D4 | SB0471:12 | JB 72 | 26.D1
XT0800:23 | SC | SB047323 | WHT | 20 | 26.D4 | SB0473:23 | JB 72 | 26.D1
XT0800:24 | SC | SB047324 | WHT | 20 | 26.D4 | SB0473:24 | JB 72 | 26.D1
XT0800:25 | SC | SB047423 | WHT | 20 | 27.A4 | SB0474:23 | JB 72 | 27.A1
XT0800:26 | SC | SB047424 | WHT | 20 | 27.A4 | SB0474:24 | JB 72 | 27.A1
XT0800:27 | SC | SA047113 | WHT | 20 | 27.A4 | SA0471:13 | JB 72 | 27.A1
XT0800:28 | SC | SA047114 | WHT | 20 | 27.A4 | SA0471:14 | JB 72 | 27.A1
XT0800:29 | SC | SA047123 | WHT | 20 | 27.B4 | SA0471:23 | JB 72 | 27.B1
XT0800:30 | SC | SA047124 | WHT | 20 | 27.B4 | SA0471:24 | JB 72 | 27.B1
XT0800:31 | SC | ESTOPA | WHT | 20 | 27.B4 | SB0472:11 | JB 72 | 27.B1
XT0800:32 | SC | ESTOP | WHT | 20 | 27.B4 | SB0472:12 | JB 72 | 27.B1
XT0800:33 | SC | SB047221 | WHT | 20 | 27.B4 | SB0472:21 | JB 72 | 27.B1
XT0800:34 | SC | SB047222 | WHT | 20 | 27.B4 | SB0472:22 | JB 72 | 27.B1
XT0800:35 | SC | SA047213 | WHT | 20 | 27.C4 | SA0472:13 | JB 72 | 27.C1
XT0800:36 | SC | SA047214 | WHT | 20 | 27.C4 | SA0472:14 | JB 72 | 27.C1
XT0800:37 | SC | SA047223 | WHT | 20 | 27.C4 | SA0472:23 | JB 72 | 27.C1
XT0800:38 | SC | SA047224 | WHT | 20 | 27.C4 | SA0472:24 | JB 72 | 27.C1
XT0800:39 | SC | SA017023 | WHT | 20 | 25.A4 | SA0170:23 | JB 72 | 25.A1
XT0800:40 | SC | SA017024 | WHT | 20 | 25.A4 | SA0170:24 | JB 72 | 25.A1
XT0800:41 | SC | FU0138 | WHT | 12 | 27.D4 | FU1100:LI | JB 72 | 27.D2
XT0800:42 | SC | 0V | WHT | 14 | 27.D4 | AT1100:NEG | JB 72 | 27.D1
XT0800:43 | SC | AT1100G | GRN/YEL | 12 | 27.D4 | AT1100:GND | JB 72 | 27.D1
XT0800:7 | WHL70 | SH04701 | 1 | - - - | 26.B4 | SH0470:1 | JB 72 | 26.B1
XT0800:8 | WHL70 | SH04702 | 2 | - - - | 26.B4 | SH0470:2 | JB 72 | 26.B1
XT0800:9 | WHL70 | SH04703 | 3 | - - - | 26.B4 | SH0470:3 | JB 72 | 26.B1
XT0800:10 | WHL70 | SH04704 | 4 | - - - | 26.B4 | SH0470:4 | JB 72 | 26.B1
XT0800:11 | WHL70 | SH04705 | 5 | - - - | 26.B4 | SH0470:5 | JB 72 | 26.B1
XT0800:12 | WHL70 | SH04706 | 6 | - - - | 26.B4 | SH0470:6 | JB 72 | 26.B1
XT0800:1 | WHL71 | SH04713 | 3 | - - - | 26.A4 | SH0471:3 | JB 72 | 26.A1
XT0800:2 | WHL71 | SH04714 | 4 | - - - | 26.A4 | SH0471:4 | JB 72 | 26.A1
XT0800:3 | WHL71 | SH04711 | 1 | - - - | 26.A4 | SH0471:1 | JB 72 | 26.A1
XT0800:4 | WHL71 | SH04712 | 2 | - - - | 26.A4 | SH0471:2 | JB 72 | 26.A1
XT0800:5 | WHL71 | SH04715 | 5 | - - - | 26.A4 | SH0471:5 | JB 72 | 26.A1
XT0800:6 | WHL71 | SH04716 | 6 | - - - | 26.A4 | SH0471:6 | JB 72 | 26.A1
XT0800:13 | WHL72 | FU0139 | 3 | - - - | 26.B4 | SH0472:3 | JB 72 | 26.B1
XT0800:14 | WHL72 | KA0241A1 | 4 | - - - | 26.B4 | SH0472:4 | JB 72 | 26.B1
XT0800:15 | WHL72 | SH04721 | 1 | - - - | 26.C4 | SH0472:1 | JB 72 | 26.C1
XT0800:16 | WHL72 | SH04722 | 2 | - - - | 26.C4 | SH0472:2 | JB 72 | 26.C1
XT0800:17 | WHL72 | SH04725 | 5 | - - - | 26.C4 | SH0472:5 | JB 72 | 26.C1
XT0800:18 | WHL72 | 0V | 6 | - - - | 26.C4 | SH0472:6 | JB 72 | 26.C1
AT1100:GND | SC | AT1100G | GRN/YEL | 12 | 27.D1 | XT0800:43 | JB 72 | 27.D4
AT1100:NEG | SC | 0V | WHT | 14 | 27.D1 | XT0800:42 | JB 72 | 27.D4
FU1100:LI | SC | FU0138 | WHT | 12 | 27.D2 | XT0800:41 | JB 72 | 27.D4
GR4141: | SC | GR3141 | GRN/YEL | 14 | 5.B6 | FRAME | JB 72 | 5.B7
GR4142: | SC | GR3142 | GRN/YEL | 14 | 5.C6 | FRAME | JB 72 | 5.C7
GR4181: | SC | GR3181 | GRN/YEL | 14 | 5.B6 | FRAME | JB 72 | 5.B6
HA0472:B | SC | HA04722 | BLK | 16 | 26.C1 | XT0800:20 | JB 72 | 26.C4
HA0472:W | SC | HA04721 | WHT | 16 | 26.C1 | XT0800:19 | JB 72 | 26.C4
HL0171:1 | SC | HL01711 | WHT | 20 | 25.B1 | VD0175A:- | JB 72 | 25.B3
HL0171:2 | SC | HL01712 | WHT | 20 | 25.B1 | RR0175A: -10K OHM | JB 72 | 25.B4
HL0172:1 | SC | HL01721 | WHT | 20 | 25.B1 | VD0175I:- | JB 72 | 25.B3
HL0172:2 | SC | HL01722 | WHT | 20 | 25.B1 | RR0175I: -10K OHM | JB 72 | 25.B4
HL0173:1 | SC | HL01731 | WHT | 20 | 25.C1 | VD0175D:- | JB 72 | 25.C3
HL0173:2 | SC | HL01732 | WHT | 20 | 25.C1 | RR0175D: -10K OHM | JB 72 | 25.C4
RR0175A: -10K OHM | SC | VD0175A | WHT | 20 | 25.B4 | VD0175A:+ | JB 72 | 25.B3
RR0175D: -10K OHM | SC | VD0175D | WHT | 20 | 25.C4 | VD0175D:+ | JB 72 | 25.C3
RR0175I: -10K OHM | SC | VD0175I | WHT | 20 | 25.B4 | VD0175I:+ | JB 72 | 25.B3
SA0170:23 | SC | SA017023 | WHT | 20 | 25.A1 | XT0800:39 | JB 72 | 25.A4
SA0170:24 | SC | SA017024 | WHT | 20 | 25.A1 | XT0800:40 | JB 72 | 25.A4
SA0471:13 | SC | SA047113 | WHT | 20 | 27.A1 | XT0800:27 | JB 72 | 27.A4
SA0471:14 | SC | SA047114 | WHT | 20 | 27.A1 | XT0800:28 | JB 72 | 27.A4
SA0471:23 | SC | SA047123 | WHT | 20 | 27.B1 | XT0800:29 | JB 72 | 27.B4
SA0471:24 | SC | SA047124 | WHT | 20 | 27.B1 | XT0800:30 | JB 72 | 27.B4
SA0472:13 | SC | SA047213 | WHT | 20 | 27.C1 | XT0800:35 | JB 72 | 27.C4
SA0472:14 | SC | SA047214 | WHT | 20 | 27.C1 | XT0800:36 | JB 72 | 27.C4
SA0472:23 | SC | SA047223 | WHT | 20 | 27.C1 | XT0800:37 | JB 72 | 27.C4
SA0472:24 | SC | SA047224 | WHT | 20 | 27.C1 | XT0800:38 | JB 72 | 27.C4
SB0170:23 | SC | SB017023 | WHT | 20 | 25.A1 | RR0175M: -10K OHM | JB 72 | 25.A4
SB0170:24 | SC | SB017024 | WHT | 20 | 25.A1 | RR0175M: -10K OHM | JB 72 | 25.A4
SB0471:11 | SC | SB047111 | WHT | 20 | 26.D1 | XT0800:21 | JB 72 | 26.D4
SB0471:12 | SC | SB047112 | WHT | 20 | 26.D1 | XT0800:22 | JB 72 | 26.D4
SB0472:11 | SC | ESTOPA | WHT | 20 | 27.B1 | XT0800:31 | JB 72 | 27.B4
SB0472:12 | SC | ESTOP | WHT | 20 | 27.B1 | XT0800:32 | JB 72 | 27.B4
SB0472:21 | SC | SB047221 | WHT | 20 | 27.B1 | XT0800:33 | JB 72 | 27.B4
SB0472:22 | SC | SB047222 | WHT | 20 | 27.B1 | XT0800:34 | JB 72 | 27.B4
SB0473:23 | SC | SB047323 | WHT | 20 | 26.D1 | XT0800:23 | JB 72 | 26.D4
SB0473:24 | SC | SB047324 | WHT | 20 | 26.D1 | XT0800:24 | JB 72 | 26.D4
SB0474:23 | SC | SB047423 | WHT | 20 | 27.A1 | XT0800:25 | JB 72 | 27.A4
SB0474:24 | SC | SB047424 | WHT | 20 | 27.A1 | XT0800:26 | JB 72 | 27.A4
SH0470:1 | WHL70 | SH04701 | 1 | - - - | 26.B1 | XT0800:7 | JB 72 | 26.B4
SH0470:2 | WHL70 | SH04702 | 2 | - - - | 26.B1 | XT0800:8 | JB 72 | 26.B4
SH0470:3 | WHL70 | SH04703 | 3 | - - - | 26.B1 | XT0800:9 | JB 72 | 26.B4
SH0470:4 | WHL70 | SH04704 | 4 | - - - | 26.B1 | XT0800:10 | JB 72 | 26.B4
SH0470:5 | WHL70 | SH04705 | 5 | - - - | 26.B1 | XT0800:11 | JB 72 | 26.B4
SH0470:6 | WHL70 | SH04706 | 6 | - - - | 26.B1 | XT0800:12 | JB 72 | 26.B4
SH0471:3 | WHL71 | SH04713 | 3 | - - - | 26.A1 | XT0800:1 | JB 72 | 26.A4
SH0471:4 | WHL71 | SH04714 | 4 | - - - | 26.A1 | XT0800:2 | JB 72 | 26.A4
SH0471:1 | WHL71 | SH04711 | 1 | - - - | 26.A1 | XT0800:3 | JB 72 | 26.A4
SH0471:2 | WHL71 | SH04712 | 2 | - - - | 26.A1 | XT0800:4 | JB 72 | 26.A4
SH0471:5 | WHL71 | SH04715 | 5 | - - - | 26.A1 | XT0800:5 | JB 72 | 26.A4
SH0471:6 | WHL71 | SH04716 | 6 | - - - | 26.A1 | XT0800:6 | JB 72 | 26.A4
SH0472:3 | WHL72 | FU0139 | 3 | - - - | 26.B1 | XT0800:13 | JB 72 | 26.B4
SH0472:4 | WHL72 | KA0241A1 | 4 | - - - | 26.B1 | XT0800:14 | JB 72 | 26.B4
SH0472:1 | WHL72 | SH04721 | 1 | - - - | 26.C1 | XT0800:15 | JB 72 | 26.C4
SH0472:2 | WHL72 | SH04722 | 2 | - - - | 26.C1 | XT0800:16 | JB 72 | 26.C4
SH0472:5 | WHL72 | SH04725 | 5 | - - - | 26.C1 | XT0800:17 | JB 72 | 26.C4
SH0472:6 | WHL72 | 0V | 6 | - - - | 26.C1 | XT0800:18 | JB 72 | 26.C4
SolarTools ver. 24.0.84.24712 (Jul 31, 2025)
Report date: 2/18/2026 9:07 AM

## METER PANEL
METER PANEL
METER & SWITCH PANELS, 2&3 BAY
Project # | 3J821
Project Name | PC SOGT
Revision | J
Controls DE | J. FIGUEROA
Phone: | 2096
Controls ME | J.Shih
Phone: | 7765
From | [5 empty] | To
Device ID | Cable (W) Conductor (SC) Jumper Clip (JC) | Wire No. | Wire ID | Gauge/Size | Page/Zone | Device ID | Location | Page/Zone
HL0701: | SC | 0V | WHT | 16 | 19.C2 | HL0702: | METER PANEL | 19.C2
HL0703: | SC | VBUSA | RED | 16 | 20.A5 | PF0700:3 | METER PANEL | 20.A4
HL0703: | SC | PF07004 | RED | 16 | 20.A5 | SA0700:12 | METER PANEL | 20.A5
HL0704: | SC | VBUSC | RED | 16 | 20.A5 | PF0700:1 | METER PANEL | 20.A4
HL0704: | SC | PF07002 | RED | 16 | 20.A5 | SA0700:16 | METER PANEL | 20.A5
PA0700:1 | SC | MCTN | BLU | 16 | 20.B2 | SA0740:21 | METER PANEL | 20.B3
PA0771:4 | SC | PA07714 | BLU | 16 | 20.C3 | SA0740:13 | METER PANEL | 20.B3
PF0701:2 | SC | VGENB | RED | 16 | 20.B6 | SA0770:28 | METER PANEL | 20.B6
SA0700:12 | SC | PF07004 | RED | 16 | 20.A5 | PF0700:4 | METER PANEL | 20.A4
SA0700:13 | SC | VGENA | RED | 16 | 20.A5 | SA0770:18 | METER PANEL | 20.B6
SA0700:16 | SC | PF07002 | RED | 16 | 20.A5 | PF0700:2 | METER PANEL | 20.A4
SA0700:17 | SC | VGENC | RED | 16 | 20.A5 | SA0770:24 | METER PANEL | 20.B6
SA0700:22 | SC | SA0701 | WHT | 16 | 19.C3 | SA0701:13 | METER PANEL | 19.C2
SA0701:14 | SC | FU0333 | WHT | 16 | 19.C2 | SA0701:12 | METER PANEL | 19.C2
SA0710:11 | SC | PV07001 | RED | 16 | 20.D5 | PV0700:1 | METER PANEL | 20.C5
SA0710:12 | SC | VBUSA | RED | 16 | 20.D5 | SA0710:24 | METER PANEL | 20.D5
SA0710:13 | SC | VBUSC | RED | 16 | 20.D5 | SA0710:14 | METER PANEL | 20.D5
SA0710:16 | SC | VGENA | RED | 16 | 20.D5 | SA0710:28 | METER PANEL | 20.D5
SA0710:17 | SC | VGENC | RED | 16 | 20.D5 | SA0710:18 | METER PANEL | 20.D5
SA0710:21 | SC | PV07002 | RED | 16 | 20.C5 | PV0700:2 | METER PANEL | 20.C5
SA0710:22 | SC | VBUSB | RED | 16 | 20.C5 | SA0710:23 | METER PANEL | 20.D5
SA0710:26 | SC | VGENB | RED | 16 | 20.C5 | SA0710:27 | METER PANEL | 20.D5
SA0710:27 | SC | VGENB | RED | 16 | 20.D5 | SA0770:14 | METER PANEL | 20.B6
SA0710:28 | SC | VGENA | RED | 16 | 20.D5 | SA0770:18 | METER PANEL | 20.B6
SA0740:11 | SC | PA07002 | BLU | 16 | 20.B3 | PA0700:2 | METER PANEL | 20.B2
SA0740:12 | SC | PA07033 | BLU | 16 | 20.C3 | PA0703:3 | METER PANEL | 20.A3
SA0740:12 | SC | PA07033 | BLU | 16 | 20.C3 | SA0740:22 | METER PANEL | 20.B3
SA0740:13 | SC | PA07714 | BLU | 16 | 20.B3 | SA0740:23 | METER PANEL | 20.B3
SA0740:14 | SC | PA07037 | BLU | 16 | 20.B3 | SA0740:24 | METER PANEL | 20.B3
SA0740:24 | SC | PA07037 | BLU | 16 | 20.B3 | PA0703:7 | METER PANEL | 20.A3
SA0770:11 | SC | PA07036 | RED | 16 | 20.B6 | SA0770:12 | METER PANEL | 20.B5
SA0770:12 | SC | PA07036 | RED | 16 | 20.B5 | PA0703:6 | METER PANEL | 20.A3
SA0770:14 | SC | VGENB | RED | 16 | 20.B6 | SA0770:28 | METER PANEL | 20.B6
SA0770:15 | SC | PA07038 | RED | 16 | 20.B6 | SA0770:16 | METER PANEL | 20.B5
SA0770:16 | SC | PA07038 | RED | 16 | 20.B5 | PA0703:8 | METER PANEL | 20.A3
SA0770:21 | SC | PA07034 | RED | 16 | 20.B6 | SA0770:22 | METER PANEL | 20.B5
SA0770:22 | SC | PA07034 | RED | 16 | 20.B5 | PA0703:4 | METER PANEL | 20.A3
SA0770:25 | SC | PA07032 | RED | 16 | 20.B6 | SA0770:26 | METER PANEL | 20.B5
SA0770:26 | SC | PA07032 | RED | 16 | 20.B5 | PA0703:2 | METER PANEL | 20.A3
SA0710:16 | SC | VGENA | RED | 16 | 20.D5 | TM0102:1 | CONSOLE | 20.B4
SA0710:17 | SC | VGENC | RED | 16 | 20.D5 | TM0102:3 | CONSOLE | 20.B4
SA0710:26 | SC | VGENB | RED | 16 | 20.C5 | TM0102:2 | CONSOLE | 20.B4
SA0770:13 | SC | TM01024 | RED | 16 | 20.B5 | TM0102:4 | CONSOLE | 20.B4
SA0770:17 | SC | TM01025 | RED | 16 | 20.B5 | TM0102:5 | CONSOLE | 20.B4
SA0770:23 | SC | TM01027 | RED | 16 | 20.B5 | TM0102:7 | CONSOLE | 20.B4
SA0770:27 | SC | TM01026 | RED | 16 | 20.B5 | TM0102:6 | CONSOLE | 20.B4
HL0701: | SC | KA9602NC | WHT | 16 | 19.C2 | XT0343:3 | GENERATOR PANEL | 19.C5
HL0702: | SC | 0V | WHT | 16 | 19.C2 | XT0336:3 | GENERATOR PANEL | 23.C4
HL0702: | SC | KA0330A1 | WHT | 16 | 19.C2 | XT0343:4 | GENERATOR PANEL | 19.C5
HL0703: | SC | VBUSA | RED | 16 | 20.A5 | XT0341:2 | GENERATOR PANEL | 20.D2
HL0704: | SC | VBUSC | RED | 16 | 20.A5 | XT0341:3 | GENERATOR PANEL | 20.D2
PA0703:1 | SC | PA07031 | BLU | 16 | 20.A3 | XT0342:1 | GENERATOR PANEL | 20.A2
PA0703:5 | SC | PA07035 | BLU | 16 | 20.A3 | XT0342:2 | GENERATOR PANEL | 20.A2
PA0771:1 | SC | PA07711 | BLU | 16 | 20.C3 | XT0342:4 | GENERATOR PANEL | 20.C2
PA0771:2 | SC | VGENC | RED | 16 | 20.C3 | XT0341:5 | GENERATOR PANEL | 20.D2
PA0771:3 | SC | VGENA | RED | 16 | 20.C3 | XT0341:6 | GENERATOR PANEL | 20.D2
PA0771:5 | SC | VGENB | RED | 16 | 20.C3 | XT0341:4 | GENERATOR PANEL | 20.D2
PF0701:1 | SC | PF07011 | RED | 16 | 20.B6 | KA0180:14 | GENERATOR PANEL | 20.B6
SA0700:13 | SC | VGENA | RED | 16 | 20.A5 | XT0341:6 | GENERATOR PANEL | 20.D2
SA0700:17 | SC | VGENC | RED | 16 | 20.A5 | XT0341:5 | GENERATOR PANEL | 20.D2
SA0700:23 | SC | KA018511 | WHT | 16 | 19.C3 | XT0343:1 | GENERATOR PANEL | 19.C5
SA0701:14 | SC | FU0333 | WHT | 16 | 19.C2 | XT0335:1 | GENERATOR PANEL | 23.B4
SA0701:15 | SC | KA0333A1 | WHT | 16 | 19.C2 | XT0343:2 | GENERATOR PANEL | 19.C5
SA0710:12 | SC | VBUSA | RED | 16 | 20.D5 | XT0341:2 | GENERATOR PANEL | 20.D2
SA0710:14 | SC | VBUSC | RED | 16 | 20.D5 | XT0341:3 | GENERATOR PANEL | 20.D2
SA0710:18 | SC | VGENC | RED | 16 | 20.D5 | XT0341:5 | GENERATOR PANEL | 20.D2
SA0710:23 | SC | VBUSB | RED | 16 | 20.D5 | XT0341:1 | GENERATOR PANEL | 20.D2
SA0740:21 | SC | MCTN | BLU | 16 | 20.B3 | XT0342:3 | GENERATOR PANEL | 20.B2
SA0770:14 | SC | VGENB | RED | 16 | 20.B6 | XT0341:4 | GENERATOR PANEL | 20.D2
SA0770:24 | SC | VGENC | RED | 16 | 20.B6 | KA0180:11 | GENERATOR PANEL | 20.B6
PA0701:1 | WIM0 | PA07011 | RED | 20 | 19.A1 | RS0106:1 | GENERATOR PANEL | 19.A4
PA0701:2 | WIM0 | PA07012 | BLK | 20 | 19.A1 | RS0106:3 | GENERATOR PANEL | 19.A4
FLOATING | WIM0 | EXCS | SH | 20 | 19.A1 | XT0340:1 | GENERATOR PANEL | 19.A4
PV0701:1 | WVM0 | EXC0 | RED | 20 | 19.A1 | XT0340:5 | GENERATOR PANEL | 19.A5
PV0701:2 | WVM0 | EXC2 | BLK | 20 | 19.A1 | XT0340:6 | GENERATOR PANEL | 19.B5
FLOATING | WVM0 | EXCS | SH | 20 | 19.B1 | XT0340:7 | GENERATOR PANEL | 19.B5
SolarTools ver. 24.0.84.24712 (Jul 31, 2025)
Report date: 2/18/2026 9:07 AM

## PWR DISTRIBUTION RAIL
PWR DISTRIBUTION RAIL
PWR DISTRIBUTION RAIL LEFT DOOR
Project # | 3J821
Project Name | PC SOGT
Revision | J
Controls DE | J. FIGUEROA
Phone: | 2096
Controls ME | J.Shih
Phone: | 7765
From | [5 empty] | To
Device ID | Cable (W) Conductor (SC) Jumper Clip (JC) | Wire No. | Wire ID | Gauge/Size | Page/Zone | Device ID | Location | Page/Zone
XT0561:2 | JC | FU0200LI | CLIP | --- | 11.A2 | XT0561:1 | PWR DISTRIBUTION RAIL | 11.A2
XT0562:1 | JC | 0V1 | CLIP | --- | 11.B2 | XT0562:2 | PWR DISTRIBUTION RAIL | 11.B2
XT0560:2 | SC | JW0 | WHT | 12 | 11.B2 | XT0562:1 | PWR DISTRIBUTION RAIL | 11.B2
FU0190:LI | SC | FU0200LI | WHT | 14 | 11.C3 | FU0273:LI | PWR DISTRIBUTION RAIL | 11.B3
FU0200:LI | SC | FU0200LI | WHT | 14 | 11.A3 | FU0900:LI | PWR DISTRIBUTION RAIL | 11.B3
FU0200:LI | SC | FU0200LI | WHT | 14 | 11.A3 | XT0561:1 | PWR DISTRIBUTION RAIL | 11.A2
FU0273:LI | SC | FU0200LI | WHT | 14 | 11.B3 | FU0900:LI | PWR DISTRIBUTION RAIL | 11.B3
FU0560:LD | SC | FU0200LI | WHT | 14 | 11.A2 | XT0561:1 | PWR DISTRIBUTION RAIL | 11.A2
FU0560:LI | SC | FU0138 | WHT | 12 | 11.A2 | XT0560:1 | PWR DISTRIBUTION RAIL | 11.A2
FU0190:LD | SC | FU0190 | WHT | 14 | 11.C3 | AT0190:POS | CONSOLE | 11.B4
FU0273:LD | SC | FU0273 | WHT | 14 | 11.B3 | ZS0273:1 | CONSOLE | 11.B4
FU0900:LD | SC | FU0900 | WHT | 14 | 11.B3 | UV0900:(+) | CONSOLE | 21.A1
XT0562:1 | SC | 0V1 | WHT | 14 | 11.B2 | EL0273:W1 | CONSOLE | 11.B4
XT0562:2 | SC | 0V1 | WHT | 14 | 11.B2 | UV0900:(-) | CONSOLE | 21.A1
XT0562:2 | SC | 0V1 | WHT | 14 | 11.B2 | AT0190:NEG | CONSOLE | 11.B4
XY0190:BNC1 | W1419A | XY0140 | COAX | RG6/U | 4.A2 | XY0140:BNC2 | GENERATOR PANEL | 3.C2
XY0191:BNC1 | W1419B | XY0141 | COAX | RG6/U | 4.A2 | XY0141:BNC2 | GENERATOR PANEL | 3.C2
FU0190:LI | SC | FU0200LI | WHT | 14 | 11.C3 | FU0180:LI | GENERATOR VIBRATION PANEL | 11.D3
XT0562:2 | SC | 0V1 | WHT | 14 | 11.B2 | XT0180:1 | GENERATOR VIBRATION PANEL | 11.D2
FU0200:LD | SC | FU0200 | WHT | 16 | 11.A3 | AU0200:V+ | TCP | 11.A3
XT0562:1 | SC | 0V1 | WHT | 16 | 11.B2 | AU0200:COM | TCP | 11.A3
XT0562:2 | SC | 0V1 | WHT | 20 | 11.B2 | SH0400:B | TCP | 13.B5
XT0563:1 | SC | ESTOPB | WHT | 20 | 13.D6 | SB0400:11 | TCP | 13.D5
XT0563:2 | SC | ESTOPA | WHT | 20 | 13.D6 | SB0400:12 | TCP | 13.D5
XT0563:3 | SC | KA023612 | WHT | 20 | 13.B6 | XT0564:1 B2 | TCP | 13.B5
XT0563:4 | SC | 0V | WHT | 20 | 13.B6 | HL0410:A | TCP | 13.B5
XT0563:5 | SC | KA0241A1 | WHT | 20 | 13.C6 | SA0401:2 | TCP | 13.C5
XT0563:6 | SC | FU0139 | WHT | 20 | 13.C6 | SA0401:1 | TCP | 13.C5
XY0190:BNC2 | W1920A | XY0190 | COAX | RG6/U | 4.A2 | XY0200:BNC1 | TCP | 4.B2
XY0191:BNC2 | W1920B | XY0191 | COAX | RG6/U | 4.A2 | XY0201:BNC1 | TCP | 4.B2
XT0560:1 | SC | FU0138 | WHT | 12 | 11.A2 | XT0138:2 | TURBINE PANEL A | 16.A3
XT0560:2 | SC | 0V | WHT | 12 | 11.B2 | XT0134:2 | TURBINE PANEL A | 16.B3
XT0563:1 | SC | ESTOPB | WHT | 20 | 13.D6 | XT0240:2 | TURBINE PANEL B | 18.A2
XT0563:2 | SC | ESTOPA | WHT | 20 | 13.D6 | XT0240:3 | TURBINE PANEL B | 18.A3
XT0563:3 | SC | KA023612 | WHT | 20 | 13.B6 | XT0240:11 | TURBINE PANEL B | 18.D4
XT0563:4 | SC | 0V | WHT | 20 | 13.B6 | XT0240:8 | TURBINE PANEL B | 18.D3
XT0563:5 | SC | KA0241A1 | WHT | 20 | 13.C6 | XT0240:5 | TURBINE PANEL B | 18.C3
XT0563:6 | SC | FU0139 | WHT | 20 | 13.C6 | XT0240:9 | TURBINE PANEL B | 18.C4
SolarTools ver. 24.0.84.24712 (Jul 31, 2025)
Report date: 2/18/2026 9:07 AM

## REDUNDANT POWER SUPPLY
REDUNDANT POWER SUPPLY
REDUNDANT POWER SUPPLY PANEL
Project # | 3J821
Project Name | PC SOGT
Revision | J
Controls DE | J. FIGUEROA
Phone: | 2096
Controls ME | J.Shih
Phone: | 7765
From | [5 empty] | To
Device ID | Cable (W) Conductor (SC) Jumper Clip (JC) | Wire No. | Wire ID | Gauge/Size | Page/Zone | Device ID | Location | Page/Zone
FU0031:LD | SC | FU0031LD | WHT | 12 | 15.D6 | XT0031:2 | REDUNDANT POWER SUPPLY | 15.D7
FU0031:LI | SC | 24V2 | WHT | 12 | 15.D6 | UJ0031:OUT(+) | REDUNDANT POWER SUPPLY | 15.D5
GR0031: | SC | GR0031 | GRN/YEL | 14 | 15.D4 | FG1:16 | REDUNDANT POWER SUPPLY | 15.D5
GR0032: | SC | GR0032 | GRN/YEL | 14 | 15.D4 | FG1:17 | REDUNDANT POWER SUPPLY | 15.D5
RR0853: -3.01K OHM | SC | FU0031LD | LEAD | --- | 15.D7 | XT0031:2 | REDUNDANT POWER SUPPLY | 15.D7
RR0853: -3.01K OHM | SC | 008601 | LEAD | --- | 15.D7 | XT0031:3 | REDUNDANT POWER SUPPLY | 15.D7
RR0854: -1.0K OHM | SC | 008601 | LEAD | --- | 15.D7 | XT0031:3 | REDUNDANT POWER SUPPLY | 15.D7
RR0854: -1.0K OHM | SC | 0V | LEAD | --- | 15.D7 | XT0031:4 | REDUNDANT POWER SUPPLY | 15.D7
UJ0031:OUT(-) | SC | 0V | WHT | 12 | 15.D5 | XT0031:4 | REDUNDANT POWER SUPPLY | 15.D7
VD0032:D1- | SC | FU0138 | WHT | 12 | 15.C6 | VD0032:D2- | REDUNDANT POWER SUPPLY | 15.C6
VD0032:D2+ | SC | FU0031LD | WHT | 12 | 15.C6 | XT0031:2 | REDUNDANT POWER SUPPLY | 15.D7
XT0031:1 | SC | 0V | WHT | 12 | 15.C7 | XT0031:4 | REDUNDANT POWER SUPPLY | 15.D7
QS0031:LD-1 | WUJ2 | UJ0031H | BLK | 12 | 15.B4 | UJ0031:+ | REDUNDANT POWER SUPPLY | 15.D5
QS0031:LD-3 | WUJ2 | UJ0031L | WHT | 12 | 15.B4 | UJ0031:- | REDUNDANT POWER SUPPLY | 15.D5
UJ0031:G | WUJ2 | UJ0031G | GRN | 12 | 15.D5 | FRAME | REDUNDANT POWER SUPPLY | 15.D5
VD0032:D1+ | SC | FU0136LD | WHT | 12 | 15.C6 | XT0085:1 | TURBINE PANEL A | 15.B7
VD0032:D2- | SC | FU0138 | WHT | 12 | 15.C6 | XT0138:1 | TURBINE PANEL A | 16.A3
XT0031:1 | SC | 0V | WHT | 12 | 15.C7 | XT0085:3 | TURBINE PANEL A | 15.C7
XT0031:1 | SC | 0V | WHT | 12 | 15.C7 | XT0134:1 | TURBINE PANEL A | 16.B3
XT0031:3 | SC | 008601 | WHT | 20 | 15.D7 | AF0086:01 | TURBINE PANEL A | 15.D7
SolarTools ver. 24.0.84.24712 (Jul 31, 2025)
Report date: 2/18/2026 9:07 AM

## TCP
TCP
ASSEMBLY, CONTROL PANEL
Project # | 3J821
Project Name | PC SOGT
Revision | J
Controls DE | J. FIGUEROA
Phone: | 2096
Controls ME | J.Shih
Phone: | 7765
From | [5 empty] | To
Device ID | Cable (W) Conductor (SC) Jumper Clip (JC) | Wire No. | Wire ID | Gauge/Size | Page/Zone | Device ID | Location | Page/Zone
AF0200:00 | SC | TCP01AP | WHT | 20 | 12.A3 | HL0400:A+ | TCP | 12.A1
AF0200:01 | SC | TCP02AP | WHT | 20 | 12.A3 | HL0401:A+ | TCP | 12.A1
AF0200:02 | SC | TCP03AP | WHT | 20 | 12.B3 | HL0402:A+ | TCP | 12.B1
AF0200:03 | SC | TCP04AP | WHT | 20 | 12.B3 | HL0403:A+ | TCP | 12.B1
AF0200:04 | SC | TCP05AP | WHT | 20 | 12.C3 | HL0404:A+ | TCP | 12.C1
AF0200:05 | SC | TCP06AP | WHT | 20 | 12.C3 | HL0405:A+ | TCP | 12.C1
AF0200:06 | SC | TCP06BP | WHT | 20 | 12.D3 | HL0405:B+ | TCP | 12.D1
AF0200:07 | SC | TCP15AP | WHT | 20 | 12.C7 | SH0409:A+ | TCP | 12.C5
AF0200:08 | SC | TCP15BP | WHT | 20 | 12.C7 | SH0409:B+ | TCP | 12.C5
AF0200:09 | SC | TCP16AP | WHT | 20 | 12.D7 | SH0410:A+ | TCP | 12.D5
AF0200:10 | SC | TCP16BP | WHT | 20 | 12.D7 | SH0410:B+ | TCP | 12.D5
AF0200:11 | SC | TCP07AP | WHT | 20 | 12.D3 | HL0406:A+ | TCP | 12.D1
AF0200:12 | SC | TCP08AP | WHT | 20 | 12.A7 | HL0407:A+ | TCP | 12.A5
AF0200:13 | SC | TCP09AP | WHT | 20 | 12.A7 | HL0408:A+ | TCP | 12.A5
AF0200:14 | SC | TCP10AP | WHT | 20 | 12.B7 | HL0409:A+ | TCP | 12.B5
AF0200:15 | SC | TCP11AP | WHT | 20 | 12.B7 | HL0411:A+ | TCP | 12.B5
AF0200:16 | SC | AU0200N | WHT | 20 | 11.A4 | AU0200:COM | TCP | 11.A3
AF0200:17 | SC | TCP01A | WHT | 20 | 12.A3 | HL0400:A | TCP | 12.A1
AF0200:18 | SC | TCP02A | WHT | 20 | 12.A3 | HL0401:A | TCP | 12.A1
AF0200:19 | SC | TCP03A | WHT | 20 | 12.B3 | HL0402:A | TCP | 12.B1
AF0200:20 | SC | TCP04A | WHT | 20 | 12.B3 | HL0403:A | TCP | 12.B1
AF0200:21 | SC | TCP05A | WHT | 20 | 12.C3 | HL0404:A | TCP | 12.C1
AF0200:22 | SC | TCP06A | WHT | 20 | 12.C3 | HL0405:A | TCP | 12.C1
AF0200:23 | SC | TCP06B | WHT | 20 | 12.D3 | HL0405:B | TCP | 12.D1
AF0200:24 | SC | TCP15A | WHT | 20 | 12.C7 | SH0409:A | TCP | 12.C5
AF0200:25 | SC | TCP15B | WHT | 20 | 12.C7 | SH0409:B | TCP | 12.C5
AF0200:26 | SC | TCP16A | WHT | 20 | 12.D7 | SH0410:A | TCP | 12.D5
AF0200:27 | SC | TCP16B | WHT | 20 | 12.D7 | SH0410:B | TCP | 12.D5
AF0200:28 | SC | TCP07A | WHT | 20 | 12.D3 | HL0406:A | TCP | 12.D1
AF0200:29 | SC | TCP08A | WHT | 20 | 12.A7 | HL0407:A | TCP | 12.A5
AF0200:30 | SC | TCP09A | WHT | 20 | 12.A7 | HL0408:A | TCP | 12.A5
AF0200:31 | SC | TCP10A | WHT | 20 | 12.B7 | HL0409:A | TCP | 12.B5
AF0200:32 | SC | TCP11A | WHT | 20 | 12.B7 | HL0411:A | TCP | 12.B5
AF0200:33 | SC | AF0200N | WHT | 20 | 11.A4 | AF0201:16 | TCP | 11.A5
AF0200:34 | SC | AU0200P | WHT | 20 | 11.A4 | AU0200:V+ | TCP | 11.A3
AF0200:51 | SC | AF0200P | WHT | 20 | 11.A4 | AF0201:34 | TCP | 11.A5
AF0201:00 | SC | TCP13NO | WHT | 20 | 13.A3 | SH0400:NO | TCP | 13.A1
AF0201:01 | SC | TCP14NO | WHT | 20 | 13.A3 | SH0401:NO | TCP | 13.A1
AF0201:02 | SC | TCP15NO | WHT | 20 | 13.B3 | SH0409:NO | TCP | 13.B1
AF0201:03 | SC | TCP16NO | WHT | 20 | 13.B3 | SH0410:NO | TCP | 13.B1
AF0201:04 | SC | TCP17B2 | WHT | 20 | 13.C3 | SA0400:B1-14 | TCP | 13.C1
AF0201:05 | SC | TCP17A2 | WHT | 20 | 13.C3 | SA0400:B2-14 | TCP | 13.C1
AF0201:06 | SC | TCP23NC | WHT | 20 | 13.D3 | SB0401:NC | TCP | 13.D1
AF0201:07 | SC | TCP24NO | WHT | 20 | 13.D3 | SB0402:NO | TCP | 13.D1
AF0201:08 | SC | TCP25NO | WHT | 20 | 13.A7 | SB0403:NO | TCP | 13.A5
AF0201:09 | SC | TCP26NO | WHT | 20 | 13.A7 | SB0404:NO | TCP | 13.A5
AF0201:33 | SC | AF0201N | WHT | 20 | 11.A5 | AF0202:16 | TCP | 11.A5
AF0201:35 | SC | TCP13C | WHT | 20 | 13.A3 | SH0400:C | TCP | 13.A1
AF0201:36 | SC | TCP14C | WHT | 20 | 13.A3 | SH0401:C | TCP | 13.A1
AF0201:37 | SC | TCP15C | WHT | 20 | 13.B3 | SH0409:C | TCP | 13.B1
AF0201:38 | SC | TCP16C | WHT | 20 | 13.B3 | SH0410:C | TCP | 13.B1
AF0201:39 | SC | TCP17B1 | WHT | 20 | 13.C3 | SA0400:B1-13 | TCP | 13.C1
AF0201:40 | SC | TCP17A1 | WHT | 20 | 13.C3 | SA0400:B2-13 | TCP | 13.C1
AF0201:41 | SC | TCP23C | WHT | 20 | 13.D3 | SB0401:C | TCP | 13.D1
AF0201:42 | SC | TCP24C | WHT | 20 | 13.D3 | SB0402:C | TCP | 13.D1
AF0201:43 | SC | TCP25C | WHT | 20 | 13.A7 | SB0403:C | TCP | 13.A5
AF0201:44 | SC | TCP26C | WHT | 20 | 13.A7 | SB0404:C | TCP | 13.A5
AF0201:51 | SC | AF0201P | WHT | 20 | 11.A5 | AF0202:34 | TCP | 11.A5
AF0202:00 | SC | TCP18B | WHT | 20 | 14.A3 | SB0400:22 | TCP | 14.A1
AF0202:01 | SC | TCP19NO | WHT | 20 | 14.A3 | SH0404:NO | TCP | 14.A1
AF0202:02 | SC | TCP20NO | WHT | 20 | 14.B3 | SH0405:NO | TCP | 14.B1
AF0202:03 | SC | TCP21NO | WHT | 20 | 14.B3 | SH0411:NO | TCP | 14.B1
AF0202:04 | SC | TCP22NO | WHT | 20 | 14.C3 | SH0412:NO | TCP | 14.C1
AF0202:05 | SC | TCP28NC | WHT | 20 | 14.C3 | SB0406:NC | TCP | 14.C1
AF0202:06 | SC | TCP29NO | WHT | 20 | 14.D3 | SB0405:NO | TCP | 14.D1
AF0202:07 | SC | TCP30NO | WHT | 20 | 14.D3 | SH0408:NO | TCP | 14.D1
AF0202:08 | SC | TCP31NO | WHT | 20 | 14.A7 | SB0407:NO | TCP | 14.A5
AF0202:09 | SC | TCP32NO | WHT | 20 | 14.A7 | SB0408:NO | TCP | 14.A5
AF0202:10 | SC | TCP19AP | WHT | 20 | 14.B7 | SH0404:A+ | TCP | 14.B5
AF0202:11 | SC | TCP20AP | WHT | 20 | 14.B7 | SH0405:A+ | TCP | 14.B5
AF0202:12 | SC | TCP21AP | WHT | 20 | 14.C7 | SH0411:A+ | TCP | 14.C5
AF0202:13 | SC | TCP22AP | WHT | 20 | 14.C7 | SH0412:A+ | TCP | 14.C5
AF0202:14 | SC | TCP30AP | WHT | 20 | 14.D7 | SH0408:A+ | TCP | 14.D5
AF0202:15 | SC | TCP30BP | WHT | 20 | 14.D7 | SH0408:B+ | TCP | 14.D5
AF0202:27 | SC | TCP19A | WHT | 20 | 14.B7 | SH0404:A | TCP | 14.B5
AF0202:28 | SC | TCP20A | WHT | 20 | 14.B7 | SH0405:A | TCP | 14.B5
AF0202:29 | SC | TCP21A | WHT | 20 | 14.C7 | SH0411:A | TCP | 14.C5
AF0202:30 | SC | TCP22A | WHT | 20 | 14.C7 | SH0412:A | TCP | 14.C5
AF0202:31 | SC | TCP30A | WHT | 20 | 14.D7 | SH0408:A | TCP | 14.D5
AF0202:32 | SC | TCP30B | WHT | 20 | 14.D7 | SH0408:B | TCP | 14.D5
AF0202:35 | SC | TCP18BP | WHT | 20 | 14.A3 | SB0400:21 | TCP | 14.A1
AF0202:36 | SC | TCP19C | WHT | 20 | 14.A3 | SH0404:C | TCP | 14.A1
AF0202:37 | SC | TCP20C | WHT | 20 | 14.B3 | SH0405:C | TCP | 14.B1
AF0202:38 | SC | TCP21C | WHT | 20 | 14.B3 | SH0411:C | TCP | 14.B1
AF0202:39 | SC | TCP22C | WHT | 20 | 14.C3 | SH0412:C | TCP | 14.C1
AF0202:40 | SC | TCP28C | WHT | 20 | 14.C3 | SB0406:C | TCP | 14.C1
AF0202:41 | SC | TCP29C | WHT | 20 | 14.D3 | SB0405:C | TCP | 14.D1
AF0202:42 | SC | TCP30C | WHT | 20 | 14.D3 | SH0408:C | TCP | 14.D1
AF0202:43 | SC | TCP31C | WHT | 20 | 14.A7 | SB0407:C | TCP | 14.A5
AF0202:44 | SC | TCP32C | WHT | 20 | 14.A7 | SB0408:C | TCP | 14.A5
HL0400:A | SC | TCP01A | WHT | 20 | 12.A1 | HL0400:B | TCP | 12.A1
HL0400:A+ | SC | TCP01AP | WHT | 20 | 12.A1 | HL0400:B+ | TCP | 12.A1
HL0401:A | SC | TCP02A | WHT | 20 | 12.A1 | HL0401:B | TCP | 12.A1
HL0401:A+ | SC | TCP02AP | WHT | 20 | 12.A1 | HL0401:B+ | TCP | 12.A1
HL0402:A | SC | TCP03A | WHT | 20 | 12.B1 | HL0402:B | TCP | 12.B1
HL0402:A+ | SC | TCP03AP | WHT | 20 | 12.B1 | HL0402:B+ | TCP | 12.B1
HL0403:A | SC | TCP04A | WHT | 20 | 12.B1 | HL0403:B | TCP | 12.B1
HL0403:A+ | SC | TCP04AP | WHT | 20 | 12.B1 | HL0403:B+ | TCP | 12.B1
HL0404:A | SC | TCP05A | WHT | 20 | 12.C1 | HL0404:B | TCP | 12.C1
HL0404:A+ | SC | TCP05AP | WHT | 20 | 12.C1 | HL0404:B+ | TCP | 12.C1
HL0406:A | SC | TCP07A | WHT | 20 | 12.D1 | HL0406:B | TCP | 12.D1
HL0406:A+ | SC | TCP07AP | WHT | 20 | 12.D1 | HL0406:B+ | TCP | 12.D1
HL0407:A | SC | TCP08A | WHT | 20 | 12.A5 | HL0407:B | TCP | 12.A5
HL0407:A+ | SC | TCP08AP | WHT | 20 | 12.A5 | HL0407:B+ | TCP | 12.A5
HL0408:A | SC | TCP09A | WHT | 20 | 12.A5 | HL0408:B | TCP | 12.A5
HL0408:A+ | SC | TCP09AP | WHT | 20 | 12.A5 | HL0408:B+ | TCP | 12.A5
HL0409:A | SC | TCP10A | WHT | 20 | 12.B5 | HL0409:B | TCP | 12.B5
HL0409:A+ | SC | TCP10AP | WHT | 20 | 12.B5 | HL0409:B+ | TCP | 12.B5
HL0410:A | SC | 0V | WHT | 20 | 13.B5 | HL0410:B | TCP | 13.B5
HL0410:A+ | SC | TCP12AP | WHT | 20 | 13.B5 | XT0564:1 B1 | TCP | 13.B5
HL0410:A+ | SC | TCP12AP | WHT | 20 | 13.B5 | HL0410:B+ | TCP | 13.B5
HL0411:A | SC | TCP11A | WHT | 20 | 12.B5 | HL0411:B | TCP | 12.B5
HL0411:A+ | SC | TCP11AP | WHT | 20 | 12.B5 | HL0411:B+ | TCP | 12.B5
SB0404:NO | SC | TCP26NO | WHT | 20 | 13.A5 | XT0564:1 T2 | TCP | 13.B5
SH0400:A | SC | 0V1 | WHT | 20 | 13.B5 | SH0400:B | TCP | 13.B5
SH0400:A | SC | 0V1 | WHT | 20 | 13.B5 | SH0401:B | TCP | 13.C5
SH0400:A+ | SC | TCP13AP | WHT | 20 | 13.B5 | XT0564:2 B1 | TCP | 13.B5
SH0400:B+ | SC | TCP13BP | WHT | 20 | 13.B5 | XT0564:3 B1 | TCP | 13.B5
SH0401:A+ | SC | TCP14AP | WHT | 20 | 13.C5 | XT0564:4 B1 | TCP | 13.C5
SH0401:B | SC | 0V1 | WHT | 20 | 13.C5 | SH0401:A | TCP | 13.C5
SH0401:B+ | SC | TCP14BP | WHT | 20 | 13.C5 | XT0564:5 B1 | TCP | 13.C5
SH0404:A | SC | TCP19A | WHT | 20 | 14.B5 | SH0404:B | TCP | 14.B5
SH0404:A+ | SC | TCP19AP | WHT | 20 | 14.B5 | SH0404:B+ | TCP | 14.B5
SH0405:A | SC | TCP20A | WHT | 20 | 14.B5 | SH0405:B | TCP | 14.B5
SH0405:A+ | SC | TCP20AP | WHT | 20 | 14.B5 | SH0405:B+ | TCP | 14.B5
SH0411:A | SC | TCP21A | WHT | 20 | 14.C5 | SH0411:B | TCP | 14.C5
SH0411:A+ | SC | TCP21AP | WHT | 20 | 14.C5 | SH0411:B+ | TCP | 14.C5
SH0412:A | SC | TCP22A | WHT | 20 | 14.C5 | SH0412:B | TCP | 14.C5
SH0412:A+ | SC | TCP22AP | WHT | 20 | 14.C5 | SH0412:B+ | TCP | 14.C5
XT0564:1 T1 | SC | TCP26NO | WHT | 20 | 13.B5 | XT0564:2 T2 | TCP | 13.B5
XT0564:2 T1 | SC | TCP26NO | WHT | 20 | 13.B5 | XT0564:3 T2 | TCP | 13.B5
XT0564:3 T1 | SC | TCP26NO | WHT | 20 | 13.B5 | XT0564:4 T2 | TCP | 13.C5
XT0564:4 T1 | SC | TCP26NO | WHT | 20 | 13.C5 | XT0564:5 T2 | TCP | 13.C5
AU0200:A | W0200T | XY0200T | COAX | RG6/U | 4.B3 | XY0200:T | TCP | 4.B2
AU0200:B | W0201T | XY0201T | COAX | RG6/U | 4.B3 | XY0201:T | TCP | 4.B2
AF0201:10 | SC | 020110 | BLK | 16 | 13.D7 | HA0273:(+) | CONSOLE | 13.D5
AF0201:27 | SC | 020127 | BLK | 16 | 13.D7 | HA0273:(-) | CONSOLE | 13.D5
AU0200:COM | SC | 0V1 | WHT | 16 | 11.A3 | XT0562:1 | PWR DISTRIBUTION RAIL | 11.B2
AU0200:V+ | SC | FU0200 | WHT | 16 | 11.A3 | FU0200:LD | PWR DISTRIBUTION RAIL | 11.A3
HL0410:A | SC | 0V | WHT | 20 | 13.B5 | XT0563:4 | PWR DISTRIBUTION RAIL | 13.B6
SA0401:1 | SC | FU0139 | WHT | 20 | 13.C5 | XT0563:6 | PWR DISTRIBUTION RAIL | 13.C6
SA0401:2 | SC | KA0241A1 | WHT | 20 | 13.C5 | XT0563:5 | PWR DISTRIBUTION RAIL | 13.C6
SB0400:11 | SC | ESTOPB | WHT | 20 | 13.D5 | XT0563:1 | PWR DISTRIBUTION RAIL | 13.D6
SB0400:12 | SC | ESTOPA | WHT | 20 | 13.D5 | XT0563:2 | PWR DISTRIBUTION RAIL | 13.D6
SH0400:B | SC | 0V1 | WHT | 20 | 13.B5 | XT0562:2 | PWR DISTRIBUTION RAIL | 11.B2
XT0564:1 B2 | SC | KA023612 | WHT | 20 | 13.B5 | XT0563:3 | PWR DISTRIBUTION RAIL | 13.B6
XY0200:BNC1 | W1920A | XY0190 | COAX | RG6/U | 4.B2 | XY0190:BNC2 | PWR DISTRIBUTION RAIL | 4.A2
XY0201:BNC1 | W1920B | XY0191 | COAX | RG6/U | 4.B2 | XY0191:BNC2 | PWR DISTRIBUTION RAIL | 4.A2
GR0200: | SC | IEG02309 | GRN/YEL | 14 | 11.A3 | IEG0230:9 | TURBINE PANEL B | 11.A2
SolarTools ver. 24.0.84.24712 (Jul 31, 2025)
Report date: 2/18/2026 9:07 AM

## TURBINE PANEL A
TURBINE PANEL A
TURBINE PANEL, SECTION A
Project # | 3J821
Project Name | PC SOGT
Revision | J
Controls DE | J. FIGUEROA
Phone: | 2096
Controls ME | J.Shih
Phone: | 7765
From | [5 empty] | To
Device ID | Cable (W) Conductor (SC) Jumper Clip (JC) | Wire No. | Wire ID | Gauge/Size | Page/Zone | Device ID | Location | Page/Zone
XT0011:2 | JC | 523NEG | CLIP | --- | 15.C4 | XT0011:3 | TURBINE PANEL A | 15.C4
XT0011:3 | JC | 523NEG | CLIP | --- | 15.C4 | XT0011:4 | TURBINE PANEL A | 15.C4
XT0011:4 | JC | 523NEG | CLIP | --- | 15.C4 | XT0011:5 | TURBINE PANEL A | 15.C4
XT0080:1 | JC | 0V | CLIP | --- | 7.D1 | XT0080:2 | TURBINE PANEL A | 7.D1
XT0080:2 | JC | 0V | CLIP | --- | 7.D1 | XT0080:3 | TURBINE PANEL A | 7.D1
XT0090:1 | JC | 0V | CLIP | --- | 7.B1 | XT0090:2 | TURBINE PANEL A | 7.B1
XT0134:1 | JC | 0V | CLIP | --- | 16.B3 | XT0134:2 | TURBINE PANEL A | 16.B3
XT0134:2 | JC | 0V | CLIP | --- | 16.B3 | XT0134:3 | TURBINE PANEL A | 16.B3
XT0134:3 | JC | 0V | CLIP | --- | 16.B3 | XT0134:4 | TURBINE PANEL A | 16.B3
XT0135:1 | JC | 0V | CLIP | --- | 16.B4 | XT0135:2 | TURBINE PANEL A | 16.B4
XT0135:2 | JC | 0V | CLIP | --- | 16.B4 | XT0135:3 | TURBINE PANEL A | 16.B4
XT0135:3 | JC | 0V | CLIP | --- | 16.B4 | XT0135:4 | TURBINE PANEL A | 16.C4
XT0136:1 | JC | FU0139 | CLIP | --- | 17.A2 | XT0136:2 | TURBINE PANEL A | 17.A2
XT0138:1 | JC | FU0138 | CLIP | --- | 16.A3 | XT0138:2 | TURBINE PANEL A | 16.A3
XT0138:2 | JC | FU0138 | CLIP | --- | 16.A3 | XT0138:3 | TURBINE PANEL A | 16.A3
XT0138:3 | JC | FU0138 | CLIP | --- | 16.A3 | XT0138:4 | TURBINE PANEL A | 16.B3
XT0139:1 | JC | FU0137 | CLIP | --- | 16.A4 | XT0139:2 | TURBINE PANEL A | 16.A4
XT0139:2 | JC | FU0137 | CLIP | --- | 16.A4 | XT0139:3 | TURBINE PANEL A | 16.B4
AF0080:02 | SC | 008002 | WHT | 20 | 17.A7 | KT0146:B1 | TURBINE PANEL A | 17.A6
AF0080:08 | SC | KA0134A1 | WHT | 20 | 61.D7 | KA0134:A1 | TURBINE PANEL A | 17.C6
AF0080:16 | SC | AU0080N | WHT | 20 | 7.C2 | AU0080:COM | TURBINE PANEL A | 7.C2
AF0080:18 | SC | 008018 | WHT | 20 | 17.A7 | KT0146:A2 | TURBINE PANEL A | 17.A6
AF0080:22 | SC | 008022 | WHT | 20 | 86.A7 | KA6212:A2 | TURBINE PANEL A | 86.B6
AF0080:34 | SC | AU0080P | WHT | 20 | 7.C2 | AU0080:V+ | TURBINE PANEL A | 7.C2
AF0080:36 | SC | 008036 | WHT | 20 | 17.A7 | KT0146:A1 | TURBINE PANEL A | 17.A6
AF0081:16 | SC | 0V | WHT | 14 | 7.C3 | XT0080:2 | TURBINE PANEL A | 7.D1
AF0081:33 | SC | AF0081N | WHT | 20 | 7.C3 | AF0082:16 | TURBINE PANEL A | 7.C3
AF0081:34 | SC | FU0081 | WHT | 14 | 7.C3 | FU0081:LD | TURBINE PANEL A | 7.D1
AF0081:51 | SC | AF0081P | WHT | 20 | 7.C3 | AF0082:34 | TURBINE PANEL A | 7.C3
AF0082:03 | SC | 008203 | WHT | 20 | 31.C7 | KA0130:14 | TURBINE PANEL A | 31.D6
AF0082:06 | SC | 008206 | WHT | 20 | 83.A7 | KA0826:14 | TURBINE PANEL A | 83.A6
AF0082:07 | SC | 008207 | WHT | 20 | 83.B7 | KA0827:14 | TURBINE PANEL A | 83.B6
AF0082:33 | SC | AF0082N | WHT | 20 | 7.C3 | AF0083:35 | TURBINE PANEL A | 7.C4
AF0082:38 | SC | 008238 | WHT | 20 | 31.C7 | KA0130:A1 | TURBINE PANEL A | 31.C5
AF0082:41 | SC | 008241 | WHT | 20 | 83.A7 | KA0826:A1 | TURBINE PANEL A | 83.A5
AF0082:42 | SC | 008242 | WHT | 20 | 83.B7 | KA0827:A1 | TURBINE PANEL A | 83.B5
AF0082:51 | SC | AF0082P | WHT | 20 | 7.C3 | AF0083:34 | TURBINE PANEL A | 7.C4
AF0083:50 | SC | AF0083P | WHT | 20 | 7.C4 | AF0084:34 | TURBINE PANEL A | 7.C5
AF0083:51 | SC | AF0083N | WHT | 20 | 7.C4 | AF0084:35 | TURBINE PANEL A | 7.C5
AF0084:50 | SC | AF0084P | WHT | 20 | 7.C5 | AF0085:34 | TURBINE PANEL A | 7.C5
AF0084:51 | SC | AF0084N | WHT | 20 | 7.C5 | AF0085:16 | TURBINE PANEL A | 7.C5
AF0085:01 | SC | 008501 | WHT | 20 | 15.B7 | XT0085:2 | TURBINE PANEL A | 15.B7
AF0085:33 | SC | AF0085N | WHT | 20 | 7.C5 | AF0086:16 | TURBINE PANEL A | 7.C6
AF0085:51 | SC | AF0085P | WHT | 20 | 7.C5 | AF0086:34 | TURBINE PANEL A | 7.C6
AF0086:33 | SC | AF0086N | WHT | 20 | 7.C6 | AF0087:16 | TURBINE PANEL A | 7.C6
AF0086:51 | SC | AF0086P | WHT | 20 | 7.C6 | AF0087:34 | TURBINE PANEL A | 7.C6
AF0087:11 | SC | 008711 | WHT | 20 | 28.A7 | PC0470:(+) | TURBINE PANEL A | 28.B5
AF0087:28 | SC | 008728 | WHT | 20 | 28.A7 | PC0470:(-) | TURBINE PANEL A | 28.B5
AF0090:16 | SC | AU0090N | WHT | 20 | 7.A2 | AU0090:COM | TURBINE PANEL A | 7.A2
AF0090:34 | SC | AU0090P | WHT | 20 | 7.A2 | AU0090:V+ | TURBINE PANEL A | 7.A2
AF0091:00 | SC | 009100 | WHT | 20 | 62.B7 | KA3420:A1 | TURBINE PANEL A | 62.B5
AF0091:02 | SC | 009102 | WHT | 20 | 61.A7 | KA0133:A1 | TURBINE PANEL A | 17.C6
AF0091:06 | SC | 009106 | WHT | 20 | 61.A7 | KA0131:14 | TURBINE PANEL A | 17.D4
AF0091:16 | SC | 0V | WHT | 14 | 7.A3 | XT0090:2 | TURBINE PANEL A | 7.B1
AF0091:17 | SC | 009117 | WHT | 20 | 62.B7 | KA3420:A2 | TURBINE PANEL A | 62.B5
AF0091:34 | SC | FU0091 | WHT | 14 | 7.A3 | FU0091:LD | TURBINE PANEL A | 7.B1
AF0092:01 | SC | 009201 | WHT | 20 | 63.A7 | KA3220:A1 | TURBINE PANEL A | 63.B5
AF0092:16 | SC | 0V | WHT | 14 | 7.A3 | XT0090:2 | TURBINE PANEL A | 7.B1
AF0092:18 | SC | 009218 | WHT | 20 | 63.A7 | KA3220:A2 | TURBINE PANEL A | 63.B5
AF0092:21 | SC | 009221 | WHT | 20 | 85.A7 | KA6211:A2 | TURBINE PANEL A | 85.B6
AF0092:22 | SC | 009222 | WHT | 20 | 85.C7 | KA6221:A2 | TURBINE PANEL A | 85.C6
AF0092:25 | SC | 009225 | WHT | 20 | 86.C7 | KA6222:A2 | TURBINE PANEL A | 86.C6
AF0092:34 | SC | FU0092 | WHT | 14 | 7.A3 | FU0092:LD | TURBINE PANEL A | 7.B1
AF0083:08 | SC | JP | VIO | 20 | 7.C4 | AF0083:10 | TURBINE PANEL A | 7.C4
AF0083:10 | SC | JP | VIO | 20 | 7.C4 | AF0083:11 | TURBINE PANEL A | 7.C4
AF0083:17 | SC | JP | VIO | 20 | 7.C4 | AF0083:19 | TURBINE PANEL A | 7.C4
AF0083:19 | SC | JP | VIO | 20 | 7.C4 | AF0083:20 | TURBINE PANEL A | 7.C4
AF0084:21 | SC | JP | VIO | 20 | 7.C5 | AF0084:23 | TURBINE PANEL A | 7.C5
AF0084:23 | SC | JP | VIO | 20 | 7.C5 | AF0084:24 | TURBINE PANEL A | 7.C5
AF0086:10 | SC | JP | VIO | 20 | 7.C6 | AF0086:27 | TURBINE PANEL A | 7.C6
AU0080:COM | SC | 0V | WHT | 14 | 7.C2 | XT0080:1 | TURBINE PANEL A | 7.D1
AU0080:V+ | SC | FU0080 | WHT | 14 | 7.C2 | FU0080:LD | TURBINE PANEL A | 7.C1
AU0090:COM | SC | 0V | WHT | 14 | 7.A2 | XT0090:1 | TURBINE PANEL A | 7.B1
AU0090:V+ | SC | FU0090 | WHT | 14 | 7.A2 | FU0090:LD | TURBINE PANEL A | 7.B1
FU0010:LD | SC | FU0010 | WHT | 14 | 16.A5 | UV0600:(+) | TURBINE PANEL A | 6.A2
FU0010:LI | SC | FU0137 | WHT | 14 | 16.A5 | XT0139:1 | TURBINE PANEL A | 16.A4
FU0010:LI | SC | FU0137 | WHT | 14 | 16.A5 | FU0139:LI | TURBINE PANEL A | 16.A5
FU0013:LI | SC | 523POS | WHT | 12 | 15.B4 | FU0012:LI | TURBINE PANEL A | 15.B4
FU0013:LI | SC | 523POS | WHT | 12 | 15.B4 | FU0014:LI | TURBINE PANEL A | 15.C4
FU0014:LI | SC | 523POS | WHT | 12 | 15.C4 | FU0015:LI | TURBINE PANEL A | 15.C4
FU0080:LI | SC | FU0137 | WHT | 14 | 7.C1 | FU0081:LI | TURBINE PANEL A | 7.D1
FU0080:LI | SC | FU0137 | WHT | 14 | 7.C1 | XT0139:1 | TURBINE PANEL A | 16.A4
FU0081:LI | SC | FU0137 | WHT | 14 | 7.D1 | FU0082:LI | TURBINE PANEL A | 7.D1
FU0090:LI | SC | FU0137 | WHT | 14 | 7.B1 | FU0091:LI | TURBINE PANEL A | 7.B1
FU0090:LI | SC | FU0137 | WHT | 14 | 7.B1 | XT0139:2 | TURBINE PANEL A | 16.A4
FU0091:LI | SC | FU0137 | WHT | 14 | 7.B1 | FU0092:LI | TURBINE PANEL A | 7.B1
FU0136:LD | SC | FU0136LD | WHT | 12 | 15.B6 | XT0085:1 | TURBINE PANEL A | 15.B7
FU0136:LI | SC | 24V1 | WHT | 12 | 15.B6 | UJ0131:OUT(+) | TURBINE PANEL A | 15.B5
FU0137:LD | SC | FU0137 | WHT | 12 | 16.A4 | XT0139:1 | TURBINE PANEL A | 16.A4
FU0137:LI | SC | FU0138 | WHT | 12 | 16.A4 | XT0138:1 | TURBINE PANEL A | 16.A3
FU0139:LD | SC | FU0139 | WHT | 14 | 16.A5 | XT0136:1 | TURBINE PANEL A | 17.A2
GR0131: | SC | GR0131 | GRN/YEL | 14 | 7.A5 | FRAME | TURBINE PANEL A | 7.A6
GR0132: | SC | GR0132 | GRN/YEL | 14 | 7.A5 | FRAME | TURBINE PANEL A | 7.A6
GR0134: | SC | 0V | WHT | 14 | 7.D1 | XT0080:2 | TURBINE PANEL A | 7.D1
KA0130:A1 | SC | 008238 | WHT | 20 | 31.C5 | KA0130:11 | TURBINE PANEL A | 31.D6
KA0131:11 | SC | KA0135A1 | WHT | 20 | 17.D4 | KA0135:A1 | TURBINE PANEL A | 17.D6
KA0131:12 | SC | KA013724 | WHT | 20 | 17.D4 | KA0137:24 | TURBINE PANEL A | 17.D3
KA0131:A1 | SC | KA0231A1 | WHT | 20 | 17.C6 | KA0132:A1 | TURBINE PANEL A | 17.C6
KA0131:A2 | SC | 0V | WHT | 20 | 17.C6 | KA0132:A2 | TURBINE PANEL A | 17.C6
KA0131:A2 | SC | 0V | WHT | 20 | 17.C6 | KT0145:A2 | TURBINE PANEL A | 17.B6
KA0132:11 | SC | FU0139 | WHT | 20 | 17.B3 | KA0133:11 | TURBINE PANEL A | 17.B3
KA0132:11 | SC | FU0139 | WHT | 20 | 17.B3 | KT0145:15 | TURBINE PANEL A | 17.D2
KA0132:12 | SC | KT0141A1 | WHT | 20 | 17.B3 | KT0142:A1 | TURBINE PANEL A | 17.B6
KA0132:12 | SC | KT0141A1 | WHT | 20 | 17.B3 | KA0133:12 | TURBINE PANEL A | 17.B3
KA0132:21 | SC | KA0138A1 | WHT | 20 | 17.D4 | KA0138:A1 | TURBINE PANEL A | 17.D6
KA0132:22 | SC | KA013222 | WHT | 20 | 17.D4 | KA0137:14 | TURBINE PANEL A | 17.D3
KA0132:22 | SC | KA013222 | WHT | 20 | 17.D4 | KT0141:18 | TURBINE PANEL A | 17.D2
KA0132:24 | SC | KA013224 | WHT | 20 | 17.D4 | KA0134:14 | TURBINE PANEL A | 17.D3
KA0132:A2 | SC | 0V | WHT | 20 | 17.C6 | KA0133:A2 | TURBINE PANEL A | 17.C6
KA0133:11 | SC | FU0139 | WHT | 20 | 17.B3 | KA0134:11 | TURBINE PANEL A | 17.D3
KA0133:A2 | SC | 0V | WHT | 20 | 17.C6 | KA0134:A2 | TURBINE PANEL A | 17.C6
KA0134:11 | SC | FU0139 | WHT | 20 | 17.D3 | KA0136:11 | TURBINE PANEL A | 17.B4
KA0134:A1 | SC | KA0134A1 | WHT | 20 | 17.C6 | AF0090:12 | TURBINE PANEL A | 61.C7
KA0134:A2 | SC | 0V | WHT | 20 | 17.C6 | KA0135:A2 | TURBINE PANEL A | 17.D6
KA0135:A2 | SC | 0V | WHT | 20 | 17.D6 | KA0136:A2 | TURBINE PANEL A | 17.D6
KA0136:11 | SC | FU0139 | WHT | 20 | 17.B4 | KA0137:21 | TURBINE PANEL A | 17.D3
KA0136:14 | SC | KA013821 | WHT | 20 | 17.B4 | KA0138:21 | TURBINE PANEL A | 17.B5
KA0136:A1 | SC | PS32002 | WHT | 20 | 17.D6 | XT0136:5 | TURBINE PANEL A | 60.D5
KA0136:A2 | SC | 0V | WHT | 20 | 17.D6 | KA0137:A2 | TURBINE PANEL A | 17.D6
KA0137:11 | SC | FU0139 | WHT | 20 | 17.D3 | KA0137:21 | TURBINE PANEL A | 17.D3
KA0137:A1 | SC | KA0137A1 | WHT | 20 | 17.D6 | KT0142:18 | TURBINE PANEL A | 17.D2
KA0137:A2 | SC | 0V | WHT | 20 | 17.D6 | KA0138:A2 | TURBINE PANEL A | 17.D6
KA0138:14 | SC | FU0139 | WHT | 20 | 61.C5 | XT0136:9 | TURBINE PANEL A | 61.C6
KA0138:24 | SC | KT0144B1 | WHT | 20 | 17.B5 | KT0144:B1 | TURBINE PANEL A | 17.B6
KA0826:A1 | SC | 008241 | WHT | 20 | 83.A5 | KA0826:11 | TURBINE PANEL A | 83.A6
KA0827:A1 | SC | 008242 | WHT | 20 | 83.B5 | KA0827:11 | TURBINE PANEL A | 83.B6
KT0140:15 | SC | FU0139 | WHT | 20 | 17.D1 | KT0142:15 | TURBINE PANEL A | 17.D2
KT0140:15 | SC | FU0139 | WHT | 20 | 17.B2 | XT0136:2 | TURBINE PANEL A | 17.A2
KT0140:16 | SC | KT014115 | WHT | 20 | 17.D1 | KT0141:15 | TURBINE PANEL A | 17.D2
KT0140:18 | SC | KT0143A1 | WHT | 20 | 17.B2 | KT0143:A1 | TURBINE PANEL A | 17.B6
KT0140:A1 | SC | KT0140A1 | WHT | 20 | 17.A6 | KT0143:16 | TURBINE PANEL A | 17.A5
KT0140:A2 | SC | 0V | WHT | 20 | 17.A6 | KT0141:A2 | TURBINE PANEL A | 17.A6
KT0140:A2 | SC | 0V | WHT | 20 | 17.A6 | XT0136:3 | TURBINE PANEL A | 17.A2
KT0141:18 | SC | KA013222 | WHT | 20 | 17.D2 | KT0144:18 | TURBINE PANEL A | 17.D2
KT0141:A1 | SC | KT0141A1 | WHT | 20 | 17.A6 | KT0143:15 | TURBINE PANEL A | 17.A5
KT0141:A1 | SC | KT0141A1 | WHT | 20 | 17.A6 | KT0142:A1 | TURBINE PANEL A | 17.B6
KT0141:A2 | SC | 0V | WHT | 20 | 17.A6 | KT0142:A2 | TURBINE PANEL A | 17.B6
KT0142:15 | SC | FU0139 | WHT | 20 | 17.D2 | KT0144:A1 | TURBINE PANEL A | 17.B6
KT0142:18 | SC | KA0137A1 | WHT | 20 | 17.D2 | KT0145:18 | TURBINE PANEL A | 17.D2
KT0142:A2 | SC | 0V | WHT | 20 | 17.B6 | KT0143:A2 | TURBINE PANEL A | 17.B6
KT0143:A2 | SC | 0V | WHT | 20 | 17.B6 | KT0144:A2 | TURBINE PANEL A | 17.B6
KT0144:15 | SC | FU0139 | WHT | 20 | 17.D2 | KT0145:15 | TURBINE PANEL A | 17.D2
KT0144:15 | SC | FU0139 | WHT | 20 | 17.D2 | KT0144:A1 | TURBINE PANEL A | 17.B6
KT0144:A2 | SC | 0V | WHT | 20 | 17.B6 | KT0145:A2 | TURBINE PANEL A | 17.B6
PEG0130:3 | SC | 0V | GRN/YEL | 12 | 16.B4 | XT0135:3 | TURBINE PANEL A | 16.B4
RR0851: -3.01K OHM | SC | 008501 | LEAD | --- | 15.B7 | XT0085:2 | TURBINE PANEL A | 15.B7
RR0851: -3.01K OHM | SC | FU0136LD | LEAD | --- | 15.B7 | XT0085:1 | TURBINE PANEL A | 15.B7
RR0852: -1.0K OHM | SC | 008501 | LEAD | --- | 15.C7 | XT0085:2 | TURBINE PANEL A | 15.B7
RR0852: -1.0K OHM | SC | 0V | LEAD | --- | 15.C7 | XT0085:3 | TURBINE PANEL A | 15.C7
UJ0131:OUT(-) | SC | 0V | WHT | 12 | 15.B5 | XT0085:3 | TURBINE PANEL A | 15.C7
UV0600:(-) | SC | 0V | WHT | 14 | 6.A2 | XT0135:1 | TURBINE PANEL A | 16.B4
XT0090:1 | SC | 0V | WHT | 14 | 7.B1 | XT0135:2 | TURBINE PANEL A | 16.B4
XT0134:1 | SC | 0V | WHT | 12 | 16.B3 | XT0135:1 | TURBINE PANEL A | 16.B4
XT0135:1 | SC | 0V | WHT | 14 | 16.B4 | XT0136:3 | TURBINE PANEL A | 17.A2
XT0135:2 | SC | 0V | WHT | 14 | 16.B4 | XT0080:1 | TURBINE PANEL A | 7.D1
XT0136:1 | SC | FU0139 | WHT | 20 | 17.A2 | XT0136:9 | TURBINE PANEL A | 61.C6
XT0136:10 | SC | 0V | WHT | 20 | 61.C6 | XT0136:3 | TURBINE PANEL A | 17.A2
XT0136:4 | SC | FU0139 | WHT | 20 | 60.D5 | XT0136:1 | TURBINE PANEL A | 17.A2
XT0137:3 | SC | FU0138 | WHT | 12 | 27.D5 | XT0138:3 | TURBINE PANEL A | 16.A3
XT0137:4 | SC | 0V | WHT | 14 | 27.D5 | XT0134:3 | TURBINE PANEL A | 16.B3
AU0080:A | W0080T | XY0080T | COAX | RG6/U | 2.D2 | XY0080:T | TURBINE PANEL A | 2.D2
AU0080:B | W0081T | XY0081T | COAX | RG6/U | 2.D2 | XY0081:T | TURBINE PANEL A | 2.D2
AU0090:A | W0090T | XY0090T | COAX | RG6/U | 2.C2 | XY0090:T | TURBINE PANEL A | 2.C2
AU0090:B | W0091T | XY0091T | COAX | RG6/U | 2.C2 | XY0091:T | TURBINE PANEL A | 2.C2
XY0080:BNC1 | W0908A | XY0090 | COAX | RG6/U | 2.D2 | XY0090:BNC2 | TURBINE PANEL A | 2.C2
XY0081:BNC1 | W0908B | XY0091 | COAX | RG6/U | 2.D2 | XY0091:BNC2 | TURBINE PANEL A | 2.C2
QS0011:LD-1 | WUJ1 | UJ0131H | BLK | 12 | 15.B4 | UJ0131:+ | TURBINE PANEL A | 15.B5
QS0011:LD-3 | WUJ1 | UJ0131L | WHT | 12 | 15.B4 | UJ0131:- | TURBINE PANEL A | 15.B5
UJ0131:G | WUJ1 | UJ0131G | GRN | 12 | 15.B5 | FRAME | TURBINE PANEL A | 15.B5
AF0090:00 | SC | 009000 | WHT | 20 | 21.C3 | AP0903:NC | CONSOLE | 21.C3
AF0090:01 | SC | 009001 | WHT | 20 | 21.C5 | AP0903:NC | CONSOLE | 21.C5
AF0090:02 | SC | 009002 | WHT | 20 | 21.C2 | AP0901:NO | CONSOLE | 21.C2
AF0090:35 | SC | 009035 | WHT | 20 | 21.C3 | AP0903:ARM | CONSOLE | 21.C3
AF0090:36 | SC | 009036 | WHT | 20 | 21.C5 | AP0903:ARM | CONSOLE | 21.C5
AF0090:37 | SC | 009037 | WHT | 20 | 21.C2 | AP0901:ARM | CONSOLE | 21.C2
AP0603:P1 | WMOD1 | AP0603P1 | CABLE | CABLE | 6.B2 | AP0915:HST | CONSOLE | 6.B2
AF0082:05 | SC | ZS61S | WHT | 20 | 81.A6 | XT0170:13 | FIRE SYSTEM | 81.A5
AF0082:40 | SC | ZS61P | WHT | 20 | 81.A6 | XT0170:14 | FIRE SYSTEM | 81.A5
FU0082:LD | SC | FU0082 | WHT | 14 | 7.D1 | XT0170:15 | FIRE SYSTEM | 83.A5
XT0080:3 | SC | 0V | WHT | 14 | 7.D1 | XT0170:16 | FIRE SYSTEM | 83.B5
XT0134:2 | SC | 0V | WHT | 12 | 16.B3 | XT0170:3 | FIRE SYSTEM | 10.A2
XT0138:2 | SC | FU0138 | WHT | 12 | 16.A3 | FU0170:LI | FIRE SYSTEM | 10.A2
AF0080:10 | SC | 008010 | WHT | 20 | 86.A7 | XT0171:6 | FIRE SYSTEM CONTROLLER PANEL | 86.A5
AF0080:40 | SC | 008040 | WHT | 20 | 86.A7 | KA0176:24 | FIRE SYSTEM CONTROLLER PANEL | 86.A6
AF0092:04 | SC | 009204 | WHT | 20 | 85.A7 | XT0171:2 | FIRE SYSTEM CONTROLLER PANEL | 85.A5
AF0092:05 | SC | 009205 | WHT | 20 | 85.C7 | XT0171:4 | FIRE SYSTEM CONTROLLER PANEL | 85.C5
AF0092:08 | SC | 009208 | WHT | 20 | 86.C7 | XT0171:8 | FIRE SYSTEM CONTROLLER PANEL | 86.C5
AF0092:39 | SC | 009239 | WHT | 20 | 85.A7 | KA0176:14 | FIRE SYSTEM CONTROLLER PANEL | 85.A6
AF0092:40 | SC | 009240 | WHT | 20 | 85.C7 | KA0177:14 | FIRE SYSTEM CONTROLLER PANEL | 85.C6
AF0092:43 | SC | 009243 | WHT | 20 | 86.C7 | KA0177:24 | FIRE SYSTEM CONTROLLER PANEL | 86.C6
KA6211:A1 | SC | KA6211A1 | WHT | 20 | 85.B6 | XT0171:1 | FIRE SYSTEM CONTROLLER PANEL | 85.A5
KA6212:A1 | SC | KA6212A1 | WHT | 20 | 86.B6 | XT0171:5 | FIRE SYSTEM CONTROLLER PANEL | 86.A5
KA6221:A1 | SC | KA6221A1 | WHT | 20 | 85.C6 | XT0171:3 | FIRE SYSTEM CONTROLLER PANEL | 85.C5
KA6222:A1 | SC | KA6222A1 | WHT | 20 | 86.C6 | XT0171:7 | FIRE SYSTEM CONTROLLER PANEL | 86.C5
PEG0130:5 | SC | PEG0140G | GRN/YEL | 8 | 5.B4 | PEG0140:00 | GENERATOR PANEL | 5.B3
XT0134:4 | SC | 0V | WHT | 12 | 16.B3 | XT0334:1 | GENERATOR PANEL | 23.C2
XT0138:4 | SC | FU0138 | WHT | 12 | 16.B3 | XT0332:1 | GENERATOR PANEL | 23.B2
XT0135:3 | SC | 0V | WHT | 14 | 16.B4 | UV0271:9- | ISOLATOR PANEL 1 | 35.A5
XT0139:2 | SC | FU0137 | WHT | 14 | 16.A4 | FU0272:LD | ISOLATOR PANEL 1 | 35.A6
AF0090:06 | SC | 009006 | WHT | 20 | 45.A7 | UAI0906:8 | ISOLATOR PANEL 2 | 45.A5
AF0090:07 | SC | 009007 | WHT | 20 | 45.B7 | UAI0906:11 | ISOLATOR PANEL 2 | 45.B5
AF0090:08 | SC | 009008 | WHT | 20 | 45.C7 | UAI0908:8 | ISOLATOR PANEL 2 | 45.C5
AF0090:09 | SC | 009009 | WHT | 20 | 45.D7 | UAI0908:11 | ISOLATOR PANEL 2 | 45.D5
AF0090:41 | SC | 009041 | WHT | 20 | 45.A7 | UAI0906:7 | ISOLATOR PANEL 2 | 45.A5
AF0090:42 | SC | 009042 | WHT | 20 | 45.B7 | UAI0906:10 | ISOLATOR PANEL 2 | 45.B5
AF0090:43 | SC | 009043 | WHT | 20 | 45.C7 | UAI0908:7 | ISOLATOR PANEL 2 | 45.C5
AF0090:44 | SC | 009044 | WHT | 20 | 45.D7 | UAI0908:10 | ISOLATOR PANEL 2 | 45.D5
XT0134:3 | SC | 0V | WHT | 14 | 16.B3 | XT0291:2 | ISOLATOR PANEL 2 | 6.D5
XT0138:3 | SC | FU0138 | WHT | 14 | 16.A3 | FU0291:LI | ISOLATOR PANEL 2 | 6.D5
AF0083:00 | W0830 | 008300 | RED | 20 | 45.D7 | UAI0830:+9 | ISOLATOR PANEL 2 | 45.D5
AF0083:02 | W0830 | 008302 | WHT | 20 | 45.D7 | UAI0830:+10 | ISOLATOR PANEL 2 | 45.D5
AF0083:03 | W0830 | 008303 | BLK | 20 | 45.D7 | UAI0830:-11 | ISOLATOR PANEL 2 | 45.D5
AF0083:16 | W0830 | 008316 | SH | 20 | 45.D7 | FLOATING | ISOLATOR PANEL 2 | 45.D6
AF0083:04 | W0831 | 008304 | RED | 20 | 34.B7 | UAI0831:+9 | ISOLATOR PANEL 2 | 34.B5
AF0083:06 | W0831 | 008306 | WHT | 20 | 34.B7 | UAI0831:+10 | ISOLATOR PANEL 2 | 34.B5
AF0083:07 | W0831 | 008307 | BLK | 20 | 34.B7 | UAI0831:-11 | ISOLATOR PANEL 2 | 34.B5
AF0083:40 | W0831 | 008340 | SH | 20 | 34.B7 | FLOATING | ISOLATOR PANEL 2 | 34.B6
AF0083:12 | W0833 | 008312 | RED | 20 | 57.A7 | UAI0833:+9 | ISOLATOR PANEL 2 | 57.A5
AF0083:14 | W0833 | 008314 | WHT | 20 | 57.A7 | UAI0833:+10 | ISOLATOR PANEL 2 | 57.A5
AF0083:15 | W0833 | 008315 | BLK | 20 | 57.A7 | UAI0833:-11 | ISOLATOR PANEL 2 | 57.A5
AF0083:42 | W0833 | 008342 | SH | 20 | 57.A7 | FLOATING | ISOLATOR PANEL 2 | 57.B6
AF0083:21 | W0835 | 008321 | RED | 20 | 33.A7 | UAI0835:+9 | ISOLATOR PANEL 2 | 33.A5
AF0083:23 | W0835 | 008323 | WHT | 20 | 33.A7 | UAI0835:+10 | ISOLATOR PANEL 2 | 33.A5
AF0083:24 | W0835 | 008324 | BLK | 20 | 33.A7 | UAI0835:-11 | ISOLATOR PANEL 2 | 33.A5
AF0083:44 | W0835 | 008344 | SH | 20 | 33.A7 | FLOATING | ISOLATOR PANEL 2 | 33.A6
AF0083:25 | W0836 | 008325 | RED | 20 | 37.A7 | UAI0836:+9 | ISOLATOR PANEL 2 | 37.A5
AF0083:27 | W0836 | 008327 | WHT | 20 | 37.A7 | UAI0836:+10 | ISOLATOR PANEL 2 | 37.A5
AF0083:28 | W0836 | 008328 | BLK | 20 | 37.A7 | UAI0836:-11 | ISOLATOR PANEL 2 | 37.A5
AF0083:45 | W0836 | 008345 | SH | 20 | 37.A7 | FLOATING | ISOLATOR PANEL 2 | 37.A6
AF0083:29 | W0837 | 008329 | RED | 20 | 35.A7 | UAI0837:+9 | ISOLATOR PANEL 2 | 35.A5
AF0083:31 | W0837 | 008331 | WHT | 20 | 35.A7 | UAI0837:+10 | ISOLATOR PANEL 2 | 35.A5
AF0083:32 | W0837 | 008332 | BLK | 20 | 35.A7 | UAI0837:-11 | ISOLATOR PANEL 2 | 35.A5
AF0083:33 | W0837 | 008333 | SH | 20 | 35.A7 | FLOATING | ISOLATOR PANEL 2 | 35.B6
AF0084:00 | W0840 | 008400 | RED | 20 | 58.A7 | UAI0840:+9 | ISOLATOR PANEL 2 | 58.A5
AF0084:02 | W0840 | 008402 | WHT | 20 | 58.A7 | UAI0840:+10 | ISOLATOR PANEL 2 | 58.A5
AF0084:03 | W0840 | 008403 | BLK | 20 | 58.A7 | UAI0840:-11 | ISOLATOR PANEL 2 | 58.A5
AF0084:16 | W0840 | 008416 | SH | 20 | 58.A7 | FLOATING | ISOLATOR PANEL 2 | 58.A6
AF0084:04 | W0841 | 008404 | RED | 20 | 58.A7 | UAI0841:+9 | ISOLATOR PANEL 2 | 58.A5
AF0084:06 | W0841 | 008406 | WHT | 20 | 58.A7 | UAI0841:+10 | ISOLATOR PANEL 2 | 58.A5
AF0084:07 | W0841 | 008407 | BLK | 20 | 58.A7 | UAI0841:-11 | ISOLATOR PANEL 2 | 58.A5
AF0084:40 | W0841 | 008440 | SH | 20 | 58.A7 | FLOATING | ISOLATOR PANEL 2 | 58.B6
AF0084:08 | W0842 | 008408 | RED | 20 | 64.A7 | UAI0842:+9 | ISOLATOR PANEL 2 | 64.A5
AF0084:10 | W0842 | 008410 | WHT | 20 | 64.A7 | UAI0842:+10 | ISOLATOR PANEL 2 | 64.A5
AF0084:11 | W0842 | 008411 | BLK | 20 | 64.A7 | UAI0842:-11 | ISOLATOR PANEL 2 | 64.A5
AF0084:41 | W0842 | 008441 | SH | 20 | 64.A7 | FLOATING | ISOLATOR PANEL 2 | 64.A6
AF0084:12 | W0843 | 008412 | RED | 20 | 64.A7 | UAI0843:+9 | ISOLATOR PANEL 2 | 64.A5
AF0084:14 | W0843 | 008414 | WHT | 20 | 64.A7 | UAI0843:+10 | ISOLATOR PANEL 2 | 64.A5
AF0084:15 | W0843 | 008415 | BLK | 20 | 64.A7 | UAI0843:-11 | ISOLATOR PANEL 2 | 64.A5
AF0084:42 | W0843 | 008442 | SH | 20 | 64.A7 | FLOATING | ISOLATOR PANEL 2 | 64.B6
AF0084:17 | W0844 | 008417 | RED | 20 | 84.C7 | UAI0844:+9 | ISOLATOR PANEL 2 | 84.C5
AF0084:19 | W0844 | 008419 | WHT | 20 | 84.C7 | UAI0844:+10 | ISOLATOR PANEL 2 | 84.C5
AF0084:20 | W0844 | 008420 | BLK | 20 | 84.C7 | UAI0844:-11 | ISOLATOR PANEL 2 | 84.C5
AF0084:43 | W0844 | 008443 | SH | 20 | 84.C7 | FLOATING | ISOLATOR PANEL 2 | 84.C6
AF0084:29 | W0847 | 008429 | RED | 20 | 43.D7 | UAI0847:+9 | ISOLATOR PANEL 2 | 43.D5
AF0084:31 | W0847 | 008431 | WHT | 20 | 43.D7 | UAI0847:+10 | ISOLATOR PANEL 2 | 43.D5
AF0084:32 | W0847 | 008432 | BLK | 20 | 43.D7 | UAI0847:-11 | ISOLATOR PANEL 2 | 43.D5
AF0084:33 | W0847 | 008433 | SH | 20 | 43.D7 | FLOATING | ISOLATOR PANEL 2 | 43.D6
AF0085:37 | W0851 | 008537 | RED | 20 | 59.A7 | AP0291:O:A12+ | ISOLATOR PANEL 2 | 59.A5
AF0085:02 | W0851 | 008502 | BLK | 20 | 59.A7 | AP0291:O:C12- | ISOLATOR PANEL 2 | 59.A5
IEG0080: | W0851 | 00851S | SH | 20 | 59.A6 | AP0291:O:B12S | ISOLATOR PANEL 2 | 59.A5
AF0085:39 | W0852 | 008539 | RED | 20 | 37.D7 | AP0291:O:A20+ | ISOLATOR PANEL 2 | 37.D5
AF0085:04 | W0852 | 008504 | BLK | 20 | 37.D7 | AP0291:O:C20- | ISOLATOR PANEL 2 | 37.D5
IEG0080: | W0852 | 00852S | SH | 20 | 37.D6 | AP0291:O:B20S | ISOLATOR PANEL 2 | 37.D5
AF0085:41 | W0853 | 008541 | RED | 20 | 59.C7 | AP0291:O:A15+ | ISOLATOR PANEL 2 | 59.C5
AF0085:06 | W0853 | 008506 | BLK | 20 | 59.C7 | AP0291:O:C15- | ISOLATOR PANEL 2 | 59.C5
IEG0080: | W0853 | 00853S | SH | 20 | 59.C6 | AP0291:O:B15S | ISOLATOR PANEL 2 | 59.C5
AF0085:43 | W0854 | 008543 | RED | 20 | 59.A7 | AP0291:O:A13+ | ISOLATOR PANEL 2 | 59.A5
AF0085:08 | W0854 | 008508 | BLK | 20 | 59.A7 | AP0291:O:C13- | ISOLATOR PANEL 2 | 59.A5
IEG0080: | W0854 | 00854S | SH | 20 | 59.B6 | AP0291:O:B13S | ISOLATOR PANEL 2 | 59.A5
AF0085:45 | W0855 | 008545 | RED | 20 | 33.C7 | AP0291:O:A2+ | ISOLATOR PANEL 2 | 33.C5
AF0085:10 | W0855 | 008510 | BLK | 20 | 33.C7 | AP0291:O:C2- | ISOLATOR PANEL 2 | 33.C5
IEG0080: | W0855 | 00855S | SH | 20 | 33.C6 | AP0291:O:B2S | ISOLATOR PANEL 2 | 33.C5
AF0085:47 | W0856 | 008547 | RED | 20 | 59.B7 | AP0291:O:A14+ | ISOLATOR PANEL 2 | 59.B5
AF0085:12 | W0856 | 008512 | BLK | 20 | 59.B7 | AP0291:O:C14- | ISOLATOR PANEL 2 | 59.B5
IEG0080: | W0856 | 00856S | SH | 20 | 59.B6 | AP0291:O:B14S | ISOLATOR PANEL 2 | 59.B5
AF0086:37 | W0861 | 008637 | RED | 20 | 84.A7 | AP0291:O:A18+ | ISOLATOR PANEL 2 | 84.A5
AF0086:02 | W0861 | 008602 | BLK | 20 | 84.A7 | AP0291:O:C18- | ISOLATOR PANEL 2 | 84.A5
IEG0080: | W0861 | 00861S | SH | 20 | 84.B6 | AP0291:O:B18S | ISOLATOR PANEL 2 | 84.A5
AF0086:39 | W0862 | 008639 | RED | 20 | 88.A7 | AP0291:O:A19+ | ISOLATOR PANEL 2 | 88.A5
AF0086:04 | W0862 | 008604 | BLK | 20 | 88.A7 | AP0291:O:C19- | ISOLATOR PANEL 2 | 88.A5
IEG0080: | W0862 | 00862S | SH | 20 | 88.A6 | AP0291:O:B19S | ISOLATOR PANEL 2 | 88.A5
AF0086:41 | W0863 | 008641 | RED | 20 | 84.A7 | AP0291:0:A17+ | ISOLATOR PANEL 2 | 84.A5
AF0086:06 | W0863 | 008606 | BLK | 20 | 84.A7 | AP0291:O:C17- | ISOLATOR PANEL 2 | 84.A5
IEG0080: | W0863 | 00863S | SH | 20 | 84.A6 | AP0291:O:B17S | ISOLATOR PANEL 2 | 84.A5
AF0086:43 | W0864 | 008643 | RED | 20 | 63.C7 | AP0291:O:A23+ | ISOLATOR PANEL 2 | 63.C5
AF0086:08 | W0864 | 008608 | BLK | 20 | 63.C7 | AP0291:O:C23- | ISOLATOR PANEL 2 | 63.C5
IEG0080: | W0864 | 00864S | SH | 20 | 63.C6 | AP0291:O:B23S | ISOLATOR PANEL 2 | 63.C5
AF0086:47 | W0866 | 008647 | RED | 20 | 51.C7 | XT0290:2 | ISOLATOR PANEL 2 | 51.C5
AF0086:12 | W0866 | 008612 | WHT | 20 | 51.C7 | AP0291:O:A21+ | ISOLATOR PANEL 2 | 51.C5
AF0086:29 | W0866 | 008629 | BLK | 20 | 51.C7 | AP0291:O:C21- | ISOLATOR PANEL 2 | 51.C5
IEG0080: | W0866 | 00866S | SH | 20 | 51.C6 | AP0291:O:B21S | ISOLATOR PANEL 2 | 51.C5
AF0086:49 | W0867 | 008649 | RED | 20 | 43.A7 | AP0291:O:A5+ | ISOLATOR PANEL 2 | 43.A5
AF0086:14 | W0867 | 008614 | BLK | 20 | 43.A7 | AP0291:O:C5- | ISOLATOR PANEL 2 | 43.A5
IEG0080: | W0867 | 00867S | SH | 20 | 43.A6 | AP0291:O:B5S | ISOLATOR PANEL 2 | 43.A5
XT0134:2 | SC | 0V | WHT | 12 | 16.B3 | XT0560:2 | PWR DISTRIBUTION RAIL | 11.B2
XT0138:2 | SC | FU0138 | WHT | 12 | 16.A3 | XT0560:1 | PWR DISTRIBUTION RAIL | 11.A2
AF0086:01 | SC | 008601 | WHT | 20 | 15.D7 | XT0031:3 | REDUNDANT POWER SUPPLY | 15.D7
XT0085:1 | SC | FU0136LD | WHT | 12 | 15.B7 | VD0032:D1+ | REDUNDANT POWER SUPPLY | 15.C6
XT0085:3 | SC | 0V | WHT | 12 | 15.C7 | XT0031:1 | REDUNDANT POWER SUPPLY | 15.C7
XT0134:1 | SC | 0V | WHT | 12 | 16.B3 | XT0031:1 | REDUNDANT POWER SUPPLY | 15.C7
XT0138:1 | SC | FU0138 | WHT | 12 | 16.A3 | VD0032:D2- | REDUNDANT POWER SUPPLY | 15.C6
AF0080:04 | SC | 008004 | WHT | 20 | 44.B7 | KA0235:24 | TURBINE PANEL B | 44.B5
AF0080:06 | SC | 008006 | WHT | 20 | 47.B7 | KA0240:24 | TURBINE PANEL B | 47.B5
AF0081:09 | SC | 006206 | WHT | 20 | 44.A7 | KA0236:24 | TURBINE PANEL B | 44.A5
AF0081:12 | SC | 008112 | WHT | 20 | 18.C7 | KA0242:14 | TURBINE PANEL B | 18.C6
AF0082:04 | SC | 008204 | WHT | 20 | 18.B7 | KA0243:14 | TURBINE PANEL B | 18.B6
AF0082:39 | SC | 008239 | WHT | 20 | 18.B7 | KA0243:11 | TURBINE PANEL B | 18.B6
AF0087:14 | SC | 008714 | WHT | 20 | 26.C7 | XT0237:2 T2 | TURBINE PANEL B | 26.C5
AR0600:IE | SC | IEG02301 | GRN/YEL | 14 | 6.A1 | IEG0230:1 | TURBINE PANEL B | 6.B1
GR0133: | SC | IEG02303 | GRN/YEL | 14 | 7.A5 | IEG0230:3 | TURBINE PANEL B | 7.A6
IEG0080: | SC | IEG02302 | GRN/YEL | 14 | 7.D6 | IEG0230:2 | TURBINE PANEL B | 7.D6
KA0131:A1 | SC | KA0231A1 | WHT | 20 | 17.C6 | KA0242:11 | TURBINE PANEL B | 18.C6
KA0136:21 | SC | 006348 | WHT | 20 | 17.C3 | AF0063:48 | TURBINE PANEL B | 17.B4
KA0136:24 | SC | 006313 | WHT | 20 | 17.C3 | AF0063:13 | TURBINE PANEL B | 17.B4
KA0137:24 | SC | KA013724 | WHT | 20 | 17.D3 | AF0063:10 | TURBINE PANEL B | 17.C4
KT0145:A1 | SC | KA024412 | WHT | 20 | 17.B6 | KA0244:12 | TURBINE PANEL B | 18.D4
KT0146:15 | SC | 006202 | WHT | 20 | 18.C6 | AF0062:02 | TURBINE PANEL B | 18.C7
KT0146:18 | SC | 008112 | WHT | 20 | 18.C6 | KA0231:14 | TURBINE PANEL B | 18.C6
UV0600:GND | SC | IEG023014 | GRN/YEL | 14 | 6.A2 | IEG0230:14 | TURBINE PANEL B | 6.A1
XT0134:4 | SC | 0V | WHT | 12 | 16.B3 | XT0235:1 | TURBINE PANEL B | 16.D4
XT0136:1 | SC | FU0139 | WHT | 20 | 17.A2 | XT0240:10 | TURBINE PANEL B | 18.C4
XT0136:3 | SC | 0V | WHT | 20 | 17.A2 | XT0240:8 | TURBINE PANEL B | 18.D3
XT0136:6 | SC | PS32004 | WHT | 20 | 60.D5 | KA0240:11 | TURBINE PANEL B | 60.D6
XT0136:7 | SC | UF1300 | WHT | 20 | 60.D6 | KA0240:14 | TURBINE PANEL B | 60.D6
XT0137:1 | SC | ESTOPA | WHT | 20 | 27.B5 | XT0240:3 | TURBINE PANEL B | 18.A3
XT0137:2 | SC | ESTOP | WHT | 20 | 27.B5 | XT0240:4 | TURBINE PANEL B | 18.A3
XT0138:4 | SC | FU0138 | WHT | 12 | 16.B3 | FU0210:LI | TURBINE PANEL B | 16.C4
AP0601:A | W0010T | XY0010T | COAX | RG6/U | 2.B2 | XY0010:T | TURBINE PANEL B | 2.B2
AP0601:B | W0011T | XY0011T | COAX | RG6/U | 2.B2 | XY0011:T | TURBINE PANEL B | 2.B2
AP0602:A | W0030T | XY0030T | COAX | RG6/U | 2.C2 | XY0030:T | TURBINE PANEL B | 2.C2
AP0602:B | W0031T | XY0031T | COAX | RG6/U | 2.C2 | XY0031:T | TURBINE PANEL B | 2.C2
XY0090:BNC1 | W0309A | XY0030 | COAX | RG6/U | 2.C2 | XY0030:BNC2 | TURBINE PANEL B | 2.C2
XY0091:BNC1 | W0309B | XY0031 | COAX | RG6/U | 2.C2 | XY0031:BNC2 | TURBINE PANEL B | 2.C2
XY0080:BNC2 | W0807A | XY0080 | COAX | RG6/U | 2.D2 | XY0070:BNC1 | TURBINE PANEL B | 2.D3
XY0081:BNC2 | W0807B | XY0081 | COAX | RG6/U | 2.D2 | XY0071:BNC1 | TURBINE PANEL B | 2.D3
SolarTools ver. 24.0.84.24712 (Jul 31, 2025)
Report date: 2/18/2026 9:07 AM

## TURBINE PANEL B
TURBINE PANEL B
TURBINE PANEL, SECTION B
Project # | 3J821
Project Name | PC SOGT
Revision | J
Controls DE | J. FIGUEROA
Phone: | 2096
Controls ME | J.Shih
Phone: | 7765
From | [5 empty] | To
Device ID | Cable (W) Conductor (SC) Jumper Clip (JC) | Wire No. | Wire ID | Gauge/Size | Page/Zone | Device ID | Location | Page/Zone
XT0050:1 | JC | 0V | CLIP | --- | 9.B1 | XT0050:2 | TURBINE PANEL B | 9.B1
XT0060:1 | JC | 0V | CLIP | --- | 8.D1 | XT0060:2 | TURBINE PANEL B | 8.D1
XT0233:1 | JC | FU0210 | CLIP | --- | 16.C4 | XT0233:2 | TURBINE PANEL B | 16.C4
XT0233:2 | JC | FU0210 | CLIP | --- | 16.C4 | XT0233:3 | TURBINE PANEL B | 16.C4
XT0235:1 | JC | 0V | CLIP | --- | 16.D4 | XT0235:2 | TURBINE PANEL B | 16.D4
XT0235:2 | JC | 0V | CLIP | --- | 16.D4 | XT0235:3 | TURBINE PANEL B | 16.D4
XT0240:9 | JC | FU0139 | CLIP | --- | 18.C4 | XT0240:10 | TURBINE PANEL B | 18.C4
AF0050:10 | SC | 005010 | WHT | 20 | 66.D6 | KA0505:A2 | TURBINE PANEL B | 66.D5
AF0050:16 | SC | AU0050N | WHT | 20 | 9.A2 | AU0050:COM | TURBINE PANEL B | 9.A2
AF0050:22 | SC | 005022 | WHT | 20 | 66.D6 | KA0505:A1 | TURBINE PANEL B | 66.D5
AF0050:34 | SC | AU0050P | WHT | 20 | 9.A2 | AU0050:V+ | TURBINE PANEL B | 9.A2
AF0051:16 | SC | 0V | WHT | 14 | 9.A3 | XT0050:2 | TURBINE PANEL B | 9.B1
AF0051:34 | SC | FU0051 | WHT | 14 | 9.A3 | FU0051:LD | TURBINE PANEL B | 9.B1
AF0052:16 | SC | 0V | WHT | 14 | 9.A3 | XT0050:2 | TURBINE PANEL B | 9.B1
AF0052:34 | SC | FU0052 | WHT | 14 | 9.A3 | FU0052:LD | TURBINE PANEL B | 9.B1
AF0053:16 | SC | 0V | WHT | 14 | 9.A4 | XT0050:2 | TURBINE PANEL B | 9.B1
AF0053:33 | SC | AF0053N | WHT | 20 | 9.A4 | AF0054:16 | TURBINE PANEL B | 9.A5
AF0053:34 | SC | FU0053 | WHT | 14 | 9.A4 | FU0053:LD | TURBINE PANEL B | 9.B1
AF0053:51 | SC | AF0053P | WHT | 20 | 9.A4 | AF0054:34 | TURBINE PANEL B | 9.A5
AF0054:33 | SC | AF0054N | WHT | 20 | 9.A5 | AF0055:16 | TURBINE PANEL B | 9.A5
AF0054:51 | SC | AF0054P | WHT | 20 | 9.A5 | AF0055:34 | TURBINE PANEL B | 9.A5
AF0060:02 | SC | 006002 | WHT | 20 | 29.B7 | KA0233:14 | TURBINE PANEL B | 29.B5
AF0060:06 | SC | 006006 | WHT | 20 | 39.B7 | KA0237:14 | TURBINE PANEL B | 39.B5
AF0060:10 | SC | 006010 | WHT | 20 | 41.B7 | KA0237:24 | TURBINE PANEL B | 41.B5
AF0060:14 | SC | 006014 | WHT | 20 | 30.B7 | KA0234:14 | TURBINE PANEL B | 30.B5
AF0060:16 | SC | AU0060N | WHT | 20 | 8.C2 | AU0060:COM | TURBINE PANEL B | 8.C2
AF0060:34 | SC | AU0060P | WHT | 20 | 8.C2 | AU0060:V+ | TURBINE PANEL B | 8.C2
AF0061:00 | SC | 006100 | WHT | 20 | 28.A7 | KA1020:A1 | TURBINE PANEL B | 28.A5
AF0061:14 | SC | 006114 | WHT | 20 | 48.B7 | KA0238:14 | TURBINE PANEL B | 48.B5
AF0061:16 | SC | 0V | WHT | 14 | 8.C3 | XT0060:2 | TURBINE PANEL B | 8.D1
AF0061:17 | SC | 006117 | WHT | 20 | 28.A7 | KA1020:A2 | TURBINE PANEL B | 28.A5
AF0061:34 | SC | FU0061 | WHT | 14 | 8.C3 | FU0061:LD | TURBINE PANEL B | 8.D1
AF0062:06 | SC | 006206 | WHT | 20 | 44.A7 | KA0236:24 | TURBINE PANEL B | 44.A5
AF0062:14 | SC | 006214 | WHT | 20 | 31.C7 | XT0237:1 B2 | TURBINE PANEL B | 31.C5
AF0062:16 | SC | 0V | WHT | 14 | 8.C3 | XT0060:2 | TURBINE PANEL B | 8.D1
AF0062:18 | SC | 006218 | WHT | 20 | 18.C7 | KA0231:A2 | TURBINE PANEL B | 18.D6
AF0062:34 | SC | FU0062 | WHT | 14 | 8.C3 | FU0062:LD | TURBINE PANEL B | 8.D1
AF0063:11 | SC | 006311 | WHT | 20 | 18.B7 | KA0239:24 | TURBINE PANEL B | 18.B6
AF0063:12 | SC | 006312 | WHT | 20 | 18.A7 | KA0241:11 | TURBINE PANEL B | 18.A5
AF0063:15 | SC | 006315 | WHT | 20 | 18.C7 | KA0245:24 | TURBINE PANEL B | 18.C6
AF0063:16 | SC | 0V | WHT | 14 | 8.C4 | XT0060:2 | TURBINE PANEL B | 8.D1
AF0063:33 | SC | AF0063N | WHT | 20 | 8.C4 | AF0064:16 | TURBINE PANEL B | 8.C5
AF0063:34 | SC | FU0063 | WHT | 14 | 8.C4 | FU0063:LD | TURBINE PANEL B | 8.D1
AF0063:46 | SC | 006346 | WHT | 20 | 18.B7 | KA0239:21 | TURBINE PANEL B | 18.B6
AF0063:50 | SC | 006350 | WHT | 20 | 18.C7 | KA0245:21 | TURBINE PANEL B | 18.C6
AF0063:51 | SC | AF0063P | WHT | 20 | 8.C4 | AF0064:34 | TURBINE PANEL B | 8.C5
AF0064:33 | SC | AF0064N | WHT | 20 | 8.C5 | AF0065:16 | TURBINE PANEL B | 8.C5
AF0064:51 | SC | AF0064P | WHT | 20 | 8.C5 | AF0065:34 | TURBINE PANEL B | 8.C5
AF0065:01 | SC | 006501 | WHT | 20 | 43.B7 | AF0065:17 | TURBINE PANEL B | 43.B7
AF0065:05 | SC | 006505 | WHT | 20 | 40.A7 | AF0065:21 | TURBINE PANEL B | 40.A7
AF0065:09 | SC | 006509 | WHT | 20 | 42.A7 | AF0065:25 | TURBINE PANEL B | 42.A7
AF0065:13 | SC | 006513 | WHT | 20 | 28.B7 | AF0065:29 | TURBINE PANEL B | 28.B7
AF0070:07 | SC | 007007 | LEAD | --- | 31.A7 | RR0700: -20K OHM | TURBINE PANEL B | 31.A6
AF0070:08 | SC | 007008 | LEAD | --- | 31.B7 | RR0701: -10K OHM | TURBINE PANEL B | 31.B6
AF0070:10 | SC | 007010 | LEAD | --- | 31.B7 | RR0701: -10K OHM | TURBINE PANEL B | 31.B6
AF0070:34 | SC | AU0070P | WHT | 20 | 8.A2 | AU0070:V+ | TURBINE PANEL B | 8.A2
AF0070:35 | SC | AU0070N | WHT | 20 | 8.A2 | AU0070:COM | TURBINE PANEL B | 8.A2
AF0070:50 | SC | AF0070P | WHT | 20 | 8.A2 | AF0071:34 | TURBINE PANEL B | 8.A3
AF0070:51 | SC | AF0070N | WHT | 20 | 8.A2 | AF0071:16 | TURBINE PANEL B | 8.A3
AF0071:33 | SC | AF0071N | WHT | 20 | 8.A3 | AF0072:16 | TURBINE PANEL B | 8.A3
AF0071:51 | SC | AF0071P | WHT | 20 | 8.A3 | AF0072:34 | TURBINE PANEL B | 8.A3
AF0072:01 | SC | 007201 | WHT | 20 | 28.B7 | AF0072:17 | TURBINE PANEL B | 28.B7
AF0072:33 | SC | AF0072N | WHT | 20 | 8.A3 | AF0073:16 | TURBINE PANEL B | 8.A4
AF0072:51 | SC | AF0072P | WHT | 20 | 8.A3 | AF0073:34 | TURBINE PANEL B | 8.A4
AF0073:01 | SC | 007301 | WHT | 20 | 43.A7 | AF0073:17 | TURBINE PANEL B | 43.A7
AF0073:05 | SC | 007305 | WHT | 20 | 40.A7 | AF0073:21 | TURBINE PANEL B | 40.A7
AF0073:09 | SC | 007309 | WHT | 20 | 42.A7 | AF0073:25 | TURBINE PANEL B | 42.A7
AF0073:33 | SC | AF0073N | WHT | 20 | 8.A4 | AF0074:35 | TURBINE PANEL B | 8.A5
AF0073:51 | SC | AF0073P | WHT | 20 | 8.A4 | AF0074:34 | TURBINE PANEL B | 8.A5
AF0074:50 | SC | AF0074P | WHT | 20 | 8.A5 | AF0075:34 | TURBINE PANEL B | 8.A5
AF0074:51 | SC | AF0074N | WHT | 20 | 8.A5 | AF0075:35 | TURBINE PANEL B | 8.A5
AF0054:08 | SC | JP | VIO | 20 | 9.A5 | AF0054:25 | TURBINE PANEL B | 9.A5
AF0054:10 | SC | JP | VIO | 20 | 9.A5 | AF0054:27 | TURBINE PANEL B | 9.A5
AF0055:04 | SC | JP | VIO | 20 | 9.A5 | AF0055:21 | TURBINE PANEL B | 9.A5
AF0055:06 | SC | JP | VIO | 20 | 9.A5 | AF0055:23 | TURBINE PANEL B | 9.A5
AF0055:08 | SC | JP | VIO | 20 | 9.A5 | AF0055:25 | TURBINE PANEL B | 9.A5
AF0055:12 | SC | JP | VIO | 20 | 9.A5 | AF0055:29 | TURBINE PANEL B | 9.A5
AF0055:14 | SC | JP | VIO | 20 | 9.A5 | AF0055:31 | TURBINE PANEL B | 9.A5
AF0064:08 | SC | JP | VIO | 20 | 8.C5 | AF0064:25 | TURBINE PANEL B | 8.C5
AF0064:10 | SC | JP | VIO | 20 | 8.C5 | AF0064:27 | TURBINE PANEL B | 8.C5
AF0072:04 | SC | JP | VIO | 20 | 8.A3 | AF0072:21 | TURBINE PANEL B | 8.A3
AF0073:12 | SC | JP | VIO | 20 | 8.A4 | AF0073:29 | TURBINE PANEL B | 8.A4
AF0074:02 | SC | JP | VIO | 20 | 8.A5 | AF0074:03 | TURBINE PANEL B | 8.A5
XT0240A:2 | SC | JP0 | VIO | 20 | 18.A3 | XT0240A:1 | TURBINE PANEL B | 18.A3
AU0050:COM | SC | 0V | WHT | 14 | 9.A2 | XT0050:1 | TURBINE PANEL B | 9.B1
AU0050:V+ | SC | FU0050 | WHT | 14 | 9.A2 | FU0050:LD | TURBINE PANEL B | 9.B1
AU0060:COM | SC | 0V | WHT | 14 | 8.C2 | XT0060:1 | TURBINE PANEL B | 8.D1
AU0060:V+ | SC | FU0060 | WHT | 14 | 8.C2 | FU0060:LD | TURBINE PANEL B | 8.C1
AU0070:COM | SC | 0V | WHT | 14 | 8.A2 | XT0070:1 | TURBINE PANEL B | 8.B1
AU0070:V+ | SC | FU0070 | WHT | 14 | 8.A2 | FU0070:LD | TURBINE PANEL B | 8.B1
FU0050:LI | SC | FU0210 | WHT | 14 | 9.B1 | XT0233:2 | TURBINE PANEL B | 16.C4
FU0050:LI | SC | FU0210 | WHT | 14 | 9.B1 | FU0051:LI | TURBINE PANEL B | 9.B1
FU0051:LI | SC | FU0210 | WHT | 14 | 9.B1 | FU0052:LI | TURBINE PANEL B | 9.B1
FU0052:LI | SC | FU0210 | WHT | 14 | 9.B1 | FU0053:LI | TURBINE PANEL B | 9.B1
FU0053:LI | SC | FU0210 | WHT | 14 | 9.B1 | FU0054:LI | TURBINE PANEL B | 9.B1
FU0054:LD | SC | FU0054 | WHT | 14 | 9.B1 | XT0050:3 | TURBINE PANEL B | 49.B6
FU0060:LI | SC | FU0210 | WHT | 14 | 8.C1 | FU0061:LI | TURBINE PANEL B | 8.D1
FU0060:LI | SC | FU0210 | WHT | 14 | 8.C1 | XT0233:1 | TURBINE PANEL B | 16.C4
FU0061:LI | SC | FU0210 | WHT | 14 | 8.D1 | FU0062:LI | TURBINE PANEL B | 8.D1
FU0062:LI | SC | FU0210 | WHT | 14 | 8.D1 | FU0063:LI | TURBINE PANEL B | 8.D1
FU0070:LI | SC | FU0210 | WHT | 14 | 8.B1 | XT0233:2 | TURBINE PANEL B | 16.C4
FU0210:LD | SC | FU0210 | WHT | 12 | 16.C4 | XT0233:1 | TURBINE PANEL B | 16.C4
FU0211:LD | SC | FU0211 | WHT | 14 | 16.C5 | KA1020:14 | TURBINE PANEL B | 28.A5
FU0211:LI | SC | FU0210 | WHT | 14 | 16.C5 | XT0233:1 | TURBINE PANEL B | 16.C4
FU0211:LI | SC | FU0210 | WHT | 14 | 16.C5 | FU0212:LI | TURBINE PANEL B | 16.C5
FU0212:LD | SC | FU0212 | WHT | 16 | 16.C5 | KA0242:24 | TURBINE PANEL B | 31.C5
FU0212:LD | SC | FU0212 | WHT | 16 | 16.C5 | XT0233:4 | TURBINE PANEL B | 31.D5
GR0231: | SC | IEG02306 | GRN/YEL | 14 | 8.B1 | IEG0230:6 | TURBINE PANEL B | 8.B2
GR0232: | SC | IEG02307 | GRN/YEL | 14 | 8.B1 | IEG0230:7 | TURBINE PANEL B | 8.B2
GR0233: | SC | 0V | WHT | 14 | 8.B1 | XT0070:1 | TURBINE PANEL B | 8.B1
GR0234: | SC | GR0234 | GRN/YEL | 14 | 8.B2 | FRAME | TURBINE PANEL B | 8.B3
IEG0000:1 | SC | IEG0230G | GRN/YEL | 8 | 5.B4 | IEG0230:00 | TURBINE PANEL B | 5.B3
IEG0050: | SC | IEG02308 | GRN/YEL | 14 | 9.B5 | IEG0230:8 | TURBINE PANEL B | 9.B5
IEG0060: | SC | IEG02304 | GRN/YEL | 14 | 8.D5 | IEG0230:4 | TURBINE PANEL B | 8.D5
IEG0070: | SC | IEG02305 | GRN/YEL | 14 | 8.B3 | IEG0230:5 | TURBINE PANEL B | 8.B4
KA0231:11 | SC | KA0231A1 | WHT | 20 | 18.C6 | KA0242:11 | TURBINE PANEL B | 18.C6
KA0231:11 | SC | KA0231A1 | WHT | 20 | 18.C6 | KA0231:A1 | TURBINE PANEL B | 18.D6
KA0231:14 | SC | 008112 | WHT | 20 | 18.C6 | KA0242:14 | TURBINE PANEL B | 18.C6
KA0231:21 | SC | KA023121 | WHT | 20 | 18.A5 | KA0245:14 | TURBINE PANEL B | 18.A4
KA0231:A1 | SC | KA0231A1 | WHT | 20 | 18.D6 | KA0232:A1 | TURBINE PANEL B | 18.D6
KA0231:A2 | SC | 006218 | WHT | 20 | 18.D6 | KA0232:A2 | TURBINE PANEL B | 18.D6
KA0232:A1 | SC | KA0231A1 | WHT | 20 | 18.D6 | KA0233:A1 | TURBINE PANEL B | 18.D6
KA0232:A2 | SC | 006218 | WHT | 20 | 18.D6 | KA0233:A2 | TURBINE PANEL B | 18.D6
KA0233:A1 | SC | KA0231A1 | WHT | 20 | 18.D6 | KA0234:A1 | TURBINE PANEL B | 18.D6
KA0233:A2 | SC | 006218 | WHT | 20 | 18.D6 | KA0234:A2 | TURBINE PANEL B | 18.D6
KA0235:11 | SC | 006312 | WHT | 20 | 18.A5 | KA0241:11 | TURBINE PANEL B | 18.A5
KA0235:11 | SC | 006312 | WHT | 20 | 18.A5 | XT0060:3 | TURBINE PANEL B | 31.D5
KA0235:14 | SC | KA024114 | WHT | 20 | 18.A5 | KA0241:14 | TURBINE PANEL B | 18.A5
KA0235:24 | SC | 008004 | WHT | 20 | 44.B5 | AF0063:14 | TURBINE PANEL B | 44.B7
KA0235:A1 | SC | ESTOP | WHT | 20 | 18.A2 | KA0236:A1 | TURBINE PANEL B | 18.B2
KA0235:A1 | SC | ESTOP | WHT | 20 | 18.A2 | XT0240:4 | TURBINE PANEL B | 18.A3
KA0235:A2 | SC | 0V | WHT | 20 | 18.A2 | KA0236:A2 | TURBINE PANEL B | 18.B2
KA0236:11 | SC | FU0139 | WHT | 20 | 18.D4 | KA0244:11 | TURBINE PANEL B | 18.D4
KA0236:11 | SC | FU0139 | WHT | 20 | 18.D4 | XT0240:10 | TURBINE PANEL B | 18.C4
KA0236:12 | SC | KA023612 | WHT | 20 | 18.D4 | XT0240:11 | TURBINE PANEL B | 18.D4
KA0236:A1 | SC | ESTOP | WHT | 20 | 18.B2 | KA0237:A1 | TURBINE PANEL B | 18.B2
KA0236:A2 | SC | 0V | WHT | 20 | 18.B2 | KA0237:A2 | TURBINE PANEL B | 18.B2
KA0237:A1 | SC | ESTOP | WHT | 20 | 18.B2 | KA0238:A1 | TURBINE PANEL B | 18.B2
KA0237:A2 | SC | 0V | WHT | 20 | 18.B2 | KA0238:A2 | TURBINE PANEL B | 18.B2
KA0238:14 | SC | 006114 | WHT | 20 | 48.B5 | AF0053:13 | TURBINE PANEL B | 48.B7
KA0238:21 | SC | KA024424 | WHT | 20 | 86.B6 | KA0244:24 | TURBINE PANEL B | 86.B5
KA0238:A1 | SC | ESTOP | WHT | 20 | 18.B2 | KA0239:A1 | TURBINE PANEL B | 18.B2
KA0238:A2 | SC | 0V | WHT | 20 | 18.B2 | KA0239:A2 | TURBINE PANEL B | 18.B2
KA0239:A1 | SC | ESTOP | WHT | 20 | 18.B2 | KA0240:A1 | TURBINE PANEL B | 18.B2
KA0239:A2 | SC | 0V | WHT | 20 | 18.B2 | KA0240:A2 | TURBINE PANEL B | 18.B2
KA0240:24 | SC | 008006 | WHT | 20 | 47.B5 | AF0053:12 | TURBINE PANEL B | 47.B7
KA0240:A2 | SC | 0V | WHT | 20 | 18.B2 | KA0241:A2 | TURBINE PANEL B | 18.C2
KA0241:14 | SC | KA024114 | WHT | 20 | 18.A5 | KA0231:24 | TURBINE PANEL B | 18.A5
KA0241:A1 | SC | KA0241A1 | WHT | 20 | 18.C2 | KA0242:A1 | TURBINE PANEL B | 18.C2
KA0241:A1 | SC | KA0241A1 | WHT | 20 | 18.C2 | XT0240:5 | TURBINE PANEL B | 18.C3
KA0241:A2 | SC | 0V | WHT | 20 | 18.C2 | KA0242:A2 | TURBINE PANEL B | 18.C2
KA0242:21 | SC | 024221 | WHT | 20 | 31.C5 | XT0237:1 T2 | TURBINE PANEL B | 31.C5
KA0242:A2 | SC | 0V | WHT | 20 | 18.C2 | KA0243:A2 | TURBINE PANEL B | 18.C2
KA0243:21 | SC | ESTOPC | WHT | 20 | 18.A3 | XT0240A:1 | TURBINE PANEL B | 18.A3
KA0243:24 | SC | KA024511 | WHT | 20 | 18.A3 | KA0245:11 | TURBINE PANEL B | 18.A4
KA0243:A1 | SC | KA0243A1 | WHT | 20 | 18.C2 | KA0244:A1 | TURBINE PANEL B | 18.C2
KA0243:A1 | SC | KA0243A1 | WHT | 20 | 18.C2 | XT0240:6 | TURBINE PANEL B | 18.C3
KA0243:A2 | SC | 0V | WHT | 20 | 18.C2 | KA0244:A2 | TURBINE PANEL B | 18.C2
KA0244:A2 | SC | 0V | WHT | 20 | 18.C2 | KA0245:A2 | TURBINE PANEL B | 18.C2
KA0245:A1 | SC | KA0245A1 | WHT | 20 | 18.C2 | KA0246:A1 | TURBINE PANEL B | 18.D2
KA0245:A1 | SC | KA0245A1 | WHT | 20 | 18.C2 | XT0240:7 | TURBINE PANEL B | 18.C3
KA0245:A2 | SC | 0V | WHT | 20 | 18.C2 | KA0246:A2 | TURBINE PANEL B | 18.D2
KA0246:14 | SC | KM4100EP | WHT | 20 | 73.A6 | XT0240A:3 | TURBINE PANEL B | 73.A5
KA0246:A2 | SC | 0V | WHT | 20 | 18.D2 | XT0240:8 | TURBINE PANEL B | 18.D3
KA1020:24 | SC | 0V | WHT | 14 | 28.A5 | XT0235:2 | TURBINE PANEL B | 16.D4
RR0700: -20K OHM | SC | SE12601 | LEAD | --- | 31.A6 | AF0070:05 | TURBINE PANEL B | 31.A7
XT0050:4 | SC | 0V | WHT | 14 | 49.B6 | XT0050:1 | TURBINE PANEL B | 9.B1
XT0070:1 | SC | 0V | WHT | 14 | 8.B1 | XT0235:1 | TURBINE PANEL B | 16.D4
XT0235:1 | SC | 0V | WHT | 14 | 16.D4 | XT0050:1 | TURBINE PANEL B | 9.B1
XT0235:1 | SC | 0V | WHT | 14 | 16.D4 | XT0060:1 | TURBINE PANEL B | 8.D1
XT0235:2 | SC | 0V | WHT | 16 | 16.D4 | XT0235:4 | TURBINE PANEL B | 31.D5
XT0236:1 | SC | FU0139 | WHT | 20 | 26.B5 | XT0240:9 | TURBINE PANEL B | 18.C4
XT0236:2 | SC | KA0241A1 | WHT | 20 | 26.B5 | XT0240:5 | TURBINE PANEL B | 18.C3
XT0236:3 | SC | 0V | WHT | 20 | 26.C5 | XT0240:8 | TURBINE PANEL B | 18.D3
XT0237:2 B2 | SC | KA023612 | WHT | 20 | 26.C5 | XT0240:11 | TURBINE PANEL B | 18.D4
XT0240:2 | SC | ESTOPB | WHT | 20 | 18.A2 | XT0240A:2 | TURBINE PANEL B | 18.A3
XT0240A:5 | SC | ESTOP | WHT | 20 | 18.B3 | XT0240:4 | TURBINE PANEL B | 18.A3
AU0050:A | W0050T | XY0050T | COAX | RG6/U | 2.C4 | XY0050:T | TURBINE PANEL B | 2.C3
AU0050:B | W0051T | XY0051T | COAX | RG6/U | 2.C4 | XY0051:T | TURBINE PANEL B | 2.C3
AU0060:A | W0060T | XY0060T | COAX | RG6/U | 2.C4 | XY0060:T | TURBINE PANEL B | 2.C3
AU0060:B | W0061T | XY0061T | COAX | RG6/U | 2.C4 | XY0061:T | TURBINE PANEL B | 2.C3
AU0070:A | W0070T | XY0070T | COAX | RG6/U | 2.D4 | XY0070:T | TURBINE PANEL B | 2.D3
AU0070:B | W0071T | XY0071T | COAX | RG6/U | 2.D4 | XY0071:T | TURBINE PANEL B | 2.D3
XY0010:BNC2 | W0103A | XY0010 | COAX | RG6/U | 2.B2 | XY0030:BNC1 | TURBINE PANEL B | 2.C2
XY0011:BNC2 | W0103B | XY0011 | COAX | RG6/U | 2.B2 | XY0031:BNC1 | TURBINE PANEL B | 2.C2
XY0050:BNC1 | W0605A | XY0060 | COAX | RG6/U | 2.C3 | XY0060:BNC2 | TURBINE PANEL B | 2.C3
XY0051:BNC1 | W0605B | XY0061 | COAX | RG6/U | 2.C3 | XY0061:BNC2 | TURBINE PANEL B | 2.C3
XY0060:BNC1 | W0706A | XY0070 | COAX | RG6/U | 2.C3 | XY0070:BNC2 | TURBINE PANEL B | 2.D3
XY0061:BNC1 | W0706B | XY0071 | COAX | RG6/U | 2.C3 | XY0071:BNC2 | TURBINE PANEL B | 2.D3
IEG0230:10 | SC | IEG023010 | GRN/YEL | 14 | 21.C2 | UV0901:GND | CONSOLE | 21.B1
IEG0230:11 | SC | IEG023011 | GRN/YEL | 14 | 21.C2 | UV0900:GND | CONSOLE | 21.A1
KA0238:22 | SC | FU0170 | WHT | 14 | 86.B6 | XT0170:2 | FIRE SYSTEM | 10.A2
KA0244:21 | SC | KA0176A1 | WHT | 20 | 86.B5 | KA0176:A1 | FIRE SYSTEM CONTROLLER PANEL | 86.B5
XT0240:10 | SC | FU0139 | WHT | 20 | 18.C4 | AT0170:30 | FIRE SYSTEM CONTROLLER PANEL | 10.C3
XT0240:10 | SC | FU0139 | WHT | 20 | 18.C4 | AT0170:24 | FIRE SYSTEM CONTROLLER PANEL | 10.B3
XT0240:6 | SC | KA0243A1 | WHT | 20 | 18.C3 | AT0170:26 | FIRE SYSTEM CONTROLLER PANEL | 10.B3
XT0240:7 | SC | KA0245A1 | WHT | 20 | 18.C3 | AT0170:32 | FIRE SYSTEM CONTROLLER PANEL | 10.C3
XY0010:BNC1 | W1701A | XY0170 | COAX | RG6/U | 2.B2 | XY0170:BNC2 | FIRE SYSTEM CONTROLLER PANEL | 2.B2
XY0011:BNC1 | W1701B | XY0171 | COAX | RG6/U | 2.B2 | XY0171:BNC2 | FIRE SYSTEM CONTROLLER PANEL | 2.B2
KA0246:11 | SC | KA012322 | WHT | 20 | 73.A6 | KA0123:22 | GENERATOR PANEL | 73.A5
XT0240A:4 | SC | KM4100EN | WHT | 20 | 73.A5 | KA0123:21 | GENERATOR PANEL | 73.A5
XT0240A:5 | SC | ESTOP | WHT | 20 | 18.B3 | XT0336:1 | GENERATOR PANEL | 23.C4
IEG0000:3 | SC | IEG0130G | GRN/YEL | 8 | 5.C4 | IEG0130:00 | GENERATOR VIBRATION PANEL | 5.C3
XY0050:BNC2 | W0511A | XY0050 | COAX | RG6/U | 2.C3 | XY0180:BNC1 | GENERATOR VIBRATION PANEL | 3.A2
XY0051:BNC2 | W0511B | XY0051 | COAX | RG6/U | 2.C3 | XY0181:BNC1 | GENERATOR VIBRATION PANEL | 3.A2
IEG0230:13 | SC | IEG023013 | GRN/YEL | 14 | 35.A5 | UV0271:IE | ISOLATOR PANEL 1 | 35.A5
AF0074:06 | W0741 | 007406 | RED | 20 | 35.B7 | UAI0741:+7 | ISOLATOR PANEL 1 | 35.B5
AF0074:07 | W0741 | 007407 | BLK | 20 | 35.B7 | UAI0741:-8 | ISOLATOR PANEL 1 | 35.B5
AF0074:40 | W0741 | 007440 | SH | 20 | 35.B7 | FLOATING | ISOLATOR PANEL 1 | 35.B6
AF0074:10 | W0742 | 007410 | RED | 20 | 35.B7 | UAI0742:+7 | ISOLATOR PANEL 1 | 35.B5
AF0074:11 | W0742 | 007411 | BLK | 20 | 35.B7 | UAI0742:-8 | ISOLATOR PANEL 1 | 35.B5
AF0074:41 | W0742 | 007441 | SH | 20 | 35.B7 | FLOATING | ISOLATOR PANEL 1 | 35.C6
AF0074:14 | W0743 | 007414 | RED | 20 | 35.C7 | UAI0743:+7 | ISOLATOR PANEL 1 | 35.C5
AF0074:15 | W0743 | 007415 | BLK | 20 | 35.C7 | UAI0743:-8 | ISOLATOR PANEL 1 | 35.C5
AF0074:42 | W0743 | 007442 | SH | 20 | 35.C7 | FLOATING | ISOLATOR PANEL 1 | 35.C6
AF0074:19 | W0744 | 007419 | RED | 20 | 35.C7 | UAI0744:+7 | ISOLATOR PANEL 1 | 35.C5
AF0074:20 | W0744 | 007420 | BLK | 20 | 35.C7 | UAI0744:-8 | ISOLATOR PANEL 1 | 35.C5
AF0074:43 | W0744 | 007443 | SH | 20 | 35.C7 | FLOATING | ISOLATOR PANEL 1 | 35.D6
AF0074:23 | W0745 | 007423 | RED | 20 | 35.D7 | UAI0745:+7 | ISOLATOR PANEL 1 | 35.D5
AF0074:24 | W0745 | 007424 | BLK | 20 | 35.D7 | UAI0745:-8 | ISOLATOR PANEL 1 | 35.D5
AF0074:44 | W0745 | 007444 | SH | 20 | 35.D7 | FLOATING | ISOLATOR PANEL 1 | 35.D6
AF0074:27 | W0746 | 007427 | RED | 20 | 35.D7 | UAI0746:+7 | ISOLATOR PANEL 1 | 35.D5
AF0074:28 | W0746 | 007428 | BLK | 20 | 35.D7 | UAI0746:-8 | ISOLATOR PANEL 1 | 35.D5
AF0074:45 | W0746 | 007445 | SH | 20 | 35.D7 | FLOATING | ISOLATOR PANEL 1 | 35.D6
AF0074:31 | W0747 | 007431 | RED | 20 | 36.A7 | UAI0747:+7 | ISOLATOR PANEL 1 | 36.A5
AF0074:32 | W0747 | 007432 | BLK | 20 | 36.A7 | UAI0747:-8 | ISOLATOR PANEL 1 | 36.A5
AF0074:33 | W0747 | 007433 | SH | 20 | 36.A7 | FLOATING | ISOLATOR PANEL 1 | 36.A6
AF0075:02 | W0750 | 007502 | RED | 20 | 36.B7 | UAI0750:+7 | ISOLATOR PANEL 1 | 36.B5
AF0075:03 | W0750 | 007503 | BLK | 20 | 36.B7 | UAI0750:-8 | ISOLATOR PANEL 1 | 36.B5
AF0075:16 | W0750 | 007516 | SH | 20 | 36.B7 | FLOATING | ISOLATOR PANEL 1 | 36.B6
AF0075:06 | W0751 | 007506 | RED | 20 | 36.B7 | UAI0751:+7 | ISOLATOR PANEL 1 | 36.B5
AF0075:07 | W0751 | 007507 | BLK | 20 | 36.B7 | UAI0751:-8 | ISOLATOR PANEL 1 | 36.B5
AF0075:40 | W0751 | 007540 | SH | 20 | 36.B7 | FLOATING | ISOLATOR PANEL 1 | 36.B6
AF0075:10 | W0752 | 007510 | RED | 20 | 36.C7 | UAI0752:+7 | ISOLATOR PANEL 1 | 36.C5
AF0075:11 | W0752 | 007511 | BLK | 20 | 36.C7 | UAI0752:-8 | ISOLATOR PANEL 1 | 36.C5
AF0075:41 | W0752 | 007541 | SH | 20 | 36.C7 | FLOATING | ISOLATOR PANEL 1 | 36.C6
AF0075:14 | W0753 | 007514 | RED | 20 | 36.C7 | UAI0753:+7 | ISOLATOR PANEL 1 | 36.C5
AF0075:15 | W0753 | 007515 | BLK | 20 | 36.C7 | UAI0753:-8 | ISOLATOR PANEL 1 | 36.C5
AF0075:42 | W0753 | 007542 | SH | 20 | 36.C7 | FLOATING | ISOLATOR PANEL 1 | 36.C6
AF0075:19 | W0754 | 007519 | RED | 20 | 36.C7 | UAI0754:+7 | ISOLATOR PANEL 1 | 36.C5
AF0075:20 | W0754 | 007520 | BLK | 20 | 36.C7 | UAI0754:-8 | ISOLATOR PANEL 1 | 36.C5
AF0075:43 | W0754 | 007543 | SH | 20 | 36.C7 | FLOATING | ISOLATOR PANEL 1 | 36.D6
AF0075:23 | W0755 | 007523 | RED | 20 | 37.A7 | UAI0755:+7 | ISOLATOR PANEL 1 | 37.A5
AF0075:24 | W0755 | 007524 | BLK | 20 | 37.A7 | UAI0755:-8 | ISOLATOR PANEL 1 | 37.A5
AF0075:44 | W0755 | 007544 | SH | 20 | 37.A7 | FLOATING | ISOLATOR PANEL 1 | 37.B6
AF0075:27 | W0756 | 007527 | RED | 20 | 37.B7 | UAI0756:+7 | ISOLATOR PANEL 1 | 37.B5
AF0075:28 | W0756 | 007528 | BLK | 20 | 37.B7 | UAI0756:-8 | ISOLATOR PANEL 1 | 37.B5
AF0075:45 | W0756 | 007545 | SH | 20 | 37.B7 | FLOATING | ISOLATOR PANEL 1 | 37.B6
AF0075:31 | W0757 | 007531 | RED | 20 | 37.B7 | UAI0757:+7 | ISOLATOR PANEL 1 | 37.B5
AF0075:32 | W0757 | 007532 | BLK | 20 | 37.B7 | UAI0757:-8 | ISOLATOR PANEL 1 | 37.B5
AF0075:33 | W0757 | 007533 | SH | 20 | 37.B7 | FLOATING | ISOLATOR PANEL 1 | 37.B6
IEG0230:12 | SC | IEG023012 | GRN/YEL | 14 | 6.D4 | AP0291:SH(OUT) | ISOLATOR PANEL 2 | 6.D4
AF0054:35 | W0540 | 005435 | RED | 20 | 52.B7 | AP0291:O:A31+ | ISOLATOR PANEL 2 | 52.B5
AF0054:00 | W0540 | 005400 | BLK | 20 | 52.B7 | AP0291:O:C31- | ISOLATOR PANEL 2 | 52.B5
IEG0050: | W0540 | 0054S | SH | 20 | 52.B6 | AP0291:O:B31S | ISOLATOR PANEL 2 | 52.B5
AF0054:39 | W0542 | 005439 | RED | 20 | 46.C7 | XT0290:1 | ISOLATOR PANEL 2 | 46.C5
AF0054:04 | W0542 | 005404 | WHT | 20 | 46.C7 | AP0291:O:A22+ | ISOLATOR PANEL 2 | 46.C5
AF0054:21 | W0542 | 005421 | BLK | 20 | 46.C7 | AP0291:O:C22- | ISOLATOR PANEL 2 | 46.C5
IEG0050: | W0542 | 00542S | SH | 20 | 46.C6 | AP0291:O:B22S | ISOLATOR PANEL 2 | 46.C5
AF0055:35 | W0550 | 005535 | RED | 20 | 46.A7 | AP0291:O:A8+ | ISOLATOR PANEL 2 | 46.A5
AF0055:00 | W0550 | 005500 | BLK | 20 | 46.A7 | AP0291:O:C8- | ISOLATOR PANEL 2 | 46.A5
IEG0050: | W0550 | 00550S | SH | 20 | 46.A6 | AP0291:O:B8S | ISOLATOR PANEL 2 | 46.A5
AF0055:37 | W0551 | 005537 | RED | 20 | 46.A7 | AP0291:O:A9+ | ISOLATOR PANEL 2 | 46.A5
AF0055:02 | W0551 | 005502 | BLK | 20 | 46.A7 | AP0291:O:C9- | ISOLATOR PANEL 2 | 46.A5
IEG0050: | W0551 | 00551S | SH | 20 | 46.A6 | AP0291:O:B9S | ISOLATOR PANEL 2 | 46.A5
AF0055:45 | W0555 | 005545 | RED | 20 | 51.B7 | AP0291:O:A11+ | ISOLATOR PANEL 2 | 51.B5
AF0055:10 | W0555 | 005510 | BLK | 20 | 51.B7 | AP0291:O:C11- | ISOLATOR PANEL 2 | 51.B5
IEG0050: | W0555 | 00555S | SH | 20 | 51.B6 | AP0291:O:B11S | ISOLATOR PANEL 2 | 51.B5
AF0064:47 | W0646 | 006447 | RED | 20 | 74.A7 | AP0291:O:A16+ | ISOLATOR PANEL 2 | 74.A5
AF0064:12 | W0646 | 006412 | BLK | 20 | 74.A7 | AP0291:O:C16- | ISOLATOR PANEL 2 | 74.A5
IEG0060: | W0646 | 00646S | SH | 20 | 74.A6 | AP0291:O:B16S | ISOLATOR PANEL 2 | 74.A5
AF0065:35 | W0650 | 006535 | RED | 20 | 43.B7 | AP0291:O:A7+ | ISOLATOR PANEL 2 | 43.B5
AF0065:00 | W0650 | 006500 | BLK | 20 | 43.B7 | AP0291:O:C7- | ISOLATOR PANEL 2 | 43.B5
IEG0060: | W0650 | 00650S | SH | 20 | 43.B6 | AP0291:O:B7S | ISOLATOR PANEL 2 | 43.B5
AF0065:37 | W0651 | 006537 | RED | 20 | 40.A7 | AP0291:O:A3+ | ISOLATOR PANEL 2 | 40.A5
AF0065:04 | W0651 | 006504 | BLK | 20 | 40.A7 | AP0291:O:C3- | ISOLATOR PANEL 2 | 40.A5
IEG0060: | W0651 | 00651S | SH | 20 | 40.A6 | AP0291:O:B3S | ISOLATOR PANEL 2 | 40.A5
AF0072:35 | W072I0 | 007235 | RED | 20 | 28.B7 | AP0291:O:A1+ | ISOLATOR PANEL 2 | 28.B5
AF0072:00 | W072I0 | 007200 | BLK | 20 | 28.B7 | AP0291:O:C1- | ISOLATOR PANEL 2 | 28.B5
IEG0070: | W072I0 | 0072I0S | SH | 20 | 28.B6 | AP0291:O:B1S | ISOLATOR PANEL 2 | 28.B5
AF0073:35 | W0730 | 007335 | RED | 20 | 43.A7 | AP0291:O:A6+ | ISOLATOR PANEL 2 | 43.A5
AF0073:00 | W0730 | 007300 | BLK | 20 | 43.A7 | AP0291:O:C6- | ISOLATOR PANEL 2 | 43.A5
IEG0070: | W0730 | 00730S | SH | 20 | 43.B6 | AP0291:O:B6S | ISOLATOR PANEL 2 | 43.A5
AF0073:37 | W0731 | 007337 | RED | 20 | 40.A7 | AP0291:O:A4+ | ISOLATOR PANEL 2 | 40.A5
AF0073:04 | W0731 | 007304 | BLK | 20 | 40.A7 | AP0291:O:C4- | ISOLATOR PANEL 2 | 40.A5
IEG0070: | W0731 | 00731S | SH | 20 | 40.B6 | AP0291:O:B4S | ISOLATOR PANEL 2 | 40.A5
AF0065:39 | WC4100 | 006539 | RED | 20 | 42.A7 | AP0291:O:A24+ | ISOLATOR PANEL 2 | 42.A5
AF0065:08 | WC4100 | 006508 | BLK | 20 | 42.A7 | AP0291:O:C24- | ISOLATOR PANEL 2 | 42.A5
IEG0060: | WC4100 | 0065S | SH | 20 | 42.A6 | AP0291:O:B24S | ISOLATOR PANEL 2 | 42.A5
AF0065:41 | WC4104 | 006541 | RED | 20 | 28.B7 | AP0291:O:A26+ | ISOLATOR PANEL 2 | 28.B5
AF0065:12 | WC4104 | 006512 | BLK | 20 | 28.B7 | AP0291:O:C26- | ISOLATOR PANEL 2 | 28.B5
IEG0060: | WC4104 | 006526S | SH | 20 | 28.C6 | AP0291:O:B26S | ISOLATOR PANEL 2 | 28.B5
AF0054:47 | WC4107 | 005447 | RED | 20 | 50.A7 | XT0291:3 | ISOLATOR PANEL 2 | 50.A6
AF0054:12 | WC4107 | 005412 | WHT | 20 | 50.A7 | AP0291:O:A27+ | ISOLATOR PANEL 2 | 50.A5
AF0054:29 | WC4107 | 005429 | BLK | 20 | 50.A7 | AP0291:O:C27- | ISOLATOR PANEL 2 | 50.A5
IEG0050: | WC4107 | 0054S1 | SH | 20 | 50.A6 | AP0291:O:B27S | ISOLATOR PANEL 2 | 50.A5
AF0054:49 | WC4108 | 005449 | RED | 20 | 46.B7 | AP0291:O:A28+ | ISOLATOR PANEL 2 | 46.B5
AF0054:14 | WC4108 | 005414 | BLK | 20 | 46.B7 | AP0291:O:C28- | ISOLATOR PANEL 2 | 46.B5
IEG0050: | WC4108 | 00543S | SH | 20 | 46.C6 | AP0291:O:B28S | ISOLATOR PANEL 2 | 46.B5
AF0073:39 | WC4110 | 007339 | RED | 20 | 42.A7 | AP0291:O:A25+ | ISOLATOR PANEL 2 | 42.A5
AF0073:08 | WC4110 | 007308 | BLK | 20 | 42.A7 | AP0291:O:C25- | ISOLATOR PANEL 2 | 42.A5
IEG0070: | WC4110 | 0073S | SH | 20 | 42.B6 | AP0291:O:B25S | ISOLATOR PANEL 2 | 42.A5
XT0240:11 | SC | KA023612 | WHT | 20 | 18.D4 | XT0563:3 | PWR DISTRIBUTION RAIL | 13.B6
XT0240:2 | SC | ESTOPB | WHT | 20 | 18.A2 | XT0563:1 | PWR DISTRIBUTION RAIL | 13.D6
XT0240:3 | SC | ESTOPA | WHT | 20 | 18.A3 | XT0563:2 | PWR DISTRIBUTION RAIL | 13.D6
XT0240:5 | SC | KA0241A1 | WHT | 20 | 18.C3 | XT0563:5 | PWR DISTRIBUTION RAIL | 13.C6
XT0240:8 | SC | 0V | WHT | 20 | 18.D3 | XT0563:4 | PWR DISTRIBUTION RAIL | 13.B6
XT0240:9 | SC | FU0139 | WHT | 20 | 18.C4 | XT0563:6 | PWR DISTRIBUTION RAIL | 13.C6
IEG0230:9 | SC | IEG02309 | GRN/YEL | 14 | 11.A2 | GR0200: | TCP | 11.A3
AF0062:02 | SC | 006202 | WHT | 20 | 18.C7 | KT0146:15 | TURBINE PANEL A | 18.C6
AF0063:10 | SC | KA013724 | WHT | 20 | 17.C4 | KA0137:24 | TURBINE PANEL A | 17.D3
AF0063:13 | SC | 006313 | WHT | 20 | 17.B4 | KA0136:24 | TURBINE PANEL A | 17.C3
AF0063:48 | SC | 006348 | WHT | 20 | 17.B4 | KA0136:21 | TURBINE PANEL A | 17.C3
FU0210:LI | SC | FU0138 | WHT | 12 | 16.C4 | XT0138:4 | TURBINE PANEL A | 16.B3
IEG0230:1 | SC | IEG02301 | GRN/YEL | 14 | 6.B1 | AR0600:IE | TURBINE PANEL A | 6.A1
IEG0230:14 | SC | IEG023014 | GRN/YEL | 14 | 6.A1 | UV0600:GND | TURBINE PANEL A | 6.A2
IEG0230:2 | SC | IEG02302 | GRN/YEL | 14 | 7.D6 | IEG0080: | TURBINE PANEL A | 7.D6
IEG0230:3 | SC | IEG02303 | GRN/YEL | 14 | 7.A6 | GR0133: | TURBINE PANEL A | 7.A5
KA0231:14 | SC | 008112 | WHT | 20 | 18.C6 | KT0146:18 | TURBINE PANEL A | 18.C6
KA0235:24 | SC | 008004 | WHT | 20 | 44.B5 | AF0080:04 | TURBINE PANEL A | 44.B7
KA0236:24 | SC | 006206 | WHT | 20 | 44.A5 | AF0081:09 | TURBINE PANEL A | 44.A7
KA0240:11 | SC | PS32004 | WHT | 20 | 60.D6 | XT0136:6 | TURBINE PANEL A | 60.D5
KA0240:14 | SC | UF1300 | WHT | 20 | 60.D6 | XT0136:7 | TURBINE PANEL A | 60.D6
KA0240:24 | SC | 008006 | WHT | 20 | 47.B5 | AF0080:06 | TURBINE PANEL A | 47.B7
KA0242:11 | SC | KA0231A1 | WHT | 20 | 18.C6 | KA0131:A1 | TURBINE PANEL A | 17.C6
KA0242:14 | SC | 008112 | WHT | 20 | 18.C6 | AF0081:12 | TURBINE PANEL A | 18.C7
KA0243:11 | SC | 008239 | WHT | 20 | 18.B6 | AF0082:39 | TURBINE PANEL A | 18.B7
KA0243:14 | SC | 008204 | WHT | 20 | 18.B6 | AF0082:04 | TURBINE PANEL A | 18.B7
KA0244:12 | SC | KA024412 | WHT | 20 | 18.D4 | KT0145:A1 | TURBINE PANEL A | 17.B6
XT0235:1 | SC | 0V | WHT | 12 | 16.D4 | XT0134:4 | TURBINE PANEL A | 16.B3
XT0237:2 T2 | SC | 008714 | WHT | 20 | 26.C5 | AF0087:14 | TURBINE PANEL A | 26.C7
XT0240:10 | SC | FU0139 | WHT | 20 | 18.C4 | XT0136:1 | TURBINE PANEL A | 17.A2
XT0240:3 | SC | ESTOPA | WHT | 20 | 18.A3 | XT0137:1 | TURBINE PANEL A | 27.B5
XT0240:4 | SC | ESTOP | WHT | 20 | 18.A3 | XT0137:2 | TURBINE PANEL A | 27.B5
XT0240:8 | SC | 0V | WHT | 20 | 18.D3 | XT0136:3 | TURBINE PANEL A | 17.A2
XY0010:T | W0010T | XY0010T | COAX | RG6/U | 2.B2 | AP0601:A | TURBINE PANEL A | 2.B2
XY0011:T | W0011T | XY0011T | COAX | RG6/U | 2.B2 | AP0601:B | TURBINE PANEL A | 2.B2
XY0030:T | W0030T | XY0030T | COAX | RG6/U | 2.C2 | AP0602:A | TURBINE PANEL A | 2.C2
XY0031:T | W0031T | XY0031T | COAX | RG6/U | 2.C2 | AP0602:B | TURBINE PANEL A | 2.C2
XY0030:BNC2 | W0309A | XY0030 | COAX | RG6/U | 2.C2 | XY0090:BNC1 | TURBINE PANEL A | 2.C2
XY0031:BNC2 | W0309B | XY0031 | COAX | RG6/U | 2.C2 | XY0091:BNC1 | TURBINE PANEL A | 2.C2
XY0070:BNC1 | W0807A | XY0080 | COAX | RG6/U | 2.D3 | XY0080:BNC2 | TURBINE PANEL A | 2.D2
XY0071:BNC1 | W0807B | XY0081 | COAX | RG6/U | 2.D3 | XY0081:BNC2 | TURBINE PANEL A | 2.D2
SolarTools ver. 24.0.84.24712 (Jul 31, 2025)
Report date: 2/18/2026 9:07 AM

## Panel Errors
Panel Errors
Project # | 3J821
Project Name | PC SOGT
Revision | J
Controls DE | J. FIGUEROA
Phone: | 2096
Controls ME | J.Shih
Phone: | 7765
From | [6 empty] | To
Device ID | Location | Cable (W) Conductor (SC) Jumper Clip (JC) | Wire ID | Wire No. | Gauge/Size | Page/Zone | Device ID | Location | Page/Zone
AF0075:50 | TURBINE PANEL B | SC | WHT | AF0075P | 20 | 8.A5 | AF0076:34 | PANEL | 8.A6
AF0075:51 | TURBINE PANEL B | SC | WHT | AF0075N | 20 | 8.A5 | AF0076:16 | PANEL | 8.A6
AF0450:32 | PANEL | SC | GRN | AF0450G | 16 | 22.B6 | XT0400:1 | PANEL | 22.D6
AF0450:55 | PANEL | SC | WHT | FU0450 | 16 | 22.B6 | FU0450:LD | PANEL | 16.D5
AR0700:IE1 | PANEL | SC | GRN | UV0700G | 14 | 6.B1 | UV0700:GND | PANEL | 6.C2
BA0190:0V | PANEL | SC |  | 0V |  | 4.A5 | XT0190:2 | PANEL | 4.B5
BA0190:24V | PANEL | SC | WHT | FU1190 | 20 | 4.A5 | XT0190:1 | PANEL | 4.B5
BA0190:GND | PANEL | SC | WHT | BA0190G | 20 | 4.A5 | XT0190:3 | PANEL | 4.B5
BA1100:0V | JB72 | SC | WHT | 0V | 20 | 2.A6 | XT1100:2 | JB72 | 2.B6
BA1100:24V | JB72 | SC | WHT | FU1101 | 20 | 2.A6 | XT1100:1 | JB72 | 2.B6
BA1100:GND | JB72 | SC | WHT | AT1100G | 20 | 2.A6 | XT1100:3 | JB72 | 2.B6
FU0700:LD | PANEL | SC | WHT | FU0700 | 14 | 16.B5 | UV0700:(+) | PANEL | 6.C2
FU1101:LD | JB72 | SC | WHT | FU1101 | 14 | 27.D3 | XT1100:1 | JB72 | 2.B6
FU1190:LD | PANEL | SC | WHT | FU1190 | 14 | 16.B5 | XT0190:1 | PANEL | 4.B5
FU1520:LD | PANEL | SC | WHT | FU1520 | 14 | 16.C5 | UAI1520:+24V | PANEL | 22.A5
IEG0000:4 | TURBINE PANEL B | SC | GRN | BA0190G | 14 | 4.B4 | XT0190:3 | PANEL | 4.B5
XT0135:3 | TURBINE PANEL A | SC | WHT | 0V | 14 | 16.B4 | UV0700:(-) | PANEL | 6.C2
XT0135:4 | TURBINE PANEL A | SC | WHT | 0V | 14 | 16.C4 | XT0190:2 | PANEL | 4.B5
XT0139:3 | TURBINE PANEL A | SC | WHT | FU0137 | 14 | 16.B4 | FU1190:LI | PANEL | 16.B5
XT0233:3 | TURBINE PANEL B | SC | WHT | FU0210 | 14 | 16.C4 | FU0450:LI | PANEL | 16.D5
XT0235:3 | TURBINE PANEL B | SC | WHT | 0V | 16 | 16.D4 | AF0450:53 | PANEL | 22.B6
XY0190:T | PWR DISTRIBUTION RAIL | W0190T | COAX | XY0190T | RG6/U | 4.A2 | BA0190:CNET A | PANEL | 4.A5
XY0191:T | PWR DISTRIBUTION RAIL | W0191T | COAX | XY0191T | RG6/U | 4.A2 | BA0190:CNET B | PANEL | 4.A5
AP0604:L1 | PANEL | WC0004 | ENET | AP0604E | CABLE | 6.B3 | AP0700:L1 | PANEL | 6.B4
AT0190:ENET1 | CONSOLE | WC0190 | ENET | AT0190E | CABLE | 11.B4 | BA0190:ETHERNET A | PANEL | 4.A5
AF0450:L2 | PANEL | WC0451 | ENET | AF0450L2 | CABLE | 22.B6 | AP0701:L1 | PANEL | 6.B2
AF0450:06 | PANEL | WC4849 | RED | UAI15201 | 20 | 22.A7 | UAI1520:O/P | PANEL | 22.A5
AF0450:08 | PANEL | WC4849 | BLK | UAI15202 | 20 | 22.A7 | UAI1520:0V | PANEL | 22.A5
AF0450:23 | PANEL | WC4849 | SH | UAI1520S | 20 | 22.A7 | FW1520:1 | PANEL | 22.A6
KA98111:A1 | PANEL | SC | WHT | KA98111A1 | 20 | 93.D5 | AF0180:08 | GENERATOR VIBRATION PANEL | 93.D7
KA98111:A2 | PANEL | SC | WHT | KA98111A2 | 20 | 93.D5 | AF0180:21 | GENERATOR VIBRATION PANEL | 93.D7
FU0700:LI | PANEL | SC | WHT | FU0137 | 14 | 16.B5 | XT0139:3 | TURBINE PANEL A | 16.B4
AR0700:IE2 | PANEL | SC | GRN | IEG00002 | 14 | 6.B1 | IEG0000:2 | TURBINE PANEL B | 6.C4
FU1520:LI | PANEL | SC | WHT | FU0210 | 12 | 16.C5 | XT0233:3 | TURBINE PANEL B | 16.C4
UAI1520:-24V | PANEL | SC | WHT | 0V | 16 | 22.A5 | XT0235:3 | TURBINE PANEL B | 16.D4
XT0400:2 | PANEL | SC | GRN | IEG00005 | 14 | 22.D6 | IEG0000:5 | TURBINE PANEL B | 22.D6
SolarTools ver. 24.0.84.24712 (Jul 31, 2025)
Report date: 2/18/2026 9:07 AM

## Cable Part Numbers
Cable Part Numbers |  |  | SolarTools ver. 24.0.84.24712 (Jul 31, 2025)
Project # | 3J821
Report date: 2/18/2026 9:08 AM
Project Name | PC SOGT
Revision | J
Controls DE | J. FIGUEROA
Phone: | 2096
Controls ME | J.Shih
Phone: | 7765
Device ID |  | Part Number |  | Description
WC1100 |  | 1302073-120 |  | CABLE, COMMUNICATION CABLE - 120 INCHES
WHL70 |  | CONSOLE COMMON |  | CABLE, PART OF DEVICE
WHL71 |  | CONSOLE COMMON |  | CABLE, PART OF DEVICE
WHL72 |  | CONSOLE COMMON |  | CABLE, PART OF DEVICE
W0103A |  | 1016769 |  | COAX, COMMUNICATION
W0103B |  | 1016769 |  | COAX, COMMUNICATION
W0121 |  | 1022941-13 |  | TPE, 1 TRIAD TWISTED SHIELDED
W0122 |  | 1022941-13 |  | TPE, 1 TRIAD TWISTED SHIELDED
W0175P2 |  | 1022941-22 |  | TPE, 1 PAIR TWISTED SHIELDED
W0177P2 |  | 1022941-22 |  | TPE, 1 PAIR TWISTED SHIELDED
W0309A |  | 1016769 |  | COAX, COMMUNICATION
W0309B |  | 1016769 |  | COAX, COMMUNICATION
W0511A |  | 1016769 |  | COAX, COMMUNICATION
W0511B |  | 1016769 |  | COAX, COMMUNICATION
W0540 |  | 1022941-12 |  | TPE, 1 PAIR TWISTED SHIELDED
W0542 |  | 1022941-13 |  | TPE, 1 TRIAD TWISTED SHIELDED
W0550 |  | 1022941-12 |  | TPE, 1 PAIR TWISTED SHIELDED
W0551 |  | 1022941-12 |  | TPE, 1 PAIR TWISTED SHIELDED
W0555 |  | 1022941-12 |  | TPE, 1 PAIR TWISTED SHIELDED
W0605A |  | 1016769 |  | COAX, COMMUNICATION
W0605B |  | 1016769 |  | COAX, COMMUNICATION
W0646 |  | 1022941-12 |  | TPE, 1 PAIR TWISTED SHIELDED
W0650 |  | 1022941-12 |  | TPE, 1 PAIR TWISTED SHIELDED
W0651 |  | 1022941-12 |  | TPE, 1 PAIR TWISTED SHIELDED
W0706A |  | 1016769 |  | COAX, COMMUNICATION
W0706B |  | 1016769 |  | COAX, COMMUNICATION
W072I0 |  | 1022941-12 |  | TPE, 1 PAIR TWISTED SHIELDED
W0730 |  | 1022941-12 |  | TPE, 1 PAIR TWISTED SHIELDED
W0731 |  | 1022941-12 |  | TPE, 1 PAIR TWISTED SHIELDED
W0741 |  | 1022941-12 |  | TPE, 1 PAIR TWISTED SHIELDED
W0742 |  | 1022941-12 |  | TPE, 1 PAIR TWISTED SHIELDED
W0743 |  | 1022941-12 |  | TPE, 1 PAIR TWISTED SHIELDED
W0744 |  | 1022941-12 |  | TPE, 1 PAIR TWISTED SHIELDED
W0745 |  | 1022941-12 |  | TPE, 1 PAIR TWISTED SHIELDED
W0746 |  | 1022941-12 |  | TPE, 1 PAIR TWISTED SHIELDED
W0747 |  | 1022941-12 |  | TPE, 1 PAIR TWISTED SHIELDED
W0750 |  | 1022941-12 |  | TPE, 1 PAIR TWISTED SHIELDED
W0751 |  | 1022941-12 |  | TPE, 1 PAIR TWISTED SHIELDED
W0752 |  | 1022941-12 |  | TPE, 1 PAIR TWISTED SHIELDED
W0753 |  | 1022941-12 |  | TPE, 1 PAIR TWISTED SHIELDED
W0754 |  | 1022941-12 |  | TPE, 1 PAIR TWISTED SHIELDED
W0755 |  | 1022941-12 |  | TPE, 1 PAIR TWISTED SHIELDED
W0756 |  | 1022941-12 |  | TPE, 1 PAIR TWISTED SHIELDED
W0757 |  | 1022941-12 |  | TPE, 1 PAIR TWISTED SHIELDED
W0807A |  | 1016769 |  | COAX, COMMUNICATION
W0807B |  | 1016769 |  | COAX, COMMUNICATION
W0830 |  | 1022941-13 |  | TPE, 1 TRIAD TWISTED SHIELDED
W0831 |  | 1022941-13 |  | TPE, 1 TRIAD TWISTED SHIELDED
W0833 |  | 1022941-13 |  | TPE, 1 TRIAD TWISTED SHIELDED
W0835 |  | 1022941-13 |  | TPE, 1 TRIAD TWISTED SHIELDED
W0836 |  | 1022941-13 |  | TPE, 1 TRIAD TWISTED SHIELDED
W0837 |  | 1022941-13 |  | TPE, 1 TRIAD TWISTED SHIELDED
W0840 |  | 1022941-13 |  | TPE, 1 TRIAD TWISTED SHIELDED
W0841 |  | 1022941-13 |  | TPE, 1 TRIAD TWISTED SHIELDED
W0842 |  | 1022941-13 |  | TPE, 1 TRIAD TWISTED SHIELDED
W0843 |  | 1022941-13 |  | TPE, 1 TRIAD TWISTED SHIELDED
W0844 |  | 1022941-13 |  | TPE, 1 TRIAD TWISTED SHIELDED
W0847 |  | 1022941-13 |  | TPE, 1 TRIAD TWISTED SHIELDED
W0851 |  | 1022941-12 |  | TPE, 1 PAIR TWISTED SHIELDED
W0852 |  | 1022941-12 |  | TPE, 1 PAIR TWISTED SHIELDED
W0853 |  | 1022941-12 |  | TPE, 1 PAIR TWISTED SHIELDED
W0854 |  | 1022941-12 |  | TPE, 1 PAIR TWISTED SHIELDED
W0855 |  | 1022941-12 |  | TPE, 1 PAIR TWISTED SHIELDED
W0856 |  | 1022941-12 |  | TPE, 1 PAIR TWISTED SHIELDED
W0861 |  | 1022941-12 |  | TPE, 1 PAIR TWISTED SHIELDED
W0862 |  | 1022941-12 |  | TPE, 1 PAIR TWISTED SHIELDED
W0863 |  | 1022941-12 |  | TPE, 1 PAIR TWISTED SHIELDED
W0864 |  | 1022941-12 |  | TPE, 1 PAIR TWISTED SHIELDED
W0866 |  | 1022941-13 |  | TPE, 1 TRIAD TWISTED SHIELDED
W0867 |  | 1022941-12 |  | TPE, 1 PAIR TWISTED SHIELDED
W0908A |  | 1016769 |  | COAX, COMMUNICATION
W0908B |  | 1016769 |  | COAX, COMMUNICATION
W1214A |  | 1016769 |  | COAX, COMMUNICATION
W1214B |  | 1016769 |  | COAX, COMMUNICATION
W1225 |  | 1022941-13 |  | TPE, 1 TRIAD TWISTED SHIELDED
W1226 |  | 1022941-13 |  | TPE, 1 TRIAD TWISTED SHIELDED
W1227 |  | 1022941-13 |  | TPE, 1 TRIAD TWISTED SHIELDED
W1419A |  | 1016769 |  | COAX, COMMUNICATION
W1419B |  | 1016769 |  | COAX, COMMUNICATION
W1701A |  | 1016769 |  | COAX, COMMUNICATION
W1701B |  | 1016769 |  | COAX, COMMUNICATION
W1812A |  | 1016769 |  | COAX, COMMUNICATION
W1812B |  | 1016769 |  | COAX, COMMUNICATION
W1920A |  | 1016769 |  | COAX, COMMUNICATION
W1920B |  | 1016769 |  | COAX, COMMUNICATION
W2214A |  | 1016769 |  | COAX, COMMUNICATION
W2214B |  | 1016769 |  | COAX, COMMUNICATION
WAT14 |  | 1022941-22 |  | TPE, 1 PAIR TWISTED SHIELDED
WAT22 |  | 1022941-22 |  | TPE, 1 PAIR TWISTED SHIELDED
WAT22IC |  | 1046415-40 |  | CABLE, CGCM REDUNDANT INTERFACE
WC0004 |  | 1302073-120 |  | CABLE, COMMUNICATION CABLE - 120 INCHES
WC0190 |  | 1302073-120 |  | CABLE, COMMUNICATION CABLE - 120 INCHES
WC0190K |  | CONSOLE COMMON |  | CABLE, USB CONNECTION
WC0451 |  | 1302073-96 |  | CABLE, COMMUNICATION CABLE - 96 INCHES
WC4100 |  | 1022941-12 |  | TPE, 1 PAIR TWISTED SHIELDED
WC4104 |  | 1022941-12 |  | TPE, 1 PAIR TWISTED SHIELDED
WC4107 |  | 1022941-13 |  | TPE, 1 TRIAD TWISTED SHIELDED
WC4108 |  | 1022941-12 |  | TPE, 1 PAIR TWISTED SHIELDED
WC4110 |  | 1022941-12 |  | TPE, 1 PAIR TWISTED SHIELDED
WC4849 |  | 1022941-12 |  | TPE, 1 PAIR TWISTED SHIELDED
WEX1 |  | 1022941-32 |  | TPE, 1 PAIR TWISTED SHIELDED
WEX14 |  | 1022941-32 |  | TPE, 1 PAIR TWISTED SHIELDED
WEX2 |  | 1022941-32 |  | TPE, 1 PAIR TWISTED SHIELDED
WEX22 |  | 1022941-32 |  | TPE, 1 PAIR TWISTED SHIELDED
WFU31 |  | 1022941-32 |  | TPE, 1 PAIR TWISTED SHIELDED
WFU32 |  | 1022941-32 |  | TPE, 1 PAIR TWISTED SHIELDED
WG1X1 |  | 1022941-12 |  | TPE, 1 PAIR TWISTED SHIELDED
WG1Y1 |  | 1022941-12 |  | TPE, 1 PAIR TWISTED SHIELDED
WG2X1 |  | 1022941-12 |  | TPE, 1 PAIR TWISTED SHIELDED
WG2Y1 |  | 1022941-12 |  | TPE, 1 PAIR TWISTED SHIELDED
WGK1 |  | 1022941-12 |  | TPE, 1 PAIR TWISTED SHIELDED
WGP1X1 |  | 1022941-12 |  | TPE, 1 PAIR TWISTED SHIELDED
WGP1Y1 |  | 1022941-12 |  | TPE, 1 PAIR TWISTED SHIELDED
WGP2X1 |  | 1022941-12 |  | TPE, 1 PAIR TWISTED SHIELDED
WGP2Y1 |  | 1022941-12 |  | TPE, 1 PAIR TWISTED SHIELDED
WGP3X1 |  | 1022941-12 |  | TPE, 1 PAIR TWISTED SHIELDED
WGP3Y1 |  | 1022941-12 |  | TPE, 1 PAIR TWISTED SHIELDED
WGPK1 |  | 1022941-12 |  | TPE, 1 PAIR TWISTED SHIELDED
WGPZ1 |  | 1022941-12 |  | TPE, 1 PAIR TWISTED SHIELDED
WIM0 |  | 1022941-12 |  | TPE, 1 PAIR TWISTED SHIELDED
WIM1 |  | 1022941-22 |  | TPE, 1 PAIR TWISTED SHIELDED
WIM2 |  | 1022941-22 |  | TPE, 1 PAIR TWISTED SHIELDED
WLON1 |  | 1022941-22 |  | TPE, 1 PAIR TWISTED SHIELDED
WLON2 |  | 1022941-22 |  | TPE, 1 PAIR TWISTED SHIELDED
WMOD1 |  | 1038124-94 |  | CABLE, PROSOFT RS232 HOST CABLE TO BN3500/92 GATEWAY - 25FT
WPM1 |  | 1022941-32 |  | TPE, 1 PAIR TWISTED SHIELDED
WPM14 |  | 1022941-32 |  | TPE, 1 PAIR TWISTED SHIELDED
WPM2 |  | 1022941-32 |  | TPE, 1 PAIR TWISTED SHIELDED
WPM22 |  | 1022941-32 |  | TPE, 1 PAIR TWISTED SHIELDED
WRGB1 |  | 1022941-12 |  | TPE, 1 PAIR TWISTED SHIELDED
WUJ1 |  | PART OF DEVICE |  | PART OF DEVICE, SYTSTEM FUNCTION
WUJ2 |  | PART OF DEVICE |  | PART OF DEVICE, SYTSTEM FUNCTION
WVM0 |  | 1022941-12 |  | TPE, 1 PAIR TWISTED SHIELDED
WVM1 |  | 1022941-22 |  | TPE, 1 PAIR TWISTED SHIELDED

## Part Number List
Part Number List |  | SolarTools ver. 24.0.84.24712 (Jul 31, 2025)
Project # | 3J821
Report date: 2/18/2026 9:07 AM
Project Name | PC SOGT
Revision | J
Controls DE | J. FIGUEROA
Phone: | 2096
Controls ME | J.Shih
Phone: | 7765
Device ID | Part Number | Description | Location
AP0901 | 1038124-22 | BN3500-22, TRANSIENT DATA^100-TX | CONSOLE
AP0902 | 1038124-25 | BN3500-25, DUAL KEYPHASOR^MONITOR | CONSOLE
AP0903 | 1038124-32 | BN3500-32, RELAY^MONITOR | CONSOLE
AP0904 | 1038124-42 | BN3500-42, PROXIMITOR^MONITOR | CONSOLE
AP0905 | 1038124-42 | BN3500-42, PROXIMITOR^MONITOR | CONSOLE
AP0906 | 1038124-96 | BLANK, SPARE SLOT | CONSOLE
AP0907 | 1038124-42 | BN3500-42, PROX/SEISMIC^MONITOR | CONSOLE
AP0908 | 1038124-96 | BLANK, SPARE SLOT | CONSOLE
AP0909 | 1038124-42 | BN3500-42, PROXIMITOR^MONITOR | CONSOLE
AP0910 | 1038124-96 | BLANK, SPARE SLOT | CONSOLE
AP0911 | 1038124-96 | BLANK, SPARE SLOT | CONSOLE
AP0912 | 1038124-96 | BLANK, SPARE SLOT | CONSOLE
AP0913 | 1038124-96 | BLANK, SPARE SLOT | CONSOLE
AP0914 | 1038124-96 | BLANK, SPARE SLOT | CONSOLE
AP0915 | 1038124-92 | BN3500-92, COMMUNICATION^GATEWAY | CONSOLE
AR0900 | 1038124-5 | RACK CHASSIS, BENTLY NEVADA 3500 MONITORING (15 SLOT) | CONSOLE
AT0190 | 1577354-5100 | WORKSTATION, PANEL COMPUTER, TT4000 | CONSOLE
AT0190K | 1068334 | KEYBOARD, TYPING INTERFACE | CONSOLE
EL0273 | 1015796,1022899,1024594-100 | LIGHT, CONSOLE FLUORESCENT, WHITE | CONSOLE
HA0273 | 1006246-1 | HORN, ACUSTIC DEVICE | CONSOLE
TM0102 | 908539C1 | TRANSFORMER, PHASE SHIFTING | CONSOLE
UV0900 | 1038124-15 | POWER SUPPLY, BN3500 CHASSIS | CONSOLE
UV0901 | 1038124-15 | POWER SUPPLY, BN3500 CHASSIS | CONSOLE
VD0273 | 960592C1 | DIODE, 15 pF | CONSOLE
ZS0273 | 1015432-1,1015596,22650R1,22690R1,23523R1,24556R1,964788C1 | LIMIT SWITCH, CONSOLE DOOR OPEN | CONSOLE
AT0175 | 1056244-5 | 8 CHANNEL ED I/O, EAGLE QUANTUM PREMIER | FIRE SYSTEM
AT0177 | 1056244-5 | 8 CHANNEL ED I/O, EAGLE QUANTUM PREMIER | FIRE SYSTEM
AT0179 | 1056244-5 | 8 CHANNEL ED I/O, EAGLE QUANTUM PREMIER | FIRE SYSTEM
FU0170 | 1043265-1,1043265-7 | FUSE, 20A | FIRE SYSTEM
GR0171 | 903849C1 | RAIL GROUND, DIN RAIL GROUNDING | FIRE SYSTEM
GR0172 | 903849C1 | RAIL GROUND, DIN RAIL GROUNDING | FIRE SYSTEM
RR0179S1 | 912137C1 | RESISTOR, 10K OHM | FIRE SYSTEM
RR0179S2 | 912137C1 | RESISTOR, 10K OHM | FIRE SYSTEM
XT0170 | 1066730-7 | TERMINAL STRIP, 4 CONDUCTOR | FIRE SYSTEM
XT0172 | 1066730-7 | TERMINAL STRIP, 4 CONDUCTOR | FIRE SYSTEM
AT0170 | 1056244-4 | CONTROLLER, EAGLE QUANTUM PREMIER | FIRE SYSTEM CONTROLLER PANEL
GR0170 | 903849C1 | RAIL GROUND, DIN RAIL GROUNDING | FIRE SYSTEM CONTROLLER PANEL
KA0172 | 1061979-1 | RELAY, FIRE DETECTED^(SIGNAL TO CUSTOMER F&G PANEL) | FIRE SYSTEM CONTROLLER PANEL
KA0174 | 1061979-1 | RELAY, GAS DETECTED^(SIGNAL TO CUSTOMER F&G PANEL) | FIRE SYSTEM CONTROLLER PANEL
KA0176 | 1061979-1 | RELAY, VENTILATION REQUIRED (FANS #1 & #2) | FIRE SYSTEM CONTROLLER PANEL
KA0177 | 1061979-1 | RELAY, VENTILATION REQUIRED (FANS #3 & #4) | FIRE SYSTEM CONTROLLER PANEL
UV0170 | 1056244-2 | POWER SUPPLY, EAGLE QUANTUM PREMIER | FIRE SYSTEM CONTROLLER PANEL
VD6211 | 960592C1 | DIODE, 15 pF | FIRE SYSTEM CONTROLLER PANEL
VD6212 | 960592C1 | DIODE, 15 pF | FIRE SYSTEM CONTROLLER PANEL
VD6221 | 960592C1 | DIODE, 15 pF | FIRE SYSTEM CONTROLLER PANEL
VD6222 | 960592C1 | DIODE, 15 pF | FIRE SYSTEM CONTROLLER PANEL
XT0171 | 1066730-7,1066730-8,1067996-11 | TERMINAL STRIP, 4 CONDUCTOR | FIRE SYSTEM CONTROLLER PANEL
XY0170 | 1046415-29,PART OF Y-TAP ASSEMBLY | Y-TAP, CONTROL NET DISTRIBUTION | FIRE SYSTEM CONTROLLER PANEL
XY0171 | 1046415-29,PART OF Y-TAP ASSEMBLY | Y-TAP, CONTROL NET DISTRIBUTION | FIRE SYSTEM CONTROLLER PANEL
AF0120 | 1051931-67,1089240-5 | 1794-OB16P, 16 DISCRETE OUTPUT^(CURRENT LIMITING) | GENERATOR PANEL
AF0121 | 1051931-67,1089240-2 | 1794-IB16, 16 DISCRETE INPUT | GENERATOR PANEL
AF0122 | 1051931-71,1089240-28 | 1794-IRT8, 8 TC/RTD FAST INPUT | GENERATOR PANEL
AT0140 | 1046415-72 | MODULE, COMBINATION GENERATOR CONTROL | GENERATOR PANEL
AT0220 | 1046415-72 | MODULE, COMBINATION GENERATOR CONTROL | GENERATOR PANEL
AU0120 | 1089240-30 | 1794-ACNR15, CONTROLNET 1.5 (XT)^REDUNDANT ADAPTER | GENERATOR PANEL
FU0120 | 1043265-1,1043265-5 | FUSE, 10A | GENERATOR PANEL
FU0121 | 1043265-1,1043265-5 | FUSE, 10A | GENERATOR PANEL
FU0313 | 1043265-1,1043265-7 | FUSE, 20A | GENERATOR PANEL
FU0314 | 1043265-1,1043265-7 | FUSE, 20A | GENERATOR PANEL
FU0321 | 1043265-7 | FUSE, 20A | GENERATOR PANEL
FU0322 | 1043265-7 | FUSE, 20A | GENERATOR PANEL
FU0332 | 1043265-1,1043265-7 | FUSE, 20A | GENERATOR PANEL
FU0333 | 1043265-1,1043265-4 | FUSE, 5A | GENERATOR PANEL
FU0334 | 1043265-1,1043265-4 | FUSE, 5A | GENERATOR PANEL
FU0335 | 1043265-1,1043265-4 | FUSE, 5A | GENERATOR PANEL
GR0120 | 903849C1 | RAIL GROUND, DIN RAIL GROUNDING | GENERATOR PANEL
GR0141 | 903849C1 | RAIL GROUND, DIN RAIL GROUNDING | GENERATOR PANEL
GR0142 | 903849C1 | RAIL GROUND, DIN RAIL GROUNDING | GENERATOR PANEL
KA0121 | 1061979-1 | RELAY, AUTOMATIC CLOSE CIRCUIT BREAKER | GENERATOR PANEL
KA0123 | 1061979-1 | RELAY, CGCM #1 ENABLE | GENERATOR PANEL
KA0124 | 1038032 | RELAY, EXCITER OUTPUT #1 | GENERATOR PANEL
KA0125 | 1038032 | RELAY, EXCITER OUTPUT #2 | GENERATOR PANEL
KA0126 | 1061979-1 | RELAY, CGCM #2 ENABLED | GENERATOR PANEL
KA0128 | 1061979-1 | RELAY, GENERATOR TRIP SHUTDOWN SUMMARY CIRCUIT BREAKER | GENERATOR PANEL
KA0180 | 1061979-1 | RELAY, 90% SPEED | GENERATOR PANEL
KA0185 | 1061979-1 | RELAY, PERMISSIVE CLOSE CIRCUIT BREAKER | GENERATOR PANEL
KA0310 | 1061979-1 | RELAY, CGCM #1 FAULT | GENERATOR PANEL
KA0313 | 1076251-1,1076251-2 | RELAY, PMG INPUT #1 | GENERATOR PANEL
KA0320 | 1061979-1 | RELAY, CGCM #2 FAULT | GENERATOR PANEL
KA0323 | 1076251-1,1076251-2 | RELAY, PMG INPUT #2 | GENERATOR PANEL
KA0330 | 1061979-1 | RELAY, GENERATOR CIRCUIT BREAKER CLOSED | GENERATOR PANEL
KA0331 | 1061979-1 | RELAY, MAIN UTILITY BREAKER AUXILIARY CONTACT CLOSED | GENERATOR PANEL
KA0332 | 1061979-1 | RELAY, GENERATOR CLOSE CONTROL CIRCUIT BREAKER | GENERATOR PANEL
KA0333 | 1061979-1 | RELAY, GENERATOR TRIP CONTROL CIRCUIT BREAKER | GENERATOR PANEL
KA0335 | 1061979-1 | RELAY, NO EMERGENCY SHUTDOWN SUMMARY | GENERATOR PANEL
KA0364 | 1031741-1 | RELAY, SYNCHRONIZATION CHECK | GENERATOR PANEL
PEG0140 | 232941-200 | BUS BAR, GENERATOR - POWER EARTH GROUNDING | GENERATOR PANEL
RS0106 | 969787C1 | RESISTIVE SHUNT, EXCITER FIELD CURRENT REGULATOR | GENERATOR PANEL
VD0121 | 1013487 | DIODE | GENERATOR PANEL
VD0122 | 1013487 | DIODE | GENERATOR PANEL
VD0123 | 1013487 | DIODE | GENERATOR PANEL
VD0124 | 1013487 | DIODE | GENERATOR PANEL
XT0120 | 1066730-7,1066730-8,1067996-4 | TERMINAL STRIP, 4 CONDUCTOR | GENERATOR PANEL
XT0124 | 1066730-7 | TERMINAL STRIP, 4 CONDUCTOR | GENERATOR PANEL
XT0313 | 1066730-7 | TERMINAL STRIP, 4 CONDUCTOR | GENERATOR PANEL
XT0332 | 1066730-7,1067996-4 | TERMINAL STRIP, 4 CONDUCTOR | GENERATOR PANEL
XT0334 | 1066730-7,1067996-4 | TERMINAL STRIP, 4 CONDUCTOR | GENERATOR PANEL
XT0335 | 1066730-7,1066730-8,1067996-4 | TERMINAL STRIP, 4 CONDUCTOR | GENERATOR PANEL
XT0336 | 1066730-7,1066730-8,1067996-4 | TERMINAL STRIP, 4 CONDUCTOR | GENERATOR PANEL
XT0337 | 1066730-7,1066730-8,1067996-11 | TERMINAL STRIP, 4 CONDUCTOR | GENERATOR PANEL
XT0340 | 1066730-7,1066730-8,1067996-4 | TERMINAL STRIP, 4 CONDUCTOR | GENERATOR PANEL
XT0341 | 1066730-7,1066730-8,1067996-11 | TERMINAL STRIP, 4 CONDUCTOR | GENERATOR PANEL
XT0342 | 1066730-7,1066730-8,1067996-4 | TERMINAL STRIP, 4 CONDUCTOR | GENERATOR PANEL
XT0343 | 1066730-7,1066730-8,1067996-4 | TERMINAL STRIP, 4 CONDUCTOR | GENERATOR PANEL
XT0350 | 1066730-16,1067996-18 | TERMINAL STRIP, 2 CONDUCTOR | GENERATOR PANEL
XT0351 | 1066730-7,1066730-8,1067996-11 | TERMINAL STRIP, 4 CONDUCTOR | GENERATOR PANEL
XT0352 | 1066730-7 | TERMINAL STRIP, 4 CONDUCTOR | GENERATOR PANEL
XT0360 | 1066730-7,1066730-8,1067996-4 | TERMINAL STRIP, 4 CONDUCTOR | GENERATOR PANEL
XT0370 | 1066730-7,1066730-8,1067996-4 | TERMINAL STRIP, 4 CONDUCTOR | GENERATOR PANEL
XY0120 | 1046415-100,PART OF Y-TAP ASSEMBLY | Y-TAP, CONTROL NET DISTRIBUTION | GENERATOR PANEL
XY0121 | PART OF Y-TAP ASSEMBLY | Y-TAP, CONTROL NET DISTRIBUTION | GENERATOR PANEL
XY0140 | PART OF Y-TAP ASSEMBLY | Y-TAP, CONTROL NET DISTRIBUTION | GENERATOR PANEL
XY0141 | PART OF Y-TAP ASSEMBLY | Y-TAP, CONTROL NET DISTRIBUTION | GENERATOR PANEL
XY0220 | PART OF Y-TAP ASSEMBLY | Y-TAP, CONTROL NET DISTRIBUTION | GENERATOR PANEL
XY0221 | PART OF Y-TAP ASSEMBLY | Y-TAP, CONTROL NET DISTRIBUTION | GENERATOR PANEL
AF0180 | 1051931-67,1089240-4 | 1794-OB8EP, 8 DISCRETE OUTPUT^(CURRENT LIMITING) | GENERATOR VIBRATION PANEL
AF0181 | 1051931-67,1089240-5 | 1794-OB16P, 16 DISCRETE OUTPUT^(CURRENT LIMITING) | GENERATOR VIBRATION PANEL
AF0182 | 1051931-67,1089240-2 | 1794-IB16, 16 DISCRETE INPUT | GENERATOR VIBRATION PANEL
AF0183 | 1051931-67,1089240-2 | 1794-IB16, 16 DISCRETE INPUT | GENERATOR VIBRATION PANEL
AF0184 | 1051931-69,1089240-11 | 1794-OF4I, 4 ANALOG FAST OUTPUT^(ISOLATED) | GENERATOR VIBRATION PANEL
AU0180 | 1089240-30 | 1794-ACNR15, CONTROLNET 1.5 (XT)^REDUNDANT ADAPTER | GENERATOR VIBRATION PANEL
FU0180 | 1043265-1,1043265-5 | FUSE, 10A | GENERATOR VIBRATION PANEL
FU0181 | 1043265-1,1043265-5 | FUSE, 10A | GENERATOR VIBRATION PANEL
FU0182 | 1043265-1,1043265-5 | FUSE, 10A | GENERATOR VIBRATION PANEL
GR0180 | 903849C1 | RAIL GROUND, DIN RAIL GROUNDING | GENERATOR VIBRATION PANEL
GR0181 | 903849C1 | RAIL GROUND, DIN RAIL GROUNDING | GENERATOR VIBRATION PANEL
IEG0130 | 232941-200 | BUS BAR, GENERATOR - INSTRUMENT EARTH GROUNDING | GENERATOR VIBRATION PANEL
IEG0180 | 1054025-101 | BUS BAR, INSTRUMENT EARTH (SHIELDING) | GENERATOR VIBRATION PANEL
KA0181 | 1061979-1 | RELAY, TURBINE RUNNING STATUS | GENERATOR VIBRATION PANEL
KA0182 | 1061979-1 | RELAY, WHRS PURGE FLOW ESTABLISHED | GENERATOR VIBRATION PANEL
KA0183 | 1061979-1 | RELAY, WASTE HEAT READY | GENERATOR VIBRATION PANEL
KA9810 | 1061979-1 | RELAY, AVR DROOP MODE | GENERATOR VIBRATION PANEL
KA9811 | 1061979-1 | RELAY, AVR ISOCHRONOUS MODE | GENERATOR VIBRATION PANEL
KA98110 | 1061979-1 | RELAY, SYNCHRONIZATION FAIL | GENERATOR VIBRATION PANEL
KA9812 | 1061979-1 | RELAY, GOV DROOP MODE | GENERATOR VIBRATION PANEL
KA9813 | 1061979-1 | RELAY, GOV ISOCHRONOUS MODE | GENERATOR VIBRATION PANEL
KA9814 | 1061979-1 | RELAY, GTG READY TO START | GENERATOR VIBRATION PANEL
KA9815 | 1061979-1 | RELAY, GTG RUNNING | GENERATOR VIBRATION PANEL
KA9816 | 1061979-1 | RELAY, GTG STARTING | GENERATOR VIBRATION PANEL
KA9817 | 1061979-1 | RELAY, GTG READY TO LOAD | GENERATOR VIBRATION PANEL
KA9818 | 1061979-1 | RELAY, AVR EXCITATION ON | GENERATOR VIBRATION PANEL
KA9819 | 1061979-1 | RELAY, START FAIL | GENERATOR VIBRATION PANEL
XT0180 | 1066730-7,1066730-8,1067996-4 | TERMINAL STRIP, 4 CONDUCTOR | GENERATOR VIBRATION PANEL
XY0180 | 1046415-100,PART OF Y-TAP ASSEMBLY | Y-TAP, CONTROL NET DISTRIBUTION | GENERATOR VIBRATION PANEL
XY0181 | PART OF Y-TAP ASSEMBLY | Y-TAP, CONTROL NET DISTRIBUTION | GENERATOR VIBRATION PANEL
FU0272 | 1043265-1,1043265-4 | FUSE, 5A | ISOLATOR PANEL 1
GR0272 | 903849C1 | RAIL GROUND, DIN RAIL GROUNDING | ISOLATOR PANEL 1
GR0273 | 903849C1 | RAIL GROUND, DIN RAIL GROUNDING | ISOLATOR PANEL 1
UAI0741 | 1053038-35 | ISOLATOR, THERMOCOUPLE ELEMENT | ISOLATOR PANEL 1
UAI0742 | 1053038-35 | ISOLATOR, THERMOCOUPLE ELEMENT | ISOLATOR PANEL 1
UAI0743 | 1053038-35 | ISOLATOR, THERMOCOUPLE ELEMENT | ISOLATOR PANEL 1
UAI0744 | 1053038-35 | ISOLATOR, THERMOCOUPLE ELEMENT | ISOLATOR PANEL 1
UAI0745 | 1053038-35 | ISOLATOR, THERMOCOUPLE ELEMENT | ISOLATOR PANEL 1
UAI0746 | 1053038-35 | ISOLATOR, THERMOCOUPLE ELEMENT | ISOLATOR PANEL 1
UAI0747 | 1053038-35 | ISOLATOR, THERMOCOUPLE ELEMENT | ISOLATOR PANEL 1
UAI0750 | 1053038-35 | ISOLATOR, THERMOCOUPLE ELEMENT | ISOLATOR PANEL 1
UAI0751 | 1053038-35 | ISOLATOR, THERMOCOUPLE ELEMENT | ISOLATOR PANEL 1
UAI0752 | 1053038-35 | ISOLATOR, THERMOCOUPLE ELEMENT | ISOLATOR PANEL 1
UAI0753 | 1053038-35 | ISOLATOR, THERMOCOUPLE ELEMENT | ISOLATOR PANEL 1
UAI0754 | 1053038-35 | ISOLATOR, THERMOCOUPLE ELEMENT | ISOLATOR PANEL 1
UAI0755 | 1053038-35 | ISOLATOR, THERMOCOUPLE ELEMENT | ISOLATOR PANEL 1
UAI0756 | 1053038-35 | ISOLATOR, THERMOCOUPLE ELEMENT | ISOLATOR PANEL 1
UAI0757 | 1053038-35 | ISOLATOR, THERMOCOUPLE ELEMENT | ISOLATOR PANEL 1
UAI1221 | 1053038-29 | ISOLATOR, RESISTIVE TEMPERATURE DEVICE | ISOLATOR PANEL 1
UAI1222 | 1053038-29 | ISOLATOR, RESISTIVE TEMPERATURE DEVICE | ISOLATOR PANEL 1
UAI9021B | 1053038-18 | ISOLATOR, VOLTAGE REPEATER | ISOLATOR PANEL 1
UAI9021T | 1053038-18 | ISOLATOR, VOLTAGE REPEATER | ISOLATOR PANEL 1
UAI9041 | 1053038-18 | ISOLATOR, VOLTAGE REPEATER | ISOLATOR PANEL 1
UAI9042 | 1053038-18 | ISOLATOR, VOLTAGE REPEATER | ISOLATOR PANEL 1
UAI9043 | 1053038-18 | ISOLATOR, VOLTAGE REPEATER | ISOLATOR PANEL 1
UAI9044 | 1053038-18 | ISOLATOR, VOLTAGE REPEATER | ISOLATOR PANEL 1
UAI9051 | 1053038-18 | ISOLATOR, VOLTAGE REPEATER | ISOLATOR PANEL 1
UAI9052 | 1053038-18 | ISOLATOR, VOLTAGE REPEATER | ISOLATOR PANEL 1
UAI9053 | 1053038-18 | ISOLATOR, VOLTAGE REPEATER | ISOLATOR PANEL 1
UAI9073 | 1053038-18 | ISOLATOR, VOLTAGE REPEATER | ISOLATOR PANEL 1
UAI9091 | 1053038-18 | ISOLATOR, VOLTAGE REPEATER | ISOLATOR PANEL 1
UAI9092 | 1053038-18 | ISOLATOR, VOLTAGE REPEATER | ISOLATOR PANEL 1
UAI9093 | 1053038-18 | ISOLATOR, VOLTAGE REPEATER | ISOLATOR PANEL 1
UAI9094 | 1053038-18 | ISOLATOR, VOLTAGE REPEATER | ISOLATOR PANEL 1
UV0271 | 1053038-19 | POWER SUPPLY, INTRINSIC SAFTEY | ISOLATOR PANEL 1
UV0273 | 1053038-19 | POWER SUPPLY, INTRINSIC SAFTEY | ISOLATOR PANEL 1
AP0291 | [2]1043695-1 | BACKPLANE, MULTIPLEXER | ISOLATOR PANEL 2
FU0291 | 1043265-1,1043265-5 | FUSE, 10A | ISOLATOR PANEL 2
GR0291 | 903849C1 | RAIL GROUND, DIN RAIL GROUNDING | ISOLATOR PANEL 2
GR0292 | 903849C1 | RAIL GROUND, DIN RAIL GROUNDING | ISOLATOR PANEL 2
UAI0830 | 1053038-29 | ISOLATOR, RESISTIVE TEMPERATURE DEVICE | ISOLATOR PANEL 2
UAI0831 | 1053038-29 | ISOLATOR, RESISTIVE TEMPERATURE DEVICE | ISOLATOR PANEL 2
UAI0833 | 1053038-29 | ISOLATOR, RESISTIVE TEMPERATURE DEVICE | ISOLATOR PANEL 2
UAI0835 | 1053038-29 | ISOLATOR, RESISTIVE TEMPERATURE DEVICE | ISOLATOR PANEL 2
UAI0836 | 1053038-29 | ISOLATOR, RESISTIVE TEMPERATURE DEVICE | ISOLATOR PANEL 2
UAI0837 | 1053038-29 | ISOLATOR, RESISTIVE TEMPERATURE DEVICE | ISOLATOR PANEL 2
UAI0840 | 1053038-29 | ISOLATOR, RESISTIVE TEMPERATURE DEVICE | ISOLATOR PANEL 2
UAI0841 | 1053038-29 | ISOLATOR, RESISTIVE TEMPERATURE DEVICE | ISOLATOR PANEL 2
UAI0842 | 1053038-29 | ISOLATOR, RESISTIVE TEMPERATURE DEVICE | ISOLATOR PANEL 2
UAI0843 | 1053038-29 | ISOLATOR, RESISTIVE TEMPERATURE DEVICE | ISOLATOR PANEL 2
UAI0844 | 1053038-29 | ISOLATOR, RESISTIVE TEMPERATURE DEVICE | ISOLATOR PANEL 2
UAI0847 | 1053038-29 | ISOLATOR, RESISTIVE TEMPERATURE DEVICE | ISOLATOR PANEL 2
UAI0906 | 1053038-28 | ISOLATOR, DISCRETE SIGNAL | ISOLATOR PANEL 2
UAI0908 | 1053038-28 | ISOLATOR, DISCRETE SIGNAL | ISOLATOR PANEL 2
UAI1225 | 1053038-29 | ISOLATOR, RESISTIVE TEMPERATURE DEVICE | ISOLATOR PANEL 2
UAI1226 | 1053038-29 | ISOLATOR, RESISTIVE TEMPERATURE DEVICE | ISOLATOR PANEL 2
UAI1227 | 1053038-29 | ISOLATOR, RESISTIVE TEMPERATURE DEVICE | ISOLATOR PANEL 2
UV0272 | 1053038-19 | POWER SUPPLY, INTRINSIC SAFTEY | ISOLATOR PANEL 2
XT0290 | 1066730-7 | TERMINAL STRIP, 4 CONDUCTOR | ISOLATOR PANEL 2
XT0291 | 1066730-7 | TERMINAL STRIP, 4 CONDUCTOR | ISOLATOR PANEL 2
UA1200 | 1053834-11 | BUOS MODULE, BACKUP OVERSPEED | JB 44
XT1844 | 1067996-7 | TERMINAL STRIP, 4 CONDUCTOR | JB 44
AT1100 | 1577354-4501 | WORKSTATION, VERSA VIEW 1200H | JB 72
FU1100 | 1043265-5 | FUSE, 10A | JB 72
GR1100 | 903849C1 | RAIL GROUND, DIN RAIL GROUNDING | JB 72
GR4141 | 903849C1 | RAIL GROUND, DIN RAIL GROUNDING | JB 72
GR4142 | 903849C1 | RAIL GROUND, DIN RAIL GROUNDING | JB 72
GR4181 | 903849C1 | RAIL GROUND, DIN RAIL GROUNDING | JB 72
HA0472 | 1054813 | HORN, AUDIBLE ALARM | JB 72
HL0171 | 1064851-6 | LIGHT, FIRE SYSTEM AUTO, GREEN | JB 72
HL0172 | 1064851-6 | LIGHT, FIRE SYSTEM INHIBIT, AMBER | JB 72
HL0173 | 1064851-6 | LIGHT, FIRE SYSTEM DISCHARGED, RED | JB 72
RR0175A | 1066738-2 | RESISTOR, 10K OHM | JB 72
RR0175D | 1066738-2 | RESISTOR, 10K OHM | JB 72
RR0175I | 1066738-2 | RESISTOR, 10K OHM | JB 72
RR0175M | 1066738-2 | RESISTOR, 10K OHM | JB 72
RR1100 | 1046415-30 | RESISTOR, 75 OHM | JB 72
RR1101 | 1046415-30 | RESISTOR, 75 OHM | JB 72
SA0170 | 1064851-7 | SELECTOR SWITCH, FIRE SYSTEM AUTO/INHIBIT | JB 72
SA0471 | 1064851-2 | SELECTOR SWITCH, SPEED/LOAD | JB 72
SA0472 | 1064851-2 | SELECTOR SWITCH, VOLTAGE | JB 72
SB0170 | 1064851-1 | PUSHBUTTON SWITCH, MANUAL RELEASE | JB 72
SB0471 | 1064851-1 | PUSHBUTTON SWITCH, HORN SILENCE | JB 72
SB0472 | 1064851-5 | PUSHBUTTON SWITCH, EMERGENCY STOP | JB 72
SB0473 | 1064851-1 | PUSHBUTTON SWITCH, ACKNOWLEDGE | JB 72
SB0474 | 1064851-1 | PUSHBUTTON SWITCH, RESET | JB 72
SH0470 | 1064851-4 | LIGHTED SWITCH, STOP/STOPING, WHITE | JB 72
SH0471 | 1064851-4 | LIGHTED SWITCH, START/STARTING, WHITE | JB 72
SH0472 | 1064851-4 | LIGHTED SWITCH, BACKUP SYSTEM ACTIVE/RESET, WHITE | JB 72
VD0175A | 1066738-4 | DIODE, 15 pF | JB 72
VD0175D | 1066738-4 | DIODE, 15 pF | JB 72
VD0175I | 1066738-4 | DIODE, 15 pF | JB 72
XT0800 | 1066730-7 | TERMINAL STRIP, 4 CONDUCTOR | JB 72
XT0831 | 1066730-50 | TERMINAL STRIP, 4 CONDUCTOR | JB 72
XT0832 | 1066730-50 | TERMINAL STRIP, 4 CONDUCTOR | JB 72
XT0833 | 1066730-7 | TERMINAL STRIP, 4 CONDUCTOR | JB 72
XT0834 | 1066730-7 | TERMINAL STRIP, 4 CONDUCTOR | JB 72
XT0835 | 1066730-16 | TERMINAL STRIP, 2 CONDUCTOR | JB 72
XY1100 | 1046415-100,PART OF Y-TAP ASSEMBLY | Y-TAP, CONTROL NET DISTRIBUTION | JB 72
XY1101 | PART OF Y-TAP ASSEMBLY | Y-TAP, CONTROL NET DISTRIBUTION | JB 72
XT0821 | DRIVER COMMON | TERMINAL STRIP, 2 CONDUCTOR | JB3
BA1100 | 2951712-3 | SWITCH, CONVERTER, ETHERNET | JB72
FU1101 | 1043265-4 | FUSE, 5A | JB72
XT1100 | 1066730-7 | TERMINAL STRIP, 4 CONDUCTOR | JB72
HL0701 | 1035040-201,906636C1 | LIGHT, GENERATOR CIRCUIT BREAKER OPEN, GREEN | METER PANEL
HL0702 | 1035040-202,905427C1 | LIGHT, GENERATOR CIRCUIT BREAKER CLOSED, RED | METER PANEL
HL0703 | 910087C1 | LIGHT, GENERATOR SYNCHRONIZING - PHASE A, CLEAR | METER PANEL
HL0704 | 910087C1 | LIGHT, GENERATOR SYNCHRONIZING - PHASE C, CLEAR | METER PANEL
PA0700 | 186584-7 | AMMETER, CURRENT MEASUREMENT | METER PANEL
PA0701 | 1035040-200,186583-2 | AMMETER, EXCITER FIELD CURRENT | METER PANEL
PA0703 | 1089486-52 | AMMETER, KW/KVAR | METER PANEL
PA0771 | 1086884-1 | METER, POWER FACTOR | METER PANEL
PF0700 | 1035040-209,127147-1 | GAGE, FREQUENCY | METER PANEL
PF0701 | 1035040-208,962308C1 | METER, FREQUENCY MEASUREMENT | METER PANEL
PV0700 | 186533-1 | VOLT METER, VOLTAGE MEASUREMEMT | METER PANEL
PV0701 | 1035040-206,186891-10 | VOLT METER, EXCITER FIELD VOLTAGE | METER PANEL
SA0700 | 1035040-218,1051149-3 | SELECTOR SWITCH, MANUAL SYNCHRONIZATION | METER PANEL
SA0701 | 1035040-203,1051149-5 | SELECTOR SWITCH, CIRCUIT BREAKER CONTROL | METER PANEL
SA0710 | 1035040-213,1051149-4 | SELECTOR SWITCH, VOLTAGE SELECT | METER PANEL
SA0740 | 1035040-212,1051149-2 | SELECTOR SWITCH, CURRENT SELECT | METER PANEL
SA0770 | 1035040-1048,1051149-1 | SELECTOR SWITCH, KW/KVAR SELECT | METER PANEL
2-G9920 | UPGRADE | UPGRADE, REVISED FOR SALES ORDER G9920 | PANEL
AF0076 | 1051931-69,1089240-37 | 1794-OF4I, 4 ANALOG FAST OUTPUT^(ISOLATED) | PANEL
AF0450 | 1322418-11 | 1444-DYN04-01RA, 4-CH VIBRATION INPUT^DYNAMIX 1444 VIBRATION | PANEL
AP0604 | 1089241-36 | 1756-EN2TXT, ETHERNET | PANEL
AP0700 | 1089241-36 | 1756-EN2TXT, ETHERNET | PANEL
AP0701 | 1089241-40 | 1756-EN2TRXT, ETHERNET | PANEL
AP0703 | 1089241-20 | MODULE, BLANK FILLER | PANEL
AP0704 | 1089241-20 | MODULE, BLANK FILLER | PANEL
AP0705 | 1089241-20 | MODULE, BLANK FILLER | PANEL
AP0706 | 1089241-20 | MODULE, BLANK FILLER | PANEL
AR0700 | 1089241-29 | RACK CHASSIS, 1756-A7XT (7 SLOT) | PANEL
BA0190 | 2951712-5 | SWITCH, CONVERTER, ETHERNET | PANEL
FU0450 | 1043265-1,1043265-4 | FUSE, 5A | PANEL
FU0700 | 1043265-1,1043265-5 | FUSE, 10A | PANEL
FU1190 | 1043265-1,1043265-4 | FUSE, 5A | PANEL
FU1520 | 1043265-1,1043265-3 | FUSE, 2A | PANEL
KA98111 | 1061979-1 | RELAY, CUSTOMER CONTROL ENABLED | PANEL
UAI1520 | 1105411-5 | ISOLATOR, BAM 2 | PANEL
UV0700 | 1089241-28 | POWER SUPPLY, RSLOGIX CHASSIS | PANEL
XT0190 | 1066730-7 | TERMINAL BLOCK, SPRING, 4 CONDUCTOR,30-12 AWG (0.05-3.31 MM2),NON-IS | PANEL
XT0400 | 1066730-1 | TERMINAL STRIP, 4 CONDUCTOR | PANEL
FU0190 | 1043265-1,1043265-5 | FUSE, 10A | PWR DISTRIBUTION RAIL
FU0200 | 1043265-1,1043265-5 | FUSE, 10A | PWR DISTRIBUTION RAIL
FU0273 | 1043265-1,1043265-4 | FUSE, 5A | PWR DISTRIBUTION RAIL
FU0560 | 1043265-1,1043265-7 | FUSE, 20A | PWR DISTRIBUTION RAIL
FU0900 | 1043265-1,1043265-5 | FUSE, 10A | PWR DISTRIBUTION RAIL
XT0560 | 1066730-16,1066730-17,1066730-18 | TERMINAL STRIP, 2 CONDUCTOR | PWR DISTRIBUTION RAIL
XT0561 | 1066730-53,1066730-7,1066730-8,1067996-4 | TERMINAL STRIP, 4 CONDUCTOR | PWR DISTRIBUTION RAIL
XT0562 | 1066730-53,1066730-7,1066730-8,1067996-4 | TERMINAL STRIP, 4 CONDUCTOR | PWR DISTRIBUTION RAIL
XT0563 | 1066730-7,1066730-8,1067996-4 | TERMINAL STRIP, 4 CONDUCTOR | PWR DISTRIBUTION RAIL
XY0190 | 1046415-100,PART OF Y-TAP ASSEMBLY | Y-TAP, CONTROL NET DISTRIBUTION | PWR DISTRIBUTION RAIL
XY0191 | PART OF Y-TAP ASSEMBLY | Y-TAP, CONTROL NET DISTRIBUTION | PWR DISTRIBUTION RAIL
FU0031 | 1043265-1,1043265-9 | FUSE, 30A | REDUNDANT POWER SUPPLY
GR0031 | 903849C1 | RAIL GROUND, DIN RAIL GROUNDING | REDUNDANT POWER SUPPLY
GR0032 | 903849C1 | RAIL GROUND, DIN RAIL GROUNDING | REDUNDANT POWER SUPPLY
QS0031 | 1087370 | CIRCUIT BREAKER, DOUBLE POLE - RAIL MOUNTABLE | REDUNDANT POWER SUPPLY
UJ0031 | 1090949-1 | POWER CONVERTER, AC/DC INPUT TO 28V DC OUTPUT | REDUNDANT POWER SUPPLY
VD0032 | 1015693 | DIODE | REDUNDANT POWER SUPPLY
XT0031 | 1066730-7 | TERMINAL STRIP, 4 CONDUCTOR | REDUNDANT POWER SUPPLY
AF0200 | PART OF TCP ASSEMBLY | 1794-OB16P, 16 DISCRETE OUTPUT^(CURRENT LIMITING) | TCP
AF0201 | PART OF TCP ASSEMBLY | 1794-IB10XOB6, 16 DISCRETE SIGNALS^(10 IN & 6 OUT) | TCP
AF0202 | PART OF TCP ASSEMBLY | 1794-IB10XOB6, 16 DISCRETE SIGNALS^(10 IN & 6 OUT) | TCP
AU0200 | PART OF TCP ASSEMBLY | 1794-ACNR15, CONTROLNET 1.5^REDUNDANT ADAPTER | TCP
GR0200 | PART OF TCP ASSEMBLY | RAIL LUG, DIN RAIL GROUNDING | TCP
HL0400 | 1017510,[2]1035040-21,964903C1,PART OF TCP ASSEMBLY | LIGHT, READY, GREEN | TCP
HL0401 | 1017509,[2]1035040-22,964903C1,PART OF TCP ASSEMBLY | LIGHT, STARTING, WHITE | TCP
HL0402 | 1017509,[2]1035040-23,964903C1,PART OF TCP ASSEMBLY | LIGHT, READY TO LOAD, WHITE | TCP
HL0403 | 1017509,[2]1035040-24,964903C1,PART OF TCP ASSEMBLY | LIGHT, ON LOAD, WHITE | TCP
HL0404 | 1017509,1035040-1070,964903C1,[2]964971C1,PART OF TCP ASSEMBLY | LIGHT, SPARE, WHITE | TCP
HL0405 | 1017509,[2]1035040-853,964903C1,PART OF TCP ASSEMBLY | LIGHT, LOCAL/AUXILIARY SELECT, WHITE | TCP
HL0406 | 1017509,1035040-1071,964903C1,[2]964971C1,PART OF TCP ASSEMBLY | LIGHT, SPARE, WHITE | TCP
HL0407 | 1017509,[2]1035040-26,964903C1,PART OF TCP ASSEMBLY | LIGHT, COOLDOWN, WHITE | TCP
HL0408 | 1017509,[2]1035040-27,964903C1,PART OF TCP ASSEMBLY | LIGHT, STOPPING, WHITE | TCP
HL0409 | 1017501,[2]1035040-28,964903C1,PART OF TCP ASSEMBLY | LIGHT, ALARM SUMMARY, AMBER | TCP
HL0410 | 1017501,[2]1035040-30,964903C1,PART OF TCP ASSEMBLY | LIGHT, BACKUP ACTIVE, AMBER | TCP
HL0411 | 1010205,[2]1035040-29,964903C1,PART OF TCP ASSEMBLY | LIGHT, SHUTDOWN SUMMARY, RED | TCP
SA0400 | 1035040-862,1064851-3,PART OF TCP ASSEMBLY | SELECTOR SWITCH, OFF/LOCAL/AUXILIARY | TCP
SA0401 | 1035040-33,PART OF TCP ASSEMBLY | SELECTOR SWITCH, BACKUP SYSTEM RESET | TCP
SB0400 | 1064851-5,PART OF TCP ASSEMBLY | PUSHBUTTON SWITCH, EMERGENCY STOP | TCP
SB0401 | 1015213,[2]1035040-15,964901C1,PART OF TCP ASSEMBLY | PUSHBUTTON SWITCH, HORN SILENCE | TCP
SB0402 | [2]1035040-12,964901C1,PART OF TCP ASSEMBLY | PUSHBUTTON SWITCH, ACKNOWLEDGE | TCP
SB0403 | [2]1035040-13,965112C1,PART OF TCP ASSEMBLY | PUSHBUTTON SWITCH, RESET | TCP
SB0404 | [2]1035040-14,964901C1,PART OF TCP ASSEMBLY | PUSHBUTTON SWITCH, LAMP TEST | TCP
SB0405 | [2]1035040-18,964901C1,PART OF TCP ASSEMBLY | PUSHBUTTON SWITCH, START | TCP
SB0406 | [2]1035040-34,964901C1,PART OF TCP ASSEMBLY | PUSHBUTTON SWITCH, NORMAL STOP | TCP
SB0407 | [2]1035040-19,964901C1,PART OF TCP ASSEMBLY | PUSHBUTTON SWITCH, SPEED/LOAD DECREASE | TCP
SB0408 | [2]1035040-20,964901C1,PART OF TCP ASSEMBLY | PUSHBUTTON SWITCH, SPEED/LOAD INCREASE | TCP
SH0400 | [2]1013485,1017509,964902C1,PART OF TCP ASSEMBLY | LIGHTED SWITCH, SPARE, WHITE | TCP
SH0401 | [2]1013485,1017509,964902C1,PART OF TCP ASSEMBLY | LIGHTED SWITCH, SPARE, WHITE | TCP
SH0404 | [2]1013485,1017509,964902C1,PART OF TCP ASSEMBLY | LIGHTED SWITCH, SPARE, WHITE | TCP
SH0405 | [2]1013485,1017509,964902C1,PART OF TCP ASSEMBLY | LIGHTED SWITCH, SPARE, WHITE | TCP
SH0408 | 1013485,1017509,1017511,964902C1,PART OF TCP ASSEMBLY | LIGHTED SWITCH, SPARE, WHITE | TCP
SH0409 | 1035040-8 | LIGHTED SWITCH, GAS/LIQUID FUEL SELECT, WHITE | TCP
SH0410 | 1035040-6 | LIGHTED SWITCH, ISOCH/DROOP SELECT, WHITE | TCP
SH0411 | 1035040-340 | LIGHTED SWITCH, VOLTAGE DECREASE SELECT, WHITE | TCP
SH0412 | 1035040-341 | LIGHTED SWITCH, VOLTAGE INCREASE SELECT, WHITE | TCP
XT0564 | PART OF TCP ASSEMBLY | TERMINAL STRIP, SYSTEM FUNCTION (USE) | TCP
XY0200 | 1016769,1017020,PART OF TCP ASSEMBLY | Y-TAP, CONTROL NET DISTRIBUTION | TCP
XY0201 | PART OF TCP ASSEMBLY | Y-TAP, CONTROL NET DISTRIBUTION | TCP
AF0080 | 1051931-67,1089240-4 | 1794-OB8EP, 8 DISCRETE OUTPUT^(CURRENT LIMITING) | TURBINE PANEL A
AF0081 | 1051931-67,1089240-2 | 1794-IB16, 16 DISCRETE INPUT | TURBINE PANEL A
AF0082 | 1051931-67,1089240-2 | 1794-IB16, 16 DISCRETE INPUT | TURBINE PANEL A
AF0083 | 1051931-71,1089240-28 | 1794-IRT8, 8 TC/RTD FAST INPUT | TURBINE PANEL A
AF0084 | 1051931-71,1089240-28 | 1794-IRT8, 8 TC/RTD FAST INPUT | TURBINE PANEL A
AF0085 | 1051931-67,1089240-7 | 1794-IE8, 8 ANALOG INPUT | TURBINE PANEL A
AF0086 | 1051931-67,1089240-7 | 1794-IE8, 8 ANALOG INPUT | TURBINE PANEL A
AF0087 | 1051931-67,1089240-3 | 1794-IB10XOB6, 16 DISCRETE SIGNALS^(10 IN & 6 OUT) | TURBINE PANEL A
AF0090 | 1051931-67,1089240-2 | 1794-IB16, 16 DISCRETE INPUT | TURBINE PANEL A
AF0091 | 1051931-67,1089240-5 | 1794-OB16P, 16 DISCRETE OUTPUT^(CURRENT LIMITING) | TURBINE PANEL A
AF0092 | 1051931-67,1089240-5 | 1794-OB16P, 16 DISCRETE OUTPUT^(CURRENT LIMITING) | TURBINE PANEL A
AP0601 | 1089241-4 | 1756-CN2RXT, CONTROLNET BRIDGE | TURBINE PANEL A
AP0602 | 1089241-4 | 1756-CN2RXT, CONTROLNET BRIDGE | TURBINE PANEL A
AP0603 | 1089241-14 | MVI 56E-MCMXT, MODBUS | TURBINE PANEL A
AP0605 | 1089241-15 | MVI 56-MNEXT, ETHERNET/MODBUS | TURBINE PANEL A
AP0606 | 1089241-15 | 1756-EN2TRXT, ETHERNET | TURBINE PANEL A
AP0702 | 1089241-5 | 1756-EN2TXT, ETHERNET | TURBINE PANEL A
AR0600 | 1089241-25 | RACK CHASSIS, CONTROL LOGIX, (10 SLOT) | TURBINE PANEL A
AT0600 | 1089241-30 | 1756-L73XT, MICROPROCESSOR | TURBINE PANEL A
AU0080 | 1089240-30 | 1794-ACNR15, CONTROLNET 1.5 (XT)^REDUNDANT ADAPTER | TURBINE PANEL A
AU0090 | 1089240-30 | 1794-ACNR15, CONTROLNET 1.5 (XT)^REDUNDANT ADAPTER | TURBINE PANEL A
FU0010 | 1043265-1,1043265-5 | FUSE, 10A | TURBINE PANEL A
FU0012 | 1043265-1,1043265-5 | FUSE, 10A | TURBINE PANEL A
FU0013 | 1043265-1,1043265-5 | FUSE, 10A | TURBINE PANEL A
FU0014 | 1043265-1,1043265-5 | FUSE, 10A | TURBINE PANEL A
FU0015 | 1043265-1,1043265-5 | FUSE, 10A | TURBINE PANEL A
FU0080 | 1043265-1,1043265-5 | FUSE, 10A | TURBINE PANEL A
FU0081 | 1043265-1,1043265-5 | FUSE, 10A | TURBINE PANEL A
FU0082 | 1043265-1,1043265-5 | FUSE, 10A | TURBINE PANEL A
FU0090 | 1043265-1,1043265-5 | FUSE, 10A | TURBINE PANEL A
FU0091 | 1043265-1,1043265-5 | FUSE, 10A | TURBINE PANEL A
FU0092 | 1043265-1,1043265-5 | FUSE, 10A | TURBINE PANEL A
FU0136 | 1043265-1,1043265-9 | FUSE, 30A | TURBINE PANEL A
FU0137 | 1043265-1,1043265-7 | FUSE, 20A | TURBINE PANEL A
FU0139 | 1043265-1,1043265-4 | FUSE, 5A | TURBINE PANEL A
GR0131 | 903849C1 | RAIL GROUND, DIN RAIL GROUNDING | TURBINE PANEL A
GR0132 | 903849C1 | RAIL GROUND, DIN RAIL GROUNDING | TURBINE PANEL A
GR0133 | 903849C1 | RAIL GROUND, DIN RAIL GROUNDING | TURBINE PANEL A
GR0134 | 903849C1 | RAIL GROUND, DIN RAIL GROUNDING | TURBINE PANEL A
IEG0080 | 1054025-301 | BUS BAR, INSTRUMENT EARTH (SHIELDING) | TURBINE PANEL A
KA0130 | 1061979-1 | RELAY, LOWSPEED/OPEN PROBE SETPOINT | TURBINE PANEL A
KA0131 | 1061979-1 | RELAY, CONTROLLER ACTIVE | TURBINE PANEL A
KA0132 | 1061979-1 | RELAY, CONTROLLER ACTIVE | TURBINE PANEL A
KA0133 | 1061979-1 | RELAY, POST LUBE NOT REQUIRED | TURBINE PANEL A
KA0134 | 1061979-1 | RELAY, BACKUP COMMAND OFF | TURBINE PANEL A
KA0135 | 1061979-1 | RELAY, AC PRE/POST PUMP DRIVE | TURBINE PANEL A
KA0136 | 1061979-1 | RELAY, LUBE OIL HEADER PRESSURE HIGH | TURBINE PANEL A
KA0137 | 1061979-1 | RELAY, LUBE PUMP INHIBIT | TURBINE PANEL A
KA0138 | 1061979-1 | RELAY, BACKUP LUBE OIL PUMP OFF | TURBINE PANEL A
KA0826 | 1061979-1 | RELAY, VENTILATION ON | TURBINE PANEL A
KA0827 | 1061979-1 | RELAY, VENTILATION ON | TURBINE PANEL A
KA3220 | 1061979-1 | RELAY, LUBE OIL COOLER FAN | TURBINE PANEL A
KA3420 | 1061979-1 | RELAY, GENERATOR JACKING OIL | TURBINE PANEL A
KA6211 | 1061979-1 | RELAY, ENCLOSURE VENT FAN #1 | TURBINE PANEL A
KA6212 | 1061979-1 | RELAY, ENCLOSURE VENT FAN #2 | TURBINE PANEL A
KA6221 | 1061979-1 | RELAY, ENCLOSURE VENT FAN #3 | TURBINE PANEL A
KA6222 | 1061979-1 | RELAY, ENCLOSURE VENT FAN #4 | TURBINE PANEL A
KT0140 | 1063140-1 | RELAY TIMER, BACKUP PUMP POST LUBE OFF CYCLE | TURBINE PANEL A
KT0141 | 1063140-1 | RELAY TIMER, BACKUP POST LUBE CONTINUOUS | TURBINE PANEL A
KT0142 | 1063140-1 | RELAY TIMER, TOTAL POST LUBE | TURBINE PANEL A
KT0143 | 1063140-1 | RELAY TIMER, BACKUP PUMP POST LUBE ON CYCLE | TURBINE PANEL A
KT0144 | 1063140-1 | RELAY TIMER, HEADER PRESSURE HIGH BACKUP PUMP OFF | TURBINE PANEL A
KT0145 | 1063140-1 | RELAY TIMER, FIRE DETECTED ROLLDOWN LUBE | TURBINE PANEL A
KT0146 | 1063140-3 | RELAY TIMER, WATCHDOG | TURBINE PANEL A
PC0470 | 1025156-1,1025156-2 | TIMER/COUNTER, ENGINE HOUR / START COUNTER | TURBINE PANEL A
PEG0130 | 232941-110 | BUS BAR, PANEL A - POWER EARTH GROUNDING | TURBINE PANEL A
QS0011 | 1087370 | CIRCUIT BREAKER, DOUBLE POLE - RAIL MOUNTABLE | TURBINE PANEL A
RR0851 | 981090C1 | RESISTOR, 3.01K OHM | TURBINE PANEL A
RR0852 | 981089C1 | RESISTOR, 1.0K OHM | TURBINE PANEL A
RR0853 | 981090C1 | RESISTOR, 3.01K OHM | TURBINE PANEL A
RR0854 | 981089C1 | RESISTOR, 1.0K OHM | TURBINE PANEL A
UJ0131 | 1090949-1 | POWER CONVERTER, AC/DC INPUT TO 28V DC OUTPUT | TURBINE PANEL A
UV0600 | 1089241-28 | POWER SUPPLY, RSLOGIX CHASSIS | TURBINE PANEL A
XT0011 | 1066730-16 | TERMINAL STRIP, 2 CONDUCTOR | TURBINE PANEL A
XT0080 | 1066730-7,1066730-8,1067996-4 | TERMINAL STRIP, 4 CONDUCTOR | TURBINE PANEL A
XT0085 | 1066730-7,1066730-8,1067996-4 | TERMINAL STRIP, 4 CONDUCTOR | TURBINE PANEL A
XT0090 | 1066730-7,1066730-8,1067996-4 | TERMINAL STRIP, 4 CONDUCTOR | TURBINE PANEL A
XT0134 | 1066730-16,1066730-17,1066730-18 | TERMINAL STRIP, 2 CONDUCTOR | TURBINE PANEL A
XT0135 | 1066730-7 | TERMINAL STRIP, 4 CONDUCTOR | TURBINE PANEL A
XT0136 | 1066730-7 | TERMINAL STRIP, 4 CONDUCTOR | TURBINE PANEL A
XT0137 | 1066730-7 | TERMINAL STRIP, 4 CONDUCTOR | TURBINE PANEL A
XT0138 | 1066730-16,1066730-17,1066730-18 | TERMINAL STRIP, 2 CONDUCTOR | TURBINE PANEL A
XT0139 | 1066730-7,1066730-8,1067996-4 | TERMINAL STRIP, 4 CONDUCTOR | TURBINE PANEL A
XY0080 | 1046415-100,PART OF Y-TAP ASSEMBLY | Y-TAP, CONTROL NET DISTRIBUTION | TURBINE PANEL A
XY0081 | PART OF Y-TAP ASSEMBLY | Y-TAP, CONTROL NET DISTRIBUTION | TURBINE PANEL A
XY0090 | 1046415-100,PART OF Y-TAP ASSEMBLY | Y-TAP, CONTROL NET DISTRIBUTION | TURBINE PANEL A
XY0091 | PART OF Y-TAP ASSEMBLY | Y-TAP, CONTROL NET DISTRIBUTION | TURBINE PANEL A
AF0050 | 1051931-67,1089240-4 | 1794-OB8EP, 8 DISCRETE OUTPUT^(CURRENT LIMITING) | TURBINE PANEL B
AF0051 | 1051931-67,1089240-4 | 1794-OB8EP, 8 DISCRETE OUTPUT^(CURRENT LIMITING) | TURBINE PANEL B
AF0052 | 1051931-67,1089240-4 | 1794-OB8EP, 8 DISCRETE OUTPUT^(CURRENT LIMITING) | TURBINE PANEL B
AF0053 | 1051931-67,1089240-2 | 1794-IB16, 16 DISCRETE INPUT | TURBINE PANEL B
AF0054 | 1051931-67,1089240-7 | 1794-IE8, 8 ANALOG INPUT | TURBINE PANEL B
AF0055 | 1051931-67,1089240-7 | 1794-IE8, 8 ANALOG INPUT | TURBINE PANEL B
AF0060 | 1051931-67,1089240-4 | 1794-OB8EP, 8 DISCRETE OUTPUT^(CURRENT LIMITING) | TURBINE PANEL B
AF0061 | 1051931-67,1089240-4 | 1794-OB8EP, 8 DISCRETE OUTPUT^(CURRENT LIMITING) | TURBINE PANEL B
AF0062 | 1051931-67,1089240-4 | 1794-OB8EP, 8 DISCRETE OUTPUT^(CURRENT LIMITING) | TURBINE PANEL B
AF0063 | 1051931-67,1089240-2 | 1794-IB16, 16 DISCRETE INPUT | TURBINE PANEL B
AF0064 | 1051931-67,1089240-7 | 1794-IE8, 8 ANALOG INPUT | TURBINE PANEL B
AF0065 | 1051931-67,1089240-9 | 1794-IF4I, 4 ANALOG FAST INPUT | TURBINE PANEL B
AF0070 | 1051931-71,1089240-29 | 1794-IJ2, 2 FREQUENCY FAST INPUT | TURBINE PANEL B
AF0071 | 1051931-69,1089240-11 | 1794-OF4I, 4 ANALOG FAST OUTPUT^(ISOLATED) | TURBINE PANEL B
AF0072 | 1051931-67,1089240-10 | 1794-IF2XOF2I, 4 ANALOG FAST 2 IN/2 OUT | TURBINE PANEL B
AF0073 | 1051931-67,1089240-9 | 1794-IF4I, 4 ANALOG FAST INPUT | TURBINE PANEL B
AF0074 | 1051931-71,1089240-28 | 1794-IRT8, 8 TC/RTD FAST INPUT | TURBINE PANEL B
AF0075 | 1051931-71,1089240-28 | 1794-IRT8, 8 TC/RTD FAST INPUT | TURBINE PANEL B
AU0050 | 1089240-30 | 1794-ACNR15, CONTROLNET 1.5 (XT)^REDUNDANT ADAPTER | TURBINE PANEL B
AU0060 | 1089240-30 | 1794-ACNR15, CONTROLNET 1.5 (XT)^REDUNDANT ADAPTER | TURBINE PANEL B
AU0070 | 1089240-30 | 1794-ACNR15, CONTROLNET 1.5 (XT)^REDUNDANT ADAPTER | TURBINE PANEL B
FU0050 | 1043265-1,1043265-5 | FUSE, 10A | TURBINE PANEL B
FU0051 | 1043265-1,1043265-5 | FUSE, 10A | TURBINE PANEL B
FU0052 | 1043265-1,1043265-5 | FUSE, 10A | TURBINE PANEL B
FU0053 | 1043265-1,1043265-5 | FUSE, 10A | TURBINE PANEL B
FU0054 | 1043265-1,1043265-5 | FUSE, 10A | TURBINE PANEL B
FU0060 | 1043265-1,1043265-5 | FUSE, 10A | TURBINE PANEL B
FU0061 | 1043265-1,1043265-5 | FUSE, 10A | TURBINE PANEL B
FU0062 | 1043265-1,1043265-5 | FUSE, 10A | TURBINE PANEL B
FU0063 | 1043265-1,1043265-5 | FUSE, 10A | TURBINE PANEL B
FU0070 | 1043265-1,1043265-5 | FUSE, 10A | TURBINE PANEL B
FU0210 | 1043265-1,1043265-7 | FUSE, 20A | TURBINE PANEL B
FU0211 | 1043265-1,1043265-4 | FUSE, 5A | TURBINE PANEL B
FU0212 | 1043265-1,1043265-3 | FUSE, 2A | TURBINE PANEL B
GR0231 | 903849C1 | RAIL GROUND, DIN RAIL GROUNDING | TURBINE PANEL B
GR0232 | 903849C1 | RAIL GROUND, DIN RAIL GROUNDING | TURBINE PANEL B
GR0233 | 903849C1 | RAIL GROUND, DIN RAIL GROUNDING | TURBINE PANEL B
GR0234 | 903849C1 | RAIL GROUND, DIN RAIL GROUNDING | TURBINE PANEL B
IEG0000 | 232941-300 | BUS BAR, MAIN - INSTRUMENT EARTH GROUNDING | TURBINE PANEL B
IEG0050 | 1054025-201 | BUS BAR, INSTRUMENT EARTH (SHIELDING) | TURBINE PANEL B
IEG0060 | 1054025-201 | BUS BAR, INSTRUMENT EARTH (SHIELDING) | TURBINE PANEL B
IEG0070 | 1054025-201 | BUS BAR, INSTRUMENT EARTH (SHIELDING) | TURBINE PANEL B
IEG0230 | 232941-300 | BUS BAR, PANEL B - INSTRUMENT EARTH GROUNDING | TURBINE PANEL B
KA0231 | 1061979-1 | RELAY, CONTROLLER ACTIVE | TURBINE PANEL B
KA0232 | 1061979-1 | RELAY, CONTROLLER ACTIVE | TURBINE PANEL B
KA0233 | 1061979-1 | RELAY, CONTROLLER ACTIVE | TURBINE PANEL B
KA0234 | 1061979-1 | RELAY, CONTROLLER ACTIVE | TURBINE PANEL B
KA0235 | 1061979-1 | RELAY, NO EMERGENCY SHUTDOWN SUMMARY | TURBINE PANEL B
KA0236 | 1061979-1 | RELAY, NO EMERGENCY SHUTDOWN SUMMARY | TURBINE PANEL B
KA0237 | 1061979-1 | RELAY, NO EMERGENCY SHUTDOWN SUMMARY | TURBINE PANEL B
KA0238 | 1061979-1 | RELAY, NO EMERGENCY SHUTDOWN SUMMARY | TURBINE PANEL B
KA0239 | 1061979-1 | RELAY, NO EMERGENCY SHUTDOWN SUMMARY | TURBINE PANEL B
KA0240 | 1061979-1 | RELAY, NO EMERGENCY SHUTDOWN SUMMARY | TURBINE PANEL B
KA0241 | 1061979-1 | RELAY, BACKUP SYSTEM RESET | TURBINE PANEL B
KA0242 | 1061979-1 | RELAY, BACKUP SYSTEM RESET | TURBINE PANEL B
KA0243 | 1061979-1 | RELAY, NO FIRE DETECTED | TURBINE PANEL B
KA0244 | 1061979-1 | RELAY, NO FIRE DETECTED | TURBINE PANEL B
KA0245 | 1061979-1 | RELAY, NO GAS DETECTED | TURBINE PANEL B
KA0246 | 1061979-1 | RELAY, NO GAS DETECTED | TURBINE PANEL B
KA0505 | 1061979-1 | RELAY, GENERATOR NOT RUNNING | TURBINE PANEL B
KA1020 | 1061979-1 | RELAY, IGNITION START | TURBINE PANEL B
RR0700 | 953048C1 | RESISTOR, 20K OHM | TURBINE PANEL B
RR0701 | 912137C1 | RESISTOR, 10K OHM | TURBINE PANEL B
XT0050 | 1066730-7 | TERMINAL STRIP, 4 CONDUCTOR | TURBINE PANEL B
XT0060 | 1066730-7,1066730-8,1067996-4 | TERMINAL STRIP, 4 CONDUCTOR | TURBINE PANEL B
XT0070 | 1066730-7 | TERMINAL STRIP, 4 CONDUCTOR | TURBINE PANEL B
XT0233 | 1066730-7,1066730-8,1067996-4 | TERMINAL STRIP, 4 CONDUCTOR | TURBINE PANEL B
XT0235 | 1066730-7,1066730-8,1067996-4 | TERMINAL STRIP, 4 CONDUCTOR | TURBINE PANEL B
XT0236 | 1066730-7 | TERMINAL STRIP, 4 CONDUCTOR | TURBINE PANEL B
XT0237 | 1066730-9 | DIODE TERMINAL STRIP, 4 CONDUCTOR | TURBINE PANEL B
XT0240 | 1066730-7,1066730-8,1067996-4 | TERMINAL STRIP, 4 CONDUCTOR | TURBINE PANEL B
XT0240A | 1066730-7,1066730-8,1067996-4 | TERMINAL BLOCK, SPRING, 4 CONDUCTOR,30-12 AWG (0.05-3.31 MM2),NON-IS | TURBINE PANEL B
XY0010 | 1046415-100,PART OF TCP ASSEMBLY | Y-TAP, CONTROL NET DISTRIBUTION | TURBINE PANEL B
XY0011 | PART OF Y-TAP ASSEMBLY | Y-TAP, CONTROL NET DISTRIBUTION | TURBINE PANEL B
XY0030 | 1046415-100,PART OF Y-TAP ASSEMBLY | Y-TAP, CONTROL NET DISTRIBUTION | TURBINE PANEL B
XY0031 | PART OF Y-TAP ASSEMBLY | Y-TAP, CONTROL NET DISTRIBUTION | TURBINE PANEL B
XY0050 | 1046415-100,PART OF Y-TAP ASSEMBLY | Y-TAP, CONTROL NET DISTRIBUTION | TURBINE PANEL B
XY0051 | PART OF Y-TAP ASSEMBLY | Y-TAP, CONTROL NET DISTRIBUTION | TURBINE PANEL B
XY0060 | 1046415-100,PART OF Y-TAP ASSEMBLY | Y-TAP, CONTROL NET DISTRIBUTION | TURBINE PANEL B
XY0061 | PART OF Y-TAP ASSEMBLY | Y-TAP, CONTROL NET DISTRIBUTION | TURBINE PANEL B
XY0070 | 1046415-100,PART OF Y-TAP ASSEMBLY | Y-TAP, CONTROL NET DISTRIBUTION | TURBINE PANEL B
XY0071 | PART OF Y-TAP ASSEMBLY | Y-TAP, CONTROL NET DISTRIBUTION | TURBINE PANEL B