## Blue Labels
(SHT 1) ASSEMBLY | (SHT 10) PLC PANEL | (SHT 11) TURBINE PANEL A | (SHT 12) TURBINE PANEL B | (SHT 13) PANEL #2 | (SHT 14) PANEL #3 | (SHT 15) ISOLATOR PANEL | (SHT 16) PANEL #4 | (SHT 17) POWER SUPPLY PANEL | (SHT 18) HP COMPRESSOR PANEL | (SHT 2) DOOR PANELS | (SHT 4) POWER DISTRIBUTION RAIL | (SHT 5) TURBINE CONTROL PANEL | (SHT 7) PANEL #1 | (SHT 8) BOP PANEL | (SHT 9) TURBINE VIBRATION PANEL
EL0273 | UV0600 | FU0080 | FU0070 | GR0137 | GR0234 | UV0270 | XT0012 | UJ0031 | WC1200 | AT0190K | AT0680 | HL0411 | GR0141 | IEG0257 | GR0110
EL0271 | AT0600 | XT0080 | FU0071 | GR0138 |  | UAI3100 | GR0029 | UJ0131 | AF1206 | AT0190 | FU0680 | HL0410 | GR0142 | AU0180 | IEG0110
HA0273 | AP0601 | KT0140 | XT0070 | GR0139 |  | UAI3101 | GR0028 | XT0014 | AF1205 |  | XT0680 | HL0409 |  | AF0181 | FU0110
ZS0273 | AP0602 | KT0141 | FU2108 |  |  | UAI3102 |  | QS0011 | AF1204 |  | FU0560 | HL0408 |  | AF0182 | FU0113
ZS0271 | AP0603 | KT0142 | GR0233 |  |  | UAI3420 |  | FU0012 | AF1203 |  | XT0560 | HL0407 |  | AF0183 | XT0110
FG0000 | AP0604 | KT0143 | FU0210 |  |  | UAI4410 |  | FU0013 | AF1202 |  | XT0561 | SB0400 |  | AF0184 | AF0400
| AP0605 | KT0144 | FU0211 |  |  | UAI4411 |  | FU0014 | AF1201 |  | XT0562 | HL0406 |  | AF0185 | AF0410
| AP0606 | KT0145 | FU0212 |  |  | UAI4413 |  | FU0015 | GR0120 |  | XT0563 | HL0405 |  | FU0180 | AF0420
| AP0607 | KT0146 | XT0233 |  |  | UAI4417 |  | FU0017 | AU1200 |  | FU0190 | HL0404 |  | FU0181 | AF0430
| AP0608 | GR0133 | XT0235 |  |  | UAI4418 |  | XT0011 | AF1207 |  | FU0200 | HL0403 |  | FU0184 | AF0450
| AP0609 | XT0081 | XT0237 |  |  | UAI4430 |  | GR0030 | AF1208 |  | FU0201 | HL0402 |  | XT0180 | XT0400
| AR0600 | AU0090 | XT0085 |  |  | UAI4431 |  | QS0012 | AF1209 |  | FU0273 | HL0401 |  | GR0180
|  | AF0091 | XT0136 |  |  | UAI4432 |  | GR0031 | AF1210 |  |  | HL0400 |  | FU0140
|  | AF0092 | XT0240 |  |  | UAI4433 |  |  | AF1211 |  |  | SH0407 |  | FU0141
|  | AF0093 | XT9001 |  |  | UAI4434 |  |  | FU0120 |  |  | SH0406 |  | FU0142
|  | AF0094 | KA0221 |  |  | UAI4435 |  |  | FU0121 |  |  | SH0405 |  | FU0570
|  | AF0095 | KA0222 |  |  | UAI4437 |  |  | KA0120 |  |  | SH0404 |  | XT0140
|  | AF0096 | KA0231 |  |  | UAI4438 |  |  | GR0252 |  |  | SH0410 |  | XT0570
|  | AF0097 | KA0232 |  |  | UAI5100 |  |  | IEG0130 |  |  | SH0409 |  | XT0572
|  | KA0130 | KA0233 |  |  | UAI5120 |  |  | AF0500 |  |  | SH0401 |  | XT0573
|  | KA0131 | KA0234 |  |  | UAI5130 |  |  | AF0510 |  |  | SH0400 |  | KA0531
|  | KA0132 | KA0230 |  |  | UAI5150 |  |  | AF0520 |  |  | SB0408 |  | KA0532
|  | KA0141 | KA0235 |  |  | UV0271 |  |  | XT0500 |  |  | SB0407 |  | KA0533
|  | KA0133 | KA0236 |  |  | UAI5160 |  |  | FU0130 |  |  | SH0408 |  | KA0534
|  | KA0134 | KA0237 |  |  | UAI5161 |  |  | FU0133 |  |  | SB0405 |  | KA0535
|  | KA0144 | KA0238 |  |  | UAI5162 |  |  | XT0130 |  |  | SB0406 |  | KA0536
|  | KA0136 | KA0239 |  |  | UAI5170 |  |  | XT0520 |  |  | SA0401 |  | KA0537
|  | KA0137 | KA0240 |  |  | UAI5171 | [5 empty] | SB0404 |  | KA0540
|  | KA0138 | KA0248 |  |  | UAI5172 | [5 empty] | SB0403 |  | KA0541
|  | KA2160 | KA0250 |  |  | UAI7410 | [5 empty] | SB0402 |  | KA0550
|  | KA2161 | KA0241 |  |  | UAI7411 | [5 empty] | SB0401 |  | KA0551
|  | KA0176 | KA0242 |  |  | UAI7460 | [5 empty] | SA0400 |  | KA0552
|  | KA0177 | KA0243 |  |  | UAI1210 | [5 empty] | XT0564 |  | KA0553
|  | GR0132 | KA0244 |  |  | UAI1211 | [5 empty] | AU0200 |  | KA0554
|  | AU0080 | KA0246 |  |  | UAI1220 | [5 empty] | AF0201 |  | KA7611
|  | AF0081 | KA0247 |  |  | UAI1221 | [5 empty] | AF0202 |  | KA7612
|  | AF0082 | KA0245 |  |  | UAI1230 | [5 empty] | GR0200 |  | KT0571
|  | AF0083 | KA0249 |  |  | UAI1231 | [7 empty] | KT0572
|  | AF0084 | KA1020 |  |  | UAI1240 | [7 empty] | KT0573
|  | AF0085 | KA0135 |  |  | UAI1241 | [7 empty] | XT0142
|  | AF0086 | KA3103 |  |  | UAI1250 | [7 empty] | GR0257
|  | AF0087 | KA3220 |  |  | UAI1251 | [7 empty] | AU0140
|  | PC0470 | KA3221 |  |  | UV0272 | [7 empty] | AF0141
|  | FU0090 | KA5120 |  |  | UAI1262 | [7 empty] | AF0142
|  | FU0091 | KA6100 |  |  | UAI1263 | [7 empty] | AF0143
|  | FU0092 | KA6211 |  |  | UAI1272 | [7 empty] | AF0144
|  | FU0093 | KA6212 |  |  | UAI1273 | [7 empty] | AF0145
|  | FU0136 | KA7000 |  |  | UAI4460 | [7 empty] | AF0146
|  | FU0160 | KA7001 |  |  | UAI4461 | [7 empty] | GR0140
|  | FU0137 | GR0232 |  |  | UAI4462
|  | FU0139 | FU0060 |  |  | UAI4470
|  | XT0138 | FU0061 |  |  | UAI4471
|  | XT0139 | FU0062 |  |  | UAI4472
|  | FU0010 | FU0063 |  |  | UAI4473
|  | FU0082 | FU0064 |  |  | FU0270
|  | XT0134 | XT0060 |  |  | FU0271
|  | XT0135 | AF0068 |  |  | FU0272
|  | XT0171 | AF0067 |  |  | GR0271
|  | GR0131 | AF0066 |  |  | 524POS(+)1
|  | PEG0130 | AF0065 |  |  | GR0270
AF0064
AF0063
AF0062
AF0061
AU0060
GR0231
AU0070
AF0071
AF0072
AF0073
AF0074
AF0075
AF0076
AF0077
IEG0230
IEG0010

## White Labels
(SHT 8) BOP PANEL | (SHT 8) BOP PANEL - (SHT 5) TURBINE CONTROL PANEL | (SHT 8) BOP PANEL - (SHT 12) TURBINE PANEL B | (SHT 18) HP COMPRESSOR PANEL | (SHT 18) HP COMPRESSOR PANEL - (SHT 12) TURBINE PANEL B | (SHT 15) ISOLATOR PANEL - (SHT 12) TURBINE PANEL B | (SHT 10) PLC PANEL | (SHT 10) PLC PANEL - (SHT 12) TURBINE PANEL B | (SHT 5) TURBINE CONTROL PANEL - (SHT 12) TURBINE PANEL B | (SHT 11) TURBINE PANEL A | (SHT 11) TURBINE PANEL A - (SHT 12) TURBINE PANEL B | (SHT 12) TURBINE PANEL B | (SHT 12) TURBINE PANEL B - (SHT 9) TURBINE VIBRATION PANEL | (SHT 9) TURBINE VIBRATION PANEL
AF0143G | IEG02574 | IEG023014 | AF1203G | IEG0130G | IEG023012 | UV0600G | IEG02301 | IEG02308 | AF0083G | IEG023010 | AF0064G | IEG0110G | IEG01101
AF0144G |  | IEG0257G | AF1204G |  | IEG023013 |  |  |  | AF0084G | IEG023011 | AF0065G |  | XT04001
AU0140G |  |  | AF1205G |  | IEG02309 |  |  |  | AF0085G | IEG02302 | AF0066G |  | XT04002
AU0180G |  |  | AF1206G | [5 empty] | AF0094G | IEG02307 | AF0071G
IEG02571 |  |  | AF1208G | [5 empty] | AF0096G |  | AF0072G
IEG02572 |  |  | AF1209G | [5 empty] | AU0080G |  | AF0073G
IEG02573 |  |  | AF1210G | [5 empty] | AU0090G |  | AF0074G
|  |  | AU1200G | [7 empty] | AF0075G
|  |  | IEG01301 | [7 empty] | AU0060G
|  |  | IEG01302 | [7 empty] | AU0070G
|  |  | IEG01303 | [7 empty] | IEG02303
|  |  | IEG01304 | [7 empty] | IEG02304
|  |  | XT05001 | [7 empty] | IEG02305
IEG02306
IEG0230G

## Heat Shrink Labels
(SHT 8) BOP PANEL - (SHT 15) ISOLATOR PANEL | (SHT 18) HP COMPRESSOR PANEL - (SHT 15) ISOLATOR PANEL | (SHT 15) ISOLATOR PANEL - (SHT 11) TURBINE PANEL A | (SHT 15) ISOLATOR PANEL - (SHT 12) TURBINE PANEL B | (SHT 15) ISOLATOR PANEL - (SHT 9) TURBINE VIBRATION PANEL
WC2608 | WC1452 | WC2612 | WC4624 | WC1428
| WC1453 | WC4421 |  | WC1429
| WC1454 | WC4623 |  | WC1430
| WC1455 |  |  | WC1431
| WC1456 |  |  | WC1432
| WC1457 |  |  | WC1433
| WC1458 |  |  | WC1434
| WC2513 |  |  | WC1435
| WC2600 |  |  | WC1436
| WC2603 |  |  | WC1437
| WC2605 |  |  | WC1438
| WC2607 |  |  | WC1439
| WC2609 |  |  | WC1440
| WC2610 |  |  | WC1441
WC2614
WC2615
WC2658
WC2659
WC2660
WC2661
WC2663
WC2664
WC2665
WC2687
WC4410
WC4411

## ASSEMBLY
ASSEMBLY
CONTROL CONSOLE (3-BAY)
Project # | H0140
Project Name | PIPECHINA SEBEI
Revision | A.4
Controls DE | M. ZUNIGA
Phone: | 0
Controls ME | R. DURAN
Phone:
From | [5 empty] | To
Device ID | Cable (W) Conductor (SC) Jumper Clip (JC) | Wire No. | Wire ID | Gauge/Size | Page/Zone | Device ID | Location | Page/Zone
EL0271:- | SC | EL0273W | WHT | 14 | 9.B5 | EL0273:- | ASSEMBLY | 9.B4
EL0271:+ | SC | ZS0271 | WHT | 14 | 9.B5 | ZS0271:2 | ASSEMBLY | 9.B6
EL0271:+ | SC | EL0273B | WHT | 14 | 9.B5 | EL0273:+ | ASSEMBLY | 9.B4
EL0273:+ | SC | ZS0273 | WHT | 14 | 9.B4 | ZS0273:2 | ASSEMBLY | 9.B4
EL0273:- | SC | 0V1 | WHT | 14 | 9.B4 | XT0562:1 | POWER DISTRIBUTION RAIL | 9.B2
ZS0271:1 | SC | FU0273 | WHT | 14 | 9.B6 | FU0273:LD | POWER DISTRIBUTION RAIL | 9.B3
ZS0273:1 | SC | FU0273 | WHT | 14 | 9.B4 | FU0273:LD | POWER DISTRIBUTION RAIL | 9.B3
HA0273:(+) | WC5540 | HA0273P | BLK | 16 | 12.A1 | AF0202:23 | TURBINE CONTROL PANEL | 12.A3
HA0273:(-) | WC5540 | HA0273N | WHT | 16 | 12.A1 | AF0202:55 | TURBINE CONTROL PANEL | 12.A3
SolarTools ver. 24.0.84.24712 (Jul 31, 2025)
Report date: 11/20/2025 2:02 PM

## BOP PANEL
BOP PANEL
CONTROL CONSOLE (3-BAY)
Project # | H0140
Project Name | PIPECHINA SEBEI
Revision | A.4
Controls DE | M. ZUNIGA
Phone: | 0
Controls ME | R. DURAN
Phone:
From | [5 empty] | To
Device ID | Cable (W) Conductor (SC) Jumper Clip (JC) | Wire No. | Wire ID | Gauge/Size | Page/Zone | Device ID | Location | Page/Zone
XT0140:3 | JC | 0V | CLIP | --- | 21.A5 | XT0140:2 | BOP PANEL | 21.A5
XT0140:4 | JC | 0V | CLIP | --- | 21.A5 | XT0140:3 | BOP PANEL | 21.A5
XT0180:1 | JC | 0V | CLIP | --- | 21.D1 | XT0180:2 | BOP PANEL | 21.D1
AF0141:00 | SC | 014100 | WHT | 20 | 90.A7 | KA0531:21 | BOP PANEL | 90.A6
AF0141:02 | SC | 014102 | WHT | 20 | 90.B7 | KA0552:14 | BOP PANEL | 90.B5
AF0141:04 | SC | 014104 | WHT | 20 | 91.A7 | KA0532:11 | BOP PANEL | 91.A6
AF0141:06 | SC | 014106 | WHT | 20 | 91.B7 | KA0553:14 | BOP PANEL | 91.B5
AF0141:12 | SC | 014112 | WHT | 20 | 92.C7 | KA0554:11 | BOP PANEL | 92.C6
AF0141:16 | SC | SV76212 | WHT | 20 | 90.A7 | XT0572:4 | BOP PANEL | 90.A5
AF0141:20 | SC | SV76412 | WHT | 20 | 91.A7 | XT0572:5 | BOP PANEL | 91.A5
AF0141:32 | SC | 014132 | WHT | 20 | 90.A7 | KA0550:14 | BOP PANEL | 90.A6
AF0141:36 | SC | 014136 | WHT | 20 | 91.A7 | KA0551:14 | BOP PANEL | 91.A6
AF0141:COM | SC | 0V | WHT | 14 | 21.B2 | XT0140:3 | BOP PANEL | 21.A5
AF0141:J | SC | * |  |  | 21.B2 | AF0142:P | BOP PANEL | 21.B3
AF0141:V+ | SC | FU0141 | WHT | 14 | 21.B2 | FU0141:LD | BOP PANEL | 21.C1
AF0142:07 | SC | 014207 | WHT | 20 | 89.B7 | XT0572:1 | BOP PANEL | 89.B5
AF0142:23 | SC | 014223 | WHT | 20 | 89.B7 | KT0571:A2 | BOP PANEL | 89.B6
AF0142:COM | SC | AU0140N | WHT | 14 | 21.B3 | AU0140:COM | BOP PANEL | 21.B2
AF0142:COM | SC | AF0142N | WHT | 20 | 21.B3 | AF0143:COM | BOP PANEL | 21.B3
AF0142:J | SC | * |  |  | 21.B3 | AF0143:P | BOP PANEL | 21.B3
AF0142:V+ | SC | AF0142P | WHT | 20 | 21.B3 | AF0143:V+ | BOP PANEL | 21.B3
AF0142:V+ | SC | AU0140P | WHT | 20 | 21.B3 | AU0140:V+ | BOP PANEL | 21.B2
AF0143:COM | SC | AF0143N | WHT | 20 | 21.B3 | AF0144:COM | BOP PANEL | 21.B4
AF0143:J | SC | * |  |  | 21.B3 | AF0144:P | BOP PANEL | 21.B4
AF0143:SH | SC | AF0143G | GRN | 14 | 21.B3 | AF0144:SH | BOP PANEL | 21.B4
AF0143:SH | SC | AU0140G | GRN | 14 | 21.B3 | AU0140:GND | BOP PANEL | 21.B2
AF0143:V+ | SC | AF0143P | WHT | 20 | 21.B3 | AF0144:V+ | BOP PANEL | 21.B4
AF0144:COM | SC | AF0144N | WHT | 20 | 21.B4 | AF0145:COM | BOP PANEL | 21.B5
AF0144:J | SC | * |  |  | 21.B4 | AF0145:P | BOP PANEL | 21.B5
AF0144:SH | SC | AF0144G | GRN | 14 | 21.B4 | AF0145:SH | BOP PANEL | 21.B5
AF0144:V+ | SC | AF0144P | WHT | 20 | 21.B4 | AF0145:V+ | BOP PANEL | 21.B5
AF0145:J | SC | * |  |  | 21.B5 | AF0146:P | BOP PANEL | 21.B5
AF0145:SH | SC | IEG02571 | GRN | 14 | 21.B5 | IEG0257:1 | BOP PANEL | 21.C5
AF0146:COM | SC | 0V | WHT | 14 | 21.B5 | XT0140:3 | BOP PANEL | 21.A5
AF0146:V+ | SC | FU0142 | WHT | 14 | 21.B5 | XT0142:1 | BOP PANEL | 21.C2
AF0181:00 | SC | 018100 | WHT | 20 | 89.D7 | KA7611:12 | BOP PANEL | 89.D6
AF0181:02 | SC | KA7611A1 | WHT | 20 | 89.C7 | KA7611:A1 | BOP PANEL | 89.C5
AF0181:16 | SC | KA7612A2 | WHT | 20 | 89.D7 | KA7612:A2 | BOP PANEL | 89.D5
AF0181:18 | SC | KA7611A2 | WHT | 20 | 89.C7 | KA7611:A2 | BOP PANEL | 89.C5
AF0181:COM | SC | 0V | WHT | 14 | 21.D2 | XT0180:2 | BOP PANEL | 21.D1
AF0181:J | SC | * |  |  | 21.D2 | AF0182:P | BOP PANEL | 21.D3
AF0181:V+ | SC | FU0181 | WHT | 14 | 21.D2 | FU0181:LD | BOP PANEL | 21.D1
AF0182:COM | SC | AF0182N | WHT | 20 | 21.D3 | AF0183:COM | BOP PANEL | 21.C3
AF0182:COM | SC | AU0180N | WHT | 20 | 21.D3 | AU0180:COM | BOP PANEL | 21.C2
AF0182:J | SC | * |  |  | 21.D3 | AF0183:P | BOP PANEL | 21.C3
AF0182:V+ | SC | AF0182P | WHT | 20 | 21.D3 | AF0183:V+ | BOP PANEL | 21.C3
AF0182:V+ | SC | AU0180P | WHT | 20 | 21.D3 | AU0180:V+ | BOP PANEL | 21.C2
AF0183:04 | SC | 018304 | WHT | 20 | 90.B7 | XT0572:2 | BOP PANEL | 90.B5
AF0183:05 | SC | KT0573A1 | WHT | 20 | 91.B7 | XT0572:3 | BOP PANEL | 91.B5
AF0183:20 | SC | 018320 | WHT | 20 | 90.B7 | KT0572:A2 | BOP PANEL | 90.B6
AF0183:21 | SC | 018321 | WHT | 20 | 91.B7 | KT0573:A2 | BOP PANEL | 91.B6
AF0183:COM | SC | AF0183N | WHT | 20 | 21.C3 | AF0185:COM | BOP PANEL | 21.D5
AF0183:J | SC | * |  |  | 21.C3 | AF0184:P | BOP PANEL | 21.C4
AF0183:V+ | SC | AF0183P | WHT | 20 | 21.C3 | AF0185:V+ | BOP PANEL | 21.D5
AF0184:01 | SC | 018401 | WHT | 20 | 90.D7 | XT0573:4 B2 | BOP PANEL | 90.D6
AF0184:03 | SC | 018403 | WHT | 20 | 91.C7 | XT0573:5 B2 | BOP PANEL | 91.C6
AF0184:05 | SC | KA0554A1 | WHT | 20 | 92.C7 | KA0554:A1 | BOP PANEL | 92.C6
AF0184:16 | SC | KA0550A2 | WHT | 20 | 90.C7 | KA0550:A2 | BOP PANEL | 90.C5
AF0184:17 | SC | KA0552A2 | WHT | 20 | 90.D7 | KA0552:A2 | BOP PANEL | 90.D5
AF0184:18 | SC | KA0551A2 | WHT | 20 | 91.C7 | KA0551:A2 | BOP PANEL | 91.C5
AF0184:19 | SC | KA0553A2 | WHT | 20 | 91.C7 | KA0553:A2 | BOP PANEL | 91.C5
AF0184:21 | SC | KA0554A2 | WHT | 20 | 92.C7 | KA0554:A2 | BOP PANEL | 92.C6
AF0184:COM | SC | 0V | WHT | 14 | 21.C4 | XT0180:2 | BOP PANEL | 21.D1
AF0184:J | SC | * |  |  | 21.C4 | AF0185:P | BOP PANEL | 21.D5
AF0184:V+ | SC | FU0184 | WHT | 14 | 21.C4 | FU0184:LD | BOP PANEL | 21.D1
AF0185:SH | SC | IEG02572 | GRN | 14 | 21.D5 | IEG0257:2 | BOP PANEL | 21.D6
AF0185:SH | SC | AU0180G | GRN | 14 | 21.D5 | AU0180:GND | BOP PANEL | 21.C2
AU0140:COM | SC | 0V | WHT | 14 | 21.B2 | XT0140:2 | BOP PANEL | 21.A5
AU0140:V+ | SC | FU0140 | WHT | 14 | 21.B2 | FU0140:LD | BOP PANEL | 21.B1
AU0180:COM | SC | 0V | WHT | 14 | 21.C2 | XT0180:1 | BOP PANEL | 21.D1
AU0180:V+ | SC | FU0180 | WHT | 14 | 21.C2 | FU0180:LD | BOP PANEL | 21.D1
FU0140:LI | SC | FU0570 | WHT | 14 | 21.B1 | FU0570:LD | BOP PANEL | 21.A5
FU0140:LI | SC | FU0570 | WHT | 14 | 21.B1 | FU0141:LI | BOP PANEL | 21.C1
FU0141:LI | SC | FU0570 | WHT | 14 | 21.C1 | FU0142:LI | BOP PANEL | 21.C1
FU0142:LD | SC | FU0142 | WHT | 14 | 21.C1 | XT0142:1 | BOP PANEL | 21.C2
FU0142:LI | SC | FU0570 | WHT | 14 | 21.C1 | FU0180:LI | BOP PANEL | 21.D1
FU0180:LI | SC | FU0570 | WHT | 14 | 21.D1 | FU0181:LI | BOP PANEL | 21.D1
FU0181:LI | SC | FU0570 | WHT | 14 | 21.D1 | FU0184:LI | BOP PANEL | 21.D1
FU0570:LI | SC | FU0136 | WHT | 14 | 21.A5 | XT0140:1 | BOP PANEL | 21.A5
GR0180: | SC | IEG02573 | GRN | 14 | 3.B4 | IEG0257:3 | BOP PANEL | 3.B3
GR0257: | SC | GR0257 | GRN/YEL | 14 | 21.D2 | FRAME | BOP PANEL | 21.D1
KA0531:24 | SC | KA053124 | WHT | 20 | 90.A6 | KA0540:A1 | BOP PANEL | 90.A5
KA0531:A1 | SC | ESTOP | WHT | 20 | 22.A3 | KA0532:A1 | BOP PANEL | 22.A3
KA0531:A1 | SC | ESTOP | WHT | 20 | 22.A3 | XT0140:6 | BOP PANEL | 22.A2
KA0531:A2 | SC | 0V | WHT | 20 | 22.A3 | KA0532:A2 | BOP PANEL | 22.A3
KA0531:A2 | SC | 0V | WHT | 20 | 22.A3 | KA0536:A2 | BOP PANEL | 22.A3
KA0532:14 | SC | KA053214 | WHT | 20 | 91.A6 | KA0541:A1 | BOP PANEL | 91.A5
KA0532:A1 | SC | ESTOP | WHT | 20 | 22.A3 | KA0533:A1 | BOP PANEL | 22.B3
KA0532:A2 | SC | 0V | WHT | 20 | 22.A3 | KA0533:A2 | BOP PANEL | 22.B3
KA0533:11 | SC | FU0142 | WHT | 14 | 22.C2 | XT0140:7 | BOP PANEL | 22.C1
KA0533:A1 | SC | ESTOP | WHT | 20 | 22.B3 | KA0534:A1 | BOP PANEL | 22.B3
KA0533:A2 | SC | 0V | WHT | 20 | 22.B3 | KA0534:A2 | BOP PANEL | 22.B3
KA0534:A1 | SC | ESTOP | WHT | 20 | 22.B3 | KA0537:A1 | BOP PANEL | 22.B3
KA0534:A2 | SC | 0V | WHT | 20 | 22.B3 | KA0537:A2 | BOP PANEL | 22.B3
KA0535:11 | SC | KA055414 | WHT | 20 | 92.C6 | KA0554:14 | BOP PANEL | 92.C6
KA0535:14 | SC | KA053514 | WHT | 20 | 92.C6 | XT0573:1 B2 | BOP PANEL | 92.C5
KA0535:A1 | SC | KA0231A1 | WHT | 20 | 22.A3 | KA0536:A1 | BOP PANEL | 22.A3
KA0535:A1 | SC | KA0231A1 | WHT | 20 | 22.A3 | XT0140:5 | BOP PANEL | 22.A2
KA0535:A2 | SC | 0V | WHT | 20 | 22.A3 | KA0536:A2 | BOP PANEL | 22.A3
KA0535:A2 | SC | 0V | WHT | 20 | 22.A3 | XT0140:4 | BOP PANEL | 21.A5
KA0536:11 | SC | KA053611 | WHT | 20 | 92.B6 | XT0573:2 B1 | BOP PANEL | 92.B6
KA0536:12 | SC | KA053612 | WHT | 20 | 92.B6 | XT0573:1 T1 | BOP PANEL | 92.C5
KA0540:11 | SC | KA055011 | WHT | 20 | 90.A5 | KA0550:11 | BOP PANEL | 90.A6
KA0540:A2 | SC | SV76212 | WHT | 20 | 90.A5 | XT0572:4 | BOP PANEL | 90.A5
KA0541:11 | SC | KA055111 | WHT | 20 | 91.A5 | KA0551:11 | BOP PANEL | 91.A6
KA0541:A2 | SC | SV76412 | WHT | 20 | 91.A5 | XT0572:5 | BOP PANEL | 91.A5
KA0552:A1 | SC | KA0552A1 | WHT | 20 | 90.D5 | XT0573:4 B1 | BOP PANEL | 90.D6
KA0553:A1 | SC | KA0553A1 | WHT | 20 | 91.C5 | XT0573:5 B1 | BOP PANEL | 91.C6
KA7611:11 | SC | KA761111 | WHT | 20 | 89.D6 | XT0573:3 B2 | BOP PANEL | 89.D5
KA7612:A1 | SC | KA7612A1 | WHT | 20 | 89.D5 | XT0573:3 B1 | BOP PANEL | 89.D5
KT0571:15 | SC | KA053312 | WHT | 20 | 22.C3 | KA0533:12 | BOP PANEL | 22.C2
KT0571:15 | SC | KA053312 | WHT | 20 | 22.C3 | KT0572:15 | BOP PANEL | 22.C3
KT0571:16 | SC | KT057116 | WHT | 20 | 22.C3 | XT0573:3 T2 | BOP PANEL | 89.D5
KT0571:A1 | SC | 014207 | WHT | 20 | 89.B6 | XT0572:1 | BOP PANEL | 89.B5
KT0572:15 | SC | KA053312 | WHT | 20 | 22.C3 | KT0573:15 | BOP PANEL | 22.D3
KT0572:16 | SC | KT057216 | WHT | 20 | 22.C3 | XT0573:2 T2 | BOP PANEL | 92.B6
KT0572:16 | SC | KT057216 | WHT | 20 | 22.C3 | XT0573:4 T2 | BOP PANEL | 90.D6
KT0572:A1 | SC | 018304 | WHT | 20 | 90.B6 | XT0572:2 | BOP PANEL | 90.B5
KT0573:16 | SC | KT057316 | WHT | 20 | 22.D3 | XT0573:2 B2 | BOP PANEL | 92.B6
KT0573:16 | SC | KT057316 | WHT | 20 | 22.D3 | XT0573:5 T2 | BOP PANEL | 91.C6
KT0573:A1 | SC | KT0573A1 | WHT | 20 | 91.B6 | XT0572:3 | BOP PANEL | 91.B5
XT0140:1 | SC | FU0136 | WHT | 12 | 21.A5 | XT0570:1 | BOP PANEL | 21.A5
XT0140:2 | SC | 0V | WHT | 12 | 21.A5 | XT0570:2 | BOP PANEL | 21.A5
XT0142:1 | SC | FU0142 | WHT | 14 | 21.C2 | XT0140:7 | BOP PANEL | 22.C1
XT0180:1 | SC | 0V | WHT | 14 | 21.D1 | XT0140:4 | BOP PANEL | 21.A5
XT0570:3 | SC | KA0231A1 | WHT | 12 | 22.A2 | XT0140:5 | BOP PANEL | 22.A2
AU0140:L2 | WC0014 | AU0140L2 | ENET | CABLE | 21.B2 | AU0180:L1 | BOP PANEL | 21.C2
XT0570:1 | SC | FU0136 | WHT | 12 | 21.A5 | XT0520:1 | HP COMPRESSOR PANEL | 19.A5
XT0570:2 | SC | 0V | WHT | 12 | 21.A5 | XT0520:2 | HP COMPRESSOR PANEL | 19.A5
XT0570:3 | SC | KA0231A1 | WHT | 12 | 22.A2 | XT0520:3 | HP COMPRESSOR PANEL | 19.B5
AU0140:L1 | WC0012 | AU1200L2 | ENET | CABLE | 21.B2 | AU1200:L2 | HP COMPRESSOR PANEL | 19.C1
AF0145:17 | WC2608 | 014517 | RED | 20 | 68.A7 | UAI7410:+7 | ISOLATOR PANEL | 68.A6
AF0145:01 | WC2608 | 014501 | WHT | 20 | 68.A7 | UAI7410:+5 | ISOLATOR PANEL | 68.A6
AF0145:00 | WC2608 | 014500 | BLK | 20 | 68.A7 | UAI7410:-6 | ISOLATOR PANEL | 68.A6
AF0145:48 | WC2608 | 014548 | SH | 20 | 68.A7 | FLOATING | ISOLATOR PANEL | 68.A6
IEG0257:4 | SC | IEG02574 | GRN | 14 | 9.B2 | AU0200:GND | TURBINE CONTROL PANEL | 9.A3
AU0180:L2 | WC0018 | AU0180L2 | ENET | CABLE | 21.C2 | AU0200:L1 | TURBINE CONTROL PANEL | 9.A3
AF0184:00 | SC | KA023014 | WHT | 20 | 90.C7 | KA0230:14 | TURBINE PANEL B | 90.C6
AF0184:02 | SC | KA023024 | WHT | 20 | 91.C7 | KA0230:24 | TURBINE PANEL B | 91.C6
GR0140: | SC | IEG023014 | GRN | 14 | 21.A4 | IEG0230:14 | TURBINE PANEL B | 21.A5
IEG0257:0 | SC | IEG0257G | GRN | 8 | 3.B2 | IEG0010:3 | TURBINE PANEL B | 3.B2
KA0550:A1 | SC | KA0550A1 | WHT | 20 | 90.C5 | KA0230:11 | TURBINE PANEL B | 90.C6
KA0551:A1 | SC | KA0551A1 | WHT | 20 | 91.C5 | KA0230:21 | TURBINE PANEL B | 91.C6
XT0140:6 | SC | ESTOP | WHT | 20 | 22.A2 | XT0240:4 | TURBINE PANEL B | 16.A3
SolarTools ver. 24.0.84.24712 (Jul 31, 2025)
Report date: 11/20/2025 2:02 PM

## DOOR PANELS
DOOR PANELS
CONTROL CONSOLE (3-BAY)
Project # | H0140
Project Name | PIPECHINA SEBEI
Revision | A.4
Controls DE | M. ZUNIGA
Phone: | 0
Controls ME | R. DURAN
Phone:
From | [5 empty] | To
Device ID | Cable (W) Conductor (SC) Jumper Clip (JC) | Wire No. | Wire ID | Gauge/Size | Page/Zone | Device ID | Location | Page/Zone
AT0190:GND | SC | AT0190G | GRN/YEL | 14 | 9.B4 | FRAME | DOOR PANELS | 9.C3
AT0190:USB1 | SC | AT0190K | CABLE | USB | 9.B4 | AT0190K:KI | DOOR PANELS | 9.C5
AT0190:NEG | SC | 0V1 | WHT | 14 | 9.B4 | XT0562:2 | POWER DISTRIBUTION RAIL | 9.B2
AT0190:POS | SC | FU0190 | WHT | 14 | 9.B4 | FU0190:LD | POWER DISTRIBUTION RAIL | 9.C3
AT0190:ENET | WC0010 | AT0190E | ENET | CABLE | 9.B4 | AT0680:LAN2 | POWER DISTRIBUTION RAIL | 6.B4
SolarTools ver. 24.0.84.24712 (Jul 31, 2025)
Report date: 11/20/2025 2:02 PM

## HP COMPRESSOR PANEL
HP COMPRESSOR PANEL
CONTROL CONSOLE (3-BAY)
Project # | H0140
Project Name | PIPECHINA SEBEI
Revision | A.4
Controls DE | M. ZUNIGA
Phone: | 0
Controls ME | R. DURAN
Phone:
From | [5 empty] | To
Device ID | Cable (W) Conductor (SC) Jumper Clip (JC) | Wire No. | Wire ID | Gauge/Size | Page/Zone | Device ID | Location | Page/Zone
XT0130:3 | JC | 0V | CLIP | --- | 19.A5 | XT0130:2 | HP COMPRESSOR PANEL | 19.A5
XT0130:4 | JC | 0V | CLIP | --- | 19.A5 | XT0130:3 | HP COMPRESSOR PANEL | 19.A5
AF0500:12 | SC | XT05001 | GRN | 16 | 20.B4 | XT0500:1 | HP COMPRESSOR PANEL | 20.C3
AF0510:32 | SC | XT05001 | GRN | 16 | 20.B3 | XT0500:1 | HP COMPRESSOR PANEL | 20.C3
AF0510:53 | SC | 0V | WHT | 16 | 20.B3 | XT0130:2 | HP COMPRESSOR PANEL | 19.A5
AF0510:54 | SC | 052053 | WHT | 16 | 20.B3 | AF0520:53 | HP COMPRESSOR PANEL | 20.B2
AF0510:55 | SC | FU0133 | WHT | 16 | 20.B3 | FU0133:LD | HP COMPRESSOR PANEL | 20.C5
AF0510:56 | SC | 052055 | WHT | 16 | 20.B3 | AF0520:55 | HP COMPRESSOR PANEL | 20.B2
AF0520:32 | SC | XT05001 | GRN | 16 | 20.B2 | XT0500:1 | HP COMPRESSOR PANEL | 20.C3
AF1201:COM | SC | 0V | WHT | 16 | 19.D2 | XT0130:3 | HP COMPRESSOR PANEL | 19.A5
AF1201:J | SC | * |  |  | 19.D2 | AF1202:P | HP COMPRESSOR PANEL | 19.D3
AF1201:V+ | SC | FU0121 | WHT | 14 | 19.D2 | FU0121:LD | HP COMPRESSOR PANEL | 19.D1
AF1202:COM | SC | AF1202N | WHT | 16 | 19.D3 | AF1203:COM | HP COMPRESSOR PANEL | 19.D3
AF1202:COM | SC | AU1200N | WHT | 16 | 19.D3 | AU1200:COM | HP COMPRESSOR PANEL | 19.C1
AF1202:J | SC | * |  |  | 19.D3 | AF1203:P | HP COMPRESSOR PANEL | 19.D3
AF1202:V+ | SC | AF1202P | WHT | 16 | 19.D3 | AF1203:V+ | HP COMPRESSOR PANEL | 19.D3
AF1202:V+ | SC | AU1200P | WHT | 16 | 19.D3 | AU1200:V+ | HP COMPRESSOR PANEL | 19.C1
AF1203:COM | SC | AF1203N | WHT | 16 | 19.D3 | AF1204:COM | HP COMPRESSOR PANEL | 19.C4
AF1203:J | SC | * |  |  | 19.D3 | AF1204:P | HP COMPRESSOR PANEL | 19.C4
AF1203:SH | SC | AF1203G | GRN | 14 | 19.D3 | AF1204:SH | HP COMPRESSOR PANEL | 19.C4
AF1203:SH | SC | AU1200G | GRN | 14 | 19.D3 | AU1200:GND | HP COMPRESSOR PANEL | 19.C1
AF1203:V+ | SC | AF1203P | WHT | 16 | 19.D3 | AF1204:V+ | HP COMPRESSOR PANEL | 19.C4
AF1204:COM | SC | AF1204N | WHT | 16 | 19.C4 | AF1205:COM | HP COMPRESSOR PANEL | 19.C5
AF1204:J | SC | * |  |  | 19.C4 | AF1205:P | HP COMPRESSOR PANEL | 19.C5
AF1204:SH | SC | AF1204G | GRN | 14 | 19.C4 | AF1205:SH | HP COMPRESSOR PANEL | 19.C5
AF1204:V+ | SC | AF1204P | WHT | 16 | 19.C4 | AF1205:V+ | HP COMPRESSOR PANEL | 19.C5
AF1205:COM | SC | AF1205N | WHT | 16 | 19.C5 | AF1206:COM | HP COMPRESSOR PANEL | 19.D5
AF1205:J | SC | * |  |  | 19.C5 | AF1206:P | HP COMPRESSOR PANEL | 19.D5
AF1205:SH | SC | AF1205G | GRN | 14 | 19.C5 | AF1206:SH | HP COMPRESSOR PANEL | 19.D5
AF1205:V+ | SC | AF1205P | WHT | 16 | 19.C5 | AF1206:V+ | HP COMPRESSOR PANEL | 19.D5
AF1206:COM | SC | AF1206N | WHT | 16 | 19.D5 | AF1207:COM | HP COMPRESSOR PANEL | 19.A2
AF1206:SH | SC | AF1206G | GRN | 14 | 19.D5 | AF1208:SH | HP COMPRESSOR PANEL | 19.B2
AF1206:V+ | SC | AF1206P | WHT | 16 | 19.D5 | AF1207:V+ | HP COMPRESSOR PANEL | 19.A2
AF1207:COM | SC | AF1207N | WHT | 16 | 19.A2 | AF1208:COM | HP COMPRESSOR PANEL | 19.B2
AF1207:J | SC | * |  |  | 19.A2 | AF1208:P | HP COMPRESSOR PANEL | 19.B2
AF1207:V+ | SC | AF1207P | WHT | 16 | 19.A2 | AF1208:V+ | HP COMPRESSOR PANEL | 19.B2
AF1208:COM | SC | AF1208N | WHT | 16 | 19.B2 | AF1209:COM | HP COMPRESSOR PANEL | 19.B3
AF1208:J | SC | * |  |  | 19.B2 | AF1209:P | HP COMPRESSOR PANEL | 19.B3
AF1208:SH | SC | AF1208G | GRN | 14 | 19.B2 | AF1209:SH | HP COMPRESSOR PANEL | 19.B3
AF1208:V+ | SC | AF1208P | WHT | 16 | 19.B2 | AF1209:V+ | HP COMPRESSOR PANEL | 19.B3
AF1209:COM | SC | AF1209N | WHT | 16 | 19.B3 | AF1210:COM | HP COMPRESSOR PANEL | 19.B3
AF1209:J | SC | * |  |  | 19.B3 | AF1210:P | HP COMPRESSOR PANEL | 19.B3
AF1209:SH | SC | AF1209G | GRN | 14 | 19.B3 | AF1210:SH | HP COMPRESSOR PANEL | 19.B3
AF1209:V+ | SC | AF1209P | WHT | 16 | 19.B3 | AF1210:V+ | HP COMPRESSOR PANEL | 19.B3
AF1210:COM | SC | AF1210N | WHT | 16 | 19.B3 | AF1211:COM | HP COMPRESSOR PANEL | 19.B4
AF1210:J | SC | * |  |  | 19.B3 | AF1211:P | HP COMPRESSOR PANEL | 19.B4
AF1210:SH | SC | AF1210G | GRN | 14 | 19.B3 | AF1211:SH | HP COMPRESSOR PANEL | 19.B4
AF1210:V+ | SC | AF1210P | WHT | 16 | 19.B3 | AF1211:V+ | HP COMPRESSOR PANEL | 19.B4
AF1211:SH | SC | IEG01303 | GRN | 14 | 19.B4 | IEG0130:3 | HP COMPRESSOR PANEL | 19.B5
AU1200:COM | SC | 0V | WHT | 14 | 19.C1 | XT0130:4 | HP COMPRESSOR PANEL | 19.A5
AU1200:V+ | SC | FU0120 | WHT | 14 | 19.C1 | FU0120:LD | HP COMPRESSOR PANEL | 19.D1
FU0120:LI | SC | FU0130 | WHT | 14 | 19.D1 | FU0121:LI | HP COMPRESSOR PANEL | 19.D1
FU0120:LI | SC | FU0130 | WHT | 14 | 19.D1 | FU0130:LD | HP COMPRESSOR PANEL | 19.A4
FU0121:LI | SC | FU0130 | WHT | 14 | 19.D1 | FU0133:LI | HP COMPRESSOR PANEL | 20.C5
FU0130:LI | SC | FU0136 | WHT | 16 | 19.A4 | XT0130:1 | HP COMPRESSOR PANEL | 19.A5
GR0120: | SC | IEG01304 | GRN | 14 | 19.A4 | IEG0130:4 | HP COMPRESSOR PANEL | 19.A5
GR0252: | SC | IEG01302 | GRN | 14 | 19.A5 | IEG0130:2 | HP COMPRESSOR PANEL | 19.A6
IEG0130:1 | SC | IEG01301 | GRN | 14 | 20.B5 | XT0500:2 | HP COMPRESSOR PANEL | 20.B5
KA0120:A1 | SC | KA0231A1 | WHT | 14 | 19.B5 | XT0130:5 | HP COMPRESSOR PANEL | 19.A5
KA0120:A2 | SC | 0V | WHT | 20 | 19.B5 | XT0130:3 | HP COMPRESSOR PANEL | 19.A5
XT0130:1 | SC | FU0136 | WHT | 14 | 19.A5 | XT0520:1 | HP COMPRESSOR PANEL | 19.A5
XT0130:4 | SC | 0V | WHT | 14 | 19.A5 | XT0520:2 | HP COMPRESSOR PANEL | 19.A5
XT0520:3 | SC | KA0231A1 | WHT | 14 | 19.B5 | XT0130:5 | HP COMPRESSOR PANEL | 19.A5
AF0510:L2 | WC0051 | AF0520L1 | ENET | CABLE | 20.B3 | AF0520:L1 | HP COMPRESSOR PANEL | 20.B2
AF0520:L2 | WC0052 | AU1200L1 | ENET | CABLE | 20.B2 | AU1200:L1 | HP COMPRESSOR PANEL | 19.C1
AF1206:J | WC1200 | AF1206J | CABLE | CABLE | 19.D5 | AF1207:P | HP COMPRESSOR PANEL | 19.A2
AF0500:LBUS | WC8050 | AF0510RBUS | BUS | CABLE | 20.B4 | AF0510:RBUS | HP COMPRESSOR PANEL | 20.B3
AF0510:LBUS | WC8051 | AF0520RBUS | BUS | CABLE | 20.B3 | AF0520:RBUS | HP COMPRESSOR PANEL | 20.B2
XT0520:1 | SC | FU0136 | WHT | 12 | 19.A5 | XT0570:1 | BOP PANEL | 21.A5
XT0520:2 | SC | 0V | WHT | 12 | 19.A5 | XT0570:2 | BOP PANEL | 21.A5
XT0520:3 | SC | KA0231A1 | WHT | 12 | 19.B5 | XT0570:3 | BOP PANEL | 22.A2
AU1200:L2 | WC0012 | AU1200L2 | ENET | CABLE | 19.C1 | AU0140:L1 | BOP PANEL | 21.B2
AF0500:02 | WC1452 | 050002 | RED | 20 | 63.A6 | UAI4473:7 | ISOLATOR PANEL | 63.A6
AF0500:03 | WC1452 | 050003 | BLK | 20 | 63.A6 | UAI4473:8 | ISOLATOR PANEL | 63.A6
AF0500:07 | WC1452 | 050007 | SH | 20 | 63.A6 | FLOATING | ISOLATOR PANEL | 63.A6
AF0510:02 | WC1453 | 051002 | RED | 20 | 63.B6 | UAI4461:7 | ISOLATOR PANEL | 63.B6
AF0510:04 | WC1453 | 051004 | BLK | 20 | 63.B6 | UAI4461:8 | ISOLATOR PANEL | 63.B6
AF0510:19 | WC1453 | 051019 | SH | 20 | 63.B6 | FLOATING | ISOLATOR PANEL | 63.B6
AF0510:06 | WC1454 | 051006 | RED | 20 | 63.B6 | UAI4460:7 | ISOLATOR PANEL | 63.B6
AF0510:08 | WC1454 | 051008 | BLK | 20 | 63.B6 | UAI4460:8 | ISOLATOR PANEL | 63.B6
AF0510:23 | WC1454 | 051023 | SH | 20 | 63.B6 | FLOATING | ISOLATOR PANEL | 63.B6
AF0510:10 | WC1455 | 051010 | RED | 20 | 63.C6 | UAI4471:7 | ISOLATOR PANEL | 63.C6
AF0510:12 | WC1455 | 051012 | BLK | 20 | 63.C6 | UAI4471:8 | ISOLATOR PANEL | 63.C6
AF0510:27 | WC1455 | 051027 | SH | 20 | 63.C6 | FLOATING | ISOLATOR PANEL | 63.C6
AF0510:14 | WC1456 | 051014 | RED | 20 | 63.C6 | UAI4470:7 | ISOLATOR PANEL | 63.C6
AF0510:16 | WC1456 | 051016 | BLK | 20 | 63.C6 | UAI4470:8 | ISOLATOR PANEL | 63.C6
AF0510:31 | WC1456 | 051031 | SH | 20 | 63.C6 | FLOATING | ISOLATOR PANEL | 63.C6
AF0520:02 | WC1457 | 052002 | RED | 20 | 63.C6 | UAI4462:7 | ISOLATOR PANEL | 63.C6
AF0520:04 | WC1457 | 052004 | BLK | 20 | 63.C6 | UAI4462:8 | ISOLATOR PANEL | 63.C6
AF0520:19 | WC1457 | 052019 | SH | 20 | 63.C6 | FLOATING | ISOLATOR PANEL | 63.D6
AF0520:06 | WC1458 | 052006 | RED | 20 | 63.D6 | UAI4472:7 | ISOLATOR PANEL | 63.D6
AF0520:08 | WC1458 | 052008 | BLK | 20 | 63.D6 | UAI4472:8 | ISOLATOR PANEL | 63.D6
AF0520:23 | WC1458 | 052023 | SH | 20 | 63.D6 | FLOATING | ISOLATOR PANEL | 63.D6
AF1203:36 | WC2513 | 120336 | RED | 20 | 75.A7 | UAI5120:+8 | ISOLATOR PANEL | 75.A6
AF1203:04 | WC2513 | 120304 | BLK | 20 | 75.A7 | UAI5120:-7 | ISOLATOR PANEL | 75.A6
AF1203:52 | WC2513 | 120352 | SH | 20 | 75.A7 | FLOATING | ISOLATOR PANEL | 75.B6
AF1208:23 | WC2600 | 120823 | RED | 20 | 64.A7 | UAI4438:+7 | ISOLATOR PANEL | 64.A6
AF1208:07 | WC2600 | 120807 | WHT | 20 | 64.A7 | UAI4438:+5 | ISOLATOR PANEL | 64.A6
AF1208:06 | WC2600 | 120806 | BLK | 20 | 64.A7 | UAI4438:-6 | ISOLATOR PANEL | 64.A6
AF1208:54 | WC2600 | 120854 | SH | 20 | 64.A7 | FLOATING | ISOLATOR PANEL | 64.A6
AF1208:29 | WC2603 | 120829 | RED | 20 | 64.D7 | UAI4417:+7 | ISOLATOR PANEL | 64.D6
AF1208:13 | WC2603 | 120813 | WHT | 20 | 64.D7 | UAI4417:+5 | ISOLATOR PANEL | 64.D6
AF1208:12 | WC2603 | 120812 | BLK | 20 | 64.D7 | UAI4417:-6 | ISOLATOR PANEL | 64.D6
AF1208:60 | WC2603 | 120860 | SH | 20 | 64.D7 | FLOATING | ISOLATOR PANEL | 64.D6
AF1209:25 | WC2605 | 120925 | RED | 20 | 65.B7 | UAI4413:+7 | ISOLATOR PANEL | 65.B6
AF1209:09 | WC2605 | 120909 | WHT | 20 | 65.B7 | UAI4413:+5 | ISOLATOR PANEL | 65.B6
AF1209:08 | WC2605 | 120908 | BLK | 20 | 65.B7 | UAI4413:-6 | ISOLATOR PANEL | 65.B6
AF1209:56 | WC2605 | 120956 | SH | 20 | 65.B7 | FLOATING | ISOLATOR PANEL | 65.B6
AF1209:29 | WC2607 | 120929 | RED | 20 | 65.D7 | UAI4433:+7 | ISOLATOR PANEL | 65.D6
AF1209:13 | WC2607 | 120913 | WHT | 20 | 65.D7 | UAI4433:+5 | ISOLATOR PANEL | 65.D6
AF1209:12 | WC2607 | 120912 | BLK | 20 | 65.D7 | UAI4433:-6 | ISOLATOR PANEL | 65.D6
AF1209:60 | WC2607 | 120960 | SH | 20 | 65.D7 | FLOATING | ISOLATOR PANEL | 65.D6
AF1206:33 | WC2609 | 120633 | RED | 20 | 67.A7 | UAI4430:+7 | ISOLATOR PANEL | 67.A6
AF1206:17 | WC2609 | 120617 | WHT | 20 | 67.A7 | UAI4430:+5 | ISOLATOR PANEL | 67.A6
AF1206:16 | WC2609 | 120616 | BLK | 20 | 67.A7 | UAI4430:-6 | ISOLATOR PANEL | 67.A6
AF1206:48 | WC2609 | 120648 | SH | 20 | 67.A7 | FLOATING | ISOLATOR PANEL | 67.A6
AF1206:35 | WC2610 | 120635 | RED | 20 | 67.B7 | UAI4431:+7 | ISOLATOR PANEL | 67.B6
AF1206:19 | WC2610 | 120619 | WHT | 20 | 67.B7 | UAI4431:+5 | ISOLATOR PANEL | 67.B6
AF1206:18 | WC2610 | 120618 | BLK | 20 | 67.B7 | UAI4431:-6 | ISOLATOR PANEL | 67.B6
AF1206:50 | WC2610 | 120650 | SH | 20 | 67.B7 | FW1:1 | ISOLATOR PANEL | 67.B6
AF1208:25 | WC2614 | 120825 | RED | 20 | 64.B7 | UAI4437:+7 | ISOLATOR PANEL | 64.B6
AF1208:09 | WC2614 | 120809 | WHT | 20 | 64.B7 | UAI4437:+5 | ISOLATOR PANEL | 64.B6
AF1208:08 | WC2614 | 120808 | BLK | 20 | 64.B7 | UAI4437:-6 | ISOLATOR PANEL | 64.B6
AF1208:56 | WC2614 | 120856 | SH | 20 | 64.B7 | FLOATING | ISOLATOR PANEL | 64.B6
AF1208:27 | WC2615 | 120827 | RED | 20 | 64.C7 | UAI4418:+7 | ISOLATOR PANEL | 64.C6
AF1208:11 | WC2615 | 120811 | WHT | 20 | 64.C7 | UAI4418:+5 | ISOLATOR PANEL | 64.C6
AF1208:10 | WC2615 | 120810 | BLK | 20 | 64.C7 | UAI4418:-6 | ISOLATOR PANEL | 64.C6
AF1208:58 | WC2615 | 120858 | SH | 20 | 64.C7 | FLOATING | ISOLATOR PANEL | 64.C6
AF1210:10 | WC2658 | 121042 | RED | 20 | 66.A7 | UAI4410:8 | ISOLATOR PANEL | 66.A6
AF1210:26 | WC2658 | 121010 | BLK | 20 | 66.A7 | UAI4410:7 | ISOLATOR PANEL | 66.A6
AF1210:58 | WC2658 | 121058 | SH | 20 | 66.A7 | FLOATING | ISOLATOR PANEL | 66.A6
AF1210:00 | WC2659 | 121032 | RED | 20 | 66.A7 | UAI4411:+8 | ISOLATOR PANEL | 66.A6
AF1210:16 | WC2659 | 121000 | BLK | 20 | 66.A7 | UAI4411:-7 | ISOLATOR PANEL | 66.A6
AF1210:48 | WC2659 | 121048 | SH | 20 | 66.A7 | FLOATING | ISOLATOR PANEL | 66.B6
AF1205:00 | WC2660 | 120532 | RED | 20 | 66.B7 | UAI4435:+8 | ISOLATOR PANEL | 66.B6
AF1205:16 | WC2660 | 120500 | BLK | 20 | 66.B7 | UAI4435:-7 | ISOLATOR PANEL | 66.B6
AF1205:48 | WC2660 | 120548 | SH | 20 | 66.B7 | FLOATING | ISOLATOR PANEL | 66.C6
AF1204:08 | WC2661 | 120440 | RED | 20 | 66.C7 | UAI4434:+8 | ISOLATOR PANEL | 66.C6
AF1204:24 | WC2661 | 120408 | BLK | 20 | 66.C7 | UAI4434:-7 | ISOLATOR PANEL | 66.C6
AF1204:56 | WC2661 | 120456 | SH | 20 | 66.C7 | FLOATING | ISOLATOR PANEL | 66.C6
AF1204:12 | WC2663 | 120444 | RED | 20 | 66.D7 | UAI4432:+8 | ISOLATOR PANEL | 66.D6
AF1204:28 | WC2663 | 120412 | BLK | 20 | 66.D7 | UAI4432:-7 | ISOLATOR PANEL | 66.D6
AF1204:60 | WC2663 | 120460 | SH | 20 | 66.D7 | FLOATING | ISOLATOR PANEL | 66.D6
AF1205:12 | WC2664 | 120512 | RED | 20 | 73.A7 | UAI5172:+8 | ISOLATOR PANEL | 73.A6
AF1205:28 | WC2664 | 120528 | BLK | 20 | 73.A7 | UAI5172:-7 | ISOLATOR PANEL | 73.A6
AF1205:60 | WC2664 | 120560 | SH | 20 | 73.A7 | FLOATING | ISOLATOR PANEL | 73.A6
AF1205:08 | WC2665 | 120508 | RED | 20 | 73.B7 | UAI5161:+8 | ISOLATOR PANEL | 73.B6
AF1205:24 | WC2665 | 120524 | BLK | 20 | 73.B7 | UAI5161:-7 | ISOLATOR PANEL | 73.B6
AF1205:56 | WC2665 | 120556 | SH | 20 | 73.B7 | FLOATING | ISOLATOR PANEL | 73.B6
AF1204:04 | WC2687 | 120436 | RED | 20 | 72.B6 | UAI5162:+8 | ISOLATOR PANEL | 72.B6
AF1204:20 | WC2687 | 120404 | BLK | 20 | 72.B6 | UAI5162:-7 | ISOLATOR PANEL | 72.B6
AF1204:52 | WC2687 | 120452 | SH | 20 | 72.B6 | FLOATING | ISOLATOR PANEL | 72.B6
AF1206:39 | WC4410 | 120639 | RED | 20 | 78.A7 | UAI5160:+7 | ISOLATOR PANEL | 78.A6
AF1206:23 | WC4410 | 120623 | WHT | 20 | 78.A7 | UAI5160:+5 | ISOLATOR PANEL | 78.A6
AF1206:22 | WC4410 | 120622 | BLK | 20 | 78.A7 | UAI5160:-6 | ISOLATOR PANEL | 78.A6
AF1206:54 | WC4410 | 120654 | SH | 20 | 78.A7 | FLOATING | ISOLATOR PANEL | 78.A6
AF1206:41 | WC4411 | 120641 | RED | 20 | 78.B7 | UAI5170:+7 | ISOLATOR PANEL | 78.B6
AF1206:25 | WC4411 | 120625 | WHT | 20 | 78.B7 | UAI5170:+5 | ISOLATOR PANEL | 78.B6
AF1206:24 | WC4411 | 120624 | BLK | 20 | 78.B7 | UAI5170:-6 | ISOLATOR PANEL | 78.B6
AF1206:56 | WC4411 | 120656 | SH | 20 | 78.B7 | FW1:2 | ISOLATOR PANEL | 78.B6
IEG0130:0 | SC | IEG0130G | GRN | 8 | 3.C2 | IEG0010:5 | TURBINE PANEL B | 3.C2
XT0130:1 | SC | FU0136 | WHT | 14 | 19.A5 | XT0110:1 | TURBINE VIBRATION PANEL | 18.A5
XT0130:2 | SC | 0V | WHT | 14 | 19.A5 | XT0110:2 | TURBINE VIBRATION PANEL | 18.A5
XT0130:5 | SC | KA0231A1 | WHT | 14 | 19.A5 | XT0110:4 | TURBINE VIBRATION PANEL | 18.B5
AF0510:L1 | WC0045 | AF0450L2 | ENET | CABLE | 20.B3 | AF0450:L2 | TURBINE VIBRATION PANEL | 18.B3
SolarTools ver. 24.0.84.24712 (Jul 31, 2025)
Report date: 11/20/2025 2:02 PM

## ISOLATOR PANEL
ISOLATOR PANEL
CONTROL CONSOLE (3-BAY)
Project # | H0140
Project Name | PIPECHINA SEBEI
Revision | A.4
Controls DE | M. ZUNIGA
Phone: | 0
Controls ME | R. DURAN
Phone:
From | [5 empty] | To
Device ID | Cable (W) Conductor (SC) Jumper Clip (JC) | Wire No. | Wire ID | Gauge/Size | Page/Zone | Device ID | Location | Page/Zone
FU0270:LD | SC | FU0270 | WHT | 16 | 58.D6 | UV0270:8+ | ISOLATOR PANEL | 58.D6
FU0271:LD | SC | FU0271 | WHT | 16 | 58.D6 | UV0271:8+ | ISOLATOR PANEL | 58.D6
FU0272:LD | SC | FU0272 | WHT | 16 | 58.C6 | UV0272:8+ | ISOLATOR PANEL | 58.C6
GR0270: | SC | GR0270 | GRN/YEL | 14 | 3.C4 | FRAME | ISOLATOR PANEL | 3.C3
GR0271: | SC | GR0271 | GRN/YEL | 14 | 3.C4 | FRAME | ISOLATOR PANEL | 3.C3
UAI4413:1 | SC | EA4413B1 | WHT | 20 | 65.B6 | UAI4413:2 | ISOLATOR PANEL | 65.B6
UAI4417:1 | SC | EA4417B1 | WHT | 20 | 64.D6 | UAI4417:2 | ISOLATOR PANEL | 64.D6
UAI4418:1 | SC | EA4418B1 | WHT | 20 | 64.C6 | UAI4418:2 | ISOLATOR PANEL | 64.C6
UAI4430:1 | SC | EA4430B1 | WHT | 20 | 67.A6 | UAI4430:2 | ISOLATOR PANEL | 67.A6
UAI4431:1 | SC | EA4431B1 | WHT | 20 | 67.B6 | UAI4431:2 | ISOLATOR PANEL | 67.B6
UAI4433:1 | SC | EA4433B1 | WHT | 20 | 65.D6 | UAI4433:2 | ISOLATOR PANEL | 65.D6
UAI4437:1 | SC | EA4437B1 | WHT | 20 | 64.B6 | UAI4437:2 | ISOLATOR PANEL | 64.B6
UAI4438:1 | SC | EA4438B1 | WHT | 20 | 64.A6 | UAI4438:2 | ISOLATOR PANEL | 64.A6
UAI5160:1 | SC | EA5160B1 | WHT | 20 | 78.A6 | UAI5160:2 | ISOLATOR PANEL | 78.A6
UAI5170:1 | SC | EA5170B1 | WHT | 20 | 78.B6 | UAI5170:2 | ISOLATOR PANEL | 78.B6
UAI7410:1 | SC | EA7410B1 | WHT | 20 | 68.A6 | UAI7410:2 | ISOLATOR PANEL | 68.A6
UAI7460:1 | SC | EA7460B1 | WHT | 20 | 58.B6 | UAI7460:2 | ISOLATOR PANEL | 58.B6
UAI7410:+7 | WC2608 | 014517 | RED | 20 | 68.A6 | AF0145:17 | BOP PANEL | 68.A7
UAI7410:+5 | WC2608 | 014501 | WHT | 20 | 68.A6 | AF0145:01 | BOP PANEL | 68.A7
UAI7410:-6 | WC2608 | 014500 | BLK | 20 | 68.A6 | AF0145:00 | BOP PANEL | 68.A7
FLOATING | WC2608 | 014548 | SH | 20 | 68.A6 | AF0145:48 | BOP PANEL | 68.A7
UAI4473:7 | WC1452 | 050002 | RED | 20 | 63.A6 | AF0500:02 | HP COMPRESSOR PANEL | 63.A6
UAI4473:8 | WC1452 | 050003 | BLK | 20 | 63.A6 | AF0500:03 | HP COMPRESSOR PANEL | 63.A6
FLOATING | WC1452 | 050007 | SH | 20 | 63.A6 | AF0500:07 | HP COMPRESSOR PANEL | 63.A6
UAI4461:7 | WC1453 | 051002 | RED | 20 | 63.B6 | AF0510:02 | HP COMPRESSOR PANEL | 63.B6
UAI4461:8 | WC1453 | 051004 | BLK | 20 | 63.B6 | AF0510:04 | HP COMPRESSOR PANEL | 63.B6
FLOATING | WC1453 | 051019 | SH | 20 | 63.B6 | AF0510:19 | HP COMPRESSOR PANEL | 63.B6
UAI4460:7 | WC1454 | 051006 | RED | 20 | 63.B6 | AF0510:06 | HP COMPRESSOR PANEL | 63.B6
UAI4460:8 | WC1454 | 051008 | BLK | 20 | 63.B6 | AF0510:08 | HP COMPRESSOR PANEL | 63.B6
FLOATING | WC1454 | 051023 | SH | 20 | 63.B6 | AF0510:23 | HP COMPRESSOR PANEL | 63.B6
UAI4471:7 | WC1455 | 051010 | RED | 20 | 63.C6 | AF0510:10 | HP COMPRESSOR PANEL | 63.C6
UAI4471:8 | WC1455 | 051012 | BLK | 20 | 63.C6 | AF0510:12 | HP COMPRESSOR PANEL | 63.C6
FLOATING | WC1455 | 051027 | SH | 20 | 63.C6 | AF0510:27 | HP COMPRESSOR PANEL | 63.C6
UAI4470:7 | WC1456 | 051014 | RED | 20 | 63.C6 | AF0510:14 | HP COMPRESSOR PANEL | 63.C6
UAI4470:8 | WC1456 | 051016 | BLK | 20 | 63.C6 | AF0510:16 | HP COMPRESSOR PANEL | 63.C6
FLOATING | WC1456 | 051031 | SH | 20 | 63.C6 | AF0510:31 | HP COMPRESSOR PANEL | 63.C6
UAI4462:7 | WC1457 | 052002 | RED | 20 | 63.C6 | AF0520:02 | HP COMPRESSOR PANEL | 63.C6
UAI4462:8 | WC1457 | 052004 | BLK | 20 | 63.C6 | AF0520:04 | HP COMPRESSOR PANEL | 63.C6
FLOATING | WC1457 | 052019 | SH | 20 | 63.D6 | AF0520:19 | HP COMPRESSOR PANEL | 63.C6
UAI4472:7 | WC1458 | 052006 | RED | 20 | 63.D6 | AF0520:06 | HP COMPRESSOR PANEL | 63.D6
UAI4472:8 | WC1458 | 052008 | BLK | 20 | 63.D6 | AF0520:08 | HP COMPRESSOR PANEL | 63.D6
FLOATING | WC1458 | 052023 | SH | 20 | 63.D6 | AF0520:23 | HP COMPRESSOR PANEL | 63.D6
UAI5120:+8 | WC2513 | 120336 | RED | 20 | 75.A6 | AF1203:36 | HP COMPRESSOR PANEL | 75.A7
UAI5120:-7 | WC2513 | 120304 | BLK | 20 | 75.A6 | AF1203:04 | HP COMPRESSOR PANEL | 75.A7
FLOATING | WC2513 | 120352 | SH | 20 | 75.B6 | AF1203:52 | HP COMPRESSOR PANEL | 75.A7
UAI4438:+7 | WC2600 | 120823 | RED | 20 | 64.A6 | AF1208:23 | HP COMPRESSOR PANEL | 64.A7
UAI4438:+5 | WC2600 | 120807 | WHT | 20 | 64.A6 | AF1208:07 | HP COMPRESSOR PANEL | 64.A7
UAI4438:-6 | WC2600 | 120806 | BLK | 20 | 64.A6 | AF1208:06 | HP COMPRESSOR PANEL | 64.A7
FLOATING | WC2600 | 120854 | SH | 20 | 64.A6 | AF1208:54 | HP COMPRESSOR PANEL | 64.A7
UAI4417:+7 | WC2603 | 120829 | RED | 20 | 64.D6 | AF1208:29 | HP COMPRESSOR PANEL | 64.D7
UAI4417:+5 | WC2603 | 120813 | WHT | 20 | 64.D6 | AF1208:13 | HP COMPRESSOR PANEL | 64.D7
UAI4417:-6 | WC2603 | 120812 | BLK | 20 | 64.D6 | AF1208:12 | HP COMPRESSOR PANEL | 64.D7
FLOATING | WC2603 | 120860 | SH | 20 | 64.D6 | AF1208:60 | HP COMPRESSOR PANEL | 64.D7
UAI4413:+7 | WC2605 | 120925 | RED | 20 | 65.B6 | AF1209:25 | HP COMPRESSOR PANEL | 65.B7
UAI4413:+5 | WC2605 | 120909 | WHT | 20 | 65.B6 | AF1209:09 | HP COMPRESSOR PANEL | 65.B7
UAI4413:-6 | WC2605 | 120908 | BLK | 20 | 65.B6 | AF1209:08 | HP COMPRESSOR PANEL | 65.B7
FLOATING | WC2605 | 120956 | SH | 20 | 65.B6 | AF1209:56 | HP COMPRESSOR PANEL | 65.B7
UAI4433:+7 | WC2607 | 120929 | RED | 20 | 65.D6 | AF1209:29 | HP COMPRESSOR PANEL | 65.D7
UAI4433:+5 | WC2607 | 120913 | WHT | 20 | 65.D6 | AF1209:13 | HP COMPRESSOR PANEL | 65.D7
UAI4433:-6 | WC2607 | 120912 | BLK | 20 | 65.D6 | AF1209:12 | HP COMPRESSOR PANEL | 65.D7
FLOATING | WC2607 | 120960 | SH | 20 | 65.D6 | AF1209:60 | HP COMPRESSOR PANEL | 65.D7
UAI4430:+7 | WC2609 | 120633 | RED | 20 | 67.A6 | AF1206:33 | HP COMPRESSOR PANEL | 67.A7
UAI4430:+5 | WC2609 | 120617 | WHT | 20 | 67.A6 | AF1206:17 | HP COMPRESSOR PANEL | 67.A7
UAI4430:-6 | WC2609 | 120616 | BLK | 20 | 67.A6 | AF1206:16 | HP COMPRESSOR PANEL | 67.A7
FLOATING | WC2609 | 120648 | SH | 20 | 67.A6 | AF1206:48 | HP COMPRESSOR PANEL | 67.A7
UAI4431:+7 | WC2610 | 120635 | RED | 20 | 67.B6 | AF1206:35 | HP COMPRESSOR PANEL | 67.B7
UAI4431:+5 | WC2610 | 120619 | WHT | 20 | 67.B6 | AF1206:19 | HP COMPRESSOR PANEL | 67.B7
UAI4431:-6 | WC2610 | 120618 | BLK | 20 | 67.B6 | AF1206:18 | HP COMPRESSOR PANEL | 67.B7
FW1:1 | WC2610 | 120650 | SH | 20 | 67.B6 | AF1206:50 | HP COMPRESSOR PANEL | 67.B7
UAI4437:+7 | WC2614 | 120825 | RED | 20 | 64.B6 | AF1208:25 | HP COMPRESSOR PANEL | 64.B7
UAI4437:+5 | WC2614 | 120809 | WHT | 20 | 64.B6 | AF1208:09 | HP COMPRESSOR PANEL | 64.B7
UAI4437:-6 | WC2614 | 120808 | BLK | 20 | 64.B6 | AF1208:08 | HP COMPRESSOR PANEL | 64.B7
FLOATING | WC2614 | 120856 | SH | 20 | 64.B6 | AF1208:56 | HP COMPRESSOR PANEL | 64.B7
UAI4418:+7 | WC2615 | 120827 | RED | 20 | 64.C6 | AF1208:27 | HP COMPRESSOR PANEL | 64.C7
UAI4418:+5 | WC2615 | 120811 | WHT | 20 | 64.C6 | AF1208:11 | HP COMPRESSOR PANEL | 64.C7
UAI4418:-6 | WC2615 | 120810 | BLK | 20 | 64.C6 | AF1208:10 | HP COMPRESSOR PANEL | 64.C7
FLOATING | WC2615 | 120858 | SH | 20 | 64.C6 | AF1208:58 | HP COMPRESSOR PANEL | 64.C7
UAI4410:8 | WC2658 | 121042 | RED | 20 | 66.A6 | AF1210:10 | HP COMPRESSOR PANEL | 66.A7
UAI4410:7 | WC2658 | 121010 | BLK | 20 | 66.A6 | AF1210:26 | HP COMPRESSOR PANEL | 66.A7
FLOATING | WC2658 | 121058 | SH | 20 | 66.A6 | AF1210:58 | HP COMPRESSOR PANEL | 66.A7
UAI4411:+8 | WC2659 | 121032 | RED | 20 | 66.A6 | AF1210:00 | HP COMPRESSOR PANEL | 66.A7
UAI4411:-7 | WC2659 | 121000 | BLK | 20 | 66.A6 | AF1210:16 | HP COMPRESSOR PANEL | 66.A7
FLOATING | WC2659 | 121048 | SH | 20 | 66.B6 | AF1210:48 | HP COMPRESSOR PANEL | 66.A7
UAI4435:+8 | WC2660 | 120532 | RED | 20 | 66.B6 | AF1205:00 | HP COMPRESSOR PANEL | 66.B7
UAI4435:-7 | WC2660 | 120500 | BLK | 20 | 66.B6 | AF1205:16 | HP COMPRESSOR PANEL | 66.B7
FLOATING | WC2660 | 120548 | SH | 20 | 66.C6 | AF1205:48 | HP COMPRESSOR PANEL | 66.B7
UAI4434:+8 | WC2661 | 120440 | RED | 20 | 66.C6 | AF1204:08 | HP COMPRESSOR PANEL | 66.C7
UAI4434:-7 | WC2661 | 120408 | BLK | 20 | 66.C6 | AF1204:24 | HP COMPRESSOR PANEL | 66.C7
FLOATING | WC2661 | 120456 | SH | 20 | 66.C6 | AF1204:56 | HP COMPRESSOR PANEL | 66.C7
UAI4432:+8 | WC2663 | 120444 | RED | 20 | 66.D6 | AF1204:12 | HP COMPRESSOR PANEL | 66.D7
UAI4432:-7 | WC2663 | 120412 | BLK | 20 | 66.D6 | AF1204:28 | HP COMPRESSOR PANEL | 66.D7
FLOATING | WC2663 | 120460 | SH | 20 | 66.D6 | AF1204:60 | HP COMPRESSOR PANEL | 66.D7
UAI5172:+8 | WC2664 | 120512 | RED | 20 | 73.A6 | AF1205:12 | HP COMPRESSOR PANEL | 73.A7
UAI5172:-7 | WC2664 | 120528 | BLK | 20 | 73.A6 | AF1205:28 | HP COMPRESSOR PANEL | 73.A7
FLOATING | WC2664 | 120560 | SH | 20 | 73.A6 | AF1205:60 | HP COMPRESSOR PANEL | 73.A7
UAI5161:+8 | WC2665 | 120508 | RED | 20 | 73.B6 | AF1205:08 | HP COMPRESSOR PANEL | 73.B7
UAI5161:-7 | WC2665 | 120524 | BLK | 20 | 73.B6 | AF1205:24 | HP COMPRESSOR PANEL | 73.B7
FLOATING | WC2665 | 120556 | SH | 20 | 73.B6 | AF1205:56 | HP COMPRESSOR PANEL | 73.B7
UAI5162:+8 | WC2687 | 120436 | RED | 20 | 72.B6 | AF1204:04 | HP COMPRESSOR PANEL | 72.B6
UAI5162:-7 | WC2687 | 120404 | BLK | 20 | 72.B6 | AF1204:20 | HP COMPRESSOR PANEL | 72.B6
FLOATING | WC2687 | 120452 | SH | 20 | 72.B6 | AF1204:52 | HP COMPRESSOR PANEL | 72.B6
UAI5160:+7 | WC4410 | 120639 | RED | 20 | 78.A6 | AF1206:39 | HP COMPRESSOR PANEL | 78.A7
UAI5160:+5 | WC4410 | 120623 | WHT | 20 | 78.A6 | AF1206:23 | HP COMPRESSOR PANEL | 78.A7
UAI5160:-6 | WC4410 | 120622 | BLK | 20 | 78.A6 | AF1206:22 | HP COMPRESSOR PANEL | 78.A7
FLOATING | WC4410 | 120654 | SH | 20 | 78.A6 | AF1206:54 | HP COMPRESSOR PANEL | 78.A7
UAI5170:+7 | WC4411 | 120641 | RED | 20 | 78.B6 | AF1206:41 | HP COMPRESSOR PANEL | 78.B7
UAI5170:+5 | WC4411 | 120625 | WHT | 20 | 78.B6 | AF1206:25 | HP COMPRESSOR PANEL | 78.B7
UAI5170:-6 | WC4411 | 120624 | BLK | 20 | 78.B6 | AF1206:24 | HP COMPRESSOR PANEL | 78.B7
FW1:2 | WC4411 | 120656 | SH | 20 | 78.B6 | AF1206:56 | HP COMPRESSOR PANEL | 78.B7
UAI3100:7 | SC | 008237 | WHT | 20 | 59.A6 | AF0082:37 | TURBINE PANEL A | 59.A7
UAI3100:8 | SC | 008205 | WHT | 20 | 59.A6 | AF0082:05 | TURBINE PANEL A | 59.A7
UAI3101:7 | SC | 008238 | WHT | 20 | 59.B6 | AF0082:38 | TURBINE PANEL A | 59.B7
UAI3101:8 | SC | 008206 | WHT | 20 | 59.B6 | AF0082:06 | TURBINE PANEL A | 59.B7
UAI3102:7 | SC | 008239 | WHT | 20 | 59.B6 | AF0082:39 | TURBINE PANEL A | 59.B7
UAI3102:8 | SC | 008207 | WHT | 20 | 59.B6 | AF0082:07 | TURBINE PANEL A | 59.B7
UAI7460:+7 | WC2612 | 008423 | RED | 20 | 58.B6 | AF0084:23 | TURBINE PANEL A | 58.B6
UAI7460:+5 | WC2612 | 008407 | WHT | 20 | 58.B6 | AF0084:07 | TURBINE PANEL A | 58.B6
UAI7460:-6 | WC2612 | 008406 | BLK | 20 | 58.B6 | AF0084:06 | TURBINE PANEL A | 58.B6
FLOATING | WC2612 | 008454 | SH | 20 | 58.B6 | AF0084:54 | TURBINE PANEL A | 58.B6
UAI7411:+8 | WC4421 | UAI74118 | RED | 20 | 70.A6 | AF0085:02 | TURBINE PANEL A | 70.A7
UAI7411:-7 | WC4421 | UAI74117 | BLK | 20 | 70.A6 | AF0085:18 | TURBINE PANEL A | 70.A7
FLOATING | WC4421 | UAI7411S | SH | 20 | 70.B6 | AF0085:50 | TURBINE PANEL A | 70.A7
UAI3420:+8 | WC4623 | 008646 | RED | 20 | 71.A6 | AF0086:46 | TURBINE PANEL A | 71.A7
UAI3420:-7 | WC4623 | 008614 | BLK | 20 | 71.A6 | AF0086:14 | TURBINE PANEL A | 71.A7
FLOATING | WC4623 | 008662 | SH | 20 | 71.B6 | AF0086:62 | TURBINE PANEL A | 71.A7
FU0270:LI | SC | FU0210 | WHT | 14 | 58.D6 | XT0233:2 | TURBINE PANEL B | 14.C4
FU0271:LI | SC | FU0210 | WHT | 16 | 58.D6 | XT0233:2 | TURBINE PANEL B | 14.C4
FU0272:LI | SC | FU0210 | WHT | 16 | 58.C6 | XT0233:3 | TURBINE PANEL B | 14.C4
UV0270:9- | SC | 0V | WHT | 14 | 58.D6 | XT0235:2 | TURBINE PANEL B | 14.D4
UV0270:IE | SC | IEG02309 | GRN | 14 | 58.D6 | IEG0230:9 | TURBINE PANEL B | 58.D5
UV0271:9- | SC | 0V | WHT | 16 | 58.D6 | XT0235:2 | TURBINE PANEL B | 14.D4
UV0271:IE | SC | IEG023012 | GRN | 14 | 58.D6 | IEG0230:12 | TURBINE PANEL B | 58.D5
UV0272:9- | SC | 0V | WHT | 16 | 58.C6 | XT0235:1 | TURBINE PANEL B | 14.D4
UV0272:IE | SC | IEG023013 | GRN | 14 | 58.C6 | IEG0230:13 | TURBINE PANEL B | 58.C5
UAI5100:+8 | WC4624 | 007236 | RED | 20 | 79.A6 | AF0072:04 | TURBINE PANEL B | 79.A7
UAI5100:-7 | WC4624 | 007204 | BLK | 20 | 79.A6 | AF0072:20 | TURBINE PANEL B | 79.A7
FLOATING | WC4624 | 007252 | SH | 20 | 79.B6 | AF0072:52 | TURBINE PANEL B | 79.A7
UAI1263:7 | WC1428 | 040002 | RED | 20 | 49.A6 | AF0400:02 | TURBINE VIBRATION PANEL | 49.A6
UAI1263:8 | WC1428 | 040003 | BLK | 20 | 49.A6 | AF0400:03 | TURBINE VIBRATION PANEL | 49.A6
FLOATING | WC1428 | 040007 | SH | 20 | 49.A6 | AF0400:07 | TURBINE VIBRATION PANEL | 49.A6
UAI1211:7 | WC1429 | 041002 | RED | 20 | 49.B6 | AF0410:02 | TURBINE VIBRATION PANEL | 49.B6
UAI1211:8 | WC1429 | 041004 | BLK | 20 | 49.B6 | AF0410:04 | TURBINE VIBRATION PANEL | 49.B6
FLOATING | WC1429 | 041019 | SH | 20 | 49.B6 | AF0410:19 | TURBINE VIBRATION PANEL | 49.B6
UAI1210:7 | WC1430 | 041006 | RED | 20 | 49.B6 | AF0410:06 | TURBINE VIBRATION PANEL | 49.B6
UAI1210:8 | WC1430 | 041008 | BLK | 20 | 49.B6 | AF0410:08 | TURBINE VIBRATION PANEL | 49.B6
FLOATING | WC1430 | 041023 | SH | 20 | 49.B6 | AF0410:23 | TURBINE VIBRATION PANEL | 49.B6
UAI1221:7 | WC1431 | 041010 | RED | 20 | 49.C6 | AF0410:10 | TURBINE VIBRATION PANEL | 49.C6
UAI1221:8 | WC1431 | 041012 | BLK | 20 | 49.C6 | AF0410:12 | TURBINE VIBRATION PANEL | 49.C6
FLOATING | WC1431 | 041027 | SH | 20 | 49.C6 | AF0410:27 | TURBINE VIBRATION PANEL | 49.C6
UAI1220:7 | WC1432 | 041014 | RED | 20 | 49.C6 | AF0410:14 | TURBINE VIBRATION PANEL | 49.C6
UAI1220:8 | WC1432 | 041016 | BLK | 20 | 49.C6 | AF0410:16 | TURBINE VIBRATION PANEL | 49.C6
FLOATING | WC1432 | 041031 | SH | 20 | 49.C6 | AF0410:31 | TURBINE VIBRATION PANEL | 49.C6
UAI1231:7 | WC1433 | 042002 | RED | 20 | 49.C6 | AF0420:02 | TURBINE VIBRATION PANEL | 49.C6
UAI1231:8 | WC1433 | 042004 | BLK | 20 | 49.C6 | AF0420:04 | TURBINE VIBRATION PANEL | 49.C6
FLOATING | WC1433 | 042019 | SH | 20 | 49.D6 | AF0420:19 | TURBINE VIBRATION PANEL | 49.C6
UAI1230:7 | WC1434 | 042006 | RED | 20 | 49.D6 | AF0420:06 | TURBINE VIBRATION PANEL | 49.D6
UAI1230:8 | WC1434 | 042008 | BLK | 20 | 49.D6 | AF0420:08 | TURBINE VIBRATION PANEL | 49.D6
FLOATING | WC1434 | 042023 | SH | 20 | 49.D6 | AF0420:23 | TURBINE VIBRATION PANEL | 49.D6
UAI1262:7 | WC1435 | 045010 | RED | 20 | 49.D6 | AF0450:10 | TURBINE VIBRATION PANEL | 49.D6
UAI1262:8 | WC1435 | 045012 | BLK | 20 | 49.D6 | AF0450:12 | TURBINE VIBRATION PANEL | 49.D6
FLOATING | WC1435 | 045027 | SH | 20 | 49.D6 | AF0450:27 | TURBINE VIBRATION PANEL | 49.D6
UAI1273:7 | WC1436 | 040005 | RED | 20 | 50.A5 | AF0400:05 | TURBINE VIBRATION PANEL | 50.A6
UAI1273:8 | WC1436 | 040006 | BLK | 20 | 50.A5 | AF0400:06 | TURBINE VIBRATION PANEL | 50.A6
FLOATING | WC1436 | 040011 | SH | 20 | 50.A6 | AF0400:11 | TURBINE VIBRATION PANEL | 50.A6
UAI1241:7 | WC1437 | 043002 | RED | 20 | 50.B5 | AF0430:02 | TURBINE VIBRATION PANEL | 50.B6
UAI1241:8 | WC1437 | 043004 | BLK | 20 | 50.B5 | AF0430:04 | TURBINE VIBRATION PANEL | 50.B6
FLOATING | WC1437 | 043019 | SH | 20 | 50.B6 | AF0430:19 | TURBINE VIBRATION PANEL | 50.B6
UAI1240:7 | WC1438 | 043006 | RED | 20 | 50.B5 | AF0430:06 | TURBINE VIBRATION PANEL | 50.B6
UAI1240:8 | WC1438 | 043008 | BLK | 20 | 50.B5 | AF0430:08 | TURBINE VIBRATION PANEL | 50.B6
FLOATING | WC1438 | 043023 | SH | 20 | 50.B6 | AF0430:23 | TURBINE VIBRATION PANEL | 50.B6
UAI1251:7 | WC1439 | 043010 | RED | 20 | 50.C5 | AF0430:10 | TURBINE VIBRATION PANEL | 50.C6
UAI1251:8 | WC1439 | 043012 | BLK | 20 | 50.C5 | AF0430:12 | TURBINE VIBRATION PANEL | 50.C6
FLOATING | WC1439 | 043027 | SH | 20 | 50.C6 | AF0430:27 | TURBINE VIBRATION PANEL | 50.C6
UAI1250:7 | WC1440 | 043014 | RED | 20 | 50.C5 | AF0430:14 | TURBINE VIBRATION PANEL | 50.C6
UAI1250:8 | WC1440 | 043016 | BLK | 20 | 50.C5 | AF0430:16 | TURBINE VIBRATION PANEL | 50.C6
FLOATING | WC1440 | 043031 | SH | 20 | 50.C6 | AF0430:31 | TURBINE VIBRATION PANEL | 50.C6
UAI1272:7 | WC1441 | 045014 | RED | 20 | 50.C5 | AF0450:14 | TURBINE VIBRATION PANEL | 50.C6
UAI1272:8 | WC1441 | 045016 | BLK | 20 | 50.C5 | AF0450:16 | TURBINE VIBRATION PANEL | 50.C6
FLOATING | WC1441 | 045031 | SH | 20 | 50.D6 | AF0450:31 | TURBINE VIBRATION PANEL | 50.C6
SolarTools ver. 24.0.84.24712 (Jul 31, 2025)
Report date: 11/20/2025 2:02 PM

## PANEL #1
PANEL #1
CONTROL CONSOLE (3-BAY)
Project # | H0140
Project Name | PIPECHINA SEBEI
Revision | A.4
Controls DE | M. ZUNIGA
Phone: | 0
Controls ME | R. DURAN
Phone:
From | [5 empty] | To
Device ID | Cable (W) Conductor (SC) Jumper Clip (JC) | Wire No. | Wire ID | Gauge/Size | Page/Zone | Device ID | Location | Page/Zone
GR0141: | SC | GR0141 | GRN/YEL | 14 | 3.C4 | FRAME | PANEL #1 | 3.C4
GR0142: | SC | GR0142 | GRN/YEL | 14 | 3.C5 | FRAME | PANEL #1 | 3.C5
SolarTools ver. 24.0.84.24712 (Jul 31, 2025)
Report date: 11/20/2025 2:02 PM

## PANEL #2
PANEL #2
CONTROL CONSOLE (3-BAY)
Project # | H0140
Project Name | PIPECHINA SEBEI
Revision | A.4
Controls DE | M. ZUNIGA
Phone: | 0
Controls ME | R. DURAN
Phone:
From | [5 empty] | To
Device ID | Cable (W) Conductor (SC) Jumper Clip (JC) | Wire No. | Wire ID | Gauge/Size | Page/Zone | Device ID | Location | Page/Zone
GR0137: | SC | GR0137 | GRN/YEL | 14 | 3.C4 | FRAME | PANEL #2 | 3.C4
GR0138: | SC | GR0138 | GRN/YEL | 14 | 3.C4 | FRAME | PANEL #2 | 3.C4
GR0139: | SC | GR0139 | GRN/YEL | 14 | 3.C4 | FRAME | PANEL #2 | 3.C4
SolarTools ver. 24.0.84.24712 (Jul 31, 2025)
Report date: 11/20/2025 2:02 PM

## PANEL #3
PANEL #3
CONTROL CONSOLE (3-BAY)
Project # | H0140
Project Name | PIPECHINA SEBEI
Revision | A.4
Controls DE | M. ZUNIGA
Phone: | 0
Controls ME | R. DURAN
Phone:
From | [5 empty] | To
Device ID | Cable (W) Conductor (SC) Jumper Clip (JC) | Wire No. | Wire ID | Gauge/Size | Page/Zone | Device ID | Location | Page/Zone
GR0234: | SC | GR0234 | GRN/YEL | 14 | 3.B4 | FRAME | PANEL #3 | 3.B4
SolarTools ver. 24.0.84.24712 (Jul 31, 2025)
Report date: 11/20/2025 2:02 PM

## PANEL #4
PANEL #4
CONTROL CONSOLE (3-BAY)
Project # | H0140
Project Name | PIPECHINA SEBEI
Revision | A.4
Controls DE | M. ZUNIGA
Phone: | 0
Controls ME | R. DURAN
Phone:
From | [5 empty] | To
Device ID | Cable (W) Conductor (SC) Jumper Clip (JC) | Wire No. | Wire ID | Gauge/Size | Page/Zone | Device ID | Location | Page/Zone
XT0012:1 | JC | 24V | CLIP | --- | 13.B6 | XT0012:2 | PANEL #4 | 13.C6
XT0012:3 | JC | 0V | CLIP | --- | 13.C6 | XT0012:4 | PANEL #4 | 13.C6
GR0028: | SC | GR0028 | GRN/YEL | 14 | 3.C5 | FRAME | PANEL #4 | 3.C5
GR0029: | SC | GR0029 | GRN/YEL | 14 | 3.C5 | FRAME | PANEL #4 | 3.C5
XT0012:1 | SC | 24V | WHT | 10 | 13.B6 | UJ0031:OUT(+) | POWER SUPPLY PANEL | 13.C4
XT0012:2 | SC | 24V | WHT | 10 | 13.C6 | UJ0131:OUT(+) | POWER SUPPLY PANEL | 13.B4
XT0012:3 | SC | 0V | WHT | 10 | 13.C6 | UJ0131:OUT(-) | POWER SUPPLY PANEL | 13.B4
XT0012:4 | SC | 0V | WHT | 10 | 13.C6 | UJ0031:OUT(-) | POWER SUPPLY PANEL | 13.C4
XT0012:2 | SC | 24V | WHT | 10 | 13.C6 | FU0136:LI | TURBINE PANEL A | 14.A3
XT0012:3 | SC | 0V | WHT | 10 | 13.C6 | XT0134:1 | TURBINE PANEL A | 14.B3
SolarTools ver. 24.0.84.24712 (Jul 31, 2025)
Report date: 11/20/2025 2:02 PM

## PLC PANEL
PLC PANEL
CONTROL CONSOLE (3-BAY)
Project # | H0140
Project Name | PIPECHINA SEBEI
Revision | A.4
Controls DE | M. ZUNIGA
Phone: | 0
Controls ME | R. DURAN
Phone:
From | [5 empty] | To
Device ID | Cable (W) Conductor (SC) Jumper Clip (JC) | Wire No. | Wire ID | Gauge/Size | Page/Zone | Device ID | Location | Page/Zone
AR0600:IE1 | SC | UV0600G | GRN | 14 | 4.A1 | UV0600:GND | PLC PANEL | 4.B2
AP0602:L2 | WC0001 | AP0602L2 | ENET | CABLE | 4.A3 | AP0603:L1 | PLC PANEL | 4.A3
AP0609:L1 | WC0680 | AT0680LAN1 | ENET | CABLE | 4.A6 | AT0680:LAN1 | POWER DISTRIBUTION RAIL | 6.B4
UV0600:(-) | SC | 0V | WHT | 14 | 4.B2 | XT0135:1 | TURBINE PANEL A | 14.B4
UV0600:(+) | SC | FU0010 | WHT | 14 | 4.B2 | FU0010:LD | TURBINE PANEL A | 14.A5
AP0603:L2 | WC0003 | AP0603L2 | ENET | CABLE | 4.A3 | AU0090:L1 | TURBINE PANEL A | 7.C1
AR0600:IE2 | SC | IEG02301 | GRN | 12 | 4.A1 | IEG0230:1 | TURBINE PANEL B | 4.B6
SolarTools ver. 24.0.84.24712 (Jul 31, 2025)
Report date: 11/20/2025 2:02 PM

## POWER DISTRIBUTION RAIL
POWER DISTRIBUTION RAIL
CONTROL CONSOLE (3-BAY)
Project # | H0140
Project Name | PIPECHINA SEBEI
Revision | A.4
Controls DE | M. ZUNIGA
Phone: | 0
Controls ME | R. DURAN
Phone:
From | [5 empty] | To
Device ID | Cable (W) Conductor (SC) Jumper Clip (JC) | Wire No. | Wire ID | Gauge/Size | Page/Zone | Device ID | Location | Page/Zone
XT0561:2 | JC | FU0200LI | CLIP | --- | 9.A2 | XT0561:1 | POWER DISTRIBUTION RAIL | 9.A2
XT0562:1 | JC | 0V1 | CLIP | --- | 9.B2 | XT0562:2 | POWER DISTRIBUTION RAIL | 9.B2
XT0562:2 | JC | 0V1 | CLIP | --- | 9.B2 | XT0562:3 | POWER DISTRIBUTION RAIL | 9.B2
AT0680:NEG | SC | 0V | WHT | 14 | 6.B4 | XT0680:2 | POWER DISTRIBUTION RAIL | 6.B3
AT0680:POS | SC | AT0680POS | WHT | 14 | 6.B4 | XT0680:1 | POWER DISTRIBUTION RAIL | 6.B3
FU0190:LI | SC | FU0200LI | WHT | 14 | 9.C3 | FU0273:LI | POWER DISTRIBUTION RAIL | 9.B3
FU0200:LI | SC | FU0200LI | WHT | 14 | 9.A3 | FU0201:LI | POWER DISTRIBUTION RAIL | 9.B3
FU0200:LI | SC | FU0200LI | WHT | 14 | 9.A3 | XT0561:1 | POWER DISTRIBUTION RAIL | 9.A2
FU0201:LI | SC | FU0200LI | WHT | 14 | 9.B3 | FU0273:LI | POWER DISTRIBUTION RAIL | 9.B3
FU0560:LD | SC | FU0200LI | WHT | 14 | 9.A2 | XT0561:1 | POWER DISTRIBUTION RAIL | 9.A2
FU0560:LI | SC | FU0136 | WHT | 12 | 9.A2 | XT0560:1 | POWER DISTRIBUTION RAIL | 9.A2
FU0680:LD | SC | AT0680POS | WHT | 14 | 6.B2 | XT0680:1 | POWER DISTRIBUTION RAIL | 6.B3
XT0560:2 | SC | JW0 | CLIP | -- | 9.B2 | XT0562:1 | POWER DISTRIBUTION RAIL | 9.B2
FU0273:LD | SC | FU0273 | WHT | 14 | 9.B3 | ZS0271:1 | ASSEMBLY | 9.B6
FU0273:LD | SC | FU0273 | WHT | 14 | 9.B3 | ZS0273:1 | ASSEMBLY | 9.B4
XT0562:1 | SC | 0V1 | WHT | 14 | 9.B2 | EL0273:- | ASSEMBLY | 9.B4
FU0190:LD | SC | FU0190 | WHT | 14 | 9.C3 | AT0190:POS | DOOR PANELS | 9.B4
XT0562:2 | SC | 0V1 | WHT | 14 | 9.B2 | AT0190:NEG | DOOR PANELS | 9.B4
AT0680:LAN2 | WC0010 | AT0190E | ENET | CABLE | 6.B4 | AT0190:ENET | DOOR PANELS | 9.B4
AT0680:LAN1 | WC0680 | AT0680LAN1 | ENET | CABLE | 6.B4 | AP0609:L1 | PLC PANEL | 4.A6
FU0200:LD | SC | FU0200 | WHT | 14 | 9.A3 | AU0200:V+ | TURBINE CONTROL PANEL | 9.A3
FU0201:LD | SC | FU0201 | WHT | 14 | 9.B3 | AF0202:V+ | TURBINE CONTROL PANEL | 9.A5
XT0562:1 | SC | 0V1 | WHT | 14 | 9.B2 | AF0202:COM | TURBINE CONTROL PANEL | 9.A5
XT0562:1 | SC | 0V1 | WHT | 14 | 9.B2 | AU0200:COM | TURBINE CONTROL PANEL | 9.A3
XT0562:2 | SC | 0V1 | WHT | 20 | 9.B2 | SH0401:A | TURBINE CONTROL PANEL | 11.C5
XT0563:1 | SC | ESTOPB | WHT | 20 | 11.D6 | SB0400:11 | TURBINE CONTROL PANEL | 11.D5
XT0563:2 | SC | ESTOPA | WHT | 20 | 11.D6 | SB0400:12 | TURBINE CONTROL PANEL | 11.D5
XT0563:3 | SC | KA023612 | WHT | 20 | 11.B6 | XT0564:1 B2 | TURBINE CONTROL PANEL | 11.B5
XT0563:4 | SC | 0V | WHT | 20 | 11.B6 | HL0410:A | TURBINE CONTROL PANEL | 11.B5
XT0563:5 | SC | KA0241A1 | WHT | 20 | 11.C6 | SA0401:1 | TURBINE CONTROL PANEL | 11.C5
XT0563:6 | SC | FU0139 | WHT | 20 | 11.C6 | SA0401:2 | TURBINE CONTROL PANEL | 11.C5
XT0563:7 | SC | TCP18B1 | WHT | 20 | 11.D6 | SB0400:21 | TURBINE CONTROL PANEL | 11.D5
XT0563:8 | SC | TCP18B2 | WHT | 20 | 11.D6 | SB0400:22 | TURBINE CONTROL PANEL | 11.D5
XT0560:1 | SC | FU0136 | WHT | 12 | 9.A2 | XT0138:2 | TURBINE PANEL A | 14.A3
XT0560:2 | SC | 0V | WHT | 14 | 9.B2 | XT0134:2 | TURBINE PANEL A | 14.B3
XT0563:7 | SC | TCP18B1 | WHT | 20 | 11.D6 | AF0081:37 | TURBINE PANEL A | 11.D6
XT0563:8 | SC | TCP18B2 | WHT | 20 | 11.D6 | AF0081:05 | TURBINE PANEL A | 11.D6
FU0680:LI | SC | FU0210 | WHT | 14 | 6.B2 | XT0233:3 | TURBINE PANEL B | 14.C4
XT0563:1 | SC | ESTOPB | WHT | 20 | 11.D6 | XT0240:2 | TURBINE PANEL B | 16.A3
XT0563:2 | SC | ESTOPA | WHT | 20 | 11.D6 | XT0240:3 | TURBINE PANEL B | 16.A3
XT0563:3 | SC | KA023612 | WHT | 20 | 11.B6 | XT0240:13 | TURBINE PANEL B | 16.D4
XT0563:4 | SC | 0V | WHT | 20 | 11.B6 | XT0240:9 | TURBINE PANEL B | 16.D3
XT0563:5 | SC | KA0241A1 | WHT | 20 | 11.C6 | XT0240:6 | TURBINE PANEL B | 16.C3
XT0563:6 | SC | FU0139 | WHT | 20 | 11.C6 | XT0240:11 | TURBINE PANEL B | 16.C4
XT0680:2 | SC | 0V | WHT | 14 | 6.B3 | XT0235:3 | TURBINE PANEL B | 14.D4
SolarTools ver. 24.0.84.24712 (Jul 31, 2025)
Report date: 11/20/2025 2:02 PM

## POWER SUPPLY PANEL
POWER SUPPLY PANEL
CONTROL CONSOLE^(POWER SUPPLY PANEL)
Project # | H0140
Project Name | PIPECHINA SEBEI
Revision | A.4
Controls DE | M. ZUNIGA
Phone: | 0
Controls ME | R. DURAN
Phone:
From | [5 empty] | To
Device ID | Cable (W) Conductor (SC) Jumper Clip (JC) | Wire No. | Wire ID | Gauge/Size | Page/Zone | Device ID | Location | Page/Zone
XT0011:1 | JC | 523NEG | CLIP | --- | 13.C3 | XT0011:2 | POWER SUPPLY PANEL | 13.C3
XT0011:2 | JC | 523NEG | CLIP | --- | 13.C3 | XT0011:3 | POWER SUPPLY PANEL | 13.C3
XT0011:3 | JC | 523NEG | CLIP | --- | 13.C3 | XT0011:4 | POWER SUPPLY PANEL | 13.C3
FU0012:LI | SC | 523POS | --- | BUS | 13.B3 | FU0013:LI | POWER SUPPLY PANEL | 13.B3
FU0012:LI | SC | 523POS | --- | BUS | 13.B3 | XT0014:1 | POWER SUPPLY PANEL | 13.B2
FU0013:LI | SC | 523POS | --- | BUS | 13.B3 | FU0014:LI | POWER SUPPLY PANEL | 13.C3
FU0014:LI | SC | 523POS | --- | BUS | 13.C3 | FU0015:LI | POWER SUPPLY PANEL | 13.C3
FU0015:LI | SC | 523POS | --- | BUS | 13.C3 | FU0017:LI | POWER SUPPLY PANEL | 13.C3
GR0030: | SC | GR0030 | GRN/YEL | 14 | 3.C5 | FRAME | POWER SUPPLY PANEL | 3.C5
GR0031: | SC | GR0031 | GRN/YEL | 14 | 3.C5 | FRAME | POWER SUPPLY PANEL | 3.C5
QS0011:LD-1 | SC | UJ0131P | WHT | 12 | 13.B3 | UJ0131:+ | POWER SUPPLY PANEL | 13.B4
QS0011:LD-3 | SC | UJ0131N | WHT | 12 | 13.B3 | UJ0131:- | POWER SUPPLY PANEL | 13.B4
QS0012:LD-1 | SC | UJ0031P | WHT | 12 | 13.C3 | UJ0031:+ | POWER SUPPLY PANEL | 13.C4
QS0012:LD-3 | SC | UJ0031N | WHT | 12 | 13.C3 | UJ0031:- | POWER SUPPLY PANEL | 13.C4
UJ0031:G | SC | UJ0031G | GRN/YEL | 12 | 13.C4 | FRAME | POWER SUPPLY PANEL | 13.D4
UJ0031:IS | SC | UJ0131IS | WHT | 20 | 13.C4 | UJ0131:IS | POWER SUPPLY PANEL | 13.B4
UJ0131:G | SC | UJ0131G | GRN/YEL | 12 | 13.B4 | FRAME | POWER SUPPLY PANEL | 13.B4
UJ0031:OUT(-) | SC | 0V | WHT | 10 | 13.C4 | XT0012:4 | PANEL #4 | 13.C6
UJ0031:OUT(+) | SC | 24V | WHT | 10 | 13.C4 | XT0012:1 | PANEL #4 | 13.B6
UJ0131:OUT(-) | SC | 0V | WHT | 10 | 13.B4 | XT0012:3 | PANEL #4 | 13.C6
UJ0131:OUT(+) | SC | 24V | WHT | 10 | 13.B4 | XT0012:2 | PANEL #4 | 13.C6
UJ0031:IOUT | SC | UJ0031IOUT | WHT | 20 | 13.C4 | AF0094:14 | TURBINE PANEL A | 13.D6
UJ0031:OK1 | SC | UJ0031OK1 | WHT | 20 | 13.C4 | AF0091:42 | TURBINE PANEL A | 13.D6
UJ0031:OK2 | SC | UJ0031OK2 | WHT | 20 | 13.C4 | AF0091:10 | TURBINE PANEL A | 13.D6
UJ0031:VIN | SC | UJ0031VIN | WHT | 20 | 13.C4 | AF0094:12 | TURBINE PANEL A | 13.C7
UJ0131:IOUT | SC | UJ0131IOUT | WHT | 20 | 13.B4 | AF0094:06 | TURBINE PANEL A | 13.B7
UJ0131:OK1 | SC | UJ0131OK1 | WHT | 20 | 13.B4 | AF0091:41 | TURBINE PANEL A | 13.B7
UJ0131:OK2 | SC | UJ0131OK2 | WHT | 20 | 13.B4 | AF0091:09 | TURBINE PANEL A | 13.B7
UJ0131:VIN | SC | UJ0131VIN | WHT | 20 | 13.B4 | AF0094:04 | TURBINE PANEL A | 13.A7
SolarTools ver. 24.0.84.24712 (Jul 31, 2025)
Report date: 11/20/2025 2:02 PM

## TURBINE CONTROL PANEL
TURBINE CONTROL PANEL
CONTROL CONSOLE (3-BAY)
Project # | H0140
Project Name | PIPECHINA SEBEI
Revision | A.4
Controls DE | M. ZUNIGA
Phone: | 0
Controls ME | R. DURAN
Phone:
From | [5 empty] | To
Device ID | Cable (W) Conductor (SC) Jumper Clip (JC) | Wire No. | Wire ID | Gauge/Size | Page/Zone | Device ID | Location | Page/Zone
AF0201:01 | SC | TCP14NO | WHT | 20 | 11.A3 | SH0401:NO | TURBINE CONTROL PANEL | 11.A1
AF0201:02 | SC | TCP15NO | WHT | 20 | 11.B3 | SH0409:NO | TURBINE CONTROL PANEL | 11.B1
AF0201:03 | SC | TCP16NO | WHT | 20 | 11.B3 | SH0410:NO | TURBINE CONTROL PANEL | 11.B1
AF0201:04 | SC | TCP17A2 | WHT | 20 | 11.C3 | SA0400:B-B1 | TURBINE CONTROL PANEL | 11.C1
AF0201:05 | SC | TCP17B2 | WHT | 20 | 11.C3 | SA0400:W-B1 | TURBINE CONTROL PANEL | 11.C1
AF0201:06 | SC | TCP17C2 | WHT | 20 | 11.A3 | SA0400:B-A3 | TURBINE CONTROL PANEL | 11.A1
AF0201:08 | SC | TCP23NC | WHT | 20 | 11.D3 | SB0401:NC | TURBINE CONTROL PANEL | 11.D1
AF0201:09 | SC | TCP24NO | WHT | 20 | 11.D3 | SB0402:NO | TURBINE CONTROL PANEL | 11.D1
AF0201:10 | SC | TCP25NO | WHT | 20 | 11.A7 | SB0403:NO | TURBINE CONTROL PANEL | 11.A5
AF0201:11 | SC | TCP26NO | WHT | 20 | 11.A7 | SB0404:NO | TURBINE CONTROL PANEL | 11.A5
AF0201:12 | SC | TCP29NO | WHT | 20 | 12.D3 | SB0405:NO | TURBINE CONTROL PANEL | 12.D1
AF0201:13 | SC | TCP28NC | WHT | 20 | 12.C3 | SB0406:NC | TURBINE CONTROL PANEL | 12.C1
AF0201:14 | SC | TCP31NO | WHT | 20 | 12.A6 | SB0407:NO | TURBINE CONTROL PANEL | 12.A5
AF0201:15 | SC | TCP32NO | WHT | 20 | 12.A6 | SB0408:NO | TURBINE CONTROL PANEL | 12.A5
AF0201:16 | SC | TCP30NO | WHT | 20 | 12.D3 | SH0408:NO | TURBINE CONTROL PANEL | 12.D1
AF0201:17 | SC | TCP19NO | WHT | 20 | 12.A3 | SH0404:NO | TURBINE CONTROL PANEL | 12.A1
AF0201:18 | SC | TCP20NO | WHT | 20 | 12.B3 | SH0405:NO | TURBINE CONTROL PANEL | 12.B1
AF0201:19 | SC | TCP21NO | WHT | 20 | 12.B3 | SH0406:NO | TURBINE CONTROL PANEL | 12.B1
AF0201:20 | SC | TCP22NO | WHT | 20 | 12.C3 | SH0407:NO | TURBINE CONTROL PANEL | 12.C1
AF0201:33 | SC | TCP14C | WHT | 20 | 11.A3 | SH0401:C | TURBINE CONTROL PANEL | 11.A1
AF0201:34 | SC | TCP15C | WHT | 20 | 11.B3 | SH0409:C | TURBINE CONTROL PANEL | 11.B1
AF0201:35 | SC | TCP16C | WHT | 20 | 11.B3 | SH0410:C | TURBINE CONTROL PANEL | 11.B1
AF0201:36 | SC | TCP17A1 | WHT | 20 | 11.C3 | SA0400:B-B2 | TURBINE CONTROL PANEL | 11.C1
AF0201:37 | SC | TCP17B1 | WHT | 20 | 11.C3 | SA0400:W-B2 | TURBINE CONTROL PANEL | 11.C1
AF0201:38 | SC | TCP17C1 | WHT | 20 | 11.A3 | SA0400:B-A4 | TURBINE CONTROL PANEL | 11.A1
AF0201:40 | SC | TCP23C | WHT | 20 | 11.D3 | SB0401:C | TURBINE CONTROL PANEL | 11.D1
AF0201:41 | SC | TCP24C | WHT | 20 | 11.D3 | SB0402:C | TURBINE CONTROL PANEL | 11.D1
AF0201:42 | SC | TCP25C | WHT | 20 | 11.A7 | SB0403:C | TURBINE CONTROL PANEL | 11.A5
AF0201:43 | SC | TCP26C | WHT | 20 | 11.A7 | SB0404:C | TURBINE CONTROL PANEL | 11.A5
AF0201:44 | SC | TCP29C | WHT | 20 | 12.D3 | SB0405:C | TURBINE CONTROL PANEL | 12.D1
AF0201:45 | SC | TCP28C | WHT | 20 | 12.C3 | SB0406:C | TURBINE CONTROL PANEL | 12.C1
AF0201:46 | SC | TCP31C | WHT | 20 | 12.A6 | SB0407:C | TURBINE CONTROL PANEL | 12.A5
AF0201:47 | SC | TCP32C | WHT | 20 | 12.A6 | SB0408:C | TURBINE CONTROL PANEL | 12.A5
AF0201:48 | SC | TCP30C | WHT | 20 | 12.D3 | SH0408:C | TURBINE CONTROL PANEL | 12.D1
AF0201:49 | SC | TCP19C | WHT | 20 | 12.A3 | SH0404:C | TURBINE CONTROL PANEL | 12.A1
AF0201:50 | SC | TCP20C | WHT | 20 | 12.B3 | SH0405:C | TURBINE CONTROL PANEL | 12.B1
AF0201:51 | SC | TCP21C | WHT | 20 | 12.B3 | SH0406:C | TURBINE CONTROL PANEL | 12.B1
AF0201:52 | SC | TCP22C | WHT | 20 | 12.C3 | SH0407:C | TURBINE CONTROL PANEL | 12.C1
AF0201:COM | SC | AU0200N | WHT | 16 | 9.A4 | AU0200:COM | TURBINE CONTROL PANEL | 9.A3
AF0201:J | SC | * |  |  | 9.A4 | AF0202:P | TURBINE CONTROL PANEL | 9.A5
AF0201:V+ | SC | AU0200P | WHT | 16 | 9.A4 | AU0200:V+ | TURBINE CONTROL PANEL | 9.A3
AF0202:00 | SC | TCP01AP | WHT | 20 | 10.A3 | HL0400:A+ | TURBINE CONTROL PANEL | 10.A1
AF0202:01 | SC | TCP02AP | WHT | 20 | 10.A3 | HL0401:A+ | TURBINE CONTROL PANEL | 10.A1
AF0202:02 | SC | TCP03AP | WHT | 20 | 10.B3 | HL0402:A+ | TURBINE CONTROL PANEL | 10.B1
AF0202:03 | SC | TCP04AP | WHT | 20 | 10.B3 | HL0403:A+ | TURBINE CONTROL PANEL | 10.B1
AF0202:05 | SC | TCP06AP | WHT | 20 | 10.C3 | HL0405:A+ | TURBINE CONTROL PANEL | 10.C1
AF0202:06 | SC | TCP06BP | WHT | 20 | 10.D3 | HL0405:B+ | TURBINE CONTROL PANEL | 10.D1
AF0202:07 | SC | TCP05AP | WHT | 20 | 10.C3 | HL0404:A+ | TURBINE CONTROL PANEL | 10.C1
AF0202:08 | SC | TCP07AP | WHT | 20 | 10.D3 | HL0406:A+ | TURBINE CONTROL PANEL | 10.D1
AF0202:09 | SC | TCP08AP | WHT | 20 | 10.A7 | HL0407:A+ | TURBINE CONTROL PANEL | 10.A5
AF0202:10 | SC | TCP09AP | WHT | 20 | 10.A7 | HL0408:A+ | TURBINE CONTROL PANEL | 10.A5
AF0202:11 | SC | TCP10AP | WHT | 20 | 10.B7 | HL0409:A+ | TURBINE CONTROL PANEL | 10.B5
AF0202:12 | SC | TCP11AP | WHT | 20 | 10.B7 | HL0411:A+ | TURBINE CONTROL PANEL | 10.B5
AF0202:13 | SC | TCP15AP | WHT | 20 | 10.C7 | SH0409:A+ | TURBINE CONTROL PANEL | 10.C5
AF0202:14 | SC | TCP15BP | WHT | 20 | 10.C7 | SH0409:B+ | TURBINE CONTROL PANEL | 10.C5
AF0202:15 | SC | TCP16AP | WHT | 20 | 10.D7 | SH0410:A+ | TURBINE CONTROL PANEL | 10.D5
AF0202:16 | SC | TCP16BP | WHT | 20 | 10.D7 | SH0410:B+ | TURBINE CONTROL PANEL | 10.D5
AF0202:17 | SC | TCP19AP | WHT | 20 | 12.B6 | SH0404:A+ | TURBINE CONTROL PANEL | 12.B5
AF0202:18 | SC | TCP20AP | WHT | 20 | 12.B6 | SH0405:A+ | TURBINE CONTROL PANEL | 12.B5
AF0202:19 | SC | TCP21AP | WHT | 20 | 12.C6 | SH0406:A+ | TURBINE CONTROL PANEL | 12.C5
AF0202:20 | SC | TCP22AP | WHT | 20 | 12.C6 | SH0407:A+ | TURBINE CONTROL PANEL | 12.C5
AF0202:21 | SC | TCP30AP | WHT | 20 | 12.D6 | SH0408:A+ | TURBINE CONTROL PANEL | 12.D5
AF0202:22 | SC | TCP30BP | WHT | 20 | 12.D6 | SH0408:B+ | TURBINE CONTROL PANEL | 12.D5
AF0202:32 | SC | TCP01A | WHT | 20 | 10.A3 | HL0400:A | TURBINE CONTROL PANEL | 10.A1
AF0202:33 | SC | TCP02A | WHT | 20 | 10.A3 | HL0401:A | TURBINE CONTROL PANEL | 10.A1
AF0202:34 | SC | TCP03A | WHT | 20 | 10.B3 | HL0402:A | TURBINE CONTROL PANEL | 10.B1
AF0202:35 | SC | TCP04A | WHT | 20 | 10.B3 | HL0403:A | TURBINE CONTROL PANEL | 10.B1
AF0202:37 | SC | TCP06A | WHT | 20 | 10.C3 | HL0405:A | TURBINE CONTROL PANEL | 10.C1
AF0202:38 | SC | TCP06B | WHT | 20 | 10.D3 | HL0405:B | TURBINE CONTROL PANEL | 10.D1
AF0202:39 | SC | TCP05A | WHT | 20 | 10.C3 | HL0404:A | TURBINE CONTROL PANEL | 10.C1
AF0202:40 | SC | TCP07A | WHT | 20 | 10.D3 | HL0406:A | TURBINE CONTROL PANEL | 10.D1
AF0202:41 | SC | TCP08A | WHT | 20 | 10.A7 | HL0407:A | TURBINE CONTROL PANEL | 10.A5
AF0202:42 | SC | TCP09A | WHT | 20 | 10.A7 | HL0408:A | TURBINE CONTROL PANEL | 10.A5
AF0202:43 | SC | TCP10A | WHT | 20 | 10.B7 | HL0409:A | TURBINE CONTROL PANEL | 10.B5
AF0202:44 | SC | TCP11A | WHT | 20 | 10.B7 | HL0411:A | TURBINE CONTROL PANEL | 10.B5
AF0202:45 | SC | TCP15A | WHT | 20 | 10.C7 | SH0409:A | TURBINE CONTROL PANEL | 10.C5
AF0202:46 | SC | TCP15B | WHT | 20 | 10.C7 | SH0409:B | TURBINE CONTROL PANEL | 10.C5
AF0202:47 | SC | TCP16A | WHT | 20 | 10.D7 | SH0410:A | TURBINE CONTROL PANEL | 10.D5
AF0202:48 | SC | TCP16B | WHT | 20 | 10.D7 | SH0410:B | TURBINE CONTROL PANEL | 10.D5
AF0202:49 | SC | TCP19A | WHT | 20 | 12.B6 | SH0404:A | TURBINE CONTROL PANEL | 12.B5
AF0202:50 | SC | TCP20A | WHT | 20 | 12.B6 | SH0405:A | TURBINE CONTROL PANEL | 12.B5
AF0202:51 | SC | TCP21A | WHT | 20 | 12.C6 | SH0406:A | TURBINE CONTROL PANEL | 12.C5
AF0202:52 | SC | TCP22A | WHT | 20 | 12.C6 | SH0407:A | TURBINE CONTROL PANEL | 12.C5
AF0202:53 | SC | TCP30A | WHT | 20 | 12.D6 | SH0408:A | TURBINE CONTROL PANEL | 12.D5
AF0202:54 | SC | TCP30B | WHT | 20 | 12.D6 | SH0408:B | TURBINE CONTROL PANEL | 12.D5
HL0400:A | SC | TCP01A | WHT | 20 | 10.A1 | HL0400:B | TURBINE CONTROL PANEL | 10.A1
HL0400:A+ | SC | TCP01AP | WHT | 20 | 10.A1 | HL0400:B+ | TURBINE CONTROL PANEL | 10.A1
HL0401:A | SC | TCP02A | WHT | 20 | 10.A1 | HL0401:B | TURBINE CONTROL PANEL | 10.A1
HL0401:A+ | SC | TCP02AP | WHT | 20 | 10.A1 | HL0401:B+ | TURBINE CONTROL PANEL | 10.A1
HL0402:A | SC | TCP03A | WHT | 20 | 10.B1 | HL0402:B | TURBINE CONTROL PANEL | 10.B1
HL0402:A+ | SC | TCP03AP | WHT | 20 | 10.B1 | HL0402:B+ | TURBINE CONTROL PANEL | 10.B1
HL0403:A | SC | TCP04A | WHT | 20 | 10.B1 | HL0403:B | TURBINE CONTROL PANEL | 10.B1
HL0403:A+ | SC | TCP04AP | WHT | 20 | 10.B1 | HL0403:B+ | TURBINE CONTROL PANEL | 10.B1
HL0404:A | SC | TCP05A | WHT | 20 | 10.C1 | HL0404:B | TURBINE CONTROL PANEL | 10.C1
HL0404:A+ | SC | TCP05AP | WHT | 20 | 10.C1 | HL0404:B+ | TURBINE CONTROL PANEL | 10.C1
HL0406:A | SC | TCP07A | WHT | 20 | 10.D1 | HL0406:B | TURBINE CONTROL PANEL | 10.D1
HL0406:A+ | SC | TCP07AP | WHT | 20 | 10.D1 | HL0406:B+ | TURBINE CONTROL PANEL | 10.D1
HL0407:A | SC | TCP08A | WHT | 20 | 10.A5 | HL0407:B | TURBINE CONTROL PANEL | 10.A5
HL0407:A+ | SC | TCP08AP | WHT | 20 | 10.A5 | HL0407:B+ | TURBINE CONTROL PANEL | 10.A5
HL0408:A | SC | TCP09A | WHT | 20 | 10.A5 | HL0408:B | TURBINE CONTROL PANEL | 10.A5
HL0408:A+ | SC | TCP09AP | WHT | 20 | 10.A5 | HL0408:B+ | TURBINE CONTROL PANEL | 10.A5
HL0409:A | SC | TCP10A | WHT | 20 | 10.B5 | HL0409:B | TURBINE CONTROL PANEL | 10.B5
HL0409:A+ | SC | TCP10AP | WHT | 20 | 10.B5 | HL0409:B+ | TURBINE CONTROL PANEL | 10.B5
HL0410:A | SC | 0V | WHT | 20 | 11.B5 | HL0410:B | TURBINE CONTROL PANEL | 11.B5
HL0410:A+ | SC | TCP12AP | WHT | 20 | 11.B5 | XT0564:1 B1 | TURBINE CONTROL PANEL | 11.B5
HL0410:A+ | SC | TCP12AP | WHT | 20 | 11.B5 | HL0410:B+ | TURBINE CONTROL PANEL | 11.B5
HL0411:A | SC | TCP11A | WHT | 20 | 10.B5 | HL0411:B | TURBINE CONTROL PANEL | 10.B5
HL0411:A+ | SC | TCP11AP | WHT | 20 | 10.B5 | HL0411:B+ | TURBINE CONTROL PANEL | 10.B5
SB0404:NO | SC | TCP26NO | WHT | 20 | 11.A5 | XT0564:1 T1 | TURBINE CONTROL PANEL | 11.B5
SH0401:A | SC | 0V1 | WHT | 20 | 11.C5 | SH0401:B | TURBINE CONTROL PANEL | 11.C5
SH0401:A+ | SC | TCP14AP | WHT | 20 | 11.C5 | XT0564:5 B1 | TURBINE CONTROL PANEL | 11.C5
SH0401:B+ | SC | TCP14BP | WHT | 20 | 11.C5 | XT0564:4 B1 | TURBINE CONTROL PANEL | 11.C5
SH0404:A | SC | TCP19A | WHT | 20 | 12.B5 | SH0404:B | TURBINE CONTROL PANEL | 12.B5
SH0404:A+ | SC | TCP19AP | WHT | 20 | 12.B5 | SH0404:B+ | TURBINE CONTROL PANEL | 12.B5
SH0405:A | SC | TCP20A | WHT | 20 | 12.B5 | SH0405:B | TURBINE CONTROL PANEL | 12.B5
SH0405:A+ | SC | TCP20AP | WHT | 20 | 12.B5 | SH0405:B+ | TURBINE CONTROL PANEL | 12.B5
SH0406:A | SC | TCP21A | WHT | 20 | 12.C5 | SH0406:B | TURBINE CONTROL PANEL | 12.C5
SH0406:A+ | SC | TCP21AP | WHT | 20 | 12.C5 | SH0406:B+ | TURBINE CONTROL PANEL | 12.C5
SH0407:A | SC | TCP22A | WHT | 20 | 12.C5 | SH0407:B | TURBINE CONTROL PANEL | 12.C5
SH0407:A+ | SC | TCP22AP | WHT | 20 | 12.C5 | SH0407:B+ | TURBINE CONTROL PANEL | 12.C5
XT0564:1 T2 | SC | TCP26NO | WHT | 20 | 11.B5 | XT0564:4 T2 | TURBINE CONTROL PANEL | 11.C5
XT0564:4 T1 | SC | TCP26NO | WHT | 20 | 11.C5 | XT0564:5 T1 | TURBINE CONTROL PANEL | 11.C5
AF0202:23 | WC5540 | HA0273P | BLK | 16 | 12.A3 | HA0273:(+) | ASSEMBLY | 12.A1
AF0202:55 | WC5540 | HA0273N | WHT | 16 | 12.A3 | HA0273:(-) | ASSEMBLY | 12.A1
AU0200:GND | SC | IEG02574 | GRN | 14 | 9.A3 | IEG0257:4 | BOP PANEL | 9.B2
AU0200:L1 | WC0018 | AU0180L2 | ENET | CABLE | 9.A3 | AU0180:L2 | BOP PANEL | 21.C2
AF0202:COM | SC | 0V1 | WHT | 14 | 9.A5 | XT0562:1 | POWER DISTRIBUTION RAIL | 9.B2
AF0202:V+ | SC | FU0201 | WHT | 14 | 9.A5 | FU0201:LD | POWER DISTRIBUTION RAIL | 9.B3
AU0200:COM | SC | 0V1 | WHT | 14 | 9.A3 | XT0562:1 | POWER DISTRIBUTION RAIL | 9.B2
AU0200:V+ | SC | FU0200 | WHT | 14 | 9.A3 | FU0200:LD | POWER DISTRIBUTION RAIL | 9.A3
HL0410:A | SC | 0V | WHT | 20 | 11.B5 | XT0563:4 | POWER DISTRIBUTION RAIL | 11.B6
SA0401:1 | SC | KA0241A1 | WHT | 20 | 11.C5 | XT0563:5 | POWER DISTRIBUTION RAIL | 11.C6
SA0401:2 | SC | FU0139 | WHT | 20 | 11.C5 | XT0563:6 | POWER DISTRIBUTION RAIL | 11.C6
SB0400:11 | SC | ESTOPB | WHT | 20 | 11.D5 | XT0563:1 | POWER DISTRIBUTION RAIL | 11.D6
SB0400:12 | SC | ESTOPA | WHT | 20 | 11.D5 | XT0563:2 | POWER DISTRIBUTION RAIL | 11.D6
SB0400:21 | SC | TCP18B1 | WHT | 20 | 11.D5 | XT0563:7 | POWER DISTRIBUTION RAIL | 11.D6
SB0400:22 | SC | TCP18B2 | WHT | 20 | 11.D5 | XT0563:8 | POWER DISTRIBUTION RAIL | 11.D6
SH0401:A | SC | 0V1 | WHT | 20 | 11.C5 | XT0562:2 | POWER DISTRIBUTION RAIL | 9.B2
XT0564:1 B2 | SC | KA023612 | WHT | 20 | 11.B5 | XT0563:3 | POWER DISTRIBUTION RAIL | 11.B6
GR0200: | SC | IEG02308 | GRN | 14 | 9.A3 | IEG0230:8 | TURBINE PANEL B | 9.A2
SolarTools ver. 24.0.84.24712 (Jul 31, 2025)
Report date: 11/20/2025 2:02 PM

## TURBINE PANEL A
TURBINE PANEL A
CONTROL CONSOLE (3-BAY)
Project # | H0140
Project Name | PIPECHINA SEBEI
Revision | A.4
Controls DE | M. ZUNIGA
Phone: | 0
Controls ME | R. DURAN
Phone:
From | [5 empty] | To
Device ID | Cable (W) Conductor (SC) Jumper Clip (JC) | Wire No. | Wire ID | Gauge/Size | Page/Zone | Device ID | Location | Page/Zone
XT0080:1 | JC | 0V | CLIP | --- | 7.B1 | XT0080:2 | TURBINE PANEL A | 7.B1
XT0080:2 | JC | 0V | CLIP | --- | 7.B1 | XT0080:3 | TURBINE PANEL A | 7.B1
XT0081:1 | JC | 0V | CLIP | --- | 7.D1 | XT0081:2 | TURBINE PANEL A | 7.D1
XT0134:1 | JC | 0V | CLIP | --- | 14.B3 | XT0134:2 | TURBINE PANEL A | 14.B3
XT0134:2 | JC | 0V | CLIP | --- | 14.B3 | XT0134:3 | TURBINE PANEL A | 14.B3
XT0134:3 | JC | 0V | CLIP | --- | 14.B3 | XT0134:4 | TURBINE PANEL A | 14.B3
XT0135:1 | JC | 0V | CLIP | --- | 14.B4 | XT0135:2 | TURBINE PANEL A | 14.B4
XT0135:2 | JC | 0V | CLIP | --- | 14.B4 | XT0135:3 | TURBINE PANEL A | 14.B4
XT0135:3 | JC | 0V | CLIP | --- | 14.B4 | XT0135:4 | TURBINE PANEL A | 14.C4
XT0138:1 | JC | FU0136 | CLIP | --- | 14.A3 | XT0138:2 | TURBINE PANEL A | 14.A3
XT0138:2 | JC | FU0136 | CLIP | --- | 14.A3 | XT0138:3 | TURBINE PANEL A | 14.A3
XT0138:3 | JC | FU0136 | CLIP | --- | 14.A3 | XT0138:4 | TURBINE PANEL A | 14.B3
XT0139:1 | JC | FU0137 | CLIP | --- | 14.A4 | XT0139:2 | TURBINE PANEL A | 14.A4
XT0139:2 | JC | FU0137 | CLIP | --- | 14.A4 | XT0139:3 | TURBINE PANEL A | 14.B4
AF0081:03 | SC | 008103 | WHT | 20 | 17.C7 | KA0130:14 | TURBINE PANEL A | 17.D6
AF0081:35 | SC | 008135 | WHT | 20 | 17.C7 | KA0130:A1 | TURBINE PANEL A | 17.C5
AF0081:COM | SC | AF0081N | WHT | 16 | 7.A2 | AF0082:COM | TURBINE PANEL A | 7.B3
AF0081:COM | SC | AU0080N | WHT | 20 | 7.A2 | AU0080:COM | TURBINE PANEL A | 7.A1
AF0081:V+ | SC | AF0081P | WHT | 16 | 7.A2 | AF0082:V+ | TURBINE PANEL A | 7.B3
AF0081:V+ | SC | AU0080P | WHT | 20 | 7.A2 | AU0080:V+ | TURBINE PANEL A | 7.A1
AF0082:COM | SC | AF0082N | WHT | 16 | 7.B3 | AF0083:COM | TURBINE PANEL A | 7.B3
AF0082:V+ | SC | AF0082P | WHT | 16 | 7.B3 | AF0083:V+ | TURBINE PANEL A | 7.B3
AF0083:COM | SC | AF0083N | WHT | 16 | 7.B3 | AF0084:COM | TURBINE PANEL A | 7.B4
AF0083:SH | SC | AF0083G | GRN | 14 | 7.B3 | AF0084:SH | TURBINE PANEL A | 7.B4
AF0083:V+ | SC | AF0083P | WHT | 16 | 7.B3 | AF0084:V+ | TURBINE PANEL A | 7.B4
AF0084:COM | SC | AF0084N | WHT | 16 | 7.B4 | AF0085:COM | TURBINE PANEL A | 7.B4
AF0084:SH | SC | AF0084G | GRN | 14 | 7.B4 | AF0085:SH | TURBINE PANEL A | 7.B4
AF0084:V+ | SC | AF0084P | WHT | 16 | 7.B4 | AF0085:V+ | TURBINE PANEL A | 7.B4
AF0085:COM | SC | AF0085N | WHT | 16 | 7.B4 | AF0086:COM | TURBINE PANEL A | 7.B5
AF0085:SH | SC | AF0085G | GRN | 14 | 7.B4 | AF0086:SH | TURBINE PANEL A | 7.B5
AF0085:V+ | SC | AF0085P | WHT | 16 | 7.B4 | AF0086:V+ | TURBINE PANEL A | 7.B5
AF0086:COM | SC | AF0086N | WHT | 16 | 7.B5 | AF0087:COM | TURBINE PANEL A | 7.B6
AF0086:SH | SC | AU0080G | GRN | 14 | 7.B5 | AU0080:GND | TURBINE PANEL A | 7.A1
AF0086:V+ | SC | AF0086P | WHT | 16 | 7.B5 | AF0087:V+ | TURBINE PANEL A | 7.B6
AF0087:11 | SC | KA013624 | WHT | 20 | 15.B4 | KA0136:24 | TURBINE PANEL A | 15.B3
AF0087:43 | SC | KA013621 | WHT | 20 | 15.B4 | KA0136:21 | TURBINE PANEL A | 15.B3
AF0091:07 | SC | KA014114 | WHT | 20 | 15.C2 | KA0141:14 | TURBINE PANEL A | 15.C2
AF0091:39 | SC | KA014111 | WHT | 20 | 15.C2 | KA0141:11 | TURBINE PANEL A | 15.C2
AF0091:COM | SC | AF0091N | WHT | 16 | 7.D2 | AF0094:COM | TURBINE PANEL A | 7.D4
AF0091:COM | SC | AU0090N | WHT | 20 | 7.D2 | AU0090:COM | TURBINE PANEL A | 7.C1
AF0091:V+ | SC | AF0091P | WHT | 14 | 7.D2 | AF0094:V+ | TURBINE PANEL A | 7.D4
AF0091:V+ | SC | AU0090P | WHT | 20 | 7.D2 | AU0090:V+ | TURBINE PANEL A | 7.C1
AF0092:02 | SC | KA0133A1 | WHT | 20 | 53.A7 | KA0133:A1 | TURBINE PANEL A | 15.C6
AF0092:04 | SC | 009204 | WHT | 20 | 26.A6 | KA2160:A1 | TURBINE PANEL A | 26.A5
AF0092:06 | SC | KA013114 | WHT | 20 | 53.A7 | KA0131:14 | TURBINE PANEL A | 15.D4
AF0092:07 | SC | 009207 | WHT | 20 | 26.A6 | KA2161:A1 | TURBINE PANEL A | 26.B5
AF0092:20 | SC | 009220 | WHT | 20 | 26.A6 | KA2160:A2 | TURBINE PANEL A | 26.A5
AF0092:23 | SC | 009223 | WHT | 20 | 26.A6 | KA2161:A2 | TURBINE PANEL A | 26.B5
AF0092:COM | SC | 0V | WHT | 14 | 7.D3 | XT0081:1 | TURBINE PANEL A | 7.D1
AF0092:V+ | SC | FU0091 | WHT | 14 | 7.D3 | FU0091:LD | TURBINE PANEL A | 7.D1
AF0093:04 | SC | 009304 | WHT | 20 | 84.A7 | XT0171:2 | TURBINE PANEL A | 84.A6
AF0093:12 | SC | 009312 | WHT | 20 | 23.B7 | PC0470:INP_A | TURBINE PANEL A | 23.B5
AF0093:13 | SC | 009313 | WHT | 20 | 85.A7 | XT0171:6 | TURBINE PANEL A | 85.A6
AF0093:28 | SC | 009328 | WHT | 20 | 23.B7 | PC0470:-PWR | TURBINE PANEL A | 23.B5
AF0093:36 | SC | 009336 | WHT | 20 | 84.A7 | KA0177:14 | TURBINE PANEL A | 84.A6
AF0093:44 | SC | 009344 | WHT | 20 | 23.B7 | PC0470:+PWR | TURBINE PANEL A | 23.B5
AF0093:45 | SC | 009345 | WHT | 20 | 85.A7 | KA0176:14 | TURBINE PANEL A | 85.A6
AF0093:COM | SC | 0V | WHT | 14 | 7.D3 | XT0081:2 | TURBINE PANEL A | 7.D1
AF0093:V+ | SC | FU0092 | WHT | 14 | 7.D3 | FU0092:LD | TURBINE PANEL A | 7.D1
AF0094:05 | SC | 0V | WHT | 20 | 13.A7 | XT0135:4 | TURBINE PANEL A | 14.C4
AF0094:07 | SC | 0V | WHT | 20 | 13.B7 | XT0135:4 | TURBINE PANEL A | 14.C4
AF0094:COM | SC | AF0094N | WHT | 14 | 7.D4 | AF0096:COM | TURBINE PANEL A | 7.D5
AF0094:SH | SC | AF0094G | GRN | 14 | 7.D4 | AF0096:SH | TURBINE PANEL A | 7.D5
AF0094:V+ | SC | AF0094P | WHT | 14 | 7.D4 | AF0096:V+ | TURBINE PANEL A | 7.D5
AF0095:COM | SC | 0V | WHT | 14 | 7.D4 | XT0081:2 | TURBINE PANEL A | 7.D1
AF0095:V+ | SC | FU0093 | WHT | 14 | 7.D4 | FU0093:LD | TURBINE PANEL A | 7.D1
AF0096:COM | SC | AF0096N | WHT | 16 | 7.D5 | AF0097:COM | TURBINE PANEL A | 7.D6
AF0096:SH | SC | AF0096G | GRN | 14 | 7.D5 | AF0097:SH | TURBINE PANEL A | 7.D6
AF0096:V+ | SC | AF0096P | WHT | 16 | 7.D5 | AF0097:V+ | TURBINE PANEL A | 7.D6
AF0097:SH | SC | AU0090G | GRN | 14 | 7.D6 | AU0090:GND | TURBINE PANEL A | 7.C1
AU0080:COM | SC | 0V | WHT | 14 | 7.A1 | XT0080:1 | TURBINE PANEL A | 7.B1
AU0080:V+ | SC | FU0080 | WHT | 14 | 7.A1 | FU0080:LD | TURBINE PANEL A | 7.B1
AU0090:COM | SC | 0V | WHT | 14 | 7.C1 | XT0081:1 | TURBINE PANEL A | 7.D1
AU0090:V+ | SC | FU0090 | WHT | 14 | 7.C1 | FU0090:LD | TURBINE PANEL A | 7.D1
FU0010:LI | SC | FU0137 | WHT | 14 | 14.A5 | FU0139:LI | TURBINE PANEL A | 14.A5
FU0010:LI | SC | FU0137 | WHT | 14 | 14.A5 | XT0139:1 | TURBINE PANEL A | 14.A4
FU0080:LI | SC | FU0137 | WHT | 14 | 7.B1 | XT0139:1 | TURBINE PANEL A | 14.A4
FU0082:LI | SC | FU0137 | WHT | 14 | 14.B5 | XT0139:3 | TURBINE PANEL A | 14.B4
FU0090:LI | SC | FU0137 | WHT | 14 | 7.D1 | XT0139:2 | TURBINE PANEL A | 14.A4
FU0090:LI | SC | FU0137 | WHT | 14 | 7.D1 | FU0091:LI | TURBINE PANEL A | 7.D1
FU0091:LI | SC | FU0137 | WHT | 14 | 7.D1 | FU0092:LI | TURBINE PANEL A | 7.D1
FU0092:LI | SC | FU0137 | WHT | 14 | 7.D1 | FU0093:LI | TURBINE PANEL A | 7.D1
FU0136:LD | SC | FU0136 | WHT | 10 | 14.A3 | XT0138:1 | TURBINE PANEL A | 14.A3
FU0137:LD | SC | FU0137 | WHT | 12 | 14.A4 | XT0139:1 | TURBINE PANEL A | 14.A4
FU0137:LI | SC | FU0136 | WHT | 12 | 14.A4 | XT0138:1 | TURBINE PANEL A | 14.A3
FU0160:LI | SC | FU0136 | WHT | 14 | 14.A3 | XT0138:3 | TURBINE PANEL A | 14.A3
GR0131: | SC | GR0131 | GRN/YEL | 14 | 3.A4 | FRAME | TURBINE PANEL A | 3.A3
KA0130:A1 | SC | 008135 | WHT | 20 | 17.C5 | KA0130:11 | TURBINE PANEL A | 17.D6
KA0131:12 | SC | KA013724 | WHT | 20 | 15.D4 | KA0137:24 | TURBINE PANEL A | 15.D3
KA0131:A1 | SC | KA0231A1 | WHT | 20 | 15.B6 | KA0132:A1 | TURBINE PANEL A | 15.B6
KA0131:A2 | SC | 0V | WHT | 20 | 15.B6 | KT0145:A2 | TURBINE PANEL A | 15.B6
KA0131:A2 | SC | 0V | WHT | 20 | 15.B6 | KA0132:A2 | TURBINE PANEL A | 15.B6
KA0132:11 | SC | FU0139 | WHT | 20 | 15.A3 | KA0133:11 | TURBINE PANEL A | 15.A3
KA0132:11 | SC | FU0139 | WHT | 20 | 15.A3 | KT0145:15 | TURBINE PANEL A | 15.D2
KA0132:12 | SC | KT0141A1 | WHT | 20 | 15.A3 | KT0142:A1 | TURBINE PANEL A | 15.A6
KA0132:12 | SC | KT0141A1 | WHT | 20 | 15.A3 | KA0133:12 | TURBINE PANEL A | 15.A3
KA0132:21 | SC | KA0138A1 | WHT | 20 | 15.D4 | KA0138:A1 | TURBINE PANEL A | 15.D6
KA0132:22 | SC | KA013222 | WHT | 20 | 15.D4 | KA0137:14 | TURBINE PANEL A | 15.D3
KA0132:22 | SC | KA013222 | WHT | 20 | 15.D4 | KT0141:18 | TURBINE PANEL A | 15.D2
KA0132:24 | SC | KA013224 | WHT | 20 | 15.D4 | KA0134:14 | TURBINE PANEL A | 15.D3
KA0132:A1 | SC | KA0231A1 | WHT | 20 | 15.B6 | KA0141:A1 | TURBINE PANEL A | 15.C6
KA0132:A2 | SC | 0V | WHT | 20 | 15.B6 | KA0141:A2 | TURBINE PANEL A | 15.C6
KA0133:11 | SC | FU0139 | WHT | 20 | 15.A3 | KA0134:11 | TURBINE PANEL A | 15.D3
KA0133:A2 | SC | 0V | WHT | 20 | 15.C6 | KA0141:A2 | TURBINE PANEL A | 15.C6
KA0133:A2 | SC | 0V | WHT | 20 | 15.C6 | KA0134:A2 | TURBINE PANEL A | 15.C6
KA0134:11 | SC | FU0139 | WHT | 20 | 15.D3 | KA0136:11 | TURBINE PANEL A | 15.B4
KA0134:A1 | SC | KA0134A1 | WHT | 20 | 15.C6 | AF0091:12 | TURBINE PANEL A | 55.C7
KA0134:A2 | SC | 0V | WHT | 20 | 15.C6 | KA0144:A2 | TURBINE PANEL A | 15.C6
KA0136:11 | SC | FU0139 | WHT | 20 | 15.B4 | KA0137:21 | TURBINE PANEL A | 15.D3
KA0136:14 | SC | KA013821 | WHT | 20 | 15.B4 | KA0138:21 | TURBINE PANEL A | 15.B5
KA0136:A2 | SC | 0V | WHT | 20 | 15.D6 | KA0137:A2 | TURBINE PANEL A | 15.D6
KA0137:11 | SC | FU0139 | WHT | 20 | 15.D3 | KA0137:21 | TURBINE PANEL A | 15.D3
KA0137:24 | SC | KA013724 | WHT | 20 | 15.D3 | AF0087:09 | TURBINE PANEL A | 15.C4
KA0137:A1 | SC | KA0137A1 | WHT | 20 | 15.D6 | KT0142:18 | TURBINE PANEL A | 15.D2
KA0137:A2 | SC | 0V | WHT | 20 | 15.D6 | KA0138:A2 | TURBINE PANEL A | 15.D6
KA0138:24 | SC | KT0144B1 | WHT | 20 | 15.B5 | KT0144:B1 | TURBINE PANEL A | 15.B6
KA0141:21 | SC | KT0146A1 | WHT | 20 | 15.B2 | KT0146:A1 | TURBINE PANEL A | 15.B2
KA0144:22 | SC | KA014422 | WHT | 20 | 85.A6 | KA0176:A1 | TURBINE PANEL A | 85.B5
KA0176:11 | SC | KA017611 | WHT | 20 | 85.A6 | XT0171:5 | TURBINE PANEL A | 85.A5
KA0176:A1 | SC | KA014422 | WHT | 20 | 85.B5 | KA0177:A1 | TURBINE PANEL A | 85.B5
KA0176:A2 | SC | 0V | WHT | 20 | 85.B5 | KA0177:A2 | TURBINE PANEL A | 85.B5
KA0177:11 | SC | KA024611 | WHT | 20 | 84.A6 | XT0171:1 | TURBINE PANEL A | 84.A5
KT0140:15 | SC | FU0139 | WHT | 20 | 15.D1 | KT0142:15 | TURBINE PANEL A | 15.D2
KT0140:16 | SC | KT014115 | WHT | 20 | 15.D1 | KT0141:15 | TURBINE PANEL A | 15.D2
KT0140:18 | SC | KT0143A1 | WHT | 20 | 15.A2 | KT0143:A1 | TURBINE PANEL A | 15.A6
KT0140:A1 | SC | KT0140A1 | WHT | 20 | 15.A6 | KT0143:16 | TURBINE PANEL A | 15.A5
KT0140:A2 | SC | 0V | WHT | 20 | 15.A6 | KT0141:A2 | TURBINE PANEL A | 15.A6
KT0141:18 | SC | KA013222 | WHT | 20 | 15.D2 | KT0144:18 | TURBINE PANEL A | 15.D2
KT0141:A1 | SC | KT0141A1 | WHT | 20 | 15.A6 | KT0143:15 | TURBINE PANEL A | 15.A5
KT0141:A1 | SC | KT0141A1 | WHT | 20 | 15.A6 | KT0142:A1 | TURBINE PANEL A | 15.A6
KT0141:A2 | SC | 0V | WHT | 20 | 15.A6 | KT0142:A2 | TURBINE PANEL A | 15.A6
KT0142:15 | SC | FU0139 | WHT | 20 | 15.D2 | KT0144:A1 | TURBINE PANEL A | 15.B6
KT0142:18 | SC | KA0137A1 | WHT | 20 | 15.D2 | KT0145:18 | TURBINE PANEL A | 15.D2
KT0142:A2 | SC | 0V | WHT | 20 | 15.A6 | KT0143:A2 | TURBINE PANEL A | 15.A6
KT0143:A2 | SC | 0V | WHT | 20 | 15.A6 | KT0144:A2 | TURBINE PANEL A | 15.B6
KT0144:15 | SC | FU0139 | WHT | 20 | 15.D2 | KT0145:15 | TURBINE PANEL A | 15.D2
KT0144:15 | SC | FU0139 | WHT | 20 | 15.D2 | KT0144:A1 | TURBINE PANEL A | 15.B6
KT0144:A2 | SC | 0V | WHT | 20 | 15.B6 | KT0145:A2 | TURBINE PANEL A | 15.B6
PC0470:INP_A | SC | 009312 | WHT | 20 | 23.B5 | PC0470:INP_B | TURBINE PANEL A | 23.B5
VD6211:--1N4007 | SC | KA024611 | LEAD | --- | 84.A5 | XT0171:1 | TURBINE PANEL A | 84.A5
VD6211:+-1N4007 | SC | 009304 | LEAD | --- | 84.A5 | XT0171:2 | TURBINE PANEL A | 84.A6
VD6212:--1N4007 | SC | KA017611 | LEAD | --- | 85.A6 | XT0171:5 | TURBINE PANEL A | 85.A5
VD6212:+-1N4007 | SC | 009313 | LEAD | --- | 85.A6 | XT0171:6 | TURBINE PANEL A | 85.A6
XT0080:1 | SC | 0V | WHT | 20 | 7.B1 | XT0135:2 | TURBINE PANEL A | 14.B4
XT0134:1 | SC | 0V | WHT | 14 | 14.B3 | XT0135:1 | TURBINE PANEL A | 14.B4
XT0135:2 | SC | 0V | WHT | 20 | 14.B4 | XT0081:1 | TURBINE PANEL A | 7.D1
AU0080:L1 | WC0009 | AU0080L1 | ENET | CABLE | 7.A1 | AU0090:L2 | TURBINE PANEL A | 7.C1
AF0093:01 | SC | 009301 | WHT | 20 | 56.A7 | KA3220:A1 | TURBINE PANEL B | 56.B5
AF0093:02 | SC | 009302 | WHT | 20 | 57.A7 | KA3221:A1 | TURBINE PANEL B | 57.B5
AF0093:17 | SC | 009317 | WHT | 20 | 56.A7 | KA3220:A2 | TURBINE PANEL B | 56.B5
AF0093:18 | SC | 009318 | WHT | 20 | 57.A7 | KA3221:A2 | TURBINE PANEL B | 57.B5
AF0082:05 | SC | 008205 | WHT | 20 | 59.A7 | UAI3100:8 | ISOLATOR PANEL | 59.A6
AF0082:06 | SC | 008206 | WHT | 20 | 59.B7 | UAI3101:8 | ISOLATOR PANEL | 59.B6
AF0082:07 | SC | 008207 | WHT | 20 | 59.B7 | UAI3102:8 | ISOLATOR PANEL | 59.B6
AF0082:37 | SC | 008237 | WHT | 20 | 59.A7 | UAI3100:7 | ISOLATOR PANEL | 59.A6
AF0082:38 | SC | 008238 | WHT | 20 | 59.B7 | UAI3101:7 | ISOLATOR PANEL | 59.B6
AF0082:39 | SC | 008239 | WHT | 20 | 59.B7 | UAI3102:7 | ISOLATOR PANEL | 59.B6
AF0084:23 | WC2612 | 008423 | RED | 20 | 58.B6 | UAI7460:+7 | ISOLATOR PANEL | 58.B6
AF0084:07 | WC2612 | 008407 | WHT | 20 | 58.B6 | UAI7460:+5 | ISOLATOR PANEL | 58.B6
AF0084:06 | WC2612 | 008406 | BLK | 20 | 58.B6 | UAI7460:-6 | ISOLATOR PANEL | 58.B6
AF0084:54 | WC2612 | 008454 | SH | 20 | 58.B6 | FLOATING | ISOLATOR PANEL | 58.B6
AF0085:02 | WC4421 | UAI74118 | RED | 20 | 70.A7 | UAI7411:+8 | ISOLATOR PANEL | 70.A6
AF0085:18 | WC4421 | UAI74117 | BLK | 20 | 70.A7 | UAI7411:-7 | ISOLATOR PANEL | 70.A6
AF0085:50 | WC4421 | UAI7411S | SH | 20 | 70.A7 | FLOATING | ISOLATOR PANEL | 70.B6
AF0086:46 | WC4623 | 008646 | RED | 20 | 71.A7 | UAI3420:+8 | ISOLATOR PANEL | 71.A6
AF0086:14 | WC4623 | 008614 | BLK | 20 | 71.A7 | UAI3420:-7 | ISOLATOR PANEL | 71.A6
AF0086:62 | WC4623 | 008662 | SH | 20 | 71.A7 | FLOATING | ISOLATOR PANEL | 71.B6
FU0136:LI | SC | 24V | WHT | 10 | 14.A3 | XT0012:2 | PANEL #4 | 13.C6
XT0134:1 | SC | 0V | WHT | 10 | 14.B3 | XT0012:3 | PANEL #4 | 13.C6
FU0010:LD | SC | FU0010 | WHT | 14 | 14.A5 | UV0600:(+) | PLC PANEL | 4.B2
XT0135:1 | SC | 0V | WHT | 14 | 14.B4 | UV0600:(-) | PLC PANEL | 4.B2
AU0090:L1 | WC0003 | AP0603L2 | ENET | CABLE | 7.C1 | AP0603:L2 | PLC PANEL | 4.A3
AF0081:05 | SC | TCP18B2 | WHT | 20 | 11.D6 | XT0563:8 | POWER DISTRIBUTION RAIL | 11.D6
AF0081:37 | SC | TCP18B1 | WHT | 20 | 11.D6 | XT0563:7 | POWER DISTRIBUTION RAIL | 11.D6
XT0134:2 | SC | 0V | WHT | 14 | 14.B3 | XT0560:2 | POWER DISTRIBUTION RAIL | 9.B2
XT0138:2 | SC | FU0136 | WHT | 12 | 14.A3 | XT0560:1 | POWER DISTRIBUTION RAIL | 9.A2
AF0091:09 | SC | UJ0131OK2 | WHT | 20 | 13.B7 | UJ0131:OK2 | POWER SUPPLY PANEL | 13.B4
AF0091:10 | SC | UJ0031OK2 | WHT | 20 | 13.D6 | UJ0031:OK2 | POWER SUPPLY PANEL | 13.C4
AF0091:41 | SC | UJ0131OK1 | WHT | 20 | 13.B7 | UJ0131:OK1 | POWER SUPPLY PANEL | 13.B4
AF0091:42 | SC | UJ0031OK1 | WHT | 20 | 13.D6 | UJ0031:OK1 | POWER SUPPLY PANEL | 13.C4
AF0094:04 | SC | UJ0131VIN | WHT | 20 | 13.A7 | UJ0131:VIN | POWER SUPPLY PANEL | 13.B4
AF0094:06 | SC | UJ0131IOUT | WHT | 20 | 13.B7 | UJ0131:IOUT | POWER SUPPLY PANEL | 13.B4
AF0094:12 | SC | UJ0031VIN | WHT | 20 | 13.C7 | UJ0031:VIN | POWER SUPPLY PANEL | 13.C4
AF0094:14 | SC | UJ0031IOUT | WHT | 20 | 13.D6 | UJ0031:IOUT | POWER SUPPLY PANEL | 13.C4
AF0081:00 | SC | EA12062 | WHT | 20 | 16.A7 | KA0241:11 | TURBINE PANEL B | 16.A5
AF0081:01 | SC | KA024314 | WHT | 20 | 16.B7 | KA0243:14 | TURBINE PANEL B | 16.B6
AF0081:02 | SC | KA024524 | WHT | 20 | 16.B7 | KA0245:24 | TURBINE PANEL B | 16.B6
AF0081:08 | SC | KA024214 | WHT | 20 | 16.C7 | KA0242:14 | TURBINE PANEL B | 16.C6
AF0081:09 | SC | KA023924 | WHT | 20 | 16.A7 | KA0239:24 | TURBINE PANEL B | 16.B6
AF0081:33 | SC | KA024311 | WHT | 20 | 16.B7 | KA0243:11 | TURBINE PANEL B | 16.B6
AF0081:34 | SC | KA024521 | WHT | 20 | 16.B7 | KA0245:21 | TURBINE PANEL B | 16.B6
AF0081:41 | SC | KA023921 | WHT | 20 | 16.A7 | KA0239:21 | TURBINE PANEL B | 16.B6
AF0083:SH | SC | IEG023011 | GRN | 14 | 7.B3 | IEG0230:11 | TURBINE PANEL B | 7.B3
AF0092:08 | SC | 009208 | WHT | 20 | 60.A7 | KA3103:A1 | TURBINE PANEL B | 60.A5
AF0092:15 | SC | 009215 | WHT | 20 | 76.A7 | KA7000:A1 | TURBINE PANEL B | 76.A5
AF0092:24 | SC | 009224 | WHT | 20 | 60.A7 | KA3103:A2 | TURBINE PANEL B | 60.A5
AF0092:31 | SC | 009231 | WHT | 20 | 76.A7 | KA7000:A2 | TURBINE PANEL B | 76.A5
AF0093:07 | SC | 009307 | WHT | 20 | 86.A7 | KA6100:A1 | TURBINE PANEL B | 86.A5
AF0093:09 | SC | 009309 | WHT | 20 | 74.A7 | KA5120:A1 | TURBINE PANEL B | 74.A5
AF0093:10 | SC | 009310 | WHT | 20 | 77.A7 | KA7001:A1 | TURBINE PANEL B | 77.A5
AF0093:20 | SC | 009320 | WHT | 20 | 84.A7 | KA6211:A2 | TURBINE PANEL B | 84.A6
AF0093:23 | SC | 009323 | WHT | 20 | 86.A7 | KA6100:A2 | TURBINE PANEL B | 86.A5
AF0093:25 | SC | 009325 | WHT | 20 | 74.A7 | KA5120:A2 | TURBINE PANEL B | 74.A5
AF0093:26 | SC | 009326 | WHT | 20 | 77.A7 | KA7001:A2 | TURBINE PANEL B | 77.A5
AF0093:29 | SC | 009329 | WHT | 20 | 85.A7 | KA6212:A2 | TURBINE PANEL B | 85.A6
AF0094:13 | SC | 0V | WHT | 20 | 13.C7 | XT0235:2 | TURBINE PANEL B | 14.D4
AF0094:15 | SC | 0V | WHT | 20 | 13.D6 | XT0235:3 | TURBINE PANEL B | 14.D4
AF0094:SH | SC | IEG02302 | GRN | 14 | 7.D4 | IEG0230:2 | TURBINE PANEL B | 7.D4
AF0095:02 | SC | 009502 | WHT | 20 | 41.B7 | KA0221:14 | TURBINE PANEL B | 41.B6
FU0139:LD | SC | FU0139 | WHT | 14 | 14.A5 | XT0136:1 | TURBINE PANEL B | 15.A2
FU0160:LD | SC | FU0160 | WHT | 12 | 14.A3 | XT9001:1 | TURBINE PANEL B | 14.A2
GR0132: | SC | IEG023010 | GRN | 14 | 3.A4 | IEG0230:10 | TURBINE PANEL B | 3.A3
GR0133: | SC | IEG02307 | GRN | 14 | 3.A4 | IEG0230:7 | TURBINE PANEL B | 3.A4
KA0131:11 | SC | KA0135A1 | WHT | 20 | 15.D4 | KA0135:A1 | TURBINE PANEL B | 15.D6
KA0131:A1 | SC | KA0231A1 | WHT | 20 | 15.B6 | KA0242:11 | TURBINE PANEL B | 16.C6
KA0134:A1 | SC | KA0134A1 | WHT | 20 | 15.C6 | AF0067:12 | TURBINE PANEL B | 55.D7
KA0136:A1 | SC | KA0136A1 | WHT | 20 | 15.D6 | XT0136:5 | TURBINE PANEL B | 52.D6
KA0136:A2 | SC | 0V | WHT | 20 | 15.D6 | KA0135:A2 | TURBINE PANEL B | 15.D6
KA0138:14 | SC | FU0139 | WHT | 20 | 55.C6 | XT0136:11 | TURBINE PANEL B | 55.C6
KA0141:21 | SC | KT0146A1 | WHT | 20 | 15.B2 | KA0241:21 | TURBINE PANEL B | 15.B2
KA0141:24 | SC | FU0139 | WHT | 20 | 15.B2 | KA0241:24 | TURBINE PANEL B | 15.B2
KA0141:24 | SC | FU0139 | WHT | 20 | 15.B2 | XT0136:2 | TURBINE PANEL B | 15.A2
KA0144:21 | SC | KA023222 | WHT | 20 | 85.A6 | KA0232:22 | TURBINE PANEL B | 85.A6
KA0144:22 | SC | KA014422 | WHT | 20 | 85.A6 | KA0249:12 | TURBINE PANEL B | 85.A6
KA0144:A1 | SC | KA0135A1 | WHT | 20 | 15.C6 | KA0135:A1 | TURBINE PANEL B | 15.D6
KA0144:A2 | SC | 0V | WHT | 20 | 15.C6 | KA0135:A2 | TURBINE PANEL B | 15.D6
KA0177:A2 | SC | 0V | WHT | 20 | 85.B5 | XT0235:3 | TURBINE PANEL B | 14.D4
KT0140:15 | SC | FU0139 | WHT | 20 | 15.A2 | XT0136:2 | TURBINE PANEL B | 15.A2
KT0140:A2 | SC | 0V | WHT | 20 | 15.A6 | XT0136:3 | TURBINE PANEL B | 15.A2
KT0145:A1 | SC | KA024412 | WHT | 20 | 15.B6 | KA0244:12 | TURBINE PANEL B | 16.D4
KT0146:15 | SC | KT014615 | WHT | 20 | 16.C6 | AF0076:10 | TURBINE PANEL B | 16.C7
KT0146:18 | SC | KA024214 | WHT | 20 | 16.C6 | KA0231:14 | TURBINE PANEL B | 16.C6
KT0146:A2 | SC | KT0146A2 | WHT | 20 | 15.B2 | AF0076:29 | TURBINE PANEL B | 15.B2
KT0146:B1 | SC | KT0146B1 | WHT | 20 | 15.B2 | AF0076:13 | TURBINE PANEL B | 15.B2
XT0134:3 | SC | 0V | WHT | 14 | 14.B3 | XT9001:2 | TURBINE PANEL B | 14.B2
XT0134:4 | SC | 0V | WHT | 14 | 14.B3 | XT0235:1 | TURBINE PANEL B | 14.D4
XT0135:1 | SC | 0V | WHT | 14 | 14.B4 | XT0136:3 | TURBINE PANEL B | 15.A2
XT0135:1 | SC | 0V | WHT | 20 | 14.B4 | KA1020:24 | TURBINE PANEL B | 28.A6
XT0135:3 | SC | 0V | WHT | 20 | 14.B4 | XT0085:3 | TURBINE PANEL B | 13.D3
XT0138:4 | SC | FU0136 | WHT | 12 | 14.B3 | FU0210:LI | TURBINE PANEL B | 14.C4
XT0139:2 | SC | FU0137 | WHT | 20 | 14.A4 | XT0085:1 | TURBINE PANEL B | 13.D3
XT0139:3 | SC | FU0137 | WHT | 14 | 14.B4 | FU0211:LI | TURBINE PANEL B | 14.B4
XT0139:4 | SC | KA0231A1 | WHT | 20 | 16.D6 | KA0230:A1 | TURBINE PANEL B | 16.D6
XT0171:1 | SC | KA024611 | WHT | 20 | 84.A5 | KA0246:11 | TURBINE PANEL B | 84.A5
XT0171:5 | SC | KA017611 | WHT | 20 | 85.A5 | KA0247:11 | TURBINE PANEL B | 85.A6
AU0080:L2 | WC0008 | AU0080L2 | ENET | CABLE | 7.A1 | AU0070:L1 | TURBINE PANEL B | 8.A2
XT0134:4 | SC | 0V | WHT | 14 | 14.B3 | XT0110:2 | TURBINE VIBRATION PANEL | 18.A5
XT0138:4 | SC | FU0136 | WHT | 14 | 14.B3 | XT0110:1 | TURBINE VIBRATION PANEL | 18.A5
XT0139:4 | SC | KA0231A1 | WHT | 16 | 16.D6 | XT0110:4 | TURBINE VIBRATION PANEL | 18.B5
SolarTools ver. 24.0.84.24712 (Jul 31, 2025)
Report date: 11/20/2025 2:02 PM

## TURBINE PANEL B
TURBINE PANEL B
CONTROL CONSOLE (3-BAY)
Project # | H0140
Project Name | PIPECHINA SEBEI
Revision | A.4
Controls DE | M. ZUNIGA
Phone: | 0
Controls ME | R. DURAN
Phone:
From | [5 empty] | To
Device ID | Cable (W) Conductor (SC) Jumper Clip (JC) | Wire No. | Wire ID | Gauge/Size | Page/Zone | Device ID | Location | Page/Zone
XT0060:1 | JC | 0V | CLIP | --- | 8.D1 | XT0060:2 | TURBINE PANEL B | 8.D1
XT0136:1 | JC | FU0139 | CLIP | --- | 15.A2 | XT0136:2 | TURBINE PANEL B | 15.A2
XT0233:1 | JC | FU0210 | CLIP | --- | 14.C4 | XT0233:2 | TURBINE PANEL B | 14.C4
XT0233:2 | JC | FU0210 | CLIP | --- | 14.C4 | XT0233:3 | TURBINE PANEL B | 14.C4
XT0235:1 | JC | 0V | CLIP | --- | 14.D4 | XT0235:2 | TURBINE PANEL B | 14.D4
XT0235:2 | JC | 0V | CLIP | --- | 14.D4 | XT0235:3 | TURBINE PANEL B | 14.D4
XT0240:11 | JC | FU0139 | CLIP | --- | 16.C4 | XT0240:12 | TURBINE PANEL B | 16.C4
XT0240:9 | JC | 0V | CLIP | --- | 16.D3 | XT0240:10 | TURBINE PANEL B | 16.D3
AF0061:02 | SC | 006102 | WHT | 20 | 29.B7 | KA0233:14 | TURBINE PANEL B | 29.B6
AF0061:14 | SC | 006114 | WHT | 20 | 30.B7 | KA0234:14 | TURBINE PANEL B | 30.B6
AF0061:COM | SC | 0V | WHT | 14 | 8.C2 | XT0060:2 | TURBINE PANEL B | 8.D1
AF0061:J | SC | * |  |  | 8.C2 | AF0062:P | TURBINE PANEL B | 8.C3
AF0061:V+ | SC | FU0061 | WHT | 14 | 8.C2 | FU0061:LD | TURBINE PANEL B | 8.D1
AF0062:00 | SC | 006200 | WHT | 20 | 42.B7 | KA0222:14 | TURBINE PANEL B | 42.B6
AF0062:COM | SC | 0V | WHT | 14 | 8.C3 | XT0060:2 | TURBINE PANEL B | 8.D1
AF0062:J | SC | * |  |  | 8.C3 | AF0063:P | TURBINE PANEL B | 8.C3
AF0062:V+ | SC | FU0062 | WHT | 14 | 8.C3 | FU0062:LD | TURBINE PANEL B | 8.D1
AF0063:COM | SC | AF0063N | WHT | 16 | 8.C3 | AF0064:COM | TURBINE PANEL B | 8.C4
AF0063:COM | SC | AU0060N | WHT | 16 | 8.C3 | AU0060:COM | TURBINE PANEL B | 8.C2
AF0063:J | SC | * |  |  | 8.C3 | AF0064:P | TURBINE PANEL B | 8.C4
AF0063:V+ | SC | AF0063P | WHT | 16 | 8.C3 | AF0064:V+ | TURBINE PANEL B | 8.C4
AF0063:V+ | SC | AU0060P | WHT | 16 | 8.C3 | AU0060:V+ | TURBINE PANEL B | 8.C2
AF0064:COM | SC | AF0064N | WHT | 16 | 8.C4 | AF0065:COM | TURBINE PANEL B | 8.C5
AF0064:J | SC | * |  |  | 8.C4 | AF0065:P | TURBINE PANEL B | 8.C5
AF0064:SH | SC | AF0064G | GRN | 14 | 8.C4 | AF0065:SH | TURBINE PANEL B | 8.C5
AF0064:SH | SC | IEG02304 | GRN | 14 | 8.C4 | IEG0230:4 | TURBINE PANEL B | 8.D4
AF0064:V+ | SC | AF0064P | WHT | 16 | 8.C4 | AF0065:V+ | TURBINE PANEL B | 8.C5
AF0065:COM | SC | AF0065N | WHT | 16 | 8.C5 | AF0068:COM | TURBINE PANEL B | 8.C6
AF0065:J | SC | * |  |  | 8.C5 | AF0066:P | TURBINE PANEL B | 8.C5
AF0065:SH | SC | AF0065G | GRN | 14 | 8.C5 | AF0066:SH | TURBINE PANEL B | 8.C5
AF0065:V+ | SC | AF0065P | WHT | 16 | 8.C5 | AF0068:V+ | TURBINE PANEL B | 8.C6
AF0066:COM | SC | 0V | WHT | 14 | 8.C5 | XT0060:2 | TURBINE PANEL B | 8.D1
AF0066:J | SC | * |  |  | 8.C5 | AF0067:P | TURBINE PANEL B | 8.C6
AF0066:SH | SC | AF0066G | GRN | 14 | 8.C5 | AF0068:SH | TURBINE PANEL B | 8.C6
AF0066:V+ | SC | FU0063 | WHT | 16 | 8.C5 | FU0063:LD | TURBINE PANEL B | 8.D1
AF0067:COM | SC | 0V | WHT | 14 | 8.C6 | XT0060:2 | TURBINE PANEL B | 8.D1
AF0067:J | SC | * |  |  | 8.C6 | AF0068:P | TURBINE PANEL B | 8.C6
AF0067:V+ | SC | FU0064 | WHT | 16 | 8.C6 | FU0064:LD | TURBINE PANEL B | 8.D1
AF0068:SH | SC | AU0060G | GRN | 14 | 8.C6 | AU0060:GND | TURBINE PANEL B | 8.C2
AF0071:COM | SC | AF0071N | WHT | 16 | 8.B2 | AF0072:COM | TURBINE PANEL B | 8.A3
AF0071:COM | SC | AU0070N | WHT | 16 | 8.B2 | AU0070:COM | TURBINE PANEL B | 8.A2
AF0071:J | SC | * |  |  | 8.B2 | AF0072:P | TURBINE PANEL B | 8.A3
AF0071:SH | SC | AF0071G | GRN | 14 | 8.B2 | AF0072:SH | TURBINE PANEL B | 8.A3
AF0071:SH | SC | IEG02305 | GRN | 14 | 8.B2 | IEG0230:5 | TURBINE PANEL B | 8.B2
AF0071:V+ | SC | AF0071P | WHT | 16 | 8.B2 | AF0072:V+ | TURBINE PANEL B | 8.A3
AF0071:V+ | SC | AU0070P | WHT | 16 | 8.B2 | AU0070:V+ | TURBINE PANEL B | 8.A2
AF0072:COM | SC | AF0072N | WHT | 16 | 8.A3 | AF0073:COM | TURBINE PANEL B | 8.B3
AF0072:J | SC | * |  |  | 8.A3 | AF0073:P | TURBINE PANEL B | 8.B3
AF0072:SH | SC | AF0072G | GRN | 14 | 8.A3 | AF0073:SH | TURBINE PANEL B | 8.B3
AF0072:V+ | SC | AF0072P | WHT | 16 | 8.A3 | AF0073:V+ | TURBINE PANEL B | 8.B3
AF0073:COM | SC | AF0073N | WHT | 16 | 8.B3 | AF0074:COM | TURBINE PANEL B | 8.B4
AF0073:J | SC | * |  |  | 8.B3 | AF0074:P | TURBINE PANEL B | 8.B4
AF0073:SH | SC | AF0073G | GRN | 14 | 8.B3 | AF0074:SH | TURBINE PANEL B | 8.B4
AF0073:V+ | SC | AF0073P | WHT | 16 | 8.B3 | AF0074:V+ | TURBINE PANEL B | 8.B4
AF0074:05 | SC | 007404 | WHT | 20 | 13.D3 | XT0085:2 | TURBINE PANEL B | 13.D3
AF0074:21 | SC | 0V | WHT | 20 | 13.D3 | XT0085:3 | TURBINE PANEL B | 13.D3
AF0074:COM | SC | AF0074N | WHT | 16 | 8.B4 | AF0075:COM | TURBINE PANEL B | 8.A5
AF0074:J | SC | * |  |  | 8.B4 | AF0075:P | TURBINE PANEL B | 8.A5
AF0074:SH | SC | AF0074G | GRN | 14 | 8.B4 | AF0075:SH | TURBINE PANEL B | 8.A5
AF0074:V+ | SC | AF0074P | WHT | 16 | 8.B4 | AF0075:V+ | TURBINE PANEL B | 8.A5
AF0075:COM | SC | AF0075N | WHT | 16 | 8.A5 | AF0077:COM | TURBINE PANEL B | 8.B6
AF0075:J | SC | * |  |  | 8.A5 | AF0076:P | TURBINE PANEL B | 8.A5
AF0075:SH | SC | AF0075G | GRN | 14 | 8.A5 | AF0077:SH | TURBINE PANEL B | 8.B6
AF0075:V+ | SC | AF0075P | WHT | 16 | 8.A5 | AF0077:V+ | TURBINE PANEL B | 8.B6
AF0076:00 | SC | 007600 | WHT | 20 | 39.B7 | KA0237:14 | TURBINE PANEL B | 39.B6
AF0076:02 | SC | 007602 | WHT | 20 | 41.B7 | KA0221:A1 | TURBINE PANEL B | 41.B6
AF0076:04 | SC | 007604 | WHT | 20 | 42.B7 | KA0222:A1 | TURBINE PANEL B | 42.B6
AF0076:08 | SC | 007608 | WHT | 20 | 23.A7 | KA1020:A1 | TURBINE PANEL B | 23.A5
AF0076:12 | SC | 007612 | WHT | 20 | 17.C7 | XT0237:1 B2 | TURBINE PANEL B | 17.C5
AF0076:18 | SC | 007618 | WHT | 20 | 41.B7 | KA0221:A2 | TURBINE PANEL B | 41.B6
AF0076:20 | SC | 007620 | WHT | 20 | 42.B7 | KA0222:A2 | TURBINE PANEL B | 42.B6
AF0076:24 | SC | 007624 | WHT | 20 | 23.A7 | KA1020:A2 | TURBINE PANEL B | 23.A5
AF0076:26 | SC | KA0231A2 | WHT | 20 | 16.C7 | KA0231:A2 | TURBINE PANEL B | 16.C6
AF0076:COM | SC | 0V | WHT | 14 | 8.A5 | XT0070:1 | TURBINE PANEL B | 8.B1
AF0076:J | SC | * |  |  | 8.A5 | AF0077:P | TURBINE PANEL B | 8.B6
AF0076:V+ | SC | FU0071 | WHT | 16 | 8.A5 | FU0071:LD | TURBINE PANEL B | 8.B1
AF0077:SH | SC | AU0070G | GRN | 14 | 8.B6 | AU0070:GND | TURBINE PANEL B | 8.A2
AU0060:COM | SC | 0V | WHT | 14 | 8.C2 | XT0060:1 | TURBINE PANEL B | 8.D1
AU0060:V+ | SC | FU0060 | WHT | 14 | 8.C2 | FU0060:LD | TURBINE PANEL B | 8.C1
AU0070:COM | SC | 0V | WHT | 14 | 8.A2 | XT0070:1 | TURBINE PANEL B | 8.B1
AU0070:V+ | SC | FU0070 | WHT | 16 | 8.A2 | FU0070:LD | TURBINE PANEL B | 8.B1
FU0060:LI | SC | FU0210 | WHT | 14 | 8.C1 | XT0233:1 | TURBINE PANEL B | 14.C4
FU0060:LI | SC | FU0210 | WHT | 14 | 8.C1 | FU0061:LI | TURBINE PANEL B | 8.D1
FU0061:LI | SC | FU0210 | WHT | 14 | 8.D1 | FU0062:LI | TURBINE PANEL B | 8.D1
FU0062:LI | SC | FU0210 | WHT | 14 | 8.D1 | FU0063:LI | TURBINE PANEL B | 8.D1
FU0063:LI | SC | FU0210 | WHT | 14 | 8.D1 | FU0064:LI | TURBINE PANEL B | 8.D1
FU0070:LI | SC | FU0210 | WHT | 14 | 8.B1 | XT0233:2 | TURBINE PANEL B | 14.C4
FU0070:LI | SC | FU0210 | WHT | 14 | 8.B1 | FU0071:LI | TURBINE PANEL B | 8.B1
FU0210:LD | SC | FU0210 | WHT | 12 | 14.C4 | XT0233:1 | TURBINE PANEL B | 14.C4
FU0211:LD | SC | FU0211 | WHT | 14 | 14.B4 | KA1020:14 | TURBINE PANEL B | 28.A6
FU0212:LD | SC | FU0212 | WHT | 16 | 14.C5 | KA0248:21 | TURBINE PANEL B | 17.C6
FU0212:LD | SC | FU0212 | WHT | 16 | 14.C5 | XT0233:4 | TURBINE PANEL B | 17.D5
FU0212:LI | SC | FU0210 | WHT | 14 | 14.C5 | XT0233:1 | TURBINE PANEL B | 14.C4
FU2108:LI | SC | FU0210 | WHT | 16 | 14.C4 | XT0233:3 | TURBINE PANEL B | 14.C4
GR0231: | SC | IEG02306 | GRN | 14 | 3.B4 | IEG0230:6 | TURBINE PANEL B | 3.B3
GR0232: | SC | GR0232 | GRN/YEL | 14 | 3.B4 | FRAME | TURBINE PANEL B | 3.B3
GR0233: | SC | IEG02303 | GRN | 14 | 8.B4 | IEG0230:3 | TURBINE PANEL B | 8.B4
IEG0010:1 | SC | IEG0230G | GRN | 8 | 3.B2 | IEG0230:0 | TURBINE PANEL B | 3.B2
KA0221:11 | SC | KA022111 | WHT | 20 | 41.B6 | KA0235:24 | TURBINE PANEL B | 41.B6
KA0222:11 | SC | KA022211 | WHT | 20 | 42.B6 | KA0236:24 | TURBINE PANEL B | 42.B6
KA0230:A1 | SC | KA0231A1 | WHT | 20 | 16.D6 | KA0234:A1 | TURBINE PANEL B | 16.D6
KA0231:11 | SC | KA0231A1 | WHT | 20 | 16.C6 | KA0231:A1 | TURBINE PANEL B | 16.C6
KA0231:11 | SC | KA0231A1 | WHT | 20 | 16.C6 | KA0242:11 | TURBINE PANEL B | 16.C6
KA0231:14 | SC | KA024214 | WHT | 20 | 16.C6 | KA0242:14 | TURBINE PANEL B | 16.C6
KA0231:21 | SC | KA023121 | WHT | 20 | 16.A4 | KA0245:14 | TURBINE PANEL B | 16.A4
KA0231:A1 | SC | KA0231A1 | WHT | 20 | 16.C6 | KA0232:A1 | TURBINE PANEL B | 16.D6
KA0231:A2 | SC | KA0231A2 | WHT | 20 | 16.C6 | KA0232:A2 | TURBINE PANEL B | 16.D6
KA0232:21 | SC | FU0210 | WHT | 20 | 85.A6 | XT0233:2 | TURBINE PANEL B | 14.C4
KA0232:22 | SC | KA023222 | WHT | 20 | 85.A6 | KA0249:11 | TURBINE PANEL B | 85.A6
KA0232:A1 | SC | KA0231A1 | WHT | 20 | 16.D6 | KA0233:A1 | TURBINE PANEL B | 16.D6
KA0232:A2 | SC | KA0231A2 | WHT | 20 | 16.D6 | KA0233:A2 | TURBINE PANEL B | 16.D6
KA0233:A1 | SC | KA0231A1 | WHT | 20 | 16.D6 | KA0234:A1 | TURBINE PANEL B | 16.D6
KA0233:A2 | SC | KA0231A2 | WHT | 20 | 16.D6 | KA0234:A2 | TURBINE PANEL B | 16.D6
KA0234:A2 | SC | KA0231A2 | WHT | 20 | 16.D6 | KA0230:A2 | TURBINE PANEL B | 16.D6
KA0235:11 | SC | EA12062 | WHT | 20 | 16.A5 | XT0060:5 | TURBINE PANEL B | 17.D5
KA0235:11 | SC | EA12062 | WHT | 20 | 16.A5 | KA0241:11 | TURBINE PANEL B | 16.A5
KA0235:14 | SC | KA024114 | WHT | 20 | 16.A5 | KA0241:14 | TURBINE PANEL B | 16.A5
KA0235:A1 | SC | ESTOP | WHT | 20 | 16.A2 | XT0240:4 | TURBINE PANEL B | 16.A3
KA0235:A1 | SC | ESTOP | WHT | 20 | 16.A2 | KA0236:A1 | TURBINE PANEL B | 16.B2
KA0236:11 | SC | FU0139 | WHT | 20 | 16.D4 | KA0244:11 | TURBINE PANEL B | 16.D4
KA0236:11 | SC | FU0139 | WHT | 20 | 16.D4 | XT0240:12 | TURBINE PANEL B | 16.C4
KA0236:12 | SC | KA023612 | WHT | 20 | 16.D4 | XT0240:13 | TURBINE PANEL B | 16.D4
KA0236:A1 | SC | ESTOP | WHT | 20 | 16.B2 | KA0237:A1 | TURBINE PANEL B | 16.B2
KA0236:A2 | SC | 0V | WHT | 20 | 16.B2 | KA0235:A2 | TURBINE PANEL B | 16.A2
KA0236:A2 | SC | 0V | WHT | 20 | 16.B2 | KA0237:A2 | TURBINE PANEL B | 16.B2
KA0237:A1 | SC | ESTOP | WHT | 20 | 16.B2 | KA0238:A1 | TURBINE PANEL B | 16.B2
KA0237:A2 | SC | 0V | WHT | 20 | 16.B2 | KA0238:A2 | TURBINE PANEL B | 16.B2
KA0238:A1 | SC | ESTOP | WHT | 20 | 16.B2 | KA0239:A1 | TURBINE PANEL B | 16.B2
KA0238:A2 | SC | 0V | WHT | 20 | 16.B2 | KA0239:A2 | TURBINE PANEL B | 16.B2
KA0239:A1 | SC | ESTOP | WHT | 20 | 16.B2 | KA0240:A1 | TURBINE PANEL B | 16.B2
KA0239:A2 | SC | 0V | WHT | 20 | 16.B2 | KA0240:A2 | TURBINE PANEL B | 16.B2
KA0240:11 | SC | KA024011 | WHT | 20 | 52.D6 | XT0136:6 | TURBINE PANEL B | 52.D6
KA0240:14 | SC | UF13001 | WHT | 20 | 52.D6 | XT0136:7 | TURBINE PANEL B | 52.D6
KA0240:A1 | SC | ESTOP | WHT | 20 | 16.B2 | KA0248:A1 | TURBINE PANEL B | 16.B2
KA0240:A2 | SC | 0V | WHT | 20 | 16.B2 | KA0248:A2 | TURBINE PANEL B | 16.B2
KA0241:14 | SC | KA024114 | WHT | 20 | 16.A5 | KA0231:24 | TURBINE PANEL B | 16.A4
KA0241:A1 | SC | KA0241A1 | WHT | 20 | 16.C2 | KA0242:A1 | TURBINE PANEL B | 16.C2
KA0241:A1 | SC | KA0241A1 | WHT | 20 | 16.C2 | XT0240:6 | TURBINE PANEL B | 16.C3
KA0241:A2 | SC | 0V | WHT | 20 | 16.C2 | KA0242:A2 | TURBINE PANEL B | 16.C2
KA0241:A2 | SC | 0V | WHT | 20 | 16.C2 | KA0250:A2 | TURBINE PANEL B | 16.C2
KA0242:21 | SC | 024221 | WHT | 20 | 17.C6 | XT0237:1 T2 | TURBINE PANEL B | 17.C5
KA0242:24 | SC | 024224 | WHT | 20 | 17.C6 | KA0248:22 | TURBINE PANEL B | 17.C6
KA0242:A2 | SC | 0V | WHT | 20 | 16.C2 | KA0243:A2 | TURBINE PANEL B | 16.C2
KA0243:21 | SC | ESTOPC | WHT | 20 | 16.A3 | XT0240:1 | TURBINE PANEL B | 16.A3
KA0243:24 | SC | KA024511 | WHT | 20 | 16.A3 | KA0245:11 | TURBINE PANEL B | 16.A4
KA0243:A1 | SC | KA0243A1 | WHT | 20 | 16.C2 | KA0244:A1 | TURBINE PANEL B | 16.D2
KA0243:A1 | SC | KA0243A1 | WHT | 20 | 16.C2 | XT0240:7 | TURBINE PANEL B | 16.C3
KA0243:A2 | SC | 0V | WHT | 20 | 16.C2 | KA0244:A2 | TURBINE PANEL B | 16.D2
KA0244:A1 | SC | KA0243A1 | WHT | 20 | 16.D2 | KA0246:A1 | TURBINE PANEL B | 16.D2
KA0244:A2 | SC | 0V | WHT | 20 | 16.D2 | KA0246:A2 | TURBINE PANEL B | 16.D2
KA0245:A1 | SC | KA0245A1 | WHT | 20 | 16.D2 | KA0249:A1 | TURBINE PANEL B | 16.D2
KA0245:A1 | SC | KA0245A1 | WHT | 20 | 16.D2 | XT0240:8 | TURBINE PANEL B | 16.D3
KA0245:A2 | SC | 0V | WHT | 20 | 16.D2 | KA0249:A2 | TURBINE PANEL B | 16.D2
KA0245:A2 | SC | 0V | WHT | 20 | 16.D2 | KA0247:A2 | TURBINE PANEL B | 16.D2
KA0246:14 | SC | KA6211A1 | WHT | 20 | 84.A5 | KA6211:A1 | TURBINE PANEL B | 84.A6
KA0246:A1 | SC | KA0243A1 | WHT | 20 | 16.D2 | KA0247:A1 | TURBINE PANEL B | 16.D2
KA0246:A2 | SC | 0V | WHT | 20 | 16.D2 | KA0247:A2 | TURBINE PANEL B | 16.D2
KA0247:14 | SC | KA6212A1 | WHT | 20 | 85.A6 | KA6212:A1 | TURBINE PANEL B | 85.A6
KA0248:A1 | SC | ESTOP | WHT | 20 | 16.B2 | KA0250:A1 | TURBINE PANEL B | 16.C2
KA0248:A2 | SC | 0V | WHT | 20 | 16.B2 | KA0250:A2 | TURBINE PANEL B | 16.C2
KA0249:A2 | SC | 0V | WHT | 20 | 16.D2 | XT0240:10 | TURBINE PANEL B | 16.D3
RR0851: -3.01K OHM | SC | FU0137 | LEAD | --- | 13.D2 | XT0085:1 | TURBINE PANEL B | 13.D3
RR0851: -3.01K OHM | SC | 007404 | LEAD | --- | 13.D2 | XT0085:2 | TURBINE PANEL B | 13.D3
RR0852: -1.0K OHM | SC | 0V | LEAD | --- | 13.D2 | XT0085:3 | TURBINE PANEL B | 13.D3
RR0852: -1.0K OHM | SC | 007404 | LEAD | --- | 13.D2 | XT0085:2 | TURBINE PANEL B | 13.D3
XT0070:1 | SC | 0V | WHT | 20 | 8.B1 | XT0235:1 | TURBINE PANEL B | 14.D4
XT0136:1 | SC | FU0139 | WHT | 20 | 15.A2 | XT0136:11 | TURBINE PANEL B | 55.C6
XT0136:1 | SC | FU0139 | WHT | 20 | 15.A2 | XT0240:12 | TURBINE PANEL B | 16.C4
XT0136:3 | SC | 0V | WHT | 20 | 15.A2 | XT0136:12 | TURBINE PANEL B | 55.C6
XT0136:3 | SC | 0V | WHT | 20 | 15.A2 | XT0240:10 | TURBINE PANEL B | 16.D3
XT0136:4 | SC | FU0139 | WHT | 20 | 52.D6 | XT0136:1 | TURBINE PANEL B | 15.A2
XT0235:1 | SC | 0V | WHT | 14 | 14.D4 | XT0060:1 | TURBINE PANEL B | 8.D1
XT0235:2 | SC | 0V | WHT | 20 | 14.D4 | XT0235:4 | TURBINE PANEL B | 17.D5
XT0240:4 | SC | JP1 | VIO | 20 | 16.A3 | XT0240:3 | TURBINE PANEL B | 16.A3
AU0060:L1 | WC0007 | AU0070L2 | ENET | CABLE | 8.C2 | AU0070:L2 | TURBINE PANEL B | 8.A2
IEG0010:3 | SC | IEG0257G | GRN | 8 | 3.B2 | IEG0257:0 | BOP PANEL | 3.B2
IEG0230:14 | SC | IEG023014 | GRN | 14 | 21.A5 | GR0140: | BOP PANEL | 21.A4
KA0230:11 | SC | KA0550A1 | WHT | 20 | 90.C6 | KA0550:A1 | BOP PANEL | 90.C5
KA0230:14 | SC | KA023014 | WHT | 20 | 90.C6 | AF0184:00 | BOP PANEL | 90.C7
KA0230:21 | SC | KA0551A1 | WHT | 20 | 91.C6 | KA0551:A1 | BOP PANEL | 91.C5
KA0230:24 | SC | KA023024 | WHT | 20 | 91.C6 | AF0184:02 | BOP PANEL | 91.C7
XT0240:4 | SC | ESTOP | WHT | 20 | 16.A3 | XT0140:6 | BOP PANEL | 22.A2
IEG0010:5 | SC | IEG0130G | GRN | 8 | 3.C2 | IEG0130:0 | HP COMPRESSOR PANEL | 3.C2
IEG0230:12 | SC | IEG023012 | GRN | 14 | 58.D5 | UV0271:IE | ISOLATOR PANEL | 58.D6
IEG0230:13 | SC | IEG023013 | GRN | 14 | 58.C5 | UV0272:IE | ISOLATOR PANEL | 58.C6
IEG0230:9 | SC | IEG02309 | GRN | 14 | 58.D5 | UV0270:IE | ISOLATOR PANEL | 58.D6
XT0233:2 | SC | FU0210 | WHT | 14 | 14.C4 | FU0270:LI | ISOLATOR PANEL | 58.D6
XT0233:2 | SC | FU0210 | WHT | 16 | 14.C4 | FU0271:LI | ISOLATOR PANEL | 58.D6
XT0233:3 | SC | FU0210 | WHT | 16 | 14.C4 | FU0272:LI | ISOLATOR PANEL | 58.C6
XT0235:1 | SC | 0V | WHT | 16 | 14.D4 | UV0272:9- | ISOLATOR PANEL | 58.C6
XT0235:2 | SC | 0V | WHT | 14 | 14.D4 | UV0270:9- | ISOLATOR PANEL | 58.D6
XT0235:2 | SC | 0V | WHT | 16 | 14.D4 | UV0271:9- | ISOLATOR PANEL | 58.D6
AF0072:04 | WC4624 | 007236 | RED | 20 | 79.A7 | UAI5100:+8 | ISOLATOR PANEL | 79.A6
AF0072:20 | WC4624 | 007204 | BLK | 20 | 79.A7 | UAI5100:-7 | ISOLATOR PANEL | 79.A6
AF0072:52 | WC4624 | 007252 | SH | 20 | 79.A7 | FLOATING | ISOLATOR PANEL | 79.B6
IEG0230:1 | SC | IEG02301 | GRN | 12 | 4.B6 | AR0600:IE2 | PLC PANEL | 4.A1
XT0233:3 | SC | FU0210 | WHT | 14 | 14.C4 | FU0680:LI | POWER DISTRIBUTION RAIL | 6.B2
XT0235:3 | SC | 0V | WHT | 14 | 14.D4 | XT0680:2 | POWER DISTRIBUTION RAIL | 6.B3
XT0240:11 | SC | FU0139 | WHT | 20 | 16.C4 | XT0563:6 | POWER DISTRIBUTION RAIL | 11.C6
XT0240:13 | SC | KA023612 | WHT | 20 | 16.D4 | XT0563:3 | POWER DISTRIBUTION RAIL | 11.B6
XT0240:2 | SC | ESTOPB | WHT | 20 | 16.A3 | XT0563:1 | POWER DISTRIBUTION RAIL | 11.D6
XT0240:3 | SC | ESTOPA | WHT | 20 | 16.A3 | XT0563:2 | POWER DISTRIBUTION RAIL | 11.D6
XT0240:6 | SC | KA0241A1 | WHT | 20 | 16.C3 | XT0563:5 | POWER DISTRIBUTION RAIL | 11.C6
XT0240:9 | SC | 0V | WHT | 20 | 16.D3 | XT0563:4 | POWER DISTRIBUTION RAIL | 11.B6
IEG0230:8 | SC | IEG02308 | GRN | 14 | 9.A2 | GR0200: | TURBINE CONTROL PANEL | 9.A3
AF0067:12 | SC | KA0134A1 | WHT | 20 | 55.D7 | KA0134:A1 | TURBINE PANEL A | 15.C6
AF0076:10 | SC | KT014615 | WHT | 20 | 16.C7 | KT0146:15 | TURBINE PANEL A | 16.C6
AF0076:13 | SC | KT0146B1 | WHT | 20 | 15.B2 | KT0146:B1 | TURBINE PANEL A | 15.B2
AF0076:29 | SC | KT0146A2 | WHT | 20 | 15.B2 | KT0146:A2 | TURBINE PANEL A | 15.B2
FU0210:LI | SC | FU0136 | WHT | 12 | 14.C4 | XT0138:4 | TURBINE PANEL A | 14.B3
FU0211:LI | SC | FU0137 | WHT | 14 | 14.B4 | XT0139:3 | TURBINE PANEL A | 14.B4
IEG0230:10 | SC | IEG023010 | GRN | 14 | 3.A3 | GR0132: | TURBINE PANEL A | 3.A4
IEG0230:11 | SC | IEG023011 | GRN | 14 | 7.B3 | AF0083:SH | TURBINE PANEL A | 7.B3
IEG0230:2 | SC | IEG02302 | GRN | 14 | 7.D4 | AF0094:SH | TURBINE PANEL A | 7.D4
IEG0230:7 | SC | IEG02307 | GRN | 14 | 3.A4 | GR0133: | TURBINE PANEL A | 3.A4
KA0135:A1 | SC | KA0135A1 | WHT | 20 | 15.D6 | KA0131:11 | TURBINE PANEL A | 15.D4
KA0135:A1 | SC | KA0135A1 | WHT | 20 | 15.D6 | KA0144:A1 | TURBINE PANEL A | 15.C6
KA0135:A2 | SC | 0V | WHT | 20 | 15.D6 | KA0144:A2 | TURBINE PANEL A | 15.C6
KA0135:A2 | SC | 0V | WHT | 20 | 15.D6 | KA0136:A2 | TURBINE PANEL A | 15.D6
KA0221:14 | SC | 009502 | WHT | 20 | 41.B6 | AF0095:02 | TURBINE PANEL A | 41.B7
KA0230:A1 | SC | KA0231A1 | WHT | 20 | 16.D6 | XT0139:4 | TURBINE PANEL A | 16.D6
KA0231:14 | SC | KA024214 | WHT | 20 | 16.C6 | KT0146:18 | TURBINE PANEL A | 16.C6
KA0232:22 | SC | KA023222 | WHT | 20 | 85.A6 | KA0144:21 | TURBINE PANEL A | 85.A6
KA0239:21 | SC | KA023921 | WHT | 20 | 16.B6 | AF0081:41 | TURBINE PANEL A | 16.A7
KA0239:24 | SC | KA023924 | WHT | 20 | 16.B6 | AF0081:09 | TURBINE PANEL A | 16.A7
KA0241:11 | SC | EA12062 | WHT | 20 | 16.A5 | AF0081:00 | TURBINE PANEL A | 16.A7
KA0241:21 | SC | KT0146A1 | WHT | 20 | 15.B2 | KA0141:21 | TURBINE PANEL A | 15.B2
KA0241:24 | SC | FU0139 | WHT | 20 | 15.B2 | KA0141:24 | TURBINE PANEL A | 15.B2
KA0242:11 | SC | KA0231A1 | WHT | 20 | 16.C6 | KA0131:A1 | TURBINE PANEL A | 15.B6
KA0242:14 | SC | KA024214 | WHT | 20 | 16.C6 | AF0081:08 | TURBINE PANEL A | 16.C7
KA0243:11 | SC | KA024311 | WHT | 20 | 16.B6 | AF0081:33 | TURBINE PANEL A | 16.B7
KA0243:14 | SC | KA024314 | WHT | 20 | 16.B6 | AF0081:01 | TURBINE PANEL A | 16.B7
KA0244:12 | SC | KA024412 | WHT | 20 | 16.D4 | KT0145:A1 | TURBINE PANEL A | 15.B6
KA0245:21 | SC | KA024521 | WHT | 20 | 16.B6 | AF0081:34 | TURBINE PANEL A | 16.B7
KA0245:24 | SC | KA024524 | WHT | 20 | 16.B6 | AF0081:02 | TURBINE PANEL A | 16.B7
KA0246:11 | SC | KA024611 | WHT | 20 | 84.A5 | XT0171:1 | TURBINE PANEL A | 84.A5
KA0247:11 | SC | KA017611 | WHT | 20 | 85.A6 | XT0171:5 | TURBINE PANEL A | 85.A5
KA0249:12 | SC | KA014422 | WHT | 20 | 85.A6 | KA0144:22 | TURBINE PANEL A | 85.A6
KA1020:24 | SC | 0V | WHT | 20 | 28.A6 | XT0135:1 | TURBINE PANEL A | 14.B4
KA3103:A1 | SC | 009208 | WHT | 20 | 60.A5 | AF0092:08 | TURBINE PANEL A | 60.A7
KA3103:A2 | SC | 009224 | WHT | 20 | 60.A5 | AF0092:24 | TURBINE PANEL A | 60.A7
KA3220:A1 | SC | 009301 | WHT | 20 | 56.B5 | AF0093:01 | TURBINE PANEL A | 56.A7
KA3220:A2 | SC | 009317 | WHT | 20 | 56.B5 | AF0093:17 | TURBINE PANEL A | 56.A7
KA3221:A1 | SC | 009302 | WHT | 20 | 57.B5 | AF0093:02 | TURBINE PANEL A | 57.A7
KA3221:A2 | SC | 009318 | WHT | 20 | 57.B5 | AF0093:18 | TURBINE PANEL A | 57.A7
KA5120:A1 | SC | 009309 | WHT | 20 | 74.A5 | AF0093:09 | TURBINE PANEL A | 74.A7
KA5120:A2 | SC | 009325 | WHT | 20 | 74.A5 | AF0093:25 | TURBINE PANEL A | 74.A7
KA6100:A1 | SC | 009307 | WHT | 20 | 86.A5 | AF0093:07 | TURBINE PANEL A | 86.A7
KA6100:A2 | SC | 009323 | WHT | 20 | 86.A5 | AF0093:23 | TURBINE PANEL A | 86.A7
KA6211:A2 | SC | 009320 | WHT | 20 | 84.A6 | AF0093:20 | TURBINE PANEL A | 84.A7
KA6212:A2 | SC | 009329 | WHT | 20 | 85.A6 | AF0093:29 | TURBINE PANEL A | 85.A7
KA7000:A1 | SC | 009215 | WHT | 20 | 76.A5 | AF0092:15 | TURBINE PANEL A | 76.A7
KA7000:A2 | SC | 009231 | WHT | 20 | 76.A5 | AF0092:31 | TURBINE PANEL A | 76.A7
KA7001:A1 | SC | 009310 | WHT | 20 | 77.A5 | AF0093:10 | TURBINE PANEL A | 77.A7
KA7001:A2 | SC | 009326 | WHT | 20 | 77.A5 | AF0093:26 | TURBINE PANEL A | 77.A7
XT0085:1 | SC | FU0137 | WHT | 20 | 13.D3 | XT0139:2 | TURBINE PANEL A | 14.A4
XT0085:3 | SC | 0V | WHT | 20 | 13.D3 | XT0135:3 | TURBINE PANEL A | 14.B4
XT0136:1 | SC | FU0139 | WHT | 14 | 15.A2 | FU0139:LD | TURBINE PANEL A | 14.A5
XT0136:11 | SC | FU0139 | WHT | 20 | 55.C6 | KA0138:14 | TURBINE PANEL A | 55.C6
XT0136:2 | SC | FU0139 | WHT | 20 | 15.A2 | KA0141:24 | TURBINE PANEL A | 15.B2
XT0136:2 | SC | FU0139 | WHT | 20 | 15.A2 | KT0140:15 | TURBINE PANEL A | 15.A2
XT0136:3 | SC | 0V | WHT | 14 | 15.A2 | XT0135:1 | TURBINE PANEL A | 14.B4
XT0136:3 | SC | 0V | WHT | 20 | 15.A2 | KT0140:A2 | TURBINE PANEL A | 15.A6
XT0136:5 | SC | KA0136A1 | WHT | 20 | 52.D6 | KA0136:A1 | TURBINE PANEL A | 15.D6
XT0235:1 | SC | 0V | WHT | 14 | 14.D4 | XT0134:4 | TURBINE PANEL A | 14.B3
XT0235:2 | SC | 0V | WHT | 20 | 14.D4 | AF0094:13 | TURBINE PANEL A | 13.C7
XT0235:3 | SC | 0V | WHT | 20 | 14.D4 | AF0094:15 | TURBINE PANEL A | 13.D6
XT0235:3 | SC | 0V | WHT | 20 | 14.D4 | KA0177:A2 | TURBINE PANEL A | 85.B5
XT9001:1 | SC | FU0160 | WHT | 12 | 14.A2 | FU0160:LD | TURBINE PANEL A | 14.A3
XT9001:2 | SC | 0V | WHT | 14 | 14.B2 | XT0134:3 | TURBINE PANEL A | 14.B3
AU0070:L1 | WC0008 | AU0080L2 | ENET | CABLE | 8.A2 | AU0080:L2 | TURBINE PANEL A | 7.A1
IEG0010:2 | SC | IEG0110G | GRN | 8 | 3.B2 | IEG0110:0 | TURBINE VIBRATION PANEL | 3.B2
AU0060:L2 | WC0006 | AU0060L2 | ENET | CABLE | 8.C2 | AF0410:L1 | TURBINE VIBRATION PANEL | 18.B5
SolarTools ver. 24.0.84.24712 (Jul 31, 2025)
Report date: 11/20/2025 2:02 PM

## TURBINE VIBRATION PANEL
TURBINE VIBRATION PANEL
CONTROL CONSOLE (3-BAY)
Project # | H0140
Project Name | PIPECHINA SEBEI
Revision | A.4
Controls DE | M. ZUNIGA
Phone: | 0
Controls ME | R. DURAN
Phone:
From | [5 empty] | To
Device ID | Cable (W) Conductor (SC) Jumper Clip (JC) | Wire No. | Wire ID | Gauge/Size | Page/Zone | Device ID | Location | Page/Zone
XT0110:3 | JC | 0V | CLIP | --- | 18.A5 | XT0110:2 | TURBINE VIBRATION PANEL | 18.A5
AF0400:12 | SC | XT04001 | GRN | 16 | 18.B6 | XT0400:1 | TURBINE VIBRATION PANEL | 18.C6
AF0410:32 | SC | XT04001 | GRN | 16 | 18.B5 | XT0400:1 | TURBINE VIBRATION PANEL | 18.C6
AF0410:53 | SC | 0V | WHT | 16 | 18.B5 | XT0110:3 | TURBINE VIBRATION PANEL | 18.A5
AF0410:54 | SC | AF0410N | WHT | 16 | 18.B5 | AF0420:53 | TURBINE VIBRATION PANEL | 18.B5
AF0410:55 | SC | FU0113 | WHT | 16 | 18.B5 | FU0113:LD | TURBINE VIBRATION PANEL | 18.A4
AF0410:56 | SC | AF0410P | WHT | 16 | 18.B5 | AF0420:55 | TURBINE VIBRATION PANEL | 18.B5
AF0420:32 | SC | XT04001 | GRN | 16 | 18.B5 | XT0400:1 | TURBINE VIBRATION PANEL | 18.C6
AF0420:54 | SC | AF0420N | WHT | 16 | 18.B5 | AF0430:53 | TURBINE VIBRATION PANEL | 18.B4
AF0420:56 | SC | AF0420P | WHT | 16 | 18.B5 | AF0430:55 | TURBINE VIBRATION PANEL | 18.B4
AF0430:32 | SC | XT04002 | GRN | 16 | 18.B4 | XT0400:2 | TURBINE VIBRATION PANEL | 18.C3
AF0430:54 | SC | AF0430N | WHT | 16 | 18.B4 | AF0450:53 | TURBINE VIBRATION PANEL | 18.B3
AF0430:56 | SC | AF0430P | WHT | 16 | 18.B4 | AF0450:55 | TURBINE VIBRATION PANEL | 18.B3
AF0450:32 | SC | XT04002 | GRN | 16 | 18.B3 | XT0400:2 | TURBINE VIBRATION PANEL | 18.C3
FU0110:LD | SC | FU0110 | WHT | 14 | 18.A5 | FU0113:LI | TURBINE VIBRATION PANEL | 18.A4
FU0110:LI | SC | FU0136 | WHT | 14 | 18.A5 | XT0110:1 | TURBINE VIBRATION PANEL | 18.A5
GR0110: | SC | GR0110 | GRN/YEL | 14 | 3.B4 | FRAME | TURBINE VIBRATION PANEL | 3.B3
IEG0110:1 | SC | IEG01101 | GRN | 14 | 18.C6 | XT0400:3 | TURBINE VIBRATION PANEL | 18.C6
AF0410:L2 | WC0041 | AF0410L2 | ENET | CABLE | 18.B5 | AF0420:L1 | TURBINE VIBRATION PANEL | 18.B5
AF0420:L2 | WC0042 | AF0420L2 | ENET | CABLE | 18.B5 | AF0430:L1 | TURBINE VIBRATION PANEL | 18.B4
AF0430:L2 | WC0043 | AF0430L2 | ENET | CABLE | 18.B4 | AF0450:L1 | TURBINE VIBRATION PANEL | 18.B3
AF0400:LBUS | WC8040 | AF0410RBUS | BUS | CABLE | 18.B6 | AF0410:RBUS | TURBINE VIBRATION PANEL | 18.B5
AF0410:LBUS | WC8041 | AF0420RBUS | BUS | CABLE | 18.B5 | AF0420:RBUS | TURBINE VIBRATION PANEL | 18.B5
AF0420:LBUS | WC8042 | AF0430RBUS | BUS | CABLE | 18.B5 | AF0430:RBUS | TURBINE VIBRATION PANEL | 18.B4
AF0430:LBUS | WC8043 | AF0450RBUS | BUS | CABLE | 18.B4 | AF0450:RBUS | TURBINE VIBRATION PANEL | 18.B3
XT0110:1 | SC | FU0136 | WHT | 14 | 18.A5 | XT0130:1 | HP COMPRESSOR PANEL | 19.A5
XT0110:2 | SC | 0V | WHT | 14 | 18.A5 | XT0130:2 | HP COMPRESSOR PANEL | 19.A5
XT0110:4 | SC | KA0231A1 | WHT | 14 | 18.B5 | XT0130:5 | HP COMPRESSOR PANEL | 19.A5
AF0450:L2 | WC0045 | AF0450L2 | ENET | CABLE | 18.B3 | AF0510:L1 | HP COMPRESSOR PANEL | 20.B3
AF0400:02 | WC1428 | 040002 | RED | 20 | 49.A6 | UAI1263:7 | ISOLATOR PANEL | 49.A6
AF0400:03 | WC1428 | 040003 | BLK | 20 | 49.A6 | UAI1263:8 | ISOLATOR PANEL | 49.A6
AF0400:07 | WC1428 | 040007 | SH | 20 | 49.A6 | FLOATING | ISOLATOR PANEL | 49.A6
AF0410:02 | WC1429 | 041002 | RED | 20 | 49.B6 | UAI1211:7 | ISOLATOR PANEL | 49.B6
AF0410:04 | WC1429 | 041004 | BLK | 20 | 49.B6 | UAI1211:8 | ISOLATOR PANEL | 49.B6
AF0410:19 | WC1429 | 041019 | SH | 20 | 49.B6 | FLOATING | ISOLATOR PANEL | 49.B6
AF0410:06 | WC1430 | 041006 | RED | 20 | 49.B6 | UAI1210:7 | ISOLATOR PANEL | 49.B6
AF0410:08 | WC1430 | 041008 | BLK | 20 | 49.B6 | UAI1210:8 | ISOLATOR PANEL | 49.B6
AF0410:23 | WC1430 | 041023 | SH | 20 | 49.B6 | FLOATING | ISOLATOR PANEL | 49.B6
AF0410:10 | WC1431 | 041010 | RED | 20 | 49.C6 | UAI1221:7 | ISOLATOR PANEL | 49.C6
AF0410:12 | WC1431 | 041012 | BLK | 20 | 49.C6 | UAI1221:8 | ISOLATOR PANEL | 49.C6
AF0410:27 | WC1431 | 041027 | SH | 20 | 49.C6 | FLOATING | ISOLATOR PANEL | 49.C6
AF0410:14 | WC1432 | 041014 | RED | 20 | 49.C6 | UAI1220:7 | ISOLATOR PANEL | 49.C6
AF0410:16 | WC1432 | 041016 | BLK | 20 | 49.C6 | UAI1220:8 | ISOLATOR PANEL | 49.C6
AF0410:31 | WC1432 | 041031 | SH | 20 | 49.C6 | FLOATING | ISOLATOR PANEL | 49.C6
AF0420:02 | WC1433 | 042002 | RED | 20 | 49.C6 | UAI1231:7 | ISOLATOR PANEL | 49.C6
AF0420:04 | WC1433 | 042004 | BLK | 20 | 49.C6 | UAI1231:8 | ISOLATOR PANEL | 49.C6
AF0420:19 | WC1433 | 042019 | SH | 20 | 49.C6 | FLOATING | ISOLATOR PANEL | 49.D6
AF0420:06 | WC1434 | 042006 | RED | 20 | 49.D6 | UAI1230:7 | ISOLATOR PANEL | 49.D6
AF0420:08 | WC1434 | 042008 | BLK | 20 | 49.D6 | UAI1230:8 | ISOLATOR PANEL | 49.D6
AF0420:23 | WC1434 | 042023 | SH | 20 | 49.D6 | FLOATING | ISOLATOR PANEL | 49.D6
AF0450:10 | WC1435 | 045010 | RED | 20 | 49.D6 | UAI1262:7 | ISOLATOR PANEL | 49.D6
AF0450:12 | WC1435 | 045012 | BLK | 20 | 49.D6 | UAI1262:8 | ISOLATOR PANEL | 49.D6
AF0450:27 | WC1435 | 045027 | SH | 20 | 49.D6 | FLOATING | ISOLATOR PANEL | 49.D6
AF0400:05 | WC1436 | 040005 | RED | 20 | 50.A6 | UAI1273:7 | ISOLATOR PANEL | 50.A5
AF0400:06 | WC1436 | 040006 | BLK | 20 | 50.A6 | UAI1273:8 | ISOLATOR PANEL | 50.A5
AF0400:11 | WC1436 | 040011 | SH | 20 | 50.A6 | FLOATING | ISOLATOR PANEL | 50.A6
AF0430:02 | WC1437 | 043002 | RED | 20 | 50.B6 | UAI1241:7 | ISOLATOR PANEL | 50.B5
AF0430:04 | WC1437 | 043004 | BLK | 20 | 50.B6 | UAI1241:8 | ISOLATOR PANEL | 50.B5
AF0430:19 | WC1437 | 043019 | SH | 20 | 50.B6 | FLOATING | ISOLATOR PANEL | 50.B6
AF0430:06 | WC1438 | 043006 | RED | 20 | 50.B6 | UAI1240:7 | ISOLATOR PANEL | 50.B5
AF0430:08 | WC1438 | 043008 | BLK | 20 | 50.B6 | UAI1240:8 | ISOLATOR PANEL | 50.B5
AF0430:23 | WC1438 | 043023 | SH | 20 | 50.B6 | FLOATING | ISOLATOR PANEL | 50.B6
AF0430:10 | WC1439 | 043010 | RED | 20 | 50.C6 | UAI1251:7 | ISOLATOR PANEL | 50.C5
AF0430:12 | WC1439 | 043012 | BLK | 20 | 50.C6 | UAI1251:8 | ISOLATOR PANEL | 50.C5
AF0430:27 | WC1439 | 043027 | SH | 20 | 50.C6 | FLOATING | ISOLATOR PANEL | 50.C6
AF0430:14 | WC1440 | 043014 | RED | 20 | 50.C6 | UAI1250:7 | ISOLATOR PANEL | 50.C5
AF0430:16 | WC1440 | 043016 | BLK | 20 | 50.C6 | UAI1250:8 | ISOLATOR PANEL | 50.C5
AF0430:31 | WC1440 | 043031 | SH | 20 | 50.C6 | FLOATING | ISOLATOR PANEL | 50.C6
AF0450:14 | WC1441 | 045014 | RED | 20 | 50.C6 | UAI1272:7 | ISOLATOR PANEL | 50.C5
AF0450:16 | WC1441 | 045016 | BLK | 20 | 50.C6 | UAI1272:8 | ISOLATOR PANEL | 50.C5
AF0450:31 | WC1441 | 045031 | SH | 20 | 50.C6 | FLOATING | ISOLATOR PANEL | 50.D6
XT0110:1 | SC | FU0136 | WHT | 14 | 18.A5 | XT0138:4 | TURBINE PANEL A | 14.B3
XT0110:2 | SC | 0V | WHT | 14 | 18.A5 | XT0134:4 | TURBINE PANEL A | 14.B3
XT0110:4 | SC | KA0231A1 | WHT | 16 | 18.B5 | XT0139:4 | TURBINE PANEL A | 16.D6
IEG0110:0 | SC | IEG0110G | GRN | 8 | 3.B2 | IEG0010:2 | TURBINE PANEL B | 3.B2
AF0410:L1 | WC0006 | AU0060L2 | ENET | CABLE | 18.B5 | AU0060:L2 | TURBINE PANEL B | 8.C2
SolarTools ver. 24.0.84.24712 (Jul 31, 2025)
Report date: 11/20/2025 2:02 PM

## Panel Errors
Panel Errors
Project # | H0140
Project Name | PIPECHINA SEBEI
Revision | A.4
Controls DE | M. ZUNIGA
Phone: | 0
Controls ME | R. DURAN
Phone:
From | [6 empty] | To
Device ID | Location | Cable (W) Conductor (SC) Jumper Clip (JC) | Wire ID | Wire No. | Gauge/Size | Page/Zone | Device ID | Location | Page/Zone
FU0082:LD | TURBINE PANEL A | SC | WHT | FU0082 | 16 | 14.B5 | EA6210B:1 | PANEL | 83.B5
FU2108:LD | TURBINE PANEL B | SC | WHT | FU2108 | 20 | 14.C4 | EA2109:1 | PANEL | 46.C5
XT0135:3 | TURBINE PANEL A | SC | WHT | 0V | 14 | 14.B4 | EA6210B:2 | PANEL | 83.B5
XT0233:4 | TURBINE PANEL B | SC |  | FU0212 |  | 17.D5 | EA1207:1 | PANEL | 17.D4
XT0235:3 | TURBINE PANEL B | SC | WHT | 0V | 20 | 14.D4 | EA2109:2 | PANEL | 46.C5
XT0240:1 | TURBINE PANEL B | SC | WHT | ESTOPC | 20 | 16.A3 | EA7514:2 | PANEL | 24.D5
XT0240:2 | TURBINE PANEL B | SC | WHT | ESTOPB | 20 | 16.A3 | EA7514:1 | PANEL | 24.D5
EA4462:4 | PANEL | W201 | 1 | UA44621 | 20GA (0.5MM2) | 63.C4 | TS338:17 | JB7 | 63.C4
EA4462:5 | PANEL | W201 | 2 | UA44622 | 20GA (0.5MM2) | 63.C4 | TS338:18 | JB7 | 63.D4
EA4462:6 | PANEL | W201 | 3 | UA44623 | 20GA (0.5MM2) | 63.C4 | TS338:19 | JB7 | 63.D4
TS338:20 | JB7 | W201 | SH | UA4462S | 20GA (0.5MM2) | 63.D4 | FLOATING | PANEL | 63.D4
EA4472:4 | PANEL | W202 | 1 | UA44721 | 20GA (0.5MM2) | 63.D4 | TS338:21 | JB7 | 63.D4
EA4472:5 | PANEL | W202 | 2 | UA44722 | 20GA (0.5MM2) | 63.D4 | TS338:22 | JB7 | 63.D4
EA4472:6 | PANEL | W202 | 3 | UA44723 | 20GA (0.5MM2) | 63.D4 | TS338:23 | JB7 | 63.D4
TS338:24 | JB7 | W202 | SH | UA4472S | 20GA (0.5MM2) | 63.D4 | FLOATING | PANEL | 63.D4
EA4471:4 | PANEL | W203 | 1 | UA44711 | 20GA (0.5MM2) | 63.C4 | TS338:13 | JB7 | 63.C4
EA4471:5 | PANEL | W203 | 2 | UA44712 | 20GA (0.5MM2) | 63.C4 | TS338:14 | JB7 | 63.C4
EA4471:6 | PANEL | W203 | 3 | UA44713 | 20GA (0.5MM2) | 63.C4 | TS338:15 | JB7 | 63.C4
TS338:16 | JB7 | W203 | SH | UA4471S | 20GA (0.5MM2) | 63.C4 | FLOATING | PANEL | 63.C4
EA4470:4 | PANEL | W204 | 1 | UA44701 | 20GA (0.5MM2) | 63.C4 | TS338:9 | JB7 | 63.C4
EA4470:5 | PANEL | W204 | 2 | UA44702 | 20GA (0.5MM2) | 63.C4 | TS338:10 | JB7 | 63.C4
EA4470:6 | PANEL | W204 | 3 | UA44703 | 20GA (0.5MM2) | 63.C4 | TS338:11 | JB7 | 63.C4
TS338:12 | JB7 | W204 | SH | UA4470S | 20GA (0.5MM2) | 63.C4 | FLOATING | PANEL | 63.C4
EA4460:4 | PANEL | W205 | 1 | UA44601 | 20GA (0.5MM2) | 63.B4 | TS338:1 | JB7 | 63.B4
EA4460:5 | PANEL | W205 | 2 | UA44602 | 20GA (0.5MM2) | 63.B4 | TS338:2 | JB7 | 63.B4
EA4460:6 | PANEL | W205 | 3 | UA44603 | 20GA (0.5MM2) | 63.B4 | TS338:3 | JB7 | 63.B4
TS338:4 | JB7 | W205 | SH | UA4460S | 20GA (0.5MM2) | 63.B4 | FLOATING | PANEL | 63.B4
EA4461:4 | PANEL | W206 | 1 | UA44611 | 20GA (0.5MM2) | 63.B4 | TS338:5 | JB7 | 63.B4
EA4461:5 | PANEL | W206 | 2 | UA44612 | 20GA (0.5MM2) | 63.B4 | TS338:6 | JB7 | 63.B4
EA4461:6 | PANEL | W206 | 3 | UA44613 | 20GA (0.5MM2) | 63.B4 | TS338:7 | JB7 | 63.B4
TS338:8 | JB7 | W206 | SH | UA4461S | 20GA (0.5MM2) | 63.B4 | FLOATING | PANEL | 63.B4
EA4473:4 | PANEL | W207 | 1 | UA44731 | 20GA (0.5MM2) | 63.A4 | TS338:25 | JB7 | 63.A4
EA4473:5 | PANEL | W207 | 2 | UA44732 | 20GA (0.5MM2) | 63.A4 | TS338:26 | JB7 | 63.A4
EA4473:6 | PANEL | W207 | 3 | UA44733 | 20GA (0.5MM2) | 63.A4 | TS338:27 | JB7 | 63.A4
TS338:28 | JB7 | W207 | SH | UA4473S | 20GA (0.5MM2) | 63.A4 | FLOATING | PANEL | 63.A4
EA7635:6 | PANEL | W315 | SH | FCE7631S | 16GA (1.5MM2) | 88.C5 | FLOATING | JB7410 | 88.C1
EA7631:6 | PANEL | W318 | SH | ZT7631S | 16GA (1.5MM2) | 88.A5 | FLOATING | JB7410 | 88.A1
UAI1273:4 | ISOLATOR PANEL | WC1336 | BLK | UAI12733 | 20 | 50.A5 | EA1273:3 | PANEL | 50.A4
UAI1273:6 | ISOLATOR PANEL | WC1336 | WHT | UAI12732 | 20 | 50.A5 | EA1273:2 | PANEL | 50.A4
UAI1273:IE | ISOLATOR PANEL | WC1336 | SH | UAI1273S | 20 | 50.A5 | FLOATING | PANEL | 50.A5
UAI1241:4 | ISOLATOR PANEL | WC1337 | BLK | UAI12413 | 20 | 50.B5 | EA1241:3 | PANEL | 50.B4
UAI1241:6 | ISOLATOR PANEL | WC1337 | WHT | UAI12412 | 20 | 50.B5 | EA1241:2 | PANEL | 50.B4
UAI1241:IE | ISOLATOR PANEL | WC1337 | SH | UAI1241S | 20 | 50.B5 | FLOATING | PANEL | 50.B5
UAI1240:4 | ISOLATOR PANEL | WC1338 | BLK | UAI12403 | 20 | 50.B5 | EA1240:3 | PANEL | 50.B4
UAI1240:6 | ISOLATOR PANEL | WC1338 | WHT | UAI12402 | 20 | 50.B5 | EA1240:2 | PANEL | 50.B4
UAI1240:IE | ISOLATOR PANEL | WC1338 | SH | UAI1240S | 20 | 50.B5 | FLOATING | PANEL | 50.B5
UAI1251:4 | ISOLATOR PANEL | WC1339 | BLK | UAI12513 | 20 | 50.C5 | EA1251:3 | PANEL | 50.C4
UAI1251:6 | ISOLATOR PANEL | WC1339 | WHT | UAI12512 | 20 | 50.C5 | EA1251:2 | PANEL | 50.C4
UAI1251:IE | ISOLATOR PANEL | WC1339 | SH | UAI1251S | 20 | 50.C5 | FLOATING | PANEL | 50.C5
UAI1250:4 | ISOLATOR PANEL | WC1340 | BLK | UAI12503 | 20 | 50.C5 | EA1250:3 | PANEL | 50.C4
UAI1250:6 | ISOLATOR PANEL | WC1340 | WHT | UAI12502 | 20 | 50.C5 | EA1250:2 | PANEL | 50.C4
UAI1250:IE | ISOLATOR PANEL | WC1340 | SH | UAI1250S | 20 | 50.C5 | FLOATING | PANEL | 50.C5
UAI1272:4 | ISOLATOR PANEL | WC1341 | BLK | UAI12723 | 20 | 50.C5 | EA1272:3 | PANEL | 50.C4
UAI1272:6 | ISOLATOR PANEL | WC1341 | WHT | UAI12722 | 20 | 50.C5 | EA1272:2 | PANEL | 50.C4
UAI1272:IE | ISOLATOR PANEL | WC1341 | SH | UAI1272S | 20 | 50.C5 | FLOATING | PANEL | 50.D5
EA1020:1 | PANEL | SC | WHT | KA102011 | 20 | 28.A5 | KA1020:11 | TURBINE PANEL B | 28.A6
EA1020:2 | PANEL | SC | WHT | KA102021 | 20 | 28.A5 | KA1020:21 | TURBINE PANEL B | 28.A6
EA1201:2 | PANEL | SC | WHT | 007611 | 20 | 17.C4 | AF0076:11 | TURBINE PANEL B | 17.C7
EA1202:2 | PANEL | SC | WHT | XT02371B1 | 20 | 17.C4 | XT0237:1 B1 | TURBINE PANEL B | 17.C5
EA1205:1 | PANEL | SC | WHT | KA0130A2 | 20 | 17.C4 | KA0130:A2 | TURBINE PANEL A | 17.C5
EA1205:2 | PANEL | SC | WHT | 008119 | 20 | 17.C4 | AF0081:19 | TURBINE PANEL A | 17.C7
EA1206:1 | PANEL | SC |  | FU0212 |  | 17.D4 | XT0233:4 | TURBINE PANEL B | 17.D5
EA1206:2 | PANEL | SC | WHT | EA12062 | 20 | 17.D4 | XT0060:5 | TURBINE PANEL B | 17.D5
EA1207:2 | PANEL | SC |  | 0V |  | 17.D4 | XT0235:4 | TURBINE PANEL B | 17.D5
EA1422:1 | PANEL | SC | WHT | KA023311 | 20 | 29.B5 | KA0233:11 | TURBINE PANEL B | 29.B6
EA1422:2 | PANEL | SC | WHT | 006118 | 20 | 29.B5 | AF0061:18 | TURBINE PANEL B | 29.B7
EA1423:1 | PANEL | SC | WHT | 006100 | 20 | 29.B5 | AF0061:00 | TURBINE PANEL B | 29.C7
EA1423:2 | PANEL | SC | WHT | 006116 | 20 | 29.B5 | AF0061:16 | TURBINE PANEL B | 29.C7
EA1424:1 | PANEL | SC | WHT | 006333 | 20 | 29.C5 | AF0063:33 | TURBINE PANEL B | 29.C7
EA1424:2 | PANEL | SC | WHT | 006301 | 20 | 29.C5 | AF0063:01 | TURBINE PANEL B | 29.C7
EA1425:1 | PANEL | SC | WHT | 006332 | 20 | 29.D5 | AF0063:32 | TURBINE PANEL B | 29.D7
EA1425:2 | PANEL | SC | WHT | 006300 | 20 | 29.D5 | AF0063:00 | TURBINE PANEL B | 29.D7
EA1443:1 | PANEL | SC | WHT | KA023420 | 20 | 30.B5 | KA0234:11 | TURBINE PANEL B | 30.B6
EA1443:2 | PANEL | SC | WHT | 006130 | 20 | 30.B5 | AF0061:30 | TURBINE PANEL B | 30.B7
EA1444:1 | PANEL | SC | WHT | 006112 | 20 | 30.C5 | AF0061:12 | TURBINE PANEL B | 30.C7
EA1444:2 | PANEL | SC | WHT | 006128 | 20 | 30.C5 | AF0061:28 | TURBINE PANEL B | 30.C7
EA1445:1 | PANEL | SC | WHT | 006339 | 20 | 30.C5 | AF0063:39 | TURBINE PANEL B | 30.C7
EA1445:2 | PANEL | SC | WHT | 006307 | 20 | 30.C5 | AF0063:07 | TURBINE PANEL B | 30.C7
EA1446:1 | PANEL | SC | WHT | 006338 | 20 | 30.D5 | AF0063:38 | TURBINE PANEL B | 30.D7
EA1446:2 | PANEL | SC | WHT | 006306 | 20 | 30.D5 | AF0063:06 | TURBINE PANEL B | 30.D7
EA1500:1 | PANEL | SC | WHT | 008138 | 20 | 34.D5 | AF0081:38 | TURBINE PANEL A | 34.D7
EA1500:2 | PANEL | SC | WHT | 008106 | 20 | 34.D5 | AF0081:06 | TURBINE PANEL A | 34.D7
EA1710:1 | PANEL | SC | WHT | 006710 | 20 | 36.C5 | AF0067:10 | TURBINE PANEL B | 36.C7
EA1710:2 | PANEL | SC | WHT | 006726 | 20 | 36.C5 | AF0067:26 | TURBINE PANEL B | 36.C7
EA1720:1 | PANEL | SC | WHT | 006708 | 20 | 36.C5 | AF0067:08 | TURBINE PANEL B | 36.C7
EA1720:2 | PANEL | SC | WHT | 006724 | 20 | 36.C5 | AF0067:24 | TURBINE PANEL B | 36.C7
EA2120:1 | PANEL | SC | WHT | KA023521 | 20 | 41.B5 | KA0235:21 | TURBINE PANEL B | 41.B6
EA2120:2 | PANEL | SC | WHT | 009518 | 20 | 41.B5 | AF0095:18 | TURBINE PANEL A | 41.B7
EA2123:1 | PANEL | SC | WHT | 006704 | 20 | 43.C5 | AF0067:04 | TURBINE PANEL B | 43.C7
EA2123:2 | PANEL | SC | WHT | 006720 | 20 | 43.C5 | AF0067:20 | TURBINE PANEL B | 43.C7
EA2124:1 | PANEL | SC | WHT | KA023621 | 20 | 42.B5 | KA0236:21 | TURBINE PANEL B | 42.B6
EA2124:2 | PANEL | SC | WHT | 006216 | 20 | 42.B5 | AF0062:16 | TURBINE PANEL B | 42.B7
EA2130C:1 | PANEL | SC | WHT | KA023711 | 20 | 39.B5 | KA0237:11 | TURBINE PANEL B | 39.B6
EA2130C:2 | PANEL | SC | WHT | 007616 | 20 | 39.B5 | AF0076:16 | TURBINE PANEL B | 39.B7
EA2130D:1 | PANEL | SC | WHT | 006104 | 20 | 39.C5 | AF0061:04 | TURBINE PANEL B | 39.B7
EA2130D:2 | PANEL | SC | WHT | 006120 | 20 | 39.C5 | AF0061:20 | TURBINE PANEL B | 39.B7
EA2130E:1 | PANEL | SC | WHT | 006335 | 20 | 39.C5 | AF0063:35 | TURBINE PANEL B | 39.C7
EA2130E:2 | PANEL | SC | WHT | 006303 | 20 | 39.C5 | AF0063:03 | TURBINE PANEL B | 39.C7
EA2130F:1 | PANEL | SC | WHT | 006334 | 20 | 39.D5 | AF0063:34 | TURBINE PANEL B | 39.D7
EA2130F:2 | PANEL | SC | WHT | 006302 | 20 | 39.D5 | AF0063:02 | TURBINE PANEL B | 39.D7
EA2150:1 | PANEL | SC | WHT | 006700 | 20 | 44.C5 | AF0067:00 | TURBINE PANEL B | 44.C7
EA2150:2 | PANEL | SC | WHT | 006716 | 20 | 44.C5 | AF0067:16 | TURBINE PANEL B | 44.C7
EA3100:1 | PANEL | SC | WHT | EA31001 | 20 | 59.A5 | UAI3100:1+ | ISOLATOR PANEL | 59.A6
EA3100:2 | PANEL | SC | WHT | EA31002 | 20 | 59.A5 | UAI3100:3- | ISOLATOR PANEL | 59.A6
EA3101:1 | PANEL | SC | WHT | EA31011 | 20 | 59.B5 | UAI3101:1+ | ISOLATOR PANEL | 59.B6
EA3101:2 | PANEL | SC | WHT | EA31012 | 20 | 59.B5 | UAI3101:3- | ISOLATOR PANEL | 59.B6
EA3102:1 | PANEL | SC | WHT | EA31021 | 20 | 59.B5 | UAI3102:1+ | ISOLATOR PANEL | 59.B6
EA3102:2 | PANEL | SC | WHT | EA31022 | 20 | 59.B5 | UAI3102:3- | ISOLATOR PANEL | 59.B6
EA3150:1 | PANEL | SC | WHT | 008232 | 20 | 54.B5 | AF0082:32 | TURBINE PANEL A | 54.B7
EA3150:2 | PANEL | SC | WHT | 008200 | 20 | 54.B5 | AF0082:00 | TURBINE PANEL A | 54.B7
EA3170:1 | PANEL | SC | WHT | 008234 | 20 | 54.A5 | AF0082:34 | TURBINE PANEL A | 54.A7
EA3170:2 | PANEL | SC | WHT | 008202 | 20 | 54.A5 | AF0082:02 | TURBINE PANEL A | 54.A7
EA3171:1 | PANEL | SC | WHT | KA013811 | 20 | 55.C5 | KA0138:11 | TURBINE PANEL A | 55.C6
EA3171:2 | PANEL | SC | WHT | 0V | 20 | 55.C5 | XT0136:12 | TURBINE PANEL B | 55.C6
EA3201A:1 | PANEL | SC | WHT | FU0139 | 20 | 52.D5 | XT0136:4 | TURBINE PANEL B | 52.D6
EA3201A:2 | PANEL | SC | WHT | KA0136A1 | 20 | 52.D5 | XT0136:5 | TURBINE PANEL B | 52.D6
EA3201B:1 | PANEL | SC | WHT | KA024011 | 20 | 52.D5 | XT0136:6 | TURBINE PANEL B | 52.D6
EA3201B:2 | PANEL | SC | WHT | UF13002 | 20 | 52.D5 | XT0136:8 | TURBINE PANEL B | 52.D6
EA6210A:1 | PANEL | SC | WHT | 008245 | 20 | 83.A5 | AF0082:45 | TURBINE PANEL A | 83.A7
EA6210A:2 | PANEL | SC | WHT | 008213 | 20 | 83.A5 | AF0082:13 | TURBINE PANEL A | 83.A7
EA7000:1 | PANEL | SC | WHT | 009135 | 20 | 76.C5 | AF0091:35 | TURBINE PANEL A | 76.C7
EA7000:2 | PANEL | SC | WHT | 009103 | 20 | 76.C5 | AF0091:03 | TURBINE PANEL A | 76.C7
EA7001:1 | PANEL | SC | WHT | 009134 | 20 | 77.C5 | AF0091:34 | TURBINE PANEL A | 77.C7
EA7001:2 | PANEL | SC | WHT | 009102 | 20 | 77.C5 | AF0091:02 | TURBINE PANEL A | 77.C7
EA7510:1 | PANEL | SC | WHT | 018232 | 20 | 24.A5 | AF0182:32 | BOP PANEL | 24.A7
EA7510:2 | PANEL | SC | WHT | 018200 | 20 | 24.A5 | AF0182:00 | BOP PANEL | 24.A7
EA7511:1 | PANEL | SC | WHT | 018233 | 20 | 24.A5 | AF0182:33 | BOP PANEL | 24.A7
EA7511:2 | PANEL | SC | WHT | 018201 | 20 | 24.A5 | AF0182:01 | BOP PANEL | 24.A7
EA7512:1 | PANEL | SC | WHT | 008139 | 20 | 24.C5 | AF0081:39 | TURBINE PANEL A | 24.C7
EA7512:2 | PANEL | SC | WHT | 008107 | 20 | 24.C5 | AF0081:07 | TURBINE PANEL A | 24.C7
EA7513:1 | PANEL | SC | WHT | 018235 | 20 | 24.B5 | AF0182:35 | BOP PANEL | 24.B7
EA7513:2 | PANEL | SC | WHT | 018203 | 20 | 24.B5 | AF0182:03 | BOP PANEL | 24.B7
EA7601:1 | PANEL | SC | WHT | 014238 | 20 | 92.A5 | AF0142:38 | BOP PANEL | 92.A7
EA7601:2 | PANEL | SC | WHT | 014206 | 20 | 92.A5 | AF0142:06 | BOP PANEL | 92.A7
EA7602:1 | PANEL | SC | WHT | 014237 | 20 | 92.B5 | AF0142:37 | BOP PANEL | 92.B7
EA7602:2 | PANEL | SC | WHT | 014205 | 20 | 92.B5 | AF0142:05 | BOP PANEL | 92.B7
EA7603:1 | PANEL | SC | WHT | EA76031 | 20 | 92.C5 | XT0573:1 B1 | BOP PANEL | 92.C5
EA7603:2 | PANEL | SC | WHT | 014128 | 20 | 92.C5 | AF0141:28 | BOP PANEL | 92.C7
EA7611:1 | PANEL | SC | WHT | 014240 | 20 | 89.A5 | AF0142:40 | BOP PANEL | 89.A7
EA7611:2 | PANEL | SC | WHT | 014208 | 20 | 89.A5 | AF0142:08 | BOP PANEL | 89.A7
EA7612:1 | PANEL | SC | WHT | 014239 | 20 | 89.B5 | AF0142:39 | BOP PANEL | 89.B7
EA7612:2 | PANEL | SC | WHT | 014207 | 20 | 89.B5 | XT0572:1 | BOP PANEL | 89.B5
EA7621:1 | PANEL | SC | WHT | 014241 | 20 | 90.A5 | AF0142:41 | BOP PANEL | 90.A7
EA7621:2 | PANEL | SC | WHT | 014209 | 20 | 90.A5 | AF0142:09 | BOP PANEL | 90.A7
EA7622:1 | PANEL | SC | WHT | 018336 | 20 | 90.B5 | AF0183:36 | BOP PANEL | 90.B7
EA7622:2 | PANEL | SC | WHT | 018304 | 20 | 90.B5 | XT0572:2 | BOP PANEL | 90.B5
EA7632:1 | PANEL | SC | WHT | 014232 | 20 | 88.A5 | AF0142:32 | BOP PANEL | 88.A7
EA7632:2 | PANEL | SC | WHT | 014200 | 20 | 88.A5 | AF0142:00 | BOP PANEL | 88.A7
EA7633:1 | PANEL | SC | WHT | 014233 | 20 | 88.B5 | AF0142:33 | BOP PANEL | 88.B7
EA7633:2 | PANEL | SC | WHT | 014201 | 20 | 88.B5 | AF0142:01 | BOP PANEL | 88.B7
EA7634:1 | PANEL | SC | WHT | 014600 | 20 | 88.B5 | AF0146:00 | BOP PANEL | 88.B7
EA7634:2 | PANEL | SC | WHT | 014616 | 20 | 88.B5 | AF0146:16 | BOP PANEL | 88.B7
EA7641:1 | PANEL | SC | WHT | 014244 | 20 | 91.A5 | AF0142:44 | BOP PANEL | 91.A7
EA7641:2 | PANEL | SC | WHT | 014212 | 20 | 91.A5 | AF0142:12 | BOP PANEL | 91.A7
EA7642:1 | PANEL | SC | WHT | 018337 | 20 | 91.B5 | AF0183:37 | BOP PANEL | 91.B7
EA7642:2 | PANEL | SC | WHT | KT0573A1 | 20 | 91.B5 | XT0572:3 | BOP PANEL | 91.B5
EA1263:1 | PANEL | WC1328 | RED | UAI12631 | 20 | 49.A4 | UAI1263:5 | ISOLATOR PANEL | 49.A6
EA1263:2 | PANEL | WC1328 | WHT | UAI12632 | 20 | 49.A4 | UAI1263:6 | ISOLATOR PANEL | 49.A6
EA1263:3 | PANEL | WC1328 | BLK | UAI12633 | 20 | 49.A4 | UAI1263:4 | ISOLATOR PANEL | 49.A6
FLOATING | PANEL | WC1328 | SH | UAI1263S | 20 | 49.A5 | UAI1263:IE | ISOLATOR PANEL | 49.A6
EA1211:1 | PANEL | WC1329 | RED | UAI12111 | 20 | 49.B4 | UAI1211:5 | ISOLATOR PANEL | 49.B6
EA1211:2 | PANEL | WC1329 | WHT | UAI12117 | 20 | 49.B4 | UAI1211:6 | ISOLATOR PANEL | 49.B6
EA1211:3 | PANEL | WC1329 | BLK | UAI12118 | 20 | 49.B4 | UAI1211:4 | ISOLATOR PANEL | 49.B6
FLOATING | PANEL | WC1329 | SH | UAI1211S | 20 | 49.B5 | UAI1211:IE | ISOLATOR PANEL | 49.B6
EA1210:1 | PANEL | WC1330 | RED | UAI12101 | 20 | 49.B4 | UAI1210:5 | ISOLATOR PANEL | 49.B6
EA1210:2 | PANEL | WC1330 | WHT | UAI12102 | 20 | 49.B4 | UAI1210:6 | ISOLATOR PANEL | 49.B6
EA1210:3 | PANEL | WC1330 | BLK | UAI12103 | 20 | 49.B4 | UAI1210:4 | ISOLATOR PANEL | 49.B6
FLOATING | PANEL | WC1330 | SH | UAI1210S | 20 | 49.B5 | UAI1210:IE | ISOLATOR PANEL | 49.B6
EA1221:1 | PANEL | WC1331 | RED | UAI12211 | 20 | 49.C4 | UAI1221:5 | ISOLATOR PANEL | 49.C6
EA1221:2 | PANEL | WC1331 | WHT | UAI12212 | 20 | 49.C4 | UAI1221:6 | ISOLATOR PANEL | 49.C6
EA1221:3 | PANEL | WC1331 | BLK | UAI12213 | 20 | 49.C4 | UAI1221:4 | ISOLATOR PANEL | 49.C6
FLOATING | PANEL | WC1331 | SH | UAI1221S | 20 | 49.C5 | UAI1221:IE | ISOLATOR PANEL | 49.C6
EA1220:1 | PANEL | WC1332 | RED | UAI12201 | 20 | 49.C4 | UAI1220:5 | ISOLATOR PANEL | 49.C6
EA1220:2 | PANEL | WC1332 | WHT | UAI12202 | 20 | 49.C4 | UAI1220:6 | ISOLATOR PANEL | 49.C6
EA1220:3 | PANEL | WC1332 | BLK | UAI12203 | 20 | 49.C4 | UAI1220:4 | ISOLATOR PANEL | 49.C6
FLOATING | PANEL | WC1332 | SH | UAI1220S | 20 | 49.C5 | UAI1220:IE | ISOLATOR PANEL | 49.C6
EA1231:1 | PANEL | WC1333 | RED | UAI12311 | 20 | 49.C4 | UAI1231:5 | ISOLATOR PANEL | 49.C6
EA1231:2 | PANEL | WC1333 | WHT | UAI12312 | 20 | 49.C4 | UAI1231:6 | ISOLATOR PANEL | 49.C6
EA1231:3 | PANEL | WC1333 | BLK | UAI12313 | 20 | 49.C4 | UAI1231:4 | ISOLATOR PANEL | 49.C6
FLOATING | PANEL | WC1333 | SH | UAI1231S | 20 | 49.D5 | UAI1231:IE | ISOLATOR PANEL | 49.C6
EA1230:1 | PANEL | WC1334 | RED | UAI12301 | 20 | 49.D4 | UAI1230:5 | ISOLATOR PANEL | 49.D6
EA1230:2 | PANEL | WC1334 | WHT | UAI12302 | 20 | 49.D4 | UAI1230:6 | ISOLATOR PANEL | 49.D6
EA1230:3 | PANEL | WC1334 | BLK | UAI12303 | 20 | 49.D4 | UAI1230:4 | ISOLATOR PANEL | 49.D6
FLOATING | PANEL | WC1334 | SH | UAI1230S | 20 | 49.D5 | UAI1230:IE | ISOLATOR PANEL | 49.D6
EA1262:1 | PANEL | WC1335 | RED | UAI12621 | 20 | 49.D4 | UAI1262:5 | ISOLATOR PANEL | 49.D6
EA1262:2 | PANEL | WC1335 | WHT | UAI12622 | 20 | 49.D4 | UAI1262:6 | ISOLATOR PANEL | 49.D6
EA1262:3 | PANEL | WC1335 | BLK | UAI12623 | 20 | 49.D4 | UAI1262:4 | ISOLATOR PANEL | 49.D6
FLOATING | PANEL | WC1335 | SH | UAI1262S | 20 | 49.D5 | UAI1262:IE | ISOLATOR PANEL | 49.D6
EA1273:1 | PANEL | WC1336 | RED | UAI12731 | 20 | 50.A4 | UAI1273:5 | ISOLATOR PANEL | 50.A5
EA1241:1 | PANEL | WC1337 | RED | UAI12411 | 20 | 50.B4 | UAI1241:5 | ISOLATOR PANEL | 50.B5
EA1240:1 | PANEL | WC1338 | RED | UAI12401 | 20 | 50.B4 | UAI1240:5 | ISOLATOR PANEL | 50.B5
EA1251:1 | PANEL | WC1339 | RED | UAI12511 | 20 | 50.C4 | UAI1251:5 | ISOLATOR PANEL | 50.C5
EA1250:1 | PANEL | WC1340 | RED | UAI12501 | 20 | 50.C4 | UAI1250:5 | ISOLATOR PANEL | 50.C5
EA1272:1 | PANEL | WC1341 | RED | UAI12721 | 20 | 50.C4 | UAI1272:5 | ISOLATOR PANEL | 50.C5
EA4473:1 | PANEL | WC1352 | RED | UAI44731 | 20 | 63.A4 | UAI4473:5 | ISOLATOR PANEL | 63.A6
EA4473:2 | PANEL | WC1352 | WHT | UAI44732 | 20 | 63.A4 | UAI4473:6 | ISOLATOR PANEL | 63.A6
EA4473:3 | PANEL | WC1352 | BLK | UAI44733 | 20 | 63.A4 | UAI4473:4 | ISOLATOR PANEL | 63.A6
FLOATING | PANEL | WC1352 | SH | UAI4473S | 20 | 63.A5 | UAI4473:IE | ISOLATOR PANEL | 63.A6
EA4461:1 | PANEL | WC1353 | RED | UAI44611 | 20 | 63.B4 | UAI4461:5 | ISOLATOR PANEL | 63.B6
EA4461:2 | PANEL | WC1353 | WHT | UAI44612 | 20 | 63.B4 | UAI4461:6 | ISOLATOR PANEL | 63.B6
EA4461:3 | PANEL | WC1353 | BLK | UAI44613 | 20 | 63.B4 | UAI4461:4 | ISOLATOR PANEL | 63.B6
FLOATING | PANEL | WC1353 | SH | UAI4461S | 20 | 63.B5 | UAI4461:IE | ISOLATOR PANEL | 63.B6
EA4460:1 | PANEL | WC1354 | RED | UAI44601 | 20 | 63.B4 | UAI4460:5 | ISOLATOR PANEL | 63.B6
EA4460:2 | PANEL | WC1354 | WHT | UAI44602 | 20 | 63.B4 | UAI4460:6 | ISOLATOR PANEL | 63.B6
EA4460:3 | PANEL | WC1354 | BLK | UAI44603 | 20 | 63.B4 | UAI4460:4 | ISOLATOR PANEL | 63.B6
FLOATING | PANEL | WC1354 | SH | UAI4460S | 20 | 63.B5 | UAI4460:IE | ISOLATOR PANEL | 63.B6
EA4471:1 | PANEL | WC1355 | RED | UAI44711 | 20 | 63.C4 | UAI4471:5 | ISOLATOR PANEL | 63.C6
EA4471:2 | PANEL | WC1355 | WHT | UAI44712 | 20 | 63.C4 | UAI4471:6 | ISOLATOR PANEL | 63.C6
EA4471:3 | PANEL | WC1355 | BLK | UAI44713 | 20 | 63.C4 | UAI4471:4 | ISOLATOR PANEL | 63.C6
FLOATING | PANEL | WC1355 | SH | UAI4471S | 20 | 63.C5 | UAI4471:IE | ISOLATOR PANEL | 63.C6
EA4470:1 | PANEL | WC1356 | RED | UAI44701 | 20 | 63.C4 | UAI4470:5 | ISOLATOR PANEL | 63.C6
EA4470:2 | PANEL | WC1356 | WHT | UAI44702 | 20 | 63.C4 | UAI4470:6 | ISOLATOR PANEL | 63.C6
EA4470:3 | PANEL | WC1356 | BLK | UAI44703 | 20 | 63.C4 | UAI4470:4 | ISOLATOR PANEL | 63.C6
FLOATING | PANEL | WC1356 | SH | UAI4470S | 20 | 63.C5 | UAI4470:IE | ISOLATOR PANEL | 63.C6
EA4462:1 | PANEL | WC1357 | RED | UAI44621 | 20 | 63.C4 | UAI4462:5 | ISOLATOR PANEL | 63.C6
EA4462:2 | PANEL | WC1357 | WHT | UAI44622 | 20 | 63.C4 | UAI4462:6 | ISOLATOR PANEL | 63.C6
EA4462:3 | PANEL | WC1357 | BLK | UAI44623 | 20 | 63.C4 | UAI4462:4 | ISOLATOR PANEL | 63.C6
FLOATING | PANEL | WC1357 | SH | UAI4462S | 20 | 63.D5 | UAI4462:IE | ISOLATOR PANEL | 63.C6
EA4472:1 | PANEL | WC1358 | RED | UAI44721 | 20 | 63.D4 | UAI4472:5 | ISOLATOR PANEL | 63.D6
EA4472:2 | PANEL | WC1358 | WHT | UAI44722 | 20 | 63.D4 | UAI4472:6 | ISOLATOR PANEL | 63.D6
EA4472:3 | PANEL | WC1358 | BLK | UAI44723 | 20 | 63.D4 | UAI4472:4 | ISOLATOR PANEL | 63.D6
FLOATING | PANEL | WC1358 | SH | UAI4472S | 20 | 63.D5 | UAI4472:IE | ISOLATOR PANEL | 63.D6
EA1204:1 | PANEL | WC1427 | RED | 042010 | 20 | 50.D4 | AF0420:10 | TURBINE VIBRATION PANEL | 50.D6
EA1204:2 | PANEL | WC1427 | BLK | 042012 | 20 | 50.D4 | AF0420:12 | TURBINE VIBRATION PANEL | 50.D6
FLOATING | PANEL | WC1427 | SH | 042027 | 20 | 50.D5 | AF0420:27 | TURBINE VIBRATION PANEL | 50.D6
EA4438A:1 | PANEL | WC2400 | RED | EA4438A1 | 20 | 64.A5 | UAI4438:4 | ISOLATOR PANEL | 64.A6
EA4438A:2 | PANEL | WC2400 | WHT | EA4438A2 | 20 | 64.A5 | UAI4438:3 | ISOLATOR PANEL | 64.A6
EA4438B:1 | PANEL | WC2400 | BLK | EA4438B1 | 20 | 64.A5 | UAI4438:2 | ISOLATOR PANEL | 64.A6
EA4438B:2 | PANEL | WC2400 | SH | EA4438B2 | 20 | 64.A5 | UAI4438:IE | ISOLATOR PANEL | 64.A6
EA4417A:1 | PANEL | WC2403 | RED | EA4417A1 | 20 | 64.D5 | UAI4417:4 | ISOLATOR PANEL | 64.D6
EA4417A:2 | PANEL | WC2403 | WHT | EA4417A2 | 20 | 64.D5 | UAI4417:3 | ISOLATOR PANEL | 64.D6
EA4417B:1 | PANEL | WC2403 | BLK | EA4417B1 | 20 | 64.D5 | UAI4417:2 | ISOLATOR PANEL | 64.D6
EA4417B:2 | PANEL | WC2403 | SH | EA4417B2 | 20 | 64.D5 | UAI4417:IE | ISOLATOR PANEL | 64.D6
EA4413:1 | PANEL | WC2405 | RED | EA44131 | 20 | 65.B5 | UAI4413:4 | ISOLATOR PANEL | 65.B6
EA4413:2 | PANEL | WC2405 | WHT | EA44132 | 20 | 65.B5 | UAI4413:3 | ISOLATOR PANEL | 65.B6
EA4413B:1 | PANEL | WC2405 | BLK | EA4413B1 | 20 | 65.B5 | UAI4413:2 | ISOLATOR PANEL | 65.B6
EA4413B:2 | PANEL | WC2405 | SH | EA4413B2 | 20 | 65.B5 | UAI4413:IE | ISOLATOR PANEL | 65.B6
EA4433:1 | PANEL | WC2407 | RED | EA44331 | 20 | 65.D5 | UAI4433:4 | ISOLATOR PANEL | 65.D6
EA4433:2 | PANEL | WC2407 | WHT | EA44332 | 20 | 65.D5 | UAI4433:3 | ISOLATOR PANEL | 65.D6
EA4433B:1 | PANEL | WC2407 | BLK | EA4433B1 | 20 | 65.D5 | UAI4433:2 | ISOLATOR PANEL | 65.D6
EA4433B:2 | PANEL | WC2407 | SH | EA4433B2 | 20 | 65.D5 | UAI4433:IE | ISOLATOR PANEL | 65.D6
EA7410A:1 | PANEL | WC2408 | RED | EA7410A1 | 20 | 68.A5 | UAI7410:4 | ISOLATOR PANEL | 68.A6
EA7410A:2 | PANEL | WC2408 | WHT | EA7410A2 | 20 | 68.A5 | UAI7410:3 | ISOLATOR PANEL | 68.A6
EA7410B:1 | PANEL | WC2408 | BLK | EA7410B1 | 20 | 68.A5 | UAI7410:2 | ISOLATOR PANEL | 68.A6
EA7410B:2 | PANEL | WC2408 | SH | EA7410B2 | 20 | 68.A5 | UAI7410:IE | ISOLATOR PANEL | 68.A6
EA4430A:1 | PANEL | WC2409 | RED | EA4430A1 | 20 | 67.A5 | UAI4430:4 | ISOLATOR PANEL | 67.A6
EA4430A:2 | PANEL | WC2409 | WHT | EA4430A2 | 20 | 67.A5 | UAI4430:3 | ISOLATOR PANEL | 67.A6
EA4430B:1 | PANEL | WC2409 | BLK | EA4430B1 | 20 | 67.A5 | UAI4430:2 | ISOLATOR PANEL | 67.A6
EA4430B:2 | PANEL | WC2409 | SH | EA4430B2 | 20 | 67.A5 | UAI4430:IE | ISOLATOR PANEL | 67.A6
EA4431A:1 | PANEL | WC2410 | RED | EA4431A1 | 20 | 67.B5 | UAI4431:4 | ISOLATOR PANEL | 67.B6
EA4431A:2 | PANEL | WC2410 | WHT | EA4431A2 | 20 | 67.B5 | UAI4431:3 | ISOLATOR PANEL | 67.B6
EA4431B:1 | PANEL | WC2410 | BLK | EA4431B1 | 20 | 67.B5 | UAI4431:2 | ISOLATOR PANEL | 67.B6
EA4431B:2 | PANEL | WC2410 | SH | EA4431B2 | 20 | 67.B5 | UAI4431:IE | ISOLATOR PANEL | 67.B6
EA7460A:1 | PANEL | WC2412 | RED | EA7460A1 | 20 | 58.B5 | UAI7460:4 | ISOLATOR PANEL | 58.B6
EA7460A:2 | PANEL | WC2412 | WHT | EA7460A2 | 20 | 58.B5 | UAI7460:3 | ISOLATOR PANEL | 58.B6
EA7460B:1 | PANEL | WC2412 | BLK | EA7460B1 | 20 | 58.C5 | UAI7460:2 | ISOLATOR PANEL | 58.B6
EA7460B:2 | PANEL | WC2412 | SH | EA7460B2 | 20 | 58.C5 | UAI7460:IE | ISOLATOR PANEL | 58.B6
EA4437A:1 | PANEL | WC2414 | RED | EA4437A1 | 20 | 64.B5 | UAI4437:4 | ISOLATOR PANEL | 64.B6
EA4437A:2 | PANEL | WC2414 | WHT | EA4437A2 | 20 | 64.B5 | UAI4437:3 | ISOLATOR PANEL | 64.B6
EA4437B:1 | PANEL | WC2414 | BLK | EA4437B1 | 20 | 64.B5 | UAI4437:2 | ISOLATOR PANEL | 64.B6
EA4437B:2 | PANEL | WC2414 | SH | EA4437B2 | 20 | 64.B5 | UAI4437:IE | ISOLATOR PANEL | 64.B6
EA4418A:1 | PANEL | WC2415 | RED | EA4418A1 | 20 | 64.C5 | UAI4418:4 | ISOLATOR PANEL | 64.C6
EA4418A:2 | PANEL | WC2415 | WHT | EA4418A2 | 20 | 64.C5 | UAI4418:3 | ISOLATOR PANEL | 64.C6
EA4418B:1 | PANEL | WC2415 | BLK | EA4418B1 | 20 | 64.C5 | UAI4418:2 | ISOLATOR PANEL | 64.C6
EA4418B:2 | PANEL | WC2415 | SH | EA4418B2 | 20 | 64.C5 | UAI4418:IE | ISOLATOR PANEL | 64.C6
EA1100A:1 | PANEL | WC2500 | RED | 006845 | 20 | 32.A5 | AF0068:45 | TURBINE PANEL B | 32.A7
EA1100A:2 | PANEL | WC2500 | WHT | 006829 | 20 | 32.A5 | AF0068:29 | TURBINE PANEL B | 32.A7
EA1100B:1 | PANEL | WC2500 | BLK | 006828 | 20 | 32.A5 | AF0068:28 | TURBINE PANEL B | 32.A7
EA1100B:2 | PANEL | WC2500 | SH | 006860 | 20 | 32.A5 | AF0068:60 | TURBINE PANEL B | 32.A7
EA1150:1 | PANEL | WC2501 | RED | 006800 | 20 | 32.B5 | AF0068:00 | TURBINE PANEL B | 32.B7
EA1150:2 | PANEL | WC2501 | BLK | 006801 | 20 | 32.B5 | AF0068:01 | TURBINE PANEL B | 32.B7
FLOATING | PANEL | WC2501 | SH | 006848 | 20 | 32.B6 | AF0068:48 | TURBINE PANEL B | 32.B7
EA1151:1 | PANEL | WC2502 | RED | 007300 | 20 | 32.B5 | AF0073:00 | TURBINE PANEL B | 32.B7
EA1151:2 | PANEL | WC2502 | BLK | 007301 | 20 | 32.B5 | AF0073:01 | TURBINE PANEL B | 32.B7
FLOATING | PANEL | WC2502 | SH | 007348 | 20 | 32.B6 | AF0073:48 | TURBINE PANEL B | 32.B7
EA1152:1 | PANEL | WC2503 | RED | 006802 | 20 | 32.C5 | AF0068:02 | TURBINE PANEL B | 32.C7
EA1152:2 | PANEL | WC2503 | BLK | 006803 | 20 | 32.C5 | AF0068:03 | TURBINE PANEL B | 32.C7
FLOATING | PANEL | WC2503 | SH | 006850 | 20 | 32.C6 | AF0068:50 | TURBINE PANEL B | 32.C7
EA1153:1 | PANEL | WC2504 | RED | 007302 | 20 | 32.C5 | AF0073:02 | TURBINE PANEL B | 32.C7
EA1153:2 | PANEL | WC2504 | BLK | 007303 | 20 | 32.C5 | AF0073:03 | TURBINE PANEL B | 32.C7
FLOATING | PANEL | WC2504 | SH | 007350 | 20 | 32.C6 | AF0073:50 | TURBINE PANEL B | 32.C7
EA1154:1 | PANEL | WC2505 | RED | 006804 | 20 | 32.D5 | AF0068:04 | TURBINE PANEL B | 32.D7
EA1154:2 | PANEL | WC2505 | BLK | 006805 | 20 | 32.D5 | AF0068:05 | TURBINE PANEL B | 32.D7
FLOATING | PANEL | WC2505 | SH | 006852 | 20 | 32.D6 | AF0068:52 | TURBINE PANEL B | 32.D7
EA1155:1 | PANEL | WC2506 | RED | 007304 | 20 | 32.D5 | AF0073:04 | TURBINE PANEL B | 32.D7
EA1155:2 | PANEL | WC2506 | BLK | 007305 | 20 | 32.D5 | AF0073:05 | TURBINE PANEL B | 32.D7
FLOATING | PANEL | WC2506 | SH | 007352 | 20 | 32.D6 | AF0073:52 | TURBINE PANEL B | 32.D7
EA1156:1 | PANEL | WC2507 | RED | 006806 | 20 | 33.A5 | AF0068:06 | TURBINE PANEL B | 33.A8
EA1156:2 | PANEL | WC2507 | BLK | 006807 | 20 | 33.A5 | AF0068:07 | TURBINE PANEL B | 33.A8
FLOATING | PANEL | WC2507 | SH | 006854 | 20 | 33.B6 | AF0068:54 | TURBINE PANEL B | 33.A8
EA1157:1 | PANEL | WC2508 | RED | 007306 | 20 | 33.B5 | AF0073:06 | TURBINE PANEL B | 33.B8
EA1157:2 | PANEL | WC2508 | BLK | 007307 | 20 | 33.B5 | AF0073:07 | TURBINE PANEL B | 33.B8
FLOATING | PANEL | WC2508 | SH | 007354 | 20 | 33.B6 | AF0073:54 | TURBINE PANEL B | 33.B8
EA1158:1 | PANEL | WC2509 | RED | 006808 | 20 | 33.B5 | AF0068:08 | TURBINE PANEL B | 33.B8
EA1158:2 | PANEL | WC2509 | BLK | 006809 | 20 | 33.B5 | AF0068:09 | TURBINE PANEL B | 33.B8
FLOATING | PANEL | WC2509 | SH | 006856 | 20 | 33.C6 | AF0068:56 | TURBINE PANEL B | 33.B8
EA1159:1 | PANEL | WC2510 | RED | 007308 | 20 | 33.C5 | AF0073:08 | TURBINE PANEL B | 33.C8
EA1159:2 | PANEL | WC2510 | BLK | 007309 | 20 | 33.C5 | AF0073:09 | TURBINE PANEL B | 33.C8
FLOATING | PANEL | WC2510 | SH | 007356 | 20 | 33.C6 | AF0073:56 | TURBINE PANEL B | 33.C8
EA1160:1 | PANEL | WC2511 | RED | 006810 | 20 | 33.C5 | AF0068:10 | TURBINE PANEL B | 33.C7
EA1160:2 | PANEL | WC2511 | BLK | 006811 | 20 | 33.C5 | AF0068:11 | TURBINE PANEL B | 33.C7
FLOATING | PANEL | WC2511 | SH | 006858 | 20 | 33.D6 | AF0068:58 | TURBINE PANEL B | 33.C7
EA1161:1 | PANEL | WC2512 | RED | 007310 | 20 | 33.D5 | AF0073:10 | TURBINE PANEL B | 33.D7
EA1161:2 | PANEL | WC2512 | BLK | 007311 | 20 | 33.D5 | AF0073:11 | TURBINE PANEL B | 33.D7
FLOATING | PANEL | WC2512 | SH | 007358 | 20 | 33.D6 | AF0073:58 | TURBINE PANEL B | 33.D7
EA7647:1 | PANEL | WC2540 | RED | 007232 | 20 | 84.B5 | AF0072:32 | TURBINE PANEL B | 84.B6
EA7647:2 | PANEL | WC2540 | BLK | 007200 | 20 | 84.B5 | AF0072:00 | TURBINE PANEL B | 84.B6
FLOATING | PANEL | WC2540 | SH | 007248 | 20 | 84.B6 | AF0072:48 | TURBINE PANEL B | 84.B6
EA7648:1 | PANEL | WC2541 | RED | 006536 | 20 | 85.C5 | AF0065:36 | TURBINE PANEL B | 85.C6
EA7648:2 | PANEL | WC2541 | BLK | 006504 | 20 | 85.C5 | AF0065:04 | TURBINE PANEL B | 85.C6
FLOATING | PANEL | WC2541 | SH | 006552 | 20 | 85.C6 | AF0065:52 | TURBINE PANEL B | 85.C6
EA4410:1 | PANEL | WC2558 | RED | EA44101 | 20 | 66.A5 | UAI4410:1+ | ISOLATOR PANEL | 66.A6
EA4410:2 | PANEL | WC2558 | BLK | EA44102 | 20 | 66.A5 | UAI4410:3 | ISOLATOR PANEL | 66.A6
FLOATING | PANEL | WC2558 | SH | EA4410S | 20 | 66.A5 | UAI4410:IEG | ISOLATOR PANEL | 66.A6
EA4411:1 | PANEL | WC2559 | RED | EA44111 | 20 | 66.A5 | UAI4411:1+ | ISOLATOR PANEL | 66.A6
EA4411:2 | PANEL | WC2559 | BLK | EA44112 | 20 | 66.A5 | UAI4411:3 | ISOLATOR PANEL | 66.A6
FLOATING | PANEL | WC2559 | SH | EA4411S | 20 | 66.B5 | UAI4411:IE | ISOLATOR PANEL | 66.A6
EA4430:1 | PANEL | WC2560 | RED | EA44301 | 20 | 66.B5 | UAI4435:1+ | ISOLATOR PANEL | 66.B6
EA4430:2 | PANEL | WC2560 | BLK | EA44302 | 20 | 66.B5 | UAI4435:3 | ISOLATOR PANEL | 66.B6
FLOATING | PANEL | WC2560 | SH | EA4430S | 20 | 66.C5 | UAI4435:IE | ISOLATOR PANEL | 66.B6
EA4431:1 | PANEL | WC2561 | RED | EA44311 | 20 | 66.C5 | UAI4434:1+ | ISOLATOR PANEL | 66.C6
EA4431:2 | PANEL | WC2561 | BLK | EA44312 | 20 | 66.C5 | UAI4434:3 | ISOLATOR PANEL | 66.C6
FLOATING | PANEL | WC2561 | SH | EA4431S | 20 | 66.C5 | UAI4434:IE | ISOLATOR PANEL | 66.C6
EA4432:1 | PANEL | WC2562 | RED | EA44321 | 20 | 66.D5 | UAI4432:1+ | ISOLATOR PANEL | 66.D6
EA4432:2 | PANEL | WC2562 | BLK | EA44322 | 20 | 66.D5 | UAI4432:3 | ISOLATOR PANEL | 66.D6
FLOATING | PANEL | WC2562 | SH | EA4432S | 20 | 66.D5 | UAI4432:IE | ISOLATOR PANEL | 66.D6
EA5171:1 | PANEL | WC2564 | RED | EA51711 | 20 | 73.A5 | UAI5172:1+ | ISOLATOR PANEL | 73.A6
EA5171:2 | PANEL | WC2564 | BLK | EA51712 | 20 | 73.A5 | UAI5172:3 | ISOLATOR PANEL | 73.A6
FLOATING | PANEL | WC2564 | SH | EA5171S | 20 | 73.A5 | UAI5172:IE | ISOLATOR PANEL | 73.A6
EA5161:1 | PANEL | WC2565 | RED | EA51611 | 20 | 73.B5 | UAI5161:1+ | ISOLATOR PANEL | 73.B6
EA5161:2 | PANEL | WC2565 | BLK | EA51612 | 20 | 73.B5 | UAI5161:3 | ISOLATOR PANEL | 73.B6
FLOATING | PANEL | WC2565 | SH | EA5161S | 20 | 73.B5 | UAI5161:IE | ISOLATOR PANEL | 73.B6
EA5170:1 | PANEL | WC2580 | RED | EA51701 | 20 | 72.A5 | UAI5171:1+ | ISOLATOR PANEL | 72.A6
EA5170:2 | PANEL | WC2580 | BLK | EA51702 | 20 | 72.A5 | UAI5171:3 | ISOLATOR PANEL | 72.A6
FLOATING | PANEL | WC2580 | SH | EA5170S | 20 | 72.A5 | UAI5171:IE | ISOLATOR PANEL | 72.A6
EA5160:1 | PANEL | WC2587 | RED | EA51601 | 20 | 72.B5 | UAI5162:1+ | ISOLATOR PANEL | 72.B6
EA5160:2 | PANEL | WC2587 | BLK | EA51602 | 20 | 72.B5 | UAI5162:3 | ISOLATOR PANEL | 72.B6
FLOATING | PANEL | WC2587 | SH | EA5160S | 20 | 72.B5 | UAI5162:IE | ISOLATOR PANEL | 72.B6
EA5150:1 | PANEL | WC2588 | RED | EA51501 | 20 | 72.B5 | UAI5150:1+ | ISOLATOR PANEL | 72.B6
EA5150:2 | PANEL | WC2588 | BLK | EA51502 | 20 | 72.B5 | UAI5150:3 | ISOLATOR PANEL | 72.B6
FLOATING | PANEL | WC2588 | SH | EA5150S | 20 | 72.C5 | UAI5150:IE | ISOLATOR PANEL | 72.B6
EA5130:1 | PANEL | WC2589 | RED | EA51301 | 20 | 72.C5 | UAI5130:1+ | ISOLATOR PANEL | 72.C6
EA5130:2 | PANEL | WC2589 | BLK | EA51302 | 20 | 72.C5 | UAI5130:3 | ISOLATOR PANEL | 72.C6
FLOATING | PANEL | WC2589 | SH | EA5130S | 20 | 72.C5 | UAI5130:IE | ISOLATOR PANEL | 72.C6
EA4414:1 | PANEL | WC2604 | RED | 120923 | 20 | 65.A5 | AF1209:23 | HP COMPRESSOR PANEL | 65.A7
EA4414:2 | PANEL | WC2604 | WHT | 120907 | 20 | 65.A5 | AF1209:07 | HP COMPRESSOR PANEL | 65.A7
EA4414B:1 | PANEL | WC2604 | BLK | 120906 | 20 | 65.A5 | AF1209:06 | HP COMPRESSOR PANEL | 65.A7
EA4414B:2 | PANEL | WC2604 | SH | 120954 | 20 | 65.A5 | AF1209:54 | HP COMPRESSOR PANEL | 65.A7
EA4434:1 | PANEL | WC2606 | RED | 120927 | 20 | 65.C5 | AF1209:27 | HP COMPRESSOR PANEL | 65.C7
EA4434:2 | PANEL | WC2606 | WHT | 120911 | 20 | 65.C5 | AF1209:11 | HP COMPRESSOR PANEL | 65.C7
EA4434B:1 | PANEL | WC2606 | BLK | 120910 | 20 | 65.C5 | AF1209:10 | HP COMPRESSOR PANEL | 65.C7
EA4434B:2 | PANEL | WC2606 | SH | 120958 | 20 | 65.C5 | AF1209:58 | HP COMPRESSOR PANEL | 65.C7
EA5120:1 | PANEL | WC2613 | RED | EA51201 | 20 | 75.A5 | UAI5120:1+ | ISOLATOR PANEL | 75.A6
EA5120:2 | PANEL | WC2613 | BLK | EA51202 | 20 | 75.A5 | UAI5120:3 | ISOLATOR PANEL | 75.A6
EA5120:3 | PANEL | WC2613 | SH | EA51203 | 20 | 75.A5 | UAI5120:IE | ISOLATOR PANEL | 75.A6
EA1120:1 | PANEL | WC2620 | RED | 006532 | 20 | 34.A5 | AF0065:32 | TURBINE PANEL B | 34.A7
EA1120:2 | PANEL | WC2620 | BLK | 006500 | 20 | 34.A5 | AF0065:00 | TURBINE PANEL B | 34.A7
FLOATING | PANEL | WC2620 | SH | 006548 | 20 | 34.A6 | AF0065:48 | TURBINE PANEL B | 34.A7
EA1110:1 | PANEL | WC2622 | RED | 008542 | 20 | 35.C5 | AF0085:42 | TURBINE PANEL A | 35.C7
EA1110:2 | PANEL | WC2622 | BLK | 008510 | 20 | 35.C5 | AF0085:10 | TURBINE PANEL A | 35.C7
FLOATING | PANEL | WC2622 | SH | 008558 | 20 | 35.C6 | AF0085:58 | TURBINE PANEL A | 35.C7
EA6400:1 | PANEL | WC2625 | RED | 007244 | 20 | 37.A5 | AF0072:44 | TURBINE PANEL B | 37.A7
EA6400:2 | PANEL | WC2625 | BLK | 007212 | 20 | 37.A5 | AF0072:12 | TURBINE PANEL B | 37.A7
FLOATING | PANEL | WC2625 | SH | 007260 | 20 | 37.A6 | AF0072:60 | TURBINE PANEL B | 37.A7
EA2126:1 | PANEL | WC2626 | RED | 007540 | 20 | 40.B5 | AF0075:40 | TURBINE PANEL B | 40.B7
EA2126:2 | PANEL | WC2626 | BLK | 007508 | 20 | 40.B5 | AF0075:08 | TURBINE PANEL B | 40.B7
FLOATING | PANEL | WC2626 | SH | 007556 | 20 | 40.B6 | AF0075:56 | TURBINE PANEL B | 40.B7
EA2125:1 | PANEL | WC2627 | RED | 007345 | 20 | 38.C5 | AF0073:45 | TURBINE PANEL B | 38.C7
EA2125:2 | PANEL | WC2627 | WHT | 007329 | 20 | 38.C5 | AF0073:29 | TURBINE PANEL B | 38.C7
EA2127:1 | PANEL | WC2627 | BLK | 007328 | 20 | 38.D5 | AF0073:28 | TURBINE PANEL B | 38.C7
EA2127:2 | PANEL | WC2627 | SH | 007360 | 20 | 38.D5 | AF0073:60 | TURBINE PANEL B | 38.C7
EA2130A:1 | PANEL | WC2628 | RED | 006604 | 20 | 39.A5 | AF0066:04 | TURBINE PANEL B | 39.A7
EA2130A:2 | PANEL | WC2628 | BLK | 006620 | 20 | 39.A5 | AF0066:20 | TURBINE PANEL B | 39.A7
FLOATING | PANEL | WC2628 | SH | 006652 | 20 | 39.A6 | AF0066:52 | TURBINE PANEL B | 39.A7
EA2130B:1 | PANEL | WC2629 | RED | 007400 | 20 | 39.A5 | AF0074:00 | TURBINE PANEL B | 39.A7
EA2130B:2 | PANEL | WC2629 | BLK | 007416 | 20 | 39.A5 | AF0074:16 | TURBINE PANEL B | 39.A7
FLOATING | PANEL | WC2629 | SH | 007448 | 20 | 39.A6 | AF0074:48 | TURBINE PANEL B | 39.A7
EA2130:1 | PANEL | WC2634 | RED | 006440 | 20 | 40.B5 | AF0064:40 | TURBINE PANEL B | 40.B7
EA2130:2 | PANEL | WC2634 | BLK | 006408 | 20 | 40.B5 | AF0064:08 | TURBINE PANEL B | 40.B7
FLOATING | PANEL | WC2634 | SH | 006456 | 20 | 40.B6 | AF0064:56 | TURBINE PANEL B | 40.B7
EA2131:1 | PANEL | WC2635 | RED | 007532 | 20 | 40.C5 | AF0075:32 | TURBINE PANEL B | 40.C7
EA2131:2 | PANEL | WC2635 | BLK | 007500 | 20 | 40.C5 | AF0075:00 | TURBINE PANEL B | 40.C7
FW2:1 | PANEL | WC2635 | SH | 007548 | 20 | 40.C6 | AF0075:48 | TURBINE PANEL B | 40.C7
EA2121:1 | PANEL | WC2637 | RED | 006432 | 20 | 40.A5 | AF0064:32 | TURBINE PANEL B | 40.A7
EA2121:2 | PANEL | WC2637 | BLK | 006400 | 20 | 40.A5 | AF0064:00 | TURBINE PANEL B | 40.A7
FLOATING | PANEL | WC2637 | SH | 006448 | 20 | 40.A6 | AF0064:48 | TURBINE PANEL B | 40.A7
EA2122:1 | PANEL | WC2640 | RED | 007240 | 20 | 45.A5 | AF0072:40 | TURBINE PANEL B | 45.A7
EA2122:2 | PANEL | WC2640 | BLK | 007208 | 20 | 45.A5 | AF0072:08 | TURBINE PANEL B | 45.A7
FLOATING | PANEL | WC2640 | SH | 007256 | 20 | 45.A6 | AF0072:56 | TURBINE PANEL B | 45.A7
EA2108:1 | PANEL | WC2641 | RED | 008612 | 20 | 46.C5 | AF0086:12 | TURBINE PANEL A | 46.C7
EA2108:2 | PANEL | WC2641 | BLK | 008628 | 20 | 46.C5 | AF0086:28 | TURBINE PANEL A | 46.C7
FLOATING | PANEL | WC2641 | SH | 008660 | 20 | 46.C6 | AF0086:60 | TURBINE PANEL A | 46.C7
EA1260A:3 | PANEL | WC2642 | RED | 007104 | 20 | 47.A5 | AF0071:04 | TURBINE PANEL B | 47.A7
EA1260A:4 | PANEL | WC2642 | BLK | 007120 | 20 | 47.A5 | AF0071:20 | TURBINE PANEL B | 47.A7
EA1260B:3 | PANEL | WC2642 | SH | 007152 | 20 | 47.A5 | AF0071:52 | TURBINE PANEL B | 47.A7
EA1270A:3 | PANEL | WC2643 | RED | 007112 | 20 | 47.B5 | AF0071:12 | TURBINE PANEL B | 47.B7
EA1270A:4 | PANEL | WC2643 | BLK | 007128 | 20 | 47.B5 | AF0071:28 | TURBINE PANEL B | 47.B7
EA1270B:3 | PANEL | WC2643 | SH | 007160 | 20 | 47.B5 | AF0071:60 | TURBINE PANEL B | 47.B7
EA1261A:1 | PANEL | WC2644 | RED | 008319 | 20 | 48.A5 | AF0083:19 | TURBINE PANEL A | 48.A7
EA1261A:2 | PANEL | WC2644 | WHT | 008303 | 20 | 48.A5 | AF0083:03 | TURBINE PANEL A | 48.A7
EA1261B:1 | PANEL | WC2644 | BLK | 008302 | 20 | 48.A5 | AF0083:02 | TURBINE PANEL A | 48.A7
EA1261B:2 | PANEL | WC2644 | SH | 008350 | 20 | 48.A5 | AF0083:50 | TURBINE PANEL A | 48.A7
EA1271A:1 | PANEL | WC2645 | RED | 008317 | 20 | 48.C5 | AF0083:17 | TURBINE PANEL A | 48.C7
EA1271A:2 | PANEL | WC2645 | WHT | 008301 | 20 | 48.C5 | AF0083:01 | TURBINE PANEL A | 48.C7
EA1271B:1 | PANEL | WC2645 | BLK | 008300 | 20 | 48.C5 | AF0083:00 | TURBINE PANEL A | 48.C7
EA1271B:2 | PANEL | WC2645 | SH | 008348 | 20 | 48.C5 | AF0083:48 | TURBINE PANEL A | 48.C7
EA3510A:1 | PANEL | WC2646 | RED | 008321 | 20 | 51.A5 | AF0083:21 | TURBINE PANEL A | 51.A7
EA3510A:2 | PANEL | WC2646 | WHT | 008305 | 20 | 51.A5 | AF0083:05 | TURBINE PANEL A | 51.A7
EA3510B:1 | PANEL | WC2646 | BLK | 008304 | 20 | 51.A5 | AF0083:04 | TURBINE PANEL A | 51.A7
EA3510B:2 | PANEL | WC2646 | SH | 008352 | 20 | 51.A5 | AF0083:52 | TURBINE PANEL A | 51.A7
EA3520A:1 | PANEL | WC2647 | RED | 008323 | 20 | 51.B5 | AF0083:23 | TURBINE PANEL A | 51.B7
EA3520A:2 | PANEL | WC2647 | WHT | 008307 | 20 | 51.B5 | AF0083:07 | TURBINE PANEL A | 51.B7
EA3520B:1 | PANEL | WC2647 | BLK | 008306 | 20 | 51.B5 | AF0083:06 | TURBINE PANEL A | 51.B7
EA3520B:2 | PANEL | WC2647 | SH | 008354 | 20 | 51.B5 | AF0083:54 | TURBINE PANEL A | 51.B7
EA3540A:1 | PANEL | WC2648 | RED | 008325 | 20 | 51.C5 | AF0083:25 | TURBINE PANEL A | 51.C7
EA3540A:2 | PANEL | WC2648 | WHT | 008309 | 20 | 51.C5 | AF0083:09 | TURBINE PANEL A | 51.C7
EA3540B:1 | PANEL | WC2648 | BLK | 008308 | 20 | 51.D5 | AF0083:08 | TURBINE PANEL A | 51.C7
EA3540B:2 | PANEL | WC2648 | SH | 008356 | 20 | 51.D5 | AF0083:56 | TURBINE PANEL A | 51.C7
EA3200A:1 | PANEL | WC2649 | RED | 008417 | 20 | 52.A5 | AF0084:17 | TURBINE PANEL A | 52.A7
EA3200A:2 | PANEL | WC2649 | WHT | 008401 | 20 | 52.A5 | AF0084:01 | TURBINE PANEL A | 52.A7
EA2300B:1 | PANEL | WC2649 | BLK | 008400 | 20 | 52.A5 | AF0084:00 | TURBINE PANEL A | 52.A7
EA2300B:2 | PANEL | WC2649 | SH | 008448 | 20 | 52.A5 | AF0084:48 | TURBINE PANEL A | 52.A7
EA3240:1 | PANEL | WC2650 | RED | 008544 | 20 | 52.B5 | AF0085:44 | TURBINE PANEL A | 52.B7
EA3240:2 | PANEL | WC2650 | BLK | 008512 | 20 | 52.B5 | AF0085:12 | TURBINE PANEL A | 52.B7
FLOATING | PANEL | WC2650 | SH | 008560 | 20 | 52.B5 | AF0085:60 | TURBINE PANEL A | 52.B7
EA3200C:1 | PANEL | WC2651 | RED | 008538 | 20 | 52.C5 | AF0085:38 | TURBINE PANEL A | 52.C7
EA3200C:2 | PANEL | WC2651 | BLK | 008506 | 20 | 52.C5 | AF0085:06 | TURBINE PANEL A | 52.C7
FLOATING | PANEL | WC2651 | SH | 008554 | 20 | 52.C5 | AF0085:54 | TURBINE PANEL A | 52.C7
EA1262A:1 | PANEL | WC2652 | RED | 008431 | 20 | 48.B5 | AF0084:31 | TURBINE PANEL A | 48.B7
EA1262A:2 | PANEL | WC2652 | WHT | 008415 | 20 | 48.B5 | AF0084:15 | TURBINE PANEL A | 48.B7
EA1262B:1 | PANEL | WC2652 | BLK | 008414 | 20 | 48.B5 | AF0084:14 | TURBINE PANEL A | 48.B7
EA1262B:2 | PANEL | WC2652 | SH | 008462 | 20 | 48.B5 | AF0084:62 | TURBINE PANEL A | 48.B7
EA7645:1 | PANEL | WC2653 | RED | 008429 | 20 | 48.D5 | AF0084:29 | TURBINE PANEL A | 48.D7
EA7645:2 | PANEL | WC2653 | WHT | 008413 | 20 | 48.D5 | AF0084:13 | TURBINE PANEL A | 48.D7
EA7646:1 | PANEL | WC2653 | BLK | 008412 | 20 | 48.D5 | AF0084:12 | TURBINE PANEL A | 48.D7
EA7646:2 | PANEL | WC2653 | SH | 008460 | 20 | 48.D5 | AF0084:60 | TURBINE PANEL A | 48.D7
EA3103:1 | PANEL | WC2655 | RED | 008419 | 20 | 61.A5 | AF0084:19 | TURBINE PANEL A | 61.A7
EA3103:2 | PANEL | WC2655 | WHT | 008403 | 20 | 61.A5 | AF0084:03 | TURBINE PANEL A | 61.A7
EA3103B:1 | PANEL | WC2655 | BLK | 008402 | 20 | 61.B5 | AF0084:02 | TURBINE PANEL A | 61.A7
EA3103B:2 | PANEL | WC2655 | SH | 008450 | 20 | 61.B5 | AF0084:50 | TURBINE PANEL A | 61.A7
EA3221A:1 | PANEL | WC2656 | RED | 008421 | 20 | 61.C5 | AF0084:21 | TURBINE PANEL A | 61.C7
EA3221A:2 | PANEL | WC2656 | WHT | 008405 | 20 | 61.C5 | AF0084:05 | TURBINE PANEL A | 61.C7
EA3104B:1 | PANEL | WC2656 | BLK | 008404 | 20 | 61.C5 | AF0084:04 | TURBINE PANEL A | 61.C7
EA3104B:2 | PANEL | WC2656 | SH | 008452 | 20 | 61.C5 | AF0084:52 | TURBINE PANEL A | 61.C7
EA3105:1 | PANEL | WC2657 | RED | 008540 | 20 | 62.A5 | AF0085:40 | TURBINE PANEL A | 62.A7
EA3105:2 | PANEL | WC2657 | BLK | 008508 | 20 | 62.A5 | AF0085:08 | TURBINE PANEL A | 62.A7
FLOATING | PANEL | WC2657 | SH | 008556 | 20 | 62.B6 | AF0085:56 | TURBINE PANEL A | 62.A7
EA6110A:1 | PANEL | WC2662 | RED | 008329 | 20 | 82.C5 | AF0083:29 | TURBINE PANEL A | 82.C7
EA6110A:2 | PANEL | WC2662 | WHT | 008313 | 20 | 82.C5 | AF0083:13 | TURBINE PANEL A | 82.C7
EA6110B:1 | PANEL | WC2662 | BLK | 008312 | 20 | 82.C5 | AF0083:12 | TURBINE PANEL A | 82.C7
EA6110B:2 | PANEL | WC2662 | SH | 008360 | 20 | 82.C5 | AF0083:60 | TURBINE PANEL A | 82.C7
EA6180:1 | PANEL | WC2668 | RED | 008638 | 20 | 81.A5 | AF0086:38 | TURBINE PANEL A | 81.A7
EA6180:2 | PANEL | WC2668 | BLK | 008606 | 20 | 81.A5 | AF0086:06 | TURBINE PANEL A | 81.A7
FLOATING | PANEL | WC2668 | SH | 008654 | 20 | 81.A6 | AF0086:54 | TURBINE PANEL A | 81.A7
EA6310:1 | PANEL | WC2670 | RED | 008636 | 20 | 87.A5 | AF0086:36 | TURBINE PANEL A | 87.A7
EA6310:2 | PANEL | WC2670 | BLK | 008604 | 20 | 87.A5 | AF0086:04 | TURBINE PANEL A | 87.A7
FLOATING | PANEL | WC2670 | SH | 008652 | 20 | 87.A6 | AF0086:52 | TURBINE PANEL A | 87.A7
EA7631:1 | PANEL | WC2671 | RED | 014336 | 20 | 88.A5 | AF0143:36 | BOP PANEL | 88.A7
EA7631:2 | PANEL | WC2671 | BLK | 014304 | 20 | 88.A5 | AF0143:04 | BOP PANEL | 88.A7
FLOATING | PANEL | WC2671 | SH | 014352 | 20 | 88.A6 | AF0143:52 | BOP PANEL | 88.A7
EA7635:1 | PANEL | WC2675 | RED | 014400 | 20 | 88.C5 | AF0144:00 | BOP PANEL | 88.C7
EA7635:2 | PANEL | WC2675 | BLK | 014416 | 20 | 88.C5 | AF0144:16 | BOP PANEL | 88.C7
FLOATING | PANEL | WC2675 | SH | 014448 | 20 | 88.C6 | AF0144:48 | BOP PANEL | 88.C7
EA1111:1 | PANEL | WC2680 | RED | 008327 | 20 | 31.A5 | AF0083:27 | TURBINE PANEL A | 31.A7
EA1111:2 | PANEL | WC2680 | WHT | 008311 | 20 | 31.A5 | AF0083:11 | TURBINE PANEL A | 31.A7
EA1112:1 | PANEL | WC2680 | BLK | 008310 | 20 | 31.A5 | AF0083:10 | TURBINE PANEL A | 31.A7
EA1112:2 | PANEL | WC2680 | SH | 008358 | 20 | 31.A5 | AF0083:58 | TURBINE PANEL A | 31.A7
FLOATING | PANEL | WC2686 | SH | 120448 | 20 | 72.A6 | AF1204:48 | HP COMPRESSOR PANEL | 72.A6
FLOATING | PANEL | WC2688 | SH | 121052 | 20 | 72.C6 | AF1210:52 | HP COMPRESSOR PANEL | 72.B6
FLOATING | PANEL | WC2689 | SH | 121054 | 20 | 72.C6 | AF1210:54 | HP COMPRESSOR PANEL | 72.C6
EA7560:1 | PANEL | WC2691 | RED | 018500 | 20 | 25.A5 | AF0185:00 | BOP PANEL | 25.A7
EA7560:2 | PANEL | WC2691 | BLK | 018516 | 20 | 25.A5 | AF0185:16 | BOP PANEL | 25.A7
FLOATING | PANEL | WC2691 | SH | 018548 | 20 | 25.A6 | AF0185:48 | BOP PANEL | 25.A7
EA7561:1 | PANEL | WC2692 | RED | 018504 | 20 | 25.B5 | AF0185:04 | BOP PANEL | 25.B7
EA7561:2 | PANEL | WC2692 | BLK | 018520 | 20 | 25.B5 | AF0185:20 | BOP PANEL | 25.B7
FLOATING | PANEL | WC2692 | SH | 018552 | 20 | 25.B6 | AF0185:52 | BOP PANEL | 25.B7
EA1200:1 | PANEL | WC2693 | RED | 006512 | 20 | 17.B4 | AF0065:12 | TURBINE PANEL B | 17.B7
EA1200:2 | PANEL | WC2693 | BLK | 006528 | 20 | 17.B4 | AF0065:28 | TURBINE PANEL B | 17.B7
FLOATING | PANEL | WC2693 | SH | 006560 | 20 | 17.B5 | AF0065:60 | TURBINE PANEL B | 17.B7
EA1440:1 | PANEL | WC2694 | RED | 006610 | 20 | 30.A5 | AF0066:10 | TURBINE PANEL B | 30.A7
EA1440:2 | PANEL | WC2694 | BLK | 006626 | 20 | 30.A5 | AF0066:26 | TURBINE PANEL B | 30.A7
FLOATING | PANEL | WC2694 | SH | 006658 | 20 | 30.A6 | AF0066:58 | TURBINE PANEL B | 30.A7
EA1441:1 | PANEL | WC2695 | RED | 008514 | 20 | 30.A5 | AF0085:14 | TURBINE PANEL A | 30.A7
EA1441:2 | PANEL | WC2695 | BLK | 008530 | 20 | 30.A5 | AF0085:30 | TURBINE PANEL A | 30.A7
FLOATING | PANEL | WC2695 | SH | 008562 | 20 | 30.A6 | AF0085:62 | TURBINE PANEL A | 30.A7
EA1442:1 | PANEL | WC2696 | RED | 008600 | 20 | 30.B5 | AF0086:00 | TURBINE PANEL A | 30.B7
EA1442:2 | PANEL | WC2696 | BLK | 008616 | 20 | 30.B5 | AF0086:16 | TURBINE PANEL A | 30.B7
FLOATING | PANEL | WC2696 | SH | 008648 | 20 | 30.B5 | AF0086:48 | TURBINE PANEL A | 30.B7
EA1420:1 | PANEL | WC2697 | RED | 006608 | 20 | 29.A5 | AF0066:08 | TURBINE PANEL B | 29.A7
EA1420:2 | PANEL | WC2697 | BLK | 006624 | 20 | 29.A5 | AF0066:24 | TURBINE PANEL B | 29.A7
FLOATING | PANEL | WC2697 | SH | 006656 | 20 | 29.A5 | AF0066:56 | TURBINE PANEL B | 29.A7
EA1421:1 | PANEL | WC2698 | RED | 008500 | 20 | 29.A5 | AF0085:00 | TURBINE PANEL A | 29.B7
EA1421:2 | PANEL | WC2698 | BLK | 008516 | 20 | 29.A5 | AF0085:16 | TURBINE PANEL A | 29.B7
FLOATING | PANEL | WC2698 | SH | 008548 | 20 | 29.B6 | AF0085:48 | TURBINE PANEL A | 29.B7
EA3420:1 | PANEL | WC4423 | RED | EA34201 | 20 | 71.A5 | UAI3420:1+ | ISOLATOR PANEL | 71.A6
EA3420:2 | PANEL | WC4423 | BLK | EA34202 | 20 | 71.A5 | UAI3420:3 | ISOLATOR PANEL | 71.A6
EA3420:3 | PANEL | WC4423 | SH | EA34203 | 20 | 71.A5 | UAI3420:IE | ISOLATOR PANEL | 71.A6
EA5100:1 | PANEL | WC4424 | RED | EA51001 | 20 | 79.A5 | UAI5100:1+ | ISOLATOR PANEL | 79.A6
EA5100:2 | PANEL | WC4424 | BLK | EA51002 | 20 | 79.A5 | UAI5100:3 | ISOLATOR PANEL | 79.A6
EA5100:3 | PANEL | WC4424 | SH | EA51003 | 20 | 79.A5 | UAI5100:IE | ISOLATOR PANEL | 79.A6
EA5160A:1 | PANEL | WC4610 | RED | EA5160A1 | 20 | 78.A5 | UAI5160:4 | ISOLATOR PANEL | 78.A6
EA5160A:2 | PANEL | WC4610 | WHT | EA5160A2 | 20 | 78.A5 | UAI5160:3 | ISOLATOR PANEL | 78.A6
EA5160B:1 | PANEL | WC4610 | BLK | EA5160B1 | 20 | 78.A5 | UAI5160:2 | ISOLATOR PANEL | 78.A6
EA5160B:2 | PANEL | WC4610 | SH | EA5160B2 | 20 | 78.A5 | UAI5160:IE | ISOLATOR PANEL | 78.A6
EA5170A:1 | PANEL | WC4611 | RED | EA5170A1 | 20 | 78.B5 | UAI5170:4 | ISOLATOR PANEL | 78.B6
EA5170A:2 | PANEL | WC4611 | WHT | EA5170A2 | 20 | 78.B5 | UAI5170:3 | ISOLATOR PANEL | 78.B6
EA5170B:1 | PANEL | WC4611 | BLK | EA5170B1 | 20 | 78.B5 | UAI5170:2 | ISOLATOR PANEL | 78.B6
EA5170B:2 | PANEL | WC4611 | SH | EA5170B2 | 20 | 78.B5 | UAI5170:IE | ISOLATOR PANEL | 78.B6
EA7410:1 | PANEL | WC4621 | RED | EA74101 | 20 | 70.A5 | UAI7411:1+ | ISOLATOR PANEL | 70.A6
EA7410:2 | PANEL | WC4621 | BLK | EA74102 | 20 | 70.A5 | UAI7411:3 | ISOLATOR PANEL | 70.A6
EA7410:3 | PANEL | WC4621 | SH | EA74103 | 20 | 70.A5 | UAI7411:IE | ISOLATOR PANEL | 70.A6
EA7620:1 | PANEL | WC4622 | RED | 014332 | 20 | 69.A5 | AF0143:32 | BOP PANEL | 69.A7
EA7620:2 | PANEL | WC4622 | BLK | 014300 | 20 | 69.A5 | AF0143:00 | BOP PANEL | 69.A7
FLOATING | PANEL | WC4622 | SH | 014348 | 20 | 69.B5 | AF0143:48 | BOP PANEL | 69.A7
SolarTools ver. 24.0.84.24712 (Jul 31, 2025)
Report date: 11/20/2025 2:02 PM

## Cable Part Numbers
Cable Part Numbers |  |  | SolarTools ver. 24.0.84.24712 (Jul 31, 2025)
Project # | H0140
Report date: 11/20/2025 2:02 PM
Project Name | PIPECHINA SEBEI
Revision | A.4
Controls DE | M. ZUNIGA
Phone: | 0
Controls ME | R. DURAN
Phone:
Device ID |  | Part Number |  | Description
WC1200 |  | 2684693-54 |  | CABLE, EXTENSION, BACKPLANE
W201 |  | XCIS_1TR0_20GA |  | 3 CONDUCTOR SHIELDED (IS), SUPPLIED BY OTHERS
W202 |  | XCIS_1TR0_20GA |  | 3 CONDUCTOR SHIELDED (IS), SUPPLIED BY OTHERS
W203 |  | XCIS_1TR0_20GA |  | 3 CONDUCTOR SHIELDED (IS), SUPPLIED BY OTHERS
W204 |  | XCIS_1TR0_20GA |  | 3 CONDUCTOR SHIELDED (IS), SUPPLIED BY OTHERS
W205 |  | XCIS_1TR0_20GA |  | 3 CONDUCTOR SHIELDED (IS), SUPPLIED BY OTHERS
W206 |  | XCIS_1TR0_20GA |  | 3 CONDUCTOR SHIELDED (IS), SUPPLIED BY OTHERS
W207 |  | XCIS_1TR0_20GA |  | 3 CONDUCTOR SHIELDED (IS), SUPPLIED BY OTHERS
W315 |  | XC_1PR0_16GA |  | 2 CONDUCTOR SHIELDED
W318 |  | XC_1PR0_16GA |  | 2 CONDUCTOR SHIELDED
WC0001 |  | 1302073-36 |  | CABLE, ETHERNET - 36 INCHES
WC0003 |  | 1302073-36 |  | CABLE, ETHERNET - 36 INCHES
WC0006 |  | 1302073-36 |  | CABLE, ETHERNET - 36 INCHES
WC0007 |  | 1302073-36 |  | CABLE, ETHERNET - 36 INCHES
WC0008 |  | 1302073-36 |  | CABLE, ETHERNET - 36 INCHES
WC0009 |  | 1302073-36 |  | CABLE, ETHERNET - 36 INCHES
WC0010 |  | 1302073-36 |  | CABLE, ETHERNET - 36 INCHES
WC0012 |  | 1302073-36 |  | CABLE, COMMUNICATION CABLE - 36 INCHES
WC0014 |  | 1302073-36 |  | CABLE, ETHERNET - 36 INCHES
WC0018 |  | 1302073-36 |  | CABLE, COMMUNICATION CABLE - 36 INCHES
WC0041 |  | 1302073-36 |  | CABLE, ETHERNET - 36 INCHES
WC0042 |  | 1302073-36 |  | CABLE, ETHERNET - 36 INCHES
WC0043 |  | 1302073-36 |  | CABLE, ETHERNET - 36 INCHES
WC0045 |  | 1302073-36 |  | CABLE, ETHERNET - 36 INCHES
WC0051 |  | 1302073-36 |  | CABLE, ETHERNET - 36 INCHES
WC0052 |  | 1302073-36 |  | CABLE, ETHERNET - 36 INCHES
WC0680 |  | 1302073-36 |  | CABLE, COMMUNICATION CABLE - 36 INCHES
WC1328 |  | 1022941-13 |  | TPE, 1 TRIAD TWISTED SHIELDED
WC1329 |  | 1022941-13 |  | TPE, 1 TRIAD TWISTED SHIELDED
WC1330 |  | 1022941-13 |  | TPE, 1 TRIAD TWISTED SHIELDED
WC1331 |  | 1022941-13 |  | TPE, 1 TRIAD TWISTED SHIELDED
WC1332 |  | 1022941-13 |  | TPE, 1 TRIAD TWISTED SHIELDED
WC1333 |  | 1022941-13 |  | TPE, 1 TRIAD TWISTED SHIELDED
WC1334 |  | 1022941-13 |  | TPE, 1 TRIAD TWISTED SHIELDED
WC1335 |  | 1022941-13 |  | TPE, 1 TRIAD TWISTED SHIELDED
WC1336 |  | 1022941-13 |  | TPE, 1 TRIAD TWISTED SHIELDED
WC1337 |  | 1022941-13 |  | TPE, 1 TRIAD TWISTED SHIELDED
WC1338 |  | 1022941-13 |  | TPE, 1 TRIAD TWISTED SHIELDED
WC1339 |  | 1022941-13 |  | TPE, 1 TRIAD TWISTED SHIELDED
WC1340 |  | 1022941-13 |  | TPE, 1 TRIAD TWISTED SHIELDED
WC1341 |  | 1022941-13 |  | TPE, 1 TRIAD TWISTED SHIELDED
WC1352 |  | 1022941-13 |  | TPE, 1 TRIAD TWISTED SHIELDED
WC1353 |  | 1022941-13 |  | TPE, 1 TRIAD TWISTED SHIELDED
WC1354 |  | 1022941-13 |  | TPE, 1 TRIAD TWISTED SHIELDED
WC1355 |  | 1022941-13 |  | TPE, 1 TRIAD TWISTED SHIELDED
WC1356 |  | 1022941-13 |  | TPE, 1 TRIAD TWISTED SHIELDED
WC1357 |  | 1022941-13 |  | TPE, 1 TRIAD TWISTED SHIELDED
WC1358 |  | 1022941-13 |  | TPE, 1 TRIAD TWISTED SHIELDED
WC1427 |  | 1022941-12 |  | TPE, 1 PAIR TWISTED SHIELDED
WC1428 |  | 1022941-12 |  | TPE, 1 PAIR TWISTED SHIELDED
WC1429 |  | 1022941-12 |  | TPE, 1 PAIR TWISTED SHIELDED
WC1430 |  | 1022941-12 |  | TPE, 1 PAIR TWISTED SHIELDED
WC1431 |  | 1022941-12 |  | TPE, 1 PAIR TWISTED SHIELDED
WC1432 |  | 1022941-12 |  | TPE, 1 PAIR TWISTED SHIELDED
WC1433 |  | 1022941-12 |  | TPE, 1 PAIR TWISTED SHIELDED
WC1434 |  | 1022941-12 |  | TPE, 1 PAIR TWISTED SHIELDED
WC1435 |  | 1022941-12 |  | TPE, 1 PAIR TWISTED SHIELDED
WC1436 |  | 1022941-12 |  | TPE, 1 PAIR TWISTED SHIELDED
WC1437 |  | 1022941-12 |  | TPE, 1 PAIR TWISTED SHIELDED
WC1438 |  | 1022941-12 |  | TPE, 1 PAIR TWISTED SHIELDED
WC1439 |  | 1022941-12 |  | TPE, 1 PAIR TWISTED SHIELDED
WC1440 |  | 1022941-12 |  | TPE, 1 PAIR TWISTED SHIELDED
WC1441 |  | 1022941-12 |  | TPE, 1 PAIR TWISTED SHIELDED
WC1452 |  | 1022941-12 |  | TPE, 1 PAIR TWISTED SHIELDED
WC1453 |  | 1022941-12 |  | TPE, 1 PAIR TWISTED SHIELDED
WC1454 |  | 1022941-12 |  | TPE, 1 PAIR TWISTED SHIELDED
WC1455 |  | 1022941-12 |  | TPE, 1 PAIR TWISTED SHIELDED
WC1456 |  | 1022941-12 |  | TPE, 1 PAIR TWISTED SHIELDED
WC1457 |  | 1022941-12 |  | TPE, 1 PAIR TWISTED SHIELDED
WC1458 |  | 1022941-12 |  | TPE, 1 PAIR TWISTED SHIELDED
WC2400 |  | 1022941-13 |  | TPE, 1 TRIAD TWISTED SHIELDED
WC2403 |  | 1022941-13 |  | TPE, 1 TRIAD TWISTED SHIELDED
WC2405 |  | 1022941-13 |  | TPE, 1 TRIAD TWISTED SHIELDED
WC2407 |  | 1022941-13 |  | TPE, 1 TRIAD TWISTED SHIELDED
WC2408 |  | 1022941-13 |  | TPE, 1 TRIAD TWISTED SHIELDED
WC2409 |  | 1022941-13 |  | TPE, 1 TRIAD TWISTED SHIELDED
WC2410 |  | 1022941-13 |  | TPE, 1 TRIAD TWISTED SHIELDED
WC2412 |  | 1022941-13 |  | TPE, 1 TRIAD TWISTED SHIELDED
WC2414 |  | 1022941-13 |  | TPE, 1 TRIAD TWISTED SHIELDED
WC2415 |  | 1022941-13 |  | TPE, 1 TRIAD TWISTED SHIELDED
WC2500 |  | 1022941-13 |  | TPE, 1 TRIAD TWISTED SHIELDED
WC2501 |  | 1022941-12 |  | TPE, 1 PAIR TWISTED SHIELDED
WC2502 |  | 1022941-12 |  | TPE, 1 PAIR TWISTED SHIELDED
WC2503 |  | 1022941-12 |  | TPE, 1 PAIR TWISTED SHIELDED
WC2504 |  | 1022941-12 |  | TPE, 1 PAIR TWISTED SHIELDED
WC2505 |  | 1022941-12 |  | TPE, 1 PAIR TWISTED SHIELDED
WC2506 |  | 1022941-12 |  | TPE, 1 PAIR TWISTED SHIELDED
WC2507 |  | 1022941-12 |  | TPE, 1 PAIR TWISTED SHIELDED
WC2508 |  | 1022941-12 |  | TPE, 1 PAIR TWISTED SHIELDED
WC2509 |  | 1022941-12 |  | TPE, 1 PAIR TWISTED SHIELDED
WC2510 |  | 1022941-12 |  | TPE, 1 PAIR TWISTED SHIELDED
WC2511 |  | 1022941-12 |  | TPE, 1 PAIR TWISTED SHIELDED
WC2512 |  | 1022941-12 |  | TPE, 1 PAIR TWISTED SHIELDED
WC2513 |  | 1022941-12 |  | TPE, 1 PAIR TWISTED SHIELDED
WC2540 |  | 1022941-12 |  | TPE, 1 PAIR TWISTED SHIELDED
WC2541 |  | 1022941-12 |  | TPE, 1 PAIR TWISTED SHIELDED
WC2558 |  | 1022941-12 |  | TPE, 1 PAIR TWISTED SHIELDED
WC2559 |  | 1022941-12 |  | TPE, 1 PAIR TWISTED SHIELDED
WC2560 |  | 1022941-12 |  | TPE, 1 PAIR TWISTED SHIELDED
WC2561 |  | 1022941-12 |  | TPE, 1 PAIR TWISTED SHIELDED
WC2562 |  | 1022941-12 |  | TPE, 1 PAIR TWISTED SHIELDED
WC2564 |  | 1022941-12 |  | TPE, 1 PAIR TWISTED SHIELDED
WC2565 |  | 1022941-12 |  | TPE, 1 PAIR TWISTED SHIELDED
WC2580 |  | 1022941-12 |  | TPE, 1 PAIR TWISTED SHIELDED
WC2587 |  | 1022941-12 |  | TPE, 1 PAIR TWISTED SHIELDED
WC2588 |  | 1022941-12 |  | TPE, 1 PAIR TWISTED SHIELDED
WC2589 |  | 1022941-12 |  | TPE, 1 PAIR TWISTED SHIELDED
WC2600 |  | 1022941-13 |  | TPE, 1 TRIAD TWISTED SHIELDED
WC2603 |  | 1022941-13 |  | TPE, 1 TRIAD TWISTED SHIELDED
WC2604 |  | 1022941-13 |  | TPE, 1 TRIAD TWISTED SHIELDED
WC2605 |  | 1022941-13 |  | TPE, 1 TRIAD TWISTED SHIELDED
WC2606 |  | 1022941-13 |  | TPE, 1 TRIAD TWISTED SHIELDED
WC2607 |  | 1022941-13 |  | TPE, 1 TRIAD TWISTED SHIELDED
WC2608 |  | 1022941-13 |  | TPE, 1 TRIAD TWISTED SHIELDED
WC2609 |  | 1022941-13 |  | TPE, 1 TRIAD TWISTED SHIELDED
WC2610 |  | 1022941-13 |  | TPE, 1 TRIAD TWISTED SHIELDED
WC2612 |  | 1022941-13 |  | TPE, 1 TRIAD TWISTED SHIELDED
WC2613 |  | 1022941-12 |  | TPE, 1 PAIR TWISTED SHIELDED
WC2614 |  | 1022941-13 |  | TPE, 1 TRIAD TWISTED SHIELDED
WC2615 |  | 1022941-13 |  | TPE, 1 TRIAD TWISTED SHIELDED
WC2620 |  | 1022941-12 |  | TPE, 1 PAIR TWISTED SHIELDED
WC2622 |  | 1022941-12 |  | TPE, 1 PAIR TWISTED SHIELDED
WC2625 |  | 1022941-12 |  | TPE, 1 PAIR TWISTED SHIELDED
WC2626 |  | 1022941-12 |  | TPE, 1 PAIR TWISTED SHIELDED
WC2627 |  | 1022941-13 |  | TPE, 1 TRIAD TWISTED SHIELDED
WC2628 |  | 1022941-12 |  | TPE, 1 PAIR TWISTED SHIELDED
WC2629 |  | 1022941-12 |  | TPE, 1 PAIR TWISTED SHIELDED
WC2634 |  | 1022941-12 |  | TPE, 1 PAIR TWISTED SHIELDED
WC2635 |  | 1022941-12 |  | TPE, 1 PAIR TWISTED SHIELDED
WC2637 |  | 1022941-12 |  | TPE, 1 PAIR TWISTED SHIELDED
WC2640 |  | 1022941-12 |  | TPE, 1 PAIR TWISTED SHIELDED
WC2641 |  | 1022941-12 |  | TPE, 1 PAIR TWISTED SHIELDED
WC2642 |  | 1022941-12 |  | TPE, 1 PAIR TWISTED SHIELDED
WC2643 |  | 1022941-12 |  | TPE, 1 PAIR TWISTED SHIELDED
WC2644 |  | 1022941-13 |  | TPE, 1 TRIAD TWISTED SHIELDED
WC2645 |  | 1022941-13 |  | TPE, 1 TRIAD TWISTED SHIELDED
WC2646 |  | 1022941-13 |  | TPE, 1 TRIAD TWISTED SHIELDED
WC2647 |  | 1022941-13 |  | TPE, 1 TRIAD TWISTED SHIELDED
WC2648 |  | 1022941-13 |  | TPE, 1 TRIAD TWISTED SHIELDED
WC2649 |  | 1022941-13 |  | TPE, 1 TRIAD TWISTED SHIELDED
WC2650 |  | 1022941-12 |  | TPE, 1 PAIR TWISTED SHIELDED
WC2651 |  | 1022941-12 |  | TPE, 1 PAIR TWISTED SHIELDED
WC2652 |  | 1022941-13 |  | TPE, 1 TRIAD TWISTED SHIELDED
WC2653 |  | 1022941-13 |  | TPE, 1 TRIAD TWISTED SHIELDED
WC2655 |  | 1022941-13 |  | TPE, 1 TRIAD TWISTED SHIELDED
WC2656 |  | 1022941-13 |  | TPE, 1 TRIAD TWISTED SHIELDED
WC2657 |  | 1022941-12 |  | TPE, 1 PAIR TWISTED SHIELDED
WC2658 |  | 1022941-12 |  | TPE, 1 PAIR TWISTED SHIELDED
WC2659 |  | 1022941-12 |  | TPE, 1 PAIR TWISTED SHIELDED
WC2660 |  | 1022941-12 |  | TPE, 1 PAIR TWISTED SHIELDED
WC2661 |  | 1022941-12 |  | TPE, 1 PAIR TWISTED SHIELDED
WC2662 |  | 1022941-13 |  | TPE, 1 TRIAD TWISTED SHIELDED
WC2663 |  | 1022941-12 |  | TPE, 1 PAIR TWISTED SHIELDED
WC2664 |  | 1022941-12 |  | TPE, 1 PAIR TWISTED SHIELDED
WC2665 |  | 1022941-12 |  | TPE, 1 PAIR TWISTED SHIELDED
WC2668 |  | 1022941-12 |  | TPE, 1 PAIR TWISTED SHIELDED
WC2670 |  | 1022941-12 |  | TPE, 1 PAIR TWISTED SHIELDED
WC2671 |  | 1022941-12 |  | TPE, 1 PAIR TWISTED SHIELDED
WC2675 |  | 1022941-12 |  | TPE, 1 PAIR TWISTED SHIELDED
WC2680 |  | 1022941-13 |  | TPE, 1 TRIAD TWISTED SHIELDED
WC2686 |  | 1022941-12 |  | TPE, 1 PAIR TWISTED SHIELDED
WC2687 |  | 1022941-12 |  | TPE, 1 PAIR TWISTED SHIELDED
WC2688 |  | 1022941-12 |  | TPE, 1 PAIR TWISTED SHIELDED
WC2689 |  | 1022941-12 |  | TPE, 1 PAIR TWISTED SHIELDED
WC2691 |  | 1022941-12 |  | TPE, 1 PAIR TWISTED SHIELDED
WC2692 |  | 1022941-12 |  | TPE, 1 PAIR TWISTED SHIELDED
WC2693 |  | 1022941-12 |  | TPE, 1 PAIR TWISTED SHIELDED
WC2694 |  | 1022941-12 |  | TPE, 1 PAIR TWISTED SHIELDED
WC2695 |  | 1022941-12 |  | TPE, 1 PAIR TWISTED SHIELDED
WC2696 |  | 1022941-12 |  | TPE, 1 PAIR TWISTED SHIELDED
WC2697 |  | 1022941-12 |  | TPE, 1 PAIR TWISTED SHIELDED
WC2698 |  | 1022941-12 |  | TPE, 1 PAIR TWISTED SHIELDED
WC4410 |  | 1022941-13 |  | TPE, 1 TRIAD TWISTED SHIELDED
WC4411 |  | 1022941-13 |  | TPE, 1 TRIAD TWISTED SHIELDED
WC4421 |  | 1022941-12 |  | TPE, 1 PAIR TWISTED SHIELDED
WC4423 |  | 1022941-12 |  | TPE, 1 PAIR TWISTED SHIELDED
WC4424 |  | 1022941-12 |  | TPE, 1 PAIR TWISTED SHIELDED
WC4610 |  | 1022941-13 |  | TPE, 1 TRIAD TWISTED SHIELDED
WC4611 |  | 1022941-13 |  | TPE, 1 TRIAD TWISTED SHIELDED
WC4621 |  | 1022941-12 |  | TPE, 1 PAIR TWISTED SHIELDED
WC4622 |  | 1022941-12 |  | TPE, 1 PAIR TWISTED SHIELDED
WC4623 |  | 1022941-12 |  | TPE, 1 PAIR TWISTED SHIELDED
WC4624 |  | 1022941-12 |  | TPE, 1 PAIR TWISTED SHIELDED
WC5540 |  | PART OF 1113568-200 |  | CABLE, 2 CONDUCTOR TRIMMED SHIELD PART OF HORN
WC8040 |  | 1322418-90 |  | CABLE, SYTSTEM FUNCTION
WC8041 |  | 1322418-90 |  | CABLE, SYTSTEM FUNCTION
WC8042 |  | 1322418-90 |  | CABLE, SUPPLIED BY OTHERS
WC8043 |  | 1322418-90 |  | CABLE, SUPPLIED BY OTHERS
WC8050 |  | 1322418-90 |  | CABLE, SUPPLIED BY OTHERS
WC8051 |  | 1322418-90 |  | CABLE, SYTSTEM FUNCTION

## Part Number List
Part Number List |  | SolarTools ver. 24.0.84.24712 (Jul 31, 2025)
Project # | H0140
Report date: 11/20/2025 2:02 PM
Project Name | PIPECHINA SEBEI
Revision | A.4
Controls DE | M. ZUNIGA
Phone: | 0
Controls ME | R. DURAN
Phone:
Device ID | Part Number | Description | Location
EL0271 | 1022899 | LIGHT, LED, WHITE | ASSEMBLY
EL0273 | 1022899,1024595-100 | LIGHT, LED, WHITE | ASSEMBLY
HA0273 | 1113568-200 | HORN, AUDIBLE ALARM | ASSEMBLY
ZS0271 | 1113474-1,22650R1,22690R1,23523R1,24556R1,915786C1 | LIMIT SWITCH, CONSOLE DOOR OPEN | ASSEMBLY
ZS0273 | [2]1113474-1,22650R1,22690R1,23523R1,24556R1,915786C1 | LIMIT SWITCH, CONSOLE DOOR OPEN | ASSEMBLY
AF0141 | 2684693-17,2684693-25 | 5094-OB8XT, 8 DISCRETE OUTPUT | BOP PANEL
AF0142 | 2684693-17,2684693-23 | 5094-IB16XT, 16 DISCRETE INPUT | BOP PANEL
AF0143 | 2684693-18,2684693-56 | 5094-IF8IHXT, 8 ANALOG INPUT, ISOLATED | BOP PANEL
AF0144 | 2684693-18,2684693-27 | 5094-OF8IHXT, 8 ANALOG OUTPUT, ISOLATED | BOP PANEL
AF0145 | 2684693-19,2684693-33 | 5094-IY8XT, 8 ANALOG INPUT, TC/RTD/ I&V | BOP PANEL
AF0146 | 2684693-17,2684693-25 | 5094-OB8XT, 8 DISCRETE OUTPUT | BOP PANEL
AF0181 | 2684693-17,2684693-25 | 5094-OB8XT, 8 DISCRETE OUTPUT | BOP PANEL
AF0182 | 2684693-17,2684693-23 | 5094-IB16XT, 16 DISCRETE INPUT | BOP PANEL
AF0183 | 2684693-18,2684693-28 | 5094-IB16SXT, 16 DISCRETE INPUT, S | BOP PANEL
AF0184 | 2684693-18,2684693-55 | 5094-OB16SXT, 16 DISCRETE OUTPUT, S | BOP PANEL
AF0185 | 2684693-18,2684693-56 | 5094-IF8IHXT, 8 ANALOG INPUT, ISOLATED | BOP PANEL
AU0140 | 2684693-22 | 5094-AENTRXT, FLEX 5000 I/O | BOP PANEL
AU0180 | 2684693-22 | 5094-AENTRXT, FLEX 5000 I/O | BOP PANEL
FU0140 | 1043265-1,1043265-5 | FUSE, 10A | BOP PANEL
FU0141 | 1043265-1,1043265-5 | FUSE, 10A | BOP PANEL
FU0142 | 1043265-1,1043265-5 | FUSE, 10A | BOP PANEL
FU0180 | 1043265-1,1043265-5 | FUSE, 10A | BOP PANEL
FU0181 | 1043265-1,1043265-5 | FUSE, 10A | BOP PANEL
FU0184 | 1043265-1,1043265-5 | FUSE, 10A | BOP PANEL
FU0570 | 1043265-1,1043265-7 | FUSE, 20A | BOP PANEL
GR0140 | 903849C1 | RAIL GROUND, DIN RAIL GROUNDING | BOP PANEL
GR0180 | 903849C1 | RAIL GROUND, DIN RAIL GROUNDING | BOP PANEL
GR0257 | 903849C1 | RAIL GROUND, DIN RAIL GROUNDING | BOP PANEL
IEG0257 | 232941-200 | BUS BAR, BOP - INSTRUMENT EARTH GROUNDING | BOP PANEL
KA0531 | 1061979-1 | RELAY, NO EMERGENCY SHUTDOWN SUMMARY | BOP PANEL
KA0532 | 1061979-1 | RELAY, NO EMERGENCY SHUTDOWN SUMMARY | BOP PANEL
KA0533 | 1061979-1 | RELAY, NO EMERGENCY SHUTDOWN SUMMARY | BOP PANEL
KA0534 | 1061979-1 | RELAY, NO EMERGENCY SHUTDOWN SUMMARY | BOP PANEL
KA0535 | 1061979-1 | RELAY, CONTROLLER ACTIVE | BOP PANEL
KA0536 | 1061979-1 | RELAY, CONTROLLER ACTIVE | BOP PANEL
KA0537 | 1061979-1 | RELAY, NO EMERGENCY SHUTDOWN SUMMARY | BOP PANEL
KA0540 | 1061979-1 | RELAY, OPEN SUCTION VALVE | BOP PANEL
KA0541 | 1061979-1 | RELAY, OPEN DISCHARGE VALVE | BOP PANEL
KA0550 | 1061979-1 | RELAY, OPEN SUCTION VALVE (SAFETY) | BOP PANEL
KA0551 | 1061979-1 | RELAY, OPEN DISCHARGE VALVE (SAFETY) | BOP PANEL
KA0552 | 1061979-1 | RELAY, CLOSE SUCTION VALVE (SAFETY) | BOP PANEL
KA0553 | 1061979-1 | RELAY, CLOSE DISCHARGE VALVE (SAFETY) | BOP PANEL
KA0554 | 1061979-1 | RELAY, CLOSE VENT VALVE SAFETY | BOP PANEL
KA7611 | 1061979-1 | RELAY, LOADING VALVE OPEN (SAFETY) | BOP PANEL
KA7612 | 1061979-1 | RELAY, LOADING VALVE CLOSED (SAFETY) | BOP PANEL
KT0571 | 2651077-1 | TIMER RELAY, LOADING VALVE CLOSED | BOP PANEL
KT0572 | 2651077-1 | TIMER RELAY, SUCTION VALVE^CLOSED | BOP PANEL
KT0573 | 2651077-1 | TIMER RELAY, DISCHARGE VALVE^CLOSED | BOP PANEL
XT0140 | 1066730-7,1066730-8,1067996-4 | TERMINAL BLOCK, SPRING, 4 CONDUCTOR,30-12 AWG (0.05-3.31 MM2),NON-IS | BOP PANEL
XT0142 | 1066730-1 | TERMINAL STRIP, 4 CONDUCTOR | BOP PANEL
XT0180 | 1066730-7,1066730-8,1067996-4 | TERMINAL BLOCK, SPRING, 4 CONDUCTOR,30-12 AWG (0.05-3.31 MM2),NON-IS | BOP PANEL
XT0570 | 1066730-16,1066730-17,1066730-18 | TERMINAL STRIP, 2 CONDUCTOR | BOP PANEL
XT0572 | 1066730-7,1066730-8,1067996-4 | TERMINAL BLOCK, SPRING, 4 CONDUCTOR,30-12 AWG (0.05-3.31 MM2),NON-IS | BOP PANEL
XT0573 | 1066730-10,1066730-9,1067996-4 | DIODE TERMINAL STRIP, 4 CONDUCTOR | BOP PANEL
AT0190 | 1577354-5100 | WORKSTATION, PANEL COMPUTER, TT4000 | DOOR PANELS
AT0190K | 1068334 | KEYBOARD, TYPING INTERFACE | DOOR PANELS
AF0500 | 1322418-31,1322418-40,1322418-72,1322418-73 | 1444-TSCX02-02RB, 2-CH TACHOMETER INPUT^DYNAMIX 1444 VIBRATION | HP COMPRESSOR PANEL
AF0510 | 1322418-11,1322418-20,1322418-70,1322418-71 | 1444-DYN04-01RA, 4-CH VIBRATION INPUT^DYNAMIX 1444 VIBRATION | HP COMPRESSOR PANEL
AF0520 | 1322418-11,1322418-20,1322418-70,1322418-71 | 1444-DYN04-01RA, 4-CH VIBRATION INPUT^DYNAMIX 1444 VIBRATION | HP COMPRESSOR PANEL
AF1201 | 2684693-17,2684693-25 | 5094-OB8XT, 8 DISCRETE OUTPUT | HP COMPRESSOR PANEL
AF1202 | 2684693-17,2684693-23 | 5094-IB16XT, 16 DISCRETE INPUT | HP COMPRESSOR PANEL
AF1203 | 2684693-18,2684693-56 | 5094-IF8IHXT, 8 ANALOG INPUT, ISOLATED | HP COMPRESSOR PANEL
AF1204 | 2684693-18,2684693-30 | 5094-IF4IHSXT, 4 ANALOG INPUT, S | HP COMPRESSOR PANEL
AF1205 | 2684693-18,2684693-30 | 5094-IF4IHSXT, 4 ANALOG INPUT, S | HP COMPRESSOR PANEL
AF1206 | 2684693-21,2684693-36 | 5094-IRT8SXT, 8 RTD/TC ANALOG INPUT, S | HP COMPRESSOR PANEL
AF1207 | 2684693-18,2684693-28 | 5094-IB16SXT, 16 DISCRETE INPUT, S | HP COMPRESSOR PANEL
AF1208 | 2684693-19,2684693-33 | 5094-IY8XT, 8 ANALOG INPUT, TC/RTD/ I&V | HP COMPRESSOR PANEL
AF1209 | 2684693-19,2684693-33 | 5094-IY8XT, 8 ANALOG INPUT, TC/RTD/ I&V | HP COMPRESSOR PANEL
AF1210 | 2684693-18,2684693-56 | 5094-IF8IHXT, 8 ANALOG INPUT, ISOLATED | HP COMPRESSOR PANEL
AF1211 | 2684693-18,2684693-56 | 5094-IF8IHXT, 8 ANALOG INPUT, ISOLATED | HP COMPRESSOR PANEL
AU1200 | 2684693-50 | 5094-AEN2TR, FLEX 5000 I/O | HP COMPRESSOR PANEL
FU0120 | 1043265-1,1043265-5 | FUSE, 10A | HP COMPRESSOR PANEL
FU0121 | 1043265-1,1043265-5 | FUSE, 10A | HP COMPRESSOR PANEL
FU0130 | 1043265-1,1043265-7 | FUSE, 20A | HP COMPRESSOR PANEL
FU0133 | 1043265-1,1043265-4 | FUSE, 5A | HP COMPRESSOR PANEL
GR0120 | 903849C1 | RAIL GROUND, DIN RAIL GROUNDING | HP COMPRESSOR PANEL
GR0252 | 903849C1 | RAIL GROUND, DIN RAIL GROUNDING | HP COMPRESSOR PANEL
IEG0130 | 232941-200 | BUS BAR, HP CPSR - INSTRUMENT EARTH GROUNDING | HP COMPRESSOR PANEL
KA0120 | 1061979-1 | RELAY, CONTROLLER ACTIVE | HP COMPRESSOR PANEL
WC1200 | 2684693-54 |  | HP COMPRESSOR PANEL
XT0130 | 1066730-7,1066730-8,1067996-4 | TERMINAL BLOCK, SPRING, 4 CONDUCTOR,30-12 AWG (0.05-3.31 MM2),NON-IS | HP COMPRESSOR PANEL
XT0500 | 1066730-1,1066730-2 | TERMINAL STRIP, 4 CONDUCTOR | HP COMPRESSOR PANEL
XT0520 | 1066730-7,1066730-8,1067996-4 | TERMINAL BLOCK, SPRING, 4 CONDUCTOR,30-12 AWG (0.05-3.31 MM2),NON-IS | HP COMPRESSOR PANEL
FU0270 | 1043265-4 | FUSE, 5A | ISOLATOR PANEL
FU0271 | 1043265-4 | FUSE, 5A | ISOLATOR PANEL
FU0272 | 1043265-4 | FUSE, 5A | ISOLATOR PANEL
GR0270 | 903849C1 | RAIL GROUND, DIN RAIL GROUNDING | ISOLATOR PANEL
GR0271 | 903849C1 | RAIL GROUND, DIN RAIL GROUNDING | ISOLATOR PANEL
UAI1210 | 1053038-18 | ISOLATOR, VOLTAGE REPEATER | ISOLATOR PANEL
UAI1211 | 1053038-18 | ISOLATOR, VOLTAGE REPEATER | ISOLATOR PANEL
UAI1220 | 1053038-18 | ISOLATOR, VOLTAGE REPEATER | ISOLATOR PANEL
UAI1221 | 1053038-18 | ISOLATOR, VOLTAGE REPEATER | ISOLATOR PANEL
UAI1230 | 1053038-18 | ISOLATOR, VOLTAGE REPEATER | ISOLATOR PANEL
UAI1231 | 1053038-18 | ISOLATOR, VOLTAGE REPEATER | ISOLATOR PANEL
UAI1240 | 1053038-18 | ISOLATOR, VOLTAGE REPEATER | ISOLATOR PANEL
UAI1241 | 1053038-18 | ISOLATOR, VOLTAGE REPEATER | ISOLATOR PANEL
UAI1250 | 1053038-18 | ISOLATOR, VOLTAGE REPEATER | ISOLATOR PANEL
UAI1251 | 1053038-18 | ISOLATOR, VOLTAGE REPEATER | ISOLATOR PANEL
UAI1262 | 1053038-18 | ISOLATOR, VOLTAGE REPEATER | ISOLATOR PANEL
UAI1263 | 1053038-18 | ISOLATOR, VOLTAGE REPEATER | ISOLATOR PANEL
UAI1272 | 1053038-18 | ISOLATOR, VOLTAGE REPEATER | ISOLATOR PANEL
UAI1273 | 1053038-18 | ISOLATOR, VOLTAGE REPEATER | ISOLATOR PANEL
UAI3100 | 1053038-28 | ISOLATOR, DISCRETE INPUT SIGNAL | ISOLATOR PANEL
UAI3101 | 1053038-28 | ISOLATOR, DISCRETE INPUT SIGNAL | ISOLATOR PANEL
UAI3102 | 1053038-28 | ISOLATOR, DISCRETE INPUT SIGNAL | ISOLATOR PANEL
UAI3420 | 1053038-55 | ISOLATOR, SMART TRANSMITTER POWER SUPPLY | ISOLATOR PANEL
UAI4410 | 1053038-55 | ISOLATOR, SMART TRANSMITTER POWER SUPPLY | ISOLATOR PANEL
UAI4411 | 1053038-55 | ISOLATOR, SMART TRANSMITTER POWER SUPPLY | ISOLATOR PANEL
UAI4413 | 1106298-11 | ISOLATOR, RESISTIVE TEMPERATURE DEVICE | ISOLATOR PANEL
UAI4417 | 1106298-11 | ISOLATOR, RESISTIVE TEMPERATURE DEVICE | ISOLATOR PANEL
UAI4418 | 1106298-11 | ISOLATOR, RESISTIVE TEMPERATURE DEVICE | ISOLATOR PANEL
UAI4430 | 1106298-11 | ISOLATOR, RESISTIVE TEMPERATURE DEVICE | ISOLATOR PANEL
UAI4431 | 1106298-11 | ISOLATOR, RESISTIVE TEMPERATURE DEVICE | ISOLATOR PANEL
UAI4432 | 1053038-55 | ISOLATOR, SMART TRANSMITTER POWER SUPPLY | ISOLATOR PANEL
UAI4433 | 1106298-11 | ISOLATOR, RESISTIVE TEMPERATURE DEVICE | ISOLATOR PANEL
UAI4434 | 1053038-55 | ISOLATOR, SMART TRANSMITTER POWER SUPPLY | ISOLATOR PANEL
UAI4435 | 1053038-55 | ISOLATOR, SMART TRANSMITTER POWER SUPPLY | ISOLATOR PANEL
UAI4437 | 1106298-11 | ISOLATOR, RESISTIVE TEMPERATURE DEVICE | ISOLATOR PANEL
UAI4438 | 1106298-11 | ISOLATOR, RESISTIVE TEMPERATURE DEVICE | ISOLATOR PANEL
UAI4460 | 1053038-18 | ISOLATOR, VOLTAGE REPEATER | ISOLATOR PANEL
UAI4461 | 1053038-18 | ISOLATOR, VOLTAGE REPEATER | ISOLATOR PANEL
UAI4462 | 1053038-18 | ISOLATOR, VOLTAGE REPEATER | ISOLATOR PANEL
UAI4470 | 1053038-18 | ISOLATOR, VOLTAGE REPEATER | ISOLATOR PANEL
UAI4471 | 1053038-18 | ISOLATOR, VOLTAGE REPEATER | ISOLATOR PANEL
UAI4472 | 1053038-18 | ISOLATOR, VOLTAGE REPEATER | ISOLATOR PANEL
UAI4473 | 1053038-18 | ISOLATOR, VOLTAGE REPEATER | ISOLATOR PANEL
UAI5100 | 1053038-55 | ISOLATOR, SMART TRANSMITTER POWER SUPPLY | ISOLATOR PANEL
UAI5120 | 1053038-55 | ISOLATOR, SMART TRANSMITTER POWER SUPPLY | ISOLATOR PANEL
UAI5130 | 1053038-55 | ISOLATOR, SMART TRANSMITTER POWER SUPPLY | ISOLATOR PANEL
UAI5150 | 1053038-55 | ISOLATOR, SMART TRANSMITTER POWER SUPPLY | ISOLATOR PANEL
UAI5160 | 1106298-11 | ISOLATOR, RESISTIVE TEMPERATURE DEVICE | ISOLATOR PANEL
UAI5161 | 1053038-55 | ISOLATOR, SMART TRANSMITTER POWER SUPPLY | ISOLATOR PANEL
UAI5162 | 1053038-55 | ISOLATOR, SMART TRANSMITTER POWER SUPPLY | ISOLATOR PANEL
UAI5170 | 1106298-11 | ISOLATOR, RESISTIVE TEMPERATURE DEVICE | ISOLATOR PANEL
UAI5171 | 1053038-55 | ISOLATOR, SMART TRANSMITTER POWER SUPPLY | ISOLATOR PANEL
UAI5172 | 1053038-55 | ISOLATOR, SMART TRANSMITTER POWER SUPPLY | ISOLATOR PANEL
UAI7410 | 1106298-11 | ISOLATOR, RESISTIVE TEMPERATURE DEVICE | ISOLATOR PANEL
UAI7411 | 1053038-55 | ISOLATOR, SMART TRANSMITTER POWER SUPPLY | ISOLATOR PANEL
UAI7460 | 1106298-11 | ISOLATOR, RESISTIVE TEMPERATURE DEVICE | ISOLATOR PANEL
UV0270 | 1053038-19 | POWER FEED MODULE, INTRINSIC SAFETY | ISOLATOR PANEL
UV0271 | 1053038-19 | POWER FEED MODULE, INTRINSIC SAFETY | ISOLATOR PANEL
UV0272 | 1053038-19 | POWER FEED MODULE, INTRINSIC SAFETY | ISOLATOR PANEL
GR4460 | 903849C1 | RAIL GROUND, DIN RAIL GROUNDING | JB7
TS338 | CUSTOMER DEFINED | TERMINAL STRIP, SYSTEM FUNCTION (USE) | JB7
UA4460 | 190817-91 | PROXIMITOR, HP COMPRESSOR FWD (X-AXIS) | JB7
UA4461 | 190817-91 | PROXIMITOR, HP COMPRESSOR FWD (Y-AXIS) | JB7
UA4462 | 190817-91 | PROXIMITOR, HP COMPRESSOR FWD (Z-AXIS) | JB7
UA4470 | 190817-91 | PROXIMITOR, HP COMPRESSOR AFT (X-AXIS) | JB7
UA4471 | 190817-91 | PROXIMITOR, HP COMPRESSOR AFT (Y-AXIS) | JB7
UA4472 | 190817-91 | PROXIMITOR, HP COMPRESSOR AFT (Z-AXIS) | JB7
UA4473 | 190817-91 | PROXIMITOR, TACHOMETER COMPRESSOR (HP) | JB7
TS306A | 1066730-7 | TERMINAL BLOCK, SPRING, 4 CONDUCTOR,30-12 AWG (0.05-3.31 MM2),NON-IS | JB70
XT7410 | CUSTOMER DEFINED | TERMINAL STRIP, SYSTEM FUNCTION (USE) | JB7410
XT7460 | CUSTOMER DEFINED | TERMINAL STRIP, SYSTEM FUNCTION (USE) | JB7460
CC7561 | CUSTOMER DEFINED | EXTERNAL SETPOINT, DISCHARGE PRESSURE | PANEL
CC9000 | CUSTOMER DEFINED | CUSTOMER CONNECTION, PLC TIME SET INITIAL^VALUE 12 PM | PANEL
CC9001 | CUSTOMER DEFINED | CUSTOMER CONNECTION, SHUTDOWN TO DCS | PANEL
CCAP0605A | CUSTOMER DEFINED | CUSTOMER CONNECTION, FIRE AND GAS SYSTEM | PANEL
CCAP0605B | CUSTOMER DEFINED | CUSTOMER CONNECTION, FIRE AND GAS SYSTEM | PANEL
EA1020 | EXISTING | SURGE SUPPRESSOR, MODULE (MTL-SD32X) | PANEL
EA1100A | EXISTING | SURGE SUPPRESSOR, MODULE (MTL-SD32X) | PANEL
EA1100B | EXISTING | SURGE SUPPRESSOR, MODULE (MTL-SD32X) | PANEL
EA1110 | EXISTING | SURGE SUPPRESSOR, MODULE (MTL-SD32X) | PANEL
EA1111 | EXISTING | SURGE SUPPRESSOR, MODULE (MTL-SD32X) | PANEL
EA1112 | EXISTING | SURGE SUPPRESSOR, MODULE (MTL-SD32X) | PANEL
EA1120 | EXISTING | SURGE SUPPRESSOR, MODULE (MTL-SD32X) | PANEL
EA1150 | EXISTING | SURGE SUPPRESSOR, MODULE (MTL-SD32X) | PANEL
EA1151 | EXISTING | SURGE SUPPRESSOR, MODULE (MTL-SD32X) | PANEL
EA1152 | EXISTING | SURGE SUPPRESSOR, MODULE (MTL-SD32X) | PANEL
EA1153 | EXISTING | SURGE SUPPRESSOR, MODULE (MTL-SD32X) | PANEL
EA1154 | EXISTING | SURGE SUPPRESSOR, MODULE (MTL-SD32X) | PANEL
EA1155 | EXISTING | SURGE SUPPRESSOR, MODULE (MTL-SD32X) | PANEL
EA1156 | EXISTING | SURGE SUPPRESSOR, MODULE (MTL-SD32X) | PANEL
EA1157 | EXISTING | SURGE SUPPRESSOR, MODULE (MTL-SD32X) | PANEL
EA1158 | EXISTING | SURGE SUPPRESSOR, MODULE (MTL-SD32X) | PANEL
EA1159 | EXISTING | SURGE SUPPRESSOR, MODULE (MTL-SD32X) | PANEL
EA1160 | EXISTING | SURGE SUPPRESSOR, MODULE (MTL-SD32X) | PANEL
EA1161 | EXISTING | SURGE SUPPRESSOR, MODULE (MTL-SD32X) | PANEL
EA1200 | EXISTING | SURGE SUPPRESSOR, MODULE (MTL-SD32X) | PANEL
EA1201 | EXISTING | SURGE SUPPRESSOR, MODULE (MTL-SD32X) | PANEL
EA1202 | EXISTING | SURGE SUPPRESSOR, MODULE (MTL-SD32X) | PANEL
EA1204 | EXISTING | SURGE SUPPRESSOR, MODULE (MTL-SD32T3) | PANEL
EA1205 | EXISTING | SURGE SUPPRESSOR, MODULE (MTL-SD32X) | PANEL
EA1206 | EXISTING | SURGE SUPPRESSOR, MODULE (MTL-SD32X) | PANEL
EA1207 | EXISTING | SURGE SUPPRESSOR, MODULE (MTL-SD32X) | PANEL
EA1210 | EXISTING | SURGE SUPPRESSOR, MODULE (MTL-SD32T3) | PANEL
EA1211 | EXISTING | SURGE SUPPRESSOR, MODULE (MTL-SD32T3) | PANEL
EA1220 | EXISTING | SURGE SUPPRESSOR, MODULE (MTL-SD32T3) | PANEL
EA1221 | EXISTING | SURGE SUPPRESSOR, MODULE (MTL-SD32T3) | PANEL
EA1230 | EXISTING | SURGE SUPPRESSOR, MODULE (MTL-SD32T3) | PANEL
EA1231 | EXISTING | SURGE SUPPRESSOR, MODULE (MTL-SD32T3) | PANEL
EA1240 | EXISTING | SURGE SUPPRESSOR, MODULE (MTL-SD32T3) | PANEL
EA1241 | EXISTING | SURGE SUPPRESSOR, MODULE (MTL-SD32T3) | PANEL
EA1250 | EXISTING | SURGE SUPPRESSOR, MODULE (MTL-SD32T3) | PANEL
EA1251 | EXISTING | SURGE SUPPRESSOR, MODULE (MTL-SD32T3) | PANEL
EA1260A | EXISTING | SURGE SUPPRESSOR, MODULE (MTL-SD07X) | PANEL
EA1260B | EXISTING | SURGE SUPPRESSOR, MODULE (MTL-SD07X) | PANEL
EA1261A | EXISTING | SURGE SUPPRESSOR, MODULE (MTL-SD32X) | PANEL
EA1261B | EXISTING | SURGE SUPPRESSOR, MODULE (MTL-SD32X) | PANEL
EA1262 | EXISTING | SURGE SUPPRESSOR, MODULE (MTL-SD32T3) | PANEL
EA1262A | EXISTING | SURGE SUPPRESSOR, MODULE (MTL-SD32X) | PANEL
EA1262B | EXISTING | SURGE SUPPRESSOR, MODULE (MTL-SD32X) | PANEL
EA1263 | 1014136-3 | SURGE SUPPRESSOR, MODULE (MTL-SD32T3) | PANEL
EA1270A | EXISTING | SURGE SUPPRESSOR, MODULE (MTL-SD07X) | PANEL
EA1270B | EXISTING | SURGE SUPPRESSOR, MODULE (MTL-SD07X) | PANEL
EA1271A | EXISTING | SURGE SUPPRESSOR, MODULE (MTL-SD32X) | PANEL
EA1271B | EXISTING | SURGE SUPPRESSOR, MODULE (MTL-SD32X) | PANEL
EA1272 | EXISTING | SURGE SUPPRESSOR, MODULE (MTL-SD32T3) | PANEL
EA1273 | EXISTING | SURGE SUPPRESSOR, MODULE (MTL-SD32T3) | PANEL
EA1420 | EXISTING | SURGE SUPPRESSOR, MODULE (MTL-SD32X) | PANEL
EA1421 | EXISTING | SURGE SUPPRESSOR, MODULE (MTL-SD32X) | PANEL
EA1422 | EXISTING | SURGE SUPPRESSOR, MODULE (MTL-SD32X) | PANEL
EA1423 | EXISTING | SURGE SUPPRESSOR, MODULE (MTL-SD32X) | PANEL
EA1424 | EXISTING | SURGE SUPPRESSOR, MODULE (MTL-SD32X) | PANEL
EA1425 | EXISTING | SURGE SUPPRESSOR, MODULE (MTL-SD32X) | PANEL
EA1440 | EXISTING | SURGE SUPPRESSOR, MODULE (MTL-SD32X) | PANEL
EA1441 | EXISTING | SURGE SUPPRESSOR, MODULE (MTL-SD32X) | PANEL
EA1442 | EXISTING | SURGE SUPPRESSOR, MODULE (MTL-SD32X) | PANEL
EA1443 | EXISTING | SURGE SUPPRESSOR, MODULE (MTL-SD32X) | PANEL
EA1444 | EXISTING | SURGE SUPPRESSOR, MODULE (MTL-SD32X) | PANEL
EA1445 | EXISTING | SURGE SUPPRESSOR, MODULE (MTL-SD32X) | PANEL
EA1446 | EXISTING | SURGE SUPPRESSOR, MODULE (MTL-SD32X) | PANEL
EA1500 | EXISTING | SURGE SUPPRESSOR, MODULE (MTL-SD32X) | PANEL
EA1710 | EXISTING | SURGE SUPPRESSOR, MODULE (MTL-SD32X) | PANEL
EA1720 | EXISTING | SURGE SUPPRESSOR, MODULE (MTL-SD32X) | PANEL
EA2108 | EXISTING | SURGE SUPPRESSOR, MODULE (MTL-SD32X) | PANEL
EA2109 | EXISTING | SURGE SUPPRESSOR, MODULE (MTL-SD32X) | PANEL
EA2120 | EXISTING | SURGE SUPPRESSOR, MODULE (MTL-SD32X) | PANEL
EA2121 | EXISTING | SURGE SUPPRESSOR, MODULE (MTL-SD32X) | PANEL
EA2122 | EXISTING | SURGE SUPPRESSOR, MODULE (MTL-SD32X) | PANEL
EA2123 | EXISTING | SURGE SUPPRESSOR, MODULE (MTL-SD32X) | PANEL
EA2124 | EXISTING | SURGE SUPPRESSOR, MODULE (MTL-SD32X) | PANEL
EA2125 | EXISTING | SURGE SUPPRESSOR, MODULE (MTL-SD32X) | PANEL
EA2126 | EXISTING | SURGE SUPPRESSOR, MODULE (MTL-SD32X) | PANEL
EA2127 | EXISTING | SURGE SUPPRESSOR, MODULE (MTL-SD32X) | PANEL
EA2130 | EXISTING | SURGE SUPPRESSOR, MODULE (MTL-SD32X) | PANEL
EA2130A | EXISTING | SURGE SUPPRESSOR, MODULE (MTL-SD32X) | PANEL
EA2130B | EXISTING | SURGE SUPPRESSOR, MODULE (MTL-SD32X) | PANEL
EA2130C | EXISTING | SURGE SUPPRESSOR, MODULE (MTL-SD32X) | PANEL
EA2130D | EXISTING | SURGE SUPPRESSOR, MODULE (MTL-SD32X) | PANEL
EA2130E | EXISTING | SURGE SUPPRESSOR, MODULE (MTL-SD32X) | PANEL
EA2130F | EXISTING | SURGE SUPPRESSOR, MODULE (MTL-SD32X) | PANEL
EA2131 | EXISTING | SURGE SUPPRESSOR, MODULE (MTL-SD32X) | PANEL
EA2150 | EXISTING | SURGE SUPPRESSOR, MODULE (MTL-SD32X) | PANEL
EA2300B | EXISTING | SURGE SUPPRESSOR, MODULE (MTL-SD32X) | PANEL
EA3100 | EXISTING | SURGE SUPPRESSOR, MODULE (MTL-SD32X) | PANEL
EA3101 | EXISTING | SURGE SUPPRESSOR, MODULE (MTL-SD32X) | PANEL
EA3102 | EXISTING | SURGE SUPPRESSOR, MODULE (MTL-SD32X) | PANEL
EA3103 | EXISTING | SURGE SUPPRESSOR, MODULE (MTL-SD32X) | PANEL
EA3103B | EXISTING | SURGE SUPPRESSOR, MODULE (MTL-SD32X) | PANEL
EA3104B | EXISTING | SURGE SUPPRESSOR, MODULE (MTL-SD32X) | PANEL
EA3105 | EXISTING | SURGE SUPPRESSOR, MODULE (MTL-SD32X) | PANEL
EA3150 | EXISTING | SURGE SUPPRESSOR, MODULE (MTL-SD32X) | PANEL
EA3170 | EXISTING | SURGE SUPPRESSOR, MODULE (MTL-SD32X) | PANEL
EA3171 | EXISTING | SURGE SUPPRESSOR, MODULE (MTL-SD32X) | PANEL
EA3200A | EXISTING | SURGE SUPPRESSOR, MODULE (MTL-SD32X) | PANEL
EA3200C | EXISTING | SURGE SUPPRESSOR, MODULE (MTL-SD32X) | PANEL
EA3201A | EXISTING | SURGE SUPPRESSOR, MODULE (MTL-SD32X) | PANEL
EA3201B | EXISTING | SURGE SUPPRESSOR, MODULE (MTL-SD32X) | PANEL
EA3221A | EXISTING | SURGE SUPPRESSOR, MODULE (MTL-SD32X) | PANEL
EA3240 | EXISTING | SURGE SUPPRESSOR, MODULE (MTL-SD32X) | PANEL
EA3420 | EXISTING | SURGE SUPPRESSOR, MODULE (MTL-SD32X) | PANEL
EA3510A | EXISTING | SURGE SUPPRESSOR, MODULE (MTL-SD32X) | PANEL
EA3510B | EXISTING | SURGE SUPPRESSOR, MODULE (MTL-SD32X) | PANEL
EA3520A | EXISTING | SURGE SUPPRESSOR, MODULE (MTL-SD32X) | PANEL
EA3520B | EXISTING | SURGE SUPPRESSOR, MODULE (MTL-SD32X) | PANEL
EA3540A | EXISTING | SURGE SUPPRESSOR, MODULE (MTL-SD32X) | PANEL
EA3540B | EXISTING | SURGE SUPPRESSOR, MODULE (MTL-SD32X) | PANEL
EA4410 | EXISTING | SURGE SUPPRESSOR, MODULE (MTL-SD32X) | PANEL
EA4411 | EXISTING | SURGE SUPPRESSOR, MODULE (MTL-SD32X) | PANEL
EA4413 | EXISTING | SURGE SUPPRESSOR, MODULE (MTL-SD32X) | PANEL
EA4413B | EXISTING | SURGE SUPPRESSOR, MODULE (MTL-SD32X) | PANEL
EA4414 | EXISTING | SURGE SUPPRESSOR, MODULE (MTL-SD32X) | PANEL
EA4414B | EXISTING | SURGE SUPPRESSOR, MODULE (MTL-SD32X) | PANEL
EA4417A | EXISTING | SURGE SUPPRESSOR, MODULE (MTL-SD32X) | PANEL
EA4417B | EXISTING | SURGE SUPPRESSOR, MODULE (MTL-SD32X) | PANEL
EA4418A | EXISTING | SURGE SUPPRESSOR, MODULE (MTL-SD32X) | PANEL
EA4418B | EXISTING | SURGE SUPPRESSOR, MODULE (MTL-SD32X) | PANEL
EA4430 | EXISTING | SURGE SUPPRESSOR, MODULE (MTL-SD32X) | PANEL
EA4430A | EXISTING | SURGE SUPPRESSOR, MODULE (MTL-SD32X) | PANEL
EA4430B | EXISTING | SURGE SUPPRESSOR, MODULE (MTL-SD32X) | PANEL
EA4431 | EXISTING | SURGE SUPPRESSOR, MODULE (MTL-SD32X) | PANEL
EA4431A | EXISTING | SURGE SUPPRESSOR, MODULE (MTL-SD32X) | PANEL
EA4431B | EXISTING | SURGE SUPPRESSOR, MODULE (MTL-SD32X) | PANEL
EA4432 | EXISTING | SURGE SUPPRESSOR, MODULE (MTL-SD32X) | PANEL
EA4433 | EXISTING | SURGE SUPPRESSOR, MODULE (MTL-SD32X) | PANEL
EA4433B | EXISTING | SURGE SUPPRESSOR, MODULE (MTL-SD32X) | PANEL
EA4434 | EXISTING | SURGE SUPPRESSOR, MODULE (MTL-SD32X) | PANEL
EA4434B | EXISTING | SURGE SUPPRESSOR, MODULE (MTL-SD32X) | PANEL
EA4437A | EXISTING | SURGE SUPPRESSOR, MODULE (MTL-SD32X) | PANEL
EA4437B | EXISTING | SURGE SUPPRESSOR, MODULE (MTL-SD32X) | PANEL
EA4438A | EXISTING | SURGE SUPPRESSOR, MODULE (MTL-SD32X) | PANEL
EA4438B | EXISTING | SURGE SUPPRESSOR, MODULE (MTL-SD32X) | PANEL
EA4460 | EXISTING | SURGE SUPPRESSOR, MODULE (MTL-SD32X) | PANEL
EA4461 | EXISTING | SURGE SUPPRESSOR, MODULE (MTL-SD32X) | PANEL
EA4462 | EXISTING | SURGE SUPPRESSOR, MODULE (MTL-SD32X) | PANEL
EA4470 | EXISTING | SURGE SUPPRESSOR, MODULE (MTL-SD32X) | PANEL
EA4471 | EXISTING | SURGE SUPPRESSOR, MODULE (MTL-SD32X) | PANEL
EA4472 | EXISTING | SURGE SUPPRESSOR, MODULE (MTL-SD32X) | PANEL
EA4473 | EXISTING | SURGE SUPPRESSOR, MODULE (MTL-SD32X) | PANEL
EA5100 | EXISTING | SURGE SUPPRESSOR, MODULE (MTL-SD32X) | PANEL
EA5120 | EXISTING | SURGE SUPPRESSOR, MODULE (MTL-SD32X) | PANEL
EA5130 | EXISTING | SURGE SUPPRESSOR, MODULE (MTL-SD32X) | PANEL
EA5150 | EXISTING | SURGE SUPPRESSOR, MODULE (MTL-SD32X) | PANEL
EA5160 | EXISTING | SURGE SUPPRESSOR, MODULE (MTL-SD32X) | PANEL
EA5160A | EXISTING | SURGE SUPPRESSOR, MODULE (MTL-SD32X) | PANEL
EA5160B | EXISTING | SURGE SUPPRESSOR, MODULE (MTL-SD32X) | PANEL
EA5161 | EXISTING | SURGE SUPPRESSOR, MODULE (MTL-SD32X) | PANEL
EA5170 | EXISTING | SURGE SUPPRESSOR, MODULE (MTL-SD32X) | PANEL
EA5170A | EXISTING | SURGE SUPPRESSOR, MODULE (MTL-SD32X) | PANEL
EA5170B | EXISTING | SURGE SUPPRESSOR, MODULE (MTL-SD32X) | PANEL
EA5171 | EXISTING | SURGE SUPPRESSOR, MODULE (MTL-SD32X) | PANEL
EA6110A | EXISTING | SURGE SUPPRESSOR, MODULE (MTL-SD32X) | PANEL
EA6110B | EXISTING | SURGE SUPPRESSOR, MODULE (MTL-SD32X) | PANEL
EA6180 | EXISTING | SURGE SUPPRESSOR, MODULE (MTL-SD32X) | PANEL
EA6210A | EXISTING | SURGE SUPPRESSOR, MODULE (MTL-SD32X) | PANEL
EA6210B | EXISTING | SURGE SUPPRESSOR, MODULE (MTL-SD32X) | PANEL
EA6310 | EXISTING | SURGE SUPPRESSOR, MODULE (MTL-SD32X) | PANEL
EA6400 | EXISTING | SURGE SUPPRESSOR, MODULE (MTL-SD32X) | PANEL
EA7000 | EXISTING | SURGE SUPPRESSOR, MODULE (MTL-SD32X) | PANEL
EA7001 | EXISTING | SURGE SUPPRESSOR, MODULE (MTL-SD32X) | PANEL
EA7410 | EXISTING | SURGE SUPPRESSOR, MODULE (MTL-SD32X) | PANEL
EA7410A | EXISTING | SURGE SUPPRESSOR, MODULE (MTL-SD32X) | PANEL
EA7410B | EXISTING | SURGE SUPPRESSOR, MODULE (MTL-SD32X) | PANEL
EA7460A | EXISTING | SURGE SUPPRESSOR, MODULE (MTL-SD32X) | PANEL
EA7460B | EXISTING | SURGE SUPPRESSOR, MODULE (MTL-SD32X) | PANEL
EA7510 | EXISTING | SURGE SUPPRESSOR, MODULE (MTL-SD32X) | PANEL
EA7511 | EXISTING | SURGE SUPPRESSOR, MODULE (MTL-SD32X) | PANEL
EA7512 | EXISTING | SURGE SUPPRESSOR, MODULE (MTL-SD32X) | PANEL
EA7513 | EXISTING | SURGE SUPPRESSOR, MODULE (MTL-SD32X) | PANEL
EA7514 | EXISTING | SURGE SUPPRESSOR, MODULE (MTL-SD32X) | PANEL
EA7560 | EXISTING | SURGE SUPPRESSOR, MODULE (MTL-SD32X) | PANEL
EA7561 | EXISTING | SURGE SUPPRESSOR, MODULE (MTL-SD32X) | PANEL
EA7601 | EXISTING | SURGE SUPPRESSOR, MODULE (MTL-SD32X) | PANEL
EA7602 | EXISTING | SURGE SUPPRESSOR, MODULE (MTL-SD32X) | PANEL
EA7603 | EXISTING | SURGE SUPPRESSOR, MODULE (MTL-SD32X) | PANEL
EA7611 | EXISTING | SURGE SUPPRESSOR, MODULE (MTL-SD32X) | PANEL
EA7612 | EXISTING | SURGE SUPPRESSOR, MODULE (MTL-SD32X) | PANEL
EA7620 | EXISTING | SURGE SUPPRESSOR, MODULE (MTL-SD32X) | PANEL
EA7621 | EXISTING | SURGE SUPPRESSOR, MODULE (MTL-SD32X) | PANEL
EA7622 | EXISTING | SURGE SUPPRESSOR, MODULE (MTL-SD32X) | PANEL
EA7631 | EXISTING | SURGE SUPPRESSOR, MODULE (MTL-SD32X) | PANEL
EA7632 | EXISTING | SURGE SUPPRESSOR, MODULE (MTL-SD32X) | PANEL
EA7633 | EXISTING | SURGE SUPPRESSOR, MODULE (MTL-SD32X) | PANEL
EA7634 | EXISTING | SURGE SUPPRESSOR, MODULE (MTL-SD32X) | PANEL
EA7635 | EXISTING | SURGE SUPPRESSOR, MODULE (MTL-SD32X) | PANEL
EA7641 | EXISTING | SURGE SUPPRESSOR, MODULE (MTL-SD32X) | PANEL
EA7642 | EXISTING | SURGE SUPPRESSOR, MODULE (MTL-SD32X) | PANEL
EA7645 | EXISTING | SURGE SUPPRESSOR, MODULE (MTL-SD32X) | PANEL
EA7646 | EXISTING | SURGE SUPPRESSOR, MODULE (MTL-SD32X) | PANEL
EA7647 | EXISTING | SURGE SUPPRESSOR, MODULE (MTL-SD32X) | PANEL
EA7648 | EXISTING | SURGE SUPPRESSOR, MODULE (MTL-SD32X) | PANEL
SB7510 | CUSTOMER DEFINED | PUSHBUTTON SWITCH, START (CUSTOMER) | PANEL
SB7511 | CUSTOMER DEFINED | PUSHBUTTON SWITCH, NORMAL STOP (CUSTOMER) | PANEL
SB7512 | CUSTOMER DEFINED | PUSHBUTTON SWITCH, EMERGENCY STOP (CUSTOMER) | PANEL
SB7513 | CUSTOMER DEFINED | PUSHBUTTON SWITCH, FAST STOP (CUSTOMER) | PANEL
GR0141 | 903849C1 | RAIL GROUND, DIN RAIL GROUNDING | PANEL #1
GR0142 | 903849C1 | RAIL GROUND, DIN RAIL GROUNDING | PANEL #1
GR0137 | 903849C1 | RAIL GROUND, DIN RAIL GROUNDING | PANEL #2
GR0138 | 903849C1 | RAIL GROUND, DIN RAIL GROUNDING | PANEL #2
GR0139 | 903849C1 | RAIL GROUND, DIN RAIL GROUNDING | PANEL #2
GR0234 | 903849C1 | RAIL GROUND, DIN RAIL GROUNDING | PANEL #3
GR0028 | 903849C1 | RAIL GROUND, DIN RAIL GROUNDING | PANEL #4
GR0029 | 903849C1 | RAIL GROUND, DIN RAIL GROUNDING | PANEL #4
XT0012 | 1066730-16 | TERMINAL STRIP, 2 CONDUCTOR | PANEL #4
AP0601 | [2]1089241-20 | MODULE, BLANK FILLER | PLC PANEL
AP0602 | 1089241-40 | 1756-EN2TRXT, ETHERNET | PLC PANEL
AP0603 | 1089241-40 | 1756-EN2TRXT, ETHERNET | PLC PANEL
AP0604 | 1089241-20 | MODULE, BLANK FILLER | PLC PANEL
AP0605 | 1089241-41 | 1756-CN2RXT, CONTROLNET BRIDGE | PLC PANEL
AP0606 | 1089241-20 | MODULE, BLANK FILLER | PLC PANEL
AP0607 | 1089241-36 | 1756-EN2TXT, ETHERNET | PLC PANEL
AP0608 | 1089241-20 | MODULE, BLANK FILLER | PLC PANEL
AP0609 | 1089241-40 | 1756-EN2TRXT, ETHERNET | PLC PANEL
AR0600 | 1057900,1059465,1089241-42,1103759,19298R1,22652R1 | RACK CHASSIS, 1756-A10XT (10 SLOT) | PLC PANEL
AT0600 | 1089241-43 | 1756-L83EXTS, CONTROLLER^GUARDLOGIX | PLC PANEL
UV0600 | 1089241-28 | POWER SUPPLY, RSLOGIX CHASSIS | PLC PANEL
AT0680 | 1634974-100 | GATEWAY MODULE, TURBOTRONIC GATEWAY | POWER DISTRIBUTION RAIL
FU0190 | 1043265-1,1043265-5 | FUSE, 10A | POWER DISTRIBUTION RAIL
FU0200 | 1043265-1,1043265-5 | FUSE, 10A | POWER DISTRIBUTION RAIL
FU0201 | 1043265-1,1043265-5 | FUSE, 10A | POWER DISTRIBUTION RAIL
FU0273 | 1043265-1,1043265-4 | FUSE, 5A | POWER DISTRIBUTION RAIL
FU0560 | 1043265-1,1043265-7 | FUSE, 20A | POWER DISTRIBUTION RAIL
FU0680 | 1043265-1,1043265-4 | FUSE, 5A | POWER DISTRIBUTION RAIL
XT0560 | 1066730-16,1066730-17,1066730-18 | TERMINAL STRIP, 2 CONDUCTOR | POWER DISTRIBUTION RAIL
XT0561 | 1066730-53,1066730-7,1066730-8,1067996-4 | TERMINAL BLOCK, SPRING, 4 CONDUCTOR,30-12 AWG (0.05-3.31 MM2),NON-IS | POWER DISTRIBUTION RAIL
XT0562 | 1066730-7,1066730-8,1067996-4 | TERMINAL BLOCK, SPRING, 4 CONDUCTOR,30-12 AWG (0.05-3.31 MM2),NON-IS | POWER DISTRIBUTION RAIL
XT0563 | 1066730-7,1066730-8,1067996-4 | TERMINAL BLOCK, SPRING, 4 CONDUCTOR,30-12 AWG (0.05-3.31 MM2),NON-IS | POWER DISTRIBUTION RAIL
XT0680 | 1066730-7,1066730-8,1067996-4 | TERMINAL BLOCK, SPRING, 4 CONDUCTOR,30-12 AWG (0.05-3.31 MM2),NON-IS | POWER DISTRIBUTION RAIL
FU0012 | 1043265-1,1043265-5 | FUSE, 10A | POWER SUPPLY PANEL
FU0013 | 1043265-1,1043265-5 | FUSE, 10A | POWER SUPPLY PANEL
FU0014 | 1043265-1,1043265-5 | FUSE, 10A | POWER SUPPLY PANEL
FU0015 | 1043265-1,1043265-5 | FUSE, 10A | POWER SUPPLY PANEL
FU0017 | [2]1043265-1,[2]1043265-5 | FUSE, 10A | POWER SUPPLY PANEL
GR0030 | 903849C1 | RAIL GROUND, DIN RAIL GROUNDING | POWER SUPPLY PANEL
GR0031 | 903849C1 | RAIL GROUND, DIN RAIL GROUNDING | POWER SUPPLY PANEL
QS0011 | 1126803 | CIRCUIT BREAKER, DOUBLE POLE - RAIL MOUNTABLE | POWER SUPPLY PANEL
QS0012 | 1126803 | CIRCUIT BREAKER, DOUBLE POLE - RAIL MOUNTABLE | POWER SUPPLY PANEL
UJ0031 | 1286570-1 | POWER CONVERTER, AC/DC INPUT TO 28V DC OUTPUT | POWER SUPPLY PANEL
UJ0131 | 1286570-1 | POWER CONVERTER, AC/DC INPUT TO 28V DC OUTPUT | POWER SUPPLY PANEL
XT0011 | 1066730-16,1066730-17,1066730-18 | TERMINAL STRIP, 2 CONDUCTOR | POWER SUPPLY PANEL
XT0014 | 1247052-1 | BUS BAR, SYSTEM FUNCTION (USE) | POWER SUPPLY PANEL
AF0201 | 2684693-48,2684693-51 | 5094-IB32XT, 32 DISCRETE INPUT | TURBINE CONTROL PANEL
AF0202 | 2684693-49,2684693-52 | 5094-OB32XT, 32 DISCRETE OUTPUT | TURBINE CONTROL PANEL
AU0200 | 2684693-22 | 5094-AENTRXT, FLEX 5000 I/O | TURBINE CONTROL PANEL
GR0200 | PART OF TCP ASSEMBLY | RAIL LUG, DIN RAIL GROUNDING | TURBINE CONTROL PANEL
HL0400 | 1035040-21,PART OF TCP ASSEMBLY | LIGHT, READY, GREEN | TURBINE CONTROL PANEL
HL0401 | 1035040-22,PART OF TCP ASSEMBLY | LIGHT, STARTING, WHITE | TURBINE CONTROL PANEL
HL0402 | 1035040-23,PART OF TCP ASSEMBLY | LIGHT, READY TO LOAD, WHITE | TURBINE CONTROL PANEL
HL0403 | 1035040-24,PART OF TCP ASSEMBLY | LIGHT, ON LOAD, WHITE | TURBINE CONTROL PANEL
HL0404 | 964971C1,PART OF TCP ASSEMBLY | LIGHT, LOCAL/AUXILIARY/CUSTOMER SELECT, WHITE | TURBINE CONTROL PANEL
HL0405 | 1035040-853,PART OF TCP ASSEMBLY | LIGHT, LOCAL/AUXILIARY/CUSTOMER SELECT, WHITE | TURBINE CONTROL PANEL
HL0406 | 964971C1,PART OF TCP ASSEMBLY | LIGHT, SPARE, WHITE | TURBINE CONTROL PANEL
HL0407 | 1035040-26,PART OF TCP ASSEMBLY | LIGHT, COOLDOWN, WHITE | TURBINE CONTROL PANEL
HL0408 | 1035040-27,PART OF TCP ASSEMBLY | LIGHT, STOPPING, WHITE | TURBINE CONTROL PANEL
HL0409 | 1035040-28,PART OF TCP ASSEMBLY | LIGHT, ALARM SUMMARY, AMBER | TURBINE CONTROL PANEL
HL0410 | 1035040-30,PART OF TCP ASSEMBLY | LIGHT, BACKUP ACTIVE, AMBER | TURBINE CONTROL PANEL
HL0411 | 1035040-29,PART OF TCP ASSEMBLY | LIGHT, SHUTDOWN SUMMARY, RED | TURBINE CONTROL PANEL
SA0400 | 1035040-32,PART OF TCP ASSEMBLY | SELECTOR SWITCH, OFF/LOC/AUX/CUST. | TURBINE CONTROL PANEL
SA0401 | 1035040-33,PART OF TCP ASSEMBLY | SELECTOR SWITCH, BACKUP SYSTEM RESET | TURBINE CONTROL PANEL
SB0400 | 1035040-862,PART OF TCP ASSEMBLY | PUSHBUTTON SWITCH, EMERGENCY STOP | TURBINE CONTROL PANEL
SB0401 | 1035040-15,PART OF TCP ASSEMBLY | PUSHBUTTON SWITCH, HORN SILENCE | TURBINE CONTROL PANEL
SB0402 | 1035040-12,PART OF TCP ASSEMBLY | PUSHBUTTON SWITCH, ACKNOWLEDGE | TURBINE CONTROL PANEL
SB0403 | 1035040-13,PART OF TCP ASSEMBLY | PUSHBUTTON SWITCH, RESET | TURBINE CONTROL PANEL
SB0404 | 1035040-14,PART OF TCP ASSEMBLY | PUSHBUTTON SWITCH, LAMP TEST | TURBINE CONTROL PANEL
SB0405 | 1035040-18,PART OF TCP ASSEMBLY | PUSHBUTTON SWITCH, START | TURBINE CONTROL PANEL
SB0406 | 1035040-34,PART OF TCP ASSEMBLY | PUSHBUTTON SWITCH, NORMAL STOP | TURBINE CONTROL PANEL
SB0407 | 1035040-19,PART OF TCP ASSEMBLY | PUSHBUTTON SWITCH, SETPOINT DECREASE | TURBINE CONTROL PANEL
SB0408 | 1035040-20,PART OF TCP ASSEMBLY | PUSHBUTTON SWITCH, SETPOINT INCREASE | TURBINE CONTROL PANEL
SH0401 | 1013485,PART OF TCP ASSEMBLY | LIGHTED SWITCH, SPARE, WHITE | TURBINE CONTROL PANEL
SH0404 | 1013485,PART OF TCP ASSEMBLY | LIGHTED SWITCH, SPARE, WHITE | TURBINE CONTROL PANEL
SH0405 | 1013485,PART OF TCP ASSEMBLY | LIGHTED SWITCH, SPARE, WHITE | TURBINE CONTROL PANEL
SH0406 | 1013485,PART OF TCP ASSEMBLY | LIGHTED SWITCH, OPEN HPC SURGE CONTROL VALVE, WHITE | TURBINE CONTROL PANEL
SH0407 | 1013485,PART OF TCP ASSEMBLY | LIGHTED SWITCH, CLOSE HPC SURGE CONTROL VALVE, WHITE | TURBINE CONTROL PANEL
SH0408 | 1013485,PART OF TCP ASSEMBLY | LIGHTED SWITCH, AUTO/MANUAL SELECT, WHITE | TURBINE CONTROL PANEL
SH0409 | 1035040-8,PART OF TCP ASSEMBLY | LIGHTED SWITCH, SPARE, WHITE | TURBINE CONTROL PANEL
SH0410 | 1035040-6,PART OF TCP ASSEMBLY | LIGHTED SWITCH, SPARE, WHITE | TURBINE CONTROL PANEL
XT0564 | PART OF TCP ASSEMBLY | TERMINAL STRIP, SYSTEM FUNCTION (USE) | TURBINE CONTROL PANEL
AF0081 | 2684693-18,2684693-28 | 5094-IB16SXT, 16 DISCRETE INPUT, S | TURBINE PANEL A
AF0082 | 2684693-17,2684693-23 | 5094-IB16XT, 16 DISCRETE INPUT | TURBINE PANEL A
AF0083 | 2684693-19,2684693-33 | 5094-IY8XT, 8 ANALOG INPUT, TC/RTD/ I&V | TURBINE PANEL A
AF0084 | 2684693-19,2684693-33 | 5094-IY8XT, 8 ANALOG INPUT, TC/RTD/ I&V | TURBINE PANEL A
AF0085 | 2684693-18,2684693-56 | 5094-IF8IHXT, 8 ANALOG INPUT, ISOLATED | TURBINE PANEL A
AF0086 | 2684693-18,2684693-56 | 5094-IF8IHXT, 8 ANALOG INPUT, ISOLATED | TURBINE PANEL A
AF0087 | 2684693-17,2684693-23 | 5094-IB16XT, 16 DISCRETE INPUT | TURBINE PANEL A
AF0091 | 2684693-17,2684693-23 | 5094-IB16XT, 16 DISCRETE INPUT | TURBINE PANEL A
AF0092 | 2684693-17,2684693-24 | 5094-OB16XT, 16 DISCRETE OUTPUT | TURBINE PANEL A
AF0093 | 2684693-17,2684693-24 | 5094-OB16XT, 16 DISCRETE OUTPUT | TURBINE PANEL A
AF0094 | 2684693-19,2684693-33 | 5094-IY8XT, 8 ANALOG INPUT, TC/RTD/ I&V | TURBINE PANEL A
AF0095 | 2684693-17,2684693-25 | 5094-OB8XT, 8 DISCRETE OUTPUT | TURBINE PANEL A
AF0096 | 2684693-21,2684693-36 | 5094-IRT8SXT, 8 RTD/TC ANALOG INPUT, S | TURBINE PANEL A
AF0097 | 2684693-18,2684693-53 | 5094-IJ2IXT, 2 FAST COUNTER INPUT, S | TURBINE PANEL A
AU0080 | 2684693-22 | 5094-AENTRXT, FLEX 5000 I/O | TURBINE PANEL A
AU0090 | 2684693-22 | 5094-AENTRXT, FLEX 5000 I/O | TURBINE PANEL A
FU0010 | 1043265-1,1043265-5 | FUSE, 10A | TURBINE PANEL A
FU0080 | 1043265-1,1043265-5 | FUSE, 10A | TURBINE PANEL A
FU0082 | 1043265-1,1043265-5 | FUSE, 10A | TURBINE PANEL A
FU0090 | 1043265-1,1043265-5 | FUSE, 10A | TURBINE PANEL A
FU0091 | 1043265-1,1043265-5 | FUSE, 10A | TURBINE PANEL A
FU0092 | 1043265-1,1043265-5 | FUSE, 10A | TURBINE PANEL A
FU0093 | 1043265-1,1043265-5 | FUSE, 10A | TURBINE PANEL A
FU0136 | 1043265-1,1043265-9 | FUSE, 30A | TURBINE PANEL A
FU0137 | 1043265-1,1043265-7 | FUSE, 20A | TURBINE PANEL A
FU0139 | 1043265-1,1043265-4 | FUSE, 5A | TURBINE PANEL A
FU0160 | 1043265-5 | FUSE, 10A | TURBINE PANEL A
GR0131 | 903849C1 | RAIL GROUND, DIN RAIL GROUNDING | TURBINE PANEL A
GR0132 | 903849C1 | RAIL GROUND, DIN RAIL GROUNDING | TURBINE PANEL A
GR0133 | 903849C1 | RAIL GROUND, DIN RAIL GROUNDING | TURBINE PANEL A
KA0130 | 1061979-1 | RELAY, LOWSPEED/OPEN PROBE SETPOINT | TURBINE PANEL A
KA0131 | 1061979-1 | RELAY, CONTROLLER ACTIVE | TURBINE PANEL A
KA0132 | 1061979-1 | RELAY, CONTROLLER ACTIVE | TURBINE PANEL A
KA0133 | 1061979-1 | RELAY, POST LUBE NOT REQUIRED | TURBINE PANEL A
KA0134 | 1061979-1 | RELAY, BACKUP COMMAND OFF | TURBINE PANEL A
KA0136 | 1061979-1 | RELAY, LUBE OIL HEADER PRESSURE HIGH | TURBINE PANEL A
KA0137 | 1061979-1 | RELAY, LUBE PUMP INHIBIT | TURBINE PANEL A
KA0138 | 1061979-1 | RELAY, BACKUP LUBE OIL PUMP OFF | TURBINE PANEL A
KA0141 | 1061979-1 | RELAY, CONTROLLER ACTIVE | TURBINE PANEL A
KA0144 | 1061979-1 | RELAY, AC PRE/POST PUMP DRIVE | TURBINE PANEL A
KA0176 | 1061979-1 | RELAY, VENTILATION REQUIRED | TURBINE PANEL A
KA0177 | 1061979-1 | RELAY, VENTILATION REQUIRED | TURBINE PANEL A
KA2160 | 1061979-1 | RELAY, SPARE | TURBINE PANEL A
KA2161 | 1061979-1 | RELAY, SPARE | TURBINE PANEL A
KT0140 | 2651077-1 | TIMER RELAY, BACKUP PUMP POST LUBE OFF CYCLE | TURBINE PANEL A
KT0141 | 2651077-1 | TIMER RELAY, BACKUP POST LUBE CONTINUOUS | TURBINE PANEL A
KT0142 | 2651077-1 | TIMER RELAY, TOTAL POST LUBE | TURBINE PANEL A
KT0143 | 2651077-1 | TIMER RELAY, BACKUP PUMP POST LUBE ON CYCLE | TURBINE PANEL A
KT0144 | 2651077-1 | TIMER RELAY, HEADER PRESSURE HIGH BACKUP PUMP OFF | TURBINE PANEL A
KT0145 | 2651077-1 | TIMER RELAY, FIRE DETECTED ROLLDOWN LUBE | TURBINE PANEL A
KT0146 | 2651077-3 | TIMER RELAY, WATCHDOG | TURBINE PANEL A
PC0470 | 2271605-1 | TIMER/COUNTER, ENGINE HOUR / START COUNTER | TURBINE PANEL A
PEG0130 | 232941-300 | BUS BAR, PANEL A - POWER EARTH GROUNDING | TURBINE PANEL A
VD6211 | 960592C1 | DIODE, 15 pF | TURBINE PANEL A
VD6212 | 960592C1 | DIODE, 15 pF | TURBINE PANEL A
XT0080 | 1066730-7,1066730-8,1067996-4 | TERMINAL BLOCK, SPRING, 4 CONDUCTOR,30-12 AWG (0.05-3.31 MM2),NON-IS | TURBINE PANEL A
XT0081 | 1066730-7,1066730-8,1067996-4 | TERMINAL BLOCK, SPRING, 4 CONDUCTOR,30-12 AWG (0.05-3.31 MM2),NON-IS | TURBINE PANEL A
XT0134 | 1066730-16,1066730-17,1066730-18 | TERMINAL STRIP, 2 CONDUCTOR | TURBINE PANEL A
XT0135 | 1066730-7,1066730-8,1067996-4 | TERMINAL BLOCK, SPRING, 4 CONDUCTOR,30-12 AWG (0.05-3.31 MM2),NON-IS | TURBINE PANEL A
XT0138 | 1066730-16,1066730-17,1066730-18 | TERMINAL STRIP, 2 CONDUCTOR | TURBINE PANEL A
XT0139 | 1066730-7,1066730-8,1067996-4 | TERMINAL BLOCK, SPRING, 4 CONDUCTOR,30-12 AWG (0.05-3.31 MM2),NON-IS | TURBINE PANEL A
XT0171 | 1066730-1 | TERMINAL STRIP, 4 CONDUCTOR | TURBINE PANEL A
AF0061 | 2684693-17,2684693-25 | 5094-OB8XT, 8 DISCRETE OUTPUT | TURBINE PANEL B
AF0062 | 2684693-17,2684693-25 | 5094-OB8XT, 8 DISCRETE OUTPUT | TURBINE PANEL B
AF0063 | 2684693-17,2684693-23 | 5094-IB16XT, 16 DISCRETE INPUT | TURBINE PANEL B
AF0064 | 2684693-18,2684693-30 | 5094-IF4IHSXT, 4 ANALOG INPUT, S | TURBINE PANEL B
AF0065 | 2684693-18,2684693-30 | 5094-IF4IHSXT, 4 ANALOG INPUT, S | TURBINE PANEL B
AF0066 | 2684693-18,2684693-27 | 5094-OF8IHXT, 8 ANALOG OUTPUT, ISOLATED | TURBINE PANEL B
AF0067 | 2684693-17,2684693-25 | 5094-OB8XT, 8 DISCRETE OUTPUT | TURBINE PANEL B
AF0068 | 2684693-21,2684693-36 | 5094-IRT8SXT, 8 RTD/TC ANALOG INPUT, S | TURBINE PANEL B
AF0071 | 2684693-18,2684693-32 | 5094-IJ2ISXT, 2 FAST COUNTER INPUT, S | TURBINE PANEL B
AF0072 | 2684693-18,2684693-30 | 5094-IF4IHSXT, 4 ANALOG INPUT, S | TURBINE PANEL B
AF0073 | 2684693-21,2684693-36 | 5094-IRT8SXT, 8 RTD/TC ANALOG INPUT, S | TURBINE PANEL B
AF0074 | 2684693-18,2684693-56 | 5094-IF8IHXT, 8 ANALOG INPUT, ISOLATED | TURBINE PANEL B
AF0075 | 2684693-18,2684693-30 | 5094-IF4IHSXT, 4 ANALOG INPUT, S | TURBINE PANEL B
AF0076 | 2684693-18,2684693-55 | 5094-OB16SXT, 16 DISCRETE OUTPUT, S | TURBINE PANEL B
AF0077 | 2684693-19,2684693-33 | 5094-IY8XT, 8 ANALOG INPUT, TC/RTD/ I&V | TURBINE PANEL B
AU0060 | 2684693-22 | 5094-AENTRXT, FLEX 5000 I/O | TURBINE PANEL B
AU0070 | 2684693-22 | 5094-AENTRXT, FLEX 5000 I/O | TURBINE PANEL B
FU0060 | 1043265-1,1043265-5 | FUSE, 10A | TURBINE PANEL B
FU0061 | 1043265-1,1043265-5 | FUSE, 10A | TURBINE PANEL B
FU0062 | 1043265-1,1043265-5 | FUSE, 10A | TURBINE PANEL B
FU0063 | 1043265-1,1043265-5 | FUSE, 10A | TURBINE PANEL B
FU0064 | 1043265-1,1043265-5 | FUSE, 10A | TURBINE PANEL B
FU0070 | 1043265-1,1043265-5 | FUSE, 10A | TURBINE PANEL B
FU0071 | 1043265-1,1043265-5 | FUSE, 10A | TURBINE PANEL B
FU0210 | 1043265-1,1043265-7 | FUSE, 20A | TURBINE PANEL B
FU0211 | 1043265-1,1043265-4 | FUSE, 5A | TURBINE PANEL B
FU0212 | 1043265-1,1043265-3 | FUSE, 2A | TURBINE PANEL B
FU2108 | 1043265-3 | FUSE, 2A | TURBINE PANEL B
GR0231 | 903849C1 | RAIL GROUND, DIN RAIL GROUNDING | TURBINE PANEL B
GR0232 | 903849C1 | RAIL GROUND, DIN RAIL GROUNDING | TURBINE PANEL B
GR0233 | 903849C1 | RAIL GROUND, DIN RAIL GROUNDING | TURBINE PANEL B
IEG0010 | 1099358-100 | BUS BAR, MARSHALLING INSTRUMENT EARTH GROUNDING | TURBINE PANEL B
IEG0230 | 232941-300 | BUS BAR, PANEL B - INSTRUMENT EARTH GROUNDING | TURBINE PANEL B
KA0135 | 1061979-1 | RELAY, AC PRE/POST PUMP DRIVE | TURBINE PANEL B
KA0221 | 1061979-1 | RELAY, PRIMARY GAS FUEL^SHUTOFF VALVE | TURBINE PANEL B
KA0222 | 1061979-1 | RELAY, SECONDARY GAS FUEL^SHUTOFF VALVE | TURBINE PANEL B
KA0230 | 1061979-1 | RELAY, CONTROLLER ACTIVE | TURBINE PANEL B
KA0231 | 1061979-1 | RELAY, CONTROLLER ACTIVE | TURBINE PANEL B
KA0232 | 1061979-1 | RELAY, CONTROLLER ACTIVE | TURBINE PANEL B
KA0233 | 1061979-1 | RELAY, CONTROLLER ACTIVE | TURBINE PANEL B
KA0234 | 1061979-1 | RELAY, CONTROLLER ACTIVE | TURBINE PANEL B
KA0235 | 1061979-1 | RELAY, NO EMERGENCY SHUTDOWN^SUMMARY | TURBINE PANEL B
KA0236 | 1061979-1 | RELAY, NO EMERGENCY SHUTDOWN^SUMMARY | TURBINE PANEL B
KA0237 | 1061979-1 | RELAY, NO EMERGENCY SHUTDOWN SUMMARY | TURBINE PANEL B
KA0238 | 1061979-1 | RELAY, NO EMERGENCY SHUTDOWN SUMMARY | TURBINE PANEL B
KA0239 | 1061979-1 | RELAY, NO EMERGENCY SHUTDOWN SUMMARY | TURBINE PANEL B
KA0240 | 1061979-1 | RELAY, NO EMERGENCY SHUTDOWN^SUMMARY | TURBINE PANEL B
KA0241 | 1061979-1 | RELAY, BACKUP SYSTEM RESET | TURBINE PANEL B
KA0242 | 1061979-1 | RELAY, BACKUP SYSTEM RESET | TURBINE PANEL B
KA0243 | 1061979-1 | RELAY, NO FIRE DETECTED | TURBINE PANEL B
KA0244 | 1061979-1 | RELAY, NO FIRE DETECTED | TURBINE PANEL B
KA0245 | 1061979-1 | RELAY, NO GAS DETECTED | TURBINE PANEL B
KA0246 | 1061979-1 | RELAY, NO FIRE DETECTED | TURBINE PANEL B
KA0247 | 1061979-1 | RELAY, NO FIRE DETECTED | TURBINE PANEL B
KA0248 | 1061979-1 | RELAY, NO EMERGENCY SHUTDOWN SUMMARY | TURBINE PANEL B
KA0249 | 1061979-1 | RELAY, NO GAS DETECTED | TURBINE PANEL B
KA0250 | 1061979-1 | RELAY, NO EMERGENCY SHUTDOWN SUMMARY | TURBINE PANEL B
KA1020 | 1061979-1 | RELAY, IGNITION START | TURBINE PANEL B
KA3103 | 1061979-1 | RELAY, LUBE OIL TANK IMMERSION HEATER | TURBINE PANEL B
KA5120 | 1061979-1 | RELAY, SEAL GAS HEATER | TURBINE PANEL B
KA6100 | 1061979-1 | RELAY, ENCLOSURE SPACE HEATER | TURBINE PANEL B
KA6211 | 1061979-1 | RELAY, DRIVER ENCLOSURE^VENT FAN #1 | TURBINE PANEL B
KA6212 | 1061979-1 | RELAY, DRIVER ENCLOSURE^VENT FAN #2 | TURBINE PANEL B
KA7000 | 1061979-1 | RELAY, SEAL GAS COOLER FAN #1 | TURBINE PANEL B
KA7001 | 1061979-1 | RELAY, SEAL GAS COOLER FAN #2 | TURBINE PANEL B
RR0851 | 981090C1 | RESISTOR, 3.01K OHM | TURBINE PANEL B
RR0852 | 981089C1 | RESISTOR, 1.0K OHM | TURBINE PANEL B
XT0060 | 1066730-7,1066730-8,1067996-4 | TERMINAL BLOCK, SPRING, 4 CONDUCTOR,30-12 AWG (0.05-3.31 MM2),NON-IS | TURBINE PANEL B
XT0070 | 1066730-7,1066730-8,1067996-4 | TERMINAL BLOCK, SPRING, 4 CONDUCTOR,30-12 AWG (0.05-3.31 MM2),NON-IS | TURBINE PANEL B
XT0085 | 1066730-7,1066730-8,1067996-4 | TERMINAL BLOCK, SPRING, 4 CONDUCTOR,30-12 AWG (0.05-3.31 MM2),NON-IS | TURBINE PANEL B
XT0136 | 1066730-7,1066730-8,1067996-82 | TERMINAL BLOCK, SPRING, 4 CONDUCTOR,30-12 AWG (0.05-3.31 MM2),NON-IS | TURBINE PANEL B
XT0233 | 1066730-7,1066730-8,1067996-4 | TERMINAL BLOCK, SPRING, 4 CONDUCTOR,30-12 AWG (0.05-3.31 MM2),NON-IS | TURBINE PANEL B
XT0235 | 1066730-7,1066730-8,1067996-4 | TERMINAL BLOCK, SPRING, 4 CONDUCTOR,30-12 AWG (0.05-3.31 MM2),NON-IS | TURBINE PANEL B
XT0237 | 1066730-10,1066730-9,1067996-4 | DIODE TERMINAL STRIP, 4 CONDUCTOR | TURBINE PANEL B
XT0240 | 1066730-7,1066730-8,1067996-4 | TERMINAL BLOCK, SPRING, 4 CONDUCTOR,30-12 AWG (0.05-3.31 MM2),NON-IS | TURBINE PANEL B
XT9001 | 1066730-7 | TERMINAL BLOCK, SPRING, 4 CONDUCTOR,30-12 AWG (0.05-3.31 MM2),NON-IS | TURBINE PANEL B
AF0400 | 1322418-31,1322418-40,1322418-72,1322418-73 | 1444-TSCX02-02RB, 2-CH TACHOMETER INPUT^DYNAMIX 1444 VIBRATION | TURBINE VIBRATION PANEL
AF0410 | 1322418-11,1322418-20,1322418-70,1322418-71 | 1444-DYN04-01RA, 4-CH VIBRATION INPUT^DYNAMIX 1444 VIBRATION | TURBINE VIBRATION PANEL
AF0420 | 1322418-11,1322418-20,1322418-70,1322418-71 | 1444-DYN04-01RA, 4-CH VIBRATION INPUT^DYNAMIX 1444 VIBRATION | TURBINE VIBRATION PANEL
AF0430 | 1322418-11,1322418-20,1322418-70,1322418-71 | 1444-DYN04-01RA, 4-CH VIBRATION INPUT^DYNAMIX 1444 VIBRATION | TURBINE VIBRATION PANEL
AF0450 | 1322418-11,1322418-20,1322418-70,1322418-71 | 1444-DYN04-01RA, 4-CH VIBRATION INPUT^DYNAMIX 1444 VIBRATION | TURBINE VIBRATION PANEL
FU0110 | [2]1043265-1,[2]1043265-7 | FUSE, 20A | TURBINE VIBRATION PANEL
FU0113 | [2]1043265-1,[2]1043265-4 | FUSE, 5A | TURBINE VIBRATION PANEL
GR0110 | 903849C1 | RAIL GROUND, DIN RAIL GROUNDING | TURBINE VIBRATION PANEL
IEG0110 | 232941-200 | BUS BAR, ENGINE VIBRATION - INSTRUMENT EARTH GROUNDING | TURBINE VIBRATION PANEL
XT0110 | 1066730-7,1066730-8,1067996-4 | TERMINAL BLOCK, SPRING, 4 CONDUCTOR,30-12 AWG (0.05-3.31 MM2),NON-IS | TURBINE VIBRATION PANEL
XT0400 | [2]1066730-1,[2]1066730-2,1066730-67,1066730-7,1066730-8,1067996-4 | TERMINAL STRIP, 4 CONDUCTOR | TURBINE VIBRATION PANEL