## White Labels
- 251-01 | - 252-01 | - 300-00H0220 |  | - 500-03
GY0430 | GY0500 | GY0510 | GY205 | GYIE200
|  |  | GYAH172 | GYPE200
|  |  | GYCHAS1 | GYIE2521
|  |  | GYFL200 | GYIE252
|  |  | GYIE206 | GY218
|  |  | GYIE208 | GYIE2571
|  |  | GYPS2010 | GYIE2572
|  |  | GYZ253 | GYIE257
|  |  | GYIE251 | GY209
GYIE259

## 100-00
100-00
UPGRADE
Project # | 71921
Project Name
Revision | F
Controls DE
Phone:
Controls ME
Phone:
From | [5 empty] | To
Device ID | Cable (W) Conductor (SC) Jumper Clip (JC) | Wire No. | Wire ID | Gauge/Size | Page/Zone | Device ID | Location | Page/Zone
CR293C1:- | SC | K2931A | LEAD | --- | 55.G4 | TS293C:10 | 257-01 | 55.G4
CR293C1:+ | SC | K29302 | LEAD | --- | 55.G4 | TS293C:4 | 257-01 | 55.G5
CR293C3:- | SC | K2931B | LEAD | --- | 55.F4 | TS293C:12 | 257-01 | 55.F4
CR293C3:+ | SC | K29302 | LEAD | --- | 55.F4 | TS293C:5 | 257-01 | 55.F5
CR293C5:- | SC | L5622P | LEAD | --- | 55.F4 | TS293C:14 | 257-01 | 55.F4
CR293C5:+ | SC | K29302 | LEAD | --- | 55.F4 | TS293C:6 | 257-01 | 55.F5
CR293C7:- | SC | L5642P | LEAD | --- | 55.E4 | TS293C:16 | 257-01 | 55.E4
CR293C7:+ | SC | K29302 | LEAD | --- | 55.E4 | TS293C:7 | 257-01 | 55.E5
SolarTools ver. 24.0.84.24712 (Jul 31, 2025)
Report date: 4/10/2026 9:57 AM

## 100-00G5150
100-00G5150
UPGRADE
Project # | 71921
Project Name
Revision | F
Controls DE
Phone:
Controls ME
Phone:
From | [5 empty] | To
Device ID | Cable (W) Conductor (SC) Jumper Clip (JC) | Wire No. | Wire ID | Gauge/Size | Page/Zone | Device ID | Location | Page/Zone
DS110:11 | SC | DS11011 | WHT | 20GA | 11.G8 | TS100:35 | 100-00G5150 | 11.G7
DS110:12 | SC | DS11012 | WHT | 20GA | 11.G8 | TS100:36 | 100-00G5150 | 11.G7
DS110:13 | SC | S1101AP |  | 20GA | 11.H8 | TS100:1 | 100-00G5150 | 11.H7
DS110:14 | SC | S1101A |  | 20GA | 11.H8 | TS100:2 | 100-00G5150 | 11.H7
DS110:X1 | SC | DS110 |  | 20GA | 11.G8 | TS100:3 | 100-00G5150 | 11.G7
DS110:X2 | SC | DS110N |  | 20GA | 11.G8 | TS100:4 | 100-00G5150 | 11.G7
DS111:11 | SC | S1111BP |  | 20GA | 11.D8 | TS100:9 | 100-00G5150 | 11.D7
DS111:12 | SC | S1111B |  | 20GA | 11.D8 | TS100:10 | 100-00G5150 | 11.D7
DS111:13 | SC | DS11113 | WHT | 20GA | 11.D8 | TS100:37 | 100-00G5150 | 11.D7
DS111:14 | SC | DS11114 | WHT | 20GA | 11.D8 | TS100:38 | 100-00G5150 | 11.D7
DS111:X1 | SC | DS111 |  | 20GA | 11.C8 | TS100:11 | 100-00G5150 | 11.C7
DS111:X2 | SC | DS111N |  | 20GA | 11.C8 | TS100:12 | 100-00G5150 | 11.C7
DS124:11 | SC | DS121411 | WHT | 20GA | 11.B8 | TS100:39 | 100-00G5150 | 11.C7
DS124:12 | SC | DS12412 | WHT | 20GA | 11.B8 | TS100:40 | 100-00G5150 | 11.B7
DS124:13 | SC | K29511A12 |  | 20GA | 11.A8 | TS100:15 | 100-00G5150 | 11.A7
DS124:14 | SC | K29521A1 |  | 20GA | 11.A8 | TS100:16 | 100-00G5150 | 11.A7
DS124:X1 | SC | DS124 |  | 20GA | 11.A8 | TS100:13 | 100-00G5150 | 11.B7
DS124:X2 | SC | 0V95 |  | 20GA | 11.A8 | TS100:14 | 100-00G5150 | 11.A7
S101:11 | SC | S101BP |  | 20GA | 11.D5 | TS100:23 | 100-00G5150 | 11.D4
S101:12 | SC | S101B |  | 20GA | 11.D5 | TS100:24 | 100-00G5150 | 11.D4
S101:13 | SC | S101AP |  | 20GA | 11.C5 | TS100:25 | 100-00G5150 | 11.C4
S101:14 | SC | S101A |  | 20GA | 11.C5 | TS100:26 | 100-00G5150 | 11.C4
S112:11 | SC | S512 |  | 16GA | 8.H4 | TS100:27 | 100-00G5150 | 8.H4
S112:11-B1 | SC | S212BP |  | 20GA | 8.G4 | TS100:29 | 100-00G5150 | 8.G4
S112:12 | SC | S112 |  | 16GA | 8.H4 | TS100:28 | 100-00G5150 | 8.H4
S112:12-B1 | SC | S212BN |  | 20GA | 8.G4 | TS100:30 | 100-00G5150 | 8.G4
S114:13 | SC | S1141AP |  | 20GA | 11.E5 | TS100:21 | 100-00G5150 | 11.E4
S114:14 | SC | S1141A |  | 20GA | 11.E5 | TS100:22 | 100-00G5150 | 11.E4
S117:13 | SC | S1171AP |  | 20GA | 11.F5 | TS100:19 | 100-00G5150 | 11.F4
S117:14 | SC | S1171A |  | 20GA | 11.F5 | TS100:20 | 100-00G5150 | 11.F4
S154:13-B1 | SC | S1542BP |  | 20GA | 11.F8 | TS100:5 | 100-00G5150 | 11.F7
S154:13-B2 | SC | S1541AP |  | 20GA | 11.E8 | TS100:7 | 100-00G5150 | 11.E7
S154:14-B1 | SC | S1542B |  | 20GA | 11.F8 | TS100:6 | 100-00G5150 | 11.F7
S154:14-B2 | SC | S1541A |  | 20GA | 11.E8 | TS100:8 | 100-00G5150 | 11.E7
S172:11 | SC | S1721BP |  | 20GA | 11.G5 | TS100:17 | 100-00G5150 | 11.G4
S172:12 | SC | S1721B |  | 20GA | 11.G5 | TS100:18 | 100-00G5150 | 11.G4
PT2121:+ | W006 | PT2121P | RED | 22GA | 15.G8 | ZF2082:V39 | 300-00G5150 | 15.G3
PT2121:- | W006 | PT2121N | BLK | 22GA | 15.G8 | ZF2082:04 | 300-00G5150 | 15.G3
PT1120:+ | W023 | PT1120P | RED | 22GA | 24.G8 | ZF2082:V35 | 300-00G5150 | 24.F3
PT1120:- | W023 | PT1120N | BLK | 22GA | 24.G8 | ZF2082:00 | 300-00G5150 | 24.F3
PT2141:+ | WC4004 | PT2141P | CLR | 16 | 16.E8 | ZF2082:V43 | 300-00G5150 | 16.E3
PT2141:- | WC4004 | PT2141N | BLK | 16 | 16.E8 | ZF2082:08 | 300-00G5150 | 16.E3
PT2130:+ | WC4005 | PT2130P | CLR | 16 | 16.D8 | ZF2082:V47 | 300-00G5150 | 16.D3
PT2130:- | WC4005 | PT2130N | BLK | 16 | 16.D8 | ZF2082:12 | 300-00G5150 | 16.D3
SV2120:- | SC | SV2120N |  | 16GA | 15.B8 | ZF2080:COM21 | 250-01 | 15.B3
SV2120:+ | SC | SV2120P |  | 16GA | 15.B8 | KZ296:11 | 250-01 | 15.B4
SV2124:- | SC | SV2124N | WHT | 16GA | 15.E8 | ZF2062:08 | 250-01 | 15.E3
SV2124:+ | SC | SV2124P | WHT | 16GA | 15.E8 | KZ296:21 | 250-01 | 15.E4
TS100:1 | SC | S1101AP |  | 20GA | 11.H7 | ZF2087:V35 | 250-01 | 11.H6
TS100:10 | SC | S1111B |  | 20GA | 11.D7 | ZF2087:1 | 250-01 | 11.D6
TS100:11 | SC | DS111 |  | 20GA | 11.C7 | ZF2087:13 | 250-01 | 11.C6
TS100:12 | SC | DS111N |  | 20GA | 11.C7 | ZF2087:COM30 | 250-01 | 11.C6
TS100:13 | SC | DS124 |  | 20GA | 11.B7 | TS205A:1 | 250-01 | 11.B7
TS100:14 | SC | 0V95 |  | 20GA | 11.A7 | TS295:8 | 250-01 | 10.C3
TS100:15 | SC | K29511A12 |  | 20GA | 11.A7 | TS295:9 | 250-01 | 10.E5
TS100:16 | SC | K29521A1 |  | 20GA | 11.A7 | TS295:10 | 250-01 | 10.E4
TS100:17 | SC | S1721BP |  | 20GA | 11.G4 | ZF2087:V37 | 250-01 | 11.G3
TS100:18 | SC | S1721B |  | 20GA | 11.G4 | ZF2087:2 | 250-01 | 11.G3
TS100:19 | SC | S1171AP |  | 20GA | 11.F4 | ZF2087:V38 | 250-01 | 11.F3
TS100:2 | SC | S1101A |  | 20GA | 11.H7 | ZF2087:0 | 250-01 | 11.H6
TS100:20 | SC | S1171A |  | 20GA | 11.F4 | ZF2087:3 | 250-01 | 11.F3
TS100:21 | SC | S1141AP |  | 20GA | 11.E4 | ZF2087:V39 | 250-01 | 11.E3
TS100:22 | SC | S1141A |  | 20GA | 11.E4 | ZF2087:4 | 250-01 | 11.E3
TS100:23 | SC | S101BP |  | 20GA | 11.D4 | ZF2087:V40 | 250-01 | 11.D3
TS100:24 | SC | S101B |  | 20GA | 11.D4 | ZF2087:5 | 250-01 | 11.D3
TS100:25 | SC | S101AP |  | 20GA | 11.C4 | ZF2087:V41 | 250-01 | 11.C3
TS100:26 | SC | S101A |  | 20GA | 11.C4 | ZF2087:6 | 250-01 | 11.C3
TS100:27 | SC | S512 |  | 16GA | 8.H4 | TS295:12 | 250-01 | 10.G5
TS100:28 | SC | S112 |  | 16GA | 8.H4 | TS295:13 | 250-01 | 10.G4
TS100:29 | SC | S212BP |  | 20GA | 8.G4 | ZF2087:V44 | 250-01 | 8.G3
TS100:3 | SC | DS110 |  | 20GA | 11.G7 | ZF2087:10 | 250-01 | 11.G6
TS100:30 | SC | S212BN |  | 20GA | 8.G4 | ZF2087:9 | 250-01 | 8.G3
TS100:4 | SC | DS110N |  | 20GA | 11.G7 | ZF2087:COM27 | 250-01 | 11.G6
TS100:5 | SC | S1542BP |  | 20GA | 11.F7 | ZF2087:V42 | 250-01 | 11.F6
TS100:6 | SC | S1542B |  | 20GA | 11.F7 | ZF2087:7 | 250-01 | 11.F6
TS100:7 | SC | S1541AP |  | 20GA | 11.E7 | ZF2087:V43 | 250-01 | 11.E6
TS100:8 | SC | S1541A |  | 20GA | 11.E7 | ZF2087:8 | 250-01 | 11.E6
TS100:9 | SC | S1111BP |  | 20GA | 11.D7 | ZF2087:V36 | 250-01 | 11.D6
TS0450:1 | SC | GY0430 | GRN/YEL | 14GA | 34.E6 | IE251:1 | 251-01 | 34.E5
TS0450:1 | SC | GY0430 | GRN | 16GA | 34.E6 | AF0450:32 | 300-00G5150 | 34.G7
TSFG:1 | WC4649 | PE1520G | G/Y | 20 | 17.F5 | PE1520:G/Y | 300-00G5150 | 17.G8
TS0450:1 | SC | GY0430 | GRN | 16GA | 34.E6 | AF0430:32 | 300-00H0220 | 34.G6
SolarTools ver. 24.0.84.24712 (Jul 31, 2025)
Report date: 4/10/2026 9:57 AM

## 100-00H0220
100-00H0220
UPGRADE
Project # | 71921
Project Name
Revision | F
Controls DE
Phone:
Controls ME
Phone:
From | [5 empty] | To
Device ID | Cable (W) Conductor (SC) Jumper Clip (JC) | Wire No. | Wire ID | Gauge/Size | Page/Zone | Device ID | Location | Page/Zone
XT0520:2 | SC | GY0500 | GRN | 16GA | 39.C4 | IE252:2 | 252-01 | 39.C4
XT0520:1 | SC | GY0510 | GRN | 16GA | 39.C5 | AF0500:12 | 300-00H0220 | 39.E5
XT0520:1 | SC | GY0510 | GRN | 16GA | 39.C5 | AF0510:32 | 300-00H0220 | 39.E6
XT0520:1 | SC | GY0510 | GRN | 16GA | 39.C5 | AF0520:32 | 300-00H0220 | 39.E6
SolarTools ver. 24.0.84.24712 (Jul 31, 2025)
Report date: 4/10/2026 9:57 AM

## 250-01
250-01
TURBINE BOX
Project # | 71921
Project Name
Revision | F
Controls DE
Phone:
Controls ME
Phone:
From | [5 empty] | To
Device ID | Cable (W) Conductor (SC) Jumper Clip (JC) | Wire No. | Wire ID | Gauge/Size | Page/Zone | Device ID | Location | Page/Zone
HY2080A:BNC2 | SC | WHY2080A | COAX | COAX | 7.H8 | HY2090A:BNC1 | 250-01 | 60.F6
HY2080B:BNC2 | SC | WHY2080B | COAX | COAX | 7.G7 | HY2090B:BNC1 | 250-01 | 60.F6
AH172:1 | SC | AH172 |  | 16GA | 11.G5 | SPAH172:1 | 250-01 | 11.H4
AH172:2 | SC | AH172N |  | 16GA | 11.G5 | SPAH172:2 | 250-01 | 11.G4
AH172:3 | SC | GYAH172 |  | 16GA | 11.G5 | SPAH172:3 | 250-01 | 11.G4
CH2010:1 | SC | GYCHAS1 | GRN/YEL | 14GA | 4.G6 | PE200:2 | 250-01 | 4.E6
D172-1:1 | SC | AH172 |  | 20GA | 11.H4 | SPAH172:1 | 250-01 | 11.H4
D172-1:2 | SC | AH172N |  | 20GA | 11.H4 | SPAH172:2 | 250-01 | 11.G4
F200:1 | SC | F2001 |  | 10GA | 2.E5 | FL200:3 | 250-01 | 2.E5
F200:2 | SC | 24V |  | 10GA | 2.E5 | TS250A:1 | 250-01 | 3.H5
F200-2:LI | SC | 120VPECC |  | 6GA | 2.D6 | F200-3:LI | 250-01 | 2.D6
F200-3:LI | SC | 120VPECC |  | 6GA | 2.D6 | F200-4:LI | 250-01 | 2.D6
F200-4:LI | SC | 120VPECC |  | 6GA | 2.D6 | F200-5:LI | 250-01 | 2.C6
F2010:1 | SC | F2010A |  | 16GA | 3.B3 | PS2010:POS | 250-01 | 4.E8
F2010:2 | SC | 24V01 |  | 12GA | 3.B3 | TS250C:9 | 250-01 | 3.B4
F2060A:1 | SC | 24V06 |  | 12GA | 3.F3 | TS250C:4 | 250-01 | 3.F4
F2060A:1 | SC | 24V06 |  | 12GA | 3.F3 | F2061:1 | 250-01 | 3.F3
F2060A:2 | SC | F2060A |  | 16GA | 3.F3 | UF2060:24V-1 | 250-01 | 6.B6
F2061:1 | SC | 24V06 |  | 12GA | 3.F3 | F2061A:1 | 250-01 | 3.F3
F2061A:1 | SC | 24V06 |  | COMB | 3.F3 | F2062:1 | 250-01 | 3.E3
F2061A:2 | SC | F2061A |  | 16GA | 3.F3 | K2061-0:14 | 250-01 | 19.F5
F2062:1 | SC | 24V06 |  | COMB | 3.E3 | F2063:1 | 250-01 | 3.E3
F2062:2 | SC | F2062 |  | 16GA | 3.E3 | ZF2062:34 | 250-01 | 6.A5
F2063:1 | SC | 24V06 |  | 12GA | 3.E3 | F2064A:1 | 250-01 | 3.E3
F2063:2 | SC | F2063 |  | 16GA | 3.E3 | ZF2063:34 | 250-01 | 6.A4
F2064A:2 | SC | F2064A |  | 16GA | 3.E3 | ZS2064-0:11 | 250-01 | 23.G4
F2070A:1 | SC | F2070A |  | 16GA | 3.G3 | UF2070:24V-1 | 250-01 | 6.C6
F2070A:2 | SC | 24V07 |  | 12GA | 3.G3 | TS250C:3 | 250-01 | 3.G4
F2080:1 | SC | F2080A |  | 16GA | 3.C3 | UF2080:24V-1 | 250-01 | 7.H6
F2080:2 | SC | 24V08 |  | 12GA | 3.C3 | TS250C:6 | 250-01 | 3.C4
F2080:2 | SC | 24V08 |  | 12GA | 3.C3 | F2081:2 | 250-01 | 3.C3
F2081:1 | SC | F2081 |  | 16GA | 3.C3 | ZF2081:34 | 250-01 | 7.G5
F2081:2 | SC | 24V08 |  | 12GA | 3.C3 | F2082A:2 | 250-01 | 3.C3
F2100:2 | SC | 24V10 |  | 12GA | 3.A3 | TS250C:11 | 250-01 | 3.A4
F250:1 | SC | 24V |  | 10GA | 3.H4 | TS250A:1 | 250-01 | 3.H5
F250:2 | SC | 24V50 |  | 12GA | 3.H4 | TS250C:1 | 250-01 | 3.H4
F250A:1 | SC | F250A |  | 20GA | 3.H3 | TB250:1 | 250-01 | 3.F1
F250A:2 | SC | 24V50 |  | 20GA | 3.H3 | TS250C:1 | 250-01 | 3.H4
F295:1 | SC | F295 |  | 20GA | 3.B3 | TS295:1 | 250-01 | 10.G8
F295:2 | SC | 24V95 |  | 12GA | 3.B3 | TS250C:8 | 250-01 | 3.B4
FA250-1:1 | SC | F250A | RED | 22GA | 3.F1 | TB250:1 | 250-01 | 3.F1
FA250-1:2 | SC | 0V | BLK | 22GA | 3.F1 | TB250:2 | 250-01 | 3.F1
FA250-2:1 | SC | F250A | RED | 22GA | 3.F1 | TB250:1 | 250-01 | 3.F1
FA250-2:2 | SC | 0V | BLK | 22GA | 3.F1 | TB250:2 | 250-01 | 3.F1
FL200:1 | SC | 24VIN |  | 10GA | 2.E5 | TS200:1 | 250-01 | 2.E6
FL200:2 | SC | 0VIN |  | 10GA | 2.E5 | TS200:2 | 250-01 | 2.E6
FL200:4 | SC | 0V |  | 10GA | 2.E5 | TS250B:1 | 250-01 | 3.H7
FL200:GND | SC | GYFL200 | GRN/YEL | 12GA | 2.E5 | PE200:0 | 250-01 | 2.E5
HY2010A:BNC2 | SC | WHY2010A | COAX | COAX | 6.G8 | HY2030A:BNC1 | 250-01 | 6.F8
HY2010A:CNET CABLE | SC | HY2010A | TAP-CABLE | COAX | 6.G8 | ZZ2011:A | 250-01 | 6.G6
HY2010B:BNC2 | SC | WHY2010B | COAX | COAX | 6.G7 | HY2030B:BNC1 | 250-01 | 6.F7
HY2010B:CNET CABLE | SC | HY2010B | TAP-CABLE | COAX | 6.G7 | ZZ2011:B | 250-01 | 6.G6
HY2030A:BNC2 | SC | WHY2030A | COAX | COAX | 6.F8 | HY2100A:BNC1 | 250-01 | 6.E8
HY2030A:CNET CABLE | SC | HY2030A | TAP-CABLE | COAX | 6.F8 | ZZ2012:A | 250-01 | 6.F6
HY2030B:BNC2 | SC | WHY2030B | COAX | COAX | 6.F7 | HY2100B:BNC1 | 250-01 | 6.E7
HY2030B:CNET CABLE | SC | HY2030B | TAP-CABLE | COAX | 6.F7 | ZZ2012:B | 250-01 | 6.F6
HY2060A:CNET CABLE | SC | HY2060A | TAP-CABLE | COAX | 6.B8 | UF2060:A | 250-01 | 6.B6
HY2060B:CNET CABLE | SC | HY2060B | TAP-CABLE | COAX | 6.A7 | UF2060:B | 250-01 | 6.B6
HY2070A:BNC1 | SC | WHY2100A | COAX | COAX | 6.C8 | HY2100A:BNC2 | 250-01 | 6.E8
HY2070A:CNET CABLE | SC | HY2070A | TAP-CABLE | COAX | 6.C8 | UF2070:A | 250-01 | 6.C6
HY2070B:BNC1 | SC | WHY2100B | COAX | COAX | 6.C7 | HY2100B:BNC2 | 250-01 | 6.E7
HY2070B:CNET CABLE | SC | HY2070B | TAP-CABLE | COAX | 6.C7 | UF2070:B | 250-01 | 6.C6
HY2080A:CNET CABLE | SC | HY2080A | TAP-CABLE | COAX | 7.H8 | UF2080:A | 250-01 | 7.H6
HY2080B:CNET CABLE | SC | HY2080B | TAP-CABLE | COAX | 7.G7 | UF2080:B | 250-01 | 7.H6
IE200:0 | SC | GY205 | GRN/YEL | 12GA | 3.E2 | RG205:1 | 250-01 | 3.E1
IE200:1 | SC | GYIE206 | GRN/YEL | 14GA | 3.C1 | IE206:2 | 250-01 | 3.C2
IE200:2 | SC | GYIE208 | GRN/YEL | 14GA | 3.C1 | IE208:2 | 250-01 | 3.C1
IE200:5 | SC | GYZ253 | GRN/YEL | 16GA | 28.C6 | Z295:P | 250-01 | 28.C6
K2061-0:24 | SC | 0V06 |  | 16GA | 19.E5 | TS206:2 | 250-01 | 3.F6
K2061-0:A1 | SC | K20610A1 |  | 20GA | 19.F3 | ZF2062:06 | 250-01 | 19.F3
K2061-0:A2 | SC | K20610A2 |  | 20GA | 19.F3 | ZF2062:COM23 | 250-01 | 19.F3
K2081-14:14 | SC | K208114A14 |  | 20GA | 28.D3 | ZF2081:14 | 250-01 | 28.D3
K2081-14:A1 | SC | K208114A1 |  |  | 28.D3 | ZF2081:V49 | 250-01 | 28.D3
K2081-14:A2 | SC | Z353J |  | 20GA | 28.D3 | TS295A:9 | 250-01 | 28.D5
K2950-1:A1 | SC | KZ2402A15 |  |  | 9.E5 | KZ295:15 | 250-01 | 9.E5
K2950-1:A1 | SC | KZ2402A15 |  |  | 9.E5 | K2950-2:A1 | 250-01 | 9.E5
K2950-1:A2 | SC | K29501A2 |  |  | 9.E5 | ZF2062:COM19 | 250-01 | 9.F3
K2950-2:11 | SC | KZ2402A18 |  | 20GA | 9.E4 | KZ295:18 | 250-01 | 9.E5
K2950-2:11 | SC | KZ2402A18 |  | 20GA | 9.E4 | K2952-2:21 | 250-01 | 9.E4
K2950-2:14 | SC | K29502A14 |  |  | 9.E4 | ZF2062:02 | 250-01 | 9.F3
K2950-2:21 | SC | F295 |  | 20GA | 10.D7 | K2953-2:11 | 250-01 | 10.D7
K2950-2:21 | SC | F295 |  | 20GA | 10.D7 | K2951-2:21 | 250-01 | 10.C7
K2950-2:24 | SC | K29502B |  | 20GA | 10.D7 | TS295:5 | 250-01 | 10.D3
K2950-2:A1 | SC | KZ2402A15 |  |  | 9.E5 | K2950-3:A1 | 250-01 | 9.D5
K2950-2:A2 | SC | K29501A2 |  | 20GA | 9.E5 | ZF2062:COM19 | 250-01 | 9.F3
K2950-2:A2 | SC | K29501A2 |  | 20GA | 9.E5 | K2950-3:A2 | 250-01 | 9.D5
K2950-3:14 | SC | K29503A14 |  | 20GA | 10.G6 | K2953-1:21 | 250-01 | 10.G6
K2950-3:A1 | SC | KZ2402A15 |  |  | 9.D5 | K2950-4:A1 | 250-01 | 9.D5
K2950-3:A2 | SC | K29501A2 |  | 20GA | 9.D5 | K2950-4:A2 | 250-01 | 9.D5
K2950-4:14 | SC | K29504A14 |  | 20GA | 22.E4 | ZF2060:14 | 250-01 | 22.D3
K2950-4:24 | SC | K29504B24 |  | 20GA | 23.G4 | ZF2060:02 | 250-01 | 23.F3
K2950-4:A1 | SC | KZ2402A15 |  | 20GA | 9.D5 | ZF2081:12 | 250-01 | 9.F3
K2951-1:11 | SC | F295 |  | 20GA | 10.E7 | TS295:1 | 250-01 | 10.G8
K2951-1:11 | SC | F295 |  | 20GA | 10.E7 | TS295:3 | 250-01 | 10.E7
K2951-1:12 | SC | K29511A12 |  | 20GA | 10.E7 | TS295:9 | 250-01 | 10.E5
K2951-1:21 | SC | Z353L |  |  | 10.G7 | K2952-1:11 | 250-01 | 10.G7
K2951-1:24 | SC | K29511B24 |  |  | 10.G7 | K2952-1:14 | 250-01 | 10.G7
K2951-1:A1 | SC | K2951 |  | 20GA | 10.G3 | TS295:15 | 250-01 | 10.G3
K2951-1:A1 | SC | K2951 |  | 20GA | 10.G3 | K2951-2:A1 | 250-01 | 10.G3
K2951-1:A2 | SC | 0V95 |  |  | 10.G3 | K2951-2:A2 | 250-01 | 10.G3
K2951-2:21 | SC | F295 |  | 20GA | 10.C7 | TS295:16 | 250-01 | 28.C4
K2951-2:22 | SC | K29512B24 |  | 20GA | 10.C7 | TS295:7 | 250-01 | 10.C3
K2951-2:A1 | SC | K2951 |  | 20GA | 10.G3 | K2951-3:A1 | 250-01 | 10.G3
K2951-2:A2 | SC | 0V95 |  |  | 10.G3 | K2951-3:A2 | 250-01 | 10.G3
K2951-3:14 | SC | ZF206010 | WHT | 20GA | 21.E4 | ZF2060:10 | 250-01 | 21.E3
K2951-3:24 | SC | K2951324 | WHT | 20GA | 20.E4 | ZF2060:06 | 250-01 | 20.E3
K2951-3:A1 | SC | K2951 |  | 20GA | 10.G3 | K2951-4:A1 | 250-01 | 10.F3
K2951-3:A2 | SC | 0V95 |  |  | 10.G3 | K2951-4:A2 | 250-01 | 10.F3
K2951-4:A1 | SC | K2951 |  | 20GA | 10.F3 | K2951-5:A1 | 250-01 | 10.F3
K2951-4:A2 | SC | 0V95 |  |  | 10.F3 | K2951-5:A2 | 250-01 | 10.F3
K2951-5:21 | SC | K295121 |  | 20GA | 9.D5 | ZF2081:V46 | 250-01 | 9.D3
K2951-5:24 | SC | K295124 |  | 20GA | 9.D5 | ZF2081:11 | 250-01 | 9.D3
K2951-5:A2 | SC | 0V95 |  | 20GA | 10.F3 | TS295:6 | 250-01 | 10.D3
K2952-1:11 | SC | Z353L |  |  | 10.G7 | TS295A:6 | 250-01 | 28.C5
K2952-1:14 | SC | K29511B24 |  | 20GA | 10.G7 | K2950-3:11 | 250-01 | 10.G6
K2952-1:21 | SC | Z353F |  | 20GA | 28.C4 | TS295A:4 | 250-01 | 28.C5
K2952-1:24 | SC | F295 |  | 20GA | 28.C4 | TS295:16 | 250-01 | 28.C4
K2952-1:A1 | SC | K29521A1 |  | 20GA | 10.E3 | TS295:10 | 250-01 | 10.E4
K2952-1:A1 | SC | K29521A1 |  | 20GA | 10.E3 | K2952-2:A1 | 250-01 | 10.E3
K2952-1:A2 | SC | 0V95 |  |  | 10.E3 | K2953-1:A2 | 250-01 | 10.E3
K2952-1:A2 | SC | 0V95 |  |  | 10.E3 | K2952-2:A2 | 250-01 | 10.E3
K2952-2:A2 | SC | 0V95 |  | 20GA | 10.E3 | K2953-2:A2 | 250-01 | 10.D3
K2953-1:11 | SC | K298BP |  | 20GA | 9.C5 | ZF2081:V38 | 250-01 | 9.C3
K2953-1:14 | SC | K298B |  | 20GA | 9.C5 | ZF2081:03 | 250-01 | 9.C3
K2953-1:24 | SC | K29531B |  | 20GA | 10.G6 | TS295:11 | 250-01 | 10.G6
K2953-1:A1 | SC | S598 |  | 20GA | 10.E3 | TS295:4 | 250-01 | 10.E7
K2953-1:A1 | SC | S598 |  | 20GA | 10.E3 | K2953-2:A1 | 250-01 | 10.D3
K2953-1:A2 | SC | 0V95 |  | 20GA | 10.E3 | TS295:6 | 250-01 | 10.D3
K2953-2:11 | SC | F295 |  | 20GA | 10.D7 | TS295:3 | 250-01 | 10.E7
KZ295:A1 | SC | KZ295A1 |  | 20GA | 9.G5 | ZF2080:V37 | 250-01 | 9.G3
KZ295:A2 | SC | KZ295A2 |  | 20GA | 9.G5 | ZF2080:COM19 | 250-01 | 9.G3
KZ295:B1 | SC | KZ295B1 |  | 20GA | 9.G5 | ZF2080:02 | 250-01 | 9.G3
KZ296:14 | SC | ZF206314 |  |  | 15.B4 | ZF2063:14 | 250-01 | 15.C3
KZ296:24 | SC | KZ29624 |  |  | 15.E4 | ZF2081:01 | 250-01 | 15.F3
M210:1 | SC | M210 |  | 20GA | 8.E4 | ZF2087:11 | 250-01 | 8.E3
M210:2 | SC | M210N |  | 20GA | 8.E4 | ZF2087:COM28 | 250-01 | 8.E3
P106:1 | SC | P106 | CABLE | 20GA | 6.B6 | UF2060:NAP | 250-01 | 6.B6
PE200:3 | SC | GYPS2010 | GRN/YEL | 14GA | 4.E8 | PS2010:GND | 250-01 | 4.E8
PE200:5 | SC | GYAH172 | GRN/YEL | 16GA | 11.G4 | SPAH172:3 | 250-01 | 11.G4
PS2010:NEG | SC | 0V01 |  | 16GA | 4.E8 | TS250D:9 | 250-01 | 3.B6
R201:1 | SC | R201 |  | 16GA | 2.G4 | TS208C:1 | 250-01 | 2.G4
R201:2 | SC | R202 |  | 16GA | 2.G4 | TS208C:2 | 250-01 | 2.G4
R202:1 | SC | R202 |  | 16GA | 2.G4 | TS208C:2 | 250-01 | 2.G4
R202:2 | SC | R203 |  | 16GA | 2.G4 | TS208C:3 | 250-01 | 2.G4
RG207:1 | SC | 0V07 |  | 8GA | 3.D1 | TS207:1 | 250-01 | 3.F6
RG208:1 | SC | 0V08 | WHT | 16GA | 3.D1 | TS208:2 | 250-01 | 3.B6
T2073-0:1 | SC | 207301 |  | 16GA | 27.C6 | ZF2073:04 | 250-01 | 27.C6
T2073-0:2 | SC | 207302 |  | 16GA | 27.C6 | ZF2073:37 | 250-01 | 27.C6
T2073-0:3 | SC | 207303 |  | 16GA | 27.C6 | ZF2073:39 | 250-01 | 27.C6
T2073-0:4 | SC | 207304 |  | 16GA | 27.C6 | ZF2073:38 | 250-01 | 27.C6
T2073-1:1 | SC | 207311 |  | 16GA | 27.B6 | ZF2073:12 | 250-01 | 27.B6
T2073-1:2 | SC | 207312 |  | 16GA | 27.B6 | ZF2073:46 | 250-01 | 27.B6
T2073-1:3 | SC | 207313 |  | 16GA | 27.B6 | ZF2073:48 | 250-01 | 27.B6
T2073-1:4 | SC | 207314 |  | 16GA | 27.B6 | ZF2073:47 | 250-01 | 27.B6
T2074-0:1 | SC | 207401 |  | 16GA | 27.C5 | ZF2074:04 | 250-01 | 27.C4
T2074-0:2 | SC | 207402 |  | 16GA | 27.C5 | ZF2074:37 | 250-01 | 27.C4
T2074-0:3 | SC | 207403 |  | 16GA | 27.C5 | ZF2074:39 | 250-01 | 27.C4
T2074-0:4 | SC | 207404 |  | 16GA | 27.C5 | ZF2074:38 | 250-01 | 27.C4
T2074-1:1 | SC | 207411 |  | 16GA | 27.B5 | ZF2074:12 | 250-01 | 27.B4
T2074-1:2 | SC | 207412 |  | 16GA | 27.B5 | ZF2074:46 | 250-01 | 27.B4
T2074-1:3 | SC | 207413 |  | 16GA | 27.B5 | ZF2074:48 | 250-01 | 27.B4
T2074-1:4 | SC | 207414 |  | 16GA | 27.B5 | ZF2074:47 | 250-01 | 27.B4
T2075-0:1 | SC | 207501 |  | 16GA | 27.C3 | ZF2075:04 | 250-01 | 27.C3
T2075-0:2 | SC | 207502 |  | 16GA | 27.C3 | ZF2075:37 | 250-01 | 27.C3
T2075-0:3 | SC | 207503 |  | 16GA | 27.C3 | ZF2075:39 | 250-01 | 27.C3
T2075-0:4 | SC | 207504 |  | 16GA | 27.C3 | ZF2075:38 | 250-01 | 27.C3
T2075-1:1 | SC | 207511 |  | 16GA | 27.B3 | ZF2075:12 | 250-01 | 27.B3
T2075-1:2 | SC | 207512 |  | 16GA | 27.B3 | ZF2075:46 | 250-01 | 27.B3
T2075-1:3 | SC | 207513 |  | 16GA | 27.B3 | ZF2075:48 | 250-01 | 27.B3
T2075-1:4 | SC | 207514 |  | 16GA | 27.B3 | ZF2075:47 | 250-01 | 27.B3
TB250:2 | SC | 0V |  | 20GA | 3.F1 | TS250D:1 | 250-01 | 3.H6
TS200A:4 | SC | 0VPECC |  | 6GA | 2.D5 | TS200A:3 | 250-01 | 2.D5
TS200A:5 | SC | 0VPECC |  | 6GA | 2.C5 | TS200A:4 | 250-01 | 2.D5
TS200A:6 | SC | 0VPECC |  | 6GA | 2.C5 | TS200A:5 | 250-01 | 2.C5
TS205A:1 | SC | K29512B24 |  | 20GA | 11.B7 | TS295:7 | 250-01 | 10.C3
TS206:1 | SC | 0V06 |  | 12GA | 3.F6 | TS250D:4 | 250-01 | 3.F6
TS206:2 | SC | 0V06 |  | 16GA | 3.F6 | TS206:1 | 250-01 | 3.F6
TS206:3 | SC | 0V06 |  | 16GA | 3.E6 | TS206:2 | 250-01 | 3.E6
TS207:1 | SC | 0V07 |  | 12GA | 3.G6 | TS250D:3 | 250-01 | 3.G6
TS208:1 | SC | 0V08 |  | 12GA | 3.C6 | TS250D:6 | 250-01 | 3.C6
TS208:2 | SC | 0V08 |  | 16GA | 3.C6 | TS208:1 | 250-01 | 3.C6
TS250A:2 | SC | 24V |  | 10GA | 3.H5 | TS250A:1 | 250-01 | 3.H5
TS250A:3 | SC | 24V |  | 10GA | 3.G5 | TS250A:2 | 250-01 | 3.H5
TS250A:4 | SC | 24V |  | 10GA | 3.G5 | TS250A:3 | 250-01 | 3.G5
TS250A:5 | SC | 24V |  | 10GA | 3.G5 | TS250A:4 | 250-01 | 3.G5
TS250B:2 | SC | 0V |  | 10GA | 3.H7 | TS250B:1 | 250-01 | 3.H7
TS250B:3 | SC | 0V |  | 10GA | 3.G7 | TS250B:2 | 250-01 | 3.H7
TS250B:4 | SC | 0V |  | 10GA | 3.G7 | TS250B:3 | 250-01 | 3.G7
TS250B:5 | SC | 0V |  | 10GA | 3.G7 | TS250B:4 | 250-01 | 3.G7
TS250C:10 | SC | JA01 | VIO | 12GA | 3.A4 | TS250C:9 | 250-01 | 3.B4
TS250C:11 | SC | JA98 | VIO | 12GA | 3.A4 | TS250C:10 | 250-01 | 3.A4
TS250C:2 | SC | JA50 | VIO | 12GA | 3.H4 | TS250C:1 | 250-01 | 3.H4
TS250C:3 | SC | JA09 | VIO | 12GA | 3.G4 | TS250C:2 | 250-01 | 3.H4
TS250C:4 | SC | JA07 | VIO | 12GA | 3.F4 | TS250C:3 | 250-01 | 3.G4
TS250C:5 | SC | JA06 | VIO | 12GA | 3.D4 | TS250C:4 | 250-01 | 3.F4
TS250C:6 | SC | JA05 | VIO | 12GA | 3.C4 | TS250C:5 | 250-01 | 3.D4
TS250C:7 | SC | JA08 | VIO | 12GA | 3.B4 | TS250C:6 | 250-01 | 3.C4
TS250C:8 | SC | JA94 | VIO | 12GA | 3.B4 | TS250C:7 | 250-01 | 3.B4
TS250C:9 | SC | JA95 | VIO | 12GA | 3.B4 | TS250C:8 | 250-01 | 3.B4
TS250D:10 | SC | JB01 | VIO | 12GA | 3.A6 | TS250D:9 | 250-01 | 3.B6
TS250D:11 | SC | JB98 | VIO | 12GA | 3.A6 | TS250D:10 | 250-01 | 3.A6
TS250D:2 | SC | JB50 | VIO | 12GA | 3.H6 | TS250D:1 | 250-01 | 3.H6
TS250D:3 | SC | JB09 | VIO | 12GA | 3.G6 | TS250D:2 | 250-01 | 3.H6
TS250D:4 | SC | JB07 | VIO | 12GA | 3.F6 | TS250D:3 | 250-01 | 3.G6
TS250D:5 | SC | JB06 | VIO | 12GA | 3.D6 | TS250D:4 | 250-01 | 3.F6
TS250D:6 | SC | JB05 | VIO | 12GA | 3.C6 | TS250D:5 | 250-01 | 3.D6
TS250D:7 | SC | JB08 | VIO | 12GA | 3.B6 | TS250D:6 | 250-01 | 3.C6
TS250D:8 | SC | JB94 | VIO | 12GA | 3.B6 | TS250D:7 | 250-01 | 3.B6
TS250D:9 | SC | JB95 | VIO | 12GA | 3.B6 | TS250D:8 | 250-01 | 3.B6
TS295:14 | SC | J2916 | VIO | 20GA | 10.G4 | TS295:15 | 250-01 | 10.G3
TS250D:1 | SC | 0V |  | 12GA | 3.H6 | TS250B:1 | 250-01 | 3.H7
TS295:1 | SC | F295 |  | 20GA | 28.B5 | TS295A:7 | 250-01 | 28.B5
TS295:16 | SC | F295 |  | 20GA | 28.C4 | TS295A:5 | 250-01 | 28.C5
TS295:2 | SC | 0V95 |  | 20GA | 10.G2 | TS250D:8 | 250-01 | 3.B6
TS295:2 | SC | 0V95 |  | 20GA | 10.G2 | TS295:8 | 250-01 | 10.C3
TS295:2 | SC | 0V95 |  | 20GA | 28.B5 | TS295A:8 | 250-01 | 28.B5
TS295:8 | SC | 0V95 |  |  | 10.C3 | TS295:6 | 250-01 | 10.D3
UF2060:24V-2 | SC | UF2060P |  | 20GA | 6.B6 | ZF2060:34 | 250-01 | 6.A6
UF2060:COM-1 | SC | 0V06 |  | 16GA | 6.B6 | TS206:1 | 250-01 | 3.F6
UF2060:COM-2 | SC | UF2060N |  | 20GA | 6.B6 | ZF2060:16 | 250-01 | 6.A6
UF2070:24V-2 | SC | UF2070P |  | 20GA | 6.C6 | ZF2070: | 250-01 | 6.C6
UF2070:COM-1 | SC | 0V07 |  | 16GA | 6.C6 | TS207:1 | 250-01 | 3.G6
UF2070:COM-2 | SC | UF2070N |  | 20GA | 6.C6 | ZF2070: | 250-01 | 6.C6
UF2080:24V-2 | SC | UF2080P |  | 20GA | 7.H6 | ZF2080:34 | 250-01 | 7.G6
UF2080:COM-1 | SC | 0V08 |  | 16GA | 7.H6 | TS208:1 | 250-01 | 3.C6
UF2080:COM-2 | SC | UF2080N |  | 20GA | 7.H6 | ZF2080:16 | 250-01 | 7.G6
Z295:A | SC | F295 |  | 20GA | 28.C6 | TS295A:7 | 250-01 | 28.B5
Z295:B | SC | 0V95 |  | 20GA | 28.C6 | TS295A:8 | 250-01 | 28.B5
Z295:F | SC | Z353F |  | 20GA | 28.C6 | TS295A:4 | 250-01 | 28.C5
Z295:H | SC | Z353H |  | 20GA | 28.C6 | TS295A:10 | 250-01 | 28.D5
Z295:J | SC | Z353J |  | 20GA | 28.C6 | TS295A:9 | 250-01 | 28.D5
Z295:K | SC | F295 |  | 20GA | 28.C6 | TS295A:5 | 250-01 | 28.C5
Z295:L | SC | Z353L |  | 20GA | 28.C6 | TS295A:6 | 250-01 | 28.C5
ZF2062:02 | SC | K29502A14 |  | 20GA | 9.F3 | K2952-2:24 | 250-01 | 9.E4
ZF2062:16 | SC | 0V06 |  | 16GA | 6.A5 | TS206:2 | 250-01 | 3.E6
ZF2063:14 | SC | ZF206314 |  | 20GA | 15.C3 | ZF2080:04 | 250-01 | 15.B3
ZF2063:16 | SC | 0V06 |  | 16GA | 6.A4 | TS206:3 | 250-01 | 3.E6
ZF2063:33 | SC | ZF2063N |  | 20GA | 6.A4 | ZF2064:16 | 250-01 | 6.A4
ZF2063:51 | SC | ZF2063P |  | 20GA | 6.A4 | ZF2064:34 | 250-01 | 6.A4
ZF2070:V50 | SC | ZF2070P |  | 20GA | 6.C6 | ZF2071:34 | 250-01 | 6.C5
ZF2070:V51 | SC | ZF2070N |  | 20GA | 6.C6 | ZF2071:16 | 250-01 | 6.C5
ZF2071:33 | SC | ZF2071N |  | 20GA | 6.C5 | ZF2072:16 | 250-01 | 6.C5
ZF2071:51 | SC | ZF2071P |  | 20GA | 6.C5 | ZF2072:34 | 250-01 | 6.C5
ZF2072:33 | SC | ZF2072N |  | 20GA | 6.C5 | ZF2073:V35 | 250-01 | 6.C4
ZF2072:51 | SC | ZF2072P |  | 20GA | 6.C5 | ZF2073:V34 | 250-01 | 6.C4
ZF2073:V50 | SC | ZF2073P |  | 20GA | 6.C4 | ZF2074:V34 | 250-01 | 6.C4
ZF2073:V51 | SC | ZF2073N |  | 20GA | 6.C4 | ZF2074:V35 | 250-01 | 6.C4
ZF2074:V50 | SC | ZF2074P |  | 20GA | 6.C4 | ZF2075:V34 | 250-01 | 6.C3
ZF2074:V51 | SC | ZF2074N |  | 20GA | 6.C4 | ZF2075:V35 | 250-01 | 6.C3
ZF2081:01 | SC | KZ29624 | WHT | 16GA | 15.F3 | ZF2062:V43 | 250-01 | 15.E3
ZF2081:15 | SC | Z353L |  | 20GA | 28.C3 | TS295A:6 | 250-01 | 28.C5
ZF2081:16 | SC | 0V08 |  | 16GA | 7.G5 | TS208:1 | 250-01 | 3.C6
ZF2081:COM31 | SC | Z353H |  | 20GA | 28.D3 | TS295A:10 | 250-01 | 28.D5
ZF2081:V49 | SC | K208114A1 |  | 20GA | 28.D3 | K2081-14:11 | 250-01 | 28.D3
ZF2083:V50 | SC | ZF2083P |  | 20GA | 7.G4 | ZF2084:V34 | 250-01 | 7.G4
ZF2083:V51 | SC | ZF2083N |  | 20GA | 7.G4 | ZF2084:V35 | 250-01 | 7.G4
ZF2084:V50 | SC | ZF2084P |  | 20GA | 7.G4 | ZF2085:34 | 250-01 | 7.G3
ZF2084:V51 | SC | ZF2084N |  | 20GA | 7.G4 | ZF2085:16 | 250-01 | 7.G3
ZF2085:01 | SC | R202 | WHT | 20GA | 2.G3 | TS208C:2 | 250-01 | 2.G4
ZF2085:33 | SC | ZF2085N |  | 20GA | 7.G3 | ZF2086:16 | 250-01 | 7.G3
ZF2085:51 | SC | ZF2085P |  | 20GA | 7.G3 | ZF2086:34 | 250-01 | 7.G3
ZF2085:COM17 | SC | R203 | WHT | 20GA | 2.G3 | TS208C:3 | 250-01 | 2.G4
ZF2085:V35 | SC | R201 | WHT | 20GA | 2.G3 | TS208C:1 | 250-01 | 2.G4
ZF2086:33 | SC | ZF2086N |  | 20GA | 7.G3 | ZF2087:16 | 250-01 | 7.G2
ZF2086:51 | SC | ZF2086P |  | 20GA | 7.G3 | ZF2087:34 | 250-01 | 7.G2
ZF2087:14 | SC | LAMPTEST |  | 20GA | 11.B6 | TS205A:1 | 250-01 | 11.B7
ZF2087:15 | SC | AH172 |  | 16GA | 11.H3 | SPAH172:1 | 250-01 | 11.H4
ZF2087:COM32 | SC | AH172N |  | 16GA | 11.H3 | SPAH172:2 | 250-01 | 11.G4
ZS2064-0:11 | SC | F2064A |  | 16GA | 23.G4 | ZS2064-3:11 | 250-01 | 22.F4
ZS2064-0:12 | SC | 0V06 |  | 16GA | 23.G4 | TS206:3 | 250-01 | 3.E6
ZS2064-0:12 | SC | 0V06 | WHT | 16GA | 23.G4 | ZS2064-3:12 | 250-01 | 22.F4
GND: | W003 | * | SH2 | 22GA | 13.G3 | SHLD:2 | 250-01 | 13.G3
IE:1 | W005 | * | SH2 | 22GA | 14.F3 | SHLD:2 | 250-01 | 14.F3
ZF2071:G41 | W011 | * | SH2 | 22GA | 20.H3 | SHLD:2 | 250-01 | 20.H3
ZF2071:G43 | W014 | * | SH2 | 22GA | 21.H3 | SHLD:2 | 250-01 | 21.H3
TSIE200:7 | W015 | * | SH2 | 22GA | 22.F5 | SHLD:2 | 250-01 | 22.F5
IE:1 | W016 | * | SH2 | 22GA | 22.E3 | SHLD:2 | 250-01 | 22.E3
ZF2064:06 | W016 | ZF2064-V41 | BLK | 22GA | 22.E3 | ZS2064-3:8 | 250-01 | 22.F4
ZF2064:V41 | W016 | ZF2064-06 | RED | 22GA | 22.E3 | ZS2064-3:7 | 250-01 | 22.F4
ZF2071:G46 | W017 | * | SH2 | 22GA | 22.G3 | SHLD:2 | 250-01 | 22.H3
TSIE200:4 | W018 | GYIE20640 | SH2 | 22GA | 23.G5 | SHLD:2 | 250-01 | 23.G5
IE:1 | W019 | * | SH2 | 22GA | 23.G3 | SHLD:2 | 250-01 | 23.G3
ZF2064:00 | W019 | ZF2064-V35 | BLK | 22GA | 23.G3 | ZS2064-0:8 | 250-01 | 23.G4
ZF2064:V35 | W019 | ZF2064-00 | RED | 22GA | 23.G3 | ZS2064-0:7 | 250-01 | 23.G4
ZF2071:G39 | W020 | * | SH2 | 22GA | 23.H3 | SHLD:2 | 250-01 | 23.H3
ZF2075:G45 | W021 | * | SH2 | 20GA | 23.B3 | SHLD:2 | 250-01 | 23.B3
IE:1 | W024 | * | SH2 | 22GA | 25.H3 | SHLD:2 | 250-01 | 25.H3
ZF2083:43 | W026 | * | SH2 | 20GA | 25.G3 | SHLD:2 | 250-01 | 25.G3
ZF2074:G40 | W027 | * | SH2 | 20GA | 26.A3 | SHLD:2 | 250-01 | 26.A3
ZF2074:16 | W028 | * | SH2 | 20GA | 26.B3 | SHLD:2 | 250-01 | 26.B3
ZF2073:G45 | W029 | * | SH2 | 20GA | 26.C3 | SHLD:2 | 250-01 | 26.C3
ZF2073:G44 | W030 | * | SH2 | 20GA | 26.C3 | SHLD:2 | 250-01 | 26.C3
ZF2073:G43 | W031 | * | SH2 | 20GA | 26.D3 | SHLD:2 | 250-01 | 26.D3
ZF2073:G42 | W032 | * | SH2 | 20GA | 26.E3 | SHLD:2 | 250-01 | 26.E3
ZF2073:33 | W033 | * | SH2 | 20GA | 26.E3 | SHLD:2 | 250-01 | 26.E3
ZF2073:G41 | W034 | * | SH2 | 20GA | 26.F3 | SHLD:2 | 250-01 | 26.F3
ZF2073:G40 | W035 | * | SH2 | 20GA | 26.G3 | SHLD:2 | 250-01 | 26.G3
ZF2073:16 | W036 | * | SH2 | 20GA | 26.G3 | SHLD:2 | 250-01 | 26.G3
ZF2075:16 | W054 | * | SH2 | 20GA | 27.D3 | SHLD:2 | 250-01 | 27.D3
ZF2074:G43 | W055 | * | SH2 | 20GA | 27.F3 | SHLD:2 | 250-01 | 27.F3
ZF2074:G42 | W056 | * | SH2 | 20GA | 27.F3 | SHLD:2 | 250-01 | 27.G3
ZF2074:G41 | W057 | * | SH2 | 20GA | 27.H3 | SHLD:2 | 250-01 | 27.H3
ZF2074:33 | W058 | * | SH2 | 20GA | 27.G3 | SHLD:2 | 250-01 | 27.G3
ZF2074:G44 | W059 | * | SH2 | 20GA | 27.E3 | SHLD:2 | 250-01 | 27.E3
ZF2074:G45 | W060 | * | SH2 | 20GA | 27.E3 | SHLD:2 | 250-01 | 27.E3
TS295A:3 | W061 | * | SH2 | 20GA | 28.D6 | SHLD:2 | 250-01 | 28.D7
IE200:4 | W064 | * | SH2 | 20GA | 28.D6 | SHLD:2 | 250-01 | 28.D6
Z295:D | W064 | Z353D | BLK | 20GA | 28.C6 | TS295A:1 | 250-01 | 28.D6
Z295:C | W064 | Z353C | RED | 20GA | 28.C6 | TS295A:2 | 250-01 | 28.D6
TS295A:3 | W064 | * | SH1 | 20GA | 28.D6 | SHLD:2 | 250-01 | 28.D6
ZF2070:12 | W066 | G3532 | SH2 | 20GA | 28.E3 | SHLD:2 | 250-01 | 28.E3
ZF2070:03 | W068 | G3832A | SH2 | 22GA | 28.F3 | SHLD:2 | 250-01 | 28.F3
ZF2083:16 | W071 | * | SH2 | 20GA | 29.B3 | SHLD:2 | 250-01 | 29.B3
ZF2083:40 | W072 | * | SH2 | 20GA | 29.C3 | SHLD:2 | 250-01 | 29.D3
ZF2083:42 | W073 | * | SH2 | 20GA | 29.D3 | SHLD:2 | 250-01 | 29.E3
ZF2083:33 | W074 | * | SH2 | 20GA | 29.F3 | SHLD:2 | 250-01 | 29.G3
ZF2083:41 | W075 | * | SH2 | 20GA | 29.G3 | SHLD:2 | 250-01 | 29.H3
ZF2083:45 | W076 | * | SH2 | 20GA | 29.E3 | SHLD:2 | 250-01 | 29.F3
IE:1 | W077 | * | SH2 | 22GA | 31.H3 | SHLD:2 | 250-01 | 31.H3
IE:1 | W078 | * | SH2 | 22GA | 31.C3 | SHLD:2 | 250-01 | 31.C3
ZF2084:41 | W079 | * | SH2 | 20GA | 31.F3 | SHLD:2 | 250-01 | 31.F3
ZF2084:33 | W080 | * | SH2 | 20GA | 31.D3 | SHLD:2 | 250-01 | 31.D3
ZF2084:40 | W081 | * | SH2 | 20GA | 31.B3 | SHLD:2 | 250-01 | 31.B3
ZF2084:16 | W082 | * | SH2 | 20GA | 32.E3 | SHLD:2 | 250-01 | 32.F3
IE:1 | W083 | * | SH2 | 22GA | 32.F3 | SHLD:2 | 250-01 | 32.G3
IE:1 | W084 | * | SH2 | 22GA | 32.G3 | SHLD:2 | 250-01 | 32.G3
ZF2084:43 | W112 | * | SH2 | 20GA | 64.C3 | SHLD:2 | 250-01 | 64.C3
ZF2084:42 | WC2001 | * | SH2 | 20 | 14.C3 | SHLD:2 | 250-01 | 14.C3
ZF2075:G40 | WC2002 | TE2150SH | SH2 | 22 | 19.B3 | SHLD:2 | 250-01 | 19.B3
GND: | WC4002 | * | SH1 | 16 | 18.G3 | SHLD:2 | 250-01 | 18.G3
IE:1 | WC4011 | SH4 | SH1 | 16 | 49.D3 | SHLD:2 | 250-01 | 49.E3
IE:1 | WC4013 | SH6 | SH1 | 16 | 49.B3 | SHLD:2 | 250-01 | 49.C3
IE:1 | WC4015 | PT2150SH | SH1 | 16 | 19.C3 | SHLD:2 | 250-01 | 19.C3
GND:1 | WC4022 | * | SH1 | 16 | 21.F3 | SHLD:2 | 250-01 | 21.G3
IE:1 | WC4023 | * | SH1 | 16 | 20.F3 | SHLD:2 | 250-01 | 20.G3
GNDM1301:1 | WC4024 | * | SH1 | 16 | 22.F3 | SHLD:2 | 250-01 | 22.F3
TS210:3 | SC | F291 |  | 20GA | 30.F5 | SPS3222:1 | 303-03 | 30.F7
TS210:4 | SC | S3222NO |  | 20GA | 30.F5 | SPS3222:2 | 303-03 | 30.F7
ZF2081:00 | SC | S3223 |  | 16GA | 30.D3 | SPS3223:2 | 303-03 | 30.D7
ZF2081:02 | SC | S3225 |  | 16GA | 30.C3 | SPS3225:2 | 303-03 | 30.C7
ZF2081:V35 | SC | S3223P |  | 16GA | 30.D3 | SPS3223:1 | 303-03 | 30.E7
ZF2081:V37 | SC | S3225P |  | 16GA | 30.C3 | SPS3225:1 | 303-03 | 30.C7
ZF2075:31 | W021 | TC338CR | YEL | 20GA | 23.B3 | SPTC338:1 | 303-03 | 23.B7
ZF2075:32 | W021 | TC338AL | RED | 20GA | 23.B3 | SPTC338:2 | 303-03 | 23.B7
ZF2085:V45 | W024 | TPD358P | RED | 22GA | 25.H3 | TPD358:+ | 303-01 | 25.H8
ZF2085:10 | W024 | TPD358N | BLK | 22GA | 25.H3 | TPD358:- | 303-01 | 25.H8
ZF2083:17 | W073 | RT32741 | RED/HTM | 20GA | 29.D3 | SPRT3274:1 | 303-03 | 29.E8
ZF2083:19 | W073 | RT32742 | WHT/HTM | 20GA | 29.D3 | SPRT3274:2 | 303-03 | 29.E8
ZF2083:20 | W073 | RT32743 | BLK/HTM | 20GA | 29.D3 | SPRT3274:3 | 303-03 | 29.D8
ZF2083:12 | W074 | RT32721 | RED | 20GA | 29.F3 | SPRT3272:1 | 303-03 | 29.G8
ZF2083:14 | W074 | RT32722 | WHT | 20GA | 29.F3 | SPRT3272:2 | 303-03 | 29.G8
ZF2083:15 | W074 | RT32723 | BLK | 20GA | 29.F3 | SPRT3272:3 | 303-03 | 29.F8
ZF2083:08 | W075 | RT32711 | RED | 20GA | 29.G3 | SPRT3271:1 | 303-03 | 29.H8
ZF2083:10 | W075 | RT32712 | WHT | 20GA | 29.G3 | SPRT3271:2 | 303-03 | 29.H8
ZF2083:11 | W075 | RT32713 | BLK | 20GA | 29.G3 | SPRT3271:3 | 303-03 | 29.G8
ZF2083:29 | W076 | RT32731 | RED | 20GA | 29.E3 | SPRT3273:1 | 303-03 | 29.F8
ZF2083:31 | W076 | RT32732 | WHT | 20GA | 29.E3 | SPRT3273:2 | 303-03 | 29.F8
ZF2083:32 | W076 | RT32733 | BLK | 20GA | 29.E3 | SPRT3273:3 | 303-03 | 29.E8
ZF2085:V37 | W077 | TL388P | RED | 22GA | 31.H3 | TL388:2 | 303-03 | 31.H8
ZF2085:02 | W077 | TL388N | BLK | 22GA | 31.H3 | TL388:1 | 303-03 | 31.H8
ZF2085:V43 | W078 | TPD324P | RED | 22GA | 31.C3 | TPD324:+ | 303-03 | 31.C8
ZF2085:08 | W078 | TPD324N | BLK | 22GA | 31.C3 | TPD324:- | 303-03 | 31.C8
ZF2084:04 | W081 | RT3901 | RED | 20GA | 31.B3 | SPRT390:1 | 303-03 | 31.B7
ZF2084:06 | W081 | RT3902 | WHT | 20GA | 31.B3 | SPRT390:2 | 303-03 | 31.B7
ZF2084:07 | W081 | RT3903 | BLK | 20GA | 31.B3 | SPRT390:3 | 303-03 | 31.B7
ZF2084:00 | W082 | RT3801 | RED | 20GA | 32.E3 | SPRT380:1 | 303-03 | 32.F8
ZF2084:02 | W082 | RT3802 | WHT | 20GA | 32.E3 | SPRT380:2 | 303-03 | 32.F8
ZF2084:03 | W082 | RT3803 | BLK | 20GA | 32.E3 | SPRT380:3 | 303-03 | 32.E8
ZF2085:V41 | W083 | TP380P | RED | 22GA | 32.F3 | TP380:+ | 303-03 | 32.F8
ZF2085:06 | W083 | TP380N | BLK | 22GA | 32.F3 | TP380:- | 303-03 | 32.F8
ZF2085:V47 | W084 | TPD397P | RED | 22GA | 32.G3 | TPD397:+ | 303-03 | 32.G8
ZF2085:12 | W084 | TPD397N | BLK | 22GA | 32.G3 | TPD397:- | 303-03 | 32.G8
ZF2084:21 | W112 | RT3811 | RED | 20GA | 64.C3 | SPRT381:1 | 303-03 | 64.D8
ZF2084:23 | W112 | RT3812 | WHT | 20GA | 64.C3 | SPRT381:2 | 303-03 | 64.C8
ZF2084:24 | W112 | RT3813 | BLK | 20GA | 64.C3 | SPRT381:3 | 303-03 | 64.C8
IE200:3 | SC | GYIE200 | GRN/YEL | 8GA | 3.B1 | GND-IE200:1 | 500-03 | 3.B1
PE200:1 | SC | GYPE200 | GRN/YEL | 8GA | 3.C1 | GND-PE200:1 | 500-03 | 3.C1
TS295:11 | SC | K29531B |  |  | 10.G6 | S512A:1 | 500-03 | 8.C6
TS295:11 | SC | K29531B |  | 20GA | 10.G6 | SSD-BPA:1 | 500-03 | 8.C6
TS295:12 | SC | S512 |  |  | 10.G5 | S512A:2 | 500-03 | 8.C6
TS295:12 | SC | S512 |  | 20GA | 10.G5 | SSD-BPA:2 | 500-03 | 8.C6
TS295:3 | SC | F295 |  | 20GA | 10.E7 | S598:1 | 500-03 | 10.E7
TS295:4 | SC | S598 |  | 20GA | 10.E7 | S598:2 | 500-03 | 10.E7
ZF2063:15 | SC | S512B |  |  | 8.D3 | S512B:2 | 500-03 | 8.D6
ZF2063:15 | SC | S512B |  | 20GA | 8.D3 | SSD-BPB:2 | 500-03 | 8.D6
ZF2063:V50 | SC | S512BP |  |  | 8.D3 | S512B:1 | 500-03 | 8.D6
ZF2063:V50 | SC | S512BP |  | 20GA | 8.D3 | SSD-BPB:1 | 500-03 | 8.D6
ZF2086:V49 | W003 | FT2108P | RED | 22GA | 13.G3 | FT2108:+ | 500-03 | 13.G8
ZF2086:14 | W003 | FT2108N | BLK | 22GA | 13.G3 | FT2108:- | 500-03 | 13.G8
F200-2:LI | SC | 120VPECC |  | 6GA | 2.D6 | CC-120VDC:1 | 400-06 | 2.D7
TS200:1 | SC | 24VIN |  | 10GA | 2.E6 | CC-24VDC:1 | 400-06 | 2.E7
TS200:2 | SC | 0VIN |  | 10GA | 2.E6 | CC-24VDC:2 | 400-06 | 2.E7
TS200A:3 | SC | 0VPECC |  | 6GA | 2.D5 | CC-120VDC:2 | 400-06 | 2.D7
F200-4:LD | SC | EGV339P |  | 12GA | 2.D6 | TSEGV339A:1 | 303-01 | 22.C7
F200-5:LD | SC | EBV338P |  | 12GA | 2.C6 | TSEBV338A:1 | 303-01 | 23.D7
K2950-4:11 | SC | EGV3397 |  | 20GA | 22.E4 | TSEGV339:7 | 303-01 | 22.E7
K2950-4:21 | SC | EBV3387 |  | 20GA | 23.G4 | TSEBV338:7 | 303-01 | 23.G7
TS200A:5 | SC | 0VPECC |  | 12GA | 2.C5 | TSEGV339A:2 | 303-01 | 22.C7
TS200A:6 | SC | 0VPECC |  | 12GA | 2.C5 | TSEBV338A:2 | 303-01 | 23.D7
ZF2060:00 | SC | EBV3389 |  | 20GA | 23.E3 | TSEBV338:9 | 303-01 | 23.F7
ZF2060:12 | SC | EGV3399 |  | 20GA | 22.C3 | TSEGV339:9 | 303-01 | 22.E7
ZF2060:COM17 | SC | EBV33810 |  | 20GA | 23.E3 | TSEBV338:10 | 303-01 | 23.F7
ZF2060:COM19 | SC | EBV3388 |  | 20GA | 23.F3 | TSEBV338:8 | 303-01 | 23.G7
ZF2060:COM29 | SC | EGV33910 |  | 20GA | 22.C3 | TSEGV339:10 | 303-01 | 22.E7
ZF2060:COM31 | SC | EGV3398 |  | 20GA | 22.D3 | TSEGV339:8 | 303-01 | 22.E7
ZF2063:00 | SC | EBV33814 |  | 20GA | 23.C3 | TSEBV338:14 | 303-01 | 23.E7
ZF2063:01 | SC | EBV33812 |  | 20GA | 23.D3 | TSEBV338:12 | 303-01 | 23.F7
ZF2063:06 | SC | EGV33914 |  | 20GA | 22.B3 | TSEGV339:14 | 303-01 | 22.D7
ZF2063:07 | SC | EGV33912 |  | 20GA | 22.B3 | TSEGV339:12 | 303-01 | 22.D7
ZF2063:V35 | SC | EBV33813 |  | 20GA | 23.C3 | TSEBV338:13 | 303-01 | 23.E7
ZF2063:V36 | SC | EBV33811 |  | 20GA | 23.D3 | TSEBV338:11 | 303-01 | 23.F7
ZF2063:V41 | SC | EGV33913 |  | 20GA | 22.B3 | TSEGV339:13 | 303-01 | 22.D7
ZF2063:V42 | SC | EGV33911 |  | 20GA | 22.B3 | TSEGV339:11 | 303-01 | 22.D7
ZF2071:13 | SC | EGV3392 | BLK | 22GA | 22.G3 | TSEGV339:2 | 303-01 | 22.F7
ZS2064-3:3 | W015 | EGV3395 | BLK | 22GA | 22.F4 | TSEGV339:5 | 303-01 | 22.F7
ZS2064-3:1 | W015 | EGV3396 | RED | 22GA | 22.F4 | TSEGV339:6 | 303-01 | 22.E7
ZF2071:12 | W017 | EGV3391 | RED | 22GA | 22.G3 | TSEGV339:1 | 303-01 | 22.F7
ZS2064-0:3 | W018 | EBV3385 | BLK | 22GA | 23.G4 | TSEBV338:5 | 303-01 | 23.G7
ZS2064-0:1 | W018 | EBV3386 | RED | 22GA | 23.G4 | TSEBV338:6 | 303-01 | 23.G7
ZF2071:00 | W020 | EBV3381 | RED | 22GA | 23.H3 | TSEBV338:1 | 303-01 | 23.H7
ZF2071:01 | W020 | EBV3382 | BLK | 22GA | 23.H3 | TSEBV338:2 | 303-01 | 23.H7
ZF2064:08 | WC4024 | EGV3393 | CLR | 16 | 22.F3 | TSEGV339:3 | 303-01 | 22.F7
ZF2064:COM25 | WC4024 | EGV3394 | BLK | 16 | 22.F3 | TSEGV339:4 | 303-01 | 22.F7
K2061-0:11 | W007 | G340B | WHT | 16GA | 19.F5 | TS340:1 | 303-07 | 19.F7
K2061-0:21 | W007 | G340A | BLK | 16GA | 19.E5 | TS340:2 | 303-07 | 19.E7
ZF2083:21 | W026 | RT3391 | RED | 20GA | 25.G3 | SPRT339:1 | 303-07 | 25.G8
ZF2083:23 | W026 | RT3392 | WHT | 20GA | 25.G3 | SPRT339:2 | 303-07 | 25.G8
ZF2083:24 | W026 | RT3393 | BLK | 20GA | 25.G3 | SPRT339:3 | 303-07 | 25.G8
TS295A:1 | W061 | Z353D | WHT/HI_TEMP | 20GA | 28.D6 | SPG3531:1 | 303-07 | 28.D7
TS295A:2 | W061 | Z353C | BLK/HI_TEMP | 20GA | 28.D6 | SPG3531:2 | 303-07 | 28.D7
ZF2070:10 | W066 | G3531 | WHT/HI_TEMP | 20GA | 28.E3 | SPG353:1 | 303-07 | 28.E7
ZF2070:12 | W066 | G3532 | BLK/HI_TEMP | 20GA | 28.E3 | SPG353:2 | 303-07 | 28.E7
ZF2070:05 | W068 | G3831A | RED | 22GA | 28.F3 | SPG383:1 | 303-07 | 28.F7
ZF2070:03 | W068 | G3832A | BLK | 22GA | 28.F3 | SPG383:2 | 303-07 | 28.F7
ZF2083:00 | W071 | RT3201 | RED/HTM | 20GA | 29.B3 | SPRT320:1 | 303-07 | 29.B8
ZF2083:02 | W071 | RT3202 | WHT/HTM | 20GA | 29.B3 | SPRT320:2 | 303-07 | 29.B8
ZF2083:03 | W071 | RT3203 | BLK/HTM | 20GA | 29.B3 | SPRT320:3 | 303-07 | 29.B8
ZF2083:04 | W072 | RT3211 | RED | 20GA | 29.C3 | SPRT321:1 | 303-07 | 29.D8
ZF2083:06 | W072 | RT3212 | WHT | 20GA | 29.C3 | SPRT321:2 | 303-07 | 29.D8
ZF2083:07 | W072 | RT3213 | BLK | 20GA | 29.C3 | SPRT321:3 | 303-07 | 29.C8
ZF2084:08 | W079 | RT39111 | RED | 20GA | 31.F3 | SPRT391:1 | 305-01 | 31.F7
ZF2084:10 | W079 | RT39112 | WHT | 20GA | 31.F3 | SPRT391:2 | 305-01 | 31.F7
ZF2084:11 | W079 | RT39113 | BLK | 20GA | 31.F3 | SPRT391:3 | 305-01 | 31.F7
ZF2084:12 | W080 | RT39211 | RED | 20GA | 31.D3 | SPRT392:1 | 305-01 | 31.E7
ZF2084:14 | W080 | RT39212 | WHT | 20GA | 31.D3 | SPRT392:2 | 305-01 | 31.D7
ZF2084:15 | W080 | RT39213 | BLK | 20GA | 31.D3 | SPRT392:3 | 305-01 | 31.D7
HY2010A:BNC1 | SC | WHY2210A | COAX | COAX | 6.G8 | HY2190A:BNC1 | 600-01 | 65.G7
HY2010B:BNC1 | SC | WHY2210B | COAX | COAX | 6.G7 | HY2190B:BNC1 | 600-01 | 65.G7
ZF2074:06 | W027 | 10CR | YEL | 20GA | 26.A3 | TS382:20 | 303-06 | 26.B7
ZF2074:07 | W027 | 10AL | RED | 20GA | 26.A3 | TS382:19 | 303-06 | 26.A7
ZF2074:02 | W028 | 9CR | YEL | 20GA | 26.B3 | TS382:18 | 303-06 | 26.B7
ZF2074:03 | W028 | 9AL | RED | 20GA | 26.B3 | TS382:17 | 303-06 | 26.B7
ZF2073:31 | W029 | 8CR | YEL | 20GA | 26.C3 | TS382:16 | 303-06 | 26.C7
ZF2073:32 | W029 | 8AL | RED | 20GA | 26.C3 | TS382:15 | 303-06 | 26.C7
ZF2073:27 | W030 | 7CR | YEL | 20GA | 26.C3 | TS382:14 | 303-06 | 26.D7
ZF2073:28 | W030 | 7AL | RED | 20GA | 26.C3 | TS382:13 | 303-06 | 26.C7
ZF2073:23 | W031 | 6CR | YEL | 20GA | 26.D3 | TS382:12 | 303-06 | 26.D7
ZF2073:24 | W031 | 6AL | RED | 20GA | 26.D3 | TS382:11 | 303-06 | 26.D7
ZF2073:19 | W032 | 5CR | YEL | 20GA | 26.E3 | TS382:10 | 303-06 | 26.E7
ZF2073:20 | W032 | 5AL | RED | 20GA | 26.E3 | TS382:9 | 303-06 | 26.E7
ZF2073:14 | W033 | 4CR | YEL | 20GA | 26.E3 | TS382:8 | 303-06 | 26.F7
ZF2073:15 | W033 | 4AL | RED | 20GA | 26.E3 | TS382:7 | 303-06 | 26.E7
ZF2073:10 | W034 | 3CR | YEL | 20GA | 26.F3 | TS382:6 | 303-06 | 26.F7
ZF2073:11 | W034 | 3AL | RED | 20GA | 26.F3 | TS382:5 | 303-06 | 26.F7
ZF2073:06 | W035 | 2CR | YEL | 20GA | 26.G3 | TS382:4 | 303-06 | 26.G7
ZF2073:07 | W035 | 2AL | RED | 20GA | 26.G3 | TS382:3 | 303-06 | 26.G7
ZF2073:02 | W036 | 1CR | YEL | 20GA | 26.G3 | TS382:2 | 303-06 | 26.G7
ZF2073:03 | W036 | 1AL | RED | 20GA | 26.G3 | TS382:1 | 303-06 | 26.G7
ZF2075:02 | W054 | 17CR | YEL | 20GA | 27.D3 | TS382:34 | 303-06 | 27.D7
ZF2075:03 | W054 | 17AL | RED | 20GA | 27.D3 | TS382:33 | 303-06 | 27.D7
ZF2074:23 | W055 | 14CR | YEL | 20GA | 27.F3 | TS382:28 | 303-06 | 27.F7
ZF2074:24 | W055 | 14AL | RED | 20GA | 27.F3 | TS382:27 | 303-06 | 27.F7
ZF2074:19 | W056 | 13CR | YEL | 20GA | 27.F3 | TS382:26 | 303-06 | 27.G7
ZF2074:20 | W056 | 13AL | RED | 20GA | 27.F3 | TS382:25 | 303-06 | 27.F7
ZF2074:10 | W057 | 11CR | YEL | 20GA | 27.H3 | TS382:22 | 303-06 | 27.H7
ZF2074:11 | W057 | 11AL | RED | 20GA | 27.H3 | TS382:21 | 303-06 | 27.H7
ZF2074:14 | W058 | 12CR | YEL | 20GA | 27.G3 | TS382:24 | 303-06 | 27.G7
ZF2074:15 | W058 | 12AL | RED | 20GA | 27.G3 | TS382:23 | 303-06 | 27.G7
ZF2074:27 | W059 | 15CR | YEL | 20GA | 27.E3 | TS382:30 | 303-06 | 27.E7
ZF2074:28 | W059 | 15AL | RED | 20GA | 27.E3 | TS382:29 | 303-06 | 27.E7
ZF2074:31 | W060 | 16CR | YEL | 20GA | 27.E3 | TS382:32 | 303-06 | 27.E7
ZF2074:32 | W060 | 16AL | RED | 20GA | 27.E3 | TS382:31 | 303-06 | 27.E7
HY2100A:CNET CABLE | SC | HY2100A | TAP CABLE | COAX | 6.E8 | BA1100:CNET A | 300-00G5150 | 6.F5
HY2100B:CNET CABLE | SC | HY2100B | TAP CABLE | COAX | 6.E7 | BA1100:CNET B | 300-00G5150 | 6.F5
KZ296:11 | SC | SV2120P |  | 16GA | 15.B4 | SV2120:+ | 100-00G5150 | 15.B8
KZ296:21 | SC | SV2124P | WHT | 16GA | 15.E4 | SV2124:+ | 100-00G5150 | 15.E8
ZF2062:00 | SC | SV2150P | WHT | 16GA | 19.G3 | SV2150:+ | 300-00G5150 | 19.G8
ZF2062:08 | SC | SV2124N | WHT | 16GA | 15.E3 | SV2124:- | 100-00G5150 | 15.E8
ZF2062:COM17 | SC | SV2150N | WHT | 16GA | 19.G3 | SV2150:- | 300-00G5150 | 19.G8
ZF2080:COM21 | SC | SV2120N |  | 16GA | 15.B3 | SV2120:- | 100-00G5150 | 15.B8
ZF2081:33 | SC | ZF2081N |  | 20GA | 7.G5 | ZF2082:16 | 300-00G5150 | 7.G5
ZF2081:51 | SC | ZF2081P |  | 20GA | 7.G5 | ZF2082:34 | 300-00G5150 | 7.G5
ZF2083:V34 | SC | ZF2082P |  | 20GA | 7.G4 | ZF2082:51 | 300-00G5150 | 7.G5
ZF2083:V35 | SC | ZF2082N |  | 20GA | 7.G4 | ZF2082:33 | 300-00G5150 | 7.G5
ZF2064:V47 | W005 | TP386P | RED | 22GA | 14.F3 | PT2120:+ | 300-00G5150 | 14.F8
ZF2064:12 | W005 | TP386N | BLK | 22GA | 14.F3 | PT2120:- | 300-00G5150 | 14.F8
ZF2075:06 | WC2002 | TE2150A | CLR | 22 | 19.B3 | TE2150:1 | 300-00G5150 | 19.B8
ZF2075:07 | WC2002 | TE2150B | BLK | 22 | 19.B3 | TE2150:2 | 300-00G5150 | 19.B8
ZF2086:V47 | WC4002 | PT6400P | CLR | 16 | 18.G3 | PT6400:+ | 300-00G5150 | 18.G8
ZF2086:12 | WC4002 | PT6400N | BLK | 16 | 18.G3 | PT6400:- | 300-00G5150 | 18.G8
ZF2072:08 | WC4011 | PCE5161LP | CLR | 16 | 49.D3 | PCE5161:LOOP+ | 300-00G5150 | 49.E7
ZF2072:09 | WC4011 | PCE5161LN | BLK | 16 | 49.D3 | PCE5161:LOOP- | 300-00G5150 | 49.E7
ZF2072:12 | WC4013 | PCE5162LP | CLR | 16 | 49.B3 | PCE5162:LOOP+ | 300-00G5150 | 49.C7
ZF2072:13 | WC4013 | PCE5162LN | BLK | 16 | 49.B3 | PCE5162:LOOP- | 300-00G5150 | 49.C7
ZF2086:V41 | WC4015 | PT2150P | CLR | 16 | 19.C3 | PT2150:+ | 300-00G5150 | 19.C7
ZF2086:06 | WC4015 | PT2150N | BLK | 16 | 19.C3 | PT2150:- | 300-00G5150 | 19.C7
TS205A:1 | SC | DS124 |  | 20GA | 11.B7 | TS100:13 | 100-00G5150 | 11.B7
TS295:10 | SC | K29521A1 |  | 20GA | 10.E4 | TS100:16 | 100-00G5150 | 11.A7
TS295:12 | SC | S512 |  | 16GA | 10.G5 | TS100:27 | 100-00G5150 | 8.H4
TS295:13 | SC | S112 |  | 16GA | 10.G4 | TS100:28 | 100-00G5150 | 8.H4
TS295:8 | SC | 0V95 |  | 20GA | 10.C3 | TS100:14 | 100-00G5150 | 11.A7
TS295:9 | SC | K29511A12 |  | 20GA | 10.E5 | TS100:15 | 100-00G5150 | 11.A7
ZF2087:0 | SC | S1101A |  | 20GA | 11.H6 | TS100:2 | 100-00G5150 | 11.H7
ZF2087:1 | SC | S1111B |  | 20GA | 11.D6 | TS100:10 | 100-00G5150 | 11.D7
ZF2087:10 | SC | DS110 |  | 20GA | 11.G6 | TS100:3 | 100-00G5150 | 11.G7
ZF2087:13 | SC | DS111 |  | 20GA | 11.C6 | TS100:11 | 100-00G5150 | 11.C7
ZF2087:2 | SC | S1721B |  | 20GA | 11.G3 | TS100:18 | 100-00G5150 | 11.G4
ZF2087:3 | SC | S1171A |  | 20GA | 11.F3 | TS100:20 | 100-00G5150 | 11.F4
ZF2087:4 | SC | S1141A |  | 20GA | 11.E3 | TS100:22 | 100-00G5150 | 11.E4
ZF2087:5 | SC | S101B |  | 20GA | 11.D3 | TS100:24 | 100-00G5150 | 11.D4
ZF2087:6 | SC | S101A |  | 20GA | 11.C3 | TS100:26 | 100-00G5150 | 11.C4
ZF2087:7 | SC | S1542B |  | 20GA | 11.F6 | TS100:6 | 100-00G5150 | 11.F7
ZF2087:8 | SC | S1541A |  | 20GA | 11.E6 | TS100:8 | 100-00G5150 | 11.E7
ZF2087:9 | SC | S212BN |  | 20GA | 8.G3 | TS100:30 | 100-00G5150 | 8.G4
ZF2087:COM27 | SC | DS110N |  | 20GA | 11.G6 | TS100:4 | 100-00G5150 | 11.G7
ZF2087:COM30 | SC | DS111N |  | 20GA | 11.C6 | TS100:12 | 100-00G5150 | 11.C7
ZF2087:V35 | SC | S1101AP |  | 20GA | 11.H6 | TS100:1 | 100-00G5150 | 11.H7
ZF2087:V36 | SC | S1111BP |  | 20GA | 11.D6 | TS100:9 | 100-00G5150 | 11.D7
ZF2087:V37 | SC | S1721BP |  | 20GA | 11.G3 | TS100:17 | 100-00G5150 | 11.G4
ZF2087:V38 | SC | S1171AP |  | 20GA | 11.F3 | TS100:19 | 100-00G5150 | 11.F4
ZF2087:V39 | SC | S1141AP |  | 20GA | 11.E3 | TS100:21 | 100-00G5150 | 11.E4
ZF2087:V40 | SC | S101BP |  | 20GA | 11.D3 | TS100:23 | 100-00G5150 | 11.D4
ZF2087:V41 | SC | S101AP |  | 20GA | 11.C3 | TS100:25 | 100-00G5150 | 11.C4
ZF2087:V42 | SC | S1542BP |  | 20GA | 11.F6 | TS100:5 | 100-00G5150 | 11.F7
ZF2087:V43 | SC | S1541AP |  | 20GA | 11.E6 | TS100:7 | 100-00G5150 | 11.E7
ZF2087:V44 | SC | S212BP |  | 20GA | 8.G3 | TS100:29 | 100-00G5150 | 8.G4
IE200:6 | SC | GYIE251 | GRN/YEL | 8GA | 33.C2 | IE251:0 | 251-01 | 33.C1
TS250A:2 | SC | 24V |  | 12GA | 3.H5 | TS251A:1 | 251-01 | 33.H5
TS250B:2 | SC | 0V |  | 12GA | 3.H7 | TS251B:1 | 251-01 | 33.H7
HY2060A:BNC1 | SC | WHY2120A | COAX | COAX | 6.B8 | HY2120A:BNC2 | 252-01 | 40.H8
HY2060B:BNC1 | SC | WHY2120B | COAX | COAX | 6.A7 | HY2120B:BNC2 | 252-01 | 40.G7
HY2070A:BNC2 | SC | WHY2070A | COAX | COAX | 6.C8 | HY2120A:BNC1 | 252-01 | 40.H8
HY2070B:BNC2 | SC | WHY2070B | COAX | COAX | 6.C7 | HY2120B:BNC1 | 252-01 | 40.G7
K2951-4:14 | SC | K2951414 | WHT | 16GA | 47.E4 | ZF2120:04 | 252-01 | 47.E3
TS250A:2 | SC | 24V |  | 12GA | 3.H5 | TS252A:1 | 252-01 | 38.H5
TS250B:2 | SC | 0V |  | 12GA | 3.H7 | TS252B:1 | 252-01 | 38.H7
TS295:5 | SC | K29502B |  | 20GA | 10.D3 | K2940-1:A1 | 252-01 | 46.G4
TS295:6 | SC | 0V95 |  | 20GA | 10.D3 | K2940-1:A2 | 252-01 | 46.G4
HY2060A:BNC2 | SC | WHY2060A | COAX | COAX | 6.B8 | HY2140A:BNC1 | 257-01 | 53.H8
HY2060B:BNC2 | SC | WHY2060B | COAX | COAX | 6.A7 | HY2140B:BNC1 | 257-01 | 53.G7
HY2080A:BNC1 | SC | WHY2180A | COAX | COAX | 7.H8 | HY2180A:BNC2 | 257-01 | 53.F8
HY2080B:BNC1 | SC | WHY2180B | COAX | COAX | 7.G7 | HY2180B:BNC2 | 257-01 | 53.F7
TS250A:3 | SC | 24V |  | 12GA | 3.G5 | TS257A:1 | 257-01 | 51.H5
TS250B:3 | SC | 0V |  | 12GA | 3.G7 | TS257B:1 | 257-01 | 51.H7
TS295:5 | SC | K29502B |  | 20GA | 10.D3 | K2930-1:A1 | 257-01 | 55.G6
TS295:6 | SC | 0V95 |  | 20GA | 10.D3 | K2930-2:A2 | 257-01 | 55.G6
HY2090A:CNET CABLE | SC | HY2090A | TAP-CABLE | COAX | 60.F6 | UF2090:A | 259-01 | 60.F5
HY2090B:CNET CABLE | SC | HY2090B | TAP-CABLE | COAX | 60.F6 | UF2090:B | 259-01 | 60.F5
K2953-2:12 | SC | KP2910 |  | 20GA | 10.D7 | KP2910:A1 | 259-01 | 61.G4
TS210:3 | SC | F291 |  | 20GA | 30.F5 | TS291:1 | 259-01 | 61.E7
TS210:4 | SC | S3222NO |  | 20GA | 30.F5 | TS291:2 | 259-01 | 61.E6
TS250A:4 | SC | 24V |  | 10GA | 3.G5 | TS259A:1 | 259-01 | 58.H5
TS250B:4 | SC | 0V |  | 12GA | 3.G7 | TS259B:1 | 259-01 | 58.H7
TS295:2 | SC | 0V95 |  | 20GA | 10.G2 | KP2910:A2 | 259-01 | 61.G4
TS295:5 | SC | K29502B |  | 20GA | 10.C3 | K2910-2:A1 | 259-01 | 61.H4
TS295:6 | SC | 0V95 |  | 20GA | 10.C3 | K2910-2:A2 | 259-01 | 61.H4
TS250C:10 | SC | 24V98 |  | 12GA | 3.A4 | F298:LI | 300-00G5150 | 3.A3
ZF2081:04 | SC | KA7700A2 | WHT | 16GA | 50.H3 | KA7700:A2 | 300-00G5150 | 50.H4
ZF2081:05 | SC | KA7701A2 | WHT | 16GA | 50.D3 | KA7701:A2 | 300-00G5150 | 50.D4
ZF2081:COM21 | SC | KA7700A1 | WHT | 16GA | 50.H3 | KA7700:A1 | 300-00G5150 | 50.H4
ZF2081:COM22 | SC | KA7701A1 | WHT | 16GA | 50.D3 | KA7701:A1 | 300-00G5150 | 50.D4
RG200:1 | SC | GY200 | GRN/YEL | 12GA | 3.D1 | FRAME | PANEL | 3.D1
RG206:1 | SC | GY206 | GRN/YEL | 12GA | 3.D1 | FRAME | PANEL | 3.D2
RG250:1 | SC | GY250 | GRN/YEL | 12GA | 3.E1 | FRAME | PANEL | 3.E1
SolarTools ver. 24.0.84.24712 (Jul 31, 2025)
Report date: 4/10/2026 9:57 AM

## 251-01
251-01
TURBINE VIBRATION BOX
Project # | 71921
Project Name
Revision | F
Controls DE
Phone:
Controls ME
Phone:
From | [5 empty] | To
Device ID | Cable (W) Conductor (SC) Jumper Clip (JC) | Wire No. | Wire ID | Gauge/Size | Page/Zone | Device ID | Location | Page/Zone
F251:1 | SC | 24V |  | 12GA | 33.H4 | TS251A:1 | 251-01 | 33.H5
F251:2 | SC | 24V51 |  | 12GA | 33.H4 | TS251C:1 | 251-01 | 33.H4
F251A:1 | SC | F251A |  | 20GA | 33.H3 | TB251:1 | 251-01 | 33.F1
F251A:2 | SC | 24V51 |  | 16GA | 33.H3 | TS251C:1 | 251-01 | 33.H4
FA251:1 | SC | F251A | RED | 22GA | 33.F1 | TB251:1 | 251-01 | 33.F1
FA251:2 | SC | 0V | BLK | 22GA | 33.F1 | TB251:2 | 251-01 | 33.F1
TB251:2 | SC | 0V |  | 20GA | 33.F1 | TS251D:1 | 251-01 | 33.H6
TS251C:2 | SC | JA51 | VIO | 12GA | 33.H4 | TS251C:1 | 251-01 | 33.H4
TS251C:3 | SC | JA11 | VIO | 12GA | 33.F4 | TS251C:2 | 251-01 | 33.H4
TS251D:2 | SC | JB51 | VIO | 12GA | 33.H6 | TS251D:1 | 251-01 | 33.H6
TS251D:3 | SC | JB11 | VIO | 12GA | 33.F6 | TS251D:2 | 251-01 | 33.H6
TS251D:1 | SC | 0V |  | 12GA | 33.H6 | TS251B:1 | 251-01 | 33.H7
IE251:1 | SC | GY0430 | GRN/YEL | 14GA | 34.E5 | TS0450:1 | 100-00G5150 | 34.E6
TS251D:3 | SC | 0V15 |  |  | 33.F6 | AF0410:53 | 300-00H0220 | 34.G4
IE251:0 | SC | GYIE251 | GRN/YEL | 8GA | 33.C1 | IE200:6 | 250-01 | 33.C2
TS251A:1 | SC | 24V |  | 12GA | 33.H5 | TS250A:2 | 250-01 | 3.H5
TS251B:1 | SC | 0V |  | 12GA | 33.H7 | TS250B:2 | 250-01 | 3.H7
TB251:2 | SC | 0V |  | 20GA | 33.F1 | TS252D:1 | 252-01 | 38.H6
TS251C:3 | SC | 24V15 | WHT | 14GA | 33.F4 | F2050:LI | 300-00G5150 | 33.F4
RG251:1 | SC | GY251 | GRN/YEL | 12GA | 33.E1 | FRAME | PANEL | 33.E2
SolarTools ver. 24.0.84.24712 (Jul 31, 2025)
Report date: 4/10/2026 9:57 AM

## 252-01
252-01
HP COMPRESSOR BOX
Project # | 71921
Project Name
Revision | F
Controls DE
Phone:
Controls ME
Phone:
From | [5 empty] | To
Device ID | Cable (W) Conductor (SC) Jumper Clip (JC) | Wire No. | Wire ID | Gauge/Size | Page/Zone | Device ID | Location | Page/Zone
ZF2125:V50 | SC | ZF2125P |  | 20GA | 40.G3 | ZF2126:34 | 252-01 | 40.G3
ZF2125:V51 | SC | ZF2125N |  | 20GA | 40.G3 | ZF2126:16 | 252-01 | 40.G3
GND:1 | WC4025 | * | SH2 | 20 | 45.E3 | SHLD5104:2 | 252-01 | 45.E3
GND151:1 | WC4026 | * | SH2 | 20 | 45.G3 | SHLD151:2 | 252-01 | 45.H3
GND: | WC4028 | * | SH2 | 20 | 45.F3 | SHLD5105:2 | 252-01 | 45.F3
F2120A:1 | SC | 24V12 |  | 12GA | 38.H3 | TS252C:2 | 252-01 | 38.H4
F2120A:1 | SC | 24V12 |  | 12GA | 38.H3 | F2121:1 | 252-01 | 38.G3
F2120A:2 | SC | F2120A |  | 16GA | 38.H3 | UF2120:24V-1 | 252-01 | 40.H6
F2121:2 | SC | F2121 |  | 16GA | 38.G3 | ZF2121:34 | 252-01 | 40.G5
F2130A:2 | SC | 24V13 |  | 12GA | 38.F3 | TS252C:3 | 252-01 | 38.F4
F252:1 | SC | 24V |  | 12GA | 38.H4 | TS252A:1 | 252-01 | 38.H5
F252:2 | SC | 24V52 |  | 12GA | 38.H4 | TS252C:1 | 252-01 | 38.H4
F252A:1 | SC | 24V52 |  | 12GA | 38.H3 | TS252C:1 | 252-01 | 38.H4
F252A:2 | SC | F252A |  | 20GA | 38.H3 | TB252:1 | 252-01 | 38.F1
FA252:1 | SC | F252A | RED | 22GA | 38.F1 | TB252:1 | 252-01 | 38.F1
FA252:2 | SC | 0V | BLK | 22GA | 38.F1 | TB252:2 | 252-01 | 38.F1
HY2120A:CNET CABLE | SC | HY2120A | TAP-CABLE | COAX | 40.H8 | UF2120:A | 252-01 | 40.H6
HY2120B:CNET CABLE | SC | HY2120B | TAP-CABLE | COAX | 40.G7 | UF2120:B | 252-01 | 40.H6
IE2521:2 | SC | GYIE2521 | GRN/YEL | 14GA | 38.D2 | IE252:0 | 252-01 | 38.C1
K2940-1:12 | SC | K29401A |  | 20GA | 46.G4 | KP2121:15 | 252-01 | 46.G3
K2940-1:14 | SC | K29401B24 |  | 20GA | 46.F4 | ZF2120:00 | 252-01 | 46.F3
KP2121:18 | SC | KP2121A |  | 20GA | 46.G3 | ZF2120:V35 | 252-01 | 46.F3
KP2121:A1 | SC | S3601N |  | 16GA | 46.G3 | TS212E:2 | 252-01 | 46.H4
KP2121:A2 | SC | KP2121 |  | 16GA | 46.G3 | ZF2121:COM27 | 252-01 | 46.H3
KP2121:B1 | SC | S3601P |  | 16GA | 46.G3 | TS212E:1 | 252-01 | 46.H4
P112:1 | SC | P112 | CABLE | 20GA | 40.H6 | UF2120:NAP | 252-01 | 40.H6
RG212A:1 | SC | 0V12 |  | 12GA | 38.E1 | TS212:3 | 252-01 | 38.G6
TB252:2 | SC | 0V |  | 20GA | 38.F1 | TS252D:1 | 252-01 | 38.H6
TS212:1 | SC | 0V12 |  | 12GA | 38.H6 | TS252D:2 | 252-01 | 38.H6
TS212:2 | SC | 0V12 |  | 16GA | 38.G6 | TS212:1 | 252-01 | 38.H6
TS212:3 | SC | 0V12 |  | 16GA | 38.G6 | TS212:2 | 252-01 | 38.G6
TS212:4 | SC | 0V12 |  | 16GA | 38.G6 | TS212:3 | 252-01 | 38.G6
TS213:1 | SC | 0V13 |  | 12GA | 38.F6 | TS252D:3 | 252-01 | 38.F6
TS252C:2 | SC | JA52 | VIO | 12GA | 38.H4 | TS252C:1 | 252-01 | 38.H4
TS252C:3 | SC | JA12 | VIO | 12GA | 38.F4 | TS252C:2 | 252-01 | 38.H4
TS252C:4 | SC | JA13 | VIO | 12GA | 38.F4 | TS252C:3 | 252-01 | 38.F4
TS252D:2 | SC | JB52 | VIO | 12GA | 38.H6 | TS252D:1 | 252-01 | 38.H6
TS252D:3 | SC | JB12 | VIO | 12GA | 38.F6 | TS252D:2 | 252-01 | 38.H6
TS252D:4 | SC | JB13 | VIO | 12GA | 38.F6 | TS252D:3 | 252-01 | 38.F6
TS252D:1 | SC | 0V |  | 12GA | 38.H6 | TS252B:1 | 252-01 | 38.H7
UF2120:24V-2 | SC | UF2120P |  | 20GA | 40.H6 | ZF2120:34 | 252-01 | 40.G6
UF2120:COM-1 | SC | 0V12 |  | 16GA | 40.H6 | TS212:1 | 252-01 | 38.H6
UF2120:COM-2 | SC | UF2120N |  | 20GA | 40.H6 | ZF2120:16 | 252-01 | 40.G6
ZF2121:10 | SC | S3601N |  | 16GA | 46.H3 | TS212E:2 | 252-01 | 46.H4
ZF2121:16 | SC | 0V12 |  | 16GA | 40.G5 | TS212:2 | 252-01 | 38.G6
ZF2121:33 | SC | ZF2121N |  | 20GA | 40.G5 | ZF2122:16 | 252-01 | 40.G5
ZF2121:51 | SC | ZF2121P |  | 20GA | 40.G5 | ZF2122:34 | 252-01 | 40.G5
ZF2121:V45 | SC | S3601P |  | 16GA | 46.H3 | TS212E:1 | 252-01 | 46.H4
ZF2122:33 | SC | ZF2122N |  | 20GA | 40.G5 | ZF2123:16 | 252-01 | 40.G4
ZF2122:51 | SC | ZF2122P |  | 20GA | 40.G5 | ZF2123:34 | 252-01 | 40.G4
ZF2123:33 | SC | ZF2123N |  | 20GA | 40.G4 | ZF2124:16 | 252-01 | 40.G4
ZF2123:51 | SC | ZF2123P |  | 20GA | 40.G4 | ZF2124:34 | 252-01 | 40.G4
ZF2124:01 | SC | J214301 |  | 20GA | 42.C3 | ZF2124:COM17 | 252-01 | 42.C3
ZF2124:05 | SC | J21241 |  | 20GA | 45.A3 | ZF2124:COM21 | 252-01 | 45.A3
ZF2124:33 | SC | ZF2124N |  | 20GA | 40.G4 | ZF2125:V35 | 252-01 | 40.G3
ZF2124:51 | SC | ZF2124P |  | 20GA | 40.G4 | ZF2125:V34 | 252-01 | 40.G3
IE:1 | W093 | * | SH2 | 20GA | 42.C3 | SHLD:2 | 252-01 | 42.D3
IE:1 | W094 | * | SH2 | 22GA | 42.H3 | SHLD:2 | 252-01 | 42.H3
IE:1 | W095 | * | SH2 | 22GA | 42.G3 | SHLD:2 | 252-01 | 42.G3
ZF2125:45 | W096 | * | SH2 |  | 42.A3 | SHLD:2 | 252-01 | 42.A3
ZF2125:16 | W097 | * | SH2 | 20GA | 42.F3 | SHLD:2 | 252-01 | 42.F3
TS212A:3 | W098 | * | SH2 | 22GA | 43.F3 | SHLD:2 | 252-01 | 43.G4
ZF2125:33 | W099 | * | SH2 | 22GA | 43.G3 | SHLD:2 | 252-01 | 43.H3
ZF2125:42 | W100 | * | SH2 | 22GA | 43.F3 | SHLD:2 | 252-01 | 43.F3
ZF2125:43 | W101 | * | SH2 | 22GA | 43.D3 | SHLD:2 | 252-01 | 43.D3
ZF2125:44 | W102 | * | SH2 | 22GA | 43.C3 | SHLD:2 | 252-01 | 43.C3
TS212A:6 | W103 | * | SH2 | 22GA | 43.E3 | SHLD:2 | 252-01 | 43.E4
TS212A:9 | W104 | * | SH2 | 22GA | 43.C3 | SHLD:2 | 252-01 | 43.D4
TS212A:12 | W105 | * | SH2 | 22GA | 43.B3 | SHLD:2 | 252-01 | 43.B4
ZF2125:40 | W106 | * | SH2 | 20GA | 44.H3 | SHLD:2 | 252-01 | 44.H3
ZF2125:41 | W107 | * | SH2 | 20GA | 44.F3 | SHLD:2 | 252-01 | 44.G3
IE:1 | W108 | * | SH2 | 20GA | 45.A3 | SHLD:2 | 252-01 | 45.B3
IE:1 | WC4008 | SH1 | SH1 | 16 | 49.G3 | SHLD:2 | 252-01 | 49.H3
IE:1 | WC4009 | SH2 | SH1 | 16 | 49.G3 | SHLD:2 | 252-01 | 49.G3
IE:1 | WC4010 | SH3 | SH1 | 16 | 49.F3 | SHLD:2 | 252-01 | 49.F3
IE:1 | WC4012 | SH5 | SH1 | 16 | 49.D3 | SHLD:2 | 252-01 | 49.D3
IE:1 | WC4014 | SH7 | SH1 | 16 | 49.A3 | SHLD:2 | 252-01 | 49.B3
GND: | WC4016 | * | SH1 | 16 | 48.H3 | SHLD:2 | 252-01 | 48.H3
GND: | WC4017 | * | SH1 | 16 | 48.F3 | SHLD:2 | 252-01 | 48.G3
GND: | WC4018 | * | SH1 | 16 | 48.E3 | SHLD:2 | 252-01 | 48.E3
GND: | WC4019 | * | SH1 | 16 | 48.D3 | SHLD:2 | 252-01 | 48.D3
GND: | WC4020 | * | SH1 | 16 | 48.C3 | SHLD:2 | 252-01 | 48.C3
GND: | WC4021 | * | SH1 | 16 | 48.B3 | SHLD:2 | 252-01 | 48.B3
IE:1 | WC4027 | * | SH2 | 20 | 45.F3 | SHLD:2 | 252-01 | 45.G3
ZF2123:V45 | W094 | TP3631P | RED | 22GA | 42.H3 | TP363-1:+ | 310-05 | 42.H8
ZF2123:10 | W094 | TP3631N | BLK | 22GA | 42.H3 | TP363-1:- | 310-05 | 42.H8
ZF2123:V47 | W095 | TP3641P | RED | 22GA | 42.G3 | TP364-1:+ | 310-05 | 42.G8
ZF2123:12 | W095 | TP3641N | BLK | 22GA | 42.G3 | TP364-1:- | 310-05 | 42.G8
ZF2125:00 | W097 | RT36411 | RED | 20GA | 42.F3 | SPRT3641:1 | 310-05 | 42.F8
ZF2125:02 | W097 | RT36412 | WHT | 20GA | 42.F3 | SPRT3641:2 | 310-05 | 42.F8
ZF2125:03 | W097 | RT36413 | BLK | 20GA | 42.F3 | SPRT3641:3 | 310-05 | 42.F8
TS212A:1 | W098 | RT3704A2 | RED | 22GA | 43.G3 | RT370-4A:1 | 310-06 | 43.G8
TS212A:2 | W098 | RT3704A3 | BLK | 22GA | 43.G3 | RT370-4A:2 | 310-06 | 43.G8
ZF2125:14 | W099 | RT37042 | RED | 22GA | 43.G3 | RT370-4:1 | 310-06 | 43.H8
ZF2125:15 | W099 | RT37043 | BLK | 22GA | 43.G3 | RT370-4:2 | 310-06 | 43.H8
ZF2125:19 | W100 | RT37052 | RED | 22GA | 43.F3 | RT370-5:1 | 310-06 | 43.F8
ZF2125:20 | W100 | RT37053 | BLK | 22GA | 43.F3 | RT370-5:2 | 310-06 | 43.F8
ZF2125:23 | W101 | RT37062 | RED | 22GA | 43.D3 | RT370-6:1 | 310-06 | 43.D8
ZF2125:24 | W101 | RT37063 | BLK | 22GA | 43.D3 | RT370-6:2 | 310-06 | 43.D8
ZF2125:27 | W102 | RT37072 | RED | 22GA | 43.C3 | RT370-7:1 | 310-06 | 43.C8
ZF2125:28 | W102 | RT37073 | BLK | 22GA | 43.C3 | RT370-7:2 | 310-06 | 43.C8
TS212A:4 | W103 | RT3705A2 | RED | 22GA | 43.E3 | RT370-5A:1 | 310-06 | 43.E8
TS212A:5 | W103 | RT3705A3 | BLK | 22GA | 43.E3 | RT370-5A:2 | 310-06 | 43.E8
TS212A:7 | W104 | RT3706A2 | RED | 22GA | 43.D3 | RT370-6A:1 | 310-06 | 43.D8
TS212A:8 | W104 | RT3706A3 | BLK | 22GA | 43.C3 | RT370-6A:2 | 310-06 | 43.D8
TS212A:10 | W105 | RT3707A2 | RED | 22GA | 43.B3 | RT370-7A:1 | 310-06 | 43.B8
TS212A:11 | W105 | RT3707A3 | BLK | 22GA | 43.B3 | RT370-7A:2 | 310-06 | 43.B8
ZF2125:04 | W106 | RT32771 | RED | 20GA | 44.H3 | SPRT3277:1 | 310-06 | 44.H8
ZF2125:06 | W106 | RT32772 | WHT | 20GA | 44.H3 | SPRT3277:2 | 310-06 | 44.H8
ZF2125:07 | W106 | RT32773 | BLK | 20GA | 44.H3 | SPRT3277:3 | 310-06 | 44.H8
ZF2125:08 | W107 | RT32781 | RED | 20GA | 44.F3 | SPRT3278:1 | 310-06 | 44.G8
ZF2125:10 | W107 | RT32782 | WHT | 20GA | 44.F3 | SPRT3278:2 | 310-06 | 44.G8
ZF2125:11 | W107 | RT32783 | BLK | 20GA | 44.F3 | SPRT3278:3 | 310-06 | 44.F8
IE252:1 | SC | GYIE252 | GRN/YEL | 8GA | 38.B1 | GND-IE252:1 | 500-03 | 38.B1
ZF2120:02 | SC | L576 |  | 16GA | 46.E3 | L576:+ | 500-05 | 46.E8
ZF2120:COM19 | SC | L576N |  | 16GA | 46.E3 | L576:- | 500-05 | 46.E8
ZF2121:09 | SC | S103 |  | 16GA | 42.B3 | SPS103:3 | 500-03 | 42.B7
ZF2121:11 | SC | ZSC576 |  | 16GA | 46.D3 | ZSC576:2 | 500-05 | 46.D8
ZF2121:12 | SC | ZSO576 |  | 16GA | 46.C3 | ZSO576:2 | 500-05 | 46.C8
ZF2121:15 | SC | S5791 |  | 16GA | 45.B3 | SPS5791:3 | 500-03 | 45.B7
ZF2121:V44 | SC | S103P |  | 16GA | 42.B3 | SPS103:1 | 500-03 | 42.C7
ZF2121:V46 | SC | ZSC576P |  | 16GA | 46.D3 | ZSC576:1 | 500-05 | 46.D8
ZF2121:V47 | SC | ZSO576P |  | 16GA | 46.C3 | ZSO576:1 | 500-05 | 46.C8
ZF2121:V50 | SC | S5791P |  | 16GA | 45.B3 | SPS5791:1 | 500-03 | 45.C7
ZF2124:V35 | W093 | TF5631P | RED | 20GA | 42.C3 | TF563-1:+ | 500-05 | 42.D8
ZF2124:00 | W093 | TF5631N | BLK | 20GA | 42.C3 | TF563-1:- | 500-05 | 42.D8
ZF2125:29 | W096 | RT56311 | RED |  | 42.A3 | RT563-1:RED1 | 500-03 | 42.A8
ZF2125:31 | W096 | RT56312 | WHT |  | 42.A3 | RT563-1:RED2 | 500-03 | 42.A8
ZF2125:32 | W096 | RT56313 | BLK |  | 42.A3 | RT563-1:WHT1 | 500-03 | 42.A8
ZF2124:V39 | W108 | TF5632P | RED | 20GA | 45.A3 | TF563-2:+ | 500-05 | 45.B8
ZF2124:04 | W108 | TF5632N | BLK | 20GA | 45.A3 | TF563-2:- | 500-05 | 45.B8
K2940-1:11 | SC | L351P |  | 20GA | 46.G4 | SPL351:1 | 310-02 | 46.F7
TS212E:1 | SC | S3601P |  | 16GA | 46.H4 | SPS3601:1 | 310-02 | 46.H7
TS212E:2 | SC | S3601N |  | 16GA | 46.H4 | SPS3601:3 | 310-02 | 46.H7
ZF2120:COM17 | SC | L351N |  | 16GA | 46.F3 | SPL351:2 | 310-02 | 46.F7
IE252:2 | SC | GY0500 | GRN | 16GA | 39.C4 | XT0520:2 | 100-00H0220 | 39.C4
TS252C:4 | SC | F5100LI |  | 16GA | 38.F4 | F5100:LI | 300-00G5150 | 38.F3
TS252C:4 | SC | F5100LI |  | 16GA | 38.F4 | F5200:LI | 300-00H0220 | 38.E3
TS252D:4 | SC | 0V51 |  | 22GA | 38.F6 | AF0510:53 | 300-00H0220 | 39.E6
ZF2123:V35 | WC4008 | PT5160P | CLR | 16 | 49.G3 | PT5160:+ | 300-00G5150 | 49.H7
ZF2123:00 | WC4008 | PT5160N | BLK | 16 | 49.G3 | PT5160:- | 300-00G5150 | 49.H7
ZF2123:V37 | WC4009 | PT5161P | CLR | 16 | 49.G3 | PT5161:+ | 300-00G5150 | 49.G7
ZF2123:02 | WC4009 | PT5161N | BLK | 16 | 49.G3 | PT5161:- | 300-00G5150 | 49.G7
ZF2123:V39 | WC4010 | PT5170P | CLR | 16 | 49.F3 | PT5170:+ | 300-00G5150 | 49.F7
ZF2123:04 | WC4010 | PT5170N | BLK | 16 | 49.F3 | PT5170:- | 300-00G5150 | 49.F7
ZF2123:V41 | WC4012 | PCE5161OP | CLR | 16 | 49.D3 | PCE5161:OUT+ | 300-00G5150 | 49.E7
ZF2123:06 | WC4012 | PCE5161ON | BLK | 16 | 49.D3 | PCE5161:OUT- | 300-00G5150 | 49.E7
ZF2123:V49 | WC4014 | PCE5162OP | CLR | 16 | 49.A3 | PCE5162:OUT+ | 300-00G5150 | 49.C7
ZF2123:14 | WC4014 | PCE5162ON | BLK | 16 | 49.A3 | PCE5162:OUT- | 300-00G5150 | 49.C7
ZF2122:00 | WC4016 | FT5160O1 | CLR | 16 | 48.H3 | FT5160:OUT1 | 300-00G5150 | 48.H7
ZF2122:COM17 | WC4016 | FT5160R | BLK | 16 | 48.H3 | FT5160:RTN | 300-00G5150 | 48.H7
ZF2122:04 | WC4017 | FT5170O1 | CLR | 16 | 48.F3 | FT5170:OUT1 | 300-00G5150 | 48.G7
ZF2122:COM21 | WC4017 | FT5170R | BLK | 16 | 48.F3 | FT5170:RTN | 300-00G5150 | 48.G7
ZF2122:02 | WC4018 | FT5165O1 | CLR | 16 | 48.E3 | FT5165:OUT1 | 300-00G5150 | 48.E7
ZF2122:COM19 | WC4018 | FT5165R | BLK | 16 | 48.E3 | FT5165:RTN | 300-00G5150 | 48.E7
ZF2122:06 | WC4019 | FT5175O1 | CLR | 16 | 48.D3 | FT5175:OUT1 | 300-00G5150 | 48.D7
ZF2122:COM23 | WC4019 | FT5175R | BLK | 16 | 48.D3 | FT5175:RTN | 300-00G5150 | 48.D7
ZF2122:08 | WC4020 | FT5108O1 | CLR | 16 | 48.C3 | FT5108:OUT1 | 300-00G5150 | 48.C7
ZF2122:COM25 | WC4020 | FT5108R | BLK | 16 | 48.C3 | FT5108:RTN | 300-00G5150 | 48.C7
ZF2122:10 | WC4021 | FT5109O1 | CLR | 16 | 48.B3 | FT5109:OUT1 | 300-00G5150 | 48.B7
ZF2122:COM27 | WC4021 | FT5109R | BLK | 16 | 48.B3 | FT5109:RTN | 300-00G5150 | 48.B7
ZF2126:V41 | WC4025 | PDT51041 | CLR | 20 | 45.E3 | PDT5104:+ | 300-00H0220 | 45.E7
ZF2126:06 | WC4025 | PDT51042 | BLK | 20 | 45.E3 | PDT5104:- | 300-00H0220 | 45.E7
ZF2126:V35 | WC4026 | PDT51501 | CLR | 20 | 45.G3 | PDT5150:+ | 300-00H0220 | 45.H7
ZF2126:00 | WC4026 | PDT51502 | BLK | 20 | 45.G3 | PDT5150:- | 300-00H0220 | 45.H7
ZF2126:V37 | WC4027 | PDT51301 | CLR | 20 | 45.F3 | PDT5130:+ | 300-00H0220 | 45.G7
ZF2126:02 | WC4027 | PDT51302 | BLK | 20 | 45.F3 | PDT5130:- | 300-00H0220 | 45.G7
ZF2126:V39 | WC4028 | PDT51001 | CLR | 20 | 45.F3 | PDT5100:+ | 300-00H0220 | 45.F7
ZF2126:04 | WC4028 | PDT51002 | BLK | 20 | 45.F3 | PDT5100:- | 300-00H0220 | 45.F7
HY2120A:BNC1 | SC | WHY2070A | COAX | COAX | 40.H8 | HY2070A:BNC2 | 250-01 | 6.C8
HY2120A:BNC2 | SC | WHY2120A | COAX | COAX | 40.H8 | HY2060A:BNC1 | 250-01 | 6.B8
HY2120B:BNC1 | SC | WHY2070B | COAX | COAX | 40.G7 | HY2070B:BNC2 | 250-01 | 6.C7
HY2120B:BNC2 | SC | WHY2120B | COAX | COAX | 40.G7 | HY2060B:BNC1 | 250-01 | 6.A7
K2940-1:A1 | SC | K29502B |  | 20GA | 46.G4 | TS295:5 | 250-01 | 10.D3
K2940-1:A2 | SC | 0V95 |  | 20GA | 46.G4 | TS295:6 | 250-01 | 10.D3
TS252A:1 | SC | 24V |  | 12GA | 38.H5 | TS250A:2 | 250-01 | 3.H5
TS252B:1 | SC | 0V |  | 12GA | 38.H7 | TS250B:2 | 250-01 | 3.H7
ZF2120:04 | SC | K2951414 | WHT | 16GA | 47.E3 | K2951-4:14 | 250-01 | 47.E4
TS252D:1 | SC | 0V |  | 20GA | 38.H6 | TB251:2 | 251-01 | 33.F1
TB252:2 | SC | 0V |  | 20GA | 38.F1 | TS257D:1 | 257-01 | 51.H6
RG212B:1 | SC | GY212B | GRN/YEL | 12GA | 38.E1 | FRAME | PANEL | 38.D2
SolarTools ver. 24.0.84.24712 (Jul 31, 2025)
Report date: 4/10/2026 9:57 AM

## 257-01
257-01
BOP BOX
Project # | 71921
Project Name
Revision | F
Controls DE
Phone:
Controls ME
Phone:
From | [5 empty] | To
Device ID | Cable (W) Conductor (SC) Jumper Clip (JC) | Wire No. | Wire ID | Gauge/Size | Page/Zone | Device ID | Location | Page/Zone
CR293C2:1 | SC | K2931A | LEAD | --- | 55.G4 | TS293C:10 | 257-01 | 55.G4
CR293C2:2 | SC | L5602 | LEAD | --- | 55.G4 | TS293C:11 | 257-01 | 55.G3
CR293C4:1 | SC | K2931B | LEAD | --- | 55.F4 | TS293C:12 | 257-01 | 55.F4
CR293C4:2 | SC | L5652 | LEAD | --- | 55.F4 | TS293C:13 | 257-01 | 55.F3
CR293C6:1 | SC | L5622P | LEAD | --- | 55.F4 | TS293C:14 | 257-01 | 55.F4
CR293C6:2 | SC | L5622 | LEAD | --- | 55.F4 | TS293C:15 | 257-01 | 55.F3
CR293C8:1 | SC | L5642P | LEAD | --- | 55.E4 | TS293C:16 | 257-01 | 55.E4
CR293C8:2 | SC | L5642 | LEAD | --- | 55.E4 | TS293C:17 | 257-01 | 55.E3
F2140A:1 | SC | F2140A |  | 16GA | 51.H3 | UF2140:24V-1 | 257-01 | 53.H6
F2140A:2 | SC | 24V14 |  | 12GA | 51.H3 | TS257C:2 | 257-01 | 51.H4
F2140A:2 | SC | 24V14 |  | 12GA | 51.H3 | F2141:2 | 257-01 | 51.G3
F2141:1 | SC | F2141 |  | 16GA | 51.G3 | ZF2141:34 | 257-01 | 53.G5
F2180A:1 | SC | F2180A |  | 16GA | 51.F3 | UF2180:24V-1 | 257-01 | 53.F6
F2180A:2 | SC | 24V18 |  | 16GA | 51.F3 | TS257C:4 | 257-01 | 51.F4
F2180A:2 | SC | 24V18 |  | 16GA | 51.F3 | F2181:2 | 257-01 | 51.E3
F2181:1 | SC | F2181 |  | 16GA | 51.E3 | ZF2181:34 | 257-01 | 53.F5
F257:1 | SC | 24V |  | 12GA | 51.H4 | TS257A:1 | 257-01 | 51.H5
F257:2 | SC | 24V57 |  | 12GA | 51.H4 | TS257C:1 | 257-01 | 51.H4
F257A:1 | SC | F257A |  | 20GA | 51.H3 | TB257:1 | 257-01 | 51.F1
F257A:2 | SC | 24V57 |  | 12GA | 51.H3 | TS257C:1 | 257-01 | 51.H4
F2930:1 | SC | F2930 |  | 16GA | 51.G3 | TS293A:1 | 257-01 | 51.G3
F2930:2 | SC | 24V93 |  | 12GA | 51.G3 | TS257C:3 | 257-01 | 51.G4
FA257:1 | SC | F257A | RED | 22GA | 51.F1 | TB257:1 | 257-01 | 51.F1
FA257:2 | SC | 0V | BLK | 22GA | 51.F1 | TB257:2 | 257-01 | 51.F1
HY2140A:BNC2 | SC | WHY2140A | COAX | COAX | 53.H8 | HY2180A:BNC1 | 257-01 | 53.F8
HY2140A:CNET CABLE | SC | HY2140A | TAP-CABLE | COAX | 53.H8 | UF2140:A | 257-01 | 53.H6
HY2140B:BNC2 | SC | WHY2140B | COAX | COAX | 53.G7 | HY2180B:BNC1 | 257-01 | 53.F7
HY2140B:CNET CABLE | SC | HY2140B | TAP-CABLE | COAX | 53.G7 | UF2140:B | 257-01 | 53.H6
HY2180A:CNET CABLE | SC | HY2180A | TAP-CABLE | COAX | 53.F8 | UF2180:A | 257-01 | 53.F6
HY2180B:CNET CABLE | SC | HY2180B | TAP-CABLE | COAX | 53.F7 | UF2180:B | 257-01 | 53.F6
IE257:0 | SC | GY214 |  | 20GA | 51.E2 | RG214:1 | 257-01 | 51.E2
IE257:1 | SC | GY218 | GRN/YEL | 12GA | 51.E2 | RG218:1 | 257-01 | 51.E1
IE2571:2 | SC | GYIE2571 | GRN/YEL | 14GA | 51.D2 | IE257:2 | 257-01 | 51.C1
IE2572:2 | SC | GYIE2572 | GRN/YEL | 14GA | 51.D1 | IE257:3 | 257-01 | 51.C1
K2930-1:11 | SC | DVFC564P |  | 20GA | 55.D6 | TS293C:2 | 257-01 | 55.D7
K2930-1:12 | SC | SVFC562 |  | 20GA | 55.D6 | TS293C:1 | 257-01 | 55.E7
K2930-1:14 | SC | F2930 |  | 16GA | 55.D6 | K2930-2:11 | 257-01 | 55.G6
K2930-1:14 | SC | F2930 |  | 16GA | 55.D6 | TS293A:2 | 257-01 | 56.C5
K2930-1:21 | SC | DVFC564 |  | 20GA | 55.D6 | TS293C:3 | 257-01 | 55.D7
K2930-1:22 | SC | K2950-15C3 |  | 20GA | 55.D6 | K2931:A1 | 257-01 | 55.D4
K2930-1:A1 | SC | K29502B |  | 20GA | 55.G6 | K2930-2:A1 | 257-01 | 55.G6
K2930-2:11 | SC | F2930 |  | 16GA | 55.G6 | TS293A:1 | 257-01 | 51.G3
K2930-2:12 | SC | K29302 |  | 16GA | 55.G6 | TS293C:4 | 257-01 | 55.G5
K2930-2:A2 | SC | 0V95 |  | 20GA | 55.G6 | K2930-1:A2 | 257-01 | 55.G6
K2931:11 | SC | K2931A |  | 16GA | 55.F4 | TS293C:10 | 257-01 | 55.G4
K2931:A2 | SC | 0V93 |  | 20GA | 55.D4 | TS293B:1 | 257-01 | 51.G6
P114:1 | SC | P114 | CABLE | 20GA | 53.H6 | UF2140:NAP | 257-01 | 53.H6
RG257:1 | SC | 0V14 |  | 16GA | 51.E1 | TS214B:2 | 257-01 | 51.G6
TB257:2 | SC | 0V |  | 20GA | 51.F1 | TS257D:1 | 257-01 | 51.H6
TS214B:1 | SC | 0V14 |  | 12GA | 51.H6 | TS257D:2 | 257-01 | 51.H6
TS214B:2 | SC | 0V14 |  | 16GA | 51.G6 | TS214B:1 | 257-01 | 51.G6
TS218B:1 | SC | 0V18 |  | 12GA | 51.E6 | TS257D:4 | 257-01 | 51.E6
TS257C:2 | SC | JA57 | VIO | 12GA | 51.H4 | TS257C:1 | 257-01 | 51.H4
TS257C:3 | SC | JA14 | VIO | 12GA | 51.G4 | TS257C:2 | 257-01 | 51.H4
TS257C:4 | SC | JA93 | VIO | 12GA | 51.F4 | TS257C:3 | 257-01 | 51.G4
TS257D:2 | SC | JB57 | VIO | 12GA | 51.H6 | TS257D:1 | 257-01 | 51.H6
TS257D:3 | SC | JB14 | VIO | 12GA | 51.G6 | TS257D:2 | 257-01 | 51.H6
TS257D:1 | SC | 0V |  | 12GA | 51.H6 | TS257B:1 | 257-01 | 51.H7
TS293A:2 | SC | F2930 |  | 16GA | 51.G3 | TS293A:1 | 257-01 | 51.G3
TS293B:1 | SC | 0V93 |  | 12GA | 51.G6 | TS257D:3 | 257-01 | 51.G6
TS293B:2 | SC | 0V93 |  | 16GA | 51.F6 | TS293B:1 | 257-01 | 51.G6
TS293B:3 | SC | 0V93 |  | 16GA | 51.F6 | TS293B:2 | 257-01 | 51.F6
TS293B:4 | SC | 0V93 |  | 16GA | 51.F6 | TS293B:3 | 257-01 | 51.F6
TS293B:5 | SC | 0V93 |  | 16GA | 51.F6 | TS293B:4 | 257-01 | 51.F6
TS293C:5 | SC | K29302 |  | 16GA | 55.F5 | TS293C:4 | 257-01 | 55.G5
TS293C:6 | SC | K29302 |  | 16GA | 55.F5 | TS293C:5 | 257-01 | 55.F5
TS293C:7 | SC | K29302 |  | 16GA | 55.E5 | TS293C:6 | 257-01 | 55.F5
UF2140:24V-2 | SC | UF2140P |  | 20GA | 53.H6 | ZF2140:34 | 257-01 | 53.G6
UF2140:COM-1 | SC | 0V14 |  | 16GA | 53.H6 | TS214B:1 | 257-01 | 51.H6
UF2140:COM-2 | SC | UF2140N |  | 20GA | 53.H6 | ZF2140:16 | 257-01 | 53.G6
UF2180:24V-2 | SC | UF2180P |  | 20GA | 53.F6 | ZF2180:34 | 257-01 | 53.F6
UF2180:COM-1 | SC | 0V18 |  | 16GA | 53.F6 | TS218B:1 | 257-01 | 51.E6
UF2180:COM-2 | SC | UF2180N |  | 20GA | 53.F6 | ZF2180:16 | 257-01 | 53.F6
ZF2140:02 | SC | L5622 |  | 20GA | 56.C3 | TS293C:15 | 257-01 | 55.F3
ZF2140:06 | SC | L5642 |  | 20GA | 57.F3 | TS293C:17 | 257-01 | 55.E3
ZF2140:12 | SC | L5602 |  | 20GA | 57.D3 | TS293C:11 | 257-01 | 55.G3
ZF2141:10 | SC | SVFC562 |  | 20GA | 56.B3 | TS293C:1 | 257-01 | 55.E7
ZF2141:11 | SC | DVFC564 |  | 20GA | 57.E3 | TS293C:3 | 257-01 | 55.D7
ZF2141:16 | SC | 0V14 |  | 16GA | 53.G5 | TS214B:1 | 257-01 | 51.G6
ZF2141:33 | SC | ZF2142N |  | 20GA | 53.G5 | ZF2142:16 | 257-01 | 53.G5
ZF2141:51 | SC | ZF2142P |  | 20GA | 53.G5 | ZF2142:34 | 257-01 | 53.G5
ZF2181:16 | SC | 0V18 |  | 16GA | 53.F5 | TS218B:1 | 257-01 | 51.E6
ZF2181:33 | SC | ZF2182N |  | 20GA | 53.F5 | ZF2182:16 | 257-01 | 53.F5
ZF2181:51 | SC | ZF2182P |  | 20GA | 53.F5 | ZF2182:34 | 257-01 | 53.F5
IE257:4 | SC | GYIE257 | GRN/YEL | 8GA | 51.B1 | GND-IE257:1 | 500-03 | 51.B1
K2931:12 | SC | L5602P |  | 16GA | 55.F4 | L560-2:+ | 500-04 | 57.D8
TS293A:2 | SC | F2930 |  | 16GA | 56.C5 | SVFC562:1 | 500-04 | 56.B8
TS293B:2 | SC | 0V93 |  | 16GA | 51.F6 | L560-2:- | 500-04 | 57.D8
TS293B:3 | SC | 0V93 |  | 16GA | 51.F6 | L562-2:- | 500-04 | 56.C8
TS293B:4 | SC | 0V93 |  | 16GA | 51.F6 | L564-2:- | 500-04 | 57.F8
TS293C:1 | SC | SVFC562 |  | 16GA | 55.E7 | SVFC562:2 | 500-04 | 56.B8
TS293C:14 | SC | L5622P |  | 16GA | 55.F4 | L562-2:+ | 500-04 | 56.C8
TS293C:16 | SC | L5642P |  | 16GA | 55.E4 | L564-2:+ | 500-04 | 57.F8
TS293C:2 | SC | DVFC564P |  | 16GA | 55.D7 | DVFC564:1 | 500-04 | 57.E8
TS293C:3 | SC | DVFC564 |  | 16GA | 55.D7 | DVFC564:2 | 500-04 | 57.E8
ZF2140:00 | SC | L5621 |  | 16GA | 56.E3 | L562-1:+ | 500-04 | 56.E8
ZF2140:04 | SC | L5641 |  | 16GA | 57.H3 | L564-1:+ | 500-04 | 57.H8
ZF2140:08 | SC | L5672 |  | 20GA | 54.D3 | L567-2:+ | 500-05 | 54.C8
ZF2140:10 | SC | YYV104P | RED | 20GA | 54.C3 | YYV-9104B:+ | 500-05 | 54.B8
ZF2140:14 | SC | L5611 |  | 16GA | 56.H3 | L561-1:+ | 500-04 | 56.H8
ZF2140:COM17 | SC | L5621N |  | 16GA | 56.E3 | L562-1:- | 500-04 | 56.E8
ZF2140:COM21 | SC | L5641N |  | 16GA | 57.H3 | L564-1:- | 500-04 | 57.H8
ZF2140:COM25 | SC | L5672N |  | 20GA | 54.D3 | L567-2:- | 500-05 | 54.C8
ZF2140:COM27 | SC | YYV104 | BLK | 20GA | 54.C3 | YYV-9104B:- | 500-05 | 54.B8
ZF2140:COM31 | SC | L5611N |  | 16GA | 56.H3 | L561-1:- | 500-04 | 56.H8
ZF2141:02 | SC | S568N |  | 16GA | 57.A3 | YVS568:2 | 500-04 | 57.A8
ZF2141:03 | SC | BVFC567 |  | 20GA | 54.F3 | T563-1:TB1-NC | 500-05 | 54.G8
ZF2141:04 | SC | BVFO567 |  | 20GA | 54.E3 | T563-1:TB2-NC | 500-05 | 54.G8
ZF2141:05 | SC | VVFC560 |  | 16GA | 57.C3 | VVFC560:2 | 500-04 | 57.C8
ZF2141:06 | SC | VVFO560 |  | 16GA | 57.B3 | VVFO560:2 | 500-04 | 57.B8
ZF2141:07 | SC | LVFC561 |  | 16GA | 56.G3 | LVFC561:2 | 500-04 | 56.G8
ZF2141:08 | SC | LVFO561 |  | 16GA | 56.F3 | LVFO561:2 | 500-04 | 56.F8
ZF2141:09 | SC | SVFO562 |  | 16GA | 56.D3 | SVFO562:2 | 500-04 | 56.D8
ZF2141:12 | SC | DVFO564 |  | 16GA | 57.G3 | DVFO564:2 | 500-04 | 57.G8
ZF2141:15 | SC | S562-1N |  | 16GA | 56.A3 | S562-1:3 | 500-04 | 56.B8
ZF2141:V37 | SC | S568P |  | 16GA | 57.A3 | YVS568:1 | 500-04 | 57.A8
ZF2141:V38 | SC | BVFC567P |  | 20GA | 54.F3 | T563-1:TB1-C | 500-05 | 54.G8
ZF2141:V39 | SC | BVFO567P |  | 20GA | 54.E3 | T563-1:TB2-C | 500-05 | 54.G8
ZF2141:V40 | SC | VVFC560P |  | 16GA | 57.C3 | VVFC560:1 | 500-04 | 57.C8
ZF2141:V41 | SC | VVFO560P |  | 16GA | 57.B3 | VVFO560:1 | 500-04 | 57.B8
ZF2141:V42 | SC | LVFC561P |  | 16GA | 56.G3 | LVFC561:1 | 500-04 | 56.G8
ZF2141:V43 | SC | LVFO561P |  | 16GA | 56.F3 | LVFO561:1 | 500-04 | 56.F8
ZF2141:V44 | SC | SVFO562P |  | 16GA | 56.D3 | SVFO562:1 | 500-04 | 56.D8
ZF2141:V47 | SC | DVFO564P |  | 16GA | 57.G3 | DVFO564:1 | 500-04 | 57.G8
ZF2141:V50 | SC | S562P |  | 16GA | 56.A3 | S562:1 | 500-04 | 56.A8
TS293C:10 | SC | K2931A | LEAD | --- | 55.G4 | CR293C1:- | 100-00 | 55.G4
TS293C:12 | SC | K2931B | LEAD | --- | 55.F4 | CR293C3:- | 100-00 | 55.F4
TS293C:14 | SC | L5622P | LEAD | --- | 55.F4 | CR293C5:- | 100-00 | 55.F4
TS293C:16 | SC | L5642P | LEAD | --- | 55.E4 | CR293C7:- | 100-00 | 55.E4
TS293C:4 | SC | K29302 | LEAD | --- | 55.G5 | CR293C1:+ | 100-00 | 55.G4
TS293C:5 | SC | K29302 | LEAD | --- | 55.F5 | CR293C3:+ | 100-00 | 55.F4
TS293C:6 | SC | K29302 | LEAD | --- | 55.F5 | CR293C5:+ | 100-00 | 55.F4
TS293C:7 | SC | K29302 | LEAD | --- | 55.E5 | CR293C7:+ | 100-00 | 55.E4
HY2140A:BNC1 | SC | WHY2060A | COAX | COAX | 53.H8 | HY2060A:BNC2 | 250-01 | 6.B8
HY2140B:BNC1 | SC | WHY2060B | COAX | COAX | 53.G7 | HY2060B:BNC2 | 250-01 | 6.A7
HY2180A:BNC2 | SC | WHY2180A | COAX | COAX | 53.F8 | HY2080A:BNC1 | 250-01 | 7.H8
HY2180B:BNC2 | SC | WHY2180B | COAX | COAX | 53.F7 | HY2080B:BNC1 | 250-01 | 7.G7
K2930-1:A1 | SC | K29502B |  | 20GA | 55.G6 | TS295:5 | 250-01 | 10.D3
K2930-2:A2 | SC | 0V95 |  | 20GA | 55.G6 | TS295:6 | 250-01 | 10.D3
TS257A:1 | SC | 24V |  | 12GA | 51.H5 | TS250A:3 | 250-01 | 3.G5
TS257B:1 | SC | 0V |  | 12GA | 51.H7 | TS250B:3 | 250-01 | 3.G7
TS257D:1 | SC | 0V |  | 20GA | 51.H6 | TB252:2 | 252-01 | 38.F1
ZF2142:33 | SC | ZF2143N |  | 20GA | 53.G5 | ZF2143:16 | 257-01BOP | 53.G4
ZF2142:51 | SC | ZF2143P |  | 20GA | 53.G5 | ZF2143:34 | 257-01BOP | 53.G4
TB257:2 | SC | 0V |  | 20GA | 51.F1 | TS259D:1 | 259-01 | 58.H6
SolarTools ver. 24.0.84.24712 (Jul 31, 2025)
Report date: 4/10/2026 9:57 AM

## 257-01BOP
257-01BOP
BOX
Project # | 71921
Project Name
Revision | F
Controls DE
Phone:
Controls ME
Phone:
From | [5 empty] | To
Device ID | Cable (W) Conductor (SC) Jumper Clip (JC) | Wire No. | Wire ID | Gauge/Size | Page/Zone | Device ID | Location | Page/Zone
ZF2143:05 | SC | J21431 |  | 20GA | 54.G3 | ZF2143:COM21 | 257-01BOP | 54.G3
IE:1 | W110 | * | SH2 | 20GA | 54.H3 | SHLD:2 | 257-01BOP | 54.H3
IE:1 | W111 | * | SH2 | 20GA | 54.D3 | SHLD:2 | 257-01BOP | 54.E3
ZF2143:V39 | W110 | T5631P | RED | 20GA | 54.G3 | T563-1:TB3+ | 500-05 | 54.G8
ZF2143:04 | W110 | T5631N | WHT | 20GA | 54.G3 | T563-1:TB3- | 500-05 | 54.G8
ZF2143:08 | W111 | L567P | RED | 20GA | 54.D3 | L567:+ | 500-05 | 54.E8
ZF2143:09 | W111 | L567N | BLK | 20GA | 54.D3 | L567:- | 500-05 | 54.E8
ZF2143:16 | SC | ZF2143N |  | 20GA | 53.G4 | ZF2142:33 | 257-01 | 53.G5
ZF2143:34 | SC | ZF2143P |  | 20GA | 53.G4 | ZF2142:51 | 257-01 | 53.G5
SolarTools ver. 24.0.84.24712 (Jul 31, 2025)
Report date: 4/10/2026 9:57 AM

## 259-01
259-01
MCC BOX
Project # | 71921
Project Name
Revision | F
Controls DE
Phone:
Controls ME
Phone:
From | [5 empty] | To
Device ID | Cable (W) Conductor (SC) Jumper Clip (JC) | Wire No. | Wire ID | Gauge/Size | Page/Zone | Device ID | Location | Page/Zone
CR422:1 | SC | K422P | LEAD | --- | 62.C6 | TS291:7 | 259-01 | 62.C5
F2090A:1 | SC | F2090A |  | 16GA | 58.H3 | UF2090:24V-1 | 259-01 | 60.F5
F2090A:2 | SC | 24V09 |  | 12GA | 58.H3 | TS259C:2 | 259-01 | 58.H4
F2090A:2 | SC | 24V09 |  | 12GA | 58.H3 | F2091:2 | 259-01 | 58.G3
F2091:1 | SC | F2091 |  | 16GA | 58.G3 | ZF2091:34 | 259-01 | 60.F4
F2091:2 | SC | 24V09 |  | 12GA | 58.G3 | F2092:2 | 259-01 | 58.G3
F2092:1 | SC | F2092 |  | 16GA | 58.G3 | ZF2092:34 | 259-01 | 60.F3
F259:1 | SC | 24V |  | 10GA | 58.H4 | TS259A:1 | 259-01 | 58.H5
F259:2 | SC | 24V59 |  | 20GA | 58.H4 | TS259C:1 | 259-01 | 58.H4
F259A:1 | SC | F259A |  | 20GA | 58.H3 | TB259:1 | 259-01 | 58.F1
F259A:2 | SC | 24V59 |  | 20GA | 58.H3 | TS259C:1 | 259-01 | 58.H4
F291:1 | SC | F291 |  | 20GA | 58.G3 | TS291:4 | 259-01 | 61.H3
F291:2 | SC | 24V91 |  | 12GA | 58.G3 | TS259C:3 | 259-01 | 58.G4
FA259:1 | SC | F259A | RED | 22GA | 58.F1 | TB259:1 | 259-01 | 58.F1
FA259:2 | SC | 0V | BLK | 22GA | 58.F1 | TB259:2 | 259-01 | 58.F1
IE259:0 | SC | GY209 | GRN/YEL | 12GA | 58.E2 | RG209:1 | 259-01 | 58.E1
K2091-7:A1 | SC | K20917P |  | 20GA | 63.F3 | ZF2091:07 | 259-01 | 63.F3
K2091-7:A2 | SC | K20917N |  | 20GA | 63.F3 | ZF2091:COM24 | 259-01 | 63.F3
K2091-8:A1 | SC | K20918N |  | 20GA | 63.D3 | ZF2091:COM25 | 259-01 | 63.D3
K2091-8:A2 | SC | K20918P |  | 20GA | 63.D3 | ZF2091:08 | 259-01 | 63.D3
K2092-1:A1 | SC | K20921P |  | 20GA | 64.G3 | ZF2092:01 | 259-01 | 64.H3
K2092-1:A2 | SC | K20921N |  | 20GA | 64.G3 | ZF2092:COM18 | 259-01 | 64.H3
K2092-2:A1 | SC | K20922P |  | 20GA | 64.G3 | ZF2092:02 | 259-01 | 64.G3
K2092-2:A2 | SC | K20922N |  | 20GA | 64.G3 | ZF2092:COM19 | 259-01 | 64.G3
K2910-1:11 | SC | K2913 |  | 20GA | 61.F5 | K2913:A1 | 259-01 | 61.F4
K2910-1:12 | SC | K2920A | LEAD | --- | 61.F5 | CR291:2 | 259-01 | 61.F5
K2910-1:12 | SC | K2920A |  | 20GA | 61.F5 | K2920:14 | 259-01 | 61.F7
K2910-1:14 | SC | C2913 |  | 20GA | 61.F5 | ZF2091:06 | 259-01 | 62.E3
K2910-1:21 | SC | K2914 |  | 20GA | 61.F5 | K2914:A1 | 259-01 | 61.F4
K2910-1:22 | SC | S3223NO | LEAD | --- | 61.F5 | CR291:1 | 259-01 | 61.F5
K2910-1:22 | SC | S3223NO |  | 20GA | 61.F5 | TS291:5 | 259-01 | 61.F6
K2910-1:24 | SC | F291 |  | 20GA | 61.F5 | KD2910:15 | 259-01 | 61.A7
K2910-1:24 | SC | F291 |  | 20GA | 61.F5 | KD2910:A1 | 259-01 | 61.E4
K2910-2:11 | SC | F291 |  | 20GA | 61.D7 | K2915:11 | 259-01 | 61.E7
K2910-2:11 | SC | F291 |  | 20GA | 61.D7 | K2911:11 | 259-01 | 61.D7
K2910-2:12 | SC | KP2920 |  |  | 61.D7 | KP2920:A1 | 259-01 | 61.D4
K2910-2:21 | SC | K2921 |  | 20GA | 61.B5 | K2921:A1 | 259-01 | 61.B4
K2910-2:24 | SC | K29211 |  | 20GA | 61.B5 | K2912:14 | 259-01 | 61.B7
K2910-2:A1 | SC | K29502B |  | 20GA | 61.H4 | K2910-1:A1 | 259-01 | 61.H4
K2910-2:A2 | SC | 0V95 |  |  | 61.H4 | K2910-1:A2 | 259-01 | 61.H4
K2911:11 | SC | F291 |  | 20GA | 61.D7 | KP2922:15 | 259-01 | 61.C7
K2911:12 | SC | KP2920 |  |  | 61.D7 | KP2921:A1 | 259-01 | 61.D4
K2911:12 | SC | KP2920 |  | 20GA | 61.D7 | KP2923:15 | 259-01 | 61.C5
K2911:A1 | SC | C2911 |  | 20GA | 61.G4 | ZF2091:02 | 259-01 | 62.H3
K2911:A2 | SC | 0V91 |  | 20GA | 61.G4 | K2912:A2 | 259-01 | 61.G4
K2912:11 | SC | F291 |  | 20GA | 61.B7 | KP2910:15 | 259-01 | 61.B7
K2912:11 | SC | F291 |  | 20GA | 61.B7 | K2920:21 | 259-01 | 61.B7
K2912:A1 | SC | C2912 |  |  | 61.G4 | ZF2090:12 | 259-01 | 62.C3
K2912:A2 | SC | 0V91 |  | 20GA | 61.G4 | K2913:A2 | 259-01 | 61.F4
K2913:A2 | SC | 0V91 |  | 20GA | 61.F4 | K2914:A2 | 259-01 | 61.F4
K2914:A2 | SC | 0V91 |  | 20GA | 61.F4 | K2915:A2 | 259-01 | 61.E4
K2915:11 | SC | F291 |  | 20GA | 61.E7 | TS291:1 | 259-01 | 61.E7
K2915:14 | SC | K2915A |  | 20GA | 61.E7 | K2921:21 | 259-01 | 61.E6
K2915:A1 | SC | S3222NO |  | 20GA | 61.E4 | TS291:2 | 259-01 | 61.E6
K2915:A2 | SC | 0V91 |  | 20GA | 61.E4 | KD2910:A2 | 259-01 | 61.E4
K2920:11 | SC | F291 |  | 20GA | 61.F7 | TS291:6 | 259-01 | 61.F7
K2920:21 | SC | F291 |  | 20GA | 61.B7 | KP2922:15 | 259-01 | 61.A7
K2920:24 | SC | K2920B |  | 20GA | 61.B7 | KD2910:18 | 259-01 | 61.A7
K2920:A2 | SC | 0V91 |  | 20GA | 61.C4 | KP2923:A2 | 259-01 | 61.C4
K2920:A2 | SC | 0V91 |  | 20GA | 61.C4 | K2921:A2 | 259-01 | 61.B4
K2921:11 | SC | K422P |  | 1.5MM2 | 62.C5 | TS291:7 | 259-01 | 62.C5
K2921:14 | SC | F291 |  | 20GA | 62.C5 | TS291:4 | 259-01 | 61.H3
K2921:24 | SC | K2921B |  | 20GA | 61.E6 | KD2910:B1 | 259-01 | 61.E4
K2921:A2 | SC | 0V91 |  | 20GA | 61.B4 | TS291:3 | 259-01 | 61.H3
KD2910:15 | SC | F291 |  | 20GA | 61.A7 | KP2922:15 | 259-01 | 61.A7
KD2910:18 | SC | K2920B |  | 20GA | 61.A7 | K2910-2:22 | 259-01 | 61.B5
KD2910:18 | SC | K2920B |  | 20GA | 61.A7 | KP2921:18 | 259-01 | 61.A6
KD2910:A1 | SC | F291 |  | 20GA | 61.E4 | TS291:4 | 259-01 | 61.H3
KD2910:A2 | SC | 0V91 |  | 20GA | 61.E4 | KP2920:A2 | 259-01 | 61.D4
KP2910:15 | SC | F291 |  | 20GA | 61.B7 | KP2920:15 | 259-01 | 61.C7
KP2910:18 | SC | K2920 |  | 20GA | 61.B7 | K2920:A1 | 259-01 | 61.C4
KP2910:18 | SC | K2920 |  | 20GA | 61.B7 | KP2920:18 | 259-01 | 61.C7
KP2920:15 | SC | F291 |  | 20GA | 61.C7 | KP2922:15 | 259-01 | 61.C7
KP2920:A1 | SC | KP2920 |  |  | 61.D4 | KP2921:A1 | 259-01 | 61.D4
KP2920:A2 | SC | 0V91 |  | 20GA | 61.D4 | KP2921:A2 | 259-01 | 61.D4
KP2921:15 | SC | KP2920A |  | 20GA | 61.A6 | KP2922:16 | 259-01 | 61.A7
KP2921:A2 | SC | 0V91 |  | 20GA | 61.D4 | KP2922:A2 | 259-01 | 61.C4
KP2922:18 | SC | KP2923 |  | 20GA | 61.C7 | KP2923:A1 | 259-01 | 61.C4
KP2922:A1 | SC | KP2922 |  | 20GA | 61.C4 | KP2923:16 | 259-01 | 61.C5
KP2922:A2 | SC | 0V91 |  | 20GA | 61.C4 | KP2923:A2 | 259-01 | 61.C4
TB259:2 | SC | 0V |  | 20GA | 58.F1 | TS259D:1 | 259-01 | 58.H6
TS209:1 | SC | 0V09 |  | 12GA | 58.H6 | TS259D:2 | 259-01 | 58.H6
TS209:2 | SC | 0V09 |  | 16GA | 58.G6 | TS209:1 | 259-01 | 58.G6
TS259C:2 | SC | JA59 | VIO | 12GA | 58.H4 | TS259C:1 | 259-01 | 58.H4
TS259C:3 | SC | JA91 | VIO | 12GA | 58.G4 | TS259C:2 | 259-01 | 58.H4
TS259D:2 | SC | JB59 | VIO | 12GA | 58.H6 | TS259D:1 | 259-01 | 58.H6
TS259D:3 | SC | JB91 | VIO | 12GA | 58.G6 | TS259D:2 | 259-01 | 58.H6
TS291:6 | SC | J91 | VIO | 20GA | 61.F7 | TS291:5 | 259-01 | 61.F6
TS259D:1 | SC | 0V |  | 12GA | 58.H6 | TS259B:1 | 259-01 | 58.H7
TS291:1 | SC | F291 |  | 20GA | 61.E7 | TS291:6 | 259-01 | 61.F7
TS291:3 | SC | 0V91 |  | 20GA | 61.H3 | TS259D:3 | 259-01 | 58.G6
TS291:8 | SC | 0V91 |  | 1.5MM2 | 62.C5 | TS291:3 | 259-01 | 61.H3
UF2090:24V-2 | SC | UF2090P |  | 20GA | 60.F5 | ZF2090:34 | 259-01 | 60.F4
UF2090:COM-1 | SC | 0V09 |  | 16GA | 60.F5 | TS209:1 | 259-01 | 58.H6
UF2090:COM-2 | SC | UF2090N |  | 20GA | 60.F5 | ZF2090:16 | 259-01 | 60.F4
ZF2090:12 | SC | C2912 |  | 20GA | 62.C3 | ZF2091:05 | 259-01 | 62.B3
ZF2091:16 | SC | 0V09 |  | 16GA | 60.F4 | TS209:1 | 259-01 | 58.G6
ZF2092:16 | SC | 0V09 |  | 16GA | 60.F3 | TS209:2 | 259-01 | 58.G6
IE259:1 | SC | GYIE259 | GRN/YEL | 8GA | 58.C1 | GND-IE259:1 | 500-03 | 58.C1
ZF2090:01 | SC | K421SN |  | 20GA | 62.G3 | CUST-K421S:2 | 500-03 | 62.G6
ZF2090:V36 | SC | K421SP |  | 20GA | 62.G3 | CUST-K421S:1 | 500-03 | 62.G6
K2091-7:11 | SC | 4911 |  | 16GA | 63.G5 | K491:3 | 400-01 | 63.F6
K2091-7:14 | SC | 4912 |  | 6GA | 63.G5 | K491:2 | 400-01 | 63.F6
K2091-8:11 | SC | 49011 |  | 12GA | 63.E5 | K490-1:3 | 400-01 | 63.D6
K2091-8:14 | SC | 49012 |  | 16GA | 63.E5 | K490-1:2 | 400-01 | 63.D6
K2092-1:11 | SC | 49811 |  | 20GA | 64.G4 | K498-1:2 | 400-01 | 64.G6
K2092-1:14 | SC | 49812 |  | 20GA | 64.G4 | K498-1:1 | 400-01 | 64.G6
K2092-2:11 | SC | 49821 |  | 16GA | 64.G4 | K498-1:4 | 400-01 | 64.G6
K2092-2:14 | SC | 49822 |  | 16GA | 64.G4 | K498-1:3 | 400-01 | 64.G6
K2913:11 | SC | 4211 |  | 12GA | 62.F4 | K421:EN- | 400-01 | 62.E6
K2913:12 | SC | 4212 |  | 16GA | 62.F4 | K421:EN+ | 400-01 | 62.E6
TS291:8 | SC | 0V91 |  | 1.5MM2 | 62.C5 | K422:CR- | 400-01 | 62.C6
ZF2090:02 | SC | K422-AUX |  | 16GA | 62.D3 | K422:6 | 400-01 | 62.C6
ZF2090:V37 | SC | K422-AUXP |  | 16GA | 62.D3 | K422:5 | 400-01 | 62.C6
ZF2090:06 | SC | S5981 |  | 16GA | 64.E3 | S598-1:2 | 500-01 | 64.E8
ZF2090:V41 | SC | S5981P |  | 16GA | 64.E3 | S598-1:1 | 500-01 | 64.E8
UF2090:A | SC | HY2090A | TAP-CABLE | COAX | 60.F5 | HY2090A:CNET CABLE | 250-01 | 60.F6
UF2090:B | SC | HY2090B | TAP-CABLE | COAX | 60.F5 | HY2090B:CNET CABLE | 250-01 | 60.F6
K2910-2:A1 | SC | K29502B |  | 20GA | 61.H4 | TS295:5 | 250-01 | 10.C3
K2910-2:A2 | SC | 0V95 |  | 20GA | 61.H4 | TS295:6 | 250-01 | 10.C3
KP2910:A1 | SC | KP2910 |  | 20GA | 61.G4 | K2953-2:12 | 250-01 | 10.D7
KP2910:A2 | SC | 0V95 |  | 20GA | 61.G4 | TS295:2 | 250-01 | 10.G2
TS259A:1 | SC | 24V |  | 10GA | 58.H5 | TS250A:4 | 250-01 | 3.G5
TS259B:1 | SC | 0V |  | 12GA | 58.H7 | TS250B:4 | 250-01 | 3.G7
TS291:1 | SC | F291 |  | 20GA | 61.E7 | TS210:3 | 250-01 | 30.F5
TS291:2 | SC | S3222NO |  | 20GA | 61.E6 | TS210:4 | 250-01 | 30.F5
TS259D:1 | SC | 0V |  | 20GA | 58.H6 | TB257:2 | 257-01 | 51.F1
RG209A:1 | SC | GY209A | GRN/YEL | 12GA | 58.E1 | FRAME | PANEL | 58.E2
RG259:1 | SC | GY259 | GRN/YEL | 12GA | 58.E1 | FRAME | PANEL | 58.E1
SolarTools ver. 24.0.84.24712 (Jul 31, 2025)
Report date: 4/10/2026 9:57 AM

## Panel Errors
Panel Errors
Project # | 71921
Project Name
Revision | F
Controls DE
Phone:
Controls ME
Phone:
From | [6 empty] | To
Device ID | Location | Cable (W) Conductor (SC) Jumper Clip (JC) | Wire ID | Wire No. | Gauge/Size | Page/Zone | Device ID | Location | Page/Zone
IE200:7 | 250-01 | SC | GRN/YEL | GYBA1100 | 14GA | 6.D5 | XT0001:3 | PANEL | 6.E5
K2951-3:11 | 250-01 | SC | WHT | FCE21407 | 20GA | 21.E4 | XT2821:7 | PANEL | 21.E6
K2951-3:21 | 250-01 | SC | WHT | FCE21307 | 20GA | 20.E4 | XT2812:7 | PANEL | 20.E6
K2951-5:11 | 250-01 | SC |  | S3222P2 | 16GA | 30.F5 | SPS3222:4 | PANEL | 30.F7
ZF2060:04 | 250-01 | SC | WHT | FCE21309 | 20GA | 20.E3 | XT2812:9 | PANEL | 20.E6
ZF2060:08 | 250-01 | SC | WHT | FCE21409 | 20GA | 21.E3 | XT2821:9 | PANEL | 21.E6
ZF2060:COM21 | 250-01 | SC | WHT | FCE21310 | 20GA | 20.E3 | XT2812:10 | PANEL | 20.D6
ZF2060:COM23 | 250-01 | SC | WHT | FCE21308 | 20GA | 20.E3 | XT2812:8 | PANEL | 20.E6
ZF2060:COM25 | 250-01 | SC | WHT | FCE214010 | 20GA | 21.E3 | XT2821:10 | PANEL | 21.D6
ZF2060:COM27 | 250-01 | SC | WHT | FCE21408 | 20GA | 21.E3 | XT2821:8 | PANEL | 21.E6
ZF2063:02 | 250-01 | SC | WHT | FCE213014 | 20GA | 20.C3 | XT2812:14 | PANEL | 20.C6
ZF2063:03 | 250-01 | SC | WHT | FCE213012 | 20GA | 20.D3 | XT2812:12 | PANEL | 20.D6
ZF2063:04 | 250-01 | SC | WHT | FCE214014 | 20GA | 21.C3 | XT2821:14 | PANEL | 21.C6
ZF2063:05 | 250-01 | SC | WHT | FCE214012 | 20GA | 21.D3 | XT2821:12 | PANEL | 21.D6
ZF2063:V37 | 250-01 | SC | WHT | FCE213013 | 20GA | 20.C3 | XT2812:13 | PANEL | 20.C6
ZF2063:V38 | 250-01 | SC | BLK | FCE213011 | 20GA | 20.D3 | XT2812:11 | PANEL | 20.D6
ZF2063:V39 | 250-01 | SC | WHT | FCE214013 | 20GA | 21.C3 | XT2821:13 | PANEL | 21.C6
ZF2063:V40 | 250-01 | SC | BLK | FCE214011 | 20GA | 21.D3 | XT2821:11 | PANEL | 21.D6
ZF2121:13 | 252-01 | SC | WHT | PS4430RED | 16GA | 42.E3 | XT4430:2 | PANEL | 42.E7
ZF2121:V48 | 252-01 | SC | WHT | PS4430BRN | 16GA | 42.E3 | XT4430:1 | PANEL | 42.E7
ZF2071:04 | 250-01 | W011 | RED | FCE21301 | 22GA | 20.H3 | XT2812:1 | PANEL | 20.H6
ZF2071:05 | 250-01 | W011 | BLK | FCE2132 | 22GA | 20.H3 | XT2812:2 | PANEL | 20.H6
ZF2071:08 | 250-01 | W014 | RED | FCE21401 | 22GA | 21.H3 | XT2821:1 | PANEL | 21.H6
ZF2071:09 | 250-01 | W014 | BLK | FCE21402 | 22GA | 21.H3 | XT2821:2 | PANEL | 21.H6
ZF2084:17 | 250-01 | WC2001 | RED | TE21201 | 20 | 14.C3 | XT2120:1 | PANEL | 14.C7
ZF2084:19 | 250-01 | WC2001 | CLR | TE21202 | 20 | 14.C3 | XT2120:2 | PANEL | 14.C7
ZF2084:20 | 250-01 | WC2001 | BLK | TE21203 | 20 | 14.C3 | XT2120:3 | PANEL | 14.C7
SHLD:2 | PANEL | WC4001 | SH1 | * | 16 | 24.F3 | IE: | PANEL | 24.E3
GND: | PANEL | WC4003 | SH1 | * | 16 | 16.G3 | SHLD:2 | PANEL | 16.G3
GND: | PANEL | WC4006 | SH1 | * | 16 | 16.C3 | SHLD:2 | PANEL | 16.C3
GND: | PANEL | WC4007 | SH1 | * | 16 | 16.B3 | SHLD:2 | PANEL | 16.B3
ZF2064:04 | 250-01 | WC4022 | CLR | FCE21405 | 16 | 21.G3 | XT2821:5 | PANEL | 21.G6
ZF2064:COM21 | 250-01 | WC4022 | BLK | FCE21406 | 16 | 21.G3 | XT2821:6 | PANEL | 21.G6
ZF2064:02 | 250-01 | WC4023 | CLR | FCE21305 | 16 | 20.G3 | XT2812:5 | PANEL | 20.G6
ZF2064:COM19 | 250-01 | WC4023 | BLK | FCE21306 | 16 | 20.G3 | XT2812:6 | PANEL | 20.G6
FRAME | PANEL | SC | GRN/YEL | GY212B | 12GA | 38.D2 | RG212B:1 | 252-01 | 38.E1
FRAME | PANEL | SC | GRN/YEL | GY259 | 12GA | 58.E1 | RG259:1 | 259-01 | 58.E1
FRAME | PANEL | SC | GRN/YEL | GY209A | 12GA | 58.E2 | RG209A:1 | 259-01 | 58.E1
FRAME | PANEL | SC | GRN/YEL | GY200 | 12GA | 3.D1 | RG200:1 | 250-01 | 3.D1
FRAME | PANEL | SC | GRN/YEL | GY206 | 12GA | 3.D2 | RG206:1 | 250-01 | 3.D1
FRAME | PANEL | SC | GRN/YEL | GY250 | 12GA | 3.E1 | RG250:1 | 250-01 | 3.E1
XT0001:2 | PANEL | SC | WHT | 0V1100 | 16GA | 6.E5 | TS250D:10 | 250-01 | 3.A6
XT2809:1 | PANEL | SC | WHT/RED | EGF344P | 12GA | 20.A6 | F200-2:LD | 250-01 | 2.D6
XT2809:2 | PANEL | SC |  | 0VPECC | 12GA | 20.A6 | TS200A:3 | 250-01 | 2.D5
XT2829:1 | PANEL | SC | WHT/RED | FU0013 | 12GA | 21.A6 | F200-3:LD | 250-01 | 2.D6
XT2829:2 | PANEL | SC |  | 0VPECC | 12GA | 21.A6 | TS200A:4 | 250-01 | 2.D5
XT4430:3 | PANEL | SC |  | S112 | 16GA | 42.E7 | TS295:13 | 250-01 | 10.G4
XT4430:4 | PANEL | SC | WHT | PS4430BLK | 16GA | 42.E7 | TS295:14 | 250-01 | 10.G4
P110: | PANEL | WC0003 | ENET | P110 | CABLE | 6.G3 | ZZ2011:C | 250-01 | 6.G6
FRAME | PANEL | SC | GRN/YEL | GY251 | 12GA | 33.E2 | RG251:1 | 251-01 | 33.E1
XT0001:1 | PANEL | SC | WHT | BA10024V | 16GA | 6.E5 | F298:LD | 300-00G5150 | 3.A3
XT2120:1 | PANEL | SC |  | TE21201 | 20GA | 14.C7 | TE2120:RED | 300-00G5150 | 14.C8
XT2120:2 | PANEL | SC |  | TE21202 | 20GA | 14.C7 | TE2120:RED | 300-00G5150 | 14.C8
XT2120:3 | PANEL | SC |  | TE21203 | 20GA | 14.C7 | TE2120:WHT | 300-00G5150 | 14.C8
XT2120:4 | PANEL | SC |  | TE21204 | 22GA | 14.B7 | TE2120:WHT | 300-00G5150 | 14.C8
SolarTools ver. 24.0.84.24712 (Jul 31, 2025)
Report date: 4/10/2026 9:57 AM

## Cable Part Numbers
Cable Part Numbers |  |  | SolarTools ver. 24.0.84.24712 (Jul 31, 2025)
Project # | 71921
Report date: 4/10/2026 9:58 AM
Project Name
Revision | F
Controls DE
Phone:
Controls ME
Phone:
Device ID |  | Part Number |  | Description
W003 |  | IDA NOT DEFINED |  | 2 CONDUCTOR SHIELDED, SYTSTEM FUNCTION
W005 |  | IDA NOT DEFINED |  | 2 CONDUCTOR SHIELDED, SYTSTEM FUNCTION
W006 |  | IDA NOT DEFINED |  | 2 CONDUCTOR SHIELDED, SYTSTEM FUNCTION
W011 |  | IDA NOT DEFINED |  | 2 CONDUCTOR SHIELDED, SYTSTEM FUNCTION
W014 |  | IDA NOT DEFINED |  | 2 CONDUCTOR SHIELDED, SYTSTEM FUNCTION
W015 |  | IDA NOT DEFINED |  | 2 CONDUCTOR SHIELDED, SYTSTEM FUNCTION
W016 |  | IDA NOT DEFINED |  | 2 CONDUCTOR SHIELDED, SYTSTEM FUNCTION
W017 |  | IDA NOT DEFINED |  | 2 CONDUCTOR SHIELDED, SYTSTEM FUNCTION
W018 |  | IDA NOT DEFINED |  | 2 CONDUCTOR SHIELDED, SYTSTEM FUNCTION
W019 |  | IDA NOT DEFINED |  | 2 CONDUCTOR SHIELDED, SYTSTEM FUNCTION
W020 |  | IDA NOT DEFINED |  | 2 CONDUCTOR SHIELDED, SYTSTEM FUNCTION
W021 |  | IDA NOT DEFINED |  | 2 CONDUCTOR SHIELDED, SYTSTEM FUNCTION
W023 |  | IDA NOT DEFINED |  | 2 CONDUCTOR SHIELDED, SYTSTEM FUNCTION
W024 |  | IDA NOT DEFINED |  | 2 CONDUCTOR SHIELDED, SYTSTEM FUNCTION
W026 |  | IDA NOT DEFINED |  | 3 CONDUCTOR SHIELDED, SYTSTEM FUNCTION
W027 |  | IDA NOT DEFINED |  | 2 CONDUCTOR SHIELDED, SYTSTEM FUNCTION
W028 |  | IDA NOT DEFINED |  | 2 CONDUCTOR SHIELDED, SYTSTEM FUNCTION
W029 |  | IDA NOT DEFINED |  | 2 CONDUCTOR SHIELDED, SYTSTEM FUNCTION
W030 |  | IDA NOT DEFINED |  | 2 CONDUCTOR SHIELDED, SYTSTEM FUNCTION
W031 |  | IDA NOT DEFINED |  | 2 CONDUCTOR SHIELDED, SYTSTEM FUNCTION
W032 |  | IDA NOT DEFINED |  | 2 CONDUCTOR SHIELDED, SYTSTEM FUNCTION
W033 |  | IDA NOT DEFINED |  | 2 CONDUCTOR SHIELDED, SYTSTEM FUNCTION
W034 |  | IDA NOT DEFINED |  | 2 CONDUCTOR SHIELDED, SYTSTEM FUNCTION
W035 |  | IDA NOT DEFINED |  | 2 CONDUCTOR SHIELDED, SYTSTEM FUNCTION
W036 |  | IDA NOT DEFINED |  | 2 CONDUCTOR SHIELDED, SYTSTEM FUNCTION
W054 |  | IDA NOT DEFINED |  | 2 CONDUCTOR SHIELDED, SYTSTEM FUNCTION
W055 |  | IDA NOT DEFINED |  | 2 CONDUCTOR SHIELDED, SYTSTEM FUNCTION
W056 |  | IDA NOT DEFINED |  | 2 CONDUCTOR SHIELDED, SYTSTEM FUNCTION
W057 |  | IDA NOT DEFINED |  | 2 CONDUCTOR SHIELDED, SYTSTEM FUNCTION
W058 |  | IDA NOT DEFINED |  | 2 CONDUCTOR SHIELDED, SYTSTEM FUNCTION
W059 |  | IDA NOT DEFINED |  | 2 CONDUCTOR SHIELDED, SYTSTEM FUNCTION
W060 |  | IDA NOT DEFINED |  | 2 CONDUCTOR SHIELDED, SYTSTEM FUNCTION
W061 |  | IDA NOT DEFINED |  | 2 CONDUCTOR SHIELDED, SYTSTEM FUNCTION
W064 |  | IDA NOT DEFINED |  | 2 CONDUCTOR SHIELDED, SYTSTEM FUNCTION
W066 |  | IDA NOT DEFINED |  | 2 CONDUCTOR SHIELDED, SYTSTEM FUNCTION
W068 |  | IDA NOT DEFINED |  | 2 CONDUCTOR SHIELDED, SYTSTEM FUNCTION
W071 |  | IDA NOT DEFINED |  | 3 CONDUCTOR SHIELDED, SYTSTEM FUNCTION
W072 |  | IDA NOT DEFINED |  | 3 CONDUCTOR SHIELDED, SYTSTEM FUNCTION
W073 |  | IDA NOT DEFINED |  | 3 CONDUCTOR SHIELDED, SYTSTEM FUNCTION
W074 |  | IDA NOT DEFINED |  | 3 CONDUCTOR SHIELDED, SYTSTEM FUNCTION
W075 |  | IDA NOT DEFINED |  | 3 CONDUCTOR SHIELDED, SYTSTEM FUNCTION
W076 |  | IDA NOT DEFINED |  | 3 CONDUCTOR SHIELDED, SYTSTEM FUNCTION
W077 |  | IDA NOT DEFINED |  | 2 CONDUCTOR SHIELDED, SYTSTEM FUNCTION
W078 |  | IDA NOT DEFINED |  | 2 CONDUCTOR SHIELDED, SYTSTEM FUNCTION
W079 |  | IDA NOT DEFINED |  | 3 CONDUCTOR SHIELDED, SYTSTEM FUNCTION
W080 |  | IDA NOT DEFINED |  | 3 CONDUCTOR SHIELDED, SYTSTEM FUNCTION
W081 |  | IDA NOT DEFINED |  | 3 CONDUCTOR SHIELDED, SYTSTEM FUNCTION
W082 |  | IDA NOT DEFINED |  | 3 CONDUCTOR SHIELDED, SYTSTEM FUNCTION
W083 |  | IDA NOT DEFINED |  | 2 CONDUCTOR SHIELDED, SYTSTEM FUNCTION
W084 |  | IDA NOT DEFINED |  | 2 CONDUCTOR SHIELDED, SYTSTEM FUNCTION
W093 |  | IDA NOT DEFINED |  | 2 CONDUCTOR SHIELDED, SYTSTEM FUNCTION
W094 |  | IDA NOT DEFINED |  | 2 CONDUCTOR SHIELDED, SYTSTEM FUNCTION
W095 |  | IDA NOT DEFINED |  | 2 CONDUCTOR SHIELDED, SYTSTEM FUNCTION
W096 |  | IDA NOT DEFINED |  | 3 CONDUCTOR SHIELDED, SYTSTEM FUNCTION
W097 |  | IDA NOT DEFINED |  | 3 CONDUCTOR SHIELDED, SYTSTEM FUNCTION
W098 |  | IDA NOT DEFINED |  | 2 CONDUCTOR SHIELDED, SYTSTEM FUNCTION
W099 |  | IDA NOT DEFINED |  | 2 CONDUCTOR SHIELDED, SYTSTEM FUNCTION
W100 |  | IDA NOT DEFINED |  | 2 CONDUCTOR SHIELDED, SYTSTEM FUNCTION
W101 |  | IDA NOT DEFINED |  | 2 CONDUCTOR SHIELDED, SYTSTEM FUNCTION
W102 |  | IDA NOT DEFINED |  | 2 CONDUCTOR SHIELDED, SYTSTEM FUNCTION
W103 |  | IDA NOT DEFINED |  | 2 CONDUCTOR SHIELDED, SYTSTEM FUNCTION
W104 |  | IDA NOT DEFINED |  | 2 CONDUCTOR SHIELDED, SYTSTEM FUNCTION
W105 |  | IDA NOT DEFINED |  | 2 CONDUCTOR SHIELDED, SYTSTEM FUNCTION
W106 |  | IDA NOT DEFINED |  | 3 CONDUCTOR SHIELDED, SYTSTEM FUNCTION
W107 |  | IDA NOT DEFINED |  | 3 CONDUCTOR SHIELDED, SYTSTEM FUNCTION
W108 |  | IDA NOT DEFINED |  | 2 CONDUCTOR SHIELDED, SYTSTEM FUNCTION
W110 |  | IDA NOT DEFINED |  | 2 CONDUCTOR SHIELDED, SYTSTEM FUNCTION
W111 |  | IDA NOT DEFINED |  | 2 CONDUCTOR SHIELDED, SYTSTEM FUNCTION
W112 |  | IDA NOT DEFINED |  | 3 CONDUCTOR SHIELDED, SYTSTEM FUNCTION
WC0003 |  | 1302073-96 |  | CABLE, SYTSTEM FUNCTION
WC2001 |  | 1075034-5 |  | 3 CONDUCTOR SHIELDED, 1 TRIAD TWISTED SHIELDED
WC2002 |  | 1057564-1 |  | 2 CONDUCTOR SHIELDED, 1 PAIR TWISTED SHIELDED
WC4001 |  | 1075034-3 |  | 2 CONDUCTOR SHIELDED, 1 PAIR TWISTED SHIELDED
WC4002 |  | 1075034-3 |  | 2 CONDUCTOR SHIELDED, 1 PAIR TWISTED SHIELDED
WC4003 |  | 1075034-3 |  | 2 CONDUCTOR SHIELDED, 1 PAIR TWISTED SHIELDED
WC4004 |  | 1075034-3 |  | 2 CONDUCTOR SHIELDED, 1 PAIR TWISTED SHIELDED
WC4005 |  | 1075034-3 |  | 2 CONDUCTOR SHIELDED, 1 PAIR TWISTED SHIELDED
WC4006 |  | 1075034-3 |  | 2 CONDUCTOR SHIELDED, 1 PAIR TWISTED SHIELDED
WC4007 |  | 1075034-3 |  | 2 CONDUCTOR SHIELDED, 1 PAIR TWISTED SHIELDED
WC4008 |  | 1075034-3 |  | 2 CONDUCTOR SHIELDED, 1 PAIR TWISTED SHIELDED
WC4009 |  | 1075034-3 |  | 2 CONDUCTOR SHIELDED, 1 PAIR TWISTED SHIELDED
WC4010 |  | 1075034-3 |  | 2 CONDUCTOR SHIELDED, 1 PAIR TWISTED SHIELDED
WC4011 |  | 1075034-3 |  | 2 CONDUCTOR SHIELDED, 1 PAIR TWISTED SHIELDED
WC4012 |  | 1075034-3 |  | 2 CONDUCTOR SHIELDED, 1 PAIR TWISTED SHIELDED
WC4013 |  | 1075034-3 |  | 2 CONDUCTOR SHIELDED, 1 PAIR TWISTED SHIELDED
WC4014 |  | 1075034-3 |  | 2 CONDUCTOR SHIELDED, 1 PAIR TWISTED SHIELDED
WC4015 |  | 1075034-3 |  | 2 CONDUCTOR SHIELDED, 1 PAIR TWISTED SHIELDED
WC4016 |  | 1075034-3 |  | 2 CONDUCTOR SHIELDED, 1 PAIR TWISTED SHIELDED
WC4017 |  | 1075034-3 |  | 2 CONDUCTOR SHIELDED, 1 PAIR TWISTED SHIELDED
WC4018 |  | 1075034-3 |  | 2 CONDUCTOR SHIELDED, 1 PAIR TWISTED SHIELDED
WC4019 |  | 1075034-3 |  | 2 CONDUCTOR SHIELDED, 1 PAIR TWISTED SHIELDED
WC4020 |  | 1075034-3 |  | 2 CONDUCTOR SHIELDED, 1 PAIR TWISTED SHIELDED
WC4021 |  | 1075034-3 |  | 2 CONDUCTOR SHIELDED, 1 PAIR TWISTED SHIELDED
WC4022 |  | 1075034-3 |  | 2 CONDUCTOR SHIELDED, 1 PAIR TWISTED SHIELDED
WC4023 |  | 1075034-3 |  | 2 CONDUCTOR SHIELDED, 1 PAIR TWISTED SHIELDED
WC4024 |  | 1075034-3 |  | 2 CONDUCTOR SHIELDED, 1 PAIR TWISTED SHIELDED
WC4649 |  | 1105411-14 |  | SYTSTEM FUNCTION
WC4749 |  | 1075034-5 |  | 3 CONDUCTOR SHIELDED, 1 TRIAD TWISTED SHIELDED
WC4027 |  | 1075034-2 |  | 2 CONDUCTOR SHIELDED, 1 PAIR TWISTED SHIELDED

## Part Number List
Part Number List |  | SolarTools ver. 24.0.84.24712 (Jul 31, 2025)
Project # | 71921
Report date: 4/10/2026 9:58 AM
Project Name
Revision | F
Controls DE
Phone:
Controls ME
Phone:
Device ID | Part Number | Description | Location
CR293C1 | IDA NOT DEFINED | DIODE | 100-00
CR293C3 | IDA NOT DEFINED | DIODE | 100-00
CR293C5 | IDA NOT DEFINED | DIODE | 100-00
CR293C7 | IDA NOT DEFINED | DIODE | 100-00
PDT1500 | 1052120-1 | TRANSMITTER^PRESSURE DIFF, FLAMEOUT PROTECTION | 100-00G5150
PT1120 | 1052168-23 | PRESSURE TRANSMITTER, MONITOR PCD | 100-00G5150
S101 | 2380746-5 | SELECTOR SWITCH, OFF/LOC/AUX | 100-00G5150
S114 | 2380746-1 | PUSHBUTTON SWITCH, RESET | 100-00G5150
S117 | 2380746-1 | PUSHBUTTON SWITCH, ACKNOWLEDGE | 100-00G5150
S172 | 2380746-1 | PUSHBUTTON SWITCH, HORN SILENCE | 100-00G5150
TSFG | 1066730-1 | TERMINAL STRIP, 4 CONDUCTOR | 100-00G5150
AH172 | 1054813 | HORN, AUDIBLE HORN | 250-01
CH2010 | IDA NOT DEFINED | PHYSICAL CHASSIS, CONTROL/LOGIX | 250-01
F200 | 1022240 | FUSE HOLDER | 250-01
F200-2 | 1020213 | FUSE BLOCK,1 POLE | 250-01
F200-3 | 1020213 | FUSE BLOCK,1 POLE | 250-01
F200-4 | 1020213 | FUSE BLOCK,1 POLE | 250-01
F200-5 | 1020213 | FUSE BLOCK,1 POLE | 250-01
F2010 | 1020213 | FUSE BLOCK,1 POLE | 250-01
F2060A | 1020213 | FUSE BLOCK,1 POLE | 250-01
F2061 | 1020213 | FUSE BLOCK,1 POLE | 250-01
F2061A | 1020213 | FUSE BLOCK,1 POLE | 250-01
F2062 | 1020213 | FUSE BLOCK,1 POLE | 250-01
F2063 | 1020213 | FUSE BLOCK,1 POLE | 250-01
F2064A | 1020213 | FUSE BLOCK,1 POLE | 250-01
F2070A | 1020213 | FUSE BLOCK,1 POLE | 250-01
F2080 | 1020213 | FUSE BLOCK,1 POLE | 250-01
F2081 | 1020213 | FUSE BLOCK,1 POLE | 250-01
F2082A | 1020213 | FUSE BLOCK,1 POLE | 250-01
F2100 | 1020213 | FUSE BLOCK,1 POLE | 250-01
F250 | 1022240 | FUSE HOLDER | 250-01
F250A | 1020213 | FUSE BLOCK,1 POLE | 250-01
F295 | 1020213 | FUSE BLOCK,1 POLE | 250-01
FA250-1 | IDA NOT DEFINED | FAN MOTOR, PLC COOLING | 250-01
FA250-2 | IDA NOT DEFINED | FAN MOTOR, PLC COOLING | 250-01
FL200 | IDA NOT DEFINED | FILTER, EMI FILTER | 250-01
HY2010A | IDA NOT DEFINED | Y-TAP, CONTROL NET | 250-01
HY2010B | IDA NOT DEFINED | Y-TAP, CONTROL NET | 250-01
HY2030A | IDA NOT DEFINED | Y-TAP, CONTROL NET | 250-01
HY2030B | IDA NOT DEFINED | Y-TAP, CONTROL NET | 250-01
HY2060A | IDA NOT DEFINED | Y-TAP, CONTROL NET | 250-01
HY2060B | IDA NOT DEFINED | Y-TAP, CONTROL NET | 250-01
HY2070A | IDA NOT DEFINED | Y-TAP, CONTROL NET | 250-01
HY2070B | IDA NOT DEFINED | Y-TAP, CONTROL NET | 250-01
HY2080A | IDA NOT DEFINED | Y-TAP, CONTROL NET | 250-01
HY2080B | IDA NOT DEFINED | Y-TAP, CONTROL NET | 250-01
HY2100A | IDA NOT DEFINED | Y-TAP, CONTROL NET | 250-01
HY2100B | IDA NOT DEFINED | Y-TAP, CONTROL NET | 250-01
IE200 | IDA NOT DEFINED | GROUND, INSTRUMENT EARTH^BUS BAR | 250-01
IE206 | IDA NOT DEFINED | BUS BAR, SHIELD GROUND | 250-01
IE208 | IDA NOT DEFINED | BUS BAR, SHIELD GROUND | 250-01
KZ295 | IDA NOT DEFINED | TIMER, MULTI-FUNCTION, WATCHDOG TIMER | 250-01
KZ296 | IDA NOT DEFINED | CONTACT, NO ESD SUMMARY | 250-01
M210 | 1025156 | METER, ENGINE HOURS/^START COUNTER | 250-01
P106 | IDA NOT DEFINED | EXTERNAL CONNECTOR, PROGRAMMING PORT | 250-01
PE200 | IDA NOT DEFINED | GROUND, PHYSICAL EARTH^BUS BAR | 250-01
PS2010 | IDA NOT DEFINED | MODULE, DC POWER SUPPLY^CONTROL/LOGIX | 250-01
RG200 | IDA NOT DEFINED | GROUND LUG RAIL | 250-01
RG205 | IDA NOT DEFINED | GROUND LUG RAIL | 250-01
RG206 | IDA NOT DEFINED | GROUND LUG RAIL | 250-01
RG207 | IDA NOT DEFINED | GROUND LUG RAIL | 250-01
RG208 | IDA NOT DEFINED | GROUND LUG RAIL | 250-01
RG250 | IDA NOT DEFINED | GROUND LUG RAIL | 250-01
SPAH172 | IDA NOT DEFINED |  | 250-01
T2073-0 | IDA NOT DEFINED | THERMISTOR | 250-01
T2073-1 | IDA NOT DEFINED | THERMISTOR | 250-01
T2074-0 | IDA NOT DEFINED | THERMISTOR | 250-01
T2074-1 | IDA NOT DEFINED | THERMISTOR | 250-01
T2075-0 | IDA NOT DEFINED | THERMISTOR | 250-01
T2075-1 | IDA NOT DEFINED | THERMISTOR | 250-01
TB250 | IDA NOT DEFINED |  | 250-01
TS200 | IDA NOT DEFINED |  | 250-01
TS200A | IDA NOT DEFINED |  | 250-01
TS205A | IDA NOT DEFINED | TERMINAL STRIP, DOUBLE DIODE | 250-01
TS206 | 701707C1 |  | 250-01
TS207 | 701707C1 |  | 250-01
TS208 | 701707C1 |  | 250-01
TS208C | 701707C1 |  | 250-01
TS210 | 701707C1 |  | 250-01
TS250A | IDA NOT DEFINED |  | 250-01
TS250B | IDA NOT DEFINED |  | 250-01
TS250C | 701707C1 |  | 250-01
TS250D | 701707C1 |  | 250-01
TS295 | 701707C1 |  | 250-01
TS295A | 701707C1 |  | 250-01
TSIE200 | 701707C1 |  | 250-01
UF2060 | 1014215 | ADAPTER FLEX I/O, CONTROL NET | 250-01
UF2070 | 1014215 | ADAPTER FLEX I/O, CONTROL NET | 250-01
UF2080 | 1014215 | ADAPTER FLEX I/O, CONTROL NET | 250-01
Z295 | IDA NOT DEFINED | MONITOR, BACKUP OVERSPEED | 250-01
ZF2060 | 1014212-8 | MODULE FLEX I/O, 8 DISCRETE OUTPUT | 250-01
ZF2062 | 1014212-8 | MODULE FLEX I/O, 8 DISCRETE OUTPUT | 250-01
ZF2063 | 1014212-8 | MODULE FLEX I/O, 16 DISCRETE INPUT | 250-01
ZF2064 | IDA NOT DEFINED | MODULE FLEX I/O, 8 ANALOG INPUT | 250-01
ZF2070 | IDA NOT DEFINED | MODULE FLEX I/O, 2 SPEED INPUT | 250-01
ZF2071 | IDA NOT DEFINED | MODULE FLEX I/O, 4 ANALOG OUTPUT^(ISOLATED) | 250-01
ZF2072 | IDA NOT DEFINED | MODULE FLEX I/O, 4 ANALOG 2IN/2OUT^(ISOLATED) | 250-01
ZF2073 | IDA NOT DEFINED | MODULE FLEX I/O, 8 TC/RTD INPUT | 250-01
ZF2074 | IDA NOT DEFINED | MODULE FLEX I/O, 8 TC/RTD INPUT | 250-01
ZF2075 | IDA NOT DEFINED | MODULE FLEX I/O, 8 TC/RTD INPUT | 250-01
ZF2080 | 1014212-8 | MODULE FLEX I/O, 8 DISCRETE OUTPUT | 250-01
ZF2081 | 1014212-8 | MODULE FLEX I/O, 16 DISCRETE INPUT | 250-01
ZF2083 | IDA NOT DEFINED | MODULE FLEX I/O, 8 TC/RTD INPUT | 250-01
ZF2084 | IDA NOT DEFINED | MODULE FLEX I/O, 8 TC/RTD INPUT | 250-01
ZF2085 | IDA NOT DEFINED | MODULE FLEX I/O, 8 ANALOG INPUT | 250-01
ZF2086 | IDA NOT DEFINED | MODULE FLEX I/O, 8 ANALOG INPUT | 250-01
ZF2087 | IDA NOT DEFINED | MODULE FLEX I/O, 16 DISCRETE 10IN/6OUT | 250-01
ZS2064-0 | 1012445-10 | ISOLATOR, INTRINSIC SAFETY | 250-01
ZS2064-3 | 1012445-10 | ISOLATOR, INTRINSIC SAFETY | 250-01
ZZ2011 | IDA NOT DEFINED | MODULE, CONTROLNET^BRIDGE | 250-01
ZZ2012 | IDA NOT DEFINED | MODULE, CONTROLNET^BRIDGE | 250-01
F251 | 1022240 | FUSE HOLDER | 251-01
F251A | 1020213 | FUSE BLOCK,1 POLE | 251-01
FA251 | IDA NOT DEFINED | FAN MOTOR, PLC COOLING | 251-01
IE251 | IDA NOT DEFINED | GROUND, INSTRUMENT EARTH^BUS BAR | 251-01
RG251 | IDA NOT DEFINED | GROUND LUG RAIL | 251-01
TB251 | IDA NOT DEFINED |  | 251-01
TS251A | IDA NOT DEFINED |  | 251-01
TS251B | IDA NOT DEFINED |  | 251-01
TS251C | 701707C1 |  | 251-01
TS251D | 701707C1 |  | 251-01
F2120A | 1022240 | FUSE HOLDER | 252-01
F2121 | 1022240 | FUSE HOLDER | 252-01
F2130A | 1020213 | FUSE BLOCK,1 POLE | 252-01
F252 | 1022240 | FUSE HOLDER | 252-01
F252A | 1022240 | FUSE HOLDER | 252-01
FA252 | IDA NOT DEFINED | FAN MOTOR, PLC COOLING | 252-01
HY2120A | IDA NOT DEFINED | Y-TAP, CONTROL NET | 252-01
HY2120B | IDA NOT DEFINED | Y-TAP, CONTROL NET | 252-01
IE252 | IDA NOT DEFINED | GROUND, INSTRUMENT EARTH^BUS BAR | 252-01
IE2521 | IDA NOT DEFINED | BUS BAR, SHIELD GROUND | 252-01
KP2121 | IDA NOT DEFINED | TIMER CONTACT, HP COMPRESSOR^CASE PRESSURE LOW | 252-01
P112 | IDA NOT DEFINED | EXTERNAL CONNECTOR, PROGRAMMING PORT^ENET | 252-01
RG212A | IDA NOT DEFINED | GROUND LUG RAIL | 252-01
RG212B | IDA NOT DEFINED | GROUND LUG RAIL | 252-01
TB252 | IDA NOT DEFINED |  | 252-01
TS212 | 701707C1 |  | 252-01
TS212A | IDA NOT DEFINED |  | 252-01
TS212E | 701707C1 |  | 252-01
TS213 | 701707C1 |  | 252-01
TS252A | IDA NOT DEFINED |  | 252-01
TS252B | IDA NOT DEFINED |  | 252-01
TS252C | 701707C1 |  | 252-01
TS252D | 701707C1 |  | 252-01
UF2120 | 1014215 | ADAPTER FLEX I/O, CONTROL NET | 252-01
ZF2120 | 1014212-8 | MODULE FLEX I/O, 8 DISCRETE OUTPUT | 252-01
ZF2121 | 1014212-8 | MODULE FLEX I/O, 16 DISCRETE INPUT | 252-01
ZF2122 | IDA NOT DEFINED | MODULE FLEX I/O, 8 ANALOG INPUT | 252-01
ZF2123 | IDA NOT DEFINED | MODULE FLEX I/O, 8 ANALOG INPUT | 252-01
ZF2124 | IDA NOT DEFINED | MODULE FLEX I/O, 4 ANALOG 2IN/2OUT^(ISOLATED) | 252-01
ZF2125 | IDA NOT DEFINED | MODULE FLEX I/O, 8 TC/RTD INPUT | 252-01
F2140A | 1020213 | FUSE BLOCK,1 POLE | 257-01
F2141 | 1020213 | FUSE BLOCK,1 POLE | 257-01
F2180A | 1020213 | FUSE BLOCK,1 POLE | 257-01
F2181 | 1020213 | FUSE BLOCK,1 POLE | 257-01
F257 | 1022240 | FUSE HOLDER | 257-01
F257A | 1020213 | FUSE BLOCK,1 POLE | 257-01
F2930 | 1020213 | FUSE BLOCK,1 POLE | 257-01
FA257 | IDA NOT DEFINED | FAN MOTOR, PLC COOLING | 257-01
HY2140A | IDA NOT DEFINED | Y-TAP, CONTROL NET | 257-01
HY2140B | IDA NOT DEFINED | Y-TAP, CONTROL NET | 257-01
HY2180A | IDA NOT DEFINED | Y-TAP, CONTROL NET | 257-01
HY2180B | IDA NOT DEFINED | Y-TAP, CONTROL NET | 257-01
IE257 | IDA NOT DEFINED | GROUND, INSTRUMENT EARTH^(IE200) GROUND | 257-01
IE2571 | IDA NOT DEFINED | BUS BAR, SHIELD GROUND | 257-01
IE2572 | IDA NOT DEFINED | BUS BAR, SHIELD GROUND | 257-01
P114 | IDA NOT DEFINED | EXTERNAL CONNECTOR, PROGRAMMING PORT^ENET | 257-01
RG214 | IDA NOT DEFINED | GROUND LUG RAIL | 257-01
RG218 | IDA NOT DEFINED | GROUND LUG RAIL | 257-01
RG257 | IDA NOT DEFINED | GROUND LUG RAIL | 257-01
TB257 | IDA NOT DEFINED |  | 257-01
TS214B | 701707C1 |  | 257-01
TS218B | 701707C1 |  | 257-01
TS257A | IDA NOT DEFINED |  | 257-01
TS257B | IDA NOT DEFINED |  | 257-01
TS257C | 701707C1 |  | 257-01
TS257D | 701707C1 |  | 257-01
TS293A | 701707C1 |  | 257-01
TS293B | 701707C1 |  | 257-01
TS293C | 701707C1 |  | 257-01
UF2140 | 1014215 | ADAPTER FLEX I/O, CONTROL NET | 257-01
UF2180 | 1014215 | ADAPTER FLEX I/O, CONTROL NET | 257-01
ZF2140 | 1014212-8 | MODULE FLEX I/O, 8 DISCRETE OUTPUT | 257-01
ZF2141 | 1014212-8 | MODULE FLEX I/O, 16 DISCRETE INPUT | 257-01
ZF2142 | IDA NOT DEFINED | MODULE FLEX I/O, 8 ANALOG INPUT | 257-01
ZF2180 | 1014212-8 | MODULE FLEX I/O, 8 DISCRETE OUTPUT | 257-01
ZF2181 | 1014212-8 | MODULE FLEX I/O, 16 DISCRETE INPUT | 257-01
ZF2182 | IDA NOT DEFINED | MODULE FLEX I/O, 8 ANALOG INPUT | 257-01
ZF2143 | IDA NOT DEFINED | MODULE FLEX I/O, 4 ANALOG 2IN/2OUT^(ISOLATED) | 257-01BOP
F2090A | 1020213 | FUSE BLOCK,1 POLE | 259-01
F2091 | 1020213 | FUSE BLOCK,1 POLE | 259-01
F2092 | 1020213 | FUSE BLOCK,1 POLE | 259-01
F259 | 1022240 | FUSE HOLDER | 259-01
F259A | 1020213 | FUSE BLOCK,1 POLE | 259-01
F291 | 1020213 | FUSE BLOCK,1 POLE | 259-01
FA259 | IDA NOT DEFINED | FAN MOTOR, PLC COOLING | 259-01
IE259 | IDA NOT DEFINED | GROUND, INSTRUMENT EARTH^BUS BAR | 259-01
KD2910 | IDA NOT DEFINED | CONTACT, HEADER PRESSURE HIGH^BU PUMP OFF | 259-01
KP2910 | IDA NOT DEFINED | CONTACT, FIRE DETECTED^ROLLDOWN LUBE | 259-01
KP2920 | IDA NOT DEFINED | CONTACT, TOTAL POST LUBE | 259-01
KP2921 | IDA NOT DEFINED | CONTACT, BU POST LUBE CONTINUOUS | 259-01
KP2922 | IDA NOT DEFINED | CONTACT, BU PUMP POST LUBE^OFF CYCLE | 259-01
KP2923 | 1014529-2 | TIMER, MULTI-FUNCTION, BU PUMP POST LUBE^ON CYCLE | 259-01
RG209 | IDA NOT DEFINED | GROUND LUG RAIL | 259-01
RG209A | IDA NOT DEFINED | GROUND LUG RAIL | 259-01
RG259 | IDA NOT DEFINED | GROUND LUG RAIL | 259-01
TB259 | IDA NOT DEFINED |  | 259-01
TS209 | 701707C1 |  | 259-01
TS259A | IDA NOT DEFINED |  | 259-01
TS259B | IDA NOT DEFINED |  | 259-01
TS259C | 701707C1 |  | 259-01
TS259D | 701707C1 |  | 259-01
TS291 | 701707C1 |  | 259-01
UF2090 | 1014215 | ADAPTER FLEX I/O, CONTROL NET | 259-01
ZF2090 | 1014212-8 | MODULE FLEX I/O, 16 DISCRETE INPUT | 259-01
ZF2091 | IDA NOT DEFINED | MODULE FLEX I/O, 16 DISCRETE OUTPUT | 259-01
ZF2092 | IDA NOT DEFINED | MODULE FLEX I/O, 16 DISCRETE OUTPUT | 259-01
F2050 | 1043265-4 | FUSE, 5A | 300-00G5150
F298 | 1043265-3 | FUSE, 2A | 300-00G5150
KA7700 | 1061979-1 | RELAY, DRY SEAL RECOMPRESSOR^RUN REQUEST | 300-00G5150
KA7701 | 1061979-1 | RELAY, PROCESS VENT RECOMPRESSOR^RUN REQUEST | 300-00G5150
TE2120 | 1065035-17 | TEMPERATURE ELEMENT, GAS FUEL TEMPERATURE | 300-00G5150
H2120 | 1115579-1 | HEAT TRACE, GAS FUEL HEAT TRACING | 300-00H2530
2-H0220 | UPGRADE | UPGRADE, UPGRADE | PANEL
2-H2530 | UPGRADE | UPGRADE, UPGRADE | PANEL
CC2120 | IDA NOT DEFINED | CUST CONN, GAS FUEL HEAT TRACING^120 VAC, 1-PH, 50/60 HZ | PANEL
CC6310 | IDA NOT DEFINED | CUST CONN, AC POWER^SINGLE PHASE^115/230 VAC^50/60 HZ | PANEL
CNET | 1104894-1801 | FREQUENCY CONVERTER, CONTROL NET BOARD | PANEL
CR291 | IDA NOT DEFINED | DIODE | PANEL
CR293C2 | IDA NOT DEFINED | DIODE | PANEL
CR293C4 | IDA NOT DEFINED | DIODE | PANEL
CR293C6 | IDA NOT DEFINED | DIODE | PANEL
CR293C8 | IDA NOT DEFINED | DIODE | PANEL
CR351 | IDA NOT DEFINED | DIODE | PANEL
CR422 | IDA NOT DEFINED | DIODE | PANEL
D172-1 | IDA NOT DEFINED | DIODE | PANEL
DS110 | 2380746-3 | LIGHTED SWITCH, STARTING, GREEN | PANEL
DS111 | 2380746-3 | LIGHTED SWITCH, STOPPING, GREEN | PANEL
DS124 | 2380746-3 | LIGHTED SWITCH, BACKUP ACTIVE, GREEN | PANEL
GND | IDA NOT DEFINED | GROUND, SHIELD^BUS BAR | PANEL
GNDM1300 | IDA NOT DEFINED | GROUND, FRAME (CHASSIS OR PANEL) | PANEL
GNDM1301 | IDA NOT DEFINED | GROUND, SHIELD^BUS BAR | PANEL
IE | IDA NOT DEFINED | GROUND, SHIELD^BUS BAR | PANEL
K2061-0 | IDA NOT DEFINED | CONTACT, IGNITION | PANEL
K2081-14 | IDA NOT DEFINED | CONTACT, 10% NPT SPEED | PANEL
K2091-7 | IDA NOT DEFINED | CONTACT, LUBE OIL TANK^CIRCULATION HEATER | PANEL
K2091-8 | IDA NOT DEFINED | CONTACT, LUBE OIL TANK^IMMERSION HEATER | PANEL
K2092-1 | IDA NOT DEFINED | RELAY, LUBE OIL COOLER^HIGH SPEED | PANEL
K2092-2 | IDA NOT DEFINED | RELAY, LUBE OIL COOLER^LOW SPEED | PANEL
K2910-1 | IDA NOT DEFINED | CONTACT, PLC OK | PANEL
K2910-2 | IDA NOT DEFINED | CONTACT, PLC OK | PANEL
K2911 | IDA NOT DEFINED | RELAY, POST LUBE^NOT REQUIRED | PANEL
K2912 | IDA NOT DEFINED | CONTACT, BU CMD OFF | PANEL
K2913 | IDA NOT DEFINED | RELAY, MAIN LUBE OIL^PUMP #1 OFF | PANEL
K2914 | IDA NOT DEFINED | RELAY, MAIN LUBE OIL^PUMP #2 OFF | PANEL
K2915 | IDA NOT DEFINED | CONTACT, LUBE OIL HEADER | PANEL
K2920 | IDA NOT DEFINED | CONTACT, LUBE PUMP INHIBIT | PANEL
K2921 | IDA NOT DEFINED | CONTACT, BU LUBE OIL | PANEL
K2930-1 | IDA NOT DEFINED | RELAY, PLC FAIL | PANEL
K2930-2 | IDA NOT DEFINED | RELAY, PLC FAIL | PANEL
K2931 | IDA NOT DEFINED | RELAY, SUCTION/DISCHARGE | PANEL
K2940-1 | IDA NOT DEFINED | CONTACT, PLC ACTIVE | PANEL
K2950-1 | IDA NOT DEFINED | RELAY, PLC ACTIVE | PANEL
K2950-2 | IDA NOT DEFINED | CONTACT, PLC ACTIVE | PANEL
K2950-3 | IDA NOT DEFINED | RELAY, PLC ACTIVE | PANEL
K2950-4 | IDA NOT DEFINED | RELAY, PLC ACTIVE | PANEL
K2951-1 | IDA NOT DEFINED | CONTACT, NO ESD SUMMARY | PANEL
K2951-2 | IDA NOT DEFINED | CONTACT, NO ESD SUMMARY | PANEL
K2951-3 | IDA NOT DEFINED | RELAY, NO ESD SUMMARY | PANEL
K2951-4 | IDA NOT DEFINED | RELAY, NO ESD SUMMARY | PANEL
K2951-5 | IDA NOT DEFINED | CONTACT, NO ESD SUMMARY | PANEL
K2952-1 | IDA NOT DEFINED | CONTACT, BACKUP SYSTEM RESET | PANEL
K2952-2 | IDA NOT DEFINED | CONTACT, BACKUP SYSTEM RESET | PANEL
K2953-1 | IDA NOT DEFINED | CONTACT, NO FIRE DETECTED | PANEL
K2953-2 | IDA NOT DEFINED | CONTACT, NO FIRE DETECTED | PANEL
KA7712 | 1061979-1 | RELAY, U2_DSR_ALARM | PANEL
KA7713 | 1061979-1 | RELAY, U2_PVR_ALARM | PANEL
P110 | IDA NOT DEFINED | EXTERNAL CONNECTOR, PROGRAMMING PORT | PANEL
R201 | IDA NOT DEFINED | RESISTOR | PANEL
R202 | IDA NOT DEFINED | RESISTOR | PANEL
S112 | [2]2380746-4 | PUSHBUTTON SWITCH, EMERGENCY STOP SKID^(RED BUTTON) | PANEL
S154 | 2380746-2 | SELECTOR SWITCH, NGP (SPEED/LOAD) | PANEL
SHLD | IDA NOT DEFINED |  | PANEL
SPS3222 | IDA NOT DEFINED |  | PANEL
TS100 | 1066730-7 |  | PANEL
TS1521 | 1066730-7 |  | PANEL
USXX40 | CUSTOMER DEFINED | CUST CONN, FUEL GAS HEATER^TROUBLE | PANEL
XS_XX40 | CUSTOMER DEFINED | CUST CONN, FUEL GAS HEATER^COMMAND | PANEL
XT0001 | 1066730-7 |  | PANEL
XT2120 | 1066730-7 |  | PANEL
XT2809 | 1066730-7 | TERMINAL STRIP, 4 CONDUCTOR | PANEL
XT2812 | 1066730-7 | TERMINAL STRIP, 4 CONDUCTOR | PANEL
XT2821 | 1066730-7 | TERMINAL STRIP, 4 CONDUCTOR | PANEL
XT2829 | 1066730-7 | TERMINAL STRIP, 4 CONDUCTOR | PANEL
XT4430 | 1066730-7 |  | PANEL