## Blue Labels
(SHT 1) CONSOLE | (SHT 10) JB70 RIGHT RAIL | (SHT 11) PLC PANEL | (SHT 12) PANEL A | (SHT 13) PANEL B | (SHT 14) JB73 | (SHT 15) BOP PANEL | (SHT 16) TURBINE VIBRATION PANEL | (SHT 2) CONSOLE | (SHT 3) PWR DISTRIBUTION RAIL | (SHT 4) TCP | (SHT 5) ORBIT 60^DOOR PANEL | (SHT 6) LEFT WALL PANEL | (SHT 7) BACK WALL PANEL | (SHT 8) JB70 | (SHT 9) JB70 LEFT RAIL
EL0273 | FU1100 | UV0600 | FU0080 | XT0240 | AU0120 | GR0260 | GR0113 | AT0190K | FU0600 | HL0411 | AR0610 | XT0344 | GR0680 | AT1100 | GR1101
HA0273 | GR1100 | AT0600 | FU0081 | XT0070 | AF0120 | AF0187 | IEG0110 | AT0190 | FU0610 | HL0410 | AP0629 | XT0345 | XT0680 | SB0471
ZS0273 |  | AP0601 | XT0080 | FU0070 | AF0121 | AF0186 | UA1263 |  | FU0611 | HL0409 | AP0628 | QS0560 | FU0680 | SB0473
FG0000 |  | AP0602 | XT0085 | AU0070 | AF0122 | AF0185 | UA1211 |  | XT0561 | HL0408 | AP0627 | BA0002 | AT0680 | SB0474
|  | AP0603 | AU0080 | AF0070 | AF0123 | AF0184 | UA1210 |  | XT0562 | HL0407 | AP0626 | BA0003 | KA0600 | SH0470
|  | AP0604 | AF0080 | AF0071 | AF0124 | AF0183 | UA1221 |  | XT0563 | SB0400 | AP0625 | BA0006 | FU0310 | SH0472
|  | AP0605 | AF0081 | AF0072 | AF0125 | AF0182 | UA1220 |  | FU0560 | HL0406 | AP0624 | BA0008 | FU0311 | SA0473
|  | AP0606 | AF0082 | AF0073 | AF0126 | AF0181 | UA1231 |  | XT0560 | HL0405 | AP0623 | BA0010 | AU0210 | HA0472
|  | AP0607 | AF0083 | AF0074 | AF0127 | AF0180 | UA1230 |  | FU0200 | HL0404 | AP0622 | FU0003 | AF0210 | SA0471
|  | AP0608 | AF0084 | AF0075 | GR0120 | AU0180 | UA1262 |  | FU0190 | HL0403 | AP0621 | FU0004 | AF0211 | SH0471
|  | AP0609 | AF0085 | KA0222 | AF0246 | GR0180 | GR0113 |  | FU0273 | HL0402 | AP0620 | FU0005 | AF0212 | SB0472
|  | AR0600 | AF0086 | GR0233 | AF0245 | IEG0257 | GR0114 |  |  | HL0401 | AP0619 | FU0006 | AF0213
|  | BA0001 | AF0087 | FU0001 | AF0244 | IEG0180 |  |  |  | HL0400 | AP0618 | FU0100 | GR0210
|  | BA0004 | XT0137 | FU0002 | AF0243 | IEG0140 |  |  |  | SH0407 | AP0617 | FU0010A | IEG0210
|  | BA0007 | XT0171 | FU0007 | AF0242 | XT0181 |  |  |  | SH0406 | AP0616 | FU1213 | GR0358
|  | BA0005 | GR0134 | FU0008 | AF0241 | GR0259 |  |  |  | SH0405 | AP0615 | XT0002 | FU0132
|  | BA0009 | AU0090 | FU0009 | AF0240 | XT0180 |  |  |  | SH0404 | AP0614 | BA1213 | FU0132A
|  | GR0234 | AF0090 | XT0001 | AU0240 | FU0180 |  |  |  | SA0400 | AP0613 | GR0355 | GR0357
|  |  | AF0091 | XT0004 | IEG0240 | FU0181 |  |  |  | SH0410 | AP0612 | IEG0356 | UJ0132
|  |  | AF0092 | KA1020 | UA4460 | FU0741 |  |  |  | SH0409 | UV0610 | XT9000 | GR0359
|  |  | AF0093 | KA0230 | UA4461 | FU0742 |  |  |  | SH0401 | AP0639 | GR0356 | IEG0357
|  |  | XT0136 | KA0235 | UA4462 | FU0743 |  |  |  | SH0400 | AP0638 | PEG0356
|  |  | KA0221 | KA0236 | UA4470 | FU0744 |  |  |  | XT0564 | AP0637
|  |  | KA2160 | KA0237 | UA4471 | FU7401 |  |  |  | AU0200 | AP0636
|  |  | KA2161 | KA0238 | UA4472 | FU7402 |  |  |  | AF0200 | AP0635
|  |  | KA0130 | KA0239 | GR4460 | FU7403 |  |  |  | AF0201 | AP0634
|  |  | KA0131 | KA0240 | FU0240 | FU7404 |  |  |  | AF0202 | AP0633
|  |  | KA0132 | KA0248 | FU0241 | FU7405 |  |  |  | SB0408 | AP0632
|  |  | KA0141 | KA0250 | FU0250 | FU7406 |  |  |  | SB0407 | AP0631
|  |  | KA0133 | KA0241 | XT0250 | FU7407 |  |  |  | SH0408 | AP0630
|  |  | KA0134 | KA0242 | XT0520 | FU7408 |  |  |  | SB0405 | UV0611
|  |  | KA0136 | KA0243 | XT0885 | FU7409 |  |  |  | SB0406
|  |  | KA0137 | KA0244 | FU0120 | FU7410 |  |  |  | SA0401
|  |  | KA0138 | KA0246 | FU0121 | FU7411 |  |  |  | SB0404
|  |  | KA0144 | KA0247 | FU0130 | FU7412 |  |  |  | SB0403
|  |  | KA0176 | KA0245 | FU7301 | FU7413 |  |  |  | SB0402
|  |  | KT0140 | KA0249 | KT2120-1 | FU7414 |  |  |  | SB0401
|  |  | KT0141 | KA0231 | KT2120-2 | FU7415 |  |  |  | GR0200
|  |  | KT0142 | KA0232 | XT2521 | FU7416
|  |  | KT0143 | KA0233 | KA0120 | FU7417
|  |  | KT0144 | KA0234 | XT0130 | FU7418
|  |  | KT0145 | XT7004 | GR0121 | FU7419
|  |  | KT0146 | GR0232 | IEG0120 | FU7420
|  |  | KA0135 | XT0237 | GR0240 | FU7421
|  |  | KA3103 | XT0236 | IEG0130 | FU7422
|  |  | KA6211 | XT0235 | IEG0250 | FU7423
|  |  | GR0133 | XT0233 |  | FU7424
|  |  | PC0470 | FU0210 |  | FU7425
|  |  | FU0090 | FU0211 |  | FU7426
|  |  | FU0091 | FU0212 |  | FU7427
|  |  | FU0092 | FU0060 |  | FU7428
|  |  | XT0090 | FU0061 |  | FU7429
|  |  | FU0010 | FU0062 |  | FU7430
|  |  | FU0139 | FU0063 |  | FU7431
|  |  | XT0138 | XT0060 |  | FU7432
|  |  | XT0139 | AF0065 |  | FU0745
|  |  | XT0134 | AF0064 |  | FU0746
|  |  | XT0135 | AF0063 |  | FU0747
|  |  | FU0137 | AF0062 |  | FU0748
|  |  | FU0136 | AF0061 |  | GR0258
|  |  | GR0131 | AF0060 |  | XT0140
|  |  | FU0011 | AU0060 |  | KA0531
|  |  | FU0011A | FU0291 |  | KA0532
|  |  | FU0012 | FU1101 |  | KA0533
|  |  | FU0013 | UJ0291 |  | KA0534
|  |  | FU0014 | BA1100 |  | KA0535
|  |  | FU0015 | GR0231 |  | KA0536
|  |  | FU0017 | IEG0060 |  | KA0537
|  |  | FU0012A | IEG0070 |  | KA0538
|  |  | FU0014A | UA1200 |  | KA0539
|  |  | FU0015A | IEG0230 |  | KA0540
|  |  | FU0016A |  |  | KA0541
|  |  | XT0011 |  |  | KA0542
|  |  | GR0132 |  |  | KA0543
|  |  | IEG0090 |  |  | KA21804
|  |  | UJ0131 |  |  | KA21805
|  |  | IEG0080 |  |  | KA21806
|  |  | XT0014 |  |  | KA21807
|  |  | PEG0130 |  |  | KA21808
KT0571
KT0572
KT0573
KT0574
KT0575
KT0576
XT0572
XT0573
GR0257
XT0570
FU0570
FU0140
FU0141
FU0144
AU0140
AF0140
AF0141
AF0142
AF0143
AF0144
AF0145
AF0146
AF0147
GR0140

## White Labels
(SHT 7) BACK WALL PANEL | (SHT 7) BACK WALL PANEL - (SHT 6) LEFT WALL PANEL | (SHT 15) BOP PANEL | (SHT 8) JB70 - (SHT 12) PANEL A | (SHT 10) JB70 RIGHT RAIL - (SHT 13) PANEL B | (SHT 14) JB73 | (SHT 6) LEFT WALL PANEL | (SHT 6) LEFT WALL PANEL - (SHT 5) ORBIT 60^DOOR PANEL | (SHT 6) LEFT WALL PANEL - (SHT 4) TCP | (SHT 12) PANEL A - (SHT 13) PANEL B | (SHT 13) PANEL B | (SHT 13) PANEL B - (SHT 11) PLC PANEL | (SHT 11) PLC PANEL | (SHT 3) PWR DISTRIBUTION RAIL - (SHT 4) TCP
IEG03571 | IEG0210 | CC7560S | PEG01304 | GR1100 | IEG01303 | GR0355 | UV0610PE | IEG03561 | IEG023011 | IEG02304 | GR0234 | UV0600G | 0V
|  | HIC1190A20ASH |  |  | IEG01306 |  | UV0611PE |  | IEG02302 | IEG02305 | IEG02301 |  | 0V1
|  | IEG0140 | [6 empty] | IEG02303 | IEG02306 |  |  | ESTOPA
|  | IEG02572 | [7 empty] | IEG02308 |  |  | ESTOPB
|  | IEG02573 | [10 empty] | FU0139
FU0200
KA023612
KA0241A1

## Heat Shrink Labels
(SHT 15) BOP PANEL | (SHT 6) LEFT WALL PANEL - (SHT 5) ORBIT 60^DOOR PANEL | (SHT 13) PANEL B
WC4100 | WC1001 | WC4524
WC4101 | WC1002
WC4102 | WC1003
WC4103 | WC1004
WC4104 | WC1005
WC4105 | WC1006
WC4106 | WC1007
WC4107 | WC1008
WC4108 | WC1009
WC4109 | WC1010
WC4110 | WC1011
WC4111 | WC1012
WC4112 | WC1013
WC4113 | WC1014
WC4114 | WC1015
WC4115 | WC1016
WC4116 | WC1018
WC4118 | WC1019
WC4119 | WC1020
WC4120 | WC1021
WC4121 | WC1022
WC4122 | WC1023
WC4123 | WC1024
WC4124 | WC1025
WC4125 | WC1026
WC4126 | WC1027
WC4127 | WC1028
WC4128 | WC1029
WC4129 | WC1030
WC4130 | WC1031
WC4131 | WC1032
WC4132 | WC1033
WC4133 | WC1034
WC4134 | WC1035
WC4135 | WC1036
WC4136
WC4137
WC4138
WC4139
WC4140

## BACK WALL PANEL
BACK WALL PANEL
Project # | H0390
Project Name | SHELL PERDIDO
Revision | A.2
Controls DE | J.SENECA
Phone: | 0
Controls ME
Phone:
From | [5 empty] | To
Device ID | Cable (W) Conductor (SC) Jumper Clip (JC) | Wire No. | Wire ID | Gauge/Size | Page/Zone | Device ID | Location | Page/Zone
AF0210:00 | SC | UJ0132OK2 | WHT | 20 | 19.B7 | UJ0132:OK2 | BACK WALL PANEL | 19.B4
AF0210:16 | SC | AF0210N | WHT | 20 | 15.A4 | AU0210:COM | BACK WALL PANEL | 15.A3
AF0210:33 | SC | AF0212N | WHT | 20 | 15.A4 | AF0212:16 | BACK WALL PANEL | 15.A5
AF0210:34 | SC | AF0210P | WHT | 20 | 15.A4 | AU0210:V+ | BACK WALL PANEL | 15.A3
AF0210:35 | SC | UJ0132OK1 | WHT | 20 | 19.B7 | UJ0132:OK1 | BACK WALL PANEL | 19.B4
AF0210:51 | SC | AF0212P | WHT | 20 | 15.A4 | AF0212:34 | BACK WALL PANEL | 15.A5
AF0211:00 | SC | 021100 | WHT | 20 | 17.D6 | KA0600:A2 | BACK WALL PANEL | 17.D5
AF0211:34 | SC | FU0311 | WHT | 14 | 15.A5 | FU0311:LD | BACK WALL PANEL | 15.B3
AF0211:35 | SC | 021135 | WHT | 20 | 17.D6 | KA0600:A1 | BACK WALL PANEL | 17.D5
AF0212:01 | SC | UJ0132VIN | WHT | 20 | 19.A7 | UJ0132:VIN | BACK WALL PANEL | 19.B4
AF0212:03 | SC | UJ0132IOUT | WHT | 20 | 19.B7 | UJ0132:IOUT | BACK WALL PANEL | 19.B4
AF0212:33 | SC | AF0213N | WHT | 20 | 15.A5 | AF0213:16 | BACK WALL PANEL | 15.A6
AF0212:51 | SC | AF0213P | WHT | 20 | 15.A5 | AF0213:34 | BACK WALL PANEL | 15.A6
AF0212:08 | SC | JP | VIO | 20 | 15.A5 | AF0212:25 | BACK WALL PANEL | 15.A5
AF0212:10 | SC | JP | VIO | 20 | 15.A5 | AF0212:27 | BACK WALL PANEL | 15.A5
AF0212:12 | SC | JP | VIO | 20 | 15.A5 | AF0212:29 | BACK WALL PANEL | 15.A5
AF0212:14 | SC | JP | VIO | 20 | 15.A5 | AF0212:31 | BACK WALL PANEL | 15.A5
AT0680:POS | SC | AT0680POS | WHT | 14 | 8.B4 | FU0680:LD | BACK WALL PANEL | 8.B2
AU0210:V+ | SC | FU0310 | WHT | 14 | 15.A3 | FU0310:LD | BACK WALL PANEL | 15.A3
FU0132:LD | SC | FU0132 | WHT | 12 | 19.B3 | UJ0132:+ | BACK WALL PANEL | 19.B4
FU0132A:LD | SC | FU0132A | WHT | 12 | 19.B3 | UJ0132:- | BACK WALL PANEL | 19.B4
GR0210: | SC | IEG03571 | GRN | 14 | 5.D6 | IEG0357:1 | BACK WALL PANEL | 5.D6
GR0357: | SC | * |  |  | 5.D6 | FRAME | BACK WALL PANEL | 5.D6
GR0358: | SC | * |  |  | 5.D6 | FRAME | BACK WALL PANEL | 5.D6
GR0359: | SC | * |  |  | 5.D6 | FRAME | BACK WALL PANEL | 5.D6
UJ0132:G | SC | UJ0132G | GRN/YEL | 12 | 19.B4 | FRAME | BACK WALL PANEL | 19.B4
AT0680:LAN2 | WC9004 | AT0680L2 | ENET | CABLE | 8.B4 | AT0190:ETAP:L1 | CONSOLE | 11.B4
IEG0210: | SC | IEG0210 | GRN | 14 | 15.B5 | IEG0356:2 | LEFT WALL PANEL | 15.B6
UJ0132:OUT(-) | SC | UJ0132N | WHT | 10 | 19.B4 | QS0560:LI-4 | LEFT WALL PANEL | 11.B2
UJ0132:OUT(+) | SC | UJ0132P | WHT | 10 | 19.B4 | QS0560:LI-2 | LEFT WALL PANEL | 11.B2
AT0680:LAN1 | WC0680 | BA0008RJ45 | ENET | CABLE | 8.B4 | BA0008:RJ45 | LEFT WALL PANEL | 3.C6
AF0210:01 | SC | 021001 | WHT | 20 | 17.A6 | AP0624:ARM1 | ORBIT 60^DOOR PANEL | 17.A2
AF0210:02 | SC | 021002 | WHT | 20 | 17.A6 | AP0624:ARM2 | ORBIT 60^DOOR PANEL | 17.A2
AF0210:03 | SC | 021003 | WHT | 20 | 17.B6 | AP0625:ARM1 | ORBIT 60^DOOR PANEL | 17.B2
AF0210:04 | SC | 021004 | WHT | 20 | 17.B6 | AP0625:ARM2 | ORBIT 60^DOOR PANEL | 17.B2
AF0210:05 | SC | 021005 | WHT | 20 | 17.D6 | AP0612:ARM | ORBIT 60^DOOR PANEL | 17.D2
AF0210:36 | SC | 021036 | WHT | 20 | 17.A6 | AP0624:NO1 | ORBIT 60^DOOR PANEL | 17.A2
AF0210:37 | SC | 021037 | WHT | 20 | 17.A6 | AP0624:NC2 | ORBIT 60^DOOR PANEL | 17.A2
AF0210:38 | SC | 021038 | WHT | 20 | 17.B6 | AP0625:NC1 | ORBIT 60^DOOR PANEL | 17.B2
AF0210:39 | SC | 021039 | WHT | 20 | 17.B6 | AP0625:NC2 | ORBIT 60^DOOR PANEL | 17.B2
AF0210:40 | SC | 021048 | WHT | 20 | 17.D6 | AP0612:NO | ORBIT 60^DOOR PANEL | 17.D2
AF0213:03 | SC | 021303 | WHT | 20 | 17.C6 | AP0626:ARM1 | ORBIT 60^DOOR PANEL | 17.C2
AF0213:04 | SC | 021304 | WHT | 20 | 17.C6 | AP0626:ARM2 | ORBIT 60^DOOR PANEL | 17.C2
AF0213:38 | SC | 0213038 | WHT | 20 | 17.C6 | AP0626:NC1 | ORBIT 60^DOOR PANEL | 17.C2
AF0213:39 | SC | 021339 | WHT | 20 | 17.C6 | AP0626:NC2 | ORBIT 60^DOOR PANEL | 17.C2
KA0600:11 | SC | KA060011 | WHT | 20 | 17.D4 | AP0612:TM | ORBIT 60^DOOR PANEL | 17.D2
KA0600:14 | SC | KA060014 | WHT | 20 | 17.D4 | AP0612:COM | ORBIT 60^DOOR PANEL | 17.D2
AF0212:04 | SC | 021204 | WHT | 20 | 19.C7 | XT0085:7 | PANEL A | 19.C6
AF0212:21 | SC | 021221 | WHT | 20 | 19.C7 | XT0085:8 | PANEL A | 19.C6
AF0212:39 | SC | 021239 | WHT | 20 | 19.C7 | XT0085:6 | PANEL A | 19.C6
AF0211:16 | SC | 0V1 | WHT | 14 | 15.A5 | XT0562:4 | PWR DISTRIBUTION RAIL | 15.B2
AT0680:NEG | SC | 0V1 | WHT | 14 | 8.B4 | XT0562:6 | PWR DISTRIBUTION RAIL | 15.B2
AU0210:COM | SC | 0V1 | WHT | 14 | 15.A3 | XT0562:4 | PWR DISTRIBUTION RAIL | 15.B2
FU0310:LI | SC | FU0200LI | WHT | 14 | 15.A3 | XT0561:4 | PWR DISTRIBUTION RAIL | 15.A2
FU0311:LI | SC | FU0200LI | WHT | 14 | 15.B3 | XT0561:4 | PWR DISTRIBUTION RAIL | 15.A2
FU0680:LI | SC | FU0200LI | WHT | 14 | 8.B2 | XT0561:6 | PWR DISTRIBUTION RAIL | 15.A2
AU0210:L1 | WC0020 | AU0200L2 | ENET | CABLE | 15.A3 | AU0200:L2 | TCP | 11.A3
SolarTools ver. 24.0.84.24712 (Jul 31, 2025)
Report date: 4/8/2026 8:56 PM

## BOP PANEL
BOP PANEL
JB74
Project # | H0390
Project Name | SHELL PERDIDO
Revision | A.2
Controls DE | J.SENECA
Phone: | 0
Controls ME
Phone:
From | [5 empty] | To
Device ID | Cable (W) Conductor (SC) Jumper Clip (JC) | Wire No. | Wire ID | Gauge/Size | Page/Zone | Device ID | Location | Page/Zone
XT0140:15 | JC | 0V | CLIP | --- | 28.A5 | XT0140:14 | BOP PANEL | 28.A5
XT0140:16 | JC | 0V | CLIP | --- | 28.A5 | XT0140:15 | BOP PANEL | 28.A5
XT0180:9 | JC | 0V | CLIP | --- | 28.D1 | XT0180:10 | BOP PANEL | 28.D1
AF0140:00 | SC | 014000 | WHT | 16 | 96.A7 | KA0532:11 | BOP PANEL | 96.A6
AF0140:02 | SC | 014002 | WHT | 16 | 97.A7 | KA0533:21 | BOP PANEL | 97.A6
AF0140:04 | SC | 014004 | WHT | 16 | 99.A7 | KA0532:21 | BOP PANEL | 99.A6
AF0140:06 | SC | 014006 | WHT | 16 | 95.A7 | FU7427:LI | BOP PANEL | 95.A6
AF0140:12 | SC | 014012 | WHT | 16 | 101.B7 | FU7411:LI | BOP PANEL | 101.B6
AF0140:14 | SC | 014014 | WHT | 16 | 94.A7 | FU7412:LI | BOP PANEL | 94.A6
AF0140:16 | SC | AF0140N | WHT | 20 | 28.A2 | AU0140:COM | BOP PANEL | 28.A2
AF0140:17 | SC | L5621N | WHT | 16 | 96.A7 | XT0140:60 | BOP PANEL | 96.A5
AF0140:18 | SC | SDY1200A10 | WHT | 16 | 97.A7 | XT0140:72 | BOP PANEL | 97.A5
AF0140:19 | SC | L5641N | WHT | 16 | 99.A7 | XT0140:84 | BOP PANEL | 99.A5
AF0140:20 | SC | SDY1200A13N | WHT | 16 | 95.A7 | XT0140:54 | BOP PANEL | 95.A5
AF0140:23 | SC | L5602N | WHT | 16 | 101.B7 | XT0140:12 | BOP PANEL | 101.C4
AF0140:24 | SC | L5611N | WHT | 16 | 94.A7 | XT0140:48 | BOP PANEL | 94.A5
AF0140:34 | SC | AF0140P | WHT | 20 | 28.A2 | AU0140:V+ | BOP PANEL | 28.A2
AF0140:35 | SC | 014035 | WHT | 16 | 96.A7 | FU7415:LD | BOP PANEL | 96.A6
AF0140:36 | SC | 014036 | WHT | 16 | 97.A7 | FU7421:LD | BOP PANEL | 97.A6
AF0140:37 | SC | 014037 | WHT | 16 | 99.A7 | FU7406:LI | BOP PANEL | 99.A6
AF0141:00 | SC | T5631FO | WHT | 16 | 92.B7 | XT0140:41 | BOP PANEL | 92.B5
AF0141:01 | SC | T5631FC | WHT | 16 | 92.A7 | XT0140:39 | BOP PANEL | 92.A5
AF0141:02 | SC | T5632FO | WHT | 16 | 90.B7 | XT0140:29 | BOP PANEL | 90.B5
AF0141:03 | SC | T5632FC | WHT | 16 | 90.A7 | XT0140:27 | BOP PANEL | 90.A5
AF0141:04 | SC | ZSC1200A10 | WHT | 16 | 97.B7 | XT0140:76 | BOP PANEL | 97.B5
AF0141:05 | SC | VVFC560 | WHT | 16 | 101.B7 | XT0140:10 | BOP PANEL | 101.B4
AF0141:06 | SC | VVFO560 | WHT | 16 | 101.A7 | XT0140:8 | BOP PANEL | 101.A4
AF0141:07 | SC | LVFC561 | WHT | 16 | 94.B7 | XT0572:1 | BOP PANEL | 94.B5
AF0141:08 | SC | LVFO561 | WHT | 16 | 94.A7 | XT0140:50 | BOP PANEL | 94.A5
AF0141:09 | SC | SVFO562N | WHT | 16 | 96.A7 | XT0140:62 | BOP PANEL | 96.A5
AF0141:10 | SC | SVFC562N | WHT | 16 | 96.B7 | XT0140:64 | BOP PANEL | 96.B5
AF0141:11 | SC | DVFC564 | WHT | 16 | 99.B7 | XT0140:88 | BOP PANEL | 99.B5
AF0141:12 | SC | DVFO564 | WHT | 16 | 99.A7 | XT0140:86 | BOP PANEL | 99.A5
AF0141:13 | SC | ZSO1200A10 | WHT | 16 | 97.A7 | XT0140:74 | BOP PANEL | 97.A5
AF0141:14 | SC | ZSO1200A13 | WHT | 16 | 95.A7 | XT0140:56 | BOP PANEL | 95.A5
AF0141:15 | SC | ZSC1200A13 | WHT | 16 | 95.B7 | XT0572:9 | BOP PANEL | 95.B5
AF0141:16 | SC | 0V | WHT | 14 | 28.A3 | XT0140:15 | BOP PANEL | 28.A5
AF0141:21 | SC | 014121 | WHT | 16 | 97.B7 | KT0575:A2 | BOP PANEL | 97.B6
AF0141:24 | SC | 014124 | WHT | 16 | 94.B7 | KT0571:A2 | BOP PANEL | 94.B6
AF0141:27 | SC | KT0572A2 | WHT | 16 | 96.B7 | KT0572:A2 | BOP PANEL | 96.B6
AF0141:28 | SC | 014128 | WHT | 16 | 99.B7 | KT0573:A2 | BOP PANEL | 99.B6
AF0141:32 | SC | 014132 | WHT | 16 | 95.B7 | KT0576:A2 | BOP PANEL | 95.B6
AF0141:33 | SC | AF0141N | WHT | 20 | 28.A3 | AF0142:16 | BOP PANEL | 28.A3
AF0141:34 | SC | FU0141 | WHT | 14 | 28.A3 | FU0141:LD | BOP PANEL | 28.B1
AF0141:35 | SC | 014135 | WHT | 16 | 92.B7 | FU7404:LI | BOP PANEL | 92.B6
AF0141:36 | SC | 014136 | WHT | 16 | 92.A7 | FU7403:LI | BOP PANEL | 92.A6
AF0141:37 | SC | 014137 | WHT | 16 | 90.B7 | FU7431:LI | BOP PANEL | 90.B6
AF0141:38 | SC | 014138 | WHT | 16 | 90.A7 | FU7430:LI | BOP PANEL | 90.A6
AF0141:39 | SC | 014139 | WHT | 16 | 97.B7 | FU7423:LI | BOP PANEL | 97.B6
AF0141:40 | SC | 014140 | WHT | 16 | 101.B7 | FU7410:LI | BOP PANEL | 101.B6
AF0141:41 | SC | 014141 | WHT | 16 | 101.A7 | FU7409:LI | BOP PANEL | 101.A6
AF0141:42 | SC | 014142 | WHT | 16 | 94.B7 | FU7414:LI | BOP PANEL | 94.B6
AF0141:43 | SC | 014143 | WHT | 16 | 94.A7 | FU7413:LI | BOP PANEL | 94.A6
AF0141:44 | SC | 014144 | WHT | 16 | 96.A7 | FU7416:LI | BOP PANEL | 96.A6
AF0141:45 | SC | 014145 | WHT | 16 | 96.B7 | FU7417:LI | BOP PANEL | 96.B6
AF0141:46 | SC | 014146 | WHT | 16 | 99.B7 | FU7408:LI | BOP PANEL | 99.B6
AF0141:47 | SC | 014147 | WHT | 16 | 99.A7 | FU7407:LI | BOP PANEL | 99.A6
AF0141:48 | SC | 014148 | WHT | 16 | 97.A7 | FU7422:LI | BOP PANEL | 97.A6
AF0141:49 | SC | 014149 | WHT | 16 | 95.A7 | FU7428:LI | BOP PANEL | 95.A6
AF0141:50 | SC | 014150 | WHT | 16 | 95.B7 | FU7429:LI | BOP PANEL | 95.B6
AF0141:51 | SC | AF0141P | WHT | 20 | 28.A3 | AF0142:34 | BOP PANEL | 28.A3
AF0142:01 | SC | 014201 | WHT | 20 | 96.C7 | AF0142:17 | BOP PANEL | 96.C7
AF0142:03 | SC | 014205 | WHT | 20 | 92.A7 | AF0142:19 | BOP PANEL | 92.A7
AF0142:05 | SC | 014221 | WHT | 20 | 96.C7 | AF0142:21 | BOP PANEL | 96.C7
AF0142:07 | SC | AF014213 | WHT | 20 | 90.A7 | AF0142:23 | BOP PANEL | 90.A7
AF0142:09 | SC | 014225 | WHT | 20 | 107.B7 | AF0142:25 | BOP PANEL | 107.B7
AF0142:11 | SC | 014227 | WHT | 20 | 93.A6 | AF0142:27 | BOP PANEL | 93.A6
AF0142:13 | SC | 014229 | WHT | 20 | 93.A6 | AF0142:29 | BOP PANEL | 93.A6
AF0142:15 | SC | 014231 | WHT | 20 | 93.B6 | AF0142:31 | BOP PANEL | 93.B6
AF0142:33 | SC | AF0142N | WHT | 20 | 28.A3 | AF0143:16 | BOP PANEL | 28.A4
AF0142:51 | SC | AF0142P | WHT | 20 | 28.A3 | AF0143:34 | BOP PANEL | 28.A4
AF0143:33 | SC | AF0143N | WHT | 14 | 28.A4 | AF0145:16 | BOP PANEL | 28.A5
AF0143:51 | SC | AF0143P | WHT | 20 | 28.A4 | AF0145:34 | BOP PANEL | 28.A5
AF0144:02 | SC | 014402 | WHT | 16 | 92.C7 | FU7405:LI | BOP PANEL | 92.C6
AF0144:06 | SC | 014406 | WHT | 16 | 90.B7 | FU7432:LI | BOP PANEL | 90.B6
AF0144:08 | SC | 014408 | WHT | 20 | 103.C7 | KA21807:A1 | BOP PANEL | 103.C6
AF0144:10 | SC | 014410 | WHT | 20 | 103.C7 | KA21808:A1 | BOP PANEL | 103.C6
AF0144:16 | SC | 0V | WHT | 14 | 28.A5 | XT0140:15 | BOP PANEL | 28.A5
AF0144:18 | SC | L5672N | WHT | 16 | 92.C7 | XT0140:46 | BOP PANEL | 92.C5
AF0144:20 | SC | L5682N | WHT | 16 | 90.B7 | XT0140:31 | BOP PANEL | 90.C5
AF0144:21 | SC | 014421 | WHT | 20 | 103.C7 | KA21807:A2 | BOP PANEL | 103.C6
AF0144:22 | SC | 014422 | WHT | 20 | 103.C7 | KA21808:A2 | BOP PANEL | 103.C6
AF0145:01 | SC | 014517 | WHT | 20 | 104.A7 | AF0145:17 | BOP PANEL | 104.A7
AF0145:03 | SC | 014519 | WHT | 20 | 104.B7 | AF0145:19 | BOP PANEL | 104.B7
AF0145:05 | SC | 014521 | WHT | 20 | 99.C7 | AF0145:21 | BOP PANEL | 99.C7
AF0145:07 | SC | 014507 | WHT | 20 | 105.B7 | AF0145:23 | BOP PANEL | 105.B7
AF0145:09 | SC | 014525 | WHT | 20 | 97.C7 | AF0145:25 | BOP PANEL | 97.C7
AF0145:11 | SC | 014527 | WHT | 20 | 97.C7 | AF0145:27 | BOP PANEL | 97.C7
AF0145:33 | SC | AF0145N | WHT | 20 | 28.A5 | AF0146:16 | BOP PANEL | 28.A6
AF0145:51 | SC | AF0145P | WHT | 20 | 28.A5 | AF0146:34 | BOP PANEL | 28.A6
AF0146:01 | SC | 014617 | WHT | 20 | 93.C6 | AF0146:17 | BOP PANEL | 93.C6
AF0146:03 | SC | 014619 | WHT | 20 | 93.C6 | AF0146:19 | BOP PANEL | 93.C6
AF0146:05 | SC | 014621 | WHT | 20 | 91.A6 | AF0146:21 | BOP PANEL | 91.A6
AF0146:07 | SC | 014623 | WHT | 20 | 91.A6 | AF0146:23 | BOP PANEL | 91.A6
AF0146:09 | SC | 014625 | WHT | 20 | 91.B6 | AF0146:25 | BOP PANEL | 91.B6
AF0146:11 | SC | 014627 | WHT | 20 | 91.C6 | AF0146:27 | BOP PANEL | 91.C6
AF0146:13 | SC | 014629 | WHT | 20 | 91.C6 | AF0146:29 | BOP PANEL | 91.C6
AF0146:15 | SC | 014631 | WHT | 20 | 91.D6 | AF0146:31 | BOP PANEL | 91.D6
AF0146:33 | SC | AF0146N | WHT | 20 | 28.A6 | AF0147:16 | BOP PANEL | 28.A6
AF0146:51 | SC | AF0146P | WHT | 20 | 28.A6 | AF0147:34 | BOP PANEL | 28.A6
AF0180:00 | SC | 018000 | WHT | 20 | 103.A7 | KA21804:A1 | BOP PANEL | 103.A6
AF0180:02 | SC | 018002 | WHT | 20 | 103.A7 | KA21805:A1 | BOP PANEL | 103.B6
AF0180:04 | SC | 018004 | WHT | 20 | 103.B7 | KA21806:A1 | BOP PANEL | 103.B6
AF0180:06 | SC | 018006 | WHT | 16 | 100.B7 | FU7420:LI | BOP PANEL | 100.B6
AF0180:08 | SC | 018008 | WHT | 16 | 98.A7 | KA0533:14 | BOP PANEL | 98.A6
AF0180:16 | SC | AU0180N | WHT | 20 | 28.C2 | AU0180:COM | BOP PANEL | 28.C2
AF0180:17 | SC | 018017 | WHT | 20 | 103.A7 | KA21804:A2 | BOP PANEL | 103.A6
AF0180:18 | SC | 018018 | WHT | 20 | 103.A7 | KA21805:A2 | BOP PANEL | 103.B6
AF0180:19 | SC | 018019 | WHT | 20 | 103.B7 | KA21806:A2 | BOP PANEL | 103.B6
AF0180:20 | SC | BDY4070A22N | WHT | 16 | 100.B7 | XT0140:6 | BOP PANEL | 100.C4
AF0180:21 | SC | SDY4070A30 | WHT | 16 | 98.A7 | XT0180:30 | BOP PANEL | 98.A5
AF0180:34 | SC | AU0180P | WHT | 20 | 28.C2 | AU0180:V+ | BOP PANEL | 28.C2
AF0180:39 | SC | 018039 | WHT | 16 | 98.A7 | FU7424:LI | BOP PANEL | 98.A6
AF0181:00 | SC | S510 | WHT | 16 | 34.A7 | XT0180:12 | BOP PANEL | 34.A5
AF0181:01 | SC | S511 | WHT | 16 | 34.A7 | XT0180:14 | BOP PANEL | 34.A5
AF0181:02 | SC | ZSC5020A60N | WHT | 16 | 102.A7 | XT0180:2 | BOP PANEL | 102.A5
AF0181:03 | SC | S541 | WHT | 16 | 34.B7 | XT0180:16 | BOP PANEL | 34.B5
AF0181:04 | SC | ZSO5020A60N | WHT | 16 | 102.B7 | XT0180:4 | BOP PANEL | 102.B5
AF0181:05 | SC | S512B | WHT | 16 | 34.C7 | XT0180:18 | BOP PANEL | 34.C5
AF0181:06 | SC | XY5020A11 | WHT | 16 | 103.D7 | XT0180:6 | BOP PANEL | 103.D5
AF0181:07 | SC | XY5020A14 | WHT | 16 | 103.D7 | XT0180:8 | BOP PANEL | 103.D5
AF0181:08 | SC | ZSO4070A22 | WHT | 16 | 100.A7 | XT0140:2 | BOP PANEL | 100.A4
AF0181:09 | SC | ZSC4070A22 | WHT | 16 | 100.B7 | XT0140:4 | BOP PANEL | 100.B4
AF0181:10 | SC | ZSC4070A30 | WHT | 16 | 98.B7 | XT0180:34 | BOP PANEL | 98.B5
AF0181:11 | SC | ZSO1190A20 | WHT | 16 | 89.B7 | XT0180:25 | BOP PANEL | 89.B5
AF0181:12 | SC | ZSC1190A20 | WHT | 16 | 89.A7 | XT0180:23 | BOP PANEL | 89.A5
AF0181:13 | SC | ZSO4070A30 | WHT | 16 | 98.A7 | XT0180:32 | BOP PANEL | 98.A5
AF0181:16 | SC | 0V | WHT | 14 | 28.C3 | XT0180:10 | BOP PANEL | 28.D1
AF0181:27 | SC | 018127 | WHT | 16 | 98.B7 | KT0574:A2 | BOP PANEL | 98.B6
AF0181:33 | SC | AF0181N | WHT | 20 | 28.C3 | AF0182:16 | BOP PANEL | 28.C3
AF0181:34 | SC | FU0181 | WHT | 14 | 28.C3 | FU0181:LD | BOP PANEL | 28.D1
AF0181:35 | SC | 018135 | WHT | 16 | 34.A7 | FU0741:LD | BOP PANEL | 34.A6
AF0181:36 | SC | 018136 | WHT | 16 | 34.A7 | FU0742:LD | BOP PANEL | 34.A6
AF0181:37 | SC | 018137 | WHT | 16 | 102.A7 | FU0745:LI | BOP PANEL | 102.A6
AF0181:38 | SC | 018138 | WHT | 16 | 34.B7 | FU0743:LD | BOP PANEL | 34.B6
AF0181:39 | SC | 018139 | WHT | 16 | 102.B7 | FU0746:LI | BOP PANEL | 102.B6
AF0181:40 | SC | 018140 | WHT | 16 | 34.C7 | FU0744:LD | BOP PANEL | 34.C6
AF0181:41 | SC | 018141 | WHT | 16 | 103.D7 | FU0747:LI | BOP PANEL | 103.D6
AF0181:42 | SC | 018142 | WHT | 16 | 103.D7 | FU0748:LI | BOP PANEL | 103.D6
AF0181:43 | SC | 018143 | WHT | 16 | 100.A7 | FU7418:LI | BOP PANEL | 100.A6
AF0181:44 | SC | 018144 | WHT | 16 | 100.B7 | FU7419:LI | BOP PANEL | 100.B6
AF0181:45 | SC | 018145 | WHT | 16 | 98.B7 | FU7426:LI | BOP PANEL | 98.B6
AF0181:46 | SC | 018146 | WHT | 16 | 89.B7 | FU7402:LI | BOP PANEL | 89.B6
AF0181:47 | SC | 018147 | WHT | 16 | 89.A7 | FU7401:LI | BOP PANEL | 89.A6
AF0181:48 | SC | 018148 | WHT | 16 | 98.A7 | FU7425:LI | BOP PANEL | 98.A6
AF0181:51 | SC | AF0181P | WHT | 20 | 28.C3 | AF0182:34 | BOP PANEL | 28.C3
AF0182:00 | SC | CC75602 | WHT | 16 | 34.B7 | XT0181:2 | BOP PANEL | 34.C5
AF0182:01 | SC | 018217 | WHT | 20 | 34.B7 | AF0182:17 | BOP PANEL | 34.B7
AF0182:02 | SC | HIC1190A20AN | WHT | 16 | 35.A7 | XT0181:5 | BOP PANEL | 35.A5
AF0182:03 | SC | 018219 | WHT | 20 | 35.A7 | AF0182:19 | BOP PANEL | 35.A7
AF0182:05 | SC | 018221 | WHT | 20 | 106.A7 | AF0182:21 | BOP PANEL | 106.A7
AF0182:07 | SC | 018223 | WHT | 20 | 106.B7 | AF0182:23 | BOP PANEL | 106.B7
AF0182:09 | SC | 018225 | WHT | 20 | 89.A7 | AF0182:25 | BOP PANEL | 89.A7
AF0182:11 | SC | 018227 | WHT | 20 | 106.C8 | AF0182:27 | BOP PANEL | 106.C8
AF0182:13 | SC | 018229 | WHT | 20 | 106.D8 | AF0182:29 | BOP PANEL | 106.D8
AF0182:15 | SC | 018231 | WHT | 20 | 106.D8 | AF0182:31 | BOP PANEL | 106.D8
AF0182:33 | SC | AF0182N | WHT | 20 | 28.C3 | AF0183:16 | BOP PANEL | 28.C4
AF0182:35 | SC | CC75601 | WHT | 16 | 34.B7 | XT0181:1 | BOP PANEL | 34.B5
AF0182:37 | SC | HIC1190A20AP | WHT | 16 | 35.A7 | XT0181:4 | BOP PANEL | 35.A5
AF0182:51 | SC | AF0182P | WHT | 20 | 28.C3 | AF0183:34 | BOP PANEL | 28.C4
AF0183:33 | SC | AF0183N | WHT | 20 | 28.C4 | AF0184:16 | BOP PANEL | 28.C5
AF0183:51 | SC | AF0183P | WHT | 20 | 28.C4 | AF0184:34 | BOP PANEL | 28.C5
AF0184:01 | SC | 018417 | WHT | 20 | 105.A7 | AF0184:17 | BOP PANEL | 105.A7
AF0184:03 | SC | 018419 | WHT | 20 | 107.A7 | AF0184:19 | BOP PANEL | 107.A7
AF0184:05 | SC | 018421 | WHT | 20 | 107.C7 | AF0184:21 | BOP PANEL | 107.C7
AF0184:07 | SC | 018423 | WHT | 20 | 107.D7 | AF0184:23 | BOP PANEL | 107.D7
AF0184:09 | SC | 018425 | WHT | 20 | 107.D7 | AF0184:25 | BOP PANEL | 107.D7
AF0184:33 | SC | AF0184N | WHT | 20 | 28.C5 | AF0185:16 | BOP PANEL | 28.C5
AF0184:51 | SC | AF0184P | WHT | 20 | 28.C5 | AF0185:34 | BOP PANEL | 28.C5
AF0185:33 | SC | AF0185N | WHT | 20 | 28.C5 | AF0186:16 | BOP PANEL | 28.C6
AF0185:51 | SC | AF0185P | WHT | 20 | 28.C5 | AF0186:34 | BOP PANEL | 28.C6
AF0186:33 | SC | AF0186N | WHT | 20 | 28.C6 | AF0187:16 | BOP PANEL | 28.C6
AF0186:51 | SC | AF0186P | WHT | 20 | 28.C6 | AF0187:34 | BOP PANEL | 28.C6
AU0140:COM | SC | 0V | WHT | 14 | 28.A2 | XT0140:14 | BOP PANEL | 28.A5
AU0140:V+ | SC | FU0140 | WHT | 14 | 28.A2 | FU0140:LD | BOP PANEL | 28.B1
AU0180:COM | SC | 0V | WHT | 14 | 28.C2 | XT0180:9 | BOP PANEL | 28.D1
AU0180:V+ | SC | FU0180 | WHT | 14 | 28.C2 | FU0180:LD | BOP PANEL | 28.D1
FU0140:LI | SC | FU0570 | WHT | 14 | 28.B1 | FU0570:LD | BOP PANEL | 28.A4
FU0140:LI | SC | FU0570 | WHT | 14 | 28.B1 | FU0141:LI | BOP PANEL | 28.B1
FU0141:LI | SC | FU0570 | WHT | 14 | 28.B1 | FU0144:LI | BOP PANEL | 28.C1
FU0144:LD | SC | FU0144 | WHT | 16 | 28.C1 | AF0144:34 | BOP PANEL | 28.A5
FU0144:LD | SC | FU0144 | WHT | 16 | 28.C1 | XT0140:17 | BOP PANEL | 29.C1
FU0144:LI | SC | FU0570 | WHT | 14 | 28.C1 | FU0180:LI | BOP PANEL | 28.D1
FU0180:LI | SC | FU0570 | WHT | 14 | 28.D1 | FU0181:LI | BOP PANEL | 28.D1
FU0570:LI | SC | FU0136 | WHT | 14 | 28.A4 | XT0140:13 | BOP PANEL | 28.A5
FU0741:LI | SC | S510P | WHT | 16 | 34.A6 | XT0180:11 | BOP PANEL | 34.A5
FU0742:LI | SC | S511P | WHT | 16 | 34.A6 | XT0180:13 | BOP PANEL | 34.A5
FU0743:LI | SC | S541P | WHT | 16 | 34.B6 | XT0180:15 | BOP PANEL | 34.B5
FU0744:LI | SC | S512BP | WHT | 16 | 34.C6 | XT0180:17 | BOP PANEL | 34.C5
FU0745:LD | SC | ZSC5020A60P | WHT | 16 | 102.A6 | XT0180:1 | BOP PANEL | 102.A5
FU0746:LD | SC | ZSO5020A60P | WHT | 16 | 102.B6 | XT0180:3 | BOP PANEL | 102.B5
FU0747:LD | SC | XY5020A11P | WHT | 16 | 103.D6 | XT0180:5 | BOP PANEL | 103.D5
FU0748:LD | SC | XY5020A14P | WHT | 16 | 103.D6 | XT0180:7 | BOP PANEL | 103.D5
FU7401:LD | SC | ZSC1190A20P | WHT | 16 | 89.A6 | XT0180:22 | BOP PANEL | 89.A5
FU7402:LD | SC | ZSO1190A20P | WHT | 16 | 89.B6 | XT0180:24 | BOP PANEL | 89.B5
FU7403:LD | SC | T5631FCP | WHT | 16 | 92.A6 | XT0140:38 | BOP PANEL | 92.A5
FU7404:LD | SC | T5631FOP | WHT | 16 | 92.B6 | XT0140:40 | BOP PANEL | 92.B5
FU7405:LD | SC | L5672P | WHT | 16 | 92.C6 | XT0140:45 | BOP PANEL | 92.C5
FU7406:LD | SC | FU7406 | WHT | 16 | 99.A6 | KA0541:11 | BOP PANEL | 99.A5
FU7407:LD | SC | DVFO564P | WHT | 16 | 99.A6 | XT0140:85 | BOP PANEL | 99.A5
FU7408:LD | SC | DVFC564P | WHT | 16 | 99.B6 | XT0140:87 | BOP PANEL | 99.B5
FU7409:LD | SC | VVFO560P | WHT | 16 | 101.A6 | XT0140:7 | BOP PANEL | 101.A4
FU7410:LD | SC | VVFC560P | WHT | 16 | 101.B6 | XT0140:9 | BOP PANEL | 101.B4
FU7411:LD | SC | FU7409 | WHT | 16 | 101.B6 | KA0535:11 | BOP PANEL | 101.B5
FU7412:LD | SC | FU7412 | WHT | 16 | 94.A6 | KA0531:11 | BOP PANEL | 94.A5
FU7413:LD | SC | LVFO561P | WHT | 16 | 94.A6 | XT0140:49 | BOP PANEL | 94.A5
FU7414:LD | SC | LVFC561P | WHT | 16 | 94.B6 | XT0140:51 | BOP PANEL | 94.B5
FU7415:LI | SC | FU7415 | WHT | 16 | 96.A6 | KA0540:11 | BOP PANEL | 96.A5
FU7416:LD | SC | SVFO562P | WHT | 16 | 96.A6 | XT0140:61 | BOP PANEL | 96.A5
FU7417:LD | SC | SVFC562P | WHT | 16 | 96.B6 | XT0140:63 | BOP PANEL | 96.B5
FU7418:LD | SC | ZSO4070A22P | WHT | 16 | 100.A6 | XT0140:1 | BOP PANEL | 100.A4
FU7419:LD | SC | ZSC4070A22P | WHT | 16 | 100.B6 | XT0140:3 | BOP PANEL | 100.B4
FU7420:LD | SC | FU7420 | WHT | 16 | 100.B6 | KA0535:21 | BOP PANEL | 100.B5
FU7421:LI | SC | FU7421 | WHT | 16 | 97.A6 | KA0543:11 | BOP PANEL | 97.A5
FU7422:LD | SC | ZSO1200A10P | WHT | 16 | 97.A6 | XT0140:73 | BOP PANEL | 97.A5
FU7423:LD | SC | ZSC1200A10P | WHT | 16 | 97.B6 | XT0140:75 | BOP PANEL | 97.B5
FU7424:LD | SC | KA054211 | WHT | 16 | 98.A6 | KA0542:11 | BOP PANEL | 98.A5
FU7425:LD | SC | ZSO4070A30P | WHT | 16 | 98.A6 | XT0180:31 | BOP PANEL | 98.A5
FU7426:LD | SC | ZSC4070A30P | WHT | 16 | 98.B6 | XT0180:33 | BOP PANEL | 98.B5
FU7427:LD | SC | FU7427 | WHT | 16 | 95.A6 | KA0534:11 | BOP PANEL | 95.A5
FU7428:LD | SC | ZSO1200A13P | WHT | 16 | 95.A6 | XT0140:55 | BOP PANEL | 95.A5
FU7429:LD | SC | ZSC1200A13P | WHT | 16 | 95.B6 | XT0140:57 | BOP PANEL | 95.B5
FU7430:LD | SC | T5632FCP | WHT | 16 | 90.A6 | XT0140:26 | BOP PANEL | 90.A5
FU7431:LD | SC | T5632FOP | WHT | 16 | 90.B6 | XT0140:28 | BOP PANEL | 90.B5
FU7432:LD | SC | L5682 | WHT | 16 | 90.B6 | XT0140:30 | BOP PANEL | 90.B5
GR0140: | SC | 0V | WHT | 14 | 28.A4 | XT0140:16 | BOP PANEL | 28.A5
GR0180: | SC | IEG02573 | GRN | 14 | 5.B3 | IEG0257:3 | BOP PANEL | 5.B3
GR0257: | SC | 0V | WHT | 14 | 28.D1 | XT0180:10 | BOP PANEL | 28.D1
IEG0140: | SC | IEG0140 | GRN | 14 | 28.C5 | IEG0257:1 | BOP PANEL | 28.C5
IEG0180: | SC | IEG02572 | GRN | 14 | 28.D3 | IEG0257:2 | BOP PANEL | 28.D4
IEG0180: | SC | CC7560S | GRN | 14 | 34.C6 | XT0181:3 | BOP PANEL | 34.C5
IEG0180: | SC | HIC1190A20ASH | GRN | 14 | 35.B6 | XT0181:6 | BOP PANEL | 35.B5
KA0531:14 | SC | L5611P | WHT | 16 | 94.A5 | XT0140:47 | BOP PANEL | 94.A5
KA0531:A1 | SC | ESTOP | WHT | 20 | 29.B3 | KA0532:A1 | BOP PANEL | 29.B3
KA0531:A1 | SC | ESTOP | WHT | 20 | 29.B3 | XT0140:19 | BOP PANEL | 29.B2
KA0531:A2 | SC | 0V | WHT | 20 | 29.B3 | KA0532:A2 | BOP PANEL | 29.B3
KA0531:A2 | SC | 0V | WHT | 20 | 29.B3 | KA0539:A2 | BOP PANEL | 29.A3
KA0532:14 | SC | KA053214 | WHT | 16 | 96.A6 | KA0540:A1 | BOP PANEL | 96.A5
KA0532:24 | SC | KA053224 | WHT | 16 | 99.A6 | KA0541:A1 | BOP PANEL | 99.A5
KA0532:A1 | SC | ESTOP | WHT | 20 | 29.B3 | KA0533:A1 | BOP PANEL | 29.B3
KA0532:A2 | SC | 0V | WHT | 20 | 29.B3 | KA0533:A2 | BOP PANEL | 29.B3
KA0533:11 | SC | KA053311 | WHT | 20 | 98.A6 | KA0542:A1 | BOP PANEL | 98.A6
KA0533:11 | SC | FU0144 | WHT | 20 | 29.C2 | XT0140:17 | BOP PANEL | 29.C1
KA0533:24 | SC | KA053324 | WHT | 16 | 97.A6 | KA0543:A1 | BOP PANEL | 97.A5
KA0533:A1 | SC | ESTOP | WHT | 20 | 29.B3 | KA0534:A1 | BOP PANEL | 29.B3
KA0533:A2 | SC | 0V | WHT | 20 | 29.B3 | KA0534:A2 | BOP PANEL | 29.B3
KA0534:14 | SC | SDY1200A13P | WHT | 16 | 95.A5 | XT0140:53 | BOP PANEL | 95.A5
KA0534:A1 | SC | ESTOP | WHT | 20 | 29.B3 | KA0537:A1 | BOP PANEL | 29.B3
KA0534:A2 | SC | 0V | WHT | 20 | 29.B3 | KA0537:A2 | BOP PANEL | 29.B3
KA0535:14 | SC | KA053514 | WHT | 16 | 101.B5 | XT0573:1 B2 | BOP PANEL | 101.B5
KA0535:24 | SC | KA053524 | WHT | 16 | 100.B5 | XT0573:10 B2 | BOP PANEL | 100.B5
KA0535:A1 | SC | KA0231A1 | WHT | 20 | 29.A3 | KA0536:A1 | BOP PANEL | 29.A3
KA0535:A1 | SC | KA0231A1 | WHT | 20 | 29.A3 | XT0140:18 | BOP PANEL | 29.A2
KA0535:A2 | SC | 0V | WHT | 20 | 29.A3 | KA0536:A2 | BOP PANEL | 29.A3
KA0535:A2 | SC | 0V | WHT | 20 | 29.A3 | XT0140:16 | BOP PANEL | 28.A5
KA0536:11 | SC | XT05732B1 | WHT | 16 | 101.B5 | XT0573:2 B1 | BOP PANEL | 101.B5
KA0536:12 | SC | KA053612 | WHT | 16 | 101.B5 | XT0573:1 T1 | BOP PANEL | 101.B5
KA0536:21 | SC | KA053621 | WHT | 16 | 100.B5 | XT0573:11 B1 | BOP PANEL | 100.B5
KA0536:22 | SC | KA053622 | WHT | 16 | 100.B5 | XT0573:10 T1 | BOP PANEL | 100.B5
KA0536:A1 | SC | KA0231A1 | WHT | 20 | 29.A3 | KA0538:A1 | BOP PANEL | 29.A3
KA0536:A2 | SC | 0V | WHT | 20 | 29.A3 | KA0538:A2 | BOP PANEL | 29.A3
KA0538:A1 | SC | KA0231A1 | WHT | 20 | 29.A3 | KA0539:A1 | BOP PANEL | 29.A3
KA0538:A2 | SC | 0V | WHT | 20 | 29.A3 | KA0539:A2 | BOP PANEL | 29.A3
KA0540:14 | SC | L5621P | WHT | 16 | 96.A5 | XT0140:59 | BOP PANEL | 96.A5
KA0540:A2 | SC | L5621N | WHT | 16 | 96.A5 | XT0140:60 | BOP PANEL | 96.A5
KA0541:14 | SC | L5641P | WHT | 16 | 99.A5 | XT0140:83 | BOP PANEL | 99.A5
KA0541:A2 | SC | L5641N | WHT | 16 | 99.A5 | XT0140:84 | BOP PANEL | 99.A5
KA0542:14 | SC | SDY4070A30P | WHT | 16 | 98.A5 | XT0180:29 | BOP PANEL | 98.A5
KA0542:A2 | SC | SDY4070A30 | WHT | 16 | 98.A6 | XT0180:30 | BOP PANEL | 98.A5
KA0543:14 | SC | SDY1200A10P | WHT | 16 | 97.A5 | XT0140:71 | BOP PANEL | 97.A5
KA0543:A2 | SC | SDY1200A10 | WHT | 16 | 97.A5 | XT0140:72 | BOP PANEL | 97.A5
KA21804:11 | SC | K218004COM | WHT | 16 | 103.A5 | XT0181:43 | BOP PANEL | 103.A5
KA21804:14 | SC | K218004NO | WHT | 16 | 103.A5 | XT0181:44 | BOP PANEL | 103.A5
KA21805:11 | SC | K218005COM | WHT | 16 | 103.B5 | XT0181:45 | BOP PANEL | 103.B5
KA21805:14 | SC | K218005NO | WHT | 16 | 103.B5 | XT0181:46 | BOP PANEL | 103.B5
KA21806:11 | SC | K218006COM | WHT | 16 | 103.B5 | XT0181:47 | BOP PANEL | 103.B5
KA21806:14 | SC | K218006NO | WHT | 16 | 103.B5 | XT0181:48 | BOP PANEL | 103.B5
KA21807:11 | SC | KA2180711 | WHT | 16 | 103.C5 | XT0181:49 | BOP PANEL | 103.C5
KA21807:14 | SC | KA2180714 | WHT | 16 | 103.C5 | XT0181:50 | BOP PANEL | 103.C5
KA21808:11 | SC | KA2180811 | WHT | 16 | 103.C5 | XT0181:51 | BOP PANEL | 103.C5
KA21808:14 | SC | KA2180814 | WHT | 16 | 103.C5 | XT0181:52 | BOP PANEL | 103.C5
KT0571:A1 | SC | LVFC561 | WHT | 16 | 94.B6 | XT0572:1 | BOP PANEL | 94.B5
KT0572:15 | SC | KA053312 | WHT | 20 | 29.D3 | KT0574:15 | BOP PANEL | 29.D3
KT0572:15 | SC | KA053312 | WHT | 20 | 29.D3 | KT0575:15 | BOP PANEL | 29.C3
KT0572:15 | SC | KA053312 | WHT | 20 | 29.D3 | KT0573:15 | BOP PANEL | 29.C3
KT0572:16 | SC | KT057216 | WHT | 16 | 29.D3 | XT0573:11 B2 | BOP PANEL | 100.B5
KT0572:A1 | SC | SVFC562N | WHT | 16 | 96.B6 | XT0140:64 | BOP PANEL | 96.B5
KT0573:15 | SC | KA053312 | WHT | 20 | 29.C3 | KA0533:12 | BOP PANEL | 29.C2
KT0573:16 | SC | KT057316 | WHT | 16 | 29.C3 | XT0573:2 T2 | BOP PANEL | 101.B5
KT0573:A1 | SC | DVFC564 | WHT | 16 | 99.B6 | XT0140:88 | BOP PANEL | 99.B5
KT0574:16 | SC | KT057416 | WHT | 16 | 29.D3 | XT0573:11 T2 | BOP PANEL | 100.B5
KT0574:A1 | SC | ZSC4070A30 | WHT | 16 | 98.B6 | XT0180:34 | BOP PANEL | 98.B5
KT0575:16 | SC | KT057516 | WHT | 16 | 29.C3 | XT0573:2 B2 | BOP PANEL | 101.B5
KT0575:A1 | SC | ZSC1200A10 | WHT | 16 | 97.B6 | XT0140:76 | BOP PANEL | 97.B5
KT0576:A1 | SC | ZSC1200A13 | WHT | 16 | 95.B6 | XT0572:9 | BOP PANEL | 95.B5
XT0140:11 | SC | L5602P | WHT | 16 | 101.B4 | XT0573:1 B1 | BOP PANEL | 101.B5
XT0140:13 | SC | FU0136 | WHT | 12 | 28.A5 | XT0570:1 | BOP PANEL | 28.A5
XT0140:14 | SC | 0V | WHT | 14 | 28.A5 | XT0570:2 | BOP PANEL | 28.A5
XT0140:5 | SC | BDY4070A22P | WHT | 16 | 100.B4 | XT0573:10 B1 | BOP PANEL | 100.B5
XT0140:52 | SC | LVFC561 | WHT | 16 | 94.B5 | XT0572:1 | BOP PANEL | 94.B5
XT0140:58 | SC | ZSC1200A13 | WHT | 16 | 95.B5 | XT0572:9 | BOP PANEL | 95.B5
XT0180:9 | SC | 0V | WHT | 14 | 28.D1 | XT0140:16 | BOP PANEL | 28.A5
XT0570:3 | SC | KA0231A1 | WHT | 12 | 29.A2 | XT0140:18 | BOP PANEL | 29.A2
AU0140:L2 | WC0014 | AU0140L2 | ENET | CABLE | 28.A2 | AU0180:L1 | BOP PANEL | 28.C2
AF0182:43 | WC4100 | ZT1190A20P | WHT | 16 | 89.A7 | XT0180:19 | BOP PANEL | 89.A5
AF0182:08 | WC4100 | ZT1190A20N | BLK | 16 | 89.A7 | XT0180:20 | BOP PANEL | 89.A5
IEG0180: | WC4100 | ZT1190A20SH | SH | 16 | 89.A6 | XT0180:21 | BOP PANEL | 89.A5
AF0143:12 | WC4101 | PY1190A20P | WHT | 16 | 89.C7 | XT0140:20 | BOP PANEL | 89.C5
AF0143:13 | WC4101 | PY1190A20N | BLK | 16 | 89.C7 | XT0140:21 | BOP PANEL | 89.C5
IEG0140: | WC4101 | PY1190A20SH | SH | 16 | 89.C6 | XT0140:22 | BOP PANEL | 89.C5
AF0183:00 | WC4102 | TY1190A22P | WHT | 16 | 89.C7 | XT0180:26 | BOP PANEL | 89.C5
AF0183:01 | WC4102 | TY1190A22N | BLK | 16 | 89.C7 | XT0180:27 | BOP PANEL | 89.D5
AF0183:39 | WC4102 | TY1190A22SH | SH | 16 | 89.C7 | XT0180:28 | BOP PANEL | 89.D5
AF0142:41 | WC4103 | T5632P | WHT | 16 | 90.A7 | XT0140:23 | BOP PANEL | 90.A5
AF0142:06 | WC4103 | T5632N | BLK | 16 | 90.A7 | XT0140:24 | BOP PANEL | 90.A5
IEG0140: | WC4103 | T5632SH | SH | 16 | 90.A6 | XT0140:25 | BOP PANEL | 90.A5
AF0143:08 | WC4104 | L568P | WHT | 16 | 90.C7 | XT0140:32 | BOP PANEL | 90.C5
AF0143:09 | WC4104 | L568N | BLK | 16 | 90.C7 | XT0140:33 | BOP PANEL | 90.C5
IEG0140: | WC4104 | L568SH | SH | 16 | 90.C6 | XT0140:34 | BOP PANEL | 90.C5
AF0146:39 | WC4105 | TPD5632P | WHT | 16 | 91.A6 | XT0181:7 | BOP PANEL | 91.A5
AF0146:04 | WC4105 | TPD5632N | BLK | 16 | 91.A6 | XT0181:8 | BOP PANEL | 91.A5
IEG0140: | WC4105 | TPD5632SH | SH | 16 | 91.A6 | XT0181:9 | BOP PANEL | 91.A5
AF0146:41 | WC4106 | TT1190A40P | WHT | 16 | 91.A6 | XT0181:10 | BOP PANEL | 91.A5
AF0146:06 | WC4106 | TT1190A40N | BLK | 16 | 91.A6 | XT0181:11 | BOP PANEL | 91.B5
IEG0140: | WC4106 | TT1190A40SH | SH | 16 | 91.B6 | XT0181:12 | BOP PANEL | 91.B5
AF0146:43 | WC4107 | PT1190A43P | WHT | 16 | 91.B6 | XT0181:13 | BOP PANEL | 91.B5
AF0146:08 | WC4107 | PT1190A43N | BLK | 16 | 91.B6 | XT0181:14 | BOP PANEL | 91.B5
IEG0140: | WC4107 | PT1190A43SH | SH | 16 | 91.B6 | XT0181:15 | BOP PANEL | 91.B5
AF0146:45 | WC4108 | PT4070A05P | WHT | 16 | 91.C6 | XT0181:16 | BOP PANEL | 91.C5
AF0146:10 | WC4108 | PT4070A05N | BLK | 16 | 91.C6 | XT0181:17 | BOP PANEL | 91.C5
IEG0140: | WC4108 | PT4070A05SH | SH | 16 | 91.C6 | XT0181:18 | BOP PANEL | 91.C5
AF0146:47 | WC4109 | TT4070A10P | WHT | 16 | 91.C6 | XT0181:19 | BOP PANEL | 91.C5
AF0146:12 | WC4109 | TT4070A10N | BLK | 16 | 91.C6 | XT0181:20 | BOP PANEL | 91.C5
IEG0140: | WC4109 | TT4070A10SH | SH | 16 | 91.C6 | XT0181:21 | BOP PANEL | 91.C5
AF0146:49 | WC4110 | PDT4070A16P | WHT | 16 | 91.D6 | XT0181:22 | BOP PANEL | 91.D5
AF0146:14 | WC4110 | PDT4070A16N | BLK | 16 | 91.D6 | XT0181:23 | BOP PANEL | 91.D5
IEG0140: | WC4110 | PDT4070A16SH | SH | 16 | 91.D6 | XT0181:24 | BOP PANEL | 91.D5
AF0142:37 | WC4111 | T5631P | WHT | 16 | 92.A7 | XT0140:35 | BOP PANEL | 92.A5
AF0142:02 | WC4111 | T5631N | BLK | 16 | 92.A7 | XT0140:36 | BOP PANEL | 92.A5
IEG0140: | WC4111 | T5631SH | SH | 16 | 92.A6 | XT0140:37 | BOP PANEL | 92.A5
AF0143:00 | WC4112 | L567P | WHT | 16 | 92.C7 | XT0140:42 | BOP PANEL | 92.C5
AF0143:01 | WC4112 | L567N | BLK | 16 | 92.C7 | XT0140:43 | BOP PANEL | 92.C5
IEG0140: | WC4112 | L567SH | SH | 16 | 92.C6 | XT0140:44 | BOP PANEL | 92.C5
AF0142:45 | WC4113 | TPD5631P | WHT | 16 | 93.A6 | XT0181:25 | BOP PANEL | 93.A5
AF0142:10 | WC4113 | TPD5631N | BLK | 16 | 93.A6 | XT0181:26 | BOP PANEL | 93.A5
IEG0140: | WC4113 | TPD5631SH | SH | 16 | 93.A6 | XT0181:27 | BOP PANEL | 93.A5
AF0142:47 | WC4114 | TT1200A40P | WHT | 16 | 93.A6 | XT0181:28 | BOP PANEL | 93.A5
AF0142:12 | WC4114 | TT1200A40N | BLK | 16 | 93.A6 | XT0181:29 | BOP PANEL | 93.B5
IEG0140: | WC4114 | TT1200A40SH | SH | 16 | 93.B6 | XT0181:30 | BOP PANEL | 93.B5
AF0142:49 | WC4115 | PT1200A43P | WHT | 16 | 93.B6 | XT0181:31 | BOP PANEL | 93.B5
AF0142:14 | WC4115 | PT1200A43 | BLK | 16 | 93.B6 | XT0181:32 | BOP PANEL | 93.B5
IEG0140: | WC4115 | PT1200A43SH | SH | 16 | 93.B6 | XT0181:33 | BOP PANEL | 93.B5
AF0146:35 | WC4116 | PT4080A05P | WHT | 16 | 93.C6 | XT0181:34 | BOP PANEL | 93.C5
AF0146:00 | WC4116 | PT4080A05N | BLK | 16 | 93.C6 | XT0181:35 | BOP PANEL | 93.C5
IEG0140: | WC4116 | PT4080A05SH | SH | 16 | 93.C6 | XT0181:36 | BOP PANEL | 93.C5
AF0146:37 | WC4117 | TT4080A10P | WHT | 16 | 93.C6 | XT0181:37 | BOP PANEL | 93.C5
AF0146:02 | WC4117 | TT4080A10N | BLK | 16 | 93.C6 | XT0181:38 | BOP PANEL | 93.C5
AF0142:35 | WC4118 | PDT1190A15P | WHT | 16 | 96.C7 | XT0140:65 | BOP PANEL | 96.C5
AF0142:00 | WC4118 | PDT1190A15N | BLK | 16 | 96.C7 | XT0140:66 | BOP PANEL | 96.C5
IEG0140: | WC4118 | PDT1190A15SH | SH | 16 | 96.C6 | XT0140:67 | BOP PANEL | 96.C5
AF0142:39 | WC4119 | PDT1190A20P | WHT | 16 | 96.C7 | XT0140:68 | BOP PANEL | 96.C5
AF0142:04 | WC4119 | PDT1190A20N | BLK | 16 | 96.C7 | XT0140:69 | BOP PANEL | 96.D5
IEG0140: | WC4119 | PDT1190A20SH | SH | 16 | 96.D6 | XT0140:70 | BOP PANEL | 96.D5
AF0145:43 | WC4120 | PDT1200A15P | WHT | 16 | 97.C7 | XT0140:77 | BOP PANEL | 97.C5
AF0145:08 | WC4120 | PDT1200A15N | BLK | 16 | 97.C7 | XT0140:78 | BOP PANEL | 97.C5
IEG0140: | WC4120 | PDT1200A15SH | SH | 16 | 97.C6 | XT0140:79 | BOP PANEL | 97.C5
AF0145:45 | WC4121 | PT1200A20P | WHT | 16 | 97.C7 | XT0140:80 | BOP PANEL | 97.C5
AF0145:10 | WC4121 | PT1200A20N | BLK | 16 | 97.C7 | XT0140:81 | BOP PANEL | 97.D5
IEG0140: | WC4121 | PT1200A20SH | SH | 16 | 97.D6 | XT0140:82 | BOP PANEL | 97.D5
AF0145:39 | WC4122 | PDT4080A16P | WHT | 16 | 99.C7 | XT0181:40 | BOP PANEL | 99.C5
AF0145:04 | WC4122 | PDT4080A16N | BLK | 16 | 99.C7 | XT0181:41 | BOP PANEL | 99.C5
IEG0140: | WC4122 | PDT4080A16SH | SH | 16 | 99.C6 | XT0181:42 | BOP PANEL | 99.C5
AF0145:35 | WC4123 | TT1200A22P | WHT | 16 | 104.A7 | XT0181:53 | BOP PANEL | 104.A5
AF0145:00 | WC4123 | TT1200A22N | BLK | 16 | 104.A7 | XT0181:54 | BOP PANEL | 104.A5
IEG0140: | WC4123 | TT1200A22SH | SH | 16 | 104.A6 | XT0181:55 | BOP PANEL | 104.A5
AF0145:37 | WC4124 | LT1200A01P | WHT | 16 | 104.B7 | XT0181:56 | BOP PANEL | 104.B5
AF0145:02 | WC4124 | LT1200A01N | BLK | 16 | 104.B7 | XT0181:57 | BOP PANEL | 104.B5
IEG0140: | WC4124 | LT1200A01SH | SH | 16 | 104.B6 | XT0181:58 | BOP PANEL | 104.B5
AF0143:04 | WC4125 | LY1200A01P | WHT | 16 | 104.B7 | XT0181:59 | BOP PANEL | 104.B5
AF0143:05 | WC4125 | LY1200A01N | BLK | 16 | 104.B7 | XT0181:60 | BOP PANEL | 104.C5
AF0143:41 | WC4125 | LY1200A01SH | SH | 16 | 104.B7 | XT0181:61 | BOP PANEL | 104.C5
AF0184:35 | WC4126 | TT1190A22P | WHT | 16 | 105.A7 | XT0181:62 | BOP PANEL | 105.A5
AF0184:00 | WC4126 | TT1190A22N | BLK | 16 | 105.A7 | XT0181:63 | BOP PANEL | 105.A5
IEG0180: | WC4126 | TT1190A22SH | SH | 16 | 105.A6 | XT0181:64 | BOP PANEL | 105.A5
AF0145:41 | WC4127 | LT1190A01P | WHT | 16 | 105.B7 | XT0181:65 | BOP PANEL | 105.B5
AF0145:06 | WC4127 | LT1190A01N | BLK | 16 | 105.B7 | XT0181:66 | BOP PANEL | 105.B5
IEG0140: | WC4127 | LT1190A01SH | SH | 16 | 105.B6 | XT0181:67 | BOP PANEL | 105.B5
AF0183:08 | WC4128 | LY119A01P | WHT | 16 | 105.B7 | XT0181:68 | BOP PANEL | 105.B5
AF0183:09 | WC4128 | LY119A01N | BLK | 16 | 105.B7 | XT0181:69 | BOP PANEL | 105.C5
AF0183:43 | WC4128 | LY119A01SH | SH | 16 | 105.B7 | XT0181:70 | BOP PANEL | 105.C5
AF0182:39 | WC4129 | PDT4080A24P | WHT | 16 | 106.A7 | XT0181:71 | BOP PANEL | 106.A5
AF0182:04 | WC4129 | PDT4080A24N | BLK | 16 | 106.A7 | XT0181:72 | BOP PANEL | 106.A5
IEG0180: | WC4129 | PDT4080A24SH | SH | 16 | 106.A6 | XT0181:73 | BOP PANEL | 106.A5
AF0182:41 | WC4130 | TT4080A26P | WHT | 16 | 106.B7 | XT0181:74 | BOP PANEL | 106.B5
AF0182:06 | WC4130 | TT4080A26N | BLK | 16 | 106.B7 | XT0181:75 | BOP PANEL | 106.B5
IEG0180: | WC4130 | TT4080A26SH | SH | 16 | 106.B6 | XT0181:76 | BOP PANEL | 106.B5
AF0183:04 | WC4131 | TY4080A26P | WHT | 16 | 106.B7 | XT0181:77 | BOP PANEL | 106.B5
AF0183:05 | WC4131 | TY4080A26N | BLK | 16 | 106.B7 | XT0181:78 | BOP PANEL | 106.B5
AF0183:41 | WC4131 | TY4080A26SH | SH | 16 | 106.B7 | XT0181:79 | BOP PANEL | 106.B5
AF0182:45 | WC4132 | PDT4080A40P | WHT | 16 | 106.C8 | XT0181:80 | BOP PANEL | 106.C5
AF0182:10 | WC4132 | PDT4080A40N | BLK | 16 | 106.C8 | XT0181:81 | BOP PANEL | 106.C5
IEG0180: | WC4132 | PDT4080A40SH | SH | 16 | 106.C6 | XT0181:82 | BOP PANEL | 106.C5
AF0182:47 | WC4133 | PDT4080A44P | WHT | 16 | 106.D8 | XT0181:83 | BOP PANEL | 106.D5
AF0182:12 | WC4133 | PDT4080A44N | BLK | 16 | 106.D8 | XT0181:84 | BOP PANEL | 106.D5
IEG0180: | WC4133 | PDT4080A44SH | SH | 16 | 106.D6 | XT0181:85 | BOP PANEL | 106.D5
AF0182:49 | WC4134 | TT4080A47P | WHT | 16 | 106.D8 | XT0181:86 | BOP PANEL | 106.D5
AF0182:14 | WC4134 | TT4080A47N | BLK | 16 | 106.D8 | XT0181:87 | BOP PANEL | 106.D5
IEG0180: | WC4134 | TT4080A47SH | SH | 16 | 106.D6 | XT0181:88 | BOP PANEL | 106.D5
AF0184:37 | WC4135 | PDT4070A24P | WHT | 16 | 107.A7 | XT0181:89 | BOP PANEL | 107.A5
AF0184:02 | WC4135 | PDT4070A24N | BLK | 16 | 107.A7 | XT0181:90 | BOP PANEL | 107.A5
IEG0180: | WC4135 | PDT4070A24SH | SH | 16 | 107.A6 | XT0181:91 | BOP PANEL | 107.A5
AF0142:43 | WC4136 | TT4070A26P | WHT | 16 | 107.B7 | XT0181:92 | BOP PANEL | 107.B5
AF0142:08 | WC4136 | TT4070A26N | BLK | 16 | 107.B7 | XT0181:93 | BOP PANEL | 107.B5
IEG0140: | WC4136 | TT4070A26SH | SH | 16 | 107.B6 | XT0181:94 | BOP PANEL | 107.B5
AF0183:12 | WC4137 | TY4070A26P | WHT | 16 | 107.B7 | XT0181:95 | BOP PANEL | 107.B5
AF0183:13 | WC4137 | TY4070A26N | BLK | 16 | 107.B7 | XT0181:96 | BOP PANEL | 107.B5
AF0183:45 | WC4137 | TY4070A26SH | SH | 16 | 107.B7 | XT0181:97 | BOP PANEL | 107.B5
AF0184:39 | WC4138 | TY4070A40P | WHT | 16 | 107.C7 | XT0181:98 | BOP PANEL | 107.C5
AF0184:04 | WC4138 | TY4070A40N | BLK | 16 | 107.C7 | XT0181:99 | BOP PANEL | 107.C5
IEG0180: | WC4138 | TY4070A40SH | SH | 16 | 107.C6 | XT0181:100 | BOP PANEL | 107.C5
AF0184:41 | WC4139 | PDT4070A44P | WHT | 16 | 107.D7 | XT0181:101 | BOP PANEL | 107.D5
AF0184:06 | WC4139 | PDT4070A44N | BLK | 16 | 107.D7 | XT0181:102 | BOP PANEL | 107.D5
IEG0180: | WC4139 | PDT4070A44SH | SH | 16 | 107.D6 | XT0181:103 | BOP PANEL | 107.D5
AF0184:43 | WC4140 | TT4070A47P | WHT | 16 | 107.D7 | XT0181:104 | BOP PANEL | 107.D5
AF0184:08 | WC4140 | TT4070A47N | BLK | 16 | 107.D7 | XT0181:105 | BOP PANEL | 107.D5
IEG0180: | WC4140 | TT4070A47SH | SH | 16 | 107.D6 | XT0181:106 | BOP PANEL | 107.D5
SolarTools ver. 24.0.84.24712 (Jul 31, 2025)
Report date: 4/8/2026 8:56 PM

## CONSOLE
CONSOLE
CONTROL CONSOLE & CONTROL CONSOLE (DOOR PANELS)
Project # | H0390
Project Name | SHELL PERDIDO
Revision | A.2
Controls DE | J.SENECA
Phone: | 0
Controls ME
Phone:
From | [5 empty] | To
Device ID | Cable (W) Conductor (SC) Jumper Clip (JC) | Wire No. | Wire ID | Gauge/Size | Page/Zone | Device ID | Location | Page/Zone
AT0190:GND | SC | AT0190G | GRN/YEL | 14 | 11.B4 | FRAME | CONSOLE | 11.C3
AT0190:USB1 | SC | AT0190K | CABLE | USB | 11.B4 | AT0190K:KI | CONSOLE | 11.C5
EL0273:+ | SC | ZS0273 | WHT | 14 | 11.B4 | ZS0273:2 | CONSOLE | 11.B4
AT0190:ETAP:L1 | WC9004 | AT0680L2 | ENET | CABLE | 11.B4 | AT0680:LAN2 | BACK WALL PANEL | 8.B4
AT0190:NEG | SC | 0V1 | WHT | 14 | 11.B4 | XT0562:2 | PWR DISTRIBUTION RAIL | 11.B2
AT0190:POS | SC | FU0190 | WHT | 14 | 11.B4 | FU0190:LD | PWR DISTRIBUTION RAIL | 11.C3
EL0273:- | SC | 0V1 | WHT | 14 | 11.B4 | XT0562:1 | PWR DISTRIBUTION RAIL | 11.B2
ZS0273:1 | SC | FU0273 | WHT | 14 | 11.B4 | FU0273:LD | PWR DISTRIBUTION RAIL | 11.B3
HA0273:(+) | WC5540 | HA0273P | BLK | 16 | 14.A1 | AF0201:10 | TCP | 14.A3
HA0273:(-) | WC5540 | HA0273N | WHT | 16 | 14.A1 | AF0201:27 | TCP | 14.A3
SolarTools ver. 24.0.84.24712 (Jul 31, 2025)
Report date: 4/8/2026 8:56 PM

## JB70
JB70
Project # | H0390
Project Name | SHELL PERDIDO
Revision | A.2
Controls DE | J.SENECA
Phone: | 0
Controls ME
Phone:
From | [5 empty] | To
Device ID | Cable (W) Conductor (SC) Jumper Clip (JC) | Wire No. | Wire ID | Gauge/Size | Page/Zone | Device ID | Location | Page/Zone
AT1100:POS | SC | FU1100 | WHT | 14 | 33.D3 | FU1100:LD | JB70 RIGHT RAIL | 33.D3
AT1100:GND | SC | PEG01304 | GRN/YEL | 14 | 33.D3 | PEG0130:4 | PANEL A | 33.D6
AT1100:NEG | SC | 0V | WHT | 14 | 33.D3 | XT0134:3 | PANEL A | 20.B3
SA0471:B1-13 | SC | SA047123 | WHT | 20 | 32.B1 | AF0087:43 | PANEL A | 32.B7
SA0471:B1-14 | SC | SA047124 | WHT | 20 | 32.B1 | AF0087:08 | PANEL A | 32.B7
SA0471:B2-13 | SC | SA047113 | WHT | 20 | 32.A1 | AF0087:42 | PANEL A | 32.A7
SA0471:B2-14 | SC | SA047114 | WHT | 20 | 32.A1 | AF0087:07 | PANEL A | 32.A7
SA0473:11 | SC | SA0473B-B2 | WHT | 20 | 32.D1 | AF0087:41 | PANEL A | 32.D7
SA0473:12 | SC | SA0473B-B1 | WHT | 20 | 32.D1 | AF0087:06 | PANEL A | 32.D7
SA0473:13 | SC | SA0473W-B2 | WHT | 20 | 32.D1 | AF0087:40 | PANEL A | 32.D7
SA0473:14 | SC | SA0473W-B1 | WHT | 20 | 32.D1 | AF0087:05 | PANEL A | 32.D7
SB0471:11 | SC | SB047111 | WHT | 20 | 31.D1 | AF0087:37 | PANEL A | 31.D7
SB0471:12 | SC | SB047112 | WHT | 20 | 31.D1 | AF0087:02 | PANEL A | 31.D7
SB0472:B1-11 | SC | ESTOPA | WHT | 20 | 32.B1 | XT0137:1 | PANEL A | 32.B5
SB0472:B1-12 | SC | ESTOP | WHT | 20 | 32.B1 | XT0137:2 | PANEL A | 32.B5
SB0472:B2-11 | SC | SB047221 | WHT | 20 | 32.B1 | AF0087:44 | PANEL A | 32.B7
SB0472:B2-12 | SC | SB047222 | WHT | 20 | 32.B1 | AF0087:09 | PANEL A | 32.B7
SB0473:13 | SC | SB047313 | WHT | 20 | 31.D1 | AF0087:38 | PANEL A | 31.D7
SB0473:14 | SC | SB047314 | WHT | 20 | 31.D1 | AF0087:03 | PANEL A | 31.D7
SB0474:13 | SC | SB047423 | WHT | 20 | 32.A1 | AF0087:39 | PANEL A | 32.A7
SB0474:14 | SC | SB047424 | WHT | 20 | 32.A1 | AF0087:04 | PANEL A | 32.A7
SH0470:11 | SC | SH047011 | WHT | 20 | 31.B1 | AF0087:36 | PANEL A | 31.B7
SH0470:12 | SC | SH047012 | WHT | 20 | 31.B1 | AF0087:01 | PANEL A | 31.B7
SH0470:13 | SC | SH047013 | WHT | 20 | 31.B1 | XT0137:5 | PANEL A | 31.B5
SH0470:14 | SC | SH047014 | WHT | 20 | 31.B1 | XT0137:6 | PANEL A | 31.B5
SH0470:X1 | SC | SH0470X1 | WHT | 20 | 31.B1 | AF0087:30 | PANEL A | 31.B7
SH0470:X2 | SC | SH0470X2 | WHT | 20 | 31.B1 | AF0087:13 | PANEL A | 31.B7
SH0471:11 | SC | SH047111 | WHT | 20 | 31.A1 | XT0137:3 | PANEL A | 31.A5
SH0471:12 | SC | SH047112 | WHT | 20 | 31.A1 | XT0137:4 | PANEL A | 31.A5
SH0471:13 | SC | SH047113 | WHT | 20 | 31.A1 | AF0087:35 | PANEL A | 31.A7
SH0471:14 | SC | SH047114 | WHT | 20 | 31.A1 | AF0087:00 | PANEL A | 31.A7
SH0471:X1 | SC | SH0471X1 | WHT | 20 | 31.A1 | AF0087:27 | PANEL A | 31.A7
SH0471:X2 | SC | SH0471X2 | WHT | 20 | 31.A1 | AF0087:10 | PANEL A | 31.A7
HA0472:BLK-1 | WC5072 | HA04721 | 1 | 18 | 31.C1 | AF0087:32 | PANEL A | 31.C6
HA0472:BLK-2 | WC5072 | HA04722 | 2 | 18 | 31.C1 | AF0087:15 | PANEL A | 31.C6
SH0472:11 | SC | SH047211 | WHT | 20 | 31.C1 | XT0236:4 | PANEL B | 31.C5
SH0472:12 | SC | SH047212 | WHT | 20 | 31.C1 | XT0236:5 | PANEL B | 31.C5
SH0472:13 | SC | FU0139 | WHT | 20 | 31.B1 | XT0236:1 | PANEL B | 31.B5
SH0472:14 | SC | KA0241A1 | WHT | 20 | 31.B1 | XT0236:2 | PANEL B | 31.B5
SH0472:X1 | SC | 0V | WHT | 20 | 31.C1 | XT0236:3 | PANEL B | 31.C5
SH0472:X2 | SC | SH0472X2 | WHT | 20 | 31.C1 | XT0237:2 B1 | PANEL B | 31.C5
AT1100:L1 | WC0101 | BA1100DEVICE | ENET | CABLE | 33.D3 | BA1100:DEVICE | PANEL B | 33.D1
SolarTools ver. 24.0.84.24712 (Jul 31, 2025)
Report date: 4/8/2026 8:56 PM

## JB70 LEFT RAIL
JB70 LEFT RAIL
JB70 (LEFT RAIL)
Project # | H0390
Project Name | SHELL PERDIDO
Revision | A.2
Controls DE | J.SENECA
Phone: | 0
Controls ME
Phone:
From | [5 empty] | To
Device ID | Cable (W) Conductor (SC) Jumper Clip (JC) | Wire No. | Wire ID | Gauge/Size | Page/Zone | Device ID | Location | Page/Zone
GR1101: | SC | GR1101 | GRN/YEL | 14 | 5.A5 | FRAME | JB70 LEFT RAIL | 5.A6
SolarTools ver. 24.0.84.24712 (Jul 31, 2025)
Report date: 4/8/2026 8:56 PM

## JB70 RIGHT RAIL
JB70 RIGHT RAIL
JB70 (RIGHT RAIL)
Project # | H0390
Project Name | SHELL PERDIDO
Revision | A.2
Controls DE | J.SENECA
Phone: | 0
Controls ME
Phone:
From | [5 empty] | To
Device ID | Cable (W) Conductor (SC) Jumper Clip (JC) | Wire No. | Wire ID | Gauge/Size | Page/Zone | Device ID | Location | Page/Zone
FU1100:LD | SC | FU1100 | WHT | 14 | 33.D3 | AT1100:POS | JB70 | 33.D3
FU1100:LI | SC | FU0136 | WHT | 14 | 33.D3 | XT0138:3 | PANEL A | 20.A3
GR1100: | SC | GR1100 | GRN | 14 | 5.A5 | IEG0230:14 | PANEL B | 5.A4
SolarTools ver. 24.0.84.24712 (Jul 31, 2025)
Report date: 4/8/2026 8:56 PM

## JB73
JB73
JB73 (HP/LP COMPRESSOR BOX)
Project # | H0390
Project Name | SHELL PERDIDO
Revision | A.2
Controls DE | J.SENECA
Phone: | 0
Controls ME
Phone:
From | [5 empty] | To
Device ID | Cable (W) Conductor (SC) Jumper Clip (JC) | Wire No. | Wire ID | Gauge/Size | Page/Zone | Device ID | Location | Page/Zone
XT0130:3 | JC | 0V | CLIP | --- | 27.A5 | XT0130:2 | JB73 | 27.A5
XT0130:4 | JC | 0V | CLIP | --- | 27.A5 | XT0130:3 | JB73 | 27.A5
XT0130:5 | JC | KA0231A1 | CLIP | --- | 27.B5 | XT0130:6 | JB73 | 27.B5
XT0130:7 | JC | FU0136 | CLIP | --- | 27.A5 | XT0130:8 | JB73 | 27.A5
XT0250:1 | JC | FU0136 | CLIP | --- | 26.A5 | XT0250:7 | JB73 | 26.A5
XT0250:3 | JC | 0V | CLIP | --- | 26.A5 | XT0250:2 | JB73 | 26.A5
XT0250:4 | JC | 0V | CLIP | --- | 26.A5 | XT0250:3 | JB73 | 26.A5
XT0250:5 | JC | FU0136 | CLIP | --- | 26.A5 | XT0250:1 | JB73 | 26.A5
AF0120:00 | SC | 012000 | WHT | 16 | 79.C6 | XT2521:1 B2 | JB73 | 79.C5
AF0120:16 | SC | 0V | WHT | 14 | 27.C2 | XT0130:3 | JB73 | 27.A5
AF0120:34 | SC | FU0121 | WHT | 16 | 27.C2 | FU0121:LD | JB73 | 27.D1
AF0121:16 | SC | AU0120N | WHT | 20 | 27.C3 | AU0120:COM | JB73 | 27.C1
AF0121:33 | SC | AF0121N | WHT | 20 | 27.C3 | AF0122:16 | JB73 | 27.C3
AF0121:34 | SC | AU0120P | WHT | 20 | 27.C3 | AU0120:V+ | JB73 | 27.C1
AF0121:51 | SC | AF0121P | WHT | 20 | 27.C3 | AF0122:34 | JB73 | 27.C3
AF0122:15 | SC | 012231 | WHT | 20 | 75.A7 | AF0122:31 | JB73 | 75.A7
AF0122:33 | SC | AF0122N | WHT | 20 | 27.C3 | AF0123:16 | JB73 | 27.C4
AF0122:51 | SC | AF0122P | WHT | 20 | 27.C3 | AF0123:34 | JB73 | 27.C4
AF0123:01 | SC | 012317 | WHT | 20 | 75.A7 | AF0123:17 | JB73 | 75.A7
AF0123:03 | SC | 012319 | WHT | 20 | 75.B7 | AF0123:19 | JB73 | 75.B7
AF0123:05 | SC | 012321 | WHT | 20 | 75.B7 | AF0123:21 | JB73 | 75.B7
AF0123:07 | SC | 012323 | WHT | 20 | 76.A7 | AF0123:23 | JB73 | 76.A7
AF0123:09 | SC | 012325 | WHT | 20 | 76.B7 | AF0123:25 | JB73 | 76.B7
AF0123:15 | SC | 012331 | WHT | 20 | 76.A7 | AF0123:31 | JB73 | 76.A7
AF0123:33 | SC | AF0123N | WHT | 20 | 27.C4 | AF0124:16 | JB73 | 27.C5
AF0123:51 | SC | AF0123P | WHT | 20 | 27.C4 | AF0124:34 | JB73 | 27.C5
AF0124:03 | SC | 012419 | WHT | 20 | 76.B7 | AF0124:19 | JB73 | 76.B7
AF0124:05 | SC | 012421 | WHT | 20 | 76.C7 | AF0124:21 | JB73 | 76.C7
AF0124:07 | SC | 012423 | WHT | 20 | 76.C7 | AF0124:23 | JB73 | 76.C7
AF0124:09 | SC | 012425 | WHT | 20 | 76.D7 | AF0124:25 | JB73 | 76.D7
AF0124:11 | SC | 012427 | WHT | 20 | 77.A7 | AF0124:27 | JB73 | 77.A7
AF0124:13 | SC | 012429 | WHT | 20 | 77.B7 | AF0124:29 | JB73 | 77.B7
AF0124:15 | SC | 012431 | WHT | 20 | 77.C7 | AF0124:31 | JB73 | 77.C7
AF0124:33 | SC | AF0124N | WHT | 20 | 27.C5 | AF0125:35 | JB73 | 27.C5
AF0124:51 | SC | AF0124P | WHT | 20 | 27.C5 | AF0125:34 | JB73 | 27.C5
AF0125:50 | SC | AF0125P | WHT | 20 | 27.C5 | AF0126:34 | JB73 | 27.C6
AF0125:51 | SC | AF0125N | WHT | 20 | 27.C5 | AF0126:35 | JB73 | 27.C6
AF0126:50 | SC | AF0126P | WHT | 20 | 27.C6 | AF0127:34 | JB73 | 27.C6
AF0126:51 | SC | AF0126N | WHT | 20 | 27.C6 | AF0127:16 | JB73 | 27.C6
AF0240:16 | SC | 0V | WHT | 14 | 26.C2 | XT0250:3 | JB73 | 26.A5
AF0240:34 | SC | FU0241 | WHT | 16 | 26.C2 | FU0241:LD | JB73 | 26.D1
AF0241:16 | SC | AU0240N | WHT | 20 | 26.C3 | AU0240:COM | JB73 | 26.C1
AF0241:33 | SC | AF0241N | WHT | 20 | 26.C3 | AF0242:16 | JB73 | 26.C3
AF0241:34 | SC | AU0240P | WHT | 16 | 26.C3 | AU0240:V+ | JB73 | 26.C1
AF0241:51 | SC | AF0241P | WHT | 20 | 26.C3 | AF0242:34 | JB73 | 26.C3
AF0242:33 | SC | AF0242N | WHT | 20 | 26.C3 | AF0243:16 | JB73 | 26.C4
AF0242:51 | SC | AF0242P | WHT | 20 | 26.C3 | AF0243:34 | JB73 | 26.C4
AF0243:15 | SC | 024331 | WHT | 20 | 77.D7 | AF0243:31 | JB73 | 77.D7
AF0243:33 | SC | AF0243N | WHT | 20 | 26.C4 | AF0244:16 | JB73 | 26.C5
AF0243:51 | SC | AF0243P | WHT | 20 | 26.C4 | AF0244:34 | JB73 | 26.C5
AF0244:03 | SC | 024419 | WHT | 20 | 78.A7 | AF0244:19 | JB73 | 78.A7
AF0244:05 | SC | 024421 | WHT | 20 | 78.B7 | AF0244:21 | JB73 | 78.B7
AF0244:07 | SC | 024423 | WHT | 20 | 78.C7 | AF0244:23 | JB73 | 78.C7
AF0244:09 | SC | 024425 | WHT | 20 | 78.D7 | AF0244:25 | JB73 | 78.D7
AF0244:33 | SC | AF0244N | WHT | 20 | 26.C5 | AF0245:35 | JB73 | 26.C5
AF0244:51 | SC | AF0244P | WHT | 20 | 26.C5 | AF0245:34 | JB73 | 26.C5
AF0245:50 | SC | AF0245P | WHT | 20 | 26.C5 | AF0246:34 | JB73 | 26.C6
AF0245:51 | SC | AF0245N | WHT | 20 | 26.C5 | AF0246:35 | JB73 | 26.C6
AF0125:00 | SC | JP | VIO | 20 | 27.C5 | AF0125:02 | JB73 | 27.C5
AF0125:02 | SC | JP | VIO | 20 | 27.C5 | AF0125:03 | JB73 | 27.C5
AF0125:04 | SC | JP | VIO | 20 | 27.C5 | AF0125:06 | JB73 | 27.C5
AF0125:06 | SC | JP | VIO | 20 | 27.C5 | AF0125:07 | JB73 | 27.C5
AF0125:08 | SC | JP | VIO | 20 | 27.C5 | AF0125:10 | JB73 | 27.C5
AF0125:10 | SC | JP | VIO | 20 | 27.C5 | AF0125:11 | JB73 | 27.C5
AF0125:12 | SC | JP | VIO | 20 | 27.C5 | AF0125:14 | JB73 | 27.C5
AF0125:14 | SC | JP | VIO | 20 | 27.C5 | AF0125:15 | JB73 | 27.C5
AF0125:17 | SC | JP | VIO | 20 | 27.C5 | AF0125:19 | JB73 | 27.C5
AF0125:19 | SC | JP | VIO | 20 | 27.C5 | AF0125:20 | JB73 | 27.C5
AF0125:21 | SC | JP | VIO | 20 | 27.C5 | AF0125:23 | JB73 | 27.C5
AF0125:23 | SC | JP | VIO | 20 | 27.C5 | AF0125:24 | JB73 | 27.C5
AF0125:25 | SC | JP | VIO | 20 | 27.C5 | AF0125:27 | JB73 | 27.C5
AF0125:27 | SC | JP | VIO | 20 | 27.C5 | AF0125:28 | JB73 | 27.C5
AF0125:29 | SC | JP | VIO | 20 | 27.C5 | AF0125:31 | JB73 | 27.C5
AF0125:31 | SC | JP | VIO | 20 | 27.C5 | AF0125:32 | JB73 | 27.C5
AF0126:04 | SC | JP | VIO | 20 | 27.C6 | AF0126:06 | JB73 | 27.C6
AF0126:06 | SC | JP | VIO | 20 | 27.C6 | AF0126:07 | JB73 | 27.C6
AF0126:08 | SC | JP | VIO | 20 | 27.C6 | AF0126:10 | JB73 | 27.C6
AF0126:10 | SC | JP | VIO | 20 | 27.C6 | AF0126:11 | JB73 | 27.C6
AF0126:29 | SC | JP | VIO | 20 | 27.C6 | AF0126:31 | JB73 | 27.C6
AF0126:31 | SC | JP | VIO | 20 | 27.C6 | AF0126:32 | JB73 | 27.C6
AF0245:00 | SC | JP | VIO | 20 | 26.C5 | AF0245:02 | JB73 | 26.C5
AF0245:02 | SC | JP | VIO | 20 | 26.C5 | AF0245:03 | JB73 | 26.C5
AF0245:04 | SC | JP | VIO | 20 | 26.C5 | AF0245:06 | JB73 | 26.C5
AF0245:06 | SC | JP | VIO | 20 | 26.C5 | AF0245:07 | JB73 | 26.C5
AF0245:08 | SC | JP | VIO | 20 | 26.C5 | AF0245:10 | JB73 | 26.C5
AF0245:10 | SC | JP | VIO | 20 | 26.C5 | AF0245:11 | JB73 | 26.C5
AF0245:12 | SC | JP | VIO | 20 | 26.C5 | AF0245:14 | JB73 | 26.C5
AF0245:14 | SC | JP | VIO | 20 | 26.C5 | AF0245:15 | JB73 | 26.C5
AF0245:17 | SC | JP | VIO | 20 | 26.C5 | AF0245:19 | JB73 | 26.C5
AF0245:19 | SC | JP | VIO | 20 | 26.C5 | AF0245:20 | JB73 | 26.C5
AF0245:21 | SC | JP | VIO | 20 | 26.C5 | AF0245:23 | JB73 | 26.C5
AF0245:23 | SC | JP | VIO | 20 | 26.C5 | AF0245:24 | JB73 | 26.C5
AF0245:25 | SC | JP | VIO | 20 | 26.C5 | AF0245:27 | JB73 | 26.C5
AF0245:27 | SC | JP | VIO | 20 | 26.C5 | AF0245:28 | JB73 | 26.C5
AF0245:29 | SC | JP | VIO | 20 | 26.C5 | AF0245:31 | JB73 | 26.C5
AF0245:31 | SC | JP | VIO | 20 | 26.C5 | AF0245:32 | JB73 | 26.C5
AF0246:00 | SC | JP | VIO | 20 | 26.C6 | AF0246:02 | JB73 | 26.C6
AF0246:02 | SC | JP | VIO | 20 | 26.C6 | AF0246:03 | JB73 | 26.C6
AF0246:04 | SC | JP | VIO | 20 | 26.C6 | AF0246:06 | JB73 | 26.C6
AF0246:06 | SC | JP | VIO | 20 | 26.C6 | AF0246:07 | JB73 | 26.C6
AF0246:08 | SC | JP | VIO | 20 | 26.C6 | AF0246:10 | JB73 | 26.C6
AF0246:10 | SC | JP | VIO | 20 | 26.C6 | AF0246:11 | JB73 | 26.C6
AF0246:12 | SC | JP | VIO | 20 | 26.C6 | AF0246:14 | JB73 | 26.C6
AF0246:14 | SC | JP | VIO | 20 | 26.C6 | AF0246:15 | JB73 | 26.C6
AF0246:17 | SC | JP | VIO | 20 | 26.C6 | AF0246:19 | JB73 | 26.C6
AF0246:19 | SC | JP | VIO | 20 | 26.C6 | AF0246:20 | JB73 | 26.C6
AF0246:21 | SC | JP | VIO | 20 | 26.C6 | AF0246:23 | JB73 | 26.C6
AF0246:23 | SC | JP | VIO | 20 | 26.C6 | AF0246:24 | JB73 | 26.C6
AF0246:25 | SC | JP | VIO | 20 | 26.C6 | AF0246:27 | JB73 | 26.C6
AF0246:27 | SC | JP | VIO | 20 | 26.C6 | AF0246:28 | JB73 | 26.C6
AF0246:29 | SC | JP | VIO | 20 | 26.C6 | AF0246:31 | JB73 | 26.C6
AF0246:31 | SC | JP | VIO | 20 | 26.C6 | AF0246:32 | JB73 | 26.C6
AU0120:COM | SC | 0V | WHT | 14 | 27.C1 | XT0130:4 | JB73 | 27.A5
AU0120:V+ | SC | FU0120 | WHT | 14 | 27.C1 | FU0120:LD | JB73 | 27.D1
AU0240:COM | SC | 0V | WHT | 14 | 26.C1 | XT0250:4 | JB73 | 26.A5
AU0240:V+ | SC | FU0240 | WHT | 14 | 26.C1 | FU0240:LD | JB73 | 26.D1
FU0120:LI | SC | FU0130 | WHT | 14 | 27.D1 | FU0130:LD | JB73 | 27.A4
FU0120:LI | SC | FU0130 | WHT | 14 | 27.D1 | FU0121:LI | JB73 | 27.D1
FU0130:LD | SC | FU0130 | WHT | 14 | 27.A4 | FU7301:LI | JB73 | 27.A6
FU0130:LI | SC | FU0136 | WHT | 16 | 27.A4 | XT0130:7 | JB73 | 27.A5
FU0240:LI | SC | FU0250 | WHT | 14 | 26.D1 | FU0250:LD | JB73 | 26.A4
FU0240:LI | SC | FU0250 | WHT | 14 | 26.D1 | FU0241:LI | JB73 | 26.D1
FU0250:LI | SC | FU0136 | WHT | 14 | 26.A4 | XT0250:5 | JB73 | 26.A5
GR0120: | SC | 0V | WHT | 14 | 27.A4 | XT0130:4 | JB73 | 27.A5
GR0240: | SC | 0V | WHT | 14 | 26.A4 | XT0250:4 | JB73 | 26.A5
IEG0120: | SC | IEG01303 | GRN | 14 | 27.D4 | IEG0130:3 | JB73 | 27.D5
IEG0130:6 | SC | IEG01306 | GRN | 14 | 26.D5 | IEG0240: | JB73 | 26.D4
KA0120:11 | SC | FU0136 | WHT | 16 | 27.B2 | XT0130:8 | JB73 | 27.A5
KA0120:12 | SC | KT21201A1 | WHT | 16 | 27.B2 | KT2120-1:A1 | JB73 | 27.B3
KA0120:A1 | SC | KA0231A1 | WHT | 14 | 27.B5 | XT0130:5 | JB73 | 27.B5
KA0120:A2 | SC | 0V | WHT | 16 | 27.B5 | XT0130:2 | JB73 | 27.A5
KT2120-1:A1 | SC | KT21201A1 | WHT | 16 | 27.B3 | KT2120-2:A1 | JB73 | 27.B3
KT2120-2:16 | SC | 2120216 | WHT | 16 | 79.C5 | XT2521:1 T2 | JB73 | 79.C5
KT2120-2:A1 | SC | KT21201A1 | WHT | 16 | 27.B3 | KT2120-2:15 | JB73 | 79.C5
KT2120-2:A2 | SC | 0V | WHT | 16 | 27.B3 | KT2120-1:A2 | JB73 | 27.B3
KT2120-2:A2 | SC | 0V | WHT | 16 | 27.B3 | XT0130:2 | JB73 | 27.A5
XT0130:4 | SC | 0V | WHT | 12 | 27.A5 | XT0520:2 | JB73 | 27.A5
XT0130:6 | SC | KA0231A1 | WHT | 14 | 27.B5 | XT0520:3 | JB73 | 27.B5
XT0130:7 | SC | FU0136 | WHT | 14 | 27.A5 | XT0520:1 | JB73 | 27.A5
XT0250:1 | SC | FU0136 | WHT | 14 | 26.A5 | XT0130:7 | JB73 | 27.A5
XT0250:4 | SC | 0V | WHT | 12 | 26.A5 | XT0130:2 | JB73 | 27.A5
AU0120:L1 | WC0024 | 0V | ENET | CABLE | 27.C1 | AU0240:L2 | JB73 | 26.C1
GR4460: | SC | GR4460 | GRN/YEL | 14 | 72.D4 | FRAME | JB73 | 72.D4
XT0250:2 | SC | 0V | WHT | 10 | 26.A5 | XT0310:2 | JB78 | 25.A5
XT0250:7 | SC | FU0136 | WHT | 14 | 26.A5 | XT0310:1 | JB78 | 25.A5
SolarTools ver. 24.0.84.24712 (Jul 31, 2025)
Report date: 4/8/2026 8:56 PM

## LEFT WALL PANEL
LEFT WALL PANEL
Project # | H0390
Project Name | SHELL PERDIDO
Revision | A.2
Controls DE | J.SENECA
Phone: | 0
Controls ME
Phone:
From | [5 empty] | To
Device ID | Cable (W) Conductor (SC) Jumper Clip (JC) | Wire No. | Wire ID | Gauge/Size | Page/Zone | Device ID | Location | Page/Zone
BA0002:V1(-) | SC | 0V1 | WHT | 16 | 3.A6 | XT0002:2 | LEFT WALL PANEL | 3.A5
BA0002:V1(+) | SC | FU0004 | WHT | 16 | 3.A6 | FU0004:LD | LEFT WALL PANEL | 3.A5
BA0003:V1(-) | SC | 0V1 | WHT | 16 | 3.B6 | XT0002:4 | LEFT WALL PANEL | 3.B5
BA0003:V1(+) | SC | FU0003 | WHT | 16 | 3.B6 | FU0003:LD | LEFT WALL PANEL | 3.B5
BA0006:V1(-) | SC | 0V1 | WHT | 16 | 3.D6 | XT0002:8 | LEFT WALL PANEL | 3.D5
BA0006:V1(+) | SC | BA0006P | WHT | 16 | 3.D6 | FU0006:LD | LEFT WALL PANEL | 3.D5
BA0008:V1(-) | SC | 0V1 | WHT | 16 | 3.C6 | XT0002:6 | LEFT WALL PANEL | 3.C5
BA0008:V1(+) | SC | FU0005 | WHT | 16 | 3.C6 | FU0005:LD | LEFT WALL PANEL | 3.C5
BA0010:V1(-) | SC | 0V1 | WHT | 16 | 4.A6 | XT0002:10 | LEFT WALL PANEL | 4.A5
BA0010:V1(+) | SC | BA0010P | WHT | 16 | 4.A6 | FU0010A:LD | LEFT WALL PANEL | 4.A5
FU0003:LI | SC | FU0200LI | WHT | 16 | 3.B5 | XT0002:3 | LEFT WALL PANEL | 3.B5
FU0004:LI | SC | FU0200LI | WHT | 16 | 3.A5 | XT0002:1 | LEFT WALL PANEL | 3.A5
FU0005:LI | SC | FU0200LI | WHT | 16 | 3.C5 | XT0002:5 | LEFT WALL PANEL | 3.C5
FU0006:LI | SC | FU0200LI | WHT | 14 | 3.D5 | XT0002:7 | LEFT WALL PANEL | 3.D5
FU0010A:LI | SC | FU0200LI | WHT | 16 | 4.A5 | XT0002:9 | LEFT WALL PANEL | 4.A5
GR0355: | SC | GR0355 | GRN | 14 | 11.A2 | IEG0356:5 | LEFT WALL PANEL | 11.A2
GR0356: | SC | GR0356 | GRN/YEL | 14 | 11.A3 | FRAME | LEFT WALL PANEL | 11.A2
XT0002:1 | SC | FU0200LI | WHT | 14 | 3.A5 | XT0002:3 | LEFT WALL PANEL | 3.B5
XT0002:2 | SC | 0V1 | WHT | 16 | 3.A5 | XT0002:4 | LEFT WALL PANEL | 3.B5
XT0002:3 | SC | FU0200LI | WHT | 14 | 3.B5 | XT0002:5 | LEFT WALL PANEL | 3.C5
XT0002:4 | SC | 0V1 | WHT | 16 | 3.B5 | XT0002:6 | LEFT WALL PANEL | 3.C5
XT0002:5 | SC | FU0200LI | WHT | 14 | 3.C5 | XT0002:7 | LEFT WALL PANEL | 3.D5
XT0002:6 | SC | 0V1 | WHT | 16 | 3.C5 | XT0002:8 | LEFT WALL PANEL | 3.D5
XT0002:7 | SC | FU0200LI | WHT | 14 | 3.D5 | XT0002:9 | LEFT WALL PANEL | 4.A5
XT0002:8 | SC | 0V1 | WHT | 16 | 3.D5 | XT0002:10 | LEFT WALL PANEL | 4.A5
IEG0356:2 | SC | IEG0210 | GRN | 14 | 15.B6 | IEG0210: | BACK WALL PANEL | 15.B5
QS0560:LI-2 | SC | UJ0132P | WHT | 10 | 11.B2 | UJ0132:OUT(+) | BACK WALL PANEL | 19.B4
QS0560:LI-4 | SC | UJ0132N | WHT | 10 | 11.B2 | UJ0132:OUT(-) | BACK WALL PANEL | 19.B4
BA0008:RJ45 | WC0680 | BA0008RJ45 | ENET | CABLE | 3.C6 | AT0680:LAN1 | BACK WALL PANEL | 8.B4
IEG0356:3 | SC | UV0611PE | GRN | 14 | 16.D5 | UV0611:P.E. | ORBIT 60^DOOR PANEL | 16.D5
IEG0356:4 | SC | UV0610PE | GRN | 14 | 16.D3 | UV0610:P.E. | ORBIT 60^DOOR PANEL | 16.D2
XT9000:1 | WC1001 | UA12631 | RED | 20 | 57.A5 | AP0629:PWR1 | ORBIT 60^DOOR PANEL | 57.A6
XT9000:2 | WC1001 | UA12632 | WHT | 20 | 57.A5 | AP0629:SIG1 | ORBIT 60^DOOR PANEL | 57.A6
XT9000:3 | WC1001 | UA12633 | BLK | 20 | 57.A5 | AP0629:COM1 | ORBIT 60^DOOR PANEL | 57.A6
XT9000:4 | WC1001 | UA1263S | SH | 20 | 57.A5 | AP0629:SHLD1 | ORBIT 60^DOOR PANEL | 57.A6
XT9000:5 | WC1002 | UA12111 | RED | 20 | 57.A5 | AP0632:PWR1 | ORBIT 60^DOOR PANEL | 57.A6
XT9000:6 | WC1002 | UA12112 | WHT | 20 | 57.A5 | AP0632:SIG1 | ORBIT 60^DOOR PANEL | 57.A6
XT9000:7 | WC1002 | UA12113 | BLK | 20 | 57.A5 | AP0632:COM1 | ORBIT 60^DOOR PANEL | 57.A6
XT9000:8 | WC1002 | UA1211S | SH | 20 | 57.A5 | AP0632:SHLD1 | ORBIT 60^DOOR PANEL | 57.A6
XT9000:9 | WC1003 | UA12101 | RED | 20 | 57.B5 | AP0633:PWR1 | ORBIT 60^DOOR PANEL | 57.B6
XT9000:10 | WC1003 | UA12102 | WHT | 20 | 57.B5 | AP0633:SIG1 | ORBIT 60^DOOR PANEL | 57.B6
XT9000:11 | WC1003 | UA12103 | BLK | 20 | 57.B5 | AP0633:COM1 | ORBIT 60^DOOR PANEL | 57.B6
XT9000:12 | WC1003 | UA1210S | SH | 20 | 57.B5 | AP0633:SHLD1 | ORBIT 60^DOOR PANEL | 57.B6
XT9000:13 | WC1004 | UA12211 | RED | 20 | 57.B5 | AP0634:PWR1 | ORBIT 60^DOOR PANEL | 57.B6
XT9000:14 | WC1004 | UA12212 | WHT | 20 | 57.B5 | AP0634:SIG1 | ORBIT 60^DOOR PANEL | 57.B6
XT9000:15 | WC1004 | UA12213 | BLK | 20 | 57.B5 | AP0634:COM1 | ORBIT 60^DOOR PANEL | 57.B6
XT9000:16 | WC1004 | UA1221S | SH | 20 | 57.B5 | AP0634:SHLD1 | ORBIT 60^DOOR PANEL | 57.B6
XT9000:17 | WC1005 | UA12201 | RED | 20 | 57.C5 | AP0635:PWR1 | ORBIT 60^DOOR PANEL | 57.C6
XT9000:18 | WC1005 | UA12202 | WHT | 20 | 57.C5 | AP0635:SIG1 | ORBIT 60^DOOR PANEL | 57.C6
XT9000:19 | WC1005 | UA12203 | BLK | 20 | 57.C5 | AP0635:COM1 | ORBIT 60^DOOR PANEL | 57.C6
XT9000:20 | WC1005 | UA1220S | SH | 20 | 57.C5 | AP0635:SHLD1 | ORBIT 60^DOOR PANEL | 57.C6
XT9000:21 | WC1006 | UA12311 | RED | 20 | 57.C5 | AP0636:PWR1 | ORBIT 60^DOOR PANEL | 57.C6
XT9000:22 | WC1006 | UA12312 | WHT | 20 | 57.C5 | AP0636:SIG1 | ORBIT 60^DOOR PANEL | 57.C6
XT9000:23 | WC1006 | UA12313 | BLK | 20 | 57.C5 | AP0636:COM1 | ORBIT 60^DOOR PANEL | 57.C6
XT9000:24 | WC1006 | UA1231S | SH | 20 | 57.C5 | AP0636:SHLD1 | ORBIT 60^DOOR PANEL | 57.C6
XT9000:25 | WC1007 | UA12301 | RED | 20 | 57.C5 | AP0637:PWR1 | ORBIT 60^DOOR PANEL | 57.C6
XT9000:26 | WC1007 | UA12302 | WHT | 20 | 57.C5 | AP0637:SIG1 | ORBIT 60^DOOR PANEL | 57.C6
XT9000:27 | WC1007 | UA12303 | BLK | 20 | 57.D5 | AP0637:COM1 | ORBIT 60^DOOR PANEL | 57.C6
XT9000:28 | WC1007 | UA1230S | SH | 20 | 57.D5 | AP0637:SHLD1 | ORBIT 60^DOOR PANEL | 57.C6
XT9000:29 | WC1008 | UA12621 | RED | 20 | 57.D5 | AP0630:PWR1 | ORBIT 60^DOOR PANEL | 57.D6
XT9000:30 | WC1008 | UA12622 | WHT | 20 | 57.D5 | AP0630:SIG1 | ORBIT 60^DOOR PANEL | 57.D6
XT9000:31 | WC1008 | UA12623 | BLK | 20 | 57.D5 | AP0630:COM1 | ORBIT 60^DOOR PANEL | 57.D6
XT9000:32 | WC1008 | UA1262S | SH | 20 | 57.D5 | AP0630:SHLD1 | ORBIT 60^DOOR PANEL | 57.D6
XT9000:33 | WC1009 | UA1262SP1 | RED | 20 | 57.D5 | AP0631:PWR1 | ORBIT 60^DOOR PANEL | 57.D6
XT9000:34 | WC1009 | UA1262SP2 | WHT | 20 | 57.D5 | AP0631:SIG1 | ORBIT 60^DOOR PANEL | 57.D6
XT9000:35 | WC1009 | UA1262SP3 | BLK | 20 | 57.D5 | AP0631:COM1 | ORBIT 60^DOOR PANEL | 57.D6
XT9000:36 | WC1009 | UA1262SPS | SH | 20 | 57.D5 | AP0631:SHLD1 | ORBIT 60^DOOR PANEL | 57.D6
XT9000:37 | WC1010 | UA12731 | RED | 20 | 58.A5 | AP0629:PWR2 | ORBIT 60^DOOR PANEL | 58.A6
XT9000:38 | WC1010 | UA12732 | WHT | 20 | 58.A5 | AP0629:SIG2 | ORBIT 60^DOOR PANEL | 58.A6
XT9000:39 | WC1010 | UA12733 | BLK | 20 | 58.A5 | AP0629:COM2 | ORBIT 60^DOOR PANEL | 58.A6
XT9000:40 | WC1010 | UA1273S | SH | 20 | 58.A5 | AP0629:SHLD2 | ORBIT 60^DOOR PANEL | 58.A6
XT9000:41 | WC1011 | UA12411 | RED | 20 | 58.B5 | AP0630:PWR2 | ORBIT 60^DOOR PANEL | 58.B6
XT9000:42 | WC1011 | UA12412 | WHT | 20 | 58.B5 | AP0630:SIG2 | ORBIT 60^DOOR PANEL | 58.B6
XT9000:43 | WC1011 | UA12413 | BLK | 20 | 58.B5 | AP0630:COM2 | ORBIT 60^DOOR PANEL | 58.B6
XT9000:44 | WC1011 | UA1241S | SH | 20 | 58.B5 | AP0630:SHLD2 | ORBIT 60^DOOR PANEL | 58.B6
XT9000:45 | WC1012 | UA12401 | RED | 20 | 58.B5 | AP0631:PWR2 | ORBIT 60^DOOR PANEL | 58.B6
XT9000:46 | WC1012 | UA12402 | WHT | 20 | 58.B5 | AP0631:SIG2 | ORBIT 60^DOOR PANEL | 58.B6
XT9000:47 | WC1012 | UA12403 | BLK | 20 | 58.B5 | AP0631:COM2 | ORBIT 60^DOOR PANEL | 58.B6
XT9000:48 | WC1012 | UA1240S | SH | 20 | 58.B5 | AP0631:SHLD2 | ORBIT 60^DOOR PANEL | 58.B6
XT9000:49 | WC1013 | UA12511 | RED | 20 | 58.C5 | AP0632:PWR2 | ORBIT 60^DOOR PANEL | 58.C6
XT9000:50 | WC1013 | UA12512 | WHT | 20 | 58.C5 | AP0632:SIG2 | ORBIT 60^DOOR PANEL | 58.C6
XT9000:51 | WC1013 | UA12513 | BLK | 20 | 58.C5 | AP0632:COM2 | ORBIT 60^DOOR PANEL | 58.C6
XT9000:52 | WC1013 | UA1251S | SH | 20 | 58.C5 | AP0632:SHLD2 | ORBIT 60^DOOR PANEL | 58.C6
XT9000:53 | WC1014 | UA12501 | RED | 20 | 58.C5 | AP0633:PWR2 | ORBIT 60^DOOR PANEL | 58.C6
XT9000:54 | WC1014 | UA12502 | WHT | 20 | 58.C5 | AP0633:SIG2 | ORBIT 60^DOOR PANEL | 58.C6
XT9000:55 | WC1014 | UA12503 | BLK | 20 | 58.C5 | AP0633:COM2 | ORBIT 60^DOOR PANEL | 58.C6
XT9000:56 | WC1014 | UA1250S | SH | 20 | 58.C5 | AP0633:SHLD2 | ORBIT 60^DOOR PANEL | 58.C6
XT9000:57 | WC1015 | UA12721 | RED | 20 | 58.C5 | AP0638:PWR1 | ORBIT 60^DOOR PANEL | 58.C6
XT9000:58 | WC1015 | UA12722 | WHT | 20 | 58.C5 | AP0638:SIG1 | ORBIT 60^DOOR PANEL | 58.C6
XT9000:59 | WC1015 | UA12723 | BLK | 20 | 58.C5 | AP0638:COM1 | ORBIT 60^DOOR PANEL | 58.C6
XT9000:60 | WC1015 | UA1272S | SH | 20 | 58.D5 | AP0638:SHLD1 | ORBIT 60^DOOR PANEL | 58.C6
XT9000:61 | WC1016 | UA1272SP1 | RED | 20 | 58.D5 | AP0639:PWR1 | ORBIT 60^DOOR PANEL | 58.D6
XT9000:62 | WC1016 | UA1272SP2 | WHT | 20 | 58.D5 | AP0639:SIG1 | ORBIT 60^DOOR PANEL | 58.D6
XT9000:63 | WC1016 | UA1272SP3 | BLK | 20 | 58.D5 | AP0639:COM1 | ORBIT 60^DOOR PANEL | 58.D6
XT9000:64 | WC1016 | UA1272SPS | SH | 20 | 58.D5 | AP0639:SHLD1 | ORBIT 60^DOOR PANEL | 58.D6
XT9000:65 | WC1017 | VE12041 | RED | 20 | 58.D5 | AP0630:A4(+) | ORBIT 60^DOOR PANEL | 58.D6
XT9000:66 | WC1017 | VE12042 | WHT | 20 | 58.D5 | AP0630:B4(-) | ORBIT 60^DOOR PANEL | 58.D6
XT9000:67 | WC1017 | VE1204S | BLK | 20 | 58.D5 | AP0630:SHLD4 | ORBIT 60^DOOR PANEL | 58.D6
XT9000:68 | WC1018 | UA47531 | RED | 20 | 68.A5 | AP0629:PWR3 | ORBIT 60^DOOR PANEL | 68.A6
XT9000:69 | WC1018 | UA47532 | WHT | 20 | 68.A5 | AP0629:SIG3 | ORBIT 60^DOOR PANEL | 68.A6
XT9000:70 | WC1018 | UA47533 | BLK | 20 | 68.A5 | AP0629:COM3 | ORBIT 60^DOOR PANEL | 68.A6
XT9000:71 | WC1018 | UA4753S | SH | 20 | 68.A5 | AP0629:SHLD3 | ORBIT 60^DOOR PANEL | 68.A6
XT9000:72 | WC1019 | UA47411 | RED | 20 | 68.B5 | AP0634:PWR2 | ORBIT 60^DOOR PANEL | 68.B6
XT9000:73 | WC1019 | UA47412 | WHT | 20 | 68.B5 | AP0634:SIG2 | ORBIT 60^DOOR PANEL | 68.B6
XT9000:74 | WC1019 | UA47413 | BLK | 20 | 68.B5 | AP0634:COM2 | ORBIT 60^DOOR PANEL | 68.B6
XT9000:75 | WC1019 | UA4741S | SH | 20 | 68.B5 | AP0634:SHLD2 | ORBIT 60^DOOR PANEL | 68.B6
XT9000:76 | WC1020 | UA47401 | RED | 20 | 68.B5 | AP0635:PWR2 | ORBIT 60^DOOR PANEL | 68.B6
XT9000:77 | WC1020 | UA47402 | WHT | 20 | 68.B5 | AP0635:SIG2 | ORBIT 60^DOOR PANEL | 68.B6
XT9000:78 | WC1020 | UA47403 | BLK | 20 | 68.B5 | AP0635:COM2 | ORBIT 60^DOOR PANEL | 68.B6
XT9000:79 | WC1020 | UA4740S | SH | 20 | 68.B5 | AP0635:SHLD2 | ORBIT 60^DOOR PANEL | 68.B6
XT9000:80 | WC1021 | UA47611 | RED | 20 | 68.C5 | AP0630:PWR3 | ORBIT 60^DOOR PANEL | 68.C6
XT9000:81 | WC1021 | UA47612 | WHT | 20 | 68.C5 | AP0630:SIG3 | ORBIT 60^DOOR PANEL | 68.C6
XT9000:82 | WC1021 | UA47613 | BLK | 20 | 68.C5 | AP0630:COM3 | ORBIT 60^DOOR PANEL | 68.C6
XT9000:83 | WC1021 | UA4761S | SH | 20 | 68.C5 | AP0630:SHLD3 | ORBIT 60^DOOR PANEL | 68.C6
XT9000:84 | WC1022 | UA47601 | RED | 20 | 68.C5 | AP0631:PWR3 | ORBIT 60^DOOR PANEL | 68.C6
XT9000:85 | WC1022 | UA47602 | WHT | 20 | 68.C5 | AP0631:SIG3 | ORBIT 60^DOOR PANEL | 68.C6
XT9000:86 | WC1022 | UA47603 | BLK | 20 | 68.C5 | AP0631:COM3 | ORBIT 60^DOOR PANEL | 68.C6
XT9000:87 | WC1022 | UA4760S | SH | 20 | 68.C5 | AP0631:SHLD3 | ORBIT 60^DOOR PANEL | 68.C6
XT9000:88 | WC1023 | UA47521 | RED | 20 | 68.D5 | AP0638:PWR2 | ORBIT 60^DOOR PANEL | 68.D6
XT9000:89 | WC1023 | UA47522 | WHT | 20 | 68.D5 | AP0638:SIG2 | ORBIT 60^DOOR PANEL | 68.D6
XT9000:90 | WC1023 | UA47523 | BLK | 20 | 68.D5 | AP0638:COM2 | ORBIT 60^DOOR PANEL | 68.D6
XT9000:91 | WC1023 | UA4752S | SH | 20 | 68.D5 | AP0638:SHLD2 | ORBIT 60^DOOR PANEL | 68.D6
XT9000:92 | WC1024 | UA47591 | RED | 20 | 68.D5 | AP0639:PWR2 | ORBIT 60^DOOR PANEL | 68.D6
XT9000:93 | WC1024 | UA47592 | WHT | 20 | 68.D5 | AP0639:SIG2 | ORBIT 60^DOOR PANEL | 68.D6
XT9000:94 | WC1024 | UA47593 | BLK | 20 | 68.D5 | AP0639:COM2 | ORBIT 60^DOOR PANEL | 68.D6
XT9000:95 | WC1024 | UA4759S | SH | 20 | 68.D5 | AP0639:SHLD2 | ORBIT 60^DOOR PANEL | 68.D6
XT9000:96 | WC1025 | VE47651 | RED | 20 | 69.A5 | AP0632:PWR4 | ORBIT 60^DOOR PANEL | 69.A6
XT9000:97 | WC1025 | VE47652 | WHT | 20 | 69.A5 | AP0632:SIG4 | ORBIT 60^DOOR PANEL | 69.A6
XT9000:98 | WC1025 | VE47653 | BLK | 20 | 69.A5 | AP0632:COM4 | ORBIT 60^DOOR PANEL | 69.A6
XT9000:99 | WC1025 | VE4765S | SH | 20 | 69.A5 | AP0632:SHLD4 | ORBIT 60^DOOR PANEL | 69.A6
XT9000:100 | WC1026 | VE47551 | RED | 20 | 69.A5 | AP0631:PWR4 | ORBIT 60^DOOR PANEL | 69.A6
XT9000:101 | WC1026 | VE47552 | WHT | 20 | 69.A5 | AP0631:SIG4 | ORBIT 60^DOOR PANEL | 69.A6
XT9000:102 | WC1026 | VE47553 | BLK | 20 | 69.A5 | AP0631:COM4 | ORBIT 60^DOOR PANEL | 69.A6
XT9000:103 | WC1026 | VE4755S | SH | 20 | 69.A5 | AP0631:SHLD4 | ORBIT 60^DOOR PANEL | 69.A6
XT9000:104 | WC1027 | UA47511 | RED | 20 | 69.B5 | AP0636:PWR2 | ORBIT 60^DOOR PANEL | 69.B6
XT9000:105 | WC1027 | UA47512 | WHT | 20 | 69.B5 | AP0636:SIG2 | ORBIT 60^DOOR PANEL | 69.B6
XT9000:106 | WC1027 | UA47513 | BLK | 20 | 69.B5 | AP0636:COM2 | ORBIT 60^DOOR PANEL | 69.B6
XT9000:107 | WC1027 | UA4751S | SH | 20 | 69.B5 | AP0636:SHLD2 | ORBIT 60^DOOR PANEL | 69.B6
XT9000:108 | WC1028 | UA47501 | RED | 20 | 69.B5 | AP0637:PWR2 | ORBIT 60^DOOR PANEL | 69.B6
XT9000:109 | WC1028 | UA47502 | WHT | 20 | 69.B5 | AP0637:SIG2 | ORBIT 60^DOOR PANEL | 69.B6
XT9000:110 | WC1028 | UA47503 | BLK | 20 | 69.B5 | AP0637:COM2 | ORBIT 60^DOOR PANEL | 69.B6
XT9000:111 | WC1028 | UA4750S | SH | 20 | 69.B5 | AP0637:SHLD2 | ORBIT 60^DOOR PANEL | 69.B6
XT9000:112 | WC1029 | UA47711 | RED | 20 | 69.C5 | AP0632:PWR3 | ORBIT 60^DOOR PANEL | 69.C6
XT9000:113 | WC1029 | UA47712 | WHT | 20 | 69.C5 | AP0632:SIG3 | ORBIT 60^DOOR PANEL | 69.C6
XT9000:114 | WC1029 | UA47713 | BLK | 20 | 69.C5 | AP0632:COM3 | ORBIT 60^DOOR PANEL | 69.C6
XT9000:115 | WC1029 | UA4771S | SH | 20 | 69.C5 | AP0632:SHLD3 | ORBIT 60^DOOR PANEL | 69.C6
XT9000:116 | WC1030 | UA47701 | RED | 20 | 69.C5 | AP0633:PWR3 | ORBIT 60^DOOR PANEL | 69.C6
XT9000:117 | WC1030 | UA47702 | WHT | 20 | 69.C5 | AP0633:SIG3 | ORBIT 60^DOOR PANEL | 69.C6
XT9000:118 | WC1030 | UA47703 | BLK | 20 | 69.C5 | AP0633:COM3 | ORBIT 60^DOOR PANEL | 69.C6
XT9000:119 | WC1030 | UA4770S | SH | 20 | 69.C5 | AP0633:SHLD3 | ORBIT 60^DOOR PANEL | 69.C6
XT9000:120 | WC1031 | UA44611 | RED | 20 | 72.B5 | AP0634:PWR3 | ORBIT 60^DOOR PANEL | 72.B6
XT9000:121 | WC1031 | UA44612 | WHT | 20 | 72.B5 | AP0634:SIG3 | ORBIT 60^DOOR PANEL | 72.B6
XT9000:122 | WC1031 | UA44613 | BLK | 20 | 72.B5 | AP0634:COM3 | ORBIT 60^DOOR PANEL | 72.B6
XT9000:123 | WC1031 | UA4461S | SH | 20 | 72.B5 | AP0634:SHLD3 | ORBIT 60^DOOR PANEL | 72.B6
XT9000:124 | WC1032 | UA44601 | RED | 20 | 72.B5 | AP0635:PWR3 | ORBIT 60^DOOR PANEL | 72.B6
XT9000:125 | WC1032 | UA44602 | WHT | 20 | 72.B5 | AP0635:SIG3 | ORBIT 60^DOOR PANEL | 72.B6
XT9000:126 | WC1032 | UA44603 | BLK | 20 | 72.B5 | AP0635:COM3 | ORBIT 60^DOOR PANEL | 72.B6
XT9000:127 | WC1032 | UA4460S | SH | 20 | 72.B5 | AP0635:SHLD3 | ORBIT 60^DOOR PANEL | 72.B6
XT9000:128 | WC1033 | UA44711 | RED | 20 | 72.C5 | AP0636:PWR3 | ORBIT 60^DOOR PANEL | 72.C6
XT9000:129 | WC1033 | UA44712 | WHT | 20 | 72.C5 | AP0636:SIG3 | ORBIT 60^DOOR PANEL | 72.C6
XT9000:130 | WC1033 | UA44713 | BLK | 20 | 72.C5 | AP0636:COM3 | ORBIT 60^DOOR PANEL | 72.C6
XT9000:131 | WC1033 | UA4471S | SH | 20 | 72.C5 | AP0636:SHLD3 | ORBIT 60^DOOR PANEL | 72.C6
XT9000:132 | WC1034 | UA44701 | RED | 20 | 72.C5 | AP0637:PWR3 | ORBIT 60^DOOR PANEL | 72.C6
XT9000:133 | WC1034 | UA44702 | WHT | 20 | 72.C5 | AP0637:SIG3 | ORBIT 60^DOOR PANEL | 72.C6
XT9000:134 | WC1034 | UA44703 | BLK | 20 | 72.C5 | AP0637:COM3 | ORBIT 60^DOOR PANEL | 72.C6
XT9000:135 | WC1034 | UA4470S | SH | 20 | 72.C5 | AP0637:SHLD3 | ORBIT 60^DOOR PANEL | 72.C6
XT9000:136 | WC1035 | UA44621 | RED | 20 | 72.C5 | AP0638:PWR3 | ORBIT 60^DOOR PANEL | 72.C6
XT9000:137 | WC1035 | UA44622 | WHT | 20 | 72.C5 | AP0638:SIG3 | ORBIT 60^DOOR PANEL | 72.C6
XT9000:138 | WC1035 | UA44623 | BLK | 20 | 72.C5 | AP0638:COM3 | ORBIT 60^DOOR PANEL | 72.C6
XT9000:139 | WC1035 | UA4462S | SH | 20 | 72.D5 | AP0638:SHLD3 | ORBIT 60^DOOR PANEL | 72.C6
XT9000:140 | WC1036 | UA44721 | RED | 20 | 72.D5 | AP0639:PWR3 | ORBIT 60^DOOR PANEL | 72.D6
XT9000:141 | WC1036 | UA44722 | WHT | 20 | 72.D5 | AP0639:SIG3 | ORBIT 60^DOOR PANEL | 72.D6
XT9000:142 | WC1036 | UA44723 | BLK | 20 | 72.D5 | AP0639:COM3 | ORBIT 60^DOOR PANEL | 72.D6
XT9000:143 | WC1036 | UA4472S | SH | 20 | 72.D5 | AP0639:SHLD3 | ORBIT 60^DOOR PANEL | 72.D6
BA0010:RJ45 | WC9010 | BA0010RJ45 | ENET | CABLE | 4.A6 | AP0615:PORT A | ORBIT 60^DOOR PANEL | 16.C4
QS0560:LD-1 | SC | FU0200LI | WHT | 12 | 11.B2 | XT0561:1 | PWR DISTRIBUTION RAIL | 11.A2
QS0560:LD-3 | SC | 0V1 | WHT | 12 | 11.B2 | XT0562:1 | PWR DISTRIBUTION RAIL | 11.B2
XT0002:1 | SC | FU0200LI | WHT | 14 | 3.A5 | XT0561:3 | PWR DISTRIBUTION RAIL | 11.A2
XT0002:2 | SC | 0V1 | WHT | 16 | 3.A5 | XT0562:2 | PWR DISTRIBUTION RAIL | 11.B2
XT0345:1 | SC | ESTOPB | WHT | 20 | 13.D6 | XT0563:1 | PWR DISTRIBUTION RAIL | 13.D6
XT0345:2 | SC | ESTOPA | WHT | 20 | 13.D6 | XT0563:2 | PWR DISTRIBUTION RAIL | 13.D6
XT0345:3 | SC | KA023612 | WHT | 20 | 13.B6 | XT0563:3 | PWR DISTRIBUTION RAIL | 13.B6
XT0345:4 | SC | 0V | WHT | 20 | 13.B6 | XT0563:4 | PWR DISTRIBUTION RAIL | 13.B6
XT0345:5 | SC | KA0241A1 | WHT | 20 | 13.C6 | XT0563:5 | PWR DISTRIBUTION RAIL | 13.C6
XT0345:6 | SC | FU0139 | WHT | 20 | 13.C6 | XT0563:6 | PWR DISTRIBUTION RAIL | 13.C6
IEG0356:1 | SC | IEG03561 | GRN | 14 | 11.A2 | GR0200: | TCP | 11.A3
BA0002:RJ45 | WC9003 | AU0200L1 | ENET | CABLE | 3.A6 | AU0200:L1 | TCP | 11.A3
SolarTools ver. 24.0.84.24712 (Jul 31, 2025)
Report date: 4/8/2026 8:56 PM

## ORBIT 60^DOOR PANEL
ORBIT 60^DOOR PANEL
CONTROL CONSOLE^(ORBIT 60 RACK DOOR PANEL)
Project # | H0390
Project Name | SHELL PERDIDO
Revision | A.2
Controls DE | J.SENECA
Phone: | 0
Controls ME
Phone:
From | [5 empty] | To
Device ID | Cable (W) Conductor (SC) Jumper Clip (JC) | Wire No. | Wire ID | Gauge/Size | Page/Zone | Device ID | Location | Page/Zone
AP0612:ARM | SC | 021005 | WHT | 20 | 17.D2 | AF0210:05 | BACK WALL PANEL | 17.D6
AP0612:COM | SC | KA060014 | WHT | 20 | 17.D2 | KA0600:14 | BACK WALL PANEL | 17.D4
AP0612:NO | SC | 021048 | WHT | 20 | 17.D2 | AF0210:40 | BACK WALL PANEL | 17.D6
AP0612:TM | SC | KA060011 | WHT | 20 | 17.D2 | KA0600:11 | BACK WALL PANEL | 17.D4
AP0624:ARM1 | SC | 021001 | WHT | 20 | 17.A2 | AF0210:01 | BACK WALL PANEL | 17.A6
AP0624:ARM2 | SC | 021002 | WHT | 20 | 17.A2 | AF0210:02 | BACK WALL PANEL | 17.A6
AP0624:NC2 | SC | 021037 | WHT | 20 | 17.A2 | AF0210:37 | BACK WALL PANEL | 17.A6
AP0624:NO1 | SC | 021036 | WHT | 20 | 17.A2 | AF0210:36 | BACK WALL PANEL | 17.A6
AP0625:ARM1 | SC | 021003 | WHT | 20 | 17.B2 | AF0210:03 | BACK WALL PANEL | 17.B6
AP0625:ARM2 | SC | 021004 | WHT | 20 | 17.B2 | AF0210:04 | BACK WALL PANEL | 17.B6
AP0625:NC1 | SC | 021038 | WHT | 20 | 17.B2 | AF0210:38 | BACK WALL PANEL | 17.B6
AP0625:NC2 | SC | 021039 | WHT | 20 | 17.B2 | AF0210:39 | BACK WALL PANEL | 17.B6
AP0626:ARM1 | SC | 021303 | WHT | 20 | 17.C2 | AF0213:03 | BACK WALL PANEL | 17.C6
AP0626:ARM2 | SC | 021304 | WHT | 20 | 17.C2 | AF0213:04 | BACK WALL PANEL | 17.C6
AP0626:NC1 | SC | 0213038 | WHT | 20 | 17.C2 | AF0213:38 | BACK WALL PANEL | 17.C6
AP0626:NC2 | SC | 021339 | WHT | 20 | 17.C2 | AF0213:39 | BACK WALL PANEL | 17.C6
UV0610:P.E. | SC | UV0610PE | GRN | 14 | 16.D2 | IEG0356:4 | LEFT WALL PANEL | 16.D3
UV0611:P.E. | SC | UV0611PE | GRN | 14 | 16.D5 | IEG0356:3 | LEFT WALL PANEL | 16.D5
AP0629:PWR1 | WC1001 | UA12631 | RED | 20 | 57.A6 | XT9000:1 | LEFT WALL PANEL | 57.A5
AP0629:SIG1 | WC1001 | UA12632 | WHT | 20 | 57.A6 | XT9000:2 | LEFT WALL PANEL | 57.A5
AP0629:COM1 | WC1001 | UA12633 | BLK | 20 | 57.A6 | XT9000:3 | LEFT WALL PANEL | 57.A5
AP0629:SHLD1 | WC1001 | UA1263S | SH | 20 | 57.A6 | XT9000:4 | LEFT WALL PANEL | 57.A5
AP0632:PWR1 | WC1002 | UA12111 | RED | 20 | 57.A6 | XT9000:5 | LEFT WALL PANEL | 57.A5
AP0632:SIG1 | WC1002 | UA12112 | WHT | 20 | 57.A6 | XT9000:6 | LEFT WALL PANEL | 57.A5
AP0632:COM1 | WC1002 | UA12113 | BLK | 20 | 57.A6 | XT9000:7 | LEFT WALL PANEL | 57.A5
AP0632:SHLD1 | WC1002 | UA1211S | SH | 20 | 57.A6 | XT9000:8 | LEFT WALL PANEL | 57.A5
AP0633:PWR1 | WC1003 | UA12101 | RED | 20 | 57.B6 | XT9000:9 | LEFT WALL PANEL | 57.B5
AP0633:SIG1 | WC1003 | UA12102 | WHT | 20 | 57.B6 | XT9000:10 | LEFT WALL PANEL | 57.B5
AP0633:COM1 | WC1003 | UA12103 | BLK | 20 | 57.B6 | XT9000:11 | LEFT WALL PANEL | 57.B5
AP0633:SHLD1 | WC1003 | UA1210S | SH | 20 | 57.B6 | XT9000:12 | LEFT WALL PANEL | 57.B5
AP0634:PWR1 | WC1004 | UA12211 | RED | 20 | 57.B6 | XT9000:13 | LEFT WALL PANEL | 57.B5
AP0634:SIG1 | WC1004 | UA12212 | WHT | 20 | 57.B6 | XT9000:14 | LEFT WALL PANEL | 57.B5
AP0634:COM1 | WC1004 | UA12213 | BLK | 20 | 57.B6 | XT9000:15 | LEFT WALL PANEL | 57.B5
AP0634:SHLD1 | WC1004 | UA1221S | SH | 20 | 57.B6 | XT9000:16 | LEFT WALL PANEL | 57.B5
AP0635:PWR1 | WC1005 | UA12201 | RED | 20 | 57.C6 | XT9000:17 | LEFT WALL PANEL | 57.C5
AP0635:SIG1 | WC1005 | UA12202 | WHT | 20 | 57.C6 | XT9000:18 | LEFT WALL PANEL | 57.C5
AP0635:COM1 | WC1005 | UA12203 | BLK | 20 | 57.C6 | XT9000:19 | LEFT WALL PANEL | 57.C5
AP0635:SHLD1 | WC1005 | UA1220S | SH | 20 | 57.C6 | XT9000:20 | LEFT WALL PANEL | 57.C5
AP0636:PWR1 | WC1006 | UA12311 | RED | 20 | 57.C6 | XT9000:21 | LEFT WALL PANEL | 57.C5
AP0636:SIG1 | WC1006 | UA12312 | WHT | 20 | 57.C6 | XT9000:22 | LEFT WALL PANEL | 57.C5
AP0636:COM1 | WC1006 | UA12313 | BLK | 20 | 57.C6 | XT9000:23 | LEFT WALL PANEL | 57.C5
AP0636:SHLD1 | WC1006 | UA1231S | SH | 20 | 57.C6 | XT9000:24 | LEFT WALL PANEL | 57.C5
AP0637:PWR1 | WC1007 | UA12301 | RED | 20 | 57.C6 | XT9000:25 | LEFT WALL PANEL | 57.C5
AP0637:SIG1 | WC1007 | UA12302 | WHT | 20 | 57.C6 | XT9000:26 | LEFT WALL PANEL | 57.C5
AP0637:COM1 | WC1007 | UA12303 | BLK | 20 | 57.C6 | XT9000:27 | LEFT WALL PANEL | 57.D5
AP0637:SHLD1 | WC1007 | UA1230S | SH | 20 | 57.C6 | XT9000:28 | LEFT WALL PANEL | 57.D5
AP0630:PWR1 | WC1008 | UA12621 | RED | 20 | 57.D6 | XT9000:29 | LEFT WALL PANEL | 57.D5
AP0630:SIG1 | WC1008 | UA12622 | WHT | 20 | 57.D6 | XT9000:30 | LEFT WALL PANEL | 57.D5
AP0630:COM1 | WC1008 | UA12623 | BLK | 20 | 57.D6 | XT9000:31 | LEFT WALL PANEL | 57.D5
AP0630:SHLD1 | WC1008 | UA1262S | SH | 20 | 57.D6 | XT9000:32 | LEFT WALL PANEL | 57.D5
AP0631:PWR1 | WC1009 | UA1262SP1 | RED | 20 | 57.D6 | XT9000:33 | LEFT WALL PANEL | 57.D5
AP0631:SIG1 | WC1009 | UA1262SP2 | WHT | 20 | 57.D6 | XT9000:34 | LEFT WALL PANEL | 57.D5
AP0631:COM1 | WC1009 | UA1262SP3 | BLK | 20 | 57.D6 | XT9000:35 | LEFT WALL PANEL | 57.D5
AP0631:SHLD1 | WC1009 | UA1262SPS | SH | 20 | 57.D6 | XT9000:36 | LEFT WALL PANEL | 57.D5
AP0629:PWR2 | WC1010 | UA12731 | RED | 20 | 58.A6 | XT9000:37 | LEFT WALL PANEL | 58.A5
AP0629:SIG2 | WC1010 | UA12732 | WHT | 20 | 58.A6 | XT9000:38 | LEFT WALL PANEL | 58.A5
AP0629:COM2 | WC1010 | UA12733 | BLK | 20 | 58.A6 | XT9000:39 | LEFT WALL PANEL | 58.A5
AP0629:SHLD2 | WC1010 | UA1273S | SH | 20 | 58.A6 | XT9000:40 | LEFT WALL PANEL | 58.A5
AP0630:PWR2 | WC1011 | UA12411 | RED | 20 | 58.B6 | XT9000:41 | LEFT WALL PANEL | 58.B5
AP0630:SIG2 | WC1011 | UA12412 | WHT | 20 | 58.B6 | XT9000:42 | LEFT WALL PANEL | 58.B5
AP0630:COM2 | WC1011 | UA12413 | BLK | 20 | 58.B6 | XT9000:43 | LEFT WALL PANEL | 58.B5
AP0630:SHLD2 | WC1011 | UA1241S | SH | 20 | 58.B6 | XT9000:44 | LEFT WALL PANEL | 58.B5
AP0631:PWR2 | WC1012 | UA12401 | RED | 20 | 58.B6 | XT9000:45 | LEFT WALL PANEL | 58.B5
AP0631:SIG2 | WC1012 | UA12402 | WHT | 20 | 58.B6 | XT9000:46 | LEFT WALL PANEL | 58.B5
AP0631:COM2 | WC1012 | UA12403 | BLK | 20 | 58.B6 | XT9000:47 | LEFT WALL PANEL | 58.B5
AP0631:SHLD2 | WC1012 | UA1240S | SH | 20 | 58.B6 | XT9000:48 | LEFT WALL PANEL | 58.B5
AP0632:PWR2 | WC1013 | UA12511 | RED | 20 | 58.C6 | XT9000:49 | LEFT WALL PANEL | 58.C5
AP0632:SIG2 | WC1013 | UA12512 | WHT | 20 | 58.C6 | XT9000:50 | LEFT WALL PANEL | 58.C5
AP0632:COM2 | WC1013 | UA12513 | BLK | 20 | 58.C6 | XT9000:51 | LEFT WALL PANEL | 58.C5
AP0632:SHLD2 | WC1013 | UA1251S | SH | 20 | 58.C6 | XT9000:52 | LEFT WALL PANEL | 58.C5
AP0633:PWR2 | WC1014 | UA12501 | RED | 20 | 58.C6 | XT9000:53 | LEFT WALL PANEL | 58.C5
AP0633:SIG2 | WC1014 | UA12502 | WHT | 20 | 58.C6 | XT9000:54 | LEFT WALL PANEL | 58.C5
AP0633:COM2 | WC1014 | UA12503 | BLK | 20 | 58.C6 | XT9000:55 | LEFT WALL PANEL | 58.C5
AP0633:SHLD2 | WC1014 | UA1250S | SH | 20 | 58.C6 | XT9000:56 | LEFT WALL PANEL | 58.C5
AP0638:PWR1 | WC1015 | UA12721 | RED | 20 | 58.C6 | XT9000:57 | LEFT WALL PANEL | 58.C5
AP0638:SIG1 | WC1015 | UA12722 | WHT | 20 | 58.C6 | XT9000:58 | LEFT WALL PANEL | 58.C5
AP0638:COM1 | WC1015 | UA12723 | BLK | 20 | 58.C6 | XT9000:59 | LEFT WALL PANEL | 58.C5
AP0638:SHLD1 | WC1015 | UA1272S | SH | 20 | 58.C6 | XT9000:60 | LEFT WALL PANEL | 58.D5
AP0639:PWR1 | WC1016 | UA1272SP1 | RED | 20 | 58.D6 | XT9000:61 | LEFT WALL PANEL | 58.D5
AP0639:SIG1 | WC1016 | UA1272SP2 | WHT | 20 | 58.D6 | XT9000:62 | LEFT WALL PANEL | 58.D5
AP0639:COM1 | WC1016 | UA1272SP3 | BLK | 20 | 58.D6 | XT9000:63 | LEFT WALL PANEL | 58.D5
AP0639:SHLD1 | WC1016 | UA1272SPS | SH | 20 | 58.D6 | XT9000:64 | LEFT WALL PANEL | 58.D5
AP0630:A4(+) | WC1017 | VE12041 | RED | 20 | 58.D6 | XT9000:65 | LEFT WALL PANEL | 58.D5
AP0630:B4(-) | WC1017 | VE12042 | WHT | 20 | 58.D6 | XT9000:66 | LEFT WALL PANEL | 58.D5
AP0630:SHLD4 | WC1017 | VE1204S | BLK | 20 | 58.D6 | XT9000:67 | LEFT WALL PANEL | 58.D5
AP0629:PWR3 | WC1018 | UA47531 | RED | 20 | 68.A6 | XT9000:68 | LEFT WALL PANEL | 68.A5
AP0629:SIG3 | WC1018 | UA47532 | WHT | 20 | 68.A6 | XT9000:69 | LEFT WALL PANEL | 68.A5
AP0629:COM3 | WC1018 | UA47533 | BLK | 20 | 68.A6 | XT9000:70 | LEFT WALL PANEL | 68.A5
AP0629:SHLD3 | WC1018 | UA4753S | SH | 20 | 68.A6 | XT9000:71 | LEFT WALL PANEL | 68.A5
AP0634:PWR2 | WC1019 | UA47411 | RED | 20 | 68.B6 | XT9000:72 | LEFT WALL PANEL | 68.B5
AP0634:SIG2 | WC1019 | UA47412 | WHT | 20 | 68.B6 | XT9000:73 | LEFT WALL PANEL | 68.B5
AP0634:COM2 | WC1019 | UA47413 | BLK | 20 | 68.B6 | XT9000:74 | LEFT WALL PANEL | 68.B5
AP0634:SHLD2 | WC1019 | UA4741S | SH | 20 | 68.B6 | XT9000:75 | LEFT WALL PANEL | 68.B5
AP0635:PWR2 | WC1020 | UA47401 | RED | 20 | 68.B6 | XT9000:76 | LEFT WALL PANEL | 68.B5
AP0635:SIG2 | WC1020 | UA47402 | WHT | 20 | 68.B6 | XT9000:77 | LEFT WALL PANEL | 68.B5
AP0635:COM2 | WC1020 | UA47403 | BLK | 20 | 68.B6 | XT9000:78 | LEFT WALL PANEL | 68.B5
AP0635:SHLD2 | WC1020 | UA4740S | SH | 20 | 68.B6 | XT9000:79 | LEFT WALL PANEL | 68.B5
AP0630:PWR3 | WC1021 | UA47611 | RED | 20 | 68.C6 | XT9000:80 | LEFT WALL PANEL | 68.C5
AP0630:SIG3 | WC1021 | UA47612 | WHT | 20 | 68.C6 | XT9000:81 | LEFT WALL PANEL | 68.C5
AP0630:COM3 | WC1021 | UA47613 | BLK | 20 | 68.C6 | XT9000:82 | LEFT WALL PANEL | 68.C5
AP0630:SHLD3 | WC1021 | UA4761S | SH | 20 | 68.C6 | XT9000:83 | LEFT WALL PANEL | 68.C5
AP0631:PWR3 | WC1022 | UA47601 | RED | 20 | 68.C6 | XT9000:84 | LEFT WALL PANEL | 68.C5
AP0631:SIG3 | WC1022 | UA47602 | WHT | 20 | 68.C6 | XT9000:85 | LEFT WALL PANEL | 68.C5
AP0631:COM3 | WC1022 | UA47603 | BLK | 20 | 68.C6 | XT9000:86 | LEFT WALL PANEL | 68.C5
AP0631:SHLD3 | WC1022 | UA4760S | SH | 20 | 68.C6 | XT9000:87 | LEFT WALL PANEL | 68.C5
AP0638:PWR2 | WC1023 | UA47521 | RED | 20 | 68.D6 | XT9000:88 | LEFT WALL PANEL | 68.D5
AP0638:SIG2 | WC1023 | UA47522 | WHT | 20 | 68.D6 | XT9000:89 | LEFT WALL PANEL | 68.D5
AP0638:COM2 | WC1023 | UA47523 | BLK | 20 | 68.D6 | XT9000:90 | LEFT WALL PANEL | 68.D5
AP0638:SHLD2 | WC1023 | UA4752S | SH | 20 | 68.D6 | XT9000:91 | LEFT WALL PANEL | 68.D5
AP0639:PWR2 | WC1024 | UA47591 | RED | 20 | 68.D6 | XT9000:92 | LEFT WALL PANEL | 68.D5
AP0639:SIG2 | WC1024 | UA47592 | WHT | 20 | 68.D6 | XT9000:93 | LEFT WALL PANEL | 68.D5
AP0639:COM2 | WC1024 | UA47593 | BLK | 20 | 68.D6 | XT9000:94 | LEFT WALL PANEL | 68.D5
AP0639:SHLD2 | WC1024 | UA4759S | SH | 20 | 68.D6 | XT9000:95 | LEFT WALL PANEL | 68.D5
AP0632:PWR4 | WC1025 | VE47651 | RED | 20 | 69.A6 | XT9000:96 | LEFT WALL PANEL | 69.A5
AP0632:SIG4 | WC1025 | VE47652 | WHT | 20 | 69.A6 | XT9000:97 | LEFT WALL PANEL | 69.A5
AP0632:COM4 | WC1025 | VE47653 | BLK | 20 | 69.A6 | XT9000:98 | LEFT WALL PANEL | 69.A5
AP0632:SHLD4 | WC1025 | VE4765S | SH | 20 | 69.A6 | XT9000:99 | LEFT WALL PANEL | 69.A5
AP0631:PWR4 | WC1026 | VE47551 | RED | 20 | 69.A6 | XT9000:100 | LEFT WALL PANEL | 69.A5
AP0631:SIG4 | WC1026 | VE47552 | WHT | 20 | 69.A6 | XT9000:101 | LEFT WALL PANEL | 69.A5
AP0631:COM4 | WC1026 | VE47553 | BLK | 20 | 69.A6 | XT9000:102 | LEFT WALL PANEL | 69.A5
AP0631:SHLD4 | WC1026 | VE4755S | SH | 20 | 69.A6 | XT9000:103 | LEFT WALL PANEL | 69.A5
AP0636:PWR2 | WC1027 | UA47511 | RED | 20 | 69.B6 | XT9000:104 | LEFT WALL PANEL | 69.B5
AP0636:SIG2 | WC1027 | UA47512 | WHT | 20 | 69.B6 | XT9000:105 | LEFT WALL PANEL | 69.B5
AP0636:COM2 | WC1027 | UA47513 | BLK | 20 | 69.B6 | XT9000:106 | LEFT WALL PANEL | 69.B5
AP0636:SHLD2 | WC1027 | UA4751S | SH | 20 | 69.B6 | XT9000:107 | LEFT WALL PANEL | 69.B5
AP0637:PWR2 | WC1028 | UA47501 | RED | 20 | 69.B6 | XT9000:108 | LEFT WALL PANEL | 69.B5
AP0637:SIG2 | WC1028 | UA47502 | WHT | 20 | 69.B6 | XT9000:109 | LEFT WALL PANEL | 69.B5
AP0637:COM2 | WC1028 | UA47503 | BLK | 20 | 69.B6 | XT9000:110 | LEFT WALL PANEL | 69.B5
AP0637:SHLD2 | WC1028 | UA4750S | SH | 20 | 69.B6 | XT9000:111 | LEFT WALL PANEL | 69.B5
AP0632:PWR3 | WC1029 | UA47711 | RED | 20 | 69.C6 | XT9000:112 | LEFT WALL PANEL | 69.C5
AP0632:SIG3 | WC1029 | UA47712 | WHT | 20 | 69.C6 | XT9000:113 | LEFT WALL PANEL | 69.C5
AP0632:COM3 | WC1029 | UA47713 | BLK | 20 | 69.C6 | XT9000:114 | LEFT WALL PANEL | 69.C5
AP0632:SHLD3 | WC1029 | UA4771S | SH | 20 | 69.C6 | XT9000:115 | LEFT WALL PANEL | 69.C5
AP0633:PWR3 | WC1030 | UA47701 | RED | 20 | 69.C6 | XT9000:116 | LEFT WALL PANEL | 69.C5
AP0633:SIG3 | WC1030 | UA47702 | WHT | 20 | 69.C6 | XT9000:117 | LEFT WALL PANEL | 69.C5
AP0633:COM3 | WC1030 | UA47703 | BLK | 20 | 69.C6 | XT9000:118 | LEFT WALL PANEL | 69.C5
AP0633:SHLD3 | WC1030 | UA4770S | SH | 20 | 69.C6 | XT9000:119 | LEFT WALL PANEL | 69.C5
AP0634:PWR3 | WC1031 | UA44611 | RED | 20 | 72.B6 | XT9000:120 | LEFT WALL PANEL | 72.B5
AP0634:SIG3 | WC1031 | UA44612 | WHT | 20 | 72.B6 | XT9000:121 | LEFT WALL PANEL | 72.B5
AP0634:COM3 | WC1031 | UA44613 | BLK | 20 | 72.B6 | XT9000:122 | LEFT WALL PANEL | 72.B5
AP0634:SHLD3 | WC1031 | UA4461S | SH | 20 | 72.B6 | XT9000:123 | LEFT WALL PANEL | 72.B5
AP0635:PWR3 | WC1032 | UA44601 | RED | 20 | 72.B6 | XT9000:124 | LEFT WALL PANEL | 72.B5
AP0635:SIG3 | WC1032 | UA44602 | WHT | 20 | 72.B6 | XT9000:125 | LEFT WALL PANEL | 72.B5
AP0635:COM3 | WC1032 | UA44603 | BLK | 20 | 72.B6 | XT9000:126 | LEFT WALL PANEL | 72.B5
AP0635:SHLD3 | WC1032 | UA4460S | SH | 20 | 72.B6 | XT9000:127 | LEFT WALL PANEL | 72.B5
AP0636:PWR3 | WC1033 | UA44711 | RED | 20 | 72.C6 | XT9000:128 | LEFT WALL PANEL | 72.C5
AP0636:SIG3 | WC1033 | UA44712 | WHT | 20 | 72.C6 | XT9000:129 | LEFT WALL PANEL | 72.C5
AP0636:COM3 | WC1033 | UA44713 | BLK | 20 | 72.C6 | XT9000:130 | LEFT WALL PANEL | 72.C5
AP0636:SHLD3 | WC1033 | UA4471S | SH | 20 | 72.C6 | XT9000:131 | LEFT WALL PANEL | 72.C5
AP0637:PWR3 | WC1034 | UA44701 | RED | 20 | 72.C6 | XT9000:132 | LEFT WALL PANEL | 72.C5
AP0637:SIG3 | WC1034 | UA44702 | WHT | 20 | 72.C6 | XT9000:133 | LEFT WALL PANEL | 72.C5
AP0637:COM3 | WC1034 | UA44703 | BLK | 20 | 72.C6 | XT9000:134 | LEFT WALL PANEL | 72.C5
AP0637:SHLD3 | WC1034 | UA4470S | SH | 20 | 72.C6 | XT9000:135 | LEFT WALL PANEL | 72.C5
AP0638:PWR3 | WC1035 | UA44621 | RED | 20 | 72.C6 | XT9000:136 | LEFT WALL PANEL | 72.C5
AP0638:SIG3 | WC1035 | UA44622 | WHT | 20 | 72.C6 | XT9000:137 | LEFT WALL PANEL | 72.C5
AP0638:COM3 | WC1035 | UA44623 | BLK | 20 | 72.C6 | XT9000:138 | LEFT WALL PANEL | 72.C5
AP0638:SHLD3 | WC1035 | UA4462S | SH | 20 | 72.C6 | XT9000:139 | LEFT WALL PANEL | 72.D5
AP0639:PWR3 | WC1036 | UA44721 | RED | 20 | 72.D6 | XT9000:140 | LEFT WALL PANEL | 72.D5
AP0639:SIG3 | WC1036 | UA44722 | WHT | 20 | 72.D6 | XT9000:141 | LEFT WALL PANEL | 72.D5
AP0639:COM3 | WC1036 | UA44723 | BLK | 20 | 72.D6 | XT9000:142 | LEFT WALL PANEL | 72.D5
AP0639:SHLD3 | WC1036 | UA4472S | SH | 20 | 72.D6 | XT9000:143 | LEFT WALL PANEL | 72.D5
AP0615:PORT A | WC9010 | BA0010RJ45 | ENET | CABLE | 16.C4 | BA0010:RJ45 | LEFT WALL PANEL | 4.A6
UV0610:+DC | SC | FU0611 | WHT | 14 | 16.D2 | FU0611:LI | PWR DISTRIBUTION RAIL | 15.A1
UV0610:COM | SC | 0V1 | WHT | 14 | 16.D2 | XT0562:5 | PWR DISTRIBUTION RAIL | 15.B2
UV0611:+DC | SC | FU0610 | WHT | 14 | 16.D5 | FU0610:LI | PWR DISTRIBUTION RAIL | 15.A1
UV0611:COM | SC | 0V1 | WHT | 14 | 16.D5 | XT0562:5 | PWR DISTRIBUTION RAIL | 15.B2
SolarTools ver. 24.0.84.24712 (Jul 31, 2025)
Report date: 4/8/2026 8:56 PM

## PANEL A
PANEL A
JB70
Project # | H0390
Project Name | SHELL PERDIDO
Revision | A.2
Controls DE | J.SENECA
Phone: | 0
Controls ME
Phone:
From | [5 empty] | To
Device ID | Cable (W) Conductor (SC) Jumper Clip (JC) | Wire No. | Wire ID | Gauge/Size | Page/Zone | Device ID | Location | Page/Zone
XT0011:2 | JC | 523NEG | CLIP | --- | 18.D3 | XT0011:3 | PANEL A | 18.D3
XT0011:3 | JC | 523NEG | CLIP | --- | 18.D3 | XT0011:4 | PANEL A | 18.D3
XT0011:4 | JC | 523NEG | CLIP | --- | 18.D3 | XT0011:5 | PANEL A | 18.D3
XT0080:1 | JC | 0V | CLIP | --- | 9.D1 | XT0080:2 | PANEL A | 9.D1
XT0090:1 | JC | 0V | CLIP | --- | 9.B1 | XT0090:2 | PANEL A | 9.B1
XT0134:1 | JC | 0V | CLIP | --- | 20.B3 | XT0134:2 | PANEL A | 20.B3
XT0134:2 | JC | 0V | CLIP | --- | 20.B3 | XT0134:3 | PANEL A | 20.B3
XT0134:3 | JC | 0V | CLIP | --- | 20.B3 | XT0134:4 | PANEL A | 20.B3
XT0135:1 | JC | 0V | CLIP | --- | 20.B4 | XT0135:2 | PANEL A | 20.B4
XT0135:2 | JC | 0V | CLIP | --- | 20.B4 | XT0135:3 | PANEL A | 20.B4
XT0136:1 | JC | FU0139 | CLIP | --- | 21.A2 | XT0136:2 | PANEL A | 21.A2
XT0138:1 | JC | FU0136 | CLIP | --- | 20.A3 | XT0138:2 | PANEL A | 20.A3
XT0138:2 | JC | FU0136 | CLIP | --- | 20.A3 | XT0138:3 | PANEL A | 20.A3
XT0138:3 | JC | FU0136 | CLIP | --- | 20.A3 | XT0138:4 | PANEL A | 20.B3
XT0139:1 | JC | FU0137 | CLIP | --- | 20.A4 | XT0139:2 | PANEL A | 20.A4
XT0139:2 | JC | FU0137 | CLIP | --- | 20.A4 | XT0139:3 | PANEL A | 20.B4
AF0080:02 | SC | KT0146B1 | WHT | 20 | 21.B2 | KT0146:B1 | PANEL A | 21.B2
AF0080:04 | SC | 008004 | WHT | 20 | 50.B7 | KA0221:A1 | PANEL A | 50.B6
AF0080:08 | SC | KA0134A1 | WHT | 20 | 63.D7 | KA0134:A1 | PANEL A | 21.C6
AF0080:16 | SC | AU0080N | WHT | 20 | 9.C2 | AU0080:COM | PANEL A | 9.C2
AF0080:18 | SC | KT0146A2 | WHT | 20 | 21.B2 | KT0146:A2 | PANEL A | 21.B2
AF0080:34 | SC | AU0080P | WHT | 20 | 9.C2 | AU0080:V+ | PANEL A | 9.C2
AF0080:36 | SC |  | WHT | 20 | 21.B2 | KA0141:24 | PANEL A | 21.B2
AF0080:37 | SC | 008037 | WHT | 20 | 50.B7 | KA0221:14 | PANEL A | 50.B6
AF0081:16 | SC | 0V | WHT | 14 | 9.C3 | XT0080:2 | PANEL A | 9.D1
AF0081:33 | SC | AF0081N | WHT | 20 | 9.C3 | AF0082:16 | PANEL A | 9.C3
AF0081:34 | SC | FU0081 | WHT | 14 | 9.C3 | FU0081:LD | PANEL A | 9.D1
AF0081:51 | SC | AF0081P | WHT | 20 | 9.C3 | AF0082:34 | PANEL A | 9.C3
AF0082:03 | SC | 008203 | WHT | 20 | 23.C7 | KA0130:14 | PANEL A | 23.D6
AF0082:33 | SC | AF0082N | WHT | 20 | 9.C3 | AF0083:35 | PANEL A | 9.C4
AF0082:38 | SC | 008238 | WHT | 20 | 23.C7 | KA0130:A1 | PANEL A | 23.C5
AF0082:51 | SC | AF0082P | WHT | 20 | 9.C3 | AF0083:34 | PANEL A | 9.C4
AF0083:50 | SC | AF0083P | WHT | 20 | 9.C4 | AF0084:34 | PANEL A | 9.C5
AF0083:51 | SC | AF0083N | WHT | 20 | 9.C4 | AF0084:35 | PANEL A | 9.C5
AF0084:50 | SC | AF0084P | WHT | 20 | 9.C5 | AF0085:34 | PANEL A | 9.C5
AF0084:51 | SC | AF0084N | WHT | 20 | 9.C5 | AF0085:16 | PANEL A | 9.C5
AF0085:03 | SC | 008519 | WHT | 20 | 64.A7 | AF0085:19 | PANEL A | 64.A7
AF0085:05 | SC | 008521 | WHT | 20 | 86.A7 | AF0085:21 | PANEL A | 86.A7
AF0085:07 | SC | 008523 | WHT | 20 | 60.C7 | AF0085:23 | PANEL A | 60.C7
AF0085:09 | SC | 008525 | WHT | 20 | 67.A7 | AF0085:25 | PANEL A | 67.A7
AF0085:13 | SC | 008529 | WHT | 20 | 60.B7 | AF0085:29 | PANEL A | 60.B7
AF0085:33 | SC | AF0085N | WHT | 20 | 9.C5 | AF0086:16 | PANEL A | 9.C6
AF0085:51 | SC | AF0085P | WHT | 20 | 9.C5 | AF0086:34 | PANEL A | 9.C6
AF0086:05 | SC | 008621 | WHT | 20 | 88.A7 | AF0086:21 | PANEL A | 88.A7
AF0086:07 | SC | 008623 | WHT | 20 | 84.A7 | AF0086:23 | PANEL A | 84.A7
AF0086:15 | SC | 008631 | WHT | 20 | 54.A7 | AF0086:31 | PANEL A | 54.A7
AF0086:33 | SC | AF0086N | WHT | 20 | 9.C6 | AF0087:16 | PANEL A | 9.C6
AF0086:51 | SC | AF0086P | WHT | 20 | 9.C6 | AF0087:34 | PANEL A | 9.C6
AF0087:11 | SC | 008711 | WHT | 20 | 33.B7 | PC0470:INP_A | PANEL A | 33.B5
AF0087:28 | SC | 008728 | WHT | 20 | 33.B7 | PC0470:-PWR | PANEL A | 33.B5
AF0087:46 | SC | 008746 | WHT | 20 | 33.B7 | PC0470:+PWR | PANEL A | 33.B5
AF0090:03 | SC | KA014114 | WHT | 20 | 21.C2 | KA0141:14 | PANEL A | 21.C2
AF0090:09 | SC | UJ0131OK2 | WHT | 20 | 18.C7 | UJ0131:OK2 | PANEL A | 18.C4
AF0090:16 | SC | AU0090N | WHT | 20 | 9.A2 | AU0090:COM | PANEL A | 9.A2
AF0090:34 | SC | AU0090P | WHT | 20 | 9.A2 | AU0090:V+ | PANEL A | 9.A2
AF0090:38 | SC | KA014111 | WHT | 20 | 21.C2 | KA0141:11 | PANEL A | 21.C2
AF0090:44 | SC | UJ0131OK1 | WHT | 20 | 18.C7 | UJ0131:OK1 | PANEL A | 18.C4
AF0091:02 | SC | KA0133A1 | WHT | 20 | 61.B7 | KA0133:A1 | PANEL A | 21.C6
AF0091:04 | SC | 009104 | WHT | 20 | 36.A6 | KA2160:A1 | PANEL A | 36.A5
AF0091:06 | SC | KA013114 | WHT | 20 | 61.A7 | KA0131:14 | PANEL A | 21.D4
AF0091:07 | SC | 009107 | WHT | 20 | 36.A6 | KA2161:A1 | PANEL A | 36.B5
AF0091:08 | SC | 009108 | WHT | 20 | 65.A7 | KA3103:A1 | PANEL A | 65.A5
AF0091:16 | SC | 0V | WHT | 14 | 9.A3 | XT0090:2 | PANEL A | 9.B1
AF0091:21 | SC | 009121 | WHT | 20 | 36.A6 | KA2160:A2 | PANEL A | 36.A5
AF0091:24 | SC | 009124 | WHT | 20 | 36.A6 | KA2161:A2 | PANEL A | 36.B5
AF0091:25 | SC | 009125 | WHT | 20 | 65.A7 | KA3103:A2 | PANEL A | 65.A5
AF0091:34 | SC | FU0091 | WHT | 14 | 9.A3 | FU0091:LD | PANEL A | 9.B1
AF0092:04 | SC | 009204 | WHT | 20 | 87.A7 | XT0171:2 | PANEL A | 87.A5
AF0092:16 | SC | 0V | WHT | 14 | 9.A3 | XT0090:2 | PANEL A | 9.B1
AF0092:21 | SC | 009221 | WHT | 20 | 87.A7 | KA6211:A2 | PANEL A | 87.A6
AF0092:33 | SC | AF0092N | WHT | 20 | 9.A3 | AF0093:16 | PANEL A | 9.A4
AF0092:34 | SC | FU0092 | WHT | 14 | 9.A3 | FU0092:LD | PANEL A | 9.B1
AF0092:39 | SC | 009239 | WHT | 20 | 87.A7 | KA0176:14 | PANEL A | 87.A6
AF0092:51 | SC | AF0092P | WHT | 20 | 9.A3 | AF0093:34 | PANEL A | 9.A4
AF0093:00 | SC | 009301 | WHT | 20 | 18.C7 | XT0085:2 | PANEL A | 18.C6
AF0093:04 | SC | UJ0131VIN | WHT | 20 | 18.B7 | UJ0131:VIN | PANEL A | 18.C4
AF0093:06 | SC | UJ0131IOUT | WHT | 20 | 18.B7 | UJ0131:IOUT | PANEL A | 18.C4
AF0093:17 | SC | 009318 | WHT | 20 | 18.C7 | XT0085:3 | PANEL A | 18.C6
AF0093:35 | SC | 009336 | WHT | 20 | 18.C7 | XT0085:1 | PANEL A | 18.C6
AF0083:25 | SC | JP | VIO | 20 | 9.C4 | AF0083:27 | PANEL A | 9.C4
AF0083:27 | SC | JP | VIO | 20 | 9.C4 | AF0083:28 | PANEL A | 9.C4
AF0083:29 | SC | JP | VIO | 20 | 9.C4 | AF0083:31 | PANEL A | 9.C4
AF0083:31 | SC | JP | VIO | 20 | 9.C4 | AF0083:32 | PANEL A | 9.C4
AF0084:12 | SC | JP | VIO | 20 | 9.C5 | AF0084:14 | PANEL A | 9.C5
AF0084:14 | SC | JP | VIO | 20 | 9.C5 | AF0084:15 | PANEL A | 9.C5
AF0084:21 | SC | JP | VIO | 20 | 9.C5 | AF0084:23 | PANEL A | 9.C5
AF0084:23 | SC | JP | VIO | 20 | 9.C5 | AF0084:24 | PANEL A | 9.C5
AF0084:25 | SC | JP | VIO | 20 | 9.C5 | AF0084:27 | PANEL A | 9.C5
AF0084:27 | SC | JP | VIO | 20 | 9.C5 | AF0084:28 | PANEL A | 9.C5
AF0093:02 | SC | JP | VIO | 20 | 9.A4 | AF0093:19 | PANEL A | 9.A4
AF0093:08 | SC | JP | VIO | 20 | 9.A4 | AF0093:25 | PANEL A | 9.A4
AF0093:10 | SC | JP | VIO | 20 | 9.A4 | AF0093:27 | PANEL A | 9.A4
AF0093:12 | SC | JP | VIO | 20 | 9.A4 | AF0093:29 | PANEL A | 9.A4
AF0093:14 | SC | JP | VIO | 20 | 9.A4 | AF0093:31 | PANEL A | 9.A4
AU0080:COM | SC | 0V | WHT | 14 | 9.C2 | XT0080:1 | PANEL A | 9.D1
AU0080:V+ | SC | FU0080 | WHT | 14 | 9.C2 | FU0080:LD | PANEL A | 9.D1
AU0090:COM | SC | 0V | WHT | 14 | 9.A2 | XT0090:1 | PANEL A | 9.B1
AU0090:V+ | SC | FU0090 | WHT | 14 | 9.A2 | FU0090:LD | PANEL A | 9.B1
FU0010:LI | SC | FU0137 | WHT | 14 | 20.A5 | FU0139:LI | PANEL A | 20.A5
FU0010:LI | SC | FU0137 | WHT | 14 | 20.A5 | XT0139:1 | PANEL A | 20.A4
FU0011:LD | SC | UJ0131P | WHT | 12 | 18.C3 | UJ0131:+ | PANEL A | 18.C4
FU0011A:LD | SC | FU0011A | WHT | 12 | 18.C3 | UJ0131:- | PANEL A | 18.C4
FU0012:LI | SC | 523POS | --- | BUS | 18.C3 | FU0013:LI | PANEL A | 18.C3
FU0012:LI | SC | 523POS | --- | BUS | 18.C3 | XT0014:1 | PANEL A | 18.C2
FU0012A:LI | SC | 523NEG | WHT | 12 | 18.D3 | XT0011:2 | PANEL A | 18.D3
FU0013:LI | SC | 523POS | --- | BUS | 18.C3 | FU0014:LI | PANEL A | 18.C3
FU0014:LI | SC | 523POS | --- | BUS | 18.C3 | FU0015:LI | PANEL A | 18.C3
FU0014A:LI | SC | 523NEG | WHT | 12 | 18.D3 | XT0011:3 | PANEL A | 18.D3
FU0015:LI | SC | 523POS | --- | BUS | 18.C3 | FU0017:LI | PANEL A | 18.C3
FU0015A:LI | SC | 523NEG | WHT | 12 | 18.D3 | XT0011:4 | PANEL A | 18.D3
FU0016A:LI | SC | 523NEG | WHT | 12 | 18.D3 | XT0011:5 | PANEL A | 18.D3
FU0080:LI | SC | FU0137 | WHT | 14 | 9.D1 | XT0139:1 | PANEL A | 20.A4
FU0080:LI | SC | FU0137 | WHT | 14 | 9.D1 | FU0081:LI | PANEL A | 9.D1
FU0090:LI | SC | FU0137 | WHT | 14 | 9.B1 | XT0139:2 | PANEL A | 20.A4
FU0090:LI | SC | FU0137 | WHT | 14 | 9.B1 | FU0091:LI | PANEL A | 9.B1
FU0091:LI | SC | FU0137 | WHT | 14 | 9.B1 | FU0092:LI | PANEL A | 9.B1
FU0136:LD | SC | FU0136 | WHT | 10 | 20.A3 | XT0138:1 | PANEL A | 20.A3
FU0136:LI | SC | 24V | WHT | 10 | 20.A3 | UJ0131:OUT(+) | PANEL A | 18.C4
FU0137:LD | SC | FU0137 | WHT | 12 | 20.A4 | XT0139:1 | PANEL A | 20.A4
FU0137:LI | SC | FU0136 | WHT | 10 | 20.A4 | XT0138:1 | PANEL A | 20.A3
FU0139:LD | SC | FU0139 | WHT | 14 | 20.A5 | XT0136:1 | PANEL A | 21.A2
GR0131: | SC | GR0131 | GRN/YEL | 14 | 5.A3 | FRAME | PANEL A | 5.A3
GR0132: | SC | GR0132 | GRN/YEL | 14 | 5.A3 | FRAME | PANEL A | 5.A3
GR0134: | SC | 0V | WHT | 14 | 9.D1 | XT0080:2 | PANEL A | 9.D1
KA0130:A1 | SC | 008238 | WHT | 20 | 23.C5 | KA0130:11 | PANEL A | 23.D6
KA0131:12 | SC | KA013724 | WHT | 20 | 21.D4 | KA0137:24 | PANEL A | 21.D3
KA0131:A1 | SC | KA0231A1 | WHT | 20 | 21.B6 | KA0132:A1 | PANEL A | 21.B6
KA0131:A2 | SC | 0V | WHT | 20 | 21.B6 | KA0132:A2 | PANEL A | 21.B6
KA0131:A2 | SC | 0V | WHT | 20 | 21.B6 | KT0145:A2 | PANEL A | 21.B6
KA0132:11 | SC | FU0139 | WHT | 20 | 21.A3 | KA0133:11 | PANEL A | 21.A3
KA0132:11 | SC | FU0139 | WHT | 20 | 21.A3 | KT0145:15 | PANEL A | 21.D2
KA0132:12 | SC | KT0141A1 | WHT | 20 | 21.A3 | KT0142:A1 | PANEL A | 21.A6
KA0132:12 | SC | KT0141A1 | WHT | 20 | 21.A3 | KA0133:12 | PANEL A | 21.A3
KA0132:22 | SC | KA013222 | WHT | 20 | 21.D4 | KA0137:14 | PANEL A | 21.D3
KA0132:22 | SC | KA013222 | WHT | 20 | 21.D4 | KT0141:18 | PANEL A | 21.D2
KA0132:24 | SC | KA013224 | WHT | 20 | 21.D4 | KA0134:14 | PANEL A | 21.D3
KA0132:A1 | SC | KA0231A1 | WHT | 20 | 21.B6 | KA0141:A1 | PANEL A | 21.C6
KA0132:A2 | SC | 0V | WHT | 20 | 21.B6 | KA0141:A2 | PANEL A | 21.C6
KA0133:11 | SC | FU0139 | WHT | 20 | 21.A3 | KA0134:11 | PANEL A | 21.D3
KA0133:A2 | SC | 0V | WHT | 20 | 21.C6 | KA0134:A2 | PANEL A | 21.C6
KA0133:A2 | SC | 0V | WHT | 20 | 21.C6 | KA0141:A2 | PANEL A | 21.C6
KA0134:11 | SC | FU0139 | WHT | 20 | 21.D3 | KA0136:11 | PANEL A | 21.B4
KA0134:A1 | SC | KA0134A1 | WHT | 20 | 21.C6 | AF0090:12 | PANEL A | 63.C7
KA0134:A2 | SC | 0V | WHT | 20 | 21.C6 | KA0144:A2 | PANEL A | 21.C6
KA0135:A2 | SC | 0V | WHT | 20 | 21.D6 | KA0136:A2 | PANEL A | 21.D6
KA0135:A2 | SC | 0V | WHT | 20 | 21.D6 | KA0144:A2 | PANEL A | 21.C6
KA0136:11 | SC | FU0139 | WHT | 20 | 21.B4 | KA0137:21 | PANEL A | 21.D3
KA0136:14 | SC | KA013821 | WHT | 20 | 21.B4 | KA0138:21 | PANEL A | 21.B5
KA0136:A1 | SC | PS32002 | WHT | 20 | 21.D6 | XT0136:5 | PANEL A | 60.D5
KA0136:A2 | SC | 0V | WHT | 20 | 21.D6 | KA0137:A2 | PANEL A | 21.D6
KA0137:11 | SC | FU0139 | WHT | 20 | 21.D3 | KA0137:21 | PANEL A | 21.D3
KA0137:A1 | SC | KA0137A1 | WHT | 20 | 21.D6 | KT0142:18 | PANEL A | 21.D2
KA0137:A2 | SC | 0V | WHT | 20 | 21.D6 | KA0138:A2 | PANEL A | 21.D6
KA0138:11 | SC | K422P | WHT | 20 | 63.C5 | XT0136:13 | PANEL A | 63.C5
KA0138:14 | SC | FU0139 | WHT | 20 | 63.C5 | XT0136:11 | PANEL A | 63.C6
KA0138:24 | SC | KT0144B1 | WHT | 20 | 21.B5 | KT0144:B1 | PANEL A | 21.B6
KA0141:21 | SC | KT0146A1 | WHT | 20 | 21.B2 | KT0146:A1 | PANEL A | 21.B2
KA0144:22 | SC | KA014422 | WHT | 20 | 87.A6 | KA0176:A1 | PANEL A | 87.B5
KA0176:11 | SC | KA017611 | WHT | 20 | 87.A6 | XT0171:1 | PANEL A | 87.A5
KA0176:A2 | SC | 0V | WHT | 14 | 87.B5 | XT0134:2 | PANEL A | 20.B3
KT0140:15 | SC | FU0139 | WHT | 20 | 21.D1 | KT0142:15 | PANEL A | 21.D2
KT0140:15 | SC | FU0139 | WHT | 20 | 21.A2 | XT0136:2 | PANEL A | 21.A2
KT0140:16 | SC | KT014115 | WHT | 20 | 21.D1 | KT0141:15 | PANEL A | 21.D2
KT0140:18 | SC | KT0143A1 | WHT | 20 | 21.A2 | KT0143:A1 | PANEL A | 21.A6
KT0140:A1 | SC | KT0140A1 | WHT | 20 | 21.A6 | KT0143:16 | PANEL A | 21.A5
KT0140:A2 | SC | 0V | WHT | 20 | 21.A6 | KT0141:A2 | PANEL A | 21.A6
KT0140:A2 | SC | 0V | WHT | 20 | 21.A6 | XT0136:3 | PANEL A | 21.A2
KT0141:18 | SC | KA013222 | WHT | 20 | 21.D2 | KT0144:18 | PANEL A | 21.D2
KT0141:A1 | SC | KT0141A1 | WHT | 20 | 21.A6 | KT0143:15 | PANEL A | 21.A5
KT0141:A1 | SC | KT0141A1 | WHT | 20 | 21.A6 | KT0142:A1 | PANEL A | 21.A6
KT0141:A2 | SC | 0V | WHT | 20 | 21.A6 | KT0142:A2 | PANEL A | 21.A6
KT0142:15 | SC | FU0139 | WHT | 20 | 21.D2 | KT0144:A1 | PANEL A | 21.B6
KT0142:18 | SC | KA0137A1 | WHT | 20 | 21.D2 | KT0145:18 | PANEL A | 21.D2
KT0142:A2 | SC | 0V | WHT | 20 | 21.A6 | KT0143:A2 | PANEL A | 21.A6
KT0143:A2 | SC | 0V | WHT | 20 | 21.A6 | KT0144:A2 | PANEL A | 21.B6
KT0144:15 | SC | FU0139 | WHT | 20 | 21.D2 | KT0145:15 | PANEL A | 21.D2
KT0144:15 | SC | FU0139 | WHT | 20 | 21.D2 | KT0144:A1 | PANEL A | 21.B6
KT0144:A2 | SC | 0V | WHT | 20 | 21.B6 | KT0145:A2 | PANEL A | 21.B6
PC0470:INP_A | SC | 008711 | WHT | 20 | 33.B5 | PC0470:INP_B | PANEL A | 33.B5
RR0851: -3.01K OHM | SC | 009336 | LEAD | --- | 18.C6 | XT0085:1 | PANEL A | 18.C6
RR0851: -3.01K OHM | SC | 009301 | LEAD | --- | 18.C6 | XT0085:2 | PANEL A | 18.C6
RR0852: -1.0K OHM | SC | 009318 | LEAD | --- | 18.C6 | XT0085:3 | PANEL A | 18.C6
RR0852: -1.0K OHM | SC | 009301 | LEAD | --- | 18.C6 | XT0085:2 | PANEL A | 18.C6
RR0853: -3.01K OHM | SC | 021239 | LEAD | --- | 19.C6 | XT0085:6 | PANEL A | 19.C6
RR0853: -3.01K OHM | SC | 021204 | LEAD | --- | 19.C6 | XT0085:7 | PANEL A | 19.C6
RR0854: -1.0K OHM | SC | 021221 | LEAD | --- | 19.C6 | XT0085:8 | PANEL A | 19.C6
RR0854: -1.0K OHM | SC | 021204 | LEAD | --- | 19.C6 | XT0085:7 | PANEL A | 19.C6
UJ0131:G | SC | UJ0131G | GRN/YEL | 12 | 18.C4 | FRAME | PANEL A | 18.C4
UJ0131:OUT(-) | SC | 0V | WHT | 10 | 18.C4 | XT0134:1 | PANEL A | 20.B3
VD6211:- | SC | KA017611 | LEAD | --- | 87.A5 | XT0171:1 | PANEL A | 87.A5
VD6211:+ | SC | 009204 | LEAD | --- | 87.A5 | XT0171:2 | PANEL A | 87.A5
XT0090:1 | SC | 0V | WHT | 12 | 9.B1 | XT0135:2 | PANEL A | 20.B4
XT0135:1 | SC | 0V | WHT | 12 | 20.B4 | XT0134:1 | PANEL A | 20.B3
XT0135:1 | SC | 0V | WHT | 12 | 20.B4 | XT0136:3 | PANEL A | 21.A2
XT0135:2 | SC | 0V | WHT | 12 | 20.B4 | XT0080:1 | PANEL A | 9.D1
XT0136:1 | SC | FU0139 | WHT | 20 | 21.A2 | XT0136:11 | PANEL A | 63.C6
XT0136:12 | SC | 0V | WHT | 12 | 63.C6 | XT0136:3 | PANEL A | 21.A2
XT0136:4 | SC | FU0139 | WHT | 20 | 60.D5 | XT0136:1 | PANEL A | 21.A2
AU0080:L1 | WC0009 | AU0090L2 | ENET | CABLE | 9.C2 | AU0090:L2 | PANEL A | 9.A2
XT0085:6 | SC | 021239 | WHT | 20 | 19.C6 | AF0212:39 | BACK WALL PANEL | 19.C7
XT0085:7 | SC | 021204 | WHT | 20 | 19.C6 | AF0212:04 | BACK WALL PANEL | 19.C7
XT0085:8 | SC | 021221 | WHT | 20 | 19.C6 | AF0212:21 | BACK WALL PANEL | 19.C7
AF0087:00 | SC | SH047114 | WHT | 20 | 31.A7 | SH0471:14 | JB70 | 31.A1
AF0087:01 | SC | SH047012 | WHT | 20 | 31.B7 | SH0470:12 | JB70 | 31.B1
AF0087:02 | SC | SB047112 | WHT | 20 | 31.D7 | SB0471:12 | JB70 | 31.D1
AF0087:03 | SC | SB047314 | WHT | 20 | 31.D7 | SB0473:14 | JB70 | 31.D1
AF0087:04 | SC | SB047424 | WHT | 20 | 32.A7 | SB0474:14 | JB70 | 32.A1
AF0087:05 | SC | SA0473W-B1 | WHT | 20 | 32.D7 | SA0473:14 | JB70 | 32.D1
AF0087:06 | SC | SA0473B-B1 | WHT | 20 | 32.D7 | SA0473:12 | JB70 | 32.D1
AF0087:07 | SC | SA047114 | WHT | 20 | 32.A7 | SA0471:B2-14 | JB70 | 32.A1
AF0087:08 | SC | SA047124 | WHT | 20 | 32.B7 | SA0471:B1-14 | JB70 | 32.B1
AF0087:09 | SC | SB047222 | WHT | 20 | 32.B7 | SB0472:B2-12 | JB70 | 32.B1
AF0087:10 | SC | SH0471X2 | WHT | 20 | 31.A7 | SH0471:X2 | JB70 | 31.A1
AF0087:13 | SC | SH0470X2 | WHT | 20 | 31.B7 | SH0470:X2 | JB70 | 31.B1
AF0087:27 | SC | SH0471X1 | WHT | 20 | 31.A7 | SH0471:X1 | JB70 | 31.A1
AF0087:30 | SC | SH0470X1 | WHT | 20 | 31.B7 | SH0470:X1 | JB70 | 31.B1
AF0087:35 | SC | SH047113 | WHT | 20 | 31.A7 | SH0471:13 | JB70 | 31.A1
AF0087:36 | SC | SH047011 | WHT | 20 | 31.B7 | SH0470:11 | JB70 | 31.B1
AF0087:37 | SC | SB047111 | WHT | 20 | 31.D7 | SB0471:11 | JB70 | 31.D1
AF0087:38 | SC | SB047313 | WHT | 20 | 31.D7 | SB0473:13 | JB70 | 31.D1
AF0087:39 | SC | SB047423 | WHT | 20 | 32.A7 | SB0474:13 | JB70 | 32.A1
AF0087:40 | SC | SA0473W-B2 | WHT | 20 | 32.D7 | SA0473:13 | JB70 | 32.D1
AF0087:41 | SC | SA0473B-B2 | WHT | 20 | 32.D7 | SA0473:11 | JB70 | 32.D1
AF0087:42 | SC | SA047113 | WHT | 20 | 32.A7 | SA0471:B2-13 | JB70 | 32.A1
AF0087:43 | SC | SA047123 | WHT | 20 | 32.B7 | SA0471:B1-13 | JB70 | 32.B1
AF0087:44 | SC | SB047221 | WHT | 20 | 32.B7 | SB0472:B2-11 | JB70 | 32.B1
PEG0130:4 | SC | PEG01304 | GRN/YEL | 14 | 33.D6 | AT1100:GND | JB70 | 33.D3
XT0134:3 | SC | 0V | WHT | 14 | 20.B3 | AT1100:NEG | JB70 | 33.D3
XT0137:1 | SC | ESTOPA | WHT | 20 | 32.B5 | SB0472:B1-11 | JB70 | 32.B1
XT0137:2 | SC | ESTOP | WHT | 20 | 32.B5 | SB0472:B1-12 | JB70 | 32.B1
XT0137:3 | SC | SH047111 | WHT | 20 | 31.A5 | SH0471:11 | JB70 | 31.A1
XT0137:4 | SC | SH047112 | WHT | 20 | 31.A5 | SH0471:12 | JB70 | 31.A1
XT0137:5 | SC | SH047013 | WHT | 20 | 31.B5 | SH0470:13 | JB70 | 31.B1
XT0137:6 | SC | SH047014 | WHT | 20 | 31.B5 | SH0470:14 | JB70 | 31.B1
AF0087:32 | WC5072 | HA04721 | 1 | 18 | 31.C6 | HA0472:BLK-1 | JB70 | 31.C1
AF0087:15 | WC5072 | HA04722 | 2 | 18 | 31.C6 | HA0472:BLK-2 | JB70 | 31.C1
XT0138:3 | SC | FU0136 | WHT | 14 | 20.A3 | FU1100:LI | JB70 RIGHT RAIL | 33.D3
AF0080:19 | SC | L3411N | WHT | 20 | 50.B7 | XT0060:4 | PANEL B | 50.B5
AF0081:01 | SC | SB31509 | WHT | 20 | 61.C7 | XT7004:36 | PANEL B | 61.D6
AF0081:09 | SC | 008109 | WHT | 20 | 51.A7 | KA0236:24 | PANEL B | 51.B5
AF0081:12 | SC | KA024214 | WHT | 20 | 22.C7 | KA0242:14 | PANEL B | 22.C6
AF0082:04 | SC | KA024314 | WHT | 20 | 22.B7 | KA0243:14 | PANEL B | 22.B6
AF0082:20 | SC | UA1200J27 | WHT | 20 | 23.C7 | UA1200:J2-7 | PANEL B | 23.B3
AF0082:39 | SC | KA024311 | WHT | 20 | 22.B7 | KA0243:11 | PANEL B | 22.B6
AF0087:14 | SC | 008714 | WHT | 20 | 31.C7 | XT0237:2 T2 | PANEL B | 31.C5
FU0139:LD | SC | FU0139 | WHT | 14 | 20.A5 | XT7004:35 | PANEL B | 61.D6
GR0133: | SC | IEG02303 | GRN | 14 | 5.A4 | IEG0230:3 | PANEL B | 5.A4
IEG0080: | SC | IEG02302 | GRN | 14 | 9.D6 | IEG0230:2 | PANEL B | 9.D6
IEG0090: | SC | IEG023011 | GRN | 14 | 9.B4 | IEG0230:11 | PANEL B | 9.B5
KA0130:A2 | SC | UA1200J26 | WHT | 20 | 23.C5 | UA1200:J2-6 | PANEL B | 23.B3
KA0131:11 | SC | KA013111 | WHT | 20 | 21.D4 | XT7004:33 | PANEL B | 61.D6
KA0131:A1 | SC | KA0231A1 | WHT | 20 | 21.B6 | KA0242:11 | PANEL B | 22.C6
KA0132:21 | SC | KA013221 | WHT | 20 | 21.D4 | XT7004:34 | PANEL B | 61.D6
KA0135:A1 | SC | KA0144A1 | WHT | 20 | 21.D6 | XT7004:38 | PANEL B | 61.D6
KA0136:21 | SC | KA013621 | WHT | 20 | 21.B3 | AF0063:48 | PANEL B | 21.B4
KA0136:24 | SC | KA013624 | WHT | 20 | 21.B3 | AF0063:13 | PANEL B | 21.B4
KA0137:24 | SC | KA013724 | WHT | 20 | 21.D3 | AF0063:10 | PANEL B | 21.C4
KA0138:A1 | SC | KA0138A1 | WHT | 20 | 21.D6 | XT7004:37 | PANEL B | 61.D6
KA0141:21 | SC | KT0146A1 | WHT | 20 | 21.B2 | KA0241:21 | PANEL B | 21.B2
KA0141:24 | SC |  | WHT | 20 | 21.B2 | KA0241:24 | PANEL B | 21.B2
KA0144:21 | SC | KA023222 | WHT | 20 | 87.A6 | KA0232:22 | PANEL B | 87.A6
KA0144:22 | SC | KA014422 | WHT | 20 | 87.A6 | KA0249:12 | PANEL B | 87.B6
KA0144:A1 | SC | KA0144A1 | WHT | 20 | 21.C6 | XT7004:38 | PANEL B | 61.D6
KA0221:11 | SC | 006314 | WHT | 20 | 50.B6 | AF0063:14 | PANEL B | 50.B7
KA0221:11 | SC | 006314 | WHT | 20 | 50.B6 | KA0235:24 | PANEL B | 50.B5
KA0221:A2 | SC | L3411N | WHT | 20 | 50.B6 | XT0060:4 | PANEL B | 50.B5
KA6211:A1 | SC | KA6211A1 | WHT | 20 | 87.A6 | KA0246:14 | PANEL B | 87.A6
KT0145:A1 | SC | KA024412 | WHT | 20 | 21.B6 | KA0244:12 | PANEL B | 22.D4
KT0146:15 | SC | KT014615 | WHT | 20 | 22.C6 | AF0062:02 | PANEL B | 22.C7
KT0146:18 | SC | KA024214 | WHT | 20 | 22.C6 | KA0231:14 | PANEL B | 22.C6
XT0134:3 | SC | 0V | WHT | 16 | 20.B3 | UJ0291:24V(-) | PANEL B | 33.C6
XT0134:4 | SC | 0V | WHT | 12 | 20.B3 | XT0235:1 | PANEL B | 20.D4
XT0135:1 | SC | 0V | WHT | 14 | 20.B4 | KA1020:24 | PANEL B | 38.A5
XT0136:1 | SC | FU0139 | WHT | 20 | 21.A2 | XT0240:12 | PANEL B | 22.C4
XT0136:3 | SC | 0V | WHT | 20 | 21.A2 | XT0240:10 | PANEL B | 22.D3
XT0136:6 | SC | PS32004 | WHT | 20 | 60.D5 | KA0240:11 | PANEL B | 60.D6
XT0136:7 | SC | UF1300 | WHT | 20 | 60.D6 | KA0240:14 | PANEL B | 60.D6
XT0137:1 | SC | ESTOPA | WHT | 20 | 32.B5 | XT0240:3 | PANEL B | 22.A3
XT0137:2 | SC | ESTOP | WHT | 20 | 32.B5 | XT0240:4 | PANEL B | 22.A3
XT0138:3 | SC | FU0136 | WHT | 14 | 20.A3 | FU0291:LI | PANEL B | 33.C5
XT0138:4 | SC | FU0136 | WHT | 10 | 20.B3 | FU0210:LI | PANEL B | 20.C4
XT0139:3 | SC | FU0137 | WHT | 14 | 20.B4 | FU0211:LI | PANEL B | 20.B4
XT0139:3 | SC | FU0137 | WHT | 16 | 20.B4 | KA0232:21 | PANEL B | 87.A6
XT0139:4 | SC | KA0231A1 | WHT | 20 | 22.D6 | KA0230:A1 | PANEL B | 22.D6
XT0171:1 | SC | KA017611 | WHT | 20 | 87.A5 | KA0246:11 | PANEL B | 87.A6
AU0080:L2 | WC0008 | AU0080L2 | ENET | CABLE | 9.C2 | AU0070:L1 | PANEL B | 10.A2
FU0010:LD | SC | FU0010 | WHT | 14 | 20.A5 | UV0600:(+) | PLC PANEL | 6.B2
XT0135:1 | SC | 0V | WHT | 16 | 20.B4 | UV0600:(-) | PLC PANEL | 6.B2
AU0090:L1 | WC0003 | AP0603L2 | ENET | CABLE | 9.A2 | AP0603:L2 | PLC PANEL | 6.A3
SolarTools ver. 24.0.84.24712 (Jul 31, 2025)
Report date: 4/8/2026 8:56 PM

## PANEL B
PANEL B
JB70
Project # | H0390
Project Name | SHELL PERDIDO
Revision | A.2
Controls DE | J.SENECA
Phone: | 0
Controls ME
Phone:
From | [5 empty] | To
Device ID | Cable (W) Conductor (SC) Jumper Clip (JC) | Wire No. | Wire ID | Gauge/Size | Page/Zone | Device ID | Location | Page/Zone
XT0060:1 | JC | 0V | CLIP | --- | 10.D1 | XT0060:2 | PANEL B | 10.D1
XT0233:1 | JC | FU0210 | CLIP | --- | 20.C4 | XT0233:2 | PANEL B | 20.C4
XT0233:2 | JC | FU0210 | CLIP | --- | 20.C4 | XT0233:3 | PANEL B | 20.C4
XT0235:1 | JC | 0V | CLIP | --- | 20.D4 | XT0235:2 | PANEL B | 20.D4
XT0235:2 | JC | 0V | CLIP | --- | 20.D4 | XT0235:3 | PANEL B | 20.D4
XT0240:11 | JC | FU0139 | CLIP | --- | 22.C4 | XT0240:12 | PANEL B | 22.C4
XT0240:9 | JC | 0V | CLIP | --- | 22.D3 | XT0240:10 | PANEL B | 22.D3
AF0060:02 | SC | 006002 | WHT | 20 | 39.B7 | KA0233:14 | PANEL B | 39.B5
AF0060:06 | SC | 006006 | WHT | 20 | 48.B7 | KA0237:14 | PANEL B | 48.B5
AF0060:14 | SC | 006014 | WHT | 20 | 40.B7 | KA0234:14 | PANEL B | 40.B5
AF0060:16 | SC | AU0060N | WHT | 20 | 10.C2 | AU0060:COM | PANEL B | 10.C2
AF0060:34 | SC | AU0060P | WHT | 20 | 10.C2 | AU0060:V+ | PANEL B | 10.C2
AF0061:00 | SC | 006100 | WHT | 20 | 33.A7 | KA1020:A1 | PANEL B | 33.A5
AF0061:16 | SC | 0V | WHT | 20 | 10.C3 | XT0060:2 | PANEL B | 10.D1
AF0061:17 | SC | 006117 | WHT | 20 | 33.A7 | KA1020:A2 | PANEL B | 33.A5
AF0061:34 | SC | FU0061 | WHT | 14 | 10.C3 | FU0061:LD | PANEL B | 10.D1
AF0062:06 | SC | 006206 | WHT | 20 | 51.B7 | KA0222:A1 | PANEL B | 51.B6
AF0062:12 | SC | UA1200J14 | WHT | 20 | 23.C7 | UA1200:J1-4 | PANEL B | 23.B3
AF0062:14 | SC | 006214 | WHT | 20 | 23.C7 | XT0237:1 B2 | PANEL B | 23.C5
AF0062:16 | SC | 0V | WHT | 20 | 10.C3 | XT0060:2 | PANEL B | 10.D1
AF0062:18 | SC | KA0231A2 | WHT | 20 | 22.C7 | KA0231:A2 | PANEL B | 22.C6
AF0062:20 | SC | L3421N | WHT | 16 | 51.B7 | XT0060:6 | PANEL B | 51.B6
AF0062:34 | SC | FU0062 | WHT | 14 | 10.C3 | FU0062:LD | PANEL B | 10.D1
AF0062:38 | SC | 006238 | WHT | 20 | 51.B7 | KA0222:14 | PANEL B | 51.B6
AF0063:11 | SC | KA023924 | WHT | 20 | 22.A7 | KA0239:24 | PANEL B | 22.B6
AF0063:12 | SC | UA1200J21 | WHT | 20 | 22.A7 | KA0241:11 | PANEL B | 22.A5
AF0063:15 | SC | KA024524 | WHT | 20 | 22.B7 | KA0245:24 | PANEL B | 22.B6
AF0063:16 | SC | 0V | WHT | 20 | 10.C4 | XT0060:2 | PANEL B | 10.D1
AF0063:33 | SC | AF0063N | WHT | 16 | 10.C4 | AF0064:16 | PANEL B | 10.C5
AF0063:34 | SC | FU0063 | WHT | 14 | 10.C4 | FU0063:LD | PANEL B | 10.D1
AF0063:46 | SC | KA023921 | WHT | 20 | 22.A7 | KA0239:21 | PANEL B | 22.B6
AF0063:50 | SC | KA024521 | WHT | 20 | 22.B7 | KA0245:21 | PANEL B | 22.B6
AF0063:51 | SC | AF0063P | WHT | 20 | 10.C4 | AF0064:34 | PANEL B | 10.C5
AF0064:13 | SC | 006429 | WHT | 20 | 46.A7 | AF0064:29 | PANEL B | 46.A7
AF0064:15 | SC | 006431 | WHT | 20 | 23.B7 | AF0064:31 | PANEL B | 23.B7
AF0064:33 | SC | AF0064N | WHT | 20 | 10.C5 | AF0065:16 | PANEL B | 10.C5
AF0064:51 | SC | AF0064P | WHT | 20 | 10.C5 | AF0065:34 | PANEL B | 10.C5
AF0065:01 | SC | 006501 | WHT | 20 | 52.A7 | AF0065:17 | PANEL B | 52.A7
AF0065:03 | SC | 006505 | WHT | 20 | 49.C7 | AF0065:19 | PANEL B | 49.C7
AF0065:07 | SC | AF006513 | WHT | 20 | 44.A7 | AF0065:23 | PANEL B | 44.A7
AF0070:05 | SC | G3831 | LEAD | --- | 55.A7 | RR0700: -10K OHM | PANEL B | 55.A6
AF0070:07 | SC | 007007 | LEAD | --- | 55.A7 | RR0700: -10K OHM | PANEL B | 55.A6
AF0070:08 | SC | 007008 | LEAD | --- | 55.B7 | RR0701: -10K OHM | PANEL B | 55.B6
AF0070:10 | SC | G3531 | LEAD | --- | 55.B7 | RR0701: -10K OHM | PANEL B | 55.B6
AF0070:34 | SC | AU0070P | WHT | 20 | 10.A2 | AU0070:V+ | PANEL B | 10.A2
AF0070:35 | SC | AU0070N | WHT | 20 | 10.A2 | AU0070:COM | PANEL B | 10.A2
AF0070:50 | SC | AF0070P | WHT | 20 | 10.A2 | AF0071:34 | PANEL B | 10.A3
AF0070:51 | SC | AF0070N | WHT | 20 | 10.A2 | AF0071:16 | PANEL B | 10.A3
AF0071:33 | SC | AF0071N | WHT | 20 | 10.A3 | AF0072:16 | PANEL B | 10.A3
AF0071:51 | SC | AF0071P | WHT | 20 | 10.A3 | AF0072:34 | PANEL B | 10.A3
AF0072:33 | SC | AF0072N | WHT | 20 | 10.A3 | AF0073:16 | PANEL B | 10.A4
AF0072:51 | SC | AF0072P | WHT | 20 | 10.A3 | AF0073:34 | PANEL B | 10.A4
AF0073:01 | SC | 007301 | WHT | 20 | 47.B7 | AF0073:17 | PANEL B | 47.B7
AF0073:03 | SC | 007305 | WHT | 20 | 49.C7 | AF0073:19 | PANEL B | 49.C7
AF0073:33 | SC | AF0073N | WHT | 20 | 10.A4 | AF0074:35 | PANEL B | 10.A5
AF0073:51 | SC | AF0073P | WHT | 20 | 10.A4 | AF0074:34 | PANEL B | 10.A5
AF0074:02 | SC | 007402 | WHT | 16 | 42.B7 | AF0074:03 | PANEL B | 42.B7
AF0074:05 | SC | 007405 | LEAD | --- | 42.A7 | TE0741:CJC | PANEL B | 42.A6
AF0074:12 | SC | 007412 | LEAD | --- | 42.A5 | TE0742:CJC | PANEL B | 42.A5
AF0074:37 | SC | 007437 | LEAD | --- | 42.A7 | TE0741:(+) | PANEL B | 42.A6
AF0074:38 | SC | 007438 | LEAD | --- | 42.A7 | TE0741:GND | PANEL B | 42.A6
AF0074:39 | SC | 007439 | LEAD | --- | 42.A7 | TE0741:(-) | PANEL B | 42.A6
AF0074:46 | SC | 007446 | LEAD | --- | 42.A5 | TE0742:(+) | PANEL B | 42.A5
AF0074:47 | SC | 007447 | LEAD | --- | 42.A5 | TE0742:GND | PANEL B | 42.A5
AF0074:48 | SC | 007448 | LEAD | --- | 42.A5 | TE0742:(-) | PANEL B | 42.A5
AF0074:50 | SC | AF0074P | WHT | 20 | 10.A5 | AF0075:34 | PANEL B | 10.A5
AF0074:51 | SC | AF0074N | WHT | 20 | 10.A5 | AF0075:35 | PANEL B | 10.A5
AF0075:05 | SC | 007505 | LEAD | --- | 43.A7 | TE0751:CJC | PANEL B | 43.A6
AF0075:12 | SC | 007512 | LEAD | --- | 43.A5 | TE0752:CJC | PANEL B | 43.A5
AF0075:37 | SC | 007537 | LEAD | --- | 43.A7 | TE0751:(+) | PANEL B | 43.A6
AF0075:38 | SC | 007538 | LEAD | --- | 43.A7 | TE0751:GND | PANEL B | 43.A6
AF0075:39 | SC | 007539 | LEAD | --- | 43.A7 | TE0751:(-) | PANEL B | 43.A6
AF0075:46 | SC | 007546 | LEAD | --- | 43.A5 | TE0752:(+) | PANEL B | 43.A5
AF0075:47 | SC | 007547 | LEAD | --- | 43.A5 | TE0752:GND | PANEL B | 43.A5
AF0075:48 | SC | 007548 | LEAD | --- | 43.A5 | TE0752:(-) | PANEL B | 43.A5
AF0075:23 | SC | JP | VIO | 20 | 10.A5 | AF0075:24 | PANEL B | 10.A5
AF0075:27 | SC | JP | VIO | 20 | 10.A5 | AF0075:28 | PANEL B | 10.A5
AF0075:31 | SC | JP | VIO | 20 | 10.A5 | AF0075:32 | PANEL B | 10.A5
AU0060:COM | SC | 0V | WHT | 20 | 10.C2 | XT0060:1 | PANEL B | 10.D1
AU0060:V+ | SC | FU0060 | WHT | 14 | 10.C2 | FU0060:LD | PANEL B | 10.C1
AU0070:COM | SC | 0V | WHT | 20 | 10.A2 | XT0070:1 | PANEL B | 10.B1
AU0070:V+ | SC | FU0070 | WHT | 14 | 10.A2 | FU0070:LD | PANEL B | 10.B1
BA1100:NEG | SC | UJ0291N | WHT | 16 | 33.D1 | UJ0291:OUT1(-) | PANEL B | 33.C6
BA1100:POS | SC | FU1101LD | WHT | 16 | 33.D1 | FU1101:LD | PANEL B | 33.C2
FU0001:LI | SC | FU0210 | WHT | 16 | 3.A3 | XT0001:1 | PANEL B | 3.A3
FU0002:LI | SC | FU0210 | WHT | 16 | 3.B3 | XT0001:4 | PANEL B | 3.B3
FU0007:LI | SC | FU0210 | WHT | 16 | 3.C3 | XT0004:1 | PANEL B | 3.C3
FU0008:LI | SC | FU0210 | WHT | 16 | 3.D3 | XT0004:3 | PANEL B | 3.D3
FU0009:LI | SC | FU0210 | WHT | 16 | 4.A3 | XT0001:7 | PANEL B | 4.A3
FU0060:LI | SC | FU0210 | WHT | 14 | 10.C1 | XT0233:1 | PANEL B | 20.C4
FU0060:LI | SC | FU0210 | WHT | 14 | 10.C1 | FU0061:LI | PANEL B | 10.D1
FU0061:LI | SC | FU0210 | WHT | 14 | 10.D1 | FU0062:LI | PANEL B | 10.D1
FU0062:LI | SC | FU0210 | WHT | 14 | 10.D1 | FU0063:LI | PANEL B | 10.D1
FU0070:LI | SC | FU0210 | WHT | 14 | 10.B1 | XT0233:2 | PANEL B | 20.C4
FU0210:LD | SC | FU0210 | WHT | 12 | 20.C4 | XT0233:1 | PANEL B | 20.C4
FU0211:LD | SC | FU0211 | WHT | 14 | 20.B4 | KA1020:14 | PANEL B | 38.A5
FU0212:LD | SC | FU0212 | WHT | 16 | 20.C5 | KA0248:21 | PANEL B | 23.C6
FU0212:LD | SC | FU0212 | WHT | 16 | 20.C5 | XT0233:4 | PANEL B | 23.D5
FU0212:LI | SC | FU0210 | WHT | 14 | 20.C5 | XT0233:1 | PANEL B | 20.C4
FU0291:LD | SC | FU0291 | WHT | 16 | 33.C5 | UJ0291:24V(+) | PANEL B | 33.C6
FU1101:LI | SC | UJ0291P | WHT | 16 | 33.C2 | UJ0291:OUT1(+) | PANEL B | 33.C6
GR0231: | SC | IEG02306 | GRN | 14 | 5.A3 | IEG0230:6 | PANEL B | 5.A3
GR0232: | SC | GR0232 | GRN/YEL | 14 | 5.A3 | FRAME | PANEL B | 5.A3
GR0233: | SC | 0V | WHT | 14 | 10.B1 | XT0070:1 | PANEL B | 10.B1
IEG0060: | SC | IEG02304 | GRN | 14 | 10.D5 | IEG0230:4 | PANEL B | 10.D5
IEG0070: | SC | IEG02305 | GRN | 14 | 10.B3 | IEG0230:5 | PANEL B | 10.B4
IEG0230:8 | SC | IEG02308 | GRN | 16 | 23.D6 | UA1200:J3-4 | PANEL B | 23.B3
KA0222:A2 | SC | L3421N | WHT | 16 | 51.B6 | XT0060:6 | PANEL B | 51.B6
KA0230:A1 | SC | KA0231A1 | WHT | 20 | 22.D6 | KA0234:A1 | PANEL B | 22.D6
KA0231:11 | SC | KA0231A1 | WHT | 20 | 22.C6 | KA0231:A1 | PANEL B | 22.C6
KA0231:11 | SC | KA0231A1 | WHT | 20 | 22.C6 | KA0242:11 | PANEL B | 22.C6
KA0231:14 | SC | KA024214 | WHT | 20 | 22.C6 | KA0242:14 | PANEL B | 22.C6
KA0231:21 | SC | KA023121 | WHT | 20 | 22.A4 | KA0245:14 | PANEL B | 22.A4
KA0231:A1 | SC | KA0231A1 | WHT | 20 | 22.C6 | KA0232:A1 | PANEL B | 22.D6
KA0231:A2 | SC | KA0231A2 | WHT | 20 | 22.C6 | KA0232:A2 | PANEL B | 22.D6
KA0232:22 | SC | KA023222 | WHT | 20 | 87.A6 | KA0249:11 | PANEL B | 87.B6
KA0232:A1 | SC | KA0231A1 | WHT | 20 | 22.D6 | KA0233:A1 | PANEL B | 22.D6
KA0232:A2 | SC | KA0231A2 | WHT | 20 | 22.D6 | KA0233:A2 | PANEL B | 22.D6
KA0233:A1 | SC | KA0231A1 | WHT | 20 | 22.D6 | KA0234:A1 | PANEL B | 22.D6
KA0233:A2 | SC | KA0231A2 | WHT | 20 | 22.D6 | KA0234:A2 | PANEL B | 22.D6
KA0234:A2 | SC | KA0231A2 | WHT | 20 | 22.D6 | KA0230:A2 | PANEL B | 22.D6
KA0235:11 | SC | UA1200J21 | WHT | 20 | 22.A5 | KA0241:11 | PANEL B | 22.A5
KA0235:11 | SC | UA1200J21 | WHT | 20 | 22.A5 | XT0060:3 | PANEL B | 23.D5
KA0235:14 | SC | KA024114 | WHT | 20 | 22.A5 | KA0241:14 | PANEL B | 22.A5
KA0235:A1 | SC | ESTOP | WHT | 20 | 22.A2 | XT0240:4 | PANEL B | 22.A3
KA0235:A1 | SC | ESTOP | WHT | 20 | 22.A2 | KA0236:A1 | PANEL B | 22.B2
KA0236:11 | SC | FU0139 | WHT | 20 | 22.D4 | KA0244:11 | PANEL B | 22.D4
KA0236:11 | SC | FU0139 | WHT | 20 | 22.D4 | XT0240:12 | PANEL B | 22.C4
KA0236:12 | SC | KA023612 | WHT | 20 | 22.D4 | XT0240:13 | PANEL B | 22.D4
KA0236:24 | SC | 008109 | WHT | 20 | 51.B5 | KA0222:11 | PANEL B | 51.B6
KA0236:A1 | SC | ESTOP | WHT | 20 | 22.B2 | KA0237:A1 | PANEL B | 22.B2
KA0236:A2 | SC | 0V | WHT | 20 | 22.B2 | KA0235:A2 | PANEL B | 22.A2
KA0236:A2 | SC | 0V | WHT | 20 | 22.B2 | KA0237:A2 | PANEL B | 22.B2
KA0237:A1 | SC | ESTOP | WHT | 20 | 22.B2 | KA0238:A1 | PANEL B | 22.B2
KA0237:A2 | SC | 0V | WHT | 20 | 22.B2 | KA0238:A2 | PANEL B | 22.B2
KA0238:A1 | SC | ESTOP | WHT | 20 | 22.B2 | KA0239:A1 | PANEL B | 22.B2
KA0238:A2 | SC | 0V | WHT | 20 | 22.B2 | KA0239:A2 | PANEL B | 22.B2
KA0239:A1 | SC | ESTOP | WHT | 20 | 22.B2 | KA0240:A1 | PANEL B | 22.B2
KA0239:A2 | SC | 0V | WHT | 20 | 22.B2 | KA0240:A2 | PANEL B | 22.B2
KA0240:A1 | SC | ESTOP | WHT | 20 | 22.B2 | KA0248:A1 | PANEL B | 22.B2
KA0240:A2 | SC | 0V | WHT | 20 | 22.B2 | KA0248:A2 | PANEL B | 22.B2
KA0241:14 | SC | KA024114 | WHT | 20 | 22.A5 | KA0231:24 | PANEL B | 22.A4
KA0241:A1 | SC | KA0241A1 | WHT | 20 | 22.C2 | KA0242:A1 | PANEL B | 22.C2
KA0241:A1 | SC | KA0241A1 | WHT | 20 | 22.C2 | XT0240:6 | PANEL B | 22.C3
KA0241:A2 | SC | 0V | WHT | 20 | 22.C2 | KA0242:A2 | PANEL B | 22.C2
KA0241:A2 | SC | 0V | WHT | 20 | 22.C2 | KA0250:A2 | PANEL B | 22.C2
KA0242:21 | SC | 024221 | WHT | 20 | 23.C6 | XT0237:1 T2 | PANEL B | 23.C5
KA0242:24 | SC | 024822 | WHT | 20 | 23.C6 | KA0248:22 | PANEL B | 23.C6
KA0242:A2 | SC | 0V | WHT | 20 | 22.C2 | KA0243:A2 | PANEL B | 22.C2
KA0243:21 | SC | ESTOPC | WHT | 20 | 22.A3 | XT0240:1 | PANEL B | 22.A3
KA0243:24 | SC | KA024511 | WHT | 20 | 22.A3 | KA0245:11 | PANEL B | 22.A4
KA0243:A1 | SC | KA0243A1 | WHT | 20 | 22.C2 | KA0244:A1 | PANEL B | 22.D2
KA0243:A1 | SC | KA0243A1 | WHT | 20 | 22.C2 | XT0240:7 | PANEL B | 22.C3
KA0243:A2 | SC | 0V | WHT | 20 | 22.C2 | KA0244:A2 | PANEL B | 22.D2
KA0244:A1 | SC | KA0243A1 | WHT | 20 | 22.D2 | KA0246:A1 | PANEL B | 22.D2
KA0244:A2 | SC | 0V | WHT | 20 | 22.D2 | KA0246:A2 | PANEL B | 22.D2
KA0245:A1 | SC | KA0245A1 | WHT | 20 | 22.D2 | KA0249:A1 | PANEL B | 22.D2
KA0245:A1 | SC | KA0245A1 | WHT | 20 | 22.D2 | XT0240:8 | PANEL B | 22.D3
KA0245:A2 | SC | 0V | WHT | 20 | 22.D2 | KA0249:A2 | PANEL B | 22.D2
KA0245:A2 | SC | 0V | WHT | 20 | 22.D2 | KA0247:A2 | PANEL B | 22.D2
KA0246:A1 | SC | KA0243A1 | WHT | 20 | 22.D2 | KA0247:A1 | PANEL B | 22.D2
KA0246:A2 | SC | 0V | WHT | 20 | 22.D2 | KA0247:A2 | PANEL B | 22.D2
KA0248:A1 | SC | ESTOP | WHT | 20 | 22.B2 | KA0250:A1 | PANEL B | 22.C2
KA0248:A2 | SC | 0V | WHT | 20 | 22.B2 | KA0250:A2 | PANEL B | 22.C2
KA0249:A2 | SC | 0V | WHT | 20 | 22.D2 | XT0240:10 | PANEL B | 22.D3
UA1200:J1-10 | SC | FU0212 | WHT | 20 | 23.B3 | XT0233:4 | PANEL B | 23.D5
UA1200:J1-5 | SC | UA1200J15 | WHT | 20 | 23.B3 | XT0237:1 B1 | PANEL B | 23.C5
UA1200:J1-8 | SC | UA1200J | WHT | 20 | 55.C6 | UA1200:J3-5 | PANEL B | 55.C6
UA1200:J1-9 | SC | 0V | WHT | 20 | 23.B3 | XT0235:4 | PANEL B | 23.D5
UA1200:J2-1 | SC | UA1200J21 | WHT | 20 | 23.B3 | XT0060:3 | PANEL B | 23.D5
UA1200:J2-2 | SC | FU0212 | WHT | 20 | 23.B3 | XT0233:4 | PANEL B | 23.D5
XT0001:1 | SC | FU0210 | WHT | 12 | 3.A3 | XT0233:3 | PANEL B | 20.C4
XT0001:1 | SC | FU0210 | WHT | 20 | 3.A3 | XT0001:4 | PANEL B | 3.B3
XT0001:2 | SC | 0V | WHT | 12 | 3.A3 | XT0235:3 | PANEL B | 20.D4
XT0001:2 | SC | 0V | WHT | 16 | 3.A3 | XT0001:5 | PANEL B | 3.B3
XT0001:4 | SC | FU0210 | WHT | 20 | 3.B3 | XT0004:1 | PANEL B | 3.C3
XT0001:5 | SC | 0V | WHT | 16 | 3.B3 | XT0004:2 | PANEL B | 3.C3
XT0004:1 | SC | FU0210 | WHT | 20 | 3.C3 | XT0004:3 | PANEL B | 3.D3
XT0004:2 | SC | 0V | WHT | 16 | 3.C3 | XT0004:4 | PANEL B | 3.D3
XT0004:3 | SC | FU0210 | WHT | 20 | 3.D3 | XT0001:7 | PANEL B | 4.A3
XT0004:4 | SC | 0V | WHT | 16 | 3.D3 | XT0001:8 | PANEL B | 4.A3
XT0070:1 | SC | 0V | WHT | 10 | 10.B1 | XT0235:1 | PANEL B | 20.D4
XT0235:1 | SC | 0V | WHT | 14 | 20.D4 | XT0060:1 | PANEL B | 10.D1
XT0235:4 | SC | 0V | WHT | 12 | 23.D5 | XT0235:2 | PANEL B | 20.D4
XT0236:1 | SC | FU0139 | WHT | 20 | 31.B5 | XT0240:11 | PANEL B | 22.C4
XT0236:2 | SC | KA0241A1 | WHT | 20 | 31.B5 | XT0240:6 | PANEL B | 22.C3
XT0236:3 | SC | 0V | WHT | 12 | 31.C5 | XT0240:9 | PANEL B | 22.D3
XT0237:2 B2 | SC | KA023612 | WHT | 20 | 31.C5 | XT0240:13 | PANEL B | 22.D4
AU0060:L1 | WC0007 | AU0070L2 | ENET | CABLE | 10.C2 | AU0070:L2 | PANEL B | 10.A2
AF0064:49 | WC4524 | UA1200J13 | RED | 20 | 23.B7 | UA1200:J1-3 | PANEL B | 23.B3
AF0064:14 | WC4524 | UA1200J11 | BLK | 20 | 23.B7 | UA1200:J1-1 | PANEL B | 23.B3
IEG0060: | WC4524 | UA1200S | SH | 20 | 23.B6 | FLOATING | PANEL B | 23.B3
XT0236:1 | SC | FU0139 | WHT | 20 | 31.B5 | SH0472:13 | JB70 | 31.B1
XT0236:2 | SC | KA0241A1 | WHT | 20 | 31.B5 | SH0472:14 | JB70 | 31.B1
XT0236:3 | SC | 0V | WHT | 20 | 31.C5 | SH0472:X1 | JB70 | 31.C1
XT0236:4 | SC | SH047211 | WHT | 20 | 31.C5 | SH0472:11 | JB70 | 31.C1
XT0236:5 | SC | SH047212 | WHT | 20 | 31.C5 | SH0472:12 | JB70 | 31.C1
XT0237:2 B1 | SC | SH0472X2 | WHT | 20 | 31.C5 | SH0472:X2 | JB70 | 31.C1
BA1100:DEVICE | WC0101 | BA1100DEVICE | ENET | CABLE | 33.D1 | AT1100:L1 | JB70 | 33.D3
IEG0230:14 | SC | GR1100 | GRN | 14 | 5.A4 | GR1100: | JB70 RIGHT RAIL | 5.A5
AF0062:02 | SC | KT014615 | WHT | 20 | 22.C7 | KT0146:15 | PANEL A | 22.C6
AF0063:10 | SC | KA013724 | WHT | 20 | 21.C4 | KA0137:24 | PANEL A | 21.D3
AF0063:13 | SC | KA013624 | WHT | 20 | 21.B4 | KA0136:24 | PANEL A | 21.B3
AF0063:14 | SC | 006314 | WHT | 20 | 50.B7 | KA0221:11 | PANEL A | 50.B6
AF0063:48 | SC | KA013621 | WHT | 20 | 21.B4 | KA0136:21 | PANEL A | 21.B3
FU0210:LI | SC | FU0136 | WHT | 10 | 20.C4 | XT0138:4 | PANEL A | 20.B3
FU0211:LI | SC | FU0137 | WHT | 14 | 20.B4 | XT0139:3 | PANEL A | 20.B4
FU0291:LI | SC | FU0136 | WHT | 14 | 33.C5 | XT0138:3 | PANEL A | 20.A3
IEG0230:11 | SC | IEG023011 | GRN | 14 | 9.B5 | IEG0090: | PANEL A | 9.B4
IEG0230:2 | SC | IEG02302 | GRN | 14 | 9.D6 | IEG0080: | PANEL A | 9.D6
IEG0230:3 | SC | IEG02303 | GRN | 14 | 5.A4 | GR0133: | PANEL A | 5.A4
KA0230:A1 | SC | KA0231A1 | WHT | 20 | 22.D6 | XT0139:4 | PANEL A | 22.D6
KA0231:14 | SC | KA024214 | WHT | 20 | 22.C6 | KT0146:18 | PANEL A | 22.C6
KA0232:21 | SC | FU0137 | WHT | 16 | 87.A6 | XT0139:3 | PANEL A | 20.B4
KA0232:22 | SC | KA023222 | WHT | 20 | 87.A6 | KA0144:21 | PANEL A | 87.A6
KA0235:24 | SC | 006314 | WHT | 20 | 50.B5 | KA0221:11 | PANEL A | 50.B6
KA0236:24 | SC | 008109 | WHT | 20 | 51.B5 | AF0081:09 | PANEL A | 51.A7
KA0240:11 | SC | PS32004 | WHT | 20 | 60.D6 | XT0136:6 | PANEL A | 60.D5
KA0240:14 | SC | UF1300 | WHT | 20 | 60.D6 | XT0136:7 | PANEL A | 60.D6
KA0241:21 | SC | KT0146A1 | WHT | 20 | 21.B2 | KA0141:21 | PANEL A | 21.B2
KA0241:24 | SC |  | WHT | 20 | 21.B2 | KA0141:24 | PANEL A | 21.B2
KA0242:11 | SC | KA0231A1 | WHT | 20 | 22.C6 | KA0131:A1 | PANEL A | 21.B6
KA0242:14 | SC | KA024214 | WHT | 20 | 22.C6 | AF0081:12 | PANEL A | 22.C7
KA0243:11 | SC | KA024311 | WHT | 20 | 22.B6 | AF0082:39 | PANEL A | 22.B7
KA0243:14 | SC | KA024314 | WHT | 20 | 22.B6 | AF0082:04 | PANEL A | 22.B7
KA0244:12 | SC | KA024412 | WHT | 20 | 22.D4 | KT0145:A1 | PANEL A | 21.B6
KA0246:11 | SC | KA017611 | WHT | 20 | 87.A6 | XT0171:1 | PANEL A | 87.A5
KA0246:14 | SC | KA6211A1 | WHT | 20 | 87.A6 | KA6211:A1 | PANEL A | 87.A6
KA0249:12 | SC | KA014422 | WHT | 20 | 87.B6 | KA0144:22 | PANEL A | 87.A6
KA1020:24 | SC | 0V | WHT | 14 | 38.A5 | XT0135:1 | PANEL A | 20.B4
UA1200:J2-6 | SC | UA1200J26 | WHT | 20 | 23.B3 | KA0130:A2 | PANEL A | 23.C5
UA1200:J2-7 | SC | UA1200J27 | WHT | 20 | 23.B3 | AF0082:20 | PANEL A | 23.C7
UJ0291:24V(-) | SC | 0V | WHT | 16 | 33.C6 | XT0134:3 | PANEL A | 20.B3
XT0060:4 | SC | L3411N | WHT | 20 | 50.B5 | KA0221:A2 | PANEL A | 50.B6
XT0060:4 | SC | L3411N | WHT | 20 | 50.B5 | AF0080:19 | PANEL A | 50.B7
XT0235:1 | SC | 0V | WHT | 12 | 20.D4 | XT0134:4 | PANEL A | 20.B3
XT0237:2 T2 | SC | 008714 | WHT | 20 | 31.C5 | AF0087:14 | PANEL A | 31.C7
XT0240:10 | SC | 0V | WHT | 20 | 22.D3 | XT0136:3 | PANEL A | 21.A2
XT0240:12 | SC | FU0139 | WHT | 20 | 22.C4 | XT0136:1 | PANEL A | 21.A2
XT0240:3 | SC | ESTOPA | WHT | 20 | 22.A3 | XT0137:1 | PANEL A | 32.B5
XT0240:4 | SC | ESTOP | WHT | 20 | 22.A3 | XT0137:2 | PANEL A | 32.B5
XT7004:33 | SC | KA013111 | WHT | 20 | 61.D6 | KA0131:11 | PANEL A | 21.D4
XT7004:34 | SC | KA013221 | WHT | 20 | 61.D6 | KA0132:21 | PANEL A | 21.D4
XT7004:35 | SC | FU0139 | WHT | 14 | 61.D6 | FU0139:LD | PANEL A | 20.A5
XT7004:36 | SC | SB31509 | WHT | 20 | 61.D6 | AF0081:01 | PANEL A | 61.C7
XT7004:37 | SC | KA0138A1 | WHT | 20 | 61.D6 | KA0138:A1 | PANEL A | 21.D6
XT7004:38 | SC | KA0144A1 | WHT | 20 | 61.D6 | KA0144:A1 | PANEL A | 21.C6
XT7004:38 | SC | KA0144A1 | WHT | 20 | 61.D6 | KA0135:A1 | PANEL A | 21.D6
AU0070:L1 | WC0008 | AU0080L2 | ENET | CABLE | 10.A2 | AU0080:L2 | PANEL A | 9.C2
FU0001:LD | SC | FU0001 | WHT | 16 | 3.A3 | BA0001:V1(+) | PLC PANEL | 3.A2
FU0002:LD | SC | FU0002 | WHT | 16 | 3.B3 | BA0004:V1(+) | PLC PANEL | 3.B2
FU0007:LD | SC | FU0007 | WHT | 16 | 3.C3 | BA0007:V1(+) | PLC PANEL | 3.C2
FU0008:LD | SC | FU0008 | WHT | 16 | 3.D3 | BA0005:V1(+) | PLC PANEL | 3.D2
FU0009:LD | SC | BA0009P | WHT | 16 | 4.A3 | BA0009:V1(+) | PLC PANEL | 4.A2
IEG0230:1 | SC | IEG02301 | GRN | 12 | 6.B6 | AR0600:IE2 | PLC PANEL | 6.A1
IEG0230:12 | SC | GR0234 | GRN | 14 | 5.A4 | GR0234: | PLC PANEL | 5.A4
XT0001:2 | SC | 0V | WHT | 16 | 3.A3 | BA0001:V1(-) | PLC PANEL | 3.A2
XT0001:5 | SC | 0V | WHT | 16 | 3.B3 | BA0004:V1(-) | PLC PANEL | 3.B2
XT0001:8 | SC | 0V | WHT | 16 | 4.A3 | BA0009:V1(-) | PLC PANEL | 4.A2
XT0004:2 | SC | 0V | WHT | 16 | 3.C3 | BA0007:V1(-) | PLC PANEL | 3.C2
XT0004:4 | SC | 0V | WHT | 16 | 3.D3 | BA0005:V1(-) | PLC PANEL | 3.D2
BA1100:L2 | WC0010 | BA1100L2 | ENET | CABLE | 33.D1 | AP0602:L1 | PLC PANEL | 6.A3
BA1100:L1 | WC9002 | BA0004RJ45 | ENET | CABLE | 33.D1 | BA0004:RJ45 | PLC PANEL | 3.B2
SolarTools ver. 24.0.84.24712 (Jul 31, 2025)
Report date: 4/8/2026 8:55 PM

## PLC PANEL
PLC PANEL
JB70
Project # | H0390
Project Name | SHELL PERDIDO
Revision | A.2
Controls DE | J.SENECA
Phone: | 0
Controls ME
Phone:
From | [5 empty] | To
Device ID | Cable (W) Conductor (SC) Jumper Clip (JC) | Wire No. | Wire ID | Gauge/Size | Page/Zone | Device ID | Location | Page/Zone
AP0609:L1 | SC | * |  |  | 6.A6 | AP0609:L2 | PLC PANEL | 6.A6
AR0600:IE1 | SC | UV0600G | GRN | 14 | 6.A1 | UV0600:GND | PLC PANEL | 6.B2
AP0606:L1 | W9005 | AP0606L1 | ENET | CABLE | 6.C5 | BA0005:RJ45 | PLC PANEL | 3.D2
AP0602:L2 | WC0001 | AP0602L2 | ENET | CABLE | 6.A3 | AP0603:L1 | PLC PANEL | 6.A3
AP0609:L1 | WC9007 | AP0609L1 | ENET | CABLE | 6.C5 | BA0007:RJ45 | PLC PANEL | 3.C2
AP0605:ENET | WC9009 | BA0009RJ45 | ENET | CABLE | 6.C5 | BA0009:RJ45 | PLC PANEL | 4.A2
UV0600:(-) | SC | 0V | WHT | 16 | 6.B2 | XT0135:1 | PANEL A | 20.B4
UV0600:(+) | SC | FU0010 | WHT | 14 | 6.B2 | FU0010:LD | PANEL A | 20.A5
AP0603:L2 | WC0003 | AP0603L2 | ENET | CABLE | 6.A3 | AU0090:L1 | PANEL A | 9.A2
AR0600:IE2 | SC | IEG02301 | GRN | 12 | 6.A1 | IEG0230:1 | PANEL B | 6.B6
BA0001:V1(-) | SC | 0V | WHT | 16 | 3.A2 | XT0001:2 | PANEL B | 3.A3
BA0001:V1(+) | SC | FU0001 | WHT | 16 | 3.A2 | FU0001:LD | PANEL B | 3.A3
BA0004:V1(-) | SC | 0V | WHT | 16 | 3.B2 | XT0001:5 | PANEL B | 3.B3
BA0004:V1(+) | SC | FU0002 | WHT | 16 | 3.B2 | FU0002:LD | PANEL B | 3.B3
BA0005:V1(-) | SC | 0V | WHT | 16 | 3.D2 | XT0004:4 | PANEL B | 3.D3
BA0005:V1(+) | SC | FU0008 | WHT | 16 | 3.D2 | FU0008:LD | PANEL B | 3.D3
BA0007:V1(-) | SC | 0V | WHT | 16 | 3.C2 | XT0004:2 | PANEL B | 3.C3
BA0007:V1(+) | SC | FU0007 | WHT | 16 | 3.C2 | FU0007:LD | PANEL B | 3.C3
BA0009:V1(-) | SC | 0V | WHT | 16 | 4.A2 | XT0001:8 | PANEL B | 4.A3
BA0009:V1(+) | SC | BA0009P | WHT | 16 | 4.A2 | FU0009:LD | PANEL B | 4.A3
GR0234: | SC | GR0234 | GRN | 14 | 5.A4 | IEG0230:12 | PANEL B | 5.A4
AP0602:L1 | WC0010 | BA1100L2 | ENET | CABLE | 6.A3 | BA1100:L2 | PANEL B | 33.D1
BA0004:RJ45 | WC9002 | BA0004RJ45 | ENET | CABLE | 3.B2 | BA1100:L1 | PANEL B | 33.D1
SolarTools ver. 24.0.84.24712 (Jul 31, 2025)
Report date: 4/8/2026 8:55 PM

## PWR DISTRIBUTION RAIL
PWR DISTRIBUTION RAIL
CONTROL CONSOLE DOOR (PWR DIST RAIL)
Project # | H0390
Project Name | SHELL PERDIDO
Revision | A.2
Controls DE | J.SENECA
Phone: | 0
Controls ME
Phone:
From | [5 empty] | To
Device ID | Cable (W) Conductor (SC) Jumper Clip (JC) | Wire No. | Wire ID | Gauge/Size | Page/Zone | Device ID | Location | Page/Zone
XT0561:2 | JC | FU0200LI | CLIP | --- | 11.A2 | XT0561:1 | PWR DISTRIBUTION RAIL | 11.A2
XT0561:3 | JC | FU0200LI | CLIP | --- | 11.A2 | XT0561:2 | PWR DISTRIBUTION RAIL | 11.A2
XT0561:5 | JC | FU0200LI | CLIP | --- | 15.A2 | XT0561:4 | PWR DISTRIBUTION RAIL | 15.A2
XT0561:6 | JC | FU0200LI | CLIP | --- | 15.A2 | XT0561:5 | PWR DISTRIBUTION RAIL | 15.A2
XT0562:1 | JC | 0V1 | CLIP | --- | 11.B2 | XT0562:2 | PWR DISTRIBUTION RAIL | 11.B2
XT0562:2 | JC | 0V1 | CLIP | --- | 11.B2 | XT0562:3 | PWR DISTRIBUTION RAIL | 11.B2
XT0562:4 | JC | 0V1 | CLIP | --- | 15.B2 | XT0562:5 | PWR DISTRIBUTION RAIL | 15.B2
XT0562:5 | JC | 0V1 | CLIP | --- | 15.B2 | XT0562:6 | PWR DISTRIBUTION RAIL | 15.B2
FU0190:LI | SC | FU0200LI | WHT | 14 | 11.C3 | FU0273:LI | PWR DISTRIBUTION RAIL | 11.B3
FU0200:LI | SC | FU0200LI | WHT | 14 | 11.A3 | FU0273:LI | PWR DISTRIBUTION RAIL | 11.B3
FU0200:LI | SC | FU0200LI | WHT | 14 | 11.A3 | XT0561:1 | PWR DISTRIBUTION RAIL | 11.A2
FU0600:LD | SC | FU0200LI | WHT | 14 | 15.A2 | XT0561:5 | PWR DISTRIBUTION RAIL | 15.A2
FU0600:LI | SC | FU0600 | WHT | 14 | 15.A2 | FU0610:LD | PWR DISTRIBUTION RAIL | 15.A1
FU0600:LI | SC | FU0600 | WHT | 14 | 15.A2 | FU0611:LD | PWR DISTRIBUTION RAIL | 15.A1
XT0561:2 | SC | FU0200LI | WHT | 14 | 11.A2 | XT0561:4 | PWR DISTRIBUTION RAIL | 15.A2
XT0562:4 | SC | 0V1 | WHT | 14 | 15.B2 | XT0562:2 | PWR DISTRIBUTION RAIL | 11.B2
XT0561:4 | SC | FU0200LI | WHT | 14 | 15.A2 | FU0311:LI | BACK WALL PANEL | 15.B3
XT0561:4 | SC | FU0200LI | WHT | 14 | 15.A2 | FU0310:LI | BACK WALL PANEL | 15.A3
XT0561:6 | SC | FU0200LI | WHT | 14 | 15.A2 | FU0680:LI | BACK WALL PANEL | 8.B2
XT0562:4 | SC | 0V1 | WHT | 14 | 15.B2 | AF0211:16 | BACK WALL PANEL | 15.A5
XT0562:4 | SC | 0V1 | WHT | 14 | 15.B2 | AU0210:COM | BACK WALL PANEL | 15.A3
XT0562:6 | SC | 0V1 | WHT | 14 | 15.B2 | AT0680:NEG | BACK WALL PANEL | 8.B4
FU0190:LD | SC | FU0190 | WHT | 14 | 11.C3 | AT0190:POS | CONSOLE | 11.B4
FU0273:LD | SC | FU0273 | WHT | 14 | 11.B3 | ZS0273:1 | CONSOLE | 11.B4
XT0562:1 | SC | 0V1 | WHT | 14 | 11.B2 | EL0273:- | CONSOLE | 11.B4
XT0562:2 | SC | 0V1 | WHT | 14 | 11.B2 | AT0190:NEG | CONSOLE | 11.B4
XT0561:1 | SC | FU0200LI | WHT | 12 | 11.A2 | QS0560:LD-1 | LEFT WALL PANEL | 11.B2
XT0561:3 | SC | FU0200LI | WHT | 14 | 11.A2 | XT0002:1 | LEFT WALL PANEL | 3.A5
XT0562:1 | SC | 0V1 | WHT | 12 | 11.B2 | QS0560:LD-3 | LEFT WALL PANEL | 11.B2
XT0562:2 | SC | 0V1 | WHT | 16 | 11.B2 | XT0002:2 | LEFT WALL PANEL | 3.A5
XT0563:1 | SC | ESTOPB | WHT | 20 | 13.D6 | XT0345:1 | LEFT WALL PANEL | 13.D6
XT0563:2 | SC | ESTOPA | WHT | 20 | 13.D6 | XT0345:2 | LEFT WALL PANEL | 13.D6
XT0563:3 | SC | KA023612 | WHT | 20 | 13.B6 | XT0345:3 | LEFT WALL PANEL | 13.B6
XT0563:4 | SC | 0V | WHT | 20 | 13.B6 | XT0345:4 | LEFT WALL PANEL | 13.B6
XT0563:5 | SC | KA0241A1 | WHT | 20 | 13.C6 | XT0345:5 | LEFT WALL PANEL | 13.C6
XT0563:6 | SC | FU0139 | WHT | 20 | 13.C6 | XT0345:6 | LEFT WALL PANEL | 13.C6
FU0610:LI | SC | FU0610 | WHT | 14 | 15.A1 | UV0611:+DC | ORBIT 60^DOOR PANEL | 16.D5
FU0611:LI | SC | FU0611 | WHT | 14 | 15.A1 | UV0610:+DC | ORBIT 60^DOOR PANEL | 16.D2
XT0562:5 | SC | 0V1 | WHT | 14 | 15.B2 | UV0611:COM | ORBIT 60^DOOR PANEL | 16.D5
XT0562:5 | SC | 0V1 | WHT | 14 | 15.B2 | UV0610:COM | ORBIT 60^DOOR PANEL | 16.D2
FU0200:LD | SC | FU0200 | WHT | 14 | 11.A3 | AU0200:V+ | TCP | 11.A3
XT0562:1 | SC | 0V1 | WHT | 14 | 11.B2 | AU0200:COM | TCP | 11.A3
XT0562:3 | SC | 0V1 | WHT | 20 | 11.B2 | SH0401:A | TCP | 13.C5
XT0563:1 | SC | ESTOPB | WHT | 20 | 13.D6 | SB0400:11 | TCP | 13.D5
XT0563:2 | SC | ESTOPA | WHT | 20 | 13.D6 | SB0400:12 | TCP | 13.D5
XT0563:3 | SC | KA023612 | WHT | 20 | 13.B6 | XT0564:1 B2 | TCP | 13.B5
XT0563:4 | SC | 0V | WHT | 20 | 13.B6 | HL0410:A | TCP | 13.B5
XT0563:5 | SC | KA0241A1 | WHT | 20 | 13.C6 | SA0401:1 | TCP | 13.C5
XT0563:6 | SC | FU0139 | WHT | 20 | 13.C6 | SA0401:2 | TCP | 13.C5
SolarTools ver. 24.0.84.24712 (Jul 31, 2025)
Report date: 4/8/2026 8:55 PM

## TCP
TCP
CONTROL CONSOLE DOOR^(TURBINE CONTROL PANEL)
Project # | H0390
Project Name | SHELL PERDIDO
Revision | A.2
Controls DE | J.SENECA
Phone: | 0
Controls ME
Phone:
From | [5 empty] | To
Device ID | Cable (W) Conductor (SC) Jumper Clip (JC) | Wire No. | Wire ID | Gauge/Size | Page/Zone | Device ID | Location | Page/Zone
AF0200:00 | SC | TCP01AP | WHT | 20 | 12.A3 | HL0400:A+ | TCP | 12.A1
AF0200:01 | SC | TCP02AP | WHT | 20 | 12.A3 | HL0401:A+ | TCP | 12.A1
AF0200:02 | SC | TCP03AP | WHT | 20 | 12.B3 | HL0402:A+ | TCP | 12.B1
AF0200:03 | SC | TCP04AP | WHT | 20 | 12.B3 | HL0403:A+ | TCP | 12.B1
AF0200:04 | SC | TCP05AP | WHT | 20 | 12.C3 | HL0404:A+ | TCP | 12.C1
AF0200:05 | SC | TCP06AP | WHT | 20 | 12.C3 | HL0405:A+ | TCP | 12.C1
AF0200:06 | SC | TCP06BP | WHT | 20 | 12.D3 | HL0405:B+ | TCP | 12.D1
AF0200:07 | SC | TCP15AP | WHT | 20 | 12.C7 | SH0409:A+ | TCP | 12.C5
AF0200:08 | SC | TCP15BP | WHT | 20 | 12.C7 | SH0409:B+ | TCP | 12.C5
AF0200:09 | SC | TCP16AP | WHT | 20 | 12.D7 | SH0410:A+ | TCP | 12.D5
AF0200:10 | SC | TCP16BP | WHT | 20 | 12.D7 | SH0410:B+ | TCP | 12.D5
AF0200:11 | SC | TCP07AP | WHT | 20 | 12.D3 | HL0406:A+ | TCP | 12.D1
AF0200:12 | SC | TCP08AP | WHT | 20 | 12.A7 | HL0407:A+ | TCP | 12.A5
AF0200:13 | SC | TCP09AP | WHT | 20 | 12.A7 | HL0408:A+ | TCP | 12.A5
AF0200:14 | SC | TCP10AP | WHT | 20 | 12.B7 | HL0409:A+ | TCP | 12.B5
AF0200:15 | SC | TCP11AP | WHT | 20 | 12.B7 | HL0411:A+ | TCP | 12.B5
AF0200:16 | SC | AU0200N | WHT | 20 | 11.A4 | AU0200:COM | TCP | 11.A3
AF0200:17 | SC | TCP01A | WHT | 20 | 12.A3 | HL0400:A | TCP | 12.A1
AF0200:18 | SC | TCP02A | WHT | 20 | 12.A3 | HL0401:A | TCP | 12.A1
AF0200:19 | SC | TCP03A | WHT | 20 | 12.B3 | HL0402:A | TCP | 12.B1
AF0200:20 | SC | TCP04A | WHT | 20 | 12.B3 | HL0403:A | TCP | 12.B1
AF0200:21 | SC | TCP05A | WHT | 20 | 12.C3 | HL0404:A | TCP | 12.C1
AF0200:22 | SC | TCP06A | WHT | 20 | 12.C3 | HL0405:A | TCP | 12.C1
AF0200:23 | SC | TCP06B | WHT | 20 | 12.D3 | HL0405:B | TCP | 12.D1
AF0200:24 | SC | TCP15A | WHT | 20 | 12.C7 | SH0409:A | TCP | 12.C5
AF0200:25 | SC | TCP15B | WHT | 20 | 12.C7 | SH0409:B | TCP | 12.C5
AF0200:26 | SC | TCP16A | WHT | 20 | 12.D7 | SH0410:A | TCP | 12.D5
AF0200:27 | SC | TCP16B | WHT | 20 | 12.D7 | SH0410:B | TCP | 12.D5
AF0200:28 | SC | TCP07A | WHT | 20 | 12.D3 | HL0406:A | TCP | 12.D1
AF0200:29 | SC | TCP08A | WHT | 20 | 12.A7 | HL0407:A | TCP | 12.A5
AF0200:30 | SC | TCP09A | WHT | 20 | 12.A7 | HL0408:A | TCP | 12.A5
AF0200:31 | SC | TCP10A | WHT | 20 | 12.B7 | HL0409:A | TCP | 12.B5
AF0200:32 | SC | TCP11A | WHT | 20 | 12.B7 | HL0411:A | TCP | 12.B5
AF0200:33 | SC | AF0200N | WHT | 20 | 11.A4 | AF0201:16 | TCP | 11.A5
AF0200:34 | SC | AU0200P | WHT | 20 | 11.A4 | AU0200:V+ | TCP | 11.A3
AF0200:51 | SC | AF0200P | WHT | 20 | 11.A4 | AF0201:34 | TCP | 11.A5
AF0201:01 | SC | TCP14NO | WHT | 20 | 13.A3 | SH0401:NO | TCP | 13.A1
AF0201:02 | SC | TCP15NO | WHT | 20 | 13.A3 | SH0409:NO | TCP | 13.A1
AF0201:03 | SC | TCP16NO | WHT | 20 | 13.B3 | SH0410:NO | TCP | 13.B1
AF0201:04 | SC | TCP17B2 | WHT | 20 | 13.C3 | SA0400:14 | TCP | 13.C1
AF0201:05 | SC | TCP17A2 | WHT | 20 | 13.B3 | SA0400:12 | TCP | 13.B1
AF0201:06 | SC | TCP23NC | WHT | 20 | 13.D3 | SB0401:NC | TCP | 13.D1
AF0201:07 | SC | TCP24NO | WHT | 20 | 13.D3 | SB0402:NO | TCP | 13.D1
AF0201:08 | SC | TCP25NO | WHT | 20 | 13.A7 | SB0403:NO | TCP | 13.A5
AF0201:09 | SC | TCP26NO | WHT | 20 | 13.A7 | SB0404:NO | TCP | 13.A5
AF0201:33 | SC | AF0201N | WHT | 20 | 11.A5 | AF0202:16 | TCP | 11.A5
AF0201:36 | SC | TCP14C | WHT | 20 | 13.A3 | SH0401:C | TCP | 13.A1
AF0201:37 | SC | TCP15C | WHT | 20 | 13.A3 | SH0409:C | TCP | 13.A1
AF0201:38 | SC | TCP16C | WHT | 20 | 13.B3 | SH0410:C | TCP | 13.B1
AF0201:39 | SC | TCP17B1 | WHT | 20 | 13.C3 | SA0400:13 | TCP | 13.C1
AF0201:40 | SC | TCP17A1 | WHT | 20 | 13.B3 | SA0400:11 | TCP | 13.B1
AF0201:41 | SC | TCP23C | WHT | 20 | 13.D3 | SB0401:C | TCP | 13.D1
AF0201:42 | SC | TCP24C | WHT | 20 | 13.D3 | SB0402:C | TCP | 13.D1
AF0201:43 | SC | TCP25C | WHT | 20 | 13.A7 | SB0403:C | TCP | 13.A5
AF0201:44 | SC | TCP26C | WHT | 20 | 13.A7 | SB0404:C | TCP | 13.A5
AF0201:51 | SC | AF0201P | WHT | 20 | 11.A5 | AF0202:34 | TCP | 11.A5
AF0202:00 | SC | TCP18B2 | WHT | 20 | 13.D6 | SB0400:22 | TCP | 13.D5
AF0202:01 | SC | TCP19NO | WHT | 20 | 14.A3 | SH0404:NO | TCP | 14.A1
AF0202:02 | SC | TCP20NO | WHT | 20 | 14.B3 | SH0405:NO | TCP | 14.B1
AF0202:03 | SC | TCP21NO | WHT | 20 | 14.B3 | SH0406:NO | TCP | 14.B1
AF0202:04 | SC | TCP22NO | WHT | 20 | 14.C3 | SH0407:NO | TCP | 14.C1
AF0202:05 | SC | TCP28NC | WHT | 20 | 14.C3 | SB0406:NC | TCP | 14.C1
AF0202:06 | SC | TCP29NO | WHT | 20 | 14.D3 | SB0405:NO | TCP | 14.D1
AF0202:07 | SC | TCP30NO | WHT | 20 | 14.D3 | SH0408:NO | TCP | 14.D1
AF0202:08 | SC | TCP31NO | WHT | 20 | 14.A6 | SB0407:NO | TCP | 14.A5
AF0202:09 | SC | TCP32NO | WHT | 20 | 14.A6 | SB0408:NO | TCP | 14.A5
AF0202:10 | SC | TCP19AP | WHT | 20 | 14.B6 | SH0404:A+ | TCP | 14.B5
AF0202:11 | SC | TCP20AP | WHT | 20 | 14.B6 | SH0405:A+ | TCP | 14.B5
AF0202:12 | SC | TCP21AP | WHT | 20 | 14.C6 | SH0406:A+ | TCP | 14.C5
AF0202:13 | SC | TCP22AP | WHT | 20 | 14.C6 | SH0407:A+ | TCP | 14.C5
AF0202:14 | SC | TCP30AP | WHT | 20 | 14.D6 | SH0408:A+ | TCP | 14.D5
AF0202:15 | SC | TCP30BP | WHT | 20 | 14.D6 | SH0408:B+ | TCP | 14.D5
AF0202:27 | SC | TCP19A | WHT | 20 | 14.B6 | SH0404:A | TCP | 14.B5
AF0202:28 | SC | TCP20A | WHT | 20 | 14.B6 | SH0405:A | TCP | 14.B5
AF0202:29 | SC | TCP21A | WHT | 20 | 14.C6 | SH0406:A | TCP | 14.C5
AF0202:30 | SC | TCP22A | WHT | 20 | 14.C6 | SH0407:A | TCP | 14.C5
AF0202:31 | SC | TCP30A | WHT | 20 | 14.D6 | SH0408:A | TCP | 14.D5
AF0202:32 | SC | TCP30B | WHT | 20 | 14.D6 | SH0408:B | TCP | 14.D5
AF0202:35 | SC | TCP18B1 | WHT | 20 | 13.D6 | SB0400:21 | TCP | 13.D5
AF0202:36 | SC | TCP19C | WHT | 20 | 14.A3 | SH0404:C | TCP | 14.A1
AF0202:37 | SC | TCP20C | WHT | 20 | 14.B3 | SH0405:C | TCP | 14.B1
AF0202:38 | SC | TCP21C | WHT | 20 | 14.B3 | SH0406:C | TCP | 14.B1
AF0202:39 | SC | TCP22C | WHT | 20 | 14.C3 | SH0407:C | TCP | 14.C1
AF0202:40 | SC | TCP28C | WHT | 20 | 14.C3 | SB0406:C | TCP | 14.C1
AF0202:41 | SC | TCP29C | WHT | 20 | 14.D3 | SB0405:C | TCP | 14.D1
AF0202:42 | SC | TCP30C | WHT | 20 | 14.D3 | SH0408:C | TCP | 14.D1
AF0202:43 | SC | TCP31C | WHT | 20 | 14.A6 | SB0407:C | TCP | 14.A5
AF0202:44 | SC | TCP32C | WHT | 20 | 14.A6 | SB0408:C | TCP | 14.A5
HL0400:A | SC | TCP01A | WHT | 20 | 12.A1 | HL0400:B | TCP | 12.A1
HL0400:A+ | SC | TCP01AP | WHT | 20 | 12.A1 | HL0400:B+ | TCP | 12.A1
HL0401:A | SC | TCP02A | WHT | 20 | 12.A1 | HL0401:B | TCP | 12.A1
HL0401:A+ | SC | TCP02AP | WHT | 20 | 12.A1 | HL0401:B+ | TCP | 12.A1
HL0402:A | SC | TCP03A | WHT | 20 | 12.B1 | HL0402:B | TCP | 12.B1
HL0402:A+ | SC | TCP03AP | WHT | 20 | 12.B1 | HL0402:B+ | TCP | 12.B1
HL0403:A | SC | TCP04A | WHT | 20 | 12.B1 | HL0403:B | TCP | 12.B1
HL0403:A+ | SC | TCP04AP | WHT | 20 | 12.B1 | HL0403:B+ | TCP | 12.B1
HL0404:A | SC | TCP05A | WHT | 20 | 12.C1 | HL0404:B | TCP | 12.C1
HL0404:A+ | SC | TCP05AP | WHT | 20 | 12.C1 | HL0404:B+ | TCP | 12.C1
HL0406:A | SC | TCP07A | WHT | 20 | 12.D1 | HL0406:B | TCP | 12.D1
HL0406:A+ | SC | TCP07AP | WHT | 20 | 12.D1 | HL0406:B+ | TCP | 12.D1
HL0407:A | SC | TCP08A | WHT | 20 | 12.A5 | HL0407:B | TCP | 12.A5
HL0407:A+ | SC | TCP08AP | WHT | 20 | 12.A5 | HL0407:B+ | TCP | 12.A5
HL0408:A | SC | TCP09A | WHT | 20 | 12.A5 | HL0408:B | TCP | 12.A5
HL0408:A+ | SC | TCP09AP | WHT | 20 | 12.A5 | HL0408:B+ | TCP | 12.A5
HL0409:A | SC | TCP10A | WHT | 20 | 12.B5 | HL0409:B | TCP | 12.B5
HL0409:A+ | SC | TCP10AP | WHT | 20 | 12.B5 | HL0409:B+ | TCP | 12.B5
HL0410:A | SC | 0V | WHT | 20 | 13.B5 | HL0410:B | TCP | 13.B5
HL0410:A+ | SC | TCP12AP | WHT | 20 | 13.B5 | XT0564:1 B1 | TCP | 13.B5
HL0410:A+ | SC | TCP12AP | WHT | 20 | 13.B5 | HL0410:B+ | TCP | 13.B5
HL0411:A | SC | TCP11A | WHT | 20 | 12.B5 | HL0411:B | TCP | 12.B5
HL0411:A+ | SC | TCP11AP | WHT | 20 | 12.B5 | HL0411:B+ | TCP | 12.B5
SB0404:NO | SC | TCP26NO | WHT | 20 | 13.A5 | XT0564:1 T1 | TCP | 13.B5
SH0401:A | SC | 0V1 | WHT | 20 | 13.C5 | SH0401:B | TCP | 13.C5
SH0401:A+ | SC | TCP14AP | WHT | 20 | 13.C5 | XT0564:5 B1 | TCP | 13.C5
SH0401:B+ | SC | TCP14BP | WHT | 20 | 13.C5 | XT0564:4 B1 | TCP | 13.C5
SH0404:A | SC | TCP19A | WHT | 20 | 14.B5 | SH0404:B | TCP | 14.B5
SH0404:A+ | SC | TCP19AP | WHT | 20 | 14.B5 | SH0404:B+ | TCP | 14.B5
SH0405:A | SC | TCP20A | WHT | 20 | 14.B5 | SH0405:B | TCP | 14.B5
SH0405:A+ | SC | TCP20AP | WHT | 20 | 14.B5 | SH0405:B+ | TCP | 14.B5
SH0406:A | SC | TCP21A | WHT | 20 | 14.C5 | SH0406:B | TCP | 14.C5
SH0406:A+ | SC | TCP21AP | WHT | 20 | 14.C5 | SH0406:B+ | TCP | 14.C5
SH0407:A | SC | TCP22A | WHT | 20 | 14.C5 | SH0407:B | TCP | 14.C5
SH0407:A+ | SC | TCP22AP | WHT | 20 | 14.C5 | SH0407:B+ | TCP | 14.C5
XT0564:1 T2 | SC | TCP26NO | WHT | 20 | 13.B5 | XT0564:4 T2 | TCP | 13.C5
XT0564:4 T1 | SC | TCP26NO | WHT | 20 | 13.C5 | XT0564:5 T1 | TCP | 13.C5
AU0200:L2 | WC0020 | AU0200L2 | ENET | CABLE | 11.A3 | AU0210:L1 | BACK WALL PANEL | 15.A3
AF0201:10 | WC5540 | HA0273P | BLK | 16 | 14.A3 | HA0273:(+) | CONSOLE | 14.A1
AF0201:27 | WC5540 | HA0273N | WHT | 16 | 14.A3 | HA0273:(-) | CONSOLE | 14.A1
GR0200: | SC | IEG03561 | GRN | 14 | 11.A3 | IEG0356:1 | LEFT WALL PANEL | 11.A2
AU0200:L1 | WC9003 | AU0200L1 | ENET | CABLE | 11.A3 | BA0002:RJ45 | LEFT WALL PANEL | 3.A6
AU0200:COM | SC | 0V1 | WHT | 14 | 11.A3 | XT0562:1 | PWR DISTRIBUTION RAIL | 11.B2
AU0200:V+ | SC | FU0200 | WHT | 14 | 11.A3 | FU0200:LD | PWR DISTRIBUTION RAIL | 11.A3
HL0410:A | SC | 0V | WHT | 20 | 13.B5 | XT0563:4 | PWR DISTRIBUTION RAIL | 13.B6
SA0401:1 | SC | KA0241A1 | WHT | 20 | 13.C5 | XT0563:5 | PWR DISTRIBUTION RAIL | 13.C6
SA0401:2 | SC | FU0139 | WHT | 20 | 13.C5 | XT0563:6 | PWR DISTRIBUTION RAIL | 13.C6
SB0400:11 | SC | ESTOPB | WHT | 20 | 13.D5 | XT0563:1 | PWR DISTRIBUTION RAIL | 13.D6
SB0400:12 | SC | ESTOPA | WHT | 20 | 13.D5 | XT0563:2 | PWR DISTRIBUTION RAIL | 13.D6
SH0401:A | SC | 0V1 | WHT | 20 | 13.C5 | XT0562:3 | PWR DISTRIBUTION RAIL | 11.B2
XT0564:1 B2 | SC | KA023612 | WHT | 20 | 13.B5 | XT0563:3 | PWR DISTRIBUTION RAIL | 13.B6
SolarTools ver. 24.0.84.24712 (Jul 31, 2025)
Report date: 4/8/2026 8:55 PM

## TURBINE VIBRATION PANEL
TURBINE VIBRATION PANEL
JB5
Project # | H0390
Project Name | SHELL PERDIDO
Revision | A.2
Controls DE | J.SENECA
Phone: | 0
Controls ME
Phone:
From | [5 empty] | To
Device ID | Cable (W) Conductor (SC) Jumper Clip (JC) | Wire No. | Wire ID | Gauge/Size | Page/Zone | Device ID | Location | Page/Zone
GR0113: | SC | GR0113 | GRN/YEL | 14 | 5.A4 | FRAME | TURBINE VIBRATION PANEL | 5.A4
SolarTools ver. 24.0.84.24712 (Jul 31, 2025)
Report date: 4/8/2026 8:55 PM

## Panel Errors
Panel Errors
Project # | H0390
Project Name | SHELL PERDIDO
Revision | A.2
Controls DE | J.SENECA
Phone: | 0
Controls ME
Phone:
From | [6 empty] | To
Device ID | Location | Cable (W) Conductor (SC) Jumper Clip (JC) | Wire ID | Wire No. | Gauge/Size | Page/Zone | Device ID | Location | Page/Zone
GR0311: | JB78 | SC | GRN/YEL | GR0311 | 14 | 5.C3 | FRAME | PANEL | 5.C3
XT0240:12 | PANEL B | SC | WHT | FU0139 | 20 | 22.C4 | CC6500: | PANEL | 22.D3
XT0240:7 | PANEL B | SC | WHT | KA0243A1 | 20 | 22.C3 | CC9002: | PANEL | 22.C3
CC6500: | PANEL | SC | WHT | KA0245A1 | 20 | 22.D3 | XT0240:8 | PANEL B | 22.D3
CC9002: | PANEL | SC | WHT | FU0139 | 20 | 22.C3 | XT0240:12 | PANEL B | 22.C4
SolarTools ver. 24.0.84.24712 (Jul 31, 2025)
Report date: 4/8/2026 8:55 PM

## Cable Part Numbers
Cable Part Numbers |  |  | SolarTools ver. 24.0.84.24712 (Jul 31, 2025)
Project # | H0390
Report date: 4/8/2026 8:56 PM
Project Name | SHELL PERDIDO
Revision | A.2
Controls DE | J.SENECA
Phone: | 0
Controls ME
Phone:
Device ID |  | Part Number |  | Description
WC5072 |  | PART OF 1103208-1 |  | CABLE, 2 CONDUCTOR UNSHIELDED PART OF HORN
W9005 |  | 1302073-36 |  | CABLE, ETHERNET - 36 INCHES
WC0001 |  | 1302073-36 |  | CABLE, ETHERNET - 36 INCHES
WC0003 |  | 1302073-36 |  | CABLE, ETHERNET - 36 INCHES
WC0007 |  | 1302073-36 |  | CABLE, ETHERNET - 36 INCHES
WC0008 |  | 1302073-36 |  | CABLE, ETHERNET - 36 INCHES
WC0009 |  | 1302073-36 |  | CABLE, ETHERNET - 36 INCHES
WC0010 |  | 1302073-36 |  | CABLE, ETHERNET - 36 INCHES
WC0014 |  | 1302073-36 |  | CABLE, ETHERNET - 36 INCHES
WC0020 |  | 1302073-36 |  | CABLE, COMMUNICATION CABLE - 36 INCHES
WC0024 |  | 1302073-36 |  | CABLE, COMMUNICATION CABLE - 36 INCHES
WC0101 |  | 1302073-36 |  | CABLE, COMMUNICATION CABLE - 36 INCHES
WC0680 |  | 1302073-36 |  | CABLE, COMMUNICATION CABLE - 36 INCHES
WC1001 |  | 1022941-13 |  | TPE, 1 TRIAD TWISTED SHIELDED
WC1002 |  | 1022941-13 |  | TPE, 1 TRIAD TWISTED SHIELDED
WC1003 |  | 1022941-13 |  | TPE, 1 TRIAD TWISTED SHIELDED
WC1004 |  | 1022941-13 |  | TPE, 1 TRIAD TWISTED SHIELDED
WC1005 |  | 1022941-13 |  | TPE, 1 TRIAD TWISTED SHIELDED
WC1006 |  | 1022941-13 |  | TPE, 1 TRIAD TWISTED SHIELDED
WC1007 |  | 1022941-13 |  | TPE, 1 TRIAD TWISTED SHIELDED
WC1008 |  | 1022941-13 |  | TPE, 1 TRIAD TWISTED SHIELDED
WC1009 |  | 1022941-13 |  | TPE, 1 TRIAD TWISTED SHIELDED
WC1010 |  | 1022941-13 |  | TPE, 1 TRIAD TWISTED SHIELDED
WC1011 |  | 1022941-13 |  | TPE, 1 TRIAD TWISTED SHIELDED
WC1012 |  | 1022941-13 |  | TPE, 1 TRIAD TWISTED SHIELDED
WC1013 |  | 1022941-13 |  | TPE, 1 TRIAD TWISTED SHIELDED
WC1014 |  | 1022941-13 |  | TPE, 1 TRIAD TWISTED SHIELDED
WC1015 |  | 1022941-13 |  | TPE, 1 TRIAD TWISTED SHIELDED
WC1016 |  | 1022941-13 |  | TPE, 1 TRIAD TWISTED SHIELDED
WC1017 |  | 1022941-13 |  | TPE, 1 TRIAD TWISTED SHIELDED
WC1018 |  | 1022941-13 |  | TPE, 1 TRIAD TWISTED SHIELDED
WC1019 |  | 1022941-13 |  | TPE, 1 TRIAD TWISTED SHIELDED
WC1020 |  | 1022941-13 |  | TPE, 1 TRIAD TWISTED SHIELDED
WC1021 |  | 1022941-13 |  | TPE, 1 TRIAD TWISTED SHIELDED
WC1022 |  | 1022941-13 |  | TPE, 1 TRIAD TWISTED SHIELDED
WC1023 |  | 1022941-13 |  | TPE, 1 TRIAD TWISTED SHIELDED
WC1024 |  | 1022941-13 |  | TPE, 1 TRIAD TWISTED SHIELDED
WC1025 |  | 1022941-13 |  | TPE, 1 TRIAD TWISTED SHIELDED
WC1026 |  | 1022941-13 |  | TPE, 1 TRIAD TWISTED SHIELDED
WC1027 |  | 1022941-13 |  | TPE, 1 TRIAD TWISTED SHIELDED
WC1028 |  | 1022941-13 |  | TPE, 1 TRIAD TWISTED SHIELDED
WC1029 |  | 1022941-13 |  | TPE, 1 TRIAD TWISTED SHIELDED
WC1030 |  | 1022941-13 |  | TPE, 1 TRIAD TWISTED SHIELDED
WC1031 |  | 1022941-13 |  | TPE, 1 TRIAD TWISTED SHIELDED
WC1032 |  | 1022941-13 |  | TPE, 1 TRIAD TWISTED SHIELDED
WC1033 |  | 1022941-13 |  | TPE, 1 TRIAD TWISTED SHIELDED
WC1034 |  | 1022941-13 |  | TPE, 1 TRIAD TWISTED SHIELDED
WC1035 |  | 1022941-13 |  | TPE, 1 TRIAD TWISTED SHIELDED
WC1036 |  | 1022941-13 |  | TPE, 1 TRIAD TWISTED SHIELDED
WC4100 |  | 1022941-22 |  | TPE, 1 PAIR TWISTED SHIELDED
WC4101 |  | 1022941-22 |  | TPE, 1 PAIR TWISTED SHIELDED
WC4102 |  | 1022941-22 |  | TPE, 1 PAIR TWISTED SHIELDED
WC4103 |  | 1022941-22 |  | TPE, 1 PAIR TWISTED SHIELDED
WC4104 |  | 1022941-22 |  | TPE, 1 PAIR TWISTED SHIELDED
WC4105 |  | 1022941-22 |  | TPE, 1 PAIR TWISTED SHIELDED
WC4106 |  | 1022941-22 |  | TPE, 1 PAIR TWISTED SHIELDED
WC4107 |  | 1022941-22 |  | TPE, 1 PAIR TWISTED SHIELDED
WC4108 |  | 1022941-22 |  | TPE, 1 PAIR TWISTED SHIELDED
WC4109 |  | 1022941-22 |  | TPE, 1 PAIR TWISTED SHIELDED
WC4110 |  | 1022941-22 |  | TPE, 1 PAIR TWISTED SHIELDED
WC4111 |  | 1022941-22 |  | TPE, 1 PAIR TWISTED SHIELDED
WC4112 |  | 1022941-22 |  | TPE, 1 PAIR TWISTED SHIELDED
WC4113 |  | 1022941-22 |  | TPE, 1 PAIR TWISTED SHIELDED
WC4114 |  | 1022941-22 |  | TPE, 1 PAIR TWISTED SHIELDED
WC4115 |  | 1022941-22 |  | TPE, 1 PAIR TWISTED SHIELDED
WC4116 |  | 1022941-22 |  | TPE, 1 PAIR TWISTED SHIELDED
WC4117 |  | 1022941-22 |  | TPE, 1 PAIR TWISTED SHIELDED
WC4118 |  | 1022941-22 |  | TPE, 1 PAIR TWISTED SHIELDED
WC4119 |  | 1022941-22 |  | TPE, 1 PAIR TWISTED SHIELDED
WC4120 |  | 1022941-22 |  | TPE, 1 PAIR TWISTED SHIELDED
WC4121 |  | 1022941-22 |  | TPE, 1 PAIR TWISTED SHIELDED
WC4122 |  | 1022941-22 |  | TPE, 1 PAIR TWISTED SHIELDED
WC4123 |  | 1022941-22 |  | TPE, 1 PAIR TWISTED SHIELDED
WC4124 |  | 1022941-22 |  | TPE, 1 PAIR TWISTED SHIELDED
WC4125 |  | 1022941-22 |  | TPE, 1 PAIR TWISTED SHIELDED
WC4126 |  | 1022941-22 |  | TPE, 1 PAIR TWISTED SHIELDED
WC4127 |  | 1022941-22 |  | TPE, 1 PAIR TWISTED SHIELDED
WC4128 |  | 1022941-22 |  | TPE, 1 PAIR TWISTED SHIELDED
WC4129 |  | 1022941-22 |  | TPE, 1 PAIR TWISTED SHIELDED
WC4130 |  | 1022941-22 |  | TPE, 1 PAIR TWISTED SHIELDED
WC4131 |  | 1022941-22 |  | TPE, 1 PAIR TWISTED SHIELDED
WC4132 |  | 1022941-22 |  | TPE, 1 PAIR TWISTED SHIELDED
WC4133 |  | 1022941-22 |  | TPE, 1 PAIR TWISTED SHIELDED
WC4134 |  | 1022941-22 |  | TPE, 1 PAIR TWISTED SHIELDED
WC4135 |  | 1022941-22 |  | TPE, 1 PAIR TWISTED SHIELDED
WC4136 |  | 1022941-22 |  | TPE, 1 PAIR TWISTED SHIELDED
WC4137 |  | 1022941-22 |  | TPE, 1 PAIR TWISTED SHIELDED
WC4138 |  | 1022941-22 |  | TPE, 1 PAIR TWISTED SHIELDED
WC4139 |  | 1022941-22 |  | TPE, 1 PAIR TWISTED SHIELDED
WC4140 |  | 1022941-22 |  | TPE, 1 PAIR TWISTED SHIELDED
WC4524 |  | 1022941-12 |  | TPE, 1 PAIR TWISTED SHIELDED
WC5540 |  | PART OF 1113568-200 |  | CABLE, 2 CONDUCTOR TRIMMED SHIELD PART OF HORN
WC9002 |  | 1302073-36 |  | CABLE, ETHERNET - 36 INCHES
WC9003 |  | 1302073-36 |  | CABLE, ETHERNET - 36 INCHES
WC9004 |  | 1305733-1 |  | CABLE, COMMUNICATION CABLE - ETHERNET
WC9007 |  | 1302073-36 |  | CABLE, COMMUNICATION CABLE - 36 INCHES
WC9009 |  | 1302073-36 |  | CABLE, ETHERNET - 36 INCHES
WC9010 |  | 1302073-36 |  | CABLE, ETHERNET - 36 INCHES

## Part Number List
Part Number List |  | SolarTools ver. 24.0.84.24712 (Jul 31, 2025)
Project # | H0390
Report date: 4/8/2026 8:56 PM
Project Name | SHELL PERDIDO
Revision | A.2
Controls DE | J.SENECA
Phone: | 0
Controls ME
Phone:
Device ID | Part Number | Description | Location
AF0210 | 1051931-67,1089240-2 | 1794-IB16, 16 DISCRETE INPUT | BACK WALL PANEL
AF0211 | 1051931-67,1089240-4 | 1794-OB8EP, 8 DISCRETE OUTPUT^(CURRENT LIMITING) | BACK WALL PANEL
AF0212 | 1051931-67,1089240-7 | 1794-IE8, 8 ANALOG INPUT | BACK WALL PANEL
AF0213 | 1051931-67,1089240-2 | 1794-IB16, 16 DISCRETE INPUT | BACK WALL PANEL
AT0680 | 1634974-100 | GATEWAY MODULE, TURBOTRONIC GATEWAY | BACK WALL PANEL
AU0210 | 1089240-32 | 1794-AENTR, FLEX I/O^COMMUNICATIONS ADAPTER | BACK WALL PANEL
FU0132 | 1043265-1,1043265-7 | FUSE, 20A | BACK WALL PANEL
FU0132A | 1043265-1,1043265-7 | FUSE, 20A | BACK WALL PANEL
FU0310 | 1043265-1,1043265-5 | FUSE, 10A | BACK WALL PANEL
FU0311 | 1043265-1,1043265-5 | FUSE, 10A | BACK WALL PANEL
FU0680 | 1043265-1,1043265-4 | FUSE, 5A | BACK WALL PANEL
GR0210 | 903849C1 | RAIL GROUND, DIN RAIL GROUNDING | BACK WALL PANEL
GR0357 | 903849C1 | RAIL GROUND, DIN RAIL GROUNDING | BACK WALL PANEL
GR0358 | 903849C1 | RAIL GROUND, DIN RAIL GROUNDING | BACK WALL PANEL
GR0359 | 903849C1 | RAIL GROUND, DIN RAIL GROUNDING | BACK WALL PANEL
IEG0210 | 1054025-101 | BUS BAR, INSTRUMENT EARTH (SHIELDING) | BACK WALL PANEL
IEG0357 | 232941-200 | BUS BAR, INSTRUMENT EARTH GROUNDING | BACK WALL PANEL
KA0600 | 1061979-1 | RELAY, OB60 TRIP MULTIPLY | BACK WALL PANEL
UJ0132 | 1286570-1 | POWER CONVERTER, AC/DC INPUT TO 28V DC OUTPUT | BACK WALL PANEL
AF0140 | 1051931-67,1089240-4 | 1794-OB8EP, 8 DISCRETE OUTPUT^(CURRENT LIMITING) | BOP PANEL
AF0141 | 1051931-67,1089240-2 | 1794-IB16, 16 DISCRETE INPUT | BOP PANEL
AF0142 | 1051931-67,1089240-18 | 1794-IF8IHNF, 8 ANALOG FAST INPUT^(ISOLATED, HART) | BOP PANEL
AF0143 | 1051931-69,1089240-37 | 1794-OF4I, 4 ANALOG FAST OUTPUT^(ISOLATED) | BOP PANEL
AF0144 | 1051931-67,1089240-4 | 1794-OB8EP, 8 DISCRETE OUTPUT^(CURRENT LIMITING) | BOP PANEL
AF0145 | 1051931-67,1089240-18 | 1794-IF8IHNF, 8 ANALOG FAST INPUT^(ISOLATED, HART) | BOP PANEL
AF0146 | 1051931-67,1089240-18 | 1794-IF8IHNF, 8 ANALOG FAST INPUT^(ISOLATED, HART) | BOP PANEL
AF0147 | 1051931-67,1089240-18 | 1794-IF8IHNF, 8 ANALOG FAST INPUT^(ISOLATED, HART) | BOP PANEL
AF0180 | 1051931-67,1089240-4 | 1794-OB8EP, 8 DISCRETE OUTPUT^(CURRENT LIMITING) | BOP PANEL
AF0181 | 1051931-67,1089240-2 | 1794-IB16, 16 DISCRETE INPUT | BOP PANEL
AF0182 | 1051931-67,1089240-18 | 1794-IF8IHNF, 8 ANALOG FAST INPUT^(ISOLATED, HART) | BOP PANEL
AF0183 | 1051931-69,1089240-37 | 1794-OF4I, 4 ANALOG FAST OUTPUT^(ISOLATED) | BOP PANEL
AF0184 | 1051931-67,1089240-18 | 1794-IF8IHNF, 8 ANALOG FAST INPUT^(ISOLATED, HART) | BOP PANEL
AF0185 | 1051931-67,1089240-18 | 1794-IF8IHNF, 8 ANALOG FAST INPUT^(ISOLATED, HART) | BOP PANEL
AF0186 | 1051931-67,1089240-2 | 1794-IB16, 16 DISCRETE INPUT | BOP PANEL
AF0187 | 1051931-67,1089240-18 | 1794-IF8IHNF, 8 ANALOG FAST INPUT^(ISOLATED, HART) | BOP PANEL
AU0140 | 1089240-32 | 1794-AENTR, FLEX I/O^COMMUNICATIONS ADAPTER | BOP PANEL
AU0180 | 1089240-32 | 1794-AENTR, FLEX I/O^COMMUNICATIONS ADAPTER | BOP PANEL
FU0140 | 1043265-1,1043265-5 | FUSE, 10A | BOP PANEL
FU0141 | 1043265-1,1043265-5 | FUSE, 10A | BOP PANEL
FU0144 | 1043265-1,1043265-5 | FUSE, 10A | BOP PANEL
FU0180 | 1043265-1,1043265-5 | FUSE, 10A | BOP PANEL
FU0181 | 1043265-1,1043265-5 | FUSE, 10A | BOP PANEL
FU0570 | 1043265-1,1043265-7 | FUSE, 20A | BOP PANEL
FU0741 | 1043265-1,1043265-3 | FUSE, 2A | BOP PANEL
FU0742 | 1043265-1,1043265-3 | FUSE, 2A | BOP PANEL
FU0743 | 1043265-1,1043265-3 | FUSE, 2A | BOP PANEL
FU0744 | 1043265-1,1043265-3 | FUSE, 2A | BOP PANEL
FU0745 | 1043265-1,1043265-3 | FUSE, 2A | BOP PANEL
FU0746 | 1043265-1,1043265-3 | FUSE, 2A | BOP PANEL
FU0747 | 1043265-1,1043265-3 | FUSE, 2A | BOP PANEL
FU0748 | 1043265-1,1043265-3 | FUSE, 2A | BOP PANEL
FU7401 | 1043265-1,1043265-3 | FUSE, 2A | BOP PANEL
FU7402 | 1043265-1,1043265-3 | FUSE, 2A | BOP PANEL
FU7403 | 1043265-1,1043265-3 | FUSE, 2A | BOP PANEL
FU7404 | 1043265-1,1043265-3 | FUSE, 2A | BOP PANEL
FU7405 | 1043265-1,1043265-3 | FUSE, 2A | BOP PANEL
FU7406 | 1043265-1,1043265-3 | FUSE, 2A | BOP PANEL
FU7407 | 1043265-1,1043265-3 | FUSE, 2A | BOP PANEL
FU7408 | 1043265-1,1043265-3 | FUSE, 2A | BOP PANEL
FU7409 | 1043265-1,1043265-3 | FUSE, 2A | BOP PANEL
FU7410 | 1043265-1,1043265-3 | FUSE, 2A | BOP PANEL
FU7411 | 1043265-1,1043265-3 | FUSE, 2A | BOP PANEL
FU7412 | 1043265-1,1043265-3 | FUSE, 2A | BOP PANEL
FU7413 | 1043265-1,1043265-3 | FUSE, 2A | BOP PANEL
FU7414 | 1043265-1,1043265-3 | FUSE, 2A | BOP PANEL
FU7415 | 1043265-1,1043265-3 | FUSE, 2A | BOP PANEL
FU7416 | 1043265-1,1043265-3 | FUSE, 2A | BOP PANEL
FU7417 | 1043265-1,1043265-3 | FUSE, 2A | BOP PANEL
FU7418 | 1043265-1,1043265-3 | FUSE, 2A | BOP PANEL
FU7419 | 1043265-1,1043265-3 | FUSE, 2A | BOP PANEL
FU7420 | 1043265-1,1043265-3 | FUSE, 2A | BOP PANEL
FU7421 | 1043265-1,1043265-3 | FUSE, 2A | BOP PANEL
FU7422 | 1043265-1,1043265-3 | FUSE, 2A | BOP PANEL
FU7423 | 1043265-1,1043265-3 | FUSE, 2A | BOP PANEL
FU7424 | 1043265-1,1043265-3 | FUSE, 2A | BOP PANEL
FU7425 | 1043265-1,1043265-3 | FUSE, 2A | BOP PANEL
FU7426 | 1043265-1,1043265-3 | FUSE, 2A | BOP PANEL
FU7427 | 1043265-1,1043265-3 | FUSE, 2A | BOP PANEL
FU7428 | 1043265-1,1043265-3 | FUSE, 2A | BOP PANEL
FU7429 | 1043265-1,1043265-3 | FUSE, 2A | BOP PANEL
FU7430 | 1043265-1,1043265-3 | FUSE, 2A | BOP PANEL
FU7431 | 1043265-1,1043265-3 | FUSE, 2A | BOP PANEL
FU7432 | 1043265-1,1043265-3 | FUSE, 2A | BOP PANEL
GR0140 | 903842C1 | RAIL LUG, DINRAIL GROUNDING | BOP PANEL
GR0180 | 903842C1 | RAIL LUG, DINRAIL GROUNDING | BOP PANEL
GR0257 | 903842C1 | RAIL LUG, DINRAIL GROUNDING | BOP PANEL
IEG0140 | 1054025-201 | BUS BAR, INSTRUMENT EARTH (SHIELDING) | BOP PANEL
IEG0180 | 1054025-101 | BUS BAR, INSTRUMENT EARTH (SHIELDING) | BOP PANEL
IEG0257 | 232941-200 | BUS BAR, BOP - INSTRUMENT EARTH GROUNDING | BOP PANEL
KA0531 | 1061979-1 | RELAY, NO EMERGENCY SHUTDOWN SUMMARY | BOP PANEL
KA0532 | 1061979-1 | RELAY, NO EMERGENCY SHUTDOWN SUMMARY | BOP PANEL
KA0533 | 1061979-1 | RELAY, NO EMERGENCY SHUTDOWN SUMMARY | BOP PANEL
KA0534 | 1061979-1 | RELAY, NO EMERGENCY SHUTDOWN SUMMARY | BOP PANEL
KA0535 | 1061979-1 | RELAY, CONTROLLER ACTIVE | BOP PANEL
KA0536 | 1061979-1 | RELAY, CONTROLLER ACTIVE | BOP PANEL
KA0537 | 1061979-1 | RELAY, NO EMERGENCY SHUTDOWN SUMMARY | BOP PANEL
KA0538 | 1061979-1 | RELAY, CONTROLLER ACTIVE | BOP PANEL
KA0539 | 1061979-1 | RELAY, CONTROLLER ACTIVE | BOP PANEL
KA0540 | 1061979-1 | RELAY, OPEN LPC SUCTION VALVE | BOP PANEL
KA0541 | 1061979-1 | RELAY, OPEN HPC DISCHARGE VALVE | BOP PANEL
KA0542 | 1061979-1 | RELAY, OPEN LPC DISCHARGE VALVE | BOP PANEL
KA0543 | 1061979-1 | RELAY, OPEN HPC SUCTION VALVE | BOP PANEL
KA21804 | 1061979-1 | RELAY, UNIT ON LOAD | BOP PANEL
KA21805 | 1061979-1 | RELAY, UNIT SHUTDOWN | BOP PANEL
KA21806 | 1061979-1 | RELAY, UNIT ALARM | BOP PANEL
KA21807 | 1061979-1 | RELAY, SUCT VALVE OPEN TO DCS | BOP PANEL
KA21808 | 1061979-1 | RELAY, START SIGNAL TO DCS | BOP PANEL
KT0571 | 2651077-1 | TIMER RELAY, LOADING VALVE CLOSED | BOP PANEL
KT0572 | 2651077-1 | TIMER RELAY, LPC SUCTION VALVE CLOSED | BOP PANEL
KT0573 | 2651077-1 | TIMER RELAY, HPC DISCHARGE VALVE CLOSED | BOP PANEL
KT0574 | 2651077-1 | TIMER RELAY, LPC DISCHARGE VALVE CLOSED | BOP PANEL
KT0575 | 2651077-1 | TIMER RELAY, HPC SUCTION VALVE CLOSED | BOP PANEL
KT0576 | 2651077-1 | TIMER RELAY, LOADING VALVE CLOSED | BOP PANEL
XT0140 | 1066730-7 | TERMINAL BLOCK, SPRING, 4 CONDUCTOR,30-12 AWG (0.05-3.31 MM2),NON-IS | BOP PANEL
XT0180 | 1066730-7 | TERMINAL BLOCK, SPRING, 4 CONDUCTOR,30-12 AWG (0.05-3.31 MM2),NON-IS | BOP PANEL
XT0181 | 1066730-7 | TERMINAL BLOCK, SPRING, 4 CONDUCTOR,30-12 AWG (0.05-3.31 MM2),NON-IS | BOP PANEL
XT0570 | 1066730-16 | TERMINAL STRIP, 2 CONDUCTOR | BOP PANEL
XT0572 | 1066730-7 | TERMINAL BLOCK, SPRING, 4 CONDUCTOR,30-12 AWG (0.05-3.31 MM2),NON-IS | BOP PANEL
XT0573 | 1066730-9 | DIODE TERMINAL STRIP, 4 CONDUCTOR | BOP PANEL
AT0190 | 1577354-5100 | WORKSTATION, PANEL COMPUTER, TT4000 | CONSOLE
AT0190K | 1068334 | KEYBOARD, TYPING INTERFACE | CONSOLE
EL0273 | 1015796,1022899,1024594-100 | LIGHT, LED, WHITE | CONSOLE
HA0273 | 1113568-200 | HORN, AUDIBLE ALARM | CONSOLE
ZS0273 | 1113474-2,22650R1,22690R1,23523R1,24556R1,915786C1 | LIMIT SWITCH, CONSOLE DOOR OPEN | CONSOLE
AT1100 | 1577354-4501 | WORKSTATION, VERSA VIEW 1200H | JB70
HA0472 | 1103208-101 | HORN, AUDIBLE ALARM | JB70
SA0471 | 1035040-1652,2380746-2 | SELECTOR SWITCH, PROCESS SETPOINT | JB70
SA0473 | 2380746-5 | SELECTOR SWITCH, OFF/LOCAL/AUX | JB70
SB0471 | 1035040-119,1035040-854,2380746-1 | PUSHBUTTON SWITCH, HORN SILENCE | JB70
SB0472 | 1035040-32,2380746-4 | PUSHBUTTON SWITCH, EMERGENCY STOP | JB70
SB0473 | 1035040-120,1035040-855,2380746-1 | PUSHBUTTON SWITCH, ACKNOWLEDGE | JB70
SB0474 | 1035040-121,1035040-856,2380746-1 | PUSHBUTTON SWITCH, RESET | JB70
SH0470 | 1035040-108,2380746-3 | LIGHTED SWITCH, STOP/STOPPING, RED | JB70
SH0471 | 1035040-103,1035040-857,2380746-3 | LIGHTED SWITCH, START/STARTING, GREEN | JB70
SH0472 | 1035040-106,1035040-859,2380746-3 | LIGHTED SWITCH, BACKUP SYSTEM ACTIVE/RESET, AMBER | JB70
GR1101 | 903849C1 | RAIL GROUND, DIN RAIL GROUNDING | JB70 LEFT RAIL
FU1100 | 1043265-1,1043265-5 | FUSE, 10A | JB70 RIGHT RAIL
GR1100 | 903849C1 | RAIL GROUND, DIN RAIL GROUNDING | JB70 RIGHT RAIL
AF0120 | 1051931-67,1089240-4 | 1794-OB8EP, 8 DISCRETE OUTPUT^(CURRENT LIMITING) | JB73
AF0121 | 1051931-67,1089240-2 | 1794-IB16, 16 DISCRETE INPUT | JB73
AF0122 | 1051931-67,1089240-18 | 1794-IF8IHNF, 8 ANALOG FAST INPUT^(ISOLATED, HART) | JB73
AF0123 | 1051931-67,1089240-18 | 1794-IF8IHNF, 8 ANALOG FAST INPUT^(ISOLATED, HART) | JB73
AF0124 | 1051931-67,1089240-18 | 1794-IF8IHNF, 8 ANALOG FAST INPUT^(ISOLATED, HART) | JB73
AF0125 | 1051931-71,1089240-41 | 1794-IRT8, 8 TC/RTD FAST INPUT | JB73
AF0126 | 1051931-71,1089240-41 | 1794-IRT8, 8 TC/RTD FAST INPUT | JB73
AF0127 | 1051931-69,1089240-37 | 1794-OF4I, 4 ANALOG FAST OUTPUT^(ISOLATED) | JB73
AF0240 | 1051931-67,1089240-4 | 1794-OB8EP, 8 DISCRETE OUTPUT^(CURRENT LIMITING) | JB73
AF0241 | 1051931-67,1089240-2 | 1794-IB16, 16 DISCRETE INPUT | JB73
AF0242 | 1051931-67,1089240-18 | 1794-IF8IHNF, 8 ANALOG FAST INPUT^(ISOLATED, HART) | JB73
AF0243 | 1051931-67,1089240-18 | 1794-IF8IHNF, 8 ANALOG FAST INPUT^(ISOLATED, HART) | JB73
AF0244 | 1051931-67,1089240-18 | 1794-IF8IHNF, 8 ANALOG FAST INPUT^(ISOLATED, HART) | JB73
AF0245 | 1051931-71,1089240-41 | 1794-IRT8, 8 TC/RTD FAST INPUT | JB73
AF0246 | 1051931-71,1089240-41 | 1794-IRT8, 8 TC/RTD FAST INPUT | JB73
AU0120 | 1089240-32 | 1794-AENTR, FLEX I/O^COMMUNICATIONS ADAPTER | JB73
AU0240 | 1089240-32 | 1794-AENTR, FLEX I/O^COMMUNICATIONS ADAPTER | JB73
FU0120 | 1043265-1,1043265-5 | FUSE, 10A | JB73
FU0121 | 1043265-1,1043265-5 | FUSE, 10A | JB73
FU0130 | 1043265-1,1043265-7 | FUSE, 20A | JB73
FU0240 | 1043265-1,1043265-5 | FUSE, 10A | JB73
FU0241 | 1043265-1,1043265-5 | FUSE, 10A | JB73
FU0250 | 1043265-1,1043265-7 | FUSE, 20A | JB73
FU7301 | 1043265-1,1043265-4 | FUSE, 5A | JB73
GR0120 | 903849C1 | RAIL GROUND, DIN RAIL GROUNDING | JB73
GR0240 | 903849C1 | RAIL GROUND, DIN RAIL GROUNDING | JB73
GR4460 | 903849C1 | RAIL GROUND, DIN RAIL GROUNDING | JB73
IEG0120 | 1054025-301 | BUS BAR, INSTRUMENT EARTH (SHIELDING) | JB73
IEG0130 | [3]232941-110 | BUS BAR, HP CPSR - INSTRUMENT EARTH GROUNDING | JB73
IEG0240 | 1054025-301 | BUS BAR, INSTRUMENT EARTH (SHIELDING) | JB73
IEG0250 | 232941-300 | BUS BAR, CPSR INSTRUMENT EARTH GROUND | JB73
KA0120 | 1061979-1 | RELAY, CONTROLLER ACTIVE | JB73
KT2120-1 | 1063140-1 | RELAY TIMER, CPSR CASE PRESSURIZE^TIMER | JB73
KT2120-2 | 1063140-1 | RELAY TIMER, CPSR CASE PRESSURIZE^TIMER | JB73
UA4460 | DRIVEN COMMON | PROXIMITOR, CPSR DE JOURNAL BEARING^(X AXIS) | JB73
UA4461 | DRIVEN COMMON | PROXIMITOR, CPSR DE JOURNAL BEARING^(Y AXIS) | JB73
UA4462 | 190817-91 | PROXIMITOR, COMPRESSOR THRUST^AXIAL VIBRATION A | JB73
UA4470 | DRIVEN COMMON | PROXIMITOR, CPSR NDE JOURNAL BEARING^(X AXIS) | JB73
UA4471 | DRIVEN COMMON | PROXIMITOR, CPSR NDE JOURNAL BEARING^(Y AXIS) | JB73
UA4472 | 190817-91 | PROXIMITOR, COMPRESSOR THRUST^AXIAL VIBRATION B | JB73
XT0130 | 1066730-7,1066730-8,1067996-4 | TERMINAL BLOCK, SPRING, 4 CONDUCTOR,30-12 AWG (0.05-3.31 MM2),NON-IS | JB73
XT0250 | 1066730-67,1066730-7,1066730-8 | TERMINAL BLOCK, SPRING, 4 CONDUCTOR,30-12 AWG (0.05-3.31 MM2),NON-IS | JB73
XT0520 | 1066730-7,1066730-8,1067996-4 | TERMINAL BLOCK, SPRING, 4 CONDUCTOR,30-12 AWG (0.05-3.31 MM2),NON-IS | JB73
XT2521 | 1066730-9 | DIODE TERMINAL STRIP, 4 CONDUCTOR | JB73
AF0320 | 1051931-71,1089240-41 | 1794-IRT8, 8 TC/RTD FAST INPUT | JB78
AF0321 | 1051931-71,1089240-41 | 1794-IRT8, 8 TC/RTD FAST INPUT | JB78
AU0320 | 1089240-32 | 1794-AENTR, FLEX I/O^COMMUNICATIONS ADAPTER | JB78
F2320A | 1043265-1,1043265-5 | FUSE, 10A | JB78
GR0310 | 903849C1 | RAIL GROUND, DIN RAIL GROUNDING | JB78
GR0311 | 903849C1 | RAIL GROUND, DIN RAIL GROUNDING | JB78
IEG0310 | 232941-200 | BUS BAR, GEARBOX - INSTRUMENT EARTH GROUNDING | JB78
UA4740 | 190816-45,190817-51 | PROXIMITOR, GEARBOX LSS DE^(X-AXIS) | JB78
UA4741 | 190816-45,190817-51 | PROXIMITOR, GEARBOX LSS DE^(Y-AXIS) | JB78
UA4750 | 190816-45,190817-51 | PROXIMITOR, GEARBOX LSS NDE^(X-AXIS) | JB78
UA4751 | 190816-45,190817-51 | PROXIMITOR, GEARBOX LSS NDE^(Y-AXIS) | JB78
UA4752 | 190816-45,190817-51 | PROXIMITOR, GEARBOX LSS^AXIAL #1 | JB78
UA4753 | 190816-45,190817-51 | PROXIMITOR, KEY PHASOR GEARBOX | JB78
UA4760 | 190816-45,190817-51 | PROXIMITOR, GEARBOX HSS NDE^(X-AXIS) | JB78
UA4761 | 190816-45,190817-51 | PROXIMITOR, GEARBOX HSS NDE^(Y-AXIS) | JB78
UA4770 | 190816-45,190817-51 | PROXIMITOR, GEARBOX HSS DE^(X-AXIS) | JB78
UA4771 | 190816-45,190817-51 | PROXIMITOR, GEARBOX HSS DE^(Y-AXIS) | JB78
UA4772 | 190816-45,190817-51 | PROXIMITOR, HIGH SPEED SHAFT^AXIAL #2 | JB78
XT0310 | 1066730-7,1066730-8,1067996-4 | TERMINAL BLOCK, SPRING, 4 CONDUCTOR,30-12 AWG (0.05-3.31 MM2),NON-IS | JB78
BA0002 | 1271449-1 | MEDIA CONVERTER, ETHERNET-FIBER OPTIC | LEFT WALL PANEL
BA0003 | 1271449-1 | MEDIA CONVERTER, ETHERNET-FIBER OPTIC | LEFT WALL PANEL
BA0006 | 1271449-1 | MEDIA CONVERTER, ETHERNET-FIBER OPTIC | LEFT WALL PANEL
BA0008 | 1271449-1 | MEDIA CONVERTER, ETHERNET-FIBER OPTIC | LEFT WALL PANEL
BA0010 | 1271449-1 | MEDIA CONVERTER, ETHERNET-FIBER OPTIC | LEFT WALL PANEL
FU0003 | 1043265-1,1043265-3 | FUSE, 2A | LEFT WALL PANEL
FU0004 | 1043265-1,1043265-3 | FUSE, 2A | LEFT WALL PANEL
FU0005 | 1043265-13 | FUSE, 1A | LEFT WALL PANEL
FU0006 | 1043265-13 | FUSE, 1A | LEFT WALL PANEL
FU0010A | 1043265-1,1043265-3 | FUSE, 2A | LEFT WALL PANEL
GR0355 | 903849C1 | RAIL GROUND, DIN RAIL GROUNDING | LEFT WALL PANEL
GR0356 | 903849C1 | RAIL GROUND, DIN RAIL GROUNDING | LEFT WALL PANEL
IEG0356 | 232941-200 | BUS BAR, INSTRUMENT EARTH GROUNDING | LEFT WALL PANEL
PEG0356 | 232941-200 | BUS BAR, POWER EARTH GROUNDING | LEFT WALL PANEL
QS0560 | 1126803 | CIRCUIT BREAKER, DOUBLE POLE - RAIL MOUNTABLE | LEFT WALL PANEL
XT0002 | [2]1066730-32,1066730-7,1066730-8,[2]1067996-82 | TERMINAL BLOCK, SPRING, 4 CONDUCTOR,30-12 AWG (0.05-3.31 MM2),NON-IS | LEFT WALL PANEL
XT0345 | 1066730-7,1066730-8,1067996-4 | TERMINAL BLOCK, SPRING, 4 CONDUCTOR,30-12 AWG (0.05-3.31 MM2),NON-IS | LEFT WALL PANEL
XT9000 | 1066730-7 | TERMINAL BLOCK, SPRING, 4 CONDUCTOR,30-12 AWG (0.05-3.31 MM2),NON-IS | LEFT WALL PANEL
AP0612 | 2762566-6 | ORBIT 60, SYSTEM INTERFACE MODULE (SIM) | ORBIT 60^DOOR PANEL
AP0613 | 2762566-27,2762566-7 | ORBIT 60, CONDITIONING MONITORING MODULE (CCM) | ORBIT 60^DOOR PANEL
AP0614 | 2762566-19,2762566-7 | ORBIT 60, BLANK MODULE SLOT COVER | ORBIT 60^DOOR PANEL
AP0615 | 2762566-7,2762566-9 | ORBIT 60, COMMUNICATION GATEWAY MODULE (CGW) | ORBIT 60^DOOR PANEL
AP0616 | 2762566-7 | ORBIT 60, PROTECTION PROCESSING MODULE (PPM) | ORBIT 60^DOOR PANEL
AP0617 | 2762566-11,2762566-7 | ORBIT 60, PROTECTION PROCESSING MODULE (PPM) | ORBIT 60^DOOR PANEL
AP0618 | 2762566-12,2762566-19 | ORBIT 60, BLANK MODULE SLOT COVER | ORBIT 60^DOOR PANEL
AP0619 | 2762566-27 | ORBIT 60, CONDITIONING MONITORING MODULE (CCM) | ORBIT 60^DOOR PANEL
AP0620 | 2762566-12,2762566-19 | ORBIT 60, BLANK MODULE SLOT COVER | ORBIT 60^DOOR PANEL
AP0621 | 2762566-13,2762566-7 | ORBIT 60, PROTECTION PROCESSING MODULE (PPM) | ORBIT 60^DOOR PANEL
AP0622 | 2762566-12,2762566-7 | ORBIT 60, PROTECTION PROCESSING MODULE (PPM) | ORBIT 60^DOOR PANEL
AP0623 | 2762566-19 | ORBIT 60, BLANK MODULE SLOT COVER | ORBIT 60^DOOR PANEL
AP0624 | 2762566-17 | ORBIT 60, SOLID STATE RELAY MODULE (SSR) | ORBIT 60^DOOR PANEL
AP0625 | 2762566-17 | ORBIT 60, SOLID STATE RELAY MODULE (SSR) | ORBIT 60^DOOR PANEL
AP0626 | 2762566-17 | ORBIT 60, SOLID STATE RELAY MODULE (SSR) | ORBIT 60^DOOR PANEL
AP0627 | 2762566-17,2762566-19 | ORBIT 60, BLANK MODULE SLOT COVER | ORBIT 60^DOOR PANEL
AP0628 | 2762566-12 | ORBIT 60, DYNAMIC INPUT MODULE (PAV) | ORBIT 60^DOOR PANEL
AP0629 | 2762566-11 | ORBIT 60, KEYPHASOR INPUT MODULE (KPH) | ORBIT 60^DOOR PANEL
AP0630 | 2762566-12 | ORBIT 60, DYNAMIC INPUT MODULE (PAV) | ORBIT 60^DOOR PANEL
AP0631 | 2762566-12 | ORBIT 60, DYNAMIC INPUT MODULE (PAV) | ORBIT 60^DOOR PANEL
AP0632 | 2762566-12 | ORBIT 60, DYNAMIC INPUT MODULE (PAV) | ORBIT 60^DOOR PANEL
AP0633 | 2762566-12,2762566-19 | ORBIT 60, DYNAMIC INPUT MODULE (PAV) | ORBIT 60^DOOR PANEL
AP0634 | 2762566-12,2762566-19 | ORBIT 60, DYNAMIC INPUT MODULE (PAV) | ORBIT 60^DOOR PANEL
AP0635 | 2762566-12,2762566-19 | ORBIT 60, DYNAMIC INPUT MODULE (PAV) | ORBIT 60^DOOR PANEL
AP0636 | 2762566-12,2762566-19 | ORBIT 60, DYNAMIC INPUT MODULE (PAV) | ORBIT 60^DOOR PANEL
AP0637 | 2762566-12,2762566-19 | ORBIT 60, DYNAMIC INPUT MODULE (PAV) | ORBIT 60^DOOR PANEL
AP0638 | 2762566-12,2762566-19 | ORBIT 60, DYNAMIC INPUT MODULE (PAV) | ORBIT 60^DOOR PANEL
AP0639 | 2762566-12,2762566-19 | ORBIT 60, DYNAMIC INPUT MODULE (PAV) | ORBIT 60^DOOR PANEL
AR0610 | 2762566-2,2762566-4 | PANEL MOUNT CHASSIS, ORBIT 60 6U 28 SLOT, 29 TOTAL | ORBIT 60^DOOR PANEL
UV0610 | 2762566-5 | POWER SUPPLY, ORBIT 60 RACK | ORBIT 60^DOOR PANEL
UV0611 | 2762566-5 | POWER SUPPLY, ORBIT 60 RACK | ORBIT 60^DOOR PANEL
CC6500 | CUSTOMER DEFINED | ComponentDescription, GAS DETECTED | PANEL
CC9002 | CUSTOMER DEFINED | ComponentDescription, GAS DETECTED | PANEL
XY-5020A-15B | CUSTOMER DEFINED | PUSHBUTTON SWITCH, EMERGENCY STOP (REMOTE) | PANEL
XY-5020A-16 | CUSTOMER DEFINED | PUSHBUTTON SWITCH, NORMAL STOP (REMOTE) | PANEL
XY-5020A-17 | CUSTOMER DEFINED | PUSHBUTTON SWITCH, START (REMOTE) | PANEL
XY-5020A-18 | CUSTOMER DEFINED | PUSHBUTTON SWITCH, FAST STOP (REMOTE) | PANEL
AF0080 | 1051931-67,1089240-4 | 1794-OB8EP, 8 DISCRETE OUTPUT^(CURRENT LIMITING) | PANEL A
AF0081 | 1051931-67,1089240-2 | 1794-IB16, 16 DISCRETE INPUT | PANEL A
AF0082 | 1051931-67,1089240-2 | 1794-IB16, 16 DISCRETE INPUT | PANEL A
AF0083 | 1051931-71,1089240-41 | 1794-IRT8, 8 TC/RTD FAST INPUT | PANEL A
AF0084 | 1051931-71,1089240-41 | 1794-IRT8, 8 TC/RTD FAST INPUT | PANEL A
AF0085 | 1051931-67,1089240-18 | 1794-IF8IHNF, 8 ANALOG FAST INPUT^(ISOLATED, HART) | PANEL A
AF0086 | 1051931-67,1089240-18 | 1794-IF8IHNF, 8 ANALOG FAST INPUT^(ISOLATED, HART) | PANEL A
AF0087 | 1051931-67,1089240-3 | 1794-IB10XOB6, 16 DISCRETE SIGNALS^(10 IN & 6 OUT) | PANEL A
AF0090 | 1051931-67,1089240-2 | 1794-IB16, 16 DISCRETE INPUT | PANEL A
AF0091 | 1051931-67,1089240-5 | 1794-OB16P, 16 DISCRETE OUTPUT^(CURRENT LIMITING) | PANEL A
AF0092 | 1051931-67,1089240-5 | 1794-OB16P, 16 DISCRETE OUTPUT^(CURRENT LIMITING) | PANEL A
AF0093 | 1051931-67,1089240-7 | 1794-IE8, 8 ANALOG INPUT | PANEL A
AU0080 | 1089240-32 | 1794-AENTR, FLEX I/O^COMMUNICATIONS ADAPTER | PANEL A
AU0090 | 1089240-32 | 1794-AENTR, FLEX I/O^COMMUNICATIONS ADAPTER | PANEL A
FU0010 | 1043265-1,1043265-5 | FUSE, 10A | PANEL A
FU0011 | 1043265-1,1043265-7 | FUSE, 20A | PANEL A
FU0011A | 1043265-1,1043265-7 | FUSE, 20A | PANEL A
FU0012 | 1043265-1,1043265-5 | FUSE, 10A | PANEL A
FU0012A | 1043265-1,1043265-5 | FUSE, 10A | PANEL A
FU0013 | 1043265-1,1043265-5 | FUSE, 10A | PANEL A
FU0014 | 1043265-1,1043265-5 | FUSE, 10A | PANEL A
FU0014A | 1043265-1,1043265-5 | FUSE, 10A | PANEL A
FU0015 | 1043265-1,1043265-5 | FUSE, 10A | PANEL A
FU0015A | 1043265-1,1043265-5 | FUSE, 10A | PANEL A
FU0016A | 1043265-1,1043265-5 | FUSE, 10A | PANEL A
FU0017 | 1043265-1,1043265-5 | FUSE, 10A | PANEL A
FU0080 | 1043265-1,1043265-5 | FUSE, 10A | PANEL A
FU0081 | 1043265-1,1043265-5 | FUSE, 10A | PANEL A
FU0090 | 1043265-1,1043265-5 | FUSE, 10A | PANEL A
FU0091 | 1043265-1,1043265-5 | FUSE, 10A | PANEL A
FU0092 | 1043265-1,1043265-5 | FUSE, 10A | PANEL A
FU0136 | 1043265-1,1043265-9 | FUSE, 30A | PANEL A
FU0137 | 1043265-1,1043265-7 | FUSE, 20A | PANEL A
FU0139 | 1043265-1,1043265-4 | FUSE, 5A | PANEL A
GR0131 | 903849C1 | RAIL GROUND, DIN RAIL GROUNDING | PANEL A
GR0132 | 903849C1 | RAIL GROUND, DIN RAIL GROUNDING | PANEL A
GR0133 | 903849C1 | RAIL GROUND, DIN RAIL GROUNDING | PANEL A
GR0134 | 903849C1 | RAIL GROUND, DIN RAIL GROUNDING | PANEL A
IEG0080 | 1054025-201 | BUS BAR, INSTRUMENT EARTH (SHIELDING) | PANEL A
IEG0090 | 1054025-101 | BUS BAR, INSTRUMENT EARTH (SHIELDING) | PANEL A
KA0130 | 1061979-1 | RELAY, LOWSPEED/OPEN PROBE SETPOINT | PANEL A
KA0131 | 1061979-1 | RELAY, CONTROLLER ACTIVE | PANEL A
KA0132 | 1061979-1 | RELAY, CONTROLLER ACTIVE | PANEL A
KA0133 | 1061979-1 | RELAY, POST LUBE NOT REQUIRED | PANEL A
KA0134 | 1061979-1 | RELAY, BACKUP COMMAND OFF | PANEL A
KA0135 | 1061979-1 | RELAY, AC PRE/POST PUMP DRIVE | PANEL A
KA0136 | 1061979-1 | RELAY, LUBE OIL HEADER PRESSURE HIGH | PANEL A
KA0137 | 1061979-1 | RELAY, LUBE PUMP INHIBIT | PANEL A
KA0138 | 1061979-1 | RELAY, BACKUP LUBE OIL PUMP OFF | PANEL A
KA0141 | 1061979-1 | RELAY, CONTROLLER ACTIVE | PANEL A
KA0144 | 1061979-1 | RELAY, AC PRE/POST PUMP DRIVE | PANEL A
KA0176 | 1061979-1 | RELAY, VENTILATION REQUIRED | PANEL A
KA0221 | 1061979-1 | RELAY, PRIMARY GAS FUEL SHUTOFF VALVE | PANEL A
KA2160 | 1061979-1 | RELAY, SPARE | PANEL A
KA2161 | 1061979-1 | RELAY, SPARE | PANEL A
KA3103 | 1061979-1 | RELAY, LUBE OIL TANK HEATER | PANEL A
KA6211 | 1061979-1 | RELAY, DRIVER ENCLOSURE^VENT FAN #1 | PANEL A
KT0140 | 2651077-1 | TIMER RELAY, BACKUP PUMP POST LUBE OFF CYCLE | PANEL A
KT0141 | 2651077-1 | TIMER RELAY, BACKUP POST LUBE CONTINUOUS | PANEL A
KT0142 | 2651077-1 | TIMER RELAY, TOTAL POST LUBE | PANEL A
KT0143 | 2651077-1 | TIMER RELAY, BACKUP PUMP POST LUBE ON CYCLE | PANEL A
KT0144 | 2651077-1 | TIMER RELAY, HEADER PRESSURE HIGH BACKUP PUMP OFF | PANEL A
KT0145 | 2651077-1 | TIMER RELAY, FIRE DETECTED ROLLDOWN LUBE | PANEL A
KT0146 | 2651077-3 | TIMER RELAY, WATCHDOG | PANEL A
PC0470 | 2271605-1 | TIMER/COUNTER, ENGINE HOUR / START COUNTER | PANEL A
PEG0130 | 232941-300 | BUS BAR, PANEL A - POWER EARTH GROUNDING | PANEL A
RR0851 | 981090C1 | RESISTOR, 3.01K OHM | PANEL A
RR0852 | 981089C1 | RESISTOR, 1.0K OHM | PANEL A
RR0853 | 981090C1 | RESISTOR, 3.01K OHM | PANEL A
RR0854 | 981089C1 | RESISTOR, 1.0K OHM | PANEL A
UJ0131 | 1286570-1 | POWER CONVERTER, AC/DC INPUT TO 28V DC OUTPUT | PANEL A
VD6211 | 960592C1 | DIODE, 15 pF | PANEL A
XT0011 | 1066730-16,1066730-17,1066730-18 | TERMINAL STRIP, 2 CONDUCTOR | PANEL A
XT0014 | 1247052-1 | BUS BAR, SYSTEM FUNCTION (USE) | PANEL A
XT0080 | 1066730-7,1066730-8,1067996-4 | TERMINAL BLOCK, SPRING, 4 CONDUCTOR,30-12 AWG (0.05-3.31 MM2),NON-IS | PANEL A
XT0085 | 1066730-7,1066730-8,1067996-4 | TERMINAL BLOCK, SPRING, 4 CONDUCTOR,30-12 AWG (0.05-3.31 MM2),NON-IS | PANEL A
XT0090 | 1066730-7,1066730-8,1067996-4 | TERMINAL BLOCK, SPRING, 4 CONDUCTOR,30-12 AWG (0.05-3.31 MM2),NON-IS | PANEL A
XT0134 | 1066730-16,1066730-17,1066730-18 | TERMINAL STRIP, 2 CONDUCTOR | PANEL A
XT0135 | 1066730-7,1066730-8,1067996-4 | TERMINAL BLOCK, SPRING, 4 CONDUCTOR,30-12 AWG (0.05-3.31 MM2),NON-IS | PANEL A
XT0136 | 1066730-7,1066730-8,1067996-82 | TERMINAL BLOCK, SPRING, 4 CONDUCTOR,30-12 AWG (0.05-3.31 MM2),NON-IS | PANEL A
XT0137 | 1066730-5,1066730-7,1067996-4 | TERMINAL BLOCK, SPRING, 4 CONDUCTOR,30-12 AWG (0.05-3.31 MM2),NON-IS | PANEL A
XT0138 | 1066730-16,1066730-17,1066730-18 | TERMINAL STRIP, 2 CONDUCTOR | PANEL A
XT0139 | 1066730-7,1066730-8,1067996-4 | TERMINAL BLOCK, SPRING, 4 CONDUCTOR,30-12 AWG (0.05-3.31 MM2),NON-IS | PANEL A
XT0171 | 1066730-7,1066730-8,1067996-11 | TERMINAL BLOCK, SPRING, 4 CONDUCTOR,30-12 AWG (0.05-3.31 MM2),NON-IS | PANEL A
AF0060 | 1051931-67,1089240-4 | 1794-OB8EP, 8 DISCRETE OUTPUT^(CURRENT LIMITING) | PANEL B
AF0061 | 1051931-67,1089240-4 | 1794-OB8EP, 8 DISCRETE OUTPUT^(CURRENT LIMITING) | PANEL B
AF0062 | 1051931-67,1089240-4 | 1794-OB8EP, 8 DISCRETE OUTPUT^(CURRENT LIMITING) | PANEL B
AF0063 | 1051931-67,1089240-2 | 1794-IB16, 16 DISCRETE INPUT | PANEL B
AF0064 | 1051931-67,1089240-18 | 1794-IF8IHNF, 8 ANALOG FAST INPUT^(ISOLATED, HART) | PANEL B
AF0065 | 1051931-67,1089240-18 | 1794-IF8IHNF, 8 ANALOG FAST INPUT^(ISOLATED, HART) | PANEL B
AF0070 | 1051931-71,1089240-38 | 1794-IJ2, 2 FREQUENCY FAST INPUT | PANEL B
AF0071 | 1051931-69,1089240-37 | 1794-OF4I, 4 ANALOG FAST OUTPUT^(ISOLATED) | PANEL B
AF0072 | 1051931-69,1089240-37 | 1794-OF4I, 4 ANALOG FAST OUTPUT^(ISOLATED) | PANEL B
AF0073 | 1051931-67,1089240-18 | 1794-IF8IHNF, 8 ANALOG FAST INPUT^(ISOLATED, HART) | PANEL B
AF0074 | 1051931-71,1089240-41 | 1794-IRT8, 8 TC/RTD FAST INPUT | PANEL B
AF0075 | 1051931-71,1089240-41 | 1794-IRT8, 8 TC/RTD FAST INPUT | PANEL B
AU0060 | 1089240-32 | 1794-AENTR, FLEX I/O^COMMUNICATIONS ADAPTER | PANEL B
AU0070 | 1089240-32 | 1794-AENTR, FLEX I/O^COMMUNICATIONS ADAPTER | PANEL B
BA1100 | 1337728-10 | SWITCH, ETAP, DLR INTERFACE | PANEL B
FU0001 | 1043265-1,1043265-3 | FUSE, 2A | PANEL B
FU0002 | 1043265-1,1043265-3 | FUSE, 2A | PANEL B
FU0007 | 1043265-1,1043265-3 | FUSE, 2A | PANEL B
FU0008 | 1043265-1,1043265-3 | FUSE, 2A | PANEL B
FU0009 | 1043265-1,1043265-3 | FUSE, 2A | PANEL B
FU0060 | 1043265-1,1043265-5 | FUSE, 10A | PANEL B
FU0061 | 1043265-1,1043265-5 | FUSE, 10A | PANEL B
FU0062 | 1043265-1,1043265-5 | FUSE, 10A | PANEL B
FU0063 | 1043265-1,1043265-5 | FUSE, 10A | PANEL B
FU0070 | 1043265-1,1043265-5 | FUSE, 10A | PANEL B
FU0210 | 1043265-1,1043265-7 | FUSE, 20A | PANEL B
FU0211 | 1043265-1,1043265-4 | FUSE, 5A | PANEL B
FU0212 | 1043265-1,1043265-3 | FUSE, 2A | PANEL B
FU0291 | 1043265-1,1043265-4 | FUSE, 5A | PANEL B
FU1101 | 1043265-1,1043265-3 | FUSE, 2A | PANEL B
GR0231 | 903849C1 | RAIL GROUND, DIN RAIL GROUNDING | PANEL B
GR0232 | 903849C1 | RAIL GROUND, DIN RAIL GROUNDING | PANEL B
GR0233 | 903849C1 | RAIL GROUND, DIN RAIL GROUNDING | PANEL B
IEG0060 | 1054025-201 | BUS BAR, INSTRUMENT EARTH (SHIELDING) | PANEL B
IEG0070 | 1054025-301 | BUS BAR, INSTRUMENT EARTH (SHIELDING) | PANEL B
IEG0230 | 232941-300 | BUS BAR, PANEL B - INSTRUMENT EARTH GROUNDING | PANEL B
KA0222 | 1061979-1 | RELAY, SECONDARY GAS FUEL SHUTOFF VALVE | PANEL B
KA0230 | 1061979-1 | RELAY, CONTROLLER ACTIVE | PANEL B
KA0231 | 1061979-1 | RELAY, CONTROLLER ACTIVE | PANEL B
KA0232 | 1061979-1 | RELAY, CONTROLLER ACTIVE | PANEL B
KA0233 | 1061979-1 | RELAY, CONTROLLER ACTIVE | PANEL B
KA0234 | 1061979-1 | RELAY, CONTROLLER ACTIVE | PANEL B
KA0235 | 1061979-1 | RELAY, NO EMERGENCY SHUTDOWN SUMMARY | PANEL B
KA0236 | 1061979-1 | RELAY, NO EMERGENCY SHUTDOWN SUMMARY | PANEL B
KA0237 | 1061979-1 | RELAY, NO EMERGENCY SHUTDOWN SUMMARY | PANEL B
KA0238 | 1061979-1 | RELAY, NO EMERGENCY SHUTDOWN SUMMARY | PANEL B
KA0239 | 1061979-1 | RELAY, NO EMERGENCY SHUTDOWN SUMMARY | PANEL B
KA0240 | 1061979-1 | RELAY, NO EMERGENCY SHUTDOWN SUMMARY | PANEL B
KA0241 | 1061979-1 | RELAY, BACKUP SYSTEM RESET | PANEL B
KA0242 | 1061979-1 | RELAY, BACKUP SYSTEM RESET | PANEL B
KA0243 | 1061979-1 | RELAY, NO FIRE DETECTED | PANEL B
KA0244 | 1061979-1 | RELAY, NO FIRE DETECTED | PANEL B
KA0245 | 1061979-1 | RELAY, NO GAS DETECTED | PANEL B
KA0246 | 1061979-1 | RELAY, NO FIRE DETECTED | PANEL B
KA0247 | 1061979-1 | RELAY, NO FIRE DETECTED | PANEL B
KA0248 | 1061979-1 | RELAY, NO EMERGENCY SHUTDOWN SUMMARY | PANEL B
KA0249 | 1061979-1 | RELAY, NO GAS DETECTED | PANEL B
KA0250 | 1061979-1 | RELAY, NO EMERGENCY SHUTDOWN SUMMARY | PANEL B
KA1020 | 1061979-1 | RELAY, IGNITION START | PANEL B
RR0700 | 912137C1 | RESISTOR, 10K OHM | PANEL B
RR0701 | 912137C1 | RESISTOR, 10K OHM | PANEL B
TE0741 | 1014214-21 | THERMISTOR, COLD JUNCTION | PANEL B
TE0742 | 1014214-21 | THERMISTOR, COLD JUNCTION | PANEL B
TE0751 | PART OF 1089240-31 (1014214-21) | THERMISTOR, COLD JUNCTION | PANEL B
TE0752 | PART OF 1089240-31 (1014214-21) | THERMISTOR, COLD JUNCTION | PANEL B
UA1200 | 1053834-12 | SIGNAL CONVERTER, BACKUP OVERSPEED | PANEL B
UJ0291 | 1088442-4 | POWER CONVERTER, DC/DC INPUT TO 24V DC OUTPUT | PANEL B
XT0001 | 1066730-32,1066730-7,1066730-8,1067996-82 | TERMINAL BLOCK, SPRING, 4 CONDUCTOR,30-12 AWG (0.05-3.31 MM2),NON-IS | PANEL B
XT0004 | 1066730-7,1066730-8 | TERMINAL BLOCK, SPRING, 4 CONDUCTOR,30-12 AWG (0.05-3.31 MM2),NON-IS | PANEL B
XT0060 | 1066730-7,1066730-8,1067996-4 | TERMINAL BLOCK, SPRING, 4 CONDUCTOR,30-12 AWG (0.05-3.31 MM2),NON-IS | PANEL B
XT0070 | 1066730-7,1066730-8,1067996-4 | TERMINAL BLOCK, SPRING, 4 CONDUCTOR,30-12 AWG (0.05-3.31 MM2),NON-IS | PANEL B
XT0233 | 1066730-7,1066730-8,1067996-4 | TERMINAL BLOCK, SPRING, 4 CONDUCTOR,30-12 AWG (0.05-3.31 MM2),NON-IS | PANEL B
XT0235 | 1066730-7,1066730-8,1067996-4 | TERMINAL BLOCK, SPRING, 4 CONDUCTOR,30-12 AWG (0.05-3.31 MM2),NON-IS | PANEL B
XT0236 | 1066730-7,1066730-8,1067996-82 | TERMINAL BLOCK, SPRING, 4 CONDUCTOR,30-12 AWG (0.05-3.31 MM2),NON-IS | PANEL B
XT0237 | 1066730-10,1066730-9,1067996-4 | DIODE TERMINAL STRIP, 4 CONDUCTOR | PANEL B
XT0240 | 1066730-7,1066730-8,1067996-4 | TERMINAL BLOCK, SPRING, 4 CONDUCTOR,30-12 AWG (0.05-3.31 MM2),NON-IS | PANEL B
XT7004 | 1066730-7 | TERMINAL BLOCK, SPRING, 4 CONDUCTOR,30-12 AWG (0.05-3.31 MM2),NON-IS | PANEL B
AP0601 | [2]1089241-20 | MODULE, BLANK FILLER | PLC PANEL
AP0602 | 1089241-40 | 1756-EN2TRXT, ETHERNET | PLC PANEL
AP0603 | 1089241-40 | 1756-EN2TRXT, ETHERNET | PLC PANEL
AP0604 | 1089241-40 | 1756-EN2TRXT, ETHERNET | PLC PANEL
AP0605 | 1089241-15 | MVI 56-MNETXT, ETHERNET/MODBUS | PLC PANEL
AP0606 | 1089241-40 | 1756-EN2TRXT, ETHERNET | PLC PANEL
AP0607 | [2]1089241-20 | MODULE, BLANK FILLER | PLC PANEL
AP0608 | 1089241-20 | MODULE, BLANK FILLER | PLC PANEL
AP0609 | 1089241-40 | 1756-EN2TRXT, ETHERNET | PLC PANEL
AR0600 | 1057900,1059465,1089241-42,1103759,19298R1,22652R1 | RACK CHASSIS, 1756-A10XT (10 SLOT) | PLC PANEL
AT0600 | 1089241-30 | 1756-L73XT, MICROPROCESSOR | PLC PANEL
BA0001 | 1271449-1 | MEDIA CONVERTER, ETHERNET-FIBER OPTIC | PLC PANEL
BA0004 | 1271449-1 | MEDIA CONVERTER, ETHERNET-FIBER OPTIC | PLC PANEL
BA0005 | 1271449-1 | MEDIA CONVERTER, ETHERNET-FIBER OPTIC | PLC PANEL
BA0007 | 1271449-1 | MEDIA CONVERTER, ETHERNET-FIBER OPTIC | PLC PANEL
BA0009 | 1271449-1 | MEDIA CONVERTER, ETHERNET-FIBER OPTIC | PLC PANEL
GR0234 | [2]903849C1 | RAIL GROUND, DIN RAIL GROUNDING | PLC PANEL
UV0600 | 1089241-28 | POWER SUPPLY, RSLOGIX CHASSIS | PLC PANEL
FU0190 | 1043265-1,1043265-5 | FUSE, 10A | PWR DISTRIBUTION RAIL
FU0200 | 1043265-1,1043265-5 | FUSE, 10A | PWR DISTRIBUTION RAIL
FU0273 | 1043265-1,1043265-4 | FUSE, 5A | PWR DISTRIBUTION RAIL
FU0600 | 1043265-1,1043265-7 | FUSE, 20A | PWR DISTRIBUTION RAIL
FU0610 | 1043265-1,1043265-5 | FUSE, 10A | PWR DISTRIBUTION RAIL
FU0611 | 1043265-1,1043265-5 | FUSE, 10A | PWR DISTRIBUTION RAIL
XT0561 | 1066730-53,1066730-7,1066730-8,1067996-4 | TERMINAL BLOCK, SPRING, 4 CONDUCTOR,30-12 AWG (0.05-3.31 MM2),NON-IS | PWR DISTRIBUTION RAIL
XT0562 | 1066730-53,1066730-7,1066730-8,1067996-4 | TERMINAL BLOCK, SPRING, 4 CONDUCTOR,30-12 AWG (0.05-3.31 MM2),NON-IS | PWR DISTRIBUTION RAIL
XT0563 | 1066730-7,1066730-8,1067996-4 | TERMINAL BLOCK, SPRING, 4 CONDUCTOR,30-12 AWG (0.05-3.31 MM2),NON-IS | PWR DISTRIBUTION RAIL
AF0200 | 1051931-67,1089240-5,PART OF TCP ASSEMBLY | 1794-OB16P, 16 DISCRETE OUTPUT^(CURRENT LIMITING) | TCP
AF0201 | 1051931-67,1089240-3 | 1794-IB10XOB6, 16 DISCRETE SIGNALS^(10 IN & 6 OUT) | TCP
AF0202 | 1051931-67,1089240-3,PART OF TCP ASSEMBLY | 1794-IB10XOB6, 16 DISCRETE SIGNALS^(10 IN & 6 OUT) | TCP
AU0200 | 1089240-32,PART OF TCP ASSEMBLY | 1794-AENTR, FLEX I/O^COMMUNICATIONS ADAPTER | TCP
GR0200 | PART OF TCP ASSEMBLY | RAIL LUG, DIN RAIL GROUNDING | TCP
HL0400 | 1017510,[2]1035040-21,964903C1,PART OF TCP ASSEMBLY | LIGHT, READY, GREEN | TCP
HL0401 | 1017509,[2]1035040-22,964903C1,PART OF TCP ASSEMBLY | LIGHT, STARTING, WHITE | TCP
HL0402 | 1017509,[2]1035040-23,964903C1,PART OF TCP ASSEMBLY | LIGHT, READY TO LOAD, WHITE | TCP
HL0403 | 1017509,[2]1035040-24,964903C1,PART OF TCP ASSEMBLY | LIGHT, ON LOAD, WHITE | TCP
HL0404 | 1017509,964903C1,[2]964971C1,PART OF TCP ASSEMBLY | LIGHT, LOCAL/AUXILIARY/CUSTOMER SELECT, WHITE | TCP
HL0405 | 1017509,[2]1035040-853,964903C1,PART OF TCP ASSEMBLY | LIGHT, LOCAL/AUXILIARY/CUSTOMER SELECT, WHITE | TCP
HL0406 | 1017509,964903C1,[2]964971C1,PART OF TCP ASSEMBLY | LIGHT, REMOTE, WHITE | TCP
HL0407 | 1017509,[2]1035040-26,964903C1,PART OF TCP ASSEMBLY | LIGHT, COOLDOWN, WHITE | TCP
HL0408 | 1017509,[2]1035040-27,964903C1,PART OF TCP ASSEMBLY | LIGHT, STOPPING, WHITE | TCP
HL0409 | 1017501,[2]1035040-28,964903C1,PART OF TCP ASSEMBLY | LIGHT, ALARM SUMMARY, AMBER | TCP
HL0410 | 1017501,[2]1035040-30,964903C1,PART OF TCP ASSEMBLY | LIGHT, BACKUP ACTIVE, AMBER | TCP
HL0411 | 1010205,[2]1035040-29,964903C1,PART OF TCP ASSEMBLY | LIGHT, SHUTDOWN SUMMARY, RED | TCP
SA0400 | 2380746-5 | SELECTOR SWITCH, OFF/AUX/REMOTE | TCP
SA0401 | 1035040-33,PART OF TCP ASSEMBLY | SELECTOR SWITCH, BACKUP SYSTEM RESET | TCP
SB0400 | 1035040-862,2380746-4,PART OF TCP ASSEMBLY | PUSHBUTTON SWITCH, EMERGENCY STOP | TCP
SB0401 | 1015213,[2]1035040-15,964901C1,PART OF TCP ASSEMBLY | PUSHBUTTON SWITCH, HORN SILENCE | TCP
SB0402 | [2]1035040-12,964901C1,PART OF TCP ASSEMBLY | PUSHBUTTON SWITCH, ACKNOWLEDGE | TCP
SB0403 | [2]1035040-13,965112C1,PART OF TCP ASSEMBLY | PUSHBUTTON SWITCH, RESET | TCP
SB0404 | [2]1035040-14,964901C1,PART OF TCP ASSEMBLY | PUSHBUTTON SWITCH, LAMP TEST | TCP
SB0405 | [2]1035040-18,964901C1,PART OF TCP ASSEMBLY | PUSHBUTTON SWITCH, START | TCP
SB0406 | [2]1035040-34,964901C1,PART OF TCP ASSEMBLY | PUSHBUTTON SWITCH, NORMAL STOP | TCP
SB0407 | [2]1035040-19,964901C1,PART OF TCP ASSEMBLY | PUSHBUTTON SWITCH, SETPOINT DECREASE | TCP
SB0408 | [2]1035040-20,964901C1,PART OF TCP ASSEMBLY | PUSHBUTTON SWITCH, SETPOINT INCREASE | TCP
SH0401 | 1013485,1017509,1017511,964902C1,PART OF TCP ASSEMBLY | LIGHTED SWITCH, SPARE, WHITE | TCP
SH0404 | 1013485,1017509,1017511,964902C1,PART OF TCP ASSEMBLY | LIGHTED SWITCH, OPEN LPC SURGE CONTROL VALVE, WHITE | TCP
SH0405 | 1013485,1017509,1017511,964902C1,PART OF TCP ASSEMBLY | LIGHTED SWITCH, CLOSE LPC SURGE CONTROL VALVE, WHITE | TCP
SH0406 | 1013485,1017509,1017511,964902C1,PART OF TCP ASSEMBLY | LIGHTED SWITCH, OPEN HPC SURGE CONTROL VALVE, WHITE | TCP
SH0407 | 1013485,1017509,1017511,964902C1,PART OF TCP ASSEMBLY | LIGHTED SWITCH, CLOSE HPC SURGE CONTROL VALVE, WHITE | TCP
SH0408 | 1013485,1017509,1017511,964902C1,PART OF TCP ASSEMBLY | LIGHTED SWITCH, AUTO/MANUAL SELECT, WHITE | TCP
SH0409 | 1017509,1017511,1035040-8,964902C1,PART OF TCP ASSEMBLY | LIGHTED SWITCH, SPARE, WHITE | TCP
SH0410 | 1017509,1017511,1035040-6,964902C1,PART OF TCP ASSEMBLY | LIGHTED SWITCH, SPARE, WHITE | TCP
XT0564 | 1066730-10,1066730-68,1066730-9,PART OF TCP ASSEMBLY | TERMINAL STRIP, SYSTEM FUNCTION (USE) | TCP
GR0113 | 903849C1 | RAIL GROUND, DIN RAIL GROUNDING | TURBINE VIBRATION PANEL
IEG0110 | 232941-200 | BUS BAR, ENGINE VIBRATION - INSTRUMENT EARTH GROUNDING | TURBINE VIBRATION PANEL